## conductor_pz_summary_hftd_23_re
PZ_idx | circuit_protection_zone_id | feeder_id | feeder_name | primary_length_m_hftd_23 | Length in Miles | pixel_count | Total Risk | mean_mavf_core_risk | mean_mavf_core_risk_rank | Cumulative Miles | Decreasing Risk | Dot 1 | Dot 2 | Dot 3 | Dot 4 | Dot 5 | PSPS Count
10544 | OREGON TRAIL 1103CUS391 | 103521103 | OREGON TRAIL 1103 | 36.3577 | 0.022596 | 1 | 3.1639 | 3.1639 | 1 | 0.022596 | 24761.6364 | #N/A | #N/A | #N/A | #N/A | #N/A | 0
11024 | CALPINE 1144276-G | 48011144 | CALPINE 1144 | 23.7478 | 0.014759 | 1 | 1.8786 | 1.8786 | 2 | 0.037356 | 24759.7577 | #N/A | #N/A | #N/A | #N/A | #N/A | 0
9665 | MARIPOSA 210190130 | 254452101 | MARIPOSA 2101 | 151.1499 | 0.09394 | 1 | 1.6924 | 1.6924 | 3 | 0.1313 | 24758.0654 | #N/A | #N/A | #N/A | #N/A | #N/A | 0
9783 | SHEPHERD 2111688294 | 252062111 | SHEPHERD 2111 | 24.3604 | 0.01514 | 1 | 1.4425 | 1.4425 | 4 | 0.14644 | 24756.6229 | #N/A | #N/A | #N/A | #N/A | #N/A | 0
10354 | MIDDLETOWN 1103CB | 43141103 | MIDDLETOWN 1103 | 85.2366 | 0.052975 | 4 | 5.2026 | 1.3006 | 5 | 0.19941 | 24751.4203 | 24751.4203 | #N/A | #N/A | #N/A | #N/A | 1
10600 | UPPER LAKE 1101CB | 42871101 | UPPER LAKE 1101 | 1791.2622 | 1.1133 | 3 | 3.7676 | 1.2559 | 6 | 1.3127 | 24747.6528 | #N/A | #N/A | #N/A | #N/A | #N/A | 0
8894 | KESWICK 11011586 | 103451101 | KESWICK 1101 | 11983.5348 | 7.4478 | 39 | 48.8434 | 1.2524 | 7 | 8.7605 | 24698.8094 | #N/A | #N/A | #N/A | #N/A | #N/A | 0
6776 | MIDDLETOWN 1102302610 | 43141102 | MIDDLETOWN 1102 | 7571.5921 | 4.7058 | 53 | 48.565 | 0.91632 | 8 | 13.4663 | 24650.2444 | #N/A | #N/A | #N/A | #N/A | #N/A | 0
2373 | KONOCTI 1102965078 | 43311102 | KONOCTI 1102 | 10089.0761 | 6.2704 | 59 | 51.7008 | 0.87629 | 9 | 19.7367 | 24598.5436 | #N/A | #N/A | #N/A | #N/A | #N/A | 0
5527 | MARIPOSA 2102241564 | 254452102 | MARIPOSA 2102 | 1146.9072 | 0.71281 | 14 | 10.8148 | 0.77248 | 10 | 20.4495 | 24587.7288 | #N/A | #N/A | #N/A | #N/A | #N/A | 0
7968 | BUCKS CREEK 1101CB | 102211101 | BUCKS CREEK 1101 | 7724.4676 | 4.8008 | 13 | 9.5539 | 0.73491 | 11 | 25.2503 | 24578.1749 | #N/A | #N/A | #N/A | 24578.1749 | #N/A | 4
10918 | DEL MAR 2109378446 | 152582109 | DEL MAR 2109 | 157.9488 | 0.098166 | 3 | 2.1945 | 0.73151 | 12 | 25.3484 | 24575.9804 | #N/A | #N/A | #N/A | #N/A | #N/A | 0
6966 | MIDDLETOWN 1102CB | 43141102 | MIDDLETOWN 1102 | 752.0336 | 0.46739 | 12 | 8.6977 | 0.72481 | 13 | 25.8158 | 24567.2827 | 24567.2827 | #N/A | #N/A | #N/A | #N/A | 1
3511 | MIDDLETOWN 1103830 | 43141103 | MIDDLETOWN 1103 | 44622.1036 | 27.7328 | 212 | 151.8291 | 0.71618 | 14 | 53.5487 | 24415.4536 | #N/A | #N/A | #N/A | #N/A | #N/A | 0
9537 | POSO MOUNTAIN 2104CB | 253642104 | POSO MOUNTAIN 2104 | 8613.688 | 5.3534 | 38 | 26.7607 | 0.70423 | 15 | 58.9021 | 24388.6929 | #N/A | #N/A | #N/A | #N/A | #N/A | 0
10827 | INDIAN FLAT 11044440 | 252691104 | INDIAN FLAT 1104 | 376.2849 | 0.23386 | 4 | 2.7463 | 0.68656 | 16 | 59.136 | 24385.9466 | #N/A | #N/A | #N/A | #N/A | #N/A | 0
10242 | ELK CREEK 1101CB | 102781101 | ELK CREEK 1101 | 135.534 | 0.084235 | 1 | 0.67079 | 0.67079 | 17 | 59.2202 | 24385.2758 | 24385.2758 | #N/A | #N/A | #N/A | #N/A | 1
5791 | TIDEWATER 210614072 | 14652106 | TIDEWATER 2106 | 5897.3117 | 3.6652 | 30 | 19.5994 | 0.65331 | 18 | 62.8854 | 24365.6765 | #N/A | #N/A | #N/A | #N/A | #N/A | 0
10735 | HARTLEY 1101980662 | 43211101 | HARTLEY 1101 | 366.2635 | 0.22763 | 3 | 1.9256 | 0.64187 | 19 | 63.113 | 24363.7509 | 24363.7509 | #N/A | #N/A | #N/A | #N/A | 1
10532 | VACA DIXON 1101126774 | 63591101 | VACA DIXON 1101 | 1267.3386 | 0.78766 | 11 | 6.8232 | 0.62029 | 20 | 63.9007 | 24356.9277 | #N/A | #N/A | #N/A | #N/A | #N/A | 0
10277 | KIRKER 2104442850 | 14452104 | KIRKER 2104 | 9258.545 | 5.7542 | 30 | 18.4361 | 0.61454 | 21 | 69.6549 | 24338.4916 | #N/A | #N/A | #N/A | #N/A | #N/A | 0
8742 | COARSEGOLD 2104CB | 254432104 | COARSEGOLD 2104 | 3906.143 | 2.4277 | 27 | 16.0848 | 0.59573 | 22 | 72.0826 | 24322.4068 | #N/A | #N/A | #N/A | #N/A | #N/A | 0
8905 | MIDDLETOWN 1101118494 | 43141101 | MIDDLETOWN 1101 | 1714.9565 | 1.0659 | 12 | 6.971 | 0.58092 | 23 | 73.1484 | 24315.4357 | #N/A | #N/A | #N/A | #N/A | #N/A | 0
10515 | STAFFORD 1102784704 | 43201102 | STAFFORD 1102 | 43.8835 | 0.027274 | 1 | 0.564 | 0.564 | 24 | 73.1757 | 24314.8717 | #N/A | #N/A | #N/A | #N/A | #N/A | 0
10181 | PEABODY 2108113684 | 63642108 | PEABODY 2108 | 590.6521 | 0.36709 | 4 | 2.211 | 0.55276 | 25 | 73.5428 | 24312.6607 | #N/A | #N/A | #N/A | #N/A | #N/A | 0
7688 | PEABODY 2106250154 | 63642106 | PEABODY 2106 | 458.5489 | 0.28499 | 4 | 2.2097 | 0.55243 | 26 | 73.8278 | 24310.451 | #N/A | #N/A | #N/A | #N/A | #N/A | 0
7743 | HIGHLANDS 1102628 | 43361102 | HIGHLANDS 1102 | 22883.905 | 14.2224 | 51 | 27.9838 | 0.5487 | 27 | 88.0502 | 24282.4672 | 24282.4672 | #N/A | #N/A | #N/A | #N/A | 1
6480 | TASSAJARA 21123202 | 14662112 | TASSAJARA 2112 | 630.3021 | 0.39174 | 9 | 4.8358 | 0.53731 | 28 | 88.442 | 24277.6315 | #N/A | #N/A | #N/A | #N/A | #N/A | 0
10043 | WYANDOTTE 110932586 | 102911109 | WYANDOTTE 1109 | 2158.8587 | 1.3417 | 15 | 7.9481 | 0.52987 | 29 | 89.7837 | 24269.6834 | #N/A | #N/A | #N/A | #N/A | #N/A | 0
10052 | POSO MOUNTAIN 2103CB | 253642103 | POSO MOUNTAIN 2103 | 3746.9222 | 2.3287 | 10 | 5.1619 | 0.51619 | 30 | 92.1124 | 24264.5215 | #N/A | #N/A | #N/A | #N/A | #N/A | 0
10924 | CALPINE 1146200-G | 48011146 | CALPINE 1146 | 13.7161 | 0.0085246 | 1 | 0.50979 | 0.50979 | 31 | 92.121 | 24264.0117 | #N/A | #N/A | #N/A | #N/A | #N/A | 0
11090 | CALPINE 1146394G | 48011146 | CALPINE 1146 | 18.1683 | 0.011292 | 1 | 0.50979 | 0.50979 | 32 | 92.1323 | 24263.5019 | #N/A | #N/A | #N/A | #N/A | #N/A | 0
4828 | CRESTA 1101546650 | 102251101 | CRESTA 1101 | 1443.177 | 0.89694 | 6 | 3.0174 | 0.50291 | 33 | 93.0292 | 24260.4844 | #N/A | #N/A | #N/A | #N/A | #N/A | 0
9923 | CLOVERDALE 110247214 | 42821102 | CLOVERDALE 1102 | 43.972 | 0.027329 | 1 | 0.48427 | 0.48427 | 34 | 93.0565 | 24260.0002 | #N/A | #N/A | #N/A | #N/A | #N/A | 0
8034 | MARIPOSA 2102CB | 254452102 | MARIPOSA 2102 | 8453.5074 | 5.2539 | 31 | 14.6212 | 0.47165 | 35 | 98.3104 | 24245.379 | #N/A | #N/A | #N/A | #N/A | #N/A | 0
7873 | MARIPOSA 210197142 | 254452101 | MARIPOSA 2101 | 7406.0615 | 4.6029 | 40 | 18.8487 | 0.47122 | 36 | 102.9133 | 24226.5303 | #N/A | #N/A | #N/A | #N/A | #N/A | 0
4526 | VACA DIXON 110540092 | 63591105 | VACA DIXON 1105 | 37272.9556 | 23.1653 | 464 | 217.022 | 0.46772 | 37 | 126.0786 | 24009.5083 | #N/A | #N/A | #N/A | #N/A | #N/A | 0
2215 | MIDDLETOWN 1101481876 | 43141101 | MIDDLETOWN 1101 | 1373.1162 | 0.8534 | 14 | 6.5476 | 0.46769 | 38 | 126.932 | 24002.9607 | #N/A | #N/A | #N/A | #N/A | #N/A | 0
9655 | VOLTA 110149742 | 102541101 | VOLTA 1101 | 5593.8568 | 3.4766 | 28 | 13.0013 | 0.46433 | 39 | 130.4086 | 23989.9594 | #N/A | #N/A | #N/A | #N/A | #N/A | 0
10699 | SUNOL 110148180 | 14241101 | SUNOL 1101 | 21.1502 | 0.013145 | 2 | 0.92206 | 0.46103 | 40 | 130.4218 | 23989.0374 | #N/A | #N/A | #N/A | #N/A | #N/A | 0
7414 | PUTAH CREEK 110246012 | 63681102 | PUTAH CREEK 1102 | 1025.1447 | 0.63713 | 38 | 17.3115 | 0.45557 | 41 | 131.0589 | 23971.7259 | #N/A | #N/A | #N/A | #N/A | #N/A | 0
4076 | VACAVILLE 11046542 | 63601104 | VACAVILLE 1104 | 23588.1989 | 14.6602 | 140 | 62.4985 | 0.44642 | 42 | 145.719 | 23909.2273 | #N/A | #N/A | #N/A | #N/A | #N/A | 0
7056 | POTTER VALLEY P H 110564118 | 42281105 | POTTER VALLEY P H 1105 | 2646.9433 | 1.6451 | 101 | 44.7046 | 0.44262 | 43 | 147.3641 | 23864.5228 | #N/A | #N/A | #N/A | #N/A | #N/A | 0
10934 | POINT MORETTI 1101CB | 82931101 | POINT MORETTI 1101 | 20.574 | 0.012787 | 1 | 0.44218 | 0.44218 | 44 | 147.3769 | 23864.0806 | #N/A | #N/A | #N/A | #N/A | #N/A | 0
5032 | MOUNTAIN QUARRIES 21016953 | 152282101 | MOUNTAIN QUARRIES 2101 | 9187.973 | 5.7104 | 58 | 25.2473 | 0.4353 | 45 | 153.0873 | 23838.8333 | #N/A | #N/A | #N/A | #N/A | #N/A | 0
9729 | BRENTWOOD 210596324 | 14592105 | BRENTWOOD 2105 | 775.7684 | 0.48214 | 6 | 2.5902 | 0.4317 | 46 | 153.5694 | 23836.2431 | #N/A | #N/A | #N/A | #N/A | #N/A | 0
6662 | NORTH DUBLIN 2101CB | 14052101 | NORTH DUBLIN 2101 | 2836.5864 | 1.7629 | 23 | 9.8576 | 0.42859 | 47 | 155.3324 | 23826.3855 | #N/A | #N/A | #N/A | #N/A | #N/A | 0
1690 | DESCHUTES 11049718 | 103351104 | DESCHUTES 1104 | 29935.2858 | 18.6049 | 357 | 151.8163 | 0.42526 | 48 | 173.9373 | 23674.5692 | #N/A | #N/A | #N/A | #N/A | #N/A | 0
193 | OREGON TRAIL 110335002 | 103521103 | OREGON TRAIL 1103 | 91942.988 | 57.1429 | 641 | 270.4028 | 0.42185 | 49 | 231.0802 | 23404.1664 | #N/A | #N/A | #N/A | #N/A | #N/A | 0
7274 | MARIPOSA 2102440236 | 254452102 | MARIPOSA 2102 | 6874.8043 | 4.2727 | 38 | 15.979 | 0.4205 | 50 | 235.3529 | 23388.1874 | #N/A | #N/A | #N/A | #N/A | #N/A | 0
10024 | CLEAR LAKE 1101881362 | 42141101 | CLEAR LAKE 1101 | 480.0321 | 0.29834 | 10 | 4.1959 | 0.41959 | 51 | 235.6513 | 23383.9915 | #N/A | #N/A | #N/A | #N/A | #N/A | 0
7141 | WILDWOOD 11011454 | 103611101 | WILDWOOD 1101 | 12602.1173 | 7.8323 | 31 | 12.9837 | 0.41883 | 52 | 243.4835 | 23371.0078 | #N/A | #N/A | #N/A | #N/A | #N/A | 0
7033 | VACA DIXON 1105965390 | 63591105 | VACA DIXON 1105 | 1209.1092 | 0.75147 | 21 | 8.6971 | 0.41415 | 53 | 244.235 | 23362.3107 | #N/A | #N/A | #N/A | #N/A | #N/A | 0
9936 | OLETA 1101754718 | 163541101 | OLETA 1101 | 4640.5633 | 2.8841 | 29 | 11.8066 | 0.40712 | 54 | 247.1191 | 23350.5042 | #N/A | #N/A | #N/A | #N/A | #N/A | 0
10113 | CALISTOGA 1101CB | 42711101 | CALISTOGA 1101 | 221.6704 | 0.13777 | 9 | 3.6505 | 0.40561 | 55 | 247.2569 | 23346.8537 | #N/A | #N/A | #N/A | #N/A | #N/A | 0
9252 | STANISLAUS 1701CB | 162821701 | STANISLAUS 1701 | 11032.7196 | 6.8569 | 54 | 21.7909 | 0.40353 | 56 | 254.1138 | 23325.0628 | 23325.0628 | #N/A | #N/A | #N/A | #N/A | 1
9014 | MARIPOSA 2101CB | 254452101 | MARIPOSA 2101 | 4029.4321 | 2.5043 | 34 | 13.5444 | 0.39837 | 57 | 256.6181 | 23311.5183 | #N/A | #N/A | #N/A | #N/A | #N/A | 0
4909 | HARTLEY 1101698 | 43211101 | HARTLEY 1101 | 11071.0466 | 6.8807 | 97 | 38.5312 | 0.39723 | 58 | 263.4988 | 23272.9871 | 23272.9871 | #N/A | #N/A | #N/A | #N/A | 1
9239 | BANGOR 1101979830 | 103191101 | BANGOR 1101 | 680.7511 | 0.42309 | 7 | 2.7804 | 0.3972 | 59 | 263.9219 | 23270.2067 | #N/A | #N/A | #N/A | #N/A | #N/A | 0
4242 | POTTER VALLEY P H 110495878 | 42281104 | POTTER VALLEY P H 1104 | 9856.7705 | 6.126 | 191 | 75.7306 | 0.3965 | 60 | 270.0479 | 23194.4761 | #N/A | #N/A | #N/A | #N/A | #N/A | 0
2058 | COARSEGOLD 21045310 | 254432104 | COARSEGOLD 2104 | 45195.5088 | 28.0892 | 299 | 117.8076 | 0.39401 | 61 | 298.1371 | 23076.6685 | #N/A | #N/A | #N/A | #N/A | #N/A | 0
8298 | STAFFORD 1102361952 | 43201102 | STAFFORD 1102 | 2196.587 | 1.3652 | 9 | 3.536 | 0.39288 | 62 | 299.5023 | 23073.1326 | #N/A | #N/A | #N/A | #N/A | #N/A | 0
1488 | AUBERRY 1101CB | 254151101 | AUBERRY 1101 | 29229.2172 | 18.1661 | 204 | 79.9801 | 0.39206 | 63 | 317.6684 | 22993.1524 | 22993.1524 | #N/A | #N/A | #N/A | #N/A | 1
3596 | VACAVILLE 11088762 | 63601108 | VACAVILLE 1108 | 22259.6162 | 13.8344 | 147 | 57.5327 | 0.39138 | 64 | 331.5028 | 22935.6197 | #N/A | #N/A | #N/A | #N/A | #N/A | 0
6014 | OREGON TRAIL 11041634 | 103521104 | OREGON TRAIL 1104 | 29110.7694 | 18.0925 | 192 | 75.0607 | 0.39094 | 65 | 349.5953 | 22860.5591 | #N/A | #N/A | #N/A | #N/A | #N/A | 0
6392 | COARSEGOLD 210410335 | 254432104 | COARSEGOLD 2104 | 9369.0411 | 5.8229 | 69 | 26.9663 | 0.39082 | 66 | 355.4182 | 22833.5927 | #N/A | #N/A | #N/A | #N/A | #N/A | 0
7352 | JAMESON 1102865502 | 63801102 | JAMESON 1102 | 644.9532 | 0.40084 | 27 | 10.5185 | 0.38957 | 67 | 355.819 | 22823.0743 | #N/A | 22823.0743 | #N/A | #N/A | #N/A | 2
3943 | MOUNTAIN QUARRIES 2101CB | 152282101 | MOUNTAIN QUARRIES 2101 | 40215.5467 | 24.9941 | 262 | 101.3032 | 0.38665 | 68 | 380.8131 | 22721.7711 | 22721.7711 | #N/A | #N/A | #N/A | #N/A | 1
2633 | PASO ROBLES 1103N54 | 182611103 | PASO ROBLES 1103 | 32201.1783 | 20.0132 | 221 | 85.2354 | 0.38568 | 69 | 400.8263 | 22636.5357 | #N/A | #N/A | #N/A | #N/A | #N/A | 0
6808 | PHILO 110137222 | 42601101 | PHILO 1101 | 40893.1758 | 25.4153 | 152 | 58.3523 | 0.3839 | 70 | 426.2416 | 22578.1834 | #N/A | #N/A | #N/A | #N/A | #N/A | 0
8006 | RISING RIVER 11011532 | 103551101 | RISING RIVER 1101 | 6133.1893 | 3.8118 | 27 | 10.2807 | 0.38077 | 71 | 430.0534 | 22567.9027 | #N/A | #N/A | #N/A | #N/A | #N/A | 0
10120 | DEL MAR 210975802 | 152582109 | DEL MAR 2109 | 576.1553 | 0.35808 | 6 | 2.2741 | 0.37901 | 72 | 430.4114 | 22565.6287 | #N/A | #N/A | #N/A | #N/A | #N/A | 0
8754 | NOTRE DAME 11042408 | 102041104 | NOTRE DAME 1104 | 18541.2413 | 11.5235 | 76 | 28.7393 | 0.37815 | 73 | 441.9349 | 22536.8893 | 22536.8893 | #N/A | #N/A | #N/A | #N/A | 1
5603 | HIGHLANDS 1102623120 | 43361102 | HIGHLANDS 1102 | 10535.1094 | 6.5476 | 67 | 25.2855 | 0.3774 | 74 | 448.4825 | 22511.6038 | #N/A | #N/A | #N/A | #N/A | #N/A | 0
2079 | POTTER VALLEY P H 11051904 | 42281105 | POTTER VALLEY P H 1105 | 51242.8521 | 31.8476 | 332 | 125.1141 | 0.37685 | 75 | 480.3302 | 22386.4897 | #N/A | #N/A | #N/A | #N/A | #N/A | 0
8836 | VOLTA 1101CB | 102541101 | VOLTA 1101 | 14817.1823 | 9.2089 | 80 | 30.036 | 0.37545 | 76 | 489.5391 | 22356.4537 | #N/A | #N/A | 22356.4537 | #N/A | #N/A | 3
10966 | HICKS 2101984788 | 83432101 | HICKS 2101 | 5.0644 | 0.0031475 | 1 | 0.37348 | 0.37348 | 77 | 489.5422 | 22356.0802 | #N/A | #N/A | #N/A | #N/A | #N/A | 0
6191 | COARSEGOLD 2104570682 | 254432104 | COARSEGOLD 2104 | 3264.3372 | 2.0288 | 26 | 9.6995 | 0.37306 | 78 | 491.571 | 22346.3807 | #N/A | #N/A | #N/A | #N/A | #N/A | 0
8841 | NORTH DUBLIN 210311101 | 14052103 | NORTH DUBLIN 2103 | 5931.2678 | 3.6863 | 37 | 13.6135 | 0.36793 | 79 | 495.2573 | 22332.7673 | #N/A | #N/A | #N/A | #N/A | #N/A | 0
7776 | NORTH DUBLIN 21039473 | 14052103 | NORTH DUBLIN 2103 | 3890.479 | 2.4179 | 27 | 9.8678 | 0.36547 | 80 | 497.6753 | 22322.8995 | #N/A | #N/A | #N/A | #N/A | #N/A | 0
9266 | WILLOW PASS 2107445650 | 13912107 | WILLOW PASS 2107 | 1066.4109 | 0.66278 | 5 | 1.8239 | 0.36477 | 81 | 498.3381 | 22321.0756 | #N/A | #N/A | #N/A | #N/A | #N/A | 0
2272 | MIDDLETOWN 1102414 | 43141102 | MIDDLETOWN 1102 | 9544.4247 | 5.9319 | 114 | 41.5353 | 0.36434 | 82 | 504.27 | 22279.5404 | #N/A | #N/A | #N/A | #N/A | #N/A | 0
3625 | CAYETANO 2109884904 | 14422109 | CAYETANO 2109 | 18723.6816 | 11.6368 | 77 | 27.9711 | 0.36326 | 83 | 515.9068 | 22251.5693 | 22251.5693 | #N/A | #N/A | #N/A | #N/A | 1
10903 | PEABODY 2106592742 | 63642106 | PEABODY 2106 | 546.7453 | 0.3398 | 5 | 1.8113 | 0.36227 | 84 | 516.2466 | 22249.7579 | #N/A | #N/A | #N/A | #N/A | #N/A | 0
5260 | VOLTA 11011568 | 102541101 | VOLTA 1101 | 37176.4968 | 23.1053 | 136 | 49.2203 | 0.36191 | 85 | 539.352 | 22200.5377 | #N/A | #N/A | #N/A | #N/A | #N/A | 0
4693 | MIDDLETOWN 1101CB | 43141101 | MIDDLETOWN 1101 | 7612.1604 | 4.731 | 146 | 52.8144 | 0.36174 | 86 | 544.083 | 22147.7233 | 22147.7233 | #N/A | #N/A | #N/A | #N/A | 1
10547 | PASO ROBLES 1103N02 | 182611103 | PASO ROBLES 1103 | 70.934 | 0.044086 | 1 | 0.36094 | 0.36094 | 87 | 544.127 | 22147.3624 | #N/A | #N/A | #N/A | #N/A | #N/A | 0
2088 | COARSEGOLD 21035020 | 254432103 | COARSEGOLD 2103 | 26064.8634 | 16.1994 | 159 | 57.2543 | 0.36009 | 88 | 560.3265 | 22090.108 | #N/A | #N/A | #N/A | #N/A | #N/A | 0
7913 | JESSUP 11023105 | 103441102 | JESSUP 1102 | 9659.0441 | 6.0031 | 65 | 23.3856 | 0.35978 | 89 | 566.3296 | 22066.7225 | #N/A | #N/A | #N/A | #N/A | #N/A | 0
10257 | CAYETANO 2111389190 | 14422111 | CAYETANO 2111 | 3542.8058 | 2.2019 | 18 | 6.4703 | 0.35946 | 90 | 568.5315 | 22060.2522 | #N/A | #N/A | #N/A | #N/A | #N/A | 0
10351 | VACAVILLE 1109799940 | 63601109 | VACAVILLE 1109 | 954.7701 | 0.59339 | 9 | 3.2259 | 0.35844 | 91 | 569.1249 | 22057.0263 | #N/A | #N/A | #N/A | #N/A | #N/A | 0
745 | PUTAH CREEK 110267858 | 63681102 | PUTAH CREEK 1102 | 18377.3415 | 11.4216 | 107 | 38.201 | 0.35702 | 92 | 580.5464 | 22018.8252 | #N/A | #N/A | #N/A | #N/A | #N/A | 0
10611 | PEABODY 2113945670 | 63642113 | PEABODY 2113 | 334.4297 | 0.20785 | 3 | 1.0661 | 0.35536 | 93 | 580.7543 | 22017.7592 | #N/A | #N/A | #N/A | #N/A | #N/A | 0
835 | ZACA 1102Y54 | 182681102 | ZACA 1102 | 54847.9366 | 34.0882 | 296 | 104.1359 | 0.35181 | 94 | 614.8425 | 21913.6233 | #N/A | #N/A | #N/A | #N/A | #N/A | 0
9806 | OLETA 1101CB | 163541101 | OLETA 1101 | 136.2242 | 0.084664 | 2 | 0.70277 | 0.35138 | 95 | 614.9272 | 21912.9205 | #N/A | #N/A | #N/A | #N/A | #N/A | 0
7864 | SISQUOC 1103867486 | 182811103 | SISQUOC 1103 | 3405.4305 | 2.1165 | 20 | 7.0121 | 0.35061 | 96 | 617.0437 | 21905.9084 | #N/A | #N/A | #N/A | #N/A | #N/A | 0
10173 | CALPINE 1146400 | 48011146 | CALPINE 1146 | 5057.3021 | 3.1431 | 8 | 2.7917 | 0.34896 | 97 | 620.1868 | 21903.1167 | #N/A | #N/A | #N/A | #N/A | #N/A | 0
615 | KERCKHOFF 1101CB | 252561101 | KERCKHOFF 1101 | 27398.7529 | 17.0284 | 154 | 53.5915 | 0.348 | 98 | 637.2152 | 21849.5252 | 21849.5252 | #N/A | #N/A | #N/A | #N/A | 1
1695 | DESCHUTES 110449024 | 103351104 | DESCHUTES 1104 | 26707.9675 | 16.5991 | 209 | 72.7038 | 0.34786 | 99 | 653.8143 | 21776.8214 | #N/A | #N/A | #N/A | #N/A | #N/A | 0
3728 | DESCHUTES 11041370 | 103351104 | DESCHUTES 1104 | 21861.3958 | 13.5869 | 272 | 94.0068 | 0.34561 | 100 | 667.4013 | 21682.8146 | #N/A | #N/A | #N/A | #N/A | #N/A | 0
10316 | CORNING 110135974 | 103331101 | CORNING 1101 | 398.8739 | 0.2479 | 11 | 3.7844 | 0.34404 | 101 | 667.6492 | 21679.0302 | #N/A | #N/A | #N/A | #N/A | #N/A | 0
10256 | VACAVILLE 1104874798 | 63601104 | VACAVILLE 1104 | 662.24 | 0.41158 | 3 | 1.0087 | 0.33623 | 102 | 668.0608 | 21678.0215 | #N/A | #N/A | #N/A | #N/A | #N/A | 0
6277 | WILLITS 1103964 | 42661103 | WILLITS 1103 | 4999.6692 | 3.1073 | 41 | 13.717 | 0.33456 | 103 | 671.1681 | 21664.3045 | #N/A | #N/A | #N/A | #N/A | #N/A | 0
6777 | BELL 11085703 | 152701108 | BELL 1108 | 8525.0586 | 5.2984 | 96 | 31.9947 | 0.33328 | 104 | 676.4664 | 21632.3099 | #N/A | #N/A | #N/A | #N/A | #N/A | 0
10040 | PANORAMA 11021632 | 103461102 | PANORAMA 1102 | 13751.6318 | 8.5467 | 19 | 6.3164 | 0.33244 | 105 | 685.0131 | 21625.9934 | #N/A | #N/A | #N/A | #N/A | #N/A | 0
9960 | WILLITS 1103CB | 42661103 | WILLITS 1103 | 4804 | 2.9857 | 44 | 14.4105 | 0.32751 | 106 | 687.9988 | 21611.583 | #N/A | #N/A | #N/A | #N/A | #N/A | 0
6501 | SAN MIGUEL 1104895760 | 182661104 | SAN MIGUEL 1104 | 14756.3663 | 9.1711 | 96 | 31.3373 | 0.32643 | 107 | 697.17 | 21580.2456 | #N/A | #N/A | #N/A | #N/A | #N/A | 0
4461 | SANTA YNEZ 1104Y04 | 182721104 | SANTA YNEZ 1104 | 25194.6309 | 15.6586 | 238 | 77.261 | 0.32463 | 108 | 712.8286 | 21502.9846 | #N/A | #N/A | #N/A | #N/A | #N/A | 0
10609 | PEABODY 2106CB | 63642106 | PEABODY 2106 | 525.8096 | 0.32679 | 9 | 2.9197 | 0.32442 | 109 | 713.1553 | 21500.0649 | #N/A | #N/A | #N/A | #N/A | #N/A | 0
3147 | HOPLAND 1101768 | 42251101 | HOPLAND 1101 | 27234.0747 | 16.9261 | 115 | 37.2953 | 0.32431 | 110 | 730.0814 | 21462.7695 | #N/A | #N/A | #N/A | #N/A | #N/A | 0
6991 | COVELO 1101478952 | 43061101 | COVELO 1101 | 1143.6662 | 0.71079 | 39 | 12.6234 | 0.32368 | 111 | 730.7922 | 21450.1461 | #N/A | #N/A | #N/A | #N/A | #N/A | 0
9010 | STAFFORD 11021202 | 43201102 | STAFFORD 1102 | 12713.8882 | 7.9017 | 41 | 13.2544 | 0.32328 | 112 | 738.694 | 21436.8917 | #N/A | #N/A | #N/A | #N/A | #N/A | 0
5081 | RED BLUFF 11041566 | 103541104 | RED BLUFF 1104 | 19451.0946 | 12.0889 | 94 | 30.3149 | 0.3225 | 113 | 750.7829 | 21406.5768 | #N/A | #N/A | #N/A | #N/A | #N/A | 0
9508 | ANDERSON 1101426745 | 103261101 | ANDERSON 1101 | 328.8561 | 0.20439 | 3 | 0.96673 | 0.32224 | 114 | 750.9873 | 21405.6101 | 21405.6101 | #N/A | #N/A | #N/A | #N/A | 1
10637 | SYCAMORE CREEK 1111153260 | 102971111 | SYCAMORE CREEK 1111 | 424.4592 | 0.2638 | 2 | 0.64373 | 0.32186 | 115 | 751.2511 | 21404.9664 | #N/A | #N/A | #N/A | #N/A | #N/A | 0
3800 | DESCHUTES 11049726 | 103351104 | DESCHUTES 1104 | 25257.4681 | 15.6976 | 197 | 63.2977 | 0.32131 | 116 | 766.9487 | 21341.6686 | #N/A | #N/A | #N/A | #N/A | #N/A | 0
4142 | GIRVAN 1101323094 | 103401101 | GIRVAN 1101 | 58176.4815 | 36.1569 | 208 | 66.6373 | 0.32037 | 117 | 803.1056 | 21275.0313 | #N/A | #N/A | #N/A | #N/A | #N/A | 0
4869 | BELL 11082202 | 152701108 | BELL 1108 | 52339.4363 | 32.5292 | 363 | 116.2183 | 0.32016 | 118 | 835.6348 | 21158.813 | 21158.813 | #N/A | #N/A | #N/A | #N/A | 1
9492 | OLETA 1101296804 | 163541101 | OLETA 1101 | 5287.5044 | 3.2862 | 12 | 3.8345 | 0.31954 | 119 | 838.921 | 21154.9785 | #N/A | #N/A | #N/A | #N/A | #N/A | 0
10541 | CLARKSVILLE 2105CB | 153612105 | CLARKSVILLE 2105 | 1293.943 | 0.80419 | 9 | 2.8642 | 0.31824 | 120 | 839.7252 | 21152.1143 | #N/A | #N/A | #N/A | #N/A | #N/A | 0
5372 | TEMPLETON 2113A20 | 183052113 | TEMPLETON 2113 | 11999.0835 | 7.4575 | 92 | 29.2466 | 0.3179 | 121 | 847.1827 | 21122.8677 | #N/A | #N/A | #N/A | #N/A | #N/A | 0
8293 | VACAVILLE 110838316 | 63601108 | VACAVILLE 1108 | 25616.7426 | 15.9209 | 232 | 73.4796 | 0.31672 | 122 | 863.1036 | 21049.3881 | #N/A | #N/A | #N/A | #N/A | #N/A | 0
907 | COTTONWOOD 1102544790 | 102931102 | COTTONWOOD 1102 | 26342.4042 | 16.3719 | 185 | 57.8548 | 0.31273 | 123 | 879.4755 | 20991.5333 | #N/A | 20991.5333 | #N/A | #N/A | #N/A | 2
6176 | COARSEGOLD 21045525 | 254432104 | COARSEGOLD 2104 | 21152.7165 | 13.1465 | 175 | 54.5497 | 0.31171 | 124 | 892.622 | 20936.9836 | #N/A | #N/A | #N/A | #N/A | #N/A | 0
3989 | MIDDLETOWN 1102878 | 43141102 | MIDDLETOWN 1102 | 5430.6654 | 3.3752 | 49 | 15.2435 | 0.31109 | 125 | 895.9972 | 20921.7401 | #N/A | #N/A | #N/A | #N/A | #N/A | 0
2201 | RACETRACK 1704CB | 163761704 | RACETRACK 1704 | 36834.5436 | 22.8928 | 193 | 60.0095 | 0.31093 | 126 | 918.89 | 20861.7305 | 20861.7305 | #N/A | #N/A | #N/A | #N/A | 1
4707 | HIGHLANDS 1103828 | 43361103 | HIGHLANDS 1103 | 13828.9706 | 8.5948 | 112 | 34.8164 | 0.31086 | 127 | 927.4847 | 20826.9141 | 20826.9141 | #N/A | #N/A | #N/A | #N/A | 1
8759 | KERCKHOFF 1101R308 | 252561101 | KERCKHOFF 1101 | 6217.3701 | 3.8641 | 22 | 6.7983 | 0.30901 | 128 | 931.3489 | 20820.1158 | #N/A | #N/A | #N/A | #N/A | #N/A | 0
7918 | FORESTHILL 1102CB | 152181102 | FORESTHILL 1102 | 2646.4634 | 1.6448 | 13 | 4.0135 | 0.30873 | 129 | 932.9936 | 20816.1023 | #N/A | 20816.1023 | #N/A | #N/A | #N/A | 2
9076 | SYCAMORE CREEK 1111976428 | 102971111 | SYCAMORE CREEK 1111 | 14081.5812 | 8.7518 | 82 | 25.2165 | 0.30752 | 130 | 941.7454 | 20790.8858 | #N/A | #N/A | #N/A | #N/A | #N/A | 0
6711 | PUTAH CREEK 110396792 | 63681103 | PUTAH CREEK 1103 | 6394.0351 | 3.9739 | 30 | 9.2067 | 0.30689 | 131 | 945.7193 | 20781.6791 | #N/A | #N/A | #N/A | #N/A | #N/A | 0
9779 | COARSEGOLD 21046210 | 254432104 | COARSEGOLD 2104 | 17177.2503 | 10.6757 | 49 | 14.9278 | 0.30465 | 132 | 956.3951 | 20766.7513 | #N/A | #N/A | #N/A | #N/A | #N/A | 0
7407 | TEMPLETON 2113A12 | 183052113 | TEMPLETON 2113 | 64854.5144 | 40.3073 | 180 | 54.7453 | 0.30414 | 133 | 996.7024 | 20712.006 | #N/A | #N/A | #N/A | #N/A | #N/A | 0
6929 | CLARKSVILLE 2104CB | 153612104 | CLARKSVILLE 2104 | 14163.76 | 8.8028 | 107 | 32.5187 | 0.30391 | 134 | 1005.5052 | 20679.4873 | #N/A | #N/A | #N/A | #N/A | #N/A | 0
8076 | NORTH DUBLIN 2103CB | 14052103 | NORTH DUBLIN 2103 | 22339.3117 | 13.884 | 147 | 44.6134 | 0.30349 | 135 | 1019.3892 | 20634.8739 | #N/A | #N/A | #N/A | #N/A | #N/A | 0
9798 | BALCH NO 1 1101CB | 252501101 | BALCH NO 1 1101 | 16978.5039 | 10.5522 | 33 | 9.9805 | 0.30244 | 136 | 1029.9414 | 20624.8934 | #N/A | #N/A | #N/A | #N/A | #N/A | 0
8821 | SANTA YNEZ 1104CB | 182721104 | SANTA YNEZ 1104 | 56.5182 | 0.035126 | 105 | 31.6947 | 0.30185 | 137 | 1029.9765 | 20593.1987 | #N/A | #N/A | #N/A | #N/A | #N/A | 0
12 | PASO ROBLES 1103N50 | 182611103 | PASO ROBLES 1103 | 3586.1974 | 2.2288 | 24 | 7.2094 | 0.30039 | 138 | 1032.2054 | 20585.9893 | #N/A | #N/A | #N/A | #N/A | #N/A | 0
461 | KONOCTI 1102354890 | 43311102 | KONOCTI 1102 | 15016.4864 | 9.3328 | 131 | 38.9233 | 0.29712 | 139 | 1041.5382 | 20547.0661 | #N/A | #N/A | #N/A | #N/A | #N/A | 0
4081 | OREGON TRAIL 11021382 | 103521102 | OREGON TRAIL 1102 | 8797.2782 | 5.4675 | 67 | 19.7671 | 0.29503 | 140 | 1047.0057 | 20527.299 | #N/A | #N/A | #N/A | #N/A | #N/A | 0
207 | AUBERRY 1102CB | 254151102 | AUBERRY 1102 | 55860.8325 | 34.7177 | 368 | 107.3565 | 0.29173 | 141 | 1081.7235 | 20419.9425 | 20419.9425 | #N/A | #N/A | #N/A | #N/A | 1
929 | CORRAL 1101CB | 162991101 | CORRAL 1101 | 42311.3503 | 26.2967 | 280 | 81.3506 | 0.29054 | 142 | 1108.0201 | 20338.5918 | #N/A | #N/A | #N/A | #N/A | #N/A | 0
3287 | ANDERSON 11031600 | 103261103 | ANDERSON 1103 | 7231.4682 | 4.4944 | 106 | 30.6232 | 0.2889 | 143 | 1112.5145 | 20307.9686 | #N/A | #N/A | #N/A | #N/A | #N/A | 0
1107 | COARSEGOLD 210410030 | 254432104 | COARSEGOLD 2104 | 54599.1868 | 33.9336 | 227 | 65.0478 | 0.28655 | 144 | 1146.4481 | 20242.9208 | #N/A | #N/A | #N/A | #N/A | #N/A | 0
9519 | ARBUCKLE 1104669720 | 62081104 | ARBUCKLE 1104 | 3612.2461 | 2.245 | 22 | 6.3042 | 0.28655 | 145 | 1148.6932 | 20236.6166 | 20236.6166 | #N/A | #N/A | #N/A | #N/A | 1
3809 | WISE 11022230 | 152271102 | WISE 1102 | 38210.8819 | 23.7482 | 278 | 79.0585 | 0.28438 | 146 | 1172.4414 | 20157.5581 | #N/A | #N/A | #N/A | #N/A | #N/A | 0
2464 | SHEPHERD 2111327814 | 252062111 | SHEPHERD 2111 | 18621.0587 | 11.5731 | 119 | 33.8288 | 0.28428 | 147 | 1184.0144 | 20123.7293 | #N/A | #N/A | #N/A | #N/A | #N/A | 0
3815 | PANORAMA 1102280170 | 103461102 | PANORAMA 1102 | 20943.3132 | 13.0164 | 102 | 28.9943 | 0.28426 | 148 | 1197.0308 | 20094.735 | 20094.735 | #N/A | #N/A | #N/A | #N/A | 1
10166 | TEMPLETON 21132949 | 183052113 | TEMPLETON 2113 | 766.5719 | 0.47643 | 6 | 1.7049 | 0.28416 | 149 | 1197.5072 | 20093.03 | #N/A | #N/A | #N/A | #N/A | #N/A | 0
6611 | DESCHUTES 1101CB | 103351101 | DESCHUTES 1101 | 8017.5323 | 4.9829 | 118 | 33.5157 | 0.28403 | 150 | 1202.4902 | 20059.5143 | #N/A | 20059.5143 | #N/A | #N/A | #N/A | 2
195 | COARSEGOLD 21045300 | 254432104 | COARSEGOLD 2104 | 89782.9365 | 55.8005 | 507 | 143.8456 | 0.28372 | 151 | 1258.2906 | 19915.6687 | #N/A | #N/A | #N/A | #N/A | #N/A | 0
5871 | FLINT 1101750 | 152531101 | FLINT 1101 | 7342.9025 | 4.5636 | 93 | 26.3354 | 0.28318 | 152 | 1262.8543 | 19889.3333 | #N/A | #N/A | #N/A | #N/A | #N/A | 0
952 | SANTA YNEZ 1104Y66 | 182721104 | SANTA YNEZ 1104 | 27268.3855 | 16.9474 | 138 | 39.0253 | 0.28279 | 153 | 1279.8017 | 19850.3081 | #N/A | #N/A | #N/A | #N/A | #N/A | 0
1401 | SAN JOAQUIN #2 110310320 | 252521103 | SAN JOAQUIN #2 1103 | 18962.0898 | 11.785 | 133 | 37.4782 | 0.28179 | 154 | 1291.5867 | 19812.8299 | #N/A | #N/A | #N/A | #N/A | #N/A | 0
10123 | FULTON 110258990 | 42561102 | FULTON 1102 | 427.9744 | 0.26599 | 6 | 1.6815 | 0.28025 | 155 | 1291.8527 | 19811.1484 | #N/A | #N/A | #N/A | #N/A | #N/A | 0
3591 | SANTA YNEZ 1101277014 | 182721101 | SANTA YNEZ 1101 | 8850.8283 | 5.5008 | 149 | 41.7232 | 0.28002 | 156 | 1297.3535 | 19769.4252 | #N/A | #N/A | #N/A | #N/A | #N/A | 0
2737 | VOLTA 110153118 | 102541101 | VOLTA 1101 | 15490.2629 | 9.6273 | 47 | 13.1375 | 0.27952 | 157 | 1306.9808 | 19756.2877 | #N/A | #N/A | #N/A | #N/A | #N/A | 0
9393 | PUTAH CREEK 1103654021 | 63681103 | PUTAH CREEK 1103 | 329.1954 | 0.2046 | 12 | 3.3454 | 0.27878 | 158 | 1307.1854 | 19752.9423 | #N/A | #N/A | #N/A | #N/A | #N/A | 0
5717 | SHINGLE SPRINGS 210935598 | 153652109 | SHINGLE SPRINGS 2109 | 17452.8092 | 10.847 | 122 | 33.9836 | 0.27855 | 159 | 1318.0323 | 19718.9587 | #N/A | #N/A | #N/A | #N/A | #N/A | 0
1630 | OREGON TRAIL 11041574 | 103521104 | OREGON TRAIL 1104 | 27209.5234 | 16.9108 | 221 | 61.5533 | 0.27852 | 160 | 1334.9432 | 19657.4053 | #N/A | #N/A | #N/A | #N/A | #N/A | 0
2168 | HOPLAND 11014626 | 42251101 | HOPLAND 1101 | 43527.4256 | 27.0525 | 238 | 66.2609 | 0.27841 | 161 | 1361.9956 | 19591.1444 | #N/A | #N/A | #N/A | #N/A | #N/A | 0
10275 | SAN MIGUEL 1105873457 | 182661105 | SAN MIGUEL 1105 | 2440.6531 | 1.5169 | 18 | 4.9901 | 0.27723 | 162 | 1363.5125 | 19586.1543 | #N/A | #N/A | #N/A | #N/A | #N/A | 0
5141 | AUBERRY 1101R2578 | 254151101 | AUBERRY 1101 | 74560.0099 | 46.3393 | 506 | 140.2335 | 0.27714 | 163 | 1409.8519 | 19445.9209 | #N/A | #N/A | #N/A | #N/A | #N/A | 0
710 | COARSEGOLD 2103CB | 254432103 | COARSEGOLD 2103 | 61825.449 | 38.4248 | 420 | 116.2539 | 0.27679 | 164 | 1448.2766 | 19329.667 | #N/A | #N/A | #N/A | #N/A | #N/A | 0
9397 | BEAR VALLEY 21059570 | 252192105 | BEAR VALLEY 2105 | 12951.7997 | 8.0496 | 59 | 16.3249 | 0.27669 | 165 | 1456.3262 | 19313.3421 | #N/A | #N/A | #N/A | #N/A | #N/A | 0
4772 | COARSEGOLD 2102CB | 254432102 | COARSEGOLD 2102 | 22596.9807 | 14.0441 | 79 | 21.851 | 0.2766 | 166 | 1470.3703 | 19291.4911 | 19291.4911 | #N/A | #N/A | #N/A | #N/A | 1
11028 | NARROWS PH 1151CB | 153131151 | NARROWS PH 1151 | 286.9891 | 0.17836 | 2 | 0.55227 | 0.27613 | 167 | 1470.5487 | 19290.9388 | #N/A | #N/A | #N/A | #N/A | #N/A | 0
5439 | KONOCTI 110264664 | 43311102 | KONOCTI 1102 | 44670.3665 | 27.7628 | 263 | 72.501 | 0.27567 | 168 | 1498.3115 | 19218.4378 | #N/A | #N/A | #N/A | #N/A | #N/A | 0
307 | MOUNTAIN QUARRIES 21011350 | 152282101 | MOUNTAIN QUARRIES 2101 | 34999.9271 | 21.7526 | 212 | 58.3793 | 0.27537 | 169 | 1520.0641 | 19160.0586 | #N/A | #N/A | #N/A | #N/A | #N/A | 0
8396 | NORTH DUBLIN 2101MR765 | 14052101 | NORTH DUBLIN 2101 | 3330.9197 | 2.0702 | 15 | 4.104 | 0.2736 | 170 | 1522.1343 | 19155.9545 | #N/A | #N/A | #N/A | #N/A | #N/A | 0
6379 | PUTAH CREEK 11028352 | 63681102 | PUTAH CREEK 1102 | 10298.4219 | 6.4005 | 133 | 36.3202 | 0.27308 | 171 | 1528.5348 | 19119.6343 | 19119.6343 | #N/A | #N/A | #N/A | #N/A | 1
7979 | KONOCTI 1102716 | 43311102 | KONOCTI 1102 | 24685.2253 | 15.342 | 109 | 29.7514 | 0.27295 | 172 | 1543.8768 | 19089.8829 | #N/A | #N/A | #N/A | #N/A | #N/A | 0
1249 | PENRYN 11032198 | 152561103 | PENRYN 1103 | 32552.0609 | 20.2312 | 248 | 67.6807 | 0.27291 | 173 | 1564.108 | 19022.2022 | #N/A | #N/A | #N/A | #N/A | #N/A | 0
10021 | OLETA 1101400470 | 163541101 | OLETA 1101 | 334.0108 | 0.20759 | 3 | 0.81862 | 0.27287 | 174 | 1564.3156 | 19021.3836 | #N/A | #N/A | #N/A | #N/A | #N/A | 0
3674 | AUBERRY 1102R309 | 254151102 | AUBERRY 1102 | 13825.8859 | 8.5928 | 92 | 25.1032 | 0.27286 | 175 | 1572.9084 | 18996.2804 | #N/A | #N/A | #N/A | #N/A | #N/A | 0
1420 | MIDDLETOWN 1102998 | 43141102 | MIDDLETOWN 1102 | 23900.855 | 14.8545 | 205 | 55.6044 | 0.27124 | 176 | 1587.7629 | 18940.676 | #N/A | #N/A | #N/A | #N/A | #N/A | 0
6398 | CAYETANO 2109MR572 | 14422109 | CAYETANO 2109 | 13342.8208 | 8.2926 | 80 | 21.6967 | 0.27121 | 177 | 1596.0555 | 18918.9793 | 18918.9793 | #N/A | #N/A | #N/A | #N/A | 1
6361 | APPLE HILL 21026552 | 153662102 | APPLE HILL 2102 | 20088.9562 | 12.4854 | 139 | 37.6964 | 0.2712 | 178 | 1608.5409 | 18881.2829 | #N/A | #N/A | #N/A | #N/A | #N/A | 0
5677 | BANGOR 110180670 | 103191101 | BANGOR 1101 | 23201.6685 | 14.4199 | 158 | 42.753 | 0.27059 | 179 | 1622.9608 | 18838.5299 | #N/A | #N/A | #N/A | #N/A | #N/A | 0
7666 | JAMESON 1103118944 | 63801103 | JAMESON 1103 | 3772.9974 | 2.3449 | 41 | 11.0862 | 0.27039 | 180 | 1625.3058 | 18827.4438 | 18827.4438 | #N/A | #N/A | #N/A | #N/A | 1
5313 | HIGHLANDS 1103482 | 43361103 | HIGHLANDS 1103 | 39433.4736 | 24.5081 | 188 | 50.7128 | 0.26975 | 181 | 1649.8138 | 18776.7309 | 18776.7309 | #N/A | #N/A | #N/A | #N/A | 1
5299 | HIGGINS 1109CB | 152691109 | HIGGINS 1109 | 36440.0989 | 22.6477 | 254 | 68.0313 | 0.26784 | 182 | 1672.4615 | 18708.6996 | #N/A | #N/A | #N/A | #N/A | #N/A | 0
7848 | OAKHURST 1101636114 | 254421101 | OAKHURST 1101 | 32974.1643 | 20.4936 | 153 | 40.8546 | 0.26702 | 183 | 1692.9551 | 18667.8449 | #N/A | #N/A | #N/A | #N/A | #N/A | 0
10324 | SANTA YNEZ 1104564710 | 182721104 | SANTA YNEZ 1104 | 273.7323 | 0.17013 | 7 | 1.8637 | 0.26624 | 184 | 1693.1252 | 18665.9812 | #N/A | #N/A | #N/A | #N/A | #N/A | 0
10018 | LINCOLN 1104275986 | 153701104 | LINCOLN 1104 | 934.5883 | 0.58085 | 5 | 1.3263 | 0.26526 | 185 | 1693.7061 | 18664.6549 | #N/A | #N/A | #N/A | #N/A | #N/A | 0
5709 | HIGGINS 110950072 | 152691109 | HIGGINS 1109 | 68212.3656 | 42.3943 | 424 | 112.4633 | 0.26524 | 186 | 1736.1003 | 18552.1917 | #N/A | #N/A | #N/A | #N/A | #N/A | 0
3710 | MARIPOSA 210110070 | 254452101 | MARIPOSA 2101 | 42054.457 | 26.137 | 249 | 65.835 | 0.2644 | 187 | 1762.2373 | 18486.3566 | #N/A | #N/A | #N/A | #N/A | #N/A | 0
3891 | MARIPOSA 210210880 | 254452102 | MARIPOSA 2102 | 63861.6467 | 39.6903 | 362 | 95.458 | 0.2637 | 188 | 1801.9276 | 18390.8986 | #N/A | #N/A | #N/A | #N/A | #N/A | 0
1822 | BELL 110750172 | 152701107 | BELL 1107 | 28142.3136 | 17.4906 | 210 | 55.3341 | 0.2635 | 189 | 1819.4182 | 18335.5645 | #N/A | #N/A | #N/A | #N/A | #N/A | 0
7084 | VACAVILLE 111113652 | 63601111 | VACAVILLE 1111 | 6914.8485 | 4.2976 | 58 | 15.2768 | 0.26339 | 190 | 1823.7158 | 18320.2877 | #N/A | #N/A | #N/A | #N/A | #N/A | 0
3429 | CLOVERDALE 1101399855 | 42821101 | CLOVERDALE 1101 | 4409.9199 | 2.7408 | 19 | 5.0028 | 0.26331 | 191 | 1826.4566 | 18315.2848 | #N/A | #N/A | #N/A | #N/A | #N/A | 0
9762 | HARTLEY 11014710 | 43211101 | HARTLEY 1101 | 2414.0517 | 1.5003 | 18 | 4.7355 | 0.26308 | 192 | 1827.9569 | 18310.5493 | #N/A | #N/A | #N/A | #N/A | #N/A | 0
2103 | DOBBINS 11011808 | 153741101 | DOBBINS 1101 | 25003.3757 | 15.5397 | 171 | 44.9426 | 0.26282 | 193 | 1843.4966 | 18265.6067 | #N/A | #N/A | #N/A | #N/A | #N/A | 0
3817 | DESCHUTES 11011380 | 103351101 | DESCHUTES 1101 | 28672.6173 | 17.8201 | 204 | 53.462 | 0.26207 | 194 | 1861.3167 | 18212.1447 | #N/A | #N/A | #N/A | #N/A | #N/A | 0
1392 | SAND CREEK 110345190 | 254601103 | SAND CREEK 1103 | 60483.5997 | 37.5908 | 416 | 108.5552 | 0.26095 | 195 | 1898.9075 | 18103.5895 | #N/A | #N/A | #N/A | #N/A | #N/A | 0
4741 | BRENTWOOD 2105B504R | 14592105 | BRENTWOOD 2105 | 14074.6887 | 8.7475 | 97 | 25.289 | 0.26071 | 196 | 1907.655 | 18078.3005 | #N/A | #N/A | #N/A | #N/A | #N/A | 0
7636 | VACA DIXON 110118292 | 63591101 | VACA DIXON 1101 | 73.0344 | 0.045391 | 73 | 18.9907 | 0.26015 | 197 | 1907.7004 | 18059.3098 | #N/A | #N/A | #N/A | #N/A | #N/A | 0
4859 | OREGON TRAIL 1102CB | 103521102 | OREGON TRAIL 1102 | 15053.0301 | 9.3555 | 98 | 25.4708 | 0.25991 | 198 | 1917.0559 | 18033.839 | #N/A | 18033.839 | #N/A | #N/A | #N/A | 2
1063 | MARIPOSA 210110990 | 254452101 | MARIPOSA 2101 | 64432.5092 | 40.0451 | 390 | 101.2865 | 0.25971 | 199 | 1957.101 | 17932.5525 | #N/A | #N/A | #N/A | #N/A | #N/A | 0
9382 | CORNING 110185162 | 103331101 | CORNING 1101 | 9267.4821 | 5.7598 | 28 | 7.2492 | 0.2589 | 200 | 1962.8608 | 17925.3033 | 17925.3033 | #N/A | #N/A | #N/A | #N/A | 1
1035 | CORRAL 110136652 | 162991101 | CORRAL 1101 | 58152.9177 | 36.1423 | 357 | 92.4048 | 0.25884 | 201 | 1999.003 | 17832.8985 | #N/A | #N/A | #N/A | #N/A | #N/A | 0
4603 | UPPER LAKE 1101660 | 42871101 | UPPER LAKE 1101 | 9914.559 | 6.1619 | 91 | 23.5531 | 0.25883 | 202 | 2005.165 | 17809.3454 | #N/A | #N/A | #N/A | #N/A | #N/A | 0
521 | WILLITS 1103696 | 42661103 | WILLITS 1103 | 10464.5667 | 6.5038 | 87 | 22.4395 | 0.25793 | 203 | 2011.6688 | 17786.9059 | #N/A | #N/A | #N/A | #N/A | #N/A | 0
134 | SAN JOAQUIN #2 1103CB | 252521103 | SAN JOAQUIN #2 1103 | 109280.4349 | 67.9182 | 589 | 150.7655 | 0.25597 | 204 | 2079.587 | 17636.1404 | 17636.1404 | #N/A | #N/A | #N/A | #N/A | 1
3686 | UKIAH 1111534 | 42771111 | UKIAH 1111 | 30432.3399 | 18.9138 | 142 | 36.3189 | 0.25577 | 205 | 2098.5008 | 17599.8215 | #N/A | #N/A | #N/A | #N/A | #N/A | 0
8712 | ELK CREEK 110193504 | 102781101 | ELK CREEK 1101 | 3461.2366 | 2.1512 | 15 | 3.8139 | 0.25426 | 206 | 2100.652 | 17596.0075 | #N/A | #N/A | #N/A | #N/A | #N/A | 0
10786 | PEABODY 2113873304 | 63642113 | PEABODY 2113 | 1312.9508 | 0.816 | 5 | 1.2709 | 0.25419 | 207 | 2101.468 | 17594.7366 | #N/A | #N/A | #N/A | #N/A | #N/A | 0
9423 | CLAY 110359714 | 163341103 | CLAY 1103 | 7503.916 | 4.6637 | 34 | 8.6328 | 0.25391 | 208 | 2106.1317 | 17586.1038 | #N/A | #N/A | #N/A | #N/A | #N/A | 0
9267 | POTTER VALLEY P H 1105990354 | 42281105 | POTTER VALLEY P H 1105 | 170.3854 | 0.1059 | 2 | 0.50682 | 0.25341 | 209 | 2106.2376 | 17585.597 | #N/A | #N/A | #N/A | #N/A | #N/A | 0
4480 | LUCERNE 1106526 | 43351106 | LUCERNE 1106 | 16256.6321 | 10.1036 | 100 | 25.318 | 0.25318 | 210 | 2116.3412 | 17560.279 | #N/A | #N/A | #N/A | #N/A | #N/A | 0
3034 | HOPLAND 1101558 | 42251101 | HOPLAND 1101 | 4818.3603 | 2.9946 | 72 | 18.1915 | 0.25266 | 211 | 2119.3358 | 17542.0874 | #N/A | #N/A | #N/A | #N/A | #N/A | 0
4451 | HIGHLANDS 1103568 | 43361103 | HIGHLANDS 1103 | 12940.6184 | 8.0426 | 118 | 29.7625 | 0.25222 | 212 | 2127.3784 | 17512.3249 | 17512.3249 | #N/A | #N/A | #N/A | #N/A | 1
5062 | AUBERRY 1102R902 | 254151102 | AUBERRY 1102 | 24261.144 | 15.0784 | 156 | 39.2136 | 0.25137 | 213 | 2142.4568 | 17473.1113 | #N/A | #N/A | #N/A | #N/A | #N/A | 0
5371 | SUNOL 1101MR169 | 14241101 | SUNOL 1101 | 4976.4795 | 3.0929 | 96 | 24.0426 | 0.25044 | 214 | 2145.5497 | 17449.0687 | #N/A | #N/A | #N/A | #N/A | #N/A | 0
8139 | LAS GALLINAS A 110599904 | 42991105 | LAS GALLINAS A 1105 | 8949.4853 | 5.5621 | 54 | 13.5032 | 0.25006 | 215 | 2151.1119 | 17435.5655 | #N/A | #N/A | #N/A | #N/A | #N/A | 0
4462 | WILLITS 110337504 | 42661103 | WILLITS 1103 | 1890.9339 | 1.1752 | 41 | 10.2392 | 0.24974 | 216 | 2152.2871 | 17425.3263 | #N/A | #N/A | #N/A | #N/A | #N/A | 0
4593 | POSO MOUNTAIN 2101CB | 253642101 | POSO MOUNTAIN 2101 | 6924.1001 | 4.3034 | 22 | 5.4697 | 0.24862 | 217 | 2156.5905 | 17419.8566 | #N/A | #N/A | #N/A | #N/A | #N/A | 0
6909 | WYANDOTTE 1109702710 | 102911109 | WYANDOTTE 1109 | 4286.5556 | 2.6641 | 49 | 12.174 | 0.24845 | 218 | 2159.2546 | 17407.6826 | #N/A | #N/A | #N/A | #N/A | #N/A | 0
9944 | WYANDOTTE 110366146 | 102911103 | WYANDOTTE 1103 | 252.3083 | 0.15681 | 4 | 0.99171 | 0.24793 | 219 | 2159.4114 | 17406.6909 | #N/A | #N/A | #N/A | #N/A | #N/A | 0
10031 | SOLEDAD 2102346006 | 182052102 | SOLEDAD 2102 | 3650.4625 | 2.2688 | 5 | 1.2382 | 0.24765 | 220 | 2161.6802 | 17405.4527 | #N/A | #N/A | #N/A | #N/A | #N/A | 0
905 | CORNING 110290036 | 103331102 | CORNING 1102 | 21561.1762 | 13.4004 | 87 | 21.5103 | 0.24724 | 221 | 2175.0805 | 17383.9424 | #N/A | #N/A | #N/A | #N/A | #N/A | 0
5847 | OAKHURST 11035732 | 254421103 | OAKHURST 1103 | 5445.3198 | 3.3843 | 37 | 9.1461 | 0.24719 | 222 | 2178.4648 | 17374.7963 | #N/A | #N/A | #N/A | #N/A | #N/A | 0
5505 | MARIPOSA 210237282 | 254452102 | MARIPOSA 2102 | 86430.7687 | 53.7171 | 498 | 122.1205 | 0.24522 | 223 | 2232.1819 | 17252.6758 | #N/A | #N/A | #N/A | #N/A | #N/A | 0
4841 | OAKHURST 110363334 | 254421103 | OAKHURST 1103 | 27819.9713 | 17.2902 | 154 | 37.6467 | 0.24446 | 224 | 2249.4721 | 17215.0291 | #N/A | #N/A | #N/A | #N/A | #N/A | 0
8342 | BANGOR 110131502 | 103191101 | BANGOR 1101 | 19104.3686 | 11.8734 | 102 | 24.9173 | 0.24429 | 225 | 2261.3455 | 17190.1118 | 17190.1118 | #N/A | #N/A | #N/A | #N/A | 1
9205 | POINT MORETTI 110135874 | 82931101 | POINT MORETTI 1101 | 329.4831 | 0.20478 | 4 | 0.97191 | 0.24298 | 226 | 2261.5503 | 17189.1399 | #N/A | #N/A | #N/A | #N/A | #N/A | 0
2854 | SHINGLE SPRINGS 21099372 | 153652109 | SHINGLE SPRINGS 2109 | 28750.7098 | 17.8687 | 190 | 46.1342 | 0.24281 | 227 | 2279.419 | 17143.0056 | #N/A | #N/A | #N/A | #N/A | #N/A | 0
10573 | GEYSERVILLE 1102756 | 42891102 | GEYSERVILLE 1102 | 948.4078 | 0.58944 | 7 | 1.6966 | 0.24238 | 228 | 2280.0084 | 17141.309 | #N/A | #N/A | #N/A | #N/A | #N/A | 0
6313 | SAN MIGUEL 1104N60 | 182661104 | SAN MIGUEL 1104 | 13316.658 | 8.2764 | 66 | 15.9958 | 0.24236 | 229 | 2288.2848 | 17125.3131 | #N/A | #N/A | #N/A | #N/A | #N/A | 0
2085 | LINCOLN 1104685276 | 153701104 | LINCOLN 1104 | 10432.3869 | 6.4838 | 216 | 52.2897 | 0.24208 | 230 | 2294.7686 | 17073.0234 | #N/A | #N/A | #N/A | #N/A | #N/A | 0
7825 | HORSESHOE 1101416226 | 152571101 | HORSESHOE 1101 | 186.6616 | 0.11601 | 5 | 1.2091 | 0.24182 | 231 | 2294.8846 | 17071.8143 | #N/A | #N/A | #N/A | #N/A | #N/A | 0
9295 | BROWNS VALLEY 110117011 | 152921101 | BROWNS VALLEY 1101 | 3005.3172 | 1.8678 | 22 | 5.3136 | 0.24153 | 232 | 2296.7524 | 17066.5007 | #N/A | #N/A | #N/A | #N/A | #N/A | 0
1428 | ZACA 1102Y02 | 182681102 | ZACA 1102 | 16812.4916 | 10.449 | 158 | 38.1442 | 0.24142 | 233 | 2307.2014 | 17028.3565 | #N/A | #N/A | #N/A | #N/A | #N/A | 0
6825 | OLETA 1102186326 | 163541102 | OLETA 1102 | 19088.8539 | 11.8638 | 123 | 29.6596 | 0.24114 | 234 | 2319.0652 | 16998.6969 | #N/A | #N/A | #N/A | #N/A | #N/A | 0
7670 | STANISLAUS 1702CB | 162821702 | STANISLAUS 1702 | 13066.3244 | 8.1208 | 67 | 16.1444 | 0.24096 | 235 | 2327.186 | 16982.5525 | 16982.5525 | #N/A | #N/A | #N/A | #N/A | 1
9773 | MADISON 2101117644 | 63172101 | MADISON 2101 | 1080.3525 | 0.67144 | 12 | 2.8784 | 0.23987 | 236 | 2327.8574 | 16979.6741 | #N/A | #N/A | #N/A | #N/A | #N/A | 0
10170 | PUTAH CREEK 1105617260 | 63681105 | PUTAH CREEK 1105 | 1876.8402 | 1.1665 | 15 | 3.5941 | 0.2396 | 237 | 2329.0239 | 16976.08 | #N/A | #N/A | #N/A | #N/A | #N/A | 0
10828 | BUELLTON 110163389 | 183041101 | BUELLTON 1101 | 0 | 0 | 2 | 0.47871 | 0.23935 | 238 | 2329.0239 | 16975.6013 | #N/A | #N/A | #N/A | #N/A | #N/A | 0
8291 | CLEAR LAKE 1102904 | 42141102 | CLEAR LAKE 1102 | 5445.6493 | 3.3845 | 30 | 7.1587 | 0.23862 | 239 | 2332.4084 | 16968.4425 | 16968.4425 | #N/A | #N/A | #N/A | #N/A | 1
6235 | SHINGLE SPRINGS 210519522 | 153652105 | SHINGLE SPRINGS 2105 | 15565.1755 | 9.6738 | 113 | 26.9251 | 0.23827 | 240 | 2342.0822 | 16941.5175 | #N/A | #N/A | #N/A | #N/A | #N/A | 0
9843 | SUNOL 1101MR387 | 14241101 | SUNOL 1101 | 8065.9096 | 5.013 | 24 | 5.7062 | 0.23776 | 241 | 2347.0952 | 16935.8113 | #N/A | #N/A | #N/A | #N/A | #N/A | 0
109 | WISE 11022054 | 152271102 | WISE 1102 | 20940.0353 | 13.0143 | 147 | 34.8898 | 0.23735 | 242 | 2360.1095 | 16900.9214 | #N/A | #N/A | #N/A | #N/A | #N/A | 0
9387 | ANTELOPE 1101318686 | 252021101 | ANTELOPE 1101 | 2345.6024 | 1.4578 | 7 | 1.6578 | 0.23683 | 243 | 2361.5673 | 16899.2636 | #N/A | #N/A | #N/A | #N/A | #N/A | 0
2465 | JESSUP 11021314 | 103441102 | JESSUP 1102 | 9677.7607 | 6.0148 | 161 | 38.0983 | 0.23664 | 244 | 2367.5821 | 16861.1654 | #N/A | #N/A | #N/A | #N/A | #N/A | 0
4610 | KERCKHOFF 1101R353 | 252561101 | KERCKHOFF 1101 | 22190.5443 | 13.7915 | 53 | 12.4952 | 0.23576 | 245 | 2381.3736 | 16848.6702 | #N/A | #N/A | #N/A | #N/A | #N/A | 0
7566 | CORRAL 110112608 | 162991101 | CORRAL 1101 | 27131.1027 | 16.8621 | 187 | 44.029 | 0.23545 | 246 | 2398.2357 | 16804.6412 | #N/A | #N/A | #N/A | #N/A | #N/A | 0
5704 | SHEPHERD 2111707358 | 252062111 | SHEPHERD 2111 | 30537.9753 | 18.9795 | 219 | 51.4409 | 0.23489 | 247 | 2417.2152 | 16753.2003 | #N/A | #N/A | #N/A | #N/A | #N/A | 0
10861 | PEORIA 170492888 | 163781704 | PEORIA 1704 | 400.6025 | 0.24898 | 4 | 0.93885 | 0.23471 | 248 | 2417.4642 | 16752.2615 | #N/A | #N/A | #N/A | #N/A | #N/A | 0
5055 | FROGTOWN 17028482 | 163451702 | FROGTOWN 1702 | 23390.9929 | 14.5376 | 117 | 27.4214 | 0.23437 | 249 | 2432.0018 | 16724.84 | #N/A | #N/A | #N/A | #N/A | #N/A | 0
10192 | MADISON 2101725408 | 63172101 | MADISON 2101 | 1530.1897 | 0.95102 | 9 | 2.1085 | 0.23427 | 250 | 2432.9528 | 16722.7316 | #N/A | #N/A | #N/A | #N/A | #N/A | 0
852 | PASO ROBLES 1104R56 | 182611104 | PASO ROBLES 1104 | 18526.1855 | 11.5141 | 117 | 27.401 | 0.2342 | 251 | 2444.4669 | 16695.3306 | #N/A | #N/A | #N/A | #N/A | #N/A | 0
9420 | FRENCH GULCH 11011892 | 103381101 | FRENCH GULCH 1101 | 5154.3447 | 3.2034 | 12 | 2.8006 | 0.23339 | 252 | 2447.6703 | 16692.53 | #N/A | #N/A | #N/A | #N/A | #N/A | 0
2713 | ELK CREEK 110137334 | 102781101 | ELK CREEK 1101 | 15392.9848 | 9.5668 | 70 | 16.3175 | 0.23311 | 253 | 2457.2371 | 16676.2125 | #N/A | #N/A | #N/A | #N/A | #N/A | 0
8722 | POSO MOUNTAIN 21033988 | 253642103 | POSO MOUNTAIN 2103 | 27217.7374 | 16.9159 | 68 | 15.8463 | 0.23303 | 254 | 2474.1531 | 16660.3662 | #N/A | #N/A | #N/A | #N/A | #N/A | 0
6130 | OREGON TRAIL 1104CB | 103521104 | OREGON TRAIL 1104 | 17030.244 | 10.5844 | 164 | 38.0188 | 0.23182 | 255 | 2484.7374 | 16622.3474 | #N/A | 16622.3474 | #N/A | #N/A | #N/A | 2
6781 | PALMER 1101M84 | 183031101 | PALMER 1101 | 37718.995 | 23.4425 | 145 | 33.5958 | 0.23169 | 256 | 2508.1799 | 16588.7517 | #N/A | #N/A | #N/A | #N/A | #N/A | 0
7251 | PASO ROBLES 1103N58 | 182611103 | PASO ROBLES 1103 | 7319.6094 | 4.5492 | 91 | 21.0205 | 0.23099 | 257 | 2512.7291 | 16567.7312 | #N/A | #N/A | #N/A | #N/A | #N/A | 0
9345 | CHOLAME 21025597 | 182562102 | CHOLAME 2102 | 8229.9238 | 5.1149 | 22 | 5.062 | 0.23009 | 258 | 2517.844 | 16562.6692 | #N/A | #N/A | #N/A | #N/A | #N/A | 0
6582 | UPPER LAKE 1101412 | 42871101 | UPPER LAKE 1101 | 16599.9817 | 10.317 | 152 | 34.9724 | 0.23008 | 259 | 2528.161 | 16527.6968 | #N/A | #N/A | #N/A | #N/A | #N/A | 0
7180 | PASO ROBLES 11032731 | 182611103 | PASO ROBLES 1103 | 2630.6286 | 1.6349 | 13 | 2.9847 | 0.2296 | 260 | 2529.7959 | 16524.712 | #N/A | #N/A | #N/A | #N/A | #N/A | 0
6731 | DEL MAR 2109CB | 152582109 | DEL MAR 2109 | 2376.9126 | 1.4773 | 72 | 16.5281 | 0.22956 | 261 | 2531.2732 | 16508.1839 | #N/A | #N/A | #N/A | #N/A | #N/A | 0
4193 | ANDERSON 1103226050 | 103261103 | ANDERSON 1103 | 7845.4549 | 4.876 | 160 | 36.6601 | 0.22913 | 262 | 2536.1492 | 16471.5238 | #N/A | 16471.5238 | #N/A | #N/A | #N/A | 2
2449 | COARSEGOLD 210410400 | 254432104 | COARSEGOLD 2104 | 68567.3531 | 42.6149 | 539 | 123.0305 | 0.22826 | 263 | 2578.7641 | 16348.4933 | #N/A | #N/A | #N/A | #N/A | #N/A | 0
6456 | HIGGINS 110950078 | 152691109 | HIGGINS 1109 | 77925.0015 | 48.4307 | 427 | 97.3194 | 0.22791 | 264 | 2627.1948 | 16251.1739 | #N/A | #N/A | #N/A | #N/A | #N/A | 0
6171 | WYANDOTTE 110737472 | 102911107 | WYANDOTTE 1107 | 14935.9015 | 9.2827 | 157 | 35.7007 | 0.22739 | 265 | 2636.4775 | 16215.4732 | #N/A | #N/A | #N/A | #N/A | #N/A | 0
1604 | COARSEGOLD 210310820 | 254432103 | COARSEGOLD 2103 | 46392.4448 | 28.8331 | 327 | 74.1966 | 0.2269 | 266 | 2665.3106 | 16141.2766 | #N/A | #N/A | #N/A | #N/A | #N/A | 0
3581 | JESSUP 110296554 | 103441102 | JESSUP 1102 | 12987.3897 | 8.0717 | 172 | 38.9486 | 0.22645 | 267 | 2673.3823 | 16102.328 | #N/A | #N/A | #N/A | #N/A | #N/A | 0
10176 | CLARK ROAD 1102CB | 103091102 | CLARK ROAD 1102 | 1435.1005 | 0.89192 | 20 | 4.5263 | 0.22632 | 268 | 2674.2742 | 16097.8016 | #N/A | #N/A | #N/A | #N/A | #N/A | 0
1714 | BUELLTON 1102Y50 | 183041102 | BUELLTON 1102 | 17101.0403 | 10.6284 | 147 | 33.2573 | 0.22624 | 269 | 2684.9026 | 16064.5443 | #N/A | #N/A | #N/A | #N/A | #N/A | 0
2661 | CLAY 11031230 | 163341103 | CLAY 1103 | 27069.5791 | 16.8239 | 136 | 30.7471 | 0.22608 | 270 | 2701.7264 | 16033.7972 | #N/A | #N/A | #N/A | #N/A | #N/A | 0
511 | COTTONWOOD 11029026 | 102931102 | COTTONWOOD 1102 | 20154.6992 | 12.5262 | 282 | 63.7295 | 0.22599 | 271 | 2714.2527 | 15970.0677 | #N/A | #N/A | #N/A | #N/A | #N/A | 0
5682 | CLOVERDALE 1102672 | 42821102 | CLOVERDALE 1102 | 35088.8854 | 21.8079 | 140 | 31.5995 | 0.22571 | 272 | 2736.0605 | 15938.4682 | #N/A | #N/A | #N/A | #N/A | #N/A | 0
920 | RED BLUFF 11041630 | 103541104 | RED BLUFF 1104 | 4020.9242 | 2.499 | 152 | 34.2944 | 0.22562 | 273 | 2738.5596 | 15904.1738 | #N/A | #N/A | #N/A | #N/A | #N/A | 0
6155 | AUBERRY 1101R2839 | 254151101 | AUBERRY 1101 | 20608.9537 | 12.8085 | 121 | 27.2266 | 0.22501 | 274 | 2751.3681 | 15876.9472 | #N/A | #N/A | #N/A | #N/A | #N/A | 0
252 | CLARK ROAD 11022582 | 103091102 | CLARK ROAD 1102 | 32011.0943 | 19.895 | 186 | 41.7559 | 0.22449 | 275 | 2771.2631 | 15835.1913 | 15835.1913 | #N/A | #N/A | #N/A | #N/A | 1
5168 | CORNING 11021622 | 103331102 | CORNING 1102 | 54701.9644 | 33.9975 | 126 | 28.2406 | 0.22413 | 276 | 2805.2606 | 15806.9507 | #N/A | #N/A | #N/A | #N/A | #N/A | 0
2620 | AUBERRY 1101R2579 | 254151101 | AUBERRY 1101 | 56162.7607 | 34.9054 | 286 | 64.0469 | 0.22394 | 277 | 2840.166 | 15742.9037 | #N/A | #N/A | #N/A | #N/A | #N/A | 0
7109 | AUBERRY 1102R1013 | 254151102 | AUBERRY 1102 | 20054.4308 | 12.4639 | 132 | 29.5483 | 0.22385 | 278 | 2852.6299 | 15713.3555 | #N/A | #N/A | #N/A | #N/A | #N/A | 0
1039 | SILVERADO 2104726 | 43432104 | SILVERADO 2104 | 48875.2274 | 30.3762 | 263 | 58.7725 | 0.22347 | 279 | 2883.0061 | 15654.583 | #N/A | #N/A | #N/A | #N/A | #N/A | 0
8364 | PEORIA 1705CB | 163781705 | PEORIA 1705 | 11342.4728 | 7.0494 | 33 | 7.3571 | 0.22294 | 280 | 2890.0555 | 15647.226 | #N/A | #N/A | #N/A | #N/A | #N/A | 0
42 | CEDAR CREEK 11011664 | 103321101 | CEDAR CREEK 1101 | 47581.2918 | 29.572 | 244 | 54.1896 | 0.22209 | 281 | 2919.6274 | 15593.0364 | #N/A | #N/A | #N/A | #N/A | #N/A | 0
8613 | ZACA 1101Y72 | 182681101 | ZACA 1101 | 10265.6354 | 6.3801 | 36 | 7.967 | 0.2213 | 282 | 2926.0076 | 15585.0694 | #N/A | #N/A | #N/A | #N/A | #N/A | 0
5656 | PANORAMA 1102508502 | 103461102 | PANORAMA 1102 | 18917.893 | 11.7575 | 115 | 25.3491 | 0.22043 | 283 | 2937.7651 | 15559.7203 | #N/A | #N/A | #N/A | #N/A | #N/A | 0
2018 | SMARTVILLE 1101CB | 153791101 | SMARTVILLE 1101 | 26026.0287 | 16.1753 | 152 | 33.3354 | 0.21931 | 284 | 2953.9404 | 15526.3848 | #N/A | #N/A | #N/A | #N/A | #N/A | 0
8459 | CAYETANO 21099504 | 14422109 | CAYETANO 2109 | 23283.8699 | 14.471 | 97 | 21.2645 | 0.21922 | 285 | 2968.4114 | 15505.1203 | 15505.1203 | #N/A | #N/A | #N/A | #N/A | 1
3475 | SO. CAL. EDISON #3 1101CB | 258861101 | SO. CAL. EDISON #3 1101 | 13738.3645 | 8.5384 | 32 | 6.998 | 0.21869 | 286 | 2976.9499 | 15498.1224 | #N/A | #N/A | #N/A | #N/A | #N/A | 0
5637 | NARROWS 2101CB | 153132101 | NARROWS 2101 | 25047.8448 | 15.5673 | 65 | 14.185 | 0.21823 | 287 | 2992.5172 | 15483.9374 | #N/A | #N/A | #N/A | #N/A | #N/A | 0
8049 | BROWNS VALLEY 110136622 | 152921101 | BROWNS VALLEY 1101 | 8277.82 | 5.1447 | 42 | 9.1438 | 0.21771 | 288 | 2997.6619 | 15474.7936 | #N/A | #N/A | #N/A | #N/A | #N/A | 0
5251 | WYANDOTTE 110313018 | 102911103 | WYANDOTTE 1103 | 1090.3862 | 0.67768 | 20 | 4.3325 | 0.21662 | 289 | 2998.3396 | 15470.4611 | #N/A | #N/A | #N/A | #N/A | #N/A | 0
7438 | OREGON TRAIL 1103CB | 103521103 | OREGON TRAIL 1103 | 4354.341 | 2.7062 | 38 | 8.2246 | 0.21644 | 290 | 3001.0458 | 15462.2365 | #N/A | 15462.2365 | #N/A | #N/A | #N/A | 2
9233 | PASO ROBLES 1103N52 | 182611103 | PASO ROBLES 1103 | 10571.3698 | 6.5701 | 32 | 6.9258 | 0.21643 | 291 | 3007.616 | 15455.3107 | #N/A | #N/A | #N/A | #N/A | #N/A | 0
5544 | TYLER 11051536 | 103571105 | TYLER 1105 | 28603.8149 | 17.7774 | 79 | 17.0703 | 0.21608 | 292 | 3025.3933 | 15438.2404 | #N/A | #N/A | #N/A | #N/A | #N/A | 0
8708 | PUTAH CREEK 1105665952 | 63681105 | PUTAH CREEK 1105 | 243.3824 | 0.15126 | 13 | 2.8069 | 0.21591 | 293 | 3025.5446 | 15435.4336 | #N/A | #N/A | #N/A | #N/A | #N/A | 0
9580 | SUMMIT 110147786 | 152591101 | SUMMIT 1101 | 2915.7036 | 1.8121 | 13 | 2.7967 | 0.21513 | 294 | 3027.3567 | 15432.6368 | #N/A | #N/A | #N/A | #N/A | #N/A | 0
10253 | CLOVERDALE 1102736078 | 42821102 | CLOVERDALE 1102 | 373.6781 | 0.23224 | 3 | 0.64381 | 0.2146 | 295 | 3027.589 | 15431.993 | #N/A | #N/A | #N/A | #N/A | #N/A | 0
10589 | DEL MAR 2109306972 | 152582109 | DEL MAR 2109 | 83.4407 | 0.051859 | 2 | 0.4291 | 0.21455 | 296 | 3027.6408 | 15431.5639 | #N/A | #N/A | #N/A | #N/A | #N/A | 0
9314 | CALPINE 1146CB | 48011146 | CALPINE 1146 | 4947.493 | 3.0749 | 21 | 4.4937 | 0.21399 | 297 | 3030.7157 | 15427.0702 | #N/A | #N/A | #N/A | #N/A | #N/A | 0
5389 | BEAR VALLEY 210511210 | 252192105 | BEAR VALLEY 2105 | 27492.7886 | 17.0869 | 139 | 29.7273 | 0.21387 | 298 | 3047.8026 | 15397.3429 | #N/A | #N/A | #N/A | #N/A | #N/A | 0
9003 | HARTLEY 1102385838 | 43211102 | HARTLEY 1102 | 2006.1588 | 1.2468 | 11 | 2.3484 | 0.21349 | 299 | 3049.0494 | 15394.9945 | 15394.9945 | #N/A | #N/A | #N/A | #N/A | 1
4243 | CLAYTON 22122944 | 12022212 | CLAYTON 2212 | 24262.4198 | 15.0792 | 148 | 31.5694 | 0.21331 | 300 | 3064.1286 | 15363.4251 | #N/A | #N/A | #N/A | #N/A | #N/A | 0
3022 | DESCHUTES 11041582 | 103351104 | DESCHUTES 1104 | 10265.1395 | 6.3798 | 173 | 36.8955 | 0.21327 | 301 | 3070.5085 | 15326.5296 | #N/A | #N/A | #N/A | #N/A | #N/A | 0
5186 | DUNLAP 11027360 | 254061102 | DUNLAP 1102 | 14342.2552 | 8.9138 | 83 | 17.6557 | 0.21272 | 302 | 3079.4222 | 15308.8739 | #N/A | #N/A | #N/A | #N/A | #N/A | 0
7188 | UPPER LAKE 1101472084 | 42871101 | UPPER LAKE 1101 | 7454.711 | 4.6331 | 66 | 14.0108 | 0.21229 | 303 | 3084.0554 | 15294.863 | #N/A | #N/A | #N/A | #N/A | #N/A | 0
1958 | CURTIS 170411290 | 163351704 | CURTIS 1704 | 12662.0411 | 7.8695 | 75 | 15.9178 | 0.21224 | 304 | 3091.9249 | 15278.9452 | #N/A | #N/A | #N/A | #N/A | #N/A | 0
10301 | SCE VEGAS 1701CB | 188881701 | SCE VEGAS 1701 | 168.4127 | 0.10467 | 1 | 0.2122 | 0.2122 | 305 | 3092.0295 | 15278.733 | #N/A | #N/A | #N/A | #N/A | #N/A | 0
4384 | AUBERRY 110237466 | 254151102 | AUBERRY 1102 | 50460.2287 | 31.3612 | 345 | 72.8874 | 0.21127 | 306 | 3123.3908 | 15205.8456 | #N/A | #N/A | #N/A | #N/A | #N/A | 0
2676 | BUELLTON 1102CB | 183041102 | BUELLTON 1102 | 11401.8921 | 7.0863 | 148 | 31.2055 | 0.21085 | 307 | 3130.4771 | 15174.6401 | #N/A | #N/A | #N/A | #N/A | #N/A | 0
5276 | SANTA YNEZ 110477098 | 182721104 | SANTA YNEZ 1104 | 19250.5668 | 11.9643 | 112 | 23.5673 | 0.21042 | 308 | 3142.4414 | 15151.0728 | #N/A | #N/A | #N/A | #N/A | #N/A | 0
7565 | SILVERADO 2104806 | 43432104 | SILVERADO 2104 | 33831.6044 | 21.0265 | 229 | 48.1076 | 0.21008 | 309 | 3163.4679 | 15102.9653 | #N/A | #N/A | #N/A | #N/A | #N/A | 0
1159 | LONE TREE 210521210 | 13232105 | LONE TREE 2105 | 20686.2377 | 12.8566 | 111 | 23.1943 | 0.20896 | 310 | 3176.3245 | 15079.7709 | #N/A | #N/A | #N/A | #N/A | #N/A | 0
1515 | WYANDOTTE 110979932 | 102911109 | WYANDOTTE 1109 | 35504.8505 | 22.0664 | 345 | 71.8562 | 0.20828 | 311 | 3198.3909 | 15007.9148 | #N/A | #N/A | #N/A | #N/A | #N/A | 0
4727 | REDBUD 1101454 | 43191101 | REDBUD 1101 | 8909.2195 | 5.5371 | 54 | 11.1984 | 0.20738 | 312 | 3203.928 | 14996.7164 | #N/A | #N/A | #N/A | #N/A | #N/A | 0
2411 | MARIPOSA 210190180 | 254452101 | MARIPOSA 2101 | 7976.0066 | 4.9571 | 49 | 10.1373 | 0.20688 | 313 | 3208.8851 | 14986.5791 | #N/A | #N/A | #N/A | #N/A | #N/A | 0
6630 | MIDDLETOWN 1101644756 | 43141101 | MIDDLETOWN 1101 | 27875.8932 | 17.325 | 163 | 33.6372 | 0.20636 | 314 | 3226.2101 | 14952.9419 | #N/A | #N/A | #N/A | #N/A | #N/A | 0
8301 | ELK CREEK 11012002 | 102781101 | ELK CREEK 1101 | 35045.7729 | 21.7811 | 109 | 22.3155 | 0.20473 | 315 | 3247.9912 | 14930.6264 | #N/A | #N/A | #N/A | #N/A | #N/A | 0
1537 | BELL 11072400 | 152701107 | BELL 1107 | 41414.8349 | 25.7395 | 320 | 65.3543 | 0.20423 | 316 | 3273.7307 | 14865.2721 | #N/A | #N/A | #N/A | #N/A | #N/A | 0
2016 | PETALUMA C 1108296 | 42631108 | PETALUMA C 1108 | 23764.0701 | 14.7695 | 123 | 25.0928 | 0.20401 | 317 | 3288.5001 | 14840.1792 | #N/A | #N/A | #N/A | #N/A | #N/A | 0
1327 | DESCHUTES 1104CB | 103351104 | DESCHUTES 1104 | 21735.4144 | 13.5086 | 273 | 55.4629 | 0.20316 | 318 | 3302.0088 | 14784.7163 | #N/A | 14784.7163 | #N/A | #N/A | #N/A | 2
10175 | JESSUP 1102936897 | 103441102 | JESSUP 1102 | 665.5519 | 0.41364 | 12 | 2.432 | 0.20267 | 319 | 3302.4224 | 14782.2843 | #N/A | 14782.2843 | #N/A | #N/A | #N/A | 2
2512 | CLAY 110334338 | 163341103 | CLAY 1103 | 15726.6133 | 9.7742 | 66 | 13.3455 | 0.2022 | 320 | 3312.1966 | 14768.9388 | #N/A | #N/A | #N/A | #N/A | #N/A | 0
3530 | AUBERRY 1102R2850 | 254151102 | AUBERRY 1102 | 42428.4265 | 26.3694 | 222 | 44.7693 | 0.20166 | 321 | 3338.566 | 14724.1695 | #N/A | #N/A | #N/A | #N/A | #N/A | 0
4238 | NORTH BRANCH 1101CB | 163231101 | NORTH BRANCH 1101 | 25410.3119 | 15.7926 | 114 | 22.9503 | 0.20132 | 322 | 3354.3586 | 14701.2192 | #N/A | #N/A | #N/A | #N/A | #N/A | 0
11083 | NARROWS 2104CB | 153132104 | NARROWS 2104 | 4.572 | 0.0028415 | 1 | 0.20132 | 0.20132 | 323 | 3354.3615 | 14701.0179 | #N/A | #N/A | #N/A | #N/A | #N/A | 0
389 | VASCO 1102MR176 | 13751102 | VASCO 1102 | 62474.1803 | 38.828 | 256 | 51.5086 | 0.20121 | 324 | 3393.1894 | 14649.5093 | 14649.5093 | #N/A | #N/A | #N/A | #N/A | 1
7455 | SAN MIGUEL 1104514987 | 182661104 | SAN MIGUEL 1104 | 13379.7927 | 8.3156 | 63 | 12.6303 | 0.20048 | 325 | 3401.505 | 14636.879 | #N/A | #N/A | #N/A | #N/A | #N/A | 0
7507 | NORTH BRANCH 110111158 | 163231101 | NORTH BRANCH 1101 | 20499.8935 | 12.7408 | 229 | 45.8175 | 0.20008 | 326 | 3414.2458 | 14591.0614 | #N/A | #N/A | #N/A | #N/A | #N/A | 0
3193 | AUBERRY 1101R314 | 254151101 | AUBERRY 1101 | 68245.5324 | 42.4149 | 390 | 78.017 | 0.20004 | 327 | 3456.6606 | 14513.0444 | #N/A | #N/A | #N/A | #N/A | #N/A | 0
1293 | MIDDLETOWN 11014646 | 43141101 | MIDDLETOWN 1101 | 29868.2951 | 18.5633 | 165 | 32.9712 | 0.19983 | 328 | 3475.2239 | 14480.0732 | #N/A | #N/A | #N/A | #N/A | #N/A | 0
9642 | LUCERNE 11034200 | 43351103 | LUCERNE 1103 | 6495.7462 | 4.0371 | 37 | 7.3729 | 0.19927 | 329 | 3479.261 | 14472.7003 | #N/A | #N/A | #N/A | #N/A | #N/A | 0
7729 | AUBERRY 110149122 | 254151101 | AUBERRY 1101 | 6376.3554 | 3.9629 | 40 | 7.9627 | 0.19907 | 330 | 3483.224 | 14464.7376 | #N/A | #N/A | #N/A | #N/A | #N/A | 0
464 | WOODACRE 110196844 | 43021101 | WOODACRE 1101 | 9556.2941 | 5.9393 | 63 | 12.5249 | 0.19881 | 331 | 3489.1633 | 14452.2127 | #N/A | #N/A | #N/A | #N/A | #N/A | 0
4726 | SHINGLE SPRINGS 210985766 | 153652109 | SHINGLE SPRINGS 2109 | 29746.7523 | 18.4877 | 166 | 32.9759 | 0.19865 | 332 | 3507.651 | 14419.2368 | #N/A | #N/A | #N/A | #N/A | #N/A | 0
9424 | VINEYARD 2110391250 | 14502110 | VINEYARD 2110 | 1481.3226 | 0.92065 | 3 | 0.59524 | 0.19841 | 333 | 3508.5716 | 14418.6416 | #N/A | #N/A | #N/A | #N/A | #N/A | 0
308 | CALPINE 1144CB | 48011144 | CALPINE 1144 | 42270.0145 | 26.271 | 131 | 25.9607 | 0.19817 | 334 | 3534.8426 | 14392.6809 | #N/A | 14392.6809 | #N/A | #N/A | #N/A | 2
7335 | UPPER LAKE 11011276 | 42871101 | UPPER LAKE 1101 | 20806.9121 | 12.9316 | 116 | 22.9608 | 0.19794 | 335 | 3547.7742 | 14369.7201 | #N/A | #N/A | #N/A | #N/A | #N/A | 0
3179 | CHOLAME 2102796386 | 182562102 | CHOLAME 2102 | 57391.9753 | 35.6693 | 159 | 31.4686 | 0.19792 | 336 | 3583.4435 | 14338.2515 | #N/A | #N/A | #N/A | #N/A | #N/A | 0
9031 | SAND CREEK 1103CB | 254601103 | SAND CREEK 1103 | 20983.2028 | 13.0411 | 77 | 15.2216 | 0.19768 | 337 | 3596.4847 | 14323.0299 | #N/A | #N/A | #N/A | #N/A | #N/A | 0
6545 | TULUCAY 1101628 | 42301101 | TULUCAY 1101 | 6713.6414 | 4.1726 | 98 | 19.2923 | 0.19686 | 338 | 3600.6572 | 14303.7376 | #N/A | #N/A | #N/A | #N/A | #N/A | 0
4963 | BEAR VALLEY 210190550 | 252192101 | BEAR VALLEY 2101 | 12911.2772 | 8.0244 | 47 | 9.2235 | 0.19624 | 339 | 3608.6816 | 14294.5141 | #N/A | #N/A | #N/A | #N/A | #N/A | 0
8575 | ELK CREEK 11012106 | 102781101 | ELK CREEK 1101 | 21303.4581 | 13.2402 | 67 | 13.1388 | 0.1961 | 340 | 3621.9218 | 14281.3753 | #N/A | #N/A | #N/A | #N/A | #N/A | 0
3500 | DUNLAP 11037040 | 254061103 | DUNLAP 1103 | 39870.081 | 24.7794 | 230 | 45.0921 | 0.19605 | 341 | 3646.7012 | 14236.2832 | #N/A | #N/A | #N/A | #N/A | #N/A | 0
2568 | LAYTONVILLE 1102500 | 42681102 | LAYTONVILLE 1102 | 34375.7452 | 21.3647 | 214 | 41.8921 | 0.19576 | 342 | 3668.0659 | 14194.3911 | #N/A | #N/A | #N/A | #N/A | #N/A | 0
2190 | DIAMOND SPRINGS 110519910 | 152261105 | DIAMOND SPRINGS 1105 | 33304.7006 | 20.699 | 226 | 44.2238 | 0.19568 | 343 | 3688.7649 | 14150.1673 | #N/A | #N/A | #N/A | #N/A | #N/A | 0
9927 | FITCH MOUNTAIN 1111555644 | 42751111 | FITCH MOUNTAIN 1111 | 268.6791 | 0.16699 | 19 | 3.7125 | 0.19539 | 344 | 3688.9319 | 14146.4548 | #N/A | #N/A | #N/A | #N/A | #N/A | 0
41 | REDBUD 1101708166 | 43191101 | REDBUD 1101 | 18511.1854 | 11.5048 | 162 | 31.6535 | 0.19539 | 345 | 3700.4367 | 14114.8013 | 14114.8013 | #N/A | #N/A | #N/A | #N/A | 1
8428 | CALPELLA 11013419 | 43411101 | CALPELLA 1101 | 12848.2917 | 7.9853 | 38 | 7.4218 | 0.19531 | 346 | 3708.4219 | 14107.3795 | #N/A | #N/A | #N/A | #N/A | #N/A | 0
4645 | OLETA 110241396 | 163541102 | OLETA 1102 | 10868.1559 | 6.7546 | 75 | 14.6272 | 0.19503 | 347 | 3715.1765 | 14092.7523 | #N/A | #N/A | #N/A | #N/A | #N/A | 0
1354 | CORRAL 1102CB | 162991102 | CORRAL 1102 | 27168.7986 | 16.8855 | 236 | 46.0213 | 0.19501 | 348 | 3732.0621 | 14046.731 | #N/A | #N/A | #N/A | #N/A | #N/A | 0
6647 | TIVY VALLEY 1107584840 | 252941107 | TIVY VALLEY 1107 | 72531.1064 | 45.0784 | 449 | 87.311 | 0.19446 | 349 | 3777.1404 | 13959.42 | #N/A | #N/A | #N/A | #N/A | #N/A | 0
4112 | JESSUP 110141356 | 103441101 | JESSUP 1101 | 52238.1569 | 32.4662 | 318 | 61.8351 | 0.19445 | 350 | 3809.6067 | 13897.5849 | #N/A | #N/A | #N/A | #N/A | #N/A | 0
1219 | APPLE HILL 21021532 | 153662102 | APPLE HILL 2102 | 62691.3369 | 38.9629 | 465 | 90.2637 | 0.19412 | 351 | 3848.5696 | 13807.3212 | #N/A | #N/A | #N/A | #N/A | #N/A | 0
4008 | OLETA 11011208 | 163541101 | OLETA 1101 | 53098.4432 | 33.0009 | 334 | 64.811 | 0.19404 | 352 | 3881.5705 | 13742.5102 | #N/A | #N/A | #N/A | #N/A | #N/A | 0
9763 | WISHON 1101CB | 251511101 | WISHON 1101 | 12293.5283 | 7.6405 | 36 | 6.9834 | 0.19398 | 353 | 3889.211 | 13735.5268 | 13735.5268 | #N/A | #N/A | #N/A | #N/A | 1
4721 | COPPERMINE 1104613086 | 252411104 | COPPERMINE 1104 | 8243.1424 | 5.1231 | 63 | 12.2166 | 0.19391 | 354 | 3894.3341 | 13723.3102 | #N/A | #N/A | #N/A | #N/A | #N/A | 0
8166 | BANGOR 1101CB | 103191101 | BANGOR 1101 | 30178.5623 | 18.7561 | 171 | 33.1366 | 0.19378 | 355 | 3913.0902 | 13690.1736 | #N/A | #N/A | #N/A | #N/A | #N/A | 0
10364 | MADISON 2101745850 | 63172101 | MADISON 2101 | 771.4701 | 0.47947 | 7 | 1.3558 | 0.19369 | 356 | 3913.5697 | 13688.8178 | #N/A | #N/A | #N/A | #N/A | #N/A | 0
10620 | OLETA 1102793776 | 163541102 | OLETA 1102 | 1956.9595 | 1.2163 | 6 | 1.1597 | 0.19328 | 357 | 3914.7859 | 13687.6581 | #N/A | #N/A | #N/A | #N/A | #N/A | 0
1881 | PENRYN 1103604 | 152561103 | PENRYN 1103 | 42516.8793 | 26.4244 | 240 | 46.357 | 0.19315 | 358 | 3941.2103 | 13641.301 | #N/A | #N/A | #N/A | #N/A | #N/A | 0
10174 | LAS GALLINAS A 1105532 | 42991105 | LAS GALLINAS A 1105 | 7099.179 | 4.4122 | 34 | 6.5497 | 0.19264 | 359 | 3945.6225 | 13634.7514 | #N/A | #N/A | #N/A | #N/A | #N/A | 0
9563 | ELK CREEK 11012032 | 102781101 | ELK CREEK 1101 | 14097.676 | 8.7618 | 52 | 10.0031 | 0.19237 | 360 | 3954.3843 | 13624.7483 | #N/A | #N/A | #N/A | #N/A | #N/A | 0
7617 | WYANDOTTE 110213044 | 102911102 | WYANDOTTE 1102 | 7674.8454 | 4.7699 | 51 | 9.8065 | 0.19229 | 361 | 3959.1542 | 13614.9417 | #N/A | #N/A | #N/A | #N/A | #N/A | 0
3855 | SAND CREEK 11037140 | 254601103 | SAND CREEK 1103 | 42300.5526 | 26.29 | 296 | 56.8394 | 0.19202 | 362 | 3985.4442 | 13558.1024 | #N/A | #N/A | #N/A | #N/A | #N/A | 0
5056 | BANGOR 110182350 | 103191101 | BANGOR 1101 | 31579.2765 | 19.6266 | 230 | 44.1515 | 0.19196 | 363 | 4005.0708 | 13513.9509 | #N/A | #N/A | #N/A | #N/A | #N/A | 0
523 | DUNLAP 11037220 | 254061103 | DUNLAP 1103 | 39952.2483 | 24.8305 | 188 | 36.0414 | 0.19171 | 364 | 4029.9013 | 13477.9095 | #N/A | #N/A | #N/A | #N/A | #N/A | 0
8426 | FORT ROSS 1121CB | 42851121 | FORT ROSS 1121 | 25.9334 | 0.016118 | 1 | 0.19152 | 0.19152 | 365 | 4029.9174 | 13477.7179 | #N/A | #N/A | #N/A | #N/A | #N/A | 0
8629 | FOOTHILL 1101645910 | 182951101 | FOOTHILL 1101 | 774.6277 | 0.48143 | 14 | 2.6788 | 0.19134 | 366 | 4030.3989 | 13475.0391 | #N/A | #N/A | #N/A | #N/A | #N/A | 0
7469 | PALMER 110198478 | 183031101 | PALMER 1101 | 9678.6987 | 6.0154 | 34 | 6.5022 | 0.19124 | 367 | 4036.4142 | 13468.5369 | #N/A | #N/A | #N/A | #N/A | #N/A | 0
5366 | WYANDOTTE 11095607 | 102911109 | WYANDOTTE 1109 | 7265.9446 | 4.5158 | 71 | 13.5714 | 0.19115 | 368 | 4040.93 | 13454.9654 | #N/A | #N/A | #N/A | #N/A | #N/A | 0
9473 | HARTLEY 1102524 | 43211102 | HARTLEY 1102 | 399.4552 | 0.24826 | 31 | 5.8946 | 0.19015 | 369 | 4041.1783 | 13449.0708 | #N/A | #N/A | #N/A | #N/A | #N/A | 0
6494 | WISE 1102697216 | 152271102 | WISE 1102 | 21374.2842 | 13.2842 | 145 | 27.5378 | 0.18992 | 370 | 4054.4625 | 13421.533 | #N/A | #N/A | #N/A | #N/A | #N/A | 0
4257 | REDBUD 1102CB | 43191102 | REDBUD 1102 | 28146.4256 | 17.4931 | 170 | 32.2538 | 0.18973 | 371 | 4071.9556 | 13389.2792 | #N/A | #N/A | #N/A | #N/A | #N/A | 0
9558 | BRENTWOOD 21056512 | 14592105 | BRENTWOOD 2105 | 1047.7996 | 0.65121 | 5 | 0.94545 | 0.18909 | 372 | 4072.6068 | 13388.3338 | #N/A | #N/A | #N/A | #N/A | #N/A | 0
10458 | DEL MAR 2109805882 | 152582109 | DEL MAR 2109 | 477.3024 | 0.29665 | 6 | 1.1343 | 0.18904 | 373 | 4072.9035 | 13387.1995 | #N/A | #N/A | #N/A | #N/A | #N/A | 0
2068 | OLETA 11021228 | 163541102 | OLETA 1102 | 17449.9174 | 10.8452 | 368 | 69.4681 | 0.18877 | 374 | 4083.7487 | 13317.7315 | #N/A | #N/A | #N/A | #N/A | #N/A | 0
2280 | DESCHUTES 11011580 | 103351101 | DESCHUTES 1101 | 76365.8976 | 47.4617 | 383 | 71.9249 | 0.18779 | 375 | 4131.2104 | 13245.8065 | #N/A | #N/A | #N/A | #N/A | #N/A | 0
6271 | COTTONWOOD 110131500 | 102931101 | COTTONWOOD 1101 | 7501.4293 | 4.6622 | 111 | 20.823 | 0.18759 | 376 | 4135.8726 | 13224.9836 | #N/A | #N/A | #N/A | #N/A | #N/A | 0
449 | CLAYTON 221296224 | 12022212 | CLAYTON 2212 | 31213.3049 | 19.3992 | 174 | 32.6329 | 0.18755 | 377 | 4155.2718 | 13192.3507 | #N/A | #N/A | #N/A | #N/A | #N/A | 0
9225 | BUCKS CREEK 1102CB | 102211102 | BUCKS CREEK 1102 | 47599.3495 | 29.5832 | 121 | 22.6633 | 0.1873 | 378 | 4184.8549 | 13169.6874 | #N/A | #N/A | 13169.6874 | #N/A | #N/A | 3
4556 | MARIPOSA 210237288 | 254452102 | MARIPOSA 2102 | 137232.3506 | 85.2905 | 678 | 126.9051 | 0.18718 | 379 | 4270.1454 | 13042.7824 | #N/A | #N/A | #N/A | #N/A | #N/A | 0
9851 | PANORAMA 1101885215 | 103461101 | PANORAMA 1101 | 3225.5678 | 2.0047 | 23 | 4.3021 | 0.18705 | 380 | 4272.1501 | 13038.4803 | 13038.4803 | #N/A | #N/A | #N/A | #N/A | 1
1129 | PETALUMA C 1109128 | 42631109 | PETALUMA C 1109 | 56205.3694 | 34.9319 | 269 | 50.2671 | 0.18687 | 381 | 4307.082 | 12988.2132 | #N/A | #N/A | #N/A | #N/A | #N/A | 0
5974 | DOBBINS 110169722 | 153741101 | DOBBINS 1101 | 10673.4289 | 6.6336 | 68 | 12.6993 | 0.18675 | 382 | 4313.7155 | 12975.5139 | #N/A | #N/A | #N/A | #N/A | #N/A | 0
6088 | TYLER 110585132 | 103571105 | TYLER 1105 | 50093.0189 | 31.133 | 217 | 40.4342 | 0.18633 | 383 | 4344.8486 | 12935.0798 | #N/A | #N/A | #N/A | #N/A | #N/A | 0
6487 | STILLWATER 110248952 | 103561102 | STILLWATER 1102 | 17050.5619 | 10.597 | 123 | 22.8305 | 0.18561 | 384 | 4355.4456 | 12912.2492 | #N/A | #N/A | #N/A | #N/A | #N/A | 0
7029 | PENRYN 1106212772 | 152561106 | PENRYN 1106 | 1609.198 | 1.0001 | 11 | 2.041 | 0.18554 | 385 | 4356.4457 | 12910.2083 | #N/A | #N/A | #N/A | #N/A | #N/A | 0
7958 | GEYSERVILLE 110179788 | 42891101 | GEYSERVILLE 1101 | 63661.5746 | 39.5659 | 157 | 29.1256 | 0.18551 | 386 | 4396.0116 | 12881.0826 | #N/A | #N/A | #N/A | #N/A | #N/A | 0
2772 | WYANDOTTE 110913052 | 102911109 | WYANDOTTE 1109 | 31480.1828 | 19.5651 | 213 | 39.4358 | 0.18514 | 387 | 4415.5767 | 12841.6469 | #N/A | #N/A | #N/A | #N/A | #N/A | 0
9699 | LOGAN CREEK 2102795010 | 103142102 | LOGAN CREEK 2102 | 5964.9276 | 3.7072 | 12 | 2.2206 | 0.18505 | 388 | 4419.2839 | 12839.4263 | 12839.4263 | #N/A | #N/A | #N/A | #N/A | 1
2290 | JESSUP 11021550 | 103441102 | JESSUP 1102 | 31009.474 | 19.2725 | 237 | 43.5983 | 0.18396 | 389 | 4438.5564 | 12795.828 | #N/A | #N/A | #N/A | #N/A | #N/A | 0
881 | RED BLUFF 11011556 | 103541101 | RED BLUFF 1101 | 61930.0824 | 38.4898 | 411 | 75.4478 | 0.18357 | 390 | 4477.0462 | 12720.3803 | #N/A | #N/A | #N/A | #N/A | #N/A | 0
11061 | SAN LUIS OBISPO 1103365572 | 182631103 | SAN LUIS OBISPO 1103 | 611.8589 | 0.38027 | 2 | 0.36597 | 0.18299 | 391 | 4477.4265 | 12720.0143 | #N/A | #N/A | #N/A | #N/A | #N/A | 0
6935 | CEDAR CREEK 1101CB | 103321101 | CEDAR CREEK 1101 | 24813.8274 | 15.4219 | 127 | 23.1832 | 0.18254 | 392 | 4492.8484 | 12696.8311 | #N/A | #N/A | 12696.8311 | #N/A | #N/A | 3
3564 | JAMESON 1105466348 | 63801105 | JAMESON 1105 | 26039.2723 | 16.1835 | 294 | 53.5743 | 0.18223 | 393 | 4509.0319 | 12643.2568 | 12643.2568 | #N/A | #N/A | #N/A | #N/A | 1
2550 | COTTONWOOD 110335470 | 102931103 | COTTONWOOD 1103 | 33111.1919 | 20.5787 | 174 | 31.6926 | 0.18214 | 394 | 4529.6106 | 12611.5642 | #N/A | #N/A | #N/A | #N/A | #N/A | 0
2265 | BELL 1108CB | 152701108 | BELL 1108 | 0 | 0 | 83 | 15.1167 | 0.18213 | 395 | 4529.6106 | 12596.4475 | #N/A | #N/A | #N/A | #N/A | #N/A | 0
6694 | POTTER VALLEY P H 110537476 | 42281105 | POTTER VALLEY P H 1105 | 4231.6102 | 2.63 | 82 | 14.8479 | 0.18107 | 396 | 4532.2406 | 12581.5996 | #N/A | #N/A | #N/A | #N/A | #N/A | 0
2442 | CORRAL 110112612 | 162991101 | CORRAL 1101 | 31091.451 | 19.3235 | 195 | 35.2855 | 0.18095 | 397 | 4551.564 | 12546.3141 | #N/A | #N/A | #N/A | #N/A | #N/A | 0
2325 | COTTONWOOD 11011510 | 102931101 | COTTONWOOD 1101 | 613.4018 | 0.38123 | 35 | 6.3309 | 0.18088 | 398 | 4551.9453 | 12539.9832 | #N/A | #N/A | #N/A | #N/A | #N/A | 0
6987 | TEMPLETON 2113641367 | 183052113 | TEMPLETON 2113 | 63879.2901 | 39.7012 | 278 | 50.2607 | 0.18079 | 399 | 4591.6465 | 12489.7225 | #N/A | #N/A | #N/A | #N/A | #N/A | 0
1077 | CLAYTON 2212Y504R | 12022212 | CLAYTON 2212 | 18838.2347 | 11.708 | 112 | 20.1836 | 0.18021 | 400 | 4603.3546 | 12469.5389 | 12469.5389 | #N/A | #N/A | #N/A | #N/A | 1
6538 | DUNLAP 11027060 | 254061102 | DUNLAP 1102 | 28760.1957 | 17.8746 | 162 | 29.1914 | 0.18019 | 401 | 4621.2291 | 12440.3474 | #N/A | #N/A | #N/A | #N/A | #N/A | 0
8223 | POSO MOUNTAIN 210448268 | 253642104 | POSO MOUNTAIN 2104 | 8152.5339 | 5.0668 | 30 | 5.3932 | 0.17977 | 402 | 4626.296 | 12434.9542 | #N/A | #N/A | #N/A | #N/A | #N/A | 0
7847 | OILFIELDS 11032757 | 182391103 | OILFIELDS 1103 | 4222.897 | 2.6245 | 16 | 2.8656 | 0.1791 | 403 | 4628.9205 | 12432.0886 | #N/A | #N/A | #N/A | #N/A | #N/A | 0
1905 | TIVY VALLEY 1107R1817 | 252941107 | TIVY VALLEY 1107 | 31029.2187 | 19.2848 | 145 | 25.9373 | 0.17888 | 404 | 4648.2053 | 12406.1513 | #N/A | #N/A | #N/A | #N/A | #N/A | 0
3840 | SAND CREEK 11037070 | 254601103 | SAND CREEK 1103 | 28250.671 | 17.5579 | 103 | 18.4097 | 0.17873 | 405 | 4665.7632 | 12387.7417 | #N/A | #N/A | #N/A | #N/A | #N/A | 0
1011 | CALISTOGA 1101890 | 42711101 | CALISTOGA 1101 | 39211.6931 | 24.3702 | 203 | 36.2505 | 0.17857 | 406 | 4690.1334 | 12351.4912 | #N/A | #N/A | #N/A | #N/A | #N/A | 0
1851 | KONOCTI 1102CB | 43311102 | KONOCTI 1102 | 6326.3363 | 3.9318 | 97 | 17.2565 | 0.1779 | 407 | 4694.0653 | 12334.2347 | 12334.2347 | #N/A | #N/A | #N/A | #N/A | 1
7708 | COLUMBIA HILL 110190730 | 152471101 | COLUMBIA HILL 1101 | 13402.9331 | 8.33 | 77 | 13.6383 | 0.17712 | 408 | 4702.3952 | 12320.5964 | #N/A | #N/A | #N/A | #N/A | #N/A | 0
10514 | SCE TEHACHAPI 1101CB | 258131101 | SCE TEHACHAPI 1101 | 1862.134 | 1.1573 | 2 | 0.3533 | 0.17665 | 409 | 4703.5526 | 12320.2431 | #N/A | #N/A | #N/A | #N/A | #N/A | 0
5375 | TASSAJARA 2109CB | 14662109 | TASSAJARA 2109 | 3111.1631 | 1.9336 | 12 | 2.1128 | 0.17607 | 410 | 4705.4862 | 12318.1303 | #N/A | #N/A | #N/A | #N/A | #N/A | 0
8181 | APPLE HILL 210289934 | 153662102 | APPLE HILL 2102 | 8917.9013 | 5.5425 | 56 | 9.8455 | 0.17581 | 411 | 4711.0287 | 12308.2848 | #N/A | #N/A | #N/A | #N/A | #N/A | 0
3827 | HIGGINS 1109594 | 152691109 | HIGGINS 1109 | 23079.0447 | 14.3437 | 155 | 27.2219 | 0.17563 | 412 | 4725.3724 | 12281.0628 | #N/A | #N/A | #N/A | #N/A | #N/A | 0
329 | CORNING 110253184 | 103331102 | CORNING 1102 | 51204.6527 | 31.8239 | 123 | 21.5791 | 0.17544 | 413 | 4757.1963 | 12259.4838 | #N/A | #N/A | #N/A | #N/A | #N/A | 0
6969 | PETALUMA C 1108208 | 42631108 | PETALUMA C 1108 | 20077.9466 | 12.4785 | 95 | 16.663 | 0.1754 | 414 | 4769.6748 | 12242.8208 | #N/A | #N/A | #N/A | #N/A | #N/A | 0
8229 | GARBERVILLE 11012026 | 192221101 | GARBERVILLE 1101 | 10220.4249 | 6.352 | 26 | 4.5532 | 0.17512 | 415 | 4776.0269 | 12238.2677 | #N/A | #N/A | #N/A | #N/A | #N/A | 0
8173 | ZACA 1101CB | 182681101 | ZACA 1101 | 12032.4791 | 7.4782 | 60 | 10.4995 | 0.17499 | 416 | 4783.5051 | 12227.7682 | #N/A | #N/A | #N/A | #N/A | #N/A | 0
5131 | PHILO 11013700 | 42601101 | PHILO 1101 | 29156.0449 | 18.1206 | 116 | 20.2673 | 0.17472 | 417 | 4801.6257 | 12207.5009 | #N/A | #N/A | #N/A | #N/A | #N/A | 0
908 | PUTAH CREEK 1102710384 | 63681102 | PUTAH CREEK 1102 | 8584.2298 | 5.3351 | 84 | 14.6739 | 0.17469 | 418 | 4806.9608 | 12192.827 | #N/A | #N/A | #N/A | #N/A | #N/A | 0
9983 | JAMESON 1105913400 | 63801105 | JAMESON 1105 | 172.3529 | 0.10712 | 14 | 2.444 | 0.17457 | 419 | 4807.0679 | 12190.383 | 12190.383 | #N/A | #N/A | #N/A | #N/A | 1
6899 | FORT SEWARD 11211690 | 192321121 | FORT SEWARD 1121 | 17377.7027 | 10.8003 | 77 | 13.4358 | 0.17449 | 420 | 4817.8683 | 12176.9472 | #N/A | #N/A | #N/A | #N/A | #N/A | 0
2810 | OAKHURST 110110090 | 254421101 | OAKHURST 1101 | 70938.5406 | 44.0886 | 435 | 75.8506 | 0.17437 | 421 | 4861.9569 | 12101.0967 | #N/A | #N/A | #N/A | #N/A | #N/A | 0
8488 | BROWNS VALLEY 1101CB | 152921101 | BROWNS VALLEY 1101 | 3639.3631 | 2.2619 | 17 | 2.9631 | 0.1743 | 422 | 4864.2187 | 12098.1336 | #N/A | #N/A | #N/A | #N/A | #N/A | 0
1886 | REDBUD 1101323962 | 43191101 | REDBUD 1101 | 33116.5425 | 20.5821 | 282 | 49.0357 | 0.17389 | 423 | 4884.8008 | 12049.0979 | #N/A | #N/A | #N/A | #N/A | #N/A | 0
7655 | SHINGLE SPRINGS 210851476 | 153652108 | SHINGLE SPRINGS 2108 | 7926.327 | 4.9262 | 74 | 12.8462 | 0.1736 | 424 | 4889.727 | 12036.2517 | #N/A | #N/A | #N/A | #N/A | #N/A | 0
6143 | OILFIELDS 1103N64 | 182391103 | OILFIELDS 1103 | 17721.3198 | 11.0139 | 101 | 17.4874 | 0.17314 | 425 | 4900.7409 | 12018.7643 | #N/A | #N/A | #N/A | #N/A | #N/A | 0
3312 | OLETA 11011217 | 163541101 | OLETA 1101 | 22843.3853 | 14.1973 | 116 | 20.0623 | 0.17295 | 426 | 4914.9382 | 11998.7021 | #N/A | #N/A | #N/A | #N/A | #N/A | 0
10420 | SANTA YNEZ 1101673618 | 182721101 | SANTA YNEZ 1101 | 171.3788 | 0.10651 | 4 | 0.69175 | 0.17294 | 427 | 4915.0447 | 11998.0103 | #N/A | #N/A | #N/A | #N/A | #N/A | 0
50 | MARIPOSA 210135244 | 254452101 | MARIPOSA 2101 | 28098.7686 | 17.4635 | 146 | 25.237 | 0.17286 | 428 | 4932.5082 | 11972.7733 | #N/A | #N/A | #N/A | #N/A | #N/A | 0
6824 | MARIPOSA 21021960 | 254452102 | MARIPOSA 2102 | 39696.7204 | 24.6717 | 223 | 38.4488 | 0.17242 | 429 | 4957.1798 | 11934.3245 | #N/A | #N/A | #N/A | #N/A | #N/A | 0
7293 | WISE 11022234 | 152271102 | WISE 1102 | 24349.9914 | 15.1336 | 179 | 30.784 | 0.17198 | 430 | 4972.3135 | 11903.5405 | #N/A | #N/A | #N/A | #N/A | #N/A | 0
6103 | CALPELLA 1102421412 | 43411102 | CALPELLA 1102 | 1616.3093 | 1.0045 | 38 | 6.5083 | 0.17127 | 431 | 4973.318 | 11897.0323 | #N/A | #N/A | #N/A | #N/A | #N/A | 0
8262 | DESCHUTES 11019722 | 103351101 | DESCHUTES 1101 | 5139.2872 | 3.1941 | 55 | 9.3959 | 0.17084 | 432 | 4976.5121 | 11887.6363 | #N/A | #N/A | #N/A | #N/A | #N/A | 0
3350 | OAKHURST 110310570 | 254421103 | OAKHURST 1103 | 15440.8056 | 9.5965 | 92 | 15.6885 | 0.17053 | 433 | 4986.1086 | 11871.9478 | #N/A | #N/A | #N/A | #N/A | #N/A | 0
7252 | OILFIELDS 1103N42 | 182391103 | OILFIELDS 1103 | 5997.3144 | 3.7274 | 30 | 5.105 | 0.17017 | 434 | 4989.836 | 11866.8428 | #N/A | #N/A | #N/A | #N/A | #N/A | 0
2738 | SAN BENITO 2101221165 | 182742101 | SAN BENITO 2101 | 7056.9288 | 4.3859 | 39 | 6.6364 | 0.17016 | 435 | 4994.2219 | 11860.2064 | #N/A | #N/A | #N/A | #N/A | #N/A | 0
10162 | MADISON 210113372 | 63172101 | MADISON 2101 | 6152.1597 | 3.8236 | 5 | 0.85069 | 0.17014 | 436 | 4998.0455 | 11859.3557 | #N/A | #N/A | 11859.3557 | #N/A | #N/A | 3
4788 | COTTONWOOD 11039072 | 102931103 | COTTONWOOD 1103 | 46343.9208 | 28.8029 | 279 | 47.3736 | 0.1698 | 437 | 5026.8484 | 11811.9821 | #N/A | #N/A | #N/A | #N/A | #N/A | 0
10660 | CLAYTON 2212334476 | 12022212 | CLAYTON 2212 | 89.9428 | 0.0559 | 2 | 0.33922 | 0.16961 | 438 | 5026.9043 | 11811.6428 | #N/A | #N/A | #N/A | #N/A | #N/A | 0
5708 | HARTLEY 1101658 | 43211101 | HARTLEY 1101 | 4561.1197 | 2.8348 | 136 | 23.042 | 0.16943 | 439 | 5029.7391 | 11788.6009 | #N/A | #N/A | #N/A | #N/A | #N/A | 0
52 | HIGHLANDS 1103520 | 43361103 | HIGHLANDS 1103 | 75123.246 | 46.6894 | 437 | 73.9165 | 0.16915 | 440 | 5076.4285 | 11714.6843 | #N/A | #N/A | #N/A | #N/A | #N/A | 0
5485 | ZACA 1102CB | 182681102 | ZACA 1102 | 25226.3338 | 15.6783 | 190 | 32.1248 | 0.16908 | 441 | 5092.1067 | 11682.5595 | #N/A | #N/A | #N/A | #N/A | #N/A | 0
2709 | CHOLAME 2102X10 | 182562102 | CHOLAME 2102 | 34475.596 | 21.4267 | 156 | 26.3532 | 0.16893 | 442 | 5113.5335 | 11656.2063 | #N/A | #N/A | #N/A | #N/A | #N/A | 0
2509 | HIGGINS 111051794 | 152691110 | HIGGINS 1110 | 6303.8446 | 3.9179 | 32 | 5.4026 | 0.16883 | 443 | 5117.4513 | 11650.8036 | #N/A | #N/A | #N/A | #N/A | #N/A | 0
3144 | MORGAN HILL 2105XR564 | 83242105 | MORGAN HILL 2105 | 9126.8572 | 5.6724 | 81 | 13.6018 | 0.16792 | 444 | 5123.1237 | 11637.2018 | #N/A | #N/A | #N/A | #N/A | #N/A | 0
8832 | PEORIA 17046090 | 163781704 | PEORIA 1704 | 879.5421 | 0.54664 | 10 | 1.6726 | 0.16726 | 445 | 5123.6703 | 11635.5292 | #N/A | #N/A | #N/A | #N/A | #N/A | 0
6712 | CORNING 110182846 | 103331101 | CORNING 1101 | 7626.8316 | 4.7401 | 61 | 10.1421 | 0.16626 | 446 | 5128.4104 | 11625.3871 | #N/A | #N/A | #N/A | #N/A | #N/A | 0
3069 | NARROWS 21052228 | 153132105 | NARROWS 2105 | 33727.1471 | 20.9616 | 199 | 33.0243 | 0.16595 | 447 | 5149.372 | 11592.3628 | #N/A | #N/A | #N/A | #N/A | #N/A | 0
10116 | SANTA YNEZ 1104117616 | 182721104 | SANTA YNEZ 1104 | 298.3487 | 0.18542 | 5 | 0.82819 | 0.16564 | 448 | 5149.5574 | 11591.5346 | #N/A | #N/A | #N/A | #N/A | #N/A | 0
10070 | SILVERADO 2102772792 | 43432102 | SILVERADO 2102 | 3782.0495 | 2.3506 | 19 | 3.1366 | 0.16509 | 449 | 5151.908 | 11588.398 | 11588.398 | #N/A | #N/A | #N/A | #N/A | 1
6113 | MIDDLETOWN 1101439572 | 43141101 | MIDDLETOWN 1101 | 1977.3978 | 1.229 | 18 | 2.9663 | 0.16479 | 450 | 5153.1369 | 11585.4317 | #N/A | #N/A | #N/A | #N/A | #N/A | 0
1940 | NORTH BRANCH 1101TS1115 | 163231101 | NORTH BRANCH 1101 | 28340.5083 | 17.6137 | 147 | 24.1996 | 0.16462 | 451 | 5170.7507 | 11561.2321 | #N/A | #N/A | #N/A | #N/A | #N/A | 0
7043 | ANDERSON 1101514412 | 103261101 | ANDERSON 1101 | 1659.5168 | 1.0314 | 5 | 0.82024 | 0.16405 | 452 | 5171.7821 | 11560.4118 | 11560.4118 | #N/A | #N/A | #N/A | #N/A | 1
7318 | PUEBLO 2102226562 | 43292102 | PUEBLO 2102 | 1371.9928 | 0.8527 | 7 | 1.1482 | 0.16403 | 453 | 5172.6348 | 11559.2636 | 11559.2636 | #N/A | #N/A | #N/A | #N/A | 1
9693 | WILDWOOD 110198896 | 103611101 | WILDWOOD 1101 | 8090.5275 | 5.0283 | 25 | 4.1004 | 0.16402 | 454 | 5177.6631 | 11555.1632 | #N/A | #N/A | #N/A | #N/A | #N/A | 0
8907 | SHINGLE SPRINGS 1103CB | 153651103 | SHINGLE SPRINGS 1103 | 10648.1095 | 6.6178 | 143 | 23.42 | 0.16378 | 455 | 5184.2809 | 11531.7432 | #N/A | #N/A | #N/A | #N/A | #N/A | 0
3737 | KESWICK 110148480 | 103451101 | KESWICK 1101 | 16927.9852 | 10.5208 | 125 | 20.4433 | 0.16355 | 456 | 5194.8017 | 11511.2999 | #N/A | #N/A | #N/A | #N/A | #N/A | 0
9178 | CORNING 1102915324 | 103331102 | CORNING 1102 | 3584.8296 | 2.228 | 27 | 4.406 | 0.16319 | 457 | 5197.0297 | 11506.8939 | #N/A | 11506.8939 | #N/A | #N/A | #N/A | 2
9985 | BOLINAS 1101530 | 42261101 | BOLINAS 1101 | 17644.1656 | 10.9659 | 23 | 3.7427 | 0.16273 | 458 | 5207.9956 | 11503.1512 | 11503.1512 | #N/A | #N/A | #N/A | #N/A | 1
10086 | NAPA 1102561208 | 42021102 | NAPA 1102 | 1347.5454 | 0.8375 | 15 | 2.439 | 0.1626 | 459 | 5208.8331 | 11500.7122 | #N/A | #N/A | #N/A | #N/A | #N/A | 0
7995 | HOPLAND 110194006 | 42251101 | HOPLAND 1101 | 22341.6897 | 13.8855 | 112 | 18.2107 | 0.1626 | 460 | 5222.7186 | 11482.5015 | #N/A | #N/A | #N/A | #N/A | #N/A | 0
5192 | HIGHLANDS 1103CB | 43361103 | HIGHLANDS 1103 | 17048.207 | 10.5955 | 144 | 23.3827 | 0.16238 | 461 | 5233.3141 | 11459.1188 | #N/A | #N/A | #N/A | #N/A | #N/A | 0
10927 | SCE REFUGIO 1701CB | 188071701 | SCE REFUGIO 1701 | 3.6129 | 0.0022454 | 1 | 0.16185 | 0.16185 | 462 | 5233.3164 | 11458.957 | #N/A | #N/A | #N/A | #N/A | #N/A | 0
1961 | NARROWS 210534069 | 153132105 | NARROWS 2105 | 25331.8473 | 15.7438 | 156 | 25.1758 | 0.16138 | 463 | 5249.0602 | 11433.7812 | #N/A | #N/A | #N/A | #N/A | #N/A | 0
11018 | CLAY 110398680 | 163341103 | CLAY 1103 | 46.5973 | 0.02896 | 1 | 0.16135 | 0.16135 | 464 | 5249.0892 | 11433.6198 | #N/A | #N/A | #N/A | #N/A | #N/A | 0
5283 | ANDERSON 11011752 | 103261101 | ANDERSON 1101 | 13551.3973 | 8.4222 | 96 | 15.4521 | 0.16096 | 465 | 5257.5114 | 11418.1677 | 11418.1677 | #N/A | #N/A | #N/A | #N/A | 1
4672 | LOW GAP 110137498 | 192411101 | LOW GAP 1101 | 26197.7415 | 16.282 | 129 | 20.7336 | 0.16073 | 466 | 5273.7934 | 11397.4341 | #N/A | #N/A | #N/A | #N/A | #N/A | 0
1841 | NARROWS 21057203 | 153132105 | NARROWS 2105 | 29904.6733 | 18.5859 | 197 | 31.6051 | 0.16043 | 467 | 5292.3793 | 11365.8291 | #N/A | #N/A | #N/A | #N/A | #N/A | 0
652 | MIDDLETOWN 110148212 | 43141101 | MIDDLETOWN 1101 | 17215.2669 | 10.6994 | 110 | 17.6327 | 0.1603 | 468 | 5303.0787 | 11348.1963 | #N/A | #N/A | #N/A | #N/A | #N/A | 0
1128 | SAN MIGUEL 1106605393 | 182661106 | SAN MIGUEL 1106 | 33375.8865 | 20.7432 | 119 | 19.0373 | 0.15998 | 469 | 5323.8219 | 11329.1591 | #N/A | #N/A | #N/A | #N/A | #N/A | 0
3473 | COTTONWOOD 11011610 | 102931101 | COTTONWOOD 1101 | 61821.9357 | 38.4226 | 295 | 47.1875 | 0.15996 | 470 | 5362.2445 | 11281.9716 | #N/A | #N/A | #N/A | #N/A | #N/A | 0
1571 | SAN MIGUEL 1106428314 | 182661106 | SAN MIGUEL 1106 | 23673.0872 | 14.7129 | 73 | 11.675 | 0.15993 | 471 | 5376.9574 | 11270.2966 | #N/A | #N/A | #N/A | #N/A | #N/A | 0
6359 | FROGTOWN 1702592404 | 163451702 | FROGTOWN 1702 | 2642.3361 | 1.6422 | 20 | 3.1926 | 0.15963 | 472 | 5378.5996 | 11267.104 | #N/A | #N/A | #N/A | #N/A | #N/A | 0
7337 | WYANDOTTE 110738438 | 102911107 | WYANDOTTE 1107 | 27128.309 | 16.8604 | 181 | 28.8637 | 0.15947 | 473 | 5395.46 | 11238.2402 | #N/A | #N/A | #N/A | #N/A | #N/A | 0
932 | MIDDLETOWN 1101548 | 43141101 | MIDDLETOWN 1101 | 44099.7789 | 27.4082 | 298 | 47.4878 | 0.15935 | 474 | 5422.8682 | 11190.7525 | #N/A | #N/A | #N/A | #N/A | #N/A | 0
9379 | SUNOL 11018721 | 14241101 | SUNOL 1101 | 4400.8399 | 2.7351 | 29 | 4.6198 | 0.1593 | 475 | 5425.6033 | 11186.1327 | #N/A | #N/A | #N/A | #N/A | #N/A | 0
1763 | RED BLUFF 110451238 | 103541104 | RED BLUFF 1104 | 63137.7388 | 39.2404 | 335 | 53.3509 | 0.15926 | 476 | 5464.8437 | 11132.7818 | #N/A | #N/A | #N/A | #N/A | #N/A | 0
1814 | CLOVERDALE 110184088 | 42821101 | CLOVERDALE 1101 | 25963.7603 | 16.1366 | 127 | 20.1391 | 0.15858 | 477 | 5480.9803 | 11112.6427 | #N/A | #N/A | #N/A | #N/A | #N/A | 0
4306 | RAWSON 1103428534 | 103531103 | RAWSON 1103 | 7301.7326 | 4.5381 | 18 | 2.8474 | 0.15819 | 478 | 5485.5183 | 11109.7952 | #N/A | #N/A | #N/A | #N/A | #N/A | 0
8922 | CLOVERDALE 1101964556 | 42821101 | CLOVERDALE 1101 | 8116.5647 | 5.0445 | 31 | 4.8988 | 0.15803 | 479 | 5490.5628 | 11104.8964 | #N/A | #N/A | #N/A | #N/A | #N/A | 0
7447 | BELL 1109CB | 152701109 | BELL 1109 | 484.8416 | 0.30133 | 53 | 8.3708 | 0.15794 | 480 | 5490.8641 | 11096.5256 | #N/A | #N/A | #N/A | #N/A | #N/A | 0
5391 | FITCH MOUNTAIN 111324918 | 42751113 | FITCH MOUNTAIN 1113 | 8843.8557 | 5.4965 | 49 | 7.7177 | 0.1575 | 481 | 5496.3606 | 11088.8079 | #N/A | #N/A | #N/A | #N/A | #N/A | 0
6800 | GEYSERVILLE 1101705777 | 42891101 | GEYSERVILLE 1101 | 9890.0744 | 6.1467 | 46 | 7.2434 | 0.15746 | 482 | 5502.5073 | 11081.5646 | #N/A | #N/A | #N/A | #N/A | #N/A | 0
29 | CALPELLA 1101542 | 43411101 | CALPELLA 1101 | 53958.2006 | 33.5352 | 311 | 48.9707 | 0.15746 | 483 | 5536.0426 | 11032.5939 | #N/A | #N/A | #N/A | #N/A | #N/A | 0
9538 | PIT NO 1 1101CB | 103721101 | PIT NO 1 1101 | 10535.3716 | 6.5478 | 40 | 6.2822 | 0.15705 | 484 | 5542.5904 | 11026.3117 | 11026.3117 | #N/A | #N/A | #N/A | #N/A | 1
7813 | CLOVERDALE 1102383183 | 42821102 | CLOVERDALE 1102 | 23566.6207 | 14.6467 | 53 | 8.3141 | 0.15687 | 485 | 5557.2371 | 11017.9977 | #N/A | #N/A | #N/A | #N/A | #N/A | 0
8188 | LAKEVILLE 1102152632 | 43371102 | LAKEVILLE 1102 | 3099.3949 | 1.9263 | 13 | 2.0385 | 0.15681 | 486 | 5559.1634 | 11015.9592 | 11015.9592 | #N/A | #N/A | #N/A | #N/A | 1
5065 | WOODACRE 11011456 | 43021101 | WOODACRE 1101 | 6155.4627 | 3.8256 | 46 | 7.1739 | 0.15596 | 487 | 5562.989 | 11008.7852 | #N/A | #N/A | #N/A | #N/A | #N/A | 0
5726 | POINT MORETTI 11015104 | 82931101 | POINT MORETTI 1101 | 2898.3737 | 1.8014 | 11 | 1.7137 | 0.15579 | 488 | 5564.7904 | 11007.0715 | #N/A | #N/A | #N/A | #N/A | #N/A | 0
3142 | MOLINO 110279306 | 42571102 | MOLINO 1102 | 6087.9659 | 3.7837 | 73 | 11.352 | 0.15551 | 489 | 5568.5741 | 10995.7194 | #N/A | #N/A | #N/A | #N/A | #N/A | 0
10072 | BALCH NO 1 1101R372 | 252501101 | BALCH NO 1 1101 | 6703.9319 | 4.1665 | 14 | 2.1754 | 0.15539 | 490 | 5572.7406 | 10993.544 | #N/A | #N/A | #N/A | #N/A | #N/A | 0
1776 | TIVY VALLEY 1107869946 | 252941107 | TIVY VALLEY 1107 | 47850.9 | 29.7395 | 197 | 30.6024 | 0.15534 | 491 | 5602.4801 | 10962.9417 | #N/A | #N/A | #N/A | #N/A | #N/A | 0
9099 | BELL 1110946229 | 152701110 | BELL 1110 | 352.3912 | 0.21901 | 27 | 4.1819 | 0.15489 | 492 | 5602.6991 | 10958.7597 | #N/A | #N/A | #N/A | #N/A | #N/A | 0
11045 | CLARK ROAD 1101CB | 103091101 | CLARK ROAD 1101 | 28.7495 | 0.017868 | 2 | 0.30929 | 0.15464 | 493 | 5602.717 | 10958.4504 | #N/A | #N/A | #N/A | #N/A | #N/A | 0
1243 | SHINGLE SPRINGS 110419502 | 153651104 | SHINGLE SPRINGS 1104 | 72356.9682 | 44.9701 | 672 | 103.8019 | 0.15447 | 494 | 5647.6872 | 10854.6485 | #N/A | #N/A | #N/A | #N/A | #N/A | 0
3579 | WILLITS 1102CB | 42661102 | WILLITS 1102 | 8550.61 | 5.3142 | 114 | 17.5695 | 0.15412 | 495 | 5653.0014 | 10837.0791 | #N/A | #N/A | #N/A | #N/A | #N/A | 0
6413 | UKIAH 1114408 | 42771114 | UKIAH 1114 | 60046.2209 | 37.319 | 280 | 43.1236 | 0.15401 | 496 | 5690.3204 | 10793.9554 | #N/A | #N/A | #N/A | #N/A | #N/A | 0
4125 | SAND CREEK 11037420 | 254601103 | SAND CREEK 1103 | 37320.8645 | 23.1951 | 263 | 40.4954 | 0.15397 | 497 | 5713.5154 | 10753.4601 | #N/A | #N/A | #N/A | #N/A | #N/A | 0
6897 | SALMON CREEK 110188998 | 43161101 | SALMON CREEK 1101 | 12794.9324 | 7.9521 | 116 | 17.8079 | 0.15352 | 498 | 5721.4675 | 10735.6522 | #N/A | #N/A | #N/A | #N/A | #N/A | 0
4452 | SILVERADO 2102942170 | 43432102 | SILVERADO 2102 | 5038.647 | 3.1315 | 99 | 15.1945 | 0.15348 | 499 | 5724.5991 | 10720.4577 | 10720.4577 | #N/A | #N/A | #N/A | #N/A | 1
59 | VACAVILLE 1111CB | 63601111 | VACAVILLE 1111 | 11777.3852 | 7.3197 | 154 | 23.6178 | 0.15336 | 500 | 5731.9188 | 10696.8399 | #N/A | #N/A | #N/A | #N/A | #N/A | 0
5605 | SANTA YNEZ 1101Y52 | 182721101 | SANTA YNEZ 1101 | 31529.2091 | 19.5955 | 141 | 21.6184 | 0.15332 | 501 | 5751.5143 | 10675.2215 | #N/A | #N/A | #N/A | #N/A | #N/A | 0
4437 | STILLWATER 1102CB | 103561102 | STILLWATER 1102 | 40301.3395 | 25.0474 | 275 | 42.1242 | 0.15318 | 502 | 5776.5617 | 10633.0973 | #N/A | 10633.0973 | #N/A | #N/A | #N/A | 2
3264 | BEAR VALLEY 21059480 | 252192105 | BEAR VALLEY 2105 | 19971.3977 | 12.4123 | 80 | 12.251 | 0.15314 | 503 | 5788.974 | 10620.8463 | #N/A | #N/A | #N/A | #N/A | #N/A | 0
1519 | FROGTOWN 17021573 | 163451702 | FROGTOWN 1702 | 29066.997 | 18.0653 | 156 | 23.8402 | 0.15282 | 504 | 5807.0393 | 10597.0062 | #N/A | #N/A | #N/A | #N/A | #N/A | 0
1732 | NARROWS 21022220 | 153132102 | NARROWS 2102 | 44226.4373 | 27.4869 | 266 | 40.5244 | 0.15235 | 505 | 5834.5262 | 10556.4817 | #N/A | #N/A | #N/A | #N/A | #N/A | 0
2529 | FULTON 1102287172 | 42561102 | FULTON 1102 | 32888.5181 | 20.4403 | 258 | 39.2578 | 0.15216 | 506 | 5854.9666 | 10517.2239 | 10517.2239 | #N/A | #N/A | #N/A | #N/A | 1
9038 | OTTER 11022012 | 182941102 | OTTER 1102 | 14813.8509 | 9.2069 | 64 | 9.7211 | 0.15189 | 507 | 5864.1734 | 10507.5028 | #N/A | #N/A | #N/A | #N/A | #N/A | 0
6205 | OILFIELDS 1103N48 | 182391103 | OILFIELDS 1103 | 76703.6711 | 47.6716 | 292 | 44.3489 | 0.15188 | 508 | 5911.8451 | 10463.1538 | #N/A | #N/A | #N/A | #N/A | #N/A | 0
6912 | BANGOR 1101301886 | 103191101 | BANGOR 1101 | 4239.6365 | 2.635 | 90 | 13.6484 | 0.15165 | 509 | 5914.48 | 10449.5055 | #N/A | #N/A | #N/A | #N/A | #N/A | 0
10865 | PASO ROBLES 1103N04 | 182611103 | PASO ROBLES 1103 | 859.5841 | 0.53424 | 4 | 0.60641 | 0.1516 | 510 | 5915.0143 | 10448.899 | #N/A | #N/A | #N/A | #N/A | #N/A | 0
10126 | WINDSOR 1103701650 | 43501103 | WINDSOR 1103 | 1191.0562 | 0.74025 | 12 | 1.8191 | 0.15159 | 511 | 5915.7545 | 10447.0799 | #N/A | #N/A | #N/A | #N/A | #N/A | 0
2118 | LUCERNE 11031280 | 43351103 | LUCERNE 1103 | 12933.8174 | 8.0384 | 238 | 35.9845 | 0.1512 | 512 | 5923.7929 | 10411.0954 | #N/A | #N/A | #N/A | #N/A | #N/A | 0
7467 | CORRAL 110214026 | 162991102 | CORRAL 1102 | 16308.5206 | 10.1358 | 101 | 15.2344 | 0.15084 | 513 | 5933.9287 | 10395.861 | #N/A | #N/A | #N/A | #N/A | #N/A | 0
2447 | SAN LUIS OBISPO 110342344 | 182631103 | SAN LUIS OBISPO 1103 | 15185.6709 | 9.438 | 123 | 18.5441 | 0.15077 | 514 | 5943.3667 | 10377.3169 | #N/A | #N/A | #N/A | #N/A | #N/A | 0
9162 | PUTAH CREEK 1105748272 | 63681105 | PUTAH CREEK 1105 | 1206.1255 | 0.74961 | 26 | 3.9074 | 0.15028 | 515 | 5944.1163 | 10373.4095 | #N/A | #N/A | #N/A | #N/A | #N/A | 0
6146 | PETALUMA C 1108618 | 42631108 | PETALUMA C 1108 | 13890.2601 | 8.6329 | 119 | 17.8498 | 0.15 | 516 | 5952.7492 | 10355.5597 | #N/A | #N/A | #N/A | #N/A | #N/A | 0
7759 | BUELLTON 1101Y26 | 183041101 | BUELLTON 1101 | 24411.1885 | 15.1717 | 133 | 19.8785 | 0.14946 | 517 | 5967.9208 | 10335.6812 | #N/A | #N/A | #N/A | #N/A | #N/A | 0
8614 | WILLOW CREEK 110237374 | 192171102 | WILLOW CREEK 1102 | 3616.7474 | 2.2478 | 9 | 1.3444 | 0.14938 | 518 | 5970.1686 | 10334.3367 | #N/A | #N/A | #N/A | #N/A | #N/A | 0
1351 | FULTON 11024522 | 42561102 | FULTON 1102 | 14178.9489 | 8.8123 | 128 | 19.0963 | 0.14919 | 519 | 5978.9809 | 10315.2405 | #N/A | #N/A | #N/A | #N/A | #N/A | 0
5116 | APPLE HILL 210251792 | 153662102 | APPLE HILL 2102 | 15055.1772 | 9.3569 | 99 | 14.7646 | 0.14914 | 520 | 5988.3378 | 10300.4759 | #N/A | #N/A | #N/A | #N/A | #N/A | 0
2803 | ZACA 1102Y48 | 182681102 | ZACA 1102 | 7064.3192 | 4.3905 | 157 | 23.4041 | 0.14907 | 521 | 5992.7283 | 10277.0719 | #N/A | #N/A | #N/A | #N/A | #N/A | 0
453 | GARBERVILLE 11011604 | 192221101 | GARBERVILLE 1101 | 6733.9297 | 4.1852 | 166 | 24.7419 | 0.14905 | 522 | 5996.9134 | 10252.33 | 10252.33 | #N/A | #N/A | #N/A | #N/A | 1
10386 | CALISTOGA 1101537148 | 42711101 | CALISTOGA 1101 | 923.0762 | 0.5737 | 14 | 2.0863 | 0.14902 | 523 | 5997.4871 | 10250.2436 | #N/A | #N/A | #N/A | #N/A | #N/A | 0
1087 | GRASS VALLEY 11032180 | 152031103 | GRASS VALLEY 1103 | 71112.0664 | 44.1964 | 444 | 66.0238 | 0.1487 | 524 | 6041.6836 | 10184.2198 | #N/A | #N/A | #N/A | #N/A | #N/A | 0
6232 | POSO MOUNTAIN 21012181 | 253642101 | POSO MOUNTAIN 2101 | 27116.6383 | 16.8531 | 120 | 17.8426 | 0.14869 | 525 | 6058.5367 | 10166.3773 | #N/A | #N/A | #N/A | #N/A | #N/A | 0
1083 | CLARK ROAD 11022044 | 103091102 | CLARK ROAD 1102 | 13688.923 | 8.5077 | 67 | 9.9595 | 0.14865 | 526 | 6067.0444 | 10156.4177 | #N/A | #N/A | #N/A | #N/A | #N/A | 0
1119 | MERCED FALLS 110287352 | 252811102 | MERCED FALLS 1102 | 42830.7404 | 26.6195 | 215 | 31.9523 | 0.14862 | 527 | 6093.6639 | 10124.4654 | #N/A | #N/A | #N/A | #N/A | #N/A | 0
3359 | WISE 1102307494 | 152271102 | WISE 1102 | 49958.7477 | 31.0496 | 279 | 41.4062 | 0.14841 | 528 | 6124.7134 | 10083.0592 | #N/A | #N/A | #N/A | #N/A | #N/A | 0
8461 | PUTAH CREEK 110264044 | 63681102 | PUTAH CREEK 1102 | 9649.0485 | 5.9969 | 46 | 6.8236 | 0.14834 | 529 | 6130.7103 | 10076.2356 | #N/A | #N/A | #N/A | #N/A | #N/A | 0
7436 | MENLO 110212249 | 24131102 | MENLO 1102 | 3869.5175 | 2.4049 | 25 | 3.7065 | 0.14826 | 530 | 6133.1153 | 10072.5291 | #N/A | #N/A | #N/A | #N/A | #N/A | 0
170 | NORTH BRANCH 110111206 | 163231101 | NORTH BRANCH 1101 | 28782.1678 | 17.8882 | 146 | 21.5893 | 0.14787 | 531 | 6151.0035 | 10050.9398 | #N/A | #N/A | #N/A | #N/A | #N/A | 0
2440 | VOLTA 110180454 | 102541101 | VOLTA 1101 | 51220.5161 | 31.8338 | 254 | 37.5574 | 0.14786 | 532 | 6182.8373 | 10013.3824 | #N/A | #N/A | #N/A | #N/A | #N/A | 0
6322 | SALMON CREEK 1101196 | 43161101 | SALMON CREEK 1101 | 9030.0657 | 5.6122 | 36 | 5.3118 | 0.14755 | 533 | 6188.4495 | 10008.0706 | #N/A | #N/A | #N/A | #N/A | #N/A | 0
6558 | MOLINO 110266006 | 42571102 | MOLINO 1102 | 14550.7056 | 9.0433 | 98 | 14.4519 | 0.14747 | 534 | 6197.4928 | 9993.6188 | #N/A | #N/A | #N/A | #N/A | #N/A | 0
6860 | GARBERVILLE 1101CB | 192221101 | GARBERVILLE 1101 | 11300.0596 | 7.023 | 87 | 12.8257 | 0.14742 | 535 | 6204.5158 | 9980.793 | #N/A | #N/A | #N/A | #N/A | #N/A | 0
2892 | WYANDOTTE 11071026 | 102911107 | WYANDOTTE 1107 | 36171.5421 | 22.4808 | 273 | 40.2177 | 0.14732 | 536 | 6226.9966 | 9940.5753 | #N/A | #N/A | #N/A | #N/A | #N/A | 0
1817 | COARSEGOLD 210410110 | 254432104 | COARSEGOLD 2104 | 79840.1784 | 49.621 | 518 | 76.1986 | 0.1471 | 537 | 6276.6176 | 9864.3767 | #N/A | #N/A | #N/A | #N/A | #N/A | 0
5315 | GIRVAN 11011636 | 103401101 | GIRVAN 1101 | 29071.18 | 18.0679 | 200 | 29.387 | 0.14693 | 538 | 6294.6854 | 9834.9897 | #N/A | #N/A | #N/A | #N/A | #N/A | 0
7739 | OILFIELDS 1103N40 | 182391103 | OILFIELDS 1103 | 4628.046 | 2.8763 | 23 | 3.3766 | 0.14681 | 539 | 6297.5618 | 9831.6131 | #N/A | #N/A | #N/A | #N/A | #N/A | 0
1598 | COTTONWOOD 11031348 | 102931103 | COTTONWOOD 1103 | 46964.6472 | 29.1887 | 357 | 52.3583 | 0.14666 | 540 | 6326.7505 | 9779.2548 | #N/A | #N/A | #N/A | #N/A | #N/A | 0
2008 | OAKHURST 11015490 | 254421101 | OAKHURST 1101 | 40241.3391 | 25.0102 | 276 | 40.4521 | 0.14657 | 541 | 6351.7607 | 9738.8027 | #N/A | #N/A | #N/A | #N/A | #N/A | 0
6294 | OLETA 1101239062 | 163541101 | OLETA 1101 | 19618.6008 | 12.193 | 113 | 16.5367 | 0.14634 | 542 | 6363.9537 | 9722.266 | #N/A | #N/A | #N/A | #N/A | #N/A | 0
6920 | LAYTONVILLE 110268436 | 42681102 | LAYTONVILLE 1102 | 14664.9715 | 9.1143 | 45 | 6.582 | 0.14627 | 543 | 6373.068 | 9715.684 | #N/A | #N/A | #N/A | #N/A | #N/A | 0
1698 | GARBERVILLE 11022010 | 192221102 | GARBERVILLE 1102 | 10727.9171 | 6.6674 | 39 | 5.6882 | 0.14585 | 544 | 6379.7355 | 9709.9958 | #N/A | #N/A | #N/A | #N/A | #N/A | 0
2911 | SHINGLE SPRINGS 210819762 | 153652108 | SHINGLE SPRINGS 2108 | 7078.7756 | 4.3995 | 72 | 10.4755 | 0.14549 | 545 | 6384.135 | 9699.5204 | #N/A | #N/A | #N/A | #N/A | #N/A | 0
2598 | ELK CREEK 11012008 | 102781101 | ELK CREEK 1101 | 9225.9589 | 5.734 | 154 | 22.3567 | 0.14517 | 546 | 6389.8689 | 9677.1637 | #N/A | #N/A | #N/A | #N/A | #N/A | 0
2127 | OILFIELDS 1103N44 | 182391103 | OILFIELDS 1103 | 29207.7388 | 18.1527 | 109 | 15.8008 | 0.14496 | 547 | 6408.0217 | 9661.3629 | #N/A | #N/A | #N/A | #N/A | #N/A | 0
381 | MOUNTAIN QUARRIES 21011102 | 152282101 | MOUNTAIN QUARRIES 2101 | 69889.6015 | 43.4367 | 431 | 62.4048 | 0.14479 | 548 | 6451.4583 | 9598.9582 | #N/A | #N/A | #N/A | #N/A | #N/A | 0
3913 | CORNING 110164090 | 103331101 | CORNING 1101 | 21993.72 | 13.6692 | 170 | 24.5486 | 0.1444 | 549 | 6465.1275 | 9574.4096 | #N/A | #N/A | #N/A | #N/A | #N/A | 0
2481 | BROWNS VALLEY 11011268 | 152921101 | BROWNS VALLEY 1101 | 17538.5447 | 10.9003 | 106 | 15.3013 | 0.14435 | 550 | 6476.0278 | 9559.1083 | 9559.1083 | #N/A | #N/A | #N/A | #N/A | 1
948 | MARIPOSA 21029590 | 254452102 | MARIPOSA 2102 | 58387.0707 | 36.2878 | 387 | 55.7277 | 0.144 | 551 | 6512.3156 | 9503.3806 | #N/A | #N/A | #N/A | #N/A | #N/A | 0
4109 | TEMPLETON 2113A60 | 183052113 | TEMPLETON 2113 | 11709.0954 | 7.2773 | 88 | 12.6644 | 0.14391 | 552 | 6519.5929 | 9490.7162 | #N/A | #N/A | #N/A | #N/A | #N/A | 0
9361 | CLOVERDALE 1102429006 | 42821102 | CLOVERDALE 1102 | 3213.4446 | 1.9972 | 23 | 3.3029 | 0.1436 | 553 | 6521.59 | 9487.4133 | #N/A | #N/A | #N/A | #N/A | #N/A | 0
429 | COTTONWOOD 11021578 | 102931102 | COTTONWOOD 1102 | 48498.4276 | 30.142 | 269 | 38.6147 | 0.14355 | 554 | 6551.732 | 9448.7986 | #N/A | #N/A | #N/A | #N/A | #N/A | 0
3755 | INDIAN FLAT 1104CB | 252691104 | INDIAN FLAT 1104 | 20557.4413 | 12.7765 | 85 | 12.1951 | 0.14347 | 555 | 6564.5085 | 9436.6035 | #N/A | #N/A | #N/A | #N/A | #N/A | 0
5039 | OREGON TRAIL 11031448 | 103521103 | OREGON TRAIL 1103 | 49484.9793 | 30.7551 | 232 | 33.2848 | 0.14347 | 556 | 6595.2636 | 9403.3187 | 9403.3187 | #N/A | #N/A | #N/A | #N/A | 1
5385 | MONTICELLO 110137384 | 43051101 | MONTICELLO 1101 | 15082.1187 | 9.3736 | 71 | 10.17 | 0.14324 | 557 | 6604.6372 | 9393.1487 | #N/A | #N/A | #N/A | #N/A | #N/A | 0
9323 | POSO MOUNTAIN 21013990 | 253642101 | POSO MOUNTAIN 2101 | 6963.5326 | 4.3279 | 25 | 3.5744 | 0.14297 | 558 | 6608.9651 | 9389.5744 | #N/A | #N/A | #N/A | #N/A | #N/A | 0
8609 | PETALUMA C 1108636 | 42631108 | PETALUMA C 1108 | 15178.9816 | 9.4338 | 108 | 15.4213 | 0.14279 | 559 | 6618.3989 | 9374.1531 | #N/A | #N/A | #N/A | #N/A | #N/A | 0
9301 | VOLTA 110165764 | 102541101 | VOLTA 1101 | 16669.4005 | 10.3601 | 34 | 4.8382 | 0.1423 | 560 | 6628.759 | 9369.3149 | #N/A | #N/A | #N/A | #N/A | #N/A | 0
10478 | STONE CORRAL 1110189488 | 252921110 | STONE CORRAL 1110 | 1327.2585 | 0.8249 | 8 | 1.1369 | 0.14211 | 561 | 6629.5839 | 9368.178 | #N/A | #N/A | #N/A | #N/A | #N/A | 0
1096 | CABRILLO 1103Y12 | 183101103 | CABRILLO 1103 | 42701.7878 | 26.5393 | 274 | 38.9225 | 0.14205 | 562 | 6656.1232 | 9329.2556 | #N/A | #N/A | #N/A | #N/A | #N/A | 0
9878 | CEDAR CREEK 1101451856 | 103321101 | CEDAR CREEK 1101 | 105.147 | 0.065349 | 2 | 0.28345 | 0.14172 | 563 | 6656.1886 | 9328.9721 | #N/A | #N/A | #N/A | #N/A | #N/A | 0
9745 | TASSAJARA 21126392 | 14662112 | TASSAJARA 2112 | 8838.9848 | 5.4935 | 37 | 5.2399 | 0.14162 | 564 | 6661.682 | 9323.7322 | 9323.7322 | #N/A | #N/A | #N/A | #N/A | 1
4697 | CALISTOGA 1101242919 | 42711101 | CALISTOGA 1101 | 2111.493 | 1.3123 | 15 | 2.1226 | 0.14151 | 565 | 6662.9943 | 9321.6095 | #N/A | #N/A | #N/A | #N/A | #N/A | 0
5376 | FORT SEWARD 1121CB | 192321121 | FORT SEWARD 1121 | 14807.5224 | 9.2029 | 54 | 7.6353 | 0.14139 | 566 | 6672.1973 | 9313.9743 | 9313.9743 | #N/A | #N/A | #N/A | #N/A | 1
4876 | SISQUOC 1102M54 | 182811102 | SISQUOC 1102 | 31884.2274 | 19.8162 | 166 | 23.4289 | 0.14114 | 567 | 6692.0135 | 9290.5454 | #N/A | #N/A | #N/A | #N/A | #N/A | 0
4881 | LINCOLN 11042070 | 153701104 | LINCOLN 1104 | 28951.6433 | 17.9936 | 303 | 42.7554 | 0.14111 | 568 | 6710.007 | 9247.7901 | #N/A | #N/A | #N/A | #N/A | #N/A | 0
8866 | SAN RAMON 2101CB | 14232101 | SAN RAMON 2101 | 1277.3495 | 0.79388 | 11 | 1.5519 | 0.14108 | 569 | 6710.8009 | 9246.2382 | #N/A | #N/A | #N/A | #N/A | #N/A | 0
10487 | HIGGINS 1107746082 | 152691107 | HIGGINS 1107 | 1306.1318 | 0.81177 | 6 | 0.84097 | 0.14016 | 570 | 6711.6127 | 9245.3972 | #N/A | #N/A | #N/A | #N/A | #N/A | 0
3139 | WILLITS 11044650 | 42661104 | WILLITS 1104 | 6190.488 | 3.8474 | 80 | 11.2058 | 0.14007 | 571 | 6715.4601 | 9234.1914 | #N/A | #N/A | #N/A | #N/A | #N/A | 0
474 | COTTONWOOD 11031616 | 102931103 | COTTONWOOD 1103 | 75536.2374 | 46.9461 | 454 | 63.1735 | 0.13915 | 572 | 6762.4062 | 9171.0179 | #N/A | #N/A | #N/A | #N/A | #N/A | 0
4424 | POSO MOUNTAIN 21014456 | 253642101 | POSO MOUNTAIN 2101 | 37862.2156 | 23.5315 | 102 | 14.1582 | 0.13881 | 573 | 6785.9377 | 9156.8597 | #N/A | #N/A | #N/A | #N/A | #N/A | 0
7546 | LAYTONVILLE 11022502 | 42681102 | LAYTONVILLE 1102 | 28650.0789 | 17.8061 | 80 | 11.0874 | 0.13859 | 574 | 6803.7438 | 9145.7723 | #N/A | #N/A | #N/A | #N/A | #N/A | 0
7849 | BEAR VALLEY 21014160 | 252192101 | BEAR VALLEY 2101 | 36723.9834 | 22.8241 | 192 | 26.57 | 0.13839 | 575 | 6826.5679 | 9119.2023 | #N/A | #N/A | #N/A | #N/A | #N/A | 0
10064 | WILLOW PASS 1101152874 | 13911101 | WILLOW PASS 1101 | 982.3028 | 0.61051 | 10 | 1.3803 | 0.13803 | 576 | 6827.1784 | 9117.822 | #N/A | #N/A | #N/A | #N/A | #N/A | 0
2621 | LINCOLN 1101186060 | 153701101 | LINCOLN 1101 | 17542.5963 | 10.9028 | 161 | 22.1085 | 0.13732 | 577 | 6838.0812 | 9095.7135 | #N/A | #N/A | #N/A | #N/A | #N/A | 0
5254 | SHINGLE SPRINGS 21092679 | 153652109 | SHINGLE SPRINGS 2109 | 11435.2637 | 7.1071 | 70 | 9.6123 | 0.13732 | 578 | 6845.1883 | 9086.1012 | #N/A | #N/A | #N/A | #N/A | #N/A | 0
3959 | SILVERADO 210234959 | 43432102 | SILVERADO 2102 | 41473.2756 | 25.7758 | 205 | 27.9958 | 0.13657 | 579 | 6870.9641 | 9058.1054 | #N/A | #N/A | #N/A | #N/A | #N/A | 0
4389 | VOLTA 11011516 | 102541101 | VOLTA 1101 | 40856.6045 | 25.3925 | 123 | 16.7471 | 0.13616 | 580 | 6896.3566 | 9041.3583 | #N/A | #N/A | #N/A | #N/A | #N/A | 0
9812 | CURTIS 170411300 | 163351704 | CURTIS 1704 | 5912.6947 | 3.6748 | 41 | 5.5803 | 0.1361 | 581 | 6900.0314 | 9035.778 | #N/A | #N/A | #N/A | #N/A | #N/A | 0
4676 | NARROWS 210551582 | 153132105 | NARROWS 2105 | 15330.2671 | 9.5278 | 105 | 14.2523 | 0.13574 | 582 | 6909.5592 | 9021.5257 | #N/A | #N/A | #N/A | #N/A | #N/A | 0
430 | TEJON 1102732836 | 252931102 | TEJON 1102 | 18788.6293 | 11.6772 | 154 | 20.8364 | 0.1353 | 583 | 6921.2364 | 9000.6893 | #N/A | #N/A | #N/A | #N/A | #N/A | 0
4932 | MONTICELLO 1101720 | 43051101 | MONTICELLO 1101 | 10923.6575 | 6.7891 | 70 | 9.4707 | 0.1353 | 584 | 6928.0255 | 8991.2186 | #N/A | #N/A | #N/A | #N/A | #N/A | 0
6310 | RIO DELL 11024230 | 192251102 | RIO DELL 1102 | 36847.6248 | 22.9009 | 59 | 7.9721 | 0.13512 | 585 | 6950.9265 | 8983.2465 | #N/A | #N/A | #N/A | #N/A | #N/A | 0
517 | CLARKSVILLE 210413352 | 153612104 | CLARKSVILLE 2104 | 55896.819 | 34.7401 | 409 | 55.1568 | 0.13486 | 586 | 6985.6666 | 8928.0897 | #N/A | #N/A | #N/A | #N/A | #N/A | 0
7402 | MARIPOSA 2102594143 | 254452102 | MARIPOSA 2102 | 814.5641 | 0.50625 | 60 | 8.0769 | 0.13461 | 587 | 6986.1728 | 8920.0128 | #N/A | #N/A | #N/A | #N/A | #N/A | 0
19 | CLEAR LAKE 1101406 | 42141101 | CLEAR LAKE 1101 | 19984.6537 | 12.4205 | 312 | 41.9011 | 0.1343 | 588 | 6998.5934 | 8878.1117 | 8878.1117 | #N/A | #N/A | #N/A | #N/A | 1
4720 | DUNLAP 11027849F | 254061102 | DUNLAP 1102 | 13949.6344 | 8.6698 | 61 | 8.1711 | 0.13395 | 589 | 7007.2631 | 8869.9406 | #N/A | #N/A | #N/A | #N/A | #N/A | 0
6125 | JESSUP 1103348657 | 103441103 | JESSUP 1103 | 3253.8359 | 2.0223 | 29 | 3.8825 | 0.13388 | 590 | 7009.2854 | 8866.0581 | #N/A | 8866.0581 | #N/A | #N/A | #N/A | 2
9100 | BANGOR 1101870548 | 103191101 | BANGOR 1101 | 8185.9487 | 5.0876 | 56 | 7.4625 | 0.13326 | 591 | 7014.373 | 8858.5956 | #N/A | #N/A | #N/A | #N/A | #N/A | 0
7774 | RED BLUFF 110176020 | 103541101 | RED BLUFF 1101 | 15031.7581 | 9.3423 | 137 | 18.2456 | 0.13318 | 592 | 7023.7153 | 8840.35 | #N/A | #N/A | #N/A | #N/A | #N/A | 0
5975 | HARTLEY 11011306 | 43211101 | HARTLEY 1101 | 15260.277 | 9.4843 | 117 | 15.5648 | 0.13303 | 593 | 7033.1996 | 8824.7852 | 8824.7852 | #N/A | #N/A | #N/A | #N/A | 1
3100 | GARBERVILLE 11022540 | 192221102 | GARBERVILLE 1102 | 26122.3431 | 16.2351 | 135 | 17.9496 | 0.13296 | 594 | 7049.4348 | 8806.8356 | #N/A | #N/A | #N/A | #N/A | #N/A | 0
9542 | OLETA 1102CB | 163541102 | OLETA 1102 | 596.6183 | 0.3708 | 11 | 1.4601 | 0.13274 | 595 | 7049.8056 | 8805.3755 | #N/A | #N/A | #N/A | #N/A | #N/A | 0
6900 | SALT SPRINGS 210110416 | 163692101 | SALT SPRINGS 2101 | 1110.1976 | 0.68999 | 7 | 0.92748 | 0.1325 | 596 | 7050.4956 | 8804.448 | #N/A | 8804.448 | #N/A | #N/A | #N/A | 2
1019 | HOPLAND 1101770 | 42251101 | HOPLAND 1101 | 13838.1959 | 8.6005 | 110 | 14.5382 | 0.13217 | 597 | 7059.096 | 8789.9098 | #N/A | #N/A | #N/A | #N/A | #N/A | 0
9774 | WILDWOOD 1101384582 | 103611101 | WILDWOOD 1101 | 7304.3535 | 4.5397 | 8 | 1.0547 | 0.13184 | 598 | 7063.6357 | 8788.8551 | #N/A | #N/A | #N/A | #N/A | #N/A | 0
6290 | WYANDOTTE 110796390 | 102911107 | WYANDOTTE 1107 | 13753.525 | 8.5479 | 124 | 16.2749 | 0.13125 | 599 | 7072.1836 | 8772.5802 | 8772.5802 | #N/A | #N/A | #N/A | #N/A | 1
8217 | VINEYARD 2110CB | 14502110 | VINEYARD 2110 | 8994.5064 | 5.5901 | 86 | 11.2491 | 0.1308 | 600 | 7077.7737 | 8761.3311 | #N/A | #N/A | #N/A | #N/A | #N/A | 0
7155 | PEORIA 1701CB | 163781701 | PEORIA 1701 | 14117.7933 | 8.7743 | 70 | 9.1442 | 0.13063 | 601 | 7086.548 | 8752.1869 | #N/A | #N/A | #N/A | #N/A | #N/A | 0
1707 | HIGGINS 11039753 | 152691103 | HIGGINS 1103 | 3306.1166 | 2.0548 | 23 | 3.0036 | 0.13059 | 602 | 7088.6028 | 8749.1833 | #N/A | #N/A | #N/A | #N/A | #N/A | 0
10679 | COVELO 1101627416 | 43061101 | COVELO 1101 | 971.5124 | 0.6038 | 14 | 1.8234 | 0.13024 | 603 | 7089.2066 | 8747.3599 | #N/A | #N/A | #N/A | #N/A | #N/A | 0
2248 | CORRAL 110313474 | 162991103 | CORRAL 1103 | 4726.1259 | 2.9373 | 99 | 12.8713 | 0.13001 | 604 | 7092.1439 | 8734.4886 | #N/A | #N/A | #N/A | #N/A | #N/A | 0
6056 | MARIPOSA 2101309438 | 254452101 | MARIPOSA 2101 | 5938.6322 | 3.6909 | 93 | 12.0584 | 0.12966 | 605 | 7095.8347 | 8722.4301 | #N/A | #N/A | #N/A | #N/A | #N/A | 0
5806 | COLUMBIA HILL 11012212 | 152471101 | COLUMBIA HILL 1101 | 14695.9754 | 9.1336 | 76 | 9.8207 | 0.12922 | 606 | 7104.9684 | 8712.6094 | #N/A | #N/A | #N/A | #N/A | #N/A | 0
5628 | PUEBLO 11041304 | 43291104 | PUEBLO 1104 | 30935.6957 | 19.2267 | 175 | 22.578 | 0.12902 | 607 | 7124.195 | 8690.0314 | #N/A | #N/A | #N/A | #N/A | #N/A | 0
5578 | VASCO 1102886522 | 13751102 | VASCO 1102 | 10908.527 | 6.7797 | 154 | 19.8644 | 0.12899 | 608 | 7130.9747 | 8670.167 | 8670.167 | #N/A | #N/A | #N/A | #N/A | 1
2390 | WYANDOTTE 11091520 | 102911109 | WYANDOTTE 1109 | 6700.2969 | 4.1643 | 230 | 29.6011 | 0.1287 | 609 | 7135.139 | 8640.5659 | #N/A | #N/A | #N/A | #N/A | #N/A | 0
2104 | LINCOLN 11045391 | 153701104 | LINCOLN 1104 | 1530.1829 | 0.95101 | 7 | 0.90075 | 0.12868 | 610 | 7136.09 | 8639.6651 | #N/A | #N/A | #N/A | #N/A | #N/A | 0
826 | TASSAJARA 210419042 | 14662104 | TASSAJARA 2104 | 10069.7209 | 6.2584 | 89 | 11.4466 | 0.12861 | 611 | 7142.3484 | 8628.2185 | 8628.2185 | #N/A | #N/A | #N/A | #N/A | 1
7172 | FITCH MOUNTAIN 1113356 | 42751113 | FITCH MOUNTAIN 1113 | 17245.1485 | 10.7179 | 136 | 17.4723 | 0.12847 | 612 | 7153.0663 | 8610.7463 | #N/A | #N/A | #N/A | #N/A | #N/A | 0
761 | BANGOR 11017446 | 103191101 | BANGOR 1101 | 69991.8942 | 43.5002 | 427 | 54.7764 | 0.12828 | 613 | 7196.5665 | 8555.9699 | #N/A | #N/A | #N/A | #N/A | #N/A | 0
9800 | CALISTOGA 110135588 | 42711101 | CALISTOGA 1101 | 4954.8551 | 3.0795 | 18 | 2.3016 | 0.12786 | 614 | 7199.646 | 8553.6683 | #N/A | #N/A | #N/A | #N/A | #N/A | 0
9664 | PASO ROBLES 110359763 | 182611103 | PASO ROBLES 1103 | 4532.1933 | 2.8168 | 30 | 3.8149 | 0.12716 | 615 | 7202.4628 | 8549.8533 | #N/A | #N/A | #N/A | #N/A | #N/A | 0
5583 | RED BLUFF 11031702 | 103541103 | RED BLUFF 1103 | 26958.2044 | 16.7546 | 177 | 22.5069 | 0.12716 | 616 | 7219.2174 | 8527.3465 | #N/A | #N/A | #N/A | #N/A | #N/A | 0
4955 | WILLITS 1104188268 | 42661104 | WILLITS 1104 | 6867.4982 | 4.2682 | 66 | 8.3425 | 0.1264 | 617 | 7223.4856 | 8519.004 | #N/A | #N/A | #N/A | #N/A | #N/A | 0
9342 | SAND CREEK 11037823F | 254601103 | SAND CREEK 1103 | 7527.4054 | 4.6783 | 49 | 6.1917 | 0.12636 | 618 | 7228.1639 | 8512.8123 | #N/A | #N/A | #N/A | #N/A | #N/A | 0
7895 | PEORIA 1704877670 | 163781704 | PEORIA 1704 | 10595.2996 | 6.585 | 28 | 3.5352 | 0.12626 | 619 | 7234.7489 | 8509.2772 | #N/A | #N/A | #N/A | #N/A | #N/A | 0
1593 | MENLO 1102W80 | 24131102 | MENLO 1102 | 30491.2345 | 18.9504 | 129 | 16.2519 | 0.12598 | 620 | 7253.6993 | 8493.0253 | 8493.0253 | #N/A | #N/A | #N/A | #N/A | 1
9134 | SAN LUIS OBISPO 1104350030 | 182631104 | SAN LUIS OBISPO 1104 | 9325.238 | 5.7957 | 107 | 13.4795 | 0.12598 | 621 | 7259.495 | 8479.5457 | #N/A | #N/A | #N/A | #N/A | #N/A | 0
10634 | EDENVALE 2107288980 | 82952107 | EDENVALE 2107 | 532.3299 | 0.33085 | 6 | 0.75188 | 0.12531 | 622 | 7259.8259 | 8478.7939 | #N/A | #N/A | #N/A | #N/A | #N/A | 0
8835 | SOLEDAD 2102955138 | 182052102 | SOLEDAD 2102 | 4227.5124 | 2.6274 | 16 | 2.0024 | 0.12515 | 623 | 7262.4533 | 8476.7915 | #N/A | #N/A | #N/A | #N/A | #N/A | 0
6170 | GIRVAN 11011330 | 103401101 | GIRVAN 1101 | 49990.913 | 31.0696 | 264 | 33.0087 | 0.12503 | 624 | 7293.5228 | 8443.7828 | #N/A | #N/A | #N/A | #N/A | #N/A | 0
9760 | RINCON 11035152 | 43321103 | RINCON 1103 | 2685.0442 | 1.6688 | 17 | 2.1064 | 0.1239 | 625 | 7295.1916 | 8441.6764 | #N/A | #N/A | #N/A | #N/A | #N/A | 0
6631 | HIGHLANDS 11031282 | 43361103 | HIGHLANDS 1103 | 22934.9277 | 14.2542 | 164 | 20.2971 | 0.12376 | 626 | 7309.4457 | 8421.3793 | #N/A | #N/A | #N/A | #N/A | #N/A | 0
7124 | SANTA YNEZ 1102CB | 182721102 | SANTA YNEZ 1102 | 2348.085 | 1.4593 | 124 | 15.3456 | 0.12375 | 627 | 7310.9051 | 8406.0337 | #N/A | #N/A | #N/A | #N/A | #N/A | 0
547 | STILLWATER 11021644 | 103561102 | STILLWATER 1102 | 36747.479 | 22.8387 | 244 | 30.1941 | 0.12375 | 628 | 7333.7438 | 8375.8396 | 8375.8396 | #N/A | #N/A | #N/A | #N/A | 1
6046 | WOODWARD 210878448 | 255292108 | WOODWARD 2108 | 31387.7639 | 19.5076 | 188 | 23.2453 | 0.12365 | 629 | 7353.2514 | 8352.5943 | #N/A | #N/A | #N/A | #N/A | #N/A | 0
7443 | GARBERVILLE 11011770 | 192221101 | GARBERVILLE 1101 | 13849.8333 | 8.6077 | 66 | 8.1457 | 0.12342 | 630 | 7361.8591 | 8344.4486 | #N/A | #N/A | #N/A | #N/A | #N/A | 0
2056 | BUELLTON 1101Y06 | 183041101 | BUELLTON 1101 | 48855.5405 | 30.3639 | 304 | 37.4433 | 0.12317 | 631 | 7392.2231 | 8307.0054 | #N/A | #N/A | #N/A | #N/A | #N/A | 0
1863 | DIAMOND SPRINGS 110610587 | 152261106 | DIAMOND SPRINGS 1106 | 35336.5514 | 21.9618 | 212 | 26.0703 | 0.12297 | 632 | 7414.1849 | 8280.9351 | #N/A | #N/A | #N/A | #N/A | #N/A | 0
5060 | CLOVERDALE 1102156 | 42821102 | CLOVERDALE 1102 | 9919.8336 | 6.1652 | 110 | 13.4944 | 0.12268 | 633 | 7420.3501 | 8267.4407 | #N/A | #N/A | #N/A | #N/A | #N/A | 0
8874 | BRIDGEVILLE 110169866 | 192461101 | BRIDGEVILLE 1101 | 10571.2356 | 6.5701 | 46 | 5.6379 | 0.12256 | 634 | 7426.9202 | 8261.8028 | #N/A | #N/A | #N/A | #N/A | #N/A | 0
7200 | DIAMOND SPRINGS 1104705100 | 152261104 | DIAMOND SPRINGS 1104 | 11885.1942 | 7.3867 | 78 | 9.5341 | 0.12223 | 635 | 7434.3068 | 8252.2687 | #N/A | #N/A | #N/A | #N/A | #N/A | 0
5273 | SAND CREEK 11037110 | 254601103 | SAND CREEK 1103 | 29983.2616 | 18.6347 | 132 | 16.0996 | 0.12197 | 636 | 7452.9416 | 8236.1691 | #N/A | #N/A | #N/A | #N/A | #N/A | 0
3234 | FULTON 1107604 | 42561107 | FULTON 1107 | 28058.6741 | 17.4386 | 169 | 20.5661 | 0.12169 | 637 | 7470.3801 | 8215.603 | #N/A | #N/A | #N/A | #N/A | #N/A | 0
8992 | TIDEWATER 2106781445 | 14652106 | TIDEWATER 2106 | 405.5365 | 0.25204 | 6 | 0.72871 | 0.12145 | 638 | 7470.6322 | 8214.8743 | #N/A | #N/A | #N/A | #N/A | #N/A | 0
9503 | SAN LUIS OBISPO 1103153199 | 182631103 | SAN LUIS OBISPO 1103 | 4750.5459 | 2.9525 | 53 | 6.4339 | 0.1214 | 639 | 7473.5847 | 8208.4404 | #N/A | #N/A | #N/A | #N/A | #N/A | 0
8489 | LAYTONVILLE 1102572 | 42681102 | LAYTONVILLE 1102 | 34429.3225 | 21.398 | 155 | 18.7503 | 0.12097 | 640 | 7494.9826 | 8189.6901 | #N/A | #N/A | #N/A | #N/A | #N/A | 0
1408 | ATASCADERO 1103A16 | 182541103 | ATASCADERO 1103 | 31835.9088 | 19.7861 | 122 | 14.7476 | 0.12088 | 641 | 7514.7688 | 8174.9425 | #N/A | #N/A | #N/A | #N/A | #N/A | 0
68 | TEJON 11022455 | 252931102 | TEJON 1102 | 10165.5764 | 6.3179 | 84 | 10.1082 | 0.12034 | 642 | 7521.0867 | 8164.8343 | #N/A | #N/A | #N/A | #N/A | #N/A | 0
6764 | MAXWELL 11053008 | 62881105 | MAXWELL 1105 | 13636.9493 | 8.4754 | 55 | 6.6112 | 0.1202 | 643 | 7529.5621 | 8158.2231 | 8158.2231 | #N/A | #N/A | #N/A | #N/A | 1
3997 | APPLE HILL 2102CB | 153662102 | APPLE HILL 2102 | 66423.2503 | 41.2823 | 448 | 53.7868 | 0.12006 | 644 | 7570.8445 | 8104.4363 | #N/A | 8104.4363 | #N/A | #N/A | #N/A | 2
4706 | WYANDOTTE 11031504 | 102911103 | WYANDOTTE 1103 | 17735.4007 | 11.0226 | 186 | 22.3307 | 0.12006 | 645 | 7581.8671 | 8082.1056 | #N/A | #N/A | #N/A | #N/A | #N/A | 0
8185 | CLARKSVILLE 2109CB | 153612109 | CLARKSVILLE 2109 | 1593.4993 | 0.99037 | 15 | 1.7983 | 0.11989 | 646 | 7582.8575 | 8080.3073 | #N/A | #N/A | #N/A | #N/A | #N/A | 0
5862 | HOLLISTER 2102855412 | 182492102 | HOLLISTER 2102 | 45702.3865 | 28.4042 | 108 | 12.9123 | 0.11956 | 647 | 7611.2617 | 8067.395 | #N/A | #N/A | #N/A | #N/A | #N/A | 0
2833 | MARTELL 11033152 | 163011103 | MARTELL 1103 | 26923.3255 | 16.733 | 134 | 16.0208 | 0.11956 | 648 | 7627.9946 | 8051.3742 | #N/A | #N/A | #N/A | #N/A | #N/A | 0
3141 | DIAMOND SPRINGS 11057722 | 152261105 | DIAMOND SPRINGS 1105 | 96782.5255 | 60.1507 | 572 | 68.2291 | 0.11928 | 649 | 7688.1454 | 7983.1451 | #N/A | #N/A | #N/A | #N/A | #N/A | 0
501 | DOBBINS 11011264 | 153741101 | DOBBINS 1101 | 56286.9636 | 34.9826 | 307 | 36.585 | 0.11917 | 650 | 7723.1279 | 7946.5601 | 7946.5601 | #N/A | #N/A | #N/A | #N/A | 1
855 | HIGGINS 1103CB | 152691103 | HIGGINS 1103 | 45174.6839 | 28.0762 | 315 | 37.536 | 0.11916 | 651 | 7751.2042 | 7909.0241 | #N/A | #N/A | #N/A | #N/A | #N/A | 0
491 | TIVY VALLEY 1107822606 | 252941107 | TIVY VALLEY 1107 | 21701.9466 | 13.4878 | 144 | 17.1275 | 0.11894 | 652 | 7764.692 | 7891.8966 | #N/A | #N/A | #N/A | #N/A | #N/A | 0
8121 | CAYETANO 2109MR186 | 14422109 | CAYETANO 2109 | 818.8837 | 0.50894 | 27 | 3.2061 | 0.11874 | 653 | 7765.201 | 7888.6905 | 7888.6905 | #N/A | #N/A | #N/A | #N/A | 1
2634 | APPLE HILL 21028372 | 153662102 | APPLE HILL 2102 | 94481.7777 | 58.7208 | 629 | 74.5861 | 0.11858 | 654 | 7823.9218 | 7814.1044 | #N/A | #N/A | #N/A | #N/A | #N/A | 0
1440 | MARIPOSA 21019400 | 254452101 | MARIPOSA 2101 | 101537.78 | 63.1061 | 667 | 79.0304 | 0.11849 | 655 | 7887.0279 | 7735.074 | #N/A | #N/A | #N/A | #N/A | #N/A | 0
8059 | OILFIELDS 1103N62 | 182391103 | OILFIELDS 1103 | 8948.1922 | 5.5613 | 39 | 4.6183 | 0.11842 | 656 | 7892.5893 | 7730.4558 | #N/A | #N/A | #N/A | #N/A | #N/A | 0
1860 | SHINGLE SPRINGS 2105CB | 153652105 | SHINGLE SPRINGS 2105 | 30610.8387 | 19.0248 | 245 | 28.9401 | 0.11812 | 657 | 7911.614 | 7701.5157 | #N/A | #N/A | #N/A | #N/A | #N/A | 0
1237 | NARROWS 2102CB | 153132102 | NARROWS 2102 | 36287.6403 | 22.5529 | 243 | 28.6917 | 0.11807 | 658 | 7934.1669 | 7672.824 | 7672.824 | #N/A | #N/A | #N/A | #N/A | 1
9931 | CORTINA 1101528460 | 63121101 | CORTINA 1101 | 3043.5918 | 1.8916 | 12 | 1.415 | 0.11792 | 659 | 7936.0585 | 7671.409 | 7671.409 | #N/A | #N/A | #N/A | #N/A | 1
6877 | COARSEGOLD 21036110 | 254432103 | COARSEGOLD 2103 | 17714.3763 | 11.0096 | 179 | 21.0097 | 0.11737 | 660 | 7947.0681 | 7650.3993 | #N/A | #N/A | #N/A | #N/A | #N/A | 0
3126 | HORSESHOE 110150140 | 152571101 | HORSESHOE 1101 | 6357.3386 | 3.9511 | 82 | 9.6215 | 0.11734 | 661 | 7951.0192 | 7640.7778 | #N/A | #N/A | #N/A | #N/A | #N/A | 0
9916 | SAN LUIS OBISPO 1104777686 | 182631104 | SAN LUIS OBISPO 1104 | 2707.2733 | 1.6826 | 17 | 1.9944 | 0.11731 | 662 | 7952.7018 | 7638.7835 | #N/A | #N/A | #N/A | #N/A | #N/A | 0
8080 | SILVERADO 210258626 | 43432102 | SILVERADO 2102 | 24491.7338 | 15.2217 | 125 | 14.6249 | 0.117 | 663 | 7967.9235 | 7624.1586 | #N/A | #N/A | #N/A | #N/A | #N/A | 0
4277 | SAN JOAQUIN #2 1103157026 | 252521103 | SAN JOAQUIN #2 1103 | 5200.077 | 3.2319 | 44 | 5.1403 | 0.11682 | 664 | 7971.1554 | 7619.0183 | #N/A | #N/A | #N/A | #N/A | #N/A | 0
6827 | PEORIA 170411232 | 163781704 | PEORIA 1704 | 20505.608 | 12.7443 | 222 | 25.8772 | 0.11656 | 665 | 7983.8997 | 7593.1411 | #N/A | #N/A | #N/A | #N/A | #N/A | 0
772 | DIAMOND SPRINGS 11052102 | 152261105 | DIAMOND SPRINGS 1105 | 60307.8799 | 37.4816 | 417 | 48.4576 | 0.11621 | 666 | 8021.3813 | 7544.6834 | #N/A | #N/A | #N/A | #N/A | #N/A | 0
1946 | WILLITS 1104CB | 42661104 | WILLITS 1104 | 6260.0525 | 3.8906 | 90 | 10.4477 | 0.11609 | 667 | 8025.2719 | 7534.2357 | #N/A | #N/A | #N/A | #N/A | #N/A | 0
2370 | GEYSERVILLE 1102484 | 42891102 | GEYSERVILLE 1102 | 53688.8082 | 33.3678 | 379 | 43.9888 | 0.11607 | 668 | 8058.6397 | 7490.2469 | #N/A | #N/A | #N/A | #N/A | #N/A | 0
7186 | HIGGINS 1104CB | 152691104 | HIGGINS 1104 | 18050.1072 | 11.2182 | 124 | 14.3743 | 0.11592 | 669 | 8069.8579 | 7475.8727 | 7475.8727 | #N/A | #N/A | #N/A | #N/A | 1
9814 | PENRYN 1105119949 | 152561105 | PENRYN 1105 | 2221.8702 | 1.3809 | 25 | 2.8822 | 0.11529 | 670 | 8071.2388 | 7472.9905 | #N/A | #N/A | #N/A | #N/A | #N/A | 0
7423 | CLAY 1103CB | 163341103 | CLAY 1103 | 9680.057 | 6.0162 | 110 | 12.6729 | 0.11521 | 671 | 8077.255 | 7460.3176 | #N/A | #N/A | #N/A | #N/A | #N/A | 0
7292 | TIDEWATER 2106745811 | 14652106 | TIDEWATER 2106 | 641.2916 | 0.39857 | 8 | 0.92047 | 0.11506 | 672 | 8077.6536 | 7459.3971 | #N/A | #N/A | #N/A | #N/A | #N/A | 0
8864 | WOODACRE 110191900 | 43021101 | WOODACRE 1101 | 14519.294 | 9.0238 | 91 | 10.4566 | 0.11491 | 673 | 8086.6774 | 7448.9405 | #N/A | #N/A | #N/A | #N/A | #N/A | 0
9782 | SAND CREEK 110397354 | 254601103 | SAND CREEK 1103 | 14168.242 | 8.8056 | 59 | 6.7778 | 0.11488 | 674 | 8095.483 | 7442.1627 | #N/A | #N/A | #N/A | #N/A | #N/A | 0
7321 | CLARKSVILLE 210619642 | 153612106 | CLARKSVILLE 2106 | 1246.4399 | 0.77467 | 17 | 1.9511 | 0.11477 | 675 | 8096.2577 | 7440.2116 | #N/A | #N/A | #N/A | #N/A | #N/A | 0
1291 | MERCED FALLS 11029470 | 252811102 | MERCED FALLS 1102 | 36749.5976 | 22.84 | 277 | 31.7833 | 0.11474 | 676 | 8119.0977 | 7408.4283 | #N/A | #N/A | #N/A | #N/A | #N/A | 0
10278 | PUEBLO 2102943820 | 43292102 | PUEBLO 2102 | 3039.5845 | 1.8891 | 13 | 1.4903 | 0.11464 | 677 | 8120.9868 | 7406.938 | 7406.938 | #N/A | #N/A | #N/A | #N/A | 1
2358 | WHITMORE 11011594 | 103601101 | WHITMORE 1101 | 39042.2093 | 24.2649 | 160 | 18.3178 | 0.11449 | 678 | 8145.2517 | 7388.6202 | #N/A | #N/A | #N/A | #N/A | #N/A | 0
892 | MARIPOSA 210110240 | 254452101 | MARIPOSA 2101 | 34689.059 | 21.5594 | 189 | 21.6045 | 0.11431 | 679 | 8166.8111 | 7367.0158 | #N/A | #N/A | #N/A | #N/A | #N/A | 0
4813 | CLOVERDALE 1102674 | 42821102 | CLOVERDALE 1102 | 27296.9382 | 16.9652 | 122 | 13.9092 | 0.11401 | 680 | 8183.7763 | 7353.1066 | #N/A | #N/A | #N/A | #N/A | #N/A | 0
4778 | SHINGLE SPRINGS 210961892 | 153652109 | SHINGLE SPRINGS 2109 | 48456.6488 | 30.116 | 318 | 36.1635 | 0.11372 | 681 | 8213.8923 | 7316.9431 | #N/A | #N/A | #N/A | #N/A | #N/A | 0
9093 | BANGOR 110155206 | 103191101 | BANGOR 1101 | 0 | 0 | 28 | 3.1783 | 0.11351 | 682 | 8213.8923 | 7313.7647 | #N/A | #N/A | #N/A | #N/A | #N/A | 0
395 | CALISTOGA 1101734 | 42711101 | CALISTOGA 1101 | 22050.8989 | 13.7047 | 162 | 18.3842 | 0.11348 | 683 | 8227.597 | 7295.3805 | #N/A | #N/A | #N/A | #N/A | #N/A | 0
7143 | COTATI 1103CB | 42271103 | COTATI 1103 | 19422.567 | 12.0712 | 106 | 12.0218 | 0.11341 | 684 | 8239.6682 | 7283.3587 | #N/A | #N/A | #N/A | #N/A | #N/A | 0
2744 | WHITMORE 110145262 | 103601101 | WHITMORE 1101 | 46333.9347 | 28.7967 | 221 | 25.0485 | 0.11334 | 685 | 8268.4649 | 7258.3102 | #N/A | #N/A | #N/A | #N/A | #N/A | 0
4167 | COTTONWOOD 11031344 | 102931103 | COTTONWOOD 1103 | 16285.3354 | 10.1214 | 152 | 17.2178 | 0.11327 | 686 | 8278.5863 | 7241.0924 | 7241.0924 | #N/A | #N/A | #N/A | #N/A | 1
9035 | CLEAR LAKE 1101699062 | 42141101 | CLEAR LAKE 1101 | 1359.6473 | 0.84503 | 20 | 2.2645 | 0.11322 | 687 | 8279.4314 | 7238.8279 | 7238.8279 | #N/A | #N/A | #N/A | #N/A | 1
2015 | SHINGLE SPRINGS 210912392 | 153652109 | SHINGLE SPRINGS 2109 | 23572.5391 | 14.6504 | 178 | 20.1293 | 0.11309 | 688 | 8294.0818 | 7218.6986 | #N/A | #N/A | #N/A | #N/A | #N/A | 0
2546 | PLACERVILLE 1110421358 | 153081110 | PLACERVILLE 1110 | 23870.6711 | 14.8357 | 169 | 19.0733 | 0.11286 | 689 | 8308.9175 | 7199.6253 | #N/A | #N/A | #N/A | #N/A | #N/A | 0
6240 | SILVERADO 2104722 | 43432104 | SILVERADO 2104 | 12705.3582 | 7.8964 | 99 | 11.1613 | 0.11274 | 690 | 8316.8139 | 7188.464 | #N/A | #N/A | #N/A | #N/A | #N/A | 0
6314 | TEJON 11023751 | 252931102 | TEJON 1102 | 15802.8651 | 9.8215 | 65 | 7.325 | 0.11269 | 691 | 8326.6355 | 7181.139 | #N/A | #N/A | #N/A | #N/A | #N/A | 0
8377 | CAYETANO 2111CB | 14422111 | CAYETANO 2111 | 5449.7896 | 3.3871 | 81 | 9.1187 | 0.11258 | 692 | 8330.0225 | 7172.0203 | #N/A | #N/A | #N/A | #N/A | #N/A | 0
84 | LINCOLN 110451756 | 153701104 | LINCOLN 1104 | 17440.8058 | 10.8395 | 264 | 29.7041 | 0.11252 | 693 | 8340.8621 | 7142.3162 | #N/A | #N/A | #N/A | #N/A | #N/A | 0
4410 | MC ARTHUR 1101501106 | 103491101 | MC ARTHUR 1101 | 16083.896 | 9.9962 | 86 | 9.6734 | 0.11248 | 694 | 8350.8583 | 7132.6427 | #N/A | #N/A | #N/A | #N/A | #N/A | 0
1376 | CLARKSVILLE 210419772 | 153612104 | CLARKSVILLE 2104 | 28840.3765 | 17.9244 | 185 | 20.7806 | 0.11233 | 695 | 8368.7827 | 7111.8621 | #N/A | #N/A | #N/A | #N/A | #N/A | 0
138 | CLARKSVILLE 2103593454 | 153612103 | CLARKSVILLE 2103 | 51502.8241 | 32.0092 | 324 | 36.3549 | 0.11221 | 696 | 8400.7919 | 7075.5073 | #N/A | #N/A | #N/A | #N/A | #N/A | 0
6028 | RISING RIVER 11011530 | 103551101 | RISING RIVER 1101 | 18168.0106 | 11.2915 | 167 | 18.7349 | 0.11218 | 697 | 8412.0834 | 7056.7724 | #N/A | #N/A | #N/A | #N/A | #N/A | 0
6687 | CLARK ROAD 110281296 | 103091102 | CLARK ROAD 1102 | 17571.0511 | 10.9205 | 124 | 13.9107 | 0.11218 | 698 | 8423.0039 | 7042.8618 | #N/A | #N/A | #N/A | #N/A | #N/A | 0
2672 | APPLE HILL 210277546 | 153662102 | APPLE HILL 2102 | 69346.9327 | 43.0994 | 403 | 45.1922 | 0.11214 | 699 | 8466.1033 | 6997.6696 | #N/A | #N/A | #N/A | #N/A | #N/A | 0
4377 | MARIPOSA 2101752630 | 254452101 | MARIPOSA 2101 | 30558.9663 | 18.9925 | 154 | 17.2553 | 0.11205 | 700 | 8485.0958 | 6980.4143 | #N/A | #N/A | #N/A | #N/A | #N/A | 0
5474 | COTATI 1105213984 | 42271105 | COTATI 1105 | 11162.845 | 6.9378 | 47 | 5.263 | 0.11198 | 701 | 8492.0335 | 6975.1513 | #N/A | #N/A | #N/A | #N/A | #N/A | 0
6448 | MERCED FALLS 110238748 | 252811102 | MERCED FALLS 1102 | 24704.6186 | 15.354 | 178 | 19.9215 | 0.11192 | 702 | 8507.3876 | 6955.2298 | #N/A | #N/A | #N/A | #N/A | #N/A | 0
1645 | COTATI 110599720 | 42271105 | COTATI 1105 | 14780.8133 | 9.1863 | 134 | 14.9768 | 0.11177 | 703 | 8516.5739 | 6940.2531 | #N/A | #N/A | #N/A | #N/A | #N/A | 0
439 | HIGGINS 1110CB | 152691110 | HIGGINS 1110 | 14019.0952 | 8.7129 | 134 | 14.9707 | 0.11172 | 704 | 8525.2868 | 6925.2824 | #N/A | #N/A | #N/A | #N/A | #N/A | 0
6646 | UPPER LAKE 110175370 | 42871101 | UPPER LAKE 1101 | 17823.7139 | 11.0775 | 133 | 14.8441 | 0.11161 | 705 | 8536.3643 | 6910.4383 | 6910.4383 | #N/A | #N/A | #N/A | #N/A | 1
3320 | LAYTONVILLE 110237586 | 42681102 | LAYTONVILLE 1102 | 22457.0278 | 13.9571 | 72 | 8.0187 | 0.11137 | 706 | 8550.3215 | 6902.4196 | #N/A | #N/A | #N/A | #N/A | #N/A | 0
8527 | HIGGINS 11097831 | 152691109 | HIGGINS 1109 | 14300.9674 | 8.8881 | 86 | 9.5719 | 0.1113 | 707 | 8559.2096 | 6892.8477 | #N/A | #N/A | #N/A | #N/A | #N/A | 0
8404 | TEMPLETON 2110317796 | 183052110 | TEMPLETON 2110 | 8148.5566 | 5.0644 | 65 | 7.2063 | 0.11087 | 708 | 8564.2739 | 6885.6414 | #N/A | #N/A | #N/A | #N/A | #N/A | 0
9399 | CALAVERAS CEMENT 1101585 | 162211101 | CALAVERAS CEMENT 1101 | 22730.6203 | 14.1272 | 95 | 10.5283 | 0.11082 | 709 | 8578.4011 | 6875.1132 | #N/A | #N/A | #N/A | #N/A | #N/A | 0
9168 | CAL WATER 1102690954 | 255451102 | CAL WATER 1102 | 6410.0397 | 3.9839 | 12 | 1.3268 | 0.11057 | 710 | 8582.385 | 6873.7863 | #N/A | #N/A | #N/A | #N/A | #N/A | 0
1850 | OAKHURST 1103CB | 254421103 | OAKHURST 1103 | 51789.1777 | 32.1872 | 417 | 46.0525 | 0.11044 | 711 | 8614.5722 | 6827.7338 | 6827.7338 | #N/A | #N/A | #N/A | #N/A | 1
4124 | CALPELLA 1102CB | 43411102 | CALPELLA 1102 | 263.08 | 0.16351 | 61 | 6.7341 | 0.1104 | 712 | 8614.7357 | 6820.9997 | #N/A | #N/A | #N/A | #N/A | #N/A | 0
10720 | OCEANO 1103839302 | 182601103 | OCEANO 1103 | 1806.4039 | 1.1227 | 8 | 0.88007 | 0.11001 | 713 | 8615.8584 | 6820.1196 | #N/A | #N/A | #N/A | #N/A | #N/A | 0
2355 | OLETA 11021204 | 163541102 | OLETA 1102 | 41374.6655 | 25.7145 | 233 | 25.6033 | 0.10989 | 714 | 8641.5729 | 6794.5163 | #N/A | #N/A | #N/A | #N/A | #N/A | 0
635 | BRUNSWICK 11062790 | 152481106 | BRUNSWICK 1106 | 16028.2028 | 9.9616 | 115 | 12.5971 | 0.10954 | 715 | 8651.5345 | 6781.9193 | #N/A | #N/A | #N/A | #N/A | #N/A | 0
6919 | COTTONWOOD 110168190 | 102931101 | COTTONWOOD 1101 | 38588.9503 | 23.9832 | 238 | 26.0311 | 0.10937 | 716 | 8675.5177 | 6755.8881 | #N/A | #N/A | #N/A | #N/A | #N/A | 0
10335 | PETALUMA C 1109664732 | 42631109 | PETALUMA C 1109 | 1437.8147 | 0.89361 | 6 | 0.65051 | 0.10842 | 717 | 8676.4113 | 6755.2376 | #N/A | #N/A | #N/A | #N/A | #N/A | 0
4157 | CALPELLA 1101600 | 43411101 | CALPELLA 1101 | 30870.3 | 19.186 | 164 | 17.7408 | 0.10818 | 718 | 8695.5973 | 6737.4968 | #N/A | #N/A | #N/A | #N/A | #N/A | 0
3546 | LUCERNE 1103CB | 43351103 | LUCERNE 1103 | 3619.1597 | 2.2493 | 59 | 6.3658 | 0.10789 | 719 | 8697.8466 | 6731.131 | 6731.131 | #N/A | #N/A | #N/A | #N/A | 1
6463 | SONOMA 1105229588 | 42721105 | SONOMA 1105 | 15531.0208 | 9.6526 | 149 | 16.0708 | 0.10786 | 720 | 8707.4992 | 6715.0603 | #N/A | #N/A | #N/A | #N/A | #N/A | 0
2133 | FROGTOWN 17011623 | 163451701 | FROGTOWN 1701 | 24554.2111 | 15.2605 | 152 | 16.3546 | 0.1076 | 721 | 8722.7597 | 6698.7057 | #N/A | #N/A | #N/A | #N/A | #N/A | 0
10925 | GOLDTREE 1105551904 | 182581105 | GOLDTREE 1105 | 35.7178 | 0.022199 | 1 | 0.10733 | 0.10733 | 722 | 8722.7819 | 6698.5984 | #N/A | #N/A | #N/A | #N/A | #N/A | 0
9605 | NOTRE DAME 1104937710 | 102041104 | NOTRE DAME 1104 | 1372.1379 | 0.85279 | 8 | 0.85862 | 0.10733 | 723 | 8723.6347 | 6697.7397 | #N/A | #N/A | #N/A | #N/A | #N/A | 0
3953 | JAMESON 11059472 | 63801105 | JAMESON 1105 | 4934.5741 | 3.0669 | 90 | 9.6577 | 0.10731 | 724 | 8726.7016 | 6688.0821 | 6688.0821 | #N/A | #N/A | #N/A | #N/A | 1
6952 | OLETA 110151740 | 163541101 | OLETA 1101 | 25031.397 | 15.5571 | 129 | 13.8028 | 0.107 | 725 | 8742.2587 | 6674.2793 | #N/A | #N/A | #N/A | #N/A | #N/A | 0
4360 | CORRAL 110236666 | 162991102 | CORRAL 1102 | 27295.7526 | 16.9644 | 207 | 22.1131 | 0.10683 | 726 | 8759.2231 | 6652.1662 | #N/A | #N/A | #N/A | #N/A | #N/A | 0
10467 | BIG BEND 11011704 | 103751101 | BIG BEND 1101 | 4825.0456 | 2.9988 | 9 | 0.95854 | 0.1065 | 727 | 8762.2219 | 6651.2077 | #N/A | #N/A | #N/A | #N/A | #N/A | 0
2963 | KONOCTI 110275382 | 43311102 | KONOCTI 1102 | 37336.0999 | 23.2045 | 198 | 21.0588 | 0.10636 | 728 | 8785.4264 | 6630.1489 | #N/A | #N/A | #N/A | #N/A | #N/A | 0
7719 | GEYSERVILLE 1102220154 | 42891102 | GEYSERVILLE 1102 | 427.7941 | 0.26588 | 30 | 3.1738 | 0.10579 | 729 | 8785.6923 | 6626.9751 | #N/A | #N/A | #N/A | #N/A | #N/A | 0
4276 | NARROWS 2105CB | 153132105 | NARROWS 2105 | 58073.6402 | 36.093 | 382 | 40.3677 | 0.10567 | 730 | 8821.7853 | 6586.6073 | 6586.6073 | #N/A | #N/A | #N/A | #N/A | 1
4123 | MARIPOSA 21014410 | 254452101 | MARIPOSA 2101 | 36702.381 | 22.8107 | 232 | 24.471 | 0.10548 | 731 | 8844.596 | 6562.1363 | #N/A | #N/A | #N/A | #N/A | #N/A | 0
5996 | MONTICELLO 1101630 | 43051101 | MONTICELLO 1101 | 30113.0466 | 18.7154 | 93 | 9.7794 | 0.10515 | 732 | 8863.3114 | 6552.3569 | #N/A | #N/A | #N/A | #N/A | #N/A | 0
7010 | WILLITS 1103966 | 42661103 | WILLITS 1103 | 1555.849 | 0.96697 | 34 | 3.5716 | 0.10505 | 733 | 8864.2783 | 6548.7854 | #N/A | #N/A | #N/A | #N/A | #N/A | 0
6094 | PARADISE 110443008 | 102831104 | PARADISE 1104 | 20697.7732 | 12.8637 | 145 | 15.2269 | 0.10501 | 734 | 8877.1421 | 6533.5584 | #N/A | #N/A | #N/A | #N/A | #N/A | 0
6540 | MORGAN HILL 2105XR070 | 83242105 | MORGAN HILL 2105 | 10519.5514 | 6.5379 | 90 | 9.4261 | 0.10473 | 735 | 8883.68 | 6524.1324 | #N/A | #N/A | #N/A | #N/A | #N/A | 0
1104 | BRUNSWICK 11042112 | 152481104 | BRUNSWICK 1104 | 31201.9016 | 19.3921 | 222 | 23.2211 | 0.1046 | 736 | 8903.0721 | 6500.9113 | #N/A | #N/A | #N/A | #N/A | #N/A | 0
3331 | NARROWS 21052216 | 153132105 | NARROWS 2105 | 91192.0768 | 56.6762 | 663 | 69.2068 | 0.10438 | 737 | 8959.7484 | 6431.7045 | #N/A | #N/A | #N/A | #N/A | #N/A | 0
10962 | POINT ARENA 1101CB | 43381101 | POINT ARENA 1101 | 64.9169 | 0.040346 | 2 | 0.20825 | 0.10413 | 738 | 8959.7887 | 6431.4963 | #N/A | #N/A | #N/A | #N/A | #N/A | 0
7695 | JAMESON 110265516 | 63801102 | JAMESON 1102 | 12394.5836 | 7.7033 | 137 | 14.2484 | 0.104 | 739 | 8967.492 | 6417.2479 | #N/A | 6417.2479 | #N/A | #N/A | #N/A | 2
4131 | CURTIS 170565908 | 163351705 | CURTIS 1705 | 22380.0869 | 13.9093 | 205 | 21.3052 | 0.10393 | 740 | 8981.4013 | 6395.9427 | #N/A | #N/A | #N/A | #N/A | #N/A | 0
386 | CORRAL 110112606 | 162991101 | CORRAL 1101 | 36144.366 | 22.4639 | 216 | 22.4476 | 0.10392 | 741 | 9003.8652 | 6373.4951 | #N/A | #N/A | #N/A | #N/A | #N/A | 0
1298 | DESCHUTES 11011652 | 103351101 | DESCHUTES 1101 | 33895.2642 | 21.066 | 170 | 17.5982 | 0.10352 | 742 | 9024.9312 | 6355.8969 | #N/A | #N/A | #N/A | #N/A | #N/A | 0
10344 | CLARKSVILLE 210319572 | 153612103 | CLARKSVILLE 2103 | 595.3794 | 0.37003 | 12 | 1.2418 | 0.10348 | 743 | 9025.3013 | 6354.6551 | #N/A | #N/A | #N/A | #N/A | #N/A | 0
2338 | CLAY 110113442 | 163341101 | CLAY 1101 | 40749.3903 | 25.3259 | 272 | 28.1191 | 0.10338 | 744 | 9050.6272 | 6326.536 | #N/A | #N/A | #N/A | #N/A | #N/A | 0
1080 | PLACER 1103284874 | 152461103 | PLACER 1103 | 3450.771 | 2.1447 | 56 | 5.7804 | 0.10322 | 745 | 9052.7719 | 6320.7556 | #N/A | #N/A | #N/A | #N/A | #N/A | 0
2572 | VACA DIXON 11059792 | 63591105 | VACA DIXON 1105 | 1255.3676 | 0.78022 | 329 | 33.9591 | 0.10322 | 746 | 9053.5521 | 6286.7965 | #N/A | #N/A | #N/A | #N/A | #N/A | 0
10829 | MILPITAS 110962157 | 82831109 | MILPITAS 1109 | 72.1015 | 0.044811 | 3 | 0.30771 | 0.10257 | 747 | 9053.5969 | 6286.4888 | #N/A | #N/A | #N/A | #N/A | #N/A | 0
9526 | DOBBINS 110191464 | 153741101 | DOBBINS 1101 | 11314.1038 | 7.0318 | 81 | 8.2855 | 0.10229 | 748 | 9060.6286 | 6278.2032 | #N/A | #N/A | #N/A | #N/A | #N/A | 0
4686 | ELK CREEK 11012212 | 102781101 | ELK CREEK 1101 | 25107.5196 | 15.6044 | 136 | 13.9025 | 0.10222 | 749 | 9076.2331 | 6264.3007 | #N/A | #N/A | #N/A | #N/A | #N/A | 0
2703 | COTATI 110536536 | 42271105 | COTATI 1105 | 27701.0415 | 17.2163 | 206 | 21.0515 | 0.10219 | 750 | 9093.4494 | 6243.2492 | #N/A | #N/A | #N/A | #N/A | #N/A | 0
261 | CLARK ROAD 11022584 | 103091102 | CLARK ROAD 1102 | 14615.3184 | 9.0835 | 83 | 8.4581 | 0.1019 | 751 | 9102.5329 | 6234.7911 | #N/A | #N/A | #N/A | #N/A | #N/A | 0
6202 | COARSEGOLD 210490356 | 254432104 | COARSEGOLD 2104 | 7749.0513 | 4.8161 | 148 | 15.079 | 0.10189 | 752 | 9107.3489 | 6219.7121 | #N/A | #N/A | #N/A | #N/A | #N/A | 0
10164 | CALPELLA 1101345230 | 43411101 | CALPELLA 1101 | 1908.1944 | 1.186 | 22 | 2.2398 | 0.10181 | 753 | 9108.5349 | 6217.4723 | #N/A | #N/A | #N/A | #N/A | #N/A | 0
10372 | CLOVERDALE 11024646 | 42821102 | CLOVERDALE 1102 | 242.399 | 0.15065 | 8 | 0.81301 | 0.10163 | 754 | 9108.6855 | 6216.6593 | #N/A | #N/A | #N/A | #N/A | #N/A | 0
10615 | STAFFORD 1102CB | 43201102 | STAFFORD 1102 | 957.3027 | 0.59497 | 10 | 1.0116 | 0.10116 | 755 | 9109.2805 | 6215.6478 | #N/A | #N/A | #N/A | #N/A | #N/A | 0
10097 | GARBERVILLE 110256048 | 192221102 | GARBERVILLE 1102 | 8009.5026 | 4.9779 | 27 | 2.7275 | 0.10102 | 756 | 9114.2584 | 6212.9202 | #N/A | #N/A | #N/A | #N/A | #N/A | 0
2214 | MONTICELLO 11014360 | 43051101 | MONTICELLO 1101 | 12170.4858 | 7.564 | 76 | 7.6765 | 0.10101 | 757 | 9121.8224 | 6205.2438 | 6205.2438 | #N/A | #N/A | #N/A | #N/A | 1
2869 | NARROWS 21011202 | 153132101 | NARROWS 2101 | 73649.8789 | 45.7737 | 459 | 46.3007 | 0.10087 | 758 | 9167.5961 | 6158.9431 | #N/A | #N/A | #N/A | #N/A | #N/A | 0
2918 | JESSUP 110338864 | 103441103 | JESSUP 1103 | 2907.107 | 1.8068 | 94 | 9.4715 | 0.10076 | 759 | 9169.4029 | 6149.4716 | #N/A | #N/A | #N/A | #N/A | #N/A | 0
8434 | FORT ROSS 1121204 | 42851121 | FORT ROSS 1121 | 31553.8482 | 19.6108 | 107 | 10.7713 | 0.10067 | 760 | 9189.0138 | 6138.7003 | #N/A | #N/A | #N/A | #N/A | #N/A | 0
9462 | BEAR VALLEY 210110019 | 252192101 | BEAR VALLEY 2101 | 3187.4941 | 1.981 | 11 | 1.1057 | 0.10052 | 761 | 9190.9948 | 6137.5945 | #N/A | #N/A | #N/A | #N/A | #N/A | 0
3132 | MORGAN HILL 210542348 | 83242105 | MORGAN HILL 2105 | 2160.8096 | 1.343 | 53 | 5.3194 | 0.10037 | 762 | 9192.3378 | 6132.2751 | #N/A | #N/A | #N/A | #N/A | #N/A | 0
10415 | SAN LUIS OBISPO 1103934355 | 182631103 | SAN LUIS OBISPO 1103 | 915.6706 | 0.56909 | 12 | 1.2035 | 0.10029 | 763 | 9192.9068 | 6131.0716 | #N/A | #N/A | #N/A | #N/A | #N/A | 0
800 | NARROWS 210248484 | 153132102 | NARROWS 2102 | 67054.8672 | 41.6749 | 450 | 44.991 | 0.09998 | 764 | 9234.5817 | 6086.0806 | #N/A | #N/A | #N/A | #N/A | #N/A | 0
3794 | HIGGINS 11077559 | 152691107 | HIGGINS 1107 | 7193.5229 | 4.4708 | 52 | 5.1899 | 0.099807 | 765 | 9239.0525 | 6080.8907 | #N/A | #N/A | #N/A | #N/A | #N/A | 0
4136 | MONTICELLO 1101718 | 43051101 | MONTICELLO 1101 | 43463.4041 | 27.0127 | 247 | 24.6369 | 0.099744 | 766 | 9266.0652 | 6056.2538 | #N/A | #N/A | #N/A | #N/A | #N/A | 0
2696 | OLETA 110163500 | 163541101 | OLETA 1101 | 327.1501 | 0.20333 | 46 | 4.584 | 0.099652 | 767 | 9266.2685 | 6051.6698 | #N/A | #N/A | #N/A | #N/A | #N/A | 0
3595 | CEDAR CREEK 11011608 | 103321101 | CEDAR CREEK 1101 | 53827.5719 | 33.4541 | 252 | 25.1102 | 0.099644 | 768 | 9299.7226 | 6026.5596 | #N/A | #N/A | #N/A | #N/A | #N/A | 0
80 | WHEATLAND 1105248490 | 152811105 | WHEATLAND 1105 | 17726.6224 | 11.0172 | 228 | 22.7114 | 0.099611 | 769 | 9310.7397 | 6003.8482 | #N/A | #N/A | #N/A | #N/A | #N/A | 0
24 | FITCH MOUNTAIN 1113443164 | 42751113 | FITCH MOUNTAIN 1113 | 4499.5872 | 2.7965 | 111 | 11.0246 | 0.099321 | 770 | 9313.5363 | 5992.8236 | #N/A | #N/A | #N/A | #N/A | #N/A | 0
6194 | CLARK ROAD 110292622 | 103091102 | CLARK ROAD 1102 | 50311.0535 | 31.2685 | 257 | 25.314 | 0.098498 | 771 | 9344.8048 | 5967.5096 | 5967.5096 | #N/A | #N/A | #N/A | #N/A | 1
643 | PENRYN 1105154362 | 152561105 | PENRYN 1105 | 3480.2712 | 2.163 | 90 | 8.8574 | 0.098415 | 772 | 9346.9678 | 5958.6522 | #N/A | #N/A | #N/A | #N/A | #N/A | 0
10663 | SAN RAMON 2102CB | 14232102 | SAN RAMON 2102 | 2836.6716 | 1.763 | 16 | 1.5736 | 0.098349 | 773 | 9348.7308 | 5957.0787 | #N/A | #N/A | #N/A | #N/A | #N/A | 0
7571 | BROWNS VALLEY 110193870 | 152921101 | BROWNS VALLEY 1101 | 29826.9597 | 18.5376 | 342 | 33.6143 | 0.098287 | 774 | 9367.2684 | 5923.4643 | #N/A | #N/A | #N/A | #N/A | #N/A | 0
9322 | MONTICELLO 1101CB | 43051101 | MONTICELLO 1101 | 859.9008 | 0.53443 | 5 | 0.49137 | 0.098274 | 775 | 9367.8028 | 5922.973 | 5922.973 | #N/A | #N/A | #N/A | #N/A | 1
5943 | TEMPLETON 2113A10 | 183052113 | TEMPLETON 2113 | 49945.6996 | 31.0415 | 264 | 25.8725 | 0.098002 | 776 | 9398.8442 | 5897.1005 | #N/A | #N/A | #N/A | #N/A | #N/A | 0
5478 | PENRYN 11072706 | 152561107 | PENRYN 1107 | 9304.8867 | 5.783 | 190 | 18.5915 | 0.09785 | 777 | 9404.6273 | 5878.509 | #N/A | #N/A | #N/A | #N/A | #N/A | 0
3757 | WILLITS 1104934 | 42661104 | WILLITS 1104 | 49660.3767 | 30.8641 | 279 | 27.2301 | 0.097599 | 778 | 9435.4914 | 5851.2789 | #N/A | #N/A | #N/A | #N/A | #N/A | 0
7329 | CORRAL 110213498 | 162991102 | CORRAL 1102 | 1585.9579 | 0.98568 | 13 | 1.2619 | 0.097071 | 779 | 9436.4771 | 5850.017 | #N/A | #N/A | #N/A | #N/A | #N/A | 0
6184 | PEORIA 170190090 | 163781701 | PEORIA 1701 | 48332.111 | 30.0386 | 168 | 16.2826 | 0.09692 | 780 | 9466.5157 | 5833.7343 | #N/A | #N/A | #N/A | #N/A | #N/A | 0
1027 | OILFIELDS 110383158 | 182391103 | OILFIELDS 1103 | 28429.994 | 17.6694 | 132 | 12.7894 | 0.09689 | 781 | 9484.185 | 5820.9449 | #N/A | #N/A | #N/A | #N/A | #N/A | 0
3208 | WILLITS 11032500 | 42661103 | WILLITS 1103 | 48136.3959 | 29.917 | 143 | 13.8385 | 0.096773 | 782 | 9514.102 | 5807.1065 | #N/A | #N/A | #N/A | #N/A | #N/A | 0
9576 | LLAGAS 2104603392 | 83182104 | LLAGAS 2104 | 4685.9835 | 2.9124 | 17 | 1.6426 | 0.096621 | 783 | 9517.0144 | 5805.4639 | #N/A | #N/A | #N/A | #N/A | #N/A | 0
211 | APPLE HILL 110313312 | 153661103 | APPLE HILL 1103 | 21155.7388 | 13.1484 | 190 | 18.3453 | 0.096554 | 784 | 9530.1627 | 5787.1186 | #N/A | #N/A | #N/A | #N/A | #N/A | 0
1106 | BANGOR 11011958 | 103191101 | BANGOR 1101 | 54465.3426 | 33.8504 | 353 | 33.9382 | 0.096142 | 785 | 9564.0132 | 5753.1804 | #N/A | #N/A | #N/A | #N/A | #N/A | 0
5073 | LAYTONVILLE 1102CB | 42681102 | LAYTONVILLE 1102 | 19267.3702 | 11.9747 | 95 | 9.0993 | 0.095782 | 786 | 9575.9879 | 5744.0811 | #N/A | #N/A | #N/A | #N/A | #N/A | 0
7859 | MOUNTAIN QUARRIES 210135466 | 152282101 | MOUNTAIN QUARRIES 2101 | 11836.6618 | 7.3565 | 82 | 7.8361 | 0.095562 | 787 | 9583.3444 | 5736.245 | #N/A | #N/A | #N/A | #N/A | #N/A | 0
871 | PEORIA 17019811 | 163781701 | PEORIA 1701 | 5776.4657 | 3.5901 | 92 | 8.7707 | 0.095333 | 788 | 9586.9345 | 5727.4744 | #N/A | #N/A | #N/A | #N/A | #N/A | 0
669 | CABRILLO 1103CB | 183101103 | CABRILLO 1103 | 875.6492 | 0.54422 | 45 | 4.2824 | 0.095165 | 789 | 9587.4788 | 5723.1919 | #N/A | #N/A | #N/A | #N/A | #N/A | 0
3438 | CALISTOGA 1102CB | 42711102 | CALISTOGA 1102 | 517.8814 | 0.32187 | 37 | 3.5207 | 0.095153 | 790 | 9587.8006 | 5719.6713 | #N/A | #N/A | #N/A | #N/A | #N/A | 0
8923 | SUNOL 1101CB | 14241101 | SUNOL 1101 | 5281.0095 | 3.2822 | 53 | 5.0422 | 0.095135 | 791 | 9591.0828 | 5714.6291 | 5714.6291 | #N/A | #N/A | #N/A | #N/A | 1
5883 | SILVERADO 2104632 | 43432104 | SILVERADO 2104 | 29492.7895 | 18.3299 | 193 | 18.327 | 0.094959 | 792 | 9609.4127 | 5696.3021 | #N/A | 5696.3021 | #N/A | #N/A | #N/A | 2
5762 | CHALLENGE 11021064 | 103201102 | CHALLENGE 1102 | 31650.7422 | 19.6711 | 179 | 16.9879 | 0.094905 | 793 | 9629.0837 | 5679.3141 | #N/A | #N/A | #N/A | #N/A | #N/A | 0
847 | CURTIS 17026008 | 163351702 | CURTIS 1702 | 37504.3181 | 23.3091 | 236 | 22.3721 | 0.094797 | 794 | 9652.3928 | 5656.942 | #N/A | #N/A | #N/A | #N/A | #N/A | 0
7905 | CAYETANO 2109CB | 14422109 | CAYETANO 2109 | 2269.8172 | 1.4107 | 51 | 4.8334 | 0.094773 | 795 | 9653.8035 | 5652.1086 | #N/A | #N/A | #N/A | #N/A | #N/A | 0
6145 | OAKHURST 110210100 | 254421102 | OAKHURST 1102 | 16723.3035 | 10.3936 | 142 | 13.4521 | 0.094733 | 796 | 9664.1971 | 5638.6565 | #N/A | #N/A | #N/A | #N/A | #N/A | 0
6083 | MILPITAS 1109XR524 | 82831109 | MILPITAS 1109 | 17523.6666 | 10.891 | 59 | 5.5714 | 0.09443 | 797 | 9675.0882 | 5633.0852 | #N/A | #N/A | #N/A | #N/A | #N/A | 0
370 | UKIAH 1114CB | 42771114 | UKIAH 1114 | 1067.201 | 0.66327 | 93 | 8.7742 | 0.094346 | 798 | 9675.7514 | 5624.311 | #N/A | #N/A | #N/A | #N/A | #N/A | 0
7085 | MESA 1103854149 | 182821103 | MESA 1103 | 1563.4443 | 0.97169 | 12 | 1.132 | 0.094333 | 799 | 9676.7231 | 5623.179 | #N/A | #N/A | #N/A | #N/A | #N/A | 0
8026 | PEORIA 1704CB | 163781704 | PEORIA 1704 | 13470.2412 | 8.3718 | 64 | 6.0262 | 0.094159 | 800 | 9685.0949 | 5617.1528 | #N/A | #N/A | #N/A | #N/A | #N/A | 0
4910 | PUEBLO 2103373667 | 43292103 | PUEBLO 2103 | 5269.4021 | 3.275 | 45 | 4.2363 | 0.09414 | 801 | 9688.3699 | 5612.9165 | 5612.9165 | #N/A | #N/A | #N/A | #N/A | 1
3504 | MOLINO 1102396 | 42571102 | MOLINO 1102 | 25908.1895 | 16.102 | 182 | 17.099 | 0.093951 | 802 | 9704.4719 | 5595.8175 | #N/A | #N/A | #N/A | #N/A | #N/A | 0
8266 | LAS POSITAS 2108MR182 | 14402108 | LAS POSITAS 2108 | 10768.7759 | 6.6928 | 56 | 5.2596 | 0.093921 | 803 | 9711.1648 | 5590.5579 | 5590.5579 | #N/A | #N/A | #N/A | #N/A | 1
6506 | CALAVERAS CEMENT 11014786 | 162211101 | CALAVERAS CEMENT 1101 | 28973.985 | 18.0074 | 173 | 16.224 | 0.09378 | 804 | 9729.1722 | 5574.3339 | #N/A | #N/A | #N/A | #N/A | #N/A | 0
1161 | WYANDOTTE 110777578 | 102911107 | WYANDOTTE 1107 | 34427.9014 | 21.3971 | 389 | 36.2858 | 0.09328 | 805 | 9750.5693 | 5538.0481 | #N/A | #N/A | #N/A | #N/A | #N/A | 0
5393 | GARBERVILLE 11024744 | 192221102 | GARBERVILLE 1102 | 27938.0536 | 17.3636 | 161 | 15.0101 | 0.093231 | 806 | 9767.9329 | 5523.038 | #N/A | #N/A | #N/A | #N/A | #N/A | 0
5755 | PENRYN 11072704 | 152561107 | PENRYN 1107 | 2300.3426 | 1.4297 | 76 | 7.0698 | 0.093023 | 807 | 9769.3626 | 5515.9682 | #N/A | #N/A | #N/A | #N/A | #N/A | 0
8038 | WILLITS 1103826 | 42661103 | WILLITS 1103 | 12455.7726 | 7.7413 | 89 | 8.2683 | 0.092902 | 808 | 9777.1039 | 5507.6999 | #N/A | #N/A | #N/A | #N/A | #N/A | 0
5718 | PETALUMA C 1108233646 | 42631108 | PETALUMA C 1108 | 15102.5612 | 9.3863 | 127 | 11.7669 | 0.092653 | 809 | 9786.4902 | 5495.933 | #N/A | #N/A | #N/A | #N/A | #N/A | 0
7314 | CLARKSVILLE 210575884 | 153612105 | CLARKSVILLE 2105 | 17165.4943 | 10.6684 | 94 | 8.7025 | 0.09258 | 810 | 9797.1586 | 5487.2305 | #N/A | #N/A | #N/A | #N/A | #N/A | 0
837 | DIAMOND SPRINGS 11071402 | 152261107 | DIAMOND SPRINGS 1107 | 71104.0432 | 44.1915 | 541 | 49.924 | 0.092281 | 811 | 9841.3501 | 5437.3065 | #N/A | #N/A | #N/A | #N/A | #N/A | 0
1640 | JESSUP 1101CB | 103441101 | JESSUP 1101 | 2462.2686 | 1.5303 | 66 | 6.0835 | 0.092174 | 812 | 9842.8804 | 5431.223 | #N/A | #N/A | #N/A | #N/A | #N/A | 0
2558 | PENRYN 1103660 | 152561103 | PENRYN 1103 | 16353.7146 | 10.1639 | 233 | 21.4747 | 0.092166 | 813 | 9853.0443 | 5409.7483 | #N/A | #N/A | #N/A | #N/A | #N/A | 0
9244 | KERN OIL 110646960 | 252721106 | KERN OIL 1106 | 1465.0556 | 0.91054 | 14 | 1.29 | 0.092145 | 814 | 9853.9548 | 5408.4583 | #N/A | #N/A | #N/A | #N/A | #N/A | 0
4181 | MONTICELLO 1101666 | 43051101 | MONTICELLO 1101 | 19462.335 | 12.0959 | 90 | 8.2843 | 0.092048 | 815 | 9866.0507 | 5400.174 | #N/A | #N/A | #N/A | #N/A | #N/A | 0
8910 | BRIDGEVILLE 110255612 | 192461102 | BRIDGEVILLE 1102 | 35781.5314 | 22.2384 | 93 | 8.4532 | 0.090894 | 816 | 9888.2891 | 5391.7208 | #N/A | #N/A | #N/A | #N/A | #N/A | 0
3415 | PARADISE 1104409622 | 102831104 | PARADISE 1104 | 20534.7896 | 12.7625 | 156 | 14.1696 | 0.090831 | 817 | 9901.0516 | 5377.5512 | #N/A | #N/A | #N/A | #N/A | #N/A | 0
4056 | CALAVERAS CEMENT 110113424 | 162211101 | CALAVERAS CEMENT 1101 | 2404.2277 | 1.4942 | 43 | 3.9007 | 0.090714 | 818 | 9902.5458 | 5373.6504 | #N/A | #N/A | #N/A | #N/A | #N/A | 0
345 | COTTONWOOD 1101384360 | 102931101 | COTTONWOOD 1101 | 7892.4211 | 4.9052 | 70 | 6.3298 | 0.090426 | 819 | 9907.451 | 5367.3206 | #N/A | 5367.3206 | #N/A | #N/A | #N/A | 2
287 | WHITMORE 11011598 | 103601101 | WHITMORE 1101 | 53928.0023 | 33.5165 | 251 | 22.6955 | 0.09042 | 820 | 9940.9674 | 5344.6251 | #N/A | #N/A | #N/A | #N/A | #N/A | 0
8279 | LOW GAP 110186816 | 192411101 | LOW GAP 1101 | 7103.5026 | 4.4149 | 51 | 4.6062 | 0.090319 | 821 | 9945.3823 | 5340.0189 | #N/A | #N/A | #N/A | #N/A | #N/A | 0
7426 | SANTA MARIA 1108M18 | 182671108 | SANTA MARIA 1108 | 24562.1098 | 15.2655 | 81 | 7.2922 | 0.090027 | 822 | 9960.6477 | 5332.7267 | #N/A | #N/A | #N/A | #N/A | #N/A | 0
7586 | KONOCTI 1102948 | 43311102 | KONOCTI 1102 | 10159.6075 | 6.3142 | 73 | 6.5542 | 0.089784 | 823 | 9966.962 | 5326.1725 | #N/A | #N/A | #N/A | #N/A | #N/A | 0
8787 | GIRVAN 1102212096 | 103401102 | GIRVAN 1102 | 4124.0159 | 2.5631 | 42 | 3.7688 | 0.089733 | 824 | 9969.5251 | 5322.4037 | #N/A | 5322.4037 | #N/A | #N/A | #N/A | 2
10586 | LOS MOLINOS 1101297862 | 103481101 | LOS MOLINOS 1101 | 503.2242 | 0.31276 | 4 | 0.35827 | 0.089567 | 825 | 9969.8378 | 5322.0455 | #N/A | #N/A | #N/A | #N/A | #N/A | 0
6573 | SISQUOC 1103858898 | 182811103 | SISQUOC 1103 | 31551.7735 | 19.6096 | 152 | 13.6052 | 0.089508 | 826 | 9989.4474 | 5308.4403 | #N/A | #N/A | #N/A | #N/A | #N/A | 0
10830 | PETALUMA C 1109373772 | 42631109 | PETALUMA C 1109 | 28.6691 | 0.017818 | 2 | 0.17883 | 0.089417 | 827 | 9989.4652 | 5308.2615 | #N/A | #N/A | #N/A | #N/A | #N/A | 0
817 | CLOVERDALE 1102570 | 42821102 | CLOVERDALE 1102 | 28557.0384 | 17.7483 | 199 | 17.7691 | 0.089292 | 828 | 10007.2135 | 5290.4923 | #N/A | #N/A | #N/A | #N/A | #N/A | 0
5781 | SAN JOAQUIN #3 11035100 | 252531103 | SAN JOAQUIN #3 1103 | 34326.3844 | 21.334 | 204 | 18.2004 | 0.089218 | 829 | 10028.5475 | 5272.2919 | #N/A | #N/A | #N/A | #N/A | #N/A | 0
6729 | SAN LUIS OBISPO 110788962 | 182631107 | SAN LUIS OBISPO 1107 | 3996.9259 | 2.4841 | 45 | 4.0128 | 0.089174 | 830 | 10031.0316 | 5268.2791 | #N/A | #N/A | #N/A | #N/A | #N/A | 0
5238 | DIAMOND SPRINGS 110656026 | 152261106 | DIAMOND SPRINGS 1106 | 24339.1905 | 15.1269 | 158 | 14.0716 | 0.089061 | 831 | 10046.1585 | 5254.2074 | #N/A | #N/A | #N/A | #N/A | #N/A | 0
4137 | UKIAH 1114528 | 42771114 | UKIAH 1114 | 6048.4547 | 3.7591 | 110 | 9.7966 | 0.08906 | 832 | 10049.9177 | 5244.4108 | #N/A | #N/A | #N/A | #N/A | #N/A | 0
2145 | CALISTOGA 1101736 | 42711101 | CALISTOGA 1101 | 55772.0682 | 34.6626 | 350 | 31.0945 | 0.088841 | 833 | 10084.5802 | 5213.3163 | #N/A | #N/A | #N/A | #N/A | #N/A | 0
8817 | WYANDOTTE 1105CB | 102911105 | WYANDOTTE 1105 | 18499.2196 | 11.4973 | 14 | 1.2395 | 0.088539 | 834 | 10096.0776 | 5212.0768 | #N/A | #N/A | #N/A | 5212.0768 | #N/A | 4
3899 | PEORIA 170510580 | 163781705 | PEORIA 1705 | 12416.9837 | 7.7172 | 129 | 11.415 | 0.088489 | 835 | 10103.7948 | 5200.6617 | #N/A | #N/A | #N/A | #N/A | #N/A | 0
5666 | WOODSIDE 110147872 | 24251101 | WOODSIDE 1101 | 6709.5897 | 4.17 | 52 | 4.5979 | 0.088422 | 836 | 10107.9648 | 5196.0638 | #N/A | #N/A | #N/A | #N/A | #N/A | 0
7241 | ATASCADERO 1103A14 | 182541103 | ATASCADERO 1103 | 40416.4237 | 25.119 | 152 | 13.4395 | 0.088418 | 837 | 10133.0838 | 5182.6243 | #N/A | #N/A | #N/A | #N/A | #N/A | 0
878 | FROGTOWN 170275252 | 163451702 | FROGTOWN 1702 | 93174.0996 | 57.9081 | 401 | 35.3494 | 0.088153 | 838 | 10190.9919 | 5147.2749 | #N/A | #N/A | #N/A | #N/A | #N/A | 0
4836 | GRASS VALLEY 11031700 | 152031103 | GRASS VALLEY 1103 | 34930.2373 | 21.7093 | 255 | 22.4191 | 0.087918 | 839 | 10212.7011 | 5124.8558 | #N/A | #N/A | #N/A | #N/A | #N/A | 0
7987 | BELL 1108339792 | 152701108 | BELL 1108 | 4221.2236 | 2.6235 | 43 | 3.7723 | 0.087729 | 840 | 10215.3246 | 5121.0835 | #N/A | #N/A | #N/A | #N/A | #N/A | 0
8725 | LLAGAS 2101984552 | 83182101 | LLAGAS 2101 | 7304.6852 | 4.5399 | 53 | 4.6381 | 0.087511 | 841 | 10219.8645 | 5116.4454 | #N/A | #N/A | #N/A | #N/A | #N/A | 0
4715 | GIRVAN 110280726 | 103401102 | GIRVAN 1102 | 12661.4918 | 7.8692 | 217 | 18.9591 | 0.087369 | 842 | 10227.7337 | 5097.4863 | #N/A | 5097.4863 | #N/A | #N/A | #N/A | 2
5678 | SAN LUIS OBISPO 1102348318 | 182631102 | SAN LUIS OBISPO 1102 | 597.0392 | 0.37106 | 6 | 0.52408 | 0.087346 | 843 | 10228.1048 | 5096.9622 | #N/A | #N/A | #N/A | #N/A | #N/A | 0
8497 | BEAR VALLEY 210576694 | 252192105 | BEAR VALLEY 2105 | 7317.351 | 4.5478 | 37 | 3.2299 | 0.087295 | 844 | 10232.6525 | 5093.7323 | #N/A | #N/A | #N/A | #N/A | #N/A | 0
4933 | RACETRACK 17039190 | 163761703 | RACETRACK 1703 | 14438.9195 | 8.9738 | 104 | 9.06 | 0.087115 | 845 | 10241.6264 | 5084.6723 | #N/A | #N/A | #N/A | #N/A | #N/A | 0
10437 | RIO DELL 110275970 | 192251102 | RIO DELL 1102 | 11378.8384 | 7.072 | 33 | 2.869 | 0.08694 | 846 | 10248.6984 | 5081.8033 | #N/A | #N/A | #N/A | #N/A | #N/A | 0
3279 | OAKHURST 1101CB | 254421101 | OAKHURST 1101 | 3724.6766 | 2.3149 | 47 | 4.0694 | 0.086583 | 847 | 10251.0133 | 5077.7339 | 5077.7339 | #N/A | #N/A | #N/A | #N/A | 1
6810 | KESWICK 11011590 | 103451101 | KESWICK 1101 | 10388.8945 | 6.4567 | 63 | 5.4516 | 0.086534 | 848 | 10257.47 | 5072.2823 | #N/A | #N/A | #N/A | #N/A | #N/A | 0
2304 | SAN JOAQUIN #3 1103CB | 252531103 | SAN JOAQUIN #3 1103 | 45670.4217 | 28.3844 | 294 | 25.3881 | 0.086354 | 849 | 10285.8544 | 5046.8942 | 5046.8942 | #N/A | #N/A | #N/A | #N/A | 1
7373 | TIVY VALLEY 11077380 | 252941107 | TIVY VALLEY 1107 | 20845.5533 | 12.9556 | 240 | 20.6923 | 0.086218 | 850 | 10298.81 | 5026.2019 | #N/A | #N/A | #N/A | #N/A | #N/A | 0
1492 | STILLWATER 110148950 | 103561101 | STILLWATER 1101 | 20081.7793 | 12.4809 | 145 | 12.467 | 0.085979 | 851 | 10311.2909 | 5013.735 | #N/A | #N/A | #N/A | #N/A | #N/A | 0
3172 | RED BLUFF 1105161818 | 103541105 | RED BLUFF 1105 | 212.3638 | 0.13198 | 59 | 5.0669 | 0.08588 | 852 | 10311.4229 | 5008.668 | #N/A | #N/A | #N/A | #N/A | #N/A | 0
5834 | SANTA YNEZ 1102320270 | 182721102 | SANTA YNEZ 1102 | 13648.6049 | 8.4827 | 137 | 11.7464 | 0.08574 | 853 | 10319.9055 | 4996.9216 | #N/A | #N/A | #N/A | #N/A | #N/A | 0
742 | MORGAN HILL 2105XR176 | 83242105 | MORGAN HILL 2105 | 36252.5852 | 22.5311 | 309 | 26.478 | 0.085689 | 854 | 10342.4366 | 4970.4437 | #N/A | #N/A | #N/A | #N/A | #N/A | 0
8450 | MARTELL 1102CB | 163011102 | MARTELL 1102 | 9142.0744 | 5.6818 | 69 | 5.9113 | 0.08567 | 855 | 10348.1185 | 4964.5324 | #N/A | #N/A | #N/A | #N/A | #N/A | 0
3883 | COTATI 1102167726 | 42271102 | COTATI 1102 | 6114.3744 | 3.8001 | 50 | 4.272 | 0.08544 | 856 | 10351.9186 | 4960.2605 | #N/A | #N/A | #N/A | #N/A | #N/A | 0
10186 | CLAYTON 22159765 | 12022215 | CLAYTON 2215 | 425.4979 | 0.26445 | 16 | 1.3663 | 0.085394 | 857 | 10352.183 | 4958.8941 | #N/A | #N/A | #N/A | #N/A | #N/A | 0
5425 | CORNING 110187304 | 103331101 | CORNING 1101 | 4634.8119 | 2.8806 | 100 | 8.5339 | 0.085339 | 858 | 10355.0636 | 4950.3602 | #N/A | #N/A | #N/A | #N/A | #N/A | 0
4113 | PHILO 1101CB | 42601101 | PHILO 1101 | 51306.3985 | 31.8871 | 469 | 39.9976 | 0.085283 | 859 | 10386.9507 | 4910.3627 | #N/A | #N/A | #N/A | #N/A | #N/A | 0
10106 | GEYSERVILLE 1102537096 | 42891102 | GEYSERVILLE 1102 | 775.9765 | 0.48227 | 6 | 0.51137 | 0.085228 | 860 | 10387.433 | 4909.8513 | #N/A | #N/A | #N/A | #N/A | #N/A | 0
9409 | CLAY 1102CB | 163341102 | CLAY 1102 | 1492.4904 | 0.92759 | 19 | 1.6191 | 0.085217 | 861 | 10388.3606 | 4908.2322 | #N/A | #N/A | #N/A | #N/A | #N/A | 0
6247 | ELK CREEK 11012004 | 102781101 | ELK CREEK 1101 | 40225.06 | 25 | 174 | 14.8204 | 0.085175 | 862 | 10413.3606 | 4893.4117 | 4893.4117 | #N/A | #N/A | #N/A | #N/A | 1
2719 | SAN LUIS OBISPO 1104V10 | 182631104 | SAN LUIS OBISPO 1104 | 3504.8307 | 2.1783 | 54 | 4.5956 | 0.085103 | 863 | 10415.5389 | 4888.8162 | #N/A | #N/A | #N/A | #N/A | #N/A | 0
541 | TEMPLETON 2113R82 | 183052113 | TEMPLETON 2113 | 61789.4025 | 38.4024 | 563 | 47.806 | 0.084913 | 864 | 10453.9413 | 4841.0101 | #N/A | #N/A | #N/A | #N/A | #N/A | 0
7060 | BIG BEND 1102CB | 103751102 | BIG BEND 1102 | 27411.8293 | 17.0366 | 139 | 11.7994 | 0.084888 | 865 | 10470.9778 | 4829.2107 | #N/A | #N/A | #N/A | 4829.2107 | #N/A | 4
7634 | IONE 1101L3141 | 163881101 | IONE 1101 | 22255.8256 | 13.8321 | 97 | 8.2002 | 0.084539 | 866 | 10484.8099 | 4821.0105 | #N/A | #N/A | #N/A | #N/A | #N/A | 0
1449 | FORT SEWARD 1122CB | 192321122 | FORT SEWARD 1122 | 28413.1031 | 17.6589 | 111 | 9.3748 | 0.084457 | 867 | 10502.4688 | 4811.6357 | 4811.6357 | #N/A | #N/A | #N/A | #N/A | 1
3137 | MOLINO 1102104 | 42571102 | MOLINO 1102 | 34991.65 | 21.7475 | 235 | 19.818 | 0.084332 | 868 | 10524.2162 | 4791.8177 | #N/A | #N/A | #N/A | #N/A | #N/A | 0
4967 | NARROWS 21052748 | 153132105 | NARROWS 2105 | 20831.4864 | 12.9469 | 245 | 20.6156 | 0.084145 | 869 | 10537.1631 | 4771.2021 | #N/A | #N/A | #N/A | #N/A | #N/A | 0
9631 | EDENVALE 2107739448 | 82952107 | EDENVALE 2107 | 2860.1443 | 1.7776 | 12 | 1.0093 | 0.084104 | 870 | 10538.9407 | 4770.1929 | #N/A | #N/A | #N/A | #N/A | #N/A | 0
5449 | PENRYN 110351658 | 152561103 | PENRYN 1103 | 13140.1209 | 8.1666 | 108 | 9.0722 | 0.084002 | 871 | 10547.1073 | 4761.1207 | #N/A | #N/A | #N/A | #N/A | #N/A | 0
9940 | MILPITAS 110598568 | 82831105 | MILPITAS 1105 | 168.1421 | 0.1045 | 7 | 0.58797 | 0.083995 | 872 | 10547.2118 | 4760.5327 | #N/A | #N/A | #N/A | #N/A | #N/A | 0
4281 | PUEBLO 1105637242 | 43291105 | PUEBLO 1105 | 27085.716 | 16.8339 | 193 | 16.1913 | 0.083893 | 873 | 10564.0457 | 4744.3414 | #N/A | #N/A | #N/A | #N/A | #N/A | 0
9696 | LAS GALLINAS A 1104507389 | 42991104 | LAS GALLINAS A 1104 | 212.3341 | 0.13197 | 4 | 0.33537 | 0.083842 | 874 | 10564.1776 | 4744.0061 | #N/A | #N/A | #N/A | #N/A | #N/A | 0
3446 | ELK CREEK 11012228 | 102781101 | ELK CREEK 1101 | 5410.2105 | 3.3625 | 80 | 6.6364 | 0.082955 | 875 | 10567.5401 | 4737.3697 | #N/A | #N/A | #N/A | #N/A | #N/A | 0
2644 | WILLITS 110391948 | 42661103 | WILLITS 1103 | 11942.5868 | 7.4224 | 69 | 5.7219 | 0.082927 | 876 | 10574.9625 | 4731.6477 | #N/A | #N/A | #N/A | #N/A | #N/A | 0
2263 | SWIFT 2110XR366 | 83392110 | SWIFT 2110 | 13567.8022 | 8.4324 | 129 | 10.6874 | 0.082848 | 877 | 10583.3949 | 4720.9604 | #N/A | #N/A | #N/A | #N/A | #N/A | 0
9623 | SANTA YNEZ 1104685160 | 182721104 | SANTA YNEZ 1104 | 943.7591 | 0.58655 | 17 | 1.407 | 0.082766 | 878 | 10583.9815 | 4719.5534 | #N/A | #N/A | #N/A | #N/A | #N/A | 0
7942 | FULTON 11024994 | 42561102 | FULTON 1102 | 2185.8295 | 1.3585 | 45 | 3.7244 | 0.082765 | 879 | 10585.34 | 4715.8289 | #N/A | #N/A | #N/A | #N/A | #N/A | 0
4041 | FROGTOWN 1702737236 | 163451702 | FROGTOWN 1702 | 14101.6239 | 8.7642 | 88 | 7.2534 | 0.082425 | 880 | 10594.1042 | 4708.5755 | #N/A | #N/A | #N/A | #N/A | #N/A | 0
4759 | COTATI 110379140 | 42271103 | COTATI 1103 | 15742.3512 | 9.7839 | 154 | 12.6845 | 0.082367 | 881 | 10603.8881 | 4695.891 | #N/A | #N/A | #N/A | #N/A | #N/A | 0
1164 | BEAR VALLEY 2105454432 | 252192105 | BEAR VALLEY 2105 | 23226.2401 | 14.4352 | 112 | 9.221 | 0.08233 | 882 | 10618.3233 | 4686.67 | #N/A | #N/A | #N/A | #N/A | #N/A | 0
4634 | SHINGLE SPRINGS 211051790 | 153652110 | SHINGLE SPRINGS 2110 | 12725.5168 | 7.909 | 106 | 8.7163 | 0.082229 | 883 | 10626.2323 | 4677.9538 | #N/A | #N/A | #N/A | #N/A | #N/A | 0
4491 | CALPELLA 1102144510 | 43411102 | CALPELLA 1102 | 5010.1846 | 3.1138 | 41 | 3.3694 | 0.08218 | 884 | 10629.3461 | 4674.5844 | #N/A | #N/A | #N/A | #N/A | #N/A | 0
3945 | DOBBINS 11015202 | 153741101 | DOBBINS 1101 | 26267.8985 | 16.3256 | 162 | 13.3091 | 0.082155 | 885 | 10645.6717 | 4661.2753 | #N/A | #N/A | #N/A | #N/A | #N/A | 0
5174 | CALAVERAS CEMENT 110111236 | 162211101 | CALAVERAS CEMENT 1101 | 31777.9091 | 19.7501 | 143 | 11.7029 | 0.081838 | 886 | 10665.4218 | 4649.5724 | #N/A | #N/A | #N/A | #N/A | #N/A | 0
4695 | SILVERADO 21043485 | 43432104 | SILVERADO 2104 | 2803.9876 | 1.7427 | 23 | 1.8802 | 0.081749 | 887 | 10667.1645 | 4647.6922 | #N/A | #N/A | #N/A | #N/A | #N/A | 0
5312 | PETALUMA C 1108632 | 42631108 | PETALUMA C 1108 | 23697.8024 | 14.7283 | 81 | 6.6063 | 0.081559 | 888 | 10681.8928 | 4641.0858 | #N/A | #N/A | #N/A | #N/A | #N/A | 0
8333 | BEAR VALLEY 21054609 | 252192105 | BEAR VALLEY 2105 | 7321.9227 | 4.5506 | 41 | 3.3366 | 0.081381 | 889 | 10686.4434 | 4637.7492 | #N/A | #N/A | #N/A | #N/A | #N/A | 0
7354 | JOLON 11027004 | 182981102 | JOLON 1102 | 12745.3246 | 7.9213 | 128 | 10.3759 | 0.081062 | 890 | 10694.3647 | 4627.3733 | #N/A | #N/A | #N/A | #N/A | #N/A | 0
4785 | MORGAN HILL 2111XR398 | 83242111 | MORGAN HILL 2111 | 60665.5292 | 37.7039 | 341 | 27.5412 | 0.080766 | 891 | 10732.0686 | 4599.8321 | #N/A | #N/A | #N/A | #N/A | #N/A | 0
9589 | CLAY 11031821 | 163341103 | CLAY 1103 | 5767.6056 | 3.5846 | 33 | 2.6559 | 0.080483 | 892 | 10735.6531 | 4597.1762 | #N/A | #N/A | #N/A | #N/A | #N/A | 0
1075 | LINCOLN 110195756 | 153701101 | LINCOLN 1101 | 11950.3804 | 7.4272 | 200 | 16.0759 | 0.080379 | 893 | 10743.0804 | 4581.1003 | #N/A | #N/A | #N/A | #N/A | #N/A | 0
3754 | PALMER 1101M82 | 183031101 | PALMER 1101 | 17447.2632 | 10.8435 | 149 | 11.9687 | 0.080327 | 894 | 10753.9239 | 4569.1316 | #N/A | #N/A | #N/A | #N/A | #N/A | 0
5126 | CRESCENT MILLS 21012056 | 103132101 | CRESCENT MILLS 2101 | 8069.9513 | 5.0155 | 70 | 5.6215 | 0.080308 | 895 | 10758.9394 | 4563.51 | #N/A | #N/A | #N/A | #N/A | #N/A | 0
7701 | SILVERADO 2102808 | 43432102 | SILVERADO 2102 | 4081.7731 | 2.5368 | 39 | 3.1317 | 0.0803 | 896 | 10761.4762 | 4560.3783 | #N/A | #N/A | #N/A | #N/A | #N/A | 0
1034 | HOOPA 11013290 | 192401101 | HOOPA 1101 | 21820.8937 | 13.5618 | 135 | 10.8379 | 0.080281 | 897 | 10775.038 | 4549.5404 | #N/A | #N/A | #N/A | #N/A | #N/A | 0
7166 | GANSNER 1101372132 | 103021101 | GANSNER 1101 | 673.2222 | 0.41841 | 13 | 1.0433 | 0.08025 | 898 | 10775.4564 | 4548.4971 | 4548.4971 | #N/A | #N/A | #N/A | #N/A | 1
9769 | UKIAH 1111807988 | 42771111 | UKIAH 1111 | 6706.2477 | 4.168 | 15 | 1.2003 | 0.080023 | 899 | 10779.6244 | 4547.2968 | #N/A | #N/A | #N/A | #N/A | #N/A | 0
6682 | OILFIELDS 1103643162 | 182391103 | OILFIELDS 1103 | 5532.3244 | 3.4384 | 41 | 3.2776 | 0.079941 | 900 | 10783.0628 | 4544.0192 | #N/A | #N/A | #N/A | #N/A | #N/A | 0
10896 | CMC 1102CB | 183111102 | CMC 1102 | 581.8342 | 0.36161 | 5 | 0.39953 | 0.079905 | 901 | 10783.4244 | 4543.6197 | #N/A | #N/A | #N/A | #N/A | #N/A | 0
2989 | KONOCTI 11024300 | 43311102 | KONOCTI 1102 | 43384.1036 | 26.9634 | 268 | 21.3893 | 0.079811 | 902 | 10810.3878 | 4522.2304 | #N/A | #N/A | #N/A | #N/A | #N/A | 0
10408 | POSO MOUNTAIN 21011703 | 253642101 | POSO MOUNTAIN 2101 | 1455.5285 | 0.90462 | 7 | 0.55668 | 0.079525 | 903 | 10811.2924 | 4521.6737 | #N/A | #N/A | #N/A | #N/A | #N/A | 0
6364 | PLACERVILLE 2106935216 | 153082106 | PLACERVILLE 2106 | 33848.7529 | 21.0371 | 204 | 16.2127 | 0.079474 | 904 | 10832.3295 | 4505.461 | #N/A | #N/A | #N/A | #N/A | #N/A | 0
4098 | WYANDOTTE 11071510 | 102911107 | WYANDOTTE 1107 | 41028.1557 | 25.4992 | 243 | 19.297 | 0.079411 | 905 | 10857.8287 | 4486.164 | 4486.164 | #N/A | #N/A | #N/A | #N/A | 1
7076 | CLARKSVILLE 210419632 | 153612104 | CLARKSVILLE 2104 | 8997.9268 | 5.5922 | 110 | 8.7285 | 0.07935 | 906 | 10863.4209 | 4477.4355 | #N/A | #N/A | #N/A | #N/A | #N/A | 0
1230 | TEMPLETON 2113A08 | 183052113 | TEMPLETON 2113 | 16842.5186 | 10.4677 | 257 | 20.3891 | 0.079335 | 907 | 10873.8886 | 4457.0464 | #N/A | #N/A | #N/A | #N/A | #N/A | 0
5155 | FOOTHILL 1101CB | 182951101 | FOOTHILL 1101 | 21554.4713 | 13.3962 | 149 | 11.8181 | 0.079316 | 908 | 10887.2848 | 4445.2283 | #N/A | #N/A | #N/A | #N/A | #N/A | 0
2049 | FRUITLAND 1141CB | 192311141 | FRUITLAND 1141 | 5135.5453 | 3.1918 | 17 | 1.3481 | 0.079299 | 909 | 10890.4766 | 4443.8802 | #N/A | #N/A | #N/A | #N/A | #N/A | 0
4771 | OCEANO 1104Q12 | 182601104 | OCEANO 1104 | 18203.0478 | 11.3133 | 142 | 11.2544 | 0.079257 | 910 | 10901.7898 | 4432.6258 | #N/A | #N/A | #N/A | #N/A | #N/A | 0
10844 | SPRING GAP 1702188426 | 162831702 | SPRING GAP 1702 | 4.572 | 0.0028415 | 1 | 0.078773 | 0.078773 | 911 | 10901.7927 | 4432.547 | #N/A | #N/A | #N/A | #N/A | #N/A | 0
1175 | HIGGINS 11044281 | 152691104 | HIGGINS 1104 | 21439.832 | 13.3249 | 138 | 10.8532 | 0.078646 | 912 | 10915.1176 | 4421.6938 | #N/A | #N/A | #N/A | #N/A | #N/A | 0
9778 | HIGGINS 11097863 | 152691109 | HIGGINS 1109 | 6797.0988 | 4.2244 | 42 | 3.3019 | 0.078616 | 913 | 10919.342 | 4418.3919 | #N/A | #N/A | #N/A | #N/A | #N/A | 0
6230 | MONTICELLO 110193384 | 43051101 | MONTICELLO 1101 | 25967.2197 | 16.1387 | 101 | 7.9369 | 0.078583 | 914 | 10935.4808 | 4410.455 | #N/A | #N/A | #N/A | #N/A | #N/A | 0
9152 | MIDDLETOWN 11011314 | 43141101 | MIDDLETOWN 1101 | 1489.219 | 0.92556 | 13 | 1.0171 | 0.078235 | 915 | 10936.4063 | 4409.438 | #N/A | #N/A | #N/A | #N/A | #N/A | 0
10292 | BIG MEADOWS 21012248 | 102812101 | BIG MEADOWS 2101 | 14727.9744 | 9.1535 | 28 | 2.18 | 0.077859 | 916 | 10945.5598 | 4407.2579 | #N/A | #N/A | #N/A | #N/A | #N/A | 0
3275 | OCEANO 1104Q10 | 182601104 | OCEANO 1104 | 38031.0006 | 23.6364 | 289 | 22.4946 | 0.077836 | 917 | 10969.1963 | 4384.7634 | #N/A | #N/A | #N/A | #N/A | #N/A | 0
5179 | HARTLEY 1102CB | 43211102 | HARTLEY 1102 | 5515.7018 | 3.428 | 135 | 10.5 | 0.077778 | 918 | 10972.6243 | 4374.2633 | #N/A | #N/A | #N/A | #N/A | #N/A | 0
8256 | MORGAN HILL 2105XR268 | 83242105 | MORGAN HILL 2105 | 12802.5937 | 7.9569 | 61 | 4.7333 | 0.077596 | 919 | 10980.5811 | 4369.53 | #N/A | #N/A | #N/A | #N/A | #N/A | 0
1037 | MIDDLETOWN 11021312 | 43141102 | MIDDLETOWN 1102 | 15822.8795 | 9.834 | 120 | 9.3092 | 0.077577 | 920 | 10990.4151 | 4360.2207 | #N/A | #N/A | #N/A | #N/A | #N/A | 0
3607 | OCEANO 1104V38 | 182601104 | OCEANO 1104 | 19405.5321 | 12.0606 | 212 | 16.4392 | 0.077544 | 921 | 11002.4757 | 4343.7815 | #N/A | #N/A | #N/A | #N/A | #N/A | 0
9877 | CLOVERDALE 1102307342 | 42821102 | CLOVERDALE 1102 | 354.0238 | 0.22003 | 6 | 0.46449 | 0.077416 | 922 | 11002.6958 | 4343.317 | #N/A | #N/A | #N/A | #N/A | #N/A | 0
3974 | FITCH MOUNTAIN 111324550 | 42751113 | FITCH MOUNTAIN 1113 | 17797.4846 | 11.0612 | 203 | 15.6996 | 0.077338 | 923 | 11013.757 | 4327.6174 | #N/A | #N/A | #N/A | #N/A | #N/A | 0
962 | MIDDLETOWN 1102514 | 43141102 | MIDDLETOWN 1102 | 5391.2208 | 3.3507 | 71 | 5.4884 | 0.077302 | 924 | 11017.1076 | 4322.129 | #N/A | #N/A | #N/A | #N/A | #N/A | 0
10365 | CURTIS 170349746 | 163351703 | CURTIS 1703 | 601.9007 | 0.37408 | 3 | 0.23152 | 0.077172 | 925 | 11017.4817 | 4321.8974 | #N/A | #N/A | #N/A | #N/A | #N/A | 0
3098 | PETALUMA C 1108630 | 42631108 | PETALUMA C 1108 | 2654.0652 | 1.6495 | 55 | 4.2442 | 0.077168 | 926 | 11019.1312 | 4317.6532 | #N/A | #N/A | #N/A | #N/A | #N/A | 0
6234 | SAN JUSTO 1101201311 | 183181101 | SAN JUSTO 1101 | 12645.7551 | 7.8594 | 108 | 8.3218 | 0.077053 | 927 | 11026.9906 | 4309.3315 | #N/A | #N/A | #N/A | #N/A | #N/A | 0
6221 | GARBERVILLE 110135706 | 192221101 | GARBERVILLE 1101 | 16269.027 | 10.1113 | 97 | 7.4591 | 0.076898 | 928 | 11037.1019 | 4301.8723 | #N/A | #N/A | #N/A | #N/A | #N/A | 0
2802 | PENRYN 11072410 | 152561107 | PENRYN 1107 | 5248.3008 | 3.2618 | 96 | 7.3678 | 0.076748 | 929 | 11040.3637 | 4294.5045 | #N/A | #N/A | #N/A | #N/A | #N/A | 0
8295 | COTATI 110387402 | 42271103 | COTATI 1103 | 18273.7697 | 11.3572 | 42 | 3.2189 | 0.07664 | 930 | 11051.721 | 4291.2856 | #N/A | #N/A | #N/A | #N/A | #N/A | 0
10268 | TEJON 11023760 | 252931102 | TEJON 1102 | 10415.8967 | 6.4735 | 6 | 0.45904 | 0.076506 | 931 | 11058.1945 | 4290.8266 | #N/A | #N/A | #N/A | #N/A | #N/A | 0
10279 | VOLTA 1102CB | 102541102 | VOLTA 1102 | 5307.8327 | 3.2988 | 25 | 1.9063 | 0.076253 | 932 | 11061.4933 | 4288.9202 | #N/A | #N/A | 4288.9202 | #N/A | #N/A | 3
9092 | FORT ROSS 11214614 | 42851121 | FORT ROSS 1121 | 20206.8972 | 12.5587 | 95 | 7.1985 | 0.075773 | 933 | 11074.052 | 4281.7218 | #N/A | #N/A | #N/A | #N/A | #N/A | 0
3923 | AUBERRY 110137536 | 254151101 | AUBERRY 1101 | 8687.6907 | 5.3994 | 60 | 4.5309 | 0.075515 | 934 | 11079.4514 | 4277.1909 | #N/A | #N/A | #N/A | #N/A | #N/A | 0
5756 | CABRILLO 11031437 | 183101103 | CABRILLO 1103 | 4577.3445 | 2.8448 | 39 | 2.9379 | 0.075332 | 935 | 11082.2963 | 4274.2529 | #N/A | #N/A | #N/A | #N/A | #N/A | 0
6109 | FITCH MOUNTAIN 1113583202 | 42751113 | FITCH MOUNTAIN 1113 | 7874.8461 | 4.8942 | 106 | 7.9607 | 0.075101 | 936 | 11087.1905 | 4266.2923 | 4266.2923 | #N/A | #N/A | #N/A | #N/A | 1
4163 | WILLITS 1103538 | 42661103 | WILLITS 1103 | 10176.8073 | 6.3249 | 48 | 3.597 | 0.074937 | 937 | 11093.5154 | 4262.6953 | #N/A | #N/A | #N/A | #N/A | #N/A | 0
9780 | SONOMA 1107854266 | 42721107 | SONOMA 1107 | 321.4105 | 0.19976 | 6 | 0.44896 | 0.074827 | 938 | 11093.7152 | 4262.2463 | 4262.2463 | #N/A | #N/A | #N/A | #N/A | 1
260 | BRUNSWICK 11067099 | 152481106 | BRUNSWICK 1106 | 12439.4387 | 7.7312 | 83 | 6.2079 | 0.074794 | 939 | 11101.4464 | 4256.0384 | #N/A | #N/A | #N/A | #N/A | #N/A | 0
3084 | GEYSERVILLE 1102274 | 42891102 | GEYSERVILLE 1102 | 10398.2127 | 6.4625 | 173 | 12.9382 | 0.074787 | 940 | 11107.9089 | 4243.1002 | #N/A | #N/A | #N/A | #N/A | #N/A | 0
6342 | MADISON 21011606 | 63172101 | MADISON 2101 | 254.3531 | 0.15808 | 280 | 20.863 | 0.074511 | 941 | 11108.067 | 4222.2372 | #N/A | #N/A | #N/A | #N/A | #N/A | 0
10492 | DRUM 1101CB | 152321101 | DRUM 1101 | 3483.5782 | 2.1651 | 16 | 1.1913 | 0.074456 | 942 | 11110.232 | 4221.0459 | #N/A | #N/A | 4221.0459 | #N/A | #N/A | 3
874 | RISING RIVER 1101CB | 103551101 | RISING RIVER 1101 | 15956.2359 | 9.9169 | 121 | 8.9669 | 0.074106 | 943 | 11120.1489 | 4212.0791 | #N/A | #N/A | #N/A | #N/A | #N/A | 0
8386 | PEORIA 1705999 | 163781705 | PEORIA 1705 | 3715.0604 | 2.3089 | 22 | 1.6297 | 0.074075 | 944 | 11122.4578 | 4210.4494 | #N/A | #N/A | #N/A | #N/A | #N/A | 0
7502 | FITCH MOUNTAIN 11136751 | 42751113 | FITCH MOUNTAIN 1113 | 36483.9202 | 22.6749 | 139 | 10.2759 | 0.073927 | 945 | 11145.1327 | 4200.1735 | #N/A | #N/A | #N/A | #N/A | #N/A | 0
5338 | SAN JOAQUIN #3 1102CB | 252531102 | SAN JOAQUIN #3 1102 | 15601.4012 | 9.6963 | 97 | 7.1632 | 0.073848 | 946 | 11154.8291 | 4193.0103 | 4193.0103 | #N/A | #N/A | #N/A | #N/A | 1
7052 | CALISTOGA 1101134232 | 42711101 | CALISTOGA 1101 | 2618.9112 | 1.6277 | 89 | 6.5593 | 0.0737 | 947 | 11156.4567 | 4186.451 | #N/A | 4186.451 | #N/A | #N/A | #N/A | 2
10249 | SILVERADO 2102CB | 43432102 | SILVERADO 2102 | 952.8122 | 0.59218 | 22 | 1.621 | 0.073682 | 948 | 11157.0489 | 4184.8299 | 4184.8299 | #N/A | #N/A | #N/A | #N/A | 1
6791 | CABRILLO 1104Y24 | 183101104 | CABRILLO 1104 | 30845.6135 | 19.1707 | 91 | 6.6947 | 0.073569 | 949 | 11176.2196 | 4178.1352 | #N/A | #N/A | #N/A | #N/A | #N/A | 0
3606 | HORSESHOE 1101CB | 152571101 | HORSESHOE 1101 | 567.3027 | 0.35258 | 55 | 4.0458 | 0.073561 | 950 | 11176.5721 | 4174.0894 | #N/A | #N/A | #N/A | #N/A | #N/A | 0
2673 | PUEBLO 2102792 | 43292102 | PUEBLO 2102 | 31119.1615 | 19.3407 | 180 | 13.2101 | 0.073389 | 951 | 11195.9128 | 4160.8793 | 4160.8793 | #N/A | #N/A | #N/A | #N/A | 1
4637 | SAN LUIS OBISPO 1104V40 | 182631104 | SAN LUIS OBISPO 1104 | 23652.2282 | 14.7 | 194 | 14.2374 | 0.073389 | 952 | 11210.6128 | 4146.6419 | #N/A | #N/A | #N/A | #N/A | #N/A | 0
2241 | CURTIS 170247488 | 163351702 | CURTIS 1702 | 30588.7641 | 19.011 | 207 | 15.1897 | 0.07338 | 953 | 11229.6238 | 4131.4522 | #N/A | #N/A | #N/A | #N/A | #N/A | 0
9651 | PURISIMA 1101Y44 | 182971101 | PURISIMA 1101 | 16745.9311 | 10.4077 | 45 | 3.2983 | 0.073295 | 954 | 11240.0315 | 4128.1539 | #N/A | #N/A | #N/A | #N/A | #N/A | 0
1008 | TEMPLETON 2113A70 | 183052113 | TEMPLETON 2113 | 39764.0285 | 24.7135 | 659 | 48.2106 | 0.073157 | 955 | 11264.745 | 4079.9434 | #N/A | #N/A | #N/A | #N/A | #N/A | 0
3782 | AUBERRY 1101R322 | 254151101 | AUBERRY 1101 | 12336.4699 | 7.6672 | 44 | 3.2149 | 0.073065 | 956 | 11272.4122 | 4076.7285 | #N/A | #N/A | #N/A | #N/A | #N/A | 0
700 | MERCED FALLS 11029460 | 252811102 | MERCED FALLS 1102 | 17926.192 | 11.1412 | 91 | 6.6443 | 0.073014 | 957 | 11283.5534 | 4070.0842 | #N/A | #N/A | #N/A | #N/A | #N/A | 0
1286 | CURTIS 170384944 | 163351703 | CURTIS 1703 | 93674.3078 | 58.219 | 439 | 31.9262 | 0.072725 | 958 | 11341.7723 | 4038.158 | #N/A | #N/A | #N/A | #N/A | #N/A | 0
8476 | ALTO 1124810594 | 42031124 | ALTO 1124 | 899.4073 | 0.55899 | 6 | 0.4361 | 0.072684 | 959 | 11342.3313 | 4037.7219 | #N/A | #N/A | #N/A | #N/A | #N/A | 0
1350 | PENRYN 1107CB | 152561107 | PENRYN 1107 | 8735.2446 | 5.429 | 200 | 14.5295 | 0.072647 | 960 | 11347.7603 | 4023.1925 | #N/A | #N/A | #N/A | #N/A | #N/A | 0
10196 | SANTA YNEZ 1101980192 | 182721101 | SANTA YNEZ 1101 | 6178.6453 | 3.8401 | 19 | 1.3793 | 0.072592 | 961 | 11351.6004 | 4021.8132 | #N/A | #N/A | #N/A | #N/A | #N/A | 0
4126 | VACAVILLE 1104CB | 63601104 | VACAVILLE 1104 | 696.6837 | 0.43299 | 36 | 2.5999 | 0.07222 | 962 | 11352.0333 | 4019.2133 | #N/A | #N/A | #N/A | #N/A | #N/A | 0
6142 | JOLON 1103CB | 182981103 | JOLON 1103 | 21174.1488 | 13.1598 | 91 | 6.5613 | 0.072102 | 963 | 11365.1932 | 4012.652 | #N/A | #N/A | #N/A | #N/A | #N/A | 0
4505 | LOW GAP 11014086 | 192411101 | LOW GAP 1101 | 18494.2051 | 11.4942 | 66 | 4.7585 | 0.072098 | 964 | 11376.6874 | 4007.8935 | #N/A | #N/A | #N/A | #N/A | #N/A | 0
5220 | COTATI 1103132 | 42271103 | COTATI 1103 | 40702.0776 | 25.2965 | 184 | 13.2468 | 0.071994 | 965 | 11401.9839 | 3994.6467 | #N/A | #N/A | #N/A | #N/A | #N/A | 0
2886 | VOLTA 11011596 | 102541101 | VOLTA 1101 | 35104.5465 | 21.8176 | 132 | 9.4937 | 0.071922 | 966 | 11423.8015 | 3985.1529 | #N/A | #N/A | #N/A | #N/A | #N/A | 0
7748 | PEORIA 170413490 | 163781704 | PEORIA 1704 | 6875.4256 | 4.2731 | 49 | 3.522 | 0.071878 | 967 | 11428.0746 | 3981.6309 | #N/A | #N/A | #N/A | #N/A | #N/A | 0
1885 | OREGON TRAIL 110249144 | 103521102 | OREGON TRAIL 1102 | 29574.1503 | 18.3805 | 169 | 12.0855 | 0.071512 | 968 | 11446.4551 | 3969.5454 | #N/A | #N/A | #N/A | #N/A | #N/A | 0
3676 | COTTONWOOD 1101CB | 102931101 | COTTONWOOD 1101 | 184.0196 | 0.11437 | 188 | 13.442 | 0.0715 | 969 | 11446.5694 | 3956.1035 | #N/A | #N/A | #N/A | #N/A | #N/A | 0
7714 | FROGTOWN 17027134 | 163451702 | FROGTOWN 1702 | 32518.1243 | 20.2101 | 172 | 12.2631 | 0.071297 | 970 | 11466.7796 | 3943.8404 | #N/A | #N/A | #N/A | #N/A | #N/A | 0
4319 | MESA 11016111 | 182821101 | MESA 1101 | 39023.9015 | 24.2535 | 202 | 14.3729 | 0.071153 | 971 | 11491.0331 | 3929.4675 | #N/A | #N/A | #N/A | #N/A | #N/A | 0
5571 | CLEAR LAKE 1101740076 | 42141101 | CLEAR LAKE 1101 | 632.3767 | 0.39302 | 106 | 7.5335 | 0.071071 | 972 | 11491.4261 | 3921.934 | #N/A | #N/A | #N/A | #N/A | #N/A | 0
9268 | OLETA 1102799924 | 163541102 | OLETA 1102 | 621.6151 | 0.38634 | 4 | 0.28327 | 0.070818 | 973 | 11491.8125 | 3921.6507 | #N/A | #N/A | #N/A | #N/A | #N/A | 0
1141 | BELL 1109724884 | 152701109 | BELL 1109 | 22589.092 | 14.0392 | 167 | 11.822 | 0.070791 | 974 | 11505.8517 | 3909.8287 | 3909.8287 | #N/A | #N/A | #N/A | #N/A | 1
9406 | EDENVALE 2107469810 | 82952107 | EDENVALE 2107 | 3464.1714 | 2.153 | 14 | 0.98941 | 0.070672 | 975 | 11508.0047 | 3908.8393 | #N/A | #N/A | #N/A | #N/A | #N/A | 0
2788 | WYANDOTTE 1110980944 | 102911110 | WYANDOTTE 1110 | 16783.2453 | 10.4309 | 198 | 13.9721 | 0.070566 | 976 | 11518.4355 | 3894.8671 | #N/A | #N/A | #N/A | #N/A | #N/A | 0
3339 | JESSUP 110276068 | 103441102 | JESSUP 1102 | 27642.9269 | 17.1802 | 232 | 16.3207 | 0.070348 | 977 | 11535.6157 | 3878.5465 | #N/A | #N/A | #N/A | #N/A | #N/A | 0
6626 | CLAY 1101CB | 163341101 | CLAY 1101 | 914.1112 | 0.56812 | 33 | 2.3145 | 0.070136 | 978 | 11536.1838 | 3876.232 | #N/A | #N/A | #N/A | #N/A | #N/A | 0
9158 | COVELO 1101306476 | 43061101 | COVELO 1101 | 3106.377 | 1.9306 | 49 | 3.4228 | 0.069853 | 979 | 11538.1145 | 3872.8092 | #N/A | #N/A | #N/A | #N/A | #N/A | 0
5752 | MONTICELLO 110165454 | 43051101 | MONTICELLO 1101 | 2176.3172 | 1.3526 | 23 | 1.6007 | 0.069594 | 980 | 11539.4671 | 3871.2085 | #N/A | #N/A | #N/A | #N/A | #N/A | 0
2727 | OREGON TRAIL 11031500 | 103521103 | OREGON TRAIL 1103 | 41880.4686 | 26.0289 | 261 | 18.1383 | 0.069495 | 981 | 11565.4959 | 3853.0702 | #N/A | #N/A | #N/A | #N/A | #N/A | 0
10741 | HALF MOON BAY 11038920 | 24101103 | HALF MOON BAY 1103 | 158.1242 | 0.098275 | 2 | 0.13895 | 0.069477 | 982 | 11565.5942 | 3852.9313 | #N/A | #N/A | #N/A | #N/A | #N/A | 0
2684 | BEAR VALLEY 210110000 | 252192101 | BEAR VALLEY 2101 | 47097.1904 | 29.2711 | 230 | 15.9156 | 0.069198 | 983 | 11594.8653 | 3837.0157 | #N/A | #N/A | #N/A | #N/A | #N/A | 0
1190 | OCEANO 1104V36 | 182601104 | OCEANO 1104 | 18028.895 | 11.205 | 150 | 10.3677 | 0.069118 | 984 | 11606.0703 | 3826.648 | #N/A | #N/A | #N/A | #N/A | #N/A | 0
9260 | DIAMOND SPRINGS 110777086 | 152261107 | DIAMOND SPRINGS 1107 | 4371.5846 | 2.717 | 47 | 3.2429 | 0.068998 | 985 | 11608.7873 | 3823.4051 | 3823.4051 | #N/A | #N/A | #N/A | #N/A | 1
87 | CORNING 110185152 | 103331101 | CORNING 1101 | 37332.1384 | 23.2021 | 279 | 19.2463 | 0.068983 | 986 | 11631.9894 | 3804.1589 | #N/A | #N/A | #N/A | #N/A | #N/A | 0
2893 | UKIAH 1114544 | 42771114 | UKIAH 1114 | 786.2676 | 0.48867 | 98 | 6.7406 | 0.068781 | 987 | 11632.478 | 3797.4183 | #N/A | #N/A | #N/A | #N/A | #N/A | 0
69 | BROWNS VALLEY 110197188 | 152921101 | BROWNS VALLEY 1101 | 10919.7899 | 6.7867 | 71 | 4.8715 | 0.068613 | 988 | 11639.2647 | 3792.5468 | #N/A | #N/A | #N/A | #N/A | #N/A | 0
1342 | AUBERRY 1101R2838 | 254151101 | AUBERRY 1101 | 32896.73 | 20.4455 | 210 | 14.3942 | 0.068544 | 989 | 11659.7102 | 3778.1526 | #N/A | #N/A | #N/A | #N/A | #N/A | 0
9647 | GARCIA 0401CB | 43040401 | GARCIA 0401 | 46.711 | 0.029031 | 1 | 0.068469 | 0.068469 | 990 | 11659.7392 | 3778.0841 | #N/A | #N/A | #N/A | #N/A | #N/A | 0
2407 | FROGTOWN 1702835115 | 163451702 | FROGTOWN 1702 | 29192.1081 | 18.143 | 191 | 13.0639 | 0.068398 | 991 | 11677.8822 | 3765.0202 | #N/A | #N/A | #N/A | #N/A | #N/A | 0
3939 | ZACA 1101Y70 | 182681101 | ZACA 1101 | 10839.1211 | 6.7366 | 61 | 4.1658 | 0.068291 | 992 | 11684.6188 | 3760.8544 | #N/A | #N/A | #N/A | #N/A | #N/A | 0
3966 | SAN BENITO 2101295566 | 182742101 | SAN BENITO 2101 | 751.534 | 0.46708 | 18 | 1.2287 | 0.068263 | 993 | 11685.0859 | 3759.6257 | #N/A | #N/A | #N/A | #N/A | #N/A | 0
1800 | BANGOR 11011804 | 103191101 | BANGOR 1101 | 69024.1301 | 42.8988 | 394 | 26.8697 | 0.068197 | 994 | 11727.9846 | 3732.756 | #N/A | 3732.756 | #N/A | #N/A | #N/A | 2
1078 | BIG MEADOWS 21012260 | 102812101 | BIG MEADOWS 2101 | 25414.2279 | 15.795 | 185 | 12.5404 | 0.067786 | 995 | 11743.7797 | 3720.2156 | #N/A | #N/A | #N/A | #N/A | #N/A | 0
8083 | ANDERSON 1101583708 | 103261101 | ANDERSON 1101 | 1011.3641 | 0.62857 | 11 | 0.74538 | 0.067762 | 996 | 11744.4082 | 3719.4702 | 3719.4702 | #N/A | #N/A | #N/A | #N/A | 1
6638 | SAN RAMON 2117CB | 14232117 | SAN RAMON 2117 | 1098.894 | 0.68297 | 23 | 1.5576 | 0.067722 | 997 | 11745.0912 | 3717.9126 | #N/A | #N/A | #N/A | #N/A | #N/A | 0
7538 | CABRILLO 1103Y46 | 183101103 | CABRILLO 1103 | 50653.8838 | 31.4816 | 277 | 18.7037 | 0.067522 | 998 | 11776.5728 | 3699.2089 | #N/A | #N/A | #N/A | #N/A | #N/A | 0
4175 | MARTELL 1101CB | 163011101 | MARTELL 1101 | 9459.2642 | 5.879 | 171 | 11.5263 | 0.067405 | 999 | 11782.4518 | 3687.6826 | #N/A | #N/A | #N/A | #N/A | #N/A | 0
9619 | PETALUMA C 1108456397 | 42631108 | PETALUMA C 1108 | 2239.0721 | 1.3916 | 19 | 1.2792 | 0.067328 | 1000 | 11783.8434 | 3686.4034 | #N/A | #N/A | #N/A | #N/A | #N/A | 0
3701 | FRENCH GULCH 1101CB | 103381101 | FRENCH GULCH 1101 | 3697.5337 | 2.298 | 32 | 2.1534 | 0.067293 | 1001 | 11786.1414 | 3684.25 | #N/A | #N/A | #N/A | #N/A | #N/A | 0
4093 | RED BLUFF 1105146070 | 103541105 | RED BLUFF 1105 | 20479.5896 | 12.7281 | 167 | 11.191 | 0.067012 | 1002 | 11798.8695 | 3673.059 | #N/A | #N/A | #N/A | #N/A | #N/A | 0
1562 | LAYTONVILLE 110264908 | 42681102 | LAYTONVILLE 1102 | 6238.0239 | 3.877 | 84 | 5.6276 | 0.066995 | 1003 | 11802.7465 | 3667.4314 | #N/A | #N/A | #N/A | #N/A | #N/A | 0
7452 | SAN RAMON 210853732 | 14232108 | SAN RAMON 2108 | 12542.8 | 7.7954 | 77 | 5.1484 | 0.066862 | 1004 | 11810.5419 | 3662.283 | 3662.283 | #N/A | #N/A | #N/A | #N/A | 1
509 | CALISTOGA 110143924 | 42711101 | CALISTOGA 1101 | 12523.7999 | 7.7836 | 107 | 7.1532 | 0.066852 | 1005 | 11818.3255 | 3655.1298 | #N/A | #N/A | #N/A | #N/A | #N/A | 0
2808 | PASO ROBLES 1104P02 | 182611104 | PASO ROBLES 1104 | 515.0322 | 0.32009 | 93 | 6.2143 | 0.06682 | 1006 | 11818.6456 | 3648.9155 | #N/A | #N/A | #N/A | #N/A | #N/A | 0
6977 | CLOVERDALE 1102172096 | 42821102 | CLOVERDALE 1102 | 425.5098 | 0.26446 | 12 | 0.79884 | 0.06657 | 1007 | 11818.9101 | 3648.1167 | #N/A | #N/A | #N/A | #N/A | #N/A | 0
6400 | PHILO 1102CB | 42601102 | PHILO 1102 | 12387.7147 | 7.699 | 131 | 8.7089 | 0.06648 | 1008 | 11826.6091 | 3639.4078 | #N/A | #N/A | #N/A | #N/A | #N/A | 0
1390 | CURTIS 170539256 | 163351705 | CURTIS 1705 | 42581.0612 | 26.4643 | 287 | 19.0271 | 0.066296 | 1009 | 11853.0734 | 3620.3808 | #N/A | #N/A | #N/A | #N/A | #N/A | 0
9080 | SUMMIT 110249484 | 152591102 | SUMMIT 1102 | 4257.4421 | 2.646 | 27 | 1.7893 | 0.06627 | 1010 | 11855.7194 | 3618.5915 | #N/A | #N/A | #N/A | #N/A | #N/A | 0
493 | BRUNSWICK 11102664 | 152481110 | BRUNSWICK 1110 | 12910.8902 | 8.0242 | 132 | 8.7364 | 0.066185 | 1011 | 11863.7436 | 3609.8551 | #N/A | #N/A | #N/A | #N/A | #N/A | 0
6828 | SILVERADO 210298998 | 43432102 | SILVERADO 2102 | 118.1019 | 0.073401 | 136 | 8.9779 | 0.066014 | 1012 | 11863.817 | 3600.8772 | #N/A | #N/A | #N/A | #N/A | #N/A | 0
828 | ATASCADERO 1103A18 | 182541103 | ATASCADERO 1103 | 14189.3642 | 8.8187 | 188 | 12.4068 | 0.065994 | 1013 | 11872.6357 | 3588.4703 | #N/A | #N/A | #N/A | #N/A | #N/A | 0
7881 | CALISTOGA 1102141073 | 42711102 | CALISTOGA 1102 | 1996.4523 | 1.2408 | 27 | 1.7745 | 0.065722 | 1014 | 11873.8765 | 3586.6958 | #N/A | #N/A | #N/A | #N/A | #N/A | 0
5591 | CURTIS 17029220 | 163351702 | CURTIS 1702 | 17704.0281 | 11.0031 | 123 | 8.0763 | 0.065661 | 1015 | 11884.8796 | 3578.6196 | #N/A | #N/A | #N/A | #N/A | #N/A | 0
1187 | PENRYN 11051342 | 152561105 | PENRYN 1105 | 33351.1972 | 20.7279 | 440 | 28.7609 | 0.065366 | 1016 | 11905.6075 | 3549.8587 | #N/A | #N/A | #N/A | #N/A | #N/A | 0
8143 | CLAYTON 2215W531R | 12022215 | CLAYTON 2215 | 10443.673 | 6.4908 | 100 | 6.5356 | 0.065356 | 1017 | 11912.0983 | 3543.3231 | #N/A | #N/A | #N/A | #N/A | #N/A | 0
2291 | SHINGLE SPRINGS 210913322 | 153652109 | SHINGLE SPRINGS 2109 | 66617.6825 | 41.4032 | 490 | 32.0124 | 0.065331 | 1018 | 11953.5015 | 3511.3107 | #N/A | #N/A | #N/A | #N/A | #N/A | 0
2286 | BEAR VALLEY 210521160 | 252192105 | BEAR VALLEY 2105 | 38269.4773 | 23.7846 | 194 | 12.6462 | 0.065187 | 1019 | 11977.2861 | 3498.6645 | #N/A | #N/A | #N/A | #N/A | #N/A | 0
9841 | MESA 1103126697 | 182821103 | MESA 1103 | 1641.863 | 1.0204 | 10 | 0.65062 | 0.065062 | 1020 | 11978.3065 | 3498.0139 | #N/A | #N/A | #N/A | #N/A | #N/A | 0
9670 | FRENCH GULCH 1102CB | 103381102 | FRENCH GULCH 1102 | 2729.0129 | 1.6961 | 12 | 0.77689 | 0.06474 | 1021 | 11980.0026 | 3497.237 | #N/A | #N/A | #N/A | #N/A | #N/A | 0
2589 | FORT ROSS 1121124 | 42851121 | FORT ROSS 1121 | 29762.4384 | 18.4975 | 99 | 6.3951 | 0.064597 | 1022 | 11998.5001 | 3490.8419 | #N/A | #N/A | #N/A | #N/A | #N/A | 0
2518 | OCEANO 1104Q08 | 182601104 | OCEANO 1104 | 19981.628 | 12.4187 | 148 | 9.5547 | 0.064559 | 1023 | 12010.9188 | 3481.2872 | #N/A | #N/A | #N/A | #N/A | #N/A | 0
10030 | MC ARTHUR 1102542920 | 103491102 | MC ARTHUR 1102 | 2034.8319 | 1.2647 | 10 | 0.64427 | 0.064427 | 1024 | 12012.1834 | 3480.6429 | 3480.6429 | #N/A | #N/A | #N/A | #N/A | 1
4185 | PASO ROBLES 1104R12 | 182611104 | PASO ROBLES 1104 | 52796.2686 | 32.8131 | 278 | 17.8868 | 0.064341 | 1025 | 12044.9965 | 3462.7561 | #N/A | #N/A | #N/A | #N/A | #N/A | 0
7956 | JESSUP 11011993 | 103441101 | JESSUP 1101 | 4470.3512 | 2.7783 | 39 | 2.5043 | 0.064212 | 1026 | 12047.7749 | 3460.2518 | #N/A | #N/A | #N/A | #N/A | #N/A | 0
10640 | CALISTOGA 110266730 | 42711102 | CALISTOGA 1102 | 1703.3079 | 1.0586 | 6 | 0.38421 | 0.064035 | 1027 | 12048.8335 | 3459.8676 | #N/A | #N/A | #N/A | #N/A | #N/A | 0
9262 | LAKEVILLE 110287432 | 43371102 | LAKEVILLE 1102 | 15708.5355 | 9.7629 | 81 | 5.176 | 0.063901 | 1028 | 12058.5964 | 3454.6916 | #N/A | #N/A | #N/A | #N/A | #N/A | 0
6678 | MIDDLETOWN 11011325 | 43141101 | MIDDLETOWN 1101 | 13829.5499 | 8.5951 | 80 | 5.0891 | 0.063613 | 1029 | 12067.1915 | 3449.6025 | #N/A | #N/A | #N/A | #N/A | #N/A | 0
5737 | UKIAH 11151216 | 42771115 | UKIAH 1115 | 21628.5531 | 13.4422 | 182 | 11.561 | 0.063522 | 1030 | 12080.6337 | 3438.0415 | #N/A | #N/A | #N/A | #N/A | #N/A | 0
1518 | DIAMOND SPRINGS 110518935 | 152261105 | DIAMOND SPRINGS 1105 | 10773.8274 | 6.696 | 76 | 4.805 | 0.063224 | 1031 | 12087.3297 | 3433.2365 | #N/A | #N/A | #N/A | #N/A | #N/A | 0
8962 | TEMPLETON 2110N30 | 183052110 | TEMPLETON 2110 | 32768.3238 | 20.3656 | 120 | 7.5782 | 0.063152 | 1032 | 12107.6954 | 3425.6583 | #N/A | #N/A | #N/A | #N/A | #N/A | 0
5800 | CLARK ROAD 11022070 | 103091102 | CLARK ROAD 1102 | 14786.6222 | 9.1899 | 72 | 4.5436 | 0.063106 | 1033 | 12116.8853 | 3421.1147 | 3421.1147 | #N/A | #N/A | #N/A | #N/A | 1
1728 | TEMPLETON 2112116402 | 183052112 | TEMPLETON 2112 | 3810.8828 | 2.3685 | 64 | 4.0307 | 0.062979 | 1034 | 12119.2538 | 3417.084 | #N/A | #N/A | #N/A | #N/A | #N/A | 0
727 | APPLE HILL 2102186912 | 153662102 | APPLE HILL 2102 | 94273.5723 | 58.5914 | 606 | 38.1293 | 0.06292 | 1035 | 12177.8452 | 3378.9548 | #N/A | #N/A | #N/A | #N/A | #N/A | 0
7181 | BEAR VALLEY 21054170 | 252192105 | BEAR VALLEY 2105 | 15319.6405 | 9.5212 | 45 | 2.8251 | 0.062779 | 1036 | 12187.3664 | 3376.1297 | #N/A | #N/A | #N/A | #N/A | #N/A | 0
8856 | GARBERVILLE 11028189 | 192221102 | GARBERVILLE 1102 | 1685.4401 | 1.0475 | 11 | 0.68809 | 0.062553 | 1037 | 12188.4139 | 3375.4416 | #N/A | #N/A | #N/A | #N/A | #N/A | 0
1917 | PANORAMA 1101CB | 103461101 | PANORAMA 1101 | 1828.844 | 1.1366 | 175 | 10.9155 | 0.062374 | 1038 | 12189.5506 | 3364.5261 | #N/A | #N/A | #N/A | #N/A | #N/A | 0
9789 | TASSAJARA 2106203380 | 14662106 | TASSAJARA 2106 | 809.5956 | 0.50317 | 26 | 1.6207 | 0.062335 | 1039 | 12190.0537 | 3362.9054 | #N/A | #N/A | #N/A | #N/A | #N/A | 0
8449 | VACAVILLE 111112342 | 63601111 | VACAVILLE 1111 | 352.0949 | 0.21883 | 16 | 0.99668 | 0.062293 | 1040 | 12190.2726 | 3361.9087 | #N/A | #N/A | #N/A | #N/A | #N/A | 0
3572 | OLETA 110113478 | 163541101 | OLETA 1101 | 19846.6513 | 12.3348 | 169 | 10.5049 | 0.062159 | 1041 | 12202.6073 | 3351.4038 | #N/A | #N/A | #N/A | #N/A | #N/A | 0
1028 | LOW GAP 11012094 | 192411101 | LOW GAP 1101 | 25248.6295 | 15.6921 | 139 | 8.6323 | 0.062103 | 1042 | 12218.2995 | 3342.7715 | #N/A | #N/A | #N/A | #N/A | #N/A | 0
3105 | NOTRE DAME 11042028 | 102041104 | NOTRE DAME 1104 | 17437.7183 | 10.8376 | 86 | 5.3333 | 0.062015 | 1043 | 12229.1371 | 3337.4382 | #N/A | #N/A | #N/A | #N/A | #N/A | 0
2667 | FROGTOWN 170212282 | 163451702 | FROGTOWN 1702 | 58482.1143 | 36.3469 | 261 | 16.1631 | 0.061928 | 1044 | 12265.4839 | 3321.2751 | 3321.2751 | #N/A | #N/A | #N/A | #N/A | 1
7606 | NOTRE DAME 11042537 | 102041104 | NOTRE DAME 1104 | 8030.1143 | 4.9907 | 37 | 2.2852 | 0.061762 | 1045 | 12270.4747 | 3318.9899 | #N/A | #N/A | #N/A | #N/A | #N/A | 0
2093 | ATASCADERO 1103A46 | 182541103 | ATASCADERO 1103 | 633.1098 | 0.39348 | 94 | 5.8045 | 0.06175 | 1046 | 12270.8682 | 3313.1854 | #N/A | #N/A | #N/A | #N/A | #N/A | 0
7485 | SHINGLE SPRINGS 210551738 | 153652105 | SHINGLE SPRINGS 2105 | 26.6806 | 0.016582 | 19 | 1.1697 | 0.061564 | 1047 | 12270.8847 | 3312.0157 | #N/A | #N/A | #N/A | #N/A | #N/A | 0
284 | PERRY 1101V78 | 183071101 | PERRY 1101 | 47471.3302 | 29.5036 | 164 | 10.0783 | 0.061453 | 1048 | 12300.3884 | 3301.9374 | #N/A | #N/A | #N/A | #N/A | #N/A | 0
10468 | CALPINE 1144962 | 48011144 | CALPINE 1144 | 63.3636 | 0.039381 | 1 | 0.061428 | 0.061428 | 1049 | 12300.4278 | 3301.876 | #N/A | #N/A | #N/A | #N/A | #N/A | 0
8597 | ORO FINO 1102127563 | 103031102 | ORO FINO 1102 | 11105.9314 | 6.9024 | 63 | 3.8642 | 0.061336 | 1050 | 12307.3301 | 3298.0118 | #N/A | #N/A | #N/A | #N/A | #N/A | 0
6425 | MADISON 2101351038 | 63172101 | MADISON 2101 | 2661.6552 | 1.6542 | 130 | 7.971 | 0.061316 | 1051 | 12308.9844 | 3290.0408 | #N/A | #N/A | #N/A | #N/A | #N/A | 0
5524 | JESSUP 11011496 | 103441101 | JESSUP 1101 | 23526.9728 | 14.6221 | 201 | 12.3032 | 0.06121 | 1052 | 12323.6065 | 3277.7376 | #N/A | #N/A | #N/A | #N/A | #N/A | 0
10127 | SPAULDING 1101CB | 152251101 | SPAULDING 1101 | 56.7484 | 0.035269 | 1 | 0.061207 | 0.061207 | 1053 | 12323.6417 | 3277.6764 | 3277.6764 | #N/A | #N/A | #N/A | #N/A | 1
4318 | HIGGINS 11102408 | 152691110 | HIGGINS 1110 | 18614.5661 | 11.569 | 124 | 7.5471 | 0.060864 | 1054 | 12335.2108 | 3270.1292 | #N/A | #N/A | #N/A | #N/A | #N/A | 0
7906 | PIT NO 7 1101CB | 103501101 | PIT NO 7 1101 | 4357.8457 | 2.7084 | 3 | 0.18246 | 0.060819 | 1055 | 12337.9192 | 3269.9468 | #N/A | #N/A | 3269.9468 | #N/A | #N/A | 3
7035 | SYCAMORE CREEK 1111CB | 102971111 | SYCAMORE CREEK 1111 | 777.7423 | 0.48337 | 85 | 5.1608 | 0.060715 | 1056 | 12338.4026 | 3264.786 | #N/A | #N/A | #N/A | #N/A | #N/A | 0
4688 | UPPER LAKE 1101452 | 42871101 | UPPER LAKE 1101 | 8129.076 | 5.0523 | 207 | 12.5666 | 0.060708 | 1057 | 12343.4548 | 3252.2194 | #N/A | #N/A | #N/A | #N/A | #N/A | 0
7853 | CLOVERDALE 1102670 | 42821102 | CLOVERDALE 1102 | 587.1475 | 0.36491 | 43 | 2.6041 | 0.06056 | 1058 | 12343.8197 | 3249.6153 | #N/A | #N/A | #N/A | #N/A | #N/A | 0
9980 | BRIDGEVILLE 1101CB | 192461101 | BRIDGEVILLE 1101 | 13703.2012 | 8.5166 | 51 | 3.0852 | 0.060495 | 1059 | 12352.3363 | 3246.53 | 3246.53 | #N/A | #N/A | #N/A | #N/A | 1
3075 | REDBUD 11022013 | 43191102 | REDBUD 1102 | 238.9679 | 0.14852 | 51 | 3.0845 | 0.06048 | 1060 | 12352.4848 | 3243.4455 | #N/A | #N/A | #N/A | #N/A | #N/A | 0
377 | FROGTOWN 1702L5407 | 163451702 | FROGTOWN 1702 | 29410.8857 | 18.279 | 153 | 9.2508 | 0.060463 | 1061 | 12370.7638 | 3234.1948 | #N/A | #N/A | #N/A | #N/A | #N/A | 0
599 | CURTIS 170356972 | 163351703 | CURTIS 1703 | 13791.0471 | 8.5712 | 57 | 3.4306 | 0.060186 | 1062 | 12379.335 | 3230.7642 | #N/A | #N/A | #N/A | #N/A | #N/A | 0
9546 | COTATI 1102CB | 42271102 | COTATI 1102 | 2904.3184 | 1.805 | 19 | 1.137 | 0.05984 | 1063 | 12381.1401 | 3229.6272 | #N/A | #N/A | #N/A | #N/A | #N/A | 0
9754 | CALPELLA 1102708161 | 43411102 | CALPELLA 1102 | 1615.0007 | 1.0037 | 12 | 0.71527 | 0.059606 | 1064 | 12382.1438 | 3228.9119 | #N/A | #N/A | #N/A | #N/A | #N/A | 0
7941 | FRUITLAND 11426064 | 192311142 | FRUITLAND 1142 | 10776.9352 | 6.6979 | 66 | 3.928 | 0.059515 | 1065 | 12388.8417 | 3224.9839 | #N/A | #N/A | #N/A | #N/A | #N/A | 0
1172 | CORRAL 110336680 | 162991103 | CORRAL 1103 | 15055.3944 | 9.357 | 265 | 15.7601 | 0.059472 | 1066 | 12398.1987 | 3209.2239 | #N/A | #N/A | #N/A | #N/A | #N/A | 0
7127 | SONOMA 1107844168 | 42721107 | SONOMA 1107 | 7309.0201 | 4.5426 | 100 | 5.9437 | 0.059437 | 1067 | 12402.7413 | 3203.2802 | #N/A | #N/A | #N/A | #N/A | #N/A | 0
2372 | GRASS VALLEY 11032110 | 152031103 | GRASS VALLEY 1103 | 31798.2221 | 19.7627 | 224 | 13.3106 | 0.059423 | 1068 | 12422.504 | 3189.9695 | #N/A | #N/A | #N/A | #N/A | #N/A | 0
2173 | PUEBLO 1105696 | 43291105 | PUEBLO 1105 | 6037.9333 | 3.7526 | 79 | 4.663 | 0.059025 | 1069 | 12426.2566 | 3185.3066 | 3185.3066 | #N/A | #N/A | #N/A | #N/A | 1
2604 | JESSUP 11031540 | 103441103 | JESSUP 1103 | 256.3874 | 0.15935 | 157 | 9.2418 | 0.058865 | 1070 | 12426.4159 | 3176.0648 | #N/A | #N/A | #N/A | #N/A | #N/A | 0
8024 | PENRYN 11072708 | 152561107 | PENRYN 1107 | 15094.9992 | 9.3816 | 124 | 7.2881 | 0.058775 | 1071 | 12435.7975 | 3168.7766 | #N/A | #N/A | #N/A | #N/A | #N/A | 0
660 | GABILAN 1101460414 | 182331101 | GABILAN 1101 | 8655.1604 | 5.3792 | 38 | 2.2313 | 0.058719 | 1072 | 12441.1768 | 3166.5453 | #N/A | #N/A | #N/A | #N/A | #N/A | 0
2838 | MENDOCINO 110148750 | 42951101 | MENDOCINO 1101 | 28839.2375 | 17.9237 | 165 | 9.6724 | 0.058621 | 1073 | 12459.1005 | 3156.8729 | #N/A | #N/A | #N/A | #N/A | #N/A | 0
5642 | ALHAMBRA 110582622 | 14101105 | ALHAMBRA 1105 | 41703.3816 | 25.9188 | 254 | 14.8609 | 0.058508 | 1074 | 12485.0193 | 3142.012 | #N/A | #N/A | #N/A | #N/A | #N/A | 0
5965 | JOLON 1102CB | 182981102 | JOLON 1102 | 37939.8486 | 23.5798 | 181 | 10.5701 | 0.058399 | 1075 | 12508.5991 | 3131.4419 | #N/A | #N/A | #N/A | #N/A | #N/A | 0
5646 | SANTA YNEZ 1104512912 | 182721104 | SANTA YNEZ 1104 | 1435.1217 | 0.89193 | 23 | 1.3428 | 0.058383 | 1076 | 12509.491 | 3130.099 | #N/A | #N/A | #N/A | #N/A | #N/A | 0
1584 | COLUMBIA HILL 1101CB | 152471101 | COLUMBIA HILL 1101 | 63324.3345 | 39.3563 | 375 | 21.8875 | 0.058367 | 1077 | 12548.8473 | 3108.2116 | 3108.2116 | #N/A | #N/A | #N/A | #N/A | 1
8255 | CRESCENT MILLS 21012562 | 103132101 | CRESCENT MILLS 2101 | 31122.7322 | 19.3429 | 222 | 12.8572 | 0.057915 | 1078 | 12568.1902 | 3095.3543 | 3095.3543 | #N/A | #N/A | #N/A | #N/A | 1
2533 | MOLINO 1101338 | 42571101 | MOLINO 1101 | 12496.8829 | 7.7669 | 176 | 10.1921 | 0.05791 | 1079 | 12575.9571 | 3085.1622 | #N/A | #N/A | #N/A | #N/A | #N/A | 0
9899 | LLAGAS 21014523 | 83182101 | LLAGAS 2101 | 1471.0588 | 0.91427 | 28 | 1.6186 | 0.057806 | 1080 | 12576.8714 | 3083.5436 | #N/A | #N/A | #N/A | #N/A | #N/A | 0
10017 | PASO ROBLES 1107289947 | 182611107 | PASO ROBLES 1107 | 447.6357 | 0.27821 | 21 | 1.2108 | 0.057658 | 1081 | 12577.1496 | 3082.3328 | #N/A | #N/A | #N/A | #N/A | #N/A | 0
451 | CALISTOGA 11011087 | 42711101 | CALISTOGA 1101 | 3157.1282 | 1.9622 | 22 | 1.2681 | 0.05764 | 1082 | 12579.1117 | 3081.0648 | #N/A | #N/A | #N/A | #N/A | #N/A | 0
90 | TYLER 1105816852 | 103571105 | TYLER 1105 | 20545.6876 | 12.7692 | 423 | 24.3431 | 0.057549 | 1083 | 12591.881 | 3056.7217 | #N/A | #N/A | #N/A | #N/A | #N/A | 0
67 | WOODACRE 1102CB | 43021102 | WOODACRE 1102 | 20085.8093 | 12.4834 | 141 | 8.1136 | 0.057543 | 1084 | 12604.3644 | 3048.6081 | 3048.6081 | #N/A | #N/A | #N/A | #N/A | 1
3103 | JOLON 11027070 | 182981102 | JOLON 1102 | 10307.0829 | 6.4059 | 132 | 7.5892 | 0.057494 | 1085 | 12610.7703 | 3041.0189 | #N/A | #N/A | #N/A | #N/A | #N/A | 0
6894 | DESCHUTES 11011654 | 103351101 | DESCHUTES 1101 | 28221.2564 | 17.5396 | 168 | 9.6576 | 0.057486 | 1086 | 12628.3099 | 3031.3613 | 3031.3613 | #N/A | #N/A | #N/A | #N/A | 1
1819 | ALTO 11243745 | 42031124 | ALTO 1124 | 7247.2343 | 4.5042 | 52 | 2.9856 | 0.057415 | 1087 | 12632.8141 | 3028.3757 | #N/A | #N/A | #N/A | #N/A | #N/A | 0
1989 | ELECTRA 1101CB | 162161101 | ELECTRA 1101 | 50985.8349 | 31.6879 | 293 | 16.8213 | 0.05741 | 1088 | 12664.502 | 3011.5544 | 3011.5544 | #N/A | #N/A | #N/A | #N/A | 1
994 | BUTTE 1105751990 | 103081105 | BUTTE 1105 | 39436.6029 | 24.51 | 243 | 13.9439 | 0.057382 | 1089 | 12689.012 | 2997.6106 | 2997.6106 | #N/A | #N/A | #N/A | #N/A | 1
7429 | MOUNTAIN QUARRIES 210151584 | 152282101 | MOUNTAIN QUARRIES 2101 | 35041.5534 | 21.7785 | 224 | 12.8393 | 0.057318 | 1090 | 12710.7905 | 2984.7712 | #N/A | #N/A | #N/A | #N/A | #N/A | 0
7628 | WISE 11011404 | 152271101 | WISE 1101 | 2402.8891 | 1.4934 | 47 | 2.6884 | 0.057199 | 1091 | 12712.2839 | 2982.0829 | #N/A | #N/A | #N/A | #N/A | #N/A | 0
7386 | SAN RAMON 2108CB | 14232108 | SAN RAMON 2108 | 14012.7161 | 8.709 | 102 | 5.8326 | 0.057183 | 1092 | 12720.9928 | 2976.2502 | #N/A | #N/A | #N/A | #N/A | #N/A | 0
9327 | CALISTOGA 110189150 | 42711101 | CALISTOGA 1101 | 15332.2939 | 9.5291 | 88 | 5.029 | 0.057148 | 1093 | 12730.5219 | 2971.2212 | #N/A | #N/A | #N/A | #N/A | #N/A | 0
4436 | SAN RAMON 2119CB | 14232119 | SAN RAMON 2119 | 1187.935 | 0.73831 | 21 | 1.199 | 0.057097 | 1094 | 12731.2602 | 2970.0222 | #N/A | #N/A | #N/A | #N/A | #N/A | 0
4471 | ELECTRA 11024756 | 162161102 | ELECTRA 1102 | 15139.4165 | 9.4092 | 95 | 5.4181 | 0.057032 | 1095 | 12740.6694 | 2964.6041 | #N/A | #N/A | #N/A | #N/A | #N/A | 0
10516 | GARBERVILLE 11022124 | 192221102 | GARBERVILLE 1102 | 5026.2322 | 3.1238 | 6 | 0.34203 | 0.057006 | 1096 | 12743.7932 | 2964.2621 | #N/A | #N/A | #N/A | #N/A | #N/A | 0
10428 | ANNAPOLIS 1101CB | 42861101 | ANNAPOLIS 1101 | 1058.7166 | 0.658 | 7 | 0.39904 | 0.057005 | 1097 | 12744.4512 | 2963.863 | 2963.863 | #N/A | #N/A | #N/A | #N/A | 1
5436 | TEMPLETON 2110901690 | 183052110 | TEMPLETON 2110 | 60028.2631 | 37.3078 | 306 | 17.4196 | 0.056927 | 1098 | 12781.759 | 2946.4434 | #N/A | #N/A | #N/A | #N/A | #N/A | 0
1208 | HOPLAND 1101CB | 42251101 | HOPLAND 1101 | 23579.7024 | 14.6549 | 190 | 10.8047 | 0.056867 | 1099 | 12796.4139 | 2935.6387 | #N/A | #N/A | #N/A | #N/A | #N/A | 0
582 | SWIFT 2110853720 | 83392110 | SWIFT 2110 | 50276.8108 | 31.2472 | 140 | 7.9275 | 0.056625 | 1100 | 12827.6612 | 2927.7112 | #N/A | #N/A | #N/A | #N/A | #N/A | 0
6471 | SALMON CREEK 110137368 | 43161101 | SALMON CREEK 1101 | 9786.5772 | 6.0824 | 48 | 2.7166 | 0.056596 | 1101 | 12833.7436 | 2924.9946 | #N/A | #N/A | #N/A | #N/A | #N/A | 0
7036 | WOODACRE 1101CB | 43021101 | WOODACRE 1101 | 4454.6417 | 2.7686 | 35 | 1.9778 | 0.056508 | 1102 | 12836.5121 | 2923.0168 | 2923.0168 | #N/A | #N/A | #N/A | #N/A | 1
9354 | FRUITLAND 114137410 | 192311141 | FRUITLAND 1141 | 8413.1179 | 5.2288 | 42 | 2.3718 | 0.056472 | 1103 | 12841.7409 | 2920.645 | #N/A | #N/A | #N/A | #N/A | #N/A | 0
8408 | GOLDTREE 1105CB | 182581105 | GOLDTREE 1105 | 11908.479 | 7.4012 | 76 | 4.29 | 0.056447 | 1104 | 12849.1421 | 2916.355 | #N/A | #N/A | #N/A | #N/A | #N/A | 0
1036 | FRUITLAND 1142CB | 192311142 | FRUITLAND 1142 | 16900.9683 | 10.504 | 116 | 6.5332 | 0.056321 | 1105 | 12859.6461 | 2909.8218 | #N/A | #N/A | #N/A | #N/A | #N/A | 0
5437 | FITCH MOUNTAIN 1113775992 | 42751113 | FITCH MOUNTAIN 1113 | 3381.5311 | 2.1016 | 34 | 1.9125 | 0.056251 | 1106 | 12861.7477 | 2907.9093 | #N/A | #N/A | #N/A | #N/A | #N/A | 0
8868 | SALMON CREEK 1101461703 | 43161101 | SALMON CREEK 1101 | 1414.65 | 0.87921 | 8 | 0.44912 | 0.05614 | 1107 | 12862.627 | 2907.4602 | #N/A | #N/A | #N/A | #N/A | #N/A | 0
1882 | SHINGLE SPRINGS 211051800 | 153652110 | SHINGLE SPRINGS 2110 | 14796.5287 | 9.1961 | 128 | 7.1719 | 0.05603 | 1108 | 12871.8231 | 2900.2883 | #N/A | #N/A | #N/A | #N/A | #N/A | 0
3611 | SANTA MARIA 1108M80 | 182671108 | SANTA MARIA 1108 | 93735.5013 | 58.257 | 397 | 22.1966 | 0.055911 | 1109 | 12930.0801 | 2878.0917 | #N/A | #N/A | #N/A | #N/A | #N/A | 0
6376 | MONTE RIO 11131991 | 42811113 | MONTE RIO 1113 | 11465.3295 | 7.1257 | 51 | 2.8451 | 0.055786 | 1110 | 12937.2058 | 2875.2466 | #N/A | #N/A | #N/A | #N/A | #N/A | 0
1111 | PEORIA 17056697 | 163781705 | PEORIA 1705 | 6657.3541 | 4.1376 | 46 | 2.5653 | 0.055767 | 1111 | 12941.3434 | 2872.6813 | #N/A | #N/A | #N/A | #N/A | #N/A | 0
3012 | RACETRACK 170311270 | 163761703 | RACETRACK 1703 | 20312.1456 | 12.6241 | 123 | 6.8493 | 0.055685 | 1112 | 12953.9675 | 2865.832 | #N/A | #N/A | #N/A | #N/A | #N/A | 0
722 | MONTE RIO 11125040 | 42811112 | MONTE RIO 1112 | 6507.5662 | 4.0445 | 46 | 2.5589 | 0.055628 | 1113 | 12958.0119 | 2863.2731 | #N/A | #N/A | #N/A | #N/A | #N/A | 0
9716 | WINDSOR 1103171410 | 43501103 | WINDSOR 1103 | 2217.9639 | 1.3785 | 40 | 2.2241 | 0.055603 | 1114 | 12959.3904 | 2861.049 | #N/A | #N/A | #N/A | #N/A | #N/A | 0
15 | MENDOCINO 1101450 | 42951101 | MENDOCINO 1101 | 9311.1997 | 5.7869 | 208 | 11.531 | 0.055438 | 1115 | 12965.1774 | 2849.518 | #N/A | #N/A | #N/A | #N/A | #N/A | 0
6036 | PLACER 1103CB | 152461103 | PLACER 1103 | 11213.2305 | 6.9691 | 99 | 5.4797 | 0.05535 | 1116 | 12972.1464 | 2844.0383 | #N/A | #N/A | #N/A | #N/A | #N/A | 0
6178 | GEYSERVILLE 110135492 | 42891101 | GEYSERVILLE 1101 | 16074.976 | 9.9907 | 219 | 12.0973 | 0.055239 | 1117 | 12982.1371 | 2831.941 | #N/A | #N/A | #N/A | #N/A | #N/A | 0
6625 | WYANDOTTE 1107829470 | 102911107 | WYANDOTTE 1107 | 16595.0205 | 10.3139 | 93 | 5.136 | 0.055226 | 1118 | 12992.451 | 2826.805 | #N/A | #N/A | #N/A | #N/A | #N/A | 0
7721 | CURTIS 17058110 | 163351705 | CURTIS 1705 | 13110.3306 | 8.1481 | 99 | 5.4634 | 0.055185 | 1119 | 13000.5991 | 2821.3417 | #N/A | #N/A | #N/A | #N/A | #N/A | 0
8806 | CLAYTON 2212859443 | 12022212 | CLAYTON 2212 | 475.2837 | 0.29539 | 5 | 0.27584 | 0.055167 | 1120 | 13000.8945 | 2821.0658 | #N/A | #N/A | #N/A | #N/A | #N/A | 0
8792 | DUNLAP 1103CB | 254061103 | DUNLAP 1103 | 9029.352 | 5.6118 | 38 | 2.0943 | 0.055113 | 1121 | 13006.5063 | 2818.9715 | #N/A | #N/A | #N/A | #N/A | #N/A | 0
4534 | MERCED FALLS 110285002 | 252811102 | MERCED FALLS 1102 | 57093.5104 | 35.4838 | 394 | 21.6802 | 0.055026 | 1122 | 13041.9901 | 2797.2913 | #N/A | #N/A | #N/A | #N/A | #N/A | 0
2247 | FROGTOWN 170113412 | 163451701 | FROGTOWN 1701 | 62439.7255 | 38.8065 | 333 | 18.321 | 0.055018 | 1123 | 13080.7966 | 2778.9703 | #N/A | #N/A | #N/A | #N/A | #N/A | 0
3205 | COTATI 110361736 | 42271103 | COTATI 1103 | 19558.6498 | 12.1558 | 129 | 7.0932 | 0.054986 | 1124 | 13092.9524 | 2771.8771 | #N/A | #N/A | #N/A | #N/A | #N/A | 0
9516 | WILDWOOD 11011576 | 103611101 | WILDWOOD 1101 | 12974.577 | 8.0638 | 51 | 2.801 | 0.054922 | 1125 | 13101.0162 | 2769.0761 | #N/A | #N/A | #N/A | #N/A | #N/A | 0
4729 | FITCH MOUNTAIN 1113352 | 42751113 | FITCH MOUNTAIN 1113 | 9086.2434 | 5.6471 | 123 | 6.7498 | 0.054876 | 1126 | 13106.6633 | 2762.3263 | #N/A | #N/A | #N/A | #N/A | #N/A | 0
6906 | IONE 1101CB | 163881101 | IONE 1101 | 2970.8687 | 1.8464 | 85 | 4.663 | 0.054859 | 1127 | 13108.5097 | 2757.6633 | #N/A | #N/A | #N/A | #N/A | #N/A | 0
1910 | FROGTOWN 17016807 | 163451701 | FROGTOWN 1701 | 7894.5527 | 4.9065 | 49 | 2.6713 | 0.054517 | 1128 | 13113.4162 | 2754.992 | #N/A | #N/A | #N/A | #N/A | #N/A | 0
1099 | HIGHLANDS 110275140 | 43361102 | HIGHLANDS 1102 | 13968.9875 | 8.6818 | 238 | 12.967 | 0.054483 | 1129 | 13122.098 | 2742.025 | #N/A | #N/A | #N/A | #N/A | #N/A | 0
9073 | CORRAL 1103831781 | 162991103 | CORRAL 1103 | 1186.1396 | 0.73719 | 19 | 1.0324 | 0.054336 | 1130 | 13122.8352 | 2740.9926 | #N/A | #N/A | #N/A | #N/A | #N/A | 0
1018 | APPLE HILL 21029722 | 153662102 | APPLE HILL 2102 | 62437.5165 | 38.8052 | 359 | 19.4965 | 0.054308 | 1131 | 13161.6404 | 2721.4961 | #N/A | #N/A | #N/A | #N/A | #N/A | 0
882 | MORGAN HILL 2105XR152 | 83242105 | MORGAN HILL 2105 | 14045.9028 | 8.7296 | 156 | 8.4685 | 0.054285 | 1132 | 13170.3699 | 2713.0276 | #N/A | #N/A | #N/A | #N/A | #N/A | 0
7464 | CLARKSVILLE 2106CB | 153612106 | CLARKSVILLE 2106 | 224.6189 | 0.1396 | 9 | 0.48794 | 0.054215 | 1133 | 13170.5095 | 2712.5396 | #N/A | #N/A | #N/A | #N/A | #N/A | 0
8313 | RED BLUFF 1104135854 | 103541104 | RED BLUFF 1104 | 2325.1244 | 1.4451 | 34 | 1.8351 | 0.053974 | 1134 | 13171.9546 | 2710.7045 | #N/A | #N/A | #N/A | #N/A | #N/A | 0
8191 | KESWICK 11011588 | 103451101 | KESWICK 1101 | 13991.4401 | 8.6957 | 33 | 1.7809 | 0.053968 | 1135 | 13180.6504 | 2708.9236 | #N/A | #N/A | #N/A | #N/A | #N/A | 0
5209 | OLETA 11022642 | 163541102 | OLETA 1102 | 7497.8568 | 4.6599 | 27 | 1.4537 | 0.053841 | 1136 | 13185.3103 | 2707.4699 | #N/A | #N/A | #N/A | #N/A | #N/A | 0
2961 | SYCAMORE CREEK 11112014 | 102971111 | SYCAMORE CREEK 1111 | 35984.1335 | 22.3643 | 181 | 9.731 | 0.053762 | 1137 | 13207.6746 | 2697.7389 | #N/A | #N/A | #N/A | #N/A | #N/A | 0
5221 | EL DORADO PH 210163464 | 152762101 | EL DORADO PH 2101 | 21920.8692 | 13.6239 | 70 | 3.7492 | 0.05356 | 1138 | 13221.2985 | 2693.9897 | #N/A | #N/A | #N/A | #N/A | #N/A | 0
1685 | WILLOW CREEK 110347966 | 192171103 | WILLOW CREEK 1103 | 27271.3222 | 16.9492 | 167 | 8.9254 | 0.053445 | 1139 | 13238.2477 | 2685.0643 | #N/A | #N/A | #N/A | #N/A | #N/A | 0
1361 | RED BLUFF 11051564 | 103541105 | RED BLUFF 1105 | 1891.6003 | 1.1756 | 133 | 7.1038 | 0.053412 | 1140 | 13239.4234 | 2677.9605 | #N/A | #N/A | #N/A | #N/A | #N/A | 0
566 | MORGAN HILL 2110814616 | 83242110 | MORGAN HILL 2110 | 157.4015 | 0.097826 | 28 | 1.4955 | 0.053409 | 1141 | 13239.5212 | 2676.4651 | #N/A | #N/A | #N/A | #N/A | #N/A | 0
9804 | FROGTOWN 1702694042 | 163451702 | FROGTOWN 1702 | 972.0471 | 0.60413 | 8 | 0.42716 | 0.053395 | 1142 | 13240.1253 | 2676.0379 | #N/A | #N/A | #N/A | #N/A | #N/A | 0
548 | SHINGLE SPRINGS 21107742 | 153652110 | SHINGLE SPRINGS 2110 | 73535.6671 | 45.7027 | 475 | 25.3612 | 0.053392 | 1143 | 13285.828 | 2650.6767 | #N/A | #N/A | #N/A | #N/A | #N/A | 0
4014 | CURTIS 1704CB | 163351704 | CURTIS 1704 | 22355.1304 | 13.8938 | 170 | 9.058 | 0.053282 | 1144 | 13299.7218 | 2641.6187 | 2641.6187 | #N/A | #N/A | #N/A | #N/A | 1
5744 | WOODSIDE 11018974 | 24251101 | WOODSIDE 1101 | 21278.6691 | 13.2248 | 149 | 7.8956 | 0.05299 | 1145 | 13312.9466 | 2633.7232 | #N/A | #N/A | #N/A | #N/A | #N/A | 0
4200 | MOLINO 1101322 | 42571101 | MOLINO 1101 | 22860.7646 | 14.2081 | 167 | 8.847 | 0.052976 | 1146 | 13327.1547 | 2624.8762 | #N/A | #N/A | #N/A | #N/A | #N/A | 0
7680 | PALMER 1101M88 | 183031101 | PALMER 1101 | 4969.351 | 3.0885 | 85 | 4.4993 | 0.052933 | 1147 | 13330.2431 | 2620.3768 | #N/A | #N/A | #N/A | #N/A | #N/A | 0
2401 | WOODSIDE 11018884 | 24251101 | WOODSIDE 1101 | 12033.5669 | 7.4789 | 74 | 3.9061 | 0.052785 | 1148 | 13337.7221 | 2616.4708 | #N/A | #N/A | #N/A | #N/A | #N/A | 0
5333 | GARBERVILLE 11022500 | 192221102 | GARBERVILLE 1102 | 25777.1884 | 16.0206 | 106 | 5.5813 | 0.052654 | 1149 | 13353.7427 | 2610.8895 | #N/A | #N/A | #N/A | #N/A | #N/A | 0
3787 | BEAR VALLEY 21014500 | 252192101 | BEAR VALLEY 2101 | 38902.9544 | 24.1783 | 516 | 27.1089 | 0.052537 | 1150 | 13377.921 | 2583.7806 | #N/A | #N/A | #N/A | #N/A | #N/A | 0
8553 | RED BLUFF 11041302 | 103541104 | RED BLUFF 1104 | 22389.9711 | 13.9155 | 113 | 5.9272 | 0.052453 | 1151 | 13391.8365 | 2577.8535 | #N/A | #N/A | #N/A | #N/A | #N/A | 0
10783 | BEAR VALLEY 2105CB | 252192105 | BEAR VALLEY 2105 | 6175.4075 | 3.838 | 9 | 0.4711 | 0.052345 | 1152 | 13395.6745 | 2577.3824 | #N/A | #N/A | #N/A | #N/A | #N/A | 0
10429 | BUTTE 1105244246 | 103081105 | BUTTE 1105 | 1936.2709 | 1.2034 | 11 | 0.57496 | 0.052269 | 1153 | 13396.8779 | 2576.8074 | #N/A | #N/A | #N/A | #N/A | #N/A | 0
1753 | BRUNSWICK 110651484 | 152481106 | BRUNSWICK 1106 | 24741.7275 | 15.3771 | 195 | 10.1812 | 0.052211 | 1154 | 13412.255 | 2566.6262 | #N/A | #N/A | #N/A | #N/A | #N/A | 0
7841 | STONE CORRAL 1110975698 | 252921110 | STONE CORRAL 1110 | 1441.7984 | 0.89608 | 44 | 2.2966 | 0.052194 | 1155 | 13413.1511 | 2564.3296 | #N/A | #N/A | #N/A | #N/A | #N/A | 0
10305 | MIDDLETOWN 1101612 | 43141101 | MIDDLETOWN 1101 | 6362.7002 | 3.9544 | 25 | 1.3033 | 0.05213 | 1156 | 13417.1055 | 2563.0264 | #N/A | #N/A | #N/A | #N/A | #N/A | 0
9510 | PUEBLO 2103776244 | 43292103 | PUEBLO 2103 | 274.5802 | 0.17065 | 5 | 0.26059 | 0.052117 | 1157 | 13417.2762 | 2562.7658 | 2562.7658 | #N/A | #N/A | #N/A | #N/A | 1
2874 | FORT ROSS 11214947 | 42851121 | FORT ROSS 1121 | 16652.8009 | 10.3498 | 56 | 2.913 | 0.052018 | 1158 | 13427.626 | 2559.8528 | #N/A | #N/A | #N/A | #N/A | #N/A | 0
5370 | FROGTOWN 17027108 | 163451702 | FROGTOWN 1702 | 15478.9307 | 9.6202 | 99 | 5.1341 | 0.05186 | 1159 | 13437.2462 | 2554.7187 | #N/A | #N/A | #N/A | #N/A | #N/A | 0
7742 | WEST POINT 110272036 | 163201102 | WEST POINT 1102 | 20864.4611 | 12.9673 | 105 | 5.441 | 0.051819 | 1160 | 13450.2135 | 2549.2777 | #N/A | #N/A | #N/A | #N/A | #N/A | 0
8013 | WILLITS 110337506 | 42661103 | WILLITS 1103 | 18602.139 | 11.5613 | 77 | 3.9812 | 0.051705 | 1161 | 13461.7748 | 2545.2964 | #N/A | #N/A | #N/A | #N/A | #N/A | 0
8123 | OTTER 1102CB | 182941102 | OTTER 1102 | 10891.762 | 6.7693 | 40 | 2.0626 | 0.051564 | 1162 | 13468.5441 | 2543.2338 | #N/A | #N/A | #N/A | #N/A | #N/A | 0
7649 | HARTLEY 1101CB | 43211101 | HARTLEY 1101 | 2361.7078 | 1.4678 | 33 | 1.6967 | 0.051416 | 1163 | 13470.0119 | 2541.5371 | #N/A | #N/A | #N/A | #N/A | #N/A | 0
4094 | HOPLAND 1101960 | 42251101 | HOPLAND 1101 | 6237.2835 | 3.8765 | 33 | 1.6966 | 0.051413 | 1164 | 13473.8884 | 2539.8405 | #N/A | #N/A | #N/A | #N/A | #N/A | 0
7517 | PENRYN 110790970 | 152561107 | PENRYN 1107 | 2317.6472 | 1.4404 | 45 | 2.3055 | 0.051234 | 1165 | 13475.3289 | 2537.535 | #N/A | #N/A | #N/A | #N/A | #N/A | 0
371 | CURTIS 1701CB | 163351701 | CURTIS 1701 | 12973.5363 | 8.0631 | 159 | 8.1275 | 0.051116 | 1166 | 13483.392 | 2529.4074 | 2529.4074 | #N/A | #N/A | #N/A | #N/A | 1
8728 | CORRAL 1103569005 | 162991103 | CORRAL 1103 | 1152.5978 | 0.71634 | 38 | 1.939 | 0.051027 | 1167 | 13484.1083 | 2527.4684 | #N/A | #N/A | #N/A | #N/A | #N/A | 0
3664 | PLACERVILLE 2106CB | 153082106 | PLACERVILLE 2106 | 10545.3693 | 6.554 | 31 | 1.5771 | 0.050873 | 1168 | 13490.6623 | 2525.8914 | #N/A | 2525.8914 | #N/A | #N/A | #N/A | 2
10993 | MESA 1103737698 | 182821103 | MESA 1103 | 324.8619 | 0.2019 | 3 | 0.15225 | 0.050749 | 1169 | 13490.8642 | 2525.7391 | #N/A | #N/A | #N/A | #N/A | #N/A | 0
7973 | PENRYN 110550548 | 152561105 | PENRYN 1105 | 154.2272 | 0.095853 | 58 | 2.9403 | 0.050695 | 1170 | 13490.96 | 2522.7988 | #N/A | #N/A | #N/A | #N/A | #N/A | 0
9859 | CUYAMA 1103684566 | 253141103 | CUYAMA 1103 | 4856.693 | 3.0185 | 4 | 0.20251 | 0.050626 | 1171 | 13493.9785 | 2522.5963 | #N/A | #N/A | #N/A | #N/A | #N/A | 0
7777 | GANSNER 11012424 | 103021101 | GANSNER 1101 | 30186.9031 | 18.7613 | 141 | 7.1288 | 0.050559 | 1172 | 13512.7398 | 2515.4675 | #N/A | #N/A | #N/A | #N/A | #N/A | 0
10622 | TEJON 1103286542 | 252931103 | TEJON 1103 | 3501.8559 | 2.1764 | 25 | 1.2632 | 0.050527 | 1173 | 13514.9162 | 2514.2043 | #N/A | #N/A | #N/A | #N/A | #N/A | 0
2224 | COTATI 1103148 | 42271103 | COTATI 1103 | 24850.3478 | 15.4446 | 107 | 5.39 | 0.050374 | 1174 | 13530.3608 | 2508.8143 | #N/A | #N/A | #N/A | #N/A | #N/A | 0
2728 | MESA 1103M72 | 182821103 | MESA 1103 | 13551.8371 | 8.4225 | 180 | 9.0403 | 0.050224 | 1175 | 13538.7833 | 2499.774 | #N/A | #N/A | #N/A | #N/A | #N/A | 0
4743 | WYANDOTTE 11031508 | 102911103 | WYANDOTTE 1103 | 43792.5733 | 27.2173 | 249 | 12.4656 | 0.050062 | 1176 | 13566.0006 | 2487.3085 | 2487.3085 | #N/A | #N/A | #N/A | #N/A | 1
1729 | LUCERNE 1106664 | 43351106 | LUCERNE 1106 | 15503.1919 | 9.6353 | 140 | 7.006 | 0.050043 | 1177 | 13575.6359 | 2480.3024 | #N/A | #N/A | #N/A | #N/A | #N/A | 0
1094 | HIGGINS 110332120 | 152691103 | HIGGINS 1103 | 65394.3269 | 40.6428 | 485 | 24.23 | 0.049959 | 1178 | 13616.2787 | 2456.0724 | #N/A | #N/A | #N/A | #N/A | #N/A | 0
1827 | BELL 11082226 | 152701108 | BELL 1108 | 38762.6482 | 24.0911 | 329 | 16.3638 | 0.049738 | 1179 | 13640.3699 | 2439.7086 | 2439.7086 | #N/A | #N/A | #N/A | #N/A | 1
971 | KANAKA 110183288 | 103221101 | KANAKA 1101 | 27936.7507 | 17.3628 | 140 | 6.9631 | 0.049736 | 1180 | 13657.7327 | 2432.7455 | #N/A | #N/A | #N/A | #N/A | #N/A | 0
6396 | MC ARTHUR 11011490 | 103491101 | MC ARTHUR 1101 | 16986.9503 | 10.5575 | 122 | 6.0634 | 0.0497 | 1181 | 13668.2901 | 2426.6822 | #N/A | #N/A | #N/A | #N/A | #N/A | 0
1501 | PIERCY 2110XR258 | 83912110 | PIERCY 2110 | 35307.703 | 21.9439 | 117 | 5.814 | 0.049692 | 1182 | 13690.234 | 2420.8682 | #N/A | #N/A | #N/A | #N/A | #N/A | 0
4371 | BELLEVUE 2103552 | 43182103 | BELLEVUE 2103 | 15233.6156 | 9.4678 | 172 | 8.5251 | 0.049565 | 1183 | 13699.7017 | 2412.343 | #N/A | #N/A | #N/A | #N/A | #N/A | 0
774 | MORGAN HILL 2110654924 | 83242110 | MORGAN HILL 2110 | 4423.0701 | 2.749 | 61 | 3.0099 | 0.049343 | 1184 | 13702.4507 | 2409.3331 | #N/A | #N/A | #N/A | #N/A | #N/A | 0
4796 | SISQUOC 1102M52 | 182811102 | SISQUOC 1102 | 54530.2399 | 33.8908 | 131 | 6.4386 | 0.04915 | 1185 | 13736.3415 | 2402.8945 | #N/A | #N/A | #N/A | #N/A | #N/A | 0
899 | RACETRACK 170455798 | 163761704 | RACETRACK 1704 | 37886.6196 | 23.5467 | 246 | 12.0752 | 0.049086 | 1186 | 13759.8882 | 2390.8193 | #N/A | #N/A | #N/A | #N/A | #N/A | 0
8632 | STELLING 11102243 | 83481110 | STELLING 1110 | 3051.2175 | 1.8963 | 16 | 0.78482 | 0.049051 | 1187 | 13761.7845 | 2390.0345 | #N/A | #N/A | #N/A | #N/A | #N/A | 0
4409 | HIGGINS 11071070 | 152691107 | HIGGINS 1107 | 12735.6646 | 7.9153 | 100 | 4.8737 | 0.048737 | 1188 | 13769.6998 | 2385.1608 | #N/A | #N/A | #N/A | #N/A | #N/A | 0
2076 | SAN JUSTO 110136902 | 183181101 | SAN JUSTO 1101 | 19990.5557 | 12.4242 | 147 | 7.1641 | 0.048735 | 1189 | 13782.124 | 2377.9967 | #N/A | #N/A | #N/A | #N/A | #N/A | 0
6423 | TASSAJARA 2113MR276 | 14662113 | TASSAJARA 2113 | 6199.9698 | 3.8533 | 42 | 2.0447 | 0.048684 | 1190 | 13785.9773 | 2375.952 | 2375.952 | #N/A | #N/A | #N/A | #N/A | 1
7009 | PENRYN 110551676 | 152561105 | PENRYN 1105 | 12910.4516 | 8.0239 | 145 | 7.0475 | 0.048603 | 1191 | 13794.0012 | 2368.9045 | #N/A | #N/A | #N/A | #N/A | #N/A | 0
9522 | STONE CORRAL 1110894956 | 252921110 | STONE CORRAL 1110 | 1243.2231 | 0.77267 | 16 | 0.77554 | 0.048471 | 1192 | 13794.7739 | 2368.129 | #N/A | #N/A | #N/A | #N/A | #N/A | 0
4908 | DIVIDE 1103567884 | 182571103 | DIVIDE 1103 | 4025.5628 | 2.5019 | 27 | 1.3004 | 0.048164 | 1193 | 13797.2758 | 2366.8286 | #N/A | #N/A | #N/A | #N/A | #N/A | 0
537 | FORT SEWARD 11211602 | 192321121 | FORT SEWARD 1121 | 29307.7542 | 18.2149 | 109 | 5.244 | 0.048111 | 1194 | 13815.4906 | 2361.5845 | #N/A | #N/A | #N/A | #N/A | #N/A | 0
522 | MONTE RIO 1111292 | 42811111 | MONTE RIO 1111 | 25055.0465 | 15.5718 | 165 | 7.9294 | 0.048057 | 1195 | 13831.0625 | 2353.6552 | #N/A | #N/A | #N/A | #N/A | #N/A | 0
6679 | LAYTONVILLE 11011760 | 42681101 | LAYTONVILLE 1101 | 15610.272 | 9.7018 | 73 | 3.5072 | 0.048043 | 1196 | 13840.7643 | 2350.148 | #N/A | #N/A | #N/A | #N/A | #N/A | 0
7262 | LOW GAP 11014160 | 192411101 | LOW GAP 1101 | 34990.3559 | 21.7466 | 194 | 9.3109 | 0.047994 | 1197 | 13862.5109 | 2340.8371 | #N/A | #N/A | #N/A | #N/A | #N/A | 0
2115 | GARBERVILLE 1102CB | 192221102 | GARBERVILLE 1102 | 19300.4618 | 11.9953 | 191 | 9.1665 | 0.047992 | 1198 | 13874.5063 | 2331.6707 | #N/A | #N/A | #N/A | #N/A | #N/A | 0
859 | SALT SPRINGS 21011216 | 163692101 | SALT SPRINGS 2101 | 8821.9491 | 5.4829 | 32 | 1.5347 | 0.04796 | 1199 | 13879.9891 | 2330.136 | #N/A | #N/A | #N/A | #N/A | #N/A | 0
4717 | CAMBRIA 1101V76 | 182771101 | CAMBRIA 1101 | 30510.6388 | 18.9625 | 59 | 2.8276 | 0.047925 | 1200 | 13898.9516 | 2327.3084 | #N/A | #N/A | #N/A | #N/A | #N/A | 0
3890 | KANAKA 110165606 | 103221101 | KANAKA 1101 | 20505.679 | 12.7444 | 145 | 6.9481 | 0.047918 | 1201 | 13911.696 | 2320.3603 | #N/A | #N/A | #N/A | #N/A | #N/A | 0
11044 | SAN LUIS OBISPO 1104753254 | 182631104 | SAN LUIS OBISPO 1104 | 561.1486 | 0.34876 | 2 | 0.095314 | 0.047657 | 1202 | 13912.0447 | 2320.2649 | #N/A | #N/A | #N/A | #N/A | #N/A | 0
868 | PEORIA 170459596 | 163781704 | PEORIA 1704 | 33598.813 | 20.8818 | 294 | 13.9806 | 0.047553 | 1203 | 13932.9265 | 2306.2844 | #N/A | #N/A | #N/A | #N/A | #N/A | 0
5643 | CLEAR LAKE 1102991285 | 42141102 | CLEAR LAKE 1102 | 525.9001 | 0.32685 | 24 | 1.1393 | 0.047469 | 1204 | 13933.2534 | 2305.1451 | 2305.1451 | #N/A | #N/A | #N/A | #N/A | 1
2996 | BURNEY 11012402 | 103311101 | BURNEY 1101 | 2411.6802 | 1.4989 | 18 | 0.85235 | 0.047353 | 1205 | 13934.7523 | 2304.2928 | #N/A | #N/A | #N/A | #N/A | #N/A | 0
982 | WEST POINT 11024788 | 163201102 | WEST POINT 1102 | 111874.9537 | 69.5307 | 673 | 31.8454 | 0.047319 | 1206 | 14004.283 | 2272.4474 | #N/A | #N/A | #N/A | #N/A | #N/A | 0
6337 | MIWUK 170219772 | 163661702 | MIWUK 1702 | 6198.5938 | 3.8525 | 41 | 1.9386 | 0.047283 | 1207 | 14008.1354 | 2270.5088 | #N/A | #N/A | #N/A | #N/A | #N/A | 0
1317 | MOLINO 1102178 | 42571102 | MOLINO 1102 | 19626.441 | 12.1979 | 182 | 8.5954 | 0.047227 | 1208 | 14020.3334 | 2261.9135 | #N/A | #N/A | #N/A | #N/A | #N/A | 0
2756 | AUBERRY 1101R2845 | 254151101 | AUBERRY 1101 | 28680.0593 | 17.8248 | 172 | 8.1154 | 0.047182 | 1209 | 14038.1581 | 2253.7981 | #N/A | #N/A | #N/A | #N/A | #N/A | 0
1878 | JESSUP 110168362 | 103441101 | JESSUP 1101 | 8312.3827 | 5.1662 | 96 | 4.5193 | 0.047076 | 1210 | 14043.3243 | 2249.2788 | #N/A | 2249.2788 | #N/A | #N/A | #N/A | 2
1899 | SAN BENITO 2104785888 | 182742104 | SAN BENITO 2104 | 7730.7085 | 4.8047 | 49 | 2.304 | 0.047021 | 1211 | 14048.129 | 2246.9748 | #N/A | #N/A | #N/A | #N/A | #N/A | 0
1312 | MOUNTAIN QUARRIES 210192474 | 152282101 | MOUNTAIN QUARRIES 2101 | 24305.4181 | 15.1059 | 173 | 8.12 | 0.046937 | 1212 | 14063.2349 | 2238.8547 | #N/A | #N/A | #N/A | #N/A | #N/A | 0
9280 | FREMONT 1104MR339 | 14351104 | FREMONT 1104 | 1921.2331 | 1.1941 | 73 | 3.4227 | 0.046887 | 1213 | 14064.4289 | 2235.432 | #N/A | #N/A | #N/A | #N/A | #N/A | 0
10367 | PEORIA 170488630 | 163781704 | PEORIA 1704 | 1252.5971 | 0.77849 | 6 | 0.28105 | 0.046842 | 1214 | 14065.2074 | 2235.151 | #N/A | #N/A | #N/A | #N/A | #N/A | 0
3920 | LLAGAS 2107XR178 | 83182107 | LLAGAS 2107 | 9493.9491 | 5.9005 | 138 | 6.4625 | 0.04683 | 1215 | 14071.108 | 2228.6884 | #N/A | #N/A | #N/A | #N/A | #N/A | 0
9293 | DUNLAP 110239190 | 254061102 | DUNLAP 1102 | 2877.2566 | 1.7882 | 17 | 0.79463 | 0.046743 | 1216 | 14072.8962 | 2227.8938 | #N/A | #N/A | #N/A | #N/A | #N/A | 0
9995 | GEYSERVILLE 1102180193 | 42891102 | GEYSERVILLE 1102 | 3477.0858 | 2.161 | 23 | 1.0737 | 0.046684 | 1217 | 14075.0572 | 2226.82 | #N/A | #N/A | #N/A | #N/A | #N/A | 0
2795 | BELL 1108467470 | 152701108 | BELL 1108 | 2987.9 | 1.857 | 40 | 1.857 | 0.046424 | 1218 | 14076.9142 | 2224.9631 | #N/A | #N/A | #N/A | #N/A | #N/A | 0
6866 | EDENVALE 1102XR064 | 82951102 | EDENVALE 1102 | 1175.6095 | 0.73065 | 35 | 1.6236 | 0.046387 | 1219 | 14077.6449 | 2223.3395 | #N/A | #N/A | #N/A | #N/A | #N/A | 0
2884 | MC ARTHUR 110137388 | 103491101 | MC ARTHUR 1101 | 13050.4067 | 8.1109 | 56 | 2.5868 | 0.046193 | 1220 | 14085.7557 | 2220.7527 | #N/A | #N/A | #N/A | #N/A | #N/A | 0
8090 | PENRYN 1105817491 | 152561105 | PENRYN 1105 | 2279.4584 | 1.4167 | 24 | 1.1084 | 0.046183 | 1221 | 14087.1724 | 2219.6443 | #N/A | #N/A | #N/A | #N/A | #N/A | 0
196 | MILPITAS 1109XR082 | 82831109 | MILPITAS 1109 | 31674.5025 | 19.6858 | 186 | 8.5807 | 0.046133 | 1222 | 14106.8583 | 2211.0636 | #N/A | #N/A | #N/A | #N/A | #N/A | 0
9874 | JARVIS 1108767280 | 13501108 | JARVIS 1108 | 816.4039 | 0.5074 | 11 | 0.50728 | 0.046117 | 1223 | 14107.3657 | 2210.5563 | #N/A | #N/A | #N/A | #N/A | #N/A | 0
3653 | PUEBLO 2103678 | 43292103 | PUEBLO 2103 | 56857.8795 | 35.3374 | 325 | 14.9751 | 0.046077 | 1224 | 14142.7031 | 2195.5812 | 2195.5812 | #N/A | #N/A | #N/A | #N/A | 1
4529 | MC ARTHUR 110138998 | 103491101 | MC ARTHUR 1101 | 189.4976 | 0.11777 | 61 | 2.8099 | 0.046064 | 1225 | 14142.8208 | 2192.7713 | #N/A | #N/A | #N/A | #N/A | #N/A | 0
9562 | MOLINO 1101600112 | 42571101 | MOLINO 1101 | 1283.9759 | 0.798 | 18 | 0.82393 | 0.045774 | 1226 | 14143.6188 | 2191.9473 | #N/A | #N/A | #N/A | #N/A | #N/A | 0
8471 | MONTICELLO 1101654 | 43051101 | MONTICELLO 1101 | 13220.1574 | 8.2164 | 71 | 3.2338 | 0.045547 | 1227 | 14151.8352 | 2188.7135 | #N/A | #N/A | #N/A | #N/A | #N/A | 0
9084 | SWIFT 2110XR254 | 83392110 | SWIFT 2110 | 40510.5344 | 25.1775 | 134 | 6.1028 | 0.045544 | 1228 | 14177.0127 | 2182.6107 | #N/A | #N/A | #N/A | #N/A | #N/A | 0
5247 | MOLINO 1102658 | 42571102 | MOLINO 1102 | 17510.52 | 10.8829 | 107 | 4.8515 | 0.045341 | 1229 | 14187.8955 | 2177.7592 | 2177.7592 | #N/A | #N/A | #N/A | #N/A | 1
1624 | CLAY 11037124 | 163341103 | CLAY 1103 | 17797.9944 | 11.0615 | 286 | 12.9498 | 0.045279 | 1230 | 14198.9571 | 2164.8094 | #N/A | #N/A | #N/A | #N/A | #N/A | 0
6683 | UKIAH 11143606 | 42771114 | UKIAH 1114 | 17219.5096 | 10.702 | 129 | 5.828 | 0.045178 | 1231 | 14209.6591 | 2158.9814 | #N/A | #N/A | #N/A | #N/A | #N/A | 0
6114 | GANSNER 110137550 | 103021101 | GANSNER 1101 | 590.535 | 0.36702 | 33 | 1.4864 | 0.045042 | 1232 | 14210.0261 | 2157.495 | #N/A | #N/A | #N/A | #N/A | #N/A | 0
10276 | LAKEVILLE 1102367100 | 43371102 | LAKEVILLE 1102 | 900.8036 | 0.55985 | 6 | 0.26958 | 0.04493 | 1233 | 14210.5859 | 2157.2254 | #N/A | #N/A | #N/A | #N/A | #N/A | 0
3592 | CURTIS 17039330 | 163351703 | CURTIS 1703 | 66516.2766 | 41.3401 | 345 | 15.4037 | 0.044648 | 1234 | 14251.9261 | 2141.8217 | #N/A | #N/A | #N/A | #N/A | #N/A | 0
1338 | SILVERADO 210437632 | 43432104 | SILVERADO 2104 | 42770.2942 | 26.5819 | 304 | 13.5588 | 0.044601 | 1235 | 14278.508 | 2128.2629 | 2128.2629 | #N/A | #N/A | #N/A | #N/A | 1
9592 | BELL 1107912460 | 152701107 | BELL 1107 | 226.2188 | 0.1406 | 6 | 0.26697 | 0.044495 | 1236 | 14278.6486 | 2127.996 | #N/A | #N/A | #N/A | #N/A | #N/A | 0
9543 | GARBERVILLE 110237054 | 192221102 | GARBERVILLE 1102 | 14394.233 | 8.9461 | 76 | 3.3774 | 0.044439 | 1237 | 14287.5946 | 2124.6186 | #N/A | #N/A | #N/A | #N/A | #N/A | 0
528 | PLACERVILLE 210692012 | 153082106 | PLACERVILLE 2106 | 29794.6367 | 18.5175 | 219 | 9.7026 | 0.044304 | 1238 | 14306.1121 | 2114.916 | #N/A | #N/A | #N/A | #N/A | #N/A | 0
2289 | PASO ROBLES 1103351084 | 182611103 | PASO ROBLES 1103 | 3813.7275 | 2.3702 | 91 | 4.0272 | 0.044255 | 1239 | 14308.4824 | 2110.8888 | #N/A | #N/A | #N/A | #N/A | #N/A | 0
4151 | SHINGLE SPRINGS 2109CB | 153652109 | SHINGLE SPRINGS 2109 | 44000.0643 | 27.3462 | 341 | 15.0331 | 0.044085 | 1240 | 14335.8286 | 2095.8557 | #N/A | #N/A | #N/A | #N/A | #N/A | 0
8694 | MC ARTHUR 11011544 | 103491101 | MC ARTHUR 1101 | 27291.0085 | 16.9615 | 135 | 5.9476 | 0.044056 | 1241 | 14352.7901 | 2089.9081 | #N/A | #N/A | #N/A | #N/A | #N/A | 0
5303 | STONE CORRAL 11087100 | 252921108 | STONE CORRAL 1108 | 3757.8694 | 2.3355 | 130 | 5.7148 | 0.04396 | 1242 | 14355.1256 | 2084.1933 | #N/A | #N/A | #N/A | #N/A | #N/A | 0
5138 | SUMMIT 11022302 | 152591102 | SUMMIT 1102 | 2152.9343 | 1.3381 | 19 | 0.8342 | 0.043905 | 1243 | 14356.4637 | 2083.3591 | #N/A | #N/A | #N/A | #N/A | #N/A | 0
3403 | PENRYN 11051378 | 152561105 | PENRYN 1105 | 1447.5189 | 0.89964 | 25 | 1.096 | 0.043839 | 1244 | 14357.3633 | 2082.2631 | #N/A | #N/A | #N/A | #N/A | #N/A | 0
5562 | GARBERVILLE 110139524 | 192221101 | GARBERVILLE 1101 | 8232.0089 | 5.1162 | 138 | 6.0334 | 0.04372 | 1245 | 14362.4795 | 2076.2298 | #N/A | #N/A | #N/A | #N/A | #N/A | 0
3303 | BIG BEND 1101180398 | 103751101 | BIG BEND 1101 | 8946.0191 | 5.56 | 48 | 2.0957 | 0.04366 | 1246 | 14368.0395 | 2074.1341 | #N/A | #N/A | #N/A | #N/A | #N/A | 0
5481 | VACAVILLE 110847860 | 63601108 | VACAVILLE 1108 | 466.0192 | 0.28963 | 54 | 2.353 | 0.043573 | 1247 | 14368.3291 | 2071.7811 | #N/A | #N/A | #N/A | #N/A | #N/A | 0
8994 | SAN LUIS OBISPO 1104982992 | 182631104 | SAN LUIS OBISPO 1104 | 14390.2086 | 8.9436 | 52 | 2.2633 | 0.043526 | 1248 | 14377.2727 | 2069.5178 | #N/A | #N/A | #N/A | #N/A | #N/A | 0
6482 | UKIAH 1113691436 | 42771113 | UKIAH 1113 | 1680.7069 | 1.0446 | 28 | 1.2166 | 0.043449 | 1249 | 14378.3173 | 2068.3012 | #N/A | #N/A | #N/A | #N/A | #N/A | 0
7283 | COVELO 1101112804 | 43061101 | COVELO 1101 | 16512.5111 | 10.2626 | 67 | 2.9107 | 0.043443 | 1250 | 14388.5799 | 2065.3906 | #N/A | #N/A | #N/A | #N/A | #N/A | 0
2688 | STILLWATER 11021466 | 103561102 | STILLWATER 1102 | 33039.7041 | 20.5343 | 211 | 9.1248 | 0.043245 | 1251 | 14409.1142 | 2056.2658 | #N/A | #N/A | #N/A | #N/A | #N/A | 0
6122 | EEL RIVER 11024814 | 192381102 | EEL RIVER 1102 | 43433.15 | 26.9939 | 117 | 5.0562 | 0.043216 | 1252 | 14436.1081 | 2051.2096 | #N/A | #N/A | #N/A | #N/A | #N/A | 0
8658 | MENLO 11037902 | 24131103 | MENLO 1103 | 18823.9554 | 11.6992 | 143 | 6.1722 | 0.043162 | 1253 | 14447.8072 | 2045.0373 | #N/A | #N/A | #N/A | #N/A | #N/A | 0
5986 | SILVERADO 210478268 | 43432104 | SILVERADO 2104 | 15647.3206 | 9.7249 | 114 | 4.9171 | 0.043133 | 1254 | 14457.5321 | 2040.1202 | #N/A | #N/A | #N/A | #N/A | #N/A | 0
3705 | ALTO 11221212 | 42031122 | ALTO 1122 | 2977.1941 | 1.8503 | 25 | 1.0764 | 0.043056 | 1255 | 14459.3824 | 2039.0438 | #N/A | #N/A | #N/A | #N/A | #N/A | 0
565 | CALPELLA 1101CB | 43411101 | CALPELLA 1101 | 18947.9362 | 11.7762 | 226 | 9.722 | 0.043018 | 1256 | 14471.1587 | 2029.3218 | #N/A | #N/A | #N/A | #N/A | #N/A | 0
1815 | OTTER 110298036 | 182941102 | OTTER 1102 | 14803.9566 | 9.2007 | 64 | 2.7435 | 0.042868 | 1257 | 14480.3594 | 2026.5782 | #N/A | #N/A | #N/A | #N/A | #N/A | 0
5821 | HIGHLANDS 11034630 | 43361103 | HIGHLANDS 1103 | 1729.1767 | 1.0747 | 42 | 1.7982 | 0.042814 | 1258 | 14481.4341 | 2024.78 | 2024.78 | #N/A | #N/A | #N/A | #N/A | 1
1927 | HIGGINS 1110166282 | 152691110 | HIGGINS 1110 | 38601.364 | 23.9909 | 256 | 10.8796 | 0.042498 | 1259 | 14505.425 | 2013.9005 | #N/A | #N/A | #N/A | #N/A | #N/A | 0
6705 | GIRVAN 11021028 | 103401102 | GIRVAN 1102 | 28404.1063 | 17.6533 | 208 | 8.8364 | 0.042483 | 1260 | 14523.0782 | 2005.0641 | 2005.0641 | #N/A | #N/A | #N/A | #N/A | 1
3470 | OILFIELDS 1103370932 | 182391103 | OILFIELDS 1103 | 619.9296 | 0.38529 | 6 | 0.25478 | 0.042464 | 1261 | 14523.4635 | 2004.8093 | #N/A | #N/A | #N/A | #N/A | #N/A | 0
9825 | GIRVAN 1101CB | 103401101 | GIRVAN 1101 | 2471.5392 | 1.5361 | 31 | 1.3146 | 0.042406 | 1262 | 14524.9996 | 2003.4947 | #N/A | 2003.4947 | #N/A | #N/A | #N/A | 2
4531 | CRESCENT MILLS 21013113 | 103132101 | CRESCENT MILLS 2101 | 1919.7007 | 1.1931 | 9 | 0.3815 | 0.042389 | 1263 | 14526.1927 | 2003.1132 | #N/A | #N/A | #N/A | #N/A | #N/A | 0
4502 | WILLITS 1103968 | 42661103 | WILLITS 1103 | 42969.09 | 26.7055 | 283 | 11.9944 | 0.042383 | 1264 | 14552.8982 | 1991.1188 | #N/A | #N/A | #N/A | #N/A | #N/A | 0
293 | MENDOCINO 110131322 | 42951101 | MENDOCINO 1101 | 9420.014 | 5.8546 | 310 | 13.1348 | 0.04237 | 1265 | 14558.7527 | 1977.984 | #N/A | #N/A | #N/A | #N/A | #N/A | 0
332 | MESA 1101CB | 182821101 | MESA 1101 | 22299.6831 | 13.8593 | 230 | 9.7444 | 0.042367 | 1266 | 14572.6121 | 1968.2396 | #N/A | #N/A | #N/A | #N/A | #N/A | 0
6761 | HORSESHOE 11011682 | 152571101 | HORSESHOE 1101 | 326.6132 | 0.20299 | 112 | 4.7402 | 0.042324 | 1267 | 14572.8151 | 1963.4994 | #N/A | #N/A | #N/A | #N/A | #N/A | 0
4789 | APPLE HILL 110412842 | 153661104 | APPLE HILL 1104 | 25454.1408 | 15.8199 | 209 | 8.8429 | 0.042311 | 1268 | 14588.6349 | 1954.6565 | #N/A | #N/A | #N/A | #N/A | #N/A | 0
5435 | SUNOL 1101MR299 | 14241101 | SUNOL 1101 | 7955.2462 | 4.9442 | 58 | 2.452 | 0.042276 | 1269 | 14593.5791 | 1952.2045 | #N/A | #N/A | #N/A | #N/A | #N/A | 0
5875 | MESA 11016113 | 182821101 | MESA 1101 | 2800.3205 | 1.7404 | 100 | 4.2268 | 0.042268 | 1270 | 14595.3195 | 1947.9777 | #N/A | #N/A | #N/A | #N/A | #N/A | 0
6536 | PINE GROVE 11026080 | 163751102 | PINE GROVE 1102 | 55307.7629 | 34.374 | 322 | 13.6042 | 0.042249 | 1271 | 14629.6935 | 1934.3734 | #N/A | #N/A | #N/A | #N/A | #N/A | 0
10453 | RIO DELL 11027124 | 192251102 | RIO DELL 1102 | 1081.3743 | 0.67208 | 5 | 0.21114 | 0.042229 | 1272 | 14630.3656 | 1934.1623 | #N/A | #N/A | #N/A | #N/A | #N/A | 0
9767 | SAN BERNARD 1101641042 | 253191101 | SAN BERNARD 1101 | 2300.7684 | 1.4299 | 22 | 0.92827 | 0.042194 | 1273 | 14631.7956 | 1933.234 | #N/A | #N/A | #N/A | #N/A | #N/A | 0
7173 | OTTER 110237132 | 182941102 | OTTER 1102 | 9343.2123 | 5.8068 | 50 | 2.1086 | 0.042173 | 1274 | 14637.6024 | 1931.1254 | #N/A | #N/A | #N/A | #N/A | #N/A | 0
7839 | FROGTOWN 1702204480 | 163451702 | FROGTOWN 1702 | 807.68 | 0.50198 | 28 | 1.1785 | 0.04209 | 1275 | 14638.1044 | 1929.9469 | #N/A | #N/A | #N/A | #N/A | #N/A | 0
1556 | HOPLAND 110180620 | 42251101 | HOPLAND 1101 | 1997.9252 | 1.2417 | 51 | 2.1446 | 0.04205 | 1276 | 14639.3461 | 1927.8023 | #N/A | #N/A | #N/A | #N/A | #N/A | 0
796 | MESA 1101M86 | 182821101 | MESA 1101 | 20500.8716 | 12.7414 | 217 | 9.0801 | 0.041844 | 1277 | 14652.0875 | 1918.7222 | #N/A | #N/A | #N/A | #N/A | #N/A | 0
4020 | CABRILLO 1103Y10 | 183101103 | CABRILLO 1103 | 7788.8369 | 4.8408 | 122 | 5.0971 | 0.041779 | 1278 | 14656.9283 | 1913.6251 | #N/A | #N/A | #N/A | #N/A | #N/A | 0
4294 | FITCH MOUNTAIN 11134566 | 42751113 | FITCH MOUNTAIN 1113 | 20128.0864 | 12.5097 | 180 | 7.5169 | 0.041761 | 1279 | 14669.438 | 1906.1082 | #N/A | #N/A | #N/A | #N/A | #N/A | 0
3368 | PEORIA 17051834 | 163781705 | PEORIA 1705 | 37922.7084 | 23.5691 | 217 | 9.0231 | 0.041581 | 1280 | 14693.0071 | 1897.0852 | #N/A | #N/A | #N/A | #N/A | #N/A | 0
4811 | CALAVERAS CEMENT 1101502 | 162211101 | CALAVERAS CEMENT 1101 | 60591.0346 | 37.6576 | 331 | 13.7543 | 0.041554 | 1281 | 14730.6646 | 1883.3309 | 1883.3309 | #N/A | #N/A | #N/A | #N/A | 1
8493 | COTATI 1102282 | 42271102 | COTATI 1102 | 4475.09 | 2.7813 | 62 | 2.5746 | 0.041526 | 1282 | 14733.4459 | 1880.7562 | #N/A | #N/A | #N/A | #N/A | #N/A | 0
3229 | WISE 1102CB | 152271102 | WISE 1102 | 22633.2401 | 14.0667 | 177 | 7.3353 | 0.041442 | 1283 | 14747.5126 | 1873.4209 | #N/A | #N/A | #N/A | #N/A | #N/A | 0
2423 | APPLE HILL 110413512 | 153661104 | APPLE HILL 1104 | 45791.8869 | 28.4598 | 345 | 14.2801 | 0.041392 | 1284 | 14775.9724 | 1859.1408 | #N/A | #N/A | #N/A | #N/A | #N/A | 0
3013 | BIG MEADOWS 21012586 | 102812101 | BIG MEADOWS 2101 | 10070.6101 | 6.2589 | 91 | 3.7526 | 0.041237 | 1285 | 14782.2313 | 1855.3882 | #N/A | #N/A | #N/A | #N/A | #N/A | 0
6401 | COPPERMINE 1104556430 | 252411104 | COPPERMINE 1104 | 7792.8441 | 4.8433 | 122 | 5.0096 | 0.041063 | 1286 | 14787.0746 | 1850.3785 | #N/A | #N/A | #N/A | #N/A | #N/A | 0
9989 | ORO FINO 11022236 | 103031102 | ORO FINO 1102 | 4120.4561 | 2.5609 | 11 | 0.45093 | 0.040994 | 1287 | 14789.6355 | 1849.9276 | #N/A | #N/A | #N/A | #N/A | #N/A | 0
3633 | BIG BEND 11021972 | 103751102 | BIG BEND 1102 | 34265.9827 | 21.2964 | 177 | 7.25 | 0.040961 | 1288 | 14810.932 | 1842.6776 | #N/A | #N/A | #N/A | #N/A | #N/A | 0
7419 | MARTELL 110299214 | 163011102 | MARTELL 1102 | 2953.539 | 1.8356 | 21 | 0.85759 | 0.040838 | 1289 | 14812.7676 | 1841.82 | #N/A | #N/A | #N/A | #N/A | #N/A | 0
5589 | BUELLTON 1101Y36 | 183041101 | BUELLTON 1101 | 60717.9561 | 37.7365 | 283 | 11.5464 | 0.0408 | 1290 | 14850.5041 | 1830.2737 | #N/A | #N/A | #N/A | #N/A | #N/A | 0
2824 | GEYSERVILLE 1101166 | 42891101 | GEYSERVILLE 1101 | 9969.1209 | 6.1958 | 110 | 4.4835 | 0.040759 | 1291 | 14856.6999 | 1825.7901 | #N/A | #N/A | #N/A | #N/A | #N/A | 0
612 | DIAMOND SPRINGS 11062100 | 152261106 | DIAMOND SPRINGS 1106 | 62879.0761 | 39.0796 | 403 | 16.4004 | 0.040696 | 1292 | 14895.7795 | 1809.3897 | #N/A | #N/A | #N/A | #N/A | #N/A | 0
4758 | LAYTONVILLE 1101402 | 42681101 | LAYTONVILLE 1101 | 37584.6138 | 23.359 | 151 | 6.145 | 0.040695 | 1293 | 14919.1385 | 1803.2447 | #N/A | #N/A | #N/A | #N/A | #N/A | 0
7625 | ATASCADERO 1103440856 | 182541103 | ATASCADERO 1103 | 56011.6123 | 34.8114 | 349 | 14.1857 | 0.040647 | 1294 | 14953.9499 | 1789.059 | #N/A | #N/A | #N/A | #N/A | #N/A | 0
3291 | FRUITLAND 11426054 | 192311142 | FRUITLAND 1142 | 11579.672 | 7.1968 | 58 | 2.3572 | 0.040642 | 1295 | 14961.1467 | 1786.7018 | #N/A | #N/A | #N/A | #N/A | #N/A | 0
2753 | CALPELLA 11011204 | 43411101 | CALPELLA 1101 | 15255.8356 | 9.4816 | 124 | 5.0263 | 0.040535 | 1296 | 14970.6283 | 1781.6755 | #N/A | #N/A | #N/A | #N/A | #N/A | 0
6226 | FULTON 1107214 | 42561107 | FULTON 1107 | 18868.3768 | 11.7268 | 142 | 5.7514 | 0.040503 | 1297 | 14982.3551 | 1775.924 | #N/A | #N/A | #N/A | #N/A | #N/A | 0
6297 | PEORIA 170176030 | 163781701 | PEORIA 1701 | 8222.4339 | 5.1103 | 55 | 2.2201 | 0.040366 | 1298 | 14987.4654 | 1773.7039 | #N/A | #N/A | #N/A | #N/A | #N/A | 0
4946 | WYANDOTTE 11031976 | 102911103 | WYANDOTTE 1103 | 38264.4277 | 23.7815 | 217 | 8.7412 | 0.040282 | 1299 | 15011.2469 | 1764.9627 | #N/A | #N/A | #N/A | #N/A | #N/A | 0
3803 | CALAVERAS CEMENT 1101CB | 162211101 | CALAVERAS CEMENT 1101 | 16846.5197 | 10.4702 | 203 | 8.1671 | 0.040232 | 1300 | 15021.717 | 1756.7956 | #N/A | #N/A | #N/A | #N/A | #N/A | 0
601 | FORESTHILL 11022106 | 152181102 | FORESTHILL 1102 | 44861.5543 | 27.8816 | 264 | 10.6117 | 0.040196 | 1301 | 15049.5987 | 1746.1839 | #N/A | #N/A | #N/A | #N/A | #N/A | 0
3937 | AUBERRY 1101176050 | 254151101 | AUBERRY 1101 | 33994.9384 | 21.128 | 168 | 6.7464 | 0.040157 | 1302 | 15070.7267 | 1739.4374 | #N/A | #N/A | #N/A | #N/A | #N/A | 0
3563 | SHINGLE SPRINGS 21092053 | 153652109 | SHINGLE SPRINGS 2109 | 9238.0472 | 5.7415 | 74 | 2.9697 | 0.040131 | 1303 | 15076.4681 | 1736.4677 | #N/A | #N/A | #N/A | #N/A | #N/A | 0
639 | LAYTONVILLE 1101CB | 42681101 | LAYTONVILLE 1101 | 9580.003 | 5.954 | 90 | 3.6104 | 0.040116 | 1304 | 15082.4222 | 1732.8573 | #N/A | #N/A | #N/A | #N/A | #N/A | 0
8583 | UKIAH 1111168892 | 42771111 | UKIAH 1111 | 264.3207 | 0.16428 | 8 | 0.32079 | 0.040099 | 1305 | 15082.5864 | 1732.5365 | #N/A | #N/A | #N/A | #N/A | #N/A | 0
6071 | SHINGLE SPRINGS 210981390 | 153652109 | SHINGLE SPRINGS 2109 | 29957.8137 | 18.6189 | 208 | 8.3022 | 0.039915 | 1306 | 15101.2053 | 1724.2343 | #N/A | #N/A | #N/A | #N/A | #N/A | 0
5271 | WILLITS 1104504 | 42661104 | WILLITS 1104 | 36253.1832 | 22.5315 | 205 | 8.1484 | 0.039748 | 1307 | 15123.7368 | 1716.0859 | #N/A | #N/A | #N/A | #N/A | #N/A | 0
8156 | PIKE CITY 1102CB | 152201102 | PIKE CITY 1102 | 15315.8587 | 9.5189 | 44 | 1.7406 | 0.03956 | 1308 | 15133.2557 | 1714.3452 | #N/A | 1714.3452 | #N/A | #N/A | #N/A | 2
1834 | CASTRO VALLEY 1110MR748 | 14091110 | CASTRO VALLEY 1110 | 10026.1125 | 6.2313 | 86 | 3.3984 | 0.039516 | 1309 | 15139.487 | 1710.9468 | 1710.9468 | #N/A | #N/A | #N/A | #N/A | 1
4232 | GABILAN 1101989608 | 182331101 | GABILAN 1101 | 1209.612 | 0.75178 | 6 | 0.23708 | 0.039513 | 1310 | 15140.2388 | 1710.7098 | #N/A | #N/A | #N/A | #N/A | #N/A | 0
2029 | OCEANO 1102V56 | 182601102 | OCEANO 1102 | 15022.8264 | 9.3367 | 115 | 4.5359 | 0.039442 | 1311 | 15149.5755 | 1706.1739 | #N/A | #N/A | #N/A | #N/A | #N/A | 0
6282 | MOLINO 1101891 | 42571101 | MOLINO 1101 | 5070.4899 | 3.1513 | 41 | 1.615 | 0.03939 | 1312 | 15152.7268 | 1704.5589 | #N/A | #N/A | #N/A | #N/A | #N/A | 0
7224 | MIRABEL 1101116 | 42091101 | MIRABEL 1101 | 16625.8808 | 10.3331 | 112 | 4.4087 | 0.039363 | 1313 | 15163.0599 | 1700.1502 | 1700.1502 | #N/A | #N/A | #N/A | #N/A | 1
3752 | MONTE RIO 1113539938 | 42811113 | MONTE RIO 1113 | 4460.237 | 2.7721 | 26 | 1.0232 | 0.039354 | 1314 | 15165.8319 | 1699.127 | #N/A | #N/A | #N/A | #N/A | #N/A | 0
8901 | BRIDGEVILLE 110237486 | 192461102 | BRIDGEVILLE 1102 | 11162.2658 | 6.9374 | 85 | 3.3351 | 0.039237 | 1315 | 15172.7693 | 1695.7919 | #N/A | #N/A | #N/A | #N/A | #N/A | 0
3640 | FROGTOWN 1702CB | 163451702 | FROGTOWN 1702 | 2351.3614 | 1.4614 | 47 | 1.844 | 0.039234 | 1316 | 15174.2307 | 1693.9479 | #N/A | #N/A | #N/A | #N/A | #N/A | 0
4627 | SAN LUIS OBISPO 1107V02 | 182631107 | SAN LUIS OBISPO 1107 | 29266.1566 | 18.189 | 202 | 7.9151 | 0.039184 | 1317 | 15192.4197 | 1686.0327 | #N/A | #N/A | #N/A | #N/A | #N/A | 0
2477 | CEDAR CREEK 11011656 | 103321101 | CEDAR CREEK 1101 | 51859.3271 | 32.2308 | 208 | 8.1485 | 0.039176 | 1318 | 15224.6505 | 1677.8842 | #N/A | #N/A | #N/A | #N/A | #N/A | 0
6350 | NAPA 11121302 | 42021112 | NAPA 1112 | 32333.7369 | 20.0955 | 317 | 12.3798 | 0.039053 | 1319 | 15244.7461 | 1665.5044 | 1665.5044 | #N/A | #N/A | #N/A | #N/A | 1
798 | HIGGINS 1107CB | 152691107 | HIGGINS 1107 | 9216.7854 | 5.7283 | 243 | 9.4114 | 0.03873 | 1320 | 15250.4743 | 1656.093 | 1656.093 | #N/A | #N/A | #N/A | #N/A | 1
10498 | CLAYTON 2212158138 | 12022212 | CLAYTON 2212 | 829.4376 | 0.5155 | 10 | 0.38704 | 0.038704 | 1321 | 15250.9898 | 1655.706 | #N/A | #N/A | #N/A | #N/A | #N/A | 0
9150 | SPANISH CREEK 4401CB | 103104401 | SPANISH CREEK 4401 | 12447.7538 | 7.7363 | 22 | 0.85144 | 0.038702 | 1322 | 15258.7262 | 1654.8545 | #N/A | #N/A | #N/A | #N/A | #N/A | 0
561 | ALTO 11221260 | 42031122 | ALTO 1122 | 4807.0969 | 2.9876 | 36 | 1.3919 | 0.038665 | 1323 | 15261.7138 | 1653.4626 | #N/A | #N/A | #N/A | #N/A | #N/A | 0
2054 | PUEBLO 1104580658 | 43291104 | PUEBLO 1104 | 15111.3604 | 9.3918 | 107 | 4.1214 | 0.038518 | 1324 | 15271.1056 | 1649.3412 | #N/A | 1649.3412 | #N/A | #N/A | #N/A | 2
3362 | REDBUD 110191960 | 43191101 | REDBUD 1101 | 10487.6883 | 6.5181 | 90 | 3.4639 | 0.038488 | 1325 | 15277.6237 | 1645.8773 | 1645.8773 | #N/A | #N/A | #N/A | #N/A | 1
3879 | WILLITS 11032506 | 42661103 | WILLITS 1103 | 20286.2385 | 12.608 | 89 | 3.4198 | 0.038425 | 1326 | 15290.2317 | 1642.4575 | #N/A | #N/A | #N/A | #N/A | #N/A | 0
2472 | SANTA ROSA A 1104220 | 42151104 | SANTA ROSA A 1104 | 15438.0154 | 9.5948 | 105 | 4.0198 | 0.038284 | 1327 | 15299.8265 | 1638.4376 | 1638.4376 | #N/A | #N/A | #N/A | #N/A | 1
2655 | TEMPLETON 2110R90 | 183052110 | TEMPLETON 2110 | 48580.6781 | 30.1931 | 259 | 9.9144 | 0.038279 | 1328 | 15330.0196 | 1628.5233 | #N/A | #N/A | #N/A | #N/A | #N/A | 0
4442 | OCEANO 1104Q06 | 182601104 | OCEANO 1104 | 20064.3385 | 12.4701 | 154 | 5.8691 | 0.038111 | 1329 | 15342.4896 | 1622.6542 | #N/A | #N/A | #N/A | #N/A | #N/A | 0
3161 | MARTELL 110368192 | 163011103 | MARTELL 1103 | 4402.6894 | 2.7363 | 72 | 2.734 | 0.037972 | 1330 | 15345.2259 | 1619.9202 | #N/A | #N/A | #N/A | #N/A | #N/A | 0
7038 | MIRABEL 1102334 | 42091102 | MIRABEL 1102 | 9584.4637 | 5.9568 | 84 | 3.1833 | 0.037896 | 1331 | 15351.1827 | 1616.7369 | #N/A | #N/A | #N/A | #N/A | #N/A | 0
6568 | GEYSERVILLE 110137454 | 42891101 | GEYSERVILLE 1101 | 10482.9729 | 6.5152 | 114 | 4.3002 | 0.037721 | 1332 | 15357.6979 | 1612.4367 | #N/A | #N/A | #N/A | #N/A | #N/A | 0
9085 | SAN LUIS OBISPO 1107V62 | 182631107 | SAN LUIS OBISPO 1107 | 11108.5021 | 6.904 | 50 | 1.8704 | 0.037409 | 1333 | 15364.6019 | 1610.5663 | #N/A | #N/A | #N/A | #N/A | #N/A | 0
3181 | SONOMA 110478372 | 42721104 | SONOMA 1104 | 26751.8084 | 16.6264 | 198 | 7.3862 | 0.037304 | 1334 | 15381.2283 | 1603.1801 | #N/A | #N/A | #N/A | #N/A | #N/A | 0
296 | TASSAJARA 2112D514R | 14662112 | TASSAJARA 2112 | 5032.0091 | 3.1274 | 73 | 2.7213 | 0.037278 | 1335 | 15384.3557 | 1600.4588 | #N/A | #N/A | #N/A | #N/A | #N/A | 0
5732 | SWIFT 2107XR526 | 83392107 | SWIFT 2107 | 3365.6589 | 2.0918 | 64 | 2.3758 | 0.037122 | 1336 | 15386.4474 | 1598.083 | #N/A | #N/A | #N/A | #N/A | #N/A | 0
4671 | PURISIMA 1101Y42 | 182971101 | PURISIMA 1101 | 5628.4599 | 3.4981 | 127 | 4.714 | 0.037118 | 1337 | 15389.9456 | 1593.369 | #N/A | #N/A | #N/A | #N/A | #N/A | 0
7642 | PENRYN 1105168616 | 152561105 | PENRYN 1105 | 5078.9905 | 3.1566 | 102 | 3.7791 | 0.03705 | 1338 | 15393.1022 | 1589.5899 | #N/A | #N/A | #N/A | #N/A | #N/A | 0
2287 | OCEANO 1104104102 | 182601104 | OCEANO 1104 | 5329.5584 | 3.3123 | 32 | 1.1853 | 0.03704 | 1339 | 15396.4145 | 1588.4046 | #N/A | #N/A | #N/A | #N/A | #N/A | 0
9499 | OILFIELDS 1103N46 | 182391103 | OILFIELDS 1103 | 9360.6261 | 5.8177 | 29 | 1.0726 | 0.036988 | 1340 | 15402.2322 | 1587.332 | #N/A | #N/A | #N/A | #N/A | #N/A | 0
5619 | NARROWS 21052426 | 153132105 | NARROWS 2105 | 13782.7728 | 8.566 | 226 | 8.3335 | 0.036874 | 1341 | 15410.7982 | 1578.9985 | #N/A | #N/A | #N/A | #N/A | #N/A | 0
3889 | RINCON 1103474 | 43321103 | RINCON 1103 | 29501.1448 | 18.3351 | 174 | 6.4055 | 0.036813 | 1342 | 15429.1333 | 1572.593 | 1572.593 | #N/A | #N/A | #N/A | #N/A | 1
6070 | CRESCENT MILLS 21012230 | 103132101 | CRESCENT MILLS 2101 | 10972.6709 | 6.8196 | 112 | 4.0978 | 0.036587 | 1343 | 15435.9529 | 1568.4952 | 1568.4952 | #N/A | #N/A | #N/A | #N/A | 1
7395 | HALF MOON BAY 11018902 | 24101101 | HALF MOON BAY 1101 | 22787.1296 | 14.1623 | 145 | 5.2919 | 0.036496 | 1344 | 15450.1152 | 1563.2033 | #N/A | 1563.2033 | #N/A | #N/A | #N/A | 2
8155 | PIT NO 5 11011606 | 101321101 | PIT NO 5 1101 | 8892.9459 | 5.527 | 40 | 1.4593 | 0.036482 | 1345 | 15455.6422 | 1561.744 | #N/A | #N/A | #N/A | #N/A | #N/A | 0
6340 | ELECTRA 11011238 | 162161101 | ELECTRA 1101 | 5824.674 | 3.6201 | 81 | 2.9509 | 0.036431 | 1346 | 15459.2622 | 1558.7932 | #N/A | #N/A | #N/A | #N/A | #N/A | 0
988 | FROGTOWN 1701CB | 163451701 | FROGTOWN 1701 | 16189.7881 | 10.062 | 76 | 2.7614 | 0.036334 | 1347 | 15469.3242 | 1556.0317 | #N/A | #N/A | #N/A | #N/A | #N/A | 0
6703 | POTTER VALLEY P H 110576498 | 42281105 | POTTER VALLEY P H 1105 | 23942.9529 | 14.8806 | 119 | 4.3234 | 0.036331 | 1348 | 15484.2049 | 1551.7084 | #N/A | #N/A | #N/A | #N/A | #N/A | 0
10138 | LLAGAS 2107870396 | 83182107 | LLAGAS 2107 | 1326.4884 | 0.82442 | 40 | 1.4531 | 0.036327 | 1349 | 15485.0293 | 1550.2553 | #N/A | #N/A | #N/A | #N/A | #N/A | 0
7528 | LAYTONVILLE 110189606 | 42681101 | LAYTONVILLE 1101 | 18716.1946 | 11.6322 | 100 | 3.6226 | 0.036226 | 1350 | 15496.6615 | 1546.6327 | #N/A | #N/A | #N/A | #N/A | #N/A | 0
1489 | CURTIS 1702CB | 163351702 | CURTIS 1702 | 35506.5152 | 22.0674 | 293 | 10.5993 | 0.036175 | 1351 | 15518.7289 | 1536.0334 | 1536.0334 | #N/A | #N/A | #N/A | #N/A | 1
3159 | SALMON CREEK 1101194 | 43161101 | SALMON CREEK 1101 | 10907.7439 | 6.7792 | 62 | 2.2407 | 0.03614 | 1352 | 15525.5081 | 1533.7927 | #N/A | #N/A | #N/A | #N/A | #N/A | 0
5649 | MORGAN HILL 2111XR186 | 83242111 | MORGAN HILL 2111 | 4651.2538 | 2.8908 | 191 | 6.8827 | 0.036035 | 1353 | 15528.3989 | 1526.91 | #N/A | #N/A | #N/A | #N/A | #N/A | 0
972 | BRUNSWICK 11062392 | 152481106 | BRUNSWICK 1106 | 9811.7074 | 6.098 | 111 | 3.996 | 0.036 | 1354 | 15534.4969 | 1522.914 | #N/A | #N/A | #N/A | #N/A | #N/A | 0
4961 | TEMPLETON 2110R94 | 183052110 | TEMPLETON 2110 | 22380.6586 | 13.9097 | 179 | 6.4343 | 0.035946 | 1355 | 15548.4066 | 1516.4797 | #N/A | #N/A | #N/A | #N/A | #N/A | 0
2592 | CAYUCOS 11014701 | 182551101 | CAYUCOS 1101 | 3388.7478 | 2.1061 | 65 | 2.3356 | 0.035932 | 1356 | 15550.5127 | 1514.1441 | #N/A | #N/A | #N/A | #N/A | #N/A | 0
160 | MOUNTAIN QUARRIES 21011346 | 152282101 | MOUNTAIN QUARRIES 2101 | 49591.6622 | 30.8214 | 410 | 14.6948 | 0.035841 | 1357 | 15581.3341 | 1499.4493 | #N/A | #N/A | #N/A | #N/A | #N/A | 0
3187 | SAN MIGUEL 1104R58 | 182661104 | SAN MIGUEL 1104 | 870.4973 | 0.54102 | 130 | 4.6554 | 0.035811 | 1358 | 15581.8751 | 1494.7939 | #N/A | #N/A | #N/A | #N/A | #N/A | 0
8179 | LOS OSITOS 21037062 | 182082103 | LOS OSITOS 2103 | 19664.1429 | 12.2213 | 53 | 1.8977 | 0.035805 | 1359 | 15594.0965 | 1492.8962 | #N/A | #N/A | #N/A | #N/A | #N/A | 0
7911 | OAKLAND K 110217430 | 12101102 | OAKLAND K 1102 | 2364.8217 | 1.4697 | 15 | 0.5365 | 0.035767 | 1360 | 15595.5662 | 1492.3597 | #N/A | #N/A | #N/A | #N/A | #N/A | 0
88 | SILVERADO 2105658898 | 43432105 | SILVERADO 2105 | 27632.4579 | 17.1737 | 151 | 5.4002 | 0.035763 | 1361 | 15612.7399 | 1486.9595 | #N/A | #N/A | #N/A | #N/A | #N/A | 0
2757 | BURNEY 11011358 | 103311101 | BURNEY 1101 | 13566.1241 | 8.4314 | 51 | 1.8143 | 0.035574 | 1362 | 15621.1713 | 1485.1452 | 1485.1452 | #N/A | #N/A | #N/A | #N/A | 1
2335 | PLACERVILLE 21067522 | 153082106 | PLACERVILLE 2106 | 108391.3301 | 67.3656 | 745 | 26.4689 | 0.035529 | 1363 | 15688.537 | 1458.6763 | #N/A | #N/A | #N/A | #N/A | #N/A | 0
10054 | GARBERVILLE 110197300 | 192221101 | GARBERVILLE 1101 | 5161.3802 | 3.2078 | 32 | 1.1341 | 0.035439 | 1364 | 15691.7448 | 1457.5422 | #N/A | #N/A | #N/A | #N/A | #N/A | 0
2680 | SAN RAMON 2107MR284 | 14232107 | SAN RAMON 2107 | 23633.8875 | 14.6886 | 134 | 4.7399 | 0.035373 | 1365 | 15706.4333 | 1452.8023 | 1452.8023 | #N/A | #N/A | #N/A | #N/A | 1
6323 | FORT ROSS 112170288 | 42851121 | FORT ROSS 1121 | 18879.7984 | 11.7339 | 94 | 3.3247 | 0.035369 | 1366 | 15718.1672 | 1449.4776 | #N/A | #N/A | #N/A | #N/A | #N/A | 0
4070 | CLAYTON 2213CB | 12022213 | CLAYTON 2213 | 6230.9216 | 3.8725 | 51 | 1.8029 | 0.03535 | 1367 | 15722.0398 | 1447.6747 | #N/A | #N/A | #N/A | #N/A | #N/A | 0
5947 | GARCIA 0401666 | 43040401 | GARCIA 0401 | 3872.5577 | 2.4068 | 12 | 0.42373 | 0.035311 | 1368 | 15724.4466 | 1447.251 | #N/A | #N/A | #N/A | #N/A | #N/A | 0
8699 | UKIAH 1113548420 | 42771113 | UKIAH 1113 | 8369.7684 | 5.2018 | 54 | 1.9041 | 0.035261 | 1369 | 15729.6484 | 1445.3469 | #N/A | #N/A | #N/A | #N/A | #N/A | 0
7081 | NOVATO 110455398 | 42211104 | NOVATO 1104 | 5879.4418 | 3.6541 | 82 | 2.8881 | 0.035221 | 1370 | 15733.3025 | 1442.4588 | #N/A | #N/A | #N/A | #N/A | #N/A | 0
2938 | PETALUMA C 110948000 | 42631109 | PETALUMA C 1109 | 15284.0145 | 9.4991 | 115 | 4.0442 | 0.035167 | 1371 | 15742.8016 | 1438.4145 | #N/A | #N/A | #N/A | #N/A | #N/A | 0
9847 | PENRYN 1105CB | 152561105 | PENRYN 1105 | 978.5043 | 0.60814 | 7 | 0.24593 | 0.035133 | 1372 | 15743.4097 | 1438.1686 | #N/A | #N/A | #N/A | #N/A | #N/A | 0
1921 | WYANDOTTE 110641650 | 102911106 | WYANDOTTE 1106 | 1862.3816 | 1.1575 | 152 | 5.3392 | 0.035126 | 1373 | 15744.5672 | 1432.8294 | #N/A | #N/A | #N/A | #N/A | #N/A | 0
7481 | OTTER 11012052 | 182941101 | OTTER 1101 | 7781.6967 | 4.8364 | 53 | 1.854 | 0.034981 | 1374 | 15749.4036 | 1430.9754 | 1430.9754 | #N/A | #N/A | #N/A | #N/A | 1
3295 | REDBUD 1102510 | 43191102 | REDBUD 1102 | 6767.6989 | 4.2062 | 101 | 3.5299 | 0.03495 | 1375 | 15753.6097 | 1427.4454 | #N/A | #N/A | #N/A | #N/A | #N/A | 0
4887 | WOODSIDE 11018972 | 24251101 | WOODSIDE 1101 | 10000.1577 | 6.2151 | 60 | 2.096 | 0.034933 | 1376 | 15759.8249 | 1425.3494 | 1425.3494 | #N/A | #N/A | #N/A | #N/A | 1
9433 | JAMESON 11028842 | 63801102 | JAMESON 1102 | 241.1115 | 0.14985 | 42 | 1.4608 | 0.03478 | 1377 | 15759.9747 | 1423.8887 | #N/A | #N/A | #N/A | #N/A | #N/A | 0
5225 | SHADY GLEN 110248894 | 152431102 | SHADY GLEN 1102 | 14293.1803 | 8.8833 | 119 | 4.1244 | 0.034658 | 1378 | 15768.858 | 1419.7643 | #N/A | #N/A | #N/A | #N/A | #N/A | 0
4594 | WEIMAR 11012058 | 152491101 | WEIMAR 1101 | 34315.2065 | 21.327 | 256 | 8.853 | 0.034582 | 1379 | 15790.185 | 1410.9113 | #N/A | #N/A | #N/A | #N/A | #N/A | 0
10315 | CLAYTON 2212523764 | 12022212 | CLAYTON 2212 | 177.5745 | 0.11036 | 5 | 0.17239 | 0.034478 | 1380 | 15790.2954 | 1410.7389 | #N/A | #N/A | #N/A | #N/A | #N/A | 0
4872 | SUNOL 1101MR196 | 14241101 | SUNOL 1101 | 6333.1478 | 3.9361 | 96 | 3.304 | 0.034417 | 1381 | 15794.2315 | 1407.4349 | #N/A | #N/A | #N/A | #N/A | #N/A | 0
1388 | MIWUK 170193062 | 163661701 | MIWUK 1701 | 13326.2559 | 8.2823 | 84 | 2.8813 | 0.034301 | 1382 | 15802.5138 | 1404.5537 | #N/A | #N/A | #N/A | #N/A | #N/A | 0
10333 | SAN ARDO 1101650772 | 182191101 | SAN ARDO 1101 | 1261.3702 | 0.78395 | 10 | 0.3426 | 0.03426 | 1383 | 15803.2977 | 1404.2111 | #N/A | #N/A | #N/A | #N/A | #N/A | 0
132 | APPLE HILL 1103CB | 153661103 | APPLE HILL 1103 | 31128.549 | 19.3465 | 268 | 9.1777 | 0.034245 | 1384 | 15822.6442 | 1395.0334 | #N/A | 1395.0334 | #N/A | #N/A | #N/A | 2
7451 | LOW GAP 1101CB | 192411101 | LOW GAP 1101 | 3490.2509 | 2.1692 | 23 | 0.78267 | 0.034029 | 1385 | 15824.8135 | 1394.2507 | 1394.2507 | #N/A | #N/A | #N/A | #N/A | 1
10038 | JESSUP 110194468 | 103441101 | JESSUP 1101 | 2757.0604 | 1.7135 | 21 | 0.71385 | 0.033993 | 1386 | 15826.527 | 1393.5368 | #N/A | 1393.5368 | #N/A | #N/A | #N/A | 2
3608 | PIT NO 1 11011552 | 103721101 | PIT NO 1 1101 | 23841.5992 | 14.8177 | 221 | 7.4946 | 0.033912 | 1387 | 15841.3446 | 1386.0422 | #N/A | #N/A | #N/A | #N/A | #N/A | 0
5359 | SAN LUIS OBISPO 1104CB | 182631104 | SAN LUIS OBISPO 1104 | 124.2488 | 0.077221 | 65 | 2.2011 | 0.033863 | 1388 | 15841.4218 | 1383.8412 | #N/A | #N/A | #N/A | #N/A | #N/A | 0
9613 | REEDLEY 1112477952 | 252341112 | REEDLEY 1112 | 282.8465 | 0.17579 | 14 | 0.47381 | 0.033843 | 1389 | 15841.5976 | 1383.3674 | #N/A | #N/A | #N/A | #N/A | #N/A | 0
6901 | JESSUP 11019752 | 103441101 | JESSUP 1101 | 6137.4536 | 3.8145 | 41 | 1.3873 | 0.033837 | 1390 | 15845.4121 | 1381.98 | #N/A | #N/A | #N/A | #N/A | #N/A | 0
8898 | RACETRACK 17036014 | 163761703 | RACETRACK 1703 | 11167.2532 | 6.9405 | 73 | 2.4695 | 0.033829 | 1391 | 15852.3526 | 1379.5105 | #N/A | #N/A | #N/A | #N/A | #N/A | 0
7674 | LLAGAS 21011451 | 83182101 | LLAGAS 2101 | 9963.2757 | 6.1922 | 61 | 2.0624 | 0.03381 | 1392 | 15858.5448 | 1377.4481 | #N/A | #N/A | #N/A | #N/A | #N/A | 0
5880 | POINT MORETTI 11015076 | 82931101 | POINT MORETTI 1101 | 12059.1468 | 7.4948 | 67 | 2.2618 | 0.033758 | 1393 | 15866.0396 | 1375.1863 | #N/A | #N/A | #N/A | #N/A | #N/A | 0
8948 | CLARKSVILLE 2109102734 | 153612109 | CLARKSVILLE 2109 | 954.1374 | 0.593 | 7 | 0.23628 | 0.033754 | 1394 | 15866.6326 | 1374.9501 | #N/A | #N/A | #N/A | #N/A | #N/A | 0
10958 | CURTIS 170511790 | 163351705 | CURTIS 1705 | 22.8988 | 0.014232 | 1 | 0.033732 | 0.033732 | 1395 | 15866.6468 | 1374.9163 | #N/A | #N/A | #N/A | #N/A | #N/A | 0
10247 | MILPITAS 1108342498 | 82831108 | MILPITAS 1108 | 49.0072 | 0.030458 | 9 | 0.3035 | 0.033722 | 1396 | 15866.6773 | 1374.6128 | #N/A | #N/A | #N/A | #N/A | #N/A | 0
5434 | MADISON 1105495270 | 63171105 | MADISON 1105 | 863.3194 | 0.53656 | 50 | 1.6844 | 0.033688 | 1397 | 15867.2139 | 1372.9284 | #N/A | #N/A | #N/A | #N/A | #N/A | 0
5420 | PETALUMA C 1108600 | 42631108 | PETALUMA C 1108 | 5966.5276 | 3.7082 | 107 | 3.586 | 0.033514 | 1398 | 15870.9221 | 1369.3425 | #N/A | #N/A | #N/A | #N/A | #N/A | 0
5203 | HALSEY 11012414 | 152241101 | HALSEY 1101 | 23793.415 | 14.7877 | 168 | 5.6261 | 0.033489 | 1399 | 15885.7098 | 1363.7163 | #N/A | #N/A | #N/A | #N/A | #N/A | 0
322 | PIKE CITY 11011730 | 152201101 | PIKE CITY 1101 | 13645.4759 | 8.4807 | 73 | 2.441 | 0.033438 | 1400 | 15894.1905 | 1361.2753 | #N/A | #N/A | #N/A | #N/A | #N/A | 0
5994 | RED BLUFF 11011334 | 103541101 | RED BLUFF 1101 | 2886.1165 | 1.7937 | 155 | 5.1706 | 0.033359 | 1401 | 15895.9842 | 1356.1047 | #N/A | #N/A | #N/A | #N/A | #N/A | 0
3212 | HALF MOON BAY 1103H82 | 24101103 | HALF MOON BAY 1103 | 52489.3402 | 32.6223 | 262 | 8.7095 | 0.033242 | 1402 | 15928.6066 | 1347.3952 | #N/A | #N/A | #N/A | #N/A | #N/A | 0
1462 | GIRVAN 11029012 | 103401102 | GIRVAN 1102 | 25166.2142 | 15.6409 | 176 | 5.8466 | 0.033219 | 1403 | 15944.2475 | 1341.5486 | 1341.5486 | #N/A | #N/A | #N/A | #N/A | 1
10706 | GONZALES 1104807000 | 182131104 | GONZALES 1104 | 1354.2941 | 0.8417 | 7 | 0.23242 | 0.033203 | 1404 | 15945.0892 | 1341.3162 | #N/A | #N/A | #N/A | #N/A | #N/A | 0
5652 | CORRAL 110214028 | 162991102 | CORRAL 1102 | 6133.5417 | 3.812 | 103 | 3.4066 | 0.033074 | 1405 | 15948.9012 | 1337.9096 | #N/A | #N/A | #N/A | #N/A | #N/A | 0
7408 | KANAKA 11011044 | 103221101 | KANAKA 1101 | 9889.843 | 6.1466 | 17 | 0.56161 | 0.033036 | 1406 | 15955.0478 | 1337.348 | #N/A | #N/A | #N/A | #N/A | #N/A | 0
2114 | WYANDOTTE 11091040 | 102911109 | WYANDOTTE 1109 | 1682.9824 | 1.046 | 62 | 2.0459 | 0.032999 | 1407 | 15956.0938 | 1335.3021 | #N/A | #N/A | #N/A | #N/A | #N/A | 0
9307 | LINCOLN 11012310 | 153701101 | LINCOLN 1101 | 1304.6994 | 0.81088 | 34 | 1.119 | 0.032911 | 1408 | 15956.9046 | 1334.1831 | #N/A | #N/A | #N/A | #N/A | #N/A | 0
4870 | BEAR VALLEY 2101CB | 252192101 | BEAR VALLEY 2101 | 30214.013 | 18.7781 | 154 | 5.065 | 0.03289 | 1409 | 15975.6828 | 1329.118 | #N/A | #N/A | #N/A | #N/A | #N/A | 0
3833 | APPLE HILL 110412832 | 153661104 | APPLE HILL 1104 | 23234.3604 | 14.4402 | 166 | 5.4427 | 0.032787 | 1410 | 15990.123 | 1323.6754 | #N/A | #N/A | #N/A | #N/A | #N/A | 0
10090 | TIVY VALLEY 1107599142 | 252941107 | TIVY VALLEY 1107 | 573.3105 | 0.35631 | 19 | 0.62205 | 0.03274 | 1411 | 15990.4793 | 1323.0533 | #N/A | #N/A | #N/A | #N/A | #N/A | 0
2297 | STANISLAUS 17011812 | 162821701 | STANISLAUS 1701 | 30912.6745 | 19.2124 | 234 | 7.6418 | 0.032657 | 1412 | 16009.6917 | 1315.4116 | #N/A | #N/A | #N/A | #N/A | #N/A | 0
8485 | HOLLISTER 2102113634 | 182492102 | HOLLISTER 2102 | 2941.0752 | 1.8279 | 76 | 2.4817 | 0.032654 | 1413 | 16011.5196 | 1312.9299 | #N/A | #N/A | #N/A | #N/A | #N/A | 0
7193 | ELECTRA 1102CB | 162161102 | ELECTRA 1102 | 4270.3268 | 2.654 | 7 | 0.22761 | 0.032515 | 1414 | 16014.1736 | 1312.7023 | 1312.7023 | #N/A | #N/A | #N/A | #N/A | 1
5731 | PLACERVILLE 21062224 | 153082106 | PLACERVILLE 2106 | 16910.6519 | 10.51 | 123 | 3.999 | 0.032512 | 1415 | 16024.6836 | 1308.7033 | #N/A | #N/A | #N/A | #N/A | #N/A | 0
4312 | MENDOCINO 110137462 | 42951101 | MENDOCINO 1101 | 3795.803 | 2.3591 | 63 | 2.0448 | 0.032457 | 1416 | 16027.0427 | 1306.6585 | #N/A | #N/A | #N/A | #N/A | #N/A | 0
8959 | OLETA 1101894006 | 163541101 | OLETA 1101 | 627.9545 | 0.39028 | 8 | 0.25912 | 0.03239 | 1417 | 16027.433 | 1306.3994 | #N/A | #N/A | #N/A | #N/A | #N/A | 0
4513 | SAN LUIS OBISPO 1104V14 | 182631104 | SAN LUIS OBISPO 1104 | 13103.4117 | 8.1438 | 69 | 2.2342 | 0.03238 | 1418 | 16035.5768 | 1304.1652 | #N/A | #N/A | #N/A | #N/A | #N/A | 0
4357 | APPLE HILL 11038412 | 153661103 | APPLE HILL 1103 | 31508.6751 | 19.5828 | 201 | 6.5027 | 0.032352 | 1419 | 16055.1596 | 1297.6625 | #N/A | #N/A | #N/A | #N/A | #N/A | 0
2717 | JOLON 11027002 | 182981102 | JOLON 1102 | 13447.6997 | 8.3578 | 117 | 3.7818 | 0.032323 | 1420 | 16063.5174 | 1293.8807 | #N/A | #N/A | #N/A | #N/A | #N/A | 0
5768 | BIG BASIN 110210254 | 82841102 | BIG BASIN 1102 | 3449.8351 | 2.1441 | 11 | 0.35552 | 0.03232 | 1421 | 16065.6615 | 1293.5252 | #N/A | #N/A | #N/A | #N/A | #N/A | 0
5734 | APPLE HILL 1104CB | 153661104 | APPLE HILL 1104 | 6578.3972 | 4.0885 | 51 | 1.6467 | 0.032289 | 1422 | 16069.75 | 1291.8784 | #N/A | 1291.8784 | #N/A | #N/A | #N/A | 2
7601 | JARVIS 1111907698 | 13501111 | JARVIS 1111 | 2466.4182 | 1.5329 | 14 | 0.4515 | 0.03225 | 1423 | 16071.2829 | 1291.4269 | 1291.4269 | #N/A | #N/A | #N/A | #N/A | 1
7801 | HALF MOON BAY 11012500 | 24101101 | HALF MOON BAY 1101 | 10490.7768 | 6.5201 | 74 | 2.3859 | 0.032243 | 1424 | 16077.8029 | 1289.041 | #N/A | #N/A | #N/A | #N/A | #N/A | 0
4135 | BRUNSWICK 11041020 | 152481104 | BRUNSWICK 1104 | 46299.321 | 28.7752 | 311 | 10.0103 | 0.032187 | 1425 | 16106.5782 | 1279.0307 | #N/A | #N/A | #N/A | #N/A | #N/A | 0
7772 | FRUITLAND 11422006 | 192311142 | FRUITLAND 1142 | 13398.0902 | 8.327 | 75 | 2.412 | 0.03216 | 1426 | 16114.9051 | 1276.6187 | #N/A | #N/A | #N/A | #N/A | #N/A | 0
10311 | MADISON 2101760730 | 63172101 | MADISON 2101 | 964.21 | 0.59926 | 17 | 0.54562 | 0.032096 | 1427 | 16115.5044 | 1276.0731 | #N/A | #N/A | #N/A | #N/A | #N/A | 0
1525 | CHALLENGE 11025462 | 103201102 | CHALLENGE 1102 | 37447.0905 | 23.2735 | 248 | 7.9564 | 0.032082 | 1428 | 16138.7779 | 1268.1167 | 1268.1167 | #N/A | #N/A | #N/A | #N/A | 1
7510 | FRUITLAND 114263170 | 192311142 | FRUITLAND 1142 | 20031.3406 | 12.4496 | 86 | 2.7478 | 0.031951 | 1429 | 16151.2275 | 1265.3689 | #N/A | #N/A | #N/A | #N/A | #N/A | 0
8635 | MOLINO 11026917 | 42571102 | MOLINO 1102 | 11229.1017 | 6.9789 | 58 | 1.8526 | 0.031941 | 1430 | 16158.2064 | 1263.5163 | #N/A | #N/A | #N/A | #N/A | #N/A | 0
5301 | REEDLEY 1104887932 | 252341104 | REEDLEY 1104 | 2732.0868 | 1.698 | 34 | 1.0845 | 0.031896 | 1431 | 16159.9044 | 1262.4319 | #N/A | #N/A | #N/A | #N/A | #N/A | 0
8600 | CALPELLA 1101619542 | 43411101 | CALPELLA 1101 | 2408.2569 | 1.4967 | 21 | 0.66935 | 0.031874 | 1432 | 16161.4011 | 1261.7625 | #N/A | #N/A | #N/A | #N/A | #N/A | 0
145 | MOUNTAIN QUARRIES 21011130 | 152282101 | MOUNTAIN QUARRIES 2101 | 32234.9294 | 20.0341 | 231 | 7.3538 | 0.031834 | 1433 | 16181.4353 | 1254.4088 | 1254.4088 | #N/A | #N/A | #N/A | #N/A | 1
8867 | FORESTHILL 110137238 | 152181101 | FORESTHILL 1101 | 18384.2813 | 11.4259 | 79 | 2.5038 | 0.031693 | 1434 | 16192.8612 | 1251.905 | #N/A | #N/A | #N/A | #N/A | #N/A | 0
10121 | COARSEGOLD 210210610 | 254432102 | COARSEGOLD 2102 | 2196.7777 | 1.3653 | 22 | 0.6951 | 0.031595 | 1435 | 16194.2265 | 1251.2099 | #N/A | #N/A | #N/A | #N/A | #N/A | 0
8481 | PERRY 110185870 | 183071101 | PERRY 1101 | 18409.1169 | 11.4413 | 109 | 3.4337 | 0.031502 | 1436 | 16205.6678 | 1247.7762 | #N/A | #N/A | #N/A | #N/A | #N/A | 0
3885 | BELLEVUE 2103478 | 43182103 | BELLEVUE 2103 | 13396.6859 | 8.3261 | 213 | 6.6661 | 0.031296 | 1437 | 16213.9939 | 1241.1101 | #N/A | #N/A | #N/A | #N/A | #N/A | 0
1942 | UKIAH 1113CB | 42771113 | UKIAH 1113 | 75.4379 | 0.046885 | 69 | 2.1574 | 0.031266 | 1438 | 16214.0408 | 1238.9527 | #N/A | #N/A | #N/A | #N/A | #N/A | 0
10742 | GEYSERVILLE 1101463260 | 42891101 | GEYSERVILLE 1101 | 873.7132 | 0.54302 | 6 | 0.18701 | 0.031168 | 1439 | 16214.5838 | 1238.7657 | #N/A | #N/A | #N/A | #N/A | #N/A | 0
8417 | CURTIS 1703CB | 163351703 | CURTIS 1703 | 14555.9213 | 9.0466 | 119 | 3.7053 | 0.031137 | 1440 | 16223.6304 | 1235.0604 | 1235.0604 | #N/A | #N/A | #N/A | #N/A | 1
1279 | ORO FINO 11022556 | 103031102 | ORO FINO 1102 | 10719.4797 | 6.6622 | 41 | 1.2723 | 0.031032 | 1441 | 16230.2926 | 1233.7881 | #N/A | #N/A | #N/A | #N/A | #N/A | 0
1200 | OCEANO 1106CB | 182601106 | OCEANO 1106 | 1811.9234 | 1.1261 | 57 | 1.7687 | 0.03103 | 1442 | 16231.4187 | 1232.0194 | #N/A | #N/A | #N/A | #N/A | #N/A | 0
766 | SISQUOC 1103M98 | 182811103 | SISQUOC 1103 | 12614.6664 | 7.8401 | 56 | 1.7353 | 0.030988 | 1443 | 16239.2588 | 1230.284 | #N/A | #N/A | #N/A | #N/A | #N/A | 0
8592 | STELLING 11109265 | 83481110 | STELLING 1110 | 8915.672 | 5.5411 | 45 | 1.3941 | 0.03098 | 1444 | 16244.7999 | 1228.8899 | #N/A | #N/A | #N/A | #N/A | #N/A | 0
5933 | MIRABEL 1102524356 | 42091102 | MIRABEL 1102 | 2088.1166 | 1.2978 | 29 | 0.89528 | 0.030872 | 1445 | 16246.0977 | 1227.9947 | #N/A | #N/A | #N/A | #N/A | #N/A | 0
802 | ALLEGHANY 1101806 | 152101101 | ALLEGHANY 1101 | 18143.3915 | 11.2762 | 65 | 2.0063 | 0.030867 | 1446 | 16257.3739 | 1225.9883 | 1225.9883 | #N/A | #N/A | #N/A | #N/A | 1
1506 | GARBERVILLE 11011750 | 192221101 | GARBERVILLE 1101 | 13584.4704 | 8.4428 | 62 | 1.911 | 0.030822 | 1447 | 16265.8167 | 1224.0773 | #N/A | #N/A | #N/A | #N/A | #N/A | 0
4004 | COARSEGOLD 21025380 | 254432102 | COARSEGOLD 2102 | 22971.0374 | 14.2766 | 143 | 4.4053 | 0.030806 | 1448 | 16280.0933 | 1219.672 | #N/A | #N/A | #N/A | #N/A | #N/A | 0
1308 | RINCON 1101578 | 43321101 | RINCON 1101 | 27517.4977 | 17.1022 | 170 | 5.2285 | 0.030756 | 1449 | 16297.1955 | 1214.4436 | #N/A | #N/A | #N/A | #N/A | #N/A | 0
10309 | BOLINAS 1101806 | 42261101 | BOLINAS 1101 | 4898.4533 | 3.0444 | 17 | 0.52134 | 0.030667 | 1450 | 16300.2399 | 1213.9222 | #N/A | #N/A | #N/A | #N/A | #N/A | 0
6983 | BASALT 1106657038 | 42461106 | BASALT 1106 | 4182.6167 | 2.5995 | 72 | 2.2073 | 0.030657 | 1451 | 16302.8394 | 1211.715 | #N/A | #N/A | #N/A | #N/A | #N/A | 0
3194 | DIAMOND SPRINGS 1103467046 | 152261103 | DIAMOND SPRINGS 1103 | 24654.328 | 15.3228 | 266 | 8.1346 | 0.030581 | 1452 | 16318.1622 | 1203.5803 | 1203.5803 | #N/A | #N/A | #N/A | #N/A | 1
4703 | WISE 1101CB | 152271101 | WISE 1101 | 7662.7202 | 4.7624 | 112 | 3.4229 | 0.030561 | 1453 | 16322.9246 | 1200.1575 | #N/A | #N/A | #N/A | #N/A | #N/A | 0
6843 | DUNBAR 11033127 | 43071103 | DUNBAR 1103 | 15054.5807 | 9.3565 | 78 | 2.3729 | 0.030422 | 1454 | 16332.2811 | 1197.7845 | 1197.7845 | #N/A | #N/A | #N/A | #N/A | 1
3373 | VOLTA 11021646 | 102541102 | VOLTA 1102 | 38535.0265 | 23.9497 | 215 | 6.5396 | 0.030417 | 1455 | 16356.2307 | 1191.2449 | #N/A | #N/A | #N/A | #N/A | #N/A | 0
9167 | WILDWOOD 1101CB | 103611101 | WILDWOOD 1101 | 200.8618 | 0.12484 | 2 | 0.060827 | 0.030413 | 1456 | 16356.3556 | 1191.1841 | #N/A | #N/A | #N/A | #N/A | #N/A | 0
1377 | FROGTOWN 170211212 | 163451702 | FROGTOWN 1702 | 35943.9954 | 22.3393 | 155 | 4.691 | 0.030264 | 1457 | 16378.6949 | 1186.4931 | #N/A | #N/A | #N/A | #N/A | #N/A | 0
2196 | ATASCADERO 1101A02 | 182541101 | ATASCADERO 1101 | 41006.5742 | 25.4858 | 253 | 7.649 | 0.030233 | 1458 | 16404.1807 | 1178.844 | #N/A | #N/A | #N/A | #N/A | #N/A | 0
6596 | STELLING 111060090 | 83481110 | STELLING 1110 | 10545.4488 | 6.554 | 62 | 1.8706 | 0.030171 | 1459 | 16410.7347 | 1176.9735 | #N/A | #N/A | #N/A | #N/A | #N/A | 0
6029 | PANORAMA 1101713592 | 103461101 | PANORAMA 1101 | 16715.2405 | 10.3886 | 152 | 4.5608 | 0.030005 | 1460 | 16421.1233 | 1172.4126 | 1172.4126 | #N/A | #N/A | #N/A | #N/A | 1
3261 | CRESCENT MILLS 2101CB | 103132101 | CRESCENT MILLS 2101 | 4545.9264 | 2.8253 | 60 | 1.7959 | 0.029932 | 1461 | 16423.9486 | 1170.6167 | #N/A | #N/A | #N/A | #N/A | #N/A | 0
4399 | PLACERVILLE 210619552 | 153082106 | PLACERVILLE 2106 | 34339.9089 | 21.3424 | 238 | 7.123 | 0.029928 | 1462 | 16445.291 | 1163.4937 | #N/A | #N/A | #N/A | #N/A | #N/A | 0
10240 | LLAGAS 2105534019 | 83182105 | LLAGAS 2105 | 1147.9573 | 0.71346 | 5 | 0.14947 | 0.029893 | 1463 | 16446.0045 | 1163.3442 | #N/A | #N/A | #N/A | #N/A | #N/A | 0
5361 | HOOPA 11013174 | 192401101 | HOOPA 1101 | 29750.1978 | 18.4899 | 162 | 4.8397 | 0.029875 | 1464 | 16464.4943 | 1158.5046 | #N/A | #N/A | #N/A | #N/A | #N/A | 0
5027 | PEORIA 17048040 | 163781704 | PEORIA 1704 | 11785.9847 | 7.325 | 145 | 4.3312 | 0.02987 | 1465 | 16471.8194 | 1154.1733 | #N/A | #N/A | #N/A | #N/A | #N/A | 0
9000 | CASTRO VALLEY 11088971 | 14091108 | CASTRO VALLEY 1108 | 12716.2407 | 7.9032 | 72 | 2.1419 | 0.029749 | 1466 | 16479.7226 | 1152.0314 | 1152.0314 | #N/A | #N/A | #N/A | #N/A | 1
3972 | CORRAL 1103936674 | 162991103 | CORRAL 1103 | 1063.5848 | 0.66102 | 56 | 1.6648 | 0.029729 | 1467 | 16480.3836 | 1150.3666 | #N/A | #N/A | #N/A | #N/A | #N/A | 0
5038 | MOLINO 110241392 | 42571102 | MOLINO 1102 | 7062.7077 | 4.3895 | 171 | 5.078 | 0.029696 | 1468 | 16484.7731 | 1145.2886 | #N/A | #N/A | #N/A | #N/A | #N/A | 0
8758 | PUTAH CREEK 11033783 | 63681103 | PUTAH CREEK 1103 | 142.5109 | 0.088571 | 96 | 2.8498 | 0.029685 | 1469 | 16484.8617 | 1142.4388 | #N/A | #N/A | #N/A | #N/A | #N/A | 0
10009 | OREGON TRAIL 110346860 | 103521103 | OREGON TRAIL 1103 | 1149.598 | 0.71448 | 15 | 0.44471 | 0.029648 | 1470 | 16485.5761 | 1141.9941 | #N/A | #N/A | #N/A | #N/A | #N/A | 0
944 | CURTIS 17036064 | 163351703 | CURTIS 1703 | 30550.9366 | 18.9875 | 199 | 5.8832 | 0.029564 | 1471 | 16504.5637 | 1136.1109 | #N/A | #N/A | #N/A | #N/A | #N/A | 0
5754 | SANTA YNEZ 1102Y18 | 182721102 | SANTA YNEZ 1102 | 7856.8971 | 4.8831 | 60 | 1.7733 | 0.029555 | 1472 | 16509.4468 | 1134.3376 | #N/A | #N/A | #N/A | #N/A | #N/A | 0
1748 | CLAY 110113450 | 163341101 | CLAY 1101 | 1509.284 | 0.93803 | 42 | 1.2403 | 0.029532 | 1473 | 16510.3848 | 1133.0972 | #N/A | #N/A | #N/A | #N/A | #N/A | 0
2073 | WILLOW CREEK 11032936 | 192171103 | WILLOW CREEK 1103 | 53378.6829 | 33.1751 | 249 | 7.3486 | 0.029513 | 1474 | 16543.5599 | 1125.7486 | #N/A | #N/A | #N/A | #N/A | #N/A | 0
3589 | MIRABEL 1101688780 | 42091101 | MIRABEL 1101 | 922.8958 | 0.57358 | 14 | 0.41239 | 0.029456 | 1475 | 16544.1334 | 1125.3362 | #N/A | #N/A | #N/A | #N/A | #N/A | 0
4182 | GARBERVILLE 11021510 | 192221102 | GARBERVILLE 1102 | 21171.8285 | 13.1584 | 107 | 3.1476 | 0.029417 | 1476 | 16557.2918 | 1122.1886 | #N/A | #N/A | #N/A | #N/A | #N/A | 0
3154 | CALISTOGA 1102634 | 42711102 | CALISTOGA 1102 | 18046.5459 | 11.216 | 178 | 5.2284 | 0.029373 | 1477 | 16568.5078 | 1116.9603 | #N/A | #N/A | #N/A | #N/A | #N/A | 0
133 | GEYSERVILLE 1102522 | 42891102 | GEYSERVILLE 1102 | 12875.7792 | 8.0023 | 109 | 3.2003 | 0.029361 | 1478 | 16576.5102 | 1113.76 | #N/A | #N/A | #N/A | #N/A | #N/A | 0
10360 | OLEMA 110175686 | 42291101 | OLEMA 1101 | 7450.4021 | 4.6305 | 31 | 0.90772 | 0.029281 | 1479 | 16581.1406 | 1112.8523 | #N/A | #N/A | #N/A | #N/A | #N/A | 0
9801 | KANAKA 1101CB | 103221101 | KANAKA 1101 | 7605.9803 | 4.7271 | 37 | 1.0834 | 0.029281 | 1480 | 16585.8678 | 1111.7689 | #N/A | #N/A | #N/A | #N/A | #N/A | 0
4062 | WHITMORE 1101CB | 103601101 | WHITMORE 1101 | 9497.7631 | 5.9029 | 69 | 2.0181 | 0.029248 | 1481 | 16591.7707 | 1109.7508 | 1109.7508 | #N/A | #N/A | #N/A | #N/A | 1
1547 | WILLITS 110391810 | 42661103 | WILLITS 1103 | 47379.4324 | 29.4465 | 296 | 8.6442 | 0.029203 | 1482 | 16621.2172 | 1101.1066 | #N/A | #N/A | #N/A | #N/A | #N/A | 0
8861 | GEYSERVILLE 1102331444 | 42891102 | GEYSERVILLE 1102 | 3579.9474 | 2.225 | 44 | 1.2781 | 0.029048 | 1483 | 16623.4421 | 1099.8285 | 1099.8285 | #N/A | #N/A | #N/A | #N/A | 1
3080 | PIKE CITY 1101CB | 152201101 | PIKE CITY 1101 | 31622.6384 | 19.6536 | 162 | 4.7034 | 0.029034 | 1484 | 16643.0957 | 1095.125 | #N/A | 1095.125 | #N/A | #N/A | #N/A | 2
9245 | FRUITLAND 1142899734 | 192311142 | FRUITLAND 1142 | 5471.5337 | 3.4006 | 36 | 1.0351 | 0.028754 | 1485 | 16646.4963 | 1094.0899 | #N/A | #N/A | #N/A | #N/A | #N/A | 0
2842 | SAN LUIS OBISPO 1101CB | 182631101 | SAN LUIS OBISPO 1101 | 5779.9667 | 3.5923 | 75 | 2.1556 | 0.028742 | 1486 | 16650.0886 | 1091.9342 | #N/A | #N/A | #N/A | #N/A | #N/A | 0
8606 | PUEBLO 1105684564 | 43291105 | PUEBLO 1105 | 443.3906 | 0.27557 | 28 | 0.80024 | 0.02858 | 1487 | 16650.3641 | 1091.134 | #N/A | 1091.134 | #N/A | #N/A | #N/A | 2
3749 | VINEYARD 2107978364 | 14502107 | VINEYARD 2107 | 1557.6573 | 0.96809 | 36 | 1.0276 | 0.028543 | 1488 | 16651.3322 | 1090.1064 | #N/A | #N/A | #N/A | #N/A | #N/A | 0
1264 | TEMPLETON 2113CB | 183052113 | TEMPLETON 2113 | 1446.4903 | 0.899 | 288 | 8.2077 | 0.028499 | 1489 | 16652.2312 | 1081.8987 | #N/A | #N/A | #N/A | #N/A | #N/A | 0
6493 | POINT ARENA 11013702 | 43381101 | POINT ARENA 1101 | 7864.1375 | 4.8876 | 35 | 0.99668 | 0.028477 | 1490 | 16657.1188 | 1080.902 | #N/A | #N/A | #N/A | #N/A | #N/A | 0
2973 | TEMPLETON 2111R86 | 183052111 | TEMPLETON 2111 | 17574.2947 | 10.9225 | 160 | 4.5451 | 0.028407 | 1491 | 16668.0413 | 1076.3569 | #N/A | #N/A | #N/A | #N/A | #N/A | 0
2170 | MC KEE 1111711900 | 83531111 | MC KEE 1111 | 14456.1594 | 8.9846 | 116 | 3.2883 | 0.028347 | 1492 | 16677.0259 | 1073.0686 | #N/A | #N/A | #N/A | #N/A | #N/A | 0
7676 | JARVIS 1108289662 | 13501108 | JARVIS 1108 | 533.3553 | 0.33148 | 11 | 0.31049 | 0.028227 | 1493 | 16677.3574 | 1072.7581 | #N/A | #N/A | #N/A | #N/A | #N/A | 0
5235 | BELLEVUE 2103648 | 43182103 | BELLEVUE 2103 | 6117.4965 | 3.802 | 187 | 5.2662 | 0.028161 | 1494 | 16681.1594 | 1067.492 | #N/A | #N/A | #N/A | #N/A | #N/A | 0
10298 | PIT NO 5 11011618 | 101321101 | PIT NO 5 1101 | 9746.1598 | 6.0573 | 15 | 0.42131 | 0.028087 | 1495 | 16687.2167 | 1067.0706 | #N/A | #N/A | #N/A | #N/A | #N/A | 0
5972 | TASSAJARA 2104CB | 14662104 | TASSAJARA 2104 | 159.1645 | 0.098921 | 22 | 0.61638 | 0.028017 | 1496 | 16687.3156 | 1066.4543 | #N/A | #N/A | #N/A | #N/A | #N/A | 0
2469 | ELECTRA 11026014 | 162161102 | ELECTRA 1102 | 8043.0218 | 4.9988 | 50 | 1.3963 | 0.027926 | 1497 | 16692.3144 | 1065.058 | #N/A | #N/A | #N/A | #N/A | #N/A | 0
1225 | SUNOL 1101MR298 | 14241101 | SUNOL 1101 | 8244.1822 | 5.1238 | 39 | 1.0891 | 0.027925 | 1498 | 16697.4382 | 1063.9689 | #N/A | #N/A | #N/A | #N/A | #N/A | 0
739 | COTATI 1105CB | 42271105 | COTATI 1105 | 4309.0759 | 2.6781 | 35 | 0.97488 | 0.027854 | 1499 | 16700.1163 | 1062.994 | #N/A | #N/A | #N/A | #N/A | #N/A | 0
1612 | CABRILLO 1104Y22 | 183101104 | CABRILLO 1104 | 16721.66 | 10.3926 | 178 | 4.9383 | 0.027743 | 1500 | 16710.5089 | 1058.0558 | #N/A | #N/A | #N/A | #N/A | #N/A | 0
2769 | ANNAPOLIS 110176842 | 42861101 | ANNAPOLIS 1101 | 9156.7064 | 5.6909 | 33 | 0.91488 | 0.027724 | 1501 | 16716.1998 | 1057.1409 | #N/A | #N/A | #N/A | #N/A | #N/A | 0
2631 | TEMPLETON 2111A66 | 183052111 | TEMPLETON 2111 | 54313.8381 | 33.7563 | 429 | 11.8573 | 0.027639 | 1502 | 16749.9561 | 1045.2836 | #N/A | #N/A | #N/A | #N/A | #N/A | 0
2379 | SAN LUIS OBISPO 1103CB | 182631103 | SAN LUIS OBISPO 1103 | 0 | 0 | 68 | 1.8764 | 0.027594 | 1503 | 16749.9561 | 1043.4072 | #N/A | #N/A | #N/A | #N/A | #N/A | 0
4288 | SAN LUIS OBISPO 1103V82 | 182631103 | SAN LUIS OBISPO 1103 | 14130.1147 | 8.7819 | 174 | 4.7975 | 0.027572 | 1504 | 16758.738 | 1038.6096 | #N/A | #N/A | #N/A | #N/A | #N/A | 0
3496 | APPLE HILL 21027502 | 153662102 | APPLE HILL 2102 | 36933.3454 | 22.9542 | 267 | 7.351 | 0.027532 | 1505 | 16781.6922 | 1031.2586 | #N/A | #N/A | #N/A | #N/A | #N/A | 0
3795 | SAN LUIS OBISPO 1101V12 | 182631101 | SAN LUIS OBISPO 1101 | 33868.1694 | 21.0492 | 127 | 3.4815 | 0.027414 | 1506 | 16802.7414 | 1027.7771 | #N/A | #N/A | #N/A | #N/A | #N/A | 0
5816 | PAUL SWEET 210710986 | 83252107 | PAUL SWEET 2107 | 14988.5933 | 9.3155 | 180 | 4.9339 | 0.027411 | 1507 | 16812.0569 | 1022.8431 | #N/A | #N/A | #N/A | #N/A | #N/A | 0
9709 | LAYTONVILLE 1102682 | 42681102 | LAYTONVILLE 1102 | 23844.5349 | 14.8195 | 97 | 2.6464 | 0.027282 | 1508 | 16826.8764 | 1020.1968 | #N/A | #N/A | #N/A | #N/A | #N/A | 0
1461 | LOS OSITOS 21033010 | 182082103 | LOS OSITOS 2103 | 50061.44 | 31.1134 | 229 | 6.2474 | 0.027281 | 1509 | 16857.9898 | 1013.9493 | #N/A | #N/A | #N/A | #N/A | #N/A | 0
6161 | HIGHLANDS 1102556 | 43361102 | HIGHLANDS 1102 | 285.9131 | 0.1777 | 90 | 2.4505 | 0.027227 | 1510 | 16858.1674 | 1011.4989 | #N/A | #N/A | #N/A | #N/A | #N/A | 0
8442 | MARTELL 11016074 | 163011101 | MARTELL 1101 | 5923.6574 | 3.6816 | 34 | 0.92248 | 0.027132 | 1511 | 16861.849 | 1010.5764 | #N/A | #N/A | #N/A | #N/A | #N/A | 0
7912 | HALF MOON BAY 1101818874 | 24101101 | HALF MOON BAY 1101 | 9148.5425 | 5.6859 | 42 | 1.1374 | 0.02708 | 1512 | 16867.5349 | 1009.439 | 1009.439 | #N/A | #N/A | #N/A | #N/A | 1
5790 | HIGGINS 1110869408 | 152691110 | HIGGINS 1110 | 710.7103 | 0.44171 | 6 | 0.16225 | 0.027041 | 1513 | 16867.9766 | 1009.2768 | 1009.2768 | #N/A | #N/A | #N/A | #N/A | 1
9590 | OILFIELDS 11037006 | 182391103 | OILFIELDS 1103 | 0 | 0 | 42 | 1.1346 | 0.027015 | 1514 | 16867.9766 | 1008.1421 | #N/A | #N/A | #N/A | #N/A | #N/A | 0
9570 | SWIFT 2102889948 | 83392102 | SWIFT 2102 | 706.8877 | 0.43933 | 8 | 0.21509 | 0.026886 | 1515 | 16868.4159 | 1007.927 | #N/A | #N/A | #N/A | #N/A | #N/A | 0
9335 | SAN MIGUEL 1106N34 | 182661106 | SAN MIGUEL 1106 | 6041.6356 | 3.7549 | 62 | 1.6585 | 0.02675 | 1516 | 16872.1708 | 1006.2685 | #N/A | #N/A | #N/A | #N/A | #N/A | 0
8060 | MONTE RIO 1112120 | 42811112 | MONTE RIO 1112 | 10326.1868 | 6.4178 | 67 | 1.788 | 0.026687 | 1517 | 16878.5886 | 1004.4805 | #N/A | #N/A | #N/A | #N/A | #N/A | 0
2780 | HIGHLANDS 1102CB | 43361102 | HIGHLANDS 1102 | 11922.4207 | 7.4098 | 78 | 2.0789 | 0.026652 | 1518 | 16885.9984 | 1002.4017 | #N/A | #N/A | #N/A | #N/A | #N/A | 0
5253 | HOOPA 110182542 | 192401101 | HOOPA 1101 | 19513.0606 | 12.1274 | 150 | 3.9969 | 0.026646 | 1519 | 16898.1259 | 998.4048 | #N/A | #N/A | #N/A | #N/A | #N/A | 0
9493 | BRUNSWICK 1103904574 | 152481103 | BRUNSWICK 1103 | 2518.7659 | 1.5654 | 25 | 0.6657 | 0.026628 | 1520 | 16899.6913 | 997.7391 | #N/A | #N/A | #N/A | #N/A | #N/A | 0
2834 | WILLOW PASS 1101CB | 13911101 | WILLOW PASS 1101 | 1899.3733 | 1.1805 | 75 | 1.9914 | 0.026552 | 1521 | 16900.8718 | 995.7477 | #N/A | #N/A | #N/A | #N/A | #N/A | 0
4322 | WYANDOTTE 11095973 | 102911109 | WYANDOTTE 1109 | 138.2354 | 0.085914 | 35 | 0.92904 | 0.026544 | 1522 | 16900.9577 | 994.8186 | #N/A | #N/A | #N/A | #N/A | #N/A | 0
9896 | PUEBLO 2102773926 | 43292102 | PUEBLO 2102 | 706.7417 | 0.43924 | 25 | 0.66311 | 0.026524 | 1523 | 16901.3969 | 994.1555 | 994.1555 | #N/A | #N/A | #N/A | #N/A | 1
7392 | WINDSOR 1103CB | 43501103 | WINDSOR 1103 | 0 | 0 | 64 | 1.6933 | 0.026458 | 1524 | 16901.3969 | 992.4623 | #N/A | #N/A | #N/A | #N/A | #N/A | 0
7312 | PEABODY 2113CB | 63642113 | PEABODY 2113 | 587.3881 | 0.36506 | 40 | 1.057 | 0.026426 | 1525 | 16901.762 | 991.4052 | #N/A | #N/A | #N/A | #N/A | #N/A | 0
5020 | BONNIE NOOK 1101CB | 152301101 | BONNIE NOOK 1101 | 23251.1044 | 14.4507 | 153 | 4.0386 | 0.026396 | 1526 | 16916.2126 | 987.3666 | #N/A | 987.3666 | #N/A | #N/A | #N/A | 2
2080 | NEWBURG 11313446 | 192151131 | NEWBURG 1131 | 475.0126 | 0.29522 | 87 | 2.2944 | 0.026372 | 1527 | 16916.5079 | 985.0722 | #N/A | #N/A | #N/A | #N/A | #N/A | 0
5621 | FORT ROSS 112137326 | 42851121 | FORT ROSS 1121 | 8213.253 | 5.1046 | 31 | 0.8171 | 0.026358 | 1528 | 16921.6124 | 984.2551 | #N/A | #N/A | #N/A | #N/A | #N/A | 0
7707 | SUMMIT 110148632 | 152591101 | SUMMIT 1101 | 4391.6286 | 2.7294 | 38 | 1.0003 | 0.026323 | 1529 | 16924.3418 | 983.2548 | #N/A | #N/A | #N/A | #N/A | #N/A | 0
4086 | WEST POINT 110236676 | 163201102 | WEST POINT 1102 | 27305.8877 | 16.9707 | 173 | 4.5232 | 0.026145 | 1530 | 16941.3126 | 978.7317 | #N/A | #N/A | #N/A | #N/A | #N/A | 0
3634 | CHALLENGE 11021902 | 103201102 | CHALLENGE 1102 | 7840.3138 | 4.8728 | 44 | 1.1468 | 0.026064 | 1531 | 16946.1854 | 977.5849 | #N/A | #N/A | #N/A | #N/A | #N/A | 0
5849 | HOPLAND 11011100 | 42251101 | HOPLAND 1101 | 5979.935 | 3.7166 | 68 | 1.772 | 0.026059 | 1532 | 16949.9019 | 975.8128 | #N/A | #N/A | #N/A | #N/A | #N/A | 0
9887 | NOVATO 1104676060 | 42211104 | NOVATO 1104 | 722.7771 | 0.44921 | 9 | 0.23441 | 0.026046 | 1533 | 16950.3511 | 975.5784 | #N/A | #N/A | #N/A | #N/A | #N/A | 0
6186 | CALAVERAS CEMENT 110111188 | 162211101 | CALAVERAS CEMENT 1101 | 48202.5217 | 29.9581 | 294 | 7.641 | 0.02599 | 1534 | 16980.3092 | 967.9374 | #N/A | #N/A | #N/A | #N/A | #N/A | 0
6575 | CLARK ROAD 110247006 | 103091102 | CLARK ROAD 1102 | 7194.664 | 4.4715 | 51 | 1.3227 | 0.025936 | 1535 | 16984.7807 | 966.6146 | #N/A | #N/A | #N/A | #N/A | #N/A | 0
5041 | MARTELL 1103CB | 163011103 | MARTELL 1103 | 2844.8661 | 1.7681 | 76 | 1.9702 | 0.025924 | 1536 | 16986.5488 | 964.6444 | #N/A | #N/A | #N/A | #N/A | #N/A | 0
7535 | PARADISE 11042034 | 102831104 | PARADISE 1104 | 17659.7087 | 10.9756 | 99 | 2.5583 | 0.025842 | 1537 | 16997.5244 | 962.0861 | #N/A | #N/A | #N/A | #N/A | #N/A | 0
3586 | PENRYN 1107346 | 152561107 | PENRYN 1107 | 22629.4944 | 14.0643 | 309 | 7.9433 | 0.025706 | 1538 | 17011.5887 | 954.1428 | #N/A | #N/A | #N/A | #N/A | #N/A | 0
8624 | JESSUP 11012839 | 103441101 | JESSUP 1101 | 2358.3859 | 1.4657 | 20 | 0.5138 | 0.02569 | 1539 | 17013.0544 | 953.629 | #N/A | #N/A | #N/A | #N/A | #N/A | 0
2763 | GOLDTREE 1108CB | 182581108 | GOLDTREE 1108 | 3646.1026 | 2.2661 | 50 | 1.2836 | 0.025673 | 1540 | 17015.3205 | 952.3454 | #N/A | #N/A | #N/A | #N/A | #N/A | 0
9750 | COVELO 1101430286 | 43061101 | COVELO 1101 | 5942.5051 | 3.6933 | 13 | 0.33348 | 0.025652 | 1541 | 17019.0138 | 952.0119 | #N/A | #N/A | #N/A | #N/A | #N/A | 0
8494 | BRENTWOOD 2105502672 | 14592105 | BRENTWOOD 2105 | 2285.3291 | 1.4203 | 127 | 3.2558 | 0.025636 | 1542 | 17020.4341 | 948.7561 | #N/A | #N/A | #N/A | #N/A | #N/A | 0
5780 | GREEN VALLEY 210111054 | 83192101 | GREEN VALLEY 2101 | 39167.0021 | 24.3425 | 272 | 6.9646 | 0.025605 | 1543 | 17044.7766 | 941.7916 | #N/A | #N/A | #N/A | #N/A | #N/A | 0
5526 | LLAGAS 2107XR188 | 83182107 | LLAGAS 2107 | 608.151 | 0.37797 | 43 | 1.1006 | 0.025596 | 1544 | 17045.1546 | 940.6909 | #N/A | #N/A | #N/A | #N/A | #N/A | 0
3427 | COTATI 1105616 | 42271105 | COTATI 1105 | 4247.523 | 2.6399 | 198 | 5.0659 | 0.025585 | 1545 | 17047.7944 | 935.625 | #N/A | #N/A | #N/A | #N/A | #N/A | 0
9956 | CLARKSVILLE 2109781566 | 153612109 | CLARKSVILLE 2109 | 1113.5139 | 0.69205 | 11 | 0.28069 | 0.025518 | 1546 | 17048.4865 | 935.3443 | #N/A | #N/A | #N/A | #N/A | #N/A | 0
1199 | BEAR VALLEY 21059560 | 252192105 | BEAR VALLEY 2105 | 35435.963 | 22.0236 | 226 | 5.7297 | 0.025353 | 1547 | 17070.5101 | 929.6146 | #N/A | #N/A | #N/A | #N/A | #N/A | 0
4849 | ELECTRA 11017104 | 162161101 | ELECTRA 1101 | 19430.6652 | 12.0762 | 148 | 3.7447 | 0.025302 | 1548 | 17082.5863 | 925.87 | #N/A | #N/A | #N/A | #N/A | #N/A | 0
4914 | JESSUP 11019002 | 103441101 | JESSUP 1101 | 1568.4919 | 0.97482 | 74 | 1.8716 | 0.025292 | 1549 | 17083.5611 | 923.9984 | #N/A | #N/A | #N/A | #N/A | #N/A | 0
6329 | SILVERADO 2102636 | 43432102 | SILVERADO 2102 | 8793.2474 | 5.465 | 81 | 2.0483 | 0.025287 | 1550 | 17089.0262 | 921.9501 | 921.9501 | #N/A | #N/A | #N/A | #N/A | 1
7235 | BRIDGEVILLE 110137484 | 192461101 | BRIDGEVILLE 1101 | 12688.6958 | 7.8861 | 74 | 1.8698 | 0.025267 | 1551 | 17096.9122 | 920.0803 | #N/A | #N/A | #N/A | #N/A | #N/A | 0
4335 | UKIAH 1114844294 | 42771114 | UKIAH 1114 | 3879.784 | 2.4113 | 55 | 1.3883 | 0.025242 | 1552 | 17099.3235 | 918.692 | #N/A | #N/A | #N/A | #N/A | #N/A | 0
5817 | TIVY VALLEY 110737522 | 252941107 | TIVY VALLEY 1107 | 833.6297 | 0.5181 | 43 | 1.0845 | 0.025221 | 1553 | 17099.8416 | 917.6075 | #N/A | #N/A | #N/A | #N/A | #N/A | 0
402 | REDBUD 1102922 | 43191102 | REDBUD 1102 | 12589.4258 | 7.8244 | 84 | 2.1157 | 0.025187 | 1554 | 17107.666 | 915.4918 | #N/A | #N/A | #N/A | #N/A | #N/A | 0
4837 | SAN LUIS OBISPO 1104V46 | 182631104 | SAN LUIS OBISPO 1104 | 32077.3964 | 19.9362 | 206 | 5.1879 | 0.025184 | 1555 | 17127.6022 | 910.3039 | #N/A | #N/A | #N/A | #N/A | #N/A | 0
6418 | DUNLAP 1102CB | 254061102 | DUNLAP 1102 | 10840.0956 | 6.7372 | 79 | 1.9873 | 0.025156 | 1556 | 17134.3394 | 908.3166 | #N/A | #N/A | #N/A | #N/A | #N/A | 0
8607 | ANNAPOLIS 1101608 | 42861101 | ANNAPOLIS 1101 | 28658.1175 | 17.8111 | 74 | 1.86 | 0.025135 | 1557 | 17152.1505 | 906.4566 | #N/A | #N/A | #N/A | #N/A | #N/A | 0
8805 | FRUITLAND 114293234 | 192311142 | FRUITLAND 1142 | 18471.7273 | 11.4803 | 96 | 2.4059 | 0.025062 | 1558 | 17163.6308 | 904.0507 | #N/A | #N/A | #N/A | #N/A | #N/A | 0
3300 | FULTON 1102CB | 42561102 | FULTON 1102 | 326.8592 | 0.20314 | 48 | 1.2029 | 0.025061 | 1559 | 17163.8339 | 902.8477 | #N/A | #N/A | #N/A | #N/A | #N/A | 0
4515 | GIRVAN 11019732 | 103401101 | GIRVAN 1101 | 33758.8908 | 20.9813 | 267 | 6.6872 | 0.025046 | 1560 | 17184.8152 | 896.1605 | #N/A | #N/A | #N/A | #N/A | #N/A | 0
602 | STAFFORD 1102524 | 43201102 | STAFFORD 1102 | 9871.5042 | 6.1352 | 162 | 4.0533 | 0.02502 | 1561 | 17190.9504 | 892.1072 | #N/A | #N/A | #N/A | #N/A | #N/A | 0
6121 | OTTER 110263868 | 182941102 | OTTER 1102 | 25546.2406 | 15.8771 | 171 | 4.2689 | 0.024964 | 1562 | 17206.8275 | 887.8383 | #N/A | #N/A | #N/A | #N/A | #N/A | 0
4102 | SPAULDING 1101578852 | 152251101 | SPAULDING 1101 | 33210.6867 | 20.6406 | 173 | 4.3156 | 0.024946 | 1563 | 17227.4681 | 883.5227 | 883.5227 | #N/A | #N/A | #N/A | #N/A | 1
9390 | COAST RD 04015134 | 88820401 | COAST RD 0401 | 1018.6198 | 0.63308 | 23 | 0.57321 | 0.024922 | 1564 | 17228.1011 | 882.9495 | #N/A | #N/A | #N/A | #N/A | #N/A | 0
9959 | BRIDGEVILLE 1102384530 | 192461102 | BRIDGEVILLE 1102 | 6144.6716 | 3.8189 | 12 | 0.29735 | 0.024779 | 1565 | 17231.9201 | 882.6522 | #N/A | #N/A | #N/A | #N/A | #N/A | 0
2322 | KANAKA 11011034 | 103221101 | KANAKA 1101 | 17942.0463 | 11.1511 | 80 | 1.9751 | 0.024689 | 1566 | 17243.0711 | 880.6771 | #N/A | #N/A | #N/A | #N/A | #N/A | 0
5230 | BANGOR 11011806 | 103191101 | BANGOR 1101 | 6482.8365 | 4.0291 | 17 | 0.41764 | 0.024567 | 1567 | 17247.1003 | 880.2594 | #N/A | #N/A | #N/A | #N/A | #N/A | 0
4084 | JOLON 11027040 | 182981102 | JOLON 1102 | 33515.8907 | 20.8303 | 119 | 2.8953 | 0.02433 | 1568 | 17267.9305 | 877.3642 | #N/A | #N/A | #N/A | #N/A | #N/A | 0
7751 | MIWUK 17018050 | 163661701 | MIWUK 1701 | 19488.3045 | 12.1121 | 137 | 3.3307 | 0.024311 | 1569 | 17280.0426 | 874.0335 | #N/A | #N/A | #N/A | #N/A | #N/A | 0
10676 | KERN OIL 1106397902 | 252721106 | KERN OIL 1106 | 717.5326 | 0.44595 | 9 | 0.21872 | 0.024302 | 1570 | 17280.4885 | 873.8148 | #N/A | #N/A | #N/A | #N/A | #N/A | 0
5615 | ELECTRA 110161816 | 162161101 | ELECTRA 1101 | 37826.9874 | 23.5096 | 228 | 5.5405 | 0.0243 | 1571 | 17303.9981 | 868.2743 | #N/A | #N/A | #N/A | #N/A | #N/A | 0
801 | OCEANO 1102CB | 182601102 | OCEANO 1102 | 25449.7716 | 15.8171 | 183 | 4.4352 | 0.024236 | 1572 | 17319.8153 | 863.8391 | #N/A | #N/A | #N/A | #N/A | #N/A | 0
8403 | MOLINO 1101472660 | 42571101 | MOLINO 1101 | 2333.6937 | 1.4504 | 18 | 0.43606 | 0.024226 | 1573 | 17321.2657 | 863.403 | #N/A | #N/A | #N/A | #N/A | #N/A | 0
4244 | BRUNSWICK 1104CB | 152481104 | BRUNSWICK 1104 | 621.7387 | 0.38641 | 28 | 0.67743 | 0.024194 | 1574 | 17321.6521 | 862.7256 | 862.7256 | #N/A | #N/A | #N/A | #N/A | 1
10152 | SPENCE 1102321000 | 182201102 | SPENCE 1102 | 2330.3266 | 1.4483 | 13 | 0.31443 | 0.024187 | 1575 | 17323.1004 | 862.4112 | #N/A | #N/A | #N/A | #N/A | #N/A | 0
3391 | COTATI 1105734248 | 42271105 | COTATI 1105 | 774.6582 | 0.48145 | 9 | 0.2175 | 0.024166 | 1576 | 17323.5819 | 862.1937 | #N/A | #N/A | #N/A | #N/A | #N/A | 0
9545 | WYANDOTTE 110942650 | 102911109 | WYANDOTTE 1109 | 1459.6214 | 0.90716 | 37 | 0.89104 | 0.024082 | 1577 | 17324.489 | 861.3026 | #N/A | #N/A | #N/A | #N/A | #N/A | 0
4392 | CLARK ROAD 110290548 | 103091102 | CLARK ROAD 1102 | 28870.4925 | 17.9431 | 168 | 4.0325 | 0.024003 | 1578 | 17342.4321 | 857.2701 | #N/A | #N/A | #N/A | #N/A | #N/A | 0
9548 | FROGTOWN 1702224708 | 163451702 | FROGTOWN 1702 | 1033.1582 | 0.64211 | 9 | 0.21591 | 0.02399 | 1579 | 17343.0743 | 857.0542 | #N/A | #N/A | #N/A | #N/A | #N/A | 0
2473 | COLUMBIA HILL 110135424 | 152471101 | COLUMBIA HILL 1101 | 22308.0719 | 13.8646 | 147 | 3.4923 | 0.023757 | 1580 | 17356.9388 | 853.5619 | #N/A | #N/A | #N/A | #N/A | #N/A | 0
3207 | SHADY GLEN 110151696 | 152431101 | SHADY GLEN 1101 | 28077.2635 | 17.4501 | 238 | 5.6532 | 0.023753 | 1581 | 17374.3889 | 847.9088 | #N/A | #N/A | #N/A | #N/A | #N/A | 0
7684 | PETALUMA C 1109738866 | 42631109 | PETALUMA C 1109 | 3280.2516 | 2.0387 | 28 | 0.66451 | 0.023732 | 1582 | 17376.4276 | 847.2443 | #N/A | #N/A | #N/A | #N/A | #N/A | 0
10885 | MORGAN HILL 2111940112 | 83242111 | MORGAN HILL 2111 | 455.0253 | 0.2828 | 2 | 0.047401 | 0.023701 | 1583 | 17376.7104 | 847.1969 | #N/A | #N/A | #N/A | #N/A | #N/A | 0
10683 | SAN BERNARD 1101438074 | 253191101 | SAN BERNARD 1101 | 516.2478 | 0.32085 | 6 | 0.14187 | 0.023646 | 1584 | 17377.0313 | 847.055 | #N/A | #N/A | #N/A | #N/A | #N/A | 0
274 | GEYSERVILLE 1102350 | 42891102 | GEYSERVILLE 1102 | 8365.2365 | 5.199 | 194 | 4.5846 | 0.023632 | 1585 | 17382.2303 | 842.4704 | #N/A | #N/A | #N/A | #N/A | #N/A | 0
6780 | FOOTHILL 1102CB | 182951102 | FOOTHILL 1102 | 12699.351 | 7.8927 | 97 | 2.2918 | 0.023627 | 1586 | 17390.123 | 840.1786 | #N/A | #N/A | #N/A | #N/A | #N/A | 0
5469 | FROGTOWN 1701L3361 | 163451701 | FROGTOWN 1701 | 3015.6838 | 1.8743 | 21 | 0.49595 | 0.023616 | 1587 | 17391.9973 | 839.6827 | #N/A | #N/A | #N/A | #N/A | #N/A | 0
279 | GEYSERVILLE 1101122 | 42891101 | GEYSERVILLE 1101 | 2112.7276 | 1.3131 | 54 | 1.2745 | 0.023602 | 1588 | 17393.3103 | 838.4082 | #N/A | #N/A | #N/A | #N/A | #N/A | 0
1737 | FORT BRAGG A 110195294 | 42761101 | FORT BRAGG A 1101 | 43494.7194 | 27.0321 | 186 | 4.3615 | 0.023449 | 1589 | 17420.3425 | 834.0467 | #N/A | #N/A | #N/A | #N/A | #N/A | 0
1091 | COLUMBIA HILL 1101764 | 152471101 | COLUMBIA HILL 1101 | 23643.468 | 14.6945 | 146 | 3.4148 | 0.023389 | 1590 | 17435.037 | 830.6318 | #N/A | #N/A | #N/A | #N/A | #N/A | 0
9377 | COVELO 1101516510 | 43061101 | COVELO 1101 | 6073.3479 | 3.7746 | 73 | 1.706 | 0.02337 | 1591 | 17438.8116 | 828.9258 | #N/A | #N/A | #N/A | #N/A | #N/A | 0
2700 | PINE GROVE 11023172 | 163751102 | PINE GROVE 1102 | 60635.9905 | 37.6855 | 448 | 10.4588 | 0.023346 | 1592 | 17476.4971 | 818.4669 | #N/A | #N/A | #N/A | #N/A | #N/A | 0
10187 | LLAGAS 2105154256 | 83182105 | LLAGAS 2105 | 430.6088 | 0.26763 | 2 | 0.046636 | 0.023318 | 1593 | 17476.7647 | 818.4203 | #N/A | #N/A | #N/A | #N/A | #N/A | 0
8561 | FROGTOWN 1702307998 | 163451702 | FROGTOWN 1702 | 895.4026 | 0.5565 | 6 | 0.13989 | 0.023314 | 1594 | 17477.3212 | 818.2804 | #N/A | #N/A | #N/A | #N/A | #N/A | 0
4078 | PENNGROVE 1101170 | 43471101 | PENNGROVE 1101 | 28905.2433 | 17.9647 | 223 | 5.1925 | 0.023285 | 1595 | 17495.286 | 813.0879 | #N/A | #N/A | #N/A | #N/A | #N/A | 0
7270 | LAKEVILLE 1102347280 | 43371102 | LAKEVILLE 1102 | 12761.9341 | 7.9316 | 99 | 2.3024 | 0.023256 | 1596 | 17503.2176 | 810.7855 | 810.7855 | #N/A | #N/A | #N/A | #N/A | 1
2895 | ALHAMBRA 11058302 | 14101105 | ALHAMBRA 1105 | 13154.2224 | 8.1754 | 83 | 1.9261 | 0.023206 | 1597 | 17511.393 | 808.8594 | #N/A | #N/A | #N/A | #N/A | #N/A | 0
9502 | WILLOW CREEK 11033090 | 192171103 | WILLOW CREEK 1103 | 17393.6531 | 10.8102 | 58 | 1.3443 | 0.023177 | 1598 | 17522.2032 | 807.5152 | #N/A | #N/A | #N/A | #N/A | #N/A | 0
6394 | ORO FINO 11022040 | 103031102 | ORO FINO 1102 | 14724.8662 | 9.1516 | 21 | 0.48652 | 0.023168 | 1599 | 17531.3548 | 807.0286 | #N/A | #N/A | #N/A | #N/A | #N/A | 0
2990 | HICKS 2101XR548 | 83432101 | HICKS 2101 | 2708.1629 | 1.6831 | 95 | 2.2001 | 0.023159 | 1600 | 17533.0379 | 804.8285 | #N/A | #N/A | #N/A | #N/A | #N/A | 0
633 | RACETRACK 170310870 | 163761703 | RACETRACK 1703 | 3071.5505 | 1.909 | 28 | 0.64616 | 0.023077 | 1601 | 17534.9469 | 804.1824 | #N/A | #N/A | #N/A | #N/A | #N/A | 0
4692 | PINE GROVE 11023168 | 163751102 | PINE GROVE 1102 | 48228.3961 | 29.9741 | 285 | 6.5678 | 0.023045 | 1602 | 17564.921 | 797.6146 | 797.6146 | #N/A | #N/A | #N/A | #N/A | 1
10488 | HALF MOON BAY 1103531594 | 24101103 | HALF MOON BAY 1103 | 3998.7287 | 2.4852 | 25 | 0.57293 | 0.022917 | 1603 | 17567.4062 | 797.0416 | 797.0416 | #N/A | #N/A | #N/A | #N/A | 1
1419 | CURTIS 17048140 | 163351704 | CURTIS 1704 | 42456.9039 | 26.3871 | 260 | 5.958 | 0.022915 | 1604 | 17593.7934 | 791.0836 | #N/A | #N/A | #N/A | #N/A | #N/A | 0
5050 | ATASCADERO 1101A22 | 182541101 | ATASCADERO 1101 | 0 | 0 | 167 | 3.8224 | 0.022889 | 1605 | 17593.7934 | 787.2613 | #N/A | #N/A | #N/A | #N/A | #N/A | 0
10722 | TASSAJARA 2103557000 | 14662103 | TASSAJARA 2103 | 335.0317 | 0.20822 | 3 | 0.068564 | 0.022855 | 1606 | 17594.0016 | 787.1927 | #N/A | #N/A | #N/A | #N/A | #N/A | 0
4033 | GANSNER 11012006 | 103021101 | GANSNER 1101 | 27571.1883 | 17.1356 | 151 | 3.4479 | 0.022834 | 1607 | 17611.1372 | 783.7448 | #N/A | #N/A | #N/A | #N/A | #N/A | 0
5518 | BIG BEND 1101641808 | 103751101 | BIG BEND 1101 | 41435.7029 | 25.7525 | 234 | 5.3404 | 0.022822 | 1608 | 17636.8897 | 778.4044 | #N/A | #N/A | #N/A | #N/A | #N/A | 0
8814 | CLAY 11037142 | 163341103 | CLAY 1103 | 6275.5413 | 3.9003 | 100 | 2.2773 | 0.022773 | 1609 | 17640.7899 | 776.1271 | #N/A | #N/A | #N/A | #N/A | #N/A | 0
9514 | HALF MOON BAY 110258448 | 24101102 | HALF MOON BAY 1102 | 7141.1012 | 4.4382 | 22 | 0.50086 | 0.022766 | 1610 | 17645.2282 | 775.6262 | #N/A | #N/A | #N/A | #N/A | #N/A | 0
4404 | EEL RIVER 1102630456 | 192381102 | EEL RIVER 1102 | 8616.6169 | 5.3553 | 37 | 0.84216 | 0.022761 | 1611 | 17650.5834 | 774.784 | #N/A | #N/A | #N/A | #N/A | #N/A | 0
9626 | SAUSALITO 110284278 | 42491102 | SAUSALITO 1102 | 2490.1671 | 1.5476 | 18 | 0.4089 | 0.022717 | 1612 | 17652.1311 | 774.3751 | 774.3751 | #N/A | #N/A | #N/A | #N/A | 1
5345 | ELK 11011300 | 42981101 | ELK 1101 | 5711.2619 | 3.5496 | 64 | 1.447 | 0.02261 | 1613 | 17655.6806 | 772.9281 | #N/A | #N/A | #N/A | #N/A | #N/A | 0
3272 | KESWICK 11019712 | 103451101 | KESWICK 1101 | 29909.7326 | 18.589 | 214 | 4.838 | 0.022607 | 1614 | 17674.2697 | 768.0901 | #N/A | #N/A | #N/A | #N/A | #N/A | 0
7529 | EEL RIVER 11021902 | 192381102 | EEL RIVER 1102 | 10562.7391 | 6.5648 | 43 | 0.97115 | 0.022585 | 1615 | 17680.8344 | 767.119 | #N/A | #N/A | #N/A | #N/A | #N/A | 0
9292 | PUEBLO 2102895310 | 43292102 | PUEBLO 2102 | 592.9592 | 0.36853 | 31 | 0.69951 | 0.022565 | 1616 | 17681.203 | 766.4195 | 766.4195 | #N/A | #N/A | #N/A | #N/A | 1
3684 | VASCO 1102MR178 | 13751102 | VASCO 1102 | 2579.6297 | 1.6033 | 117 | 2.6398 | 0.022562 | 1617 | 17682.8062 | 763.7797 | #N/A | #N/A | #N/A | #N/A | #N/A | 0
6059 | RINCON 1103198 | 43321103 | RINCON 1103 | 10335.8179 | 6.4238 | 62 | 1.3987 | 0.02256 | 1618 | 17689.23 | 762.381 | #N/A | #N/A | #N/A | #N/A | #N/A | 0
8232 | FOOTHILL 1101251688 | 182951101 | FOOTHILL 1101 | 11233.7101 | 6.9818 | 68 | 1.5291 | 0.022486 | 1619 | 17696.2118 | 760.8519 | #N/A | #N/A | #N/A | #N/A | #N/A | 0
9659 | CAMBRIA 1101858200 | 182771101 | CAMBRIA 1101 | 9200.2096 | 5.718 | 31 | 0.69582 | 0.022446 | 1620 | 17701.9297 | 760.1561 | #N/A | #N/A | #N/A | #N/A | #N/A | 0
5819 | COTTONWOOD 110359128 | 102931103 | COTTONWOOD 1103 | 1201.9482 | 0.74702 | 65 | 1.4558 | 0.022397 | 1621 | 17702.6768 | 758.7002 | #N/A | #N/A | #N/A | #N/A | #N/A | 0
9234 | WILDWOOD 110185112 | 103611101 | WILDWOOD 1101 | 10932.2503 | 6.7944 | 54 | 1.2088 | 0.022386 | 1622 | 17709.4712 | 757.4914 | #N/A | #N/A | #N/A | #N/A | #N/A | 0
2051 | LAYTONVILLE 1101518 | 42681101 | LAYTONVILLE 1101 | 4840.0159 | 3.0081 | 165 | 3.6911 | 0.02237 | 1623 | 17712.4793 | 753.8003 | #N/A | #N/A | #N/A | #N/A | #N/A | 0
4400 | CALISTOGA 1102769230 | 42711102 | CALISTOGA 1102 | 17732.852 | 11.021 | 160 | 3.574 | 0.022338 | 1624 | 17723.5003 | 750.2263 | #N/A | #N/A | #N/A | #N/A | #N/A | 0
1232 | VOLTA 110237350 | 102541102 | VOLTA 1102 | 39069.9006 | 24.2821 | 255 | 5.6788 | 0.02227 | 1625 | 17747.7824 | 744.5475 | #N/A | #N/A | #N/A | #N/A | #N/A | 0
1076 | MC ARTHUR 1101648698 | 103491101 | MC ARTHUR 1101 | 17135.0454 | 10.6495 | 173 | 3.85 | 0.022255 | 1626 | 17758.4319 | 740.6975 | #N/A | #N/A | #N/A | #N/A | #N/A | 0
6771 | HALSEY 1102CB | 152241102 | HALSEY 1102 | 12682.5013 | 7.8822 | 86 | 1.9068 | 0.022172 | 1627 | 17766.3141 | 738.7907 | 738.7907 | #N/A | #N/A | #N/A | #N/A | 1
1966 | GARBERVILLE 11011514 | 192221101 | GARBERVILLE 1101 | 23767.6372 | 14.7717 | 123 | 2.7266 | 0.022168 | 1628 | 17781.0858 | 736.0641 | #N/A | #N/A | #N/A | #N/A | #N/A | 0
7554 | SAN LUIS OBISPO 1105512313 | 182631105 | SAN LUIS OBISPO 1105 | 785.9125 | 0.48845 | 10 | 0.22063 | 0.022063 | 1629 | 17781.5743 | 735.8434 | #N/A | #N/A | #N/A | #N/A | #N/A | 0
6120 | PUEBLO 2103895784 | 43292103 | PUEBLO 2103 | 12538.91 | 7.793 | 110 | 2.4251 | 0.022046 | 1630 | 17789.3673 | 733.4184 | 733.4184 | #N/A | #N/A | #N/A | #N/A | 1
63 | CORRAL 110175204 | 162991101 | CORRAL 1101 | 1376.4738 | 0.85548 | 130 | 2.8515 | 0.021935 | 1631 | 17790.2227 | 730.5669 | #N/A | #N/A | #N/A | #N/A | #N/A | 0
9574 | MONROE 2103848530 | 43302103 | MONROE 2103 | 715.3706 | 0.44461 | 17 | 0.37143 | 0.021849 | 1632 | 17790.6673 | 730.1954 | #N/A | #N/A | #N/A | #N/A | #N/A | 0
7210 | WEST POINT 110234416 | 163201102 | WEST POINT 1102 | 16821.5127 | 10.4546 | 113 | 2.466 | 0.021823 | 1633 | 17801.122 | 727.7294 | #N/A | #N/A | #N/A | #N/A | #N/A | 0
2105 | WEST POINT 1102CB | 163201102 | WEST POINT 1102 | 28620.471 | 17.7877 | 195 | 4.2374 | 0.02173 | 1634 | 17818.9097 | 723.492 | #N/A | 723.492 | #N/A | #N/A | #N/A | 2
6954 | WYANDOTTE 1110144140 | 102911110 | WYANDOTTE 1110 | 417.0111 | 0.25917 | 20 | 0.43439 | 0.021719 | 1635 | 17819.1689 | 723.0576 | #N/A | #N/A | #N/A | #N/A | #N/A | 0
9884 | ELK 1101311906 | 42981101 | ELK 1101 | 1112.4459 | 0.69139 | 12 | 0.2601 | 0.021675 | 1636 | 17819.8603 | 722.7975 | #N/A | #N/A | #N/A | #N/A | #N/A | 0
1046 | GARBERVILLE 11028652 | 192221102 | GARBERVILLE 1102 | 21158.9046 | 13.1503 | 114 | 2.4661 | 0.021633 | 1637 | 17833.0106 | 720.3314 | #N/A | #N/A | #N/A | #N/A | #N/A | 0
3164 | BRUNSWICK 11062416 | 152481106 | BRUNSWICK 1106 | 46563.0328 | 28.9391 | 360 | 7.7569 | 0.021547 | 1638 | 17861.9497 | 712.5745 | #N/A | #N/A | #N/A | #N/A | #N/A | 0
3168 | LUCERNE 1103630 | 43351103 | LUCERNE 1103 | 20012.2615 | 12.4377 | 154 | 3.3154 | 0.021529 | 1639 | 17874.3874 | 709.259 | #N/A | #N/A | #N/A | #N/A | #N/A | 0
9831 | HALF MOON BAY 1101771258 | 24101101 | HALF MOON BAY 1101 | 308.3578 | 0.19165 | 4 | 0.085935 | 0.021484 | 1640 | 17874.5791 | 709.1731 | #N/A | #N/A | #N/A | #N/A | #N/A | 0
8239 | FRUITLAND 11413902 | 192311141 | FRUITLAND 1141 | 8223.6344 | 5.111 | 9 | 0.1925 | 0.021389 | 1641 | 17879.6901 | 708.9806 | #N/A | #N/A | #N/A | #N/A | #N/A | 0
4880 | CURTIS 1705CB | 163351705 | CURTIS 1705 | 21461.232 | 13.3382 | 163 | 3.4854 | 0.021383 | 1642 | 17893.0284 | 705.4952 | 705.4952 | #N/A | #N/A | #N/A | #N/A | 1
1762 | VINEYARD 2108609690 | 14502108 | VINEYARD 2108 | 7774.3071 | 4.8318 | 72 | 1.5396 | 0.021383 | 1643 | 17897.8601 | 703.9556 | #N/A | #N/A | #N/A | #N/A | #N/A | 0
7400 | CLARKSVILLE 21096502 | 153612109 | CLARKSVILLE 2109 | 1500.682 | 0.93268 | 52 | 1.1051 | 0.021251 | 1644 | 17898.7928 | 702.8506 | #N/A | #N/A | #N/A | #N/A | #N/A | 0
10207 | MONTE RIO 111159046 | 42811111 | MONTE RIO 1111 | 5641.1576 | 3.506 | 15 | 0.31869 | 0.021246 | 1645 | 17902.2988 | 702.5319 | #N/A | #N/A | #N/A | #N/A | #N/A | 0
4878 | PLACERVILLE 21069712 | 153082106 | PLACERVILLE 2106 | 39765.9579 | 24.7147 | 226 | 4.8004 | 0.021241 | 1646 | 17927.0135 | 697.7315 | #N/A | #N/A | #N/A | #N/A | #N/A | 0
2046 | LINCOLN 11042072 | 153701104 | LINCOLN 1104 | 501.4668 | 0.31166 | 193 | 4.091 | 0.021197 | 1647 | 17927.3252 | 693.6404 | #N/A | #N/A | #N/A | #N/A | #N/A | 0
7243 | SILVERADO 2104708 | 43432104 | SILVERADO 2104 | 6040.8568 | 3.7544 | 61 | 1.292 | 0.02118 | 1648 | 17931.0796 | 692.3484 | #N/A | 692.3484 | #N/A | #N/A | #N/A | 2
593 | BRUNSWICK 11021010 | 152481102 | BRUNSWICK 1102 | 71394.2707 | 44.3718 | 479 | 10.1396 | 0.021168 | 1649 | 17975.4514 | 682.2089 | #N/A | #N/A | #N/A | #N/A | #N/A | 0
5896 | CHALLENGE 11015460 | 103201101 | CHALLENGE 1101 | 18980.3372 | 11.7964 | 91 | 1.9215 | 0.021116 | 1650 | 17987.2478 | 680.2873 | #N/A | #N/A | #N/A | #N/A | #N/A | 0
9400 | BELL 110880680 | 152701108 | BELL 1108 | 1030.5857 | 0.64051 | 24 | 0.50627 | 0.021095 | 1651 | 17987.8883 | 679.7811 | #N/A | #N/A | #N/A | #N/A | #N/A | 0
6134 | CALAVERAS CEMENT 110180930 | 162211101 | CALAVERAS CEMENT 1101 | 29528.4888 | 18.3521 | 180 | 3.7835 | 0.021019 | 1652 | 18006.2404 | 675.9976 | #N/A | #N/A | #N/A | #N/A | #N/A | 0
5626 | WYANDOTTE 1103CB | 102911103 | WYANDOTTE 1103 | 394.0047 | 0.24488 | 100 | 2.1017 | 0.021017 | 1653 | 18006.4852 | 673.8959 | #N/A | #N/A | #N/A | #N/A | #N/A | 0
5183 | ALTO 1125902 | 42031125 | ALTO 1125 | 19453.8935 | 12.0907 | 83 | 1.7351 | 0.020905 | 1654 | 18018.5759 | 672.1607 | #N/A | #N/A | #N/A | #N/A | #N/A | 0
7644 | LLAGAS 2101783467 | 83182101 | LLAGAS 2101 | 16448.6096 | 10.2229 | 61 | 1.2679 | 0.020785 | 1655 | 18028.7988 | 670.8929 | #N/A | #N/A | #N/A | #N/A | #N/A | 0
7011 | MOUNTAIN QUARRIES 21011180 | 152282101 | MOUNTAIN QUARRIES 2101 | 20847.2086 | 12.9566 | 141 | 2.9287 | 0.020771 | 1656 | 18041.7554 | 667.9642 | #N/A | #N/A | #N/A | #N/A | #N/A | 0
11063 | APPLE HILL 1104814656 | 153661104 | APPLE HILL 1104 | 28.1252 | 0.01748 | 1 | 0.020643 | 0.020643 | 1657 | 18041.7729 | 667.9435 | #N/A | #N/A | #N/A | #N/A | #N/A | 0
9926 | BUCKS CREEK 1103CB | 102211103 | BUCKS CREEK 1103 | 3707.9332 | 2.3045 | 31 | 0.63931 | 0.020623 | 1658 | 18044.0774 | 667.3042 | #N/A | #N/A | 667.3042 | #N/A | #N/A | 3
3649 | FROGTOWN 1702812366 | 163451702 | FROGTOWN 1702 | 4421.1038 | 2.7477 | 28 | 0.57668 | 0.020596 | 1659 | 18046.8251 | 666.7275 | #N/A | #N/A | #N/A | #N/A | #N/A | 0
9417 | DUNBAR 1102694641 | 43071102 | DUNBAR 1102 | 6527.852 | 4.0571 | 49 | 1.0071 | 0.020553 | 1660 | 18050.8822 | 665.7204 | #N/A | #N/A | #N/A | #N/A | #N/A | 0
8194 | STANISLAUS 17017144 | 162821701 | STANISLAUS 1701 | 7491.0055 | 4.6557 | 52 | 1.0649 | 0.020479 | 1661 | 18055.5379 | 664.6556 | #N/A | #N/A | #N/A | #N/A | #N/A | 0
10788 | FITCH MOUNTAIN 1111752596 | 42751111 | FITCH MOUNTAIN 1111 | 395.1334 | 0.24558 | 6 | 0.12279 | 0.020465 | 1662 | 18055.7835 | 664.5328 | #N/A | #N/A | #N/A | #N/A | #N/A | 0
3463 | WOODACRE 1102851 | 43021102 | WOODACRE 1102 | 2029.0984 | 1.2611 | 14 | 0.28582 | 0.020416 | 1663 | 18057.0446 | 664.247 | #N/A | #N/A | #N/A | #N/A | #N/A | 0
331 | WEST POINT 11024790 | 163201102 | WEST POINT 1102 | 52731.0383 | 32.7726 | 305 | 6.2151 | 0.020377 | 1664 | 18089.8171 | 658.0318 | #N/A | #N/A | #N/A | #N/A | #N/A | 0
8939 | STELLING 111060080 | 83481110 | STELLING 1110 | 15418.9407 | 9.5829 | 64 | 1.3021 | 0.020345 | 1665 | 18099.4001 | 656.7297 | #N/A | #N/A | #N/A | #N/A | #N/A | 0
5387 | PLACERVILLE 210611132 | 153082106 | PLACERVILLE 2106 | 69633.6958 | 43.2776 | 420 | 8.5102 | 0.020262 | 1666 | 18142.6777 | 648.2195 | #N/A | #N/A | #N/A | #N/A | #N/A | 0
3326 | ORO FINO 110265932 | 103031102 | ORO FINO 1102 | 7276.7194 | 4.5225 | 48 | 0.97052 | 0.020219 | 1667 | 18147.2002 | 647.249 | #N/A | #N/A | #N/A | #N/A | #N/A | 0
7230 | PINE GROVE 110283098 | 163751102 | PINE GROVE 1102 | 12739.0077 | 7.9173 | 104 | 2.0942 | 0.020137 | 1668 | 18155.1175 | 645.1548 | #N/A | #N/A | #N/A | #N/A | #N/A | 0
2235 | MOLINO 1102318 | 42571102 | MOLINO 1102 | 31114.0365 | 19.3375 | 228 | 4.5821 | 0.020097 | 1669 | 18174.455 | 640.5727 | #N/A | #N/A | #N/A | #N/A | #N/A | 0
9552 | JOLON 11027068 | 182981102 | JOLON 1102 | 6139.1207 | 3.8155 | 12 | 0.23993 | 0.019995 | 1670 | 18178.2705 | 640.3327 | #N/A | #N/A | #N/A | #N/A | #N/A | 0
7621 | UKIAH 1115CB | 42771115 | UKIAH 1115 | 6936.1203 | 4.3108 | 73 | 1.4531 | 0.019906 | 1671 | 18182.5813 | 638.8796 | #N/A | #N/A | #N/A | #N/A | #N/A | 0
5118 | SAN LUIS OBISPO 1107V60 | 182631107 | SAN LUIS OBISPO 1107 | 25811.5583 | 16.042 | 142 | 2.8258 | 0.0199 | 1672 | 18198.6233 | 636.0538 | #N/A | #N/A | #N/A | #N/A | #N/A | 0
1916 | MOLINO 1104368158 | 42571104 | MOLINO 1104 | 4484.8758 | 2.7874 | 105 | 2.0855 | 0.019862 | 1673 | 18201.4107 | 633.9684 | #N/A | #N/A | #N/A | #N/A | #N/A | 0
8812 | ANTLER 11011376 | 103271101 | ANTLER 1101 | 14477.8455 | 8.998 | 70 | 1.3885 | 0.019836 | 1674 | 18210.4087 | 632.5799 | #N/A | #N/A | #N/A | #N/A | #N/A | 0
3393 | SILVERADO 2102714 | 43432102 | SILVERADO 2102 | 5568.6627 | 3.4609 | 121 | 2.3993 | 0.019829 | 1675 | 18213.8697 | 630.1806 | #N/A | #N/A | #N/A | #N/A | #N/A | 0
8102 | FORESTHILL 110175340 | 152181101 | FORESTHILL 1101 | 7696.0179 | 4.7831 | 62 | 1.2202 | 0.01968 | 1676 | 18218.6528 | 628.9604 | #N/A | #N/A | #N/A | #N/A | #N/A | 0
7713 | DUNBAR 11014817 | 43071101 | DUNBAR 1101 | 5079.2964 | 3.1568 | 42 | 0.82599 | 0.019666 | 1677 | 18221.8096 | 628.1344 | #N/A | #N/A | #N/A | #N/A | #N/A | 0
6368 | EAST QUINCY 1101951424 | 102551101 | EAST QUINCY 1101 | 1124.2371 | 0.69872 | 49 | 0.95554 | 0.019501 | 1678 | 18222.5083 | 627.1789 | #N/A | #N/A | #N/A | #N/A | #N/A | 0
6762 | HOOPA 11013304 | 192401101 | HOOPA 1101 | 27901.6416 | 17.341 | 88 | 1.7148 | 0.019486 | 1679 | 18239.8493 | 625.4641 | #N/A | #N/A | #N/A | #N/A | #N/A | 0
4845 | SAN JOAQUIN #3 110210342 | 252531102 | SAN JOAQUIN #3 1102 | 2930.8819 | 1.8216 | 23 | 0.44766 | 0.019463 | 1680 | 18241.6709 | 625.0165 | #N/A | #N/A | #N/A | #N/A | #N/A | 0
3381 | LUCERNE 110638436 | 43351106 | LUCERNE 1106 | 7253.5318 | 4.5081 | 62 | 1.2043 | 0.019424 | 1681 | 18246.179 | 623.8122 | #N/A | #N/A | #N/A | #N/A | #N/A | 0
8990 | HALF MOON BAY 1103540991 | 24101103 | HALF MOON BAY 1103 | 2544.5262 | 1.5814 | 16 | 0.31068 | 0.019417 | 1682 | 18247.7604 | 623.5015 | 623.5015 | #N/A | #N/A | #N/A | #N/A | 1
1522 | RIO DELL 11021504 | 192251102 | RIO DELL 1102 | 17454.8051 | 10.8482 | 64 | 1.2379 | 0.019342 | 1683 | 18258.6086 | 622.2636 | #N/A | #N/A | #N/A | #N/A | #N/A | 0
6286 | DUNBAR 1101416 | 43071101 | DUNBAR 1101 | 4249.986 | 2.6414 | 28 | 0.54085 | 0.019316 | 1684 | 18261.25 | 621.7228 | #N/A | #N/A | #N/A | #N/A | #N/A | 0
2445 | MC ARTHUR 11011546 | 103491101 | MC ARTHUR 1101 | 22193.9329 | 13.7936 | 102 | 1.9643 | 0.019258 | 1685 | 18275.0436 | 619.7585 | #N/A | #N/A | #N/A | #N/A | #N/A | 0
2748 | HALF MOON BAY 11036018 | 24101103 | HALF MOON BAY 1103 | 25219.5525 | 15.6741 | 160 | 3.0757 | 0.019223 | 1686 | 18290.7177 | 616.6828 | #N/A | #N/A | #N/A | #N/A | #N/A | 0
4766 | CLOVERDALE 1101807953 | 42821101 | CLOVERDALE 1101 | 745.8215 | 0.46353 | 11 | 0.21093 | 0.019176 | 1687 | 18291.1812 | 616.4718 | #N/A | #N/A | #N/A | #N/A | #N/A | 0
3508 | CLEAR LAKE 1102223792 | 42141102 | CLEAR LAKE 1102 | 1262.347 | 0.78455 | 10 | 0.19106 | 0.019106 | 1688 | 18291.9658 | 616.2808 | 616.2808 | #N/A | #N/A | #N/A | #N/A | 1
3278 | KONOCTI 1108CB | 43311108 | KONOCTI 1108 | 10229.3323 | 6.3576 | 98 | 1.864 | 0.019021 | 1689 | 18298.3233 | 614.4167 | 614.4167 | #N/A | #N/A | #N/A | #N/A | 1
218 | MADISON 21017702 | 63172101 | MADISON 2101 | 0 | 0 | 168 | 3.174 | 0.018893 | 1690 | 18298.3233 | 611.2427 | #N/A | #N/A | #N/A | #N/A | #N/A | 0
5100 | RIO DELL 110270960 | 192251102 | RIO DELL 1102 | 9297.8122 | 5.7786 | 103 | 1.9167 | 0.018609 | 1691 | 18304.102 | 609.3261 | #N/A | #N/A | #N/A | #N/A | #N/A | 0
1226 | FORT ROSS 11212987 | 42851121 | FORT ROSS 1121 | 3171.9583 | 1.9714 | 18 | 0.33485 | 0.018603 | 1692 | 18306.0733 | 608.9912 | #N/A | #N/A | #N/A | #N/A | #N/A | 0
4217 | CHALLENGE 1102CB | 103201102 | CHALLENGE 1102 | 24644.898 | 15.3169 | 123 | 2.2755 | 0.0185 | 1693 | 18321.3902 | 606.7157 | #N/A | #N/A | 606.7157 | #N/A | #N/A | 3
4592 | PHILO 1102928 | 42601102 | PHILO 1102 | 22468.3871 | 13.9642 | 125 | 2.3111 | 0.018489 | 1694 | 18335.3544 | 604.4046 | #N/A | #N/A | #N/A | #N/A | #N/A | 0
4143 | MENDOCINO 1101CB | 42951101 | MENDOCINO 1101 | 4240.0548 | 2.6352 | 54 | 0.98966 | 0.018327 | 1695 | 18337.9897 | 603.4149 | #N/A | #N/A | #N/A | #N/A | #N/A | 0
5556 | WEST POINT 11021305 | 163201102 | WEST POINT 1102 | 18201.3708 | 11.3122 | 105 | 1.9226 | 0.01831 | 1696 | 18349.3019 | 601.4923 | #N/A | #N/A | #N/A | #N/A | #N/A | 0
7818 | SONOMA 1105575872 | 42721105 | SONOMA 1105 | 1906.857 | 1.1851 | 12 | 0.21935 | 0.018279 | 1697 | 18350.487 | 601.273 | 601.273 | #N/A | #N/A | #N/A | #N/A | 1
1713 | HALF MOON BAY 1103H80 | 24101103 | HALF MOON BAY 1103 | 31889.194 | 19.8193 | 164 | 2.9927 | 0.018248 | 1698 | 18370.3063 | 598.2803 | #N/A | #N/A | #N/A | #N/A | #N/A | 0
3304 | DIAMOND SPRINGS 11039432 | 152261103 | DIAMOND SPRINGS 1103 | 28100.4349 | 17.4645 | 251 | 4.5765 | 0.018233 | 1699 | 18387.7708 | 593.7038 | #N/A | #N/A | #N/A | #N/A | #N/A | 0
1922 | ALLEGHANY 1102CB | 152101102 | ALLEGHANY 1102 | 28981.2992 | 18.012 | 104 | 1.8932 | 0.018204 | 1700 | 18405.7828 | 591.8106 | #N/A | #N/A | 591.8106 | #N/A | #N/A | 3
4888 | DUNBAR 110179086 | 43071101 | DUNBAR 1101 | 10954.594 | 6.8083 | 82 | 1.4907 | 0.018179 | 1701 | 18412.5911 | 590.3199 | #N/A | #N/A | #N/A | #N/A | #N/A | 0
1290 | FROGTOWN 170232556 | 163451702 | FROGTOWN 1702 | 188.0999 | 0.1169 | 19 | 0.34478 | 0.018147 | 1702 | 18412.708 | 589.9751 | #N/A | #N/A | #N/A | #N/A | #N/A | 0
4459 | CLARK ROAD 11022094 | 103091102 | CLARK ROAD 1102 | 5517.0419 | 3.4289 | 11 | 0.19897 | 0.018088 | 1703 | 18416.1369 | 589.7761 | 589.7761 | #N/A | #N/A | #N/A | #N/A | 1
8596 | SAN JOAQUIN #3 1101CB | 252531101 | SAN JOAQUIN #3 1101 | 19055.2866 | 11.8429 | 80 | 1.4463 | 0.018079 | 1704 | 18427.9798 | 588.3298 | 588.3298 | #N/A | #N/A | #N/A | #N/A | 1
7985 | MERCED FALLS 1102482838 | 252811102 | MERCED FALLS 1102 | 14284.261 | 8.8777 | 52 | 0.93898 | 0.018057 | 1705 | 18436.8575 | 587.3908 | #N/A | #N/A | #N/A | #N/A | #N/A | 0
5651 | MOUNTAIN QUARRIES 21012422 | 152282101 | MOUNTAIN QUARRIES 2101 | 13951.5772 | 8.671 | 81 | 1.4615 | 0.018043 | 1706 | 18445.5285 | 585.9293 | #N/A | #N/A | #N/A | #N/A | #N/A | 0
9070 | SILVERADO 2102437194 | 43432102 | SILVERADO 2102 | 1702.9792 | 1.0584 | 17 | 0.30645 | 0.018026 | 1707 | 18446.5869 | 585.6229 | 585.6229 | #N/A | #N/A | #N/A | #N/A | 1
2577 | HARTLEY 110186876 | 43211101 | HARTLEY 1101 | 3945.9351 | 2.4524 | 110 | 1.9808 | 0.018007 | 1708 | 18449.0393 | 583.6421 | #N/A | #N/A | #N/A | #N/A | #N/A | 0
5850 | GEYSERVILLE 1101711966 | 42891101 | GEYSERVILLE 1101 | 6326.045 | 3.9317 | 122 | 2.1848 | 0.017908 | 1709 | 18452.971 | 581.4573 | #N/A | #N/A | #N/A | #N/A | #N/A | 0
8508 | PIKE CITY 11011720 | 152201101 | PIKE CITY 1101 | 9489.0848 | 5.8975 | 34 | 0.60738 | 0.017864 | 1710 | 18458.8685 | 580.8499 | #N/A | #N/A | #N/A | #N/A | #N/A | 0
4021 | GRASS VALLEY 11012766 | 152031101 | GRASS VALLEY 1101 | 5300.562 | 3.2943 | 31 | 0.55287 | 0.017834 | 1711 | 18462.1628 | 580.297 | 580.297 | #N/A | #N/A | #N/A | #N/A | 1
5421 | DUNBAR 1102261774 | 43071102 | DUNBAR 1102 | 21761.0718 | 13.5246 | 142 | 2.5319 | 0.01783 | 1712 | 18475.6874 | 577.7652 | #N/A | #N/A | #N/A | #N/A | #N/A | 0
1746 | TEMPLETON 2111CB | 183052111 | TEMPLETON 2111 | 3627.2584 | 2.2544 | 118 | 2.1007 | 0.017802 | 1713 | 18477.9418 | 575.6645 | #N/A | #N/A | #N/A | #N/A | #N/A | 0
2820 | ALTO 1124432 | 42031124 | ALTO 1124 | 12624.3351 | 7.8461 | 72 | 1.2765 | 0.017729 | 1714 | 18485.7878 | 574.388 | #N/A | #N/A | #N/A | #N/A | #N/A | 0
5452 | PUEBLO 2102850102 | 43292102 | PUEBLO 2102 | 287.4404 | 0.17865 | 23 | 0.40756 | 0.01772 | 1715 | 18485.9665 | 573.9804 | 573.9804 | #N/A | #N/A | #N/A | #N/A | 1
3283 | CURTIS 170390320 | 163351703 | CURTIS 1703 | 44849.664 | 27.8742 | 282 | 4.9917 | 0.017701 | 1716 | 18513.8407 | 568.9887 | #N/A | #N/A | #N/A | #N/A | #N/A | 0
3501 | CRESCENT MILLS 21012232 | 103132101 | CRESCENT MILLS 2101 | 25513.6468 | 15.8568 | 128 | 2.2614 | 0.017667 | 1717 | 18529.6976 | 566.7274 | #N/A | #N/A | #N/A | #N/A | #N/A | 0
10143 | GRASS VALLEY 1101750804 | 152031101 | GRASS VALLEY 1101 | 390.0676 | 0.24243 | 5 | 0.088275 | 0.017655 | 1718 | 18529.94 | 566.6391 | 566.6391 | #N/A | #N/A | #N/A | #N/A | 1
3289 | MONTICELLO 11011589 | 43051101 | MONTICELLO 1101 | 6873.0951 | 4.2717 | 52 | 0.91781 | 0.01765 | 1719 | 18534.2117 | 565.7213 | 565.7213 | #N/A | #N/A | #N/A | #N/A | 1
1138 | ELECTRA 110136816 | 162161101 | ELECTRA 1101 | 8023.9266 | 4.9869 | 60 | 1.0575 | 0.017625 | 1720 | 18539.1986 | 564.6638 | #N/A | #N/A | #N/A | #N/A | #N/A | 0
9331 | WILLOW CREEK 1102CB | 192171102 | WILLOW CREEK 1102 | 11789.4236 | 7.3272 | 71 | 1.25 | 0.017606 | 1721 | 18546.5257 | 563.4138 | 563.4138 | #N/A | #N/A | #N/A | #N/A | 1
6284 | ANTLER 11011378 | 103271101 | ANTLER 1101 | 39490.7149 | 24.5436 | 201 | 3.5323 | 0.017574 | 1722 | 18571.0694 | 559.8814 | #N/A | #N/A | #N/A | #N/A | #N/A | 0
8843 | HOLLISTER 2104117328 | 182492104 | HOLLISTER 2104 | 9894.6539 | 6.1496 | 44 | 0.77216 | 0.017549 | 1723 | 18577.2189 | 559.1093 | #N/A | #N/A | #N/A | #N/A | #N/A | 0
106 | WYANDOTTE 11101954 | 102911110 | WYANDOTTE 1110 | 4223.5591 | 2.625 | 132 | 2.3057 | 0.017468 | 1724 | 18579.8439 | 556.8035 | #N/A | #N/A | #N/A | #N/A | #N/A | 0
7269 | CURTIS 17046060 | 163351704 | CURTIS 1704 | 6540.8971 | 4.0652 | 50 | 0.873 | 0.01746 | 1725 | 18583.9091 | 555.9305 | #N/A | #N/A | #N/A | #N/A | #N/A | 0
4024 | MOLINO 11015042 | 42571101 | MOLINO 1101 | 9737.3633 | 6.0518 | 90 | 1.5687 | 0.01743 | 1726 | 18589.9609 | 554.3619 | #N/A | #N/A | #N/A | #N/A | #N/A | 0
8422 | FROGTOWN 1702739858 | 163451702 | FROGTOWN 1702 | 7850.7225 | 4.8793 | 46 | 0.80161 | 0.017426 | 1727 | 18594.8402 | 553.5602 | 553.5602 | #N/A | #N/A | #N/A | #N/A | 1
3353 | KANAKA 11011406 | 103221101 | KANAKA 1101 | 43882.3619 | 27.2731 | 204 | 3.5397 | 0.017352 | 1728 | 18622.1132 | 550.0205 | #N/A | #N/A | #N/A | #N/A | #N/A | 0
10623 | MORGAN HILL 2111477914 | 83242111 | MORGAN HILL 2111 | 307.8291 | 0.19132 | 3 | 0.051987 | 0.017329 | 1729 | 18622.3045 | 549.9685 | #N/A | #N/A | #N/A | #N/A | #N/A | 0
1703 | SAN LUIS OBISPO 1105796050 | 182631105 | SAN LUIS OBISPO 1105 | 383.7484 | 0.2385 | 45 | 0.7781 | 0.017291 | 1730 | 18622.543 | 549.1904 | #N/A | #N/A | #N/A | #N/A | #N/A | 0
2587 | MENLO 11031721 | 24131103 | MENLO 1103 | 10927.2973 | 6.7914 | 52 | 0.89751 | 0.01726 | 1731 | 18629.3344 | 548.2929 | #N/A | #N/A | #N/A | #N/A | #N/A | 0
5617 | MIRABEL 1101298 | 42091101 | MIRABEL 1101 | 20253.8323 | 12.5878 | 123 | 2.1202 | 0.017238 | 1732 | 18641.9222 | 546.1727 | #N/A | #N/A | #N/A | #N/A | #N/A | 0
183 | CLEAR LAKE 110192870 | 42141101 | CLEAR LAKE 1101 | 185.9475 | 0.11557 | 187 | 3.2176 | 0.017207 | 1733 | 18642.0378 | 542.9551 | #N/A | #N/A | #N/A | #N/A | #N/A | 0
5761 | SAN LUIS OBISPO 1102597518 | 182631102 | SAN LUIS OBISPO 1102 | 65.1647 | 0.0405 | 30 | 0.51524 | 0.017175 | 1734 | 18642.0783 | 542.4398 | #N/A | #N/A | #N/A | #N/A | #N/A | 0
694 | PIT NO 1 11013312 | 103721101 | PIT NO 1 1101 | 12944.3529 | 8.045 | 82 | 1.4079 | 0.017169 | 1735 | 18650.1233 | 541.0319 | #N/A | #N/A | #N/A | #N/A | #N/A | 0
6571 | MC ARTHUR 11011488 | 103491101 | MC ARTHUR 1101 | 3970.6557 | 2.4678 | 217 | 3.7195 | 0.01714 | 1736 | 18652.5911 | 537.3125 | #N/A | #N/A | #N/A | #N/A | #N/A | 0
7993 | STILLWATER 1101CB | 103561101 | STILLWATER 1101 | 6754.5413 | 4.198 | 47 | 0.80543 | 0.017137 | 1737 | 18656.789 | 536.5071 | #N/A | 536.5071 | #N/A | #N/A | #N/A | 2
3453 | LOS GATOS 110760114 | 82021107 | LOS GATOS 1107 | 39130.9882 | 24.3201 | 220 | 3.7337 | 0.016971 | 1738 | 18681.1091 | 532.7734 | #N/A | #N/A | #N/A | #N/A | #N/A | 0
3503 | CLAYTON 2215184604 | 12022215 | CLAYTON 2215 | 3361.2922 | 2.0891 | 106 | 1.7951 | 0.016935 | 1739 | 18683.1982 | 530.9783 | #N/A | #N/A | #N/A | #N/A | #N/A | 0
5231 | BURNEY 1101CB | 103311101 | BURNEY 1101 | 1997.9569 | 1.2417 | 29 | 0.48997 | 0.016895 | 1740 | 18684.4399 | 530.4883 | #N/A | #N/A | #N/A | #N/A | #N/A | 0
5033 | ALTO 11243121 | 42031124 | ALTO 1124 | 4501.3904 | 2.7976 | 36 | 0.60788 | 0.016885 | 1741 | 18687.2375 | 529.8804 | #N/A | #N/A | #N/A | #N/A | #N/A | 0
4749 | FRUITLAND 11418860 | 192311141 | FRUITLAND 1141 | 3211.911 | 1.9962 | 34 | 0.57347 | 0.016867 | 1742 | 18689.2337 | 529.307 | #N/A | #N/A | #N/A | #N/A | #N/A | 0
8284 | FRENCH GULCH 11011464 | 103381101 | FRENCH GULCH 1101 | 1371.4854 | 0.85238 | 10 | 0.1686 | 0.01686 | 1743 | 18690.0861 | 529.1384 | #N/A | #N/A | #N/A | #N/A | #N/A | 0
10232 | TIGER CREEK 0201CB | 161380201 | TIGER CREEK 0201 | 6022.6718 | 3.7431 | 20 | 0.33603 | 0.016801 | 1744 | 18693.8292 | 528.8024 | #N/A | 528.8024 | #N/A | #N/A | #N/A | 2
5809 | TEMPLETON 2110N32 | 183052110 | TEMPLETON 2110 | 47470.9597 | 29.5034 | 251 | 4.208 | 0.016765 | 1745 | 18723.3326 | 524.5943 | #N/A | #N/A | #N/A | #N/A | #N/A | 0
7289 | PLACERVILLE 111019582 | 153081110 | PLACERVILLE 1110 | 11698.5344 | 7.2707 | 80 | 1.341 | 0.016762 | 1746 | 18730.6033 | 523.2534 | #N/A | #N/A | #N/A | #N/A | #N/A | 0
9046 | OTTER 11022166 | 182941102 | OTTER 1102 | 6559.0006 | 4.0764 | 41 | 0.68648 | 0.016743 | 1747 | 18734.6798 | 522.5669 | #N/A | #N/A | #N/A | #N/A | #N/A | 0
3955 | GRAYS FLAT 0401CB | 102530401 | GRAYS FLAT 0401 | 17261.1138 | 10.7279 | 77 | 1.2881 | 0.016728 | 1748 | 18745.4076 | 521.2788 | #N/A | #N/A | #N/A | #N/A | #N/A | 0
4383 | FRUITLAND 114195324 | 192311141 | FRUITLAND 1141 | 10430.483 | 6.4826 | 40 | 0.66685 | 0.016671 | 1749 | 18751.8902 | 520.612 | #N/A | #N/A | #N/A | #N/A | #N/A | 0
9718 | GARBERVILLE 1101323694 | 192221101 | GARBERVILLE 1101 | 10298.1869 | 6.4004 | 17 | 0.28324 | 0.016661 | 1750 | 18758.2906 | 520.3287 | #N/A | #N/A | #N/A | #N/A | #N/A | 0
7551 | GARBERVILLE 1101438596 | 192221101 | GARBERVILLE 1101 | 17736.2716 | 11.0232 | 69 | 1.1471 | 0.016624 | 1751 | 18769.3137 | 519.1817 | #N/A | #N/A | #N/A | #N/A | #N/A | 0
9937 | OTTER 11022002 | 182941102 | OTTER 1102 | 4546.6103 | 2.8257 | 27 | 0.44657 | 0.01654 | 1752 | 18772.1395 | 518.7351 | #N/A | #N/A | #N/A | #N/A | #N/A | 0
5432 | ALLEGHANY 1101804 | 152101101 | ALLEGHANY 1101 | 35223.4878 | 21.8915 | 163 | 2.6936 | 0.016525 | 1753 | 18794.031 | 516.0415 | #N/A | #N/A | #N/A | #N/A | #N/A | 0
6356 | NORTH BRANCH 110113496 | 163231101 | NORTH BRANCH 1101 | 3211.8845 | 1.9962 | 58 | 0.95734 | 0.016506 | 1754 | 18796.0272 | 515.0842 | #N/A | #N/A | #N/A | #N/A | #N/A | 0
249 | RINCON 1103CB | 43321103 | RINCON 1103 | 3931.2505 | 2.4433 | 41 | 0.67489 | 0.016461 | 1755 | 18798.4705 | 514.4093 | #N/A | #N/A | #N/A | #N/A | #N/A | 0
1025 | MARIPOSA 2101439030 | 254452101 | MARIPOSA 2101 | 31570.1115 | 19.621 | 200 | 3.2868 | 0.016434 | 1756 | 18818.0914 | 511.1225 | #N/A | #N/A | #N/A | #N/A | #N/A | 0
8791 | GLENN 11012012 | 102601101 | GLENN 1101 | 3708.2991 | 2.3047 | 73 | 1.1972 | 0.016401 | 1757 | 18820.3962 | 509.9252 | #N/A | #N/A | #N/A | #N/A | #N/A | 0
10780 | CALPINE 1144962 | 48011144 | CALPINE 1144 | 6465.1165 | 4.0181 | 13 | 0.21307 | 0.01639 | 1758 | 18824.4143 | 509.7121 | #N/A | #N/A | #N/A | #N/A | #N/A | 0
715 | ALTO 1124430 | 42031124 | ALTO 1124 | 11355.5979 | 7.0575 | 92 | 1.5006 | 0.016311 | 1759 | 18831.4718 | 508.2116 | #N/A | #N/A | #N/A | #N/A | #N/A | 0
9633 | MONTE RIO 11131067 | 42811113 | MONTE RIO 1113 | 1306.3843 | 0.81192 | 11 | 0.176 | 0.016 | 1760 | 18832.2837 | 508.0356 | #N/A | #N/A | #N/A | #N/A | #N/A | 0
1412 | PLACERVILLE 1109CB | 153081109 | PLACERVILLE 1109 | 17449.8742 | 10.8452 | 133 | 2.1275 | 0.015996 | 1761 | 18843.1289 | 505.9081 | #N/A | 505.9081 | #N/A | #N/A | #N/A | 2
8245 | BEAR VALLEY 210513430 | 252192105 | BEAR VALLEY 2105 | 21106.6036 | 13.1178 | 129 | 2.057 | 0.015945 | 1762 | 18856.2467 | 503.8511 | #N/A | #N/A | #N/A | #N/A | #N/A | 0
8966 | MORAGA 1101772781 | 13801101 | MORAGA 1101 | 2316.7745 | 1.4399 | 12 | 0.1892 | 0.015766 | 1763 | 18857.6866 | 503.6619 | #N/A | #N/A | #N/A | #N/A | #N/A | 0
3619 | PINE GROVE 11013166 | 163751101 | PINE GROVE 1101 | 19778.1528 | 12.2922 | 147 | 2.3172 | 0.015763 | 1764 | 18869.9788 | 501.3447 | #N/A | #N/A | #N/A | #N/A | #N/A | 0
4486 | WEST POINT 1101CB | 163201101 | WEST POINT 1101 | 7713.2869 | 4.7938 | 20 | 0.31472 | 0.015736 | 1765 | 18874.7727 | 501.03 | #N/A | 501.03 | #N/A | #N/A | #N/A | 2
3894 | BONNIE NOOK 110186696 | 152301101 | BONNIE NOOK 1101 | 15512.3886 | 9.641 | 86 | 1.3421 | 0.015606 | 1766 | 18884.4137 | 499.6879 | #N/A | #N/A | #N/A | #N/A | #N/A | 0
1913 | OLEMA 1101416 | 42291101 | OLEMA 1101 | 26031.4486 | 16.1787 | 79 | 1.2278 | 0.015542 | 1767 | 18900.5923 | 498.4601 | #N/A | #N/A | #N/A | #N/A | #N/A | 0
2787 | PINE GROVE 11013170 | 163751101 | PINE GROVE 1101 | 64049.8846 | 39.8073 | 445 | 6.9125 | 0.015534 | 1768 | 18940.3996 | 491.5476 | #N/A | #N/A | #N/A | #N/A | #N/A | 0
8370 | SWIFT 2110XR332 | 83392110 | SWIFT 2110 | 29699.1922 | 18.4582 | 83 | 1.2892 | 0.015532 | 1769 | 18958.8578 | 490.2584 | #N/A | #N/A | #N/A | #N/A | #N/A | 0
6569 | CURTIS 17058170 | 163351705 | CURTIS 1705 | 12388.5528 | 7.6995 | 109 | 1.6904 | 0.015509 | 1770 | 18966.5573 | 488.568 | #N/A | #N/A | #N/A | #N/A | #N/A | 0
9835 | SPRING GAP 1702CB | 162831702 | SPRING GAP 1702 | 11971.7401 | 7.4405 | 18 | 0.27759 | 0.015422 | 1771 | 18973.9978 | 488.2904 | 488.2904 | #N/A | #N/A | #N/A | #N/A | 1
1693 | BUCKS CREEK 1103338520 | 102211103 | BUCKS CREEK 1103 | 12653.3631 | 7.8641 | 87 | 1.3409 | 0.015412 | 1772 | 18981.8619 | 486.9496 | #N/A | #N/A | #N/A | #N/A | #N/A | 0
4370 | OREGON TRAIL 11021584 | 103521102 | OREGON TRAIL 1102 | 20998.6153 | 13.0507 | 136 | 2.0926 | 0.015387 | 1773 | 18994.9126 | 484.857 | #N/A | #N/A | #N/A | #N/A | #N/A | 0
6223 | MOLINO 1101152 | 42571101 | MOLINO 1101 | 2668.6977 | 1.6586 | 125 | 1.9072 | 0.015258 | 1774 | 18996.5712 | 482.9497 | #N/A | #N/A | #N/A | #N/A | #N/A | 0
991 | PEORIA 170413494 | 163781704 | PEORIA 1704 | 4454.735 | 2.7686 | 93 | 1.4148 | 0.015212 | 1775 | 18999.3399 | 481.535 | #N/A | #N/A | #N/A | #N/A | #N/A | 0
10392 | VINEYARD 2108383748 | 14502108 | VINEYARD 2108 | 582.318 | 0.36191 | 4 | 0.060827 | 0.015207 | 1776 | 18999.7018 | 481.4741 | #N/A | #N/A | #N/A | #N/A | #N/A | 0
5782 | GARBERVILLE 11026084 | 192221102 | GARBERVILLE 1102 | 24635.3535 | 15.311 | 120 | 1.8189 | 0.015158 | 1777 | 19015.0127 | 479.6552 | #N/A | #N/A | #N/A | #N/A | #N/A | 0
8670 | COTATI 1102462 | 42271102 | COTATI 1102 | 4550.7014 | 2.8283 | 40 | 0.6053 | 0.015132 | 1778 | 19017.841 | 479.0499 | #N/A | #N/A | #N/A | #N/A | #N/A | 0
5839 | SOLEDAD 21027048 | 182052102 | SOLEDAD 2102 | 18663.2877 | 11.5993 | 173 | 2.607 | 0.015069 | 1779 | 19029.4403 | 476.4429 | #N/A | #N/A | #N/A | #N/A | #N/A | 0
5090 | BRIDGEVILLE 1102CB | 192461102 | BRIDGEVILLE 1102 | 4723.1827 | 2.9355 | 52 | 0.78316 | 0.015061 | 1780 | 19032.3758 | 475.6597 | 475.6597 | #N/A | #N/A | #N/A | #N/A | 1
10131 | CMC 1101CB | 183111101 | CMC 1101 | 3286.0633 | 2.0423 | 16 | 0.23983 | 0.014989 | 1781 | 19034.4181 | 475.4199 | #N/A | #N/A | #N/A | #N/A | #N/A | 0
4953 | FRENCH GULCH 11021462 | 103381102 | FRENCH GULCH 1102 | 16116.0676 | 10.0162 | 51 | 0.76245 | 0.01495 | 1782 | 19044.4343 | 474.6575 | #N/A | #N/A | #N/A | #N/A | #N/A | 0
8365 | GRASS VALLEY 110358498 | 152031103 | GRASS VALLEY 1103 | 1920.6561 | 1.1937 | 34 | 0.50797 | 0.01494 | 1783 | 19045.628 | 474.1495 | #N/A | #N/A | #N/A | #N/A | #N/A | 0
4523 | TIDEWATER 210665866 | 14652106 | TIDEWATER 2106 | 5501.1432 | 3.419 | 65 | 0.9697 | 0.014918 | 1784 | 19049.047 | 473.1798 | #N/A | #N/A | #N/A | #N/A | #N/A | 0
7430 | FOOTHILL 1101549904 | 182951101 | FOOTHILL 1101 | 250.4434 | 0.15565 | 54 | 0.80473 | 0.014902 | 1785 | 19049.2026 | 472.3751 | #N/A | #N/A | #N/A | #N/A | #N/A | 0
10743 | ANDERSON 1101909424 | 103261101 | ANDERSON 1101 | 642.3156 | 0.3992 | 8 | 0.1191 | 0.014888 | 1786 | 19049.6018 | 472.256 | 472.256 | #N/A | #N/A | #N/A | #N/A | 1
6685 | OCEANO 1102749231 | 182601102 | OCEANO 1102 | 8940.1081 | 5.5563 | 141 | 2.0934 | 0.014847 | 1787 | 19055.1582 | 470.1626 | #N/A | #N/A | #N/A | #N/A | #N/A | 0
2541 | BRUNSWICK 110651486 | 152481106 | BRUNSWICK 1106 | 91205.7549 | 56.6847 | 656 | 9.7068 | 0.014797 | 1788 | 19111.8429 | 460.4558 | #N/A | #N/A | #N/A | #N/A | #N/A | 0
7750 | BRUNSWICK 110765574 | 152481107 | BRUNSWICK 1107 | 939.5268 | 0.58392 | 23 | 0.34024 | 0.014793 | 1789 | 19112.4268 | 460.1156 | #N/A | #N/A | #N/A | #N/A | #N/A | 0
5279 | MC ARTHUR 110137344 | 103491101 | MC ARTHUR 1101 | 181.3406 | 0.1127 | 75 | 1.1076 | 0.014768 | 1790 | 19112.5395 | 459.008 | #N/A | #N/A | #N/A | #N/A | #N/A | 0
7132 | ANTLER 11011612 | 103271101 | ANTLER 1101 | 14766.2971 | 9.1773 | 86 | 1.2683 | 0.014748 | 1791 | 19121.7168 | 457.7396 | #N/A | #N/A | #N/A | #N/A | #N/A | 0
3386 | NEWBURG 1132665674 | 192151132 | NEWBURG 1132 | 698.7983 | 0.43431 | 20 | 0.29443 | 0.014722 | 1792 | 19122.1511 | 457.4452 | #N/A | #N/A | #N/A | #N/A | #N/A | 0
7872 | PIT NO 1 110170952 | 103721101 | PIT NO 1 1101 | 2724.6488 | 1.6934 | 29 | 0.42606 | 0.014692 | 1793 | 19123.8445 | 457.0192 | #N/A | #N/A | #N/A | #N/A | #N/A | 0
5114 | DUNBAR 110147964 | 43071101 | DUNBAR 1101 | 10475.6408 | 6.5107 | 68 | 0.99704 | 0.014662 | 1794 | 19130.3552 | 456.0221 | 456.0221 | #N/A | #N/A | #N/A | #N/A | 1
7691 | POINT ARENA 110198224 | 43381101 | POINT ARENA 1101 | 3847.8762 | 2.3915 | 23 | 0.33704 | 0.014654 | 1795 | 19132.7467 | 455.6851 | #N/A | #N/A | #N/A | #N/A | #N/A | 0
2530 | BRUNSWICK 111061602 | 152481110 | BRUNSWICK 1110 | 15796.3436 | 9.8175 | 137 | 2.0068 | 0.014648 | 1796 | 19142.5641 | 453.6783 | #N/A | #N/A | #N/A | #N/A | #N/A | 0
7167 | FRENCH GULCH 11012905 | 103381101 | FRENCH GULCH 1101 | 15594.3492 | 9.692 | 83 | 1.2158 | 0.014648 | 1797 | 19152.2561 | 452.4625 | #N/A | #N/A | #N/A | #N/A | #N/A | 0
4457 | HIGGINS 11041006 | 152691104 | HIGGINS 1104 | 17529.4826 | 10.8946 | 266 | 3.8939 | 0.014639 | 1798 | 19163.1507 | 448.5686 | #N/A | #N/A | #N/A | #N/A | #N/A | 0
7710 | CARLOTTA 11214045 | 192291121 | CARLOTTA 1121 | 576.108 | 0.35805 | 18 | 0.26312 | 0.014618 | 1799 | 19163.5088 | 448.3055 | #N/A | #N/A | #N/A | #N/A | #N/A | 0
9405 | SILVERADO 2105861266 | 43432105 | SILVERADO 2105 | 2503.894 | 1.5562 | 31 | 0.45311 | 0.014616 | 1800 | 19165.065 | 447.8524 | #N/A | 447.8524 | #N/A | #N/A | #N/A | 2
463 | WEIMAR 11012084 | 152491101 | WEIMAR 1101 | 29723.3403 | 18.4732 | 219 | 3.1928 | 0.014579 | 1801 | 19183.5382 | 444.6596 | #N/A | #N/A | #N/A | #N/A | #N/A | 0
3551 | WILLOW CREEK 11014904 | 192171101 | WILLOW CREEK 1101 | 29337.0631 | 18.2331 | 121 | 1.7608 | 0.014552 | 1802 | 19201.7713 | 442.8987 | #N/A | #N/A | #N/A | #N/A | #N/A | 0
6996 | KONOCTI 1102714370 | 43311102 | KONOCTI 1102 | 3423.0115 | 2.1274 | 28 | 0.40694 | 0.014533 | 1803 | 19203.8987 | 442.4918 | #N/A | #N/A | #N/A | #N/A | #N/A | 0
1102 | MC KEE 1107XR010 | 83531107 | MC KEE 1107 | 4483.0278 | 2.7862 | 160 | 2.3052 | 0.014407 | 1804 | 19206.6849 | 440.1866 | #N/A | #N/A | #N/A | #N/A | #N/A | 0
2551 | SOLEDAD 2102823854 | 182052102 | SOLEDAD 2102 | 3307.4207 | 2.0556 | 33 | 0.47422 | 0.01437 | 1805 | 19208.7405 | 439.7124 | #N/A | #N/A | #N/A | #N/A | #N/A | 0
2101 | SAN BENITO 210488772 | 182742104 | SAN BENITO 2104 | 39135.7756 | 24.323 | 474 | 6.8057 | 0.014358 | 1806 | 19233.0635 | 432.9067 | #N/A | #N/A | #N/A | #N/A | #N/A | 0
7410 | RIO DELL 11028852 | 192251102 | RIO DELL 1102 | 7473.9899 | 4.6451 | 46 | 0.66027 | 0.014354 | 1807 | 19237.7086 | 432.2464 | #N/A | #N/A | #N/A | #N/A | #N/A | 0
5404 | PIT NO 3 21011386 | 103732101 | PIT NO 3 2101 | 11052.9537 | 6.8695 | 47 | 0.67181 | 0.014294 | 1808 | 19244.5781 | 431.5746 | #N/A | #N/A | #N/A | #N/A | #N/A | 0
4186 | MARIPOSA 210110170 | 254452101 | MARIPOSA 2101 | 26253.3221 | 16.3165 | 149 | 2.1297 | 0.014293 | 1809 | 19260.8946 | 429.4449 | #N/A | #N/A | #N/A | #N/A | #N/A | 0
7884 | SONOMA 11045661 | 42721104 | SONOMA 1104 | 4658.2663 | 2.8951 | 66 | 0.94309 | 0.014289 | 1810 | 19263.7898 | 428.5018 | #N/A | #N/A | #N/A | #N/A | #N/A | 0
967 | DUNBAR 1102903030 | 43071102 | DUNBAR 1102 | 2341.4408 | 1.4552 | 17 | 0.24273 | 0.014278 | 1811 | 19265.245 | 428.2591 | #N/A | #N/A | #N/A | #N/A | #N/A | 0
3516 | NARROWS 21022718 | 153132102 | NARROWS 2102 | 495.6422 | 0.30804 | 114 | 1.6275 | 0.014276 | 1812 | 19265.553 | 426.6316 | #N/A | #N/A | #N/A | #N/A | #N/A | 0
5103 | SAN LUIS OBISPO 1107V18 | 182631107 | SAN LUIS OBISPO 1107 | 4344.0922 | 2.6999 | 41 | 0.5828 | 0.014215 | 1813 | 19268.2529 | 426.0488 | #N/A | #N/A | #N/A | #N/A | #N/A | 0
177 | KING CITY 11037038 | 182031103 | KING CITY 1103 | 29491.4615 | 18.3291 | 186 | 2.6339 | 0.014161 | 1814 | 19286.5819 | 423.4149 | #N/A | #N/A | #N/A | #N/A | #N/A | 0
4472 | WEST POINT 110277204 | 163201102 | WEST POINT 1102 | 11918.386 | 7.4073 | 68 | 0.95841 | 0.014094 | 1815 | 19293.9893 | 422.4565 | #N/A | #N/A | #N/A | #N/A | #N/A | 0
8017 | PIT NO 3 2101CB | 103732101 | PIT NO 3 2101 | 7292.0294 | 4.532 | 7 | 0.098493 | 0.01407 | 1816 | 19298.5213 | 422.358 | 422.358 | #N/A | #N/A | #N/A | #N/A | 1
4764 | ALLEGHANY 1101CB | 152101101 | ALLEGHANY 1101 | 7034.6563 | 4.3721 | 40 | 0.5623 | 0.014057 | 1817 | 19302.8934 | 421.7957 | #N/A | #N/A | 421.7957 | #N/A | #N/A | 3
2091 | STELLING 111060094 | 83481110 | STELLING 1110 | 15867.8413 | 9.8619 | 95 | 1.3339 | 0.014041 | 1818 | 19312.7553 | 420.4618 | #N/A | #N/A | #N/A | #N/A | #N/A | 0
2701 | PEORIA 170567898 | 163781705 | PEORIA 1705 | 6917.4777 | 4.2992 | 70 | 0.98259 | 0.014037 | 1819 | 19317.0545 | 419.4792 | 419.4792 | #N/A | #N/A | #N/A | #N/A | 1
8037 | CAYUCOS 1102613456 | 182551102 | CAYUCOS 1102 | 21637.0644 | 13.4475 | 145 | 2.0341 | 0.014028 | 1820 | 19330.5021 | 417.4452 | #N/A | #N/A | #N/A | #N/A | #N/A | 0
4958 | WILLOW CREEK 11035012 | 192171103 | WILLOW CREEK 1103 | 17904.0624 | 11.1274 | 131 | 1.8356 | 0.014012 | 1821 | 19341.6295 | 415.6095 | #N/A | #N/A | #N/A | #N/A | #N/A | 0
1586 | MARTELL 110111244 | 163011101 | MARTELL 1101 | 33294.1457 | 20.6924 | 202 | 2.826 | 0.01399 | 1822 | 19362.3219 | 412.7835 | #N/A | #N/A | #N/A | #N/A | #N/A | 0
8222 | DUNBAR 1102528 | 43071102 | DUNBAR 1102 | 5521.142 | 3.4314 | 50 | 0.69934 | 0.013987 | 1823 | 19365.7534 | 412.0842 | #N/A | #N/A | #N/A | #N/A | #N/A | 0
6649 | SAN LUIS OBISPO 1108337126 | 182631108 | SAN LUIS OBISPO 1108 | 1128.521 | 0.70138 | 28 | 0.39101 | 0.013964 | 1824 | 19366.4547 | 411.6932 | #N/A | #N/A | #N/A | #N/A | #N/A | 0
716 | LAKEVILLE 1102280 | 43371102 | LAKEVILLE 1102 | 1106.406 | 0.68764 | 52 | 0.72376 | 0.013918 | 1825 | 19367.1424 | 410.9694 | #N/A | #N/A | #N/A | #N/A | #N/A | 0
1162 | DUNBAR 1101302 | 43071101 | DUNBAR 1101 | 14104.3324 | 8.7659 | 123 | 1.7022 | 0.013839 | 1826 | 19375.9083 | 409.2672 | #N/A | #N/A | #N/A | #N/A | #N/A | 0
5443 | DUNBAR 1103534 | 43071103 | DUNBAR 1103 | 25519.0889 | 15.8602 | 162 | 2.2178 | 0.01369 | 1827 | 19391.7685 | 407.0495 | 407.0495 | #N/A | #N/A | #N/A | #N/A | 1
3834 | STILLWATER 11011320 | 103561101 | STILLWATER 1101 | 31878.2376 | 19.8125 | 179 | 2.4499 | 0.013687 | 1828 | 19411.5809 | 404.5996 | #N/A | #N/A | #N/A | #N/A | #N/A | 0
3066 | SHADY GLEN 1102CB | 152431102 | SHADY GLEN 1102 | 34051.8134 | 21.1633 | 240 | 3.2616 | 0.01359 | 1829 | 19432.7443 | 401.338 | 401.338 | #N/A | #N/A | #N/A | #N/A | 1
8639 | GREEN VALLEY 2101135762 | 83192101 | GREEN VALLEY 2101 | 1189.5286 | 0.7393 | 28 | 0.3791 | 0.013539 | 1830 | 19433.4836 | 400.9589 | #N/A | #N/A | #N/A | #N/A | #N/A | 0
1363 | BURNEY 11011322 | 103311101 | BURNEY 1101 | 25851.0688 | 16.0665 | 81 | 1.0943 | 0.01351 | 1831 | 19449.5501 | 399.8645 | 399.8645 | #N/A | #N/A | #N/A | #N/A | 1
5427 | PENRYN 1103CB | 152561103 | PENRYN 1103 | 3866.6599 | 2.4031 | 37 | 0.49946 | 0.013499 | 1832 | 19451.9533 | 399.3651 | #N/A | #N/A | #N/A | #N/A | #N/A | 0
8202 | DUNBAR 1102861496 | 43071102 | DUNBAR 1102 | 7188.816 | 4.4679 | 51 | 0.68805 | 0.013491 | 1833 | 19456.4211 | 398.677 | #N/A | #N/A | #N/A | #N/A | #N/A | 0
3776 | ALTO 1125510 | 42031125 | ALTO 1125 | 11861.6385 | 7.3721 | 77 | 1.0369 | 0.013466 | 1834 | 19463.7932 | 397.6402 | #N/A | #N/A | #N/A | #N/A | #N/A | 0
2524 | PHILO 1102920 | 42601102 | PHILO 1102 | 28596.0082 | 17.7725 | 258 | 3.4601 | 0.013411 | 1835 | 19481.5657 | 394.1801 | #N/A | #N/A | #N/A | #N/A | #N/A | 0
8287 | LUCERNE 11034624 | 43351103 | LUCERNE 1103 | 50.6724 | 0.031493 | 42 | 0.55825 | 0.013292 | 1836 | 19481.5972 | 393.6218 | #N/A | #N/A | #N/A | #N/A | #N/A | 0
3582 | SAN RAFAEL 1108516 | 42011108 | SAN RAFAEL 1108 | 17602.5759 | 10.9401 | 135 | 1.7929 | 0.013281 | 1837 | 19492.5373 | 391.8289 | 391.8289 | #N/A | #N/A | #N/A | #N/A | 1
6863 | GREEN VALLEY 2101942143 | 83192101 | GREEN VALLEY 2101 | 8138.4591 | 5.0581 | 74 | 0.97798 | 0.013216 | 1838 | 19497.5954 | 390.8509 | #N/A | #N/A | #N/A | #N/A | #N/A | 0
7880 | POINT ARENA 110183354 | 43381101 | POINT ARENA 1101 | 8260.8147 | 5.1341 | 36 | 0.47457 | 0.013182 | 1839 | 19502.7295 | 390.3763 | #N/A | #N/A | #N/A | #N/A | #N/A | 0
2799 | TASSAJARA 211238868 | 14662112 | TASSAJARA 2112 | 3119.1276 | 1.9386 | 61 | 0.80215 | 0.01315 | 1840 | 19504.6681 | 389.5742 | #N/A | #N/A | #N/A | #N/A | #N/A | 0
10912 | TOCALOMA 0241CB | 43150241 | TOCALOMA 0241 | 26.5151 | 0.016479 | 1 | 0.013124 | 0.013124 | 1841 | 19504.6845 | 389.5611 | #N/A | #N/A | #N/A | #N/A | #N/A | 0
6124 | ANDERSON 1101CB | 103261101 | ANDERSON 1101 | 1904.2009 | 1.1835 | 85 | 1.115 | 0.013117 | 1842 | 19505.868 | 388.4461 | #N/A | #N/A | #N/A | #N/A | #N/A | 0
6165 | BRUNSWICK 1105CB | 152481105 | BRUNSWICK 1105 | 1870.8826 | 1.1628 | 21 | 0.27501 | 0.013096 | 1843 | 19507.0308 | 388.1711 | 388.1711 | #N/A | #N/A | #N/A | #N/A | 1
9119 | SONOMA 1106296492 | 42721106 | SONOMA 1106 | 1270.5979 | 0.78968 | 29 | 0.37968 | 0.013092 | 1844 | 19507.8205 | 387.7914 | 387.7914 | #N/A | #N/A | #N/A | #N/A | 1
3902 | SOLEDAD 2102858388 | 182052102 | SOLEDAD 2102 | 7717.2675 | 4.7963 | 72 | 0.93942 | 0.013047 | 1845 | 19512.6168 | 386.852 | #N/A | #N/A | #N/A | #N/A | #N/A | 0
6187 | JESSUP 11013383 | 103441101 | JESSUP 1101 | 2267.9133 | 1.4095 | 24 | 0.31066 | 0.012944 | 1846 | 19514.0263 | 386.5413 | #N/A | #N/A | #N/A | #N/A | #N/A | 0
4407 | APPLE HILL 210297982 | 153662102 | APPLE HILL 2102 | 15545.7354 | 9.6617 | 104 | 1.3407 | 0.012892 | 1847 | 19523.688 | 385.2006 | #N/A | #N/A | #N/A | #N/A | #N/A | 0
7041 | JAMESON 1105371694 | 63801105 | JAMESON 1105 | 365.7311 | 0.2273 | 40 | 0.51277 | 0.012819 | 1848 | 19523.9153 | 384.6878 | 384.6878 | #N/A | #N/A | #N/A | #N/A | 1
3447 | WYANDOTTE 11031974 | 102911103 | WYANDOTTE 1103 | 36068.6353 | 22.4168 | 259 | 3.3188 | 0.012814 | 1849 | 19546.3321 | 381.369 | #N/A | #N/A | #N/A | #N/A | #N/A | 0
7950 | SONOMA 11033052 | 42721103 | SONOMA 1103 | 20257.093 | 12.5899 | 163 | 2.0855 | 0.012795 | 1850 | 19558.922 | 379.2835 | #N/A | 379.2835 | #N/A | #N/A | #N/A | 2
5166 | LOS GATOS 1106LB48 | 82021106 | LOS GATOS 1106 | 23668.374 | 14.71 | 142 | 1.8115 | 0.012757 | 1851 | 19573.632 | 377.4719 | #N/A | #N/A | #N/A | #N/A | #N/A | 0
3055 | LAS POSITAS 2108MR190 | 14402108 | LAS POSITAS 2108 | 1336.9264 | 0.83091 | 130 | 1.6567 | 0.012744 | 1852 | 19574.4629 | 375.8152 | #N/A | #N/A | #N/A | #N/A | #N/A | 0
8820 | HICKS 2101CB | 83432101 | HICKS 2101 | 8660.4867 | 5.3825 | 20 | 0.25483 | 0.012742 | 1853 | 19579.8454 | 375.5604 | #N/A | #N/A | #N/A | #N/A | #N/A | 0
987 | OAKHURST 110310140 | 254421103 | OAKHURST 1103 | 26724.0842 | 16.6091 | 188 | 2.3869 | 0.012696 | 1854 | 19596.4545 | 373.1735 | #N/A | #N/A | #N/A | #N/A | #N/A | 0
1124 | COARSEGOLD 210210040 | 254432102 | COARSEGOLD 2102 | 28379.0201 | 17.6377 | 213 | 2.6967 | 0.01266 | 1855 | 19614.0922 | 370.4768 | #N/A | #N/A | #N/A | #N/A | #N/A | 0
6998 | PUEBLO 1104640 | 43291104 | PUEBLO 1104 | 1636.7685 | 1.0173 | 43 | 0.54429 | 0.012658 | 1856 | 19615.1095 | 369.9326 | #N/A | #N/A | #N/A | #N/A | #N/A | 0
2113 | HALSEY 11025739 | 152241102 | HALSEY 1102 | 10731.8696 | 6.6699 | 74 | 0.93104 | 0.012582 | 1857 | 19621.7794 | 369.0015 | #N/A | #N/A | #N/A | #N/A | #N/A | 0
9463 | ATASCADERO 1103A06 | 182541103 | ATASCADERO 1103 | 441.6127 | 0.27446 | 27 | 0.33927 | 0.012566 | 1858 | 19622.0538 | 368.6622 | #N/A | #N/A | #N/A | #N/A | #N/A | 0
673 | FLINT 110140666 | 152531101 | FLINT 1101 | 575.1734 | 0.35747 | 18 | 0.22615 | 0.012564 | 1859 | 19622.4113 | 368.4361 | #N/A | #N/A | #N/A | #N/A | #N/A | 0
6086 | SONOMA 1102113082 | 42721102 | SONOMA 1102 | 9857.3648 | 6.1264 | 75 | 0.94012 | 0.012535 | 1860 | 19628.5377 | 367.496 | #N/A | 367.496 | #N/A | #N/A | #N/A | 2
4138 | ORO FINO 11022096 | 103031102 | ORO FINO 1102 | 22772.919 | 14.1535 | 129 | 1.6166 | 0.012531 | 1861 | 19642.6912 | 365.8794 | #N/A | #N/A | #N/A | #N/A | #N/A | 0
8669 | HORSESHOE 1101663244 | 152571101 | HORSESHOE 1101 | 464.3934 | 0.28862 | 6 | 0.075153 | 0.012526 | 1862 | 19642.9798 | 365.8043 | #N/A | #N/A | #N/A | #N/A | #N/A | 0
1101 | HOOPA 110137202 | 192401101 | HOOPA 1101 | 40065.4375 | 24.9008 | 190 | 2.3773 | 0.012512 | 1863 | 19667.8806 | 363.427 | #N/A | #N/A | #N/A | #N/A | #N/A | 0
1135 | LOS GATOS 1106LB44 | 82021106 | LOS GATOS 1106 | 31139.8726 | 19.3536 | 213 | 2.6623 | 0.012499 | 1864 | 19687.2342 | 360.7647 | #N/A | #N/A | #N/A | #N/A | #N/A | 0
5450 | FORESTHILL 11011802 | 152181101 | FORESTHILL 1101 | 35771.0229 | 22.2318 | 259 | 3.2365 | 0.012496 | 1865 | 19709.466 | 357.5283 | #N/A | #N/A | #N/A | #N/A | #N/A | 0
5898 | WISE 1102465074 | 152271102 | WISE 1102 | 7662.1855 | 4.7621 | 57 | 0.7122 | 0.012495 | 1866 | 19714.2281 | 356.8161 | #N/A | #N/A | #N/A | #N/A | #N/A | 0
7150 | FRUITLAND 1141200856 | 192311141 | FRUITLAND 1141 | 4144.4334 | 2.5758 | 31 | 0.38602 | 0.012452 | 1867 | 19716.8039 | 356.43 | #N/A | #N/A | #N/A | #N/A | #N/A | 0
6814 | SAN ARDO 11017632 | 182191101 | SAN ARDO 1101 | 3566.1023 | 2.2163 | 35 | 0.43499 | 0.012428 | 1868 | 19719.0202 | 355.995 | #N/A | #N/A | #N/A | #N/A | #N/A | 0
4514 | SOLEDAD 2101526864 | 182052101 | SOLEDAD 2101 | 5008.6837 | 3.1129 | 18 | 0.22335 | 0.012408 | 1869 | 19722.1331 | 355.7717 | #N/A | #N/A | #N/A | #N/A | #N/A | 0
10395 | CLARKSVILLE 2109649874 | 153612109 | CLARKSVILLE 2109 | 608.4651 | 0.37816 | 5 | 0.061618 | 0.012324 | 1870 | 19722.5113 | 355.7101 | #N/A | #N/A | #N/A | #N/A | #N/A | 0
368 | POINT MORETTI 11015078 | 82931101 | POINT MORETTI 1101 | 23873.1972 | 14.8373 | 154 | 1.8962 | 0.012313 | 1871 | 19737.3486 | 353.8139 | 353.8139 | #N/A | #N/A | #N/A | #N/A | 1
4025 | CARLOTTA 1121CB | 192291121 | CARLOTTA 1121 | 4224.1485 | 2.6253 | 255 | 3.1369 | 0.012302 | 1872 | 19739.9739 | 350.677 | #N/A | #N/A | #N/A | #N/A | #N/A | 0
9319 | GONZALES 11013094 | 182131101 | GONZALES 1101 | 6578.8406 | 4.0888 | 63 | 0.77477 | 0.012298 | 1873 | 19744.0627 | 349.9022 | #N/A | #N/A | #N/A | #N/A | #N/A | 0
5655 | CHALLENGE 1101CB | 103201101 | CHALLENGE 1101 | 26652.3351 | 16.5645 | 128 | 1.5636 | 0.012215 | 1874 | 19760.6272 | 348.3386 | #N/A | #N/A | 348.3386 | #N/A | #N/A | 3
9730 | MC KEE 1108976553 | 83531108 | MC KEE 1108 | 1744.6035 | 1.0843 | 20 | 0.24394 | 0.012197 | 1875 | 19761.7115 | 348.0947 | 348.0947 | #N/A | #N/A | #N/A | #N/A | 1
8214 | BRUNSWICK 1106CB | 152481106 | BRUNSWICK 1106 | 14066.7084 | 8.7425 | 88 | 1.0703 | 0.012162 | 1876 | 19770.454 | 347.0244 | 347.0244 | #N/A | #N/A | #N/A | #N/A | 1
3779 | NOTRE DAME 1103317782 | 102041103 | NOTRE DAME 1103 | 874.1929 | 0.54331 | 53 | 0.64349 | 0.012141 | 1877 | 19770.9973 | 346.3809 | #N/A | #N/A | #N/A | #N/A | #N/A | 0
1366 | HALF MOON BAY 11036014 | 24101103 | HALF MOON BAY 1103 | 9962.9663 | 6.192 | 106 | 1.2867 | 0.012138 | 1878 | 19777.1894 | 345.0943 | #N/A | #N/A | #N/A | #N/A | #N/A | 0
7316 | HOLLISTER 2102676164 | 182492102 | HOLLISTER 2102 | 487.5008 | 0.30298 | 26 | 0.3136 | 0.012062 | 1879 | 19777.4923 | 344.7807 | #N/A | #N/A | #N/A | #N/A | #N/A | 0
2140 | BRUNSWICK 1102CB | 152481102 | BRUNSWICK 1102 | 10098.7974 | 6.2764 | 73 | 0.87889 | 0.01204 | 1880 | 19783.7688 | 343.9018 | 343.9018 | #N/A | #N/A | #N/A | #N/A | 1
9978 | FROGTOWN 1702411508 | 163451702 | FROGTOWN 1702 | 726.7977 | 0.45171 | 6 | 0.072157 | 0.012026 | 1881 | 19784.2205 | 343.8296 | #N/A | #N/A | #N/A | #N/A | #N/A | 0
5364 | FULTON 1104466 | 42561104 | FULTON 1104 | 622.9644 | 0.38717 | 21 | 0.25243 | 0.01202 | 1882 | 19784.6077 | 343.5772 | #N/A | #N/A | #N/A | #N/A | #N/A | 0
916 | WYANDOTTE 1105329930 | 102911105 | WYANDOTTE 1105 | 10526.1812 | 6.5421 | 137 | 1.6456 | 0.012012 | 1883 | 19791.1497 | 341.9315 | #N/A | #N/A | 341.9315 | #N/A | #N/A | 3
4781 | SONOMA 1105539450 | 42721105 | SONOMA 1105 | 2403.5482 | 1.4938 | 28 | 0.33537 | 0.011978 | 1884 | 19792.6436 | 341.5962 | #N/A | 341.5962 | #N/A | #N/A | #N/A | 2
5493 | SHADY GLEN 11012768 | 152431101 | SHADY GLEN 1101 | 12269.0577 | 7.6253 | 88 | 1.0528 | 0.011963 | 1885 | 19800.2688 | 340.5434 | #N/A | #N/A | #N/A | #N/A | #N/A | 0
8268 | LLAGAS 2101587857 | 83182101 | LLAGAS 2101 | 171.8621 | 0.10681 | 28 | 0.33442 | 0.011944 | 1886 | 19800.3756 | 340.209 | #N/A | #N/A | #N/A | #N/A | #N/A | 0
1441 | MIWUK 170111800 | 163661701 | MIWUK 1701 | 15325.4468 | 9.5248 | 116 | 1.3764 | 0.011866 | 1887 | 19809.9005 | 338.8326 | #N/A | #N/A | #N/A | #N/A | #N/A | 0
2749 | ELK 1101900 | 42981101 | ELK 1101 | 14125.5477 | 8.7791 | 185 | 2.1939 | 0.011859 | 1888 | 19818.6795 | 336.6387 | #N/A | #N/A | #N/A | #N/A | #N/A | 0
1288 | CALAVERAS CEMENT 11012646 | 162211101 | CALAVERAS CEMENT 1101 | 28413.9838 | 17.6594 | 149 | 1.7642 | 0.01184 | 1889 | 19836.339 | 334.8745 | 334.8745 | #N/A | #N/A | #N/A | #N/A | 1
8429 | FOOTHILL 1101386844 | 182951101 | FOOTHILL 1101 | 615.6019 | 0.3826 | 19 | 0.22478 | 0.01183 | 1890 | 19836.7216 | 334.6497 | #N/A | #N/A | #N/A | #N/A | #N/A | 0
6057 | LLAGAS 2101XR264 | 83182101 | LLAGAS 2101 | 0 | 0 | 258 | 3.0254 | 0.011726 | 1891 | 19836.7216 | 331.6243 | #N/A | #N/A | #N/A | #N/A | #N/A | 0
5358 | UKIAH 1113968652 | 42771113 | UKIAH 1113 | 1606.1834 | 0.99825 | 25 | 0.2921 | 0.011684 | 1892 | 19837.7198 | 331.3322 | #N/A | #N/A | #N/A | #N/A | #N/A | 0
9622 | SAN RAFAEL 110863598 | 42011108 | SAN RAFAEL 1108 | 3076.8023 | 1.9122 | 24 | 0.28035 | 0.011681 | 1893 | 19839.632 | 331.0519 | #N/A | #N/A | #N/A | #N/A | #N/A | 0
6523 | ALTO 1124870444 | 42031124 | ALTO 1124 | 4746.504 | 2.95 | 35 | 0.40831 | 0.011666 | 1894 | 19842.582 | 330.6436 | #N/A | #N/A | #N/A | #N/A | #N/A | 0
4747 | SANTA ROSA A 1104716 | 42151104 | SANTA ROSA A 1104 | 14319.9438 | 8.8999 | 109 | 1.2698 | 0.01165 | 1895 | 19851.4819 | 329.3738 | #N/A | #N/A | #N/A | #N/A | #N/A | 0
9188 | HALF MOON BAY 1102350336 | 24101102 | HALF MOON BAY 1102 | 1936.9418 | 1.2038 | 13 | 0.15117 | 0.011629 | 1896 | 19852.6857 | 329.2226 | 329.2226 | #N/A | #N/A | #N/A | #N/A | 1
10068 | SAN LUIS OBISPO 1108809986 | 182631108 | SAN LUIS OBISPO 1108 | 1661.0044 | 1.0323 | 18 | 0.20927 | 0.011626 | 1897 | 19853.7181 | 329.0133 | #N/A | #N/A | #N/A | #N/A | #N/A | 0
3493 | MARTELL 110198374 | 163011101 | MARTELL 1101 | 1330.8093 | 0.8271 | 46 | 0.53436 | 0.011616 | 1898 | 19854.5452 | 328.479 | #N/A | #N/A | #N/A | #N/A | #N/A | 0
3767 | HOLLISTER 210491424 | 182492104 | HOLLISTER 2104 | 303.1658 | 0.18842 | 95 | 1.0973 | 0.01155 | 1899 | 19854.7336 | 327.3817 | #N/A | #N/A | #N/A | #N/A | #N/A | 0
7603 | CLOVERDALE 1102262 | 42821102 | CLOVERDALE 1102 | 2067.1657 | 1.2848 | 61 | 0.70445 | 0.011548 | 1900 | 19856.0183 | 326.6772 | #N/A | #N/A | #N/A | #N/A | #N/A | 0
712 | SILVERADO 2105247660 | 43432105 | SILVERADO 2105 | 3858.4886 | 2.3981 | 35 | 0.40392 | 0.011541 | 1901 | 19858.4164 | 326.2733 | 326.2733 | #N/A | #N/A | #N/A | #N/A | 1
4631 | BRUNSWICK 11052210 | 152481105 | BRUNSWICK 1105 | 36938.5346 | 22.9574 | 280 | 3.2229 | 0.01151 | 1902 | 19881.3738 | 323.0504 | 323.0504 | #N/A | #N/A | #N/A | #N/A | 1
1236 | OAKHURST 11035480 | 254421103 | OAKHURST 1103 | 27352.0687 | 16.9994 | 180 | 2.0709 | 0.011505 | 1903 | 19898.3733 | 320.9796 | #N/A | #N/A | #N/A | #N/A | #N/A | 0
2425 | PIT NO 3 21011360 | 103732101 | PIT NO 3 2101 | 36106.6297 | 22.4404 | 92 | 1.0584 | 0.011504 | 1904 | 19920.8137 | 319.9212 | #N/A | #N/A | #N/A | #N/A | #N/A | 0
9598 | MILPITAS 1109XR044 | 82831109 | MILPITAS 1109 | 677.8018 | 0.42126 | 18 | 0.20585 | 0.011436 | 1905 | 19921.2349 | 319.7153 | #N/A | 319.7153 | #N/A | #N/A | #N/A | 2
3999 | CALAVERAS CEMENT 11011419 | 162211101 | CALAVERAS CEMENT 1101 | 24160.9517 | 15.0161 | 130 | 1.4856 | 0.011428 | 1906 | 19936.2511 | 318.2297 | #N/A | #N/A | #N/A | #N/A | #N/A | 0
3421 | HIGGINS 1104324510 | 152691104 | HIGGINS 1104 | 20073.6016 | 12.4758 | 154 | 1.7562 | 0.011404 | 1907 | 19948.7269 | 316.4735 | #N/A | #N/A | #N/A | #N/A | #N/A | 0
6037 | COARSEGOLD 210210050 | 254432102 | COARSEGOLD 2102 | 11290.6239 | 7.0172 | 81 | 0.92095 | 0.01137 | 1908 | 19955.7441 | 315.5525 | #N/A | #N/A | #N/A | #N/A | #N/A | 0
942 | WEST POINT 110293116 | 163201102 | WEST POINT 1102 | 68103.7314 | 42.3267 | 453 | 5.1406 | 0.011348 | 1909 | 19998.0708 | 310.4119 | #N/A | #N/A | #N/A | #N/A | #N/A | 0
1810 | CABRILLO 1104CB | 183101104 | CABRILLO 1104 | 6641.9361 | 4.128 | 121 | 1.3695 | 0.011318 | 1910 | 20002.1988 | 309.0424 | #N/A | #N/A | #N/A | #N/A | #N/A | 0
1626 | MOLINO 110251788 | 42571102 | MOLINO 1102 | 8188.5748 | 5.0892 | 153 | 1.7234 | 0.011264 | 1911 | 20007.288 | 307.319 | #N/A | #N/A | #N/A | #N/A | #N/A | 0
6259 | RISING RIVER 11019032 | 103551101 | RISING RIVER 1101 | 36827.5633 | 22.8885 | 175 | 1.9611 | 0.011207 | 1912 | 20030.1765 | 305.3578 | #N/A | #N/A | #N/A | #N/A | #N/A | 0
1825 | FORT BRAGG A 11014622 | 42761101 | FORT BRAGG A 1101 | 21650.6648 | 13.456 | 109 | 1.2138 | 0.011136 | 1913 | 20043.6325 | 304.144 | #N/A | #N/A | #N/A | #N/A | #N/A | 0
5920 | CASTRO VALLEY 1110MR243 | 14091110 | CASTRO VALLEY 1110 | 8929.805 | 5.5499 | 72 | 0.79807 | 0.011084 | 1914 | 20049.1824 | 303.346 | #N/A | #N/A | #N/A | #N/A | #N/A | 0
3864 | PLACER 1103429574 | 152461103 | PLACER 1103 | 8004.0474 | 4.9745 | 114 | 1.2634 | 0.011083 | 1915 | 20054.1569 | 302.0826 | #N/A | #N/A | #N/A | #N/A | #N/A | 0
4013 | LAURELES 1111CB | 182371111 | LAURELES 1111 | 11515.5312 | 7.1569 | 82 | 0.90815 | 0.011075 | 1916 | 20061.3139 | 301.1744 | #N/A | #N/A | #N/A | #N/A | #N/A | 0
9810 | MENLO 11028896 | 24131102 | MENLO 1102 | 1537.9857 | 0.95586 | 14 | 0.15491 | 0.011065 | 1917 | 20062.2698 | 301.0195 | #N/A | #N/A | #N/A | #N/A | #N/A | 0
8395 | CARLOTTA 112142896 | 192291121 | CARLOTTA 1121 | 3686.5968 | 2.2912 | 71 | 0.78303 | 0.011029 | 1918 | 20064.561 | 300.2365 | #N/A | #N/A | #N/A | #N/A | #N/A | 0
5390 | SOLEDAD 2102304826 | 182052102 | SOLEDAD 2102 | 8398.3076 | 5.2196 | 61 | 0.6707 | 0.010995 | 1919 | 20069.7806 | 299.5658 | #N/A | #N/A | #N/A | #N/A | #N/A | 0
4943 | PINE GROVE 1102CB | 163751102 | PINE GROVE 1102 | 17461.9206 | 10.8527 | 136 | 1.4895 | 0.010952 | 1920 | 20080.6332 | 298.0762 | 298.0762 | #N/A | #N/A | #N/A | #N/A | 1
2277 | ORO FINO 11022560 | 103031102 | ORO FINO 1102 | 26913.6157 | 16.7269 | 179 | 1.9534 | 0.010913 | 1921 | 20097.3601 | 296.1228 | #N/A | #N/A | #N/A | #N/A | #N/A | 0
8219 | CAMPHORA 1101613562 | 182071101 | CAMPHORA 1101 | 5945.3079 | 3.695 | 29 | 0.31622 | 0.010904 | 1922 | 20101.0552 | 295.8066 | #N/A | #N/A | #N/A | #N/A | #N/A | 0
8001 | MOLINO 1102189602 | 42571102 | MOLINO 1102 | 1011.2208 | 0.62848 | 9 | 0.098117 | 0.010902 | 1923 | 20101.6837 | 295.7085 | #N/A | #N/A | #N/A | #N/A | #N/A | 0
8797 | CAMP EVERS 210533542 | 83622105 | CAMP EVERS 2105 | 4316.4835 | 2.6827 | 39 | 0.42515 | 0.010901 | 1924 | 20104.3664 | 295.2833 | #N/A | #N/A | #N/A | #N/A | #N/A | 0
6026 | ROSSMOOR 110837848 | 14161108 | ROSSMOOR 1108 | 9580.5994 | 5.9544 | 60 | 0.65406 | 0.010901 | 1925 | 20110.3208 | 294.6293 | 294.6293 | #N/A | #N/A | #N/A | #N/A | 1
9862 | MONTE RIO 11113891 | 42811111 | MONTE RIO 1111 | 5583.0951 | 3.4699 | 23 | 0.2504 | 0.010887 | 1926 | 20113.7907 | 294.3789 | #N/A | #N/A | #N/A | #N/A | #N/A | 0
9761 | HALF MOON BAY 1103341542 | 24101103 | HALF MOON BAY 1103 | 9768.7602 | 6.0713 | 47 | 0.5116 | 0.010885 | 1927 | 20119.862 | 293.8673 | 293.8673 | #N/A | #N/A | #N/A | #N/A | 1
6971 | WILLOW CREEK 11037514 | 192171103 | WILLOW CREEK 1103 | 14595.7178 | 9.0713 | 118 | 1.2841 | 0.010882 | 1928 | 20128.9333 | 292.5832 | #N/A | #N/A | #N/A | #N/A | #N/A | 0
8324 | MONTE RIO 1112999 | 42811112 | MONTE RIO 1112 | 1412.3755 | 0.8778 | 7 | 0.075506 | 0.010787 | 1929 | 20129.8111 | 292.5077 | #N/A | #N/A | #N/A | #N/A | #N/A | 0
3097 | ATASCADERO 1103492068 | 182541103 | ATASCADERO 1103 | 11954.6281 | 7.4298 | 75 | 0.80789 | 0.010772 | 1930 | 20137.2409 | 291.6998 | #N/A | #N/A | #N/A | #N/A | #N/A | 0
1425 | CLAY 110184572 | 163341101 | CLAY 1101 | 844.7995 | 0.52505 | 27 | 0.29075 | 0.010769 | 1931 | 20137.766 | 291.409 | #N/A | #N/A | #N/A | #N/A | #N/A | 0
8269 | COTATI 1105893 | 42271105 | COTATI 1105 | 312.2303 | 0.19405 | 91 | 0.9759 | 0.010724 | 1932 | 20137.96 | 290.4331 | #N/A | #N/A | #N/A | #N/A | #N/A | 0
1839 | VOLTA 11021650 | 102541102 | VOLTA 1102 | 34931.9743 | 21.7104 | 154 | 1.6479 | 0.010701 | 1933 | 20159.6704 | 288.7852 | #N/A | #N/A | #N/A | #N/A | #N/A | 0
5835 | APPLE HILL 110497086 | 153661104 | APPLE HILL 1104 | 41345.0987 | 25.6961 | 301 | 3.2174 | 0.010689 | 1934 | 20185.3665 | 285.5678 | #N/A | #N/A | #N/A | #N/A | #N/A | 0
7014 | ALTO 1122591122 | 42031122 | ALTO 1122 | 748.6821 | 0.46531 | 7 | 0.074542 | 0.010649 | 1935 | 20185.8319 | 285.4933 | #N/A | #N/A | #N/A | #N/A | #N/A | 0
1545 | MARTELL 110191216 | 163011101 | MARTELL 1101 | 65291.6361 | 40.579 | 380 | 4.0231 | 0.010587 | 1936 | 20226.4109 | 281.4701 | 281.4701 | #N/A | #N/A | #N/A | #N/A | 1
812 | DUNBAR 1102246 | 43071102 | DUNBAR 1102 | 21497.7557 | 13.3609 | 148 | 1.563 | 0.010561 | 1937 | 20239.7718 | 279.9071 | #N/A | #N/A | #N/A | #N/A | #N/A | 0
6481 | DEL MONTE 21043088 | 182222104 | DEL MONTE 2104 | 24808.0862 | 15.4183 | 175 | 1.8381 | 0.010503 | 1938 | 20255.1901 | 278.069 | #N/A | #N/A | #N/A | #N/A | #N/A | 0
336 | CAMBRIA 1102CB | 182771102 | CAMBRIA 1102 | 25753.259 | 16.0058 | 153 | 1.6015 | 0.010468 | 1939 | 20271.1959 | 276.4675 | #N/A | #N/A | #N/A | #N/A | #N/A | 0
3334 | VOLTA 110297816 | 102541102 | VOLTA 1102 | 8457.2763 | 5.2562 | 50 | 0.52009 | 0.010402 | 1940 | 20276.4521 | 275.9474 | #N/A | #N/A | #N/A | #N/A | #N/A | 0
1241 | CALAVERAS CEMENT 110147968 | 162211101 | CALAVERAS CEMENT 1101 | 65100.4862 | 40.4602 | 306 | 3.1777 | 0.010385 | 1941 | 20316.9123 | 272.7697 | #N/A | #N/A | #N/A | #N/A | #N/A | 0
8572 | LOS GATOS 110760024 | 82021107 | LOS GATOS 1107 | 6398.0407 | 3.9764 | 27 | 0.28029 | 0.010381 | 1942 | 20320.8887 | 272.4894 | #N/A | #N/A | #N/A | #N/A | #N/A | 0
8425 | PINE GROVE 110194936 | 163751101 | PINE GROVE 1101 | 14750.2856 | 9.1674 | 82 | 0.84992 | 0.010365 | 1943 | 20330.0561 | 271.6395 | #N/A | #N/A | #N/A | #N/A | #N/A | 0
10220 | ALLEGHANY 1101808 | 152101101 | ALLEGHANY 1101 | 9941.3745 | 6.1786 | 23 | 0.23829 | 0.010361 | 1944 | 20336.2347 | 271.4012 | 271.4012 | #N/A | #N/A | #N/A | #N/A | 1
7876 | PUEBLO 2103706399 | 43292103 | PUEBLO 2103 | 537.9717 | 0.33435 | 16 | 0.1654 | 0.010338 | 1945 | 20336.5691 | 271.2358 | #N/A | #N/A | #N/A | #N/A | #N/A | 0
1021 | EL DORADO PH 210119752 | 152762101 | EL DORADO PH 2101 | 58764.7318 | 36.5225 | 436 | 4.4909 | 0.0103 | 1946 | 20373.0916 | 266.7448 | #N/A | #N/A | #N/A | #N/A | #N/A | 0
5417 | SILVERADO 2105131568 | 43432105 | SILVERADO 2105 | 6658.8017 | 4.1385 | 57 | 0.58604 | 0.010281 | 1947 | 20377.2301 | 266.1588 | 266.1588 | #N/A | #N/A | #N/A | #N/A | 1
3018 | LUCERNE 110638632 | 43351106 | LUCERNE 1106 | 7535.3678 | 4.6833 | 58 | 0.59423 | 0.010245 | 1948 | 20381.9133 | 265.5646 | #N/A | #N/A | #N/A | #N/A | #N/A | 0
9909 | OLEMA 1101337220 | 42291101 | OLEMA 1101 | 7959.8917 | 4.9471 | 28 | 0.28665 | 0.010237 | 1949 | 20386.8604 | 265.2779 | #N/A | #N/A | #N/A | #N/A | #N/A | 0
7162 | BIG BEND 1101CB | 103751101 | BIG BEND 1101 | 37377.2089 | 23.2301 | 171 | 1.7454 | 0.010207 | 1950 | 20410.0905 | 263.5325 | #N/A | #N/A | #N/A | 263.5325 | #N/A | 4
9067 | PEORIA 170570198 | 163781705 | PEORIA 1705 | 3628.2739 | 2.255 | 36 | 0.36709 | 0.010197 | 1951 | 20412.3455 | 263.1654 | #N/A | #N/A | #N/A | #N/A | #N/A | 0
6816 | REDBUD 1101400 | 43191101 | REDBUD 1101 | 1410.4889 | 0.87662 | 14 | 0.14273 | 0.010195 | 1952 | 20413.2221 | 263.0227 | 263.0227 | #N/A | #N/A | #N/A | #N/A | 1
5252 | POINT ARENA 110137426 | 43381101 | POINT ARENA 1101 | 1270.4089 | 0.78956 | 65 | 0.66101 | 0.010169 | 1953 | 20414.0117 | 262.3617 | #N/A | #N/A | #N/A | #N/A | #N/A | 0
7444 | HOLLISTER 21064004 | 182492106 | HOLLISTER 2106 | 14083.7966 | 8.7531 | 180 | 1.8224 | 0.010124 | 1954 | 20422.7648 | 260.5393 | #N/A | #N/A | #N/A | #N/A | #N/A | 0
2021 | WOODACRE 11021280 | 43021102 | WOODACRE 1102 | 13812.836 | 8.5847 | 111 | 1.1221 | 0.010109 | 1955 | 20431.3496 | 259.4173 | #N/A | #N/A | #N/A | #N/A | #N/A | 0
9350 | WEST POINT 1101L3355 | 163201101 | WEST POINT 1101 | 3618.1853 | 2.2487 | 27 | 0.2728 | 0.010104 | 1956 | 20433.5983 | 259.1445 | #N/A | #N/A | #N/A | #N/A | #N/A | 0
4549 | ALHAMBRA 110595016 | 14101105 | ALHAMBRA 1105 | 1223.0109 | 0.76011 | 69 | 0.69458 | 0.010066 | 1957 | 20434.3584 | 258.4499 | #N/A | #N/A | #N/A | #N/A | #N/A | 0
5052 | BIG MEADOWS 21012474 | 102812101 | BIG MEADOWS 2101 | 13410.8685 | 8.3349 | 83 | 0.83287 | 0.010035 | 1958 | 20442.6933 | 257.617 | #N/A | #N/A | #N/A | #N/A | #N/A | 0
616 | SONOMA 1104414 | 42721104 | SONOMA 1104 | 2113.8048 | 1.3137 | 260 | 2.5977 | 0.009991 | 1959 | 20444.007 | 255.0193 | #N/A | #N/A | #N/A | #N/A | #N/A | 0
8621 | FELTON 0401CB | 83140401 | FELTON 0401 | 4062.5857 | 2.5249 | 34 | 0.33859 | 0.0099584 | 1960 | 20446.5319 | 254.6808 | 254.6808 | #N/A | #N/A | #N/A | #N/A | 1
10564 | WISE 110163199 | 152271101 | WISE 1101 | 989.41 | 0.61492 | 8 | 0.079388 | 0.0099235 | 1961 | 20447.1469 | 254.6014 | #N/A | #N/A | #N/A | #N/A | #N/A | 0
6010 | MORGAN HILL 2111XR292 | 83242111 | MORGAN HILL 2111 | 17975.9221 | 11.1721 | 130 | 1.287 | 0.0098996 | 1962 | 20458.319 | 253.3144 | #N/A | #N/A | #N/A | #N/A | #N/A | 0
222 | DUNBAR 1102CB | 43071102 | DUNBAR 1102 | 12733.914 | 7.9142 | 113 | 1.1166 | 0.0098816 | 1963 | 20466.2331 | 252.1978 | 252.1978 | #N/A | #N/A | #N/A | #N/A | 1
8045 | PERRY 1101W26 | 183071101 | PERRY 1101 | 4390.419 | 2.7287 | 18 | 0.17783 | 0.0098794 | 1964 | 20468.9618 | 252.02 | #N/A | #N/A | #N/A | #N/A | #N/A | 0
7530 | BUCKS CREEK 11031131 | 102211103 | BUCKS CREEK 1103 | 4424.1224 | 2.7496 | 33 | 0.3254 | 0.0098607 | 1965 | 20471.7114 | 251.6946 | #N/A | #N/A | #N/A | #N/A | #N/A | 0
7965 | RINCON 1103568 | 43321103 | RINCON 1103 | 20285.8832 | 12.6078 | 129 | 1.2694 | 0.0098399 | 1966 | 20484.3192 | 250.4252 | #N/A | #N/A | #N/A | #N/A | #N/A | 0
7623 | PANOCHE 11034008 | 253671103 | PANOCHE 1103 | 56919.5652 | 35.3757 | 138 | 1.3505 | 0.0097859 | 1967 | 20519.6949 | 249.0748 | #N/A | #N/A | #N/A | #N/A | #N/A | 0
1557 | WILLOW CREEK 11015002 | 192171101 | WILLOW CREEK 1101 | 21939.7249 | 13.6356 | 161 | 1.5733 | 0.0097721 | 1968 | 20533.3305 | 247.5015 | #N/A | #N/A | #N/A | #N/A | #N/A | 0
2260 | EL DORADO PH 210152456 | 152762101 | EL DORADO PH 2101 | 16414.576 | 10.2017 | 96 | 0.93593 | 0.0097493 | 1969 | 20543.5323 | 246.5655 | #N/A | #N/A | #N/A | #N/A | #N/A | 0
4474 | SPENCE 1104965598 | 182201104 | SPENCE 1104 | 14815.8266 | 9.2081 | 139 | 1.3544 | 0.0097442 | 1970 | 20552.7404 | 245.2111 | #N/A | #N/A | #N/A | #N/A | #N/A | 0
9612 | DIAMOND SPRINGS 1107203504 | 152261107 | DIAMOND SPRINGS 1107 | 226.4943 | 0.14077 | 4 | 0.038931 | 0.0097327 | 1971 | 20552.8811 | 245.1721 | 245.1721 | #N/A | #N/A | #N/A | #N/A | 1
7259 | SUMMIT 1101742 | 152591101 | SUMMIT 1101 | 2084.4879 | 1.2955 | 21 | 0.20366 | 0.009698 | 1972 | 20554.1766 | 244.9685 | #N/A | #N/A | #N/A | #N/A | #N/A | 0
3486 | GRASS VALLEY 11012208 | 152031101 | GRASS VALLEY 1101 | 18971.647 | 11.791 | 159 | 1.5405 | 0.0096885 | 1973 | 20565.9676 | 243.428 | #N/A | #N/A | #N/A | #N/A | #N/A | 0
6926 | EL DORADO PH 210113532 | 152762101 | EL DORADO PH 2101 | 8576.7798 | 5.3305 | 46 | 0.44507 | 0.0096754 | 1974 | 20571.2981 | 242.9829 | #N/A | #N/A | #N/A | #N/A | #N/A | 0
4034 | OAKHURST 11035120 | 254421103 | OAKHURST 1103 | 9912.3897 | 6.1606 | 19 | 0.18333 | 0.0096488 | 1975 | 20577.4587 | 242.7996 | #N/A | #N/A | #N/A | #N/A | #N/A | 0
3547 | RINCON 1101539980 | 43321101 | RINCON 1101 | 474.6546 | 0.295 | 4 | 0.038517 | 0.0096291 | 1976 | 20577.7537 | 242.7611 | #N/A | #N/A | #N/A | #N/A | #N/A | 0
2441 | SILVERADO 2103617828 | 43432103 | SILVERADO 2103 | 2303.2847 | 1.4315 | 28 | 0.26958 | 0.0096279 | 1977 | 20579.1852 | 242.4915 | 242.4915 | #N/A | #N/A | #N/A | #N/A | 1
5129 | NEWBURG 1131380686 | 192151131 | NEWBURG 1131 | 3014.5331 | 1.8735 | 34 | 0.32624 | 0.0095954 | 1978 | 20581.0587 | 242.1653 | #N/A | #N/A | #N/A | #N/A | #N/A | 0
2275 | BUTTE 11051243 | 103081105 | BUTTE 1105 | 8319.7013 | 5.1707 | 50 | 0.47679 | 0.0095359 | 1979 | 20586.2295 | 241.6885 | #N/A | #N/A | #N/A | #N/A | #N/A | 0
4445 | PINE GROVE 1102467560 | 163751102 | PINE GROVE 1102 | 3279.179 | 2.038 | 27 | 0.25736 | 0.009532 | 1980 | 20588.2675 | 241.4311 | #N/A | #N/A | #N/A | #N/A | #N/A | 0
6213 | JESSUP 1103728460 | 103441103 | JESSUP 1103 | 1173.0161 | 0.72903 | 17 | 0.16201 | 0.0095302 | 1981 | 20588.9965 | 241.2691 | #N/A | 241.2691 | #N/A | #N/A | #N/A | 2
3085 | SHINGLE SPRINGS 210819622 | 153652108 | SHINGLE SPRINGS 2108 | 9040.145 | 5.6185 | 165 | 1.5722 | 0.0095283 | 1982 | 20594.615 | 239.6969 | #N/A | #N/A | #N/A | #N/A | #N/A | 0
9214 | SAN RAFAEL 11081250 | 42011108 | SAN RAFAEL 1108 | 5741.9405 | 3.5686 | 26 | 0.24699 | 0.0094996 | 1983 | 20598.1837 | 239.4499 | #N/A | #N/A | #N/A | #N/A | #N/A | 0
10597 | MONTE RIO 11135024 | 42811113 | MONTE RIO 1113 | 526.6111 | 0.32729 | 4 | 0.037943 | 0.0094858 | 1984 | 20598.5109 | 239.412 | #N/A | #N/A | #N/A | #N/A | #N/A | 0
2882 | WILLOW PASS 2108CB | 13912108 | WILLOW PASS 2108 | 318.0802 | 0.19769 | 91 | 0.86121 | 0.0094639 | 1985 | 20598.7086 | 238.5508 | #N/A | #N/A | #N/A | #N/A | #N/A | 0
5172 | LOS OSITOS 2103220608 | 182082103 | LOS OSITOS 2103 | 1678.7883 | 1.0434 | 10 | 0.09449 | 0.009449 | 1986 | 20599.752 | 238.4563 | #N/A | #N/A | #N/A | #N/A | #N/A | 0
1655 | BRUNSWICK 110750010 | 152481107 | BRUNSWICK 1107 | 9841.1126 | 6.1163 | 117 | 1.1046 | 0.0094406 | 1987 | 20605.8683 | 237.3518 | 237.3518 | #N/A | #N/A | #N/A | #N/A | 1
3494 | WILLITS 110434008 | 42661104 | WILLITS 1104 | 36886.2403 | 22.9249 | 259 | 2.4408 | 0.0094239 | 1988 | 20628.7932 | 234.911 | #N/A | #N/A | #N/A | #N/A | #N/A | 0
7626 | RESERVATION ROAD 11023030 | 182731102 | RESERVATION ROAD 1102 | 16131.8418 | 10.026 | 186 | 1.7499 | 0.0094083 | 1989 | 20638.8193 | 233.161 | #N/A | #N/A | #N/A | #N/A | #N/A | 0
10686 | HARTLEY 110158095 | 43211101 | HARTLEY 1101 | 251.9158 | 0.15657 | 2 | 0.018803 | 0.0094017 | 1990 | 20638.9758 | 233.1422 | #N/A | #N/A | #N/A | #N/A | #N/A | 0
7656 | PHILO 11022600 | 42601102 | PHILO 1102 | 32204.7216 | 20.0154 | 114 | 1.0603 | 0.0093006 | 1991 | 20658.9912 | 232.0819 | #N/A | #N/A | #N/A | #N/A | #N/A | 0
7863 | SANTA ROSA A 1104642 | 42151104 | SANTA ROSA A 1104 | 14995.9698 | 9.3201 | 127 | 1.173 | 0.0092364 | 1992 | 20668.3112 | 230.9089 | #N/A | #N/A | #N/A | #N/A | #N/A | 0
581 | POINT ARENA 1101474 | 43381101 | POINT ARENA 1101 | 14496.4925 | 9.0096 | 77 | 0.70936 | 0.0092125 | 1993 | 20677.3209 | 230.1996 | #N/A | #N/A | #N/A | #N/A | #N/A | 0
9791 | LOS OSITOS 2103695270 | 182082103 | LOS OSITOS 2103 | 1116.1992 | 0.69372 | 12 | 0.11039 | 0.009199 | 1994 | 20678.0146 | 230.0892 | #N/A | #N/A | #N/A | #N/A | #N/A | 0
9383 | CASTRO VALLEY 1110MR525 | 14091110 | CASTRO VALLEY 1110 | 17.8831 | 0.011114 | 2 | 0.018393 | 0.0091967 | 1995 | 20678.0257 | 230.0708 | #N/A | #N/A | #N/A | #N/A | #N/A | 0
5023 | MC ARTHUR 11021324 | 103491102 | MC ARTHUR 1102 | 1638.5898 | 1.0184 | 169 | 1.5507 | 0.0091756 | 1996 | 20679.0441 | 228.5201 | #N/A | #N/A | #N/A | #N/A | #N/A | 0
7662 | CASTRO VALLEY 1110610800 | 14091110 | CASTRO VALLEY 1110 | 3862.9953 | 2.4009 | 33 | 0.30062 | 0.0091096 | 1997 | 20681.445 | 228.2195 | #N/A | #N/A | #N/A | #N/A | #N/A | 0
6717 | NEWBURG 1132910230 | 192151132 | NEWBURG 1132 | 1560.5069 | 0.96986 | 27 | 0.24556 | 0.0090947 | 1998 | 20682.4148 | 227.9739 | #N/A | #N/A | #N/A | #N/A | #N/A | 0
10 | KONOCTI 1102532 | 43311102 | KONOCTI 1102 | 15658.0016 | 9.7315 | 124 | 1.1234 | 0.0090595 | 1999 | 20692.1463 | 226.8505 | #N/A | #N/A | #N/A | #N/A | #N/A | 0
5170 | EL DORADO PH 2102542272 | 152762102 | EL DORADO PH 2102 | 12585.3616 | 7.8219 | 80 | 0.72357 | 0.0090446 | 2000 | 20699.9682 | 226.127 | #N/A | #N/A | #N/A | #N/A | #N/A | 0
8963 | MIRABEL 1101253331 | 42091101 | MIRABEL 1101 | 107.6584 | 0.06691 | 5 | 0.045085 | 0.0090171 | 2001 | 20700.0351 | 226.0819 | #N/A | #N/A | #N/A | #N/A | #N/A | 0
10053 | ROB ROY 21046577 | 83692104 | ROB ROY 2104 | 5581.4139 | 3.4689 | 33 | 0.29681 | 0.0089943 | 2002 | 20703.504 | 225.7851 | #N/A | #N/A | #N/A | #N/A | #N/A | 0
8505 | NEWBURG 113190242 | 192151131 | NEWBURG 1131 | 6652.6427 | 4.1346 | 51 | 0.45866 | 0.0089934 | 2003 | 20707.6386 | 225.3264 | #N/A | #N/A | #N/A | #N/A | #N/A | 0
283 | SAN RAFAEL 1104802 | 42011104 | SAN RAFAEL 1104 | 13782.7792 | 8.5661 | 162 | 1.451 | 0.0089568 | 2004 | 20716.2047 | 223.8754 | #N/A | #N/A | #N/A | #N/A | #N/A | 0
9446 | ECHO SUMMIT 1101481660 | 158031101 | ECHO SUMMIT 1101 | 1750.3957 | 1.0879 | 21 | 0.18809 | 0.0089565 | 2005 | 20717.2925 | 223.6873 | #N/A | #N/A | #N/A | #N/A | #N/A | 0
1636 | LOS COCHES 1101625902 | 182151101 | LOS COCHES 1101 | 4214.4266 | 2.6193 | 26 | 0.23178 | 0.0089147 | 2006 | 20719.9118 | 223.4555 | #N/A | #N/A | #N/A | #N/A | #N/A | 0
8007 | SAN JUSTO 11014002 | 183181101 | SAN JUSTO 1101 | 29553.7891 | 18.3678 | 140 | 1.246 | 0.0088999 | 2007 | 20738.2796 | 222.2095 | #N/A | #N/A | #N/A | #N/A | #N/A | 0
4827 | ATASCADERO 1103A88 | 182541103 | ATASCADERO 1103 | 1506.8203 | 0.93649 | 41 | 0.36363 | 0.008869 | 2008 | 20739.2161 | 221.8459 | #N/A | #N/A | #N/A | #N/A | #N/A | 0
6300 | DRUM 11011602 | 152321101 | DRUM 1101 | 26067.9128 | 16.2013 | 121 | 1.0723 | 0.0088619 | 2009 | 20755.4174 | 220.7736 | #N/A | #N/A | #N/A | #N/A | #N/A | 0
7254 | ALLEGHANY 1101VR816 | 152101101 | ALLEGHANY 1101 | 6675.8935 | 4.1491 | 49 | 0.43385 | 0.0088541 | 2010 | 20759.5665 | 220.3398 | #N/A | #N/A | #N/A | #N/A | #N/A | 0
2986 | PINE GROVE 110235576 | 163751102 | PINE GROVE 1102 | 12676.983 | 7.8788 | 77 | 0.68102 | 0.0088445 | 2011 | 20767.4453 | 219.6588 | #N/A | #N/A | #N/A | #N/A | #N/A | 0
8230 | SAN LUIS OBISPO 1102357407 | 182631102 | SAN LUIS OBISPO 1102 | 382.6506 | 0.23782 | 5 | 0.044188 | 0.0088377 | 2012 | 20767.6831 | 219.6146 | #N/A | #N/A | #N/A | #N/A | #N/A | 0
1189 | PEORIA 170575274 | 163781705 | PEORIA 1705 | 623.7122 | 0.38764 | 43 | 0.37982 | 0.0088331 | 2013 | 20768.0708 | 219.2347 | #N/A | #N/A | #N/A | #N/A | #N/A | 0
299 | MONTE RIO 111164758 | 42811111 | MONTE RIO 1111 | 16840.1197 | 10.4662 | 97 | 0.8528 | 0.0087918 | 2014 | 20778.537 | 218.3819 | #N/A | #N/A | #N/A | #N/A | #N/A | 0
8131 | HARTLEY 1101534548 | 43211101 | HARTLEY 1101 | 643.683 | 0.40005 | 7 | 0.061222 | 0.008746 | 2015 | 20778.937 | 218.3207 | #N/A | #N/A | #N/A | #N/A | #N/A | 0
3395 | BOLINAS 1101504 | 42261101 | BOLINAS 1101 | 10763.1252 | 6.6893 | 53 | 0.46123 | 0.0087025 | 2016 | 20785.6264 | 217.8595 | #N/A | #N/A | #N/A | #N/A | #N/A | 0
6220 | LAKEVILLE 1102530 | 43371102 | LAKEVILLE 1102 | 114.9911 | 0.071467 | 55 | 0.47853 | 0.0087005 | 2017 | 20785.6978 | 217.381 | #N/A | #N/A | #N/A | #N/A | #N/A | 0
8104 | MONTE RIO 111137520 | 42811111 | MONTE RIO 1111 | 3437.9631 | 2.1367 | 20 | 0.17369 | 0.0086846 | 2018 | 20787.8345 | 217.2073 | #N/A | #N/A | #N/A | #N/A | #N/A | 0
5024 | MONTE RIO 1113180 | 42811113 | MONTE RIO 1113 | 3158.1165 | 1.9628 | 28 | 0.24298 | 0.0086779 | 2019 | 20789.7973 | 216.9643 | #N/A | #N/A | #N/A | #N/A | #N/A | 0
2418 | CLEAR LAKE 11011302 | 42141101 | CLEAR LAKE 1101 | 12188.0095 | 7.5749 | 189 | 1.6401 | 0.0086777 | 2020 | 20797.3722 | 215.3242 | 215.3242 | #N/A | #N/A | #N/A | #N/A | 1
6344 | WEST POINT 11021303 | 163201102 | WEST POINT 1102 | 25207.4138 | 15.6665 | 146 | 1.2651 | 0.0086648 | 2021 | 20813.0387 | 214.0591 | #N/A | #N/A | #N/A | #N/A | #N/A | 0
147 | SHADY GLEN 11022232 | 152431102 | SHADY GLEN 1102 | 16843.7265 | 10.4684 | 88 | 0.76044 | 0.0086414 | 2022 | 20823.5072 | 213.2987 | #N/A | #N/A | #N/A | #N/A | #N/A | 0
8652 | LOYOLA 1102725939 | 82161102 | LOYOLA 1102 | 150.5355 | 0.093558 | 14 | 0.12055 | 0.0086108 | 2023 | 20823.6007 | 213.1782 | #N/A | #N/A | #N/A | #N/A | #N/A | 0
10013 | GREEN VALLEY 21016601 | 83192101 | GREEN VALLEY 2101 | 3063.6094 | 1.904 | 19 | 0.16314 | 0.0085862 | 2024 | 20825.5048 | 213.015 | #N/A | #N/A | #N/A | #N/A | #N/A | 0
3970 | PUEBLO 1105348368 | 43291105 | PUEBLO 1105 | 4473.6471 | 2.7804 | 107 | 0.91803 | 0.0085797 | 2025 | 20828.2852 | 212.097 | #N/A | 212.097 | #N/A | #N/A | #N/A | 2
5419 | MIRABEL 11014859 | 42091101 | MIRABEL 1101 | 3008.5895 | 1.8699 | 22 | 0.18826 | 0.0085572 | 2026 | 20830.155 | 211.9087 | #N/A | #N/A | #N/A | #N/A | #N/A | 0
3836 | PURISIMA 1101CB | 182971101 | PURISIMA 1101 | 5917.6189 | 3.6778 | 32 | 0.27301 | 0.0085315 | 2027 | 20833.8328 | 211.6357 | #N/A | #N/A | #N/A | #N/A | #N/A | 0
589 | EL DORADO PH 21016852 | 152762101 | EL DORADO PH 2101 | 40624.2727 | 25.2481 | 309 | 2.6354 | 0.0085289 | 2028 | 20859.081 | 209.0003 | #N/A | #N/A | #N/A | #N/A | #N/A | 0
7704 | GOLDTREE 1107CB | 182581107 | GOLDTREE 1107 | 1480.1268 | 0.9199 | 28 | 0.23879 | 0.0085282 | 2029 | 20860.0009 | 208.7615 | #N/A | #N/A | #N/A | #N/A | #N/A | 0
10273 | POINT ARENA 11014923 | 43381101 | POINT ARENA 1101 | 4611.3164 | 2.866 | 12 | 0.10222 | 0.008518 | 2030 | 20862.8668 | 208.6593 | #N/A | #N/A | #N/A | #N/A | #N/A | 0
327 | CURTIS 170463502 | 163351704 | CURTIS 1704 | 16836.9835 | 10.4643 | 107 | 0.90898 | 0.0084952 | 2031 | 20873.3311 | 207.7503 | #N/A | #N/A | #N/A | #N/A | #N/A | 0
7937 | CLARK ROAD 11022068 | 103091102 | CLARK ROAD 1102 | 17517.3264 | 10.8871 | 90 | 0.76407 | 0.0084897 | 2032 | 20884.2182 | 206.9862 | #N/A | #N/A | #N/A | #N/A | #N/A | 0
4769 | WYANDOTTE 1107CB | 102911107 | WYANDOTTE 1107 | 2030.3761 | 1.2619 | 199 | 1.6868 | 0.0084763 | 2033 | 20885.4801 | 205.2995 | #N/A | #N/A | #N/A | #N/A | #N/A | 0
7564 | COLUMBIA HILL 11018233 | 152471101 | COLUMBIA HILL 1101 | 7978.7453 | 4.9588 | 51 | 0.43182 | 0.008467 | 2034 | 20890.4389 | 204.8676 | #N/A | #N/A | #N/A | #N/A | #N/A | 0
2536 | HALSEY 1101CB | 152241101 | HALSEY 1101 | 27644.3487 | 17.1811 | 231 | 1.9501 | 0.0084422 | 2035 | 20907.62 | 202.9175 | 202.9175 | #N/A | #N/A | #N/A | #N/A | 1
2174 | DIAMOND SPRINGS 1104CB | 152261104 | DIAMOND SPRINGS 1104 | 9046.8091 | 5.6226 | 127 | 1.0659 | 0.008393 | 2036 | 20913.2426 | 201.8516 | #N/A | #N/A | #N/A | #N/A | #N/A | 0
4975 | EL DORADO PH 210119612 | 152762101 | EL DORADO PH 2101 | 14689.1647 | 9.1294 | 102 | 0.85418 | 0.0083743 | 2037 | 20922.372 | 200.9974 | #N/A | #N/A | #N/A | #N/A | #N/A | 0
7088 | SAUSALITO 11021500 | 42491102 | SAUSALITO 1102 | 1869.3575 | 1.1618 | 8 | 0.066779 | 0.0083473 | 2038 | 20923.5338 | 200.9306 | 200.9306 | #N/A | #N/A | #N/A | #N/A | 1
4510 | CAMP EVERS 210511010 | 83622105 | CAMP EVERS 2105 | 3501.2634 | 2.176 | 26 | 0.21641 | 0.0083235 | 2039 | 20925.7098 | 200.7142 | #N/A | #N/A | #N/A | #N/A | #N/A | 0
7509 | WESTLEY 1103237522 | 162671103 | WESTLEY 1103 | 1485.982 | 0.92354 | 39 | 0.32346 | 0.0082937 | 2040 | 20926.6334 | 200.3908 | 200.3908 | #N/A | #N/A | #N/A | #N/A | 1
2971 | CASTRO VALLEY 1111MR334 | 14091111 | CASTRO VALLEY 1111 | 9116.5949 | 5.666 | 80 | 0.65886 | 0.0082358 | 2041 | 20932.2994 | 199.7319 | #N/A | #N/A | #N/A | #N/A | #N/A | 0
143 | RACETRACK 1703CB | 163761703 | RACETRACK 1703 | 25353.1416 | 15.7571 | 216 | 1.7632 | 0.008163 | 2042 | 20948.0565 | 197.9687 | 197.9687 | #N/A | #N/A | #N/A | #N/A | 1
1117 | MORGAN HILL 2104152774 | 83242104 | MORGAN HILL 2104 | 10319.2603 | 6.4135 | 84 | 0.68304 | 0.0081314 | 2043 | 20954.4699 | 197.2857 | #N/A | #N/A | #N/A | #N/A | #N/A | 0
3526 | SILVERADO 2103920793 | 43432103 | SILVERADO 2103 | 10473.7039 | 6.5094 | 51 | 0.40968 | 0.008033 | 2044 | 20960.9794 | 196.876 | 196.876 | #N/A | #N/A | #N/A | #N/A | 1
7263 | FORESTHILL 11011820 | 152181101 | FORESTHILL 1101 | 9227.6622 | 5.735 | 51 | 0.40941 | 0.0080276 | 2045 | 20966.7144 | 196.4666 | #N/A | #N/A | #N/A | #N/A | #N/A | 0
4807 | PLACER 1103238990 | 152461103 | PLACER 1103 | 65.0773 | 0.040446 | 84 | 0.67354 | 0.0080184 | 2046 | 20966.7548 | 195.793 | #N/A | #N/A | #N/A | #N/A | #N/A | 0
7786 | UPPER LAKE 11016663 | 42871101 | UPPER LAKE 1101 | 3787.49 | 2.3539 | 17 | 0.13592 | 0.0079953 | 2047 | 20969.1088 | 195.6571 | #N/A | #N/A | #N/A | #N/A | #N/A | 0
797 | DUNBAR 1101CB | 43071101 | DUNBAR 1101 | 5020.5865 | 3.1203 | 191 | 1.5267 | 0.007993 | 2048 | 20972.2291 | 194.1304 | 194.1304 | #N/A | #N/A | #N/A | #N/A | 1
1103 | HOOPA 1101CB | 192401101 | HOOPA 1101 | 37375.4287 | 23.229 | 440 | 3.4806 | 0.0079104 | 2049 | 20995.4581 | 190.6499 | 190.6499 | #N/A | #N/A | #N/A | #N/A | 1
8668 | BIG BASIN 110211062 | 82841102 | BIG BASIN 1102 | 21428.2343 | 13.3177 | 88 | 0.69511 | 0.007899 | 2050 | 21008.7758 | 189.9548 | #N/A | #N/A | #N/A | #N/A | #N/A | 0
7844 | ELK 11011260 | 42981101 | ELK 1101 | 25226.838 | 15.6786 | 120 | 0.94759 | 0.0078966 | 2051 | 21024.4544 | 189.0072 | #N/A | #N/A | #N/A | #N/A | #N/A | 0
2387 | HALSEY 110239104 | 152241102 | HALSEY 1102 | 49366.035 | 30.6812 | 346 | 2.7292 | 0.007888 | 2052 | 21055.1356 | 186.2779 | #N/A | #N/A | #N/A | #N/A | #N/A | 0
1085 | MORAGA 1101CB | 13801101 | MORAGA 1101 | 13611.4014 | 8.4595 | 92 | 0.72506 | 0.0078811 | 2053 | 21063.5951 | 185.5529 | 185.5529 | #N/A | #N/A | #N/A | #N/A | 1
6726 | MARTELL 110292172 | 163011102 | MARTELL 1102 | 190.7947 | 0.11858 | 45 | 0.35387 | 0.0078638 | 2054 | 21063.7137 | 185.199 | #N/A | #N/A | #N/A | #N/A | #N/A | 0
1984 | HALF MOON BAY 110369412 | 24101103 | HALF MOON BAY 1103 | 25048.7626 | 15.5679 | 150 | 1.1767 | 0.0078448 | 2055 | 21079.2816 | 184.0223 | #N/A | #N/A | #N/A | #N/A | #N/A | 0
2299 | VINEYARD 2107CB | 14502107 | VINEYARD 2107 | 3069.8489 | 1.9079 | 111 | 0.8653 | 0.0077955 | 2056 | 21081.1895 | 183.157 | #N/A | #N/A | #N/A | #N/A | #N/A | 0
9627 | POINT ARENA 11011296 | 43381101 | POINT ARENA 1101 | 5630.7668 | 3.4995 | 37 | 0.28757 | 0.007772 | 2057 | 21084.6891 | 182.8694 | #N/A | #N/A | #N/A | #N/A | #N/A | 0
2765 | FORESTHILL 1101CB | 152181101 | FORESTHILL 1101 | 14659.7522 | 9.1111 | 110 | 0.85174 | 0.0077431 | 2058 | 21093.8002 | 182.0177 | #N/A | 182.0177 | #N/A | #N/A | #N/A | 2
4087 | BURNEY 11011340 | 103311101 | BURNEY 1101 | 28996.5273 | 18.0215 | 144 | 1.1103 | 0.0077101 | 2059 | 21111.8216 | 180.9074 | #N/A | #N/A | #N/A | #N/A | #N/A | 0
8844 | MIDDLETOWN 1101614 | 43141101 | MIDDLETOWN 1101 | 2222.7419 | 1.3814 | 18 | 0.13857 | 0.0076984 | 2060 | 21113.2031 | 180.7688 | #N/A | #N/A | #N/A | #N/A | #N/A | 0
3083 | MONTE RIO 1113320 | 42811113 | MONTE RIO 1113 | 4467.496 | 2.7766 | 29 | 0.22308 | 0.0076924 | 2061 | 21115.9796 | 180.5458 | #N/A | #N/A | #N/A | #N/A | #N/A | 0
7740 | POINT MORETTI 110136514 | 82931101 | POINT MORETTI 1101 | 11050.0531 | 6.8677 | 64 | 0.4904 | 0.0076624 | 2062 | 21122.8473 | 180.0554 | #N/A | #N/A | #N/A | #N/A | #N/A | 0
898 | COTATI 11055156 | 42271105 | COTATI 1105 | 7784.4976 | 4.8381 | 114 | 0.86938 | 0.0076261 | 2063 | 21127.6854 | 179.186 | #N/A | #N/A | #N/A | #N/A | #N/A | 0
3027 | PHILO 11021308 | 42601102 | PHILO 1102 | 51491.5441 | 32.0022 | 245 | 1.8679 | 0.0076242 | 2064 | 21159.6876 | 177.3181 | #N/A | #N/A | #N/A | #N/A | #N/A | 0
10504 | KANAKA 11011036 | 103221101 | KANAKA 1101 | 989.4598 | 0.61495 | 4 | 0.030429 | 0.0076073 | 2065 | 21160.3026 | 177.2876 | #N/A | #N/A | #N/A | #N/A | #N/A | 0
2446 | FOOTHILL 1102V06 | 182951102 | FOOTHILL 1102 | 3602.7995 | 2.2392 | 66 | 0.50199 | 0.007606 | 2066 | 21162.5417 | 176.7856 | #N/A | #N/A | #N/A | #N/A | #N/A | 0
4588 | COARSEGOLD 21025722 | 254432102 | COARSEGOLD 2102 | 3182.5999 | 1.978 | 23 | 0.17492 | 0.0076053 | 2067 | 21164.5197 | 176.6107 | #N/A | #N/A | #N/A | #N/A | #N/A | 0
8714 | OTTER 1101CB | 182941101 | OTTER 1101 | 10367.8883 | 6.4437 | 54 | 0.41015 | 0.0075954 | 2068 | 21170.9634 | 176.2006 | #N/A | #N/A | #N/A | #N/A | #N/A | 0
9866 | DUNBAR 1101343 | 43071101 | DUNBAR 1101 | 7140.9406 | 4.4381 | 39 | 0.29486 | 0.0075606 | 2069 | 21175.4015 | 175.9057 | 175.9057 | #N/A | #N/A | #N/A | #N/A | 1
723 | BIG BASIN 110296986 | 82841102 | BIG BASIN 1102 | 9497.5055 | 5.9027 | 63 | 0.47604 | 0.0075562 | 2070 | 21181.3043 | 175.4297 | #N/A | #N/A | #N/A | #N/A | #N/A | 0
5272 | NEWBURG 1133CB | 192151133 | NEWBURG 1133 | 5089.2485 | 3.163 | 92 | 0.69311 | 0.0075338 | 2071 | 21184.4672 | 174.7365 | #N/A | #N/A | #N/A | #N/A | #N/A | 0
6817 | HALF MOON BAY 1103695411 | 24101103 | HALF MOON BAY 1103 | 13352.973 | 8.2989 | 99 | 0.74539 | 0.0075292 | 2072 | 21192.7662 | 173.9911 | #N/A | #N/A | #N/A | #N/A | #N/A | 0
9735 | EEL RIVER 1103216324 | 192381103 | EEL RIVER 1103 | 3681.9233 | 2.2883 | 23 | 0.17297 | 0.0075204 | 2073 | 21195.0545 | 173.8182 | #N/A | #N/A | #N/A | #N/A | #N/A | 0
803 | DIAMOND SPRINGS 1107CB | 152261107 | DIAMOND SPRINGS 1107 | 0 | 0 | 51 | 0.38224 | 0.0074949 | 2074 | 21195.0545 | 173.4359 | #N/A | #N/A | #N/A | #N/A | #N/A | 0
2229 | EL DORADO PH 210136764 | 152762101 | EL DORADO PH 2101 | 5034.5882 | 3.129 | 46 | 0.34473 | 0.0074941 | 2075 | 21198.1835 | 173.0912 | #N/A | #N/A | #N/A | #N/A | #N/A | 0
5945 | SANTA ROSA A 1111758024 | 42151111 | SANTA ROSA A 1111 | 7589.8929 | 4.7171 | 72 | 0.53884 | 0.007484 | 2076 | 21202.9007 | 172.5524 | #N/A | #N/A | #N/A | #N/A | #N/A | 0
726 | DIAMOND SPRINGS 1106930190 | 152261106 | DIAMOND SPRINGS 1106 | 27579.5424 | 17.1408 | 207 | 1.5476 | 0.0074761 | 2077 | 21220.0415 | 171.0048 | 171.0048 | #N/A | #N/A | #N/A | #N/A | 1
353 | CURTIS 170210940 | 163351702 | CURTIS 1702 | 13824.9592 | 8.5923 | 138 | 1.0183 | 0.0073788 | 2078 | 21228.6337 | 169.9865 | #N/A | #N/A | #N/A | #N/A | #N/A | 0
1231 | RED BLUFF 1103CB | 103541103 | RED BLUFF 1103 | 164.6636 | 0.10234 | 261 | 1.9098 | 0.0073172 | 2079 | 21228.7361 | 168.0767 | #N/A | #N/A | #N/A | #N/A | #N/A | 0
10001 | PANOCHE 11034036 | 253671103 | PANOCHE 1103 | 16000.3845 | 9.9443 | 57 | 0.41612 | 0.0073003 | 2080 | 21238.6804 | 167.6606 | #N/A | #N/A | #N/A | #N/A | #N/A | 0
9426 | GREEN VALLEY 2101380922 | 83192101 | GREEN VALLEY 2101 | 1588.6005 | 0.98732 | 30 | 0.2187 | 0.0072901 | 2081 | 21239.6677 | 167.4419 | #N/A | #N/A | #N/A | #N/A | #N/A | 0
1700 | LUCERNE 110676850 | 43351106 | LUCERNE 1106 | 3458.1261 | 2.1492 | 51 | 0.37072 | 0.0072691 | 2082 | 21241.8169 | 167.0712 | #N/A | #N/A | #N/A | #N/A | #N/A | 0
2002 | HOLLISTER 21054018 | 182492105 | HOLLISTER 2105 | 71470.9964 | 44.4195 | 280 | 2.035 | 0.0072679 | 2083 | 21286.2364 | 165.0362 | #N/A | #N/A | #N/A | #N/A | #N/A | 0
2867 | MONTE RIO 1113346 | 42811113 | MONTE RIO 1113 | 16160.3417 | 10.0437 | 101 | 0.72881 | 0.0072159 | 2084 | 21296.2802 | 164.3074 | #N/A | #N/A | #N/A | #N/A | #N/A | 0
7311 | LOS OSITOS 2102258878 | 182082102 | LOS OSITOS 2102 | 5357.1763 | 3.3295 | 26 | 0.18757 | 0.0072141 | 2085 | 21299.6097 | 164.1198 | #N/A | #N/A | #N/A | #N/A | #N/A | 0
1213 | WOODACRE 1102137662 | 43021102 | WOODACRE 1102 | 13813.2405 | 8.585 | 104 | 0.74714 | 0.0071841 | 2086 | 21308.1947 | 163.3727 | #N/A | #N/A | #N/A | #N/A | #N/A | 0
2384 | BONNIE NOOK 1102CB | 152301102 | BONNIE NOOK 1102 | 54723.5805 | 34.0109 | 337 | 2.4164 | 0.0071702 | 2087 | 21342.2056 | 160.9563 | #N/A | 160.9563 | #N/A | #N/A | #N/A | 2
324 | PLACERVILLE 1110953474 | 153081110 | PLACERVILLE 1110 | 17115.5789 | 10.6374 | 133 | 0.94748 | 0.0071239 | 2088 | 21352.843 | 160.0088 | #N/A | 160.0088 | #N/A | #N/A | #N/A | 2
9849 | FOOTHILL 1101722270 | 182951101 | FOOTHILL 1101 | 283.5574 | 0.17623 | 5 | 0.035479 | 0.0070957 | 2089 | 21353.0192 | 159.9733 | #N/A | #N/A | #N/A | #N/A | #N/A | 0
3510 | MONTE RIO 1111140 | 42811111 | MONTE RIO 1111 | 13525.925 | 8.4064 | 96 | 0.67561 | 0.0070376 | 2090 | 21361.4256 | 159.2977 | #N/A | #N/A | #N/A | #N/A | #N/A | 0
1551 | CARLOTTA 11214914 | 192291121 | CARLOTTA 1121 | 17097.4476 | 10.6261 | 138 | 0.97117 | 0.0070374 | 2091 | 21372.0518 | 158.3266 | #N/A | #N/A | #N/A | #N/A | #N/A | 0
4560 | COARSEGOLD 210210330 | 254432102 | COARSEGOLD 2102 | 15550.3229 | 9.6646 | 90 | 0.62906 | 0.0069896 | 2092 | 21381.7164 | 157.6975 | #N/A | #N/A | #N/A | #N/A | #N/A | 0
6442 | PIT NO 1 11019702 | 103721101 | PIT NO 1 1101 | 1035.9167 | 0.64383 | 91 | 0.63564 | 0.006985 | 2093 | 21382.3602 | 157.0619 | #N/A | #N/A | #N/A | #N/A | #N/A | 0
8877 | WILLOW CREEK 11013050 | 192171101 | WILLOW CREEK 1101 | 4223.7094 | 2.6251 | 18 | 0.12569 | 0.0069828 | 2094 | 21384.9852 | 156.9362 | #N/A | #N/A | #N/A | #N/A | #N/A | 0
9559 | SONOMA 1103581588 | 42721103 | SONOMA 1103 | 313.0143 | 0.19454 | 14 | 0.097419 | 0.0069585 | 2095 | 21385.1798 | 156.8388 | 156.8388 | #N/A | #N/A | #N/A | #N/A | 1
2326 | BRUNSWICK 11052140 | 152481105 | BRUNSWICK 1105 | 55629.2693 | 34.5738 | 373 | 2.5928 | 0.0069513 | 2096 | 21419.7536 | 154.2459 | 154.2459 | #N/A | #N/A | #N/A | #N/A | 1
7797 | SAUSALITO 1101331806 | 42491101 | SAUSALITO 1101 | 799.0558 | 0.49662 | 5 | 0.034637 | 0.0069274 | 2097 | 21420.2502 | 154.2113 | 154.2113 | #N/A | #N/A | #N/A | #N/A | 1
1778 | WEIMAR 11026175 | 152491102 | WEIMAR 1102 | 4418.4642 | 2.7461 | 30 | 0.20713 | 0.0069045 | 2098 | 21422.9963 | 154.0042 | #N/A | #N/A | #N/A | #N/A | #N/A | 0
2962 | CURTIS 1704803 | 163351704 | CURTIS 1704 | 15630.8479 | 9.7146 | 93 | 0.64118 | 0.0068944 | 2099 | 21432.7109 | 153.363 | #N/A | #N/A | #N/A | #N/A | #N/A | 0
5429 | MIRABEL 1101228 | 42091101 | MIRABEL 1101 | 3403.012 | 2.115 | 123 | 0.84091 | 0.0068367 | 2100 | 21434.8259 | 152.5221 | #N/A | #N/A | #N/A | #N/A | #N/A | 0
8011 | HORSESHOE 1101603250 | 152571101 | HORSESHOE 1101 | 927.3694 | 0.57636 | 21 | 0.14351 | 0.0068337 | 2101 | 21435.4023 | 152.3786 | #N/A | #N/A | #N/A | #N/A | #N/A | 0
7095 | PUEBLO 2102618 | 43292102 | PUEBLO 2102 | 742.2572 | 0.46132 | 118 | 0.80516 | 0.0068234 | 2102 | 21435.8636 | 151.5734 | #N/A | #N/A | #N/A | #N/A | #N/A | 0
8240 | WOODSIDE 11018601 | 24251101 | WOODSIDE 1101 | 961.631 | 0.59766 | 9 | 0.061013 | 0.0067792 | 2103 | 21436.4613 | 151.5124 | #N/A | #N/A | #N/A | #N/A | #N/A | 0
3848 | REEDLEY 11127240 | 252341112 | REEDLEY 1112 | 1553.9231 | 0.96577 | 234 | 1.5828 | 0.0067642 | 2104 | 21437.427 | 149.9296 | #N/A | #N/A | #N/A | #N/A | #N/A | 0
4429 | SONOMA 1105138 | 42721105 | SONOMA 1105 | 104.0479 | 0.064666 | 197 | 1.3309 | 0.0067556 | 2105 | 21437.4917 | 148.5987 | #N/A | #N/A | #N/A | #N/A | #N/A | 0
1588 | CORRAL 110359770 | 162991103 | CORRAL 1103 | 7749.7634 | 4.8165 | 97 | 0.65443 | 0.0067467 | 2106 | 21442.3082 | 147.9443 | #N/A | #N/A | #N/A | #N/A | #N/A | 0
6984 | GABILAN 1101566352 | 182331101 | GABILAN 1101 | 680.7554 | 0.42309 | 9 | 0.060679 | 0.0067421 | 2107 | 21442.7313 | 147.8836 | #N/A | #N/A | #N/A | #N/A | #N/A | 0
8546 | SPENCE 1102990464 | 182201102 | SPENCE 1102 | 3365.9887 | 2.092 | 53 | 0.3568 | 0.0067321 | 2108 | 21444.8233 | 147.5268 | #N/A | #N/A | #N/A | #N/A | #N/A | 0
9813 | BOLINAS 110137034 | 42261101 | BOLINAS 1101 | 7287.0481 | 4.5289 | 16 | 0.10722 | 0.006701 | 2109 | 21449.3522 | 147.4196 | #N/A | #N/A | #N/A | #N/A | #N/A | 0
8495 | PENRYN 110550550 | 152561105 | PENRYN 1105 | 0 | 0 | 127 | 0.84852 | 0.0066813 | 2110 | 21449.3522 | 146.5711 | #N/A | #N/A | #N/A | #N/A | #N/A | 0
533 | HIGHLANDS 110439458 | 43361104 | HIGHLANDS 1104 | 1902.6531 | 1.1825 | 72 | 0.47971 | 0.0066627 | 2111 | 21450.5347 | 146.0913 | #N/A | #N/A | #N/A | #N/A | #N/A | 0
6908 | MENLO 11038512 | 24131103 | MENLO 1103 | 39804.5313 | 24.7387 | 228 | 1.5133 | 0.0066372 | 2112 | 21475.2734 | 144.5781 | #N/A | #N/A | #N/A | #N/A | #N/A | 0
1455 | LAS GALLINAS A 1105904 | 42991105 | LAS GALLINAS A 1105 | 2469.2456 | 1.5346 | 78 | 0.51694 | 0.0066274 | 2113 | 21476.808 | 144.0611 | #N/A | #N/A | #N/A | #N/A | #N/A | 0
2184 | GEYSERVILLE 110289714 | 42891102 | GEYSERVILLE 1102 | 178.2278 | 0.11077 | 71 | 0.47052 | 0.0066271 | 2114 | 21476.9188 | 143.5906 | #N/A | #N/A | #N/A | #N/A | #N/A | 0
2865 | MOLINO 1102344 | 42571102 | MOLINO 1102 | 2427.2453 | 1.5085 | 77 | 0.50953 | 0.0066172 | 2115 | 21478.4273 | 143.0811 | #N/A | #N/A | #N/A | #N/A | #N/A | 0
2057 | SHINGLE SPRINGS 210911092 | 153652109 | SHINGLE SPRINGS 2109 | 36100.2834 | 22.4365 | 239 | 1.5798 | 0.0066099 | 2116 | 21500.8638 | 141.5013 | #N/A | #N/A | #N/A | #N/A | #N/A | 0
10095 | SILVERADO 2104645 | 43432104 | SILVERADO 2104 | 1626.8938 | 1.0111 | 13 | 0.085285 | 0.0065604 | 2117 | 21501.8749 | 141.416 | #N/A | #N/A | #N/A | #N/A | #N/A | 0
6812 | CLOVERDALE 1101474708 | 42821101 | CLOVERDALE 1101 | 422.046 | 0.2623 | 13 | 0.084962 | 0.0065356 | 2118 | 21502.1372 | 141.3311 | #N/A | #N/A | #N/A | #N/A | #N/A | 0
891 | TEMPLETON 2108A64 | 183052108 | TEMPLETON 2108 | 3242.5015 | 2.0152 | 150 | 0.9794 | 0.0065293 | 2119 | 21504.1525 | 140.3517 | #N/A | #N/A | #N/A | #N/A | #N/A | 0
851 | HIGGINS 1110861610 | 152691110 | HIGGINS 1110 | 1689.7743 | 1.0502 | 99 | 0.64633 | 0.0065286 | 2120 | 21505.2027 | 139.7053 | #N/A | #N/A | #N/A | #N/A | #N/A | 0
10050 | MIRABEL 110286326 | 42091102 | MIRABEL 1102 | 1133.0955 | 0.70422 | 5 | 0.032614 | 0.0065228 | 2121 | 21505.9069 | 139.6727 | #N/A | #N/A | #N/A | #N/A | #N/A | 0
1904 | SONOMA 1105404 | 42721105 | SONOMA 1105 | 3785.8959 | 2.3529 | 63 | 0.41053 | 0.0065164 | 2122 | 21508.2598 | 139.2622 | #N/A | 139.2622 | #N/A | #N/A | #N/A | 2
4884 | PLACERVILLE 1112CB | 153081112 | PLACERVILLE 1112 | 13697.3672 | 8.513 | 117 | 0.76223 | 0.0065148 | 2123 | 21516.7728 | 138.5 | #N/A | 138.5 | #N/A | #N/A | #N/A | 2
3571 | OAKHURST 110377384 | 254421103 | OAKHURST 1103 | 7595.6346 | 4.7207 | 61 | 0.39738 | 0.0065145 | 2124 | 21521.4935 | 138.1026 | #N/A | #N/A | #N/A | #N/A | #N/A | 0
2586 | VOLTA 11021504 | 102541102 | VOLTA 1102 | 13347.4853 | 8.2955 | 95 | 0.61869 | 0.0065125 | 2125 | 21529.789 | 137.4839 | #N/A | #N/A | #N/A | #N/A | #N/A | 0
5574 | PARADISE 1104920400 | 102831104 | PARADISE 1104 | 7538.764 | 4.6854 | 66 | 0.42879 | 0.0064968 | 2126 | 21534.4744 | 137.0551 | #N/A | #N/A | #N/A | #N/A | #N/A | 0
3679 | SUNOL 1101MR297 | 14241101 | SUNOL 1101 | 9531.5764 | 5.9239 | 66 | 0.42822 | 0.0064881 | 2127 | 21540.3983 | 136.6269 | #N/A | #N/A | #N/A | #N/A | #N/A | 0
3379 | GEYSERVILLE 1101354 | 42891101 | GEYSERVILLE 1101 | 1010.2026 | 0.62784 | 79 | 0.51214 | 0.0064828 | 2128 | 21541.0262 | 136.1147 | #N/A | #N/A | #N/A | #N/A | #N/A | 0
5354 | FORT ROSS 1121560 | 42851121 | FORT ROSS 1121 | 8145.5491 | 5.0625 | 31 | 0.20026 | 0.0064599 | 2129 | 21546.0887 | 135.9145 | #N/A | #N/A | #N/A | #N/A | #N/A | 0
1701 | CALAVERAS CEMENT 110136880 | 162211101 | CALAVERAS CEMENT 1101 | 9899.4771 | 6.1526 | 92 | 0.59319 | 0.0064477 | 2130 | 21552.2412 | 135.3213 | #N/A | #N/A | #N/A | #N/A | #N/A | 0
3076 | PLACERVILLE 21061104 | 153082106 | PLACERVILLE 2106 | 79643.684 | 49.4989 | 462 | 2.9785 | 0.0064469 | 2131 | 21601.7401 | 132.3428 | #N/A | #N/A | #N/A | #N/A | #N/A | 0
6813 | CASTRO VALLEY 111010315 | 14091110 | CASTRO VALLEY 1110 | 8831.8074 | 5.489 | 53 | 0.34084 | 0.006431 | 2132 | 21607.2291 | 132.002 | #N/A | #N/A | #N/A | #N/A | #N/A | 0
7135 | MOLINO 1102982462 | 42571102 | MOLINO 1102 | 2320.5593 | 1.4422 | 18 | 0.11569 | 0.006427 | 2133 | 21608.6713 | 131.8863 | #N/A | #N/A | #N/A | #N/A | #N/A | 0
8349 | BRUNSWICK 1110CB | 152481110 | BRUNSWICK 1110 | 5.4992 | 0.0034177 | 26 | 0.16685 | 0.0064174 | 2134 | 21608.6748 | 131.7194 | 131.7194 | #N/A | #N/A | #N/A | #N/A | 1
3244 | PLACERVILLE 111219712 | 153081112 | PLACERVILLE 1112 | 20776.2868 | 12.9125 | 151 | 0.96818 | 0.0064118 | 2135 | 21621.5873 | 130.7513 | #N/A | #N/A | #N/A | #N/A | #N/A | 0
3409 | PINE GROVE 110213438 | 163751102 | PINE GROVE 1102 | 26618.9181 | 16.5438 | 172 | 1.1008 | 0.0063999 | 2136 | 21638.1311 | 129.6505 | #N/A | #N/A | #N/A | #N/A | #N/A | 0
9640 | OLEMA 110149756 | 42291101 | OLEMA 1101 | 1727.7805 | 1.0738 | 40 | 0.25449 | 0.0063622 | 2137 | 21639.2049 | 129.396 | #N/A | #N/A | #N/A | #N/A | #N/A | 0
5813 | PERRY 1101CB | 183071101 | PERRY 1101 | 4085.1757 | 2.539 | 27 | 0.16885 | 0.0062536 | 2138 | 21641.7438 | 129.2271 | #N/A | #N/A | #N/A | #N/A | #N/A | 0
5598 | FROGTOWN 170236870 | 163451702 | FROGTOWN 1702 | 541.2922 | 0.33642 | 29 | 0.1812 | 0.0062483 | 2139 | 21642.0803 | 129.0459 | #N/A | #N/A | #N/A | #N/A | #N/A | 0
7823 | FORT BRAGG A 11013113 | 42761101 | FORT BRAGG A 1101 | 16133.333 | 10.0269 | 68 | 0.42396 | 0.0062347 | 2140 | 21652.1072 | 128.622 | #N/A | #N/A | #N/A | #N/A | #N/A | 0
3839 | PARADISE 11052214 | 102831105 | PARADISE 1105 | 24265.0129 | 15.0808 | 233 | 1.4503 | 0.0062243 | 2141 | 21667.188 | 127.1717 | #N/A | #N/A | #N/A | #N/A | #N/A | 0
955 | STANISLAUS 170179826 | 162821701 | STANISLAUS 1701 | 16584.8842 | 10.3076 | 95 | 0.59051 | 0.0062159 | 2142 | 21677.4956 | 126.5812 | #N/A | #N/A | #N/A | #N/A | #N/A | 0
165 | CHALLENGE 110198174 | 103201101 | CHALLENGE 1101 | 19681.5881 | 12.2322 | 66 | 0.40952 | 0.0062048 | 2143 | 21689.7278 | 126.1717 | #N/A | #N/A | #N/A | #N/A | #N/A | 0
2120 | BRUNSWICK 110350070 | 152481103 | BRUNSWICK 1103 | 28555.3412 | 17.7473 | 201 | 1.2469 | 0.0062036 | 2144 | 21707.475 | 124.9248 | #N/A | #N/A | #N/A | #N/A | #N/A | 0
4607 | SARATOGA 1107413816 | 83371107 | SARATOGA 1107 | 17928.3843 | 11.1426 | 104 | 0.64404 | 0.0061927 | 2145 | 21718.6176 | 124.2807 | #N/A | #N/A | #N/A | #N/A | #N/A | 0
1564 | SAN LUIS OBISPO 1101483444 | 182631101 | SAN LUIS OBISPO 1101 | 3311.0968 | 2.0579 | 67 | 0.4124 | 0.0061552 | 2146 | 21720.6754 | 123.8683 | #N/A | #N/A | #N/A | #N/A | #N/A | 0
4427 | PLACERVILLE 11118582 | 153081111 | PLACERVILLE 1111 | 15254.7771 | 9.4809 | 163 | 0.99993 | 0.0061345 | 2147 | 21730.1563 | 122.8684 | #N/A | #N/A | #N/A | #N/A | #N/A | 0
9649 | LOS GATOS 1107LA60 | 82021107 | LOS GATOS 1107 | 13957.1729 | 8.6744 | 61 | 0.3737 | 0.0061263 | 2148 | 21738.8308 | 122.4947 | #N/A | #N/A | #N/A | #N/A | #N/A | 0
3992 | VOLTA 11021502 | 102541102 | VOLTA 1102 | 11680.2523 | 7.2593 | 80 | 0.48915 | 0.0061144 | 2149 | 21746.0901 | 122.0056 | #N/A | #N/A | #N/A | #N/A | #N/A | 0
4576 | VALLEY VIEW 1106CB | 14341106 | VALLEY VIEW 1106 | 6042.2888 | 3.7553 | 50 | 0.30391 | 0.0060781 | 2150 | 21749.8454 | 121.7016 | #N/A | #N/A | #N/A | #N/A | #N/A | 0
10363 | SAN LEANDRO U 1114653758 | 13111114 | SAN LEANDRO U 1114 | 582.3673 | 0.36194 | 5 | 0.030336 | 0.0060671 | 2151 | 21750.2074 | 121.6713 | 121.6713 | #N/A | #N/A | #N/A | #N/A | 1
7007 | ORO FINO 110238698 | 103031102 | ORO FINO 1102 | 25178.9612 | 15.6488 | 103 | 0.62159 | 0.0060349 | 2152 | 21765.8562 | 121.0497 | #N/A | #N/A | #N/A | #N/A | #N/A | 0
3531 | HALF MOON BAY 11039112 | 24101103 | HALF MOON BAY 1103 | 1386.5143 | 0.86172 | 68 | 0.40806 | 0.0060009 | 2153 | 21766.7179 | 120.6417 | #N/A | #N/A | #N/A | #N/A | #N/A | 0
9344 | HALF MOON BAY 1101821698 | 24101101 | HALF MOON BAY 1101 | 1364.9269 | 0.84831 | 9 | 0.054007 | 0.0060008 | 2154 | 21767.5662 | 120.5876 | #N/A | #N/A | #N/A | #N/A | #N/A | 0
10526 | SANTA ROSA A 1108409621 | 42151108 | SANTA ROSA A 1108 | 219.1314 | 0.13619 | 4 | 0.023977 | 0.0059943 | 2155 | 21767.7024 | 120.5637 | #N/A | #N/A | #N/A | #N/A | #N/A | 0
3796 | CAMP EVERS 210612518 | 83622106 | CAMP EVERS 2106 | 25177.1399 | 15.6477 | 145 | 0.85978 | 0.0059295 | 2156 | 21783.3501 | 119.7039 | #N/A | #N/A | #N/A | #N/A | #N/A | 0
2601 | BRUNSWICK 11062104 | 152481106 | BRUNSWICK 1106 | 15810.2753 | 9.8261 | 123 | 0.72777 | 0.0059169 | 2157 | 21793.1763 | 118.9761 | #N/A | #N/A | #N/A | #N/A | #N/A | 0
2204 | OAKHURST 11035470 | 254421103 | OAKHURST 1103 | 14989.8273 | 9.3162 | 104 | 0.61457 | 0.0059093 | 2158 | 21802.4925 | 118.3616 | #N/A | #N/A | #N/A | #N/A | #N/A | 0
2618 | ARVIN 110194892 | 253801101 | ARVIN 1101 | 345.9853 | 0.21503 | 66 | 0.38983 | 0.0059064 | 2159 | 21802.7075 | 117.9717 | #N/A | #N/A | #N/A | #N/A | #N/A | 0
6041 | CAMP EVERS 210694770 | 83622106 | CAMP EVERS 2106 | 3806.5671 | 2.3658 | 55 | 0.32482 | 0.0059058 | 2160 | 21805.0733 | 117.6469 | #N/A | #N/A | #N/A | #N/A | #N/A | 0
1981 | COTATI 1105328 | 42271105 | COTATI 1105 | 2414.9476 | 1.5009 | 173 | 1.0175 | 0.0058817 | 2161 | 21806.5742 | 116.6294 | #N/A | #N/A | #N/A | #N/A | #N/A | 0
519 | POINT ARENA 110147952 | 43381101 | POINT ARENA 1101 | 16717.6297 | 10.3901 | 88 | 0.51485 | 0.0058506 | 2162 | 21816.9643 | 116.1145 | #N/A | #N/A | #N/A | #N/A | #N/A | 0
2535 | COTATI 1102825 | 42271102 | COTATI 1102 | 749.4567 | 0.46579 | 26 | 0.15112 | 0.0058122 | 2163 | 21817.4301 | 115.9634 | #N/A | #N/A | #N/A | #N/A | #N/A | 0
698 | RESERVATION ROAD 11013026 | 182731101 | RESERVATION ROAD 1101 | 35201.2582 | 21.8777 | 238 | 1.3726 | 0.0057671 | 2164 | 21839.3078 | 114.5908 | #N/A | #N/A | #N/A | #N/A | #N/A | 0
4296 | MORGAN HILL 2105XR494 | 83242105 | MORGAN HILL 2105 | 737.5052 | 0.45836 | 98 | 0.56354 | 0.0057504 | 2165 | 21839.7662 | 114.0273 | #N/A | #N/A | #N/A | #N/A | #N/A | 0
875 | FULTON 110777670 | 42561107 | FULTON 1107 | 10874.5833 | 6.7586 | 98 | 0.56305 | 0.0057454 | 2166 | 21846.5248 | 113.4642 | #N/A | #N/A | #N/A | #N/A | #N/A | 0
2839 | CAMP EVERS 210510294 | 83622105 | CAMP EVERS 2105 | 13501.9938 | 8.3915 | 95 | 0.54194 | 0.0057046 | 2167 | 21854.9163 | 112.9223 | #N/A | #N/A | #N/A | #N/A | #N/A | 0
4923 | GEYSERVILLE 1101480 | 42891101 | GEYSERVILLE 1101 | 2502.4894 | 1.5553 | 161 | 0.91803 | 0.0057021 | 2168 | 21856.4716 | 112.0043 | #N/A | #N/A | #N/A | #N/A | #N/A | 0
5117 | WOODSIDE 11018912 | 24251101 | WOODSIDE 1101 | 6268.7877 | 3.8961 | 52 | 0.29627 | 0.0056974 | 2169 | 21860.3677 | 111.708 | #N/A | #N/A | #N/A | #N/A | #N/A | 0
6008 | GEYSERVILLE 1101482 | 42891101 | GEYSERVILLE 1101 | 595.0555 | 0.36983 | 38 | 0.2155 | 0.0056711 | 2170 | 21860.7375 | 111.4925 | #N/A | #N/A | #N/A | #N/A | #N/A | 0
3612 | BIG BASIN 110212992 | 82841102 | BIG BASIN 1102 | 22915.4569 | 14.242 | 160 | 0.90521 | 0.0056575 | 2171 | 21874.9796 | 110.5873 | 110.5873 | #N/A | #N/A | #N/A | #N/A | 1
151 | SUMMIT 1102CB | 152591102 | SUMMIT 1102 | 1694.4122 | 1.0531 | 22 | 0.12422 | 0.0056462 | 2172 | 21876.0327 | 110.4631 | 110.4631 | #N/A | #N/A | #N/A | #N/A | 1
585 | LUCERNE 110647198 | 43351106 | LUCERNE 1106 | 4939.462 | 3.0699 | 70 | 0.39345 | 0.0056207 | 2173 | 21879.1026 | 110.0696 | #N/A | #N/A | #N/A | #N/A | #N/A | 0
7910 | SILVERADO 2105167360 | 43432105 | SILVERADO 2105 | 15413.5909 | 9.5796 | 70 | 0.39281 | 0.0056116 | 2174 | 21888.6822 | 109.6768 | 109.6768 | #N/A | #N/A | #N/A | #N/A | 1
1304 | CURTIS 17028000 | 163351702 | CURTIS 1702 | 23055.4602 | 14.3291 | 174 | 0.97497 | 0.0056032 | 2175 | 21903.0112 | 108.7018 | #N/A | #N/A | #N/A | #N/A | #N/A | 0
417 | RALSTON 1101CB | 24141101 | RALSTON 1101 | 606.8044 | 0.37713 | 37 | 0.207 | 0.0055946 | 2176 | 21903.3884 | 108.4948 | #N/A | #N/A | #N/A | #N/A | #N/A | 0
1975 | RALSTON 11022028 | 24141102 | RALSTON 1102 | 3373.7724 | 2.0968 | 38 | 0.21223 | 0.0055851 | 2177 | 21905.4852 | 108.2826 | #N/A | #N/A | #N/A | #N/A | #N/A | 0
6769 | ATASCADERO 1101A50 | 182541101 | ATASCADERO 1101 | 31118.7087 | 19.3404 | 269 | 1.5011 | 0.0055802 | 2178 | 21924.8256 | 106.7815 | #N/A | #N/A | #N/A | #N/A | #N/A | 0
2377 | GUALALA 11121294 | 42841112 | GUALALA 1112 | 31953.6798 | 19.8593 | 234 | 1.2961 | 0.0055387 | 2179 | 21944.6849 | 105.4855 | #N/A | #N/A | #N/A | #N/A | #N/A | 0
5858 | FAIRVIEW 2207P150 | 13432207 | FAIRVIEW 2207 | 3652.8381 | 2.2703 | 18 | 0.09937 | 0.0055206 | 2180 | 21946.9552 | 105.3861 | #N/A | #N/A | #N/A | #N/A | #N/A | 0
2861 | PIT NO 5 11011660 | 101321101 | PIT NO 5 1101 | 7855.6793 | 4.8823 | 43 | 0.23729 | 0.0055185 | 2181 | 21951.8375 | 105.1488 | 105.1488 | #N/A | #N/A | #N/A | #N/A | 1
4568 | RINCON 1101CB | 43321101 | RINCON 1101 | 2580.5041 | 1.6038 | 68 | 0.37397 | 0.0054995 | 2182 | 21953.4413 | 104.7748 | #N/A | #N/A | #N/A | #N/A | #N/A | 0
8511 | SAN ARDO 1101610148 | 182191101 | SAN ARDO 1101 | 3154.5584 | 1.9606 | 58 | 0.31791 | 0.0054812 | 2183 | 21955.4019 | 104.4569 | #N/A | #N/A | #N/A | #N/A | #N/A | 0
4730 | HARTLEY 110194178 | 43211101 | HARTLEY 1101 | 3457.4484 | 2.1488 | 57 | 0.3113 | 0.0054615 | 2184 | 21957.5507 | 104.1456 | #N/A | #N/A | #N/A | #N/A | #N/A | 0
1445 | BIG BASIN 1102CB | 82841102 | BIG BASIN 1102 | 9963.4073 | 6.1923 | 59 | 0.31943 | 0.0054141 | 2185 | 21963.743 | 103.8262 | #N/A | 103.8262 | #N/A | #N/A | #N/A | 2
6388 | HALF MOON BAY 11036012 | 24101103 | HALF MOON BAY 1103 | 10729.2764 | 6.6683 | 79 | 0.42722 | 0.0054078 | 2186 | 21970.4113 | 103.399 | #N/A | #N/A | #N/A | #N/A | #N/A | 0
629 | LAURELES 11112020 | 182371111 | LAURELES 1111 | 55275.2572 | 34.3538 | 281 | 1.5107 | 0.005376 | 2187 | 22004.7651 | 101.8883 | #N/A | #N/A | #N/A | #N/A | #N/A | 0
3079 | OCEANO 1102V50 | 182601102 | OCEANO 1102 | 11517.5193 | 7.1582 | 107 | 0.57427 | 0.005367 | 2188 | 22011.9233 | 101.3141 | #N/A | #N/A | #N/A | #N/A | #N/A | 0
342 | WOODACRE 1101404 | 43021101 | WOODACRE 1101 | 19975.081 | 12.4146 | 152 | 0.81576 | 0.0053668 | 2189 | 22024.3378 | 100.4983 | #N/A | #N/A | #N/A | #N/A | #N/A | 0
4506 | TIDEWATER 210657926 | 14652106 | TIDEWATER 2106 | 200.7916 | 0.12479 | 97 | 0.51954 | 0.0053561 | 2190 | 22024.4626 | 99.9788 | #N/A | #N/A | #N/A | #N/A | #N/A | 0
6794 | CAMP EVERS 21055188 | 83622105 | CAMP EVERS 2105 | 3280.6197 | 2.0389 | 19 | 0.10162 | 0.0053482 | 2191 | 22026.5016 | 99.8771 | #N/A | #N/A | #N/A | #N/A | #N/A | 0
4962 | MONTE RIO 1113652 | 42811113 | MONTE RIO 1113 | 2607.8717 | 1.6208 | 25 | 0.13357 | 0.0053427 | 2192 | 22028.1224 | 99.7436 | #N/A | #N/A | #N/A | #N/A | #N/A | 0
5950 | COTATI 1102260 | 42271102 | COTATI 1102 | 4317.1662 | 2.6831 | 68 | 0.36316 | 0.0053405 | 2193 | 22030.8055 | 99.3804 | #N/A | #N/A | #N/A | #N/A | #N/A | 0
2816 | HICKS 2101574315 | 83432101 | HICKS 2101 | 11904.9852 | 7.399 | 78 | 0.4148 | 0.005318 | 2194 | 22038.2045 | 98.9656 | #N/A | #N/A | #N/A | #N/A | #N/A | 0
4882 | NARROWS 210276952 | 153132102 | NARROWS 2102 | 3648.4496 | 2.2675 | 161 | 0.84337 | 0.0052383 | 2195 | 22040.472 | 98.1222 | #N/A | #N/A | #N/A | #N/A | #N/A | 0
8374 | SAN JOAQUIN #3 1103501771 | 252531103 | SAN JOAQUIN #3 1103 | 7891.6601 | 4.9047 | 54 | 0.28214 | 0.0052248 | 2196 | 22045.3767 | 97.8401 | #N/A | #N/A | #N/A | #N/A | #N/A | 0
4446 | OTTER 1101440 | 182941101 | OTTER 1101 | 13392.7701 | 8.3237 | 107 | 0.5515 | 0.0051543 | 2197 | 22053.7004 | 97.2886 | #N/A | #N/A | #N/A | #N/A | #N/A | 0
1813 | PUEBLO 210375612 | 43292103 | PUEBLO 2103 | 0 | 0 | 114 | 0.58294 | 0.0051135 | 2198 | 22053.7004 | 96.7057 | #N/A | #N/A | #N/A | #N/A | #N/A | 0
3962 | POINT MORETTI 110112122 | 82931101 | POINT MORETTI 1101 | 10570.3766 | 6.5695 | 63 | 0.32133 | 0.0051004 | 2199 | 22060.2699 | 96.3843 | #N/A | #N/A | #N/A | #N/A | #N/A | 0
6972 | BRUNSWICK 1102940 | 152481102 | BRUNSWICK 1102 | 1911.101 | 1.1878 | 46 | 0.23308 | 0.005067 | 2200 | 22061.4577 | 96.1513 | #N/A | #N/A | #N/A | #N/A | #N/A | 0
2994 | SHADY GLEN 110132726 | 152431101 | SHADY GLEN 1101 | 19581.5665 | 12.17 | 146 | 0.73876 | 0.00506 | 2201 | 22073.6277 | 95.4125 | #N/A | #N/A | #N/A | #N/A | #N/A | 0
5931 | EAST QUINCY 11012452 | 102551101 | EAST QUINCY 1101 | 228.5177 | 0.14202 | 87 | 0.43716 | 0.0050248 | 2202 | 22073.7697 | 94.9753 | #N/A | #N/A | #N/A | #N/A | #N/A | 0
1799 | MORGAN HILL 2105XR578 | 83242105 | MORGAN HILL 2105 | 261.0602 | 0.16225 | 12 | 0.060209 | 0.0050174 | 2203 | 22073.932 | 94.9151 | #N/A | #N/A | #N/A | #N/A | #N/A | 0
5416 | ANNAPOLIS 1101528344 | 42861101 | ANNAPOLIS 1101 | 43372.0838 | 26.9559 | 171 | 0.85498 | 0.0049999 | 2204 | 22100.8879 | 94.0601 | #N/A | #N/A | #N/A | #N/A | #N/A | 0
7537 | LOS OSITOS 2102148504 | 182082102 | LOS OSITOS 2102 | 275.7602 | 0.17139 | 14 | 0.069948 | 0.0049963 | 2205 | 22101.0593 | 93.9902 | #N/A | #N/A | #N/A | #N/A | #N/A | 0
235 | KONOCTI 11022293 | 43311102 | KONOCTI 1102 | 2820.5709 | 1.753 | 21 | 0.10427 | 0.0049653 | 2206 | 22102.8123 | 93.8859 | #N/A | #N/A | #N/A | #N/A | #N/A | 0
3072 | ANTLER 1101CB | 103271101 | ANTLER 1101 | 2574.4725 | 1.6 | 18 | 0.088829 | 0.0049349 | 2207 | 22104.4123 | 93.7971 | 93.7971 | #N/A | #N/A | #N/A | #N/A | 1
8410 | CAMP EVERS 210611533 | 83622106 | CAMP EVERS 2106 | 4249.6596 | 2.6412 | 28 | 0.13679 | 0.0048855 | 2208 | 22107.0535 | 93.6603 | #N/A | #N/A | #N/A | #N/A | #N/A | 0
3050 | AUBERRY 1101R324 | 254151101 | AUBERRY 1101 | 17238.3934 | 10.7137 | 119 | 0.5799 | 0.0048731 | 2209 | 22117.7672 | 93.0804 | #N/A | #N/A | #N/A | #N/A | #N/A | 0
9906 | POINT MORETTI 110183716 | 82931101 | POINT MORETTI 1101 | 4027.3677 | 2.503 | 22 | 0.10689 | 0.0048588 | 2210 | 22120.2703 | 92.9735 | #N/A | #N/A | #N/A | #N/A | #N/A | 0
5631 | PARADISE 1105878870 | 102831105 | PARADISE 1105 | 4057.446 | 2.5217 | 29 | 0.1404 | 0.0048412 | 2211 | 22122.792 | 92.8331 | #N/A | #N/A | #N/A | #N/A | #N/A | 0
1901 | MOUNTAIN QUARRIES 21011184 | 152282101 | MOUNTAIN QUARRIES 2101 | 18820.6068 | 11.6971 | 136 | 0.65828 | 0.0048403 | 2212 | 22134.4891 | 92.1748 | #N/A | #N/A | #N/A | #N/A | #N/A | 0
4871 | BRUNSWICK 11052130 | 152481105 | BRUNSWICK 1105 | 23180.7639 | 14.4069 | 163 | 0.78581 | 0.0048209 | 2213 | 22148.896 | 91.389 | 91.389 | #N/A | #N/A | #N/A | #N/A | 1
10520 | CASTRO VALLEY 1110MR273 | 14091110 | CASTRO VALLEY 1110 | 1164.6083 | 0.72381 | 13 | 0.062294 | 0.0047919 | 2214 | 22149.6198 | 91.3267 | #N/A | #N/A | #N/A | #N/A | #N/A | 0
9367 | REDBUD 110244119 | 43191102 | REDBUD 1102 | 512.7214 | 0.31866 | 35 | 0.16668 | 0.0047623 | 2215 | 22149.9385 | 91.1601 | #N/A | #N/A | #N/A | #N/A | #N/A | 0
1147 | STAFFORD 11011082 | 43201101 | STAFFORD 1101 | 2511.2326 | 1.5607 | 36 | 0.17143 | 0.0047619 | 2216 | 22151.4992 | 90.9886 | #N/A | #N/A | #N/A | #N/A | #N/A | 0
2516 | MIWUK 17028130 | 163661702 | MIWUK 1702 | 15961.1359 | 9.9199 | 123 | 0.5855 | 0.0047602 | 2217 | 22161.4191 | 90.4031 | #N/A | #N/A | #N/A | #N/A | #N/A | 0
2340 | JESSUP 1102CB | 103441102 | JESSUP 1102 | 159.6823 | 0.099243 | 47 | 0.22372 | 0.0047601 | 2218 | 22161.5184 | 90.1794 | #N/A | #N/A | #N/A | #N/A | #N/A | 0
10932 | CALPELLA 1102127462 | 43411102 | CALPELLA 1102 | 189.2737 | 0.11763 | 2 | 0.0094316 | 0.0047158 | 2219 | 22161.636 | 90.17 | #N/A | #N/A | #N/A | #N/A | #N/A | 0
9177 | MORAGA 1105829530 | 13801105 | MORAGA 1105 | 2687.7051 | 1.6704 | 32 | 0.15048 | 0.0047024 | 2220 | 22163.3064 | 90.0195 | 90.0195 | #N/A | #N/A | #N/A | #N/A | 1
1591 | SAN JOAQUIN #3 1101673480 | 252531101 | SAN JOAQUIN #3 1101 | 20487.8392 | 12.7333 | 88 | 0.41346 | 0.0046984 | 2221 | 22176.0397 | 89.606 | #N/A | #N/A | #N/A | #N/A | #N/A | 0
7450 | WILLOW CREEK 1103CB | 192171103 | WILLOW CREEK 1103 | 6307.2067 | 3.92 | 54 | 0.25202 | 0.0046671 | 2222 | 22179.9596 | 89.354 | 89.354 | #N/A | #N/A | #N/A | #N/A | 1
3048 | LAURELES 1111432 | 182371111 | LAURELES 1111 | 79373.0607 | 49.3307 | 320 | 1.488 | 0.0046501 | 2223 | 22229.2903 | 87.866 | #N/A | #N/A | #N/A | #N/A | #N/A | 0
9657 | PIT NO 5 1101CB | 101321101 | PIT NO 5 1101 | 1162.2395 | 0.72234 | 10 | 0.046279 | 0.0046279 | 2224 | 22230.0127 | 87.8197 | #N/A | #N/A | #N/A | #N/A | #N/A | 0
2107 | MIRABEL 110238514 | 42091102 | MIRABEL 1102 | 17257.2473 | 10.7254 | 102 | 0.47021 | 0.0046099 | 2225 | 22240.7381 | 87.3495 | #N/A | #N/A | #N/A | #N/A | #N/A | 0
4382 | WOODSIDE 11011922 | 24251101 | WOODSIDE 1101 | 7391.7604 | 4.594 | 70 | 0.32116 | 0.004588 | 2226 | 22245.3321 | 87.0283 | #N/A | #N/A | #N/A | #N/A | #N/A | 0
4539 | LOS GATOS 110760118 | 82021107 | LOS GATOS 1107 | 44902.9478 | 27.9074 | 323 | 1.4785 | 0.0045775 | 2227 | 22273.2395 | 85.5498 | #N/A | #N/A | #N/A | #N/A | #N/A | 0
8332 | VINEYARD 2108MR172 | 14502108 | VINEYARD 2108 | 856.8002 | 0.5325 | 26 | 0.11876 | 0.0045679 | 2228 | 22273.772 | 85.431 | #N/A | #N/A | #N/A | #N/A | #N/A | 0
4690 | CORRAL 1103681991 | 162991103 | CORRAL 1103 | 2212.0344 | 1.3748 | 50 | 0.22586 | 0.0045171 | 2229 | 22275.1468 | 85.2052 | #N/A | #N/A | #N/A | #N/A | #N/A | 0
10188 | BOLINAS 11011232 | 42261101 | BOLINAS 1101 | 3637.3088 | 2.2606 | 22 | 0.099054 | 0.0045024 | 2230 | 22277.4074 | 85.1061 | #N/A | #N/A | #N/A | #N/A | #N/A | 0
4590 | REDBUD 11021212 | 43191102 | REDBUD 1102 | 0 | 0 | 62 | 0.2789 | 0.0044984 | 2231 | 22277.4074 | 84.8272 | #N/A | #N/A | #N/A | #N/A | #N/A | 0
6700 | TIVY VALLEY 1107CB | 252941107 | TIVY VALLEY 1107 | 290.0531 | 0.18027 | 155 | 0.69495 | 0.0044835 | 2232 | 22277.5876 | 84.1323 | #N/A | #N/A | #N/A | #N/A | #N/A | 0
7824 | CAYUCOS 1102317156 | 182551102 | CAYUCOS 1102 | 3816.311 | 2.3719 | 67 | 0.29506 | 0.0044039 | 2233 | 22279.9595 | 83.8372 | #N/A | #N/A | #N/A | #N/A | #N/A | 0
9117 | WEST POINT 11021535 | 163201102 | WEST POINT 1102 | 4933.5895 | 3.0662 | 30 | 0.13136 | 0.0043786 | 2234 | 22283.0257 | 83.7058 | #N/A | #N/A | #N/A | #N/A | #N/A | 0
1000 | MORGAN HILL 2111CB | 83242111 | MORGAN HILL 2111 | 353.0082 | 0.2194 | 38 | 0.16582 | 0.0043636 | 2235 | 22283.2451 | 83.54 | #N/A | #N/A | #N/A | #N/A | #N/A | 0
9339 | LAKEWOOD 2109432198 FM | 13532109 | LAKEWOOD 2109 | 907.0096 | 0.56371 | 31 | 0.13525 | 0.004363 | 2236 | 22283.8088 | 83.4048 | #N/A | #N/A | #N/A | #N/A | #N/A | 0
420 | ARCATA 11225384 | 192021122 | ARCATA 1122 | 25050.2712 | 15.5688 | 202 | 0.88081 | 0.0043604 | 2237 | 22299.3777 | 82.524 | #N/A | #N/A | #N/A | #N/A | #N/A | 0
268 | MIRABEL 1102332 | 42091102 | MIRABEL 1102 | 9174.8238 | 5.7022 | 67 | 0.29194 | 0.0043573 | 2238 | 22305.0799 | 82.232 | #N/A | #N/A | #N/A | #N/A | #N/A | 0
6281 | MONTE RIO 11131989 | 42811113 | MONTE RIO 1113 | 1195.1936 | 0.74282 | 9 | 0.039138 | 0.0043487 | 2239 | 22305.8227 | 82.1929 | #N/A | #N/A | #N/A | #N/A | #N/A | 0
11081 | OAKHURST 110310723 | 254421103 | OAKHURST 1103 | 6.3415 | 0.0039412 | 1 | 0.0043094 | 0.0043094 | 2240 | 22305.8266 | 82.1886 | #N/A | #N/A | #N/A | #N/A | #N/A | 0
8151 | SILVERADO 2105309298 | 43432105 | SILVERADO 2105 | 1768.6422 | 1.0992 | 23 | 0.099116 | 0.0043094 | 2241 | 22306.9259 | 82.0895 | #N/A | 82.0895 | #N/A | #N/A | #N/A | 2
4858 | GUALALA 111223444 | 42841112 | GUALALA 1112 | 23380.6907 | 14.5312 | 135 | 0.57599 | 0.0042666 | 2242 | 22321.457 | 81.5135 | #N/A | #N/A | #N/A | #N/A | #N/A | 0
2658 | CAMP EVERS 210660124 | 83622106 | CAMP EVERS 2106 | 36140.2282 | 22.4613 | 267 | 1.1389 | 0.0042657 | 2243 | 22343.9183 | 80.3745 | #N/A | #N/A | #N/A | #N/A | #N/A | 0
7144 | BELLEVUE 1102392 | 43181102 | BELLEVUE 1102 | 404.9115 | 0.25165 | 68 | 0.28853 | 0.0042431 | 2244 | 22344.17 | 80.086 | #N/A | #N/A | #N/A | #N/A | #N/A | 0
5164 | MORAGA 1104N532R | 13801104 | MORAGA 1104 | 5942.762 | 3.6935 | 65 | 0.27482 | 0.004228 | 2245 | 22347.8635 | 79.8112 | #N/A | #N/A | #N/A | #N/A | #N/A | 0
9096 | BIG BASIN 11022253 | 82841102 | BIG BASIN 1102 | 2335.3363 | 1.4514 | 12 | 0.050377 | 0.0041981 | 2246 | 22349.3149 | 79.7608 | #N/A | #N/A | #N/A | #N/A | #N/A | 0
4580 | WEST POINT 11021341 | 163201102 | WEST POINT 1102 | 15927.2159 | 9.8988 | 87 | 0.36454 | 0.0041901 | 2247 | 22359.2137 | 79.3962 | #N/A | #N/A | #N/A | #N/A | #N/A | 0
2630 | MC ARTHUR 110153120 | 103491101 | MC ARTHUR 1101 | 173.1766 | 0.10763 | 92 | 0.38483 | 0.004183 | 2248 | 22359.3213 | 79.0114 | #N/A | #N/A | #N/A | #N/A | #N/A | 0
9114 | LAS GALLINAS A 1105CB | 42991105 | LAS GALLINAS A 1105 | 710.3038 | 0.44146 | 26 | 0.10768 | 0.0041416 | 2249 | 22359.7628 | 78.9037 | #N/A | #N/A | #N/A | #N/A | #N/A | 0
2500 | EL DORADO PH 2101CB | 152762101 | EL DORADO PH 2101 | 11999.4505 | 7.4577 | 74 | 0.3064 | 0.0041406 | 2250 | 22367.2205 | 78.5973 | #N/A | 78.5973 | #N/A | #N/A | #N/A | 2
2083 | ALTO 11201214 | 42031120 | ALTO 1120 | 5549.8668 | 3.4493 | 45 | 0.18594 | 0.004132 | 2251 | 22370.6698 | 78.4114 | #N/A | #N/A | #N/A | #N/A | #N/A | 0
1240 | EL DORADO PH 210126000 | 152762101 | EL DORADO PH 2101 | 55311.5705 | 34.3764 | 339 | 1.3974 | 0.0041222 | 2252 | 22405.0461 | 77.014 | #N/A | #N/A | #N/A | #N/A | #N/A | 0
2830 | MENLO 11029110 | 24131102 | MENLO 1102 | 1491.4373 | 0.92693 | 138 | 0.55893 | 0.0040502 | 2253 | 22405.9731 | 76.455 | #N/A | #N/A | #N/A | #N/A | #N/A | 0
8665 | BRUNSWICK 111094368 | 152481110 | BRUNSWICK 1110 | 596.3821 | 0.37065 | 9 | 0.036317 | 0.0040353 | 2254 | 22406.3437 | 76.4187 | #N/A | #N/A | #N/A | #N/A | #N/A | 0
2181 | MERCED FALLS 110222774 | 252811102 | MERCED FALLS 1102 | 1624.1247 | 1.0094 | 27 | 0.10841 | 0.0040151 | 2255 | 22407.3531 | 76.3103 | #N/A | #N/A | #N/A | #N/A | #N/A | 0
2725 | BIG BASIN 110212124 | 82841102 | BIG BASIN 1102 | 7217.2962 | 4.4856 | 59 | 0.2367 | 0.0040119 | 2256 | 22411.8387 | 76.0736 | #N/A | #N/A | #N/A | #N/A | #N/A | 0
1448 | PARADISE 1103CB | 102831103 | PARADISE 1103 | 2217.6155 | 1.3783 | 61 | 0.24245 | 0.0039747 | 2257 | 22413.2169 | 75.8311 | #N/A | #N/A | #N/A | #N/A | #N/A | 0
3467 | WEIMAR 11012740 | 152491101 | WEIMAR 1101 | 30939.0056 | 19.2287 | 235 | 0.93271 | 0.003969 | 2258 | 22432.4457 | 74.8984 | #N/A | #N/A | #N/A | #N/A | #N/A | 0
497 | AUBURN 1101173014 | 152161101 | AUBURN 1101 | 5290.5313 | 3.2881 | 43 | 0.16924 | 0.0039357 | 2259 | 22435.7338 | 74.7292 | #N/A | #N/A | #N/A | #N/A | #N/A | 0
7194 | WEST POINT 1101L373 | 163201101 | WEST POINT 1101 | 11899.5211 | 7.3956 | 93 | 0.36311 | 0.0039044 | 2260 | 22443.1294 | 74.3661 | #N/A | #N/A | #N/A | #N/A | #N/A | 0
6474 | STAFFORD 11021048 | 43201102 | STAFFORD 1102 | 8484.8832 | 5.2734 | 72 | 0.28093 | 0.0039018 | 2261 | 22448.4027 | 74.0851 | #N/A | #N/A | #N/A | #N/A | #N/A | 0
4378 | RESERVATION ROAD 110222136 | 182731102 | RESERVATION ROAD 1102 | 2842.9957 | 1.7669 | 59 | 0.22909 | 0.0038829 | 2262 | 22450.1697 | 73.856 | #N/A | #N/A | #N/A | #N/A | #N/A | 0
7747 | ANITA 1106552724 | 102841106 | ANITA 1106 | 2363.8176 | 1.4691 | 77 | 0.29791 | 0.0038689 | 2263 | 22451.6388 | 73.5581 | #N/A | #N/A | #N/A | #N/A | #N/A | 0
6189 | PLACER 1101106534 | 152461101 | PLACER 1101 | 1949.2483 | 1.2115 | 38 | 0.14601 | 0.0038425 | 2264 | 22452.8503 | 73.4121 | #N/A | #N/A | #N/A | #N/A | #N/A | 0
8134 | MORAGA 110518396 | 13801105 | MORAGA 1105 | 293.2889 | 0.18228 | 16 | 0.061277 | 0.0038298 | 2265 | 22453.0325 | 73.3509 | #N/A | #N/A | #N/A | #N/A | #N/A | 0
2828 | PANORAMA 11019092 | 103461101 | PANORAMA 1101 | 255.1238 | 0.15856 | 113 | 0.43208 | 0.0038237 | 2266 | 22453.1911 | 72.9188 | #N/A | #N/A | #N/A | #N/A | #N/A | 0
1451 | MIWUK 1701953336 | 163661701 | MIWUK 1701 | 19079.6136 | 11.8581 | 132 | 0.50381 | 0.0038168 | 2267 | 22465.0492 | 72.415 | #N/A | #N/A | #N/A | #N/A | #N/A | 0
8189 | CAMP EVERS 210660120 | 83622106 | CAMP EVERS 2106 | 6993.663 | 4.3466 | 42 | 0.16006 | 0.0038109 | 2268 | 22469.3957 | 72.2549 | #N/A | #N/A | #N/A | #N/A | #N/A | 0
3086 | PANOCHE 11034016 | 253671103 | PANOCHE 1103 | 3776.8409 | 2.3473 | 59 | 0.22447 | 0.0038045 | 2269 | 22471.7431 | 72.0304 | #N/A | #N/A | #N/A | #N/A | #N/A | 0
3744 | FORESTHILL 110150486 | 152181101 | FORESTHILL 1101 | 18786.575 | 11.6759 | 163 | 0.61325 | 0.0037623 | 2270 | 22483.419 | 71.4172 | #N/A | #N/A | #N/A | #N/A | #N/A | 0
1371 | PINE GROVE 11021222 | 163751102 | PINE GROVE 1102 | 27771.0153 | 17.2598 | 218 | 0.81905 | 0.0037571 | 2271 | 22500.6788 | 70.5981 | #N/A | #N/A | #N/A | #N/A | #N/A | 0
2904 | MONTE RIO 111153477 | 42811111 | MONTE RIO 1111 | 3295.7871 | 2.0483 | 21 | 0.078812 | 0.0037529 | 2272 | 22502.7271 | 70.5193 | #N/A | #N/A | #N/A | #N/A | #N/A | 0
4467 | RINCON 1102CB | 43321102 | RINCON 1102 | 4772.4685 | 2.9661 | 49 | 0.18233 | 0.0037209 | 2273 | 22505.6933 | 70.337 | #N/A | #N/A | #N/A | #N/A | #N/A | 0
4949 | BRENTWOOD 210598606 | 14592105 | BRENTWOOD 2105 | 138.4782 | 0.086065 | 88 | 0.32681 | 0.0037138 | 2274 | 22505.7793 | 70.0102 | #N/A | #N/A | #N/A | #N/A | #N/A | 0
8946 | MIRABEL 110213597 | 42091102 | MIRABEL 1102 | 751.816 | 0.46726 | 6 | 0.022273 | 0.0037122 | 2275 | 22506.2466 | 69.9879 | #N/A | #N/A | #N/A | #N/A | #N/A | 0
3893 | FAIRVIEW 2207P304 | 13432207 | FAIRVIEW 2207 | 8440.4652 | 5.2458 | 47 | 0.17426 | 0.0037077 | 2276 | 22511.4924 | 69.8137 | #N/A | #N/A | #N/A | #N/A | #N/A | 0
7178 | BURNEY 11019042 | 103311101 | BURNEY 1101 | 5080.7921 | 3.1577 | 31 | 0.11469 | 0.0036996 | 2277 | 22514.6501 | 69.699 | #N/A | #N/A | #N/A | #N/A | #N/A | 0
8790 | MONTICELLO 110152910 | 43051101 | MONTICELLO 1101 | 3510.8305 | 2.182 | 41 | 0.1512 | 0.0036877 | 2278 | 22516.8321 | 69.5478 | #N/A | #N/A | #N/A | #N/A | #N/A | 0
8586 | WEST POINT 1102L3733 | 163201102 | WEST POINT 1102 | 2820.1267 | 1.7527 | 22 | 0.080956 | 0.0036798 | 2279 | 22518.5848 | 69.4668 | #N/A | #N/A | #N/A | #N/A | #N/A | 0
2143 | VOLTA 11029742 | 102541102 | VOLTA 1102 | 14685.6636 | 9.1272 | 120 | 0.44061 | 0.0036718 | 2280 | 22527.712 | 69.0262 | #N/A | #N/A | #N/A | #N/A | #N/A | 0
8195 | SAUSALITO 11021268 | 42491102 | SAUSALITO 1102 | 7937.7862 | 4.9334 | 46 | 0.16855 | 0.0036642 | 2281 | 22532.6454 | 68.8577 | #N/A | #N/A | #N/A | #N/A | #N/A | 0
200 | PETALUMA C 1109270 | 42631109 | PETALUMA C 1109 | 3397.4138 | 2.1115 | 101 | 0.36934 | 0.0036568 | 2282 | 22534.7569 | 68.4883 | #N/A | #N/A | #N/A | #N/A | #N/A | 0
9326 | COARSEGOLD 2102383092 | 254432102 | COARSEGOLD 2102 | 613.1926 | 0.3811 | 5 | 0.018173 | 0.0036345 | 2283 | 22535.138 | 68.4701 | #N/A | #N/A | #N/A | #N/A | #N/A | 0
10306 | SOLEDAD 1114413916 | 182051114 | SOLEDAD 1114 | 2275.8898 | 1.4145 | 24 | 0.086994 | 0.0036248 | 2284 | 22536.5525 | 68.3832 | #N/A | #N/A | #N/A | #N/A | #N/A | 0
6836 | LLAGAS 2106338878 | 83182106 | LLAGAS 2106 | 3300.0012 | 2.051 | 23 | 0.083266 | 0.0036203 | 2285 | 22538.6034 | 68.2999 | #N/A | #N/A | #N/A | #N/A | #N/A | 0
685 | MONTE RIO 1113524 | 42811113 | MONTE RIO 1113 | 10078.6837 | 6.2639 | 76 | 0.2749 | 0.0036171 | 2286 | 22544.8674 | 68.025 | #N/A | #N/A | #N/A | #N/A | #N/A | 0
3555 | DUNBAR 1103CB | 43071103 | DUNBAR 1103 | 4335.2228 | 2.6944 | 149 | 0.53768 | 0.0036086 | 2287 | 22547.5617 | 67.4873 | 67.4873 | #N/A | #N/A | #N/A | #N/A | 1
6157 | IGNACIO 11041290 | 42481104 | IGNACIO 1104 | 6586.7468 | 4.0937 | 126 | 0.45104 | 0.0035797 | 2288 | 22551.6554 | 67.0363 | #N/A | #N/A | #N/A | #N/A | #N/A | 0
1177 | ORO FINO 1101CB | 103031101 | ORO FINO 1101 | 35929.6836 | 22.3304 | 271 | 0.96987 | 0.0035789 | 2289 | 22573.9859 | 66.0664 | #N/A | #N/A | #N/A | 66.0664 | #N/A | 4
3178 | PENNGROVE 1101461338 | 43471101 | PENNGROVE 1101 | 2872.7742 | 1.7854 | 24 | 0.085418 | 0.0035591 | 2290 | 22575.7713 | 65.981 | #N/A | #N/A | #N/A | #N/A | #N/A | 0
3360 | GRASS VALLEY 1101CB | 152031101 | GRASS VALLEY 1101 | 1415.7705 | 0.87991 | 32 | 0.11363 | 0.0035509 | 2291 | 22576.6512 | 65.8673 | 65.8673 | #N/A | #N/A | #N/A | #N/A | 1
10815 | HICKS 2101949522 | 83432101 | HICKS 2101 | 708.2171 | 0.44016 | 2 | 0.0070929 | 0.0035464 | 2292 | 22577.0914 | 65.8603 | #N/A | #N/A | #N/A | #N/A | #N/A | 0
6548 | WEST POINT 110113444 | 163201101 | WEST POINT 1101 | 27386.8447 | 17.021 | 221 | 0.77919 | 0.0035258 | 2293 | 22594.1124 | 65.0811 | #N/A | #N/A | #N/A | #N/A | #N/A | 0
2950 | HICKS 2101XR162 | 83432101 | HICKS 2101 | 989.1765 | 0.61478 | 122 | 0.42983 | 0.0035232 | 2294 | 22594.7272 | 64.6512 | #N/A | #N/A | #N/A | #N/A | #N/A | 0
9560 | VINEYARD 2107246084 | 14502107 | VINEYARD 2107 | 385.2443 | 0.23943 | 7 | 0.024523 | 0.0035033 | 2295 | 22594.9666 | 64.6267 | #N/A | #N/A | #N/A | #N/A | #N/A | 0
3073 | CAMP EVERS 210510728 | 83622105 | CAMP EVERS 2105 | 16852.1183 | 10.4737 | 134 | 0.46719 | 0.0034865 | 2296 | 22605.4403 | 64.1595 | #N/A | #N/A | #N/A | #N/A | #N/A | 0
7203 | BRUNSWICK 110663124 | 152481106 | BRUNSWICK 1106 | 9481.8427 | 5.893 | 65 | 0.22596 | 0.0034764 | 2297 | 22611.3333 | 63.9336 | #N/A | #N/A | #N/A | #N/A | #N/A | 0
7594 | SHINGLE SPRINGS 2108CB | 153652108 | SHINGLE SPRINGS 2108 | 2376.1029 | 1.4768 | 18 | 0.062504 | 0.0034725 | 2298 | 22612.81 | 63.871 | #N/A | #N/A | #N/A | #N/A | #N/A | 0
180 | HIGGINS 11041374 | 152691104 | HIGGINS 1104 | 12470.1527 | 7.7503 | 117 | 0.40592 | 0.0034694 | 2299 | 22620.5603 | 63.4651 | #N/A | #N/A | #N/A | #N/A | #N/A | 0
8764 | TRES PINOS 1111203126 | 183221111 | TRES PINOS 1111 | 107.4611 | 0.066788 | 58 | 0.19963 | 0.0034419 | 2300 | 22620.6271 | 63.2655 | #N/A | #N/A | #N/A | #N/A | #N/A | 0
6133 | SALT SPRINGS 210237300 | 163692102 | SALT SPRINGS 2102 | 11208.5924 | 6.9662 | 41 | 0.14002 | 0.0034152 | 2301 | 22627.5932 | 63.1255 | #N/A | #N/A | #N/A | #N/A | #N/A | 0
8353 | VOLTA 110254932 | 102541102 | VOLTA 1102 | 7042.6654 | 4.377 | 46 | 0.15706 | 0.0034144 | 2302 | 22631.9703 | 62.9684 | #N/A | #N/A | #N/A | #N/A | #N/A | 0
1504 | HUMBOLDT BAY 1102741980 | 192341102 | HUMBOLDT BAY 1102 | 9241.1429 | 5.7434 | 81 | 0.27592 | 0.0034064 | 2303 | 22637.7137 | 62.6925 | #N/A | #N/A | #N/A | #N/A | #N/A | 0
341 | COTATI 1102464 | 42271102 | COTATI 1102 | 3443.5911 | 2.1402 | 103 | 0.35026 | 0.0034005 | 2304 | 22639.8539 | 62.3422 | #N/A | #N/A | #N/A | #N/A | #N/A | 0
1877 | FORT BRAGG A 110231304 | 42761102 | FORT BRAGG A 1102 | 34880.3162 | 21.6783 | 119 | 0.40289 | 0.0033857 | 2305 | 22661.5322 | 61.9394 | #N/A | #N/A | #N/A | #N/A | #N/A | 0
9731 | FITCH MOUNTAIN 1111792628 | 42751111 | FITCH MOUNTAIN 1111 | 365.6177 | 0.22723 | 13 | 0.043913 | 0.0033779 | 2306 | 22661.7594 | 61.8954 | #N/A | #N/A | #N/A | #N/A | #N/A | 0
10338 | FRANKLIN 1104P146 | 13921104 | FRANKLIN 1104 | 5843.5425 | 3.6318 | 36 | 0.12123 | 0.0033674 | 2307 | 22665.3912 | 61.7742 | #N/A | #N/A | #N/A | #N/A | #N/A | 0
11025 | CALPINE 1144304 | 48011144 | CALPINE 1144 | 74.6067 | 0.046368 | 2 | 0.006711 | 0.0033555 | 2308 | 22665.4376 | 61.7675 | #N/A | #N/A | #N/A | #N/A | #N/A | 0
7073 | RINCON 1101663641 | 43321101 | RINCON 1101 | 1173.5613 | 0.72937 | 13 | 0.043609 | 0.0033545 | 2309 | 22666.1669 | 61.7239 | #N/A | #N/A | #N/A | #N/A | #N/A | 0
37 | CURTIS 17019230 | 163351701 | CURTIS 1701 | 4064.6381 | 2.5262 | 41 | 0.13704 | 0.0033425 | 2310 | 22668.6931 | 61.5868 | #N/A | #N/A | #N/A | #N/A | #N/A | 0
7129 | GANSNER 1101336664 | 103021101 | GANSNER 1101 | 1158.7417 | 0.72016 | 16 | 0.053319 | 0.0033324 | 2311 | 22669.4133 | 61.5335 | #N/A | #N/A | #N/A | #N/A | #N/A | 0
6003 | CALPELLA 1102477890 | 43411102 | CALPELLA 1102 | 1726.9794 | 1.0733 | 35 | 0.11642 | 0.0033264 | 2312 | 22670.4866 | 61.4171 | #N/A | #N/A | #N/A | #N/A | #N/A | 0
6936 | LAMONT 11024222 | 253911102 | LAMONT 1102 | 4245.3884 | 2.6385 | 87 | 0.28934 | 0.0033258 | 2313 | 22673.1251 | 61.1278 | #N/A | #N/A | #N/A | #N/A | #N/A | 0
1031 | VOLTA 110253130 | 102541102 | VOLTA 1102 | 22213.2961 | 13.8057 | 168 | 0.55788 | 0.0033207 | 2314 | 22686.9308 | 60.5699 | #N/A | #N/A | #N/A | #N/A | #N/A | 0
729 | RADUM 1105806392 | 13151105 | RADUM 1105 | 5446.9277 | 3.3853 | 79 | 0.26192 | 0.0033155 | 2315 | 22690.3161 | 60.308 | 60.308 | #N/A | #N/A | #N/A | #N/A | 1
6737 | POINT ARENA 1101476 | 43381101 | POINT ARENA 1101 | 4825.127 | 2.9988 | 97 | 0.31915 | 0.0032902 | 2316 | 22693.3149 | 59.9888 | #N/A | #N/A | #N/A | #N/A | #N/A | 0
9971 | LOS OSITOS 2103258688 | 182082103 | LOS OSITOS 2103 | 1727.2951 | 1.0735 | 17 | 0.0559 | 0.0032882 | 2317 | 22694.3884 | 59.9329 | #N/A | #N/A | #N/A | #N/A | #N/A | 0
2467 | HARRIS 1109183860 | 192431109 | HARRIS 1109 | 7942.1796 | 4.9361 | 92 | 0.30215 | 0.0032843 | 2318 | 22699.3245 | 59.6308 | #N/A | #N/A | #N/A | #N/A | #N/A | 0
3741 | PINE GROVE 110152088 | 163751101 | PINE GROVE 1101 | 3986.2342 | 2.4775 | 28 | 0.091793 | 0.0032783 | 2319 | 22701.802 | 59.539 | #N/A | #N/A | #N/A | #N/A | #N/A | 0
8487 | PIT NO 3 21011482 | 103732101 | PIT NO 3 2101 | 19365.2645 | 12.0356 | 43 | 0.14076 | 0.0032735 | 2320 | 22713.8376 | 59.3982 | 59.3982 | #N/A | #N/A | #N/A | #N/A | 1
9213 | GREEN VALLEY 210197574 | 83192101 | GREEN VALLEY 2101 | 5743.5714 | 3.5697 | 60 | 0.19528 | 0.0032547 | 2321 | 22717.4072 | 59.2029 | #N/A | #N/A | #N/A | #N/A | #N/A | 0
6945 | CHOLAME 2102X06 | 182562102 | CHOLAME 2102 | 651.9578 | 0.40519 | 40 | 0.13013 | 0.0032533 | 2322 | 22717.8124 | 59.0728 | #N/A | #N/A | #N/A | #N/A | #N/A | 0
1559 | PAUL SWEET 21065178 | 83252106 | PAUL SWEET 2106 | 11550.9267 | 7.1789 | 84 | 0.27223 | 0.0032408 | 2323 | 22724.9914 | 58.8006 | #N/A | #N/A | #N/A | #N/A | #N/A | 0
8048 | DEL MONTE 21042762 | 182222104 | DEL MONTE 2104 | 15060.1277 | 9.3599 | 138 | 0.44498 | 0.0032245 | 2324 | 22734.3513 | 58.3556 | #N/A | #N/A | #N/A | #N/A | #N/A | 0
394 | WOODSIDE 11049032 | 24251104 | WOODSIDE 1104 | 3452.7748 | 2.1459 | 72 | 0.23216 | 0.0032245 | 2325 | 22736.4972 | 58.1234 | #N/A | #N/A | #N/A | #N/A | #N/A | 0
3140 | BAYWOOD 1101CB | 182801101 | BAYWOOD 1101 | 7426.5465 | 4.6156 | 214 | 0.6863 | 0.003207 | 2326 | 22741.1128 | 57.4371 | #N/A | #N/A | #N/A | #N/A | #N/A | 0
197 | BRUNSWICK 1105733408 | 152481105 | BRUNSWICK 1105 | 5546.1563 | 3.447 | 45 | 0.14429 | 0.0032065 | 2327 | 22744.5598 | 57.2928 | #N/A | #N/A | #N/A | #N/A | #N/A | 0
1600 | RINCON 1104786782 | 43321104 | RINCON 1104 | 3549.2326 | 2.2059 | 46 | 0.14745 | 0.0032053 | 2328 | 22746.7657 | 57.1454 | #N/A | #N/A | #N/A | #N/A | #N/A | 0
7931 | PIT NO 5 11011658 | 101321101 | PIT NO 5 1101 | 7306.3402 | 4.5409 | 25 | 0.079597 | 0.0031839 | 2329 | 22751.3066 | 57.0658 | #N/A | #N/A | #N/A | #N/A | #N/A | 0
4023 | DUNLAP 11037080 | 254061103 | DUNLAP 1103 | 17026.2434 | 10.5819 | 67 | 0.21238 | 0.0031698 | 2330 | 22761.8885 | 56.8534 | #N/A | #N/A | #N/A | #N/A | #N/A | 0
7290 | ARCATA 1121716954 | 192021121 | ARCATA 1121 | 11115.6995 | 6.9085 | 97 | 0.30741 | 0.0031691 | 2331 | 22768.7969 | 56.546 | #N/A | #N/A | #N/A | #N/A | #N/A | 0
8705 | CARLOTTA 112144150 | 192291121 | CARLOTTA 1121 | 5746.8082 | 3.5717 | 13 | 0.04119 | 0.0031685 | 2332 | 22772.3686 | 56.5048 | #N/A | #N/A | #N/A | #N/A | #N/A | 0
5063 | WOODSIDE 11043583 | 24251104 | WOODSIDE 1104 | 4565.0094 | 2.8372 | 38 | 0.12014 | 0.0031615 | 2333 | 22775.2057 | 56.3847 | #N/A | #N/A | #N/A | #N/A | #N/A | 0
8125 | PINE GROVE 1101CB | 163751101 | PINE GROVE 1101 | 6922.9717 | 4.3027 | 57 | 0.17956 | 0.0031502 | 2334 | 22779.5084 | 56.2051 | 56.2051 | #N/A | #N/A | #N/A | #N/A | 1
6730 | CAMP EVERS 210637210 | 83622106 | CAMP EVERS 2106 | 9746.716 | 6.0576 | 65 | 0.20437 | 0.0031442 | 2335 | 22785.566 | 56.0007 | #N/A | #N/A | #N/A | #N/A | #N/A | 0
82 | SNEATH LANE 1107CB | 22721107 | SNEATH LANE 1107 | 1615.0564 | 1.0038 | 45 | 0.14045 | 0.003121 | 2336 | 22786.5698 | 55.8603 | #N/A | #N/A | #N/A | #N/A | #N/A | 0
1487 | STAFFORD 11021258 | 43201102 | STAFFORD 1102 | 501.9247 | 0.31195 | 65 | 0.2027 | 0.0031184 | 2337 | 22786.8817 | 55.6576 | #N/A | #N/A | #N/A | #N/A | #N/A | 0
201 | RESERVATION ROAD 1101CB | 182731101 | RESERVATION ROAD 1101 | 8212.888 | 5.1043 | 106 | 0.32923 | 0.0031059 | 2338 | 22791.9861 | 55.3284 | #N/A | #N/A | #N/A | #N/A | #N/A | 0
9832 | WILLOW CREEK 1101CB | 192171101 | WILLOW CREEK 1101 | 460.8364 | 0.28641 | 6 | 0.018622 | 0.0031037 | 2339 | 22792.2725 | 55.3097 | 55.3097 | #N/A | #N/A | #N/A | #N/A | 1
22 | PARADISE 1104457900 | 102831104 | PARADISE 1104 | 19380.7293 | 12.0452 | 208 | 0.64448 | 0.0030985 | 2340 | 22804.3177 | 54.6653 | #N/A | #N/A | #N/A | #N/A | #N/A | 0
7703 | SILVERADO 21051306 | 43432105 | SILVERADO 2105 | 393.5916 | 0.24462 | 55 | 0.17016 | 0.0030939 | 2341 | 22804.5623 | 54.4951 | #N/A | #N/A | #N/A | #N/A | #N/A | 0
8415 | BIG MEADOWS 21012476 | 102812101 | BIG MEADOWS 2101 | 13050.7122 | 8.1111 | 75 | 0.23028 | 0.0030704 | 2342 | 22812.6734 | 54.2648 | #N/A | #N/A | #N/A | #N/A | #N/A | 0
2480 | REDBUD 1101CB | 43191101 | REDBUD 1101 | 5407.5285 | 3.3608 | 91 | 0.27776 | 0.0030523 | 2343 | 22816.0342 | 53.987 | #N/A | #N/A | #N/A | #N/A | #N/A | 0
10178 | MAPLE CREEK 1101555034 | 192101101 | MAPLE CREEK 1101 | 2404.9179 | 1.4947 | 8 | 0.024368 | 0.0030461 | 2344 | 22817.5289 | 53.9627 | #N/A | #N/A | #N/A | #N/A | #N/A | 0
1443 | MENLO 11028952 | 24131102 | MENLO 1102 | 10739.4056 | 6.6746 | 82 | 0.24916 | 0.0030386 | 2345 | 22824.2034 | 53.7135 | #N/A | #N/A | #N/A | #N/A | #N/A | 0
5316 | PAUL SWEET 210610424 | 83252106 | PAUL SWEET 2106 | 9151.9906 | 5.688 | 87 | 0.26332 | 0.0030267 | 2346 | 22829.8914 | 53.4502 | #N/A | #N/A | #N/A | #N/A | #N/A | 0
2267 | ELK 11011298 | 42981101 | ELK 1101 | 19969.5788 | 12.4112 | 119 | 0.35978 | 0.0030233 | 2347 | 22842.3026 | 53.0904 | #N/A | #N/A | #N/A | #N/A | #N/A | 0
6724 | CURTIS 17039210 | 163351703 | CURTIS 1703 | 36192.6146 | 22.4939 | 124 | 0.37459 | 0.0030209 | 2348 | 22864.7965 | 52.7158 | #N/A | #N/A | #N/A | #N/A | #N/A | 0
3063 | ELECTRA 1101L1697 | 162161101 | ELECTRA 1101 | 9283.5435 | 5.7698 | 70 | 0.21145 | 0.0030208 | 2349 | 22870.5662 | 52.5044 | #N/A | #N/A | #N/A | #N/A | #N/A | 0
8682 | CLARKSVILLE 210951744 | 153612109 | CLARKSVILLE 2109 | 2099.9047 | 1.3051 | 25 | 0.075372 | 0.0030149 | 2350 | 22871.8713 | 52.429 | #N/A | #N/A | #N/A | #N/A | #N/A | 0
6410 | SILVERADO 2105616 | 43432105 | SILVERADO 2105 | 798.8754 | 0.4965 | 103 | 0.31016 | 0.0030112 | 2351 | 22872.3678 | 52.1188 | #N/A | #N/A | #N/A | #N/A | #N/A | 0
2231 | HICKS 2103LB50 | 83432103 | HICKS 2103 | 18130.2581 | 11.268 | 65 | 0.19436 | 0.0029902 | 2352 | 22883.6359 | 51.9245 | #N/A | #N/A | #N/A | #N/A | #N/A | 0
1742 | MIWUK 1701CB | 163661701 | MIWUK 1701 | 26145.2982 | 16.2494 | 187 | 0.55914 | 0.0029901 | 2353 | 22899.8853 | 51.3653 | 51.3653 | #N/A | #N/A | #N/A | #N/A | 1
4916 | SARATOGA 1107167792 | 83371107 | SARATOGA 1107 | 7540.5809 | 4.6865 | 48 | 0.14324 | 0.0029842 | 2354 | 22904.5718 | 51.2221 | 51.2221 | #N/A | #N/A | #N/A | #N/A | 1
55 | CURTIS 170234426 | 163351702 | CURTIS 1702 | 7591.2944 | 4.718 | 81 | 0.24054 | 0.0029697 | 2355 | 22909.2898 | 50.9816 | #N/A | #N/A | #N/A | #N/A | #N/A | 0
4236 | LOS GATOS 1106LA64 | 82021106 | LOS GATOS 1106 | 20425.5788 | 12.6946 | 152 | 0.4512 | 0.0029684 | 2356 | 22921.9844 | 50.5304 | #N/A | #N/A | #N/A | #N/A | #N/A | 0
6476 | PAUL SWEET 21068091 | 83252106 | PAUL SWEET 2106 | 9678.478 | 6.0152 | 69 | 0.20457 | 0.0029648 | 2357 | 22927.9996 | 50.3258 | #N/A | #N/A | #N/A | #N/A | #N/A | 0
7197 | BIG BASIN 110212758 | 82841102 | BIG BASIN 1102 | 9624.9945 | 5.982 | 70 | 0.20629 | 0.002947 | 2358 | 22933.9816 | 50.1195 | #N/A | #N/A | #N/A | #N/A | #N/A | 0
2069 | BIG BASIN 11025066 | 82841102 | BIG BASIN 1102 | 22120.764 | 13.7481 | 121 | 0.35169 | 0.0029066 | 2359 | 22947.7297 | 49.7678 | #N/A | #N/A | #N/A | #N/A | #N/A | 0
8715 | OLEMA 1101602 | 42291101 | OLEMA 1101 | 26032.3379 | 16.1792 | 115 | 0.33328 | 0.0028981 | 2360 | 22963.9089 | 49.4345 | #N/A | #N/A | #N/A | #N/A | #N/A | 0
5548 | ANTLER 11011384 | 103271101 | ANTLER 1101 | 14709.9253 | 9.1423 | 106 | 0.30589 | 0.0028857 | 2361 | 22973.0512 | 49.1286 | #N/A | #N/A | #N/A | #N/A | #N/A | 0
2497 | ROB ROY 210410714 | 83692104 | ROB ROY 2104 | 22795.5157 | 14.1675 | 212 | 0.61141 | 0.002884 | 2362 | 22987.2187 | 48.5172 | #N/A | #N/A | #N/A | #N/A | #N/A | 0
2343 | OCEANO 1104CB | 182601104 | OCEANO 1104 | 7352.5883 | 4.5697 | 146 | 0.41777 | 0.0028615 | 2363 | 22991.7883 | 48.0995 | #N/A | #N/A | #N/A | #N/A | #N/A | 0
7790 | SANTA ROSA A 1111147198 | 42151111 | SANTA ROSA A 1111 | 2173.9439 | 1.3511 | 24 | 0.068464 | 0.0028527 | 2364 | 22993.1395 | 48.031 | #N/A | #N/A | #N/A | #N/A | #N/A | 0
5803 | BEN LOMOND 04015206 | 83040401 | BEN LOMOND 0401 | 11520.3774 | 7.16 | 78 | 0.22141 | 0.0028387 | 2365 | 23000.2994 | 47.8096 | #N/A | #N/A | #N/A | #N/A | #N/A | 0
6276 | MONTE RIO 1113202 | 42811113 | MONTE RIO 1113 | 8481.1425 | 5.2711 | 55 | 0.15561 | 0.0028293 | 2366 | 23005.5705 | 47.654 | #N/A | #N/A | #N/A | #N/A | #N/A | 0
6911 | DEL MONTE 21042624 | 182222104 | DEL MONTE 2104 | 29790.8638 | 18.5151 | 148 | 0.41844 | 0.0028273 | 2367 | 23024.0856 | 47.2355 | #N/A | #N/A | #N/A | #N/A | #N/A | 0
3771 | CURTIS 170510590 | 163351705 | CURTIS 1705 | 26358.3376 | 16.3818 | 199 | 0.56169 | 0.0028226 | 2368 | 23040.4674 | 46.6738 | #N/A | #N/A | #N/A | #N/A | #N/A | 0
2714 | MIWUK 1702CB | 163661702 | MIWUK 1702 | 14569.4696 | 9.055 | 110 | 0.30977 | 0.0028161 | 2369 | 23049.5224 | 46.3641 | 46.3641 | #N/A | #N/A | #N/A | #N/A | 1
3825 | SARATOGA 1105LC14 | 83371105 | SARATOGA 1105 | 15879.1839 | 9.869 | 137 | 0.38575 | 0.0028157 | 2370 | 23059.3914 | 45.9783 | #N/A | #N/A | #N/A | #N/A | #N/A | 0
5150 | HAMILTON BRANCH 11012046 | 102361101 | HAMILTON BRANCH 1101 | 14724.19 | 9.1511 | 57 | 0.1604 | 0.0028141 | 2371 | 23068.5425 | 45.8179 | #N/A | #N/A | #N/A | #N/A | #N/A | 0
6397 | BRUNSWICK 110584480 | 152481105 | BRUNSWICK 1105 | 7615.7819 | 4.7332 | 50 | 0.14032 | 0.0028064 | 2372 | 23073.2758 | 45.6776 | #N/A | #N/A | #N/A | #N/A | #N/A | 0
7609 | SAN LUIS OBISPO 1107V58 | 182631107 | SAN LUIS OBISPO 1107 | 1838.4445 | 1.1426 | 25 | 0.069698 | 0.0027879 | 2373 | 23074.4184 | 45.6079 | #N/A | #N/A | #N/A | #N/A | #N/A | 0
10167 | HAMILTON BRANCH 11012436 | 102361101 | HAMILTON BRANCH 1101 | 8535.8961 | 5.3051 | 19 | 0.052436 | 0.0027598 | 2374 | 23079.7235 | 45.5555 | #N/A | #N/A | #N/A | #N/A | #N/A | 0
289 | BIG BASIN 110169550 | 82841101 | BIG BASIN 1101 | 28222.9499 | 17.5407 | 188 | 0.51784 | 0.0027545 | 2375 | 23097.2642 | 45.0376 | #N/A | #N/A | #N/A | #N/A | #N/A | 0
3662 | SONOMA 1107294 | 42721107 | SONOMA 1107 | 0 | 0 | 66 | 0.18104 | 0.002743 | 2376 | 23097.2642 | 44.8566 | #N/A | #N/A | #N/A | #N/A | #N/A | 0
6355 | BIG RIVER 11017273 | 43081101 | BIG RIVER 1101 | 10648.4179 | 6.618 | 38 | 0.10415 | 0.0027408 | 2377 | 23103.8822 | 44.7524 | #N/A | #N/A | #N/A | #N/A | #N/A | 0
7672 | POINT ARENA 11012637 | 43381101 | POINT ARENA 1101 | 6500.6025 | 4.0402 | 28 | 0.076678 | 0.0027385 | 2378 | 23107.9223 | 44.6758 | #N/A | #N/A | #N/A | #N/A | #N/A | 0
1790 | CAMP EVERS 210510912 | 83622105 | CAMP EVERS 2105 | 7824.9032 | 4.8632 | 54 | 0.14765 | 0.0027343 | 2379 | 23112.7856 | 44.5281 | #N/A | #N/A | #N/A | #N/A | #N/A | 0
10750 | BOGARD 1101CB | 103301101 | BOGARD 1101 | 830.5012 | 0.51616 | 7 | 0.019049 | 0.0027213 | 2380 | 23113.3017 | 44.5091 | #N/A | #N/A | #N/A | #N/A | #N/A | 0
6610 | GREEN VALLEY 210112824 | 83192101 | GREEN VALLEY 2101 | 1410.0846 | 0.87637 | 97 | 0.26383 | 0.0027199 | 2381 | 23114.1781 | 44.2452 | #N/A | #N/A | #N/A | #N/A | #N/A | 0
6375 | HOLLISTER 21054048 | 182492105 | HOLLISTER 2105 | 29209.8997 | 18.1541 | 157 | 0.42694 | 0.0027194 | 2382 | 23132.3322 | 43.8183 | #N/A | #N/A | #N/A | #N/A | #N/A | 0
317 | PARADISE 11042206 | 102831104 | PARADISE 1104 | 6659.3031 | 4.1388 | 227 | 0.61291 | 0.0027 | 2383 | 23136.4709 | 43.2054 | #N/A | #N/A | #N/A | #N/A | #N/A | 0
6305 | WILLOW CREEK 110191926 | 192171101 | WILLOW CREEK 1101 | 10358.7223 | 6.438 | 48 | 0.12929 | 0.0026935 | 2384 | 23142.9089 | 43.0761 | #N/A | #N/A | #N/A | #N/A | #N/A | 0
5185 | SILVERADO 21023010 | 43432102 | SILVERADO 2102 | 569.5009 | 0.35395 | 106 | 0.28537 | 0.0026922 | 2385 | 23143.2629 | 42.7907 | #N/A | #N/A | #N/A | #N/A | #N/A | 0
122 | STANISLAUS 17021888 | 162821702 | STANISLAUS 1702 | 30440.0056 | 18.9186 | 231 | 0.62036 | 0.0026855 | 2386 | 23162.1815 | 42.1704 | #N/A | #N/A | #N/A | #N/A | #N/A | 0
7468 | ROB ROY 210410298 | 83692104 | ROB ROY 2104 | 17635.9746 | 10.9608 | 138 | 0.37018 | 0.0026825 | 2387 | 23173.1423 | 41.8002 | #N/A | #N/A | #N/A | #N/A | #N/A | 0
3981 | CAMP EVERS 210510214 | 83622105 | CAMP EVERS 2105 | 22409.5851 | 13.9276 | 149 | 0.39885 | 0.0026769 | 2388 | 23187.0699 | 41.4013 | #N/A | #N/A | #N/A | #N/A | #N/A | 0
4982 | WEST POINT 110136674 | 163201101 | WEST POINT 1101 | 15144.1466 | 9.4121 | 125 | 0.33299 | 0.0026639 | 2389 | 23196.4821 | 41.0683 | #N/A | #N/A | #N/A | #N/A | #N/A | 0
7345 | WILLOW CREEK 110129362 | 192171101 | WILLOW CREEK 1101 | 12371.5145 | 7.6889 | 74 | 0.19654 | 0.0026559 | 2390 | 23204.171 | 40.8718 | #N/A | #N/A | #N/A | #N/A | #N/A | 0
8996 | FORT ORD 210637286 | 182402106 | FORT ORD 2106 | 4150.8287 | 2.5798 | 25 | 0.066357 | 0.0026543 | 2391 | 23206.7508 | 40.8054 | #N/A | #N/A | #N/A | #N/A | #N/A | 0
8063 | COARSEGOLD 210210207 | 254432102 | COARSEGOLD 2102 | 5731.5328 | 3.5622 | 38 | 0.10042 | 0.0026426 | 2392 | 23210.313 | 40.705 | #N/A | #N/A | #N/A | #N/A | #N/A | 0
4536 | TASSAJARA 2108437582 | 14662108 | TASSAJARA 2108 | 1172.6243 | 0.72879 | 31 | 0.081807 | 0.0026389 | 2393 | 23211.0418 | 40.6232 | #N/A | #N/A | #N/A | #N/A | #N/A | 0
1013 | CASTRO VALLEY 1108MR337 | 14091108 | CASTRO VALLEY 1108 | 14629.5479 | 9.0923 | 193 | 0.50578 | 0.0026206 | 2394 | 23220.1341 | 40.1174 | #N/A | #N/A | #N/A | #N/A | #N/A | 0
1167 | BIG BASIN 110195690 | 82841101 | BIG BASIN 1101 | 6226.9882 | 3.8701 | 58 | 0.15175 | 0.0026164 | 2395 | 23224.0042 | 39.9657 | #N/A | #N/A | #N/A | #N/A | #N/A | 0
7588 | IGNACIO 1104450582 | 42481104 | IGNACIO 1104 | 4807.846 | 2.9881 | 50 | 0.13049 | 0.0026097 | 2396 | 23226.9923 | 39.8352 | #N/A | #N/A | #N/A | #N/A | #N/A | 0
976 | BRUNSWICK 1103CB | 152481103 | BRUNSWICK 1103 | 2701.0978 | 1.6787 | 82 | 0.21397 | 0.0026094 | 2397 | 23228.671 | 39.6212 | 39.6212 | #N/A | #N/A | #N/A | #N/A | 1
3119 | BIG BASIN 1101CB | 82841101 | BIG BASIN 1101 | 7486.7827 | 4.6531 | 45 | 0.11632 | 0.0025849 | 2398 | 23233.3241 | 39.5049 | #N/A | 39.5049 | #N/A | #N/A | #N/A | 2
8530 | MORRO BAY 1102CB | 183011102 | MORRO BAY 1102 | 7279.8498 | 4.5245 | 36 | 0.092875 | 0.0025799 | 2399 | 23237.8485 | 39.412 | #N/A | #N/A | #N/A | #N/A | #N/A | 0
1372 | TASSAJARA 2112CB | 14662112 | TASSAJARA 2112 | 279.4297 | 0.17367 | 22 | 0.056746 | 0.0025794 | 2400 | 23238.0222 | 39.3553 | #N/A | #N/A | #N/A | #N/A | #N/A | 0
1496 | BRUNSWICK 1103173934 | 152481103 | BRUNSWICK 1103 | 17611.7153 | 10.9458 | 125 | 0.32131 | 0.0025705 | 2401 | 23248.968 | 39.034 | #N/A | #N/A | #N/A | #N/A | #N/A | 0
1818 | MORRO BAY 1101V66 | 183011101 | MORRO BAY 1101 | 5840.07 | 3.6296 | 151 | 0.38811 | 0.0025703 | 2402 | 23252.5976 | 38.6459 | #N/A | #N/A | #N/A | #N/A | #N/A | 0
3089 | CAMBRIA 1101CB | 182771101 | CAMBRIA 1101 | 415.9182 | 0.25849 | 45 | 0.11523 | 0.0025606 | 2403 | 23252.8561 | 38.5306 | #N/A | #N/A | #N/A | #N/A | #N/A | 0
3722 | BRUNSWICK 11032784 | 152481103 | BRUNSWICK 1103 | 23592.2379 | 14.6627 | 202 | 0.51568 | 0.0025529 | 2404 | 23267.5187 | 38.0149 | 38.0149 | #N/A | #N/A | #N/A | #N/A | 1
3654 | PENNGROVE 1101247511 | 43471101 | PENNGROVE 1101 | 1938.4111 | 1.2047 | 26 | 0.065929 | 0.0025357 | 2405 | 23268.7235 | 37.949 | #N/A | #N/A | #N/A | #N/A | #N/A | 0
2397 | MILPITAS 1109XR374 | 82831109 | MILPITAS 1109 | 763.9032 | 0.47477 | 29 | 0.073398 | 0.002531 | 2406 | 23269.1982 | 37.8756 | #N/A | #N/A | #N/A | #N/A | #N/A | 0
1430 | ANTLER 11011520 | 103271101 | ANTLER 1101 | 14435.9237 | 8.972 | 69 | 0.17381 | 0.002519 | 2407 | 23278.1702 | 37.7018 | #N/A | #N/A | #N/A | #N/A | #N/A | 0
9020 | EAST QUINCY 1101424048 | 102551101 | EAST QUINCY 1101 | 1068.5882 | 0.66413 | 12 | 0.030204 | 0.002517 | 2408 | 23278.8344 | 37.6716 | #N/A | #N/A | #N/A | #N/A | #N/A | 0
5728 | HALF MOON BAY 1101CB | 24101101 | HALF MOON BAY 1101 | 2571.5148 | 1.5982 | 80 | 0.20127 | 0.0025158 | 2409 | 23280.4326 | 37.4703 | #N/A | #N/A | #N/A | #N/A | #N/A | 0
2399 | MONTE RIO 1113477 | 42811113 | MONTE RIO 1113 | 2946.6356 | 1.8313 | 25 | 0.062875 | 0.002515 | 2410 | 23282.2639 | 37.4075 | #N/A | #N/A | #N/A | #N/A | #N/A | 0
5291 | MIWUK 1702823548 | 163661702 | MIWUK 1702 | 31748.5399 | 19.7318 | 231 | 0.57976 | 0.0025098 | 2411 | 23301.9958 | 36.8277 | #N/A | #N/A | #N/A | #N/A | #N/A | 0
2843 | PLACERVILLE 111219742 | 153081112 | PLACERVILLE 1112 | 10549.7356 | 6.5567 | 92 | 0.23086 | 0.0025093 | 2412 | 23308.5525 | 36.5968 | #N/A | #N/A | #N/A | #N/A | #N/A | 0
7112 | BELLEVUE 2103646 | 43182103 | BELLEVUE 2103 | 13544.3225 | 8.4179 | 154 | 0.3855 | 0.0025033 | 2413 | 23316.9703 | 36.2113 | #N/A | #N/A | #N/A | #N/A | #N/A | 0
637 | DUNBAR 1101160 | 43071101 | DUNBAR 1101 | 4469.2889 | 2.7777 | 77 | 0.19213 | 0.0024952 | 2414 | 23319.748 | 36.0192 | #N/A | #N/A | #N/A | #N/A | #N/A | 0
551 | MC KEE 1103XR028 | 83531103 | MC KEE 1103 | 1226.5796 | 0.76232 | 134 | 0.33428 | 0.0024946 | 2415 | 23320.5103 | 35.6849 | #N/A | #N/A | #N/A | #N/A | #N/A | 0
4532 | RESERVATION ROAD 1102CB | 182731102 | RESERVATION ROAD 1102 | 12591.5795 | 7.8257 | 180 | 0.44438 | 0.0024688 | 2416 | 23328.336 | 35.2405 | #N/A | #N/A | #N/A | #N/A | #N/A | 0
2736 | ROSSMOOR 110845268 | 14161108 | ROSSMOOR 1108 | 4400.5557 | 2.735 | 112 | 0.27393 | 0.0024458 | 2417 | 23331.071 | 34.9666 | #N/A | #N/A | #N/A | #N/A | #N/A | 0
4245 | SONOMA 1104914376 | 42721104 | SONOMA 1104 | 862.0577 | 0.53577 | 93 | 0.22569 | 0.0024267 | 2418 | 23331.6068 | 34.7409 | 34.7409 | #N/A | #N/A | #N/A | #N/A | 1
9993 | STELLING 1109478699 | 83481109 | STELLING 1109 | 1328.3865 | 0.8256 | 14 | 0.033967 | 0.0024262 | 2419 | 23332.4324 | 34.707 | #N/A | #N/A | #N/A | #N/A | #N/A | 0
1421 | ORO FINO 11012022 | 103031101 | ORO FINO 1101 | 25888.9554 | 16.0901 | 207 | 0.50113 | 0.0024209 | 2420 | 23348.5225 | 34.2058 | #N/A | #N/A | #N/A | #N/A | #N/A | 0
4226 | RIO DELL 1102772210 | 192251102 | RIO DELL 1102 | 1329.7793 | 0.82646 | 32 | 0.076733 | 0.0023979 | 2421 | 23349.3489 | 34.1291 | #N/A | #N/A | #N/A | #N/A | #N/A | 0
3489 | WEIMAR 1101CB | 152491101 | WEIMAR 1101 | 14897.5939 | 9.2589 | 116 | 0.27716 | 0.0023893 | 2422 | 23358.6078 | 33.8519 | 33.8519 | #N/A | #N/A | #N/A | #N/A | 1
9667 | NORTH TOWER 2101CB | 42042101 | NORTH TOWER 2101 | 2179.3543 | 1.3545 | 22 | 0.052462 | 0.0023847 | 2423 | 23359.9623 | 33.7995 | #N/A | #N/A | #N/A | #N/A | #N/A | 0
8228 | GONZALES 1104415382 | 182131104 | GONZALES 1104 | 97.0433 | 0.060313 | 8 | 0.018978 | 0.0023723 | 2424 | 23360.0226 | 33.7805 | #N/A | #N/A | #N/A | #N/A | #N/A | 0
4259 | DIAMOND SPRINGS 110676088 | 152261106 | DIAMOND SPRINGS 1106 | 17715.9929 | 11.0106 | 124 | 0.29407 | 0.0023715 | 2425 | 23371.0332 | 33.4864 | #N/A | #N/A | #N/A | #N/A | #N/A | 0
9364 | MIWUK 170236888 | 163661702 | MIWUK 1702 | 977.9121 | 0.60778 | 7 | 0.016592 | 0.0023702 | 2426 | 23371.641 | 33.4698 | #N/A | #N/A | #N/A | #N/A | #N/A | 0
5480 | PUEBLO 2102647842 | 43292102 | PUEBLO 2102 | 187.7325 | 0.11668 | 6 | 0.014218 | 0.0023697 | 2427 | 23371.7576 | 33.4556 | 33.4556 | #N/A | #N/A | #N/A | #N/A | 1
1607 | MONTE RIO 11133970 | 42811113 | MONTE RIO 1113 | 11750.7224 | 7.3031 | 87 | 0.20565 | 0.0023638 | 2428 | 23379.0608 | 33.25 | #N/A | #N/A | #N/A | #N/A | #N/A | 0
4343 | BOLINAS 11011236 | 42261101 | BOLINAS 1101 | 5809.1133 | 3.6104 | 34 | 0.080354 | 0.0023633 | 2429 | 23382.6712 | 33.1696 | #N/A | #N/A | #N/A | #N/A | #N/A | 0
4341 | PLACERVILLE 210623190 | 153082106 | PLACERVILLE 2106 | 5918.813 | 3.6786 | 45 | 0.10591 | 0.0023536 | 2430 | 23386.3497 | 33.0637 | #N/A | #N/A | #N/A | #N/A | #N/A | 0
6831 | INDIAN FLAT 110410270 | 252691104 | INDIAN FLAT 1104 | 6119.8962 | 3.8035 | 39 | 0.091612 | 0.002349 | 2431 | 23390.1533 | 32.9721 | #N/A | #N/A | #N/A | #N/A | #N/A | 0
10358 | KONOCTI 11024421 | 43311102 | KONOCTI 1102 | 585.3593 | 0.3638 | 5 | 0.011609 | 0.0023217 | 2432 | 23390.5171 | 32.9605 | #N/A | #N/A | #N/A | #N/A | #N/A | 0
822 | PERRY 1101V74 | 183071101 | PERRY 1101 | 6901.1378 | 4.2891 | 61 | 0.14103 | 0.0023119 | 2433 | 23394.8061 | 32.8195 | #N/A | #N/A | #N/A | #N/A | #N/A | 0
1876 | HATTON 1102CB | 182291102 | HATTON 1102 | 3167.0883 | 1.9684 | 66 | 0.15136 | 0.0022934 | 2434 | 23396.7745 | 32.6681 | #N/A | #N/A | #N/A | #N/A | #N/A | 0
5363 | BIG BASIN 110110720 | 82841101 | BIG BASIN 1101 | 7578.3102 | 4.71 | 44 | 0.10045 | 0.002283 | 2435 | 23401.4845 | 32.5676 | #N/A | #N/A | #N/A | #N/A | #N/A | 0
3635 | PERRY 1101V88 | 183071101 | PERRY 1101 | 1732.6065 | 1.0768 | 48 | 0.10934 | 0.002278 | 2436 | 23402.5613 | 32.4583 | #N/A | #N/A | #N/A | #N/A | #N/A | 0
4348 | SANTA ROSA A 110432180 | 42151104 | SANTA ROSA A 1104 | 3970.2131 | 2.4675 | 36 | 0.081948 | 0.0022763 | 2437 | 23405.0288 | 32.3763 | #N/A | #N/A | #N/A | #N/A | #N/A | 0
9525 | BIG BASIN 11028403 | 82841102 | BIG BASIN 1102 | 7867.7292 | 4.8898 | 42 | 0.095499 | 0.0022738 | 2438 | 23409.9186 | 32.2808 | #N/A | #N/A | #N/A | #N/A | #N/A | 0
7227 | SAN RAFAEL 11071415 | 42011107 | SAN RAFAEL 1107 | 1280.0188 | 0.79554 | 14 | 0.031789 | 0.0022706 | 2439 | 23410.7141 | 32.2491 | #N/A | #N/A | #N/A | #N/A | #N/A | 0
649 | ORO FINO 11022090 | 103031102 | ORO FINO 1102 | 23726.1931 | 14.7459 | 183 | 0.41496 | 0.0022675 | 2440 | 23425.4601 | 31.8341 | #N/A | #N/A | #N/A | #N/A | #N/A | 0
2752 | FULTON 1107CB | 42561107 | FULTON 1107 | 875.3178 | 0.54401 | 166 | 0.37591 | 0.0022645 | 2441 | 23426.0041 | 31.4582 | #N/A | #N/A | #N/A | #N/A | #N/A | 0
8081 | CAMP EVERS 210612840 | 83622106 | CAMP EVERS 2106 | 6323.0478 | 3.9298 | 50 | 0.1129 | 0.002258 | 2442 | 23429.9339 | 31.3453 | #N/A | #N/A | #N/A | #N/A | #N/A | 0
365 | PURISIMA 110149394 | 182971101 | PURISIMA 1101 | 1836.8422 | 1.1416 | 111 | 0.24985 | 0.0022509 | 2443 | 23431.0755 | 31.0954 | #N/A | #N/A | #N/A | #N/A | #N/A | 0
707 | DEL MONTE 21042760 | 182222104 | DEL MONTE 2104 | 4358.9956 | 2.7091 | 28 | 0.062701 | 0.0022393 | 2444 | 23433.7846 | 31.0327 | #N/A | #N/A | #N/A | #N/A | #N/A | 0
7540 | LUCERNE 11062327 | 43351106 | LUCERNE 1106 | 1914.889 | 1.1901 | 20 | 0.044762 | 0.0022381 | 2445 | 23434.9747 | 30.988 | #N/A | #N/A | #N/A | #N/A | #N/A | 0
9432 | GUALALA 1111445166 | 42841111 | GUALALA 1111 | 12164.2635 | 7.5601 | 71 | 0.15871 | 0.0022354 | 2446 | 23442.5349 | 30.8293 | #N/A | #N/A | #N/A | #N/A | #N/A | 0
2414 | PINE GROVE 110245292 | 163751102 | PINE GROVE 1102 | 17350.6047 | 10.7835 | 132 | 0.29501 | 0.002235 | 2447 | 23453.3183 | 30.5342 | #N/A | #N/A | #N/A | #N/A | #N/A | 0
7039 | IGNACIO 1101CB | 42481101 | IGNACIO 1101 | 2690.5619 | 1.6722 | 19 | 0.042331 | 0.0022279 | 2448 | 23454.9905 | 30.4919 | #N/A | #N/A | #N/A | #N/A | #N/A | 0
6713 | LAURELES 1112438 | 182371112 | LAURELES 1112 | 8226.4088 | 5.1127 | 48 | 0.10675 | 0.0022241 | 2449 | 23460.1033 | 30.3852 | #N/A | #N/A | #N/A | #N/A | #N/A | 0
1808 | HARTLEY 1101738 | 43211101 | HARTLEY 1101 | 4208.5049 | 2.6156 | 106 | 0.23488 | 0.0022159 | 2450 | 23462.7189 | 30.1503 | #N/A | #N/A | #N/A | #N/A | #N/A | 0
9055 | ORO FINO 1102CB | 103031102 | ORO FINO 1102 | 3376.1921 | 2.0983 | 27 | 0.059189 | 0.0021922 | 2451 | 23464.8172 | 30.0911 | #N/A | #N/A | #N/A | 30.0911 | #N/A | 4
500 | ALTO 112278672 | 42031122 | ALTO 1122 | 6078.7898 | 3.778 | 123 | 0.26916 | 0.0021883 | 2452 | 23468.5952 | 29.8219 | #N/A | #N/A | #N/A | #N/A | #N/A | 0
9919 | MONTE RIO 1113678 | 42811113 | MONTE RIO 1113 | 3004.004 | 1.867 | 17 | 0.037196 | 0.002188 | 2453 | 23470.4622 | 29.7847 | #N/A | #N/A | #N/A | #N/A | #N/A | 0
8710 | SUMMIT 110186658 | 152591101 | SUMMIT 1101 | 1029.0279 | 0.63954 | 7 | 0.015303 | 0.0021861 | 2454 | 23471.1017 | 29.7694 | #N/A | #N/A | #N/A | #N/A | #N/A | 0
3183 | PINE GROVE 11011021 | 163751101 | PINE GROVE 1101 | 6702.9103 | 4.1659 | 56 | 0.12161 | 0.0021716 | 2455 | 23475.2676 | 29.6478 | #N/A | #N/A | #N/A | #N/A | #N/A | 0
3039 | BIG BASIN 110110296 | 82841101 | BIG BASIN 1101 | 23203.5804 | 14.4211 | 181 | 0.3928 | 0.0021702 | 2456 | 23489.6887 | 29.255 | #N/A | #N/A | #N/A | #N/A | #N/A | 0
10621 | EEL RIVER 1103987714 | 192381103 | EEL RIVER 1103 | 1218.9668 | 0.75759 | 6 | 0.01302 | 0.0021699 | 2457 | 23490.4463 | 29.242 | #N/A | #N/A | #N/A | #N/A | #N/A | 0
2552 | HALSEY 11022514 | 152241102 | HALSEY 1102 | 17648.4979 | 10.9686 | 212 | 0.45975 | 0.0021687 | 2458 | 23501.4149 | 28.7823 | #N/A | #N/A | #N/A | #N/A | #N/A | 0
1900 | PLACERVILLE 1111508410 | 153081111 | PLACERVILLE 1111 | 7530.8771 | 4.6805 | 73 | 0.15783 | 0.002162 | 2459 | 23506.0954 | 28.6244 | #N/A | 28.6244 | #N/A | #N/A | #N/A | 2
7805 | POINT MORETTI 11015074 | 82931101 | POINT MORETTI 1101 | 2196.7079 | 1.3653 | 34 | 0.073264 | 0.0021548 | 2460 | 23507.4607 | 28.5512 | #N/A | #N/A | #N/A | #N/A | #N/A | 0
9738 | ECHO SUMMIT 1101344250 | 158031101 | ECHO SUMMIT 1101 | 1299.2708 | 0.8075 | 10 | 0.021484 | 0.0021484 | 2461 | 23508.2682 | 28.5297 | #N/A | #N/A | #N/A | #N/A | #N/A | 0
3248 | HARRIS 1109355914 | 192431109 | HARRIS 1109 | 13002.7807 | 8.0813 | 104 | 0.2233 | 0.0021471 | 2462 | 23516.3495 | 28.3064 | #N/A | #N/A | #N/A | #N/A | #N/A | 0
5158 | MORRO BAY 1101W20 | 183011101 | MORRO BAY 1101 | 3551.7376 | 2.2074 | 48 | 0.10251 | 0.0021357 | 2463 | 23518.5569 | 28.2039 | #N/A | #N/A | #N/A | #N/A | #N/A | 0
5206 | CAMP EVERS 21065020 | 83622106 | CAMP EVERS 2106 | 24253.1314 | 15.0734 | 185 | 0.3934 | 0.0021265 | 2464 | 23533.6303 | 27.8105 | #N/A | #N/A | #N/A | #N/A | #N/A | 0
8641 | PETALUMA C 1109857148 | 42631109 | PETALUMA C 1109 | 1503.7135 | 0.93456 | 31 | 0.065491 | 0.0021126 | 2465 | 23534.5649 | 27.745 | #N/A | #N/A | #N/A | #N/A | #N/A | 0
4750 | PENNGROVE 1101554 | 43471101 | PENNGROVE 1101 | 0 | 0 | 130 | 0.2744 | 0.0021107 | 2466 | 23534.5649 | 27.4706 | #N/A | #N/A | #N/A | #N/A | #N/A | 0
5805 | PARADISE 110439216 | 102831104 | PARADISE 1104 | 2624.8047 | 1.6313 | 41 | 0.086098 | 0.0021 | 2467 | 23536.1962 | 27.3845 | #N/A | #N/A | #N/A | #N/A | #N/A | 0
3222 | WEST POINT 11014706 | 163201101 | WEST POINT 1101 | 18429.634 | 11.4541 | 138 | 0.28923 | 0.0020959 | 2468 | 23547.6503 | 27.0953 | #N/A | #N/A | #N/A | #N/A | #N/A | 0
2065 | EL DORADO PH 21026645 | 152762102 | EL DORADO PH 2102 | 6787.3604 | 4.2184 | 52 | 0.10851 | 0.0020868 | 2469 | 23551.8687 | 26.9867 | #N/A | #N/A | #N/A | #N/A | #N/A | 0
6903 | VINEYARD 2107MR332 | 14502107 | VINEYARD 2107 | 520.6629 | 0.32359 | 31 | 0.064186 | 0.0020705 | 2470 | 23552.1923 | 26.9226 | #N/A | #N/A | #N/A | #N/A | #N/A | 0
3802 | MORRO BAY 1102868170 | 183011102 | MORRO BAY 1102 | 14595.2194 | 9.071 | 59 | 0.12083 | 0.0020479 | 2471 | 23561.2632 | 26.8017 | #N/A | #N/A | #N/A | #N/A | #N/A | 0
3290 | TAR FLAT 04023144 | 163240402 | TAR FLAT 0402 | 7828.9119 | 4.8657 | 58 | 0.11868 | 0.0020462 | 2472 | 23566.1289 | 26.683 | #N/A | #N/A | #N/A | #N/A | #N/A | 0
9541 | RINCON 1101839669 | 43321101 | RINCON 1101 | 989.219 | 0.6148 | 12 | 0.02446 | 0.0020383 | 2473 | 23566.7437 | 26.6586 | #N/A | #N/A | #N/A | #N/A | #N/A | 0
671 | CAMP EVERS 21045096 | 83622104 | CAMP EVERS 2104 | 32680.7032 | 20.3112 | 232 | 0.4728 | 0.0020379 | 2474 | 23587.0549 | 26.1858 | 26.1858 | #N/A | #N/A | #N/A | #N/A | 1
6416 | PLACER 1102CB | 152461102 | PLACER 1102 | 3361.7302 | 2.0893 | 23 | 0.046849 | 0.0020369 | 2475 | 23589.1443 | 26.1389 | #N/A | #N/A | #N/A | #N/A | #N/A | 0
9674 | GUALALA 1112CB | 42841112 | GUALALA 1112 | 2568.9228 | 1.5966 | 22 | 0.044389 | 0.0020177 | 2476 | 23590.7409 | 26.0946 | #N/A | #N/A | #N/A | #N/A | #N/A | 0
1510 | MONTE RIO 1113CB | 42811113 | MONTE RIO 1113 | 7286.2366 | 4.5284 | 49 | 0.098667 | 0.0020136 | 2477 | 23595.2693 | 25.9959 | 25.9959 | #N/A | #N/A | #N/A | #N/A | 1
1572 | ECHO SUMMIT 11012500 | 158031101 | ECHO SUMMIT 1101 | 3521.417 | 2.1886 | 26 | 0.05151 | 0.0019811 | 2478 | 23597.4579 | 25.9444 | #N/A | #N/A | #N/A | #N/A | #N/A | 0
808 | PEORIA 1701169700 | 163781701 | PEORIA 1701 | 13421.5222 | 8.3415 | 63 | 0.1243 | 0.001973 | 2479 | 23605.7994 | 25.8201 | #N/A | #N/A | #N/A | #N/A | #N/A | 0
1792 | MORAGA 1102CB | 13801102 | MORAGA 1102 | 8539.83 | 5.3075 | 130 | 0.25639 | 0.0019722 | 2480 | 23611.1069 | 25.5637 | 25.5637 | #N/A | #N/A | #N/A | #N/A | 1
6608 | FORT ROSS 1121134 | 42851121 | FORT ROSS 1121 | 13272.5409 | 8.2489 | 99 | 0.19475 | 0.0019671 | 2481 | 23619.3559 | 25.3689 | #N/A | #N/A | #N/A | #N/A | #N/A | 0
5795 | HIGGINS 1103995672 | 152691103 | HIGGINS 1103 | 5928.6387 | 3.6847 | 79 | 0.15487 | 0.0019604 | 2482 | 23623.0405 | 25.2141 | #N/A | #N/A | #N/A | #N/A | #N/A | 0
7320 | FAIRVIEW 220799096 | 13432207 | FAIRVIEW 2207 | 15895.8244 | 9.8793 | 56 | 0.10978 | 0.0019603 | 2483 | 23632.9199 | 25.1043 | #N/A | #N/A | #N/A | #N/A | #N/A | 0
1460 | PARADISE 1105121988 | 102831105 | PARADISE 1105 | 11219.1712 | 6.9728 | 92 | 0.17929 | 0.0019488 | 2484 | 23639.8926 | 24.925 | #N/A | #N/A | #N/A | #N/A | #N/A | 0
223 | ROB ROY 210410960 | 83692104 | ROB ROY 2104 | 30132.5387 | 18.7275 | 320 | 0.62252 | 0.0019454 | 2485 | 23658.6201 | 24.3025 | #N/A | #N/A | #N/A | #N/A | #N/A | 0
9882 | VOLTA 1102453266 | 102541102 | VOLTA 1102 | 510.1509 | 0.31706 | 5 | 0.0096562 | 0.0019312 | 2486 | 23658.9372 | 24.2928 | #N/A | #N/A | #N/A | #N/A | #N/A | 0
2825 | COTATI 1104CB | 42271104 | COTATI 1104 | 7279.3949 | 4.5242 | 93 | 0.17769 | 0.0019107 | 2487 | 23663.4613 | 24.1151 | #N/A | #N/A | #N/A | #N/A | #N/A | 0
9868 | VOLTA 110293418 | 102541102 | VOLTA 1102 | 4145.9232 | 2.5767 | 23 | 0.043787 | 0.0019038 | 2488 | 23666.0381 | 24.0713 | #N/A | #N/A | #N/A | #N/A | #N/A | 0
7915 | LOS GATOS 1106697500 | 82021106 | LOS GATOS 1106 | 10836.6474 | 6.735 | 74 | 0.14082 | 0.0019029 | 2489 | 23672.7731 | 23.9305 | #N/A | #N/A | #N/A | #N/A | #N/A | 0
9296 | DUNBAR 1103835658 | 43071103 | DUNBAR 1103 | 50.0391 | 0.0311 | 11 | 0.020885 | 0.0018987 | 2490 | 23672.8042 | 23.9096 | 23.9096 | #N/A | #N/A | #N/A | #N/A | 1
6742 | ALTO 11251158 | 42031125 | ALTO 1125 | 3588.3989 | 2.2302 | 65 | 0.12337 | 0.0018981 | 2491 | 23675.0344 | 23.7863 | #N/A | #N/A | #N/A | #N/A | #N/A | 0
4000 | RINCON 1101576 | 43321101 | RINCON 1101 | 1582.5592 | 0.98357 | 116 | 0.21618 | 0.0018636 | 2492 | 23676.0179 | 23.5701 | #N/A | #N/A | #N/A | #N/A | #N/A | 0
4995 | SOLEDAD 21027008 | 182052102 | SOLEDAD 2102 | 8088.7008 | 5.0272 | 122 | 0.22537 | 0.0018473 | 2493 | 23681.0451 | 23.3447 | #N/A | #N/A | #N/A | #N/A | #N/A | 0
6887 | HATTON 1102648928 | 182291102 | HATTON 1102 | 6359.2353 | 3.9523 | 44 | 0.081123 | 0.0018437 | 2494 | 23684.9974 | 23.2636 | #N/A | #N/A | #N/A | #N/A | #N/A | 0
9513 | GREEN VALLEY 2101535998 | 83192101 | GREEN VALLEY 2101 | 7140.4635 | 4.4378 | 43 | 0.079178 | 0.0018414 | 2495 | 23689.4352 | 23.1844 | #N/A | #N/A | #N/A | #N/A | #N/A | 0
2632 | APPLE HILL 110412947 | 153661104 | APPLE HILL 1104 | 5709.2465 | 3.5483 | 49 | 0.0901 | 0.0018388 | 2496 | 23692.9835 | 23.0943 | #N/A | #N/A | #N/A | #N/A | #N/A | 0
7783 | MIRABEL 110257840 | 42091102 | MIRABEL 1102 | 4238.9331 | 2.6345 | 29 | 0.053161 | 0.0018331 | 2497 | 23695.6181 | 23.0411 | #N/A | #N/A | #N/A | #N/A | #N/A | 0
26 | TASSAJARA 2103CB | 14662103 | TASSAJARA 2103 | 787.8623 | 0.48966 | 259 | 0.47354 | 0.0018283 | 2498 | 23696.1077 | 22.5676 | #N/A | #N/A | #N/A | #N/A | #N/A | 0
8978 | BIG RIVER 1101954 | 43081101 | BIG RIVER 1101 | 12372.699 | 7.6897 | 78 | 0.1423 | 0.0018244 | 2499 | 23703.7974 | 22.4253 | #N/A | #N/A | #N/A | #N/A | #N/A | 0
85 | HALSEY 11011704 | 152241101 | HALSEY 1101 | 21231.8185 | 13.1957 | 160 | 0.29168 | 0.001823 | 2500 | 23716.9931 | 22.1336 | #N/A | #N/A | #N/A | #N/A | #N/A | 0
2388 | CAMP EVERS 21059031 | 83622105 | CAMP EVERS 2105 | 1741.4201 | 1.0823 | 17 | 0.030932 | 0.0018195 | 2501 | 23718.0754 | 22.1027 | #N/A | #N/A | #N/A | #N/A | #N/A | 0
2038 | MORAGA 1104CB | 13801104 | MORAGA 1104 | 15741.0344 | 9.7831 | 214 | 0.38772 | 0.0018118 | 2502 | 23727.8585 | 21.715 | 21.715 | #N/A | #N/A | #N/A | #N/A | 1
6140 | OCEANO 1106V28 | 182601106 | OCEANO 1106 | 1958.2873 | 1.2171 | 99 | 0.17873 | 0.0018053 | 2503 | 23729.0756 | 21.5362 | #N/A | #N/A | #N/A | #N/A | #N/A | 0
9346 | LAURELES 11116421 | 182371111 | LAURELES 1111 | 2777.3682 | 1.7261 | 20 | 0.036089 | 0.0018044 | 2504 | 23730.8017 | 21.5002 | #N/A | #N/A | #N/A | #N/A | #N/A | 0
680 | CAMP EVERS 210612760 | 83622106 | CAMP EVERS 2106 | 42462.3954 | 26.3906 | 299 | 0.53531 | 0.0017903 | 2505 | 23757.1923 | 20.9648 | #N/A | #N/A | #N/A | #N/A | #N/A | 0
1725 | BOLINAS 1101CB | 42261101 | BOLINAS 1101 | 3442.3441 | 2.1394 | 26 | 0.04631 | 0.0017811 | 2506 | 23759.3317 | 20.9185 | #N/A | #N/A | #N/A | #N/A | #N/A | 0
1486 | BEN LOMOND 1101BL 1101 | 83041101 | BEN LOMOND 1101 | 13568.3761 | 8.4328 | 101 | 0.17858 | 0.0017681 | 2507 | 23767.7645 | 20.74 | #N/A | #N/A | #N/A | #N/A | #N/A | 0
8439 | OAKHURST 110310190 | 254421103 | OAKHURST 1103 | 13591.0884 | 8.4469 | 61 | 0.10725 | 0.0017583 | 2508 | 23776.2114 | 20.6327 | #N/A | #N/A | #N/A | #N/A | #N/A | 0
10411 | BURNEY 1102272636 | 103311102 | BURNEY 1102 | 431.3681 | 0.2681 | 5 | 0.0087708 | 0.0017542 | 2509 | 23776.4795 | 20.6239 | #N/A | #N/A | #N/A | #N/A | #N/A | 0
9794 | SONOMA 1106510055 | 42721106 | SONOMA 1106 | 817.6203 | 0.50815 | 11 | 0.019238 | 0.0017489 | 2510 | 23776.9877 | 20.6047 | 20.6047 | #N/A | #N/A | #N/A | #N/A | 1
1870 | TEMPLETON 2110307832 | 183052110 | TEMPLETON 2110 | 2614.1136 | 1.6247 | 133 | 0.23192 | 0.0017438 | 2511 | 23778.6123 | 20.3728 | #N/A | #N/A | #N/A | #N/A | #N/A | 0
4149 | EL DORADO PH 210219542 | 152762102 | EL DORADO PH 2102 | 15319.5774 | 9.5212 | 111 | 0.19285 | 0.0017374 | 2512 | 23788.1335 | 20.1799 | #N/A | #N/A | #N/A | #N/A | #N/A | 0
5394 | BRUNSWICK 11052100 | 152481105 | BRUNSWICK 1105 | 6391.6672 | 3.9724 | 47 | 0.081621 | 0.0017366 | 2513 | 23792.106 | 20.0983 | #N/A | #N/A | #N/A | #N/A | #N/A | 0
7138 | MONTE RIO 11138299 | 42811113 | MONTE RIO 1113 | 1934.2169 | 1.2021 | 13 | 0.02235 | 0.0017192 | 2514 | 23793.3081 | 20.076 | #N/A | #N/A | #N/A | #N/A | #N/A | 0
2315 | MORAGA 1101108540 | 13801101 | MORAGA 1101 | 7751.409 | 4.8175 | 44 | 0.075547 | 0.001717 | 2515 | 23798.1256 | 20.0004 | #N/A | #N/A | #N/A | #N/A | #N/A | 0
110 | RACETRACK 17038120 | 163761703 | RACETRACK 1703 | 14371.6326 | 8.932 | 108 | 0.18434 | 0.0017068 | 2516 | 23807.0576 | 19.8161 | #N/A | #N/A | #N/A | #N/A | #N/A | 0
1996 | MORAGA 1103E510R | 13801103 | MORAGA 1103 | 807.8365 | 0.50207 | 84 | 0.14305 | 0.0017029 | 2517 | 23807.5597 | 19.673 | #N/A | #N/A | #N/A | #N/A | #N/A | 0
2784 | FRENCH GULCH 11022902 | 103381102 | FRENCH GULCH 1102 | 11242.8228 | 6.9875 | 8 | 0.013563 | 0.0016954 | 2518 | 23814.5472 | 19.6595 | #N/A | #N/A | #N/A | #N/A | #N/A | 0
4648 | HALF MOON BAY 1102863822 | 24101102 | HALF MOON BAY 1102 | 168.7519 | 0.10488 | 8 | 0.013546 | 0.0016933 | 2519 | 23814.6521 | 19.6459 | #N/A | #N/A | #N/A | #N/A | #N/A | 0
4537 | LAKEWOOD 2107396264 | 13532107 | LAKEWOOD 2107 | 7704.2 | 4.7882 | 95 | 0.16081 | 0.0016927 | 2520 | 23819.4403 | 19.4851 | #N/A | #N/A | #N/A | #N/A | #N/A | 0
6727 | BRUNSWICK 11032200 | 152481103 | BRUNSWICK 1103 | 8965.9106 | 5.5723 | 64 | 0.10808 | 0.0016888 | 2521 | 23825.0126 | 19.377 | #N/A | #N/A | #N/A | #N/A | #N/A | 0
5446 | PENRYN 11052406 | 152561105 | PENRYN 1105 | 123.5636 | 0.076795 | 50 | 0.084272 | 0.0016854 | 2522 | 23825.0894 | 19.2928 | #N/A | #N/A | #N/A | #N/A | #N/A | 0
9065 | OTTER 11017611 | 182941101 | OTTER 1101 | 7068.0362 | 4.3928 | 42 | 0.070701 | 0.0016834 | 2523 | 23829.4822 | 19.2221 | #N/A | #N/A | #N/A | #N/A | #N/A | 0
4321 | BRUNSWICK 110633050 | 152481106 | BRUNSWICK 1106 | 1793.1664 | 1.1145 | 56 | 0.094072 | 0.0016799 | 2524 | 23830.5967 | 19.128 | #N/A | #N/A | #N/A | #N/A | #N/A | 0
7573 | ROSSMOOR 110639424 | 14161106 | ROSSMOOR 1106 | 1481.6598 | 0.92086 | 36 | 0.060313 | 0.0016754 | 2525 | 23831.5175 | 19.0677 | #N/A | #N/A | #N/A | #N/A | #N/A | 0
1005 | ROB ROY 21045082 | 83692104 | ROB ROY 2104 | 32012.7007 | 19.896 | 215 | 0.35844 | 0.0016672 | 2526 | 23851.4135 | 18.7092 | #N/A | #N/A | #N/A | #N/A | #N/A | 0
5885 | LAURELES 11122768 | 182371112 | LAURELES 1112 | 10109.7249 | 6.2832 | 92 | 0.15315 | 0.0016647 | 2527 | 23857.6968 | 18.5561 | #N/A | #N/A | #N/A | #N/A | #N/A | 0
2281 | VOLTA 110185234 | 102541101 | VOLTA 1101 | 12730.8347 | 7.9123 | 92 | 0.15202 | 0.0016524 | 2528 | 23865.609 | 18.404 | #N/A | #N/A | #N/A | #N/A | #N/A | 0
3545 | PACIFICA 1104230272 | 22811104 | PACIFICA 1104 | 1377.39 | 0.85605 | 18 | 0.029673 | 0.0016485 | 2529 | 23866.4651 | 18.3744 | #N/A | #N/A | #N/A | #N/A | #N/A | 0
6564 | NEWBURG 1131557468 | 192151131 | NEWBURG 1131 | 1423.6732 | 0.88482 | 28 | 0.046129 | 0.0016475 | 2530 | 23867.3499 | 18.3282 | #N/A | #N/A | #N/A | #N/A | #N/A | 0
2123 | IGNACIO 11011300 | 42481101 | IGNACIO 1101 | 5145.088 | 3.1977 | 84 | 0.13814 | 0.0016445 | 2531 | 23870.5476 | 18.1901 | #N/A | #N/A | #N/A | #N/A | #N/A | 0
7516 | SAN LUIS OBISPO 1107CB | 182631107 | SAN LUIS OBISPO 1107 | 1251.1033 | 0.77757 | 19 | 0.031229 | 0.0016436 | 2532 | 23871.3252 | 18.1589 | #N/A | #N/A | #N/A | #N/A | #N/A | 0
1994 | SILVERADO 2103218894 | 43432103 | SILVERADO 2103 | 540.1994 | 0.33574 | 14 | 0.022819 | 0.00163 | 2533 | 23871.6609 | 18.1361 | 18.1361 | #N/A | #N/A | #N/A | #N/A | 1
10204 | DUNBAR 110113481 | 43071101 | DUNBAR 1101 | 0 | 0 | 14 | 0.022805 | 0.0016289 | 2534 | 23871.6609 | 18.1133 | #N/A | #N/A | #N/A | #N/A | #N/A | 0
3837 | AUBERRY 1101D4982 | 254151101 | AUBERRY 1101 | 4312.861 | 2.6805 | 21 | 0.034121 | 0.0016248 | 2535 | 23874.3414 | 18.0791 | #N/A | #N/A | #N/A | #N/A | #N/A | 0
586 | WEIMAR 11022038 | 152491102 | WEIMAR 1102 | 21510.9233 | 13.3691 | 155 | 0.2504 | 0.0016155 | 2536 | 23887.7105 | 17.8287 | #N/A | #N/A | #N/A | #N/A | #N/A | 0
5218 | SYCAMORE CREEK 11112268 | 102971111 | SYCAMORE CREEK 1111 | 35117.3516 | 21.8256 | 217 | 0.34805 | 0.0016039 | 2537 | 23909.5361 | 17.4807 | #N/A | #N/A | #N/A | #N/A | #N/A | 0
1040 | GANSNER 110152664 | 103021101 | GANSNER 1101 | 284.4033 | 0.17676 | 44 | 0.070524 | 0.0016028 | 2538 | 23909.7128 | 17.4102 | #N/A | #N/A | #N/A | #N/A | #N/A | 0
3804 | POINT MORETTI 110110726 | 82931101 | POINT MORETTI 1101 | 16936.721 | 10.5262 | 124 | 0.19849 | 0.0016007 | 2539 | 23920.2391 | 17.2117 | #N/A | #N/A | #N/A | #N/A | #N/A | 0
1389 | STANISLAUS 17011331 | 162821701 | STANISLAUS 1701 | 7064.7733 | 4.3908 | 63 | 0.10065 | 0.0015977 | 2540 | 23924.6299 | 17.111 | #N/A | #N/A | #N/A | #N/A | #N/A | 0
8302 | VALLEY VIEW 1106P166 | 14341106 | VALLEY VIEW 1106 | 7068.5222 | 4.3931 | 27 | 0.043133 | 0.0015975 | 2541 | 23929.023 | 17.0679 | #N/A | #N/A | #N/A | #N/A | #N/A | 0
7677 | POINT MORETTI 110136516 | 82931101 | POINT MORETTI 1101 | 6699.7019 | 4.1639 | 53 | 0.08431 | 0.0015908 | 2542 | 23933.1869 | 16.9836 | #N/A | #N/A | #N/A | #N/A | #N/A | 0
9231 | ROB ROY 21045304 | 83692104 | ROB ROY 2104 | 5763.285 | 3.5819 | 60 | 0.094707 | 0.0015784 | 2543 | 23936.7688 | 16.8889 | #N/A | #N/A | #N/A | #N/A | #N/A | 0
10838 | LAS GALLINAS A 1106685852 | 42991106 | LAS GALLINAS A 1106 | 104.9331 | 0.065216 | 3 | 0.0046945 | 0.0015648 | 2544 | 23936.834 | 16.8842 | #N/A | #N/A | #N/A | #N/A | #N/A | 0
1125 | LAS GALLINAS A 1106CB | 42991106 | LAS GALLINAS A 1106 | 153.7468 | 0.095554 | 111 | 0.17365 | 0.0015644 | 2545 | 23936.9295 | 16.7105 | #N/A | #N/A | #N/A | #N/A | #N/A | 0
6613 | HICKS 111660050 | 83431116 | HICKS 1116 | 13116.246 | 8.1518 | 98 | 0.15235 | 0.0015546 | 2546 | 23945.0813 | 16.5582 | #N/A | #N/A | #N/A | #N/A | #N/A | 0
10410 | PUEBLO 2102391312 | 43292102 | PUEBLO 2102 | 229.6394 | 0.14272 | 13 | 0.020186 | 0.0015528 | 2547 | 23945.2241 | 16.538 | 16.538 | #N/A | #N/A | #N/A | #N/A | 1
3988 | SAN RAFAEL 1108322 | 42011108 | SAN RAFAEL 1108 | 11550.5948 | 7.1787 | 88 | 0.13618 | 0.0015474 | 2548 | 23952.4028 | 16.4018 | #N/A | #N/A | #N/A | #N/A | #N/A | 0
3811 | OAKLAND X 1106950688 | 12541106 | OAKLAND X 1106 | 5883.5054 | 3.6566 | 50 | 0.077034 | 0.0015407 | 2549 | 23956.0594 | 16.3248 | #N/A | #N/A | #N/A | #N/A | #N/A | 0
1254 | CURTIS 17039240 | 163351703 | CURTIS 1703 | 17656.496 | 10.9736 | 151 | 0.23246 | 0.0015394 | 2550 | 23967.033 | 16.0923 | #N/A | #N/A | #N/A | #N/A | #N/A | 0
9703 | VOLTA 110280982 | 102541102 | VOLTA 1102 | 836.5231 | 0.5199 | 8 | 0.012305 | 0.0015382 | 2551 | 23967.5529 | 16.08 | #N/A | #N/A | #N/A | #N/A | #N/A | 0
8204 | BEN LOMOND 04015144 | 83040401 | BEN LOMOND 0401 | 6368.9288 | 3.9583 | 36 | 0.055061 | 0.0015295 | 2552 | 23971.5112 | 16.025 | #N/A | #N/A | #N/A | #N/A | #N/A | 0
4922 | BIG RIVER 11013019 | 43081101 | BIG RIVER 1101 | 426.9368 | 0.26534 | 11 | 0.016682 | 0.0015165 | 2553 | 23971.7766 | 16.0083 | #N/A | #N/A | #N/A | #N/A | #N/A | 0
4844 | SANTA ROSA A 1104173590 | 42151104 | SANTA ROSA A 1104 | 6901.197 | 4.2891 | 46 | 0.069603 | 0.0015131 | 2554 | 23976.0657 | 15.9387 | #N/A | #N/A | #N/A | #N/A | #N/A | 0
7483 | FLINT 1101CB | 152531101 | FLINT 1101 | 1037.2766 | 0.64467 | 36 | 0.054259 | 0.0015072 | 2555 | 23976.7104 | 15.8844 | #N/A | #N/A | #N/A | #N/A | #N/A | 0
6669 | DUNBAR 1101234 | 43071101 | DUNBAR 1101 | 5584.5077 | 3.4708 | 81 | 0.12191 | 0.0015051 | 2556 | 23980.1812 | 15.7625 | #N/A | #N/A | #N/A | #N/A | #N/A | 0
7886 | OAKHURST 1102CB | 254421102 | OAKHURST 1102 | 4253.8822 | 2.6438 | 61 | 0.091479 | 0.0014997 | 2557 | 23982.825 | 15.671 | 15.671 | #N/A | #N/A | #N/A | #N/A | 1
1710 | ELK 110191336 | 42981101 | ELK 1101 | 12740.7114 | 7.9184 | 78 | 0.11676 | 0.0014969 | 2558 | 23990.7434 | 15.5543 | #N/A | #N/A | #N/A | #N/A | #N/A | 0
583 | MONTE RIO 1111969182 | 42811111 | MONTE RIO 1111 | 8578.2654 | 5.3314 | 64 | 0.095599 | 0.0014937 | 2559 | 23996.0748 | 15.4587 | #N/A | #N/A | #N/A | #N/A | #N/A | 0
3182 | KONOCTI 1108950 | 43311108 | KONOCTI 1108 | 9978.6098 | 6.2017 | 85 | 0.12697 | 0.0014937 | 2560 | 24002.2765 | 15.3317 | #N/A | #N/A | #N/A | #N/A | #N/A | 0
5332 | CLAYTON 2212CB | 12022212 | CLAYTON 2212 | 1899.4744 | 1.1805 | 140 | 0.20851 | 0.0014894 | 2561 | 24003.4571 | 15.1232 | #N/A | #N/A | #N/A | #N/A | #N/A | 0
4270 | LAS GALLINAS A 1104304 | 42991104 | LAS GALLINAS A 1104 | 221.043 | 0.13738 | 27 | 0.039953 | 0.0014798 | 2562 | 24003.5945 | 15.0832 | #N/A | #N/A | #N/A | #N/A | #N/A | 0
886 | SALT SPRINGS 21024796 | 163692102 | SALT SPRINGS 2102 | 11571.4706 | 7.1917 | 114 | 0.16766 | 0.0014707 | 2563 | 24010.7862 | 14.9156 | #N/A | #N/A | #N/A | #N/A | #N/A | 0
1846 | BIG RIVER 11013002 | 43081101 | BIG RIVER 1101 | 11656.2739 | 7.2444 | 76 | 0.11126 | 0.001464 | 2564 | 24018.0306 | 14.8043 | #N/A | #N/A | #N/A | #N/A | #N/A | 0
6005 | MIRABEL 1101201156 | 42091101 | MIRABEL 1101 | 2335.0863 | 1.4513 | 26 | 0.038044 | 0.0014632 | 2565 | 24019.4819 | 14.7663 | 14.7663 | #N/A | #N/A | #N/A | #N/A | 1
9286 | SOLEDAD 2101315500 | 182052101 | SOLEDAD 2101 | 1783.0288 | 1.1082 | 22 | 0.032073 | 0.0014578 | 2566 | 24020.59 | 14.7342 | #N/A | #N/A | #N/A | #N/A | #N/A | 0
2001 | SAN RAFAEL 110839156 | 42011108 | SAN RAFAEL 1108 | 5580.9258 | 3.4686 | 62 | 0.089693 | 0.0014467 | 2567 | 24024.0586 | 14.6445 | #N/A | #N/A | #N/A | #N/A | #N/A | 0
2593 | HIGGINS 1104533648 | 152691104 | HIGGINS 1104 | 10867.8258 | 6.7544 | 93 | 0.13321 | 0.0014323 | 2568 | 24030.813 | 14.5113 | #N/A | #N/A | #N/A | #N/A | #N/A | 0
2853 | EL DORADO PH 2101668674 | 152762101 | EL DORADO PH 2101 | 15298.6549 | 9.5082 | 112 | 0.16003 | 0.0014289 | 2569 | 24040.3212 | 14.3513 | #N/A | #N/A | #N/A | #N/A | #N/A | 0
701 | CAMP EVERS 210512590 | 83622105 | CAMP EVERS 2105 | 8233.9726 | 5.1174 | 69 | 0.09844 | 0.0014267 | 2570 | 24045.4386 | 14.2528 | #N/A | #N/A | #N/A | #N/A | #N/A | 0
9206 | SISQUOC 110245261 | 182811102 | SISQUOC 1102 | 164.9958 | 0.10255 | 10 | 0.01423 | 0.001423 | 2571 | 24045.5411 | 14.2386 | #N/A | #N/A | #N/A | #N/A | #N/A | 0
6505 | MONTE RIO 11131313 | 42811113 | MONTE RIO 1113 | 1996.4298 | 1.2408 | 19 | 0.026709 | 0.0014057 | 2572 | 24046.7819 | 14.2119 | #N/A | #N/A | #N/A | #N/A | #N/A | 0
4406 | COTATI 110475972 | 42271104 | COTATI 1104 | 5386.1403 | 3.3475 | 61 | 0.085021 | 0.0013938 | 2573 | 24050.1294 | 14.1269 | #N/A | #N/A | #N/A | #N/A | #N/A | 0
7967 | MENLO 11038982 | 24131103 | MENLO 1103 | 7434.3823 | 4.6205 | 50 | 0.06964 | 0.0013928 | 2574 | 24054.7499 | 14.0572 | #N/A | #N/A | #N/A | #N/A | #N/A | 0
9897 | ORO FINO 110239154 | 103031102 | ORO FINO 1102 | 1419.8889 | 0.88247 | 11 | 0.015315 | 0.0013923 | 2575 | 24055.6324 | 14.0419 | #N/A | #N/A | #N/A | #N/A | #N/A | 0
5536 | GUALALA 1111CB | 42841111 | GUALALA 1111 | 6227.6638 | 3.8705 | 47 | 0.065391 | 0.0013913 | 2576 | 24059.5029 | 13.9765 | #N/A | #N/A | #N/A | #N/A | #N/A | 0
3869 | PINE GROVE 11021765 | 163751102 | PINE GROVE 1102 | 2336.7952 | 1.4523 | 20 | 0.027774 | 0.0013887 | 2577 | 24060.9553 | 13.9487 | #N/A | #N/A | #N/A | #N/A | #N/A | 0
2705 | FORT ORD 210736596 | 182402107 | FORT ORD 2107 | 6572.3951 | 4.0848 | 145 | 0.20079 | 0.0013847 | 2578 | 24065.04 | 13.7479 | #N/A | #N/A | #N/A | #N/A | #N/A | 0
5302 | BIG BASIN 11015000 | 82841101 | BIG BASIN 1101 | 3149.0186 | 1.9571 | 23 | 0.031772 | 0.0013814 | 2579 | 24066.9972 | 13.7162 | #N/A | #N/A | #N/A | #N/A | #N/A | 0
10692 | ROSSMOOR 1109CB | 14161109 | ROSSMOOR 1109 | 7.571 | 0.0047054 | 6 | 0.0079259 | 0.001321 | 2580 | 24067.0019 | 13.7082 | #N/A | #N/A | #N/A | #N/A | #N/A | 0
5396 | FORT BRAGG A 11041316 | 42761104 | FORT BRAGG A 1104 | 22101.0688 | 13.7359 | 166 | 0.21786 | 0.0013124 | 2581 | 24080.7378 | 13.4904 | #N/A | #N/A | #N/A | #N/A | #N/A | 0
6380 | GUALALA 111135562 | 42841111 | GUALALA 1111 | 22914.0776 | 14.2412 | 147 | 0.19119 | 0.0013006 | 2582 | 24094.979 | 13.2992 | #N/A | #N/A | #N/A | #N/A | #N/A | 0
5878 | OLEMA 11011318 | 42291101 | OLEMA 1101 | 13693.4076 | 8.5105 | 113 | 0.14661 | 0.0012974 | 2583 | 24103.4895 | 13.1526 | #N/A | #N/A | #N/A | #N/A | #N/A | 0
7013 | SALT SPRINGS 2102L491 | 163692102 | SALT SPRINGS 2102 | 3564.5514 | 2.2154 | 31 | 0.039999 | 0.0012903 | 2584 | 24105.7048 | 13.1126 | #N/A | #N/A | #N/A | #N/A | #N/A | 0
3314 | LLAGAS 2101XR244 | 83182101 | LLAGAS 2101 | 0 | 0 | 157 | 0.20135 | 0.0012825 | 2585 | 24105.7048 | 12.9112 | #N/A | #N/A | #N/A | #N/A | #N/A | 0
595 | GARBERVILLE 1103CB | 192221103 | GARBERVILLE 1103 | 971.3906 | 0.60372 | 31 | 0.039451 | 0.0012726 | 2586 | 24106.3086 | 12.8718 | #N/A | #N/A | #N/A | #N/A | #N/A | 0
842 | ELK 11011272 | 42981101 | ELK 1101 | 35548.517 | 22.0935 | 236 | 0.29926 | 0.0012681 | 2587 | 24128.4021 | 12.5725 | #N/A | #N/A | #N/A | #N/A | #N/A | 0
3308 | SNEATH LANE 1106CB | 22721106 | SNEATH LANE 1106 | 4885.2685 | 3.0362 | 66 | 0.083532 | 0.0012656 | 2588 | 24131.4383 | 12.489 | #N/A | #N/A | #N/A | #N/A | #N/A | 0
4674 | WEST POINT 110112256 | 163201101 | WEST POINT 1101 | 10425.1159 | 6.4793 | 86 | 0.10855 | 0.0012622 | 2589 | 24137.9176 | 12.3804 | #N/A | #N/A | #N/A | #N/A | #N/A | 0
141 | MORRO BAY 1102W34 | 183011102 | MORRO BAY 1102 | 12223.0154 | 7.5967 | 112 | 0.14094 | 0.0012584 | 2590 | 24145.5142 | 12.2395 | #N/A | #N/A | #N/A | #N/A | #N/A | 0
8023 | HOLLISTER 2105903238 | 182492105 | HOLLISTER 2105 | 6450.8713 | 4.0092 | 30 | 0.037741 | 0.001258 | 2591 | 24149.5235 | 12.2018 | #N/A | #N/A | #N/A | #N/A | #N/A | 0
53 | DUNBAR 1102448 | 43071102 | DUNBAR 1102 | 3932.5973 | 2.4441 | 116 | 0.1457 | 0.001256 | 2592 | 24151.9676 | 12.0561 | #N/A | #N/A | #N/A | #N/A | #N/A | 0
5111 | ALHAMBRA 110581514 | 14101105 | ALHAMBRA 1105 | 4781.286 | 2.9716 | 65 | 0.08141 | 0.0012525 | 2593 | 24154.9392 | 11.9746 | #N/A | #N/A | #N/A | #N/A | #N/A | 0
347 | BRUNSWICK 11052204 | 152481105 | BRUNSWICK 1105 | 11625.6324 | 7.2254 | 84 | 0.1044 | 0.0012429 | 2594 | 24162.1646 | 11.8702 | #N/A | #N/A | #N/A | #N/A | #N/A | 0
2860 | CAMP EVERS 210311046 | 83622103 | CAMP EVERS 2103 | 25866.5621 | 16.0762 | 194 | 0.23912 | 0.0012326 | 2595 | 24178.2407 | 11.6311 | #N/A | #N/A | #N/A | #N/A | #N/A | 0
5152 | WOODSIDE 11018522 | 24251101 | WOODSIDE 1101 | 3071.2008 | 1.9088 | 123 | 0.14833 | 0.0012059 | 2596 | 24180.1495 | 11.4828 | #N/A | #N/A | #N/A | #N/A | #N/A | 0
10217 | PAUL SWEET 2102959032 | 83252102 | PAUL SWEET 2102 | 1283.5288 | 0.79772 | 11 | 0.013238 | 0.0012034 | 2597 | 24180.9472 | 11.4696 | #N/A | #N/A | #N/A | #N/A | #N/A | 0
6918 | DUNBAR 1103872066 | 43071103 | DUNBAR 1103 | 856.8881 | 0.53256 | 13 | 0.015478 | 0.0011906 | 2598 | 24181.4798 | 11.4541 | 11.4541 | #N/A | #N/A | #N/A | #N/A | 1
5057 | WEIMAR 11012764 | 152491101 | WEIMAR 1101 | 9871.3778 | 6.1351 | 68 | 0.080958 | 0.0011906 | 2599 | 24187.6149 | 11.3731 | #N/A | #N/A | #N/A | #N/A | #N/A | 0
8401 | IGNACIO 11051943 | 42481105 | IGNACIO 1105 | 1959.963 | 1.2181 | 17 | 0.020183 | 0.0011872 | 2600 | 24188.833 | 11.3529 | #N/A | #N/A | #N/A | #N/A | #N/A | 0
2098 | VOLTA 1102641544 | 102541102 | VOLTA 1102 | 7956.2573 | 4.9448 | 58 | 0.068531 | 0.0011816 | 2601 | 24193.7779 | 11.2844 | #N/A | #N/A | #N/A | #N/A | #N/A | 0
5971 | SANTA ROSA A 110464565 | 42151104 | SANTA ROSA A 1104 | 1284.2848 | 0.79819 | 13 | 0.015275 | 0.001175 | 2602 | 24194.576 | 11.2691 | #N/A | #N/A | #N/A | #N/A | #N/A | 0
1887 | NAPA 1112CB | 42021112 | NAPA 1112 | 940.9991 | 0.58483 | 226 | 0.26497 | 0.0011724 | 2603 | 24195.1609 | 11.0042 | #N/A | #N/A | #N/A | #N/A | #N/A | 0
5833 | DEL MONTE 21049500 | 182222104 | DEL MONTE 2104 | 9168.0738 | 5.698 | 71 | 0.082807 | 0.0011663 | 2604 | 24200.8589 | 10.9214 | #N/A | #N/A | #N/A | #N/A | #N/A | 0
3301 | RALSTON 1101836528 | 24141101 | RALSTON 1101 | 4679.584 | 2.9084 | 39 | 0.045051 | 0.0011552 | 2605 | 24203.7673 | 10.8763 | #N/A | #N/A | #N/A | #N/A | #N/A | 0
1278 | LOS GATOS 1107CB | 82021107 | LOS GATOS 1107 | 24616.6476 | 15.2993 | 192 | 0.22088 | 0.0011504 | 2606 | 24219.0666 | 10.6554 | #N/A | #N/A | #N/A | #N/A | #N/A | 0
1215 | SAN RAMON 2106CB | 14232106 | SAN RAMON 2106 | 755.1177 | 0.46931 | 25 | 0.028724 | 0.001149 | 2607 | 24219.5359 | 10.6267 | #N/A | #N/A | #N/A | #N/A | #N/A | 0
10840 | CLOVERDALE 1101704542 | 42821101 | CLOVERDALE 1101 | 345.9417 | 0.215 | 3 | 0.0034424 | 0.0011475 | 2608 | 24219.7509 | 10.6233 | #N/A | #N/A | #N/A | #N/A | #N/A | 0
9582 | LOS OSITOS 2102624200 | 182082102 | LOS OSITOS 2102 | 2491.858 | 1.5487 | 6 | 0.0068593 | 0.0011432 | 2609 | 24221.2996 | 10.6164 | #N/A | #N/A | #N/A | #N/A | #N/A | 0
6642 | STANISLAUS 1702L5381 | 162821702 | STANISLAUS 1702 | 1955.4877 | 1.2153 | 15 | 0.017144 | 0.0011429 | 2610 | 24222.515 | 10.5993 | #N/A | #N/A | #N/A | #N/A | #N/A | 0
10129 | VALLEY VIEW 1103218424 | 14341103 | VALLEY VIEW 1103 | 866.5125 | 0.53854 | 4 | 0.0045488 | 0.0011372 | 2611 | 24223.0535 | 10.5947 | #N/A | #N/A | #N/A | #N/A | #N/A | 0
2575 | BIG RIVER 110155402 | 43081101 | BIG RIVER 1101 | 3994.4825 | 2.4826 | 104 | 0.11683 | 0.0011234 | 2612 | 24225.5361 | 10.4779 | #N/A | #N/A | #N/A | #N/A | #N/A | 0
2609 | MIRABEL 1102503000 | 42091102 | MIRABEL 1102 | 7373.131 | 4.5824 | 54 | 0.060401 | 0.0011185 | 2613 | 24230.1185 | 10.4175 | 10.4175 | #N/A | #N/A | #N/A | #N/A | 1
8405 | MONTE RIO 1111240 | 42811111 | MONTE RIO 1111 | 4953.3762 | 3.0785 | 42 | 0.046762 | 0.0011134 | 2614 | 24233.1971 | 10.3707 | #N/A | #N/A | #N/A | #N/A | #N/A | 0
1947 | ROB ROY 210410930 | 83692104 | ROB ROY 2104 | 1585.2477 | 0.98524 | 149 | 0.16578 | 0.0011126 | 2615 | 24234.1823 | 10.2049 | #N/A | #N/A | #N/A | #N/A | #N/A | 0
6789 | MIRABEL 11021139 | 42091102 | MIRABEL 1102 | 3291.1128 | 2.0454 | 25 | 0.027677 | 0.0011071 | 2616 | 24236.2277 | 10.1773 | #N/A | #N/A | #N/A | #N/A | #N/A | 0
10452 | PIT NO 3 21011480 | 103732101 | PIT NO 3 2101 | 3463.9371 | 2.1529 | 20 | 0.022077 | 0.0011038 | 2617 | 24238.3806 | 10.1552 | #N/A | #N/A | #N/A | #N/A | #N/A | 0
3881 | CORRAL 110275622 | 162991102 | CORRAL 1102 | 1956.9061 | 1.2162 | 78 | 0.085711 | 0.0010989 | 2618 | 24239.5968 | 10.0695 | #N/A | #N/A | #N/A | #N/A | #N/A | 0
656 | MORAGA 1105CB | 13801105 | MORAGA 1105 | 9244.2642 | 5.7453 | 121 | 0.13044 | 0.001078 | 2619 | 24245.3422 | 9.939 | #N/A | #N/A | #N/A | #N/A | #N/A | 0
7044 | SALT SPRINGS 210297924 | 163692102 | SALT SPRINGS 2102 | 8287.4089 | 5.1507 | 49 | 0.052198 | 0.0010653 | 2620 | 24250.4928 | 9.8868 | #N/A | #N/A | #N/A | #N/A | #N/A | 0
1866 | HIGGINS 1104842642 | 152691104 | HIGGINS 1104 | 9353.842 | 5.8135 | 80 | 0.084021 | 0.0010503 | 2621 | 24256.3063 | 9.8028 | #N/A | #N/A | #N/A | #N/A | #N/A | 0
1316 | SHADY GLEN 1101CB | 152431101 | SHADY GLEN 1101 | 5676.9517 | 3.5282 | 72 | 0.075616 | 0.0010502 | 2622 | 24259.8345 | 9.7272 | 9.7272 | #N/A | #N/A | #N/A | #N/A | 1
8148 | MIWUK 1702S1547 | 163661702 | MIWUK 1702 | 4459.8848 | 2.7718 | 39 | 0.040901 | 0.0010487 | 2623 | 24262.6064 | 9.6863 | #N/A | #N/A | #N/A | #N/A | #N/A | 0
4763 | SNEATH LANE 11071277 | 22721107 | SNEATH LANE 1107 | 0 | 0 | 30 | 0.030539 | 0.001018 | 2624 | 24262.6064 | 9.6558 | #N/A | #N/A | #N/A | #N/A | #N/A | 0
10287 | DUNLAP 11027290 | 254061102 | DUNLAP 1102 | 1075.4071 | 0.66837 | 8 | 0.0081011 | 0.0010126 | 2625 | 24263.2747 | 9.6477 | #N/A | #N/A | #N/A | #N/A | #N/A | 0
9998 | RESEARCH 2102644462 | 14692102 | RESEARCH 2102 | 567.6161 | 0.35278 | 24 | 0.024298 | 0.0010124 | 2626 | 24263.6275 | 9.6234 | #N/A | #N/A | #N/A | #N/A | #N/A | 0
1937 | SARATOGA 1107LC12 | 83371107 | SARATOGA 1107 | 12044.6481 | 7.4858 | 86 | 0.086838 | 0.0010097 | 2627 | 24271.1133 | 9.5365 | #N/A | #N/A | #N/A | #N/A | #N/A | 0
3 | HIGGINS 1104498932 | 152691104 | HIGGINS 1104 | 6024.2456 | 3.7441 | 57 | 0.057431 | 0.0010076 | 2628 | 24274.8574 | 9.4791 | #N/A | #N/A | #N/A | #N/A | #N/A | 0
7928 | HALSEY 11015731 | 152241101 | HALSEY 1101 | 5029.6194 | 3.1259 | 41 | 0.041274 | 0.0010067 | 2629 | 24277.9833 | 9.4378 | #N/A | #N/A | #N/A | #N/A | #N/A | 0
5582 | TAMARACK 1101CB | 152291101 | TAMARACK 1101 | 28123.7558 | 17.479 | 148 | 0.14896 | 0.0010065 | 2630 | 24295.4623 | 9.2889 | 9.2889 | #N/A | #N/A | #N/A | #N/A | 1
5935 | MORAGA 1103CB | 13801103 | MORAGA 1103 | 2141.3708 | 1.3309 | 82 | 0.082476 | 0.0010058 | 2631 | 24296.7932 | 9.2064 | 9.2064 | #N/A | #N/A | #N/A | #N/A | 1
6299 | PEORIA 170587222 | 163781705 | PEORIA 1705 | 8240.0573 | 5.1212 | 57 | 0.057176 | 0.0010031 | 2632 | 24301.9144 | 9.1492 | #N/A | #N/A | #N/A | #N/A | #N/A | 0
2943 | PAUL SWEET 2105CB | 83252105 | PAUL SWEET 2105 | 11980.8022 | 7.4461 | 86 | 0.086208 | 0.0010024 | 2633 | 24309.3606 | 9.063 | #N/A | #N/A | #N/A | #N/A | #N/A | 0
9018 | GREEN VALLEY 2101509068 | 83192101 | GREEN VALLEY 2101 | 1655.4712 | 1.0289 | 22 | 0.022042 | 0.0010019 | 2634 | 24310.3894 | 9.041 | #N/A | #N/A | #N/A | #N/A | #N/A | 0
8604 | MORGAN HILL 2105975388 | 83242105 | MORGAN HILL 2105 | 775.2264 | 0.48181 | 18 | 0.018029 | 0.0010016 | 2635 | 24310.8713 | 9.0229 | #N/A | #N/A | #N/A | #N/A | #N/A | 0
5120 | PAUL SWEET 21045394 | 83252104 | PAUL SWEET 2104 | 23340.3938 | 14.5061 | 180 | 0.17859 | 0.00099214 | 2636 | 24325.3774 | 8.8443 | #N/A | #N/A | #N/A | #N/A | #N/A | 0
6690 | GUALALA 1111887180 | 42841111 | GUALALA 1111 | 8589.4892 | 5.3384 | 61 | 0.060163 | 0.00098628 | 2637 | 24330.7158 | 8.7842 | #N/A | #N/A | #N/A | #N/A | #N/A | 0
3875 | FORT BRAGG A 11014698 | 42761101 | FORT BRAGG A 1101 | 12883.0062 | 8.0068 | 101 | 0.098734 | 0.00097756 | 2638 | 24338.7226 | 8.6854 | #N/A | #N/A | #N/A | #N/A | #N/A | 0
8479 | SALT SPRINGS 2102L7283 | 163692102 | SALT SPRINGS 2102 | 1053.4945 | 0.65475 | 12 | 0.011693 | 0.00097446 | 2639 | 24339.3774 | 8.6738 | #N/A | #N/A | #N/A | #N/A | #N/A | 0
1105 | PLACER 110451732 | 152461104 | PLACER 1104 | 1093.5921 | 0.67967 | 110 | 0.10706 | 0.00097323 | 2640 | 24340.0571 | 8.5667 | #N/A | #N/A | #N/A | #N/A | #N/A | 0
6916 | BEN LOMOND 110196738 | 83041101 | BEN LOMOND 1101 | 10792.8538 | 6.7078 | 84 | 0.081712 | 0.00097276 | 2641 | 24346.7649 | 8.485 | #N/A | #N/A | #N/A | #N/A | #N/A | 0
5851 | SAN RAFAEL 1109692576 | 42011109 | SAN RAFAEL 1109 | 3874.9491 | 2.4083 | 51 | 0.049424 | 0.0009691 | 2642 | 24349.1732 | 8.4356 | #N/A | #N/A | #N/A | #N/A | #N/A | 0
1894 | HALF MOON BAY 11028848 | 24101102 | HALF MOON BAY 1102 | 6200.2521 | 3.8535 | 117 | 0.11277 | 0.00096385 | 2643 | 24353.0266 | 8.3228 | #N/A | #N/A | #N/A | #N/A | #N/A | 0
3844 | OLEMA 110150396 | 42291101 | OLEMA 1101 | 20827.3892 | 12.9443 | 162 | 0.15566 | 0.00096084 | 2644 | 24365.971 | 8.1671 | #N/A | #N/A | #N/A | #N/A | #N/A | 0
8685 | SANTA ROSA A 1111114 | 42151111 | SANTA ROSA A 1111 | 17.4908 | 0.010871 | 40 | 0.038422 | 0.00096055 | 2645 | 24365.9818 | 8.1287 | #N/A | #N/A | #N/A | #N/A | #N/A | 0
3877 | LOS GATOS 110660116 | 82021106 | LOS GATOS 1106 | 19634.1928 | 12.2027 | 151 | 0.14421 | 0.00095505 | 2646 | 24378.1846 | 7.9845 | 7.9845 | #N/A | #N/A | #N/A | #N/A | 1
46 | MONTE RIO 11111703 | 42811111 | MONTE RIO 1111 | 2213.9946 | 1.376 | 16 | 0.015271 | 0.00095446 | 2647 | 24379.5606 | 7.9692 | #N/A | #N/A | #N/A | #N/A | #N/A | 0
2992 | EMERALD LAKE 0401CB | 24080401 | EMERALD LAKE 0401 | 15035.2163 | 9.3444 | 130 | 0.12314 | 0.00094726 | 2648 | 24388.905 | 7.8461 | #N/A | #N/A | #N/A | #N/A | #N/A | 0
5798 | DIAMOND SPRINGS 1107217974 | 152261107 | DIAMOND SPRINGS 1107 | 6593.0651 | 4.0976 | 44 | 0.04135 | 0.00093976 | 2649 | 24393.0026 | 7.8047 | 7.8047 | #N/A | #N/A | #N/A | #N/A | 1
5351 | TEMPLETON 2113A32 | 183052113 | TEMPLETON 2113 | 2633.3805 | 1.6367 | 76 | 0.071294 | 0.00093807 | 2650 | 24394.6393 | 7.7334 | #N/A | #N/A | #N/A | #N/A | #N/A | 0
5142 | STANISLAUS 17021850 | 162821702 | STANISLAUS 1702 | 21661.1812 | 13.4625 | 182 | 0.16988 | 0.00093342 | 2651 | 24408.1018 | 7.5636 | #N/A | #N/A | #N/A | #N/A | #N/A | 0
7375 | ARCATA 11224218 | 192021122 | ARCATA 1122 | 7690.241 | 4.7795 | 27 | 0.025131 | 0.00093079 | 2652 | 24412.8813 | 7.5384 | #N/A | #N/A | #N/A | #N/A | #N/A | 0
2956 | BIG BASIN 110276752 | 82841102 | BIG BASIN 1102 | 4380.3192 | 2.7224 | 36 | 0.032874 | 0.00091318 | 2653 | 24415.6037 | 7.5056 | #N/A | #N/A | #N/A | #N/A | #N/A | 0
3629 | BRUNSWICK 11051030 | 152481105 | BRUNSWICK 1105 | 25567.0003 | 15.89 | 217 | 0.19746 | 0.00090994 | 2654 | 24431.4937 | 7.3081 | #N/A | #N/A | #N/A | #N/A | #N/A | 0
9250 | MIWUK 17021808 | 163661702 | MIWUK 1702 | 2949.8139 | 1.8333 | 27 | 0.024551 | 0.00090929 | 2655 | 24433.327 | 7.2835 | #N/A | #N/A | #N/A | #N/A | #N/A | 0
8540 | DEL MONTE 210436720 | 182222104 | DEL MONTE 2104 | 9577.7665 | 5.9526 | 87 | 0.077895 | 0.00089535 | 2656 | 24439.2796 | 7.2056 | #N/A | #N/A | #N/A | #N/A | #N/A | 0
950 | JARVIS 1108MR366 | 13501108 | JARVIS 1108 | 0 | 0 | 134 | 0.11813 | 0.00088159 | 2657 | 24439.2796 | 7.0875 | #N/A | #N/A | #N/A | #N/A | #N/A | 0
1888 | ROB ROY 2104CB | 83692104 | ROB ROY 2104 | 23033.3792 | 14.3153 | 170 | 0.14865 | 0.0008744 | 2658 | 24453.595 | 6.9389 | #N/A | #N/A | #N/A | #N/A | #N/A | 0
311 | SALT SPRINGS 21023142 | 163692102 | SALT SPRINGS 2102 | 28901.7283 | 17.9625 | 256 | 0.22061 | 0.00086175 | 2659 | 24471.5575 | 6.7183 | #N/A | #N/A | #N/A | #N/A | #N/A | 0
978 | BRYANT 0402CB | 13090402 | BRYANT 0402 | 3768.052 | 2.3419 | 111 | 0.095332 | 0.00085884 | 2660 | 24473.8994 | 6.6229 | 6.6229 | #N/A | #N/A | #N/A | #N/A | 1
7054 | STANISLAUS 1702L3151 | 162821702 | STANISLAUS 1702 | 1595.4085 | 0.99155 | 13 | 0.011082 | 0.00085242 | 2661 | 24474.8909 | 6.6118 | #N/A | #N/A | #N/A | #N/A | #N/A | 0
3980 | BIG BASIN 110112838 | 82841101 | BIG BASIN 1101 | 3807.4911 | 2.3664 | 32 | 0.027215 | 0.00085046 | 2662 | 24477.2573 | 6.5846 | #N/A | #N/A | #N/A | #N/A | #N/A | 0
8804 | SILVERADO 2103403102 | 43432103 | SILVERADO 2103 | 788.5735 | 0.4901 | 18 | 0.015221 | 0.00084561 | 2663 | 24477.7474 | 6.5694 | 6.5694 | #N/A | #N/A | #N/A | #N/A | 1
6283 | HATTON 11022010 | 182291102 | HATTON 1102 | 6409.6213 | 3.9836 | 43 | 0.036277 | 0.00084365 | 2664 | 24481.731 | 6.5331 | #N/A | #N/A | #N/A | #N/A | #N/A | 0
164 | CORONA 11034446 | 43491103 | CORONA 1103 | 0 | 0 | 124 | 0.10422 | 0.00084052 | 2665 | 24481.731 | 6.4289 | #N/A | #N/A | #N/A | #N/A | #N/A | 0
5512 | MORAGA 1101669542 | 13801101 | MORAGA 1101 | 5668.7589 | 3.5232 | 49 | 0.040836 | 0.0008334 | 2666 | 24485.2542 | 6.3881 | #N/A | #N/A | #N/A | #N/A | #N/A | 0
5671 | CURTIS 170190120 | 163351701 | CURTIS 1701 | 5041.5999 | 3.1334 | 64 | 0.052727 | 0.00082387 | 2667 | 24488.3875 | 6.3353 | #N/A | #N/A | #N/A | #N/A | #N/A | 0
5328 | OROSI 11027948F | 252841102 | OROSI 1102 | 1712.0139 | 1.064 | 74 | 0.060809 | 0.00082174 | 2668 | 24489.4516 | 6.2745 | #N/A | #N/A | #N/A | #N/A | #N/A | 0
3271 | STAFFORD 1101CB | 43201101 | STAFFORD 1101 | 2188.9817 | 1.3605 | 180 | 0.14746 | 0.0008192 | 2669 | 24490.812 | 6.1271 | #N/A | #N/A | #N/A | #N/A | #N/A | 0
3349 | STANISLAUS 17026028 | 162821702 | STANISLAUS 1702 | 13370.3026 | 8.3097 | 115 | 0.09369 | 0.0008147 | 2670 | 24499.1217 | 6.0334 | #N/A | #N/A | #N/A | #N/A | #N/A | 0
4063 | REDBUD 1102432 | 43191102 | REDBUD 1102 | 1802.3639 | 1.1202 | 130 | 0.1047 | 0.00080536 | 2671 | 24500.2419 | 5.9287 | #N/A | #N/A | #N/A | #N/A | #N/A | 0
4207 | SPRING GAP 170210720 | 162831702 | SPRING GAP 1702 | 7675.033 | 4.7701 | 25 | 0.019779 | 0.00079114 | 2672 | 24505.012 | 5.9089 | #N/A | #N/A | #N/A | #N/A | #N/A | 0
6208 | BIG MEADOWS 2101CB | 102812101 | BIG MEADOWS 2101 | 3388.6184 | 2.106 | 21 | 0.016605 | 0.00079069 | 2673 | 24507.118 | 5.8923 | #N/A | #N/A | #N/A | #N/A | #N/A | 0
682 | ROSSMOOR 110676468 | 14161106 | ROSSMOOR 1106 | 1281.0776 | 0.79619 | 35 | 0.027617 | 0.00078905 | 2674 | 24507.9142 | 5.8647 | #N/A | #N/A | #N/A | #N/A | #N/A | 0
5936 | OAKLAND K 1102CB | 12101102 | OAKLAND K 1102 | 4816.3453 | 2.9934 | 40 | 0.030752 | 0.0007688 | 2675 | 24510.9076 | 5.8339 | #N/A | #N/A | #N/A | #N/A | #N/A | 0
5479 | ROSSMOOR 1108CB | 14161108 | ROSSMOOR 1108 | 6728.9489 | 4.1821 | 92 | 0.070139 | 0.00076238 | 2676 | 24515.0896 | 5.7638 | #N/A | #N/A | #N/A | #N/A | #N/A | 0
3739 | WEIMAR 1102CB | 152491102 | WEIMAR 1102 | 19605.5563 | 12.1849 | 151 | 0.11354 | 0.00075189 | 2677 | 24527.2746 | 5.6503 | 5.6503 | #N/A | #N/A | #N/A | #N/A | 1
4477 | MIWUK 170238218 | 163661702 | MIWUK 1702 | 17605.0564 | 10.9416 | 132 | 0.098599 | 0.00074696 | 2678 | 24538.2162 | 5.5517 | #N/A | #N/A | #N/A | #N/A | #N/A | 0
262 | ROB ROY 21055090 | 83692105 | ROB ROY 2105 | 34218.6566 | 21.267 | 245 | 0.18191 | 0.00074249 | 2679 | 24559.4832 | 5.3698 | #N/A | #N/A | #N/A | #N/A | #N/A | 0
459 | HARTLEY 1102824 | 43211102 | HARTLEY 1102 | 137.5107 | 0.085463 | 103 | 0.074902 | 0.00072721 | 2680 | 24559.5687 | 5.2949 | #N/A | #N/A | #N/A | #N/A | #N/A | 0
3196 | SPRING GAP 17029280 | 162831702 | SPRING GAP 1702 | 10262.6071 | 6.3783 | 80 | 0.057699 | 0.00072124 | 2681 | 24565.9469 | 5.2372 | #N/A | #N/A | #N/A | #N/A | #N/A | 0
1359 | CAMP EVERS 210311056 | 83622103 | CAMP EVERS 2103 | 6717.0632 | 4.1747 | 48 | 0.034556 | 0.00071991 | 2682 | 24570.1216 | 5.2026 | #N/A | #N/A | #N/A | #N/A | #N/A | 0
2485 | EEL RIVER 1102530 | 192381102 | EEL RIVER 1102 | 117.5277 | 0.073044 | 255 | 0.17964 | 0.00070447 | 2683 | 24570.1947 | 5.023 | #N/A | #N/A | #N/A | #N/A | #N/A | 0
6651 | PINECREST 04011818 | 163160401 | PINECREST 0401 | 4942.4923 | 3.0718 | 26 | 0.018183 | 0.00069935 | 2684 | 24573.2664 | 5.0048 | 5.0048 | #N/A | #N/A | #N/A | #N/A | 1
413 | BRUNSWICK 11062796 | 152481106 | BRUNSWICK 1106 | 31981.5846 | 19.8767 | 253 | 0.17585 | 0.00069507 | 2685 | 24593.1431 | 4.8289 | #N/A | #N/A | #N/A | #N/A | #N/A | 0
4105 | CAMP EVERS 210410442 | 83622104 | CAMP EVERS 2104 | 9105.2092 | 5.6589 | 133 | 0.092361 | 0.00069444 | 2686 | 24598.802 | 4.7366 | #N/A | #N/A | #N/A | #N/A | #N/A | 0
2116 | LUCERNE 1106CB | 43351106 | LUCERNE 1106 | 3043.2971 | 1.8914 | 48 | 0.033315 | 0.00069407 | 2687 | 24600.6935 | 4.7032 | #N/A | #N/A | #N/A | #N/A | #N/A | 0
10094 | HARRIS 1109237791 | 192431109 | HARRIS 1109 | 2280.4467 | 1.4173 | 23 | 0.015935 | 0.00069283 | 2688 | 24602.1108 | 4.6873 | #N/A | #N/A | #N/A | #N/A | #N/A | 0
9596 | BRUNSWICK 1104285704 | 152481104 | BRUNSWICK 1104 | 1685.8276 | 1.0477 | 17 | 0.011648 | 0.00068515 | 2689 | 24603.1585 | 4.6757 | 4.6757 | #N/A | #N/A | #N/A | #N/A | 1
591 | MIWUK 170110600 | 163661701 | MIWUK 1701 | 21367.0688 | 13.2797 | 161 | 0.10996 | 0.000683 | 2690 | 24616.4382 | 4.5657 | #N/A | #N/A | #N/A | #N/A | #N/A | 0
7040 | PAUL SWEET 2106428102 | 83252106 | PAUL SWEET 2106 | 19729.9421 | 12.2622 | 158 | 0.10786 | 0.00068264 | 2691 | 24628.7005 | 4.4578 | #N/A | #N/A | #N/A | #N/A | #N/A | 0
9535 | HOLLISTER 2105480430 | 182492105 | HOLLISTER 2105 | 1450.1348 | 0.90126 | 39 | 0.026574 | 0.00068138 | 2692 | 24629.6017 | 4.4313 | #N/A | #N/A | #N/A | #N/A | #N/A | 0
751 | GUALALA 1112662 | 42841112 | GUALALA 1112 | 10019.7655 | 6.2273 | 104 | 0.070638 | 0.00067921 | 2693 | 24635.8291 | 4.3606 | #N/A | #N/A | #N/A | #N/A | #N/A | 0
9192 | PURISIMA 110154728 | 182971101 | PURISIMA 1101 | 1667.872 | 1.0366 | 37 | 0.024517 | 0.00066262 | 2694 | 24636.8657 | 4.3361 | #N/A | #N/A | #N/A | #N/A | #N/A | 0
6603 | MIRABEL 11027347 | 42091102 | MIRABEL 1102 | 1315.3758 | 0.81751 | 10 | 0.0065864 | 0.00065864 | 2695 | 24637.6832 | 4.3295 | #N/A | #N/A | #N/A | #N/A | #N/A | 0
6890 | CHALLENGE 110113026 | 103201101 | CHALLENGE 1101 | 12912.9615 | 8.0255 | 70 | 0.045688 | 0.00065269 | 2696 | 24645.7086 | 4.2838 | #N/A | #N/A | #N/A | #N/A | #N/A | 0
4651 | PACIFICA 1102320094 | 22811102 | PACIFICA 1102 | 440.0576 | 0.2735 | 11 | 0.0071266 | 0.00064788 | 2697 | 24645.9821 | 4.2767 | #N/A | #N/A | #N/A | #N/A | #N/A | 0
7773 | MONTE RIO 111215401 | 42811112 | MONTE RIO 1112 | 1388.1732 | 0.86276 | 11 | 0.0070561 | 0.00064146 | 2698 | 24646.8449 | 4.2697 | #N/A | #N/A | #N/A | #N/A | #N/A | 0
8375 | MONTE RIO 1111256 | 42811111 | MONTE RIO 1111 | 2415.6319 | 1.5013 | 17 | 0.010817 | 0.00063627 | 2699 | 24648.3462 | 4.2588 | #N/A | #N/A | #N/A | #N/A | #N/A | 0
6923 | OLEMA 1101758594 | 42291101 | OLEMA 1101 | 1943.4938 | 1.2079 | 21 | 0.013182 | 0.00062774 | 2700 | 24649.5541 | 4.2457 | #N/A | #N/A | #N/A | #N/A | #N/A | 0
10215 | IGNACIO 11011779 | 42481101 | IGNACIO 1101 | 540.9099 | 0.33618 | 5 | 0.0031313 | 0.00062625 | 2701 | 24649.8903 | 4.2425 | #N/A | #N/A | #N/A | #N/A | #N/A | 0
4571 | TEMPLETON 2113A30 | 183052113 | TEMPLETON 2113 | 401.1046 | 0.24929 | 25 | 0.015522 | 0.00062089 | 2702 | 24650.1396 | 4.227 | #N/A | #N/A | #N/A | #N/A | #N/A | 0
5501 | FORT BRAGG A 11013100 | 42761101 | FORT BRAGG A 1101 | 19636.3272 | 12.2041 | 198 | 0.12179 | 0.00061511 | 2703 | 24662.3436 | 4.1052 | #N/A | #N/A | #N/A | #N/A | #N/A | 0
7330 | HAMILTON BRANCH 110190334 | 102361101 | HAMILTON BRANCH 1101 | 5394.0455 | 3.3524 | 44 | 0.027059 | 0.00061497 | 2704 | 24665.696 | 4.0782 | #N/A | #N/A | #N/A | #N/A | #N/A | 0
3053 | HIGGINS 11032194 | 152691103 | HIGGINS 1103 | 2142.6429 | 1.3317 | 36 | 0.021853 | 0.00060703 | 2705 | 24667.0277 | 4.0563 | #N/A | #N/A | #N/A | #N/A | #N/A | 0
9597 | MORGAN HILL 2105XR602 | 83242105 | MORGAN HILL 2105 | 391.3667 | 0.24324 | 13 | 0.0078688 | 0.00060529 | 2706 | 24667.2709 | 4.0484 | #N/A | #N/A | #N/A | #N/A | #N/A | 0
5378 | DIAMOND SPRINGS 1105CB | 152261105 | DIAMOND SPRINGS 1105 | 3330.3293 | 2.0698 | 47 | 0.028118 | 0.00059825 | 2707 | 24669.3407 | 4.0203 | 4.0203 | #N/A | #N/A | #N/A | #N/A | 1
1437 | HORSESHOE 110450142 | 152571104 | HORSESHOE 1104 | 3596.2025 | 2.2351 | 55 | 0.032757 | 0.00059558 | 2708 | 24671.5758 | 3.9876 | #N/A | #N/A | #N/A | #N/A | #N/A | 0
4026 | MIRABEL 1101CB | 42091101 | MIRABEL 1101 | 792.3448 | 0.49245 | 70 | 0.04163 | 0.00059471 | 2709 | 24672.0682 | 3.9459 | #N/A | #N/A | #N/A | #N/A | #N/A | 0
7798 | LOS GATOS 110712041 | 82021107 | LOS GATOS 1107 | 10143.7851 | 6.3044 | 65 | 0.038543 | 0.00059297 | 2710 | 24678.3727 | 3.9074 | #N/A | #N/A | #N/A | #N/A | #N/A | 0
1553 | MEADOW LANE 2106C558R | 14302106 | MEADOW LANE 2106 | 1942.5032 | 1.2073 | 180 | 0.10648 | 0.00059158 | 2711 | 24679.5799 | 3.8009 | #N/A | #N/A | #N/A | #N/A | #N/A | 0
380 | STANISLAUS 17021804 | 162821702 | STANISLAUS 1702 | 13482.9013 | 8.3797 | 118 | 0.069602 | 0.00058985 | 2712 | 24687.9596 | 3.7313 | #N/A | #N/A | #N/A | #N/A | #N/A | 0
10645 | DIAMOND SPRINGS 1103635040 | 152261103 | DIAMOND SPRINGS 1103 | 324.181 | 0.20148 | 2 | 0.0011776 | 0.0005888 | 2713 | 24688.1611 | 3.7301 | 3.7301 | #N/A | #N/A | #N/A | #N/A | 1
7077 | CORONA 1103776806 | 43491103 | CORONA 1103 | 412.4097 | 0.25631 | 15 | 0.0087716 | 0.00058477 | 2714 | 24688.4174 | 3.7213 | #N/A | #N/A | #N/A | #N/A | #N/A | 0
4432 | BRUNSWICK 11053611 | 152481105 | BRUNSWICK 1105 | 2597.3823 | 1.6143 | 23 | 0.013281 | 0.00057745 | 2715 | 24690.0317 | 3.7081 | #N/A | #N/A | #N/A | #N/A | #N/A | 0
5741 | HICKS 2101XR250 | 83432101 | HICKS 2101 | 0 | 0 | 80 | 0.04581 | 0.00057262 | 2716 | 24690.0317 | 3.6623 | #N/A | #N/A | #N/A | #N/A | #N/A | 0
8362 | CASTRO VALLEY 1111CB | 14091111 | CASTRO VALLEY 1111 | 357.3361 | 0.22209 | 16 | 0.0091293 | 0.00057058 | 2717 | 24690.2538 | 3.6531 | #N/A | #N/A | #N/A | #N/A | #N/A | 0
4792 | HALF MOON BAY 1102CB | 24101102 | HALF MOON BAY 1102 | 266.9695 | 0.16592 | 50 | 0.028015 | 0.0005603 | 2718 | 24690.4197 | 3.6251 | #N/A | #N/A | #N/A | #N/A | #N/A | 0
2151 | MIWUK 170153038 | 163661701 | MIWUK 1701 | 10729.3555 | 6.6683 | 62 | 0.034212 | 0.00055181 | 2719 | 24697.088 | 3.5909 | #N/A | #N/A | #N/A | #N/A | #N/A | 0
5668 | ALLEGHANY 1101978 | 152101101 | ALLEGHANY 1101 | 22458.2021 | 13.9579 | 130 | 0.071692 | 0.00055148 | 2720 | 24711.0459 | 3.5192 | #N/A | #N/A | #N/A | #N/A | #N/A | 0
6116 | IGNACIO 1105908 | 42481105 | IGNACIO 1105 | 1126.3756 | 0.70005 | 42 | 0.023126 | 0.00055062 | 2721 | 24711.7459 | 3.4961 | #N/A | #N/A | #N/A | #N/A | #N/A | 0
2452 | OAKHURST 1103719490 | 254421103 | OAKHURST 1103 | 4856.6254 | 3.0184 | 44 | 0.024132 | 0.00054847 | 2722 | 24714.7643 | 3.4719 | #N/A | #N/A | #N/A | #N/A | #N/A | 0
1532 | HAMILTON BRANCH 1101CB | 102361101 | HAMILTON BRANCH 1101 | 3755.8808 | 2.3343 | 56 | 0.030608 | 0.00054657 | 2723 | 24717.0986 | 3.4413 | #N/A | #N/A | #N/A | #N/A | #N/A | 0
8732 | EL CERRITO G 1112418480 | 12501112 | EL CERRITO G 1112 | 1216.9885 | 0.75636 | 13 | 0.0071032 | 0.0005464 | 2724 | 24717.855 | 3.4342 | #N/A | #N/A | #N/A | #N/A | #N/A | 0
4263 | HALF MOON BAY 11038894 | 24101103 | HALF MOON BAY 1103 | 18102.2842 | 11.2506 | 110 | 0.058844 | 0.00053494 | 2725 | 24729.1056 | 3.3754 | #N/A | #N/A | #N/A | #N/A | #N/A | 0
4900 | CHESTER 11022564 | 103181102 | CHESTER 1102 | 3598.4394 | 2.2364 | 21 | 0.011191 | 0.00053291 | 2726 | 24731.3421 | 3.3642 | #N/A | #N/A | #N/A | #N/A | #N/A | 0
1003 | SANTA ROSA A 1111CB | 42151111 | SANTA ROSA A 1111 | 490.8425 | 0.30506 | 88 | 0.046318 | 0.00052634 | 2727 | 24731.6472 | 3.3179 | #N/A | #N/A | #N/A | #N/A | #N/A | 0
8503 | SAN RAFAEL 11071276 | 42011107 | SAN RAFAEL 1107 | 6012.4282 | 3.7367 | 56 | 0.029412 | 0.00052522 | 2728 | 24735.3839 | 3.2885 | #N/A | #N/A | #N/A | #N/A | #N/A | 0
6580 | MIWUK 170247143 | 163661702 | MIWUK 1702 | 7882.6346 | 4.8991 | 67 | 0.034985 | 0.00052216 | 2729 | 24740.283 | 3.2535 | #N/A | #N/A | #N/A | #N/A | #N/A | 0
4101 | LAURELES 1112562376 | 182371112 | LAURELES 1112 | 12746.1039 | 7.9218 | 82 | 0.042763 | 0.00052151 | 2730 | 24748.2047 | 3.2107 | #N/A | #N/A | #N/A | #N/A | #N/A | 0
5934 | FITCH MOUNTAIN 1113154 | 42751113 | FITCH MOUNTAIN 1113 | 20.5741 | 0.012787 | 108 | 0.056131 | 0.00051973 | 2731 | 24748.2175 | 3.1546 | #N/A | #N/A | #N/A | #N/A | #N/A | 0
5473 | EL DORADO PH 2102CB | 152762102 | EL DORADO PH 2102 | 8918.2943 | 5.5428 | 46 | 0.023792 | 0.00051722 | 2732 | 24753.7603 | 3.1308 | #N/A | 3.1308 | #N/A | #N/A | #N/A | 2
4174 | CAMP EVERS 210610718 | 83622106 | CAMP EVERS 2106 | 13624.5702 | 8.4677 | 98 | 0.050195 | 0.0005122 | 2733 | 24762.228 | 3.0806 | #N/A | #N/A | #N/A | #N/A | #N/A | 0
4155 | BRUNSWICK 110532536 | 152481105 | BRUNSWICK 1105 | 17537.3204 | 10.8995 | 144 | 0.072262 | 0.00050182 | 2734 | 24773.1275 | 3.0083 | #N/A | #N/A | #N/A | #N/A | #N/A | 0
4857 | SEACLIFF 040112946 | 83500401 | SEACLIFF 0401 | 3912.0696 | 2.4314 | 41 | 0.020511 | 0.00050028 | 2735 | 24775.5589 | 2.9878 | #N/A | #N/A | #N/A | #N/A | #N/A | 0
3888 | PUEBLO 1105716 | 43291105 | PUEBLO 1105 | 161.153 | 0.10016 | 124 | 0.061943 | 0.00049954 | 2736 | 24775.6591 | 2.9259 | #N/A | #N/A | #N/A | #N/A | #N/A | 0
6409 | MIWUK 1702S2247 | 163661702 | MIWUK 1702 | 2394.0014 | 1.4879 | 21 | 0.010338 | 0.00049228 | 2737 | 24777.1469 | 2.9156 | #N/A | #N/A | #N/A | #N/A | #N/A | 0
9855 | DUNLAP 1102778286 | 254061102 | DUNLAP 1102 | 4188.0047 | 2.6029 | 5 | 0.0024545 | 0.0004909 | 2738 | 24779.7498 | 2.9131 | #N/A | #N/A | #N/A | #N/A | #N/A | 0
9129 | ROSSMOOR 1102457174 | 14161102 | ROSSMOOR 1102 | 925.5451 | 0.57523 | 14 | 0.0067687 | 0.00048348 | 2739 | 24780.325 | 2.9063 | #N/A | #N/A | #N/A | #N/A | #N/A | 0
8205 | ATASCADERO 1102825520 | 182541102 | ATASCADERO 1102 | 1896.9242 | 1.1789 | 21 | 0.0098834 | 0.00047064 | 2740 | 24781.504 | 2.8964 | #N/A | #N/A | #N/A | #N/A | #N/A | 0
2233 | IGNACIO 11011264 | 42481101 | IGNACIO 1101 | 3078.9362 | 1.9136 | 50 | 0.023178 | 0.00046357 | 2741 | 24783.4175 | 2.8733 | #N/A | #N/A | #N/A | #N/A | #N/A | 0
4702 | BURNEY 110145984 | 103311101 | BURNEY 1101 | 7772.9197 | 4.8309 | 68 | 0.031442 | 0.00046238 | 2742 | 24788.2484 | 2.8418 | #N/A | #N/A | #N/A | #N/A | #N/A | 0
911 | PEORIA 170590374 | 163781705 | PEORIA 1705 | 6578.4615 | 4.0885 | 48 | 0.022042 | 0.0004592 | 2743 | 24792.337 | 2.8198 | #N/A | #N/A | #N/A | #N/A | #N/A | 0
4097 | SILVERADO 2103CB | 43432103 | SILVERADO 2103 | 0 | 0 | 197 | 0.090077 | 0.00045724 | 2744 | 24792.337 | 2.7297 | #N/A | #N/A | #N/A | #N/A | #N/A | 0
5992 | MIWUK 17029270 | 163661702 | MIWUK 1702 | 9370.6933 | 5.8239 | 68 | 0.03101 | 0.00045602 | 2745 | 24798.1609 | 2.6987 | #N/A | #N/A | #N/A | #N/A | #N/A | 0
9472 | LLAGAS 2105XR234 | 83182105 | LLAGAS 2105 | 4.1246 | 0.0025635 | 26 | 0.011846 | 0.00045563 | 2746 | 24798.1635 | 2.6869 | #N/A | #N/A | #N/A | #N/A | #N/A | 0
6378 | WOODACRE 11011238 | 43021101 | WOODACRE 1101 | 5923.8162 | 3.6817 | 30 | 0.013599 | 0.0004533 | 2747 | 24801.8452 | 2.6733 | #N/A | #N/A | #N/A | #N/A | #N/A | 0
1227 | MORAGA 110381146 | 13801103 | MORAGA 1103 | 1226.8593 | 0.7625 | 79 | 0.035677 | 0.00045161 | 2748 | 24802.6076 | 2.6376 | #N/A | #N/A | #N/A | #N/A | #N/A | 0
2519 | CAMPHORA 110122412 | 182071101 | CAMPHORA 1101 | 3680.7169 | 2.2876 | 130 | 0.058447 | 0.0004496 | 2749 | 24804.8952 | 2.5791 | #N/A | #N/A | #N/A | #N/A | #N/A | 0
2793 | CAMP EVERS 21065302 | 83622106 | CAMP EVERS 2106 | 9546.4932 | 5.9332 | 57 | 0.025567 | 0.00044854 | 2750 | 24810.8284 | 2.5536 | #N/A | #N/A | #N/A | #N/A | #N/A | 0
5402 | PACIFICA 1101CB | 22811101 | PACIFICA 1101 | 216.2085 | 0.13437 | 38 | 0.017027 | 0.00044808 | 2751 | 24810.9628 | 2.5365 | #N/A | #N/A | #N/A | #N/A | #N/A | 0
6879 | SEACLIFF 0401CB | 83500401 | SEACLIFF 0401 | 9246.0032 | 5.7464 | 73 | 0.032652 | 0.00044728 | 2752 | 24816.7092 | 2.5039 | #N/A | #N/A | #N/A | #N/A | #N/A | 0
5244 | DUNBAR 1103440 | 43071103 | DUNBAR 1103 | 3309.7658 | 2.057 | 158 | 0.0698 | 0.00044177 | 2753 | 24818.7662 | 2.4341 | #N/A | #N/A | #N/A | #N/A | #N/A | 0
4679 | ROB ROY 210412596 | 83692104 | ROB ROY 2104 | 12925.0786 | 8.033 | 140 | 0.060719 | 0.00043371 | 2754 | 24826.7992 | 2.3734 | #N/A | #N/A | #N/A | #N/A | #N/A | 0
4037 | EL DORADO PH 21019759 | 152762101 | EL DORADO PH 2101 | 4110.5786 | 2.5547 | 32 | 0.013794 | 0.00043106 | 2755 | 24829.354 | 2.3596 | #N/A | #N/A | #N/A | #N/A | #N/A | 0
909 | TULE POWER HOUSE 1101CB | 258591101 | TULE POWER HOUSE 1101 | 6570.8 | 4.0838 | 11 | 0.0046561 | 0.00042329 | 2756 | 24833.4378 | 2.3549 | #N/A | #N/A | #N/A | #N/A | #N/A | 0
7552 | WEST POINT 1101L2219 | 163201101 | WEST POINT 1101 | 5447.1163 | 3.3854 | 41 | 0.017329 | 0.00042266 | 2757 | 24836.8232 | 2.3376 | #N/A | #N/A | #N/A | #N/A | #N/A | 0
3464 | SERRAMONTE 110412705 | 22861104 | SERRAMONTE 1104 | 0 | 0 | 74 | 0.031276 | 0.00042265 | 2758 | 24836.8232 | 2.3063 | #N/A | #N/A | #N/A | #N/A | #N/A | 0
7216 | BIG RIVER 110169032 | 43081101 | BIG RIVER 1101 | 13655.5842 | 8.487 | 101 | 0.042296 | 0.00041877 | 2759 | 24845.3102 | 2.264 | #N/A | #N/A | #N/A | #N/A | #N/A | 0
2590 | WOODSIDE 1104520832 | 24251104 | WOODSIDE 1104 | 9719.2853 | 6.0406 | 90 | 0.036573 | 0.00040636 | 2760 | 24851.3507 | 2.2274 | #N/A | #N/A | #N/A | #N/A | #N/A | 0
8755 | HALF MOON BAY 1101903182 | 24101101 | HALF MOON BAY 1101 | 1052.7078 | 0.65426 | 15 | 0.0060799 | 0.00040533 | 2761 | 24852.005 | 2.2214 | #N/A | #N/A | #N/A | #N/A | #N/A | 0
4732 | BIG RIVER 11011286 | 43081101 | BIG RIVER 1101 | 7682.9666 | 4.775 | 92 | 0.036903 | 0.00040112 | 2762 | 24856.78 | 2.1845 | #N/A | #N/A | #N/A | #N/A | #N/A | 0
3369 | ORO FINO 110276008 | 103031102 | ORO FINO 1102 | 25670.8015 | 15.9545 | 170 | 0.068169 | 0.000401 | 2763 | 24872.7345 | 2.1163 | #N/A | #N/A | #N/A | #N/A | #N/A | 0
9255 | LAS GALLINAS A 1106228906 | 42991106 | LAS GALLINAS A 1106 | 988.5949 | 0.61442 | 21 | 0.0083403 | 0.00039716 | 2764 | 24873.3489 | 2.1079 | #N/A | #N/A | #N/A | #N/A | #N/A | 0
2888 | FOOTHILL 110299432 | 182951102 | FOOTHILL 1102 | 2359.0159 | 1.4661 | 115 | 0.045481 | 0.00039549 | 2765 | 24874.8151 | 2.0625 | #N/A | #N/A | #N/A | #N/A | #N/A | 0
7168 | STANISLAUS 17024905 | 162821702 | STANISLAUS 1702 | 3704.1382 | 2.3021 | 35 | 0.01361 | 0.00038885 | 2766 | 24877.1172 | 2.0489 | #N/A | #N/A | #N/A | #N/A | #N/A | 0
4177 | LOS GATOS 110760092 | 82021107 | LOS GATOS 1107 | 15629.1336 | 9.7136 | 108 | 0.041919 | 0.00038814 | 2767 | 24886.8308 | 2.0069 | #N/A | #N/A | #N/A | #N/A | #N/A | 0
9726 | SALT SPRINGS 21028442 | 163692102 | SALT SPRINGS 2102 | 19428.9727 | 12.0752 | 50 | 0.019117 | 0.00038233 | 2768 | 24898.9059 | 1.9878 | #N/A | #N/A | #N/A | #N/A | #N/A | 0
1168 | SAN RAFAEL 11081210 | 42011108 | SAN RAFAEL 1108 | 5252.6146 | 3.2645 | 73 | 0.027859 | 0.00038163 | 2769 | 24902.1705 | 1.96 | #N/A | #N/A | #N/A | #N/A | #N/A | 0
9856 | PUEBLO 1105419634 | 43291105 | PUEBLO 1105 | 165.107 | 0.10261 | 14 | 0.0052965 | 0.00037832 | 2770 | 24902.2731 | 1.9547 | #N/A | 1.9547 | #N/A | #N/A | #N/A | 2
1493 | SAN RAMON 2107CB | 14232107 | SAN RAMON 2107 | 486.1753 | 0.30216 | 107 | 0.040433 | 0.00037788 | 2771 | 24902.5752 | 1.9142 | #N/A | #N/A | #N/A | #N/A | #N/A | 0
531 | SAN RAFAEL 1109418 | 42011109 | SAN RAFAEL 1109 | 8262.136 | 5.135 | 130 | 0.049065 | 0.00037742 | 2772 | 24907.7102 | 1.8652 | #N/A | #N/A | #N/A | #N/A | #N/A | 0
10509 | PAUL SWEET 2102337544 | 83252102 | PAUL SWEET 2102 | 579.0642 | 0.35989 | 13 | 0.0048996 | 0.00037689 | 2773 | 24908.0701 | 1.8603 | #N/A | #N/A | #N/A | #N/A | #N/A | 0
910 | DUNLAP 11027050 | 254061102 | DUNLAP 1102 | 15143.783 | 9.4119 | 67 | 0.024804 | 0.0003702 | 2774 | 24917.482 | 1.8355 | #N/A | #N/A | #N/A | #N/A | #N/A | 0
3656 | HALF MOON BAY 11038089 | 24101103 | HALF MOON BAY 1103 | 4528.4761 | 2.8145 | 29 | 0.010618 | 0.00036614 | 2775 | 24920.2965 | 1.8248 | #N/A | #N/A | #N/A | #N/A | #N/A | 0
6207 | CAMP EVERS 210584166 | 83622105 | CAMP EVERS 2105 | 13231.1785 | 8.2232 | 97 | 0.035334 | 0.00036427 | 2776 | 24928.5197 | 1.7895 | 1.7895 | #N/A | #N/A | #N/A | #N/A | 1
6326 | OLEMA 11011252 | 42291101 | OLEMA 1101 | 6608.6355 | 4.1073 | 50 | 0.018071 | 0.00036141 | 2777 | 24932.627 | 1.7714 | #N/A | #N/A | #N/A | #N/A | #N/A | 0
872 | FAIRVIEW 2207M501R | 13432207 | FAIRVIEW 2207 | 4016.4433 | 2.4962 | 60 | 0.021451 | 0.00035751 | 2778 | 24935.1232 | 1.75 | #N/A | #N/A | #N/A | #N/A | #N/A | 0
6151 | EDENVALE 2113CB | 82952113 | EDENVALE 2113 | 24.568 | 0.015269 | 24 | 0.0084091 | 0.00035038 | 2779 | 24935.1385 | 1.7416 | #N/A | #N/A | #N/A | #N/A | #N/A | 0
6316 | BIG RIVER 11011052 | 43081101 | BIG RIVER 1101 | 5356.147 | 3.3289 | 49 | 0.017084 | 0.00034866 | 2780 | 24938.4674 | 1.7245 | #N/A | #N/A | #N/A | #N/A | #N/A | 0
4831 | ROB ROY 2105CB | 83692105 | ROB ROY 2105 | 1181.1241 | 0.73407 | 17 | 0.0058961 | 0.00034683 | 2781 | 24939.2014 | 1.7186 | #N/A | #N/A | #N/A | #N/A | #N/A | 0
5876 | OAKLAND X 1106CR020 | 12541106 | OAKLAND X 1106 | 3932.8974 | 2.4443 | 15 | 0.0051727 | 0.00034485 | 2782 | 24941.6458 | 1.7134 | 1.7134 | #N/A | #N/A | #N/A | #N/A | 1
8254 | DOLAN ROAD 1101857972 | 182381101 | DOLAN ROAD 1101 | 1672.4824 | 1.0395 | 18 | 0.0061316 | 0.00034064 | 2783 | 24942.6852 | 1.7073 | #N/A | #N/A | #N/A | #N/A | #N/A | 0
7697 | PARADISE 1103143744 | 102831103 | PARADISE 1103 | 1706.1115 | 1.0604 | 13 | 0.0044176 | 0.00033981 | 2784 | 24943.7456 | 1.7029 | #N/A | #N/A | #N/A | 1.7029 | #N/A | 4
4615 | PEORIA 170184318 | 163781701 | PEORIA 1701 | 16486.0902 | 10.2462 | 142 | 0.048002 | 0.00033804 | 2785 | 24953.9917 | 1.6549 | #N/A | #N/A | #N/A | #N/A | #N/A | 0
8175 | WEST POINT 1101L1969 | 163201101 | WEST POINT 1101 | 1768.6139 | 1.0992 | 16 | 0.0051917 | 0.00032448 | 2786 | 24955.0909 | 1.6497 | #N/A | #N/A | #N/A | #N/A | #N/A | 0
2671 | LOS GATOS 1101LB40 | 82021101 | LOS GATOS 1101 | 13714.1212 | 8.5234 | 131 | 0.042384 | 0.00032354 | 2787 | 24963.6143 | 1.6073 | #N/A | #N/A | #N/A | #N/A | #N/A | 0
1669 | SPRING GAP 17029690 | 162831702 | SPRING GAP 1702 | 27916.5832 | 17.3503 | 185 | 0.058094 | 0.00031402 | 2788 | 24980.9646 | 1.5492 | #N/A | #N/A | #N/A | #N/A | #N/A | 0
1740 | GUALALA 1111402866 | 42841111 | GUALALA 1111 | 2560.4032 | 1.5913 | 20 | 0.0062739 | 0.0003137 | 2789 | 24982.5559 | 1.5429 | #N/A | #N/A | #N/A | #N/A | #N/A | 0
6457 | ATASCADERO 1103CB | 182541103 | ATASCADERO 1103 | 304.3324 | 0.18914 | 18 | 0.0056208 | 0.00031227 | 2790 | 24982.745 | 1.5373 | #N/A | #N/A | #N/A | #N/A | #N/A | 0
4913 | SAN LUIS OBISPO 1108CB | 182631108 | SAN LUIS OBISPO 1108 | 10.2676 | 0.0063814 | 69 | 0.02153 | 0.00031202 | 2791 | 24982.7514 | 1.5158 | #N/A | #N/A | #N/A | #N/A | #N/A | 0
3199 | EL CERRITO G 1105BR160 | 12501105 | EL CERRITO G 1105 | 13394.711 | 8.3249 | 132 | 0.04101 | 0.00031068 | 2792 | 24991.0763 | 1.4748 | #N/A | #N/A | #N/A | #N/A | #N/A | 0
7182 | EEL RIVER 1102720639 | 192381102 | EEL RIVER 1102 | 2660.7876 | 1.6537 | 25 | 0.0076549 | 0.0003062 | 2793 | 24992.73 | 1.4671 | #N/A | #N/A | #N/A | #N/A | #N/A | 0
6389 | PERRY 1101W10 | 183071101 | PERRY 1101 | 2354.9644 | 1.4636 | 29 | 0.0088744 | 0.00030601 | 2794 | 24994.1936 | 1.4582 | #N/A | #N/A | #N/A | #N/A | #N/A | 0
5102 | DEL MONTE 21049096 | 182222104 | DEL MONTE 2104 | 5304.2381 | 3.2966 | 78 | 0.023869 | 0.00030601 | 2795 | 24997.4902 | 1.4344 | #N/A | #N/A | #N/A | #N/A | #N/A | 0
483 | EL CERRITO G 1105CB | 12501105 | EL CERRITO G 1105 | 11982.8259 | 7.4474 | 97 | 0.029509 | 0.00030421 | 2796 | 25004.9376 | 1.4049 | #N/A | #N/A | #N/A | #N/A | #N/A | 0
8801 | WOODSIDE 1104420146 | 24251104 | WOODSIDE 1104 | 4389.3602 | 2.728 | 43 | 0.013077 | 0.00030412 | 2797 | 25007.6656 | 1.3918 | #N/A | #N/A | #N/A | #N/A | #N/A | 0
2740 | SUNOL 1101MR650 | 14241101 | SUNOL 1101 | 2086.6412 | 1.2969 | 30 | 0.0088568 | 0.00029523 | 2798 | 25008.9624 | 1.3829 | #N/A | #N/A | #N/A | #N/A | #N/A | 0
1558 | RINCON 1103472 | 43321103 | RINCON 1103 | 4930.8208 | 3.0645 | 71 | 0.020918 | 0.00029462 | 2799 | 25012.027 | 1.362 | #N/A | #N/A | #N/A | #N/A | #N/A | 0
1849 | FORT BRAGG A 11044690 | 42761104 | FORT BRAGG A 1104 | 18710.8643 | 11.6289 | 161 | 0.047396 | 0.00029439 | 2800 | 25023.6558 | 1.3146 | #N/A | #N/A | #N/A | #N/A | #N/A | 0
1214 | ROB ROY 21055166 | 83692105 | ROB ROY 2105 | 8840.5786 | 5.4945 | 81 | 0.023482 | 0.00028991 | 2801 | 25029.1503 | 1.2911 | #N/A | #N/A | #N/A | #N/A | #N/A | 0
6981 | HALF MOON BAY 110148868 | 24101101 | HALF MOON BAY 1101 | 0 | 0 | 21 | 0.0059463 | 0.00028316 | 2802 | 25029.1503 | 1.2852 | #N/A | #N/A | #N/A | #N/A | #N/A | 0
5899 | VOLTA 11011640 | 102541101 | VOLTA 1101 | 16804.166 | 10.4439 | 59 | 0.016689 | 0.00028287 | 2803 | 25039.5941 | 1.2685 | #N/A | #N/A | #N/A | #N/A | #N/A | 0
7108 | RESERVATION ROAD 11023032 | 182731102 | RESERVATION ROAD 1102 | 5799.169 | 3.6042 | 84 | 0.023638 | 0.00028141 | 2804 | 25043.1984 | 1.2449 | #N/A | #N/A | #N/A | #N/A | #N/A | 0
5988 | SPRING GAP 1702693441 | 162831702 | SPRING GAP 1702 | 6859.835 | 4.2634 | 59 | 0.016478 | 0.00027928 | 2805 | 25047.4618 | 1.2284 | #N/A | #N/A | #N/A | #N/A | #N/A | 0
5979 | BIG RIVER 11012183 | 43081101 | BIG RIVER 1101 | 4246.8638 | 2.6394 | 33 | 0.009054 | 0.00027436 | 2806 | 25050.1012 | 1.2193 | #N/A | #N/A | #N/A | #N/A | #N/A | 0
760 | BIG RIVER 1101952 | 43081101 | BIG RIVER 1101 | 16341.5936 | 10.1564 | 130 | 0.03566 | 0.00027431 | 2807 | 25060.2576 | 1.1837 | #N/A | #N/A | #N/A | #N/A | #N/A | 0
1378 | PARADISE 1105CB | 102831105 | PARADISE 1105 | 9822.6918 | 6.1048 | 86 | 0.023131 | 0.00026897 | 2808 | 25066.3624 | 1.1605 | #N/A | #N/A | #N/A | 1.1605 | #N/A | 4
4711 | RESEARCH 2102446423 | 14692102 | RESEARCH 2102 | 1135.402 | 0.70566 | 23 | 0.0061027 | 0.00026534 | 2809 | 25067.0681 | 1.1544 | #N/A | #N/A | #N/A | #N/A | #N/A | 0
534 | STANISLAUS 170237278 | 162821702 | STANISLAUS 1702 | 10929.4406 | 6.7927 | 99 | 0.026055 | 0.00026318 | 2810 | 25073.8608 | 1.1284 | #N/A | #N/A | #N/A | #N/A | #N/A | 0
956 | PAUL SWEET 2106CB | 83252106 | PAUL SWEET 2106 | 8502.7441 | 5.2845 | 115 | 0.029779 | 0.00025895 | 2811 | 25079.1453 | 1.0986 | #N/A | #N/A | #N/A | #N/A | #N/A | 0
832 | ROSSMOOR 110168920 | 14161101 | ROSSMOOR 1101 | 10341.5361 | 6.4273 | 91 | 0.02345 | 0.0002577 | 2812 | 25085.5726 | 1.0751 | #N/A | #N/A | #N/A | #N/A | #N/A | 0
5459 | PARADISE 1106CB | 102831106 | PARADISE 1106 | 7472.667 | 4.6443 | 53 | 0.013022 | 0.0002457 | 2813 | 25090.2169 | 1.0621 | #N/A | #N/A | #N/A | 1.0621 | #N/A | 4
8168 | SAUSALITO 1102410 | 42491102 | SAUSALITO 1102 | 2502.9293 | 1.5556 | 28 | 0.0068532 | 0.00024476 | 2814 | 25091.7724 | 1.0553 | #N/A | #N/A | #N/A | #N/A | #N/A | 0
2941 | DIAMOND SPRINGS 1103CB | 152261103 | DIAMOND SPRINGS 1103 | 885.5612 | 0.55038 | 109 | 0.026412 | 0.00024231 | 2815 | 25092.3228 | 1.0289 | #N/A | #N/A | #N/A | #N/A | #N/A | 0
5531 | MAPLE CREEK 1101CB | 192101101 | MAPLE CREEK 1101 | 14267.6715 | 8.8674 | 60 | 0.01427 | 0.00023784 | 2816 | 25101.1902 | 1.0146 | #N/A | #N/A | #N/A | #N/A | #N/A | 0
6907 | BRUNSWICK 111063100 | 152481110 | BRUNSWICK 1110 | 6591.8886 | 4.0969 | 55 | 0.013021 | 0.00023675 | 2817 | 25105.2871 | 1.0016 | #N/A | #N/A | #N/A | #N/A | #N/A | 0
2877 | MONTE RIO 11111701 | 42811111 | MONTE RIO 1111 | 2248.9876 | 1.3978 | 18 | 0.0042401 | 0.00023556 | 2818 | 25106.6849 | 0.99733 | #N/A | #N/A | #N/A | #N/A | #N/A | 0
6347 | PACIFICA 11015001 | 22811101 | PACIFICA 1101 | 0 | 0 | 25 | 0.0058507 | 0.00023403 | 2819 | 25106.6849 | 0.99148 | #N/A | #N/A | #N/A | #N/A | #N/A | 0
1625 | SAN LUIS OBISPO 1105CB | 182631105 | SAN LUIS OBISPO 1105 | 67.4906 | 0.041946 | 43 | 0.0099759 | 0.000232 | 2820 | 25106.7268 | 0.9815 | #N/A | #N/A | #N/A | #N/A | #N/A | 0
5409 | SAN RAFAEL 1108CB | 42011108 | SAN RAFAEL 1108 | 9469.8097 | 5.8855 | 102 | 0.023483 | 0.00023023 | 2821 | 25112.6123 | 0.95802 | #N/A | #N/A | #N/A | #N/A | #N/A | 0
8271 | ROSSMOOR 1107857172 | 14161107 | ROSSMOOR 1107 | 152.0386 | 0.094493 | 15 | 0.0034488 | 0.00022992 | 2822 | 25112.7068 | 0.95457 | #N/A | #N/A | #N/A | #N/A | #N/A | 0
10147 | WINDSOR 11035060 | 43501103 | WINDSOR 1103 | 291.5638 | 0.18121 | 12 | 0.0027196 | 0.00022663 | 2823 | 25112.888 | 0.95185 | #N/A | #N/A | #N/A | #N/A | #N/A | 0
8566 | CORONA 1103114284 | 43491103 | CORONA 1103 | 451.7326 | 0.28075 | 11 | 0.0024802 | 0.00022547 | 2824 | 25113.1688 | 0.94937 | #N/A | #N/A | #N/A | #N/A | #N/A | 0
849 | STANISLAUS 170237276 | 162821702 | STANISLAUS 1702 | 18746.4684 | 11.651 | 168 | 0.037039 | 0.00022047 | 2825 | 25124.8198 | 0.91233 | #N/A | #N/A | #N/A | #N/A | #N/A | 0
3868 | HATTON 11012026 | 182291101 | HATTON 1101 | 8438.7955 | 5.2447 | 126 | 0.027409 | 0.00021753 | 2826 | 25130.0646 | 0.88492 | #N/A | #N/A | #N/A | #N/A | #N/A | 0
427 | SAUSALITO 1101688590 | 42491101 | SAUSALITO 1101 | 1691.536 | 1.0513 | 32 | 0.0069459 | 0.00021706 | 2827 | 25131.1158 | 0.87798 | #N/A | #N/A | #N/A | #N/A | #N/A | 0
4476 | CALISTOGA 1102705 | 42711102 | CALISTOGA 1102 | 622.3172 | 0.38677 | 20 | 0.0042596 | 0.00021298 | 2828 | 25131.5026 | 0.87372 | #N/A | #N/A | #N/A | #N/A | #N/A | 0
1205 | MIWUK 17028090 | 163661702 | MIWUK 1702 | 6501.5338 | 4.0407 | 53 | 0.011216 | 0.00021162 | 2829 | 25135.5433 | 0.8625 | #N/A | #N/A | #N/A | #N/A | #N/A | 0
61 | CAMBRIA 1102W50 | 182771102 | CAMBRIA 1102 | 997.9458 | 0.62023 | 40 | 0.0084371 | 0.00021093 | 2830 | 25136.1636 | 0.85406 | #N/A | #N/A | #N/A | #N/A | #N/A | 0
189 | BIG RIVER 110179628 | 43081101 | BIG RIVER 1101 | 23813.9358 | 14.8005 | 156 | 0.032839 | 0.00021051 | 2831 | 25150.964 | 0.82123 | #N/A | #N/A | #N/A | #N/A | #N/A | 0
3166 | ALTO 11251226 | 42031125 | ALTO 1125 | 12282.9745 | 7.6339 | 96 | 0.02008 | 0.00020916 | 2832 | 25158.598 | 0.80115 | #N/A | #N/A | #N/A | #N/A | #N/A | 0
6809 | OAKLAND D 1112CR192 | 12041112 | OAKLAND D 1112 | 3963.0316 | 2.463 | 54 | 0.011247 | 0.00020828 | 2833 | 25161.061 | 0.7899 | #N/A | #N/A | #N/A | #N/A | #N/A | 0
4374 | OCEANO 1103V22 | 182601103 | OCEANO 1103 | 50.4916 | 0.031381 | 14 | 0.0028528 | 0.00020377 | 2834 | 25161.0924 | 0.78705 | #N/A | #N/A | #N/A | #N/A | #N/A | 0
9957 | DEL MONTE 21043066 | 182222104 | DEL MONTE 2104 | 26.0345 | 0.016181 | 2 | 0.00040718 | 0.00020359 | 2835 | 25161.1086 | 0.78664 | #N/A | #N/A | #N/A | #N/A | #N/A | 0
4818 | ROSSMOOR 11018132 | 14161101 | ROSSMOOR 1101 | 4248.014 | 2.6402 | 47 | 0.0095582 | 0.00020337 | 2836 | 25163.7487 | 0.77708 | #N/A | #N/A | #N/A | #N/A | #N/A | 0
2856 | SAN RAFAEL 11071166 | 42011107 | SAN RAFAEL 1107 | 20163.1012 | 12.5314 | 213 | 0.043227 | 0.00020294 | 2837 | 25176.2802 | 0.73385 | #N/A | #N/A | #N/A | #N/A | #N/A | 0
445 | MONTE RIO 1112CB | 42811112 | MONTE RIO 1112 | 5679.6302 | 3.5299 | 43 | 0.0086519 | 0.00020121 | 2838 | 25179.8101 | 0.7252 | 0.7252 | #N/A | #N/A | #N/A | #N/A | 1
10280 | SAUSALITO 1102964592 | 42491102 | SAUSALITO 1102 | 941.9387 | 0.58542 | 15 | 0.0029736 | 0.00019824 | 2839 | 25180.3955 | 0.72223 | #N/A | #N/A | #N/A | #N/A | #N/A | 0
1145 | OLEMA 11011200 | 42291101 | OLEMA 1101 | 4658.8808 | 2.8955 | 34 | 0.0066525 | 0.00019566 | 2840 | 25183.291 | 0.71558 | #N/A | #N/A | #N/A | #N/A | #N/A | 0
6437 | HAMILTON BRANCH 110153192 | 102361101 | HAMILTON BRANCH 1101 | 889.758 | 0.55299 | 30 | 0.0058109 | 0.0001937 | 2841 | 25183.844 | 0.70976 | #N/A | #N/A | #N/A | #N/A | #N/A | 0
7381 | PACIFICA 1102660408 | 22811102 | PACIFICA 1102 | 570.687 | 0.35468 | 26 | 0.0049624 | 0.00019086 | 2842 | 25184.1987 | 0.7048 | #N/A | #N/A | #N/A | #N/A | #N/A | 0
5360 | ALHAMBRA 1105CB | 14101105 | ALHAMBRA 1105 | 1333.5262 | 0.82879 | 33 | 0.0062254 | 0.00018865 | 2843 | 25185.0275 | 0.69858 | #N/A | #N/A | #N/A | #N/A | #N/A | 0
1909 | MORAGA 1104750618 | 13801104 | MORAGA 1104 | 1538.3917 | 0.95612 | 13 | 0.002388 | 0.0001837 | 2844 | 25185.9836 | 0.69619 | #N/A | #N/A | #N/A | #N/A | #N/A | 0
7663 | SOBRANTE 1103CB | 14671103 | SOBRANTE 1103 | 6745.77 | 4.1925 | 55 | 0.0099135 | 0.00018024 | 2845 | 25190.1761 | 0.68627 | 0.68627 | #N/A | #N/A | #N/A | #N/A | 1
4846 | ORINDA 0402402/2 LR | 12350402 | ORINDA 0402 | 10545.4353 | 6.554 | 91 | 0.016305 | 0.00017917 | 2846 | 25196.7301 | 0.66997 | #N/A | #N/A | #N/A | #N/A | #N/A | 0
6268 | CURTIS 1702S2123 | 163351702 | CURTIS 1702 | 2988.9855 | 1.8577 | 25 | 0.0042941 | 0.00017177 | 2847 | 25198.5878 | 0.66568 | #N/A | #N/A | #N/A | #N/A | #N/A | 0
1067 | DIAMOND SPRINGS 1106290705 | 152261106 | DIAMOND SPRINGS 1106 | 5193.0778 | 3.2275 | 38 | 0.0063506 | 0.00016712 | 2848 | 25201.8153 | 0.65933 | 0.65933 | #N/A | #N/A | #N/A | #N/A | 1
3874 | PARADISE 1105829194 | 102831105 | PARADISE 1105 | 18124.3826 | 11.2644 | 142 | 0.023319 | 0.00016422 | 2849 | 25213.0797 | 0.63601 | #N/A | #N/A | #N/A | #N/A | #N/A | 0
1686 | CAMP EVERS 210312990 | 83622103 | CAMP EVERS 2103 | 21277.9249 | 13.2243 | 161 | 0.025964 | 0.00016127 | 2850 | 25226.304 | 0.61004 | #N/A | #N/A | #N/A | #N/A | #N/A | 0
6595 | HIGGINS 110432747 | 152691104 | HIGGINS 1104 | 1047.4929 | 0.65102 | 26 | 0.0041824 | 0.00016086 | 2851 | 25226.955 | 0.60586 | #N/A | #N/A | #N/A | #N/A | #N/A | 0
2910 | HALSEY 110176178 | 152241101 | HALSEY 1101 | 32532.3048 | 20.219 | 248 | 0.039517 | 0.00015934 | 2852 | 25247.174 | 0.56634 | #N/A | #N/A | #N/A | #N/A | #N/A | 0
2602 | PRUNEDALE 11103716 | 182961110 | PRUNEDALE 1110 | 690.7324 | 0.42929 | 157 | 0.024316 | 0.00015488 | 2853 | 25247.6033 | 0.54203 | #N/A | #N/A | #N/A | #N/A | #N/A | 0
6371 | BAY MEADOWS 210257886 | 24012102 | BAY MEADOWS 2102 | 6549.4745 | 4.0705 | 81 | 0.012232 | 0.00015101 | 2854 | 25251.6738 | 0.52979 | #N/A | #N/A | #N/A | #N/A | #N/A | 0
3718 | TEMPLETON 2108A40 | 183052108 | TEMPLETON 2108 | 6084.3101 | 3.7814 | 174 | 0.026237 | 0.00015079 | 2855 | 25255.4552 | 0.50356 | #N/A | #N/A | #N/A | #N/A | #N/A | 0
8208 | BRUNSWICK 11038918 | 152481103 | BRUNSWICK 1103 | 2431.0442 | 1.5109 | 30 | 0.0044819 | 0.0001494 | 2856 | 25256.9661 | 0.49908 | 0.49908 | #N/A | #N/A | #N/A | #N/A | 1
833 | BRUNSWICK 110456468 | 152481104 | BRUNSWICK 1104 | 8910.5893 | 5.538 | 85 | 0.012606 | 0.0001483 | 2857 | 25262.5041 | 0.48647 | 0.48647 | #N/A | #N/A | #N/A | #N/A | 1
8651 | MORGAN HILL 2111419718 | 83242111 | MORGAN HILL 2111 | 3649.8042 | 2.2684 | 25 | 0.0036725 | 0.0001469 | 2858 | 25264.7725 | 0.4828 | #N/A | #N/A | #N/A | #N/A | #N/A | 0
4060 | KONOCTI 11081278 | 43311108 | KONOCTI 1108 | 9099.8598 | 5.6556 | 96 | 0.013948 | 0.00014529 | 2859 | 25270.4281 | 0.46885 | #N/A | #N/A | #N/A | #N/A | #N/A | 0
5993 | LAS GALLINAS A 11041220 | 42991104 | LAS GALLINAS A 1104 | 0 | 0 | 57 | 0.0076113 | 0.00013353 | 2860 | 25270.4281 | 0.46124 | #N/A | #N/A | #N/A | #N/A | #N/A | 0
1481 | SOBRANTE 1101CB | 14671101 | SOBRANTE 1101 | 22896.4557 | 14.2302 | 209 | 0.027098 | 0.00012965 | 2861 | 25284.6583 | 0.43414 | 0.43414 | #N/A | #N/A | #N/A | #N/A | 1
6330 | CURTIS 170268380 | 163351702 | CURTIS 1702 | 10711.9675 | 6.6575 | 88 | 0.011322 | 0.00012865 | 2862 | 25291.3158 | 0.42282 | #N/A | #N/A | #N/A | #N/A | #N/A | 0
2410 | SAN LEANDRO U 1114MR544 | 13111114 | SAN LEANDRO U 1114 | 27.9821 | 0.017391 | 62 | 0.0076101 | 0.00012274 | 2863 | 25291.3332 | 0.41521 | #N/A | #N/A | #N/A | #N/A | #N/A | 0
5853 | ROB ROY 210410954 | 83692104 | ROB ROY 2104 | 11428.7483 | 7.103 | 90 | 0.011036 | 0.00012262 | 2864 | 25298.4363 | 0.40417 | #N/A | #N/A | #N/A | #N/A | #N/A | 0
4344 | NOVATO 11041282 | 42211104 | NOVATO 1104 | 0 | 0 | 56 | 0.0067363 | 0.00012029 | 2865 | 25298.4363 | 0.39744 | #N/A | #N/A | #N/A | #N/A | #N/A | 0
8432 | SNEATH LANE 110715341 | 22721107 | SNEATH LANE 1107 | 391.2765 | 0.24318 | 18 | 0.0021346 | 0.00011859 | 2866 | 25298.6794 | 0.3953 | #N/A | #N/A | #N/A | #N/A | #N/A | 0
6986 | RESERVATION ROAD 1102303870 | 182731102 | RESERVATION ROAD 1102 | 1028.4638 | 0.63919 | 7 | 0.00082948 | 0.0001185 | 2867 | 25299.3186 | 0.39447 | #N/A | #N/A | #N/A | #N/A | #N/A | 0
4626 | COTATI 1104426 | 42271104 | COTATI 1104 | 3219.5011 | 2.0009 | 52 | 0.0060642 | 0.00011662 | 2868 | 25301.3196 | 0.38841 | #N/A | #N/A | #N/A | #N/A | #N/A | 0
8778 | PAUL SWEET 2107774760 | 83252107 | PAUL SWEET 2107 | 5348.863 | 3.3243 | 37 | 0.0041429 | 0.00011197 | 2869 | 25304.6439 | 0.38427 | #N/A | #N/A | #N/A | #N/A | #N/A | 0
4484 | FROGTOWN 170274648 | 163451702 | FROGTOWN 1702 | 262.1986 | 0.16296 | 63 | 0.0069966 | 0.00011106 | 2870 | 25304.8069 | 0.37727 | #N/A | #N/A | #N/A | #N/A | #N/A | 0
6192 | PEORIA 170169124 | 163781701 | PEORIA 1701 | 4347.2792 | 2.7019 | 33 | 0.0036026 | 0.00010917 | 2871 | 25307.5087 | 0.37367 | #N/A | #N/A | #N/A | #N/A | #N/A | 0
8000 | DIAMOND SPRINGS 1107116815 | 152261107 | DIAMOND SPRINGS 1107 | 2540.2857 | 1.5788 | 33 | 0.0035385 | 0.00010723 | 2872 | 25309.0875 | 0.37013 | 0.37013 | #N/A | #N/A | #N/A | #N/A | 1
8610 | HOOPA 110193038 | 192401101 | HOOPA 1101 | 2107.4343 | 1.3098 | 39 | 0.0041517 | 0.00010645 | 2873 | 25310.3973 | 0.36598 | #N/A | #N/A | #N/A | #N/A | #N/A | 0
995 | HALF MOON BAY 11022032 | 24101102 | HALF MOON BAY 1102 | 905.5345 | 0.56279 | 103 | 0.010949 | 0.0001063 | 2874 | 25310.9601 | 0.35503 | #N/A | #N/A | #N/A | #N/A | #N/A | 0
7250 | ORINDA 04013442 | 12350401 | ORINDA 0401 | 5599.863 | 3.4803 | 68 | 0.0072205 | 0.00010618 | 2875 | 25314.4404 | 0.34781 | #N/A | #N/A | #N/A | #N/A | #N/A | 0
367 | ARCATA 112233060 | 192021122 | ARCATA 1122 | 856.2789 | 0.53218 | 64 | 0.00637 | 9.9531e-05 | 2876 | 25314.9726 | 0.34144 | #N/A | #N/A | #N/A | #N/A | #N/A | 0
2545 | FAIRVIEW 2207P148 | 13432207 | FAIRVIEW 2207 | 1361.9079 | 0.84643 | 54 | 0.0053348 | 9.8792e-05 | 2877 | 25315.819 | 0.3361 | #N/A | #N/A | #N/A | #N/A | #N/A | 0
5688 | STANISLAUS 170275348 | 162821702 | STANISLAUS 1702 | 8532.4043 | 5.3029 | 77 | 0.0073521 | 9.5481e-05 | 2878 | 25321.122 | 0.32875 | #N/A | #N/A | #N/A | #N/A | #N/A | 0
5946 | SALT SPRINGS 21011232 | 163692101 | SALT SPRINGS 2101 | 12420.8061 | 7.7196 | 64 | 0.0058153 | 9.0864e-05 | 2879 | 25328.8415 | 0.32293 | #N/A | #N/A | #N/A | #N/A | #N/A | 0
4735 | ELK 11018779 | 42981101 | ELK 1101 | 6865.4129 | 4.2669 | 41 | 0.0036815 | 8.9792e-05 | 2880 | 25333.1084 | 0.31925 | #N/A | #N/A | #N/A | #N/A | #N/A | 0
744 | GABILAN 11013034 | 182331101 | GABILAN 1101 | 80.3377 | 0.04993 | 193 | 0.016822 | 8.716e-05 | 2881 | 25333.1583 | 0.30243 | #N/A | #N/A | #N/A | #N/A | #N/A | 0
8975 | SPRING GAP 170286032 | 162831702 | SPRING GAP 1702 | 1615.684 | 1.0042 | 23 | 0.0019637 | 8.538e-05 | 2882 | 25334.1625 | 0.30047 | #N/A | #N/A | #N/A | #N/A | #N/A | 0
6252 | CHESTER 1101922138 | 103181101 | CHESTER 1101 | 2524.6386 | 1.5691 | 24 | 0.00202 | 8.4169e-05 | 2883 | 25335.7316 | 0.29845 | #N/A | #N/A | #N/A | #N/A | #N/A | 0
320 | GREEN VALLEY 210112106 | 83192101 | GREEN VALLEY 2101 | 556.8348 | 0.34608 | 139 | 0.011248 | 8.0919e-05 | 2884 | 25336.0776 | 0.2872 | #N/A | #N/A | #N/A | #N/A | #N/A | 0
390 | PETALUMA C 110856774 | 42631108 | PETALUMA C 1108 | 385.0871 | 0.23933 | 39 | 0.0030702 | 7.8722e-05 | 2885 | 25336.317 | 0.28413 | #N/A | #N/A | #N/A | #N/A | #N/A | 0
3580 | SOBRANTE 1102CB | 14671102 | SOBRANTE 1102 | 16799.2868 | 10.4408 | 132 | 0.0098468 | 7.4597e-05 | 2886 | 25346.7578 | 0.27428 | 0.27428 | #N/A | #N/A | #N/A | #N/A | 1
5433 | HATTON 110137088 | 182291101 | HATTON 1101 | 11434.4875 | 7.1066 | 135 | 0.0099063 | 7.338e-05 | 2887 | 25353.8644 | 0.26438 | #N/A | #N/A | #N/A | #N/A | #N/A | 0
2226 | FORT BRAGG A 11021226 | 42761102 | FORT BRAGG A 1102 | 2717.7424 | 1.6891 | 102 | 0.0071773 | 7.0366e-05 | 2888 | 25355.5535 | 0.2572 | #N/A | #N/A | #N/A | #N/A | #N/A | 0
7611 | DIAMOND SPRINGS 1106279670 | 152261106 | DIAMOND SPRINGS 1106 | 6244.093 | 3.8807 | 54 | 0.003785 | 7.0093e-05 | 2889 | 25359.4342 | 0.25341 | 0.25341 | #N/A | #N/A | #N/A | #N/A | 1
9967 | CRESTA 1101103126 | 102251101 | CRESTA 1101 | 487.0335 | 0.30269 | 5 | 0.00034541 | 6.9083e-05 | 2890 | 25359.7369 | 0.25307 | 0.25307 | #N/A | #N/A | #N/A | #N/A | 1
6701 | BRUNSWICK 11064639 | 152481106 | BRUNSWICK 1106 | 5228.1955 | 3.2493 | 44 | 0.0029871 | 6.7888e-05 | 2891 | 25362.9862 | 0.25008 | #N/A | #N/A | #N/A | #N/A | #N/A | 0
8130 | LAURELES 111110141 | 182371111 | LAURELES 1111 | 4694.7775 | 2.9178 | 21 | 0.0014246 | 6.784e-05 | 2892 | 25365.9041 | 0.24866 | #N/A | #N/A | #N/A | #N/A | #N/A | 0
17 | SAN RAFAEL 1106910 | 42011106 | SAN RAFAEL 1106 | 2722.6312 | 1.6921 | 89 | 0.005959 | 6.6955e-05 | 2893 | 25367.5962 | 0.2427 | #N/A | #N/A | #N/A | #N/A | #N/A | 0
428 | SOBRANTE 1102690098 | 14671102 | SOBRANTE 1102 | 11883.9636 | 7.3859 | 108 | 0.0072019 | 6.6684e-05 | 2894 | 25374.9821 | 0.2355 | #N/A | #N/A | #N/A | #N/A | #N/A | 0
6532 | PARADISE 110536656 | 102831105 | PARADISE 1105 | 220.7989 | 0.13723 | 14 | 0.00090588 | 6.4706e-05 | 2895 | 25375.1194 | 0.23459 | #N/A | #N/A | #N/A | #N/A | #N/A | 0
1066 | JARVIS 1101MR210 | 13501101 | JARVIS 1101 | 1314.2646 | 0.81682 | 103 | 0.0064828 | 6.2939e-05 | 2896 | 25375.9362 | 0.22811 | #N/A | #N/A | #N/A | #N/A | #N/A | 0
5877 | OAKLAND K 1102CR014 | 12101102 | OAKLAND K 1102 | 16905.8619 | 10.5071 | 137 | 0.0085442 | 6.2366e-05 | 2897 | 25386.4432 | 0.21956 | #N/A | #N/A | #N/A | #N/A | #N/A | 0
7339 | BIG BASIN 110165444 | 82841101 | BIG BASIN 1101 | 757.2593 | 0.47064 | 9 | 0.00054514 | 6.0572e-05 | 2898 | 25386.9139 | 0.21902 | #N/A | #N/A | #N/A | #N/A | #N/A | 0
1476 | BOLINAS 1101528 | 42261101 | BOLINAS 1101 | 2865.7848 | 1.7811 | 46 | 0.002487 | 5.4065e-05 | 2899 | 25388.695 | 0.21653 | #N/A | #N/A | #N/A | #N/A | #N/A | 0
9601 | CAMP EVERS 2104189010 | 83622104 | CAMP EVERS 2104 | 59.0426 | 0.036695 | 4 | 0.00020939 | 5.2348e-05 | 2900 | 25388.7317 | 0.21632 | #N/A | #N/A | #N/A | #N/A | #N/A | 0
4401 | SILVERADO 2103507513 | 43432103 | SILVERADO 2103 | 4803.4 | 2.9853 | 65 | 0.0032025 | 4.9269e-05 | 2901 | 25391.717 | 0.21312 | 0.21312 | #N/A | #N/A | #N/A | #N/A | 1
625 | ROSSMOOR 1101L503R | 14161101 | ROSSMOOR 1101 | 6910.8038 | 4.2951 | 62 | 0.0030213 | 4.8731e-05 | 2902 | 25396.0121 | 0.2101 | #N/A | #N/A | #N/A | #N/A | #N/A | 0
7021 | DOLAN ROAD 1101590402 | 182381101 | DOLAN ROAD 1101 | 3916.034 | 2.4338 | 78 | 0.0037788 | 4.8446e-05 | 2903 | 25398.4459 | 0.20632 | #N/A | #N/A | #N/A | #N/A | #N/A | 0
7515 | PARADISE 1103468200 | 102831103 | PARADISE 1103 | 531.6801 | 0.33044 | 4 | 0.00019244 | 4.8111e-05 | 2904 | 25398.7764 | 0.20613 | #N/A | #N/A | #N/A | 0.20613 | #N/A | 4
8899 | NAPA 11025039 | 42021102 | NAPA 1102 | 0 | 0 | 28 | 0.0012694 | 4.5334e-05 | 2905 | 25398.7764 | 0.20486 | #N/A | #N/A | #N/A | #N/A | #N/A | 0
10522 | PARADISE 11042486 | 102831104 | PARADISE 1104 | 146.4228 | 0.091002 | 2 | 8.8537e-05 | 4.4268e-05 | 2906 | 25398.8674 | 0.20477 | #N/A | #N/A | #N/A | #N/A | #N/A | 0
11006 | PARADISE 1105828400 | 102831105 | PARADISE 1105 | 50.1094 | 0.031143 | 2 | 8.8308e-05 | 4.4154e-05 | 2907 | 25398.8985 | 0.20468 | #N/A | #N/A | #N/A | #N/A | #N/A | 0
10495 | CEDAR CREEK 11011362 | 103321101 | CEDAR CREEK 1101 | 24.9514 | 0.015507 | 1 | 4.3827e-05 | 4.3827e-05 | 2908 | 25398.914 | 0.20464 | #N/A | #N/A | #N/A | #N/A | #N/A | 0
4622 | EL CERRITO G 1105BR194 | 12501105 | EL CERRITO G 1105 | 6148.6965 | 3.8214 | 74 | 0.0031957 | 4.3185e-05 | 2909 | 25402.7355 | 0.20144 | #N/A | #N/A | #N/A | #N/A | #N/A | 0
7319 | PARADISE 11061212 | 102831106 | PARADISE 1106 | 3232.6075 | 2.0091 | 33 | 0.0014026 | 4.2503e-05 | 2910 | 25404.7445 | 0.20004 | #N/A | #N/A | #N/A | #N/A | #N/A | 0
10489 | CAMP EVERS 210510996 | 83622105 | CAMP EVERS 2105 | 1226.2093 | 0.76209 | 8 | 0.00033892 | 4.2365e-05 | 2911 | 25405.5066 | 0.1997 | #N/A | #N/A | #N/A | #N/A | #N/A | 0
7716 | PARADISE 110599226 | 102831105 | PARADISE 1105 | 1841.8715 | 1.1447 | 42 | 0.0017299 | 4.1187e-05 | 2912 | 25406.6514 | 0.19797 | #N/A | #N/A | #N/A | #N/A | #N/A | 0
6446 | FORT BRAGG A 1102956 | 42761102 | FORT BRAGG A 1102 | 18278.7267 | 11.3603 | 145 | 0.0059316 | 4.0908e-05 | 2913 | 25418.0117 | 0.19204 | #N/A | #N/A | #N/A | #N/A | #N/A | 0
2257 | BIG TREES 04025300 | 83050402 | BIG TREES 0402 | 15760.3239 | 9.7951 | 115 | 0.0045672 | 3.9714e-05 | 2914 | 25427.8068 | 0.18747 | #N/A | #N/A | #N/A | #N/A | #N/A | 0
9775 | CAMP EVERS 210595050 | 83622105 | CAMP EVERS 2105 | 223.2117 | 0.13873 | 5 | 0.00019766 | 3.9532e-05 | 2915 | 25427.9455 | 0.18727 | #N/A | #N/A | #N/A | #N/A | #N/A | 0
2020 | DUNLAP 11037170 | 254061103 | DUNLAP 1103 | 8726.7127 | 5.4237 | 54 | 0.0021326 | 3.9493e-05 | 2916 | 25433.3692 | 0.18514 | #N/A | #N/A | #N/A | #N/A | #N/A | 0
9147 | BEN LOMOND 04015400 | 83040401 | BEN LOMOND 0401 | 731.4241 | 0.45458 | 4 | 0.00015778 | 3.9445e-05 | 2917 | 25433.8238 | 0.18498 | #N/A | #N/A | #N/A | #N/A | #N/A | 0
2924 | ROB ROY 210538430 | 83692105 | ROB ROY 2105 | 6060.3575 | 3.7665 | 90 | 0.0033991 | 3.7768e-05 | 2918 | 25437.5903 | 0.18158 | #N/A | #N/A | #N/A | #N/A | #N/A | 0
2345 | MORGAN HILL 2106CB | 83242106 | MORGAN HILL 2106 | 1003.198 | 0.62349 | 47 | 0.0016536 | 3.5184e-05 | 2919 | 25438.2138 | 0.17993 | #N/A | #N/A | #N/A | #N/A | #N/A | 0
4552 | SHINGLE SPRINGS 2108449638 | 153652108 | SHINGLE SPRINGS 2108 | 41.9833 | 0.026093 | 1 | 3.5151e-05 | 3.5151e-05 | 2920 | 25438.2399 | 0.17989 | #N/A | #N/A | #N/A | #N/A | #N/A | 0
2359 | PACIFICA 1101777484 | 22811101 | PACIFICA 1101 | 1455.0408 | 0.90431 | 50 | 0.0017533 | 3.5066e-05 | 2921 | 25439.1442 | 0.17814 | #N/A | #N/A | #N/A | #N/A | #N/A | 0
6715 | PARADISE 11032534 | 102831103 | PARADISE 1103 | 5105.9059 | 3.1733 | 49 | 0.0016354 | 3.3375e-05 | 2922 | 25442.3175 | 0.17651 | #N/A | #N/A | #N/A | 0.17651 | #N/A | 4
416 | PACIFICA 1102CB | 22811102 | PACIFICA 1102 | 560.1275 | 0.34812 | 51 | 0.0016578 | 3.2507e-05 | 2923 | 25442.6657 | 0.17485 | #N/A | #N/A | #N/A | #N/A | #N/A | 0
4774 | PARADISE 11042488 | 102831104 | PARADISE 1104 | 5690.0714 | 3.5364 | 47 | 0.0015162 | 3.2259e-05 | 2924 | 25446.2021 | 0.17333 | #N/A | #N/A | #N/A | #N/A | #N/A | 0
10872 | WILLOW CREEK 1103181562 | 192171103 | WILLOW CREEK 1103 | 4.572 | 0.0028415 | 1 | 3.208e-05 | 3.208e-05 | 2925 | 25446.2049 | 0.1733 | #N/A | #N/A | #N/A | #N/A | #N/A | 0
5198 | PARADISE 1104283794 | 102831104 | PARADISE 1104 | 3810.7404 | 2.3684 | 37 | 0.0011841 | 3.2004e-05 | 2926 | 25448.5733 | 0.17212 | #N/A | #N/A | #N/A | #N/A | #N/A | 0
2421 | FORT BRAGG A 110235592 | 42761102 | FORT BRAGG A 1102 | 21129.6388 | 13.1322 | 149 | 0.0047622 | 3.1961e-05 | 2927 | 25461.7055 | 0.16735 | #N/A | #N/A | #N/A | #N/A | #N/A | 0
6748 | BRUNSWICK 11103907 | 152481110 | BRUNSWICK 1110 | 1437.9091 | 0.89367 | 16 | 0.00050795 | 3.1747e-05 | 2928 | 25462.5991 | 0.16685 | #N/A | #N/A | #N/A | #N/A | #N/A | 0
1323 | PEORIA 17013186 | 163781701 | PEORIA 1701 | 15806.1877 | 9.8236 | 143 | 0.0045118 | 3.1551e-05 | 2929 | 25472.4227 | 0.16233 | #N/A | #N/A | #N/A | #N/A | #N/A | 0
6182 | BERESFORD 0403435168 | 24040403 | BERESFORD 0403 | 2068.4077 | 1.2855 | 26 | 0.00080941 | 3.1131e-05 | 2930 | 25473.7082 | 0.16152 | #N/A | #N/A | #N/A | #N/A | #N/A | 0
8329 | BRUNSWICK 1104244027 | 152481104 | BRUNSWICK 1104 | 492.7502 | 0.30625 | 6 | 0.00018558 | 3.093e-05 | 2931 | 25474.0145 | 0.16134 | 0.16134 | #N/A | #N/A | #N/A | #N/A | 1
10464 | CAMP EVERS 210595394 | 83622105 | CAMP EVERS 2105 | 790.3942 | 0.49123 | 8 | 0.00024683 | 3.0854e-05 | 2932 | 25474.5057 | 0.16109 | #N/A | #N/A | #N/A | #N/A | #N/A | 0
4342 | PARADISE 110636042 | 102831106 | PARADISE 1106 | 13184.5103 | 8.1942 | 119 | 0.0036673 | 3.0817e-05 | 2933 | 25482.7 | 0.15742 | #N/A | #N/A | #N/A | #N/A | #N/A | 0
9818 | ANDERSON 1101561686 | 103261101 | ANDERSON 1101 | 147.2029 | 0.091487 | 1 | 2.9674e-05 | 2.9674e-05 | 2934 | 25482.7914 | 0.1574 | 0.1574 | #N/A | #N/A | #N/A | #N/A | 1
2309 | BEN LOMOND 040116010 | 83040401 | BEN LOMOND 0401 | 2728.9115 | 1.696 | 25 | 0.00073909 | 2.9564e-05 | 2935 | 25484.4875 | 0.15666 | #N/A | #N/A | #N/A | #N/A | #N/A | 0
2259 | LAKEWOOD 210738404 | 13532107 | LAKEWOOD 2107 | 5730.6143 | 3.5616 | 47 | 0.0013868 | 2.9507e-05 | 2936 | 25488.0491 | 0.15527 | #N/A | #N/A | #N/A | #N/A | #N/A | 0
6756 | FAIRMOUNT 0401395180 | 12650401 | FAIRMOUNT 0401 | 2263.8752 | 1.407 | 20 | 0.00058824 | 2.9412e-05 | 2937 | 25489.4561 | 0.15468 | #N/A | #N/A | #N/A | #N/A | #N/A | 0
9891 | RIO DELL 1102214052 | 192251102 | RIO DELL 1102 | 941.1587 | 0.58493 | 7 | 0.00020531 | 2.933e-05 | 2938 | 25490.041 | 0.15448 | #N/A | #N/A | #N/A | #N/A | #N/A | 0
9611 | DIAMOND SPRINGS 1106176130 | 152261106 | DIAMOND SPRINGS 1106 | 32.0737 | 0.019934 | 1 | 2.9315e-05 | 2.9315e-05 | 2939 | 25490.0609 | 0.15445 | #N/A | #N/A | #N/A | #N/A | #N/A | 0
9648 | CAMP EVERS 2103CB | 83622103 | CAMP EVERS 2103 | 190.3788 | 0.11832 | 6 | 0.00017429 | 2.9049e-05 | 2940 | 25490.1793 | 0.15427 | #N/A | #N/A | #N/A | #N/A | #N/A | 0
7669 | PARADISE 1104CB | 102831104 | PARADISE 1104 | 2211.8341 | 1.3747 | 46 | 0.0013348 | 2.9018e-05 | 2941 | 25491.5539 | 0.15294 | #N/A | #N/A | #N/A | 0.15294 | #N/A | 4
8116 | BRUNSWICK 1107969778 | 152481107 | BRUNSWICK 1107 | 1070.9786 | 0.66562 | 9 | 0.00025699 | 2.8554e-05 | 2942 | 25492.2196 | 0.15268 | 0.15268 | #N/A | #N/A | #N/A | #N/A | 1
1751 | PARADISE 1104954322 | 102831104 | PARADISE 1104 | 6923.0973 | 4.3027 | 63 | 0.0017862 | 2.8353e-05 | 2943 | 25496.5223 | 0.15089 | #N/A | #N/A | #N/A | #N/A | #N/A | 0
6559 | BIG BASIN 11015479 | 82841101 | BIG BASIN 1101 | 289.2777 | 0.17979 | 3 | 8.3319e-05 | 2.7773e-05 | 2944 | 25496.7021 | 0.15081 | #N/A | #N/A | #N/A | #N/A | #N/A | 0
11110 | CAMP EVERS 2105BL 2101 | 83622105 | CAMP EVERS 2105 | 5.191 | 0.0032262 | 1 | 2.7401e-05 | 2.7401e-05 | 2945 | 25496.7053 | 0.15078 | #N/A | #N/A | #N/A | #N/A | #N/A | 0
7068 | BURNS 2101CB | 183582101 | BURNS 2101 | 2742.3098 | 1.7044 | 19 | 0.00051453 | 2.7081e-05 | 2946 | 25498.4097 | 0.15027 | 0.15027 | #N/A | #N/A | #N/A | #N/A | 1
10401 | POINT MORETTI 110110722 | 82931101 | POINT MORETTI 1101 | 937.9448 | 0.58294 | 9 | 0.00024019 | 2.6688e-05 | 2947 | 25498.9926 | 0.15003 | #N/A | #N/A | #N/A | #N/A | #N/A | 0
2162 | SOBRANTE 1102L510R | 14671102 | SOBRANTE 1102 | 15538.9501 | 9.6575 | 136 | 0.0035575 | 2.6158e-05 | 2948 | 25508.6501 | 0.14647 | #N/A | #N/A | #N/A | #N/A | #N/A | 0
8264 | MIRABEL 1101781318 | 42091101 | MIRABEL 1101 | 172.1377 | 0.10698 | 3 | 7.6132e-05 | 2.5377e-05 | 2949 | 25508.7571 | 0.14639 | #N/A | #N/A | #N/A | #N/A | #N/A | 0
2959 | PARADISE 110453544 | 102831104 | PARADISE 1104 | 1035.1182 | 0.64333 | 19 | 0.00048097 | 2.5314e-05 | 2950 | 25509.4004 | 0.14591 | #N/A | #N/A | #N/A | #N/A | #N/A | 0
2047 | VALLEY VIEW 1103CB | 14341103 | VALLEY VIEW 1103 | 272.5459 | 0.16939 | 83 | 0.0020921 | 2.5206e-05 | 2951 | 25509.5698 | 0.14382 | #N/A | #N/A | #N/A | #N/A | #N/A | 0
3341 | CAMP EVERS 21055146 | 83622105 | CAMP EVERS 2105 | 9534.7408 | 5.9259 | 63 | 0.0015473 | 2.4561e-05 | 2952 | 25515.4957 | 0.14227 | #N/A | #N/A | #N/A | #N/A | #N/A | 0
4945 | CASTRO VALLEY 1102837904 | 14091102 | CASTRO VALLEY 1102 | 1669.2171 | 1.0374 | 25 | 0.00061089 | 2.4435e-05 | 2953 | 25516.5331 | 0.14166 | #N/A | #N/A | #N/A | #N/A | #N/A | 0
5852 | PARADISE 1104961990 | 102831104 | PARADISE 1104 | 10972.2602 | 6.8193 | 91 | 0.0021547 | 2.3677e-05 | 2954 | 25523.3524 | 0.13951 | #N/A | #N/A | #N/A | #N/A | #N/A | 0
8958 | PARADISE 1103772517 | 102831103 | PARADISE 1103 | 2777.244 | 1.7261 | 24 | 0.00056446 | 2.3519e-05 | 2955 | 25525.0785 | 0.13894 | #N/A | 0.13894 | #N/A | #N/A | #N/A | 2
5973 | BEN LOMOND 0401CB | 83040401 | BEN LOMOND 0401 | 12509.5528 | 7.7747 | 106 | 0.0024408 | 2.3026e-05 | 2956 | 25532.8532 | 0.1365 | 0.1365 | #N/A | #N/A | #N/A | #N/A | 1
10776 | GRASS VALLEY 1101528232 | 152031101 | GRASS VALLEY 1101 | 149.6502 | 0.093008 | 2 | 4.449e-05 | 2.2245e-05 | 2957 | 25532.9462 | 0.13646 | 0.13646 | #N/A | #N/A | #N/A | #N/A | 1
10760 | FLINT 1102CB | 152531102 | FLINT 1102 | 149.4178 | 0.092864 | 2 | 4.436e-05 | 2.218e-05 | 2958 | 25533.0391 | 0.13641 | #N/A | #N/A | #N/A | #N/A | #N/A | 0
3909 | MORRO BAY 1102V84 | 183011102 | MORRO BAY 1102 | 369.7837 | 0.22982 | 126 | 0.0027508 | 2.1832e-05 | 2959 | 25533.2689 | 0.13366 | #N/A | #N/A | #N/A | #N/A | #N/A | 0
7549 | PLACERVILLE 1111CB | 153081111 | PLACERVILLE 1111 | 2245.2688 | 1.3954 | 16 | 0.00034924 | 2.1827e-05 | 2960 | 25534.6644 | 0.13331 | 0.13331 | #N/A | #N/A | #N/A | #N/A | 1
6107 | POINT MORETTI 110139126 | 82931101 | POINT MORETTI 1101 | 3634.7812 | 2.259 | 31 | 0.00065131 | 2.101e-05 | 2961 | 25536.9234 | 0.13266 | #N/A | #N/A | #N/A | #N/A | #N/A | 0
9485 | CAMP EVERS 2106834583 | 83622106 | CAMP EVERS 2106 | 981.0329 | 0.60972 | 7 | 0.00013984 | 1.9977e-05 | 2962 | 25537.5331 | 0.13252 | #N/A | #N/A | #N/A | #N/A | #N/A | 0
6136 | BIG TREES 0402737512 | 83050402 | BIG TREES 0402 | 10917.3933 | 6.7852 | 89 | 0.0017324 | 1.9465e-05 | 2963 | 25544.3183 | 0.13079 | #N/A | #N/A | #N/A | #N/A | #N/A | 0
940 | CAMP EVERS 210511384 | 83622105 | CAMP EVERS 2105 | 8402.4777 | 5.2222 | 59 | 0.0011342 | 1.9223e-05 | 2964 | 25549.5405 | 0.12966 | #N/A | #N/A | #N/A | #N/A | #N/A | 0
8260 | DIAMOND SPRINGS 1106762780 | 152261106 | DIAMOND SPRINGS 1106 | 400.767 | 0.24908 | 11 | 0.00021145 | 1.9222e-05 | 2965 | 25549.7896 | 0.12945 | 0.12945 | #N/A | #N/A | #N/A | #N/A | 1
9711 | BRUNSWICK 1103262343 | 152481103 | BRUNSWICK 1103 | 1232.8709 | 0.76623 | 11 | 0.00021112 | 1.9193e-05 | 2966 | 25550.5558 | 0.12923 | #N/A | #N/A | #N/A | #N/A | #N/A | 0
6422 | BIG BASIN 11029741 | 82841102 | BIG BASIN 1102 | 1036.4661 | 0.64417 | 10 | 0.00018794 | 1.8794e-05 | 2967 | 25551.2 | 0.12905 | #N/A | #N/A | #N/A | #N/A | #N/A | 0
471 | BIG BASIN 11015028 | 82841101 | BIG BASIN 1101 | 8087.7219 | 5.0266 | 59 | 0.0010925 | 1.8516e-05 | 2968 | 25556.2265 | 0.12795 | #N/A | #N/A | #N/A | #N/A | #N/A | 0
5836 | BRUNSWICK 1103851116 | 152481103 | BRUNSWICK 1103 | 316.0008 | 0.1964 | 4 | 7.3835e-05 | 1.8459e-05 | 2969 | 25556.4229 | 0.12788 | 0.12788 | #N/A | #N/A | #N/A | #N/A | 1
10320 | DIAMOND SPRINGS 1106926235 | 152261106 | DIAMOND SPRINGS 1106 | 305.3669 | 0.18979 | 4 | 7.3487e-05 | 1.8372e-05 | 2970 | 25556.6127 | 0.12781 | 0.12781 | #N/A | #N/A | #N/A | #N/A | 1
10026 | SARATOGA 1103981056 | 83371103 | SARATOGA 1103 | 132.017 | 0.082049 | 2 | 3.6518e-05 | 1.8259e-05 | 2971 | 25556.6948 | 0.12777 | #N/A | #N/A | #N/A | #N/A | #N/A | 0
7034 | DIAMOND SPRINGS 110699658 | 152261106 | DIAMOND SPRINGS 1106 | 0 | 0 | 39 | 0.0007109 | 1.8228e-05 | 2972 | 25556.6948 | 0.12706 | #N/A | #N/A | #N/A | #N/A | #N/A | 0
4269 | BRUNSWICK 110378862 | 152481103 | BRUNSWICK 1103 | 123.6088 | 0.076823 | 17 | 0.00030962 | 1.8213e-05 | 2973 | 25556.7716 | 0.12675 | #N/A | #N/A | #N/A | #N/A | #N/A | 0
3650 | ROB ROY 210512584 | 83692105 | ROB ROY 2105 | 5651.1648 | 3.5122 | 297 | 0.0054019 | 1.8188e-05 | 2974 | 25560.2838 | 0.12135 | #N/A | #N/A | #N/A | #N/A | #N/A | 0
2640 | PERRY 1101V72 | 183071101 | PERRY 1101 | 9610.0836 | 5.9727 | 101 | 0.0018297 | 1.8115e-05 | 2975 | 25566.2565 | 0.11952 | #N/A | #N/A | #N/A | #N/A | #N/A | 0
7574 | CAMP EVERS 210611006 | 83622106 | CAMP EVERS 2106 | 3281.0215 | 2.0392 | 24 | 0.00043202 | 1.8001e-05 | 2976 | 25568.2957 | 0.11909 | #N/A | #N/A | #N/A | #N/A | #N/A | 0
10111 | ALLEGHANY 11011101/2 | 152101101 | ALLEGHANY 1101 | 32.8824 | 0.020437 | 1 | 1.7836e-05 | 1.7836e-05 | 2977 | 25568.3161 | 0.11907 | #N/A | #N/A | #N/A | #N/A | #N/A | 0
7350 | SUMMIT 1101CB | 152591101 | SUMMIT 1101 | 221.0797 | 0.1374 | 2 | 3.5488e-05 | 1.7744e-05 | 2978 | 25568.4535 | 0.11903 | 0.11903 | #N/A | #N/A | #N/A | #N/A | 1
10523 | CAMP EVERS 2104710556 | 83622104 | CAMP EVERS 2104 | 65.863 | 0.040934 | 2 | 3.5324e-05 | 1.7662e-05 | 2979 | 25568.4944 | 0.119 | #N/A | #N/A | #N/A | #N/A | #N/A | 0
5707 | FLINT 1101958726 | 152531101 | FLINT 1101 | 1605.4653 | 0.9978 | 13 | 0.00022904 | 1.7619e-05 | 2980 | 25569.4922 | 0.11877 | #N/A | #N/A | #N/A | #N/A | #N/A | 0
8628 | POINT MORETTI 11015401 | 82931101 | POINT MORETTI 1101 | 4047.5171 | 2.5155 | 34 | 0.00059516 | 1.7505e-05 | 2981 | 25572.0078 | 0.11817 | #N/A | #N/A | #N/A | #N/A | #N/A | 0
10455 | POTTER VALLEY P H 1104CB | 42281104 | POTTER VALLEY P H 1104 | 158.4451 | 0.098474 | 2 | 3.4822e-05 | 1.7411e-05 | 2982 | 25572.1063 | 0.11814 | #N/A | #N/A | #N/A | #N/A | #N/A | 0
1795 | BOLINAS 11011064 | 42261101 | BOLINAS 1101 | 1005.39 | 0.62485 | 51 | 0.00088693 | 1.7391e-05 | 2983 | 25572.7311 | 0.11725 | #N/A | #N/A | #N/A | #N/A | #N/A | 0
11067 | BRUNSWICK 1104761310 | 152481104 | BRUNSWICK 1104 | 43.1053 | 0.02679 | 1 | 1.7283e-05 | 1.7283e-05 | 2984 | 25572.7579 | 0.11723 | #N/A | #N/A | #N/A | #N/A | #N/A | 0
130 | CAMP EVERS 21055232 | 83622105 | CAMP EVERS 2105 | 7264.9547 | 4.5152 | 50 | 0.00086284 | 1.7257e-05 | 2985 | 25577.2731 | 0.11637 | #N/A | #N/A | #N/A | #N/A | #N/A | 0
9051 | BRUNSWICK 1103956424 | 152481103 | BRUNSWICK 1103 | 1661.8272 | 1.0328 | 21 | 0.00036171 | 1.7224e-05 | 2986 | 25578.3059 | 0.11601 | 0.11601 | #N/A | #N/A | #N/A | #N/A | 1
7122 | CAMP EVERS 210510786 | 83622105 | CAMP EVERS 2105 | 7392.1952 | 4.5943 | 58 | 0.0009908 | 1.7083e-05 | 2987 | 25582.9002 | 0.11502 | #N/A | #N/A | #N/A | #N/A | #N/A | 0
7997 | CAMP EVERS 210411048 | 83622104 | CAMP EVERS 2104 | 1473.7073 | 0.91592 | 19 | 0.00032099 | 1.6894e-05 | 2988 | 25583.8161 | 0.1147 | #N/A | #N/A | #N/A | #N/A | #N/A | 0
10098 | RALSTON 1101100040 | 24141101 | RALSTON 1101 | 1324.2274 | 0.82301 | 7 | 0.00011745 | 1.6779e-05 | 2989 | 25584.6392 | 0.11458 | #N/A | #N/A | #N/A | #N/A | #N/A | 0
4770 | CAMP EVERS 210574170 | 83622105 | CAMP EVERS 2105 | 5752.9394 | 3.5755 | 43 | 0.00072063 | 1.6759e-05 | 2990 | 25588.2146 | 0.11386 | #N/A | #N/A | #N/A | #N/A | #N/A | 0
10059 | POTTER VALLEY P H 1105CB | 42281105 | POTTER VALLEY P H 1105 | 89.3518 | 0.055533 | 2 | 3.3096e-05 | 1.6548e-05 | 2991 | 25588.2702 | 0.11383 | #N/A | #N/A | #N/A | #N/A | #N/A | 0
1470 | PLACERVILLE 210619732 | 153082106 | PLACERVILLE 2106 | 14898.6258 | 9.2596 | 125 | 0.0020448 | 1.6359e-05 | 2992 | 25597.5297 | 0.11178 | #N/A | #N/A | #N/A | #N/A | #N/A | 0
5865 | CAMP EVERS 210611044 | 83622106 | CAMP EVERS 2106 | 12291.7272 | 7.6394 | 144 | 0.0023496 | 1.6316e-05 | 2993 | 25605.1691 | 0.10943 | #N/A | #N/A | #N/A | #N/A | #N/A | 0
4584 | BRUNSWICK 1107357568 | 152481107 | BRUNSWICK 1107 | 1927.7671 | 1.1981 | 35 | 0.0005675 | 1.6214e-05 | 2994 | 25606.3672 | 0.10886 | 0.10886 | #N/A | #N/A | #N/A | #N/A | 1
4170 | SAN RAFAEL 11042651 | 42011104 | SAN RAFAEL 1104 | 1238.5246 | 0.76975 | 10 | 0.00016143 | 1.6143e-05 | 2995 | 25607.1369 | 0.1087 | #N/A | #N/A | #N/A | #N/A | #N/A | 0
4250 | SAN RAFAEL 1106837 | 42011106 | SAN RAFAEL 1106 | 1083.651 | 0.67349 | 22 | 0.00035514 | 1.6143e-05 | 2996 | 25607.8104 | 0.10835 | #N/A | #N/A | #N/A | #N/A | #N/A | 0
8770 | MIRABEL 11027401 | 42091102 | MIRABEL 1102 | 1710.0336 | 1.0628 | 12 | 0.00019031 | 1.5859e-05 | 2997 | 25608.8732 | 0.10816 | #N/A | #N/A | #N/A | #N/A | #N/A | 0
5879 | BIG BASIN 11019773 | 82841101 | BIG BASIN 1101 | 724.8545 | 0.4505 | 6 | 9.4849e-05 | 1.5808e-05 | 2998 | 25609.3237 | 0.10806 | #N/A | #N/A | #N/A | #N/A | #N/A | 0
4254 | BRUNSWICK 111095576 | 152481110 | BRUNSWICK 1110 | 0 | 0 | 30 | 0.00047296 | 1.5765e-05 | 2999 | 25609.3237 | 0.10759 | #N/A | #N/A | #N/A | #N/A | #N/A | 0
5644 | BRUNSWICK 1103234378 | 152481103 | BRUNSWICK 1103 | 1030.7217 | 0.6406 | 13 | 0.00020445 | 1.5727e-05 | 3000 | 25609.9643 | 0.10739 | 0.10739 | #N/A | #N/A | #N/A | #N/A | 1
644 | CAMP EVERS 210511004 | 83622105 | CAMP EVERS 2105 | 6981.3249 | 4.3389 | 60 | 0.00093268 | 1.5545e-05 | 3001 | 25614.3032 | 0.10645 | #N/A | #N/A | #N/A | #N/A | #N/A | 0
10461 | GIRVAN 1102296428 | 103401102 | GIRVAN 1102 | 2768.6124 | 1.7207 | 14 | 0.00021689 | 1.5492e-05 | 3002 | 25616.0239 | 0.10624 | 0.10624 | #N/A | #N/A | #N/A | #N/A | 1
8135 | WOODSIDE 1101CB | 24251101 | WOODSIDE 1101 | 0 | 0 | 59 | 0.00091153 | 1.545e-05 | 3003 | 25616.0239 | 0.10532 | #N/A | #N/A | #N/A | #N/A | #N/A | 0
555 | BRUNSWICK 110750008 | 152481107 | BRUNSWICK 1107 | 1828.8508 | 1.1366 | 64 | 0.0009841 | 1.5377e-05 | 3004 | 25617.1606 | 0.10434 | #N/A | #N/A | #N/A | #N/A | #N/A | 0
4851 | DIAMOND SPRINGS 1106910235 | 152261106 | DIAMOND SPRINGS 1106 | 851.0444 | 0.52893 | 16 | 0.00024453 | 1.5283e-05 | 3005 | 25617.6895 | 0.1041 | 0.1041 | #N/A | #N/A | #N/A | #N/A | 1
436 | SARATOGA 1107LC26 | 83371107 | SARATOGA 1107 | 9057.4757 | 5.6293 | 74 | 0.0011176 | 1.5103e-05 | 3006 | 25623.3188 | 0.10298 | #N/A | #N/A | #N/A | #N/A | #N/A | 0
3317 | PLACERVILLE 1110CB | 153081110 | PLACERVILLE 1110 | 1390.1141 | 0.86396 | 28 | 0.00042097 | 1.5035e-05 | 3007 | 25624.1827 | 0.10256 | #N/A | 0.10256 | #N/A | #N/A | #N/A | 2
4169 | GRASS VALLEY 1102CB | 152031102 | GRASS VALLEY 1102 | 131.7629 | 0.081891 | 81 | 0.0012064 | 1.4894e-05 | 3008 | 25624.2646 | 0.10135 | #N/A | #N/A | #N/A | #N/A | #N/A | 0
1767 | MONTE RIO 111264682 | 42811112 | MONTE RIO 1112 | 2835.1135 | 1.762 | 22 | 0.00032742 | 1.4883e-05 | 3009 | 25626.0267 | 0.10102 | #N/A | #N/A | #N/A | #N/A | #N/A | 0
7374 | MIRABEL 1102841 | 42091102 | MIRABEL 1102 | 1307.0396 | 0.81233 | 12 | 0.00017819 | 1.4849e-05 | 3010 | 25626.839 | 0.10085 | #N/A | #N/A | #N/A | #N/A | #N/A | 0
9494 | SAN RAFAEL 1101546438 | 42011101 | SAN RAFAEL 1101 | 1541.3848 | 0.95798 | 14 | 0.00020577 | 1.4698e-05 | 3011 | 25627.797 | 0.10064 | #N/A | #N/A | #N/A | #N/A | #N/A | 0
7746 | SALT SPRINGS 21014913 | 163692101 | SALT SPRINGS 2101 | 6065.3094 | 3.7696 | 54 | 0.00079082 | 1.4645e-05 | 3012 | 25631.5666 | 0.099849 | #N/A | #N/A | #N/A | #N/A | #N/A | 0
7346 | OAKLAND K 1101CR346 | 12101101 | OAKLAND K 1101 | 330.9469 | 0.20568 | 3 | 4.3821e-05 | 1.4607e-05 | 3013 | 25631.7723 | 0.099805 | #N/A | #N/A | #N/A | #N/A | #N/A | 0
112 | EL DORADO PH 210219562 | 152762102 | EL DORADO PH 2102 | 11663.8964 | 7.2492 | 98 | 0.0014213 | 1.4503e-05 | 3014 | 25639.0214 | 0.098384 | #N/A | #N/A | #N/A | #N/A | #N/A | 0
3957 | LOS GATOS 1106LA42 | 82021106 | LOS GATOS 1106 | 4459.4554 | 2.7716 | 35 | 0.00050575 | 1.445e-05 | 3015 | 25641.793 | 0.097878 | #N/A | #N/A | #N/A | #N/A | #N/A | 0
10681 | GEYSERVILLE 1101975350 | 42891101 | GEYSERVILLE 1101 | 73.1065 | 0.045436 | 3 | 4.2852e-05 | 1.4284e-05 | 3016 | 25641.8384 | 0.097835 | #N/A | #N/A | #N/A | #N/A | #N/A | 0
10208 | SHINGLE SPRINGS 2110CB | 153652110 | SHINGLE SPRINGS 2110 | 1346.787 | 0.83703 | 15 | 0.00021149 | 1.4099e-05 | 3017 | 25642.6755 | 0.097624 | #N/A | #N/A | #N/A | #N/A | #N/A | 0
10739 | FORT BRAGG A 1104920850 | 42761104 | FORT BRAGG A 1104 | 322.1994 | 0.20025 | 3 | 4.2181e-05 | 1.406e-05 | 3018 | 25642.8757 | 0.097581 | #N/A | #N/A | #N/A | #N/A | #N/A | 0
9733 | AUBURN 11028611 | 152161102 | AUBURN 1102 | 2893.9317 | 1.7986 | 22 | 0.00030508 | 1.3867e-05 | 3019 | 25644.6743 | 0.097276 | #N/A | #N/A | #N/A | #N/A | #N/A | 0
6925 | MIRABEL 11022043 | 42091102 | MIRABEL 1102 | 902.2238 | 0.56074 | 8 | 0.00011074 | 1.3842e-05 | 3020 | 25645.235 | 0.097166 | #N/A | #N/A | #N/A | #N/A | #N/A | 0
6206 | SAN RAFAEL 11081247 | 42011108 | SAN RAFAEL 1108 | 443.4693 | 0.27562 | 3 | 4.1142e-05 | 1.3714e-05 | 3021 | 25645.5107 | 0.097124 | #N/A | #N/A | #N/A | #N/A | #N/A | 0
9515 | HARRIS 1109661309 | 192431109 | HARRIS 1109 | 453.7966 | 0.28204 | 16 | 0.00021867 | 1.3667e-05 | 3022 | 25645.7927 | 0.096906 | #N/A | #N/A | #N/A | #N/A | #N/A | 0
10016 | CAMP EVERS 2104600529 | 83622104 | CAMP EVERS 2104 | 422.8048 | 0.26277 | 4 | 5.3422e-05 | 1.3356e-05 | 3023 | 25646.0555 | 0.096852 | #N/A | #N/A | #N/A | #N/A | #N/A | 0
10551 | PUEBLO 1104968601 | 43291104 | PUEBLO 1104 | 12.2398 | 0.0076071 | 1 | 1.3316e-05 | 1.3316e-05 | 3024 | 25646.0631 | 0.096839 | #N/A | 0.096839 | #N/A | #N/A | #N/A | 2
8097 | SARATOGA 11075696 | 83371107 | SARATOGA 1107 | 8152.2263 | 5.0666 | 90 | 0.0011939 | 1.3265e-05 | 3025 | 25651.1297 | 0.095645 | #N/A | #N/A | #N/A | #N/A | #N/A | 0
9710 | GEYSERVILLE 1101216442 | 42891101 | GEYSERVILLE 1101 | 327.4361 | 0.2035 | 4 | 5.1625e-05 | 1.2906e-05 | 3026 | 25651.3332 | 0.095593 | #N/A | #N/A | #N/A | #N/A | #N/A | 0
8869 | BRUNSWICK 11047181 | 152481104 | BRUNSWICK 1104 | 1244.1443 | 0.77324 | 11 | 0.00014128 | 1.2843e-05 | 3027 | 25652.1065 | 0.095452 | #N/A | #N/A | #N/A | #N/A | #N/A | 0
8464 | CAMP EVERS 21067603 | 83622106 | CAMP EVERS 2106 | 1527.2306 | 0.94918 | 11 | 0.00014058 | 1.278e-05 | 3028 | 25653.0556 | 0.095312 | #N/A | #N/A | #N/A | #N/A | #N/A | 0
1616 | SARATOGA 1106LC24 | 83371106 | SARATOGA 1106 | 13258.5886 | 8.2403 | 154 | 0.001963 | 1.2747e-05 | 3029 | 25661.2959 | 0.093349 | #N/A | #N/A | #N/A | #N/A | #N/A | 0
10877 | MORAGA 110183424 | 13801101 | MORAGA 1101 | 2600.4486 | 1.6162 | 7 | 8.7822e-05 | 1.2546e-05 | 3030 | 25662.9121 | 0.093261 | #N/A | #N/A | #N/A | #N/A | #N/A | 0
7661 | CAMP EVERS 210616000 | 83622106 | CAMP EVERS 2106 | 3353.5945 | 2.0843 | 51 | 0.0006373 | 1.2496e-05 | 3031 | 25664.9964 | 0.092623 | #N/A | #N/A | #N/A | #N/A | #N/A | 0
11062 | KESWICK 1101CB | 103451101 | KESWICK 1101 | 26.6683 | 0.016574 | 1 | 1.2413e-05 | 1.2413e-05 | 3032 | 25665.0129 | 0.092611 | #N/A | 0.092611 | #N/A | #N/A | #N/A | 2
10730 | STAFFORD 1101344092 | 43201101 | STAFFORD 1101 | 115.3192 | 0.071671 | 2 | 2.4736e-05 | 1.2368e-05 | 3033 | 25665.0846 | 0.092586 | #N/A | #N/A | #N/A | #N/A | #N/A | 0
2899 | PLACER 1101208930 | 152461101 | PLACER 1101 | 187.1265 | 0.1163 | 10 | 0.00012302 | 1.2302e-05 | 3034 | 25665.2009 | 0.092463 | #N/A | #N/A | #N/A | #N/A | #N/A | 0
3721 | SHINGLE SPRINGS 210511172 | 153652105 | SHINGLE SPRINGS 2105 | 3218.2333 | 2.0001 | 38 | 0.00045612 | 1.2003e-05 | 3035 | 25667.2011 | 0.092007 | #N/A | #N/A | #N/A | #N/A | #N/A | 0
8829 | MONTE RIO 1111CB | 42811111 | MONTE RIO 1111 | 408.9065 | 0.25414 | 4 | 4.7378e-05 | 1.1845e-05 | 3036 | 25667.4552 | 0.09196 | 0.09196 | #N/A | #N/A | #N/A | #N/A | 1
3789 | LOS GATOS 1106LA46 | 82021106 | LOS GATOS 1106 | 2411.7925 | 1.4989 | 20 | 0.00023387 | 1.1694e-05 | 3037 | 25668.9541 | 0.091726 | #N/A | #N/A | #N/A | #N/A | #N/A | 0
8577 | SARATOGA 1115463510 | 83371115 | SARATOGA 1115 | 4697.8741 | 2.9197 | 41 | 0.00047756 | 1.1648e-05 | 3038 | 25671.8739 | 0.091248 | #N/A | #N/A | #N/A | #N/A | #N/A | 0
8231 | HALF MOON BAY 11038898 | 24101103 | HALF MOON BAY 1103 | 1034.8013 | 0.64313 | 9 | 0.00010403 | 1.1558e-05 | 3039 | 25672.517 | 0.091144 | #N/A | #N/A | #N/A | #N/A | #N/A | 0
3716 | CASTRO VALLEY 1102MR359 | 14091102 | CASTRO VALLEY 1102 | 0 | 0 | 90 | 0.0010328 | 1.1476e-05 | 3040 | 25672.517 | 0.090112 | #N/A | #N/A | #N/A | #N/A | #N/A | 0
9742 | MONROE 210392868 | 43302103 | MONROE 2103 | 203.5363 | 0.1265 | 14 | 0.0001602 | 1.1443e-05 | 3041 | 25672.6435 | 0.089951 | #N/A | #N/A | #N/A | #N/A | #N/A | 0
830 | OAKLAND X 1104391688 | 12541104 | OAKLAND X 1104 | 2071.721 | 1.2876 | 16 | 0.00018295 | 1.1434e-05 | 3042 | 25673.9311 | 0.089768 | #N/A | #N/A | #N/A | #N/A | #N/A | 0
3807 | CAMP EVERS 210355638 | 83622103 | CAMP EVERS 2103 | 2949.5648 | 1.8332 | 42 | 0.00047946 | 1.1416e-05 | 3043 | 25675.7643 | 0.089289 | #N/A | #N/A | #N/A | #N/A | #N/A | 0
2161 | LAKEWOOD 2227W503R | 13532227 | LAKEWOOD 2227 | 121.8736 | 0.075745 | 89 | 0.0010113 | 1.1363e-05 | 3044 | 25675.84 | 0.088278 | #N/A | #N/A | #N/A | #N/A | #N/A | 0
10225 | CLOVERDALE 1101409224 | 42821101 | CLOVERDALE 1101 | 138.7205 | 0.086215 | 4 | 4.524e-05 | 1.131e-05 | 3045 | 25675.9262 | 0.088232 | #N/A | #N/A | #N/A | #N/A | #N/A | 0
9704 | DEL MAR 210938684 | 152582109 | DEL MAR 2109 | 38.3974 | 0.023864 | 1 | 1.1274e-05 | 1.1274e-05 | 3046 | 25675.9501 | 0.088221 | #N/A | #N/A | #N/A | #N/A | #N/A | 0
6951 | MONTE RIO 1111506 | 42811111 | MONTE RIO 1111 | 2021.7882 | 1.2565 | 18 | 0.00020165 | 1.1203e-05 | 3047 | 25677.2066 | 0.088019 | #N/A | #N/A | #N/A | #N/A | #N/A | 0
7579 | WOODSIDE 11012299 | 24251101 | WOODSIDE 1101 | 2927.8179 | 1.8197 | 25 | 0.00027996 | 1.1198e-05 | 3048 | 25679.0263 | 0.08774 | #N/A | #N/A | #N/A | #N/A | #N/A | 0
4426 | SHINGLE SPRINGS 11038752 | 153651103 | SHINGLE SPRINGS 1103 | 2987.795 | 1.8569 | 32 | 0.00034845 | 1.0889e-05 | 3049 | 25680.8832 | 0.087391 | #N/A | #N/A | #N/A | #N/A | #N/A | 0
3276 | CAMP EVERS 210310946 | 83622103 | CAMP EVERS 2103 | 9098.3132 | 5.6546 | 112 | 0.0012153 | 1.0851e-05 | 3050 | 25686.5379 | 0.086176 | #N/A | #N/A | #N/A | #N/A | #N/A | 0
4220 | OAKLAND X 1104CR214 | 12541104 | OAKLAND X 1104 | 4637.1496 | 2.882 | 35 | 0.00037942 | 1.0841e-05 | 3051 | 25689.4199 | 0.085796 | 0.085796 | #N/A | #N/A | #N/A | #N/A | 1
3032 | OAKLAND X 1104CR288 | 12541104 | OAKLAND X 1104 | 4382.4988 | 2.7237 | 46 | 0.00049744 | 1.0814e-05 | 3052 | 25692.1436 | 0.085299 | #N/A | #N/A | #N/A | #N/A | #N/A | 0
3352 | OAKLAND X 1104CR022 | 12541104 | OAKLAND X 1104 | 6467.1642 | 4.0194 | 48 | 0.00051505 | 1.073e-05 | 3053 | 25696.163 | 0.084784 | #N/A | #N/A | #N/A | #N/A | #N/A | 0
9828 | ALLEGHANY 11021101/2 | 152101102 | ALLEGHANY 1102 | 31.1897 | 0.019385 | 1 | 1.0723e-05 | 1.0723e-05 | 3054 | 25696.1824 | 0.084773 | #N/A | #N/A | #N/A | #N/A | #N/A | 0
9784 | CAMP EVERS 2104496570 | 83622104 | CAMP EVERS 2104 | 389.3118 | 0.24196 | 8 | 8.5734e-05 | 1.0717e-05 | 3055 | 25696.4243 | 0.084687 | #N/A | #N/A | #N/A | #N/A | #N/A | 0
6309 | MONTE RIO 1113250 | 42811113 | MONTE RIO 1113 | 1985.3414 | 1.2339 | 14 | 0.00014927 | 1.0662e-05 | 3056 | 25697.6582 | 0.084538 | #N/A | #N/A | #N/A | #N/A | #N/A | 0
10893 | FROGTOWN 1702390720 | 163451702 | FROGTOWN 1702 | 202.4448 | 0.12582 | 2 | 2.11e-05 | 1.055e-05 | 3057 | 25697.784 | 0.084517 | #N/A | #N/A | #N/A | #N/A | #N/A | 0
4614 | SAN RAFAEL 11081262 | 42011108 | SAN RAFAEL 1108 | 6311.248 | 3.9225 | 57 | 0.00060016 | 1.0529e-05 | 3058 | 25701.7065 | 0.083917 | #N/A | #N/A | #N/A | #N/A | #N/A | 0
9095 | LLAGAS 2107250129 | 83182107 | LLAGAS 2107 | 401.6728 | 0.24964 | 5 | 5.23e-05 | 1.046e-05 | 3059 | 25701.9561 | 0.083865 | #N/A | #N/A | #N/A | #N/A | #N/A | 0
8911 | CAMP EVERS 2106CB | 83622106 | CAMP EVERS 2106 | 1101.4532 | 0.68456 | 37 | 0.00038468 | 1.0397e-05 | 3060 | 25702.6407 | 0.08348 | #N/A | #N/A | #N/A | #N/A | #N/A | 0
10545 | PASO ROBLES 1103451760 | 182611103 | PASO ROBLES 1103 | 98.2563 | 0.061067 | 2 | 2.0594e-05 | 1.0297e-05 | 3061 | 25702.7018 | 0.083459 | #N/A | #N/A | #N/A | #N/A | #N/A | 0
1830 | SANTA ROSA A 1104210 | 42151104 | SANTA ROSA A 1104 | 10477.8716 | 6.512 | 107 | 0.0010973 | 1.0255e-05 | 3062 | 25709.2138 | 0.082362 | #N/A | #N/A | #N/A | #N/A | #N/A | 0
10656 | MIWUK 170179118 | 163661701 | MIWUK 1701 | 31.1564 | 0.019364 | 2 | 2.0475e-05 | 1.0238e-05 | 3063 | 25709.2332 | 0.082342 | #N/A | #N/A | #N/A | #N/A | #N/A | 0
7888 | MONTE RIO 1112212 | 42811112 | MONTE RIO 1112 | 3618.1725 | 2.2487 | 27 | 0.00027631 | 1.0234e-05 | 3064 | 25711.4819 | 0.082065 | #N/A | #N/A | #N/A | #N/A | #N/A | 0
5285 | CAMP EVERS 21061625 | 83622106 | CAMP EVERS 2106 | 1400.9701 | 0.87071 | 10 | 0.00010231 | 1.0231e-05 | 3065 | 25712.3526 | 0.081963 | #N/A | #N/A | #N/A | #N/A | #N/A | 0
7246 | HUMBOLDT BAY 1102104220 | 192341102 | HUMBOLDT BAY 1102 | 1476.8749 | 0.91788 | 45 | 0.00045796 | 1.0177e-05 | 3066 | 25713.2705 | 0.081505 | #N/A | #N/A | #N/A | #N/A | #N/A | 0
3485 | SAN RAFAEL 1107CB | 42011107 | SAN RAFAEL 1107 | 7810.3005 | 4.8541 | 107 | 0.0010689 | 9.9897e-06 | 3067 | 25718.1246 | 0.080436 | #N/A | #N/A | #N/A | #N/A | #N/A | 0
1447 | OAKLAND K 1104CR204 | 12101104 | OAKLAND K 1104 | 6639.5298 | 4.1265 | 49 | 0.00048842 | 9.9677e-06 | 3068 | 25722.2511 | 0.079948 | #N/A | #N/A | #N/A | #N/A | #N/A | 0
10822 | GRASS VALLEY 1103CB | 152031103 | GRASS VALLEY 1103 | 191.1806 | 0.11882 | 2 | 1.9912e-05 | 9.9558e-06 | 3069 | 25722.3699 | 0.079928 | 0.079928 | #N/A | #N/A | #N/A | #N/A | 1
3457 | OAKLAND K 1101CR178 | 12101101 | OAKLAND K 1101 | 529.8862 | 0.32933 | 7 | 6.9036e-05 | 9.8623e-06 | 3070 | 25722.6992 | 0.079859 | #N/A | #N/A | #N/A | #N/A | #N/A | 0
3129 | SYCAMORE CREEK 1109CB | 102971109 | SYCAMORE CREEK 1109 | 271.1511 | 0.16852 | 108 | 0.0010632 | 9.8448e-06 | 3071 | 25722.8678 | 0.078795 | #N/A | #N/A | #N/A | #N/A | #N/A | 0
2013 | SHINGLE SPRINGS 210851474 | 153652108 | SHINGLE SPRINGS 2108 | 594.1189 | 0.36925 | 68 | 0.00066905 | 9.839e-06 | 3072 | 25723.237 | 0.078126 | #N/A | #N/A | #N/A | #N/A | #N/A | 0
4677 | MIDDLETOWN 1101932140 | 43141101 | MIDDLETOWN 1101 | 861.7057 | 0.53555 | 15 | 0.00014503 | 9.669e-06 | 3073 | 25723.7726 | 0.077981 | #N/A | #N/A | #N/A | #N/A | #N/A | 0
3638 | WOODSIDE 1104CB | 24251104 | WOODSIDE 1104 | 167.7195 | 0.10424 | 114 | 0.0011016 | 9.6632e-06 | 3074 | 25723.8768 | 0.07688 | #N/A | #N/A | #N/A | #N/A | #N/A | 0
8277 | MONTE RIO 1113532 | 42811113 | MONTE RIO 1113 | 844.3261 | 0.52475 | 8 | 7.6993e-05 | 9.6241e-06 | 3075 | 25724.4016 | 0.076803 | #N/A | #N/A | #N/A | #N/A | #N/A | 0
854 | SHINGLE SPRINGS 1104CB | 153651104 | SHINGLE SPRINGS 1104 | 1129.2677 | 0.70184 | 32 | 0.00030616 | 9.5675e-06 | 3076 | 25725.1034 | 0.076497 | #N/A | #N/A | #N/A | #N/A | #N/A | 0
6660 | HALSEY 11026129 | 152241102 | HALSEY 1102 | 5155.4944 | 3.2042 | 39 | 0.00037178 | 9.5328e-06 | 3077 | 25728.3076 | 0.076125 | #N/A | #N/A | #N/A | #N/A | #N/A | 0
10561 | BIG RIVER 1101CB | 43081101 | BIG RIVER 1101 | 35.3815 | 0.02199 | 1 | 9.4951e-06 | 9.4951e-06 | 3078 | 25728.3295 | 0.076115 | #N/A | #N/A | #N/A | #N/A | #N/A | 0
4323 | GIRVAN 1102CB | 103401102 | GIRVAN 1102 | 1759.2867 | 1.0934 | 102 | 0.0009662 | 9.4726e-06 | 3079 | 25729.423 | 0.075149 | #N/A | #N/A | #N/A | #N/A | #N/A | 0
5228 | MONTE RIO 11135026 | 42811113 | MONTE RIO 1113 | 2967.0616 | 1.844 | 23 | 0.00021778 | 9.4686e-06 | 3080 | 25731.267 | 0.074931 | #N/A | #N/A | #N/A | #N/A | #N/A | 0
7379 | CALPELLA 1102379946 | 43411102 | CALPELLA 1102 | 1211.8313 | 0.75316 | 15 | 0.0001412 | 9.4131e-06 | 3081 | 25732.0202 | 0.07479 | #N/A | #N/A | #N/A | #N/A | #N/A | 0
8927 | ELK 1101CB | 42981101 | ELK 1101 | 39.9198 | 0.02481 | 1 | 9.4072e-06 | 9.4072e-06 | 3082 | 25732.045 | 0.074781 | #N/A | #N/A | #N/A | #N/A | #N/A | 0
6426 | ALTO 1125296476 | 42031125 | ALTO 1125 | 1061.0328 | 0.65944 | 11 | 0.00010339 | 9.3993e-06 | 3083 | 25732.7044 | 0.074677 | #N/A | #N/A | #N/A | #N/A | #N/A | 0
7763 | BRUNSWICK 1105297538 | 152481105 | BRUNSWICK 1105 | 1703.5587 | 1.0588 | 15 | 0.0001405 | 9.367e-06 | 3084 | 25733.7632 | 0.074537 | 0.074537 | #N/A | #N/A | #N/A | #N/A | 1
6048 | SILVERADO 2105337226 | 43432105 | SILVERADO 2105 | 458.4827 | 0.28495 | 13 | 0.0001217 | 9.3615e-06 | 3085 | 25734.0481 | 0.074415 | 0.074415 | #N/A | #N/A | #N/A | #N/A | 1
785 | MIRABEL 1102CB | 42091102 | MIRABEL 1102 | 358.8557 | 0.22303 | 85 | 0.00078931 | 9.286e-06 | 3086 | 25734.2711 | 0.073626 | #N/A | #N/A | #N/A | #N/A | #N/A | 0
10915 | CLARKSVILLE 210551478 | 153612105 | CLARKSVILLE 2105 | 81.0541 | 0.050375 | 3 | 2.7745e-05 | 9.2483e-06 | 3087 | 25734.3215 | 0.073598 | #N/A | #N/A | #N/A | #N/A | #N/A | 0
3642 | AUBURN 1102CB | 152161102 | AUBURN 1102 | 2237.7238 | 1.3908 | 99 | 0.00091369 | 9.2292e-06 | 3088 | 25735.7123 | 0.072684 | #N/A | #N/A | #N/A | #N/A | #N/A | 0
10606 | BERKELEY F 1105BR166 | 12061105 | BERKELEY F 1105 | 61.4345 | 0.038182 | 2 | 1.8446e-05 | 9.2229e-06 | 3089 | 25735.7505 | 0.072666 | #N/A | #N/A | #N/A | #N/A | #N/A | 0
2771 | RIO DELL 1102CB | 192251102 | RIO DELL 1102 | 0 | 0 | 86 | 0.0007924 | 9.2139e-06 | 3090 | 25735.7505 | 0.071874 | #N/A | #N/A | #N/A | #N/A | #N/A | 0
10346 | EEL RIVER 1103241646 | 192381103 | EEL RIVER 1103 | 583.4204 | 0.3626 | 13 | 0.00011881 | 9.1396e-06 | 3091 | 25736.1131 | 0.071755 | #N/A | #N/A | #N/A | #N/A | #N/A | 0
964 | SAN RAFAEL 110991742 | 42011109 | SAN RAFAEL 1109 | 3844.7445 | 2.3895 | 67 | 0.00060425 | 9.0186e-06 | 3092 | 25738.5026 | 0.07115 | #N/A | #N/A | #N/A | #N/A | #N/A | 0
5348 | EEL RIVER 11033820 | 192381103 | EEL RIVER 1103 | 0 | 0 | 115 | 0.0010334 | 8.9864e-06 | 3093 | 25738.5026 | 0.070117 | #N/A | #N/A | #N/A | #N/A | #N/A | 0
3020 | SARATOGA 1104209146 | 83371104 | SARATOGA 1104 | 4936.2554 | 3.0679 | 85 | 0.00076238 | 8.9692e-06 | 3094 | 25741.5705 | 0.069355 | #N/A | #N/A | #N/A | #N/A | #N/A | 0
10029 | MONTICELLO 11011780 | 43051101 | MONTICELLO 1101 | 115.3297 | 0.071678 | 1 | 8.9608e-06 | 8.9608e-06 | 3095 | 25741.6422 | 0.069346 | #N/A | #N/A | #N/A | #N/A | #N/A | 0
10582 | OAKLAND X 1101328808 | 12541101 | OAKLAND X 1101 | 186.4686 | 0.11589 | 1 | 8.9528e-06 | 8.9528e-06 | 3096 | 25741.7581 | 0.069337 | #N/A | #N/A | #N/A | #N/A | #N/A | 0
8839 | BIG BASIN 11026219 | 82841102 | BIG BASIN 1102 | 1488.6262 | 0.92519 | 11 | 9.662e-05 | 8.7836e-06 | 3097 | 25742.6832 | 0.06924 | #N/A | #N/A | #N/A | #N/A | #N/A | 0
2096 | CALISTOGA 1102184814 | 42711102 | CALISTOGA 1102 | 682.245 | 0.42402 | 20 | 0.00017414 | 8.707e-06 | 3098 | 25743.1073 | 0.069066 | #N/A | 0.069066 | #N/A | #N/A | #N/A | 2
10342 | FROGTOWN 1702832694 | 163451702 | FROGTOWN 1702 | 461.5634 | 0.28686 | 5 | 4.3529e-05 | 8.7057e-06 | 3099 | 25743.3941 | 0.069022 | #N/A | #N/A | #N/A | #N/A | #N/A | 0
2914 | EUREKA E 110435934 | 192331104 | EUREKA E 1104 | 78.4109 | 0.048733 | 46 | 0.00039863 | 8.6658e-06 | 3100 | 25743.4429 | 0.068624 | #N/A | #N/A | #N/A | #N/A | #N/A | 0
4896 | IGNACIO 1105490728 | 42481105 | IGNACIO 1105 | 1044.2482 | 0.649 | 11 | 9.5291e-05 | 8.6628e-06 | 3101 | 25744.0919 | 0.068529 | #N/A | #N/A | #N/A | #N/A | #N/A | 0
9315 | LAKEWOOD 2224798018 | 13532224 | LAKEWOOD 2224 | 1448.3137 | 0.90013 | 13 | 0.00011235 | 8.6422e-06 | 3102 | 25744.992 | 0.068416 | #N/A | #N/A | #N/A | #N/A | #N/A | 0
9391 | WATERSHED 0402CB | 24240402 | WATERSHED 0402 | 342.98 | 0.21316 | 11 | 9.5055e-05 | 8.6414e-06 | 3103 | 25745.2052 | 0.068321 | #N/A | #N/A | #N/A | #N/A | #N/A | 0
9903 | PACIFICA 1102894156 | 22811102 | PACIFICA 1102 | 625.3701 | 0.38867 | 4 | 3.4445e-05 | 8.6111e-06 | 3104 | 25745.5938 | 0.068287 | #N/A | #N/A | #N/A | #N/A | #N/A | 0
7834 | GREENBRAE 1103718674 | 43091103 | GREENBRAE 1103 | 1301.8094 | 0.80908 | 16 | 0.00013775 | 8.6092e-06 | 3105 | 25746.4029 | 0.068149 | #N/A | #N/A | #N/A | #N/A | #N/A | 0
10810 | PLACERVILLE 1111610322 | 153081111 | PLACERVILLE 1111 | 220.6867 | 0.13716 | 3 | 2.578e-05 | 8.5935e-06 | 3106 | 25746.5401 | 0.068123 | #N/A | #N/A | #N/A | #N/A | #N/A | 0
10497 | FORT ORD 21069658 | 182402106 | FORT ORD 2106 | 156.0125 | 0.096962 | 3 | 2.5485e-05 | 8.4949e-06 | 3107 | 25746.637 | 0.068098 | #N/A | #N/A | #N/A | #N/A | #N/A | 0
5369 | OAKLAND K 1104CR206 | 12101104 | OAKLAND K 1104 | 2877.1568 | 1.7882 | 22 | 0.00018585 | 8.4479e-06 | 3108 | 25748.4252 | 0.067912 | #N/A | #N/A | #N/A | #N/A | #N/A | 0
6668 | PAUL SWEET 21075291 | 83252107 | PAUL SWEET 2107 | 50.439 | 0.031348 | 14 | 0.00011792 | 8.4226e-06 | 3109 | 25748.4565 | 0.067794 | #N/A | #N/A | #N/A | #N/A | #N/A | 0
4822 | CAMP EVERS 21035404 | 83622103 | CAMP EVERS 2103 | 4377.7978 | 2.7208 | 63 | 0.00053014 | 8.4149e-06 | 3110 | 25751.1774 | 0.067264 | #N/A | #N/A | #N/A | #N/A | #N/A | 0
10986 | RINCON 1101205854 | 43321101 | RINCON 1101 | 505.1079 | 0.31393 | 5 | 4.1826e-05 | 8.3652e-06 | 3111 | 25751.4913 | 0.067222 | #N/A | #N/A | #N/A | #N/A | #N/A | 0
1364 | CAMP EVERS 21035402 | 83622103 | CAMP EVERS 2103 | 4595.9767 | 2.8564 | 87 | 0.00072413 | 8.3234e-06 | 3112 | 25754.3477 | 0.066498 | #N/A | #N/A | #N/A | #N/A | #N/A | 0
9661 | SARATOGA 1105431214 | 83371105 | SARATOGA 1105 | 500.3272 | 0.31096 | 9 | 7.4772e-05 | 8.308e-06 | 3113 | 25754.6587 | 0.066423 | #N/A | #N/A | #N/A | #N/A | #N/A | 0
6999 | JESSUP 1102158468 | 103441102 | JESSUP 1102 | 1120.0792 | 0.69613 | 11 | 9.1369e-05 | 8.3063e-06 | 3114 | 25755.3548 | 0.066332 | #N/A | 0.066332 | #N/A | #N/A | #N/A | 2
7019 | FORT BRAGG A 1102816 | 42761102 | FORT BRAGG A 1102 | 3941.7419 | 2.4498 | 29 | 0.00023898 | 8.2407e-06 | 3115 | 25757.8046 | 0.066093 | #N/A | #N/A | #N/A | #N/A | #N/A | 0
9287 | SOBRANTE 1103N510R | 14671103 | SOBRANTE 1103 | 401.7471 | 0.24969 | 15 | 0.00012334 | 8.2224e-06 | 3116 | 25758.0543 | 0.065969 | #N/A | #N/A | #N/A | #N/A | #N/A | 0
10537 | FROGTOWN 1702798032 | 163451702 | FROGTOWN 1702 | 244.5065 | 0.15196 | 2 | 1.6394e-05 | 8.1969e-06 | 3117 | 25758.2062 | 0.065953 | #N/A | #N/A | #N/A | #N/A | #N/A | 0
7405 | HARRIS 11082062 | 192431108 | HARRIS 1108 | 2556.2544 | 1.5887 | 83 | 0.00067739 | 8.1613e-06 | 3118 | 25759.795 | 0.065276 | #N/A | #N/A | #N/A | #N/A | #N/A | 0
3886 | SAN RAFAEL 11081457 | 42011108 | SAN RAFAEL 1108 | 1229.3805 | 0.76406 | 9 | 7.3385e-05 | 8.1539e-06 | 3119 | 25760.559 | 0.065202 | #N/A | #N/A | #N/A | #N/A | #N/A | 0
9639 | IGNACIO 1105967039 | 42481105 | IGNACIO 1105 | 292.9124 | 0.18205 | 3 | 2.4417e-05 | 8.139e-06 | 3120 | 25760.7411 | 0.065178 | #N/A | #N/A | #N/A | #N/A | #N/A | 0
10422 | OAKLAND J 1102CR102 | 12091102 | OAKLAND J 1102 | 316.3322 | 0.1966 | 6 | 4.8501e-05 | 8.0835e-06 | 3121 | 25760.9377 | 0.065129 | #N/A | #N/A | #N/A | #N/A | #N/A | 0
10726 | CALISTOGA 1102960240 | 42711102 | CALISTOGA 1102 | 816.2732 | 0.50732 | 5 | 4.0394e-05 | 8.0789e-06 | 3122 | 25761.445 | 0.065089 | 0.065089 | #N/A | #N/A | #N/A | #N/A | 1
9181 | MIWUK 1702531976 | 163661702 | MIWUK 1702 | 2102.4835 | 1.3067 | 17 | 0.0001364 | 8.0236e-06 | 3123 | 25762.7517 | 0.064952 | #N/A | #N/A | #N/A | #N/A | #N/A | 0
10385 | ALLEGHANY 11011101/2 | 152101101 | ALLEGHANY 1101 | 36.9839 | 0.022986 | 1 | 8.0126e-06 | 8.0126e-06 | 3124 | 25762.7747 | 0.064944 | #N/A | #N/A | #N/A | #N/A | #N/A | 0
9316 | FORT BRAGG A 1103284356 | 42761103 | FORT BRAGG A 1103 | 218.127 | 0.13557 | 4 | 3.1961e-05 | 7.9902e-06 | 3125 | 25762.9103 | 0.064913 | #N/A | #N/A | #N/A | #N/A | #N/A | 0
10880 | OAKLAND X 1104CR101 | 12541104 | OAKLAND X 1104 | 28.3921 | 0.017646 | 1 | 7.9011e-06 | 7.9011e-06 | 3126 | 25762.9279 | 0.064905 | #N/A | #N/A | #N/A | #N/A | #N/A | 0
4441 | OAKLAND X 1101CR224 | 12541101 | OAKLAND X 1101 | 656.3547 | 0.40793 | 17 | 0.0001342 | 7.8938e-06 | 3127 | 25763.3358 | 0.06477 | #N/A | #N/A | #N/A | #N/A | #N/A | 0
10513 | OILFIELDS 1103441010 | 182391103 | OILFIELDS 1103 | 592.4873 | 0.36823 | 4 | 3.1509e-05 | 7.8772e-06 | 3128 | 25763.7041 | 0.064739 | #N/A | #N/A | #N/A | #N/A | #N/A | 0
1793 | SAN RAFAEL 1109535284 | 42011109 | SAN RAFAEL 1109 | 10.8615 | 0.0067505 | 9 | 7.0747e-05 | 7.8608e-06 | 3129 | 25763.7108 | 0.064668 | #N/A | #N/A | #N/A | #N/A | #N/A | 0
8925 | FRUITLAND 11418746 | 192311141 | FRUITLAND 1141 | 645.6965 | 0.4013 | 8 | 6.2573e-05 | 7.8216e-06 | 3130 | 25764.1121 | 0.064606 | #N/A | #N/A | #N/A | #N/A | #N/A | 0
8734 | LOS GATOS 110160052 | 82021101 | LOS GATOS 1101 | 3169.0097 | 1.9696 | 28 | 0.00021853 | 7.8045e-06 | 3131 | 25766.0817 | 0.064387 | #N/A | #N/A | #N/A | #N/A | #N/A | 0
6798 | SAN CARLOS 110475210 | 24181104 | SAN CARLOS 1104 | 618.926 | 0.38467 | 6 | 4.6387e-05 | 7.7312e-06 | 3132 | 25766.4663 | 0.064341 | #N/A | #N/A | #N/A | #N/A | #N/A | 0
6381 | OAKLAND X 1106CR008 | 12541106 | OAKLAND X 1106 | 7178.6151 | 4.4615 | 65 | 0.00050098 | 7.7074e-06 | 3133 | 25770.9279 | 0.06384 | #N/A | #N/A | #N/A | #N/A | #N/A | 0
10638 | SAN RAFAEL 11092213 | 42011109 | SAN RAFAEL 1109 | 689.8513 | 0.42875 | 6 | 4.6136e-05 | 7.6893e-06 | 3134 | 25771.3566 | 0.063794 | #N/A | #N/A | #N/A | #N/A | #N/A | 0
9009 | ALTO 1124553571 | 42031124 | ALTO 1124 | 174.9029 | 0.1087 | 4 | 3.0647e-05 | 7.6617e-06 | 3135 | 25771.4653 | 0.063763 | #N/A | #N/A | #N/A | #N/A | #N/A | 0
1292 | EEL RIVER 1103CB | 192381103 | EEL RIVER 1103 | 0 | 0 | 374 | 0.0028614 | 7.6507e-06 | 3136 | 25771.4653 | 0.060902 | #N/A | #N/A | #N/A | #N/A | #N/A | 0
2486 | LOYOLA 110260082 | 82161102 | LOYOLA 1102 | 0 | 0 | 57 | 0.00043592 | 7.6477e-06 | 3137 | 25771.4653 | 0.060466 | #N/A | #N/A | #N/A | #N/A | #N/A | 0
9942 | BRUNSWICK 1104327226 | 152481104 | BRUNSWICK 1104 | 79.5833 | 0.049461 | 2 | 1.5292e-05 | 7.6459e-06 | 3138 | 25771.5148 | 0.06045 | 0.06045 | #N/A | #N/A | #N/A | #N/A | 1
10778 | PIT NO 5 110190846 | 101321101 | PIT NO 5 1101 | 149.205 | 0.092731 | 2 | 1.5217e-05 | 7.6083e-06 | 3139 | 25771.6075 | 0.060435 | #N/A | #N/A | #N/A | #N/A | #N/A | 0
9691 | STELLING 1109787007 | 83481109 | STELLING 1109 | 307.1886 | 0.19092 | 5 | 3.7958e-05 | 7.5915e-06 | 3140 | 25771.7984 | 0.060397 | #N/A | #N/A | #N/A | #N/A | #N/A | 0
1439 | TAR FLAT 0402CB | 163240402 | TAR FLAT 0402 | 1281.2412 | 0.7963 | 18 | 0.00013659 | 7.5882e-06 | 3141 | 25772.5947 | 0.060261 | 0.060261 | #N/A | #N/A | #N/A | #N/A | 1
4239 | TAR FLAT 0401CB | 163240401 | TAR FLAT 0401 | 5623.7964 | 3.4952 | 45 | 0.00034092 | 7.5759e-06 | 3142 | 25776.0899 | 0.05992 | 0.05992 | #N/A | #N/A | #N/A | #N/A | 1
6173 | OAKLAND X 1104645092 | 12541104 | OAKLAND X 1104 | 2229.6022 | 1.3857 | 16 | 0.00012085 | 7.5529e-06 | 3143 | 25777.4756 | 0.059799 | #N/A | #N/A | #N/A | #N/A | #N/A | 0
9734 | HIGHLANDS 110484640 | 43361104 | HIGHLANDS 1104 | 660.5476 | 0.41053 | 14 | 0.00010543 | 7.5307e-06 | 3144 | 25777.8862 | 0.059693 | #N/A | #N/A | #N/A | #N/A | #N/A | 0
10502 | TRIDAM POWERHOUSE 2101CB | 168152101 | TRIDAM POWERHOUSE 2101 | 80.9954 | 0.050339 | 3 | 2.2433e-05 | 7.4775e-06 | 3145 | 25777.9365 | 0.059671 | #N/A | #N/A | #N/A | #N/A | #N/A | 0
3266 | UKIAH 1113658899 | 42771113 | UKIAH 1113 | 941.3759 | 0.58507 | 8 | 5.9729e-05 | 7.4661e-06 | 3146 | 25778.5216 | 0.059611 | #N/A | #N/A | #N/A | #N/A | #N/A | 0
10496 | FROGTOWN 1702814784 | 163451702 | FROGTOWN 1702 | 280.0552 | 0.17406 | 3 | 2.2342e-05 | 7.4475e-06 | 3147 | 25778.6956 | 0.059589 | #N/A | #N/A | #N/A | #N/A | #N/A | 0
9921 | OAKLAND X 1106CR266 | 12541106 | OAKLAND X 1106 | 1901.6084 | 1.1819 | 8 | 5.9368e-05 | 7.421e-06 | 3148 | 25779.8775 | 0.05953 | #N/A | #N/A | #N/A | #N/A | #N/A | 0
7361 | SARATOGA 11076867 | 83371107 | SARATOGA 1107 | 985.9493 | 0.61277 | 11 | 8.155e-05 | 7.4136e-06 | 3149 | 25780.4903 | 0.059448 | #N/A | #N/A | #N/A | #N/A | #N/A | 0
7276 | SAN CARLOS 11049052 | 24181104 | SAN CARLOS 1104 | 7722.3255 | 4.7995 | 65 | 0.00048153 | 7.4082e-06 | 3150 | 25785.2897 | 0.058966 | #N/A | #N/A | #N/A | #N/A | #N/A | 0
9123 | UKIAH 1114296894 | 42771114 | UKIAH 1114 | 278.1636 | 0.17288 | 6 | 4.4388e-05 | 7.398e-06 | 3151 | 25785.4626 | 0.058922 | #N/A | #N/A | #N/A | #N/A | #N/A | 0
10484 | SANTA ROSA A 1111407286 | 42151111 | SANTA ROSA A 1111 | 98.0196 | 0.06092 | 1 | 7.3466e-06 | 7.3466e-06 | 3152 | 25785.5235 | 0.058915 | #N/A | #N/A | #N/A | #N/A | #N/A | 0
6588 | HARRIS 1108705523 | 192431108 | HARRIS 1108 | 321.9298 | 0.20008 | 11 | 8.0224e-05 | 7.293e-06 | 3153 | 25785.7236 | 0.058834 | #N/A | #N/A | #N/A | #N/A | #N/A | 0
3678 | RESEARCH 2102183888 | 14692102 | RESEARCH 2102 | 1898.9745 | 1.1802 | 43 | 0.00031108 | 7.2344e-06 | 3154 | 25786.9038 | 0.058523 | #N/A | #N/A | #N/A | #N/A | #N/A | 0
9265 | ROSSMOOR 1104892332 | 14161104 | ROSSMOOR 1104 | 410.223 | 0.25496 | 4 | 2.8814e-05 | 7.2035e-06 | 3155 | 25787.1588 | 0.058495 | #N/A | #N/A | #N/A | #N/A | #N/A | 0
5151 | EDES 1112CR312 | 13681112 | EDES 1112 | 5934.1286 | 3.6881 | 42 | 0.00030194 | 7.189e-06 | 3156 | 25790.8469 | 0.058193 | #N/A | #N/A | #N/A | #N/A | #N/A | 0
6055 | SILVERADO 2105191725 | 43432105 | SILVERADO 2105 | 558.1402 | 0.34689 | 8 | 5.7337e-05 | 7.1671e-06 | 3157 | 25791.1938 | 0.058135 | 0.058135 | #N/A | #N/A | #N/A | #N/A | 1
8973 | DIAMOND SPRINGS 1103394169 | 152261103 | DIAMOND SPRINGS 1103 | 642.0804 | 0.39906 | 7 | 5.0037e-05 | 7.1481e-06 | 3158 | 25791.5928 | 0.058085 | 0.058085 | #N/A | #N/A | #N/A | #N/A | 1
9966 | MONROE 2107380760 | 43302107 | MONROE 2107 | 1053.0262 | 0.65446 | 12 | 8.5741e-05 | 7.1451e-06 | 3159 | 25792.2473 | 0.058 | #N/A | #N/A | #N/A | #N/A | #N/A | 0
2463 | OAKLAND K 1103CR188 | 12101103 | OAKLAND K 1103 | 5760.2047 | 3.58 | 47 | 0.00033573 | 7.1432e-06 | 3160 | 25795.8273 | 0.057664 | 0.057664 | #N/A | #N/A | #N/A | #N/A | 1
7755 | HICKS 1116983580 | 83431116 | HICKS 1116 | 3958.5011 | 2.4602 | 33 | 0.00023563 | 7.1402e-06 | 3161 | 25798.2875 | 0.057428 | #N/A | #N/A | #N/A | #N/A | #N/A | 0
2292 | OAKLAND K 1104CR326 | 12101104 | OAKLAND K 1104 | 2098.9601 | 1.3045 | 17 | 0.00012068 | 7.0989e-06 | 3162 | 25799.592 | 0.057307 | #N/A | #N/A | #N/A | #N/A | #N/A | 0
10476 | SAN RAFAEL 1106618957 | 42011106 | SAN RAFAEL 1106 | 301.119 | 0.18715 | 4 | 2.8257e-05 | 7.0643e-06 | 3163 | 25799.7791 | 0.057279 | #N/A | #N/A | #N/A | #N/A | #N/A | 0
3538 | CORTINA 1101302192 | 63121101 | CORTINA 1101 | 0 | 0 | 79 | 0.00055773 | 7.0599e-06 | 3164 | 25799.7791 | 0.056721 | #N/A | #N/A | #N/A | #N/A | #N/A | 0
3533 | OAKLAND K 1104432850 | 12101104 | OAKLAND K 1104 | 1988.3274 | 1.2358 | 26 | 0.0001817 | 6.9884e-06 | 3165 | 25801.0149 | 0.05654 | #N/A | #N/A | #N/A | #N/A | #N/A | 0
9797 | DEL MONTE 21032204 | 182222103 | DEL MONTE 2103 | 592.6413 | 0.36833 | 8 | 5.5825e-05 | 6.9782e-06 | 3166 | 25801.3832 | 0.056484 | #N/A | #N/A | #N/A | #N/A | #N/A | 0
10205 | BERKELEY F 1103813976 | 12061103 | BERKELEY F 1103 | 312.2978 | 0.19409 | 4 | 2.7769e-05 | 6.9422e-06 | 3167 | 25801.5773 | 0.056456 | 0.056456 | #N/A | #N/A | #N/A | #N/A | 1
398 | ROSSMOOR 1104CB | 14161104 | ROSSMOOR 1104 | 0 | 0 | 150 | 0.0010384 | 6.9228e-06 | 3168 | 25801.5773 | 0.055418 | #N/A | #N/A | #N/A | #N/A | #N/A | 0
465 | MOLINO 1102111666 | 42571102 | MOLINO 1102 | 182.6023 | 0.11349 | 13 | 8.9978e-05 | 6.9214e-06 | 3169 | 25801.6908 | 0.055328 | #N/A | #N/A | #N/A | #N/A | #N/A | 0
9817 | SUMMIT 11016627 | 152591101 | SUMMIT 1101 | 910.3808 | 0.56581 | 8 | 5.5291e-05 | 6.9114e-06 | 3170 | 25802.2566 | 0.055273 | #N/A | #N/A | #N/A | #N/A | #N/A | 0
6657 | SAN RAFAEL 110168970 | 42011101 | SAN RAFAEL 1101 | 75.6257 | 0.047002 | 44 | 0.00030325 | 6.892e-06 | 3171 | 25802.3036 | 0.054969 | #N/A | #N/A | #N/A | #N/A | #N/A | 0
8713 | GANSNER 1101489276 | 103021101 | GANSNER 1101 | 723.7002 | 0.44978 | 9 | 6.1691e-05 | 6.8546e-06 | 3172 | 25802.7534 | 0.054908 | #N/A | #N/A | #N/A | #N/A | #N/A | 0
6405 | ROB ROY 210571630 | 83692105 | ROB ROY 2105 | 2182.1843 | 1.3562 | 26 | 0.00017743 | 6.8241e-06 | 3173 | 25804.1096 | 0.05473 | #N/A | #N/A | #N/A | #N/A | #N/A | 0
1284 | SARATOGA 1106LC22 | 83371106 | SARATOGA 1106 | 12038.7869 | 7.4822 | 114 | 0.00077774 | 6.8223e-06 | 3174 | 25811.5918 | 0.053952 | #N/A | #N/A | #N/A | #N/A | #N/A | 0
4762 | SAN RAFAEL 110668694 | 42011106 | SAN RAFAEL 1106 | 0 | 0 | 32 | 0.00021675 | 6.7736e-06 | 3175 | 25811.5918 | 0.053736 | #N/A | #N/A | #N/A | #N/A | #N/A | 0
9002 | PAUL SWEET 2102168368 | 83252102 | PAUL SWEET 2102 | 590.4471 | 0.36697 | 8 | 5.3993e-05 | 6.7491e-06 | 3176 | 25811.9588 | 0.053682 | #N/A | #N/A | #N/A | #N/A | #N/A | 0
8371 | RINCON 1102782389 | 43321102 | RINCON 1102 | 585.9597 | 0.36418 | 8 | 5.3721e-05 | 6.7151e-06 | 3177 | 25812.3229 | 0.053628 | #N/A | #N/A | #N/A | #N/A | #N/A | 0
7829 | UKIAH 111472990 | 42771114 | UKIAH 1114 | 1175.6663 | 0.73068 | 38 | 0.00025516 | 6.7147e-06 | 3178 | 25813.0536 | 0.053373 | #N/A | #N/A | #N/A | #N/A | #N/A | 0
4895 | SARATOGA 1103LC16 | 83371103 | SARATOGA 1103 | 6889.2884 | 4.2817 | 72 | 0.00048284 | 6.7061e-06 | 3179 | 25817.3353 | 0.05289 | #N/A | #N/A | #N/A | #N/A | #N/A | 0
2902 | WAYNE 0401954811 | 13810401 | WAYNE 0401 | 282.8935 | 0.17582 | 9 | 6.0349e-05 | 6.7055e-06 | 3180 | 25817.5111 | 0.05283 | #N/A | #N/A | #N/A | #N/A | #N/A | 0
6002 | SAN RAFAEL 1105818262 | 42011105 | SAN RAFAEL 1105 | 292.9133 | 0.18205 | 11 | 7.3231e-05 | 6.6573e-06 | 3181 | 25817.6932 | 0.052756 | #N/A | #N/A | #N/A | #N/A | #N/A | 0
9719 | PIT NO 5 11011614 | 101321101 | PIT NO 5 1101 | 3000.4112 | 1.8648 | 5 | 3.3257e-05 | 6.6513e-06 | 3182 | 25819.558 | 0.052723 | #N/A | #N/A | #N/A | #N/A | #N/A | 0
5122 | RIDGE 0401CB | 12840401 | RIDGE 0401 | 4270.3121 | 2.654 | 36 | 0.00023916 | 6.6432e-06 | 3183 | 25822.212 | 0.052484 | #N/A | #N/A | #N/A | #N/A | #N/A | 0
1193 | FORT BRAGG A 1102418 | 42761102 | FORT BRAGG A 1102 | 22539.2945 | 14.0083 | 178 | 0.0011785 | 6.6205e-06 | 3184 | 25836.2202 | 0.051305 | #N/A | #N/A | #N/A | #N/A | #N/A | 0
8138 | FRANKLIN 1101P138 | 13921101 | FRANKLIN 1101 | 2259.003 | 1.404 | 15 | 9.8527e-05 | 6.5684e-06 | 3185 | 25837.6242 | 0.051207 | #N/A | #N/A | #N/A | #N/A | #N/A | 0
11032 | HIGHLANDS 1101CB | 43361101 | HIGHLANDS 1101 | 42.5019 | 0.026415 | 1 | 6.536e-06 | 6.536e-06 | 3186 | 25837.6506 | 0.0512 | #N/A | #N/A | #N/A | #N/A | #N/A | 0
3671 | CAMP EVERS 2104CB | 83622104 | CAMP EVERS 2104 | 629.206 | 0.39105 | 71 | 0.00046338 | 6.5265e-06 | 3187 | 25838.0417 | 0.050737 | #N/A | #N/A | #N/A | #N/A | #N/A | 0
8113 | WOODSIDE 110411555 | 24251104 | WOODSIDE 1104 | 1379.9837 | 0.85767 | 11 | 7.165e-05 | 6.5136e-06 | 3188 | 25838.8994 | 0.050665 | #N/A | #N/A | #N/A | #N/A | #N/A | 0
8611 | CAROLANDS 04018888 | 24060401 | CAROLANDS 0401 | 0 | 0 | 25 | 0.0001627 | 6.5082e-06 | 3189 | 25838.8994 | 0.050503 | #N/A | #N/A | #N/A | #N/A | #N/A | 0
10705 | CLOVERDALE 1102801904 | 42821102 | CLOVERDALE 1102 | 22.3881 | 0.013914 | 1 | 6.5066e-06 | 6.5066e-06 | 3190 | 25838.9133 | 0.050496 | #N/A | #N/A | #N/A | #N/A | #N/A | 0
7620 | CASTRO VALLEY 1110MR341 | 14091110 | CASTRO VALLEY 1110 | 417.225 | 0.25931 | 11 | 7.1529e-05 | 6.5027e-06 | 3191 | 25839.1726 | 0.050425 | #N/A | #N/A | #N/A | #N/A | #N/A | 0
6399 | ROB ROY 21049973 | 83692104 | ROB ROY 2104 | 921.5182 | 0.57273 | 7 | 4.5461e-05 | 6.4944e-06 | 3192 | 25839.7453 | 0.050379 | #N/A | #N/A | #N/A | #N/A | #N/A | 0
4710 | VIEJO 220255787 | 182852202 | VIEJO 2202 | 58.9251 | 0.036622 | 1 | 6.491e-06 | 6.491e-06 | 3193 | 25839.7819 | 0.050373 | #N/A | #N/A | #N/A | #N/A | #N/A | 0
3931 | LAS AROMAS 04013342 | 13600401 | LAS AROMAS 0401 | 3691.7497 | 2.2944 | 30 | 0.00019206 | 6.402e-06 | 3194 | 25842.0764 | 0.050181 | #N/A | #N/A | #N/A | #N/A | #N/A | 0
738 | SAN RAFAEL 1104CB | 42011104 | SAN RAFAEL 1104 | 5560.2483 | 3.4557 | 140 | 0.00089393 | 6.3852e-06 | 3195 | 25845.5321 | 0.049287 | #N/A | #N/A | #N/A | #N/A | #N/A | 0
9201 | HICKS 1116583284 | 83431116 | HICKS 1116 | 236.5766 | 0.14703 | 4 | 2.5347e-05 | 6.3368e-06 | 3196 | 25845.6791 | 0.049261 | #N/A | #N/A | #N/A | #N/A | #N/A | 0
7050 | EAST QUINCY 1101678650 | 102551101 | EAST QUINCY 1101 | 1808.9819 | 1.1243 | 14 | 8.7903e-05 | 6.2788e-06 | 3197 | 25846.8034 | 0.049173 | #N/A | #N/A | #N/A | #N/A | #N/A | 0
9107 | OAKLAND K 1103CR422 | 12101103 | OAKLAND K 1103 | 3238.2816 | 2.0126 | 24 | 0.00015049 | 6.2703e-06 | 3198 | 25848.816 | 0.049023 | #N/A | #N/A | #N/A | #N/A | #N/A | 0
2296 | LAURELES 11112028 | 182371111 | LAURELES 1111 | 14048.0686 | 8.7309 | 107 | 0.00066966 | 6.2585e-06 | 3199 | 25857.5469 | 0.048353 | #N/A | #N/A | #N/A | #N/A | #N/A | 0
4668 | KONOCTI 11084041 | 43311108 | KONOCTI 1108 | 2174.4689 | 1.3514 | 54 | 0.00033741 | 6.2484e-06 | 3200 | 25858.8984 | 0.048016 | #N/A | #N/A | #N/A | #N/A | #N/A | 0
4517 | SILVERADO 2105CB | 43432105 | SILVERADO 2105 | 1011.6246 | 0.62873 | 66 | 0.00041127 | 6.2313e-06 | 3201 | 25859.5271 | 0.047605 | #N/A | #N/A | #N/A | #N/A | #N/A | 0
1407 | SAN RAFAEL 11061230 | 42011106 | SAN RAFAEL 1106 | 1747.5573 | 1.0861 | 57 | 0.00035473 | 6.2233e-06 | 3202 | 25860.6132 | 0.04725 | #N/A | #N/A | #N/A | #N/A | #N/A | 0
7332 | LOS GATOS 1101184035 | 82021101 | LOS GATOS 1101 | 905.936 | 0.56304 | 9 | 5.4649e-05 | 6.0721e-06 | 3203 | 25861.1763 | 0.047195 | #N/A | #N/A | #N/A | #N/A | #N/A | 0
10579 | SAN CARLOS 11049048 | 24181104 | SAN CARLOS 1104 | 24.5909 | 0.015283 | 1 | 6.06e-06 | 6.06e-06 | 3204 | 25861.1916 | 0.047189 | #N/A | #N/A | #N/A | #N/A | #N/A | 0
2032 | LUCERNE 11031663 | 43351103 | LUCERNE 1103 | 1947.6462 | 1.2105 | 17 | 0.00010289 | 6.0525e-06 | 3205 | 25862.402 | 0.047086 | #N/A | #N/A | #N/A | #N/A | #N/A | 0
9700 | SAN RAMON 2103MR279 | 14232103 | SAN RAMON 2103 | 4.572 | 0.0028415 | 5 | 3.0261e-05 | 6.0521e-06 | 3206 | 25862.4049 | 0.047056 | #N/A | #N/A | #N/A | #N/A | #N/A | 0
5325 | SAN RAFAEL 1105534 | 42011105 | SAN RAFAEL 1105 | 1569.6662 | 0.97555 | 22 | 0.00013284 | 6.0384e-06 | 3207 | 25863.3804 | 0.046923 | #N/A | #N/A | #N/A | #N/A | #N/A | 0
8122 | HATTON 1101CB | 182291101 | HATTON 1101 | 2551.5911 | 1.5858 | 22 | 0.0001325 | 6.0227e-06 | 3208 | 25864.9662 | 0.046791 | #N/A | #N/A | #N/A | #N/A | #N/A | 0
6886 | ALTO 1124526955 | 42031124 | ALTO 1124 | 713.9611 | 0.44373 | 6 | 3.608e-05 | 6.0133e-06 | 3209 | 25865.41 | 0.046755 | #N/A | #N/A | #N/A | #N/A | #N/A | 0
5909 | CAMP EVERS 210392582 | 83622103 | CAMP EVERS 2103 | 245.7655 | 0.15274 | 41 | 0.00024599 | 5.9997e-06 | 3210 | 25865.5627 | 0.046509 | #N/A | #N/A | #N/A | #N/A | #N/A | 0
6632 | SAN RAFAEL 1106588020 | 42011106 | SAN RAFAEL 1106 | 385.2385 | 0.23943 | 19 | 0.00011382 | 5.9904e-06 | 3211 | 25865.8021 | 0.046395 | #N/A | #N/A | #N/A | #N/A | #N/A | 0
763 | LOS GATOS 1108LB86 | 82021108 | LOS GATOS 1108 | 7270.7679 | 4.5188 | 69 | 0.00041026 | 5.9458e-06 | 3212 | 25870.321 | 0.045985 | #N/A | #N/A | #N/A | #N/A | #N/A | 0
10570 | EL CERRITO G 1105BR164 | 12501105 | EL CERRITO G 1105 | 91.5845 | 0.05692 | 2 | 1.1874e-05 | 5.9372e-06 | 3213 | 25870.3779 | 0.045973 | #N/A | #N/A | #N/A | #N/A | #N/A | 0
9932 | ALTO 1125291744 | 42031125 | ALTO 1125 | 195.7909 | 0.12168 | 3 | 1.7783e-05 | 5.9276e-06 | 3214 | 25870.4996 | 0.045955 | #N/A | #N/A | #N/A | #N/A | #N/A | 0
8178 | DOLAN ROAD 1101156268 | 182381101 | DOLAN ROAD 1101 | 52.7453 | 0.032781 | 31 | 0.00018333 | 5.914e-06 | 3215 | 25870.5323 | 0.045772 | #N/A | #N/A | #N/A | #N/A | #N/A | 0
6600 | VIEJO 2202CB | 182852202 | VIEJO 2202 | 3450.2108 | 2.1443 | 23 | 0.00013588 | 5.9077e-06 | 3216 | 25872.6767 | 0.045636 | #N/A | #N/A | #N/A | #N/A | #N/A | 0
4067 | LAS AROMAS 0401LA401R | 13600401 | LAS AROMAS 0401 | 4956.3951 | 3.0804 | 55 | 0.00032487 | 5.9068e-06 | 3217 | 25875.7571 | 0.045311 | #N/A | #N/A | #N/A | #N/A | #N/A | 0
807 | RESEARCH 210263274 | 14692102 | RESEARCH 2102 | 74.3652 | 0.046218 | 119 | 0.00069789 | 5.8646e-06 | 3218 | 25875.8033 | 0.044613 | #N/A | #N/A | #N/A | #N/A | #N/A | 0
10104 | LAKEWOOD 1102964292 | 13531102 | LAKEWOOD 1102 | 128.1599 | 0.079652 | 2 | 1.1714e-05 | 5.8569e-06 | 3219 | 25875.8829 | 0.044601 | #N/A | #N/A | #N/A | #N/A | #N/A | 0
8987 | ROSSMOOR 110181770 | 14161101 | ROSSMOOR 1101 | 110.4225 | 0.068628 | 21 | 0.00012184 | 5.8019e-06 | 3220 | 25875.9516 | 0.044479 | #N/A | #N/A | #N/A | #N/A | #N/A | 0
9943 | FRANKLIN 1104P136 | 13921104 | FRANKLIN 1104 | 7931.4997 | 4.9295 | 43 | 0.00024939 | 5.7997e-06 | 3221 | 25880.881 | 0.04423 | #N/A | #N/A | #N/A | #N/A | #N/A | 0
9679 | DOBBINS 1101CB | 153741101 | DOBBINS 1101 | 1079.0936 | 0.67066 | 8 | 4.6369e-05 | 5.7961e-06 | 3222 | 25881.5517 | 0.044184 | #N/A | 0.044184 | #N/A | #N/A | #N/A | 2
734 | SILVERADO 21051308 | 43432105 | SILVERADO 2105 | 244.9631 | 0.15225 | 60 | 0.00034724 | 5.7874e-06 | 3223 | 25881.7039 | 0.043836 | #N/A | #N/A | #N/A | #N/A | #N/A | 0
5907 | ORINDA 0401401/2 LR | 12350401 | ORINDA 0401 | 158.249 | 0.098352 | 4 | 2.3093e-05 | 5.7731e-06 | 3224 | 25881.8023 | 0.043813 | #N/A | #N/A | #N/A | #N/A | #N/A | 0
648 | KONOCTI 11084039 | 43311108 | KONOCTI 1108 | 3048.4169 | 1.8946 | 32 | 0.00018435 | 5.7609e-06 | 3225 | 25883.6969 | 0.043629 | #N/A | #N/A | #N/A | #N/A | #N/A | 0
5547 | KONOCTI 11084037 | 43311108 | KONOCTI 1108 | 1840.2464 | 1.1437 | 22 | 0.0001266 | 5.7543e-06 | 3226 | 25884.8406 | 0.043502 | #N/A | #N/A | #N/A | #N/A | #N/A | 0
3274 | RACETRACK 170310850 | 163761703 | RACETRACK 1703 | 994.8842 | 0.61832 | 28 | 0.00015971 | 5.704e-06 | 3227 | 25885.4589 | 0.043343 | #N/A | #N/A | #N/A | #N/A | #N/A | 0
5740 | SUMMIT 110148636 | 152591101 | SUMMIT 1101 | 86.4222 | 0.053712 | 38 | 0.00021607 | 5.6861e-06 | 3228 | 25885.5127 | 0.043127 | #N/A | #N/A | #N/A | #N/A | #N/A | 0
8762 | VASONA 1102944560 | 83771102 | VASONA 1102 | 282.6401 | 0.17566 | 9 | 5.0971e-05 | 5.6635e-06 | 3229 | 25885.6883 | 0.043076 | #N/A | #N/A | #N/A | #N/A | #N/A | 0
5538 | BERKELEY F 1103162952 | 12061103 | BERKELEY F 1103 | 2846.7585 | 1.7693 | 25 | 0.00014146 | 5.6583e-06 | 3230 | 25887.4576 | 0.042934 | 0.042934 | #N/A | #N/A | #N/A | #N/A | 1
319 | DUNBAR 1103725292 | 43071103 | DUNBAR 1103 | 339.5862 | 0.21105 | 13 | 7.3554e-05 | 5.658e-06 | 3231 | 25887.6686 | 0.042861 | 0.042861 | #N/A | #N/A | #N/A | #N/A | 1
5356 | SOBRANTE 110142914 | 14671101 | SOBRANTE 1101 | 665.6425 | 0.4137 | 51 | 0.00028854 | 5.6577e-06 | 3232 | 25888.0823 | 0.042572 | #N/A | #N/A | #N/A | #N/A | #N/A | 0
4656 | OAKLAND K 1104CR208 | 12101104 | OAKLAND K 1104 | 3895.4111 | 2.421 | 29 | 0.00016371 | 5.6453e-06 | 3233 | 25890.5034 | 0.042408 | #N/A | #N/A | #N/A | #N/A | #N/A | 0
1498 | SAN RAFAEL 1101189400 | 42011101 | SAN RAFAEL 1101 | 4446.7436 | 2.7637 | 45 | 0.00025337 | 5.6305e-06 | 3234 | 25893.267 | 0.042155 | #N/A | #N/A | #N/A | #N/A | #N/A | 0
9302 | NEWBURG 1131987158 | 192151131 | NEWBURG 1131 | 397.6831 | 0.24716 | 2 | 1.1243e-05 | 5.6215e-06 | 3235 | 25893.5142 | 0.042144 | #N/A | #N/A | #N/A | #N/A | #N/A | 0
1260 | PALO SECO 0401CB | 13180401 | PALO SECO 0401 | 7634.7258 | 4.745 | 55 | 0.00030885 | 5.6154e-06 | 3236 | 25898.2592 | 0.041835 | 0.041835 | #N/A | #N/A | #N/A | #N/A | 1
7087 | OAKLAND K 1101CR170 | 12101101 | OAKLAND K 1101 | 2012.9175 | 1.251 | 17 | 9.4663e-05 | 5.5684e-06 | 3237 | 25899.5102 | 0.04174 | #N/A | #N/A | #N/A | #N/A | #N/A | 0
9325 | TASSAJARA 2108189700 | 14662108 | TASSAJARA 2108 | 306.7254 | 0.19063 | 22 | 0.00012213 | 5.5512e-06 | 3238 | 25899.7009 | 0.041618 | #N/A | #N/A | #N/A | #N/A | #N/A | 0
8529 | ROSSMOOR 110479146 | 14161104 | ROSSMOOR 1104 | 85.6157 | 0.05321 | 28 | 0.00015263 | 5.451e-06 | 3239 | 25899.7541 | 0.041465 | #N/A | #N/A | #N/A | #N/A | #N/A | 0
5159 | PAUL SWEET 2109634576 | 83252109 | PAUL SWEET 2109 | 2935.0444 | 1.8241 | 29 | 0.00015794 | 5.4462e-06 | 3240 | 25901.5782 | 0.041308 | #N/A | #N/A | #N/A | #N/A | #N/A | 0
176 | TASSAJARA 2108D520R | 14662108 | TASSAJARA 2108 | 0 | 0 | 50 | 0.00027228 | 5.4455e-06 | 3241 | 25901.5782 | 0.041035 | #N/A | #N/A | #N/A | #N/A | #N/A | 0
2934 | LAKEWOOD 210769586 | 13532107 | LAKEWOOD 2107 | 688.9218 | 0.42817 | 80 | 0.00043538 | 5.4423e-06 | 3242 | 25902.0064 | 0.0406 | #N/A | #N/A | #N/A | #N/A | #N/A | 0
2160 | HIGHLANDS 1104CB | 43361104 | HIGHLANDS 1104 | 7661.9306 | 4.7619 | 102 | 0.00055429 | 5.4342e-06 | 3243 | 25906.7683 | 0.040046 | #N/A | #N/A | #N/A | #N/A | #N/A | 0
7487 | GANSNER 1101174072 | 103021101 | GANSNER 1101 | 172.7033 | 0.10734 | 3 | 1.6182e-05 | 5.3939e-06 | 3244 | 25906.8756 | 0.040029 | #N/A | #N/A | #N/A | #N/A | #N/A | 0
10550 | SANTA ROSA A 1104834094 | 42151104 | SANTA ROSA A 1104 | 155.4829 | 0.096633 | 3 | 1.6174e-05 | 5.3913e-06 | 3245 | 25906.9723 | 0.040013 | #N/A | #N/A | #N/A | #N/A | #N/A | 0
6137 | CAROLANDS 04049024 | 24060404 | CAROLANDS 0404 | 5646.8015 | 3.5095 | 62 | 0.00033401 | 5.3873e-06 | 3246 | 25910.4818 | 0.039679 | #N/A | #N/A | #N/A | #N/A | #N/A | 0
8307 | SAN RAFAEL 11042235 | 42011104 | SAN RAFAEL 1104 | 296.6637 | 0.18438 | 10 | 5.3477e-05 | 5.3477e-06 | 3247 | 25910.6662 | 0.039626 | #N/A | #N/A | #N/A | #N/A | #N/A | 0
4970 | CASTRO VALLEY 1110264914 | 14091110 | CASTRO VALLEY 1110 | 1396.6171 | 0.868 | 14 | 7.4507e-05 | 5.3219e-06 | 3248 | 25911.5342 | 0.039551 | #N/A | #N/A | #N/A | #N/A | #N/A | 0
6336 | SAN RAFAEL 1101310 | 42011101 | SAN RAFAEL 1101 | 319.7974 | 0.19876 | 48 | 0.00025509 | 5.3143e-06 | 3249 | 25911.7329 | 0.039296 | #N/A | #N/A | #N/A | #N/A | #N/A | 0
5625 | LAURELES 11116617 | 182371111 | LAURELES 1111 | 2923.677 | 1.8171 | 13 | 6.8952e-05 | 5.304e-06 | 3250 | 25913.55 | 0.039227 | #N/A | #N/A | #N/A | #N/A | #N/A | 0
4819 | GANSNER 1101590690 | 103021101 | GANSNER 1101 | 102.0304 | 0.063412 | 4 | 2.1169e-05 | 5.2923e-06 | 3251 | 25913.6134 | 0.039206 | #N/A | #N/A | #N/A | #N/A | #N/A | 0
3357 | TASSAJARA 210812712 | 14662108 | TASSAJARA 2108 | 1227.8521 | 0.76312 | 46 | 0.00024294 | 5.2813e-06 | 3252 | 25914.3765 | 0.038963 | #N/A | #N/A | #N/A | #N/A | #N/A | 0
4164 | ELK 11014628 | 42981101 | ELK 1101 | 3975.7324 | 2.4709 | 54 | 0.00028378 | 5.2551e-06 | 3253 | 25916.8475 | 0.038679 | #N/A | #N/A | #N/A | #N/A | #N/A | 0
5329 | ROSSMOOR 1106L522R | 14161106 | ROSSMOOR 1106 | 3031.8636 | 1.8843 | 56 | 0.00029428 | 5.255e-06 | 3254 | 25918.7318 | 0.038385 | #N/A | #N/A | #N/A | #N/A | #N/A | 0
10811 | STAFFORD 1101803535 | 43201101 | STAFFORD 1101 | 262.4984 | 0.16314 | 3 | 1.5658e-05 | 5.2193e-06 | 3255 | 25918.8949 | 0.038369 | #N/A | #N/A | #N/A | #N/A | #N/A | 0
7133 | DEL MONTE 21032000 | 182222103 | DEL MONTE 2103 | 14495.3301 | 9.0089 | 101 | 0.00052618 | 5.2097e-06 | 3256 | 25927.9038 | 0.037843 | #N/A | #N/A | #N/A | #N/A | #N/A | 0
5982 | SAN RAFAEL 1107434 | 42011107 | SAN RAFAEL 1107 | 49.2215 | 0.030591 | 16 | 8.3238e-05 | 5.2024e-06 | 3257 | 25927.9344 | 0.03776 | #N/A | #N/A | #N/A | #N/A | #N/A | 0
7562 | IGNACIO 1105784032 | 42481105 | IGNACIO 1105 | 863.751 | 0.53682 | 11 | 5.7096e-05 | 5.1906e-06 | 3258 | 25928.4712 | 0.037703 | #N/A | #N/A | #N/A | #N/A | #N/A | 0
4422 | ROSSMOOR 1106CB | 14161106 | ROSSMOOR 1106 | 2937.1415 | 1.8254 | 60 | 0.00030957 | 5.1594e-06 | 3259 | 25930.2967 | 0.037393 | #N/A | #N/A | #N/A | #N/A | #N/A | 0
788 | OAKLAND K 1104CR210 | 12101104 | OAKLAND K 1104 | 4546.547 | 2.8257 | 35 | 0.00018057 | 5.1591e-06 | 3260 | 25933.1224 | 0.037213 | #N/A | #N/A | #N/A | #N/A | #N/A | 0
5398 | HARTLEY 1101471 | 43211101 | HARTLEY 1101 | 0 | 0 | 16 | 8.2468e-05 | 5.1543e-06 | 3261 | 25933.1224 | 0.03713 | #N/A | #N/A | #N/A | #N/A | #N/A | 0
3021 | SAN RAFAEL 1101494 | 42011101 | SAN RAFAEL 1101 | 9034.9185 | 5.6152 | 114 | 0.00058215 | 5.1065e-06 | 3262 | 25938.7376 | 0.036548 | #N/A | #N/A | #N/A | #N/A | #N/A | 0
2946 | WOODSIDE 11049116 | 24251104 | WOODSIDE 1104 | 1335.9769 | 0.83032 | 53 | 0.00026765 | 5.0499e-06 | 3263 | 25939.5679 | 0.03628 | #N/A | #N/A | #N/A | #N/A | #N/A | 0
8964 | MARIPOSA 2102527766 | 254452102 | MARIPOSA 2102 | 66.9649 | 0.041619 | 1 | 5.0408e-06 | 5.0408e-06 | 3264 | 25939.6096 | 0.036275 | #N/A | #N/A | #N/A | #N/A | #N/A | 0
8147 | LAS GALLINAS A 1105648439 | 42991105 | LAS GALLINAS A 1105 | 10.9115 | 0.0067816 | 3 | 1.5099e-05 | 5.033e-06 | 3265 | 25939.6163 | 0.03626 | #N/A | #N/A | #N/A | #N/A | #N/A | 0
6797 | EMERALD LAKE 04028858 | 24080402 | EMERALD LAKE 0402 | 3073.6226 | 1.9103 | 27 | 0.00013482 | 4.9935e-06 | 3266 | 25941.5266 | 0.036125 | #N/A | #N/A | #N/A | #N/A | #N/A | 0
8050 | BIG RIVER 11015065 | 43081101 | BIG RIVER 1101 | 3543.5774 | 2.2023 | 27 | 0.00013434 | 4.9756e-06 | 3267 | 25943.729 | 0.035991 | #N/A | #N/A | #N/A | #N/A | #N/A | 0
6040 | RACETRACK 17032553 | 163761703 | RACETRACK 1703 | 1548.3173 | 0.96229 | 32 | 0.00015851 | 4.9535e-06 | 3268 | 25944.6912 | 0.035833 | #N/A | #N/A | #N/A | #N/A | #N/A | 0
4959 | VALLEY VIEW 1105305072 | 14341105 | VALLEY VIEW 1105 | 5044.0425 | 3.1349 | 45 | 0.0002229 | 4.9532e-06 | 3269 | 25947.8261 | 0.03561 | #N/A | #N/A | #N/A | #N/A | #N/A | 0
1675 | CASTRO VALLEY 1111227862 | 14091111 | CASTRO VALLEY 1111 | 319.3369 | 0.19847 | 26 | 0.00012875 | 4.952e-06 | 3270 | 25948.0246 | 0.035481 | #N/A | #N/A | #N/A | #N/A | #N/A | 0
9676 | PACIFICA 1103885952 | 22811103 | PACIFICA 1103 | 283.4481 | 0.17616 | 4 | 1.963e-05 | 4.9074e-06 | 3271 | 25948.2008 | 0.035461 | #N/A | #N/A | #N/A | #N/A | #N/A | 0
8421 | EL CERRITO G 1112779030 | 12501112 | EL CERRITO G 1112 | 827.4759 | 0.51428 | 11 | 5.3691e-05 | 4.881e-06 | 3272 | 25948.715 | 0.035408 | #N/A | #N/A | #N/A | #N/A | #N/A | 0
2317 | VACAVILLE 1112CB | 63601112 | VACAVILLE 1112 | 378.608 | 0.23531 | 52 | 0.00025204 | 4.847e-06 | 3273 | 25948.9504 | 0.035156 | #N/A | #N/A | #N/A | #N/A | #N/A | 0
2187 | NEWBURG 1131CB | 192151131 | NEWBURG 1131 | 257.3233 | 0.15993 | 91 | 0.00044057 | 4.8414e-06 | 3274 | 25949.1103 | 0.034715 | #N/A | #N/A | #N/A | #N/A | #N/A | 0
8107 | EMERALD LAKE 0402CB | 24080402 | EMERALD LAKE 0402 | 3052.0291 | 1.8968 | 23 | 0.0001105 | 4.8042e-06 | 3275 | 25951.0071 | 0.034605 | #N/A | #N/A | #N/A | #N/A | #N/A | 0
1133 | SAN CARLOS 1103586832 | 24181103 | SAN CARLOS 1103 | 6145.6408 | 3.8195 | 53 | 0.00025437 | 4.7995e-06 | 3276 | 25954.8267 | 0.03435 | #N/A | #N/A | #N/A | #N/A | #N/A | 0
9839 | SAN RAFAEL 11073323 | 42011107 | SAN RAFAEL 1107 | 214.7286 | 0.13345 | 2 | 9.5309e-06 | 4.7655e-06 | 3277 | 25954.9601 | 0.034341 | #N/A | #N/A | #N/A | #N/A | #N/A | 0
3598 | PAUL SWEET 210210290 | 83252102 | PAUL SWEET 2102 | 4.572 | 0.0028415 | 75 | 0.00035541 | 4.7388e-06 | 3278 | 25954.963 | 0.033985 | #N/A | #N/A | #N/A | #N/A | #N/A | 0
4237 | PAUL SWEET 2109687295 | 83252109 | PAUL SWEET 2109 | 1495.545 | 0.92949 | 14 | 6.5958e-05 | 4.7113e-06 | 3279 | 25955.8925 | 0.033919 | #N/A | #N/A | #N/A | #N/A | #N/A | 0
4104 | GREENBRAE 1103CB | 43091103 | GREENBRAE 1103 | 0 | 0 | 61 | 0.00028618 | 4.6915e-06 | 3280 | 25955.8925 | 0.033633 | #N/A | #N/A | #N/A | #N/A | #N/A | 0
9040 | SAN RAFAEL 1101CB | 42011101 | SAN RAFAEL 1101 | 0 | 0 | 17 | 7.9676e-05 | 4.6868e-06 | 3281 | 25955.8925 | 0.033553 | #N/A | #N/A | #N/A | #N/A | #N/A | 0
9787 | ATASCADERO 1103395936 | 182541103 | ATASCADERO 1103 | 685.7662 | 0.42621 | 6 | 2.7994e-05 | 4.6656e-06 | 3282 | 25956.3187 | 0.033525 | #N/A | #N/A | #N/A | #N/A | #N/A | 0
3209 | ROB ROY 210512474 | 83692105 | ROB ROY 2105 | 5487.3001 | 3.4104 | 105 | 0.00048831 | 4.6505e-06 | 3283 | 25959.729 | 0.033037 | #N/A | #N/A | #N/A | #N/A | #N/A | 0
10084 | SAN RAFAEL 1106307651 | 42011106 | SAN RAFAEL 1106 | 169.0436 | 0.10506 | 4 | 1.8507e-05 | 4.6267e-06 | 3284 | 25959.8341 | 0.033019 | #N/A | #N/A | #N/A | #N/A | #N/A | 0
8574 | BIG RIVER 1101262924 | 43081101 | BIG RIVER 1101 | 3032.2865 | 1.8846 | 30 | 0.00013867 | 4.6224e-06 | 3285 | 25961.7187 | 0.03288 | #N/A | #N/A | #N/A | #N/A | #N/A | 0
9375 | BIG MEADOWS 2101439 | 102812101 | BIG MEADOWS 2101 | 1069.2533 | 0.66455 | 12 | 5.5413e-05 | 4.6178e-06 | 3286 | 25962.3832 | 0.032825 | #N/A | #N/A | #N/A | #N/A | #N/A | 0
10457 | ALTO 1124319320 | 42031124 | ALTO 1124 | 210.6172 | 0.1309 | 3 | 1.3844e-05 | 4.6148e-06 | 3287 | 25962.5141 | 0.032811 | #N/A | #N/A | #N/A | #N/A | #N/A | 0
9137 | BERKELEY F 1103620294 | 12061103 | BERKELEY F 1103 | 249.6637 | 0.15517 | 4 | 1.8443e-05 | 4.6109e-06 | 3288 | 25962.6693 | 0.032792 | #N/A | #N/A | #N/A | #N/A | #N/A | 0
10199 | SALT SPRINGS 21023116 | 163692102 | SALT SPRINGS 2102 | 87.1475 | 0.054163 | 2 | 9.1703e-06 | 4.5851e-06 | 3289 | 25962.7235 | 0.032783 | #N/A | #N/A | #N/A | #N/A | #N/A | 0
7887 | EAST QUINCY 1101782320 | 102551101 | EAST QUINCY 1101 | 340.3108 | 0.2115 | 5 | 2.2762e-05 | 4.5524e-06 | 3290 | 25962.935 | 0.03276 | #N/A | #N/A | #N/A | #N/A | #N/A | 0
5305 | SAN RAFAEL 1105CB | 42011105 | SAN RAFAEL 1105 | 0 | 0 | 124 | 0.00056425 | 4.5504e-06 | 3291 | 25962.935 | 0.032196 | #N/A | #N/A | #N/A | #N/A | #N/A | 0
8451 | GUALALA 11124431 | 42841112 | GUALALA 1112 | 2267.622 | 1.4093 | 16 | 7.2768e-05 | 4.548e-06 | 3292 | 25964.3443 | 0.032123 | #N/A | #N/A | #N/A | #N/A | #N/A | 0
2628 | EAST QUINCY 1101186938 | 102551101 | EAST QUINCY 1101 | 2672.105 | 1.6607 | 41 | 0.00018638 | 4.5458e-06 | 3293 | 25966.005 | 0.031937 | #N/A | #N/A | #N/A | #N/A | #N/A | 0
8531 | VALLEY VIEW 1106602871 | 14341106 | VALLEY VIEW 1106 | 1324.4478 | 0.82315 | 14 | 6.3511e-05 | 4.5365e-06 | 3294 | 25966.8282 | 0.031873 | #N/A | #N/A | #N/A | #N/A | #N/A | 0
6262 | HIGHLANDS 110448262 | 43361104 | HIGHLANDS 1104 | 9974.998 | 6.1995 | 74 | 0.00033533 | 4.5315e-06 | 3295 | 25973.0277 | 0.031538 | #N/A | #N/A | #N/A | #N/A | #N/A | 0
3513 | FLORENCE 0401CR220 | 12690401 | FLORENCE 0401 | 325.3992 | 0.20224 | 19 | 8.5689e-05 | 4.51e-06 | 3296 | 25973.2299 | 0.031452 | #N/A | #N/A | #N/A | #N/A | #N/A | 0
5570 | SAN CARLOS 11048942 | 24181104 | SAN CARLOS 1104 | 3407.8974 | 2.118 | 35 | 0.00015779 | 4.5084e-06 | 3297 | 25975.3479 | 0.031295 | #N/A | #N/A | #N/A | #N/A | #N/A | 0
5867 | ARLINGTON 0401404226 | 13700401 | ARLINGTON 0401 | 1403.5728 | 0.87233 | 15 | 6.7165e-05 | 4.4777e-06 | 3298 | 25976.2203 | 0.031227 | #N/A | #N/A | #N/A | #N/A | #N/A | 0
1380 | HARRIS 11084674 | 192431108 | HARRIS 1108 | 72.8 | 0.045245 | 85 | 0.00037897 | 4.4584e-06 | 3299 | 25976.2655 | 0.030848 | #N/A | #N/A | #N/A | #N/A | #N/A | 0
7856 | FORT BRAGG A 1102CB | 42761102 | FORT BRAGG A 1102 | 3594.4279 | 2.234 | 73 | 0.00032509 | 4.4533e-06 | 3300 | 25978.4995 | 0.030523 | #N/A | #N/A | #N/A | #N/A | #N/A | 0
7134 | DEL MONTE 2103617344 | 182222103 | DEL MONTE 2103 | 2952.1893 | 1.8348 | 34 | 0.00014986 | 4.4076e-06 | 3301 | 25980.3342 | 0.030373 | #N/A | #N/A | #N/A | #N/A | #N/A | 0
3773 | RINCON 1104CB | 43321104 | RINCON 1104 | 901.4332 | 0.56024 | 34 | 0.00014935 | 4.3928e-06 | 3302 | 25980.8945 | 0.030224 | #N/A | #N/A | #N/A | #N/A | #N/A | 0
7255 | VIEJO 2203CB | 182852203 | VIEJO 2203 | 4727.7308 | 2.9383 | 42 | 0.00018447 | 4.392e-06 | 3303 | 25983.8328 | 0.03004 | #N/A | #N/A | #N/A | #N/A | #N/A | 0
1976 | LAURELES 111268454 | 182371112 | LAURELES 1112 | 13589.2158 | 8.4458 | 142 | 0.00062355 | 4.3912e-06 | 3304 | 25992.2786 | 0.029416 | #N/A | #N/A | #N/A | #N/A | #N/A | 0
1047 | DOLAN ROAD 110122158 | 182381101 | DOLAN ROAD 1101 | 184.8198 | 0.11487 | 119 | 0.00052165 | 4.3836e-06 | 3305 | 25992.3934 | 0.028894 | #N/A | #N/A | #N/A | #N/A | #N/A | 0
4984 | PAUL SWEET 210212850 | 83252102 | PAUL SWEET 2102 | 1063.4476 | 0.66094 | 52 | 0.00022741 | 4.3733e-06 | 3306 | 25993.0544 | 0.028667 | #N/A | #N/A | #N/A | #N/A | #N/A | 0
10216 | GUALALA 1111498 | 42841111 | GUALALA 1111 | 4596.7491 | 2.8569 | 18 | 7.8567e-05 | 4.3648e-06 | 3307 | 25995.9113 | 0.028588 | #N/A | #N/A | #N/A | #N/A | #N/A | 0
5466 | WEST POINT 11025357 | 163201102 | WEST POINT 1102 | 5401.7845 | 3.3572 | 37 | 0.0001614 | 4.3621e-06 | 3308 | 25999.2685 | 0.028427 | #N/A | #N/A | #N/A | #N/A | #N/A | 0
5373 | VIEJO 22019490 | 182852201 | VIEJO 2201 | 2004.014 | 1.2455 | 21 | 9.1432e-05 | 4.3539e-06 | 3309 | 26000.514 | 0.028336 | #N/A | #N/A | #N/A | #N/A | #N/A | 0
3074 | GANSNER 1101480328 | 103021101 | GANSNER 1101 | 472.375 | 0.29358 | 7 | 3.0278e-05 | 4.3254e-06 | 3310 | 26000.8076 | 0.028305 | #N/A | #N/A | #N/A | #N/A | #N/A | 0
2211 | DEL MONTE 21032654 | 182222103 | DEL MONTE 2103 | 2963.5999 | 1.8419 | 23 | 9.916e-05 | 4.3113e-06 | 3311 | 26002.6495 | 0.028206 | #N/A | #N/A | #N/A | #N/A | #N/A | 0
8914 | CLAYTON 2217CB | 12022217 | CLAYTON 2217 | 373.7851 | 0.23231 | 8 | 3.4288e-05 | 4.2861e-06 | 3312 | 26002.8818 | 0.028172 | #N/A | #N/A | #N/A | #N/A | #N/A | 0
9870 | PUEBLO 2103253312 | 43292103 | PUEBLO 2103 | 682.8006 | 0.42436 | 2 | 8.5718e-06 | 4.2859e-06 | 3313 | 26003.3061 | 0.028163 | 0.028163 | #N/A | #N/A | #N/A | #N/A | 1
10448 | DOLAN ROAD 1101173702 | 182381101 | DOLAN ROAD 1101 | 86.6803 | 0.053872 | 3 | 1.2834e-05 | 4.2778e-06 | 3314 | 26003.36 | 0.028151 | #N/A | #N/A | #N/A | #N/A | #N/A | 0
7265 | ALTO 112265474 | 42031122 | ALTO 1122 | 3837.7425 | 2.3852 | 47 | 0.0002004 | 4.2638e-06 | 3315 | 26005.7452 | 0.02795 | #N/A | #N/A | #N/A | #N/A | #N/A | 0
6511 | PACIFICA 1103218962 | 22811103 | PACIFICA 1103 | 86.3363 | 0.053658 | 2 | 8.5182e-06 | 4.2591e-06 | 3316 | 26005.7988 | 0.027942 | #N/A | #N/A | #N/A | #N/A | #N/A | 0
10670 | VACAVILLE 1111772224 | 63601111 | VACAVILLE 1111 | 91.9583 | 0.057152 | 2 | 8.4316e-06 | 4.2158e-06 | 3317 | 26005.856 | 0.027933 | #N/A | #N/A | #N/A | #N/A | #N/A | 0
5386 | CAROLANDS 040484797 | 24060404 | CAROLANDS 0404 | 66.6995 | 0.041454 | 21 | 8.8525e-05 | 4.2155e-06 | 3318 | 26005.8974 | 0.027845 | #N/A | #N/A | #N/A | #N/A | #N/A | 0
1724 | LAURELES 1112CB | 182371112 | LAURELES 1112 | 493.1815 | 0.30651 | 38 | 0.00016012 | 4.2137e-06 | 3319 | 26006.204 | 0.027685 | #N/A | #N/A | #N/A | #N/A | #N/A | 0
1512 | ATASCADERO 1102CB | 182541102 | ATASCADERO 1102 | 0 | 0 | 67 | 0.00028187 | 4.207e-06 | 3320 | 26006.204 | 0.027403 | #N/A | #N/A | #N/A | #N/A | #N/A | 0
557 | GREENBRAE 11021254 | 43091102 | GREENBRAE 1102 | 9639.5738 | 5.991 | 130 | 0.0005443 | 4.1869e-06 | 3321 | 26012.195 | 0.026858 | #N/A | #N/A | #N/A | #N/A | #N/A | 0
9628 | SAN CARLOS 110436864 | 24181104 | SAN CARLOS 1104 | 889.7222 | 0.55297 | 10 | 4.1763e-05 | 4.1763e-06 | 3322 | 26012.748 | 0.026817 | #N/A | #N/A | #N/A | #N/A | #N/A | 0
7091 | HATTON 11029642 | 182291102 | HATTON 1102 | 1925.8934 | 1.197 | 18 | 7.5077e-05 | 4.1709e-06 | 3323 | 26013.9449 | 0.026742 | #N/A | #N/A | #N/A | #N/A | #N/A | 0
757 | LAKEWOOD 1102CB | 13531102 | LAKEWOOD 1102 | 23.5925 | 0.014663 | 121 | 0.00050446 | 4.1691e-06 | 3324 | 26013.9596 | 0.026237 | #N/A | #N/A | #N/A | #N/A | #N/A | 0
10987 | ECHO SUMMIT 1101CB | 158031101 | ECHO SUMMIT 1101 | 49.1761 | 0.030563 | 1 | 4.1622e-06 | 4.1622e-06 | 3325 | 26013.9901 | 0.026233 | #N/A | #N/A | #N/A | #N/A | #N/A | 0
9358 | PACIFICA 1102267868 | 22811102 | PACIFICA 1102 | 1363.5441 | 0.84745 | 13 | 5.4041e-05 | 4.157e-06 | 3326 | 26014.8376 | 0.026179 | #N/A | #N/A | #N/A | #N/A | #N/A | 0
5985 | BERESFORD 04039154 | 24040403 | BERESFORD 0403 | 6776.6762 | 4.2117 | 95 | 0.00039442 | 4.1518e-06 | 3327 | 26019.0493 | 0.025784 | #N/A | #N/A | #N/A | #N/A | #N/A | 0
7732 | BIG MEADOWS 21012510 | 102812101 | BIG MEADOWS 2101 | 12778.5068 | 7.9419 | 22 | 9.0933e-05 | 4.1333e-06 | 3328 | 26026.9912 | 0.025694 | 0.025694 | #N/A | #N/A | #N/A | #N/A | 1
3692 | LAS GALLINAS A 1107554 | 42991107 | LAS GALLINAS A 1107 | 52.9857 | 0.032931 | 35 | 0.00014456 | 4.1303e-06 | 3329 | 26027.0241 | 0.025549 | #N/A | #N/A | #N/A | #N/A | #N/A | 0
7653 | WOOD 0401265211 | 13380401 | WOOD 0401 | 238.1693 | 0.14802 | 4 | 1.651e-05 | 4.1276e-06 | 3330 | 26027.1722 | 0.025532 | #N/A | #N/A | #N/A | #N/A | #N/A | 0
7212 | VIEJO 2201CB | 182852201 | VIEJO 2201 | 8183.2875 | 5.0859 | 67 | 0.00027516 | 4.1068e-06 | 3331 | 26032.2581 | 0.025257 | #N/A | #N/A | #N/A | #N/A | #N/A | 0
4015 | DOLAN ROAD 11013012 | 182381101 | DOLAN ROAD 1101 | 301.9386 | 0.18766 | 160 | 0.00065198 | 4.0749e-06 | 3332 | 26032.4458 | 0.024605 | #N/A | #N/A | #N/A | #N/A | #N/A | 0
6661 | HICKS 2103XR248 | 83432103 | HICKS 2103 | 0 | 0 | 22 | 8.9634e-05 | 4.0743e-06 | 3333 | 26032.4458 | 0.024516 | #N/A | #N/A | #N/A | #N/A | #N/A | 0
9871 | SARATOGA 1103709451 | 83371103 | SARATOGA 1103 | 302.4738 | 0.18799 | 5 | 2.0151e-05 | 4.0301e-06 | 3334 | 26032.6337 | 0.024496 | #N/A | #N/A | #N/A | #N/A | #N/A | 0
3396 | SARATOGA 1107CB | 83371107 | SARATOGA 1107 | 273.8424 | 0.17019 | 135 | 0.00054404 | 4.0299e-06 | 3335 | 26032.8039 | 0.023951 | #N/A | #N/A | #N/A | #N/A | #N/A | 0
697 | SANTA ROSA A 1107CB | 42151107 | SANTA ROSA A 1107 | 4879.3813 | 3.0326 | 92 | 0.00036531 | 3.9708e-06 | 3336 | 26035.8365 | 0.023586 | #N/A | #N/A | #N/A | #N/A | #N/A | 0
7511 | BERKELEY F 1105189500 | 12061105 | BERKELEY F 1105 | 1225.686 | 0.76177 | 17 | 6.7503e-05 | 3.9708e-06 | 3337 | 26036.5983 | 0.023519 | #N/A | #N/A | #N/A | #N/A | #N/A | 0
5683 | OAKLAND K 1104CB | 12101104 | OAKLAND K 1104 | 2366.505 | 1.4708 | 17 | 6.7244e-05 | 3.9555e-06 | 3338 | 26038.0691 | 0.023451 | #N/A | #N/A | #N/A | #N/A | #N/A | 0
4165 | VIEJO 22022606 | 182852202 | VIEJO 2202 | 1279.376 | 0.79514 | 52 | 0.00020362 | 3.9158e-06 | 3339 | 26038.8642 | 0.023248 | #N/A | #N/A | #N/A | #N/A | #N/A | 0
5028 | PUEBLO 21031970 | 43292103 | PUEBLO 2103 | 0 | 0 | 60 | 0.00023459 | 3.9099e-06 | 3340 | 26038.8642 | 0.023013 | #N/A | #N/A | #N/A | #N/A | #N/A | 0
4499 | MORGAN HILL 2109145998 | 83242109 | MORGAN HILL 2109 | 4027.966 | 2.5034 | 28 | 0.00010919 | 3.8997e-06 | 3341 | 26041.3676 | 0.022904 | #N/A | #N/A | #N/A | #N/A | #N/A | 0
1014 | VIEJO 22019114 | 182852201 | VIEJO 2201 | 10977.6209 | 6.8226 | 92 | 0.00035832 | 3.8947e-06 | 3342 | 26048.1902 | 0.022546 | #N/A | #N/A | #N/A | #N/A | #N/A | 0
230 | CAROLANDS 04049026 | 24060404 | CAROLANDS 0404 | 1184.1509 | 0.73595 | 71 | 0.00027642 | 3.8932e-06 | 3343 | 26048.9262 | 0.022269 | #N/A | #N/A | #N/A | #N/A | #N/A | 0
10928 | FORT ORD 21069656 | 182402106 | FORT ORD 2106 | 188.9883 | 0.11746 | 2 | 7.7429e-06 | 3.8714e-06 | 3344 | 26049.0436 | 0.022262 | #N/A | #N/A | #N/A | #N/A | #N/A | 0
5034 | OAKLAND J 1102CR184 | 12091102 | OAKLAND J 1102 | 5568.9906 | 3.4612 | 43 | 0.00016531 | 3.8445e-06 | 3345 | 26052.5048 | 0.022096 | #N/A | #N/A | #N/A | #N/A | #N/A | 0
4211 | FAIRVIEW 2207P142 | 13432207 | FAIRVIEW 2207 | 1963.5704 | 1.2204 | 41 | 0.00015757 | 3.8432e-06 | 3346 | 26053.7252 | 0.021939 | #N/A | #N/A | #N/A | #N/A | #N/A | 0
10430 | BELL 1107643778 | 152701107 | BELL 1107 | 270.3051 | 0.168 | 4 | 1.5168e-05 | 3.7919e-06 | 3347 | 26053.8932 | 0.021923 | #N/A | #N/A | #N/A | #N/A | #N/A | 0
9697 | DOLAN ROAD 1101882610 | 182381101 | DOLAN ROAD 1101 | 228.3158 | 0.1419 | 8 | 3.0295e-05 | 3.7868e-06 | 3348 | 26054.0351 | 0.021893 | #N/A | #N/A | #N/A | #N/A | #N/A | 0
238 | LOS GATOS 1102526868 | 82021102 | LOS GATOS 1102 | 1780.5165 | 1.1066 | 20 | 7.5227e-05 | 3.7614e-06 | 3349 | 26055.1417 | 0.021818 | #N/A | #N/A | #N/A | #N/A | #N/A | 0
7260 | SUMMIT 110158642 | 152591101 | SUMMIT 1101 | 2892.0319 | 1.7974 | 13 | 4.8812e-05 | 3.7548e-06 | 3350 | 26056.9391 | 0.021769 | #N/A | #N/A | #N/A | #N/A | #N/A | 0
535 | ATASCADERO 11012379 | 182541101 | ATASCADERO 1101 | 1171.3689 | 0.72801 | 11 | 4.1301e-05 | 3.7546e-06 | 3351 | 26057.6671 | 0.021728 | #N/A | #N/A | #N/A | #N/A | #N/A | 0
4492 | DEL MONTE 2103468158 | 182222103 | DEL MONTE 2103 | 826.6133 | 0.51374 | 12 | 4.4889e-05 | 3.7407e-06 | 3352 | 26058.1808 | 0.021683 | #N/A | #N/A | #N/A | #N/A | #N/A | 0
8753 | HALF MOON BAY 1102650808 | 24101102 | HALF MOON BAY 1102 | 843.3592 | 0.52415 | 8 | 2.9515e-05 | 3.6894e-06 | 3353 | 26058.705 | 0.021653 | #N/A | #N/A | #N/A | #N/A | #N/A | 0
43 | WOODSIDE 1104555372 | 24251104 | WOODSIDE 1104 | 6684.5288 | 4.1545 | 54 | 0.0001983 | 3.6721e-06 | 3354 | 26062.8594 | 0.021455 | #N/A | #N/A | #N/A | #N/A | #N/A | 0
10659 | ECHO SUMMIT 110155262 | 158031101 | ECHO SUMMIT 1101 | 266.534 | 0.16565 | 4 | 1.4612e-05 | 3.653e-06 | 3355 | 26063.0251 | 0.021441 | 0.021441 | #N/A | #N/A | #N/A | #N/A | 1
7441 | SAN LUIS OBISPO 110596874 | 182631105 | SAN LUIS OBISPO 1105 | 1345.5157 | 0.83624 | 16 | 5.8253e-05 | 3.6408e-06 | 3356 | 26063.8613 | 0.021382 | #N/A | #N/A | #N/A | #N/A | #N/A | 0
9136 | VIEJO 2204CB | 182852204 | VIEJO 2204 | 3727.5543 | 2.3167 | 24 | 8.736e-05 | 3.64e-06 | 3357 | 26066.178 | 0.021295 | #N/A | #N/A | #N/A | #N/A | #N/A | 0
4971 | EDES 1112CR282 | 13681112 | EDES 1112 | 6573.0208 | 4.0852 | 45 | 0.00016364 | 3.6364e-06 | 3358 | 26070.2632 | 0.021131 | #N/A | #N/A | #N/A | #N/A | #N/A | 0
7343 | ATASCADERO 1101CB | 182541101 | ATASCADERO 1101 | 61.191 | 0.03803 | 24 | 8.6724e-05 | 3.6135e-06 | 3359 | 26070.3012 | 0.021045 | #N/A | #N/A | #N/A | #N/A | #N/A | 0
8700 | VIEJO 22029488 | 182852202 | VIEJO 2202 | 1460.401 | 0.90765 | 18 | 6.486e-05 | 3.6034e-06 | 3360 | 26071.2088 | 0.02098 | #N/A | #N/A | #N/A | #N/A | #N/A | 0
3541 | SEACLIFF 0402558727 | 83500402 | SEACLIFF 0402 | 217.1494 | 0.13496 | 22 | 7.9037e-05 | 3.5926e-06 | 3361 | 26071.3438 | 0.020901 | #N/A | #N/A | #N/A | #N/A | #N/A | 0
7420 | DEL MONTE 210342226 | 182222103 | DEL MONTE 2103 | 940.1806 | 0.58433 | 32 | 0.00011482 | 3.588e-06 | 3362 | 26071.9281 | 0.020786 | #N/A | #N/A | #N/A | #N/A | #N/A | 0
7115 | LAS GALLINAS A 1104309087 | 42991104 | LAS GALLINAS A 1104 | 302.4969 | 0.188 | 6 | 2.145e-05 | 3.575e-06 | 3363 | 26072.1161 | 0.020764 | #N/A | #N/A | #N/A | #N/A | #N/A | 0
5040 | TEMPLETON 2112238418 | 183052112 | TEMPLETON 2112 | 331.2384 | 0.20587 | 6 | 2.1369e-05 | 3.5615e-06 | 3364 | 26072.322 | 0.020743 | #N/A | #N/A | #N/A | #N/A | #N/A | 0
77 | ALTO 1124428 | 42031124 | ALTO 1124 | 0 | 0 | 21 | 7.3852e-05 | 3.5167e-06 | 3365 | 26072.322 | 0.020669 | #N/A | #N/A | #N/A | #N/A | #N/A | 0
288 | MORGAN HILL 2110XR326 | 83242110 | MORGAN HILL 2110 | 0 | 0 | 163 | 0.00057196 | 3.509e-06 | 3366 | 26072.322 | 0.020097 | #N/A | #N/A | #N/A | #N/A | #N/A | 0
1912 | SANTA ROSA A 110439786 | 42151104 | SANTA ROSA A 1104 | 454.7368 | 0.28262 | 44 | 0.00015383 | 3.496e-06 | 3367 | 26072.6046 | 0.019943 | #N/A | #N/A | #N/A | #N/A | #N/A | 0
6503 | VIEJO 22029118 | 182852202 | VIEJO 2202 | 1265.7827 | 0.78669 | 41 | 0.00014315 | 3.4915e-06 | 3368 | 26073.3913 | 0.0198 | #N/A | #N/A | #N/A | #N/A | #N/A | 0
4440 | SANTA ROSA A 1104991788 | 42151104 | SANTA ROSA A 1104 | 1222.0634 | 0.75952 | 43 | 0.00014892 | 3.4631e-06 | 3369 | 26074.1508 | 0.019651 | #N/A | #N/A | #N/A | #N/A | #N/A | 0
8382 | MORGAN HILL 2109XR246 | 83242109 | MORGAN HILL 2109 | 71.5932 | 0.044495 | 61 | 0.00021081 | 3.4559e-06 | 3370 | 26074.1953 | 0.019441 | #N/A | #N/A | #N/A | #N/A | #N/A | 0
8657 | OCEANO 110376678 | 182601103 | OCEANO 1103 | 88.7522 | 0.05516 | 8 | 2.7609e-05 | 3.4511e-06 | 3371 | 26074.2505 | 0.019413 | #N/A | #N/A | #N/A | #N/A | #N/A | 0
9324 | ECHO SUMMIT 1101741586 | 158031101 | ECHO SUMMIT 1101 | 1137.7952 | 0.70714 | 9 | 3.09e-05 | 3.4334e-06 | 3372 | 26074.9576 | 0.019382 | #N/A | #N/A | #N/A | #N/A | #N/A | 0
392 | BELMONT 11038958 | 24031103 | BELMONT 1103 | 5438.9297 | 3.3803 | 73 | 0.00024907 | 3.4119e-06 | 3373 | 26078.3379 | 0.019133 | #N/A | #N/A | #N/A | #N/A | #N/A | 0
9058 | LOS GATOS 1101502026 | 82021101 | LOS GATOS 1101 | 180.5393 | 0.11221 | 17 | 5.784e-05 | 3.4024e-06 | 3374 | 26078.4502 | 0.019075 | #N/A | #N/A | #N/A | #N/A | #N/A | 0
2028 | HICKS 1116LB16 | 83431116 | HICKS 1116 | 4399.0652 | 2.734 | 97 | 0.00032945 | 3.3964e-06 | 3375 | 26081.1842 | 0.018746 | #N/A | #N/A | #N/A | #N/A | #N/A | 0
10450 | OAKLAND J 1102951816 | 12091102 | OAKLAND J 1102 | 539.1734 | 0.3351 | 6 | 2.0354e-05 | 3.3923e-06 | 3376 | 26081.5193 | 0.018725 | #N/A | #N/A | #N/A | #N/A | #N/A | 0
3081 | SARATOGA 1103LC40 | 83371103 | SARATOGA 1103 | 26.7728 | 0.016639 | 28 | 9.4717e-05 | 3.3827e-06 | 3377 | 26081.5359 | 0.018631 | #N/A | #N/A | #N/A | #N/A | #N/A | 0
5298 | SAN LEANDRO U 1109CR182 | 13111109 | SAN LEANDRO U 1109 | 7768.8154 | 4.8284 | 56 | 0.00018928 | 3.38e-06 | 3378 | 26086.3643 | 0.018441 | #N/A | #N/A | #N/A | #N/A | #N/A | 0
9781 | SAN LUIS OBISPO 1108903036 | 182631108 | SAN LUIS OBISPO 1108 | 306.6437 | 0.19058 | 5 | 1.6737e-05 | 3.3474e-06 | 3379 | 26086.5549 | 0.018425 | #N/A | #N/A | #N/A | #N/A | #N/A | 0
1847 | ALTO 1122CB | 42031122 | ALTO 1122 | 3611.6831 | 2.2447 | 46 | 0.0001533 | 3.3325e-06 | 3380 | 26088.7995 | 0.018271 | #N/A | #N/A | #N/A | #N/A | #N/A | 0
559 | PACIFICA 110266732 | 22811102 | PACIFICA 1102 | 334.9483 | 0.20817 | 23 | 7.6211e-05 | 3.3135e-06 | 3381 | 26089.0077 | 0.018195 | #N/A | #N/A | #N/A | #N/A | #N/A | 0
7812 | LUCERNE 11062355 | 43351106 | LUCERNE 1106 | 644.3598 | 0.40047 | 13 | 4.2852e-05 | 3.2963e-06 | 3382 | 26089.4082 | 0.018152 | #N/A | #N/A | #N/A | #N/A | #N/A | 0
9811 | PACIFICA 1103119798 | 22811103 | PACIFICA 1103 | 129.7041 | 0.080612 | 2 | 6.5735e-06 | 3.2867e-06 | 3383 | 26089.4888 | 0.018146 | #N/A | #N/A | #N/A | #N/A | #N/A | 0
10195 | ALTO 112081716 | 42031120 | ALTO 1120 | 406.7505 | 0.2528 | 5 | 1.6345e-05 | 3.2689e-06 | 3384 | 26089.7416 | 0.018129 | #N/A | #N/A | #N/A | #N/A | #N/A | 0
6620 | LOS GATOS 1101950286 | 82021101 | LOS GATOS 1101 | 1710.7995 | 1.0633 | 17 | 5.5462e-05 | 3.2625e-06 | 3385 | 26090.8049 | 0.018074 | #N/A | #N/A | #N/A | #N/A | #N/A | 0
5964 | RALSTON 1102CB | 24141102 | RALSTON 1102 | 1520.1281 | 0.94477 | 66 | 0.00021451 | 3.2502e-06 | 3386 | 26091.7496 | 0.017859 | #N/A | #N/A | #N/A | #N/A | #N/A | 0
8215 | GREENBRAE 1104107508 | 43091104 | GREENBRAE 1104 | 0 | 0 | 2 | 6.4279e-06 | 3.214e-06 | 3387 | 26091.7496 | 0.017853 | #N/A | #N/A | #N/A | #N/A | #N/A | 0
1635 | OAKLAND K 1101CR172 | 12101101 | OAKLAND K 1101 | 904.9661 | 0.56244 | 30 | 9.6271e-05 | 3.209e-06 | 3388 | 26092.3121 | 0.017757 | #N/A | #N/A | #N/A | #N/A | #N/A | 0
3774 | PAUL SWEET 210411074 | 83252104 | PAUL SWEET 2104 | 4718.31 | 2.9324 | 41 | 0.00013081 | 3.1905e-06 | 3389 | 26095.2445 | 0.017626 | #N/A | #N/A | #N/A | #N/A | #N/A | 0
8087 | SAN RAMON 2107MR441 | 14232107 | SAN RAMON 2107 | 40.2016 | 0.024985 | 8 | 2.5513e-05 | 3.1892e-06 | 3390 | 26095.2695 | 0.0176 | #N/A | #N/A | #N/A | #N/A | #N/A | 0
7720 | SAN RAFAEL 1106764698 | 42011106 | SAN RAFAEL 1106 | 133.4071 | 0.082913 | 5 | 1.5933e-05 | 3.1867e-06 | 3391 | 26095.3524 | 0.017584 | #N/A | #N/A | #N/A | #N/A | #N/A | 0
3736 | VALLEY VIEW 1105P126 | 14341105 | VALLEY VIEW 1105 | 1680.8363 | 1.0446 | 25 | 7.9621e-05 | 3.1848e-06 | 3392 | 26096.3971 | 0.017505 | #N/A | #N/A | #N/A | #N/A | #N/A | 0
2670 | GREENBRAE 11037315 | 43091103 | GREENBRAE 1103 | 0 | 0 | 32 | 0.00010108 | 3.1589e-06 | 3393 | 26096.3971 | 0.017404 | #N/A | #N/A | #N/A | #N/A | #N/A | 0
6253 | FORT BRAGG A 110233064 | 42761102 | FORT BRAGG A 1102 | 0 | 0 | 49 | 0.00015435 | 3.15e-06 | 3394 | 26096.3971 | 0.017249 | #N/A | #N/A | #N/A | #N/A | #N/A | 0
4022 | EDES 1112CR100 | 13681112 | EDES 1112 | 5399.0675 | 3.3555 | 40 | 0.00012546 | 3.1366e-06 | 3395 | 26099.7526 | 0.017124 | #N/A | #N/A | #N/A | #N/A | #N/A | 0
1730 | LOS GATOS 1101CB | 82021101 | LOS GATOS 1101 | 47.6524 | 0.029616 | 34 | 0.00010664 | 3.1364e-06 | 3396 | 26099.7822 | 0.017017 | #N/A | #N/A | #N/A | #N/A | #N/A | 0
5067 | EL CERRITO G 1112BR178 | 12501112 | EL CERRITO G 1112 | 48.2003 | 0.029957 | 93 | 0.00029117 | 3.1309e-06 | 3397 | 26099.8122 | 0.016726 | #N/A | #N/A | #N/A | #N/A | #N/A | 0
3732 | SOBRANTE 1101L534R | 14671101 | SOBRANTE 1101 | 1291.9266 | 0.80294 | 34 | 0.00010636 | 3.1282e-06 | 3398 | 26100.6151 | 0.01662 | #N/A | #N/A | #N/A | #N/A | #N/A | 0
4550 | VALLEY VIEW 1106P176 | 14341106 | VALLEY VIEW 1106 | 354.4687 | 0.2203 | 44 | 0.00013758 | 3.1268e-06 | 3399 | 26100.8354 | 0.016482 | #N/A | #N/A | #N/A | #N/A | #N/A | 0
7024 | VIEJO 220292792 | 182852202 | VIEJO 2202 | 0 | 0 | 21 | 6.5595e-05 | 3.1236e-06 | 3400 | 26100.8354 | 0.016416 | #N/A | #N/A | #N/A | #N/A | #N/A | 0
8774 | TULUCAY 1101504524 | 42301101 | TULUCAY 1101 | 610.0991 | 0.37918 | 15 | 4.6823e-05 | 3.1216e-06 | 3401 | 26101.2146 | 0.01637 | #N/A | #N/A | #N/A | #N/A | #N/A | 0
9561 | ATASCADERO 1101747522 | 182541101 | ATASCADERO 1101 | 412.9409 | 0.25664 | 16 | 4.9813e-05 | 3.1133e-06 | 3402 | 26101.4712 | 0.01632 | #N/A | #N/A | #N/A | #N/A | #N/A | 0
1757 | OAKLAND X 1106121588 | 12541106 | OAKLAND X 1106 | 1356.1967 | 0.84288 | 27 | 8.3654e-05 | 3.0983e-06 | 3403 | 26102.3141 | 0.016236 | #N/A | #N/A | #N/A | #N/A | #N/A | 0
641 | ALTO 11251256 | 42031125 | ALTO 1125 | 12003.1718 | 7.46 | 88 | 0.00027263 | 3.098e-06 | 3404 | 26109.7741 | 0.015964 | 0.015964 | #N/A | #N/A | #N/A | #N/A | 1
7693 | SARATOGA 1103595689 | 83371103 | SARATOGA 1103 | 44.7654 | 0.027822 | 4 | 1.233e-05 | 3.0826e-06 | 3405 | 26109.802 | 0.015951 | #N/A | #N/A | #N/A | #N/A | #N/A | 0
1201 | RINCON 1102640 | 43321102 | RINCON 1102 | 0 | 0 | 56 | 0.00017204 | 3.0722e-06 | 3406 | 26109.802 | 0.015779 | #N/A | #N/A | #N/A | #N/A | #N/A | 0
8249 | VIEJO 22029089 | 182852202 | VIEJO 2202 | 2319.95 | 1.4419 | 20 | 6.1368e-05 | 3.0684e-06 | 3407 | 26111.2438 | 0.015718 | #N/A | #N/A | #N/A | #N/A | #N/A | 0
4500 | PACIFICA 1102968736 | 22811102 | PACIFICA 1102 | 1132.2658 | 0.70371 | 9 | 2.7334e-05 | 3.0372e-06 | 3408 | 26111.9475 | 0.01569 | #N/A | #N/A | #N/A | #N/A | #N/A | 0
5121 | BURNEY 110237284 | 103311102 | BURNEY 1102 | 303.068 | 0.18836 | 15 | 4.5299e-05 | 3.0199e-06 | 3409 | 26112.1359 | 0.015645 | #N/A | #N/A | #N/A | #N/A | #N/A | 0
3124 | SAN RAFAEL 110648752 | 42011106 | SAN RAFAEL 1106 | 23.2085 | 0.014424 | 28 | 8.3928e-05 | 2.9974e-06 | 3410 | 26112.1503 | 0.015561 | #N/A | #N/A | #N/A | #N/A | #N/A | 0
292 | RIDGE 0402CB | 12840402 | RIDGE 0402 | 2930.2271 | 1.8211 | 31 | 9.2772e-05 | 2.9927e-06 | 3411 | 26113.9715 | 0.015468 | #N/A | #N/A | #N/A | #N/A | #N/A | 0
5812 | LAS GALLINAS A 11051218 | 42991105 | LAS GALLINAS A 1105 | 106.7452 | 0.066343 | 28 | 8.3731e-05 | 2.9904e-06 | 3412 | 26114.0378 | 0.015385 | #N/A | #N/A | #N/A | #N/A | #N/A | 0
5928 | IGNACIO 110584764 | 42481105 | IGNACIO 1105 | 339.9136 | 0.21126 | 33 | 9.8398e-05 | 2.9818e-06 | 3413 | 26114.2491 | 0.015286 | #N/A | #N/A | #N/A | #N/A | #N/A | 0
231 | PAUL SWEET 210912828 | 83252109 | PAUL SWEET 2109 | 1834.1595 | 1.1399 | 66 | 0.0001957 | 2.9651e-06 | 3414 | 26115.389 | 0.015091 | #N/A | #N/A | #N/A | #N/A | #N/A | 0
5926 | CASTRO VALLEY 1110CB | 14091110 | CASTRO VALLEY 1110 | 523.3275 | 0.32525 | 23 | 6.8153e-05 | 2.9632e-06 | 3415 | 26115.7142 | 0.015023 | #N/A | #N/A | #N/A | #N/A | #N/A | 0
8452 | HARRIS 1108395498 | 192431108 | HARRIS 1108 | 171.0291 | 0.1063 | 8 | 2.3698e-05 | 2.9622e-06 | 3416 | 26115.8205 | 0.014999 | #N/A | #N/A | #N/A | #N/A | #N/A | 0
8569 | IGNACIO 1105683542 | 42481105 | IGNACIO 1105 | 222.9115 | 0.13854 | 2 | 5.8935e-06 | 2.9468e-06 | 3417 | 26115.9591 | 0.014993 | #N/A | #N/A | #N/A | #N/A | #N/A | 0
6289 | STAFFORD 1101405812 | 43201101 | STAFFORD 1101 | 295.2493 | 0.1835 | 7 | 2.0611e-05 | 2.9445e-06 | 3418 | 26116.1426 | 0.014972 | #N/A | #N/A | #N/A | #N/A | #N/A | 0
8541 | ROSSMOOR 1106L541R | 14161106 | ROSSMOOR 1106 | 0 | 0 | 11 | 3.2256e-05 | 2.9324e-06 | 3419 | 26116.1426 | 0.01494 | #N/A | #N/A | #N/A | #N/A | #N/A | 0
3241 | OAKLAND K 1101CB | 12101101 | OAKLAND K 1101 | 538.4598 | 0.33465 | 40 | 0.00011674 | 2.9186e-06 | 3420 | 26116.4772 | 0.014823 | #N/A | #N/A | #N/A | #N/A | #N/A | 0
6045 | OAKLAND J 1105CR256 | 12091105 | OAKLAND J 1105 | 1965.4224 | 1.2215 | 27 | 7.879e-05 | 2.9181e-06 | 3421 | 26117.6987 | 0.014745 | 0.014745 | #N/A | #N/A | #N/A | #N/A | 1
8780 | SAN LUIS OBISPO 1108144690 | 182631108 | SAN LUIS OBISPO 1108 | 418.942 | 0.26037 | 10 | 2.905e-05 | 2.905e-06 | 3422 | 26117.9591 | 0.014715 | #N/A | #N/A | #N/A | #N/A | #N/A | 0
10157 | CASTRO VALLEY 1108MR233 | 14091108 | CASTRO VALLEY 1108 | 370.9448 | 0.23054 | 7 | 2.0325e-05 | 2.9035e-06 | 3423 | 26118.1897 | 0.014695 | #N/A | #N/A | #N/A | #N/A | #N/A | 0
3481 | IGNACIO 1105318 | 42481105 | IGNACIO 1105 | 2887.2825 | 1.7945 | 150 | 0.00043547 | 2.9031e-06 | 3424 | 26119.9841 | 0.01426 | #N/A | #N/A | #N/A | #N/A | #N/A | 0
1523 | HAMILTON BRANCH 110187784 | 102361101 | HAMILTON BRANCH 1101 | 2328.7215 | 1.4473 | 23 | 6.6598e-05 | 2.8956e-06 | 3425 | 26121.4314 | 0.014193 | #N/A | #N/A | #N/A | #N/A | #N/A | 0
10922 | PINECREST 0401CB | 163160401 | PINECREST 0401 | 22.2055 | 0.013801 | 1 | 2.8911e-06 | 2.8911e-06 | 3426 | 26121.4452 | 0.01419 | #N/A | #N/A | #N/A | #N/A | #N/A | 0
1324 | SONOMA 11054456 | 42721105 | SONOMA 1105 | 0 | 0 | 62 | 0.00017803 | 2.8714e-06 | 3427 | 26121.4452 | 0.014012 | #N/A | #N/A | #N/A | #N/A | #N/A | 0
8419 | SAN CARLOS 1103785521 | 24181103 | SAN CARLOS 1103 | 109.0213 | 0.067757 | 3 | 8.5962e-06 | 2.8654e-06 | 3428 | 26121.513 | 0.014004 | #N/A | #N/A | #N/A | #N/A | #N/A | 0
6629 | BIG MEADOWS 21012246 | 102812101 | BIG MEADOWS 2101 | 2937.4924 | 1.8257 | 23 | 6.5676e-05 | 2.8555e-06 | 3429 | 26123.3387 | 0.013938 | #N/A | #N/A | #N/A | #N/A | #N/A | 0
692 | ECHO SUMMIT 11018922 | 158031101 | ECHO SUMMIT 1101 | 1940.3902 | 1.206 | 11 | 3.1372e-05 | 2.852e-06 | 3430 | 26124.5446 | 0.013907 | #N/A | #N/A | #N/A | #N/A | #N/A | 0
5593 | SNEATH LANE 1102CB | 22721102 | SNEATH LANE 1102 | 2195.0074 | 1.3642 | 37 | 0.0001053 | 2.8459e-06 | 3431 | 26125.9088 | 0.013801 | #N/A | #N/A | #N/A | #N/A | #N/A | 0
7382 | VIEJO 220235388 | 182852202 | VIEJO 2202 | 517.0139 | 0.32133 | 8 | 2.2676e-05 | 2.8344e-06 | 3432 | 26126.2301 | 0.013779 | #N/A | #N/A | #N/A | #N/A | #N/A | 0
5265 | IGNACIO 1103CB | 42481103 | IGNACIO 1103 | 350.3296 | 0.21773 | 34 | 9.5817e-05 | 2.8181e-06 | 3433 | 26126.4479 | 0.013683 | #N/A | #N/A | #N/A | #N/A | #N/A | 0
9102 | HICKS 1116733078 | 83431116 | HICKS 1116 | 551.871 | 0.34299 | 7 | 1.9439e-05 | 2.777e-06 | 3434 | 26126.7909 | 0.013663 | #N/A | #N/A | #N/A | #N/A | #N/A | 0
199 | OAKLAND K 1103CB | 12101103 | OAKLAND K 1103 | 769.1621 | 0.47804 | 66 | 0.00018203 | 2.758e-06 | 3435 | 26127.2689 | 0.013481 | #N/A | #N/A | #N/A | #N/A | #N/A | 0
2072 | RALSTON 1101420730 | 24141101 | RALSTON 1101 | 1292.6324 | 0.80338 | 21 | 5.7777e-05 | 2.7513e-06 | 3436 | 26128.0723 | 0.013423 | #N/A | #N/A | #N/A | #N/A | #N/A | 0
8913 | WOOD 0401880795 | 13380401 | WOOD 0401 | 163.9752 | 0.10191 | 6 | 1.6447e-05 | 2.7412e-06 | 3437 | 26128.1742 | 0.013407 | #N/A | #N/A | #N/A | #N/A | #N/A | 0
7811 | VIEJO 2203947314 | 182852203 | VIEJO 2203 | 461.4011 | 0.28676 | 22 | 5.9761e-05 | 2.7164e-06 | 3438 | 26128.461 | 0.013347 | #N/A | #N/A | #N/A | #N/A | #N/A | 0
8336 | OLEMA 110137074 | 42291101 | OLEMA 1101 | 21.9456 | 0.013639 | 6 | 1.628e-05 | 2.7134e-06 | 3439 | 26128.4746 | 0.013331 | #N/A | #N/A | #N/A | #N/A | #N/A | 0
6224 | SAN CARLOS 110479774 | 24181104 | SAN CARLOS 1104 | 1435.8821 | 0.89241 | 24 | 6.4753e-05 | 2.698e-06 | 3440 | 26129.367 | 0.013266 | #N/A | #N/A | #N/A | #N/A | #N/A | 0
2094 | ROB ROY 210512586 | 83692105 | ROB ROY 2105 | 3041.3304 | 1.8902 | 85 | 0.00022925 | 2.697e-06 | 3441 | 26131.2572 | 0.013037 | #N/A | #N/A | #N/A | #N/A | #N/A | 0
8276 | OAKLAND J 1102CR254 | 12091102 | OAKLAND J 1102 | 1687.0283 | 1.0485 | 20 | 5.3882e-05 | 2.6941e-06 | 3442 | 26132.3057 | 0.012983 | #N/A | #N/A | #N/A | #N/A | #N/A | 0
5380 | CASTROVILLE 210436922 | 182352104 | CASTROVILLE 2104 | 0 | 0 | 37 | 9.8808e-05 | 2.6705e-06 | 3443 | 26132.3057 | 0.012884 | #N/A | #N/A | #N/A | #N/A | #N/A | 0
6593 | FOOTHILL 1101798137 | 182951101 | FOOTHILL 1101 | 68.0149 | 0.042272 | 5 | 1.3319e-05 | 2.6637e-06 | 3444 | 26132.348 | 0.012871 | #N/A | #N/A | #N/A | #N/A | #N/A | 0
1687 | BIG MEADOWS 21012016 | 102812101 | BIG MEADOWS 2101 | 150.9724 | 0.09383 | 65 | 0.00017299 | 2.6614e-06 | 3445 | 26132.4418 | 0.012698 | #N/A | #N/A | #N/A | #N/A | #N/A | 0
10145 | GREENBRAE 1104317890 | 43091104 | GREENBRAE 1104 | 125.8315 | 0.078205 | 2 | 5.3133e-06 | 2.6567e-06 | 3446 | 26132.52 | 0.012693 | #N/A | #N/A | #N/A | #N/A | #N/A | 0
3009 | GREENBRAE 1102CB | 43091102 | GREENBRAE 1102 | 0 | 0 | 28 | 7.4348e-05 | 2.6553e-06 | 3447 | 26132.52 | 0.012618 | #N/A | #N/A | #N/A | #N/A | #N/A | 0
9193 | LOS GATOS 1106CB | 82021106 | LOS GATOS 1106 | 164.2523 | 0.10208 | 11 | 2.9161e-05 | 2.651e-06 | 3448 | 26132.6221 | 0.012589 | #N/A | #N/A | #N/A | #N/A | #N/A | 0
6430 | FORT BRAGG A 110465894 | 42761104 | FORT BRAGG A 1104 | 0 | 0 | 12 | 3.1761e-05 | 2.6468e-06 | 3449 | 26132.6221 | 0.012557 | #N/A | #N/A | #N/A | #N/A | #N/A | 0
6292 | RIO DEL MAR 0401931192 | 83260401 | RIO DEL MAR 0401 | 3615.6701 | 2.2472 | 87 | 0.00023026 | 2.6467e-06 | 3450 | 26134.8692 | 0.012327 | #N/A | #N/A | #N/A | #N/A | #N/A | 0
8372 | LAURELES 11122142 | 182371112 | LAURELES 1112 | 151.8851 | 0.094397 | 26 | 6.8383e-05 | 2.6301e-06 | 3451 | 26134.9636 | 0.012259 | #N/A | #N/A | #N/A | #N/A | #N/A | 0
4353 | FLORENCE 0401CB | 12690401 | FLORENCE 0401 | 1041.2537 | 0.64714 | 39 | 0.0001023 | 2.6231e-06 | 3452 | 26135.6108 | 0.012156 | #N/A | #N/A | #N/A | #N/A | #N/A | 0
1560 | SANTA ROSA A 1104CB | 42151104 | SANTA ROSA A 1104 | 369.0017 | 0.22934 | 76 | 0.00019889 | 2.617e-06 | 3453 | 26135.8401 | 0.011958 | #N/A | #N/A | #N/A | #N/A | #N/A | 0
9790 | PAUL SWEET 2109680537 | 83252109 | PAUL SWEET 2109 | 362.7293 | 0.22544 | 9 | 2.3381e-05 | 2.5979e-06 | 3454 | 26136.0656 | 0.011934 | #N/A | #N/A | #N/A | #N/A | #N/A | 0
9764 | PACIFICA 1102512070 | 22811102 | PACIFICA 1102 | 279.6247 | 0.17379 | 5 | 1.293e-05 | 2.586e-06 | 3455 | 26136.2393 | 0.011921 | #N/A | #N/A | #N/A | #N/A | #N/A | 0
2324 | ALTO 1124CB | 42031124 | ALTO 1124 | 2733.348 | 1.6988 | 81 | 0.00020929 | 2.5838e-06 | 3456 | 26137.9381 | 0.011712 | #N/A | #N/A | #N/A | #N/A | #N/A | 0
2547 | CASTRO VALLEY 1102MR204 | 14091102 | CASTRO VALLEY 1102 | 326.5252 | 0.20294 | 46 | 0.00011849 | 2.5759e-06 | 3457 | 26138.1411 | 0.011593 | #N/A | #N/A | #N/A | #N/A | #N/A | 0
885 | EDES 1112CR308 | 13681112 | EDES 1112 | 5168.8003 | 3.2124 | 53 | 0.00013527 | 2.5524e-06 | 3458 | 26141.3535 | 0.011458 | #N/A | #N/A | #N/A | #N/A | #N/A | 0
7145 | HICKS 111512494 | 83431115 | HICKS 1115 | 220.1167 | 0.1368 | 35 | 8.9268e-05 | 2.5505e-06 | 3459 | 26141.4903 | 0.011369 | #N/A | #N/A | #N/A | #N/A | #N/A | 0
970 | CAYUCOS 1102CB | 182551102 | CAYUCOS 1102 | 0 | 0 | 41 | 0.00010442 | 2.5468e-06 | 3460 | 26141.4903 | 0.011265 | #N/A | #N/A | #N/A | #N/A | #N/A | 0
7960 | LOS GATOS 1101206248 | 82021101 | LOS GATOS 1101 | 83.0039 | 0.051587 | 10 | 2.5435e-05 | 2.5435e-06 | 3461 | 26141.5419 | 0.011239 | #N/A | #N/A | #N/A | #N/A | #N/A | 0
2461 | HAMILTON BRANCH 110137436 | 102361101 | HAMILTON BRANCH 1101 | 1208.0743 | 0.75082 | 33 | 8.3735e-05 | 2.5374e-06 | 3462 | 26142.2927 | 0.011155 | #N/A | #N/A | #N/A | #N/A | #N/A | 0
5208 | VIEJO 22029120 | 182852202 | VIEJO 2202 | 2858.0041 | 1.7763 | 112 | 0.00028404 | 2.5361e-06 | 3463 | 26144.069 | 0.010871 | #N/A | #N/A | #N/A | #N/A | #N/A | 0
10027 | PACIFICA 1103398620 | 22811103 | PACIFICA 1103 | 758.0837 | 0.47115 | 7 | 1.7717e-05 | 2.531e-06 | 3464 | 26144.5401 | 0.010854 | #N/A | #N/A | #N/A | #N/A | #N/A | 0
4053 | OAKLAND X 1105184672 | 12541105 | OAKLAND X 1105 | 2666.0437 | 1.657 | 46 | 0.00011617 | 2.5255e-06 | 3465 | 26146.1971 | 0.010737 | #N/A | #N/A | #N/A | #N/A | #N/A | 0
5327 | FAIRVIEW 2207CB | 13432207 | FAIRVIEW 2207 | 387.1496 | 0.24062 | 57 | 0.00014314 | 2.5112e-06 | 3466 | 26146.4377 | 0.010594 | #N/A | #N/A | #N/A | #N/A | #N/A | 0
1098 | VIEJO 22012064 | 182852201 | VIEJO 2201 | 1409.3976 | 0.87595 | 15 | 3.729e-05 | 2.486e-06 | 3467 | 26147.3136 | 0.010557 | #N/A | #N/A | #N/A | #N/A | #N/A | 0
3180 | STAFFORD 110242542 | 43201102 | STAFFORD 1102 | 862.3483 | 0.53595 | 52 | 0.00012818 | 2.465e-06 | 3468 | 26147.8496 | 0.010429 | #N/A | #N/A | #N/A | #N/A | #N/A | 0
4684 | SNEATH LANE 110134438 | 22721101 | SNEATH LANE 1101 | 3709.6211 | 2.3055 | 67 | 0.00016445 | 2.4545e-06 | 3469 | 26150.1551 | 0.010264 | #N/A | #N/A | #N/A | #N/A | #N/A | 0
5609 | BURNEY 110297318 | 103311102 | BURNEY 1102 | 294.9732 | 0.18333 | 18 | 4.4019e-05 | 2.4455e-06 | 3470 | 26150.3385 | 0.01022 | #N/A | #N/A | #N/A | #N/A | #N/A | 0
3808 | HAMILTON BRANCH 11013049 | 102361101 | HAMILTON BRANCH 1101 | 1650.9947 | 1.0261 | 23 | 5.6224e-05 | 2.4445e-06 | 3471 | 26151.3646 | 0.010164 | #N/A | #N/A | #N/A | #N/A | #N/A | 0
10978 | ALTO 1124965060 | 42031124 | ALTO 1124 | 99.6543 | 0.061936 | 1 | 2.4396e-06 | 2.4396e-06 | 3472 | 26151.4265 | 0.010162 | #N/A | #N/A | #N/A | #N/A | #N/A | 0
10767 | SAUSALITO 1102758798 | 42491102 | SAUSALITO 1102 | 53.2652 | 0.033105 | 2 | 4.8318e-06 | 2.4159e-06 | 3473 | 26151.4596 | 0.010157 | #N/A | #N/A | #N/A | #N/A | #N/A | 0
2223 | PAUL SWEET 2109CB | 83252109 | PAUL SWEET 2109 | 20.7388 | 0.012889 | 171 | 0.00040951 | 2.3948e-06 | 3474 | 26151.4725 | 0.0097474 | #N/A | #N/A | #N/A | #N/A | #N/A | 0
4848 | VALLEY VIEW 1103P160 | 14341103 | VALLEY VIEW 1103 | 0 | 0 | 96 | 0.00022785 | 2.3734e-06 | 3475 | 26151.4725 | 0.0095195 | #N/A | #N/A | #N/A | #N/A | #N/A | 0
1157 | MORAGA 1105116034 | 13801105 | MORAGA 1105 | 539.5091 | 0.33531 | 41 | 9.6928e-05 | 2.3641e-06 | 3476 | 26151.8078 | 0.0094226 | 0.0094226 | #N/A | #N/A | #N/A | #N/A | 1
6537 | SNEATH LANE 110275844 | 22721102 | SNEATH LANE 1102 | 272.6844 | 0.16947 | 10 | 2.3271e-05 | 2.3271e-06 | 3477 | 26151.9773 | 0.0093993 | #N/A | #N/A | #N/A | #N/A | #N/A | 0
1692 | SAN CARLOS 11048846 | 24181104 | SAN CARLOS 1104 | 3588.6165 | 2.2303 | 61 | 0.00014163 | 2.3218e-06 | 3478 | 26154.2076 | 0.0092577 | #N/A | #N/A | #N/A | #N/A | #N/A | 0
5922 | SNEATH LANE 1101CB | 22721101 | SNEATH LANE 1101 | 745.3166 | 0.46322 | 19 | 4.3942e-05 | 2.3127e-06 | 3479 | 26154.6708 | 0.0092137 | #N/A | #N/A | #N/A | #N/A | #N/A | 0
3263 | SAN LEANDRO U 1109936988 | 13111109 | SAN LEANDRO U 1109 | 10891.0554 | 6.7688 | 86 | 0.00019824 | 2.3051e-06 | 3480 | 26161.4397 | 0.0090155 | 0.0090155 | #N/A | #N/A | #N/A | #N/A | 1
7536 | WILLITS 11021270 | 42661102 | WILLITS 1102 | 0 | 0 | 21 | 4.8357e-05 | 2.3027e-06 | 3481 | 26161.4397 | 0.0089671 | #N/A | #N/A | #N/A | #N/A | #N/A | 0
2607 | WALDO 0402258792 | 13350402 | WALDO 0402 | 4793.9751 | 2.9795 | 36 | 8.287e-05 | 2.3019e-06 | 3482 | 26164.4191 | 0.0088843 | #N/A | #N/A | #N/A | #N/A | #N/A | 0
2976 | STAFFORD 1101902998 | 43201101 | STAFFORD 1101 | 1732.2882 | 1.0766 | 81 | 0.00018615 | 2.2981e-06 | 3483 | 26165.4958 | 0.0086981 | #N/A | #N/A | #N/A | #N/A | #N/A | 0
28 | RALSTON 110148936 | 24141101 | RALSTON 1101 | 7437.214 | 4.6223 | 86 | 0.00019731 | 2.2943e-06 | 3484 | 26170.118 | 0.0085008 | #N/A | #N/A | #N/A | #N/A | #N/A | 0
6723 | VALLEY VIEW 1106P128 | 14341106 | VALLEY VIEW 1106 | 190.9091 | 0.11865 | 31 | 7.0301e-05 | 2.2678e-06 | 3485 | 26170.2367 | 0.0084305 | #N/A | #N/A | #N/A | #N/A | #N/A | 0
6528 | LAS GALLINAS A 1106206332 | 42991106 | LAS GALLINAS A 1106 | 488.8653 | 0.30383 | 7 | 1.5798e-05 | 2.2569e-06 | 3486 | 26170.5405 | 0.0084147 | #N/A | #N/A | #N/A | #N/A | #N/A | 0
2106 | SPRUCE 0402BR304 | 13340402 | SPRUCE 0402 | 2392.7287 | 1.4871 | 53 | 0.00011921 | 2.2492e-06 | 3487 | 26172.0276 | 0.0082955 | #N/A | #N/A | #N/A | #N/A | #N/A | 0
3661 | LAS GALLINAS A 1106685656 | 42991106 | LAS GALLINAS A 1106 | 1923.4165 | 1.1954 | 43 | 9.5996e-05 | 2.2325e-06 | 3488 | 26173.223 | 0.0081995 | #N/A | #N/A | #N/A | #N/A | #N/A | 0
3471 | LOS GATOS 110160136 | 82021101 | LOS GATOS 1101 | 0 | 0 | 57 | 0.00012684 | 2.2252e-06 | 3489 | 26173.223 | 0.0080727 | #N/A | #N/A | #N/A | #N/A | #N/A | 0
4292 | EMERALD LAKE 04028872 | 24080402 | EMERALD LAKE 0402 | 7244.0552 | 4.5022 | 77 | 0.00016952 | 2.2015e-06 | 3490 | 26177.7252 | 0.0079032 | #N/A | #N/A | #N/A | #N/A | #N/A | 0
1116 | SNEATH LANE 110168070 | 22721101 | SNEATH LANE 1101 | 373.7094 | 0.23226 | 30 | 6.5858e-05 | 2.1953e-06 | 3491 | 26177.9575 | 0.0078373 | #N/A | #N/A | #N/A | #N/A | #N/A | 0
9555 | IGNACIO 1103504941 | 42481103 | IGNACIO 1103 | 663.24 | 0.41221 | 6 | 1.3164e-05 | 2.194e-06 | 3492 | 26178.3697 | 0.0078241 | #N/A | #N/A | #N/A | #N/A | #N/A | 0
4494 | VIEJO 22019704 | 182852201 | VIEJO 2201 | 786.5986 | 0.48887 | 29 | 6.3429e-05 | 2.1872e-06 | 3493 | 26178.8586 | 0.0077607 | #N/A | #N/A | #N/A | #N/A | #N/A | 0
3505 | WOODSIDE 11049030 | 24251104 | WOODSIDE 1104 | 3272.4558 | 2.0338 | 37 | 8.0902e-05 | 2.1865e-06 | 3494 | 26180.8924 | 0.0076798 | #N/A | #N/A | #N/A | #N/A | #N/A | 0
4601 | HATTON 11022070 | 182291102 | HATTON 1102 | 843.4628 | 0.52422 | 26 | 5.6595e-05 | 2.1767e-06 | 3495 | 26181.4166 | 0.0076232 | #N/A | #N/A | #N/A | #N/A | #N/A | 0
10245 | GREENBRAE 1104972264 | 43091104 | GREENBRAE 1104 | 0 | 0 | 4 | 8.6927e-06 | 2.1732e-06 | 3496 | 26181.4166 | 0.0076145 | #N/A | #N/A | #N/A | #N/A | #N/A | 0
6525 | HAMILTON BRANCH 11012082 | 102361101 | HAMILTON BRANCH 1101 | 2445.1965 | 1.5197 | 46 | 9.9139e-05 | 2.1552e-06 | 3497 | 26182.9363 | 0.0075154 | #N/A | #N/A | #N/A | #N/A | #N/A | 0
7268 | HICKS 1116203897 | 83431116 | HICKS 1116 | 367.9073 | 0.22866 | 9 | 1.9358e-05 | 2.1509e-06 | 3498 | 26183.165 | 0.007496 | #N/A | #N/A | #N/A | #N/A | #N/A | 0
5472 | CHESTER 1101656108 | 103181101 | CHESTER 1101 | 838.7097 | 0.52126 | 10 | 2.1478e-05 | 2.1478e-06 | 3499 | 26183.6862 | 0.0074745 | #N/A | #N/A | #N/A | #N/A | #N/A | 0
659 | EL CERRITO G 1112BR196 | 12501112 | EL CERRITO G 1112 | 0 | 0 | 51 | 0.00010848 | 2.127e-06 | 3500 | 26183.6862 | 0.0073661 | #N/A | #N/A | #N/A | #N/A | #N/A | 0
286 | OAKLAND X 1106CB | 12541106 | OAKLAND X 1106 | 5284.9861 | 3.2846 | 136 | 0.00028825 | 2.1195e-06 | 3501 | 26186.9709 | 0.0070778 | #N/A | #N/A | #N/A | #N/A | #N/A | 0
3401 | VIEJO 22029104 | 182852202 | VIEJO 2202 | 9148.567 | 5.6859 | 79 | 0.00016692 | 2.113e-06 | 3502 | 26192.6567 | 0.0069109 | #N/A | #N/A | #N/A | #N/A | #N/A | 0
617 | OAK 0401CB | 12600401 | OAK 0401 | 5585.5806 | 3.4715 | 68 | 0.00014192 | 2.0871e-06 | 3503 | 26196.1282 | 0.006769 | #N/A | #N/A | #N/A | #N/A | #N/A | 0
5991 | VIEJO 22019698 | 182852201 | VIEJO 2201 | 929.6624 | 0.57779 | 10 | 2.0607e-05 | 2.0607e-06 | 3504 | 26196.706 | 0.0067484 | #N/A | #N/A | #N/A | #N/A | #N/A | 0
2044 | SPRUCE 0401BR316 | 13340401 | SPRUCE 0401 | 6608.6922 | 4.1073 | 56 | 0.00011529 | 2.0588e-06 | 3505 | 26200.8133 | 0.0066331 | #N/A | #N/A | #N/A | #N/A | #N/A | 0
7179 | EL CERRITO G 111257953 | 12501112 | EL CERRITO G 1112 | 353.2769 | 0.21956 | 11 | 2.2566e-05 | 2.0515e-06 | 3506 | 26201.0329 | 0.0066105 | #N/A | #N/A | #N/A | #N/A | #N/A | 0
5036 | FRANKLIN 1104CB | 13921104 | FRANKLIN 1104 | 466.2641 | 0.28979 | 63 | 0.00012831 | 2.0367e-06 | 3507 | 26201.3227 | 0.0064822 | #N/A | #N/A | #N/A | #N/A | #N/A | 0
6325 | LOS GATOS 1108CB | 82021108 | LOS GATOS 1108 | 0 | 0 | 15 | 3.0501e-05 | 2.0334e-06 | 3508 | 26201.3227 | 0.0064517 | #N/A | #N/A | #N/A | #N/A | #N/A | 0
6874 | LOS GATOS 1102CB | 82021102 | LOS GATOS 1102 | 0 | 0 | 70 | 0.00014108 | 2.0154e-06 | 3509 | 26201.3227 | 0.0063106 | #N/A | #N/A | #N/A | #N/A | #N/A | 0
1424 | PACIFICA 1103CB | 22811103 | PACIFICA 1103 | 109.5296 | 0.068073 | 62 | 0.00012428 | 2.0046e-06 | 3510 | 26201.3907 | 0.0061863 | #N/A | #N/A | #N/A | #N/A | #N/A | 0
10000 | ALTO 1125781759 | 42031125 | ALTO 1125 | 210.4887 | 0.13082 | 4 | 8.0105e-06 | 2.0026e-06 | 3511 | 26201.5216 | 0.0061783 | #N/A | #N/A | #N/A | #N/A | #N/A | 0
254 | HICKS 1116CB | 83431116 | HICKS 1116 | 336.1648 | 0.20893 | 165 | 0.00032262 | 1.9553e-06 | 3512 | 26201.7305 | 0.0058557 | #N/A | #N/A | #N/A | #N/A | #N/A | 0
1238 | STAFFORD 11021019 | 43201102 | STAFFORD 1102 | 432.0709 | 0.26853 | 10 | 1.946e-05 | 1.946e-06 | 3513 | 26201.999 | 0.0058362 | #N/A | #N/A | #N/A | #N/A | #N/A | 0
10590 | CHESTER 1102546744 | 103181102 | CHESTER 1102 | 428.8696 | 0.26654 | 7 | 1.3538e-05 | 1.934e-06 | 3514 | 26202.2656 | 0.0058227 | #N/A | #N/A | #N/A | #N/A | #N/A | 0
6891 | ALTO 1124994213 | 42031124 | ALTO 1124 | 198.7798 | 0.12354 | 8 | 1.5241e-05 | 1.9051e-06 | 3515 | 26202.3891 | 0.0058075 | #N/A | #N/A | #N/A | #N/A | #N/A | 0
9434 | BERKELEY F 1105849701 | 12061105 | BERKELEY F 1105 | 213.7724 | 0.13286 | 2 | 3.7788e-06 | 1.8894e-06 | 3516 | 26202.522 | 0.0058037 | #N/A | #N/A | #N/A | #N/A | #N/A | 0
6092 | VIEJO 22049540 | 182852204 | VIEJO 2204 | 2319.7097 | 1.4417 | 32 | 6.0431e-05 | 1.8885e-06 | 3517 | 26203.9637 | 0.0057433 | #N/A | #N/A | #N/A | #N/A | #N/A | 0
9394 | ALTO 1124884949 | 42031124 | ALTO 1124 | 312.7335 | 0.19437 | 5 | 9.3841e-06 | 1.8768e-06 | 3518 | 26204.1581 | 0.0057339 | #N/A | #N/A | #N/A | #N/A | #N/A | 0
8014 | WALDO 0401965216 | 13350401 | WALDO 0401 | 2642.7419 | 1.6425 | 21 | 3.9227e-05 | 1.868e-06 | 3519 | 26205.8005 | 0.0056946 | #N/A | #N/A | #N/A | #N/A | #N/A | 0
4883 | LAS PULGAS 0401104588 | 24120401 | LAS PULGAS 0401 | 581.4114 | 0.36135 | 11 | 2.0518e-05 | 1.8653e-06 | 3520 | 26206.1619 | 0.0056741 | #N/A | #N/A | #N/A | #N/A | #N/A | 0
8033 | MORAGA 110531512 | 13801105 | MORAGA 1105 | 0 | 0 | 29 | 5.3819e-05 | 1.8558e-06 | 3521 | 26206.1619 | 0.0056203 | #N/A | #N/A | #N/A | #N/A | #N/A | 0
4423 | SAN RAFAEL 1105344 | 42011105 | SAN RAFAEL 1105 | 1314.7551 | 0.81713 | 97 | 0.00017996 | 1.8552e-06 | 3522 | 26206.979 | 0.0054403 | #N/A | #N/A | #N/A | #N/A | #N/A | 0
3011 | PERRY 1101W52 | 183071101 | PERRY 1101 | 5033.3373 | 3.1282 | 51 | 9.4548e-05 | 1.8539e-06 | 3523 | 26210.1072 | 0.0053458 | #N/A | #N/A | #N/A | #N/A | #N/A | 0
2767 | EL CERRITO G 1112BR180 | 12501112 | EL CERRITO G 1112 | 675.0712 | 0.41956 | 25 | 4.6282e-05 | 1.8513e-06 | 3524 | 26210.5268 | 0.0052995 | #N/A | #N/A | #N/A | #N/A | #N/A | 0
7505 | EDES 1112CR306 | 13681112 | EDES 1112 | 1619.5833 | 1.0066 | 16 | 2.9404e-05 | 1.8377e-06 | 3525 | 26211.5334 | 0.0052701 | 0.0052701 | #N/A | #N/A | #N/A | #N/A | 1
349 | ALHAMBRA 1102CB | 14101102 | ALHAMBRA 1102 | 431.1151 | 0.26794 | 75 | 0.00013376 | 1.7835e-06 | 3526 | 26211.8013 | 0.0051363 | #N/A | #N/A | #N/A | #N/A | #N/A | 0
5900 | CHESTER 1102CB | 103181102 | CHESTER 1102 | 40.2966 | 0.025045 | 38 | 6.751e-05 | 1.7766e-06 | 3527 | 26211.8264 | 0.0050688 | #N/A | #N/A | #N/A | #N/A | #N/A | 0
6024 | WOODSIDE 11028862 | 24251102 | WOODSIDE 1102 | 0 | 0 | 38 | 6.7125e-05 | 1.7665e-06 | 3528 | 26211.8264 | 0.0050017 | #N/A | #N/A | #N/A | #N/A | #N/A | 0
4122 | BURNEY 110257046 | 103311102 | BURNEY 1102 | 48.9091 | 0.030397 | 12 | 2.1104e-05 | 1.7587e-06 | 3529 | 26211.8568 | 0.0049806 | #N/A | #N/A | #N/A | #N/A | #N/A | 0
2110 | CASTRO VALLEY 1108MR205 | 14091108 | CASTRO VALLEY 1108 | 0 | 0 | 73 | 0.00012759 | 1.7478e-06 | 3530 | 26211.8568 | 0.004853 | #N/A | #N/A | #N/A | #N/A | #N/A | 0
2448 | VIEJO 22029112 | 182852202 | VIEJO 2202 | 1359.4094 | 0.84488 | 43 | 7.4909e-05 | 1.7421e-06 | 3531 | 26212.7016 | 0.0047781 | #N/A | #N/A | #N/A | #N/A | #N/A | 0
8885 | EL CERRITO G 1110BR236 | 12501110 | EL CERRITO G 1110 | 819.8964 | 0.50957 | 7 | 1.2161e-05 | 1.7373e-06 | 3532 | 26213.2112 | 0.004766 | #N/A | #N/A | #N/A | #N/A | #N/A | 0
7598 | ALTO 1123820379 | 42031123 | ALTO 1123 | 245.2911 | 0.15245 | 2 | 3.4724e-06 | 1.7362e-06 | 3533 | 26213.3637 | 0.0047625 | #N/A | #N/A | #N/A | #N/A | #N/A | 0
1294 | VIEJO 2203573610 | 182852203 | VIEJO 2203 | 0 | 0 | 41 | 7.0764e-05 | 1.7259e-06 | 3534 | 26213.3637 | 0.0046917 | #N/A | #N/A | #N/A | #N/A | #N/A | 0
2844 | SAN CARLOS 11039148 | 24181103 | SAN CARLOS 1103 | 0 | 0 | 51 | 8.7791e-05 | 1.7214e-06 | 3535 | 26213.3637 | 0.0046039 | #N/A | #N/A | #N/A | #N/A | #N/A | 0
469 | VIEJO 22039094 | 182852203 | VIEJO 2203 | 160.2742 | 0.099611 | 32 | 5.4823e-05 | 1.7132e-06 | 3536 | 26213.4633 | 0.0045491 | #N/A | #N/A | #N/A | #N/A | #N/A | 0
7298 | VIEJO 22032634 | 182852203 | VIEJO 2203 | 0 | 0 | 23 | 3.8458e-05 | 1.6721e-06 | 3537 | 26213.4633 | 0.0045106 | #N/A | #N/A | #N/A | #N/A | #N/A | 0
8157 | OAKLAND J 1105CR150 | 12091105 | OAKLAND J 1105 | 348.5421 | 0.21662 | 6 | 1.0002e-05 | 1.667e-06 | 3538 | 26213.6799 | 0.0045006 | 0.0045006 | #N/A | #N/A | #N/A | #N/A | 1
7733 | FORT BRAGG A 1103CB | 42761103 | FORT BRAGG A 1103 | 151.4693 | 0.094139 | 40 | 6.6534e-05 | 1.6633e-06 | 3539 | 26213.774 | 0.0044341 | #N/A | #N/A | #N/A | #N/A | #N/A | 0
9029 | MORGAN HILL 2105375239 | 83242105 | MORGAN HILL 2105 | 145.1624 | 0.090219 | 4 | 6.5821e-06 | 1.6455e-06 | 3540 | 26213.8642 | 0.0044275 | #N/A | #N/A | #N/A | #N/A | #N/A | 0
9198 | MORGAN HILL 2105345099 | 83242105 | MORGAN HILL 2105 | 293.3262 | 0.1823 | 5 | 8.156e-06 | 1.6312e-06 | 3541 | 26214.0465 | 0.0044194 | #N/A | #N/A | #N/A | #N/A | #N/A | 0
8274 | SALT SPRINGS 21013116 | 163692101 | SALT SPRINGS 2101 | 1250.9687 | 0.77748 | 10 | 1.6267e-05 | 1.6267e-06 | 3542 | 26214.824 | 0.0044031 | 0.0044031 | #N/A | #N/A | #N/A | #N/A | 1
1788 | BERKELEY F 0402502466 | 12060402 | BERKELEY F 0402 | 226.0238 | 0.14047 | 10 | 1.6151e-05 | 1.6151e-06 | 3543 | 26214.9645 | 0.004387 | #N/A | #N/A | #N/A | #N/A | #N/A | 0
2459 | BERKELEY F 1105CB | 12061105 | BERKELEY F 1105 | 1669.1452 | 1.0374 | 103 | 0.00016514 | 1.6033e-06 | 3544 | 26216.0019 | 0.0042218 | #N/A | #N/A | #N/A | #N/A | #N/A | 0
179 | EL CERRITO G 1108BR346 | 12501108 | EL CERRITO G 1108 | 0 | 0 | 102 | 0.00016212 | 1.5894e-06 | 3545 | 26216.0019 | 0.0040597 | #N/A | #N/A | #N/A | #N/A | #N/A | 0
1332 | HOLLYWOOD 0401CB | 13170401 | HOLLYWOOD 0401 | 4604.9325 | 2.862 | 70 | 0.00010933 | 1.5619e-06 | 3546 | 26218.8639 | 0.0039504 | #N/A | #N/A | #N/A | #N/A | #N/A | 0
6502 | ESTUDILLO 0401850884 | 13480401 | ESTUDILLO 0401 | 1368.1711 | 0.85032 | 19 | 2.9549e-05 | 1.5552e-06 | 3547 | 26219.7142 | 0.0039208 | #N/A | #N/A | #N/A | #N/A | #N/A | 0
1386 | PACIFICA 1103915474 | 22811103 | PACIFICA 1103 | 697.4237 | 0.43345 | 98 | 0.00014771 | 1.5073e-06 | 3548 | 26220.1476 | 0.0037731 | #N/A | #N/A | #N/A | #N/A | #N/A | 0
1210 | COTATI 110283200 | 42271102 | COTATI 1102 | 0 | 0 | 48 | 7.0606e-05 | 1.471e-06 | 3549 | 26220.1476 | 0.0037025 | #N/A | #N/A | #N/A | #N/A | #N/A | 0
7453 | SNEATH LANE 110748338 | 22721107 | SNEATH LANE 1107 | 181.1517 | 0.11259 | 17 | 2.4768e-05 | 1.4569e-06 | 3550 | 26220.2602 | 0.0036777 | #N/A | #N/A | #N/A | #N/A | #N/A | 0
4821 | RALSTON 11029126 | 24141102 | RALSTON 1102 | 1621.4045 | 1.0077 | 25 | 3.5823e-05 | 1.4329e-06 | 3551 | 26221.2679 | 0.0036419 | #N/A | #N/A | #N/A | #N/A | #N/A | 0
7237 | PACIFIC GROVE 04222614 | 182440422 | PACIFIC GROVE 0422 | 1037.2147 | 0.64463 | 28 | 4.0087e-05 | 1.4317e-06 | 3552 | 26221.9126 | 0.0036018 | #N/A | #N/A | #N/A | #N/A | #N/A | 0
1100 | DEL MONTE 210386496 | 182222103 | DEL MONTE 2103 | 1600.54 | 0.99474 | 94 | 0.00013413 | 1.4269e-06 | 3553 | 26222.9073 | 0.0034677 | #N/A | #N/A | #N/A | #N/A | #N/A | 0
8851 | SAN CARLOS 1103888954 | 24181103 | SAN CARLOS 1103 | 0 | 0 | 6 | 8.4914e-06 | 1.4152e-06 | 3554 | 26222.9073 | 0.0034592 | #N/A | #N/A | #N/A | #N/A | #N/A | 0
2645 | OAKLAND J 1106CR164 | 12091106 | OAKLAND J 1106 | 2405.3877 | 1.495 | 85 | 0.00011967 | 1.4079e-06 | 3555 | 26224.4023 | 0.0033395 | #N/A | #N/A | #N/A | #N/A | #N/A | 0
7417 | EL CERRITO G 1112209865 | 12501112 | EL CERRITO G 1112 | 423.0102 | 0.2629 | 11 | 1.5482e-05 | 1.4074e-06 | 3556 | 26224.6652 | 0.003324 | #N/A | #N/A | #N/A | #N/A | #N/A | 0
45 | OAKLAND J 1105153228 | 12091105 | OAKLAND J 1105 | 463.496 | 0.28806 | 54 | 7.5821e-05 | 1.4041e-06 | 3557 | 26224.9532 | 0.0032482 | #N/A | #N/A | #N/A | #N/A | #N/A | 0
8437 | SWIFT 2109XR300 | 83392109 | SWIFT 2109 | 526.7556 | 0.32738 | 14 | 1.9531e-05 | 1.3951e-06 | 3558 | 26225.2806 | 0.0032287 | #N/A | #N/A | #N/A | #N/A | #N/A | 0
10517 | EL CERRITO G 1110173396 | 12501110 | EL CERRITO G 1110 | 265.7346 | 0.16516 | 3 | 4.1666e-06 | 1.3889e-06 | 3559 | 26225.4458 | 0.0032245 | #N/A | #N/A | #N/A | #N/A | #N/A | 0
9170 | SAN CARLOS 1103313472 | 24181103 | SAN CARLOS 1103 | 43.1608 | 0.026825 | 9 | 1.2158e-05 | 1.3509e-06 | 3560 | 26225.4726 | 0.0032124 | #N/A | #N/A | #N/A | #N/A | #N/A | 0
9880 | IGNACIO 1103151462 | 42481103 | IGNACIO 1103 | 247.7748 | 0.15399 | 3 | 4.025e-06 | 1.3417e-06 | 3561 | 26225.6266 | 0.0032083 | #N/A | #N/A | #N/A | #N/A | #N/A | 0
8103 | WOODSIDE 1102472928 | 24251102 | WOODSIDE 1102 | 124.8253 | 0.077579 | 14 | 1.8663e-05 | 1.3331e-06 | 3562 | 26225.7042 | 0.0031897 | #N/A | #N/A | #N/A | #N/A | #N/A | 0
657 | OAKLAND J 1102CR252 | 12091102 | OAKLAND J 1102 | 1765.2604 | 1.0971 | 92 | 0.0001213 | 1.3184e-06 | 3563 | 26226.8013 | 0.0030684 | #N/A | #N/A | #N/A | #N/A | #N/A | 0
146 | CASTRO VALLEY 1110MR379 | 14091110 | CASTRO VALLEY 1110 | 1749.5827 | 1.0874 | 22 | 2.8794e-05 | 1.3088e-06 | 3564 | 26227.8887 | 0.0030396 | #N/A | #N/A | #N/A | #N/A | #N/A | 0
9441 | MORRO BAY 11013487 | 183011101 | MORRO BAY 1101 | 0 | 0 | 20 | 2.5244e-05 | 1.2622e-06 | 3565 | 26227.8887 | 0.0030143 | #N/A | #N/A | #N/A | #N/A | #N/A | 0
5751 | FORT BRAGG A 1104CB | 42761104 | FORT BRAGG A 1104 | 118.7443 | 0.0738 | 41 | 5.1642e-05 | 1.2596e-06 | 3566 | 26227.9625 | 0.0029627 | #N/A | #N/A | #N/A | #N/A | #N/A | 0
8075 | ALTO 1124246034 | 42031124 | ALTO 1124 | 202.2758 | 0.12572 | 4 | 5.0314e-06 | 1.2578e-06 | 3567 | 26228.0882 | 0.0029577 | #N/A | #N/A | #N/A | #N/A | #N/A | 0
447 | OCEANO 1105V44 | 182601105 | OCEANO 1105 | 1259.7645 | 0.78295 | 17 | 2.1378e-05 | 1.2575e-06 | 3568 | 26228.8711 | 0.0029363 | #N/A | #N/A | #N/A | #N/A | #N/A | 0
3262 | OAKLAND J 1106CR330 | 12091106 | OAKLAND J 1106 | 1155.5838 | 0.7182 | 31 | 3.8635e-05 | 1.2463e-06 | 3569 | 26229.5893 | 0.0028977 | #N/A | #N/A | #N/A | #N/A | #N/A | 0
650 | OAKLAND J 1116CR328 | 12091116 | OAKLAND J 1116 | 956.1241 | 0.59424 | 68 | 8.4712e-05 | 1.2458e-06 | 3570 | 26230.1836 | 0.0028129 | #N/A | #N/A | #N/A | #N/A | #N/A | 0
4530 | VIEJO 220285904 | 182852202 | VIEJO 2202 | 1684.9898 | 1.0472 | 24 | 2.9864e-05 | 1.2443e-06 | 3571 | 26231.2308 | 0.0027831 | #N/A | #N/A | #N/A | #N/A | #N/A | 0
4873 | ALHAMBRA 110213333 | 14101102 | ALHAMBRA 1102 | 70.7861 | 0.043994 | 4 | 4.9594e-06 | 1.2398e-06 | 3572 | 26231.2748 | 0.0027781 | #N/A | #N/A | #N/A | #N/A | #N/A | 0
5686 | MORRO BAY 1102V80 | 183011102 | MORRO BAY 1102 | 222.7519 | 0.13844 | 28 | 3.3939e-05 | 1.2121e-06 | 3573 | 26231.4132 | 0.0027442 | #N/A | #N/A | #N/A | #N/A | #N/A | 0
495 | BELMONT 11109090 | 24031110 | BELMONT 1110 | 0 | 0 | 38 | 4.5748e-05 | 1.2039e-06 | 3574 | 26231.4132 | 0.0026984 | #N/A | #N/A | #N/A | #N/A | #N/A | 0
1032 | ALTO 1123CB | 42031123 | ALTO 1123 | 893.6462 | 0.5554 | 84 | 9.7839e-05 | 1.1648e-06 | 3575 | 26231.9686 | 0.0026006 | #N/A | #N/A | #N/A | #N/A | #N/A | 0
4356 | BELMONT 11038956 | 24031103 | BELMONT 1103 | 474.6132 | 0.29497 | 18 | 2.0752e-05 | 1.1529e-06 | 3576 | 26232.2636 | 0.0025798 | #N/A | #N/A | #N/A | #N/A | #N/A | 0
3862 | GREENBRAE 1104751 | 43091104 | GREENBRAE 1104 | 264.612 | 0.16446 | 31 | 3.5714e-05 | 1.1521e-06 | 3577 | 26232.4281 | 0.0025441 | #N/A | #N/A | #N/A | #N/A | #N/A | 0
3522 | CHESTER 1101CB | 103181101 | CHESTER 1101 | 128.9588 | 0.080148 | 69 | 7.9023e-05 | 1.1453e-06 | 3578 | 26232.5082 | 0.0024651 | #N/A | #N/A | #N/A | #N/A | #N/A | 0
1797 | BERKELEY F 1103BR110 | 12061103 | BERKELEY F 1103 | 0 | 0 | 45 | 5.1365e-05 | 1.1415e-06 | 3579 | 26232.5082 | 0.0024137 | #N/A | #N/A | #N/A | #N/A | #N/A | 0
3950 | MONTEREY 04022644 | 182090402 | MONTEREY 0402 | 1828.1218 | 1.1362 | 23 | 2.6115e-05 | 1.1355e-06 | 3580 | 26233.6444 | 0.0023876 | #N/A | #N/A | #N/A | #N/A | #N/A | 0
3110 | KIRKER 2104CB | 14452104 | KIRKER 2104 | 74.5132 | 0.04631 | 140 | 0.0001576 | 1.1257e-06 | 3581 | 26233.6907 | 0.00223 | #N/A | #N/A | #N/A | #N/A | #N/A | 0
973 | DEL MONTE 110138582 | 182221101 | DEL MONTE 1101 | 853.8778 | 0.53069 | 53 | 5.9598e-05 | 1.1245e-06 | 3582 | 26234.2214 | 0.0021704 | #N/A | #N/A | #N/A | #N/A | #N/A | 0
72 | PACIFICA 11026783 | 22811102 | PACIFICA 1102 | 0 | 0 | 50 | 5.6147e-05 | 1.1229e-06 | 3583 | 26234.2214 | 0.0021143 | #N/A | #N/A | #N/A | #N/A | #N/A | 0
6129 | PERRY 1101W12 | 183071101 | PERRY 1101 | 6046.1264 | 3.7577 | 70 | 7.5829e-05 | 1.0833e-06 | 3584 | 26237.9791 | 0.0020385 | #N/A | #N/A | #N/A | #N/A | #N/A | 0
3828 | ALTO 1120500 | 42031120 | ALTO 1120 | 426.2211 | 0.2649 | 39 | 4.203e-05 | 1.0777e-06 | 3585 | 26238.244 | 0.0019964 | 0.0019964 | #N/A | #N/A | #N/A | #N/A | 1
2036 | SAN LEANDRO U 1114MR218 | 13111114 | SAN LEANDRO U 1114 | 10386.8132 | 6.4554 | 134 | 0.00014329 | 1.0693e-06 | 3586 | 26244.6994 | 0.0018531 | #N/A | #N/A | #N/A | #N/A | #N/A | 0
66 | OAKLAND X 1105CB | 12541105 | OAKLAND X 1105 | 1675.1277 | 1.0411 | 153 | 0.00016184 | 1.0578e-06 | 3587 | 26245.7405 | 0.0016913 | #N/A | #N/A | #N/A | #N/A | #N/A | 0
3740 | BERKELEY F 0402CB | 12060402 | BERKELEY F 0402 | 47.0231 | 0.029225 | 21 | 2.2159e-05 | 1.0552e-06 | 3588 | 26245.7698 | 0.0016691 | #N/A | #N/A | #N/A | #N/A | #N/A | 0
2665 | VALLEY VIEW 1105P190 | 14341105 | VALLEY VIEW 1105 | 0 | 0 | 28 | 2.951e-05 | 1.0539e-06 | 3589 | 26245.7698 | 0.0016396 | #N/A | #N/A | #N/A | #N/A | #N/A | 0
62 | BAY MEADOWS 2102CB | 24012102 | BAY MEADOWS 2102 | 159.3502 | 0.099037 | 95 | 9.8546e-05 | 1.0373e-06 | 3590 | 26245.8688 | 0.0015411 | #N/A | #N/A | #N/A | #N/A | #N/A | 0
3225 | VALLEY VIEW 1105CB | 14341105 | VALLEY VIEW 1105 | 0 | 0 | 59 | 5.9995e-05 | 1.0169e-06 | 3591 | 26245.8688 | 0.0014811 | #N/A | #N/A | #N/A | #N/A | #N/A | 0
1682 | OAKLAND J 1118CR198 | 12091118 | OAKLAND J 1118 | 515.4771 | 0.32037 | 70 | 7.0418e-05 | 1.006e-06 | 3592 | 26246.1892 | 0.0014107 | #N/A | #N/A | #N/A | #N/A | #N/A | 0
6551 | EL CERRITO G 1111760530 | 12501111 | EL CERRITO G 1111 | 342.5788 | 0.21291 | 13 | 1.2511e-05 | 9.624e-07 | 3593 | 26246.4021 | 0.0013982 | #N/A | #N/A | #N/A | #N/A | #N/A | 0
838 | MORRO BAY 1102W22 | 183011102 | MORRO BAY 1102 | 4174.2289 | 2.5943 | 85 | 8.1495e-05 | 9.5877e-07 | 3594 | 26248.9964 | 0.0013167 | #N/A | #N/A | #N/A | #N/A | #N/A | 0
2660 | CASTRO VALLEY 1105MR201 | 14091105 | CASTRO VALLEY 1105 | 2014.3888 | 1.252 | 112 | 0.00010718 | 9.5698e-07 | 3595 | 26250.2483 | 0.0012095 | #N/A | #N/A | #N/A | #N/A | #N/A | 0
6961 | SAUSALITO 11021224 | 42491102 | SAUSALITO 1102 | 17.2769 | 0.010738 | 29 | 2.7124e-05 | 9.3531e-07 | 3596 | 26250.2591 | 0.0011824 | #N/A | #N/A | #N/A | #N/A | #N/A | 0
2515 | EL CERRITO G 1113CB | 12501113 | EL CERRITO G 1113 | 158.1749 | 0.098306 | 63 | 5.7843e-05 | 9.1814e-07 | 3597 | 26250.3574 | 0.0011245 | #N/A | #N/A | #N/A | #N/A | #N/A | 0
3037 | EL CERRITO G 1108CB | 12501108 | EL CERRITO G 1108 | 4.3429 | 0.0026991 | 99 | 8.9911e-05 | 9.0819e-07 | 3598 | 26250.3601 | 0.0010346 | #N/A | #N/A | #N/A | #N/A | #N/A | 0
2758 | VALLEY VIEW 1105P124 | 14341105 | VALLEY VIEW 1105 | 0 | 0 | 43 | 3.8877e-05 | 9.0411e-07 | 3599 | 26250.3601 | 0.00099572 | #N/A | #N/A | #N/A | #N/A | #N/A | 0
3672 | EDES 1112CB | 13681112 | EDES 1112 | 70.4619 | 0.043792 | 16 | 1.4384e-05 | 8.9903e-07 | 3600 | 26250.4039 | 0.00098134 | #N/A | #N/A | #N/A | #N/A | #N/A | 0
2376 | VIEJO 22049110 | 182852204 | VIEJO 2204 | 472.9116 | 0.29392 | 58 | 5.0966e-05 | 8.7872e-07 | 3601 | 26250.6978 | 0.00093037 | #N/A | #N/A | #N/A | #N/A | #N/A | 0
552 | ALTO 112088190 | 42031120 | ALTO 1120 | 163.0348 | 0.10133 | 34 | 2.9159e-05 | 8.5763e-07 | 3602 | 26250.7991 | 0.00090121 | #N/A | #N/A | #N/A | #N/A | #N/A | 0
5498 | VIEJO 22049440 | 182852204 | VIEJO 2204 | 123.7395 | 0.076905 | 55 | 4.6991e-05 | 8.5438e-07 | 3603 | 26250.876 | 0.00085422 | #N/A | #N/A | #N/A | #N/A | #N/A | 0
10858 | SOLEDAD 2101125484 | 182052101 | SOLEDAD 2101 | 1202.5462 | 0.74739 | 4 | 3.3971e-06 | 8.4928e-07 | 3604 | 26251.6234 | 0.00085082 | #N/A | #N/A | #N/A | #N/A | #N/A | 0
10655 | OCEANO 1104793774 | 182601104 | OCEANO 1104 | 111.8888 | 0.069539 | 3 | 2.52e-06 | 8.3998e-07 | 3605 | 26251.6929 | 0.0008483 | #N/A | #N/A | #N/A | #N/A | #N/A | 0
4160 | EL CERRITO G 1110CB | 12501110 | EL CERRITO G 1110 | 423.1153 | 0.26297 | 35 | 2.8819e-05 | 8.2339e-07 | 3606 | 26251.9559 | 0.00081949 | #N/A | #N/A | #N/A | #N/A | #N/A | 0
5087 | EDES 1112714759 | 13681112 | EDES 1112 | 361.9191 | 0.22493 | 11 | 8.9178e-06 | 8.1071e-07 | 3607 | 26252.1808 | 0.00081057 | #N/A | #N/A | #N/A | #N/A | #N/A | 0
2691 | BOSTON 0401CR242 | 13320401 | BOSTON 0401 | 499.489 | 0.31043 | 59 | 4.7517e-05 | 8.0537e-07 | 3608 | 26252.4913 | 0.00076305 | #N/A | #N/A | #N/A | #N/A | #N/A | 0
425 | CASTRO VALLEY 1105MR236 | 14091105 | CASTRO VALLEY 1105 | 2212.8784 | 1.3753 | 112 | 8.9816e-05 | 8.0193e-07 | 3609 | 26253.8666 | 0.00067323 | #N/A | #N/A | #N/A | #N/A | #N/A | 0
5569 | MORRO BAY 1101CB | 183011101 | MORRO BAY 1101 | 0 | 0 | 28 | 2.2429e-05 | 8.0102e-07 | 3610 | 26253.8666 | 0.00065081 | #N/A | #N/A | #N/A | #N/A | #N/A | 0
513 | OAKLAND J 1116CB | 12091116 | OAKLAND J 1116 | 0 | 0 | 253 | 0.00019978 | 7.8965e-07 | 3611 | 26253.8666 | 0.00045102 | #N/A | #N/A | #N/A | #N/A | #N/A | 0
4433 | MONTEREY 04012642 | 182090401 | MONTEREY 0401 | 0 | 0 | 28 | 2.2062e-05 | 7.8793e-07 | 3612 | 26253.8666 | 0.00042896 | #N/A | #N/A | #N/A | #N/A | #N/A | 0
1060 | SAN LEANDRO U 1114MR545 | 13111114 | SAN LEANDRO U 1114 | 3496.0754 | 2.1728 | 66 | 5.0766e-05 | 7.6919e-07 | 3613 | 26256.0394 | 0.0003782 | #N/A | #N/A | #N/A | #N/A | #N/A | 0
8159 | SAN LUIS OBISPO 1103191498 | 182631103 | SAN LUIS OBISPO 1103 | 189.8568 | 0.118 | 2 | 1.4559e-06 | 7.2794e-07 | 3614 | 26256.1574 | 0.00037674 | #N/A | #N/A | #N/A | #N/A | #N/A | 0
749 | WALDO 0401CB | 13350401 | WALDO 0401 | 0 | 0 | 56 | 3.8386e-05 | 6.8547e-07 | 3615 | 26256.1574 | 0.00033835 | #N/A | #N/A | #N/A | #N/A | #N/A | 0
8960 | OCEANO 1104337754 | 182601104 | OCEANO 1104 | 97.7177 | 0.060732 | 3 | 1.8316e-06 | 6.1054e-07 | 3616 | 26256.2181 | 0.00033652 | #N/A | #N/A | #N/A | #N/A | #N/A | 0
11035 | SOLEDAD 2101404754 | 182052101 | SOLEDAD 2101 | 1388.0334 | 0.86267 | 2 | 1.141e-06 | 5.7048e-07 | 3617 | 26257.0808 | 0.00033538 | #N/A | #N/A | #N/A | #N/A | #N/A | 0
2616 | DEL MONTE 21029060 | 182222102 | DEL MONTE 2102 | 1524.9134 | 0.94774 | 98 | 5.4254e-05 | 5.5361e-07 | 3618 | 26258.0285 | 0.00028113 | #N/A | #N/A | #N/A | #N/A | #N/A | 0
3316 | SAN LEANDRO U 1114501762 | 13111114 | SAN LEANDRO U 1114 | 775.0508 | 0.4817 | 23 | 1.2672e-05 | 5.5098e-07 | 3619 | 26258.5102 | 0.00026845 | #N/A | #N/A | #N/A | #N/A | #N/A | 0
9297 | PACIFICA 1102934870 | 22811102 | PACIFICA 1102 | 147.5524 | 0.091704 | 7 | 3.8472e-06 | 5.496e-07 | 3620 | 26258.602 | 0.00026461 | #N/A | #N/A | #N/A | #N/A | #N/A | 0
7940 | SAN LEANDRO U 1109CR284 | 13111109 | SAN LEANDRO U 1109 | 1235.8311 | 0.76807 | 14 | 7.191e-06 | 5.1364e-07 | 3621 | 26259.37 | 0.00025742 | #N/A | #N/A | #N/A | #N/A | #N/A | 0
3930 | SAN LEANDRO U 1109CR002 | 13111109 | SAN LEANDRO U 1109 | 269.8408 | 0.16771 | 16 | 8.2173e-06 | 5.1358e-07 | 3622 | 26259.5377 | 0.0002492 | #N/A | #N/A | #N/A | #N/A | #N/A | 0
5801 | BELMONT 1110330790 | 24031110 | BELMONT 1110 | 199.5624 | 0.12403 | 8 | 4.0799e-06 | 5.0999e-07 | 3623 | 26259.6618 | 0.00024512 | #N/A | #N/A | #N/A | #N/A | #N/A | 0
915 | WALDO 0402CB | 13350402 | WALDO 0402 | 0 | 0 | 27 | 1.3673e-05 | 5.064e-07 | 3624 | 26259.6618 | 0.00023145 | #N/A | #N/A | #N/A | #N/A | #N/A | 0
472 | BANCROFT 0401CB | 13030401 | BANCROFT 0401 | 69.3073 | 0.043075 | 103 | 5.1467e-05 | 4.9968e-07 | 3625 | 26259.7048 | 0.00017998 | #N/A | #N/A | #N/A | #N/A | #N/A | 0
4940 | BERKELEY T 0404CB | 12660404 | BERKELEY T 0404 | 0 | 0 | 20 | 9.8213e-06 | 4.9106e-07 | 3626 | 26259.7048 | 0.00017016 | #N/A | #N/A | #N/A | #N/A | #N/A | 0
206 | PACIFICA 110252715 | 22811102 | PACIFICA 1102 | 0 | 0 | 60 | 2.8824e-05 | 4.8039e-07 | 3627 | 26259.7048 | 0.00014133 | #N/A | #N/A | #N/A | #N/A | #N/A | 0
4875 | OCEANO 1105V48 | 182601105 | OCEANO 1105 | 198.7298 | 0.12351 | 39 | 1.8e-05 | 4.6154e-07 | 3628 | 26259.8283 | 0.00012333 | #N/A | #N/A | #N/A | #N/A | #N/A | 0
3910 | SAN LEANDRO U 1114458451 | 13111114 | SAN LEANDRO U 1114 | 1967.4653 | 1.2228 | 29 | 1.3134e-05 | 4.5289e-07 | 3629 | 26261.0511 | 0.0001102 | #N/A | #N/A | #N/A | #N/A | #N/A | 0
1300 | BANCROFT 0402CB | 13030402 | BANCROFT 0402 | 597.2084 | 0.37117 | 58 | 2.5211e-05 | 4.3467e-07 | 3630 | 26261.4223 | 8.4989e-05 | #N/A | #N/A | #N/A | #N/A | #N/A | 0
1186 | VIEJO 220436948 | 182852204 | VIEJO 2204 | 809.6273 | 0.50319 | 109 | 4.34e-05 | 3.9816e-07 | 3631 | 26261.9255 | 4.1589e-05 | #N/A | #N/A | #N/A | #N/A | #N/A | 0
8981 | CASTRO VALLEY 1105132304 | 14091105 | CASTRO VALLEY 1105 | 118.6631 | 0.07375 | 13 | 4.9205e-06 | 3.785e-07 | 3632 | 26261.9992 | 3.6669e-05 | #N/A | #N/A | #N/A | #N/A | #N/A | 0
3358 | FORT BRAGG A 110436526 | 42761104 | FORT BRAGG A 1104 | 72.2645 | 0.044913 | 84 | 3.0574e-05 | 3.6398e-07 | 3633 | 26262.0442 | 6.0945e-06 | #N/A | #N/A | #N/A | #N/A | #N/A | 0
6760 | MORRO BAY 1101W04 | 183011101 | MORRO BAY 1101 | 437.2441 | 0.27175 | 26 | 6.0945e-06 | 2.344e-07 | 3634 | 26262.3159 | 2.2848e-11 | #N/A | #N/A | #N/A | #N/A | #N/A | 0
11118 | DIABLO CANYON 1101CB | 189001101 | DIABLO CANYON 1101 | 0 | 0 |  | 0 |  | 3635 | 26262.3159 | 2.2848e-11 | #N/A | #N/A | #N/A | #N/A | #N/A | 0

## Sheet1
Group 1 | Group 2 | Group 3 | Group 4 | Group 5
MIDDLETOWN 1103CB | JAMESON 1102865502 | VOLTA 1101CB | BUCKS CREEK 1101CB |  | 1
MIDDLETOWN 1102CB | COTTONWOOD 1102544790 | BUCKS CREEK 1102CB | WYANDOTTE 1105CB |  | 1
ELK CREEK 1101CB | FORESTHILL 1102CB | CEDAR CREEK 1101CB | BIG BEND 1102CB |  | 1
HARTLEY 1101980662 | DESCHUTES 1101CB | MADISON 210113372 | BIG BEND 1101CB |  | 1
HIGHLANDS 1102628 | OREGON TRAIL 1102CB | VOLTA 1102CB | ORO FINO 1101CB |  | 1
STANISLAUS 1701CB | OREGON TRAIL 1104CB | DRUM 1101CB | ORO FINO 1102CB |  | 1
HARTLEY 1101698 | ANDERSON 1103226050 | PIT NO 7 1101CB | PARADISE 1103143744 |  | 1
AUBERRY 1101CB | OREGON TRAIL 1103CB | BUCKS CREEK 1103CB | PARADISE 1105CB |  | 1
MOUNTAIN QUARRIES 2101CB | DESCHUTES 1104CB | CHALLENGE 1102CB | PARADISE 1106CB |  | 1
NOTRE DAME 11042408 | JESSUP 1102936897 | ALLEGHANY 1102CB | PARADISE 1103468200 |  | 1
CAYETANO 2109884904 | CALPINE 1144CB | ALLEGHANY 1101CB | PARADISE 11032534 |  | 1
MIDDLETOWN 1101CB | CORNING 1102915324 | CHALLENGE 1101CB | PARADISE 1104CB |  | 1
KERCKHOFF 1101CB | STILLWATER 1102CB | WYANDOTTE 1105329930 |  |  | 1
ANDERSON 1101426745 | JESSUP 1103348657 |  |  |  | 1
BELL 11082202 | SALT SPRINGS 210110416 |  |  |  | 1
RACETRACK 1704CB | APPLE HILL 2102CB |  |  |  | 1
HIGHLANDS 1103828 | JAMESON 110265516 |  |  |  | 1
AUBERRY 1102CB | SILVERADO 2104632 |  |  |  | 1
ARBUCKLE 1104669720 | COTTONWOOD 1101384360 |  |  |  | 1
PANORAMA 1102280170 | GIRVAN 1102212096 |  |  |  | 1
COARSEGOLD 2102CB | GIRVAN 110280726 |  |  |  | 1
PUTAH CREEK 11028352 | CALISTOGA 1101134232 |  |  |  | 1
CAYETANO 2109MR572 | BANGOR 11011804 |  |  |  | 1
JAMESON 1103118944 | PLACERVILLE 2106CB |  |  |  | 1
HIGHLANDS 1103482 | JESSUP 110168362 |  |  |  | 1
CORNING 110185162 | GIRVAN 1101CB |  |  |  | 1
SAN JOAQUIN #2 1103CB | PIKE CITY 1102CB |  |  |  | 1
HIGHLANDS 1103568 | PUEBLO 1104580658 |  |  |  | 1
BANGOR 110131502 | HALF MOON BAY 11018902 |  |  |  | 1
STANISLAUS 1702CB | APPLE HILL 1103CB |  |  |  | 1
CLEAR LAKE 1102904 | JESSUP 110194468 |  |  |  | 1
CLARK ROAD 11022582 | APPLE HILL 1104CB |  |  |  | 1
CAYETANO 21099504 | PIKE CITY 1101CB |  |  |  | 1
HARTLEY 1102385838 | PUEBLO 1105684564 |  |  |  | 1
VASCO 1102MR176 | BONNIE NOOK 1101CB |  |  |  | 1
REDBUD 1101708166 | WEST POINT 1102CB |  |  |  | 1
WISHON 1101CB | SILVERADO 2104708 |  |  |  | 1
PANORAMA 1101885215 | STILLWATER 1101CB |  |  |  | 1
LOGAN CREEK 2102795010 | TIGER CREEK 0201CB |  |  |  | 1
JAMESON 1105466348 | PLACERVILLE 1109CB |  |  |  | 1
CLAYTON 2212Y504R | WEST POINT 1101CB |  |  |  | 1
KONOCTI 1102CB | SILVERADO 2105861266 |  |  |  | 1
JAMESON 1105913400 | SONOMA 11033052 |  |  |  | 1
SILVERADO 2102772792 | SONOMA 1102113082 |  |  |  | 1
ANDERSON 1101514412 | SONOMA 1105539450 |  |  |  | 1
PUEBLO 2102226562 | MILPITAS 1109XR044 |  |  |  | 1
BOLINAS 1101530 | JESSUP 1103728460 |  |  |  | 1
ANDERSON 11011752 | PUEBLO 1105348368 |  |  |  | 1
PIT NO 1 1101CB | FORESTHILL 1101CB |  |  |  | 1
LAKEVILLE 1102152632 | BONNIE NOOK 1102CB |  |  |  | 1
SILVERADO 2102942170 | PLACERVILLE 1110953474 |  |  |  | 1
FULTON 1102287172 | SONOMA 1105404 |  |  |  | 1
GARBERVILLE 11011604 | PLACERVILLE 1112CB |  |  |  | 1
BROWNS VALLEY 11011268 | BIG BASIN 1102CB |  |  |  | 1
OREGON TRAIL 11031448 | SILVERADO 2105309298 |  |  |  | 1
TASSAJARA 21126392 | EL DORADO PH 2101CB |  |  |  | 1
FORT SEWARD 1121CB | BIG BASIN 1101CB |  |  |  | 1
CLEAR LAKE 1101406 | PLACERVILLE 1111508410 |  |  |  | 1
HARTLEY 11011306 | EL DORADO PH 2102CB |  |  |  | 1
WYANDOTTE 110796390 | PUEBLO 1105419634 |  |  |  | 1
VASCO 1102886522 | PARADISE 1103772517 |  |  |  | 1
TASSAJARA 210419042 | PLACERVILLE 1110CB |  |  |  | 1
MENLO 1102W80 | PUEBLO 1104968601 |  |  |  | 1
STILLWATER 11021644 | KESWICK 1101CB |  |  |  | 1
MAXWELL 11053008 | CALISTOGA 1102184814 |  |  |  | 1
DOBBINS 11011264 | JESSUP 1102158468 |  |  |  | 1
CAYETANO 2109MR186 | DOBBINS 1101CB |  |  |  | 1
NARROWS 2102CB |  |  |  |  | 1
CORTINA 1101528460 |  |  |  |  | 1
HIGGINS 1104CB |  |  |  |  | 1
PUEBLO 2102943820 |  |  |  |  | 1
COTTONWOOD 11031344 |  |  |  |  | 1
CLEAR LAKE 1101699062 |  |  |  |  | 1
UPPER LAKE 110175370 |  |  |  |  | 1
OAKHURST 1103CB |  |  |  |  | 1
LUCERNE 1103CB |  |  |  |  | 1
JAMESON 11059472 |  |  |  |  | 1
NARROWS 2105CB |  |  |  |  | 1
MONTICELLO 11014360 |  |  |  |  | 1
CLARK ROAD 110292622 |  |  |  |  | 1
MONTICELLO 1101CB |  |  |  |  | 1
SUNOL 1101CB |  |  |  |  | 1
PUEBLO 2103373667 |  |  |  |  | 1
LAS POSITAS 2108MR182 |  |  |  |  | 1
OAKHURST 1101CB |  |  |  |  | 1
SAN JOAQUIN #3 1103CB |  |  |  |  | 1
ELK CREEK 11012004 |  |  |  |  | 1
FORT SEWARD 1122CB |  |  |  |  | 1
GANSNER 1101372132 |  |  |  |  | 1
WYANDOTTE 11071510 |  |  |  |  | 1
FITCH MOUNTAIN 1113583202 |  |  |  |  | 1
SONOMA 1107854266 |  |  |  |  | 1
SAN JOAQUIN #3 1102CB |  |  |  |  | 1
SILVERADO 2102CB |  |  |  |  | 1
PUEBLO 2102792 |  |  |  |  | 1
BELL 1109724884 |  |  |  |  | 1
DIAMOND SPRINGS 110777086 |  |  |  |  | 1
ANDERSON 1101583708 |  |  |  |  | 1
SAN RAMON 210853732 |  |  |  |  | 1
MC ARTHUR 1102542920 |  |  |  |  | 1
CLARK ROAD 11022070 |  |  |  |  | 1
FROGTOWN 170212282 |  |  |  |  | 1
SPAULDING 1101CB |  |  |  |  | 1
BRIDGEVILLE 1101CB |  |  |  |  | 1
PUEBLO 1105696 |  |  |  |  | 1
COLUMBIA HILL 1101CB |  |  |  |  | 1
CRESCENT MILLS 21012562 |  |  |  |  | 1
WOODACRE 1102CB |  |  |  |  | 1
DESCHUTES 11011654 |  |  |  |  | 1
ELECTRA 1101CB |  |  |  |  | 1
BUTTE 1105751990 |  |  |  |  | 1
ANNAPOLIS 1101CB |  |  |  |  | 1
WOODACRE 1101CB |  |  |  |  | 1
CURTIS 1704CB |  |  |  |  | 1
PUEBLO 2103776244 |  |  |  |  | 1
CURTIS 1701CB |  |  |  |  | 1
WYANDOTTE 11031508 |  |  |  |  | 1
BELL 11082226 |  |  |  |  | 1
TASSAJARA 2113MR276 |  |  |  |  | 1
CLEAR LAKE 1102991285 |  |  |  |  | 1
PUEBLO 2103678 |  |  |  |  | 1
MOLINO 1102658 |  |  |  |  | 1
SILVERADO 210437632 |  |  |  |  | 1
HIGHLANDS 11034630 |  |  |  |  | 1
GIRVAN 11021028 |  |  |  |  | 1
CALAVERAS CEMENT 1101502 |  |  |  |  | 1
CASTRO VALLEY 1110MR748 |  |  |  |  | 1
MIRABEL 1101116 |  |  |  |  | 1
NAPA 11121302 |  |  |  |  | 1
HIGGINS 1107CB |  |  |  |  | 1
REDBUD 110191960 |  |  |  |  | 1
SANTA ROSA A 1104220 |  |  |  |  | 1
RINCON 1103474 |  |  |  |  | 1
CRESCENT MILLS 21012230 |  |  |  |  | 1
CURTIS 1702CB |  |  |  |  | 1
BURNEY 11011358 |  |  |  |  | 1
SAN RAMON 2107MR284 |  |  |  |  | 1
OTTER 11012052 |  |  |  |  | 1
WOODSIDE 11018972 |  |  |  |  | 1
LOW GAP 1101CB |  |  |  |  | 1
GIRVAN 11029012 |  |  |  |  | 1
ELECTRA 1102CB |  |  |  |  | 1
JARVIS 1111907698 |  |  |  |  | 1
CHALLENGE 11025462 |  |  |  |  | 1
MOUNTAIN QUARRIES 21011130 |  |  |  |  | 1
CURTIS 1703CB |  |  |  |  | 1
ALLEGHANY 1101806 |  |  |  |  | 1
DIAMOND SPRINGS 1103467046 |  |  |  |  | 1
DUNBAR 11033127 |  |  |  |  | 1
PANORAMA 1101713592 |  |  |  |  | 1
CASTRO VALLEY 11088971 |  |  |  |  | 1
WHITMORE 1101CB |  |  |  |  | 1
GEYSERVILLE 1102331444 |  |  |  |  | 1
HALF MOON BAY 1101818874 |  |  |  |  | 1
HIGGINS 1110869408 |  |  |  |  | 1
PUEBLO 2102773926 |  |  |  |  | 1
SILVERADO 2102636 |  |  |  |  | 1
SPAULDING 1101578852 |  |  |  |  | 1
BRUNSWICK 1104CB |  |  |  |  | 1
LAKEVILLE 1102347280 |  |  |  |  | 1
PINE GROVE 11023168 |  |  |  |  | 1
HALF MOON BAY 1103531594 |  |  |  |  | 1
SAUSALITO 110284278 |  |  |  |  | 1
PUEBLO 2102895310 |  |  |  |  | 1
HALSEY 1102CB |  |  |  |  | 1
PUEBLO 2103895784 |  |  |  |  | 1
CURTIS 1705CB |  |  |  |  | 1
HALF MOON BAY 1103540991 |  |  |  |  | 1
CLEAR LAKE 1102223792 |  |  |  |  | 1
KONOCTI 1108CB |  |  |  |  | 1
SONOMA 1105575872 |  |  |  |  | 1
CLARK ROAD 11022094 |  |  |  |  | 1
SAN JOAQUIN #3 1101CB |  |  |  |  | 1
SILVERADO 2102437194 |  |  |  |  | 1
GRASS VALLEY 11012766 |  |  |  |  | 1
PUEBLO 2102850102 |  |  |  |  | 1
GRASS VALLEY 1101750804 |  |  |  |  | 1
MONTICELLO 11011589 |  |  |  |  | 1
WILLOW CREEK 1102CB |  |  |  |  | 1
FROGTOWN 1702739858 |  |  |  |  | 1
SPRING GAP 1702CB |  |  |  |  | 1
BRIDGEVILLE 1102CB |  |  |  |  | 1
ANDERSON 1101909424 |  |  |  |  | 1
DUNBAR 110147964 |  |  |  |  | 1
PIT NO 3 2101CB |  |  |  |  | 1
PEORIA 170567898 |  |  |  |  | 1
DUNBAR 1103534 |  |  |  |  | 1
SHADY GLEN 1102CB |  |  |  |  | 1
BURNEY 11011322 |  |  |  |  | 1
SAN RAFAEL 1108516 |  |  |  |  | 1
BRUNSWICK 1105CB |  |  |  |  | 1
SONOMA 1106296492 |  |  |  |  | 1
JAMESON 1105371694 |  |  |  |  | 1
POINT MORETTI 11015078 |  |  |  |  | 1
MC KEE 1108976553 |  |  |  |  | 1
BRUNSWICK 1106CB |  |  |  |  | 1
BRUNSWICK 1102CB |  |  |  |  | 1
CALAVERAS CEMENT 11012646 |  |  |  |  | 1
HALF MOON BAY 1102350336 |  |  |  |  | 1
SILVERADO 2105247660 |  |  |  |  | 1
BRUNSWICK 11052210 |  |  |  |  | 1
PINE GROVE 1102CB |  |  |  |  | 1
ROSSMOOR 110837848 |  |  |  |  | 1
HALF MOON BAY 1103341542 |  |  |  |  | 1
MARTELL 110191216 |  |  |  |  | 1
ALLEGHANY 1101808 |  |  |  |  | 1
SILVERADO 2105131568 |  |  |  |  | 1
REDBUD 1101400 |  |  |  |  | 1
FELTON 0401CB |  |  |  |  | 1
DUNBAR 1102CB |  |  |  |  | 1
DIAMOND SPRINGS 1107203504 |  |  |  |  | 1
SILVERADO 2103617828 |  |  |  |  | 1
BRUNSWICK 110750010 |  |  |  |  | 1
CLEAR LAKE 11011302 |  |  |  |  | 1
HALSEY 1101CB |  |  |  |  | 1
SAUSALITO 11021500 |  |  |  |  | 1
WESTLEY 1103237522 |  |  |  |  | 1
RACETRACK 1703CB |  |  |  |  | 1
SILVERADO 2103920793 |  |  |  |  | 1
DUNBAR 1101CB |  |  |  |  | 1
HOOPA 1101CB |  |  |  |  | 1
MORAGA 1101CB |  |  |  |  | 1
DUNBAR 1101343 |  |  |  |  | 1
DIAMOND SPRINGS 1106930190 |  |  |  |  | 1
SONOMA 1103581588 |  |  |  |  | 1
BRUNSWICK 11052140 |  |  |  |  | 1
SAUSALITO 1101331806 |  |  |  |  | 1
BRUNSWICK 1110CB |  |  |  |  | 1
SAN LEANDRO U 1114653758 |  |  |  |  | 1
BIG BASIN 110212992 |  |  |  |  | 1
SUMMIT 1102CB |  |  |  |  | 1
SILVERADO 2105167360 |  |  |  |  | 1
PIT NO 5 11011660 |  |  |  |  | 1
ANTLER 1101CB |  |  |  |  | 1
BRUNSWICK 11052130 |  |  |  |  | 1
MORAGA 1105829530 |  |  |  |  | 1
WILLOW CREEK 1103CB |  |  |  |  | 1
DUNBAR 1103CB |  |  |  |  | 1
GRASS VALLEY 1101CB |  |  |  |  | 1
RADUM 1105806392 |  |  |  |  | 1
PIT NO 3 21011482 |  |  |  |  | 1
PINE GROVE 1101CB |  |  |  |  | 1
WILLOW CREEK 1101CB |  |  |  |  | 1
MIWUK 1701CB |  |  |  |  | 1
SARATOGA 1107167792 |  |  |  |  | 1
MIWUK 1702CB |  |  |  |  | 1
BRUNSWICK 1103CB |  |  |  |  | 1
BRUNSWICK 11032784 |  |  |  |  | 1
SONOMA 1104914376 |  |  |  |  | 1
WEIMAR 1101CB |  |  |  |  | 1
PUEBLO 2102647842 |  |  |  |  | 1
CAMP EVERS 21045096 |  |  |  |  | 1
MONTE RIO 1113CB |  |  |  |  | 1
MORAGA 1102CB |  |  |  |  | 1
DUNBAR 1103835658 |  |  |  |  | 1
MORAGA 1104CB |  |  |  |  | 1
SONOMA 1106510055 |  |  |  |  | 1
SILVERADO 2103218894 |  |  |  |  | 1
PUEBLO 2102391312 |  |  |  |  | 1
OAKHURST 1102CB |  |  |  |  | 1
MIRABEL 1101201156 |  |  |  |  | 1
DUNBAR 1103872066 |  |  |  |  | 1
MIRABEL 1102503000 |  |  |  |  | 1
SHADY GLEN 1101CB |  |  |  |  | 1
TAMARACK 1101CB |  |  |  |  | 1
MORAGA 1103CB |  |  |  |  | 1
LOS GATOS 110660116 |  |  |  |  | 1
DIAMOND SPRINGS 1107217974 |  |  |  |  | 1
BRYANT 0402CB |  |  |  |  | 1
SILVERADO 2103403102 |  |  |  |  | 1
WEIMAR 1102CB |  |  |  |  | 1
PINECREST 04011818 |  |  |  |  | 1
BRUNSWICK 1104285704 |  |  |  |  | 1
DIAMOND SPRINGS 1105CB |  |  |  |  | 1
DIAMOND SPRINGS 1103635040 |  |  |  |  | 1
CAMP EVERS 210584166 |  |  |  |  | 1
OAKLAND X 1106CR020 |  |  |  |  | 1
MONTE RIO 1112CB |  |  |  |  | 1
SOBRANTE 1103CB |  |  |  |  | 1
DIAMOND SPRINGS 1106290705 |  |  |  |  | 1
BRUNSWICK 11038918 |  |  |  |  | 1
BRUNSWICK 110456468 |  |  |  |  | 1
SOBRANTE 1101CB |  |  |  |  | 1
DIAMOND SPRINGS 1107116815 |  |  |  |  | 1
SOBRANTE 1102CB |  |  |  |  | 1
DIAMOND SPRINGS 1106279670 |  |  |  |  | 1
CRESTA 1101103126 |  |  |  |  | 1
SILVERADO 2103507513 |  |  |  |  | 1
BRUNSWICK 1104244027 |  |  |  |  | 1
ANDERSON 1101561686 |  |  |  |  | 1
BRUNSWICK 1107969778 |  |  |  |  | 1
BURNS 2101CB |  |  |  |  | 1
BEN LOMOND 0401CB |  |  |  |  | 1
GRASS VALLEY 1101528232 |  |  |  |  | 1
PLACERVILLE 1111CB |  |  |  |  | 1
DIAMOND SPRINGS 1106762780 |  |  |  |  | 1
BRUNSWICK 1103851116 |  |  |  |  | 1
DIAMOND SPRINGS 1106926235 |  |  |  |  | 1
SUMMIT 1101CB |  |  |  |  | 1
BRUNSWICK 1103956424 |  |  |  |  | 1
BRUNSWICK 1107357568 |  |  |  |  | 1
BRUNSWICK 1103234378 |  |  |  |  | 1
GIRVAN 1102296428 |  |  |  |  | 1
DIAMOND SPRINGS 1106910235 |  |  |  |  | 1
MONTE RIO 1111CB |  |  |  |  | 1
OAKLAND X 1104CR214 |  |  |  |  | 1
GRASS VALLEY 1103CB |  |  |  |  | 1
BRUNSWICK 1105297538 |  |  |  |  | 1
SILVERADO 2105337226 |  |  |  |  | 1
CALISTOGA 1102960240 |  |  |  |  | 1
BRUNSWICK 1104327226 |  |  |  |  | 1
TAR FLAT 0402CB |  |  |  |  | 1
TAR FLAT 0401CB |  |  |  |  | 1
SILVERADO 2105191725 |  |  |  |  | 1
DIAMOND SPRINGS 1103394169 |  |  |  |  | 1
OAKLAND K 1103CR188 |  |  |  |  | 1
BERKELEY F 1103813976 |  |  |  |  | 1
BERKELEY F 1103162952 |  |  |  |  | 1
DUNBAR 1103725292 |  |  |  |  | 1
PALO SECO 0401CB |  |  |  |  | 1
PUEBLO 2103253312 |  |  |  |  | 1
BIG MEADOWS 21012510 |  |  |  |  | 1
ECHO SUMMIT 110155262 |  |  |  |  | 1
ALTO 11251256 |  |  |  |  | 1
OAKLAND J 1105CR256 |  |  |  |  | 1
MORAGA 1105116034 |  |  |  |  | 1
SAN LEANDRO U 1109936988 |  |  |  |  | 1
EDES 1112CR306 |  |  |  |  | 1
OAKLAND J 1105CR150 |  |  |  |  | 1
SALT SPRINGS 21013116 |  |  |  |  | 1
ALTO 1120500 |  |  |  |  | 1
1
1
1
1
1
1
1
1
1
1
1
1
1
1
1
1
1
1
1
1
1
1
1
1
1
1
1
1
1
1
1
1
1
1
1
1
1
1
1
1
1
1
1
1
1
1
1
1
1
1
1
1
1
1
1
1
1
1
1
1
1
1
1
1
1
1
1
1
1
1
1
1
1
1
1
1
1
1
1
1
1
1
1
1
1
1
1
1
1
1
1
1
1
1
1
1
1
1
1
1
1
1
1
1
1
1
1
1
1
1
1
1
1
1
1
1
1
1
1
1
1
1
1
1
1
1
1
1
1
1
1
1
1
1
1
1
1
1
1
1
1
1
1
1
1
1
1
1
1
1
1
1
1
1
1
1
1
1
1
1
1
1
1
1
1
1
1
1
1
1
1
1
1
1
1
1
1
1
1
1
1
1
1
1
1
1
1
1
1
1
1
1
1
1
1
1
1
1
1
1
1
1
1
1
1
1
1
1
1
1
1
1
1
1
1
1
1
1
1
1
1

## isolation_zones
event_name | circuit_id | circuit_name | start_op_number | startdevicetype | stop_op_number | stopdevicetype | CPZ | Count | In Risk Model?
PSPS_10252020 | 102831103 | PARADISE 1103 | 787315 | Switch |  |  | PARADISE 1103787315 | 2 | NO
PSPS_10252020 | 24131102 | MENLO 1102 | 8661 | Fuse |  |  | MENLO 11028661 | 1 | NO
PSPS_10252020 | 12022215 | CLAYTON 2215 | 1261 | Switch |  |  | CLAYTON 22151261 | 1 | NO
PSPS_10252020 | 62881105 | MAXWELL 1105 | 3008 | DPD |  |  | MAXWELL 11053008 | 1 | YES
PSPS_10252020 | 43321101 | RINCON 1101 | 5639 | Fuse |  |  | RINCON 11015639 | 1 | NO
PSPS_10252020 | 82841101 | BIG BASIN 1101 | CB | Breaker |  |  | BIG BASIN 1101CB | 2 | YES
PSPS_10252020 | 152481107 | BRUNSWICK 1107 | 357568 | DPD |  |  | BRUNSWICK 1107357568 | 1 | YES
PSPS_10252020 | 42721104 | SONOMA 1104 | 13431 | Fuse |  |  | SONOMA 110413431 | 1 | NO
PSPS_10252020 | 42821102 | CLOVERDALE 1102 | 4023 | Fuse |  |  | CLOVERDALE 11024023 | 1 | NO
PSPS_10252020 | 43361103 | HIGHLANDS 1103 | 828 | DPD |  |  | HIGHLANDS 1103828 | 1 | YES
PSPS_10252020 | 103401102 | GIRVAN 1102 | 80726 | DPD |  |  | GIRVAN 110280726 | 2 | YES
PSPS_10252020 | 82831109 | MILPITAS 1109 | XR044 | DPD |  |  | MILPITAS 1109XR044 | 2 | YES
PSPS_10252020 | 42091102 | MIRABEL 1102 | 503000 | DPD |  |  | MIRABEL 1102503000 | 1 | YES
PSPS_10252020 | 43432103 | SILVERADO 2103 | 617828 | DPD |  |  | SILVERADO 2103617828 | 1 | YES
PSPS_10252020 | 12022215 | CLAYTON 2215 | 2850 | Switch |  |  | CLAYTON 22152850 | 1 | NO
PSPS_10252020 | 43021101 | WOODACRE 1101 | CB | Breaker | 4307 | Switch | WOODACRE 1101CB | 1 | YES
PSPS_10252020 | 103751102 | BIG BEND 1102 | CB | Breaker |  |  | BIG BEND 1102CB | 4 | YES
PSPS_10252020 | 43432104 | SILVERADO 2104 | 632 | DPD |  |  | SILVERADO 2104632 | 2 | YES
PSPS_10252020 | 43211101 | HARTLEY 1101 | 222327 | Switch |  |  | HARTLEY 1101222327 | 1 | NO
PSPS_10252020 | 162161101 | ELECTRA 1101 | CB | Breaker |  |  | ELECTRA 1101CB | 1 | YES
PSPS_10252020 | 252531101 | SAN JOAQUIN #3 1101 | CB | Breaker |  |  | SAN JOAQUIN #3 1101CB | 1 | YES
PSPS_10252020 | 83252106 | PAUL SWEET 2106 | 8353 | Fuse |  |  | PAUL SWEET 21068353 | 1 | NO
PSPS_10252020 | 43351103 | LUCERNE 1103 | CB | Breaker |  |  | LUCERNE 1103CB | 1 | YES
PSPS_10252020 | 152261106 | DIAMOND SPRINGS 1106 | 290705 | DPD |  |  | DIAMOND SPRINGS 1106290705 | 1 | YES
PSPS_10252020 | 83622106 | CAMP EVERS 2106 | 6207 | Switch |  |  | CAMP EVERS 21066207 | 1 | NO
PSPS_10252020 | 43291105 | PUEBLO 1105 | 684564 | DPD |  |  | PUEBLO 1105684564 | 2 | YES
PSPS_10252020 | 14502110 | VINEYARD 2110 | 472595 | DPD |  |  | VINEYARD 2110472595 | 1 | NO
PSPS_10252020 | 42261101 | BOLINAS 1101 | 530 | DPD |  |  | BOLINAS 1101530 | 1 | YES
PSPS_10252020 | 12091105 | OAKLAND J 1105 | CR150 | DPD |  |  | OAKLAND J 1105CR150 | 1 | YES
PSPS_10252020 | 102831104 | PARADISE 1104 | 355681 | Switch |  |  | PARADISE 1104355681 | 4 | NO
PSPS_10252020 | 42711102 | CALISTOGA 1102 | 184814 | DPD |  |  | CALISTOGA 1102184814 | 2 | YES
PSPS_10252020 | 152591101 | SUMMIT 1101 | CB | Breaker |  |  | SUMMIT 1101CB | 1 | YES
PSPS_10252020 | 152691110 | HIGGINS 1110 | 2297 | Switch |  |  | HIGGINS 11102297 | 1 | NO
PSPS_10252020 | 103441103 | JESSUP 1103 | 728460 | DPD |  |  | JESSUP 1103728460 | 2 | YES
PSPS_10252020 | 43292102 | PUEBLO 2102 | 595938 | DPD |  |  | PUEBLO 2102595938 | 1 | NO
PSPS_10252020 | 42091101 | MIRABEL 1101 | 201156 | DPD |  |  | MIRABEL 1101201156 | 1 | YES
PSPS_10252020 | 42011108 | SAN RAFAEL 1108 | 1061 | Switch |  |  | SAN RAFAEL 11081061 | 1 | NO
PSPS_10252020 | 103461101 | PANORAMA 1101 | 885215 | DPD |  |  | PANORAMA 1101885215 | 1 | YES
PSPS_10252020 | 43292102 | PUEBLO 2102 | 226562 | DPD |  |  | PUEBLO 2102226562 | 1 | YES
PSPS_10252020 | 42031125 | ALTO 1125 | 1295 | Switch |  |  | ALTO 11251295 | 1 | NO
PSPS_10252020 | 12350402 | ORINDA 0402 | CB | Breaker |  |  | ORINDA 0402CB | 1 | NO
PSPS_10252020 | 43432102 | SILVERADO 2102 | 638785 | Switch |  |  | SILVERADO 2102638785 | 1 | NO
PSPS_10252020 | 43321103 | RINCON 1103 | 9579 | Switch |  |  | RINCON 11039579 | 1 | NO
PSPS_10252020 | 103191101 | BANGOR 1101 | 1804 | DPD |  |  | BANGOR 11011804 | 2 | YES
PSPS_10252020 | 152282101 | MOUNTAIN QUARRIES 2101 | CB | Breaker |  |  | MOUNTAIN QUARRIES 2101CB | 1 | YES
PSPS_10252020 | 254151102 | AUBERRY 1102 | CB | Breaker |  |  | AUBERRY 1102CB | 1 | YES
PSPS_10252020 | 42561102 | FULTON 1102 | 287172 | DPD |  |  | FULTON 1102287172 | 1 | YES
PSPS_10252020 | 103031101 | ORO FINO 1101 | CB | Breaker |  |  | ORO FINO 1101CB | 4 | YES
PSPS_10252020 | 102831104 | PARADISE 1104 | 2893 | Fuse |  |  | PARADISE 11042893 | 4 | NO
PSPS_10252020 | 163011101 | MARTELL 1101 | 91216 | DPD |  |  | MARTELL 110191216 | 1 | YES
PSPS_10252020 | 43432104 | SILVERADO 2104 | 1434 | Switch |  |  | SILVERADO 21041434 | 2 | NO
PSPS_10252020 | 43432105 | SILVERADO 2105 | 511299 | Switch |  |  | SILVERADO 2105511299 | 1 | NO
PSPS_10252020 | 251511101 | WISHON 1101 | CB | Breaker |  |  | WISHON 1101CB | 1 | YES
PSPS_10252020 | 152481104 | BRUNSWICK 1104 | 285704 | DPD |  |  | BRUNSWICK 1104285704 | 1 | YES
PSPS_10252020 | 43432103 | SILVERADO 2103 | 403102 | DPD |  |  | SILVERADO 2103403102 | 1 | YES
PSPS_10252020 | 152691103 | HIGGINS 1103 | 99325 | Switch |  |  | HIGGINS 110399325 | 1 | NO
PSPS_10252020 | 103261101 | ANDERSON 1101 | 1277 | Fuse |  |  | ANDERSON 11011277 | 1 | NO
PSPS_10252020 | 153081112 | PLACERVILLE 1112 | CB | Breaker |  |  | PLACERVILLE 1112CB | 2 | YES
PSPS_10252020 | 13801105 | MORAGA 1105 | 519315 | Switch |  |  | MORAGA 1105519315 | 1 | NO
PSPS_10252020 | 43191101 | REDBUD 1101 | 91960 | DPD |  |  | REDBUD 110191960 | 1 | YES
PSPS_10252020 | 43292103 | PUEBLO 2103 | 373667 | DPD |  |  | PUEBLO 2103373667 | 1 | YES
PSPS_10252020 | 103441101 | JESSUP 1101 | 94468 | DPD |  |  | JESSUP 110194468 | 2 | YES
PSPS_10252020 | 42301101 | TULUCAY 1101 | 102843 | Fuse |  |  | TULUCAY 1101102843 | 1 | NO
PSPS_10252020 | 102831105 | PARADISE 1105 | CB | Breaker |  |  | PARADISE 1105CB | 4 | YES
PSPS_10252020 | 152321101 | DRUM 1101 | CB | Breaker |  |  | DRUM 1101CB | 3 | YES
PSPS_10252020 | 152481107 | BRUNSWICK 1107 | CB | Breaker | 50010 | DPD | BRUNSWICK 1107CB | 1 | NO
PSPS_10252020 | 14232108 | SAN RAMON 2108 | 53732 | DPD |  |  | SAN RAMON 210853732 | 1 | YES
PSPS_10252020 | 163351705 | CURTIS 1705 | CB | Breaker |  |  | CURTIS 1705CB | 1 | YES
PSPS_10252020 | 103461102 | PANORAMA 1102 | 280170 | DPD |  |  | PANORAMA 1102280170 | 1 | YES
PSPS_10252020 | 43291104 | PUEBLO 1104 | 291873 | Switch |  |  | PUEBLO 1104291873 | 2 | NO
PSPS_10252020 | 152481104 | BRUNSWICK 1104 | 327226 | DPD |  |  | BRUNSWICK 1104327226 | 1 | YES
PSPS_10252020 | 42871101 | UPPER LAKE 1101 | 3733 | Fuse |  |  | UPPER LAKE 11013733 | 1 | NO
PSPS_10252020 | 83622104 | CAMP EVERS 2104 | 5583 | Switch |  |  | CAMP EVERS 21045583 | 1 | NO
PSPS_10252020 | 24101103 | HALF MOON BAY 1103 | 531594 | DPD |  |  | HALF MOON BAY 1103531594 | 1 | YES
PSPS_10252020 | 42711101 | CALISTOGA 1101 | 204633 | Switch | 134232 | DPD | CALISTOGA 1101204633 | 2 | NO
PSPS_10252020 | 14671103 | SOBRANTE 1103 | CB | Breaker |  |  | SOBRANTE 1103CB | 1 | YES
PSPS_10252020 | 103561102 | STILLWATER 1102 | CB | Breaker |  |  | STILLWATER 1102CB | 2 | YES
PSPS_10252020 | 152481107 | BRUNSWICK 1107 | 630 | Switch |  |  | BRUNSWICK 1107630 | 1 | NO
PSPS_10252020 | 153081112 | PLACERVILLE 1112 | 18207 | Switch | 51831 | Switch | PLACERVILLE 111218207 | 2 | NO
PSPS_10252020 | 63801103 | JAMESON 1103 | 118944 | DPD |  |  | JAMESON 1103118944 | 1 | YES
PSPS_10252020 | 14671101 | SOBRANTE 1101 | CB | Breaker |  |  | SOBRANTE 1101CB | 1 | YES
PSPS_10252020 | 153132105 | NARROWS 2105 | CB | Breaker |  |  | NARROWS 2105CB | 1 | YES
PSPS_10252020 | 152481104 | BRUNSWICK 1104 | 56468 | DPD |  |  | BRUNSWICK 110456468 | 1 | YES
PSPS_10252020 | 103031102 | ORO FINO 1102 | CB | Breaker |  |  | ORO FINO 1102CB | 4 | YES
PSPS_10252020 | 152921101 | BROWNS VALLEY 1101 | 1268 | DPD |  |  | BROWNS VALLEY 11011268 | 1 | YES
PSPS_10252020 | 152481103 | BRUNSWICK 1103 | 8918 | DPD |  |  | BRUNSWICK 11038918 | 1 | YES
PSPS_10252020 | 43051101 | MONTICELLO 1101 | CB | Breaker |  |  | MONTICELLO 1101CB | 1 | YES
PSPS_10252020 | 14232108 | SAN RAMON 2108 | 363116 | DPD |  |  | SAN RAMON 2108363116 | 1 | NO
PSPS_10252020 | 42891101 | GEYSERVILLE 1101 | 5183 | Fuse |  |  | GEYSERVILLE 11015183 | 1 | NO
PSPS_10252020 | 14662109 | TASSAJARA 2109 | 202461 | Switch |  |  | TASSAJARA 2109202461 | 1 | NO
PSPS_10252020 | 103351104 | DESCHUTES 1104 | CB | Breaker |  |  | DESCHUTES 1104CB | 2 | YES
PSPS_10252020 | 14232107 | SAN RAMON 2107 | MR284 | DPD |  |  | SAN RAMON 2107MR284 | 1 | YES
PSPS_10252020 | 13801102 | MORAGA 1102 | CB | Breaker |  |  | MORAGA 1102CB | 1 | YES
PSPS_10252020 | 103441102 | JESSUP 1102 | 936897 | DPD |  |  | JESSUP 1102936897 | 2 | YES
PSPS_10252020 | 153132101 | NARROWS 2101 | 9627 | Switch |  |  | NARROWS 21019627 | 1 | NO
PSPS_10252020 | 42571102 | MOLINO 1102 | 658 | DPD |  |  | MOLINO 1102658 | 1 | YES
PSPS_10252020 | 43371102 | LAKEVILLE 1102 | 1125 | Fuse |  |  | LAKEVILLE 11021125 | 1 | NO
PSPS_10252020 | 152241101 | HALSEY 1101 | CB | Breaker |  |  | HALSEY 1101CB | 1 | YES
PSPS_10252020 | 152251101 | SPAULDING 1101 | CB | Breaker |  |  | SPAULDING 1101CB | 1 | YES
PSPS_10252020 | 83622106 | CAMP EVERS 2106 | 8541 | Fuse |  |  | CAMP EVERS 21068541 | 1 | NO
PSPS_10252020 | 254421102 | OAKHURST 1102 | CB | Breaker |  |  | OAKHURST 1102CB | 1 | YES
PSPS_10252020 | 153132102 | NARROWS 2102 | CB | Breaker |  |  | NARROWS 2102CB | 1 | YES
PSPS_10252020 | 152481110 | BRUNSWICK 1110 | 4147 | Fuse |  |  | BRUNSWICK 11104147 | 1 | NO
PSPS_10252020 | 42811111 | MONTE RIO 1111 | CB | Breaker |  |  | MONTE RIO 1111CB | 1 | YES
PSPS_10252020 | 152481105 | BRUNSWICK 1105 | 339665 | Switch |  |  | BRUNSWICK 1105339665 | 1 | NO
PSPS_10252020 | 102911103 | WYANDOTTE 1103 | 1665 | Switch |  |  | WYANDOTTE 11031665 | 1 | NO
PSPS_10252020 | 43191101 | REDBUD 1101 | 85235 | Fuse |  |  | REDBUD 110185235 | 1 | NO
PSPS_10252020 | 103132101 | CRESCENT MILLS 2101 | 2562 | DPD |  |  | CRESCENT MILLS 21012562 | 1 | YES
PSPS_10252020 | 103021101 | GANSNER 1101 | 372132 | DPD |  |  | GANSNER 1101372132 | 1 | YES
PSPS_10252020 | 43361102 | HIGHLANDS 1102 | 628 | DPD |  |  | HIGHLANDS 1102628 | 1 | YES
PSPS_10252020 | 13111109 | SAN LEANDRO U 1109 | 936988 | DPD |  |  | SAN LEANDRO U 1109936988 | 1 | YES
PSPS_10252020 | 42871101 | UPPER LAKE 1101 | 769 | Fuse |  |  | UPPER LAKE 1101769 | 1 | NO
PSPS_10252020 | 13681112 | EDES 1112 | CR306 | DPD |  |  | EDES 1112CR306 | 1 | YES
PSPS_10252020 | 163761703 | RACETRACK 1703 | CB | Breaker |  |  | RACETRACK 1703CB | 1 | YES
PSPS_10252020 | 103401101 | GIRVAN 1101 | CB | Breaker |  |  | GIRVAN 1101CB | 2 | YES
PSPS_10252020 | 103571105 | TYLER 1105 | 1721 | Fuse |  |  | TYLER 11051721 | 1 | NO
PSPS_10252020 | 163351704 | CURTIS 1704 | CB | Breaker |  |  | CURTIS 1704CB | 1 | YES
PSPS_10252020 | 152481105 | BRUNSWICK 1105 | CB | Breaker | 297538 | DPD | BRUNSWICK 1105CB | 1 | YES
PSPS_10252020 | 152481104 | BRUNSWICK 1104 | 244027 | DPD |  |  | BRUNSWICK 1104244027 | 1 | YES
PSPS_10252020 | 14161108 | ROSSMOOR 1108 | 19473 | Switch |  |  | ROSSMOOR 110819473 | 1 | NO
PSPS_10252020 | 42141101 | CLEAR LAKE 1101 | 699062 | DPD |  |  | CLEAR LAKE 1101699062 | 1 | YES
PSPS_10252020 | 102931103 | COTTONWOOD 1103 | 1451 | Fuse |  |  | COTTONWOOD 11031451 | 1 | NO
PSPS_10252020 | 252521103 | SAN JOAQUIN #2 1103 | CB | Breaker |  |  | SAN JOAQUIN #2 1103CB | 1 | YES
PSPS_10252020 | 254432102 | COARSEGOLD 2102 | CB | Breaker |  |  | COARSEGOLD 2102CB | 1 | YES
PSPS_10252020 | 152762101 | EL DORADO PH 2101 | CB | Breaker |  |  | EL DORADO PH 2101CB | 2 | YES
PSPS_10252020 | 152481106 | BRUNSWICK 1106 | CB | Breaker |  |  | BRUNSWICK 1106CB | 1 | YES
PSPS_10252020 | 43311102 | KONOCTI 1102 | CB | Breaker |  |  | KONOCTI 1102CB | 1 | YES
PSPS_10252020 | 192171101 | WILLOW CREEK 1101 | CB | Breaker |  |  | WILLOW CREEK 1101CB | 1 | YES
PSPS_10252020 | 152481110 | BRUNSWICK 1110 | CB | Breaker | 832231 | DPD | BRUNSWICK 1110CB | 1 | YES
PSPS_10252020 | 152031101 | GRASS VALLEY 1101 | 2766 | DPD |  |  | GRASS VALLEY 11012766 | 1 | YES
PSPS_10252020 | 42151104 | SANTA ROSA A 1104 | 220 | DPD |  |  | SANTA ROSA A 1104220 | 1 | YES
PSPS_10252020 | 163451701 | FROGTOWN 1701 | 2235 | Switch |  |  | FROGTOWN 17012235 | 1 | NO
PSPS_10252020 | 192471101 | RUSS RANCH 1101 | CB | Breaker |  |  | RUSS RANCH 1101CB | 1 | NO
PSPS_10252020 | 152181101 | FORESTHILL 1101 | CB | Breaker |  |  | FORESTHILL 1101CB | 2 | YES
PSPS_10252020 | 42011108 | SAN RAFAEL 1108 | 516 | DPD |  |  | SAN RAFAEL 1108516 | 1 | YES
PSPS_10252020 | 63121101 | CORTINA 1101 | 528460 | DPD |  |  | CORTINA 1101528460 | 1 | YES
PSPS_10252020 | 163351702 | CURTIS 1702 | CB | Breaker |  |  | CURTIS 1702CB | 1 | YES
PSPS_10252020 | 103732101 | PIT NO 3 2101 | CB | Breaker |  |  | PIT NO 3 2101CB | 1 | YES
PSPS_10252020 | 102831106 | PARADISE 1106 | CB | Breaker |  |  | PARADISE 1106CB | 4 | YES
PSPS_10252020 | 42721105 | SONOMA 1105 | 404 | DPD |  |  | SONOMA 1105404 | 2 | YES
PSPS_10252020 | 82021106 | LOS GATOS 1106 | SB19 | Switch |  |  | LOS GATOS 1106SB19 | 2 | NO
PSPS_10252020 | 42711102 | CALISTOGA 1102 | 9599 | Fuse |  |  | CALISTOGA 11029599 | 2 | NO
PSPS_10252020 | 102831103 | PARADISE 1103 | 328 | Switch |  |  | PARADISE 1103328 | 3 | NO
PSPS_10252020 | 153081110 | PLACERVILLE 1110 | 10629 | Fuse |  |  | PLACERVILLE 111010629 | 2 | NO
PSPS_10252020 | 13501111 | JARVIS 1111 | 907698 | DPD |  |  | JARVIS 1111907698 | 1 | YES
PSPS_10252020 | 43211101 | HARTLEY 1101 | 1306 | DPD |  |  | HARTLEY 11011306 | 1 | YES
PSPS_10252020 | 42011108 | SAN RAFAEL 1108 | 1345 | Fuse |  |  | SAN RAFAEL 11081345 | 1 | NO
PSPS_10252020 | 83140401 | FELTON 0401 | CB | Breaker |  |  | FELTON 0401CB | 1 | YES
PSPS_10252020 | 63601104 | VACAVILLE 1104 | 771 | Fuse |  |  | VACAVILLE 1104771 | 1 | NO
PSPS_10252020 | 152481110 | BRUNSWICK 1110 | 528196 | DPD | 31329 | Fuse | BRUNSWICK 1110528196 | 1 | NO
PSPS_10252020 | 152701109 | BELL 1109 | 724884 | DPD |  |  | BELL 1109724884 | 1 | YES
PSPS_10252020 | 43292102 | PUEBLO 2102 | 895310 | DPD |  |  | PUEBLO 2102895310 | 1 | YES
PSPS_10252020 | 42011107 | SAN RAFAEL 1107 | 4981 | Fuse |  |  | SAN RAFAEL 11074981 | 1 | NO
PSPS_10252020 | 152481103 | BRUNSWICK 1103 | 510529 | Switch |  |  | BRUNSWICK 1103510529 | 1 | NO
PSPS_10252020 | 63591105 | VACA DIXON 1105 | 15779 | Fuse |  |  | VACA DIXON 110515779 | 1 | NO
PSPS_10252020 | 152261107 | DIAMOND SPRINGS 1107 | 116815 | DPD |  |  | DIAMOND SPRINGS 1107116815 | 1 | YES
PSPS_10252020 | 102911107 | WYANDOTTE 1107 | 96390 | DPD |  |  | WYANDOTTE 110796390 | 1 | YES
PSPS_10252020 | 153081109 | PLACERVILLE 1109 | CB | Breaker | 10143 | Switch | PLACERVILLE 1109CB | 2 | YES
PSPS_10252020 | 63801105 | JAMESON 1105 | 466348 | DPD |  |  | JAMESON 1105466348 | 1 | YES
PSPS_10252020 | 14091108 | CASTRO VALLEY 1108 | 8971 | DPD |  |  | CASTRO VALLEY 11088971 | 1 | YES
PSPS_10252020 | 63801102 | JAMESON 1102 | 865502 | DPD |  |  | JAMESON 1102865502 | 2 | YES
PSPS_10252020 | 153081111 | PLACERVILLE 1111 | 41359 | Fuse |  |  | PLACERVILLE 111141359 | 2 | NO
PSPS_10252020 | 103401102 | GIRVAN 1102 | 212096 | DPD |  |  | GIRVAN 1102212096 | 2 | YES
PSPS_10252020 | 153081110 | PLACERVILLE 1110 | CB | Breaker | 10629 | Fuse | PLACERVILLE 1110CB | 2 | YES
PSPS_10252020 | 152691104 | HIGGINS 1104 | CB | Breaker |  |  | HIGGINS 1104CB | 1 | YES
PSPS_10252020 | 13751102 | VASCO 1102 | MR176 | DPD |  |  | VASCO 1102MR176 | 1 | YES
PSPS_10252020 | 163240401 | TAR FLAT 0401 | CB | Breaker |  |  | TAR FLAT 0401CB | 1 | YES
PSPS_10252020 | 103451101 | KESWICK 1101 | CB | Breaker |  |  | KESWICK 1101CB | 2 | YES
PSPS_10252020 | 43292102 | PUEBLO 2102 | 792 | DPD |  |  | PUEBLO 2102792 | 1 | YES
PSPS_10252020 | 82021107 | LOS GATOS 1107 | 790661 | Switch |  |  | LOS GATOS 1107790661 | 1 | NO
PSPS_10252020 | 102812101 | BIG MEADOWS 2101 | 2510 | DPD |  |  | BIG MEADOWS 21012510 | 1 | YES
PSPS_10252020 | 102541101 | VOLTA 1101 | CB | Breaker |  |  | VOLTA 1101CB | 3 | YES
PSPS_10252020 | 102831103 | PARADISE 1103 | 468200 | DPD |  |  | PARADISE 1103468200 | 4 | YES
PSPS_10252020 | 13801103 | MORAGA 1103 | CB | Breaker |  |  | MORAGA 1103CB | 1 | YES
PSPS_10252020 | 12350401 | ORINDA 0401 | CB | Breaker |  |  | ORINDA 0401CB | 1 | NO
PSPS_10252020 | 82021106 | LOS GATOS 1106 | 60116 | DPD |  |  | LOS GATOS 110660116 | 1 | YES
PSPS_10252020 | 42721105 | SONOMA 1105 | 539450 | DPD |  |  | SONOMA 1105539450 | 2 | YES
PSPS_10252020 | 12501105 | EL CERRITO G 1105 | BR177 | Switch |  |  | EL CERRITO G 1105BR177 | 1 | NO
PSPS_10252020 | 42721104 | SONOMA 1104 | 914376 | DPD |  |  | SONOMA 1104914376 | 1 | YES
PSPS_10252020 | 103142102 | LOGAN CREEK 2102 | 795010 | DPD |  |  | LOGAN CREEK 2102795010 | 1 | YES
PSPS_10252020 | 152491102 | WEIMAR 1102 | CB | Breaker |  |  | WEIMAR 1102CB | 1 | YES
PSPS_10252020 | 152481103 | BRUNSWICK 1103 | 956424 | DPD |  |  | BRUNSWICK 1103956424 | 1 | YES
PSPS_10252020 | 153081111 | PLACERVILLE 1111 | 508410 | DPD | 41359 | Fuse | PLACERVILLE 1111508410 | 2 | YES
PSPS_10252020 | 42851121 | FORT ROSS 1121 | 4875 | Fuse |  |  | FORT ROSS 11214875 | 1 | NO
PSPS_10252020 | 43361103 | HIGHLANDS 1103 | 482 | DPD |  |  | HIGHLANDS 1103482 | 1 | YES
PSPS_10252020 | 43141101 | MIDDLETOWN 1101 | CB | Breaker |  |  | MIDDLETOWN 1101CB | 1 | YES
PSPS_10252020 | 153081110 | PLACERVILLE 1110 | 953474 | DPD |  |  | PLACERVILLE 1110953474 | 2 | YES
PSPS_10252020 | 152261106 | DIAMOND SPRINGS 1106 | 279670 | DPD |  |  | DIAMOND SPRINGS 1106279670 | 1 | YES
PSPS_10252020 | 14091110 | CASTRO VALLEY 1110 | 14394 | Fuse |  |  | CASTRO VALLEY 111014394 | 1 | NO
PSPS_10252020 | 43361103 | HIGHLANDS 1103 | 88975 | Fuse |  |  | HIGHLANDS 110388975 | 1 | NO
PSPS_10252020 | 42821102 | CLOVERDALE 1102 | 1403 | Fuse |  |  | CLOVERDALE 11021403 | 1 | NO
PSPS_10252020 | 42721105 | SONOMA 1105 | 575872 | DPD |  |  | SONOMA 1105575872 | 1 | YES
PSPS_10252020 | 163351703 | CURTIS 1703 | CB | Breaker |  |  | CURTIS 1703CB | 1 | YES
PSPS_10252020 | 42281105 | POTTER VALLEY P H 1105 | 1919 | Fuse |  |  | POTTER VALLEY P H 11051919 | 1 | NO
PSPS_10252020 | 43432104 | SILVERADO 2104 | 815793 | Fuse |  |  | SILVERADO 2104815793 | 2 | NO
PSPS_10252020 | 43361103 | HIGHLANDS 1103 | 3257 | Fuse |  |  | HIGHLANDS 11033257 | 1 | NO
PSPS_10252020 | 14052103 | NORTH DUBLIN 2103 | 74751 | Fuse |  |  | NORTH DUBLIN 210374751 | 1 | NO
PSPS_10252020 | 152481110 | BRUNSWICK 1110 | 832231 | DPD |  |  | BRUNSWICK 1110832231 | 1 | NO
PSPS_10252020 | 13111114 | SAN LEANDRO U 1114 | 653758 | DPD |  |  | SAN LEANDRO U 1114653758 | 1 | YES
PSPS_10252020 | 103441103 | JESSUP 1103 | 348657 | DPD |  |  | JESSUP 1103348657 | 2 | YES
PSPS_10252020 | 152481107 | BRUNSWICK 1107 | 969778 | DPD |  |  | BRUNSWICK 1107969778 | 1 | YES
PSPS_10252020 | 42021112 | NAPA 1112 | 1302 | DPD |  |  | NAPA 11121302 | 1 | YES
PSPS_10252020 | 42141102 | CLEAR LAKE 1102 | 991285 | DPD |  |  | CLEAR LAKE 1102991285 | 1 | YES
PSPS_10252020 | 102931101 | COTTONWOOD 1101 | 10017 | Fuse |  |  | COTTONWOOD 110110017 | 1 | NO
PSPS_10252020 | 152762102 | EL DORADO PH 2102 | CB | Breaker |  |  | EL DORADO PH 2102CB | 2 | YES
PSPS_10252020 | 24101101 | HALF MOON BAY 1101 | 8902 | DPD |  |  | HALF MOON BAY 11018902 | 2 | YES
PSPS_10252020 | 43191101 | REDBUD 1101 | 400 | DPD |  |  | REDBUD 1101400 | 1 | YES
PSPS_10252020 | 43432105 | SILVERADO 2105 | 861266 | DPD |  |  | SILVERADO 2105861266 | 2 | YES
PSPS_10252020 | 103091102 | CLARK ROAD 1102 | 2070 | DPD |  |  | CLARK ROAD 11022070 | 1 | YES
PSPS_10252020 | 83481110 | STELLING 1110 | 2375 | Switch |  |  | STELLING 11102375 | 1 | NO
PSPS_10252020 | 63801105 | JAMESON 1105 | 913400 | DPD |  |  | JAMESON 1105913400 | 1 | YES
PSPS_10252020 | 83050402 | BIG TREES 0402 | 737512 | DPD |  |  | BIG TREES 0402737512 | 1 | NO
PSPS_10252020 | 152691103 | HIGGINS 1103 | 158335 | Fuse |  |  | HIGGINS 1103158335 | 1 | NO
PSPS_10252020 | 13751102 | VASCO 1102 | 886522 | DPD |  |  | VASCO 1102886522 | 1 | YES
PSPS_10252020 | 42141102 | CLEAR LAKE 1102 | 223792 | DPD |  |  | CLEAR LAKE 1102223792 | 1 | YES
PSPS_10252020 | 42141101 | CLEAR LAKE 1101 | 406 | DPD |  |  | CLEAR LAKE 1101406 | 1 | YES
PSPS_10252020 | 43071103 | DUNBAR 1103 | 872066 | DPD |  |  | DUNBAR 1103872066 | 1 | YES
PSPS_10252020 | 83531108 | MC KEE 1108 | 976553 | DPD |  |  | MC KEE 1108976553 | 1 | YES
PSPS_10252020 | 163692101 | SALT SPRINGS 2101 | 10416 | DPD |  |  | SALT SPRINGS 210110416 | 2 | YES
PSPS_10252020 | 24101103 | HALF MOON BAY 1103 | 540991 | DPD |  |  | HALF MOON BAY 1103540991 | 1 | YES
PSPS_10252020 | 83622106 | CAMP EVERS 2106 | 2061 | Fuse |  |  | CAMP EVERS 21062061 | 1 | NO
PSPS_10252020 | 163091101 | CARBONA 1101 | D2841 | Fuse |  |  | CARBONA 1101D2841 | 1 | NO
PSPS_10252020 | 43291104 | PUEBLO 1104 | 968601 | DPD |  |  | PUEBLO 1104968601 | 2 | YES
PSPS_10252020 | 43471101 | PENNGROVE 1101 | 9873 | Fuse |  |  | PENNGROVE 11019873 | 1 | NO
PSPS_10252020 | 102911107 | WYANDOTTE 1107 | 6645 | Fuse |  |  | WYANDOTTE 11076645 | 2 | NO
PSPS_10252020 | 14592105 | BRENTWOOD 2105 | 1511 | Fuse |  |  | BRENTWOOD 21051511 | 1 | NO
PSPS_10252020 | 152261104 | DIAMOND SPRINGS 1104 | 533169 | Switch |  |  | DIAMOND SPRINGS 1104533169 | 1 | NO
PSPS_10252020 | 103331101 | CORNING 1101 | 85713 | Fuse |  |  | CORNING 110185713 | 1 | NO
PSPS_10252020 | 163781705 | PEORIA 1705 | 67898 | DPD |  |  | PEORIA 170567898 | 1 | YES
PSPS_10252020 | 43371102 | LAKEVILLE 1102 | 347280 | DPD |  |  | LAKEVILLE 1102347280 | 1 | YES
PSPS_10252020 | 153081109 | PLACERVILLE 1109 | 10143 | Switch |  |  | PLACERVILLE 110910143 | 2 | NO
PSPS_10252020 | 42711101 | CALISTOGA 1101 | 157668 | DPD |  |  | CALISTOGA 1101157668 | 2 | NO
PSPS_10252020 | 163751102 | PINE GROVE 1102 | CB | Breaker |  |  | PINE GROVE 1102CB | 1 | YES
PSPS_10252020 | 42871101 | UPPER LAKE 1101 | 4651 | Switch |  |  | UPPER LAKE 11014651 | 1 | NO
PSPS_10252020 | 163351701 | CURTIS 1701 | CB | Breaker |  |  | CURTIS 1701CB | 1 | YES
PSPS_10252020 | 14502107 | VINEYARD 2107 | 72634 | Switch |  |  | VINEYARD 210772634 | 1 | NO
PSPS_10252020 | 153081112 | PLACERVILLE 1112 | 51831 | Switch |  |  | PLACERVILLE 111251831 | 2 | NO
PSPS_10252020 | 14241101 | SUNOL 1101 | CB | Breaker |  |  | SUNOL 1101CB | 1 | YES
PSPS_10252020 | 43432102 | SILVERADO 2102 | 5101 | Switch |  |  | SILVERADO 21025101 | 1 | NO
PSPS_10252020 | 42031125 | ALTO 1125 | 1256 | DPD |  |  | ALTO 11251256 | 1 | YES
PSPS_10252020 | 42281105 | POTTER VALLEY P H 1105 | 1959 | Fuse |  |  | POTTER VALLEY P H 11051959 | 1 | NO
PSPS_10252020 | 12022212 | CLAYTON 2212 | Y504R | DPD |  |  | CLAYTON 2212Y504R | 1 | YES
PSPS_10252020 | 42711101 | CALISTOGA 1101 | 382303 | Switch |  |  | CALISTOGA 1101382303 | 2 | NO
PSPS_10252020 | 152481110 | BRUNSWICK 1110 | 4149 | Fuse |  |  | BRUNSWICK 11104149 | 1 | NO
PSPS_10252020 | 42711101 | CALISTOGA 1101 | 664786 | DPD |  |  | CALISTOGA 1101664786 | 2 | NO
PSPS_10252020 | 43432105 | SILVERADO 2105 | 337226 | DPD |  |  | SILVERADO 2105337226 | 1 | YES
PSPS_10252020 | 153662102 | APPLE HILL 2102 | CB | Breaker |  |  | APPLE HILL 2102CB | 2 | YES
PSPS_10252020 | 152201101 | PIKE CITY 1101 | CB | Breaker |  |  | PIKE CITY 1101CB | 2 | YES
PSPS_10252020 | 43021102 | WOODACRE 1102 | CB | Breaker |  |  | WOODACRE 1102CB | 1 | YES
PSPS_10252020 | 14351104 | FREMONT 1104 | 645342 | DPD |  |  | FREMONT 1104645342 | 1 | NO
PSPS_10252020 | 42891101 | GEYSERVILLE 1101 | 17043 | Fuse |  |  | GEYSERVILLE 110117043 | 1 | NO
PSPS_10252020 | 163781705 | PEORIA 1705 | 21437 | Fuse |  |  | PEORIA 170521437 | 1 | NO
PSPS_10252020 | 103491102 | MC ARTHUR 1102 | 542920 | DPD |  |  | MC ARTHUR 1102542920 | 1 | YES
PSPS_10252020 | 103311101 | BURNEY 1101 | 1322 | DPD |  |  | BURNEY 11011322 | 1 | YES
PSPS_10252020 | 42871101 | UPPER LAKE 1101 | 75370 | DPD |  |  | UPPER LAKE 110175370 | 1 | YES
PSPS_10252020 | 152241102 | HALSEY 1102 | CB | Breaker |  |  | HALSEY 1102CB | 1 | YES
PSPS_10252020 | 14422109 | CAYETANO 2109 | MR572 | DPD |  |  | CAYETANO 2109MR572 | 1 | YES
PSPS_10252020 | 152261103 | DIAMOND SPRINGS 1103 | 635040 | DPD |  |  | DIAMOND SPRINGS 1103635040 | 1 | YES
PSPS_10252020 | 252561101 | KERCKHOFF 1101 | CB | Breaker |  |  | KERCKHOFF 1101CB | 1 | YES
PSPS_10252020 | 103401102 | GIRVAN 1102 | 1028 | DPD |  |  | GIRVAN 11021028 | 1 | YES
PSPS_10252020 | 12061103 | BERKELEY F 1103 | 162952 | DPD |  |  | BERKELEY F 1103162952 | 1 | YES
PSPS_10252020 | 43292103 | PUEBLO 2103 | 895784 | DPD |  |  | PUEBLO 2103895784 | 1 | YES
PSPS_10252020 | 43191101 | REDBUD 1101 | 708166 | DPD |  |  | REDBUD 1101708166 | 1 | YES
PSPS_10252020 | 192461102 | BRIDGEVILLE 1102 | CB | Breaker |  |  | BRIDGEVILLE 1102CB | 1 | YES
PSPS_10252020 | 43432104 | SILVERADO 2104 | 37632 | DPD |  |  | SILVERADO 210437632 | 1 | YES
PSPS_10252020 | 152481103 | BRUNSWICK 1103 | 2784 | DPD |  |  | BRUNSWICK 11032784 | 1 | YES
PSPS_10252020 | 43361103 | HIGHLANDS 1103 | 4630 | DPD |  |  | HIGHLANDS 11034630 | 1 | YES
PSPS_10252020 | 13801105 | MORAGA 1105 | 116034 | DPD |  |  | MORAGA 1105116034 | 1 | YES
PSPS_10252020 | 192321122 | FORT SEWARD 1122 | CB | Breaker |  |  | FORT SEWARD 1122CB | 1 | YES
PSPS_10252020 | 43371102 | LAKEVILLE 1102 | 1299 | Fuse |  |  | LAKEVILLE 11021299 | 1 | NO
PSPS_10252020 | 63601104 | VACAVILLE 1104 | 4065 | Fuse |  |  | VACAVILLE 11044065 | 1 | NO
PSPS_10252020 | 43432102 | SILVERADO 2102 | 772792 | DPD |  |  | SILVERADO 2102772792 | 1 | YES
PSPS_10252020 | 43432105 | SILVERADO 2105 | 775 | Fuse |  |  | SILVERADO 2105775 | 2 | NO
PSPS_10252020 | 102781101 | ELK CREEK 1101 | CB | Breaker |  |  | ELK CREEK 1101CB | 1 | YES
PSPS_10252020 | 43191102 | REDBUD 1102 | 88137 | Switch |  |  | REDBUD 110288137 | 1 | NO
PSPS_10252020 | 163160401 | PINECREST 0401 | 1818 | DPD |  |  | PINECREST 04011818 | 1 | YES
PSPS_10252020 | 192411101 | LOW GAP 1101 | CB | Breaker |  |  | LOW GAP 1101CB | 1 | YES
PSPS_10252020 | 103081105 | BUTTE 1105 | 6387 | Switch |  |  | BUTTE 11056387 | 1 | NO
PSPS_10252020 | 163201101 | WEST POINT 1101 | CB | Breaker |  |  | WEST POINT 1101CB | 2 | YES
PSPS_10252020 | 102831103 | PARADISE 1103 | 622607 | Fuse |  |  | PARADISE 1103622607 | 3 | NO
PSPS_10252020 | 103261101 | ANDERSON 1101 | 1231 | Switch |  |  | ANDERSON 11011231 | 1 | NO
PSPS_10252020 | 152291102 | TAMARACK 1102 | CB | Breaker |  |  | TAMARACK 1102CB | 1 | NO
PSPS_10252020 | 14671102 | SOBRANTE 1102 | CB | Breaker |  |  | SOBRANTE 1102CB | 1 | YES
PSPS_10252020 | 42721104 | SONOMA 1104 | 8731 | Fuse |  |  | SONOMA 11048731 | 1 | NO
PSPS_10252020 | 152701108 | BELL 1108 | 2202 | DPD |  |  | BELL 11082202 | 1 | YES
PSPS_10252020 | 163692101 | SALT SPRINGS 2101 | 3116 | DPD |  |  | SALT SPRINGS 21013116 | 1 | YES
PSPS_10252020 | 152291101 | TAMARACK 1101 | CB | Breaker |  |  | TAMARACK 1101CB | 1 | YES
PSPS_10252020 | 14161108 | ROSSMOOR 1108 | 37848 | DPD |  |  | ROSSMOOR 110837848 | 1 | YES
PSPS_10252020 | 83692104 | ROB ROY 2104 | 5819 | Fuse |  |  | ROB ROY 21045819 | 1 | NO
PSPS_10252020 | 102831104 | PARADISE 1104 | 531480 | DPD |  |  | PARADISE 1104531480 | 4 | NO
PSPS_10252020 | 152261103 | DIAMOND SPRINGS 1103 | 394169 | DPD |  |  | DIAMOND SPRINGS 1103394169 | 1 | YES
PSPS_10252020 | 163692102 | SALT SPRINGS 2102 | 3118 | DPD |  |  | SALT SPRINGS 21023118 | 1 | NO
PSPS_10252020 | 12101103 | OAKLAND K 1103 | CR188 | DPD |  |  | OAKLAND K 1103CR188 | 1 | YES
PSPS_10252020 | 43211101 | HARTLEY 1101 | 980662 | DPD |  |  | HARTLEY 1101980662 | 1 | YES
PSPS_10252020 | 152481103 | BRUNSWICK 1103 | 42931 | Switch |  |  | BRUNSWICK 110342931 | 1 | NO
PSPS_10252020 | 42821102 | CLOVERDALE 1102 | 809 | Fuse |  |  | CLOVERDALE 1102809 | 1 | NO
PSPS_10252020 | 83392110 | SWIFT 2110 | 1897 | Switch |  |  | SWIFT 21101897 | 1 | NO
PSPS_10252020 | 43311108 | KONOCTI 1108 | CB | Breaker |  |  | KONOCTI 1108CB | 1 | YES
PSPS_10252020 | 163451702 | FROGTOWN 1702 | L3759 | Fuse |  |  | FROGTOWN 1702L3759 | 1 | NO
PSPS_10252020 | 14402108 | LAS POSITAS 2108 | MR182 | DPD |  |  | LAS POSITAS 2108MR182 | 1 | YES
PSPS_10252020 | 43292102 | PUEBLO 2102 | 391312 | DPD |  |  | PUEBLO 2102391312 | 1 | YES
PSPS_10252020 | 103201102 | CHALLENGE 1102 | CB | Breaker |  |  | CHALLENGE 1102CB | 3 | YES
PSPS_10252020 | 152481103 | BRUNSWICK 1103 | 234378 | DPD |  |  | BRUNSWICK 1103234378 | 1 | YES
PSPS_10252020 | 43211101 | HARTLEY 1101 | 698 | DPD |  |  | HARTLEY 1101698 | 1 | YES
PSPS_10252020 | 24131102 | MENLO 1102 | W80 | DPD |  |  | MENLO 1102W80 | 1 | YES
PSPS_10252020 | 103311101 | BURNEY 1101 | 1358 | DPD |  |  | BURNEY 11011358 | 1 | YES
PSPS_10252020 | 43292102 | PUEBLO 2102 | 647842 | DPD |  |  | PUEBLO 2102647842 | 1 | YES
PSPS_10252020 | 152481104 | BRUNSWICK 1104 | CB | Breaker | 327226 | DPD | BRUNSWICK 1104CB | 1 | YES
PSPS_10252020 | 42711102 | CALISTOGA 1102 | 2963 | Switch | 960240 | DPD | CALISTOGA 11022963 | 3 | NO
PSPS_10252020 | 152261103 | DIAMOND SPRINGS 1103 | 467046 | DPD |  |  | DIAMOND SPRINGS 1103467046 | 1 | YES
PSPS_10252020 | 12101104 | OAKLAND K 1104 | 326225 | Switch |  |  | OAKLAND K 1104326225 | 2 | NO
PSPS_10252020 | 152031101 | GRASS VALLEY 1101 | 750804 | DPD |  |  | GRASS VALLEY 1101750804 | 1 | YES
PSPS_10252020 | 163661702 | MIWUK 1702 | CB | Breaker |  |  | MIWUK 1702CB | 1 | YES
PSPS_10252020 | 14422109 | CAYETANO 2109 | 884904 | DPD |  |  | CAYETANO 2109884904 | 1 | YES
PSPS_10252020 | 152261107 | DIAMOND SPRINGS 1107 | 217974 | DPD |  |  | DIAMOND SPRINGS 1107217974 | 1 | YES
PSPS_10252020 | 162211101 | CALAVERAS CEMENT 1101 | 502 | DPD |  |  | CALAVERAS CEMENT 1101502 | 1 | YES
PSPS_10252020 | 63601104 | VACAVILLE 1104 | 10549 | Fuse |  |  | VACAVILLE 110410549 | 1 | NO
PSPS_10252020 | 102601101 | GLENN 1101 | 477 | Fuse |  |  | GLENN 1101477 | 1 | NO
PSPS_10252020 | 103441102 | JESSUP 1102 | 1259 | Fuse |  |  | JESSUP 11021259 | 1 | NO
PSPS_10252020 | 42491101 | SAUSALITO 1101 | 331806 | DPD |  |  | SAUSALITO 1101331806 | 1 | YES
PSPS_10252020 | 102251101 | CRESTA 1101 | 103126 | DPD |  |  | CRESTA 1101103126 | 1 | YES
PSPS_10252020 | 163692101 | SALT SPRINGS 2101 | CB | Breaker |  |  | SALT SPRINGS 2101CB | 2 | NO
PSPS_10252020 | 103501101 | PIT NO 7 1101 | CB | Breaker |  |  | PIT NO 7 1101CB | 3 | YES
PSPS_10252020 | 43432104 | SILVERADO 2104 | 734081 | Switch |  |  | SILVERADO 2104734081 | 2 | NO
PSPS_10252020 | 102911105 | WYANDOTTE 1105 | CB | Breaker |  |  | WYANDOTTE 1105CB | 4 | YES
PSPS_10252020 | 103081105 | BUTTE 1105 | 16793 | Fuse |  |  | BUTTE 110516793 | 1 | NO
PSPS_10252020 | 103721101 | PIT NO 1 1101 | 80795 | Switch |  |  | PIT NO 1 110180795 | 1 | NO
PSPS_10252020 | 103461101 | PANORAMA 1101 | 713592 | DPD |  |  | PANORAMA 1101713592 | 1 | YES
PSPS_10252020 | 42891102 | GEYSERVILLE 1102 | 331444 | DPD |  |  | GEYSERVILLE 1102331444 | 1 | YES
PSPS_10252020 | 13801104 | MORAGA 1104 | CB | Breaker |  |  | MORAGA 1104CB | 1 | YES
PSPS_10252020 | 43161101 | SALMON CREEK 1101 | 6059 | Fuse |  |  | SALMON CREEK 11016059 | 1 | NO
PSPS_10252020 | 83392107 | SWIFT 2107 | 15503 | Fuse |  |  | SWIFT 210715503 | 1 | NO
PSPS_10252020 | 24131102 | MENLO 1102 | 9139 | Fuse |  |  | MENLO 11029139 | 1 | NO
PSPS_10252020 | 43191101 | REDBUD 1101 | 1135 | Fuse |  |  | REDBUD 11011135 | 1 | NO
PSPS_10252020 | 102931102 | COTTONWOOD 1102 | 544790 | DPD |  |  | COTTONWOOD 1102544790 | 2 | YES
PSPS_10252020 | 63801105 | JAMESON 1105 | 9472 | DPD |  |  | JAMESON 11059472 | 1 | YES
PSPS_10252020 | 152261105 | DIAMOND SPRINGS 1105 | CB | Breaker |  |  | DIAMOND SPRINGS 1105CB | 1 | YES
PSPS_10252020 | 43071102 | DUNBAR 1102 | CB | Breaker |  |  | DUNBAR 1102CB | 1 | YES
PSPS_10252020 | 152261107 | DIAMOND SPRINGS 1107 | 77086 | DPD |  |  | DIAMOND SPRINGS 110777086 | 1 | YES
PSPS_10252020 | 12101102 | OAKLAND K 1102 | 2689 | Switch |  |  | OAKLAND K 11022689 | 1 | NO
PSPS_10252020 | 43471101 | PENNGROVE 1101 | 1339 | Fuse |  |  | PENNGROVE 11011339 | 1 | NO
PSPS_10252020 | 153652109 | SHINGLE SPRINGS 2109 | 2191 | Switch |  |  | SHINGLE SPRINGS 21092191 | 1 | NO
PSPS_10252020 | 43071103 | DUNBAR 1103 | 137736 | DPD | 872066 | DPD | DUNBAR 1103137736 | 1 | NO
PSPS_10252020 | 102911105 | WYANDOTTE 1105 | 329930 | DPD |  |  | WYANDOTTE 1105329930 | 3 | YES
PSPS_10252020 | 63601111 | VACAVILLE 1111 | 787 | Fuse |  |  | VACAVILLE 1111787 | 1 | NO
PSPS_10252020 | 103561101 | STILLWATER 1101 | CB | Breaker |  |  | STILLWATER 1101CB | 2 | YES
PSPS_10252020 | 103751101 | BIG BEND 1101 | CB | Breaker |  |  | BIG BEND 1101CB | 4 | YES
PSPS_10252020 | 152591102 | SUMMIT 1102 | CB | Breaker |  |  | SUMMIT 1102CB | 1 | YES
PSPS_10252020 | 161380201 | TIGER CREEK 0201 | CB | Breaker |  |  | TIGER CREEK 0201CB | 2 | YES
PSPS_10252020 | 42721107 | SONOMA 1107 | 854266 | DPD |  |  | SONOMA 1107854266 | 1 | YES
PSPS_10252020 | 152481110 | BRUNSWICK 1110 | 31329 | Fuse |  |  | BRUNSWICK 111031329 | 1 | NO
PSPS_10252020 | 43361103 | HIGHLANDS 1103 | 568 | DPD |  |  | HIGHLANDS 1103568 | 1 | YES
PSPS_10252020 | 43432103 | SILVERADO 2103 | 507513 | DPD |  |  | SILVERADO 2103507513 | 1 | YES
PSPS_10252020 | 43432104 | SILVERADO 2104 | 2883 | Switch | 734081 | Switch | SILVERADO 21042883 | 2 | NO
PSPS_10252020 | 103331102 | CORNING 1102 | 915324 | DPD |  |  | CORNING 1102915324 | 2 | YES
PSPS_10252020 | 63801102 | JAMESON 1102 | 819086 | DPD |  |  | JAMESON 1102819086 | 2 | NO
PSPS_10252020 | 103271101 | ANTLER 1101 | CB | Breaker |  |  | ANTLER 1101CB | 1 | YES
PSPS_10252020 | 43292102 | PUEBLO 2102 | 769868 | DPD |  |  | PUEBLO 2102769868 | 1 | NO
PSPS_10252020 | 152101102 | ALLEGHANY 1102 | CB | Breaker |  |  | ALLEGHANY 1102CB | 3 | YES
PSPS_10252020 | 152101101 | ALLEGHANY 1101 | CB | Breaker |  |  | ALLEGHANY 1101CB | 3 | YES
PSPS_10252020 | 152481107 | BRUNSWICK 1107 | 50010 | DPD |  |  | BRUNSWICK 110750010 | 1 | YES
PSPS_10252020 | 152181102 | FORESTHILL 1102 | CB | Breaker |  |  | FORESTHILL 1102CB | 2 | YES
PSPS_10252020 | 43291105 | PUEBLO 1105 | 696 | DPD |  |  | PUEBLO 1105696 | 1 | YES
PSPS_10252020 | 103331101 | CORNING 1101 | 85162 | DPD |  |  | CORNING 110185162 | 1 | YES
PSPS_10252020 | 83622106 | CAMP EVERS 2106 | 54167 | Switch |  |  | CAMP EVERS 210654167 | 1 | NO
PSPS_10252020 | 152691109 | HIGGINS 1109 | 639811 | Switch |  |  | HIGGINS 1109639811 | 1 | NO
PSPS_10252020 | 192221101 | GARBERVILLE 1101 | 1604 | DPD |  |  | GARBERVILLE 11011604 | 1 | YES
PSPS_10252020 | 153081111 | PLACERVILLE 1111 | 38024 | Switch |  |  | PLACERVILLE 111138024 | 2 | NO
PSPS_10252020 | 183582101 | BURNS 2101 | CB | Breaker |  |  | BURNS 2101CB | 1 | YES
PSPS_10252020 | 43432102 | SILVERADO 2102 | 437194 | DPD |  |  | SILVERADO 2102437194 | 1 | YES
PSPS_10252020 | 163011101 | MARTELL 1101 | L1141 | Fuse |  |  | MARTELL 1101L1141 | 1 | NO
PSPS_10252020 | 43432104 | SILVERADO 2104 | 258194 | Switch | 1434 | Switch | SILVERADO 2104258194 | 2 | NO
PSPS_10252020 | 103321101 | CEDAR CREEK 1101 | CB | Breaker |  |  | CEDAR CREEK 1101CB | 3 | YES
PSPS_10252020 | 42891102 | GEYSERVILLE 1102 | 2489 | Fuse |  |  | GEYSERVILLE 11022489 | 1 | NO
PSPS_10252020 | 13801105 | MORAGA 1105 | 829530 | DPD |  |  | MORAGA 1105829530 | 1 | YES
PSPS_10252020 | 162831702 | SPRING GAP 1702 | CB | Breaker |  |  | SPRING GAP 1702CB | 1 | YES
PSPS_10252020 | 83531107 | MC KEE 1107 | 70655 | Switch |  |  | MC KEE 110770655 | 1 | NO
PSPS_10252020 | 102931103 | COTTONWOOD 1103 | 1325 | Switch |  |  | COTTONWOOD 11031325 | 1 | NO
PSPS_10252020 | 163451702 | FROGTOWN 1702 | 739858 | DPD |  |  | FROGTOWN 1702739858 | 1 | YES
PSPS_10252020 | 103311101 | BURNEY 1101 | 5087 | Fuse |  |  | BURNEY 11015087 | 1 | NO
PSPS_10252020 | 103132101 | CRESCENT MILLS 2101 | 2230 | DPD |  |  | CRESCENT MILLS 21012230 | 1 | YES
PSPS_10252020 | 152481103 | BRUNSWICK 1103 | 9359 | Fuse |  |  | BRUNSWICK 11039359 | 1 | NO
PSPS_10252020 | 163661701 | MIWUK 1701 | CB | Breaker |  |  | MIWUK 1701CB | 1 | YES
PSPS_10252020 | 42711102 | CALISTOGA 1102 | 423864 | Switch | 199 | Fuse | CALISTOGA 1102423864 | 1 | NO
PSPS_10252020 | 43432105 | SILVERADO 2105 | 131568 | DPD |  |  | SILVERADO 2105131568 | 1 | YES
PSPS_10252020 | 152481102 | BRUNSWICK 1102 | CB | Breaker |  |  | BRUNSWICK 1102CB | 1 | YES
PSPS_10252020 | 102211102 | BUCKS CREEK 1102 | CB | Breaker |  |  | BUCKS CREEK 1102CB | 3 | YES
PSPS_10252020 | 152031101 | GRASS VALLEY 1101 | CB | Breaker | 528232 | DPD | GRASS VALLEY 1101CB | 1 | YES
PSPS_10252020 | 42721106 | SONOMA 1106 | 296492 | DPD |  |  | SONOMA 1106296492 | 1 | YES
PSPS_10252020 | 103401102 | GIRVAN 1102 | 9012 | DPD |  |  | GIRVAN 11029012 | 1 | YES
PSPS_10252020 | 42711101 | CALISTOGA 1101 | 134232 | DPD | 664786 | DPD | CALISTOGA 1101134232 | 2 | YES
PSPS_10252020 | 163451702 | FROGTOWN 1702 | 6851 | Fuse |  |  | FROGTOWN 17026851 | 1 | NO
PSPS_10252020 | 103311101 | BURNEY 1101 | 7829 | Fuse |  |  | BURNEY 11017829 | 1 | NO
PSPS_10252020 | 254432104 | COARSEGOLD 2104 | 10160 | DPD |  |  | COARSEGOLD 210410160 | 1 | NO
PSPS_10252020 | 43432105 | SILVERADO 2105 | 247660 | DPD |  |  | SILVERADO 2105247660 | 1 | YES
PSPS_10252020 | 103261103 | ANDERSON 1103 | 226050 | DPD |  |  | ANDERSON 1103226050 | 2 | YES
PSPS_10252020 | 152431102 | SHADY GLEN 1102 | CB | Breaker |  |  | SHADY GLEN 1102CB | 1 | YES
PSPS_10252020 | 43211102 | HARTLEY 1102 | 385838 | DPD |  |  | HARTLEY 1102385838 | 1 | YES
PSPS_10252020 | 153132101 | NARROWS 2101 | 1219 | Fuse |  |  | NARROWS 21011219 | 1 | NO
PSPS_10252020 | 83622105 | CAMP EVERS 2105 | 84166 | DPD |  |  | CAMP EVERS 210584166 | 1 | YES
PSPS_10252020 | 43191101 | REDBUD 1101 | 1139 | Fuse |  |  | REDBUD 11011139 | 1 | NO
PSPS_10252020 | 43292103 | PUEBLO 2103 | 776244 | DPD |  |  | PUEBLO 2103776244 | 1 | YES
PSPS_10252020 | 152491101 | WEIMAR 1101 | CB | Breaker |  |  | WEIMAR 1101CB | 1 | YES
PSPS_10252020 | 103521102 | OREGON TRAIL 1102 | CB | Breaker |  |  | OREGON TRAIL 1102CB | 2 | YES
PSPS_10252020 | 163761704 | RACETRACK 1704 | CB | Breaker |  |  | RACETRACK 1704CB | 1 | YES
PSPS_10252020 | 152691110 | HIGGINS 1110 | 50103 | Switch |  |  | HIGGINS 111050103 | 1 | NO
PSPS_10252020 | 13180401 | PALO SECO 0401 | CB | Breaker |  |  | PALO SECO 0401CB | 1 | YES
PSPS_10252020 | 43292103 | PUEBLO 2103 | 1287 | Fuse |  |  | PUEBLO 21031287 | 1 | NO
PSPS_10252020 | 12022215 | CLAYTON 2215 | 15960 | Switch |  |  | CLAYTON 221515960 | 2 | NO
PSPS_10252020 | 63172101 | MADISON 2101 | 13372 | DPD |  |  | MADISON 210113372 | 3 | YES
PSPS_10252020 | 12541106 | OAKLAND X 1106 | CR21 | Switch |  |  | OAKLAND X 1106CR21 | 1 | NO
PSPS_10252020 | 43071101 | DUNBAR 1101 | CB | Breaker |  |  | DUNBAR 1101CB | 1 | YES
PSPS_10252020 | 102971111 | SYCAMORE CREEK 1111 | 995 | Switch |  |  | SYCAMORE CREEK 1111995 | 1 | NO
PSPS_10252020 | 43432105 | SILVERADO 2105 | 116741 | Switch |  |  | SILVERADO 2105116741 | 1 | NO
PSPS_10252020 | 152481103 | BRUNSWICK 1103 | 851116 | DPD |  |  | BRUNSWICK 1103851116 | 1 | YES
PSPS_10252020 | 192311142 | FRUITLAND 1142 | 3775 | Fuse |  |  | FRUITLAND 11423775 | 1 | NO
PSPS_10252020 | 163751101 | PINE GROVE 1101 | CB | Breaker |  |  | PINE GROVE 1101CB | 1 | YES
PSPS_10252020 | 42571102 | MOLINO 1102 | 3843 | Switch |  |  | MOLINO 11023843 | 1 | NO
PSPS_10252020 | 48011144 | CALPINE 1144 | CB | Breaker |  |  | CALPINE 1144CB | 2 | YES
PSPS_10252020 | 43432102 | SILVERADO 2102 | 942170 | DPD | 285782 | DPD | SILVERADO 2102942170 | 1 | YES
PSPS_10252020 | 152031103 | GRASS VALLEY 1103 | CB | Breaker |  |  | GRASS VALLEY 1103CB | 1 | YES
PSPS_10252020 | 43351106 | LUCERNE 1106 | 440739 | Fuse |  |  | LUCERNE 1106440739 | 1 | NO
PSPS_10252020 | 103461102 | PANORAMA 1102 | 6303 | Switch |  |  | PANORAMA 11026303 | 1 | NO
PSPS_10252020 | 192401101 | HOOPA 1101 | CB | Breaker |  |  | HOOPA 1101CB | 1 | YES
PSPS_10252020 | 103191101 | BANGOR 1101 | 31502 | DPD |  |  | BANGOR 110131502 | 1 | YES
PSPS_10252020 | 152261106 | DIAMOND SPRINGS 1106 | 926235 | DPD |  |  | DIAMOND SPRINGS 1106926235 | 1 | YES
PSPS_10252020 | 103221101 | KANAKA 1101 | 78815 | Switch |  |  | KANAKA 110178815 | 1 | NO
PSPS_10252020 | 43291105 | PUEBLO 1105 | 348368 | DPD |  |  | PUEBLO 1105348368 | 2 | YES
PSPS_10252020 | 14662113 | TASSAJARA 2113 | MR276 | DPD |  |  | TASSAJARA 2113MR276 | 1 | YES
PSPS_10252020 | 103351101 | DESCHUTES 1101 | CB | Breaker |  |  | DESCHUTES 1101CB | 2 | YES
PSPS_10252020 | 43351106 | LUCERNE 1106 | 44159 | Fuse |  |  | LUCERNE 110644159 | 1 | NO
PSPS_10252020 | 43432104 | SILVERADO 2104 | 708 | DPD |  |  | SILVERADO 2104708 | 2 | YES
PSPS_10252020 | 83622106 | CAMP EVERS 2106 | 6043 | Fuse |  |  | CAMP EVERS 21066043 | 1 | NO
PSPS_10252020 | 24101103 | HALF MOON BAY 1103 | 869962 | DPD |  |  | HALF MOON BAY 1103869962 | 1 | NO
PSPS_10252020 | 153661104 | APPLE HILL 1104 | CB | Breaker |  |  | APPLE HILL 1104CB | 2 | YES
PSPS_10252020 | 153081110 | PLACERVILLE 1110 | 21663 | Fuse |  |  | PLACERVILLE 111021663 | 1 | NO
PSPS_10252020 | 14662104 | TASSAJARA 2104 | 19042 | DPD |  |  | TASSAJARA 210419042 | 1 | YES
PSPS_10252020 | 43361103 | HIGHLANDS 1103 | 4905 | Fuse |  |  | HIGHLANDS 11034905 | 1 | NO
PSPS_10252020 | 102931101 | COTTONWOOD 1101 | 384360 | DPD |  |  | COTTONWOOD 1101384360 | 2 | YES
PSPS_10252020 | 152481105 | BRUNSWICK 1105 | 297538 | DPD |  |  | BRUNSWICK 1105297538 | 1 | YES
PSPS_10252020 | 43321101 | RINCON 1101 | 5589 | Switch |  |  | RINCON 11015589 | 1 | NO
PSPS_10252020 | 43141103 | MIDDLETOWN 1103 | CB | Breaker |  |  | MIDDLETOWN 1103CB | 1 | YES
PSPS_10252020 | 102541102 | VOLTA 1102 | 10439 | Switch | 10437 | Fuse | VOLTA 110210439 | 3 | NO
PSPS_10252020 | 152301101 | BONNIE NOOK 1101 | CB | Breaker |  |  | BONNIE NOOK 1101CB | 2 | YES
PSPS_10252020 | 153661103 | APPLE HILL 1103 | CB | Breaker |  |  | APPLE HILL 1103CB | 2 | YES
PSPS_10252020 | 82931101 | POINT MORETTI 1101 | 5078 | DPD |  |  | POINT MORETTI 11015078 | 1 | YES
PSPS_10252020 | 43071103 | DUNBAR 1103 | 725292 | DPD |  |  | DUNBAR 1103725292 | 1 | YES
PSPS_10252020 | 102831103 | PARADISE 1103 | 5005 | Fuse |  |  | PARADISE 11035005 | 4 | NO
PSPS_10252020 | 43291104 | PUEBLO 1104 | 580658 | DPD |  |  | PUEBLO 1104580658 | 2 | YES
PSPS_10252020 | 43432105 | SILVERADO 2105 | 191725 | DPD |  |  | SILVERADO 2105191725 | 1 | YES
PSPS_10252020 | 153081112 | PLACERVILLE 1112 | 40499 | Fuse |  |  | PLACERVILLE 111240499 | 2 | NO
PSPS_10252020 | 103721101 | PIT NO 1 1101 | 950395 | Switch | 80795 | Switch | PIT NO 1 1101950395 | 1 | NO
PSPS_10252020 | 103541101 | RED BLUFF 1101 | 85837 | Fuse |  |  | RED BLUFF 110185837 | 1 | NO
PSPS_10252020 | 163451702 | FROGTOWN 1702 | 12282 | DPD |  |  | FROGTOWN 170212282 | 1 | YES
PSPS_10252020 | 103201101 | CHALLENGE 1101 | CB | Breaker |  |  | CHALLENGE 1101CB | 3 | YES
PSPS_10252020 | 192171102 | WILLOW CREEK 1102 | CB | Breaker |  |  | WILLOW CREEK 1102CB | 1 | YES
PSPS_10252020 | 42991105 | LAS GALLINAS A 1105 | 9922 | Switch |  |  | LAS GALLINAS A 11059922 | 1 | NO
PSPS_10252020 | 63801105 | JAMESON 1105 | 371694 | DPD |  |  | JAMESON 1105371694 | 1 | YES
PSPS_10252020 | 43191102 | REDBUD 1102 | 9667 | Fuse |  |  | REDBUD 11029667 | 1 | NO
PSPS_10252020 | 43071103 | DUNBAR 1103 | CB | Breaker |  |  | DUNBAR 1103CB | 1 | YES
PSPS_10252020 | 43371102 | LAKEVILLE 1102 | 152632 | DPD |  |  | LAKEVILLE 1102152632 | 1 | YES
PSPS_10252020 | 152261107 | DIAMOND SPRINGS 1107 | 203504 | DPD |  |  | DIAMOND SPRINGS 1107203504 | 1 | YES
PSPS_10252020 | 254421103 | OAKHURST 1103 | CB | Breaker |  |  | OAKHURST 1103CB | 1 | YES
PSPS_10252020 | 13151105 | RADUM 1105 | 806392 | DPD |  |  | RADUM 1105806392 | 1 | YES
PSPS_10252020 | 82841102 | BIG BASIN 1102 | CB | Breaker |  |  | BIG BASIN 1102CB | 2 | YES
PSPS_10252020 | 42821102 | CLOVERDALE 1102 | 15575 | Fuse |  |  | CLOVERDALE 110215575 | 1 | NO
PSPS_10252020 | 42491102 | SAUSALITO 1102 | 1500 | DPD |  |  | SAUSALITO 11021500 | 1 | YES
PSPS_10252020 | 42811113 | MONTE RIO 1113 | CB | Breaker |  |  | MONTE RIO 1113CB | 1 | YES
PSPS_10252020 | 12101101 | OAKLAND K 1101 | 8228 | Fuse |  |  | OAKLAND K 11018228 | 1 | NO
PSPS_10252020 | 42711102 | CALISTOGA 1102 | 2963 | Switch |  |  | CALISTOGA 11022963 | 3 | NO
PSPS_10252020 | 153081111 | PLACERVILLE 1111 | 111345 | Switch |  |  | PLACERVILLE 1111111345 | 2 | NO
PSPS_10252020 | 14091108 | CASTRO VALLEY 1108 | 51776 | Fuse |  |  | CASTRO VALLEY 110851776 | 1 | NO
PSPS_10252020 | 42031120 | ALTO 1120 | 500 | DPD |  |  | ALTO 1120500 | 1 | YES
PSPS_10252020 | 14502108 | VINEYARD 2108 | 71009 | Fuse |  |  | VINEYARD 210871009 | 1 | NO
PSPS_10252020 | 42031124 | ALTO 1124 | 362 | Switch |  |  | ALTO 1124362 | 1 | NO
PSPS_10252020 | 102551101 | EAST QUINCY 1101 | CB | Breaker |  |  | EAST QUINCY 1101CB | 2 | NO
PSPS_10252020 | 13090402 | BRYANT 0402 | CB | Breaker |  |  | BRYANT 0402CB | 1 | YES
PSPS_10252020 | 102831103 | PARADISE 1103 | 2534 | DPD |  |  | PARADISE 11032534 | 4 | YES
PSPS_10252020 | 12091105 | OAKLAND J 1105 | CR256 | DPD |  |  | OAKLAND J 1105CR256 | 1 | YES
PSPS_10252020 | 14422109 | CAYETANO 2109 | MR186 | DPD |  |  | CAYETANO 2109MR186 | 1 | YES
PSPS_10252020 | 83041101 | BEN LOMOND 1101 | CB | Breaker |  |  | BEN LOMOND 1101CB | 1 | NO
PSPS_10252020 | 62081104 | ARBUCKLE 1104 | 669720 | DPD |  |  | ARBUCKLE 1104669720 | 1 | YES
PSPS_10252020 | 43191102 | REDBUD 1102 | 2651 | Fuse |  |  | REDBUD 11022651 | 1 | NO
PSPS_10252020 | 152431101 | SHADY GLEN 1101 | CB | Breaker |  |  | SHADY GLEN 1101CB | 1 | YES
PSPS_10252020 | 103521103 | OREGON TRAIL 1103 | CB | Breaker |  |  | OREGON TRAIL 1103CB | 2 | YES
PSPS_10252020 | 43321101 | RINCON 1101 | 14605 | DPD |  |  | RINCON 110114605 | 1 | NO
PSPS_10252020 | 24251101 | WOODSIDE 1101 | 5295 | Switch |  |  | WOODSIDE 11015295 | 1 | NO
PSPS_10252020 | 42721102 | SONOMA 1102 | 113082 | DPD |  |  | SONOMA 1102113082 | 2 | YES
PSPS_10252020 | 102831103 | PARADISE 1103 | 315439 | Switch |  |  | PARADISE 1103315439 | 4 | NO
PSPS_10252020 | 12022213 | CLAYTON 2213 | 375519 | Switch |  |  | CLAYTON 2213375519 | 1 | NO
PSPS_10252020 | 102041104 | NOTRE DAME 1104 | 651091 | Switch |  |  | NOTRE DAME 1104651091 | 1 | NO
PSPS_10252020 | 62081101 | ARBUCKLE 1101 | 932352 | DPD |  |  | ARBUCKLE 1101932352 | 1 | NO
PSPS_10252020 | 43432104 | SILVERADO 2104 | 9029 | Fuse |  |  | SILVERADO 21049029 | 2 | NO
PSPS_10252020 | 43292103 | PUEBLO 2103 | 253312 | DPD |  |  | PUEBLO 2103253312 | 1 | YES
PSPS_10252020 | 43432102 | SILVERADO 2102 | 880281 | Switch |  |  | SILVERADO 2102880281 | 1 | NO
PSPS_10252020 | 103311101 | BURNEY 1101 | 8923 | Fuse |  |  | BURNEY 11018923 | 1 | NO
PSPS_10252020 | 152261103 | DIAMOND SPRINGS 1103 | 20157 | Fuse |  |  | DIAMOND SPRINGS 110320157 | 1 | NO
PSPS_10252020 | 43141102 | MIDDLETOWN 1102 | CB | Breaker |  |  | MIDDLETOWN 1102CB | 1 | YES
PSPS_10252020 | 153081112 | PLACERVILLE 1112 | 40501 | Fuse |  |  | PLACERVILLE 111240501 | 2 | NO
PSPS_10252020 | 24131103 | MENLO 1103 | SL05 | Switch |  |  | MENLO 1103SL05 | 1 | NO
PSPS_10252020 | 42461106 | BASALT 1106 | 7497 | Fuse |  |  | BASALT 11067497 | 1 | NO
PSPS_10252020 | 63601108 | VACAVILLE 1108 | 697177 | Switch |  |  | VACAVILLE 1108697177 | 1 | NO
PSPS_10252020 | 152261106 | DIAMOND SPRINGS 1106 | 930190 | DPD |  |  | DIAMOND SPRINGS 1106930190 | 1 | YES
PSPS_10252020 | 152261106 | DIAMOND SPRINGS 1106 | 762780 | DPD |  |  | DIAMOND SPRINGS 1106762780 | 1 | YES
PSPS_10252020 | 152701108 | BELL 1108 | 2226 | DPD |  |  | BELL 11082226 | 1 | YES
PSPS_10252020 | 43292102 | PUEBLO 2102 | 850102 | DPD |  |  | PUEBLO 2102850102 | 1 | YES
PSPS_10252020 | 152481107 | BRUNSWICK 1107 | 450739 | Switch |  |  | BRUNSWICK 1107450739 | 1 | NO
PSPS_10252020 | 42301101 | TULUCAY 1101 | 788445 | Fuse |  |  | TULUCAY 1101788445 | 1 | NO
PSPS_10252020 | 43351106 | LUCERNE 1106 | 588793 | Switch |  |  | LUCERNE 1106588793 | 1 | NO
PSPS_10252020 | 13801101 | MORAGA 1101 | CB | Breaker |  |  | MORAGA 1101CB | 1 | YES
PSPS_10252020 | 14091110 | CASTRO VALLEY 1110 | MR748 | DPD |  |  | CASTRO VALLEY 1110MR748 | 1 | YES
PSPS_10252020 | 43361103 | HIGHLANDS 1103 | 89261 | Fuse |  |  | HIGHLANDS 110389261 | 1 | NO
PSPS_10252020 | 153081111 | PLACERVILLE 1111 | CB | Breaker | 111345 | Switch | PLACERVILLE 1111CB | 1 | YES
PSPS_10252020 | 163201102 | WEST POINT 1102 | CB | Breaker |  |  | WEST POINT 1102CB | 2 | YES
PSPS_10252020 | 43432105 | SILVERADO 2105 | 309298 | DPD |  |  | SILVERADO 2105309298 | 2 | YES
PSPS_10252020 | 102541102 | VOLTA 1102 | 10423 | Switch |  |  | VOLTA 110210423 | 2 | NO
PSPS_10252020 | 42561107 | FULTON 1107 | 743 | Switch |  |  | FULTON 1107743 | 1 | NO
PSPS_10252020 | 14422111 | CAYETANO 2111 | 644731 | DPD |  |  | CAYETANO 2111644731 | 1 | NO
PSPS_10252020 | 83531103 | MC KEE 1103 | 790241 | Switch |  |  | MC KEE 1103790241 | 1 | NO
PSPS_10252020 | 153082106 | PLACERVILLE 2106 | CB | Breaker |  |  | PLACERVILLE 2106CB | 2 | YES
PSPS_10252020 | 152031101 | GRASS VALLEY 1101 | 1566 | Switch |  |  | GRASS VALLEY 11011566 | 1 | NO
PSPS_10252020 | 42091101 | MIRABEL 1101 | 116 | DPD |  |  | MIRABEL 1101116 | 1 | YES
PSPS_10252020 | 24101101 | HALF MOON BAY 1101 | 818874 | DPD |  |  | HALF MOON BAY 1101818874 | 1 | YES
PSPS_10252020 | 42821102 | CLOVERDALE 1102 | 6953 | Fuse |  |  | CLOVERDALE 11026953 | 1 | NO
PSPS_10252020 | 152261106 | DIAMOND SPRINGS 1106 | 910235 | DPD |  |  | DIAMOND SPRINGS 1106910235 | 1 | YES
PSPS_10252020 | 152301102 | BONNIE NOOK 1102 | CB | Breaker |  |  | BONNIE NOOK 1102CB | 2 | YES
PSPS_10252020 | 42141102 | CLEAR LAKE 1102 | 904 | DPD |  |  | CLEAR LAKE 1102904 | 1 | YES
PSPS_10252020 | 83531111 | MC KEE 1111 | 425149 | Switch |  |  | MC KEE 1111425149 | 1 | NO
PSPS_10252020 | 252531103 | SAN JOAQUIN #3 1103 | CB | Breaker |  |  | SAN JOAQUIN #3 1103CB | 1 | YES
PSPS_10252020 | 102211103 | BUCKS CREEK 1103 | CB | Breaker |  |  | BUCKS CREEK 1103CB | 3 | YES
PSPS_10252020 | 83622104 | CAMP EVERS 2104 | 5096 | DPD |  |  | CAMP EVERS 21045096 | 1 | YES
PSPS_10252020 | 102831103 | PARADISE 1103 | 143744 | DPD |  |  | PARADISE 1103143744 | 4 | YES
PSPS_10252020 | 42721103 | SONOMA 1103 | 3052 | DPD |  |  | SONOMA 11033052 | 2 | YES
PSPS_10252020 | 153741101 | DOBBINS 1101 | CB | Breaker |  |  | DOBBINS 1101CB | 2 | YES
PSPS_10252020 | 43432104 | SILVERADO 2104 | 246684 | Switch |  |  | SILVERADO 2104246684 | 2 | NO
PSPS_10252020 | 42281105 | POTTER VALLEY P H 1105 | 3799 | Fuse |  |  | POTTER VALLEY P H 11053799 | 1 | NO
PSPS_10252020 | 83242111 | MORGAN HILL 2111 | 3761 | Fuse |  |  | MORGAN HILL 21113761 | 1 | NO
PSPS_10252020 | 42561102 | FULTON 1102 | 2497 | Fuse |  |  | FULTON 11022497 | 1 | NO
PSPS_10252020 | 24101103 | HALF MOON BAY 1103 | 341542 | DPD |  |  | HALF MOON BAY 1103341542 | 1 | YES
PSPS_10252020 | 82021106 | LOS GATOS 1106 | 18251 | Fuse |  |  | LOS GATOS 110618251 | 2 | NO
PSPS_10252020 | 103721101 | PIT NO 1 1101 | CB | Breaker |  |  | PIT NO 1 1101CB | 1 | YES
PSPS_10252020 | 42811112 | MONTE RIO 1112 | CB | Breaker |  |  | MONTE RIO 1112CB | 1 | YES
PSPS_10252020 | 158031101 | ECHO SUMMIT 1101 | 55262 | DPD |  |  | ECHO SUMMIT 110155262 | 1 | YES
PSPS_10252020 | 192461101 | BRIDGEVILLE 1101 | CB | Breaker |  |  | BRIDGEVILLE 1101CB | 1 | YES
PSPS_10252020 | 42011108 | SAN RAFAEL 1108 | 3913 | Fuse |  |  | SAN RAFAEL 11083913 | 1 | NO
PSPS_10252020 | 163781705 | PEORIA 1705 | 21439 | Fuse |  |  | PEORIA 170521439 | 1 | NO
PSPS_10252020 | 103521104 | OREGON TRAIL 1104 | CB | Breaker |  |  | OREGON TRAIL 1104CB | 2 | YES
PSPS_10252020 | 163561101 | ALPINE 1101 | CB | Breaker |  |  | ALPINE 1101CB | 2 | NO
PSPS_10252020 | 102831104 | PARADISE 1104 | CB | Breaker |  |  | PARADISE 1104CB | 4 | YES
PSPS_10252020 | 13600401 | LAS AROMAS 0401 | CB | Breaker |  |  | LAS AROMAS 0401CB | 1 | NO
PSPS_10252020 | 43071103 | DUNBAR 1103 | 835658 | DPD |  |  | DUNBAR 1103835658 | 1 | YES
PSPS_10252020 | 43191101 | REDBUD 1101 | 9671 | Fuse |  |  | REDBUD 11019671 | 1 | NO
PSPS_10252020 | 42821102 | CLOVERDALE 1102 | 7415 | Fuse |  |  | CLOVERDALE 11027415 | 1 | NO
PSPS_10252020 | 42011107 | SAN RAFAEL 1107 | 6465 | Fuse |  |  | SAN RAFAEL 11076465 | 1 | NO
PSPS_10252020 | 102541102 | VOLTA 1102 | 10437 | Fuse |  |  | VOLTA 110210437 | 3 | NO
PSPS_10252020 | 254151101 | AUBERRY 1101 | CB | Breaker |  |  | AUBERRY 1101CB | 1 | YES
PSPS_10252020 | 103441101 | JESSUP 1101 | 68362 | DPD |  |  | JESSUP 110168362 | 2 | YES
PSPS_10252020 | 162161102 | ELECTRA 1102 | CB | Breaker |  |  | ELECTRA 1102CB | 1 | YES
PSPS_10252020 | 43432103 | SILVERADO 2103 | 218894 | DPD |  |  | SILVERADO 2103218894 | 1 | YES
PSPS_10252020 | 163240402 | TAR FLAT 0402 | CB | Breaker |  |  | TAR FLAT 0402CB | 1 | YES
PSPS_10252020 | 24251101 | WOODSIDE 1101 | 8325 | Fuse |  |  | WOODSIDE 11018325 | 1 | NO
PSPS_10252020 | 102211101 | BUCKS CREEK 1101 | CB | Breaker |  |  | BUCKS CREEK 1101CB | 4 | YES
PSPS_10252020 | 42251101 | HOPLAND 1101 | 4335 | Fuse |  |  | HOPLAND 11014335 | 1 | NO
PSPS_10252020 | 152691110 | HIGGINS 1110 | 869408 | DPD |  |  | HIGGINS 1110869408 | 1 | YES
PSPS_10252020 | 42861101 | ANNAPOLIS 1101 | CB | Breaker |  |  | ANNAPOLIS 1101CB | 1 | YES
PSPS_10252020 | 43432103 | SILVERADO 2103 | 920793 | DPD |  |  | SILVERADO 2103920793 | 1 | YES
PSPS_10252020 | 12061103 | BERKELEY F 1103 | 813976 | DPD |  |  | BERKELEY F 1103813976 | 1 | YES
PSPS_10252020 | 42871101 | UPPER LAKE 1101 | 4243 | Fuse |  |  | UPPER LAKE 11014243 | 1 | NO
PSPS_10252020 | 83622106 | CAMP EVERS 2106 | 11207 | Fuse |  |  | CAMP EVERS 210611207 | 1 | NO
PSPS_10252020 | 162211101 | CALAVERAS CEMENT 1101 | L1425 | Fuse |  |  | CALAVERAS CEMENT 1101L1425 | 1 | NO
PSPS_10252020 | 152481107 | BRUNSWICK 1107 | 5487 | Fuse |  |  | BRUNSWICK 11075487 | 1 | NO
PSPS_10252020 | 12041112 | OAKLAND D 1112 | CR187 | Switch |  |  | OAKLAND D 1112CR187 | 1 | NO
PSPS_10252020 | 162821702 | STANISLAUS 1702 | CB | Breaker |  |  | STANISLAUS 1702CB | 1 | YES
PSPS_10252020 | 43291105 | PUEBLO 1105 | 419634 | DPD |  |  | PUEBLO 1105419634 | 2 | YES
PSPS_10252020 | 103091102 | CLARK ROAD 1102 | 92622 | DPD |  |  | CLARK ROAD 110292622 | 1 | YES
PSPS_10252020 | 42141101 | CLEAR LAKE 1101 | 1302 | DPD |  |  | CLEAR LAKE 11011302 | 1 | YES
PSPS_10252020 | 103601101 | WHITMORE 1101 | CB | Breaker |  |  | WHITMORE 1101CB | 1 | YES
PSPS_10252020 | 102931103 | COTTONWOOD 1103 | 1344 | DPD |  |  | COTTONWOOD 11031344 | 1 | YES
PSPS_10252020 | 43432105 | SILVERADO 2105 | 167360 | DPD |  |  | SILVERADO 2105167360 | 1 | YES
PSPS_10252020 | 63681102 | PUTAH CREEK 1102 | 8352 | DPD |  |  | PUTAH CREEK 11028352 | 1 | YES
PSPS_10252020 | 42011107 | SAN RAFAEL 1107 | 4189 | Fuse |  |  | SAN RAFAEL 11074189 | 1 | NO
PSPS_10252020 | 43292102 | PUEBLO 2102 | 773926 | DPD |  |  | PUEBLO 2102773926 | 1 | YES
PSPS_10252020 | 162671103 | WESTLEY 1103 | 237522 | DPD |  |  | WESTLEY 1103237522 | 1 | YES
PSPS_10252020 | 42251101 | HOPLAND 1101 | 687 | Fuse |  |  | HOPLAND 1101687 | 1 | NO
PSPS_10252020 | 13232105 | LONE TREE 2105 | 16551 | Fuse |  |  | LONE TREE 210516551 | 1 | NO
PSPS_10252020 | 152201102 | PIKE CITY 1102 | CB | Breaker |  |  | PIKE CITY 1102CB | 2 | YES
PSPS_10252020 | 43292103 | PUEBLO 2103 | 678 | DPD |  |  | PUEBLO 2103678 | 1 | YES
PSPS_10252020 | 103441102 | JESSUP 1102 | 158468 | DPD |  |  | JESSUP 1102158468 | 2 | YES
PSPS_10252020 | 103091102 | CLARK ROAD 1102 | 2094 | DPD |  |  | CLARK ROAD 11022094 | 1 | YES
PSPS_10252020 | 103571105 | TYLER 1105 | 1725 | Fuse |  |  | TYLER 11051725 | 1 | NO
PSPS_10252020 | 63801102 | JAMESON 1102 | 65516 | DPD |  |  | JAMESON 110265516 | 2 | YES
PSPS_10252020 | 42031125 | ALTO 1125 | 929 | Switch |  |  | ALTO 1125929 | 1 | NO
PSPS_10252020 | 103261101 | ANDERSON 1101 | 648833 | Switch |  |  | ANDERSON 1101648833 | 1 | NO
PSPS_10252020 | 152031101 | GRASS VALLEY 1101 | 528232 | DPD |  |  | GRASS VALLEY 1101528232 | 1 | YES
PSPS_10252020 | 14662112 | TASSAJARA 2112 | 676362 | DPD |  |  | TASSAJARA 2112676362 | 1 | NO
PSPS_10252020 | 42851121 | FORT ROSS 1121 | 4501 | Switch |  |  | FORT ROSS 11214501 | 1 | NO
PSPS_10252020 | 42011107 | SAN RAFAEL 1107 | 6487 | Fuse |  |  | SAN RAFAEL 11076487 | 1 | NO
PSPS_10252020 | 82021106 | LOS GATOS 1106 | 4419 | Fuse |  |  | LOS GATOS 11064419 | 1 | NO
PSPS_10252020 | 162821701 | STANISLAUS 1701 | CB | Breaker |  |  | STANISLAUS 1701CB | 1 | YES
PSPS_10252020 | 152691107 | HIGGINS 1107 | CB | Breaker |  |  | HIGGINS 1107CB | 1 | YES
PSPS_10252020 | 152481103 | BRUNSWICK 1103 | CB | Breaker | 234378 | DPD | BRUNSWICK 1103CB | 1 | YES
PSPS_10252020 | 102541102 | VOLTA 1102 | CB | Breaker |  |  | VOLTA 1102CB | 3 | YES
PSPS_10252020 | 42751113 | FITCH MOUNTAIN 1113 | 583202 | DPD |  |  | FITCH MOUNTAIN 1113583202 | 1 | YES
PSPS_10252020 | 192321121 | FORT SEWARD 1121 | CB | Breaker |  |  | FORT SEWARD 1121CB | 1 | YES
PSPS_10252020 | 43432102 | SILVERADO 2102 | 636 | DPD |  |  | SILVERADO 2102636 | 1 | YES
PSPS_10252020 | 43161101 | SALMON CREEK 1101 | 2331 | Fuse |  |  | SALMON CREEK 11012331 | 1 | NO
PSPS_10252020 | 254421101 | OAKHURST 1101 | CB | Breaker |  |  | OAKHURST 1101CB | 1 | YES
PSPS_10252020 | 152471101 | COLUMBIA HILL 1101 | CB | Breaker |  |  | COLUMBIA HILL 1101CB | 1 | YES
PSPS_10252020 | 13090401 | BRYANT 0401 | CB | Breaker |  |  | BRYANT 0401CB | 1 | NO
PSPS_10252020 | 192171103 | WILLOW CREEK 1103 | CB | Breaker |  |  | WILLOW CREEK 1103CB | 1 | YES
PSPS_10252020 | 12501105 | EL CERRITO G 1105 | R8781 | Fuse |  |  | EL CERRITO G 1105R8781 | 1 | NO
PSPS_10252020 | 163561102 | ALPINE 1102 | CB | Breaker |  |  | ALPINE 1102CB | 2 | NO
PSPS_10252020 | 83040401 | BEN LOMOND 0401 | CB | Breaker |  |  | BEN LOMOND 0401CB | 1 | YES
PSPS_10252020 | 83371107 | SARATOGA 1107 | 167792 | DPD |  |  | SARATOGA 1107167792 | 1 | YES
PSPS_10252020 | 252531102 | SAN JOAQUIN #3 1102 | CB | Breaker |  |  | SAN JOAQUIN #3 1102CB | 1 | YES
PSPS_10252020 | 192311142 | FRUITLAND 1142 | 1503 | Switch |  |  | FRUITLAND 11421503 | 1 | NO
PSPS_10252020 | 43292102 | PUEBLO 2102 | 943820 | DPD |  |  | PUEBLO 2102943820 | 1 | YES
PSPS_10252020 | 24251101 | WOODSIDE 1101 | 8331 | Fuse |  |  | WOODSIDE 11018331 | 1 | NO
PSPS_10252020 | 42491102 | SAUSALITO 1102 | 84278 | DPD |  |  | SAUSALITO 110284278 | 1 | YES
PSPS_10252020 | 162211101 | CALAVERAS CEMENT 1101 | 2646 | DPD |  |  | CALAVERAS CEMENT 11012646 | 1 | YES
PSPS_10252020 | 13111114 | SAN LEANDRO U 1114 | 91087 | Switch |  |  | SAN LEANDRO U 111491087 | 1 | NO
PSPS_10252020 | 42771114 | UKIAH 1114 | 1241 | Fuse |  |  | UKIAH 11141241 | 1 | NO
PSPS_10252020 | 103571105 | TYLER 1105 | 9163 | Fuse |  |  | TYLER 11059163 | 1 | NO
PSPS_09072020 | 152491101 | [6 empty] | 0 | NO
PSPS_09072020 | 152431102 | [6 empty] | 0 | NO
PSPS_09072020 | 102211101 | [6 empty] | 0 | NO
PSPS_09072020 | 152201101 | [6 empty] | 0 | NO
PSPS_09072020 | 152101101 | [6 empty] | 0 | NO
PSPS_09072020 | 163351704 | [6 empty] | 0 | NO
PSPS_09072020 | 42711102 | [6 empty] | 0 | NO
PSPS_09072020 | 43292102 | [6 empty] | 0 | NO
PSPS_09072020 | 43321104 | [6 empty] | 0 | NO
PSPS_09072020 | 192461102 | [6 empty] | 0 | NO
PSPS_09072020 | 102812101 | [6 empty] | 0 | NO
PSPS_09072020 | 103491101 | [6 empty] | 0 | NO
PSPS_09072020 | 153661104 | [6 empty] | 0 | NO
PSPS_09072020 | 152301102 | [6 empty] | 0 | NO
PSPS_09072020 | 152481104 | [6 empty] | 0 | NO
PSPS_09072020 | 192171102 | [6 empty] | 0 | NO
PSPS_09072020 | 43432102 | [6 empty] | 0 | NO
PSPS_09072020 | 102831105 | [6 empty] | 0 | NO
PSPS_09072020 | 152251101 | [6 empty] | 0 | NO
PSPS_09072020 | 103751102 | [6 empty] | 0 | NO
PSPS_09072020 | 153081109 | [6 empty] | 0 | NO
PSPS_09072020 | 102041104 | [6 empty] | 0 | NO
PSPS_09072020 | 102361101 | [6 empty] | 0 | NO
PSPS_09072020 | 43292103 | [6 empty] | 0 | NO
PSPS_09072020 | 103271101 | [6 empty] | 0 | NO
PSPS_09072020 | 153741101 | [6 empty] | 0 | NO
PSPS_09072020 | 163692101 | [6 empty] | 0 | NO
PSPS_09072020 | 152481103 | [6 empty] | 0 | NO
PSPS_09072020 | 103201102 | [6 empty] | 0 | NO
PSPS_09072020 | 103191101 | [6 empty] | 0 | NO
PSPS_09072020 | 163351705 | [6 empty] | 0 | NO
PSPS_09072020 | 103311102 | [6 empty] | 0 | NO
PSPS_09072020 | 102211102 | [6 empty] | 0 | NO
PSPS_09072020 | 153662102 | [6 empty] | 0 | NO
PSPS_09072020 | 43432104 | [6 empty] | 0 | NO
PSPS_09072020 | 152261106 | [6 empty] | 0 | NO
PSPS_09072020 | 103181101 | [6 empty] | 0 | NO
PSPS_09072020 | 255451102 | [6 empty] | 0 | NO
PSPS_09072020 | 103021101 | [6 empty] | 0 | NO
PSPS_09072020 | 102911107 | [6 empty] | 0 | NO
PSPS_09072020 | 103031102 | [6 empty] | 0 | NO
PSPS_09072020 | 163692102 | [6 empty] | 0 | NO
PSPS_09072020 | 103751101 | [6 empty] | 0 | NO
PSPS_09072020 | 103321101 | [6 empty] | 0 | NO
PSPS_09072020 | 153661103 | [6 empty] | 0 | NO
PSPS_09072020 | 42151104 | [6 empty] | 0 | NO
PSPS_09072020 | 43432103 | [6 empty] | 0 | NO
PSPS_09072020 | 192171103 | [6 empty] | 0 | NO
PSPS_09072020 | 163240401 | [6 empty] | 0 | NO
PSPS_09072020 | 152291101 | [6 empty] | 0 | NO
PSPS_09072020 | 103201101 | [6 empty] | 0 | NO
PSPS_09072020 | 192401101 | [6 empty] | 0 | NO
PSPS_09072020 | 152481102 | [6 empty] | 0 | NO
PSPS_09072020 | 103551101 | [6 empty] | 0 | NO
PSPS_09072020 | 163761704 | [6 empty] | 0 | NO
PSPS_09072020 | 43071103 | [6 empty] | 0 | NO
PSPS_09072020 | 102831103 | [6 empty] | 0 | NO
PSPS_09072020 | 152321101 | [6 empty] | 0 | NO
PSPS_09072020 | 152471101 | [6 empty] | 0 | NO
PSPS_09072020 | 152481110 | [6 empty] | 0 | NO
PSPS_09072020 | 153082106 | [6 empty] | 0 | NO
PSPS_09072020 | 43071101 | [6 empty] | 0 | NO
PSPS_09072020 | 102911105 | [6 empty] | 0 | NO
PSPS_09072020 | 163201102 | [6 empty] | 0 | NO
PSPS_09072020 | 192171101 | [6 empty] | 0 | NO
PSPS_09072020 | 252931103 | [6 empty] | 0 | NO
PSPS_09072020 | 103611101 | [6 empty] | 0 | NO
PSPS_09072020 | 103732101 | [6 empty] | 0 | NO
PSPS_09072020 | 102541101 | [6 empty] | 0 | NO
PSPS_09072020 | 163160401 | [6 empty] | 0 | NO
PSPS_09072020 | 152181102 | [6 empty] | 0 | NO
PSPS_09072020 | 103311101 | [6 empty] | 0 | NO
PSPS_09072020 | 152181101 | [6 empty] | 0 | NO
PSPS_09072020 | 42711101 | [6 empty] | 0 | NO
PSPS_09072020 | 163351702 | [6 empty] | 0 | NO
PSPS_09072020 | 152282101 | [6 empty] | 0 | NO
PSPS_09072020 | 102911103 | [6 empty] | 0 | NO
PSPS_09072020 | 192461101 | [6 empty] | 0 | NO
PSPS_09072020 | 102831104 | [6 empty] | 0 | NO
PSPS_09072020 | 103301101 | [6 empty] | 0 | NO
PSPS_09072020 | 152201102 | [6 empty] | 0 | NO
PSPS_09072020 | 103091102 | [6 empty] | 0 | NO
PSPS_09072020 | 163561102 | [6 empty] | 0 | NO
PSPS_09072020 | 102551101 | [6 empty] | 0 | NO
PSPS_09072020 | 102541102 | [6 empty] | 0 | NO
PSPS_09072020 | 152762102 | [6 empty] | 0 | NO
PSPS_09072020 | 192321121 | [6 empty] | 0 | NO
PSPS_09072020 | 153081112 | [6 empty] | 0 | NO
PSPS_09072020 | 103132101 | [6 empty] | 0 | NO
PSPS_09072020 | 102530401 | [6 empty] | 0 | NO
PSPS_09072020 | 152591101 | [6 empty] | 0 | NO
PSPS_09072020 | 163761703 | [6 empty] | 0 | NO
PSPS_09072020 | 102211103 | [6 empty] | 0 | NO
PSPS_09072020 | 152431101 | [6 empty] | 0 | NO
PSPS_09072020 | 43321103 | [6 empty] | 0 | NO
PSPS_09072020 | 163661702 | [6 empty] | 0 | NO
PSPS_09072020 | 252931102 | [6 empty] | 0 | NO
PSPS_09072020 | 163351703 | [6 empty] | 0 | NO
PSPS_09072020 | 103501101 | [6 empty] | 0 | NO
PSPS_09072020 | 103031101 | [6 empty] | 0 | NO
PSPS_09072020 | 152301101 | [6 empty] | 0 | NO
PSPS_09072020 | 192101101 | [6 empty] | 0 | NO
PSPS_09072020 | 163661701 | [6 empty] | 0 | NO
PSPS_09072020 | 152481105 | [6 empty] | 0 | NO
PSPS_09072020 | 152291102 | [6 empty] | 0 | NO
PSPS_09072020 | 152481107 | [6 empty] | 0 | NO
PSPS_09072020 | 43321102 | [6 empty] | 0 | NO
PSPS_09072020 | 192311142 | [6 empty] | 0 | NO
PSPS_09072020 | 153081111 | [6 empty] | 0 | NO
PSPS_09072020 | 103601101 | [6 empty] | 0 | NO
PSPS_09072020 | 152481106 | [6 empty] | 0 | NO
PSPS_09072020 | 43141101 | [6 empty] | 0 | NO
PSPS_09072020 | 103351101 | [6 empty] | 0 | NO
PSPS_09072020 | 163451701 | [6 empty] | 0 | NO
PSPS_09072020 | 162821701 | [6 empty] | 0 | NO
PSPS_09072020 | 103491102 | [6 empty] | 0 | NO
PSPS_09072020 | 163240402 | [6 empty] | 0 | NO
PSPS_09072020 | 253191101 | [6 empty] | 0 | NO
PSPS_09072020 | 103181102 | [6 empty] | 0 | NO
PSPS_09072020 | 103104401 | [6 empty] | 0 | NO
PSPS_09072020 | 163451702 | [6 empty] | 0 | NO
PSPS_09072020 | 192321122 | [6 empty] | 0 | NO
PSPS_09072020 | 253911102 | [6 empty] | 0 | NO
PSPS_09072020 | 43321101 | [6 empty] | 0 | NO
PSPS_09072020 | 102831106 | [6 empty] | 0 | NO
PSPS_09072020 | 162821702 | [6 empty] | 0 | NO
PSPS_09072020 | 192411101 | [6 empty] | 0 | NO
PSPS_09072020 | 103721101 | [6 empty] | 0 | NO
PSPS_09072020 | 161380201 | [6 empty] | 0 | NO
PSPS_09072020 | 102041103 | [6 empty] | 0 | NO
PSPS_09072020 | 163201101 | [6 empty] | 0 | NO
PSPS_09072020 | 163351701 | [6 empty] | 0 | NO
PSPS_09072020 | 163781705 | [6 empty] | 0 | NO
PSPS_09072020 | 152762101 | [6 empty] | 0 | NO
PSPS_09072020 | 163561101 | [6 empty] | 0 | NO
PSPS_09072020 | 163751102 | [6 empty] | 0 | NO
PSPS_09072020 | 152101102 | [6 empty] | 0 | NO
PSPS_09072020 | 152591102 | [6 empty] | 0 | NO
PSPS_09072020 | 43432105 | [6 empty] | 0 | NO
PSPS_09072020 | 103081105 | [6 empty] | 0 | NO
PSPS_09072020 | 103221101 | [6 empty] | 0 | NO
PSPS_09072020 | 101321101 | [6 empty] | 0 | NO
PSPS_09072020 | 162831702 | [6 empty] | 0 | NO
PSPS_09262020 | 103751102 | BIG BEND 1102 | 13761 | Fuse |  |  | BIG BEND 110213761 | 1 | NO
PSPS_09262020 | 153081109 | PLACERVILLE 1109 | CB | Breaker | 10143 | Switch | PLACERVILLE 1109CB | 2 | YES
PSPS_09262020 | 102831103 | PARADISE 1103 | 2534 | DPD |  |  | PARADISE 11032534 | 4 | YES
PSPS_09262020 | 152481105 | BRUNSWICK 1105 | 2130 | DPD |  |  | BRUNSWICK 11052130 | 1 | YES
PSPS_09262020 | 152762101 | EL DORADO PH 2101 | CB | Breaker |  |  | EL DORADO PH 2101CB | 2 | YES
PSPS_09262020 | 102831103 | PARADISE 1103 | 143744 | DPD |  |  | PARADISE 1103143744 | 4 | YES
PSPS_09262020 | 152481105 | BRUNSWICK 1105 | 2140 | DPD |  |  | BRUNSWICK 11052140 | 1 | YES
PSPS_09262020 | 43432104 | SILVERADO 2104 | 427 | Fuse |  |  | SILVERADO 2104427 | 1 | NO
PSPS_09262020 | 152301102 | BONNIE NOOK 1102 | CB | Breaker |  |  | BONNIE NOOK 1102CB | 2 | YES
PSPS_09262020 | 42711101 | CALISTOGA 1101 | 7225 | Switch |  |  | CALISTOGA 11017225 | 1 | NO
PSPS_09262020 | 102211101 | BUCKS CREEK 1101 | CB | Breaker |  |  | BUCKS CREEK 1101CB | 4 | YES
PSPS_09262020 | 102831103 | PARADISE 1103 | 2183 | Switch |  |  | PARADISE 11032183 | 1 | NO
PSPS_09262020 | 152101101 | ALLEGHANY 1101 | 875 | Fuse |  |  | ALLEGHANY 1101875 | 2 | NO
PSPS_09262020 | 153081110 | PLACERVILLE 1110 | 10629 | Fuse |  |  | PLACERVILLE 111010629 | 2 | NO
PSPS_09262020 | 152762102 | EL DORADO PH 2102 | CB | Breaker |  |  | EL DORADO PH 2102CB | 2 | YES
PSPS_09262020 | 163751102 | PINE GROVE 1102 | L5473 | Fuse |  |  | PINE GROVE 1102L5473 | 1 | NO
PSPS_09262020 | 161380201 | TIGER CREEK 0201 | CB | Breaker |  |  | TIGER CREEK 0201CB | 2 | YES
PSPS_09262020 | 163201101 | WEST POINT 1101 | CB | Breaker |  |  | WEST POINT 1101CB | 2 | YES
PSPS_09262020 | 103081105 | BUTTE 1105 | 751990 | DPD |  |  | BUTTE 1105751990 | 1 | YES
PSPS_09262020 | 102831106 | PARADISE 1106 | CB | Breaker |  |  | PARADISE 1106CB | 4 | YES
PSPS_09262020 | 103191101 | BANGOR 1101 | 1804 | DPD |  |  | BANGOR 11011804 | 2 | YES
PSPS_09262020 | 152481106 | BRUNSWICK 1106 | 2794 | DPD |  |  | BRUNSWICK 11062794 | 1 | NO
PSPS_09262020 | 153081111 | PLACERVILLE 1111 | 111345 | Switch |  |  | PLACERVILLE 1111111345 | 2 | NO
PSPS_09262020 | 102541102 | VOLTA 1102 | 870565 | Switch |  |  | VOLTA 1102870565 | 1 | NO
PSPS_09262020 | 103091102 | CLARK ROAD 1102 | 2582 | DPD |  |  | CLARK ROAD 11022582 | 1 | YES
PSPS_09262020 | 152282101 | MOUNTAIN QUARRIES 2101 | 1130 | DPD |  |  | MOUNTAIN QUARRIES 21011130 | 1 | YES
PSPS_09262020 | 102541101 | VOLTA 1101 | CB | Breaker |  |  | VOLTA 1101CB | 3 | YES
PSPS_09262020 | 102911105 | WYANDOTTE 1105 | CB | Breaker | 329930 | DPD | WYANDOTTE 1105CB | 4 | YES
PSPS_09262020 | 163692102 | SALT SPRINGS 2102 | CB | Breaker |  |  | SALT SPRINGS 2102CB | 1 | NO
PSPS_09262020 | 103091102 | CLARK ROAD 1102 | 368837 | Fuse |  |  | CLARK ROAD 1102368837 | 1 | NO
PSPS_09262020 | 152471101 | COLUMBIA HILL 1101 | 8105 | Switch |  |  | COLUMBIA HILL 11018105 | 1 | NO
PSPS_09262020 | 153082106 | PLACERVILLE 2106 | CB | Breaker |  |  | PLACERVILLE 2106CB | 2 | YES
PSPS_09262020 | 43141101 | MIDDLETOWN 1101 | 1015 | Fuse |  |  | MIDDLETOWN 11011015 | 1 | NO
PSPS_09262020 | 102911107 | WYANDOTTE 1107 | 1510 | DPD |  |  | WYANDOTTE 11071510 | 1 | YES
PSPS_09262020 | 152101102 | ALLEGHANY 1102 | CB | Breaker |  |  | ALLEGHANY 1102CB | 3 | YES
PSPS_09262020 | 153081112 | PLACERVILLE 1112 | CB | Breaker |  |  | PLACERVILLE 1112CB | 2 | YES
PSPS_09262020 | 102831103 | PARADISE 1103 | 5005 | Fuse |  |  | PARADISE 11035005 | 4 | NO
PSPS_09262020 | 153662102 | APPLE HILL 2102 | CB | Breaker |  |  | APPLE HILL 2102CB | 2 | YES
PSPS_09262020 | 152301101 | BONNIE NOOK 1101 | CB | Breaker |  |  | BONNIE NOOK 1101CB | 2 | YES
PSPS_09262020 | 152481105 | BRUNSWICK 1105 | 2210 | DPD |  |  | BRUNSWICK 11052210 | 1 | YES
PSPS_09262020 | 152181101 | FORESTHILL 1101 | CB | Breaker |  |  | FORESTHILL 1101CB | 2 | YES
PSPS_09262020 | 102041104 | NOTRE DAME 1104 | 2408 | DPD |  |  | NOTRE DAME 11042408 | 1 | YES
PSPS_09262020 | 152431102 | SHADY GLEN 1102 | 1329 | Switch |  |  | SHADY GLEN 11021329 | 1 | NO
PSPS_09262020 | 163751102 | PINE GROVE 1102 | 1617 | Switch |  |  | PINE GROVE 11021617 | 1 | NO
PSPS_09262020 | 102831104 | PARADISE 1104 | 531480 | DPD |  |  | PARADISE 1104531480 | 4 | NO
PSPS_09262020 | 153081109 | PLACERVILLE 1109 | 10143 | Switch |  |  | PLACERVILLE 110910143 | 2 | NO
PSPS_09262020 | 152201101 | PIKE CITY 1101 | CB | Breaker |  |  | PIKE CITY 1101CB | 2 | YES
PSPS_09262020 | 153081112 | PLACERVILLE 1112 | 18207 | Switch | 51831 | Switch | PLACERVILLE 111218207 | 2 | NO
PSPS_09262020 | 102541102 | VOLTA 1102 | 10439 | Switch | 10437 | Fuse | VOLTA 110210439 | 3 | NO
PSPS_09262020 | 152101101 | ALLEGHANY 1101 | CB | Breaker |  |  | ALLEGHANY 1101CB | 3 | YES
PSPS_09262020 | 153081111 | PLACERVILLE 1111 | 41359 | Fuse |  |  | PLACERVILLE 111141359 | 2 | NO
PSPS_09262020 | 152251101 | SPAULDING 1101 | 31205 | Fuse |  |  | SPAULDING 110131205 | 1 | NO
PSPS_09262020 | 43432104 | SILVERADO 2104 | 1107 | Switch |  |  | SILVERADO 21041107 | 1 | NO
PSPS_09262020 | 102911103 | WYANDOTTE 1103 | 1508 | DPD | 1974 | DPD | WYANDOTTE 11031508 | 1 | YES
PSPS_09262020 | 43141101 | MIDDLETOWN 1101 | 1081 | Switch |  |  | MIDDLETOWN 11011081 | 1 | NO
PSPS_09262020 | 43141101 | MIDDLETOWN 1101 | 1071 | Fuse |  |  | MIDDLETOWN 11011071 | 1 | NO
PSPS_09262020 | 103201102 | CHALLENGE 1102 | CB | Breaker |  |  | CHALLENGE 1102CB | 3 | YES
PSPS_09262020 | 103091102 | CLARK ROAD 1102 | 514690 | DPD |  |  | CLARK ROAD 1102514690 | 2 | NO
PSPS_09262020 | 152261106 | DIAMOND SPRINGS 1106 | 2107 | Switch |  |  | DIAMOND SPRINGS 11062107 | 1 | NO
PSPS_09262020 | 102911107 | WYANDOTTE 1107 | 6645 | Fuse |  |  | WYANDOTTE 11076645 | 2 | NO
PSPS_09262020 | 152471101 | COLUMBIA HILL 1101 | 1531 | Switch |  |  | COLUMBIA HILL 11011531 | 1 | NO
PSPS_09262020 | 152251101 | SPAULDING 1101 | 1205 | Switch |  |  | SPAULDING 11011205 | 1 | NO
PSPS_09262020 | 102831104 | PARADISE 1104 | CB | Breaker |  |  | PARADISE 1104CB | 4 | YES
PSPS_09262020 | 153081112 | PLACERVILLE 1112 | 40499 | Fuse |  |  | PLACERVILLE 111240499 | 2 | NO
PSPS_09262020 | 102831103 | PARADISE 1103 | 772517 | DPD |  |  | PARADISE 1103772517 | 2 | YES
PSPS_09262020 | 102211102 | BUCKS CREEK 1102 | CB | Breaker |  |  | BUCKS CREEK 1102CB | 3 | YES
PSPS_09262020 | 102041104 | NOTRE DAME 1104 | 658685 | Switch |  |  | NOTRE DAME 1104658685 | 1 | NO
PSPS_09262020 | 102541102 | VOLTA 1102 | CB | Breaker |  |  | VOLTA 1102CB | 3 | YES
PSPS_09262020 | 102831103 | PARADISE 1103 | 315439 | Switch |  |  | PARADISE 1103315439 | 4 | NO
PSPS_09262020 | 102831105 | PARADISE 1105 | CB | Breaker |  |  | PARADISE 1105CB | 4 | YES
PSPS_09262020 | 102831104 | PARADISE 1104 | 2893 | Fuse |  |  | PARADISE 11042893 | 4 | NO
PSPS_09262020 | 103751101 | BIG BEND 1101 | CB | Breaker |  |  | BIG BEND 1101CB | 4 | YES
PSPS_09262020 | 102541102 | VOLTA 1102 | 10437 | Fuse |  |  | VOLTA 110210437 | 3 | NO
PSPS_09262020 | 103351101 | DESCHUTES 1101 | 1654 | DPD |  |  | DESCHUTES 11011654 | 1 | YES
PSPS_09262020 | 163751102 | PINE GROVE 1102 | 3168 | DPD |  |  | PINE GROVE 11023168 | 1 | YES
PSPS_09262020 | 163692101 | SALT SPRINGS 2101 | CB | Breaker |  |  | SALT SPRINGS 2101CB | 2 | NO
PSPS_09262020 | 103201101 | CHALLENGE 1101 | CB | Breaker |  |  | CHALLENGE 1101CB | 3 | YES
PSPS_09262020 | 152261103 | DIAMOND SPRINGS 1103 | 22255 | Switch |  |  | DIAMOND SPRINGS 110322255 | 1 | NO
PSPS_09262020 | 102831104 | PARADISE 1104 | 355681 | Switch |  |  | PARADISE 1104355681 | 4 | NO
PSPS_09262020 | 152481105 | BRUNSWICK 1105 | 7327 | Switch |  |  | BRUNSWICK 11057327 | 1 | NO
PSPS_09262020 | 153661103 | APPLE HILL 1103 | CB | Breaker |  |  | APPLE HILL 1103CB | 2 | YES
PSPS_09262020 | 153081111 | PLACERVILLE 1111 | 508410 | DPD | 41359 | Fuse | PLACERVILLE 1111508410 | 2 | YES
PSPS_09262020 | 103031102 | ORO FINO 1102 | CB | Breaker |  |  | ORO FINO 1102CB | 4 | YES
PSPS_09262020 | 153081112 | PLACERVILLE 1112 | 40501 | Fuse |  |  | PLACERVILLE 111240501 | 2 | NO
PSPS_09262020 | 153081112 | PLACERVILLE 1112 | 51831 | Switch |  |  | PLACERVILLE 111251831 | 2 | NO
PSPS_09262020 | 153081110 | PLACERVILLE 1110 | CB | Breaker | 10629 | Fuse | PLACERVILLE 1110CB | 2 | YES
PSPS_09262020 | 103091102 | CLARK ROAD 1102 | 1529 | Fuse |  |  | CLARK ROAD 11021529 | 1 | NO
PSPS_09262020 | 102831103 | PARADISE 1103 | 468200 | DPD |  |  | PARADISE 1103468200 | 4 | YES
PSPS_09262020 | 163561102 | ALPINE 1102 | CB | Breaker |  |  | ALPINE 1102CB | 2 | NO
PSPS_09262020 | 163201102 | WEST POINT 1102 | CB | Breaker |  |  | WEST POINT 1102CB | 2 | YES
PSPS_09262020 | 152201102 | PIKE CITY 1102 | CB | Breaker |  |  | PIKE CITY 1102CB | 2 | YES
PSPS_09262020 | 152481102 | BRUNSWICK 1102 | 2770 | DPD |  |  | BRUNSWICK 11022770 | 1 | NO
PSPS_09262020 | 153081111 | PLACERVILLE 1111 | 38024 | Switch |  |  | PLACERVILLE 111138024 | 2 | NO
PSPS_09262020 | 153081110 | PLACERVILLE 1110 | 953474 | DPD |  |  | PLACERVILLE 1110953474 | 2 | YES
PSPS_09262020 | 152321101 | DRUM 1101 | CB | Breaker |  |  | DRUM 1101CB | 3 | YES
PSPS_09262020 | 152762101 | EL DORADO PH 2101 | 13362 | DPD |  |  | EL DORADO PH 210113362 | 2 | NO
PSPS_09262020 | 103091102 | CLARK ROAD 1102 | 27255BP | Switch |  |  | CLARK ROAD 110227255BP | 1 | NO
PSPS_09262020 | 43432104 | SILVERADO 2104 | 5769 | Fuse |  |  | SILVERADO 21045769 | 1 | NO
PSPS_09262020 | 103751102 | BIG BEND 1102 | CB | Breaker | 5403 | Switch | BIG BEND 1102CB | 4 | YES
PSPS_09262020 | 103031101 | ORO FINO 1101 | CB | Breaker |  |  | ORO FINO 1101CB | 4 | YES
PSPS_09262020 | 152181102 | FORESTHILL 1102 | CB | Breaker |  |  | FORESTHILL 1102CB | 2 | YES
PSPS_09262020 | 102971111 | SYCAMORE CREEK 1111 | 919 | Switch |  |  | SYCAMORE CREEK 1111919 | 2 | NO
PSPS_09262020 | 153741101 | DOBBINS 1101 | 1264 | DPD |  |  | DOBBINS 11011264 | 1 | YES
PSPS_09262020 | 102211103 | BUCKS CREEK 1103 | CB | Breaker |  |  | BUCKS CREEK 1103CB | 3 | YES
PSPS_09262020 | 43432104 | SILVERADO 2104 | 1763 | Fuse |  |  | SILVERADO 21041763 | 1 | NO
PSPS_09262020 | 163561101 | ALPINE 1101 | CB | Breaker |  |  | ALPINE 1101CB | 2 | NO
PSPS_09262020 | 102041103 | NOTRE DAME 1103 | 930351 | Fuse |  |  | NOTRE DAME 1103930351 | 1 | NO
PSPS_09262020 | 153661104 | APPLE HILL 1104 | CB | Breaker |  |  | APPLE HILL 1104CB | 2 | YES
PSPS_10142020 | 24101103 | HALF MOON BAY 1103 | 6075 | Fuse |  |  | HALF MOON BAY 11036075 | 1 | NO
PSPS_10142020 | 103501101 | PIT NO 7 1101 | CB | Breaker |  |  | PIT NO 7 1101CB | 3 | YES
PSPS_10142020 | 43432105 | SILVERADO 2105 | 861266 | DPD |  |  | SILVERADO 2105861266 | 2 | YES
PSPS_10142020 | 82021107 | LOS GATOS 1107 | 2313 | Switch |  |  | LOS GATOS 11072313 | 1 | NO
PSPS_10142020 | 103561101 | STILLWATER 1101 | 7243 | Fuse |  |  | STILLWATER 11017243 | 1 | NO
PSPS_10142020 | 43432104 | SILVERADO 2104 | 761 | Switch |  |  | SILVERADO 2104761 | 1 | NO
PSPS_10142020 | 12022212 | CLAYTON 2212 | 1226 | Fuse |  |  | CLAYTON 22121226 | 1 | NO
PSPS_10142020 | 12101102 | OAKLAND K 1102 | 8252 | Fuse |  |  | OAKLAND K 11028252 | 1 | NO
PSPS_10142020 | 43291105 | PUEBLO 1105 | 684564 | DPD |  |  | PUEBLO 1105684564 | 2 | YES
PSPS_10142020 | 152101101 | ALLEGHANY 1101 | 875 | Fuse |  |  | ALLEGHANY 1101875 | 2 | NO
PSPS_10142020 | 14662104 | TASSAJARA 2104 | 2103 | Switch |  |  | TASSAJARA 21042103 | 1 | NO
PSPS_10142020 | 152101101 | ALLEGHANY 1101 | CB | Breaker |  |  | ALLEGHANY 1101CB | 3 | YES
PSPS_10142020 | 42721103 | SONOMA 1103 | 581588 | DPD |  |  | SONOMA 1103581588 | 1 | YES
PSPS_10142020 | 103351101 | DESCHUTES 1101 | 2593 | Fuse |  |  | DESCHUTES 11012593 | 1 | NO
PSPS_10142020 | 82021106 | LOS GATOS 1106 | TEMPSB4 | Switch |  |  | LOS GATOS 1106TEMPSB4 | 1 | NO
PSPS_10142020 | 12022212 | CLAYTON 2212 | 7619 | Fuse |  |  | CLAYTON 22127619 | 1 | NO
PSPS_10142020 | 43051101 | MONTICELLO 1101 | 1589 | DPD |  |  | MONTICELLO 11011589 | 1 | YES
PSPS_10142020 | 82021106 | LOS GATOS 1106 | SB19 | Switch |  |  | LOS GATOS 1106SB19 | 2 | NO
PSPS_10142020 | 43071103 | DUNBAR 1103 | 16543 | Fuse |  |  | DUNBAR 110316543 | 1 | NO
PSPS_10142020 | 43071101 | DUNBAR 1101 | 86991 | Fuse |  |  | DUNBAR 110186991 | 1 | NO
PSPS_10142020 | 43432105 | SILVERADO 2105 | 309298 | DPD |  |  | SILVERADO 2105309298 | 2 | YES
PSPS_10142020 | 82841102 | BIG BASIN 1102 | 7949 | Fuse |  |  | BIG BASIN 11027949 | 1 | NO
PSPS_10142020 | 43071101 | DUNBAR 1101 | 1261 | Fuse |  |  | DUNBAR 11011261 | 1 | NO
PSPS_10142020 | 83622105 | CAMP EVERS 2105 | 5629 | Fuse |  |  | CAMP EVERS 21055629 | 1 | NO
PSPS_10142020 | 102831104 | PARADISE 1104 | 355681 | Switch |  |  | PARADISE 1104355681 | 4 | NO
PSPS_10142020 | 152762101 | EL DORADO PH 2101 | 13133 | Switch |  |  | EL DORADO PH 210113133 | 1 | NO
PSPS_10142020 | 42711101 | CALISTOGA 1101 | 664786 | DPD |  |  | CALISTOGA 1101664786 | 2 | NO
PSPS_10142020 | 102041103 | NOTRE DAME 1103 | 820848 | Switch |  |  | NOTRE DAME 1103820848 | 1 | NO
PSPS_10142020 | 43291105 | PUEBLO 1105 | 110347 | Switch |  |  | PUEBLO 1105110347 | 1 | NO
PSPS_10142020 | 43432104 | SILVERADO 2104 | 246684 | Switch |  |  | SILVERADO 2104246684 | 2 | NO
PSPS_10142020 | 103321101 | CEDAR CREEK 1101 | CB | Breaker |  |  | CEDAR CREEK 1101CB | 3 | YES
PSPS_10142020 | 12101102 | OAKLAND K 1102 | 9215 | Fuse |  |  | OAKLAND K 11029215 | 1 | NO
PSPS_10142020 | 43432104 | SILVERADO 2104 | 815793 | Fuse |  |  | SILVERADO 2104815793 | 2 | NO
PSPS_10142020 | 43141101 | MIDDLETOWN 1101 | 4867 | Switch |  |  | MIDDLETOWN 11014867 | 1 | NO
PSPS_10142020 | 12541104 | OAKLAND X 1104 | CR214 | DPD |  |  | OAKLAND X 1104CR214 | 1 | YES
PSPS_10142020 | 43051101 | MONTICELLO 1101 | 35663 | Fuse |  |  | MONTICELLO 110135663 | 1 | NO
PSPS_10142020 | 63801105 | JAMESON 1105 | 3577 | Fuse |  |  | JAMESON 11053577 | 1 | NO
PSPS_10142020 | 102831105 | PARADISE 1105 | CB | Breaker |  |  | PARADISE 1105CB | 4 | YES
PSPS_10142020 | 103561101 | STILLWATER 1101 | 55301 | Fuse |  |  | STILLWATER 110155301 | 1 | NO
PSPS_10142020 | 43071103 | DUNBAR 1103 | 3125 | Fuse |  |  | DUNBAR 11033125 | 1 | NO
PSPS_10142020 | 24101103 | HALF MOON BAY 1103 | 6085 | Fuse |  |  | HALF MOON BAY 11036085 | 1 | NO
PSPS_10142020 | 163201102 | WEST POINT 1102 | L3713 | Fuse |  |  | WEST POINT 1102L3713 | 1 | NO
PSPS_10142020 | 43432105 | SILVERADO 2105 | 79047 | Switch |  |  | SILVERADO 210579047 | 1 | NO
PSPS_10142020 | 103201102 | CHALLENGE 1102 | 5462 | DPD |  |  | CHALLENGE 11025462 | 1 | YES
PSPS_10142020 | 42721103 | SONOMA 1103 | 3052 | DPD |  |  | SONOMA 11033052 | 2 | YES
PSPS_10142020 | 43141101 | MIDDLETOWN 1101 | 1033 | Fuse |  |  | MIDDLETOWN 11011033 | 1 | NO
PSPS_10142020 | 103751101 | BIG BEND 1101 | CB | Breaker |  |  | BIG BEND 1101CB | 4 | YES
PSPS_10142020 | 102831103 | PARADISE 1103 | 772517 | DPD |  |  | PARADISE 1103772517 | 2 | YES
PSPS_10142020 | 163201102 | WEST POINT 1102 | 962233 | Fuse |  |  | WEST POINT 1102962233 | 1 | NO
PSPS_10142020 | 43071103 | DUNBAR 1103 | 13909 | Fuse |  |  | DUNBAR 110313909 | 1 | NO
PSPS_10142020 | 43432104 | SILVERADO 2104 | 258194 | Switch | 1434 | Switch | SILVERADO 2104258194 | 2 | NO
PSPS_10142020 | 102911105 | WYANDOTTE 1105 | 329930 | DPD |  |  | WYANDOTTE 1105329930 | 3 | YES
PSPS_10142020 | 63172101 | MADISON 2101 | 13372 | DPD |  |  | MADISON 210113372 | 3 | YES
PSPS_10142020 | 42721102 | SONOMA 1102 | 113082 | DPD | 7127 | Switch | SONOMA 1102113082 | 2 | YES
PSPS_10142020 | 14052103 | NORTH DUBLIN 2103 | 74417 | Switch |  |  | NORTH DUBLIN 210374417 | 1 | NO
PSPS_10142020 | 42711101 | CALISTOGA 1101 | 204633 | Switch | 134232 | DPD | CALISTOGA 1101204633 | 2 | NO
PSPS_10142020 | 152481105 | BRUNSWICK 1105 | 6523 | Fuse |  |  | BRUNSWICK 11056523 | 1 | NO
PSPS_10142020 | 42821102 | CLOVERDALE 1102 | 12905 | Fuse |  |  | CLOVERDALE 110212905 | 1 | NO
PSPS_10142020 | 24101101 | HALF MOON BAY 1101 | 8902 | DPD |  |  | HALF MOON BAY 11018902 | 2 | YES
PSPS_10142020 | 43432102 | SILVERADO 2102 | 653 | Switch |  |  | SILVERADO 2102653 | 1 | NO
PSPS_10142020 | 163201102 | WEST POINT 1102 | L5677 | Fuse |  |  | WEST POINT 1102L5677 | 1 | NO
PSPS_10142020 | 63801103 | JAMESON 1103 | 465 | Fuse |  |  | JAMESON 1103465 | 1 | NO
PSPS_10142020 | 42021112 | NAPA 1112 | 1573 | Fuse |  |  | NAPA 11121573 | 1 | NO
PSPS_10142020 | 163692101 | SALT SPRINGS 2101 | 10416 | DPD |  |  | SALT SPRINGS 210110416 | 2 | YES
PSPS_10142020 | 42891102 | GEYSERVILLE 1102 | 13729 | Switch |  |  | GEYSERVILLE 110213729 | 1 | NO
PSPS_10142020 | 102911105 | WYANDOTTE 1105 | CB | Breaker |  |  | WYANDOTTE 1105CB | 4 | YES
PSPS_10142020 | 152471101 | COLUMBIA HILL 1101 | 8103 | Fuse |  |  | COLUMBIA HILL 11018103 | 1 | NO
PSPS_10142020 | 102211101 | BUCKS CREEK 1101 | CB | Breaker |  |  | BUCKS CREEK 1101CB | 4 | YES
PSPS_10142020 | 102541101 | VOLTA 1101 | CB | Breaker |  |  | VOLTA 1101CB | 3 | YES
PSPS_10142020 | 102831106 | PARADISE 1106 | CB | Breaker |  |  | PARADISE 1106CB | 4 | YES
PSPS_10142020 | 152301102 | BONNIE NOOK 1102 | 9593 | Fuse |  |  | BONNIE NOOK 11029593 | 1 | NO
PSPS_10142020 | 43291104 | PUEBLO 1104 | 291873 | Switch |  |  | PUEBLO 1104291873 | 2 | NO
PSPS_10142020 | 152481105 | BRUNSWICK 1105 | 4315 | Fuse |  |  | BRUNSWICK 11054315 | 1 | NO
PSPS_10142020 | 102831104 | PARADISE 1104 | CB | Breaker |  |  | PARADISE 1104CB | 4 | YES
PSPS_10142020 | 43292102 | PUEBLO 2102 | 3123 | Fuse |  |  | PUEBLO 21023123 | 1 | NO
PSPS_10142020 | 192461102 | BRIDGEVILLE 1102 | 5191 | Fuse |  |  | BRIDGEVILLE 11025191 | 1 | NO
PSPS_10142020 | 102551101 | EAST QUINCY 1101 | CB | Breaker |  |  | EAST QUINCY 1101CB | 2 | NO
PSPS_10142020 | 42021112 | NAPA 1112 | 1731 | Fuse |  |  | NAPA 11121731 | 1 | NO
PSPS_10142020 | 43321103 | RINCON 1103 | 474 | DPD |  |  | RINCON 1103474 | 1 | YES
PSPS_10142020 | 24251101 | WOODSIDE 1101 | 7573 | Fuse |  |  | WOODSIDE 11017573 | 1 | NO
PSPS_10142020 | 102541102 | VOLTA 1102 | 10423 | Switch |  |  | VOLTA 110210423 | 2 | NO
PSPS_10142020 | 192411101 | LOW GAP 1101 | 8233BP | Switch |  |  | LOW GAP 11018233BP | 1 | NO
PSPS_10142020 | 42721106 | SONOMA 1106 | 510055 | DPD |  |  | SONOMA 1106510055 | 1 | YES
PSPS_10142020 | 42891102 | GEYSERVILLE 1102 | 12069 | Fuse |  |  | GEYSERVILLE 110212069 | 1 | NO
PSPS_10142020 | 43291105 | PUEBLO 1105 | 348368 | DPD |  |  | PUEBLO 1105348368 | 2 | YES
PSPS_10142020 | 102541102 | VOLTA 1102 | 10439 | Switch | 10437 | Fuse | VOLTA 110210439 | 3 | NO
PSPS_10142020 | 12541106 | OAKLAND X 1106 | CR020 | DPD |  |  | OAKLAND X 1106CR020 | 1 | YES
PSPS_10142020 | 12541104 | OAKLAND X 1104 | 79143 | Switch |  |  | OAKLAND X 110479143 | 1 | NO
PSPS_10142020 | 43292103 | PUEBLO 2103 | 1123 | Fuse |  |  | PUEBLO 21031123 | 1 | NO
PSPS_10142020 | 14662112 | TASSAJARA 2112 | 6392 | DPD |  |  | TASSAJARA 21126392 | 1 | YES
PSPS_10142020 | 83622106 | CAMP EVERS 2106 | 1907 | Fuse |  |  | CAMP EVERS 21061907 | 1 | NO
PSPS_10142020 | 43432102 | SILVERADO 2102 | CB | Breaker |  |  | SILVERADO 2102CB | 1 | YES
PSPS_10142020 | 42021112 | NAPA 1112 | 1715 | Fuse |  |  | NAPA 11121715 | 1 | NO
PSPS_10142020 | 24101103 | HALF MOON BAY 1103 | 4625 | Fuse |  |  | HALF MOON BAY 11034625 | 1 | NO
PSPS_10142020 | 43432102 | SILVERADO 2102 | 2069 | Switch |  |  | SILVERADO 21022069 | 1 | NO
PSPS_10142020 | 24101103 | HALF MOON BAY 1103 | 1517 | Fuse |  |  | HALF MOON BAY 11031517 | 1 | NO
PSPS_10142020 | 192321122 | FORT SEWARD 1122 | 1653 | Fuse |  |  | FORT SEWARD 11221653 | 1 | NO
PSPS_10142020 | 43071103 | DUNBAR 1103 | 3127 | DPD |  |  | DUNBAR 11033127 | 1 | YES
PSPS_10142020 | 103201101 | CHALLENGE 1101 | CB | Breaker |  |  | CHALLENGE 1101CB | 3 | YES
PSPS_10142020 | 12022212 | CLAYTON 2212 | 2951 | Fuse |  |  | CLAYTON 22122951 | 1 | NO
PSPS_10142020 | 63801102 | JAMESON 1102 | 819086 | DPD |  |  | JAMESON 1102819086 | 2 | NO
PSPS_10142020 | 102251101 | CRESTA 1101 | 118479 | Switch |  |  | CRESTA 1101118479 | 2 | NO
PSPS_10142020 | 43361103 | HIGHLANDS 1103 | 5303 | Switch |  |  | HIGHLANDS 11035303 | 1 | NO
PSPS_10142020 | 82841102 | BIG BASIN 1102 | 8259 | Fuse |  |  | BIG BASIN 11028259 | 1 | NO
PSPS_10142020 | 43291105 | PUEBLO 1105 | 9061 | Switch |  |  | PUEBLO 11059061 | 1 | NO
PSPS_10142020 | 12101104 | OAKLAND K 1104 | 326225 | Switch |  |  | OAKLAND K 1104326225 | 2 | NO
PSPS_10142020 | 43291104 | PUEBLO 1104 | 580658 | DPD |  |  | PUEBLO 1104580658 | 2 | YES
PSPS_10142020 | 103191101 | BANGOR 1101 | 15309 | Switch |  |  | BANGOR 110115309 | 1 | NO
PSPS_10142020 | 43141101 | MIDDLETOWN 1101 | 2147 | Fuse |  |  | MIDDLETOWN 11012147 | 1 | NO
PSPS_10142020 | 102971111 | SYCAMORE CREEK 1111 | 919 | Switch |  |  | SYCAMORE CREEK 1111919 | 2 | NO
PSPS_10142020 | 152321101 | DRUM 1101 | CB | Breaker |  |  | DRUM 1101CB | 3 | YES
PSPS_10142020 | 24101101 | HALF MOON BAY 1101 | 13787 | Fuse |  |  | HALF MOON BAY 110113787 | 1 | NO
PSPS_10142020 | 102041104 | NOTRE DAME 1104 | 46667 | Switch |  |  | NOTRE DAME 110446667 | 1 | NO
PSPS_10142020 | 102831103 | PARADISE 1103 | 2534 | DPD |  |  | PARADISE 11032534 | 4 | YES
PSPS_10142020 | 103351101 | DESCHUTES 1101 | 7417 | Switch |  |  | DESCHUTES 11017417 | 1 | NO
PSPS_10142020 | 43432104 | SILVERADO 2104 | 2883 | Switch | 734081 | Switch | SILVERADO 21042883 | 2 | NO
PSPS_10142020 | 14422109 | CAYETANO 2109 | 70631 | Fuse |  |  | CAYETANO 210970631 | 1 | NO
PSPS_10142020 | 102831104 | PARADISE 1104 | 2893 | Fuse |  |  | PARADISE 11042893 | 4 | NO
PSPS_10142020 | 102541102 | VOLTA 1102 | 10437 | Fuse |  |  | VOLTA 110210437 | 3 | NO
PSPS_10142020 | 43432104 | SILVERADO 2104 | 9029 | Fuse |  |  | SILVERADO 21049029 | 2 | NO
PSPS_10142020 | 103081105 | BUTTE 1105 | 279535 | Fuse |  |  | BUTTE 1105279535 | 1 | NO
PSPS_10142020 | 102831103 | PARADISE 1103 | 328 | Switch |  |  | PARADISE 1103328 | 3 | NO
PSPS_10142020 | 102831103 | PARADISE 1103 | 143744 | DPD |  |  | PARADISE 1103143744 | 4 | YES
PSPS_10142020 | 103521103 | OREGON TRAIL 1103 | 1448 | DPD |  |  | OREGON TRAIL 11031448 | 1 | YES
PSPS_10142020 | 153741101 | DOBBINS 1101 | CB | Breaker |  |  | DOBBINS 1101CB | 2 | YES
PSPS_10142020 | 103031102 | ORO FINO 1102 | CB | Breaker |  |  | ORO FINO 1102CB | 4 | YES
PSPS_10142020 | 153082106 | PLACERVILLE 2106 | 45297 | Switch |  |  | PLACERVILLE 210645297 | 1 | NO
PSPS_10142020 | 43071101 | DUNBAR 1101 | 6719 | Fuse |  |  | DUNBAR 11016719 | 1 | NO
PSPS_10142020 | 42721105 | SONOMA 1105 | 539450 | DPD |  |  | SONOMA 1105539450 | 2 | YES
PSPS_10142020 | 163201102 | WEST POINT 1102 | L3751 | Switch |  |  | WEST POINT 1102L3751 | 1 | NO
PSPS_10142020 | 42021112 | NAPA 1112 | 1723 | Fuse |  |  | NAPA 11121723 | 1 | NO
PSPS_10142020 | 153741101 | DOBBINS 1101 | 1299 | Switch |  |  | DOBBINS 11011299 | 1 | NO
PSPS_10142020 | 12541106 | OAKLAND X 1106 | 9006 | Fuse |  |  | OAKLAND X 11069006 | 1 | NO
PSPS_10142020 | 103091102 | CLARK ROAD 1102 | 514690 | DPD |  |  | CLARK ROAD 1102514690 | 2 | NO
PSPS_10142020 | 43432105 | SILVERADO 2105 | 7693 | Fuse |  |  | SILVERADO 21057693 | 1 | NO
PSPS_10142020 | 43291104 | PUEBLO 1104 | 968601 | DPD |  |  | PUEBLO 1104968601 | 2 | YES
PSPS_10142020 | 43432104 | SILVERADO 2104 | 1853 | Fuse |  |  | SILVERADO 21041853 | 1 | NO
PSPS_10142020 | 161380201 | TIGER CREEK 0201 | 1743 | Fuse |  |  | TIGER CREEK 02011743 | 1 | NO
PSPS_10142020 | 42711102 | CALISTOGA 1102 | 951181 | Switch |  |  | CALISTOGA 1102951181 | 1 | NO
PSPS_10142020 | 24101103 | HALF MOON BAY 1103 | 1811 | Switch |  |  | HALF MOON BAY 11031811 | 1 | NO
PSPS_10142020 | 83622106 | CAMP EVERS 2106 | 10999 | Switch |  |  | CAMP EVERS 210610999 | 1 | NO
PSPS_10142020 | 42711102 | CALISTOGA 1102 | 9599 | Fuse |  |  | CALISTOGA 11029599 | 2 | NO
PSPS_10142020 | 83481110 | STELLING 1110 | SL01 | Switch |  |  | STELLING 1110SL01 | 1 | NO
PSPS_10142020 | 63801102 | JAMESON 1102 | 40085 | Fuse |  |  | JAMESON 110240085 | 1 | NO
PSPS_10142020 | 152251101 | SPAULDING 1101 | 766015 | Switch |  |  | SPAULDING 1101766015 | 1 | NO
PSPS_10142020 | 152762101 | EL DORADO PH 2101 | 13362 | DPD |  |  | EL DORADO PH 210113362 | 2 | NO
PSPS_10142020 | 82021106 | LOS GATOS 1106 | 18251 | Fuse |  |  | LOS GATOS 110618251 | 2 | NO
PSPS_10142020 | 43432105 | SILVERADO 2105 | 9227 | Fuse |  |  | SILVERADO 21059227 | 1 | NO
PSPS_10142020 | 82841101 | BIG BASIN 1101 | 8151 | Switch |  |  | BIG BASIN 11018151 | 1 | NO
PSPS_10142020 | 103091102 | CLARK ROAD 1102 | 27073 | Switch |  |  | CLARK ROAD 110227073 | 2 | NO
PSPS_10142020 | 42021112 | NAPA 1112 | 1735 | Fuse |  |  | NAPA 11121735 | 1 | NO
PSPS_10142020 | 14052103 | NORTH DUBLIN 2103 | 74673 | Switch |  |  | NORTH DUBLIN 210374673 | 1 | NO
PSPS_10142020 | 24131103 | MENLO 1103 | 587 | Switch |  |  | MENLO 1103587 | 1 | NO
PSPS_10142020 | 42711102 | CALISTOGA 1102 | 960240 | DPD |  |  | CALISTOGA 1102960240 | 1 | YES
PSPS_10142020 | 152101102 | ALLEGHANY 1102 | CB | Breaker |  |  | ALLEGHANY 1102CB | 3 | YES
PSPS_10142020 | 63801105 | JAMESON 1105 | 4193 | Switch |  |  | JAMESON 11054193 | 1 | NO
PSPS_10142020 | 63801102 | JAMESON 1102 | 865502 | DPD |  |  | JAMESON 1102865502 | 2 | YES
PSPS_10142020 | 103751101 | BIG BEND 1101 | 1737 | Fuse |  |  | BIG BEND 11011737 | 1 | NO
PSPS_10142020 | 43432104 | SILVERADO 2104 | 708 | DPD |  |  | SILVERADO 2104708 | 2 | YES
PSPS_10142020 | 42721106 | SONOMA 1106 | 90543 | Switch |  |  | SONOMA 110690543 | 1 | NO
PSPS_10142020 | 13801105 | MORAGA 1105 | 12061 | Switch |  |  | MORAGA 110512061 | 1 | NO
PSPS_10142020 | 82841102 | BIG BASIN 1102 | 12992 | DPD |  |  | BIG BASIN 110212992 | 1 | YES
PSPS_10142020 | 43071103 | DUNBAR 1103 | 3831 | Fuse |  |  | DUNBAR 11033831 | 1 | NO
PSPS_10142020 | 43292103 | PUEBLO 2103 | 3125 | Fuse |  |  | PUEBLO 21033125 | 1 | NO
PSPS_10142020 | 163201102 | WEST POINT 1102 | L1137 | Fuse |  |  | WEST POINT 1102L1137 | 1 | NO
PSPS_10142020 | 42711102 | CALISTOGA 1102 | 184814 | DPD |  |  | CALISTOGA 1102184814 | 2 | YES
PSPS_10142020 | 24101102 | HALF MOON BAY 1102 | 8497 | Fuse |  |  | HALF MOON BAY 11028497 | 1 | NO
PSPS_10142020 | 14662104 | TASSAJARA 2104 | 18231 | Fuse |  |  | TASSAJARA 210418231 | 1 | NO
PSPS_10142020 | 102831103 | PARADISE 1103 | 622607 | Fuse |  |  | PARADISE 1103622607 | 3 | NO
PSPS_10142020 | 14422109 | CAYETANO 2109 | 9504 | DPD |  |  | CAYETANO 21099504 | 1 | YES
PSPS_10142020 | 82831109 | MILPITAS 1109 | XR044 | DPD |  |  | MILPITAS 1109XR044 | 2 | YES
PSPS_10142020 | 83622105 | CAMP EVERS 2105 | 5613 | Fuse |  |  | CAMP EVERS 21055613 | 1 | NO
PSPS_10142020 | 12022215 | CLAYTON 2215 | 15960 | Switch |  |  | CLAYTON 221515960 | 2 | NO
PSPS_10142020 | 24101102 | HALF MOON BAY 1102 | 13985 | Switch |  |  | HALF MOON BAY 110213985 | 1 | NO
PSPS_10142020 | 103201102 | CHALLENGE 1102 | CB | Breaker |  |  | CHALLENGE 1102CB | 3 | YES
PSPS_10142020 | 103751101 | BIG BEND 1101 | 1735 | Fuse |  |  | BIG BEND 11011735 | 1 | NO
PSPS_10142020 | 43432104 | SILVERADO 2104 | 743 | Switch | 1853 | Fuse | SILVERADO 2104743 | 1 | NO
PSPS_10142020 | 102831104 | PARADISE 1104 | 531480 | DPD |  |  | PARADISE 1104531480 | 4 | NO
PSPS_10142020 | 12022215 | CLAYTON 2215 | 18585 | Switch |  |  | CLAYTON 221518585 | 1 | NO
PSPS_10142020 | 12022215 | CLAYTON 2215 | 1258 | Fuse |  |  | CLAYTON 22151258 | 1 | NO
PSPS_10142020 | 43071101 | DUNBAR 1101 | 16305 | Fuse |  |  | DUNBAR 110116305 | 1 | NO
PSPS_10142020 | 12022215 | CLAYTON 2215 | 1244 | Fuse |  |  | CLAYTON 22151244 | 1 | NO
PSPS_10142020 | 182941101 | OTTER 1101 | 635 | Fuse |  |  | OTTER 1101635 | 1 | NO
PSPS_10142020 | 43051101 | MONTICELLO 1101 | 4360 | DPD |  |  | MONTICELLO 11014360 | 1 | YES
PSPS_10142020 | 42721102 | SONOMA 1102 | 7127 | Switch |  |  | SONOMA 11027127 | 1 | NO
PSPS_10142020 | 24131102 | MENLO 1102 | 81949 | Switch |  |  | MENLO 110281949 | 1 | NO
PSPS_10142020 | 82841101 | BIG BASIN 1101 | CB | Breaker |  |  | BIG BASIN 1101CB | 2 | YES
PSPS_10142020 | 103031101 | ORO FINO 1101 | CB | Breaker |  |  | ORO FINO 1101CB | 4 | YES
PSPS_10142020 | 42711101 | CALISTOGA 1101 | 157668 | DPD |  |  | CALISTOGA 1101157668 | 2 | NO
PSPS_10142020 | 48011144 | CALPINE 1144 | CB | Breaker |  |  | CALPINE 1144CB | 2 | YES
PSPS_10142020 | 103751102 | BIG BEND 1102 | CB | Breaker |  |  | BIG BEND 1102CB | 4 | YES
PSPS_10142020 | 152101101 | ALLEGHANY 1101 | 808 | DPD | 875 | Fuse | ALLEGHANY 1101808 | 1 | YES
PSPS_10142020 | 102831103 | PARADISE 1103 | 468200 | DPD |  |  | PARADISE 1103468200 | 4 | YES
PSPS_10142020 | 24131102 | MENLO 1102 | 2369 | Fuse |  |  | MENLO 11022369 | 1 | NO
PSPS_10142020 | 43292103 | PUEBLO 2103 | 1143 | Fuse |  |  | PUEBLO 21031143 | 1 | NO
PSPS_10142020 | 182941101 | OTTER 1101 | 2052 | DPD |  |  | OTTER 11012052 | 1 | YES
PSPS_10142020 | 12101104 | OAKLAND K 1104 | 9133 | Switch |  |  | OAKLAND K 11049133 | 1 | NO
PSPS_10142020 | 102831103 | PARADISE 1103 | 5005 | Fuse |  |  | PARADISE 11035005 | 4 | NO
PSPS_10142020 | 43432105 | SILVERADO 2105 | 775 | Fuse |  |  | SILVERADO 2105775 | 2 | NO
PSPS_10142020 | 103091102 | CLARK ROAD 1102 | 17939 | Fuse |  |  | CLARK ROAD 110217939 | 1 | NO
PSPS_10142020 | 43071103 | DUNBAR 1103 | 534 | DPD |  |  | DUNBAR 1103534 | 1 | YES
PSPS_10142020 | 24251101 | WOODSIDE 1101 | 8972 | DPD |  |  | WOODSIDE 11018972 | 1 | YES
PSPS_10142020 | 82021107 | LOS GATOS 1107 | 22499 | Switch |  |  | LOS GATOS 110722499 | 1 | NO
PSPS_10142020 | 12101102 | OAKLAND K 1102 | 8492 | Switch |  |  | OAKLAND K 11028492 | 1 | NO
PSPS_10142020 | 83692104 | ROB ROY 2104 | 5817 | Switch |  |  | ROB ROY 21045817 | 1 | NO
PSPS_10142020 | 24101103 | HALF MOON BAY 1103 | 12185 | Fuse |  |  | HALF MOON BAY 110312185 | 1 | NO
PSPS_10142020 | 82021106 | LOS GATOS 1106 | 4417 | Fuse |  |  | LOS GATOS 11064417 | 1 | NO
PSPS_10142020 | 42711102 | CALISTOGA 1102 | 2963 | Switch | 960240 | DPD | CALISTOGA 11022963 | 3 | NO
PSPS_10142020 | 152251101 | SPAULDING 1101 | 578852 | DPD |  |  | SPAULDING 1101578852 | 1 | YES
PSPS_10142020 | 42721105 | SONOMA 1105 | 404 | DPD |  |  | SONOMA 1105404 | 2 | YES
PSPS_10142020 | 43432102 | SILVERADO 2102 | 285782 | DPD |  |  | SILVERADO 2102285782 | 1 | NO
PSPS_10142020 | 43071101 | DUNBAR 1101 | 47964 | DPD |  |  | DUNBAR 110147964 | 1 | YES
PSPS_10142020 | 103091102 | CLARK ROAD 1102 | 17757 | Switch |  |  | CLARK ROAD 110217757 | 2 | NO
PSPS_10142020 | 43071101 | DUNBAR 1101 | 343 | DPD |  |  | DUNBAR 1101343 | 1 | YES
PSPS_10142020 | 43432104 | SILVERADO 2104 | 632 | DPD |  |  | SILVERADO 2104632 | 2 | YES
PSPS_10142020 | 82841102 | BIG BASIN 1102 | 8053 | Switch |  |  | BIG BASIN 11028053 | 1 | NO
PSPS_10142020 | 82841102 | BIG BASIN 1102 | 9793 | Fuse |  |  | BIG BASIN 11029793 | 1 | NO
PSPS_10142020 | 182941102 | OTTER 1102 | 6369 | Switch |  |  | OTTER 11026369 | 1 | NO
PSPS_10142020 | 42711101 | CALISTOGA 1101 | 382303 | Switch |  |  | CALISTOGA 1101382303 | 2 | NO
PSPS_10142020 | 14422109 | CAYETANO 2109 | 12334 | Fuse |  |  | CAYETANO 210912334 | 1 | NO
PSPS_10142020 | 102831103 | PARADISE 1103 | 315439 | Switch |  |  | PARADISE 1103315439 | 4 | NO
PSPS_10142020 | 43432104 | SILVERADO 2104 | 734081 | Switch |  |  | SILVERADO 2104734081 | 2 | NO
PSPS_10142020 | 43071101 | DUNBAR 1101 | 10871 | Fuse |  |  | DUNBAR 110110871 | 1 | NO
PSPS_10142020 | 43432102 | SILVERADO 2102 | 6681 | Switch |  |  | SILVERADO 21026681 | 1 | NO
PSPS_10142020 | 192321122 | FORT SEWARD 1122 | 1651 | Fuse |  |  | FORT SEWARD 11221651 | 1 | NO
PSPS_10142020 | 103561102 | STILLWATER 1102 | 1644 | DPD |  |  | STILLWATER 11021644 | 1 | YES
PSPS_10142020 | 24101102 | HALF MOON BAY 1102 | 350336 | DPD |  |  | HALF MOON BAY 1102350336 | 1 | YES
PSPS_10142020 | 43291105 | PUEBLO 1105 | 419634 | DPD |  |  | PUEBLO 1105419634 | 2 | YES
PSPS_10142020 | 152101101 | ALLEGHANY 1101 | 806 | DPD |  |  | ALLEGHANY 1101806 | 1 | YES
PSPS_10142020 | 103091102 | CLARK ROAD 1102 | 2701 | Fuse |  |  | CLARK ROAD 11022701 | 2 | NO
PSPS_10142020 | 102541102 | VOLTA 1102 | CB | Breaker |  |  | VOLTA 1102CB | 3 | YES
PSPS_10142020 | 63801102 | JAMESON 1102 | 65516 | DPD |  |  | JAMESON 110265516 | 2 | YES
PSPS_10142020 | 103081105 | BUTTE 1105 | 26403 | Fuse |  |  | BUTTE 110526403 | 1 | NO
PSPS_10142020 | 24101101 | HALF MOON BAY 1101 | 1741 | Fuse |  |  | HALF MOON BAY 11011741 | 1 | NO
PSPS_10142020 | 103461102 | PANORAMA 1102 | 5333 | Switch |  |  | PANORAMA 11025333 | 1 | NO
PSPS_10142020 | 82841102 | BIG BASIN 1102 | CB | Breaker |  |  | BIG BASIN 1102CB | 2 | YES
PSPS_10142020 | 42711101 | CALISTOGA 1101 | 134232 | DPD | 664786 | DPD | CALISTOGA 1101134232 | 2 | YES
PSPS_10142020 | 42301101 | TULUCAY 1101 | 4629 | Switch |  |  | TULUCAY 11014629 | 1 | NO
PSPS_10142020 | 43432104 | SILVERADO 2104 | 1434 | Switch |  |  | SILVERADO 21041434 | 2 | NO
PSPS_10142020 | 42891102 | GEYSERVILLE 1102 | 11507 | Fuse |  |  | GEYSERVILLE 110211507 | 1 | NO
PSPS_10212020 | 102781101 | ELK CREEK 1101 | 77673 | Switch |  |  | ELK CREEK 110177673 | 1 | NO
PSPS_10212020 | 103351101 | DESCHUTES 1101 | CB | Breaker |  |  | DESCHUTES 1101CB | 2 | YES
PSPS_10212020 | 102831104 | PARADISE 1104 | 2893 | Fuse |  |  | PARADISE 11042893 | 4 | NO
PSPS_10212020 | 103461101 | PANORAMA 1101 | 6751 | Switch |  |  | PANORAMA 11016751 | 1 | NO
PSPS_10212020 | 103401102 | GIRVAN 1102 | 80726 | DPD |  |  | GIRVAN 110280726 | 2 | YES
PSPS_10212020 | 102211102 | BUCKS CREEK 1102 | CB | Breaker |  |  | BUCKS CREEK 1102CB | 3 | YES
PSPS_10212020 | 102831104 | PARADISE 1104 | 355681 | Switch |  |  | PARADISE 1104355681 | 4 | NO
PSPS_10212020 | 103441102 | JESSUP 1102 | 936897 | DPD |  |  | JESSUP 1102936897 | 2 | YES
PSPS_10212020 | 103091102 | CLARK ROAD 1102 | 2701 | Fuse |  |  | CLARK ROAD 11022701 | 2 | NO
PSPS_10212020 | 102211103 | BUCKS CREEK 1103 | CB | Breaker |  |  | BUCKS CREEK 1103CB | 3 | YES
PSPS_10212020 | 103521102 | OREGON TRAIL 1102 | CB | Breaker |  |  | OREGON TRAIL 1102CB | 2 | YES
PSPS_10212020 | 102831103 | PARADISE 1103 | 468200 | DPD |  |  | PARADISE 1103468200 | 4 | YES
PSPS_10212020 | 102831103 | PARADISE 1103 | 2534 | DPD |  |  | PARADISE 11032534 | 4 | YES
PSPS_10212020 | 102781101 | ELK CREEK 1101 | 2004 | DPD |  |  | ELK CREEK 11012004 | 1 | YES
PSPS_10212020 | 63172101 | MADISON 2101 | 13372 | DPD |  |  | MADISON 210113372 | 3 | YES
PSPS_10212020 | 103561102 | STILLWATER 1102 | CB | Breaker |  |  | STILLWATER 1102CB | 2 | YES
PSPS_10212020 | 103261101 | ANDERSON 1101 | 514412 | DPD |  |  | ANDERSON 1101514412 | 1 | YES
PSPS_10212020 | 103331102 | CORNING 1102 | 915324 | DPD |  |  | CORNING 1102915324 | 2 | YES
PSPS_10212020 | 103091102 | CLARK ROAD 1102 | 27073 | Switch |  |  | CLARK ROAD 110227073 | 2 | NO
PSPS_10212020 | 103401102 | GIRVAN 1102 | 212096 | DPD |  |  | GIRVAN 1102212096 | 2 | YES
PSPS_10212020 | 103461102 | PANORAMA 1102 | 6521 | Switch |  |  | PANORAMA 11026521 | 1 | NO
PSPS_10212020 | 103441103 | JESSUP 1103 | 348657 | DPD |  |  | JESSUP 1103348657 | 2 | YES
PSPS_10212020 | 102831103 | PARADISE 1103 | 315439 | Switch |  |  | PARADISE 1103315439 | 4 | NO
PSPS_10212020 | 103401101 | GIRVAN 1101 | CB | Breaker |  |  | GIRVAN 1101CB | 2 | YES
PSPS_10212020 | 102831105 | PARADISE 1105 | CB | Breaker |  |  | PARADISE 1105CB | 4 | YES
PSPS_10212020 | 103321101 | CEDAR CREEK 1101 | CB | Breaker |  |  | CEDAR CREEK 1101CB | 3 | YES
PSPS_10212020 | 102831104 | PARADISE 1104 | 531480 | DPD |  |  | PARADISE 1104531480 | 4 | NO
PSPS_10212020 | 103261101 | ANDERSON 1101 | 583708 | DPD |  |  | ANDERSON 1101583708 | 1 | YES
PSPS_10212020 | 103081105 | BUTTE 1105 | 6391 | Switch |  |  | BUTTE 11056391 | 1 | NO
PSPS_10212020 | 103751102 | BIG BEND 1102 | CB | Breaker |  |  | BIG BEND 1102CB | 4 | YES
PSPS_10212020 | 103261101 | ANDERSON 1101 | 1752 | DPD |  |  | ANDERSON 11011752 | 1 | YES
PSPS_10212020 | 102211101 | BUCKS CREEK 1101 | CB | Breaker |  |  | BUCKS CREEK 1101CB | 4 | YES
PSPS_10212020 | 102831103 | PARADISE 1103 | 5005 | Fuse |  |  | PARADISE 11035005 | 4 | NO
PSPS_10212020 | 102831103 | PARADISE 1103 | 143744 | DPD |  |  | PARADISE 1103143744 | 4 | YES
PSPS_10212020 | 103751101 | BIG BEND 1101 | CB | Breaker |  |  | BIG BEND 1101CB | 4 | YES
PSPS_10212020 | 102931101 | COTTONWOOD 1101 | 384360 | DPD |  |  | COTTONWOOD 1101384360 | 2 | YES
PSPS_10212020 | 103091102 | CLARK ROAD 1102 | 17757 | Switch |  |  | CLARK ROAD 110217757 | 2 | NO
PSPS_10212020 | 103521103 | OREGON TRAIL 1103 | CB | Breaker |  |  | OREGON TRAIL 1103CB | 2 | YES
PSPS_10212020 | 103441101 | JESSUP 1101 | 68362 | DPD |  |  | JESSUP 110168362 | 2 | YES
PSPS_10212020 | 103261101 | ANDERSON 1101 | 426745 | DPD |  |  | ANDERSON 1101426745 | 1 | YES
PSPS_10212020 | 103261103 | ANDERSON 1103 | 226050 | DPD |  |  | ANDERSON 1103226050 | 2 | YES
PSPS_10212020 | 103561101 | STILLWATER 1101 | CB | Breaker |  |  | STILLWATER 1101CB | 2 | YES
PSPS_10212020 | 103441103 | JESSUP 1103 | 728460 | DPD |  |  | JESSUP 1103728460 | 2 | YES
PSPS_10212020 | 103441102 | JESSUP 1102 | 158468 | DPD |  |  | JESSUP 1102158468 | 2 | YES
PSPS_10212020 | 103031101 | ORO FINO 1101 | CB | Breaker |  |  | ORO FINO 1101CB | 4 | YES
PSPS_10212020 | 102831103 | PARADISE 1103 | 328 | Switch |  |  | PARADISE 1103328 | 3 | NO
PSPS_10212020 | 102831103 | PARADISE 1103 | 787315 | Switch |  |  | PARADISE 1103787315 | 2 | NO
PSPS_10212020 | 103401102 | GIRVAN 1102 | 296428 | DPD |  |  | GIRVAN 1102296428 | 1 | YES
PSPS_10212020 | 103732101 | PIT NO 3 2101 | 1482 | DPD |  |  | PIT NO 3 21011482 | 1 | YES
PSPS_10212020 | 102931102 | COTTONWOOD 1102 | 544790 | DPD |  |  | COTTONWOOD 1102544790 | 2 | YES
PSPS_10212020 | 102831103 | PARADISE 1103 | 622607 | Fuse |  |  | PARADISE 1103622607 | 3 | NO
PSPS_10212020 | 103351104 | DESCHUTES 1104 | CB | Breaker |  |  | DESCHUTES 1104CB | 2 | YES
PSPS_10212020 | 102831106 | PARADISE 1106 | CB | Breaker |  |  | PARADISE 1106CB | 4 | YES
PSPS_10212020 | 101321101 | PIT NO 5 1101 | 1660 | DPD |  |  | PIT NO 5 11011660 | 1 | YES
PSPS_10212020 | 102831104 | PARADISE 1104 | CB | Breaker |  |  | PARADISE 1104CB | 4 | YES
PSPS_10212020 | 103261101 | ANDERSON 1101 | 561686 | DPD |  |  | ANDERSON 1101561686 | 1 | YES
PSPS_10212020 | 102911103 | WYANDOTTE 1103 | 5425 | Fuse |  |  | WYANDOTTE 11035425 | 1 | NO
PSPS_10212020 | 103441101 | JESSUP 1101 | 94468 | DPD |  |  | JESSUP 110194468 | 2 | YES
PSPS_10212020 | 103521104 | OREGON TRAIL 1104 | CB | Breaker |  |  | OREGON TRAIL 1104CB | 2 | YES
PSPS_10212020 | 103451101 | KESWICK 1101 | CB | Breaker |  |  | KESWICK 1101CB | 2 | YES
PSPS_10212020 | 103501101 | PIT NO 7 1101 | CB | Breaker |  |  | PIT NO 7 1101CB | 3 | YES
PSPS_10212020 | 103261101 | ANDERSON 1101 | 909424 | DPD |  |  | ANDERSON 1101909424 | 1 | YES
PSPS_10212020 | 103031102 | ORO FINO 1102 | CB | Breaker |  |  | ORO FINO 1102CB | 4 | YES
PSPS_10212020 | 102911105 | WYANDOTTE 1105 | 329930 | DPD |  |  | WYANDOTTE 1105329930 | 3 | YES
PSPS_10212020 | 102911105 | WYANDOTTE 1105 | CB | Breaker |  |  | WYANDOTTE 1105CB | 4 | YES
PSPS_10212020 | 102251101 | CRESTA 1101 | 118479 | Switch |  |  | CRESTA 1101118479 | 2 | NO