## conductor_pz_summary_hftd_23_re
PZ_idx | circuit_protection_zone_id | feeder_id | feeder_name | device_operating_number | hftd_23_primary_length_under_1km | primary_length_m | primary_length_m_hftd_23 | pixel_count | mean_ignition_probability | ignition_rank | mean_mavf_core | mavf_consequence_rank | mean_mavf_core_risk | mean_mavf_core_risk_rank | kpmg_Consolidated Risk Score | KPMG_rank
10544 | OREGON TRAIL 1103CUS391 | 103521103 | OREGON TRAIL 1103 | CUS391 | TRUE | 36.3577 | 36.3577 | 1 | 0.00039685 | 69 | 7972.4858 | 5 | 3.1639 | 1 |  | 3570
11024 | CALPINE 1144276-G | 48011144 | CALPINE 1144 | 276-G | TRUE | 23.7478 | 23.7478 | 1 | 0.00025382 | 208 | 7401.5283 | 7 | 1.8786 | 2 | 0.16 | 1261
9665 | MARIPOSA 210190130 | 254452101 | MARIPOSA 2101 | 90130 | TRUE | 151.1499 | 151.1499 | 1 | 0.00016255 | 619 | 10411.5469 | 1 | 1.6924 | 3 | 2.44 | 603
9783 | SHEPHERD 2111688294 | 252062111 | SHEPHERD 2111 | 688294 | TRUE | 24.3604 | 24.3604 | 1 | 0.0001714 | 553 | 8415.9766 | 3 | 1.4425 | 4 |  | 3420
10354 | MIDDLETOWN 1103CB | 43141103 | MIDDLETOWN 1103 | CB | TRUE | 289.8399 | 85.2366 | 4 | 0.00035401 | 88 | 3206.0204 | 240 | 1.3006 | 5 | 0.29 | 1032
10600 | UPPER LAKE 1101CB | 42871101 | UPPER LAKE 1101 | CB | FALSE | 1791.2622 | 1791.2622 | 3 | 0.0002511 | 214 | 4819.6954 | 90 | 1.2559 | 6 | 0.09 | 1534
8894 | KESWICK 11011586 | 103451101 | KESWICK 1101 | 1586 | FALSE | 11983.5348 | 11983.5348 | 39 | 0.00044628 | 48 | 3225.6011 | 233 | 1.2524 | 7 | 0.24 | 1102
6776 | MIDDLETOWN 1102302610 | 43141102 | MIDDLETOWN 1102 | 302610 | FALSE | 9188.9357 | 7571.5921 | 53 | 0.00021011 | 357 | 4327.9371 | 121 | 0.91632 | 8 |  | 3061
2373 | KONOCTI 1102965078 | 43311102 | KONOCTI 1102 | 965078 | FALSE | 11264.1399 | 10089.0761 | 59 | 0.00026416 | 185 | 3338.3605 | 220 | 0.87629 | 9 |  | 2774
5527 | MARIPOSA 2102241564 | 254452102 | MARIPOSA 2102 | 241564 | FALSE | 1774.1526 | 1146.9072 | 14 | 0.0001265 | 1073 | 6191.5313 | 26 | 0.77248 | 10 |  | 2961
7968 | BUCKS CREEK 1101CB | 102211101 | BUCKS CREEK 1101 | CB | FALSE | 7724.4676 | 7724.4676 | 13 | 0.00026518 | 181 | 3512.0536 | 200 | 0.73491 | 11 | 0.13 | 1365
10918 | DEL MAR 2109378446 | 152582109 | DEL MAR 2109 | 378446 | TRUE | 173.2196 | 157.9488 | 3 | 0.00015629 | 683 | 4122.2296 | 142 | 0.73151 | 12 |  | 3619
6966 | MIDDLETOWN 1102CB | 43141102 | MIDDLETOWN 1102 | CB | TRUE | 1420.4117 | 752.0336 | 12 | 0.00032056 | 109 | 1676.5244 | 530 | 0.72481 | 13 | 0.71 | 802
3511 | MIDDLETOWN 1103830 | 43141103 | MIDDLETOWN 1103 | 830 | FALSE | 62803.2175 | 44622.1036 | 212 | 0.00015679 | 675 | 4619.5228 | 102 | 0.71618 | 14 | 0.14 | 1322
9537 | POSO MOUNTAIN 2104CB | 253642104 | POSO MOUNTAIN 2104 | CB | FALSE | 12231.0905 | 8613.688 | 38 | 0.00011189 | 1370 | 5318.8037 | 51 | 0.70423 | 15 | 0.04 | 2163
10827 | INDIAN FLAT 11044440 | 252691104 | INDIAN FLAT 1104 | 4440 | TRUE | 376.2849 | 376.2849 | 4 | 0.00015164 | 724 | 3234.1311 | 230 | 0.68656 | 16 | 1.05 | 722
10242 | ELK CREEK 1101CB | 102781101 | ELK CREEK 1101 | CB | TRUE | 135.534 | 135.534 | 1 | 9.9283e-05 | 1662 | 6756.3685 | 11 | 0.67079 | 17 | 2.37 | 609
5791 | TIDEWATER 210614072 | 14652106 | TIDEWATER 2106 | 14072 | FALSE | 6206.8729 | 5897.3117 | 30 | 0.0001306 | 999 | 5236.689 | 59 | 0.65331 | 18 | 0.05 | 2003
10735 | HARTLEY 1101980662 | 43211101 | HARTLEY 1101 | 980662 | TRUE | 366.2635 | 366.2635 | 3 | 0.00014325 | 821 | 4824.4797 | 89 | 0.64187 | 19 |  | 3599
10532 | VACA DIXON 1101126774 | 63591101 | VACA DIXON 1101 | 126774 | FALSE | 1267.3386 | 1267.3386 | 11 | 9.3598e-05 | 1808 | 6310.2508 | 24 | 0.62029 | 20 |  | 3568
10277 | KIRKER 2104442850 | 14452104 | KIRKER 2104 | 442850 | FALSE | 9258.545 | 9258.545 | 30 | 9.1768e-05 | 1852 | 6349.6612 | 21 | 0.61454 | 21 | 0.08 | 1644
8742 | COARSEGOLD 2104CB | 254432104 | COARSEGOLD 2104 | CB | FALSE | 3906.143 | 3906.143 | 27 | 0.00013159 | 989 | 4767.3932 | 95 | 0.59573 | 22 | 2.54 | 600
8905 | MIDDLETOWN 1101118494 | 43141101 | MIDDLETOWN 1101 | 118494 | FALSE | 1737.509 | 1714.9565 | 12 | 0.00012542 | 1091 | 4982.7835 | 79 | 0.58092 | 23 |  | 3276
10515 | STAFFORD 1102784704 | 43201102 | STAFFORD 1102 | 784704 | TRUE | 43.8835 | 43.8835 | 1 | 0.00019096 | 437 | 2953.5029 | 279 | 0.564 | 24 | 1.81 | 641
10181 | PEABODY 2108113684 | 63642108 | PEABODY 2108 | 113684 | TRUE | 748.9574 | 590.6521 | 4 | 9.2988e-05 | 1823 | 6848.1417 | 10 | 0.55276 | 25 |  | 3509
7688 | PEABODY 2106250154 | 63642106 | PEABODY 2106 | 250154 | TRUE | 458.5489 | 458.5489 | 4 | 0.00011419 | 1315 | 5210.7292 | 61 | 0.55243 | 26 |  | 3150
7743 | HIGHLANDS 1102628 | 43361102 | HIGHLANDS 1102 | 628 | FALSE | 22883.905 | 22883.905 | 51 | 0.00010064 | 1633 | 5903.6105 | 33 | 0.5487 | 27 | 5.08 | 496
6480 | TASSAJARA 21123202 | 14662112 | TASSAJARA 2112 | 3202 | TRUE | 630.3021 | 630.3021 | 9 | 8.3995e-05 | 2093 | 6312.7784 | 23 | 0.53731 | 28 | 9.63 | 406
10043 | WYANDOTTE 110932586 | 102911109 | WYANDOTTE 1109 | 32586 | FALSE | 2375.6773 | 2158.8587 | 15 | 0.00014236 | 834 | 3072.9006 | 260 | 0.52987 | 29 | 1.13 | 712
10052 | POSO MOUNTAIN 2103CB | 253642103 | POSO MOUNTAIN 2103 | CB | FALSE | 3746.9222 | 3746.9222 | 10 | 5.421e-05 | 2939 | 9615.8541 | 2 | 0.51619 | 30 | 0.05 | 1951
10924 | CALPINE 1146200-G | 48011146 | CALPINE 1146 | 200-G | TRUE | 13.7161 | 13.7161 | 1 | 0.00015982 | 645 | 3189.8253 | 242 | 0.50979 | 31 | 18.16 | 324
11090 | CALPINE 1146394G | 48011146 | CALPINE 1146 | 394G | TRUE | 18.1683 | 18.1683 | 1 | 0.00015982 | 646 | 3189.8253 | 243 | 0.50979 | 32 | 18.15 | 325
4828 | CRESTA 1101546650 | 102251101 | CRESTA 1101 | 546650 | FALSE | 1443.177 | 1443.177 | 6 | 0.00052979 | 27 | 978.3256 | 845 | 0.50291 | 33 |  | 2920
9923 | CLOVERDALE 110247214 | 42821102 | CLOVERDALE 1102 | 47214 | TRUE | 43.972 | 43.972 | 1 | 5.8357e-05 | 2823 | 8298.4728 | 4 | 0.48427 | 34 | 2.46 | 602
8034 | MARIPOSA 2102CB | 254452102 | MARIPOSA 2102 | CB | FALSE | 8571.1084 | 8453.5074 | 31 | 0.00011156 | 1382 | 3466.6155 | 205 | 0.47165 | 35 | 0.06 | 1807
7873 | MARIPOSA 210197142 | 254452101 | MARIPOSA 2101 | 97142 | FALSE | 7406.0615 | 7406.0615 | 40 | 0.00010428 | 1545 | 5130.9585 | 66 | 0.47122 | 36 | 0.05 | 1966
4526 | VACA DIXON 110540092 | 63591105 | VACA DIXON 1105 | 40092 | FALSE | 68288.9427 | 37272.9556 | 464 | 0.00010079 | 1627 | 4668.9585 | 100 | 0.46772 | 37 | 5.23 | 493
2215 | MIDDLETOWN 1101481876 | 43141101 | MIDDLETOWN 1101 | 481876 | FALSE | 2559.0375 | 1373.1162 | 14 | 8.3175e-05 | 2127 | 5568.7809 | 46 | 0.46769 | 38 |  | 2766
9655 | VOLTA 110149742 | 102541101 | VOLTA 1101 | 49742 | FALSE | 5593.8568 | 5593.8568 | 28 | 5.8016e-05 | 2835 | 7932.3948 | 6 | 0.46433 | 39 | 0.05 | 1993
10699 | SUNOL 110148180 | 14241101 | SUNOL 1101 | 48180 | TRUE | 21.1502 | 21.1502 | 2 | 8.1559e-05 | 2167 | 5130.0926 | 67 | 0.46103 | 40 | 0.05 | 1938
7414 | PUTAH CREEK 110246012 | 63681102 | PUTAH CREEK 1102 | 46012 | FALSE | 4834.6736 | 1025.1447 | 38 | 9.4944e-05 | 1768 | 4755.8708 | 96 | 0.45557 | 41 |  | 3124
4076 | VACAVILLE 11046542 | 63601104 | VACAVILLE 1104 | 6542 | FALSE | 23588.1989 | 23588.1989 | 140 | 0.00010109 | 1623 | 4849.1896 | 86 | 0.44642 | 42 | 0.1 | 1469
7056 | POTTER VALLEY P H 110564118 | 42281105 | POTTER VALLEY P H 1105 | 64118 | FALSE | 15416.9418 | 2646.9433 | 101 | 0.00019755 | 406 | 2096.5335 | 427 | 0.44262 | 43 | 0.02 | 2515
10934 | POINT MORETTI 1101CB | 82931101 | POINT MORETTI 1101 | CB | TRUE | 20.574 | 20.574 | 1 | 0.00031529 | 111 | 1402.4592 | 637 | 0.44218 | 44 | 0.04 | 2165
5032 | MOUNTAIN QUARRIES 21016953 | 152282101 | MOUNTAIN QUARRIES 2101 | 6953 | FALSE | 9187.973 | 9187.973 | 58 | 0.00011159 | 1378 | 4228.1533 | 135 | 0.4353 | 45 | 4.2 | 525
9729 | BRENTWOOD 210596324 | 14592105 | BRENTWOOD 2105 | 96324 | TRUE | 775.7684 | 775.7684 | 6 | 0.00013262 | 970 | 3560.1407 | 193 | 0.4317 | 46 | 0.03 | 2285
6662 | NORTH DUBLIN 2101CB | 14052101 | NORTH DUBLIN 2101 | CB | FALSE | 2942.9352 | 2836.5864 | 23 | 0.00018049 | 510 | 2272.276 | 388 | 0.42859 | 47 | 0.07 | 1708
1690 | DESCHUTES 11049718 | 103351104 | DESCHUTES 1104 | 9718 | FALSE | 56853.1165 | 29935.2858 | 357 | 8.8629e-05 | 1967 | 4802.059 | 94 | 0.42526 | 48 | 0.07 | 1758
193 | OREGON TRAIL 110335002 | 103521103 | OREGON TRAIL 1103 | 35002 | FALSE | 91942.988 | 91942.988 | 641 | 0.00011631 | 1264 | 3934.2214 | 153 | 0.42185 | 49 | 0.4 | 943
7274 | MARIPOSA 2102440236 | 254452102 | MARIPOSA 2102 | 440236 | FALSE | 6874.8043 | 6874.8043 | 38 | 0.00016814 | 575 | 3899.3651 | 157 | 0.4205 | 50 |  | 3110
10024 | CLEAR LAKE 1101881362 | 42141101 | CLEAR LAKE 1101 | 881362 | TRUE | 1747.5089 | 480.0321 | 10 | 0.00010401 | 1552 | 3804.2183 | 168 | 0.41959 | 51 |  | 3475
7141 | WILDWOOD 11011454 | 103611101 | WILDWOOD 1101 | 1454 | FALSE | 12602.1173 | 12602.1173 | 31 | 9.3126e-05 | 1817 | 5114.2446 | 68 | 0.41883 | 52 | 0.03 | 2353
7033 | VACA DIXON 1105965390 | 63591105 | VACA DIXON 1105 | 965390 | FALSE | 2587.1085 | 1209.1092 | 21 | 9.949e-05 | 1657 | 4819.484 | 91 | 0.41415 | 53 |  | 3088
9936 | OLETA 1101754718 | 163541101 | OLETA 1101 | 754718 | FALSE | 4640.5633 | 4640.5633 | 29 | 0.00013445 | 936 | 2737.1841 | 306 | 0.40712 | 54 |  | 3456
10113 | CALISTOGA 1101CB | 42711101 | CALISTOGA 1101 | CB | TRUE | 1122.2361 | 221.6704 | 9 | 0.00036283 | 82 | 802.2368 | 941 | 0.40561 | 55 | 0.11 | 1412
9252 | STANISLAUS 1701CB | 162821701 | STANISLAUS 1701 | CB | FALSE | 11032.7196 | 11032.7196 | 54 | 0.00014918 | 748 | 2134.6994 | 416 | 0.40353 | 56 | 0.11 | 1422
9014 | MARIPOSA 2101CB | 254452101 | MARIPOSA 2101 | CB | FALSE | 4029.4321 | 4029.4321 | 34 | 0.00017446 | 532 | 2332.9065 | 378 | 0.39837 | 57 | 0.04 | 2081
4909 | HARTLEY 1101698 | 43211101 | HARTLEY 1101 | 698 | FALSE | 16605.929 | 11071.0466 | 97 | 9.4179e-05 | 1790 | 4392.8078 | 115 | 0.39723 | 58 | 0.06 | 1832
9239 | BANGOR 1101979830 | 103191101 | BANGOR 1101 | 979830 | TRUE | 696.7531 | 680.7511 | 7 | 7.12e-05 | 2441 | 5107.124 | 69 | 0.3972 | 59 |  | 3328
4242 | POTTER VALLEY P H 110495878 | 42281104 | POTTER VALLEY P H 1104 | 95878 | FALSE | 30094.5573 | 9856.7705 | 191 | 0.00017374 | 535 | 2217.9989 | 398 | 0.3965 | 60 | 0.02 | 2524
2058 | COARSEGOLD 21045310 | 254432104 | COARSEGOLD 2104 | 5310 | FALSE | 45195.5088 | 45195.5088 | 299 | 6.7329e-05 | 2551 | 6694.8526 | 15 | 0.39401 | 61 | 19.51 | 312
8298 | STAFFORD 1102361952 | 43201102 | STAFFORD 1102 | 361952 | FALSE | 2196.587 | 2196.587 | 9 | 0.00011545 | 1290 | 3151.4111 | 248 | 0.39288 | 62 | 1.9 | 631
1488 | AUBERRY 1101CB | 254151101 | AUBERRY 1101 | CB | FALSE | 29229.2172 | 29229.2172 | 204 | 8.2084e-05 | 2150 | 5306.8686 | 52 | 0.39206 | 63 | 0.11 | 1431
3596 | VACAVILLE 11088762 | 63601108 | VACAVILLE 1108 | 8762 | FALSE | 26274.6884 | 22259.6162 | 147 | 7.8661e-05 | 2244 | 4502.8739 | 108 | 0.39138 | 64 | 0.12 | 1395
6014 | OREGON TRAIL 11041634 | 103521104 | OREGON TRAIL 1104 | 1634 | FALSE | 29441.3626 | 29110.7694 | 192 | 8.4909e-05 | 2064 | 4929.5026 | 80 | 0.39094 | 65 | 0.18 | 1222
6392 | COARSEGOLD 210410335 | 254432104 | COARSEGOLD 2104 | 10335 | FALSE | 9369.0411 | 9369.0411 | 69 | 9.5888e-05 | 1732 | 4247.144 | 133 | 0.39082 | 66 | 1.53 | 668
7352 | JAMESON 1102865502 | 63801102 | JAMESON 1102 | 865502 | TRUE | 4467.1172 | 644.9532 | 27 | 0.00011299 | 1344 | 3613.4467 | 189 | 0.38957 | 67 |  | 3119
3943 | MOUNTAIN QUARRIES 2101CB | 152282101 | MOUNTAIN QUARRIES 2101 | CB | FALSE | 40215.5467 | 40215.5467 | 262 | 0.00012902 | 1029 | 2606.3425 | 328 | 0.38665 | 68 | 9.11 | 412
2633 | PASO ROBLES 1103N54 | 182611103 | PASO ROBLES 1103 | N54 | FALSE | 34748.7236 | 32201.1783 | 221 | 9.3045e-05 | 1819 | 4184.3432 | 138 | 0.38568 | 69 | 3.07 | 564
6808 | PHILO 110137222 | 42601101 | PHILO 1101 | 37222 | FALSE | 40893.1758 | 40893.1758 | 152 | 0.00011309 | 1341 | 3498.721 | 202 | 0.3839 | 70 | 0.05 | 2044
8006 | RISING RIVER 11011532 | 103551101 | RISING RIVER 1101 | 1532 | FALSE | 7926.8978 | 6133.1893 | 27 | 6.5114e-05 | 2606 | 6536.3281 | 17 | 0.38077 | 71 | 0.01 | 2591
10120 | DEL MAR 210975802 | 152582109 | DEL MAR 2109 | 75802 | TRUE | 680.0226 | 576.1553 | 6 | 0.0002061 | 377 | 1316.5155 | 676 | 0.37901 | 72 | 3.09 | 563
8754 | NOTRE DAME 11042408 | 102041104 | NOTRE DAME 1104 | 2408 | FALSE | 22439.0865 | 18541.2413 | 76 | 0.00027566 | 167 | 1710.6647 | 521 | 0.37815 | 73 | 0.15 | 1306
5603 | HIGHLANDS 1102623120 | 43361102 | HIGHLANDS 1102 | 623120 | FALSE | 12233.579 | 10535.1094 | 67 | 0.00013171 | 986 | 3211.1058 | 239 | 0.3774 | 74 |  | 2966
2079 | POTTER VALLEY P H 11051904 | 42281105 | POTTER VALLEY P H 1105 | 1904 | FALSE | 64429.3728 | 51242.8521 | 332 | 0.00018482 | 475 | 1914.8501 | 471 | 0.37685 | 75 | 0.11 | 1439
8836 | VOLTA 1101CB | 102541101 | VOLTA 1101 | CB | FALSE | 14817.1823 | 14817.1823 | 80 | 0.00011233 | 1359 | 3549.008 | 194 | 0.37545 | 76 | 0.07 | 1694
10966 | HICKS 2101984788 | 83432101 | HICKS 2101 | 984788 | TRUE | 5.0644 | 5.0644 | 1 | 7.6238e-05 | 2303 | 4898.9282 | 84 | 0.37348 | 77 |  | 3623
6191 | COARSEGOLD 2104570682 | 254432104 | COARSEGOLD 2104 | 570682 | FALSE | 3264.3372 | 3264.3372 | 26 | 9.6836e-05 | 1718 | 4471.4183 | 111 | 0.37306 | 78 | 5.65 | 481
8841 | NORTH DUBLIN 210311101 | 14052103 | NORTH DUBLIN 2103 | 11101 | FALSE | 5931.2678 | 5931.2678 | 37 | 6.6475e-05 | 2575 | 6042.3197 | 28 | 0.36793 | 79 | 5.36 | 488
7776 | NORTH DUBLIN 21039473 | 14052103 | NORTH DUBLIN 2103 | 9473 | FALSE | 4735.3386 | 3890.479 | 27 | 9.0946e-05 | 1883 | 3855.297 | 162 | 0.36547 | 80 | 1.5 | 669
9266 | WILLOW PASS 2107445650 | 13912107 | WILLOW PASS 2107 | 445650 | FALSE | 1066.4109 | 1066.4109 | 5 | 6.0341e-05 | 2764 | 6011.651 | 29 | 0.36477 | 81 |  | 3333
2272 | MIDDLETOWN 1102414 | 43141102 | MIDDLETOWN 1102 | 414 | FALSE | 18899.455 | 9544.4247 | 114 | 0.00014586 | 791 | 3081.157 | 259 | 0.36434 | 82 | 1.22 | 699
3625 | CAYETANO 2109884904 | 14422109 | CAYETANO 2109 | 884904 | FALSE | 18739.6016 | 18723.6816 | 77 | 0.0001019 | 1605 | 3934.604 | 152 | 0.36326 | 83 |  | 2842
10903 | PEABODY 2106592742 | 63642106 | PEABODY 2106 | 592742 | TRUE | 684.4552 | 546.7453 | 5 | 6.9919e-05 | 2474 | 5228.5371 | 60 | 0.36227 | 84 |  | 3618
5260 | VOLTA 11011568 | 102541101 | VOLTA 1101 | 1568 | FALSE | 37176.4968 | 37176.4968 | 136 | 9.0935e-05 | 1885 | 3456.9848 | 206 | 0.36191 | 85 | 0.1 | 1479
4693 | MIDDLETOWN 1101CB | 43141101 | MIDDLETOWN 1101 | CB | FALSE | 22365.4615 | 7612.1604 | 146 | 0.00014565 | 795 | 2568.6158 | 335 | 0.36174 | 86 | 14.97 | 351
10547 | PASO ROBLES 1103N02 | 182611103 | PASO ROBLES 1103 | N02 | TRUE | 70.934 | 70.934 | 1 | 0.00025248 | 210 | 1429.5746 | 625 | 0.36094 | 87 | 2.56 | 597
2088 | COARSEGOLD 21035020 | 254432103 | COARSEGOLD 2103 | 5020 | FALSE | 26887.6514 | 26064.8634 | 159 | 8.5726e-05 | 2036 | 4882.5801 | 85 | 0.36009 | 88 | 0.1 | 1468
7913 | JESSUP 11023105 | 103441102 | JESSUP 1102 | 3105 | FALSE | 9965.2703 | 9659.0441 | 65 | 6.4265e-05 | 2635 | 5852.1243 | 38 | 0.35978 | 89 | 2.42 | 605
10257 | CAYETANO 2111389190 | 14422111 | CAYETANO 2111 | 389190 | FALSE | 4452.7835 | 3542.8058 | 18 | 0.00010318 | 1566 | 3658.7668 | 184 | 0.35946 | 90 |  | 3524
10351 | VACAVILLE 1109799940 | 63601109 | VACAVILLE 1109 | 799940 | TRUE | 1340.3375 | 954.7701 | 9 | 9.2053e-05 | 1842 | 3744.3748 | 176 | 0.35844 | 91 |  | 3537
745 | PUTAH CREEK 110267858 | 63681102 | PUTAH CREEK 1102 | 67858 | FALSE | 18377.3415 | 18377.3415 | 107 | 6.8002e-05 | 2535 | 5416.4769 | 50 | 0.35702 | 92 | 2.79 | 581
10611 | PEABODY 2113945670 | 63642113 | PEABODY 2113 | 945670 | TRUE | 403.0974 | 334.4297 | 3 | 6.3935e-05 | 2648 | 5860.0064 | 36 | 0.35536 | 93 |  | 3578
835 | ZACA 1102Y54 | 182681102 | ZACA 1102 | Y54 | FALSE | 55238.5351 | 54847.9366 | 296 | 8.0013e-05 | 2204 | 4332.6246 | 120 | 0.35181 | 94 | 0.39 | 950
9806 | OLETA 1101CB | 163541101 | OLETA 1101 | CB | TRUE | 169.7516 | 136.2242 | 2 | 0.00017127 | 555 | 1962.7321 | 461 | 0.35138 | 95 | 2.89 | 573
7864 | SISQUOC 1103867486 | 182811103 | SISQUOC 1103 | 867486 | FALSE | 5219.4397 | 3405.4305 | 20 | 7.3948e-05 | 2361 | 3380.0089 | 213 | 0.35061 | 96 |  | 3172
10173 | CALPINE 1146400 | 48011146 | CALPINE 1146 | 400 | FALSE | 5057.3021 | 5057.3021 | 8 | 9.5474e-05 | 1743 | 3849.0683 | 163 | 0.34896 | 97 | 0.31 | 1006
615 | KERCKHOFF 1101CB | 252561101 | KERCKHOFF 1101 | CB | FALSE | 27398.7529 | 27398.7529 | 154 | 6.9314e-05 | 2496 | 5271.5559 | 56 | 0.348 | 98 | 0.07 | 1725
1695 | DESCHUTES 110449024 | 103351104 | DESCHUTES 1104 | 49024 | FALSE | 26972.4504 | 26707.9675 | 209 | 8.4768e-05 | 2071 | 4699.5815 | 98 | 0.34786 | 99 | 9.03 | 415
3728 | DESCHUTES 11041370 | 103351104 | DESCHUTES 1104 | 1370 | FALSE | 35764.2 | 21861.3958 | 272 | 0.00010359 | 1559 | 3756.8301 | 175 | 0.34561 | 100 | 0.05 | 1954
10316 | CORNING 110135974 | 103331101 | CORNING 1101 | 35974 | TRUE | 1338.7863 | 398.8739 | 11 | 7.6845e-05 | 2289 | 4333.8495 | 119 | 0.34404 | 101 | 0.03 | 2393
10256 | VACAVILLE 1104874798 | 63601104 | VACAVILLE 1104 | 874798 | TRUE | 662.24 | 662.24 | 3 | 6.6045e-05 | 2587 | 6079.8606 | 27 | 0.33623 | 102 |  | 3523
6277 | WILLITS 1103964 | 42661103 | WILLITS 1103 | 964 | FALSE | 8651.6925 | 4999.6692 | 41 | 0.00013223 | 977 | 2706.926 | 309 | 0.33456 | 103 | 0.45 | 917
6777 | BELL 11085703 | 152701108 | BELL 1108 | 5703 | FALSE | 12751.5705 | 8525.0586 | 96 | 0.00012007 | 1186 | 2775.9092 | 303 | 0.33328 | 104 | 0.07 | 1684
10040 | PANORAMA 11021632 | 103461102 | PANORAMA 1102 | 1632 | FALSE | 13751.6318 | 13751.6318 | 19 | 8.8891e-05 | 1954 | 4338.5101 | 118 | 0.33244 | 105 | 0.05 | 1948
9960 | WILLITS 1103CB | 42661103 | WILLITS 1103 | CB | FALSE | 6348.7863 | 4804 | 44 | 0.00014557 | 797 | 1870.2515 | 482 | 0.32751 | 106 | 0.03 | 2238
6501 | SAN MIGUEL 1104895760 | 182661104 | SAN MIGUEL 1104 | 895760 | FALSE | 19502.5171 | 14756.3663 | 96 | 9.5565e-05 | 1740 | 3633.0115 | 188 | 0.32643 | 107 |  | 3035
4461 | SANTA YNEZ 1104Y04 | 182721104 | SANTA YNEZ 1104 | Y04 | FALSE | 35997.3396 | 25194.6309 | 238 | 6.6358e-05 | 2580 | 5141.1422 | 64 | 0.32463 | 108 | 2.84 | 576
10609 | PEABODY 2106CB | 63642106 | PEABODY 2106 | CB | TRUE | 1275.2265 | 525.8096 | 9 | 0.00013923 | 884 | 1814.5621 | 503 | 0.32442 | 109 | 0.04 | 2217
3147 | HOPLAND 1101768 | 42251101 | HOPLAND 1101 | 768 | FALSE | 31882.0115 | 27234.0747 | 115 | 9.5052e-05 | 1764 | 3417.6208 | 210 | 0.32431 | 110 | 0.05 | 2000
6991 | COVELO 1101478952 | 43061101 | COVELO 1101 | 478952 | FALSE | 5727.3171 | 1143.6662 | 39 | 0.00011288 | 1347 | 2674.3103 | 318 | 0.32368 | 111 |  | 3082
9010 | STAFFORD 11021202 | 43201102 | STAFFORD 1102 | 1202 | FALSE | 12713.8882 | 12713.8882 | 41 | 0.00015857 | 657 | 2432.9018 | 355 | 0.32328 | 112 | 2.4 | 607
5081 | RED BLUFF 11041566 | 103541104 | RED BLUFF 1104 | 1566 | FALSE | 24740.5736 | 19451.0946 | 94 | 8.022e-05 | 2199 | 4262.1109 | 129 | 0.3225 | 113 | 0.05 | 2042
9508 | ANDERSON 1101426745 | 103261101 | ANDERSON 1101 | 426745 | TRUE | 328.8561 | 328.8561 | 3 | 0.00020048 | 394 | 1570.5843 | 571 | 0.32224 | 114 |  | 3365
10637 | SYCAMORE CREEK 1111153260 | 102971111 | SYCAMORE CREEK 1111 | 153260 | TRUE | 424.4592 | 424.4592 | 2 | 9.6022e-05 | 1729 | 3917.3903 | 154 | 0.32186 | 115 |  | 3584
3800 | DESCHUTES 11049726 | 103351104 | DESCHUTES 1104 | 9726 | FALSE | 27359.7494 | 25257.4681 | 197 | 8.9511e-05 | 1931 | 4058.7556 | 145 | 0.32131 | 116 | 3.58 | 541
4142 | GIRVAN 1101323094 | 103401101 | GIRVAN 1101 | 323094 | FALSE | 58176.4815 | 58176.4815 | 208 | 0.00010508 | 1524 | 3224.7709 | 234 | 0.32037 | 117 | 0.08 | 1636
4869 | BELL 11082202 | 152701108 | BELL 1108 | 2202 | FALSE | 53635.0932 | 52339.4363 | 363 | 0.0001269 | 1065 | 2599.5441 | 330 | 0.32016 | 118 | 0.16 | 1264
9492 | OLETA 1101296804 | 163541101 | OLETA 1101 | 296804 | FALSE | 5287.5044 | 5287.5044 | 12 | 0.00014395 | 815 | 2252.1128 | 392 | 0.31954 | 119 |  | 3361
10541 | CLARKSVILLE 2105CB | 153612105 | CLARKSVILLE 2105 | CB | FALSE | 1481.3738 | 1293.943 | 9 | 0.00018563 | 469 | 1193.2799 | 733 | 0.31824 | 120 | 0.39 | 953
5372 | TEMPLETON 2113A20 | 183052113 | TEMPLETON 2113 | A20 | FALSE | 12666.4228 | 11999.0835 | 92 | 8.3458e-05 | 2117 | 4208.4041 | 137 | 0.3179 | 121 | 0.09 | 1561
8293 | VACAVILLE 110838316 | 63601108 | VACAVILLE 1108 | 38316 | FALSE | 36512.8123 | 25616.7426 | 232 | 7.2587e-05 | 2403 | 4684.5531 | 99 | 0.31672 | 122 | 3 | 569
907 | COTTONWOOD 1102544790 | 102931102 | COTTONWOOD 1102 | 544790 | FALSE | 27462.4335 | 26342.4042 | 185 | 8.3921e-05 | 2097 | 3941.9662 | 151 | 0.31273 | 123 |  | 2696
6176 | COARSEGOLD 21045525 | 254432104 | COARSEGOLD 2104 | 5525 | FALSE | 21152.7165 | 21152.7165 | 175 | 5.9719e-05 | 2783 | 5306.8404 | 53 | 0.31171 | 124 | 0.17 | 1227
3989 | MIDDLETOWN 1102878 | 43141102 | MIDDLETOWN 1102 | 878 | FALSE | 9206.6572 | 5430.6654 | 49 | 0.00017681 | 519 | 2682.7456 | 315 | 0.31109 | 125 | 0.63 | 834
2201 | RACETRACK 1704CB | 163761704 | RACETRACK 1704 | CB | FALSE | 36834.5436 | 36834.5436 | 193 | 0.00011343 | 1334 | 2972.4937 | 272 | 0.31093 | 126 | 10.25 | 399
4707 | HIGHLANDS 1103828 | 43361103 | HIGHLANDS 1103 | 828 | FALSE | 17153.3338 | 13828.9706 | 112 | 8.3934e-05 | 2094 | 3831.1552 | 164 | 0.31086 | 127 | 5.94 | 476
8759 | KERCKHOFF 1101R308 | 252561101 | KERCKHOFF 1101 | R308 | FALSE | 6217.3701 | 6217.3701 | 22 | 6.1262e-05 | 2743 | 4314.2777 | 123 | 0.30901 | 128 | 0.04 | 2136
7918 | FORESTHILL 1102CB | 152181102 | FORESTHILL 1102 | CB | FALSE | 2646.4634 | 2646.4634 | 13 | 0.00028983 | 139 | 1109.8091 | 772 | 0.30873 | 129 | 5.34 | 489
9076 | SYCAMORE CREEK 1111976428 | 102971111 | SYCAMORE CREEK 1111 | 976428 | FALSE | 16955.2499 | 14081.5812 | 82 | 0.00013702 | 908 | 2148.1965 | 412 | 0.30752 | 130 |  | 3305
6711 | PUTAH CREEK 110396792 | 63681103 | PUTAH CREEK 1103 | 96792 | FALSE | 8212.3137 | 6394.0351 | 30 | 7.1793e-05 | 2425 | 5020.5256 | 72 | 0.30689 | 131 |  | 3057
9779 | COARSEGOLD 21046210 | 254432104 | COARSEGOLD 2104 | 6210 | FALSE | 17177.2503 | 17177.2503 | 49 | 4.8609e-05 | 3072 | 5877.8631 | 34 | 0.30465 | 132 | 0.06 | 1874
7407 | TEMPLETON 2113A12 | 183052113 | TEMPLETON 2113 | A12 | FALSE | 64854.5144 | 64854.5144 | 180 | 9.1245e-05 | 1867 | 3289.4433 | 226 | 0.30414 | 133 | 0.11 | 1446
6929 | CLARKSVILLE 2104CB | 153612104 | CLARKSVILLE 2104 | CB | FALSE | 16489.2317 | 14163.76 | 107 | 0.00015725 | 671 | 2292.759 | 385 | 0.30391 | 134 | 6.82 | 459
8076 | NORTH DUBLIN 2103CB | 14052103 | NORTH DUBLIN 2103 | CB | FALSE | 24190.4571 | 22339.3117 | 147 | 0.00012222 | 1145 | 2373.5412 | 366 | 0.30349 | 135 | 0.16 | 1273
9798 | BALCH NO 1 1101CB | 252501101 | BALCH NO 1 1101 | CB | FALSE | 16978.5039 | 16978.5039 | 33 | 8.5557e-05 | 2039 | 4275.4303 | 128 | 0.30244 | 136 | 0.03 | 2265
8821 | SANTA YNEZ 1104CB | 182721104 | SANTA YNEZ 1104 | CB | TRUE | 12832.3568 | 56.5182 | 105 | 9.1038e-05 | 1880 | 3530.2398 | 198 | 0.30185 | 137 | 0.03 | 2249
12 | PASO ROBLES 1103N50 | 182611103 | PASO ROBLES 1103 | N50 | FALSE | 3586.1974 | 3586.1974 | 24 | 0.00020174 | 390 | 1403.0605 | 636 | 0.30039 | 138 | 6.6 | 465
461 | KONOCTI 1102354890 | 43311102 | KONOCTI 1102 | 354890 | FALSE | 19596.9379 | 15016.4864 | 131 | 0.00011262 | 1350 | 1727.5671 | 518 | 0.29712 | 139 |  | 2675
4081 | OREGON TRAIL 11021382 | 103521102 | OREGON TRAIL 1102 | 1382 | FALSE | 8797.2782 | 8797.2782 | 67 | 0.00010202 | 1603 | 2904.98 | 289 | 0.29503 | 140 | 0.07 | 1732
207 | AUBERRY 1102CB | 254151102 | AUBERRY 1102 | CB | FALSE | 55860.8325 | 55860.8325 | 368 | 5.1188e-05 | 3010 | 6445.9013 | 19 | 0.29173 | 141 | 0.21 | 1150
929 | CORRAL 1101CB | 162991101 | CORRAL 1101 | CB | FALSE | 44193.7001 | 42311.3503 | 280 | 7.4699e-05 | 2339 | 3983.5914 | 150 | 0.29054 | 142 | 18.05 | 326
3287 | ANDERSON 11031600 | 103261103 | ANDERSON 1103 | 1600 | FALSE | 17254.9785 | 7231.4682 | 106 | 9.3311e-05 | 1813 | 3227.6771 | 231 | 0.2889 | 143 | 0.04 | 2087
1107 | COARSEGOLD 210410030 | 254432104 | COARSEGOLD 2104 | 10030 | FALSE | 59186.5885 | 54599.1868 | 227 | 5.1982e-05 | 2993 | 5711.1735 | 43 | 0.28655 | 144 | 0.04 | 2223
9519 | ARBUCKLE 1104669720 | 62081104 | ARBUCKLE 1104 | 669720 | FALSE | 7831.1318 | 3612.2461 | 22 | 8.813e-05 | 1979 | 4178.9611 | 140 | 0.28655 | 145 |  | 3370
3809 | WISE 11022230 | 152271102 | WISE 1102 | 2230 | FALSE | 40267.1112 | 38210.8819 | 278 | 9.8822e-05 | 1674 | 3101.6196 | 254 | 0.28438 | 146 | 8.79 | 420
2464 | SHEPHERD 2111327814 | 252062111 | SHEPHERD 2111 | 327814 | FALSE | 23697.2526 | 18621.0587 | 119 | 5.813e-05 | 2832 | 5439.3493 | 48 | 0.28428 | 147 |  | 2778
3815 | PANORAMA 1102280170 | 103461102 | PANORAMA 1102 | 280170 | FALSE | 24945.6136 | 20943.3132 | 102 | 0.00011005 | 1411 | 2725.4901 | 307 | 0.28426 | 148 |  | 2855
10166 | TEMPLETON 21132949 | 183052113 | TEMPLETON 2113 | 2949 | TRUE | 766.5719 | 766.5719 | 6 | 4.9947e-05 | 3039 | 6323.2739 | 22 | 0.28416 | 149 | 2.67 | 590
6611 | DESCHUTES 1101CB | 103351101 | DESCHUTES 1101 | CB | FALSE | 17940.9873 | 8017.5323 | 118 | 0.00011905 | 1205 | 2481.2226 | 344 | 0.28403 | 150 | 0.04 | 2142
195 | COARSEGOLD 21045300 | 254432104 | COARSEGOLD 2104 | 5300 | FALSE | 89782.9365 | 89782.9365 | 507 | 6.1292e-05 | 2742 | 5197.3797 | 62 | 0.28372 | 151 | 0.2 | 1159
5871 | FLINT 1101750 | 152531101 | FLINT 1101 | 750 | FALSE | 14900.5272 | 7342.9025 | 93 | 0.00015288 | 720 | 2183.6202 | 404 | 0.28318 | 152 | 3.16 | 559
952 | SANTA YNEZ 1104Y66 | 182721104 | SANTA YNEZ 1104 | Y66 | FALSE | 29410.1773 | 27268.3855 | 138 | 5.9163e-05 | 2801 | 4926.5491 | 81 | 0.28279 | 153 | 8.36 | 431
1401 | SAN JOAQUIN #2 110310320 | 252521103 | SAN JOAQUIN #2 1103 | 10320 | FALSE | 18962.0898 | 18962.0898 | 133 | 7.3548e-05 | 2380 | 3652.1529 | 186 | 0.28179 | 154 | 0.06 | 1810
10123 | FULTON 110258990 | 42561102 | FULTON 1102 | 58990 | TRUE | 971.5045 | 427.9744 | 6 | 0.00011359 | 1330 | 3017.9754 | 266 | 0.28025 | 155 |  | 3495
3591 | SANTA YNEZ 1101277014 | 182721101 | SANTA YNEZ 1101 | 277014 | FALSE | 26491.1541 | 8850.8283 | 149 | 7.4914e-05 | 2333 | 3435.5989 | 208 | 0.28002 | 156 |  | 2840
2737 | VOLTA 110153118 | 102541101 | VOLTA 1101 | 53118 | FALSE | 15490.2629 | 15490.2629 | 47 | 5.9428e-05 | 2792 | 5134.3568 | 65 | 0.27952 | 157 | 0.08 | 1618
9393 | PUTAH CREEK 1103654021 | 63681103 | PUTAH CREEK 1103 | 654021 | TRUE | 1396.0557 | 329.1954 | 12 | 6.2033e-05 | 2719 | 5297.9521 | 54 | 0.27878 | 158 |  | 3351
5717 | SHINGLE SPRINGS 210935598 | 153652109 | SHINGLE SPRINGS 2109 | 35598 | FALSE | 17452.8092 | 17452.8092 | 122 | 0.00012105 | 1163 | 2054.3578 | 443 | 0.27855 | 159 | 2.42 | 604
1630 | OREGON TRAIL 11041574 | 103521104 | OREGON TRAIL 1104 | 1574 | FALSE | 30217.612 | 27209.5234 | 221 | 9.7752e-05 | 1698 | 3321.0394 | 222 | 0.27852 | 160 | 0.1 | 1499
2168 | HOPLAND 11014626 | 42251101 | HOPLAND 1101 | 4626 | FALSE | 50138.0738 | 43527.4256 | 238 | 9.7355e-05 | 1704 | 2906.275 | 288 | 0.27841 | 161 | 0.08 | 1626
10275 | SAN MIGUEL 1105873457 | 182661105 | SAN MIGUEL 1105 | 873457 | FALSE | 3228.1461 | 2440.6531 | 18 | 6.4601e-05 | 2620 | 3816.6955 | 166 | 0.27723 | 162 |  | 3525
5141 | AUBERRY 1101R2578 | 254151101 | AUBERRY 1101 | R2578 | FALSE | 74560.0099 | 74560.0099 | 506 | 5.751e-05 | 2848 | 5003.4373 | 77 | 0.27714 | 163 | 0.12 | 1377
710 | COARSEGOLD 2103CB | 254432103 | COARSEGOLD 2103 | CB | FALSE | 61825.449 | 61825.449 | 420 | 0.00010575 | 1502 | 2969.029 | 273 | 0.27679 | 164 | 0.1 | 1498
9397 | BEAR VALLEY 21059570 | 252192105 | BEAR VALLEY 2105 | 9570 | FALSE | 12951.7997 | 12951.7997 | 59 | 6.9285e-05 | 2498 | 4812.6159 | 92 | 0.27669 | 165 | 0.03 | 2273
4772 | COARSEGOLD 2102CB | 254432102 | COARSEGOLD 2102 | CB | FALSE | 22596.9807 | 22596.9807 | 79 | 8.9146e-05 | 1941 | 3040.7048 | 264 | 0.2766 | 166 | 0.05 | 2045
11028 | NARROWS PH 1151CB | 153131151 | NARROWS PH 1151 | CB | TRUE | 286.9891 | 286.9891 | 2 | 0.00034143 | 96 | 952.1877 | 859 | 0.27613 | 167 |  | 3629
5439 | KONOCTI 110264664 | 43311102 | KONOCTI 1102 | 64664 | FALSE | 46084.8025 | 44670.3665 | 263 | 0.00011497 | 1301 | 2595.543 | 331 | 0.27567 | 168 | 7.76 | 441
307 | MOUNTAIN QUARRIES 21011350 | 152282101 | MOUNTAIN QUARRIES 2101 | 1350 | FALSE | 34999.9271 | 34999.9271 | 212 | 0.00015371 | 714 | 2128.0484 | 418 | 0.27537 | 169 | 0.14 | 1328
8396 | NORTH DUBLIN 2101MR765 | 14052101 | NORTH DUBLIN 2101 | MR765 | FALSE | 3411.7079 | 3330.9197 | 15 | 0.00016258 | 618 | 1924.3853 | 466 | 0.2736 | 170 |  | 3219
6379 | PUTAH CREEK 11028352 | 63681102 | PUTAH CREEK 1102 | 8352 | FALSE | 19103.6731 | 10298.4219 | 133 | 7.7051e-05 | 2286 | 3533.4319 | 197 | 0.27308 | 171 | 0.04 | 2110
7979 | KONOCTI 1102716 | 43311102 | KONOCTI 1102 | 716 | FALSE | 27459.7262 | 24685.2253 | 109 | 0.00010173 | 1611 | 2445.3377 | 351 | 0.27295 | 172 | 0.09 | 1540
1249 | PENRYN 11032198 | 152561103 | PENRYN 1103 | 2198 | FALSE | 33673.9837 | 32552.0609 | 248 | 0.00015745 | 669 | 1901.3176 | 477 | 0.27291 | 173 | 5.01 | 498
10021 | OLETA 1101400470 | 163541101 | OLETA 1101 | 400470 | TRUE | 475.2183 | 334.0108 | 3 | 0.0001432 | 822 | 1757.1387 | 513 | 0.27287 | 174 |  | 3474
3674 | AUBERRY 1102R309 | 254151102 | AUBERRY 1102 | R309 | FALSE | 13825.8859 | 13825.8859 | 92 | 4.4689e-05 | 3170 | 5876.5086 | 35 | 0.27286 | 175 | 0.07 | 1734
1420 | MIDDLETOWN 1102998 | 43141102 | MIDDLETOWN 1102 | 998 | FALSE | 27408.0031 | 23900.855 | 205 | 0.00011619 | 1266 | 2601.6522 | 329 | 0.27124 | 176 | 9.39 | 410
6398 | CAYETANO 2109MR572 | 14422109 | CAYETANO 2109 | MR572 | FALSE | 19863.5833 | 13342.8208 | 80 | 8.353e-05 | 2113 | 3855.5003 | 161 | 0.27121 | 177 | 0.06 | 1900
6361 | APPLE HILL 21026552 | 153662102 | APPLE HILL 2102 | 6552 | FALSE | 20088.9562 | 20088.9562 | 139 | 0.00023194 | 279 | 1458.479 | 613 | 0.2712 | 178 | 0.07 | 1674
5677 | BANGOR 110180670 | 103191101 | BANGOR 1101 | 80670 | FALSE | 26435.3887 | 23201.6685 | 158 | 9.3264e-05 | 1814 | 3120.2999 | 252 | 0.27059 | 179 | 0.07 | 1687
7666 | JAMESON 1103118944 | 63801103 | JAMESON 1103 | 118944 | FALSE | 8499.846 | 3772.9974 | 41 | 7.2601e-05 | 2402 | 3739.9482 | 177 | 0.27039 | 180 |  | 3148
5313 | HIGHLANDS 1103482 | 43361103 | HIGHLANDS 1103 | 482 | FALSE | 41604.9679 | 39433.4736 | 188 | 8.3389e-05 | 2120 | 3402.5308 | 212 | 0.26975 | 181 | 0.11 | 1426
5299 | HIGGINS 1109CB | 152691109 | HIGGINS 1109 | CB | FALSE | 37179.8547 | 36440.0989 | 254 | 0.00012368 | 1127 | 2336.1435 | 377 | 0.26784 | 182 | 0.11 | 1411
7848 | OAKHURST 1101636114 | 254421101 | OAKHURST 1101 | 636114 | FALSE | 32974.1643 | 32974.1643 | 153 | 5.0431e-05 | 3029 | 5596.4616 | 45 | 0.26702 | 183 |  | 3171
10324 | SANTA YNEZ 1104564710 | 182721104 | SANTA YNEZ 1104 | 564710 | TRUE | 541.7371 | 273.7323 | 7 | 4.7515e-05 | 3102 | 4812.031 | 93 | 0.26624 | 184 |  | 3533
10018 | LINCOLN 1104275986 | 153701104 | LINCOLN 1104 | 275986 | TRUE | 934.5883 | 934.5883 | 5 | 8.2974e-05 | 2131 | 2938.8625 | 283 | 0.26526 | 185 |  | 3473
5709 | HIGGINS 110950072 | 152691109 | HIGGINS 1109 | 50072 | FALSE | 68212.3656 | 68212.3656 | 424 | 8.3823e-05 | 2099 | 2904.6654 | 290 | 0.26524 | 186 | 0.17 | 1228
3710 | MARIPOSA 210110070 | 254452101 | MARIPOSA 2101 | 10070 | FALSE | 42054.457 | 42054.457 | 249 | 5.9269e-05 | 2796 | 3802.6518 | 169 | 0.2644 | 187 | 0.16 | 1265
3891 | MARIPOSA 210210880 | 254452102 | MARIPOSA 2102 | 10880 | FALSE | 64212.5757 | 63861.6467 | 362 | 5.4719e-05 | 2925 | 5019.3026 | 74 | 0.2637 | 188 | 0.25 | 1077
1822 | BELL 110750172 | 152701107 | BELL 1107 | 50172 | FALSE | 30233.9103 | 28142.3136 | 210 | 8.9513e-05 | 1930 | 3226.5987 | 232 | 0.2635 | 189 | 3.07 | 565
7084 | VACAVILLE 111113652 | 63601111 | VACAVILLE 1111 | 13652 | FALSE | 6914.8485 | 6914.8485 | 58 | 0.00011431 | 1311 | 2370.7576 | 367 | 0.26339 | 190 | 4.89 | 502
3429 | CLOVERDALE 1101399855 | 42821101 | CLOVERDALE 1101 | 399855 | FALSE | 4438.9669 | 4409.9199 | 19 | 0.00012846 | 1040 | 1799.172 | 506 | 0.26331 | 191 |  | 2826
9762 | HARTLEY 11014710 | 43211101 | HARTLEY 1101 | 4710 | FALSE | 2414.0517 | 2414.0517 | 18 | 7.3983e-05 | 2359 | 3402.6996 | 211 | 0.26308 | 192 | 0.06 | 1858
2103 | DOBBINS 11011808 | 153741101 | DOBBINS 1101 | 1808 | FALSE | 25003.3757 | 25003.3757 | 171 | 0.00012923 | 1021 | 2096.2914 | 428 | 0.26282 | 193 | 0.09 | 1564
3817 | DESCHUTES 11011380 | 103351101 | DESCHUTES 1101 | 1380 | FALSE | 37070.8959 | 28672.6173 | 204 | 0.00010398 | 1553 | 2782.7866 | 301 | 0.26207 | 194 | 0.07 | 1696
1392 | SAND CREEK 110345190 | 254601103 | SAND CREEK 1103 | 45190 | FALSE | 60483.5997 | 60483.5997 | 416 | 4.4054e-05 | 3190 | 5858.6509 | 37 | 0.26095 | 195 | 0.15 | 1301
4741 | BRENTWOOD 2105B504R | 14592105 | BRENTWOOD 2105 | B504R | FALSE | 18129.2647 | 14074.6887 | 97 | 9.8714e-05 | 1676 | 3474.2779 | 204 | 0.26071 | 196 | 0.1 | 1494
7636 | VACA DIXON 110118292 | 63591101 | VACA DIXON 1101 | 18292 | TRUE | 8145.543 | 73.0344 | 73 | 0.00010766 | 1460 | 2089.0547 | 431 | 0.26015 | 197 | 4.97 | 499
4859 | OREGON TRAIL 1102CB | 103521102 | OREGON TRAIL 1102 | CB | FALSE | 15377.0316 | 15053.0301 | 98 | 0.00013609 | 918 | 2689.4423 | 314 | 0.25991 | 198 | 1.45 | 674
1063 | MARIPOSA 210110990 | 254452101 | MARIPOSA 2101 | 10990 | FALSE | 64432.5092 | 64432.5092 | 390 | 6.2843e-05 | 2688 | 4452.3041 | 112 | 0.25971 | 199 | 0.23 | 1118
9382 | CORNING 110185162 | 103331101 | CORNING 1101 | 85162 | FALSE | 9267.4821 | 9267.4821 | 28 | 4.8495e-05 | 3077 | 5246.1165 | 57 | 0.2589 | 200 | 0.09 | 1512
1035 | CORRAL 110136652 | 162991101 | CORRAL 1101 | 36652 | FALSE | 58152.9177 | 58152.9177 | 357 | 6.9107e-05 | 2503 | 3912.9423 | 155 | 0.25884 | 201 | 2.74 | 586
4603 | UPPER LAKE 1101660 | 42871101 | UPPER LAKE 1101 | 660 | FALSE | 15616.9486 | 9914.559 | 91 | 0.00011219 | 1361 | 2640.3198 | 322 | 0.25883 | 202 | 0.02 | 2506
521 | WILLITS 1103696 | 42661103 | WILLITS 1103 | 696 | FALSE | 15381.4122 | 10464.5667 | 87 | 0.00011584 | 1275 | 2155.4593 | 411 | 0.25793 | 203 | 0.04 | 2141
134 | SAN JOAQUIN #2 1103CB | 252521103 | SAN JOAQUIN #2 1103 | CB | FALSE | 109280.4349 | 109280.4349 | 589 | 7.6086e-05 | 2305 | 3828.8466 | 165 | 0.25597 | 204 | 0.64 | 828
3686 | UKIAH 1111534 | 42771111 | UKIAH 1111 | 534 | FALSE | 33775.8497 | 30432.3399 | 142 | 8.2307e-05 | 2145 | 3212.6445 | 237 | 0.25577 | 205 | 0.12 | 1397
8712 | ELK CREEK 110193504 | 102781101 | ELK CREEK 1101 | 93504 | FALSE | 4036.8011 | 3461.2366 | 15 | 6.0933e-05 | 2750 | 4082.5968 | 144 | 0.25426 | 206 | 0.06 | 1896
10786 | PEABODY 2113873304 | 63642113 | PEABODY 2113 | 873304 | FALSE | 1312.9508 | 1312.9508 | 5 | 6.945e-05 | 2489 | 4833.6394 | 88 | 0.25419 | 207 |  | 3605
9423 | CLAY 110359714 | 163341103 | CLAY 1103 | 59714 | FALSE | 7503.916 | 7503.916 | 34 | 9.4275e-05 | 1786 | 2408.1592 | 360 | 0.25391 | 208 | 0.04 | 2176
9267 | POTTER VALLEY P H 1105990354 | 42281105 | POTTER VALLEY P H 1105 | 990354 | TRUE | 170.3854 | 170.3854 | 2 | 0.00030725 | 122 | 583.9962 | 1119 | 0.25341 | 209 | 0.02 | 2532
4480 | LUCERNE 1106526 | 43351106 | LUCERNE 1106 | 526 | FALSE | 17461.3012 | 16256.6321 | 100 | 0.00011252 | 1356 | 2700.181 | 312 | 0.25318 | 210 | 0.07 | 1679
3034 | HOPLAND 1101558 | 42251101 | HOPLAND 1101 | 558 | FALSE | 15006.3638 | 4818.3603 | 72 | 0.00022789 | 291 | 857.3477 | 909 | 0.25266 | 211 | 0.01 | 2601
4451 | HIGHLANDS 1103568 | 43361103 | HIGHLANDS 1103 | 568 | FALSE | 14789.9903 | 12940.6184 | 118 | 0.00012911 | 1024 | 2034.9748 | 449 | 0.25222 | 212 | 0.1 | 1493
5062 | AUBERRY 1102R902 | 254151102 | AUBERRY 1102 | R902 | FALSE | 24261.144 | 24261.144 | 156 | 6.3332e-05 | 2666 | 4129.7341 | 141 | 0.25137 | 213 | 0.07 | 1688
5371 | SUNOL 1101MR169 | 14241101 | SUNOL 1101 | MR169 | FALSE | 15006.414 | 4976.4795 | 96 | 9.4566e-05 | 1776 | 2310.912 | 383 | 0.25044 | 214 | 0.02 | 2435
8139 | LAS GALLINAS A 110599904 | 42991105 | LAS GALLINAS A 1105 | 99904 | FALSE | 8949.4853 | 8949.4853 | 54 | 0.00018177 | 500 | 1184.3918 | 739 | 0.25006 | 215 | 39.72 | 187
4462 | WILLITS 110337504 | 42661103 | WILLITS 1103 | 37504 | FALSE | 5704.6998 | 1890.9339 | 41 | 0.00013442 | 938 | 1727.1376 | 519 | 0.24974 | 216 | 0.02 | 2505
4593 | POSO MOUNTAIN 2101CB | 253642101 | POSO MOUNTAIN 2101 | CB | FALSE | 6924.1001 | 6924.1001 | 22 | 5.902e-05 | 2806 | 4006.0392 | 149 | 0.24862 | 217 | 0.07 | 1691
6909 | WYANDOTTE 1109702710 | 102911109 | WYANDOTTE 1109 | 702710 | FALSE | 7335.7671 | 4286.5556 | 49 | 0.00021702 | 330 | 1323.547 | 672 | 0.24845 | 218 |  | 3072
9944 | WYANDOTTE 110366146 | 102911103 | WYANDOTTE 1103 | 66146 | TRUE | 252.3083 | 252.3083 | 4 | 0.00010984 | 1414 | 2698.6732 | 313 | 0.24793 | 219 | 0.12 | 1382
10031 | SOLEDAD 2102346006 | 182052102 | SOLEDAD 2102 | 346006 | FALSE | 3918.3073 | 3650.4625 | 5 | 7.7555e-05 | 2277 | 3061.2643 | 262 | 0.24765 | 220 |  | 3479
905 | CORNING 110290036 | 103331102 | CORNING 1102 | 90036 | FALSE | 23187.5221 | 21561.1762 | 87 | 7.3822e-05 | 2364 | 4520.2585 | 105 | 0.24724 | 221 | 0.1 | 1505
5847 | OAKHURST 11035732 | 254421103 | OAKHURST 1103 | 5732 | FALSE | 5445.3198 | 5445.3198 | 37 | 5.3285e-05 | 2956 | 4484.9828 | 109 | 0.24719 | 222 | 0.14 | 1324
5505 | MARIPOSA 210237282 | 254452102 | MARIPOSA 2102 | 37282 | FALSE | 96262.8931 | 86430.7687 | 498 | 6.5439e-05 | 2602 | 4244.8756 | 134 | 0.24522 | 223 | 0.36 | 969
4841 | OAKHURST 110363334 | 254421103 | OAKHURST 1103 | 63334 | FALSE | 27819.9713 | 27819.9713 | 154 | 5.0298e-05 | 3032 | 5273.9392 | 55 | 0.24446 | 224 | 10.23 | 400
8342 | BANGOR 110131502 | 103191101 | BANGOR 1101 | 31502 | FALSE | 19104.3686 | 19104.3686 | 102 | 0.00014287 | 828 | 1982.4694 | 459 | 0.24429 | 225 | 0.08 | 1616
9205 | POINT MORETTI 110135874 | 82931101 | POINT MORETTI 1101 | 35874 | TRUE | 329.4831 | 329.4831 | 4 | 0.0002322 | 276 | 974.717 | 846 | 0.24298 | 226 | 0.03 | 2258
2854 | SHINGLE SPRINGS 21099372 | 153652109 | SHINGLE SPRINGS 2109 | 9372 | FALSE | 28750.7098 | 28750.7098 | 190 | 0.00012144 | 1159 | 1860.3939 | 487 | 0.24281 | 227 | 6.15 | 472
10573 | GEYSERVILLE 1102756 | 42891102 | GEYSERVILLE 1102 | 756 | TRUE | 948.4078 | 948.4078 | 7 | 0.00037409 | 76 | 1141.7089 | 757 | 0.24238 | 228 | 0.02 | 2431
6313 | SAN MIGUEL 1104N60 | 182661104 | SAN MIGUEL 1104 | N60 | FALSE | 14171.0101 | 13316.658 | 66 | 6.3749e-05 | 2655 | 3875.817 | 160 | 0.24236 | 229 | 0.04 | 2143
2085 | LINCOLN 1104685276 | 153701104 | LINCOLN 1104 | 685276 | FALSE | 34821.9656 | 10432.3869 | 216 | 7.8086e-05 | 2256 | 3212.4401 | 238 | 0.24208 | 230 |  | 2761
7825 | HORSESHOE 1101416226 | 152571101 | HORSESHOE 1101 | 416226 | TRUE | 397.9238 | 186.6616 | 5 | 8.4899e-05 | 2065 | 2680.4211 | 316 | 0.24182 | 231 |  | 3167
9295 | BROWNS VALLEY 110117011 | 152921101 | BROWNS VALLEY 1101 | 17011 | FALSE | 3005.3172 | 3005.3172 | 22 | 9.7443e-05 | 1702 | 2978.7374 | 270 | 0.24153 | 232 | 0.07 | 1747
1428 | ZACA 1102Y02 | 182681102 | ZACA 1102 | Y02 | FALSE | 21138.3499 | 16812.4916 | 158 | 6.2768e-05 | 2691 | 3729.2174 | 180 | 0.24142 | 233 | 0.07 | 1717
6825 | OLETA 1102186326 | 163541102 | OLETA 1102 | 186326 | FALSE | 20743.7329 | 19088.8539 | 123 | 0.00011431 | 1312 | 2157.6907 | 410 | 0.24114 | 234 |  | 3066
7670 | STANISLAUS 1702CB | 162821702 | STANISLAUS 1702 | CB | FALSE | 13066.3244 | 13066.3244 | 67 | 0.00015785 | 665 | 1253.7272 | 700 | 0.24096 | 235 | 0.13 | 1360
9773 | MADISON 2101117644 | 63172101 | MADISON 2101 | 117644 | FALSE | 3757.3782 | 1080.3525 | 12 | 9.3021e-05 | 1820 | 2949.3645 | 280 | 0.23987 | 236 |  | 3416
10170 | PUTAH CREEK 1105617260 | 63681105 | PUTAH CREEK 1105 | 617260 | FALSE | 4545.7003 | 1876.8402 | 15 | 9.4125e-05 | 1791 | 3143.4533 | 249 | 0.2396 | 237 |  | 3506
10828 | BUELLTON 110163389 | 183041101 | BUELLTON 1101 | 63389 | TRUE | 391.5938 | 0 | 2 | 0.00010287 | 1573 | 1639.5129 | 547 | 0.23935 | 238 |  | 3610
8291 | CLEAR LAKE 1102904 | 42141102 | CLEAR LAKE 1102 | 904 | FALSE | 5777.0339 | 5445.6493 | 30 | 9.2995e-05 | 1822 | 2564.652 | 336 | 0.23862 | 239 | 1.48 | 670
6235 | SHINGLE SPRINGS 210519522 | 153652105 | SHINGLE SPRINGS 2105 | 19522 | FALSE | 16493.1882 | 15565.1755 | 113 | 8.878e-05 | 1959 | 3187.9029 | 244 | 0.23827 | 240 | 34.17 | 216
9843 | SUNOL 1101MR387 | 14241101 | SUNOL 1101 | MR387 | FALSE | 8072.5307 | 8065.9096 | 24 | 6.2945e-05 | 2681 | 3500.2914 | 201 | 0.23776 | 241 | 0.06 | 1882
109 | WISE 11022054 | 152271102 | WISE 1102 | 2054 | FALSE | 20940.0353 | 20940.0353 | 147 | 0.00010429 | 1544 | 2815.7078 | 298 | 0.23735 | 242 | 3.46 | 547
9387 | ANTELOPE 1101318686 | 252021101 | ANTELOPE 1101 | 318686 | FALSE | 4853.6414 | 2345.6024 | 7 | 6.5096e-05 | 2607 | 3652.241 | 185 | 0.23683 | 243 |  | 3349
2465 | JESSUP 11021314 | 103441102 | JESSUP 1102 | 1314 | FALSE | 23311.1376 | 9677.7607 | 161 | 8.2165e-05 | 2148 | 3017.906 | 267 | 0.23664 | 244 | 1.18 | 703
4610 | KERCKHOFF 1101R353 | 252561101 | KERCKHOFF 1101 | R353 | FALSE | 22190.5443 | 22190.5443 | 53 | 3.7075e-05 | 3313 | 6512.8186 | 18 | 0.23576 | 245 | 0.07 | 1773
7566 | CORRAL 110112608 | 162991101 | CORRAL 1101 | 12608 | FALSE | 27131.1027 | 27131.1027 | 187 | 6.2935e-05 | 2683 | 3772.462 | 174 | 0.23545 | 246 | 11.8 | 381
5704 | SHEPHERD 2111707358 | 252062111 | SHEPHERD 2111 | 707358 | FALSE | 37001.2559 | 30537.9753 | 219 | 4.1347e-05 | 3238 | 5721.8442 | 41 | 0.23489 | 247 |  | 2974
10861 | PEORIA 170492888 | 163781704 | PEORIA 1704 | 92888 | TRUE | 765.3621 | 400.6025 | 4 | 0.00010691 | 1480 | 2347.6932 | 375 | 0.23471 | 248 | 0.01 | 2581
5055 | FROGTOWN 17028482 | 163451702 | FROGTOWN 1702 | 8482 | FALSE | 23390.9929 | 23390.9929 | 117 | 0.00010252 | 1587 | 2287.3259 | 386 | 0.23437 | 249 | 0.05 | 2057
10192 | MADISON 2101725408 | 63172101 | MADISON 2101 | 725408 | FALSE | 2105.6406 | 1530.1897 | 9 | 9.3021e-05 | 1821 | 2838.0743 | 294 | 0.23427 | 250 |  | 3511
852 | PASO ROBLES 1104R56 | 182611104 | PASO ROBLES 1104 | R56 | FALSE | 19965.7505 | 18526.1855 | 117 | 9.8997e-05 | 1669 | 2922.3966 | 284 | 0.2342 | 251 | 1.75 | 644
9420 | FRENCH GULCH 11011892 | 103381101 | FRENCH GULCH 1101 | 1892 | FALSE | 5154.3447 | 5154.3447 | 12 | 0.00011418 | 1317 | 1393.5299 | 640 | 0.23339 | 252 | 0.06 | 1887
2713 | ELK CREEK 110137334 | 102781101 | ELK CREEK 1101 | 37334 | FALSE | 15392.9848 | 15392.9848 | 70 | 5.2877e-05 | 2973 | 4838.4242 | 87 | 0.23311 | 253 | 0.07 | 1730
8722 | POSO MOUNTAIN 21033988 | 253642103 | POSO MOUNTAIN 2103 | 3988 | FALSE | 29512.4633 | 27217.7374 | 68 | 4.0141e-05 | 3264 | 5944.554 | 32 | 0.23303 | 254 | 0.1 | 1471
6130 | OREGON TRAIL 1104CB | 103521104 | OREGON TRAIL 1104 | CB | FALSE | 23543.7827 | 17030.244 | 164 | 0.00014109 | 852 | 1638.3807 | 548 | 0.23182 | 255 | 0.08 | 1577
6781 | PALMER 1101M84 | 183031101 | PALMER 1101 | M84 | FALSE | 39352.9214 | 37718.995 | 145 | 7.1467e-05 | 2434 | 3431.3832 | 209 | 0.23169 | 256 | 0.05 | 2018
7251 | PASO ROBLES 1103N58 | 182611103 | PASO ROBLES 1103 | N58 | FALSE | 11929.7838 | 7319.6094 | 91 | 8.9683e-05 | 1923 | 2958.7213 | 277 | 0.23099 | 257 | 1.43 | 676
9345 | CHOLAME 21025597 | 182562102 | CHOLAME 2102 | 5597 | FALSE | 8229.9238 | 8229.9238 | 22 | 5.7292e-05 | 2855 | 4008.4187 | 148 | 0.23009 | 258 | 0.06 | 1847
6582 | UPPER LAKE 1101412 | 42871101 | UPPER LAKE 1101 | 412 | FALSE | 27547.3528 | 16599.9817 | 152 | 9.7196e-05 | 1709 | 2705.0187 | 311 | 0.23008 | 259 | 0.04 | 2122
7180 | PASO ROBLES 11032731 | 182611103 | PASO ROBLES 1103 | 2731 | FALSE | 2630.6286 | 2630.6286 | 13 | 8.1626e-05 | 2166 | 3132.5166 | 251 | 0.2296 | 260 | 0.25 | 1088
6731 | DEL MAR 2109CB | 152582109 | DEL MAR 2109 | CB | FALSE | 9780.4489 | 2376.9126 | 72 | 0.00018501 | 472 | 1136.289 | 760 | 0.22956 | 261 | 0.02 | 2474
4193 | ANDERSON 1103226050 | 103261103 | ANDERSON 1103 | 226050 | FALSE | 24153.2004 | 7845.4549 | 160 | 0.00012494 | 1099 | 1958.1377 | 463 | 0.22913 | 262 |  | 2875
2449 | COARSEGOLD 210410400 | 254432104 | COARSEGOLD 2104 | 10400 | FALSE | 72169.1615 | 68567.3531 | 539 | 6.3171e-05 | 2673 | 4382.9111 | 117 | 0.22826 | 263 | 0.67 | 815
6456 | HIGGINS 110950078 | 152691109 | HIGGINS 1109 | 50078 | FALSE | 77925.0015 | 77925.0015 | 427 | 6.6516e-05 | 2573 | 3492.1838 | 203 | 0.22791 | 264 | 0.18 | 1215
6171 | WYANDOTTE 110737472 | 102911107 | WYANDOTTE 1107 | 37472 | FALSE | 23988.0552 | 14935.9015 | 157 | 0.00012968 | 1013 | 1878.4311 | 481 | 0.22739 | 265 | 0.05 | 2001
1604 | COARSEGOLD 210310820 | 254432103 | COARSEGOLD 2103 | 10820 | FALSE | 46507.9226 | 46392.4448 | 327 | 6.2605e-05 | 2698 | 4312.1018 | 124 | 0.2269 | 266 | 0.19 | 1188
3581 | JESSUP 110296554 | 103441102 | JESSUP 1102 | 96554 | FALSE | 23931.0858 | 12987.3897 | 172 | 7.0376e-05 | 2458 | 3307.1204 | 223 | 0.22645 | 267 | 1.68 | 653
10176 | CLARK ROAD 1102CB | 103091102 | CLARK ROAD 1102 | CB | FALSE | 2444.9029 | 1435.1005 | 20 | 0.0002022 | 389 | 1029.6753 | 809 | 0.22632 | 268 | 0.01 | 2599
1714 | BUELLTON 1102Y50 | 183041102 | BUELLTON 1102 | Y50 | FALSE | 20651.346 | 17101.0403 | 147 | 6.643e-05 | 2578 | 3157.5997 | 246 | 0.22624 | 269 | 4.23 | 523
2661 | CLAY 11031230 | 163341103 | CLAY 1103 | 1230 | FALSE | 31242.042 | 27069.5791 | 136 | 8.4359e-05 | 2080 | 2820.2882 | 297 | 0.22608 | 270 | 0.08 | 1627
511 | COTTONWOOD 11029026 | 102931102 | COTTONWOOD 1102 | 9026 | FALSE | 39327.0742 | 20154.6992 | 282 | 7.3532e-05 | 2382 | 3010.4191 | 268 | 0.22599 | 271 | 0.04 | 2131
5682 | CLOVERDALE 1102672 | 42821102 | CLOVERDALE 1102 | 672 | FALSE | 35787.4101 | 35088.8854 | 140 | 0.00010502 | 1528 | 2485.285 | 343 | 0.22571 | 272 | 0.66 | 819
920 | RED BLUFF 11041630 | 103541104 | RED BLUFF 1104 | 1630 | FALSE | 22751.2492 | 4020.9242 | 152 | 5.7083e-05 | 2858 | 3897.064 | 159 | 0.22562 | 273 | 0.02 | 2518
6155 | AUBERRY 1101R2839 | 254151101 | AUBERRY 1101 | R2839 | FALSE | 20608.9537 | 20608.9537 | 121 | 6.3713e-05 | 2657 | 3802.0162 | 170 | 0.22501 | 274 | 0.07 | 1746
252 | CLARK ROAD 11022582 | 103091102 | CLARK ROAD 1102 | 2582 | FALSE | 33578.71 | 32011.0943 | 186 | 8.3332e-05 | 2124 | 2966.3342 | 275 | 0.22449 | 275 | 0.31 | 999
5168 | CORNING 11021622 | 103331102 | CORNING 1102 | 1622 | FALSE | 54701.9644 | 54701.9644 | 126 | 4.7554e-05 | 3098 | 5068.1116 | 70 | 0.22413 | 276 | 0.15 | 1289
2620 | AUBERRY 1101R2579 | 254151101 | AUBERRY 1101 | R2579 | FALSE | 56162.7607 | 56162.7607 | 286 | 4.3679e-05 | 3195 | 4995.9654 | 78 | 0.22394 | 277 | 0.05 | 1982
7109 | AUBERRY 1102R1013 | 254151102 | AUBERRY 1102 | R1013 | FALSE | 20054.4308 | 20054.4308 | 132 | 5.2064e-05 | 2991 | 4310.3961 | 125 | 0.22385 | 278 | 0.08 | 1599
1039 | SILVERADO 2104726 | 43432104 | SILVERADO 2104 | 726 | FALSE | 56301.3396 | 48875.2274 | 263 | 0.00010365 | 1558 | 2367.3738 | 368 | 0.22347 | 279 | 5.19 | 495
8364 | PEORIA 1705CB | 163781705 | PEORIA 1705 | CB | FALSE | 11342.4728 | 11342.4728 | 33 | 9.1397e-05 | 1864 | 1823.5922 | 499 | 0.22294 | 280 | 1.24 | 696
42 | CEDAR CREEK 11011664 | 103321101 | CEDAR CREEK 1101 | 1664 | FALSE | 47581.2918 | 47581.2918 | 244 | 0.00016153 | 624 | 1257.5627 | 697 | 0.22209 | 281 | 0.09 | 1544
8613 | ZACA 1101Y72 | 182681101 | ZACA 1101 | Y72 | FALSE | 10347.4182 | 10265.6354 | 36 | 7.4862e-05 | 2335 | 2941.2416 | 282 | 0.2213 | 282 | 0.05 | 1994
5656 | PANORAMA 1102508502 | 103461102 | PANORAMA 1102 | 508502 | FALSE | 25902.2253 | 18917.893 | 115 | 8.1215e-05 | 2178 | 2793.3826 | 300 | 0.22043 | 283 |  | 2971
2018 | SMARTVILLE 1101CB | 153791101 | SMARTVILLE 1101 | CB | FALSE | 26399.8993 | 26026.0287 | 152 | 0.00012844 | 1042 | 2226.2508 | 395 | 0.21931 | 284 | 0.08 | 1659
8459 | CAYETANO 21099504 | 14422109 | CAYETANO 2109 | 9504 | FALSE | 23288.5561 | 23283.8699 | 97 | 5.1866e-05 | 2997 | 4524.1542 | 104 | 0.21922 | 285 | 0.67 | 812
3475 | SO. CAL. EDISON #3 1101CB | 258861101 | SO. CAL. EDISON #3 1101 | CB | FALSE | 13738.3645 | 13738.3645 | 32 | 4.0322e-05 | 3260 | 5713.5203 | 42 | 0.21869 | 286 | 0.06 | 1881
5637 | NARROWS 2101CB | 153132101 | NARROWS 2101 | CB | FALSE | 25047.8448 | 25047.8448 | 65 | 0.00013384 | 945 | 2147.2351 | 413 | 0.21823 | 287 | 0.06 | 1867
8049 | BROWNS VALLEY 110136622 | 152921101 | BROWNS VALLEY 1101 | 36622 | FALSE | 15095.8174 | 8277.82 | 42 | 0.00010696 | 1475 | 1906.2139 | 474 | 0.21771 | 288 | 0.01 | 2620
5251 | WYANDOTTE 110313018 | 102911103 | WYANDOTTE 1103 | 13018 | FALSE | 2657.2717 | 1090.3862 | 20 | 0.00024176 | 241 | 916.9696 | 877 | 0.21662 | 289 | 0.04 | 2205
7438 | OREGON TRAIL 1103CB | 103521103 | OREGON TRAIL 1103 | CB | FALSE | 4716.8976 | 4354.341 | 38 | 0.00020157 | 391 | 1548.9969 | 580 | 0.21644 | 290 | 0.07 | 1689
9233 | PASO ROBLES 1103N52 | 182611103 | PASO ROBLES 1103 | N52 | FALSE | 10571.3698 | 10571.3698 | 32 | 0.00016961 | 565 | 1370.1644 | 652 | 0.21643 | 291 | 0.06 | 1851
5544 | TYLER 11051536 | 103571105 | TYLER 1105 | 1536 | FALSE | 29066.1076 | 28603.8149 | 79 | 4.6575e-05 | 3124 | 4923.7257 | 83 | 0.21608 | 292 | 0.07 | 1705
8708 | PUTAH CREEK 1105665952 | 63681105 | PUTAH CREEK 1105 | 665952 | TRUE | 1521.662 | 243.3824 | 13 | 7.1774e-05 | 2427 | 3135.666 | 250 | 0.21591 | 293 |  | 3252
9580 | SUMMIT 110147786 | 152591101 | SUMMIT 1101 | 47786 | FALSE | 2915.7036 | 2915.7036 | 13 | 8.7369e-05 | 2003 | 2875.37 | 291 | 0.21513 | 294 | 0.01 | 2571
10253 | CLOVERDALE 1102736078 | 42821102 | CLOVERDALE 1102 | 736078 | TRUE | 432.8669 | 373.6781 | 3 | 6.8384e-05 | 2526 | 3199.3848 | 241 | 0.2146 | 295 |  | 3522
10589 | DEL MAR 2109306972 | 152582109 | DEL MAR 2109 | 306972 | TRUE | 120.3234 | 83.4407 | 2 | 0.00015818 | 661 | 1356.3524 | 660 | 0.21455 | 296 |  | 3576
9314 | CALPINE 1146CB | 48011146 | CALPINE 1146 | CB | FALSE | 4947.493 | 4947.493 | 21 | 0.00013269 | 965 | 2090.7818 | 430 | 0.21399 | 297 | 0.32 | 995
5389 | BEAR VALLEY 210511210 | 252192105 | BEAR VALLEY 2105 | 11210 | FALSE | 27492.7886 | 27492.7886 | 139 | 4.899e-05 | 3064 | 4555.1801 | 103 | 0.21387 | 298 | 0.02 | 2413
9003 | HARTLEY 1102385838 | 43211102 | HARTLEY 1102 | 385838 | FALSE | 2645.3497 | 2006.1588 | 11 | 9.3256e-05 | 1815 | 1869.8054 | 483 | 0.21349 | 299 |  | 3295
4243 | CLAYTON 22122944 | 12022212 | CLAYTON 2212 | 2944 | FALSE | 24391.9365 | 24262.4198 | 148 | 5.6051e-05 | 2885 | 4103.8075 | 143 | 0.21331 | 300 | 0.08 | 1576
3022 | DESCHUTES 11041582 | 103351104 | DESCHUTES 1104 | 1582 | FALSE | 24298.6245 | 10265.1395 | 173 | 8.393e-05 | 2096 | 2774.3491 | 305 | 0.21327 | 301 | 0.05 | 1927
5186 | DUNLAP 11027360 | 254061102 | DUNLAP 1102 | 7360 | FALSE | 14342.2552 | 14342.2552 | 83 | 5.7731e-05 | 2844 | 3097.6367 | 256 | 0.21272 | 302 | 0 | 2643
7188 | UPPER LAKE 1101472084 | 42871101 | UPPER LAKE 1101 | 472084 | FALSE | 11718.4795 | 7454.711 | 66 | 0.00014287 | 829 | 1759.7585 | 512 | 0.21229 | 303 | 0.03 | 2360
1958 | CURTIS 170411290 | 163351704 | CURTIS 1704 | 11290 | FALSE | 12662.0411 | 12662.0411 | 75 | 8.7993e-05 | 1982 | 2545.3939 | 339 | 0.21224 | 304 | 0.1 | 1455
10301 | SCE VEGAS 1701CB | 188881701 | SCE VEGAS 1701 | CB | TRUE | 168.4127 | 168.4127 | 1 | 9.0971e-05 | 1882 | 2332.6265 | 379 | 0.2122 | 305 | 0.27 | 1058
4384 | AUBERRY 110237466 | 254151102 | AUBERRY 1102 | 37466 | FALSE | 50978.0825 | 50460.2287 | 345 | 3.2323e-05 | 3395 | 6743.7065 | 13 | 0.21127 | 306 | 0.08 | 1598
2676 | BUELLTON 1102CB | 183041102 | BUELLTON 1102 | CB | FALSE | 22068.3915 | 11401.8921 | 148 | 5.6901e-05 | 2864 | 2830.5359 | 295 | 0.21085 | 307 | 1.66 | 655
5276 | SANTA YNEZ 110477098 | 182721104 | SANTA YNEZ 1104 | 77098 | FALSE | 20978.2648 | 19250.5668 | 112 | 5.0472e-05 | 3025 | 4289.2504 | 127 | 0.21042 | 308 | 2.69 | 589
7565 | SILVERADO 2104806 | 43432104 | SILVERADO 2104 | 806 | FALSE | 55052.2104 | 33831.6044 | 229 | 9.1806e-05 | 1850 | 2097.6482 | 426 | 0.21008 | 309 | 0.15 | 1276
1159 | LONE TREE 210521210 | 13232105 | LONE TREE 2105 | 21210 | FALSE | 26056.9931 | 20686.2377 | 111 | 5.4908e-05 | 2916 | 4309.2408 | 126 | 0.20896 | 310 | 0.06 | 1808
1515 | WYANDOTTE 110979932 | 102911109 | WYANDOTTE 1109 | 79932 | FALSE | 52854.9374 | 35504.8505 | 345 | 8.0348e-05 | 2196 | 2706.2696 | 310 | 0.20828 | 311 | 0.1 | 1497
4727 | REDBUD 1101454 | 43191101 | REDBUD 1101 | 454 | FALSE | 8909.2195 | 8909.2195 | 54 | 6.6514e-05 | 2574 | 3069.2553 | 261 | 0.20738 | 312 | 0.38 | 962
2411 | MARIPOSA 210190180 | 254452101 | MARIPOSA 2101 | 90180 | FALSE | 7976.0066 | 7976.0066 | 49 | 5.4502e-05 | 2932 | 3678.4222 | 183 | 0.20688 | 313 | 0.02 | 2514
6630 | MIDDLETOWN 1101644756 | 43141101 | MIDDLETOWN 1101 | 644756 | FALSE | 31848.1753 | 27875.8932 | 163 | 0.00011577 | 1279 | 1915.4825 | 470 | 0.20636 | 314 |  | 3049
8301 | ELK CREEK 11012002 | 102781101 | ELK CREEK 1101 | 2002 | FALSE | 48391.7593 | 35045.7729 | 109 | 5.5059e-05 | 2908 | 4261.2835 | 130 | 0.20473 | 315 | 0.05 | 1965
1537 | BELL 11072400 | 152701107 | BELL 1107 | 2400 | FALSE | 44680.5549 | 41414.8349 | 320 | 0.00010832 | 1445 | 2117.8289 | 423 | 0.20423 | 316 | 10.83 | 393
2016 | PETALUMA C 1108296 | 42631108 | PETALUMA C 1108 | 296 | FALSE | 23764.0701 | 23764.0701 | 123 | 8.734e-05 | 2004 | 2337.6554 | 376 | 0.20401 | 317 | 6.9 | 457
1327 | DESCHUTES 1104CB | 103351104 | DESCHUTES 1104 | CB | FALSE | 39932.7775 | 21735.4144 | 273 | 0.00010469 | 1537 | 2355.7077 | 371 | 0.20316 | 318 | 0.09 | 1519
10175 | JESSUP 1102936897 | 103441102 | JESSUP 1102 | 936897 | TRUE | 1562.7499 | 665.5519 | 12 | 0.00014733 | 769 | 1798.1732 | 507 | 0.20267 | 319 |  | 3507
2512 | CLAY 110334338 | 163341103 | CLAY 1103 | 34338 | FALSE | 16775.5793 | 15726.6133 | 66 | 6.79e-05 | 2539 | 3085.8385 | 258 | 0.2022 | 320 | 0.08 | 1669
3530 | AUBERRY 1102R2850 | 254151102 | AUBERRY 1102 | R2850 | FALSE | 42428.4265 | 42428.4265 | 222 | 3.6057e-05 | 3337 | 5548.3018 | 47 | 0.20166 | 321 | 0.17 | 1244
4238 | NORTH BRANCH 1101CB | 163231101 | NORTH BRANCH 1101 | CB | FALSE | 32934.7957 | 25410.3119 | 114 | 0.00011157 | 1381 | 1859.3886 | 488 | 0.20132 | 322 | 0.04 | 2202
11083 | NARROWS 2104CB | 153132104 | NARROWS 2104 | CB | TRUE | 4.572 | 4.572 | 1 | 0.00012264 | 1138 | 1641.5431 | 545 | 0.20132 | 323 | 0.02 | 2423
389 | VASCO 1102MR176 | 13751102 | VASCO 1102 | MR176 | FALSE | 68684.3236 | 62474.1803 | 256 | 5.5783e-05 | 2894 | 3634.7993 | 187 | 0.20121 | 324 | 0.19 | 1184
7455 | SAN MIGUEL 1104514987 | 182661104 | SAN MIGUEL 1104 | 514987 | FALSE | 21614.682 | 13379.7927 | 63 | 4.6195e-05 | 3132 | 4320.4063 | 122 | 0.20048 | 325 |  | 3128
7507 | NORTH BRANCH 110111158 | 163231101 | NORTH BRANCH 1101 | 11158 | FALSE | 47609.4929 | 20499.8935 | 229 | 9.6418e-05 | 1721 | 2379.6196 | 364 | 0.20008 | 326 | 0.06 | 1777
3193 | AUBERRY 1101R314 | 254151101 | AUBERRY 1101 | R314 | FALSE | 71701.2396 | 68245.5324 | 390 | 3.2526e-05 | 3393 | 6228.9607 | 25 | 0.20004 | 327 | 0.11 | 1437
1293 | MIDDLETOWN 11014646 | 43141101 | MIDDLETOWN 1101 | 4646 | FALSE | 29868.2951 | 29868.2951 | 165 | 0.00010487 | 1531 | 2139.2524 | 415 | 0.19983 | 328 | 36.87 | 205
9642 | LUCERNE 11034200 | 43351103 | LUCERNE 1103 | 4200 | FALSE | 7940.3444 | 6495.7462 | 37 | 0.00011057 | 1400 | 2908.2309 | 287 | 0.19927 | 329 | 0.05 | 1995
7729 | AUBERRY 110149122 | 254151101 | AUBERRY 1101 | 49122 | FALSE | 6376.3554 | 6376.3554 | 40 | 4.9196e-05 | 3060 | 3584.6164 | 191 | 0.19907 | 330 | 1.33 | 682
464 | WOODACRE 110196844 | 43021101 | WOODACRE 1101 | 96844 | FALSE | 9556.2941 | 9556.2941 | 63 | 0.00023552 | 260 | 862.5947 | 906 | 0.19881 | 331 | 46.48 | 142
4726 | SHINGLE SPRINGS 210985766 | 153652109 | SHINGLE SPRINGS 2109 | 85766 | FALSE | 29746.7523 | 29746.7523 | 166 | 0.00013073 | 996 | 2062.5576 | 442 | 0.19865 | 332 | 0.1 | 1495
9424 | VINEYARD 2110391250 | 14502110 | VINEYARD 2110 | 391250 | FALSE | 1481.3226 | 1481.3226 | 3 | 0.00010172 | 1612 | 1985.1612 | 457 | 0.19841 | 333 |  | 3356
308 | CALPINE 1144CB | 48011144 | CALPINE 1144 | CB | FALSE | 42270.0145 | 42270.0145 | 131 | 0.00014762 | 766 | 1407.8483 | 633 | 0.19817 | 334 | 0.25 | 1086
7335 | UPPER LAKE 11011276 | 42871101 | UPPER LAKE 1101 | 1276 | FALSE | 20806.9121 | 20806.9121 | 116 | 9.8156e-05 | 1687 | 2220.124 | 397 | 0.19794 | 335 | 0.05 | 1931
3179 | CHOLAME 2102796386 | 182562102 | CHOLAME 2102 | 796386 | FALSE | 64232.6683 | 57391.9753 | 159 | 5.7453e-05 | 2849 | 3563.2207 | 192 | 0.19792 | 336 |  | 2815
9031 | SAND CREEK 1103CB | 254601103 | SAND CREEK 1103 | CB | FALSE | 20983.2028 | 20983.2028 | 77 | 2.8008e-05 | 3460 | 6753.7935 | 12 | 0.19768 | 337 | 0.07 | 1765
6545 | TULUCAY 1101628 | 42301101 | TULUCAY 1101 | 628 | FALSE | 14091.1105 | 6713.6414 | 98 | 0.00010294 | 1570 | 2036.6122 | 448 | 0.19686 | 338 | 0.05 | 2063
4963 | BEAR VALLEY 210190550 | 252192101 | BEAR VALLEY 2101 | 90550 | FALSE | 12911.2772 | 12911.2772 | 47 | 5.1033e-05 | 3014 | 3547.8361 | 195 | 0.19624 | 339 | 0.02 | 2486
8575 | ELK CREEK 11012106 | 102781101 | ELK CREEK 1101 | 2106 | FALSE | 21303.4581 | 21303.4581 | 67 | 3.7752e-05 | 3302 | 5722.5441 | 40 | 0.1961 | 340 | 0.03 | 2286
3500 | DUNLAP 11037040 | 254061103 | DUNLAP 1103 | 7040 | FALSE | 39870.081 | 39870.081 | 230 | 4.8475e-05 | 3079 | 4388.1035 | 116 | 0.19605 | 341 | 0.07 | 1719
2568 | LAYTONVILLE 1102500 | 42681102 | LAYTONVILLE 1102 | 500 | FALSE | 47144.6891 | 34375.7452 | 214 | 0.00018229 | 495 | 1298.6787 | 684 | 0.19576 | 342 | 2.86 | 574
2190 | DIAMOND SPRINGS 110519910 | 152261105 | DIAMOND SPRINGS 1105 | 19910 | FALSE | 33304.7006 | 33304.7006 | 226 | 0.00010076 | 1629 | 2072.4287 | 435 | 0.19568 | 343 | 0.32 | 994
9927 | FITCH MOUNTAIN 1111555644 | 42751111 | FITCH MOUNTAIN 1111 | 555644 | TRUE | 5004.528 | 268.6791 | 19 | 0.00011733 | 1240 | 1847.862 | 491 | 0.19539 | 344 |  | 3453
41 | REDBUD 1101708166 | 43191101 | REDBUD 1101 | 708166 | FALSE | 33499.3555 | 18511.1854 | 162 | 7.986e-05 | 2209 | 2528.2807 | 340 | 0.19539 | 345 | 9.62 | 407
8428 | CALPELLA 11013419 | 43411101 | CALPELLA 1101 | 3419 | FALSE | 12848.2917 | 12848.2917 | 38 | 9.3996e-05 | 1794 | 2318.7771 | 381 | 0.19531 | 346 | 0.08 | 1610
4645 | OLETA 110241396 | 163541102 | OLETA 1102 | 41396 | FALSE | 11819.9639 | 10868.1559 | 75 | 0.00014922 | 747 | 1168.3526 | 746 | 0.19503 | 347 | 0.08 | 1642
1354 | CORRAL 1102CB | 162991102 | CORRAL 1102 | CB | FALSE | 34280.1417 | 27168.7986 | 236 | 7.8906e-05 | 2237 | 2954.5395 | 278 | 0.19501 | 348 | 0.13 | 1353
6647 | TIVY VALLEY 1107584840 | 252941107 | TIVY VALLEY 1107 | 584840 | FALSE | 72531.1064 | 72531.1064 | 449 | 3.4014e-05 | 3370 | 5963.8827 | 31 | 0.19446 | 349 | 0.16 | 1267
4112 | JESSUP 110141356 | 103441101 | JESSUP 1101 | 41356 | FALSE | 52238.1569 | 52238.1569 | 318 | 8.9642e-05 | 1926 | 2383.6073 | 362 | 0.19445 | 350 | 1.05 | 720
1219 | APPLE HILL 21021532 | 153662102 | APPLE HILL 2102 | 1532 | FALSE | 68074.9976 | 62691.3369 | 465 | 0.00014754 | 767 | 1398.4344 | 638 | 0.19412 | 351 | 0.07 | 1756
4008 | OLETA 11011208 | 163541101 | OLETA 1101 | 1208 | FALSE | 61463.0017 | 53098.4432 | 334 | 7.3226e-05 | 2389 | 2975.7795 | 271 | 0.19404 | 352 | 0.06 | 1784
9763 | WISHON 1101CB | 251511101 | WISHON 1101 | CB | FALSE | 12293.5283 | 12293.5283 | 36 | 4.9465e-05 | 3052 | 3520.3689 | 199 | 0.19398 | 353 | 0.13 | 1346
4721 | COPPERMINE 1104613086 | 252411104 | COPPERMINE 1104 | 613086 | FALSE | 14704.7375 | 8243.1424 | 63 | 2.9814e-05 | 3430 | 6359.1487 | 20 | 0.19391 | 354 |  | 2913
8166 | BANGOR 1101CB | 103191101 | BANGOR 1101 | CB | FALSE | 34332.3301 | 30178.5623 | 171 | 0.00012918 | 1023 | 1585.4725 | 565 | 0.19378 | 355 | 0.08 | 1606
10364 | MADISON 2101745850 | 63172101 | MADISON 2101 | 745850 | TRUE | 1558.6923 | 771.4701 | 7 | 5.3176e-05 | 2960 | 3897.9708 | 158 | 0.19369 | 356 |  | 3539
10620 | OLETA 1102793776 | 163541102 | OLETA 1102 | 793776 | FALSE | 1956.9595 | 1956.9595 | 6 | 0.00010286 | 1574 | 1821.9134 | 500 | 0.19328 | 357 |  | 3579
1881 | PENRYN 1103604 | 152561103 | PENRYN 1103 | 604 | FALSE | 42817.3578 | 42516.8793 | 240 | 0.00012061 | 1176 | 1665.6014 | 537 | 0.19315 | 358 | 8.39 | 428
10174 | LAS GALLINAS A 1105532 | 42991105 | LAS GALLINAS A 1105 | 532 | FALSE | 7102.1777 | 7099.179 | 34 | 0.00016574 | 585 | 1247.6791 | 702 | 0.19264 | 359 | 0.65 | 824
9563 | ELK CREEK 11012032 | 102781101 | ELK CREEK 1101 | 2032 | FALSE | 15248.6713 | 14097.676 | 52 | 6.4621e-05 | 2618 | 3297.3647 | 225 | 0.19237 | 360 | 0.06 | 1841
7617 | WYANDOTTE 110213044 | 102911102 | WYANDOTTE 1102 | 13044 | FALSE | 9652.7072 | 7674.8454 | 51 | 0.00014015 | 867 | 1674.4804 | 533 | 0.19229 | 361 | 0.05 | 1986
3855 | SAND CREEK 11037140 | 254601103 | SAND CREEK 1103 | 7140 | FALSE | 42300.5526 | 42300.5526 | 296 | 2.8237e-05 | 3453 | 6738.8921 | 14 | 0.19202 | 362 | 3.46 | 546
5056 | BANGOR 110182350 | 103191101 | BANGOR 1101 | 82350 | FALSE | 33588.8136 | 31579.2765 | 230 | 8.9019e-05 | 1948 | 2107.591 | 425 | 0.19196 | 363 | 0.3 | 1019
523 | DUNLAP 11037220 | 254061103 | DUNLAP 1103 | 7220 | FALSE | 39952.2483 | 39952.2483 | 188 | 4.2565e-05 | 3217 | 4516.9217 | 107 | 0.19171 | 364 | 0.06 | 1901
8426 | FORT ROSS 1121CB | 42851121 | FORT ROSS 1121 | CB | TRUE | 25.9334 | 25.9334 | 1 | 0.00013855 | 888 | 1382.2827 | 648 | 0.19152 | 365 | 0.05 | 1929
8629 | FOOTHILL 1101645910 | 182951101 | FOOTHILL 1101 | 645910 | TRUE | 3990.9244 | 774.6277 | 14 | 0.00012447 | 1110 | 1323.2798 | 673 | 0.19134 | 366 |  | 3245
7469 | PALMER 110198478 | 183031101 | PALMER 1101 | 98478 | FALSE | 9678.6987 | 9678.6987 | 34 | 6.1513e-05 | 2732 | 3101.9251 | 253 | 0.19124 | 367 | 0.06 | 1824
5366 | WYANDOTTE 11095607 | 102911109 | WYANDOTTE 1109 | 5607 | FALSE | 10708.8001 | 7265.9446 | 71 | 6.7647e-05 | 2544 | 3213.7492 | 235 | 0.19115 | 368 | 0.05 | 2002
9473 | HARTLEY 1102524 | 43211102 | HARTLEY 1102 | 524 | TRUE | 4106.6103 | 399.4552 | 31 | 8.7723e-05 | 1992 | 2173.4374 | 408 | 0.19015 | 369 | 0.71 | 803
6494 | WISE 1102697216 | 152271102 | WISE 1102 | 697216 | FALSE | 21374.2842 | 21374.2842 | 145 | 8.8971e-05 | 1951 | 1998.7247 | 456 | 0.18992 | 370 | 1.72 | 648
4257 | REDBUD 1102CB | 43191102 | REDBUD 1102 | CB | FALSE | 32077.0701 | 28146.4256 | 170 | 9.0631e-05 | 1893 | 2204.8048 | 402 | 0.18973 | 371 | 5.76 | 479
9558 | BRENTWOOD 21056512 | 14592105 | BRENTWOOD 2105 | 6512 | FALSE | 1047.7996 | 1047.7996 | 5 | 6.0555e-05 | 2761 | 1094.509 | 777 | 0.18909 | 372 | 0.08 | 1593
10458 | DEL MAR 2109805882 | 152582109 | DEL MAR 2109 | 805882 | TRUE | 497.9369 | 477.3024 | 6 | 0.00016012 | 642 | 1125.8811 | 766 | 0.18904 | 373 |  | 3553
2068 | OLETA 11021228 | 163541102 | OLETA 1102 | 1228 | FALSE | 69440.241 | 17449.9174 | 368 | 0.00011636 | 1263 | 1613.8231 | 557 | 0.18877 | 374 | 0.04 | 2078
2280 | DESCHUTES 11011580 | 103351101 | DESCHUTES 1101 | 1580 | FALSE | 80785.153 | 76365.8976 | 383 | 0.00012062 | 1174 | 1821.2183 | 501 | 0.18779 | 375 | 0.11 | 1451
6271 | COTTONWOOD 110131500 | 102931101 | COTTONWOOD 1101 | 31500 | FALSE | 18887.7142 | 7501.4293 | 111 | 5.0427e-05 | 3030 | 3238.0724 | 229 | 0.18759 | 376 | 0.02 | 2550
449 | CLAYTON 221296224 | 12022212 | CLAYTON 2212 | 96224 | FALSE | 31213.3049 | 31213.3049 | 174 | 6.6243e-05 | 2582 | 2944.2439 | 281 | 0.18755 | 377 | 0.79 | 777
9225 | BUCKS CREEK 1102CB | 102211102 | BUCKS CREEK 1102 | CB | FALSE | 47599.3495 | 47599.3495 | 121 | 0.00014957 | 743 | 1075.8896 | 783 | 0.1873 | 378 | 0.07 | 1739
4556 | MARIPOSA 210237288 | 254452102 | MARIPOSA 2102 | 37288 | FALSE | 137232.3506 | 137232.3506 | 678 | 4.4383e-05 | 3179 | 4408.5685 | 114 | 0.18718 | 379 | 0.6 | 850
9851 | PANORAMA 1101885215 | 103461101 | PANORAMA 1101 | 885215 | FALSE | 3239.6899 | 3225.5678 | 23 | 4.5966e-05 | 3138 | 3739.8152 | 178 | 0.18705 | 380 |  | 3435
1129 | PETALUMA C 1109128 | 42631109 | PETALUMA C 1109 | 128 | FALSE | 60127.5406 | 56205.3694 | 269 | 9.706e-05 | 1712 | 2077.9375 | 434 | 0.18687 | 381 | 0.3 | 1014
5974 | DOBBINS 110169722 | 153741101 | DOBBINS 1101 | 69722 | FALSE | 10673.4289 | 10673.4289 | 68 | 0.00014836 | 760 | 1483.0501 | 601 | 0.18675 | 382 | 0.34 | 983
6088 | TYLER 110585132 | 103571105 | TYLER 1105 | 85132 | FALSE | 50093.0189 | 50093.0189 | 217 | 4.257e-05 | 3216 | 4662.7247 | 101 | 0.18633 | 383 | 0.13 | 1354
6487 | STILLWATER 110248952 | 103561102 | STILLWATER 1102 | 48952 | FALSE | 17050.5619 | 17050.5619 | 123 | 0.00010175 | 1609 | 2266.9677 | 389 | 0.18561 | 384 | 0.07 | 1722
7029 | PENRYN 1106212772 | 152561106 | PENRYN 1106 | 212772 | FALSE | 1753.1585 | 1609.198 | 11 | 0.00010227 | 1596 | 1767.7041 | 510 | 0.18554 | 385 |  | 3087
7958 | GEYSERVILLE 110179788 | 42891101 | GEYSERVILLE 1101 | 79788 | FALSE | 67378.0299 | 63661.5746 | 157 | 0.00011886 | 1209 | 1546.745 | 582 | 0.18551 | 386 | 0.12 | 1399
2772 | WYANDOTTE 110913052 | 102911109 | WYANDOTTE 1109 | 13052 | FALSE | 31493.7185 | 31480.1828 | 213 | 9.5258e-05 | 1758 | 2083.3172 | 433 | 0.18514 | 387 | 0.12 | 1398
9699 | LOGAN CREEK 2102795010 | 103142102 | LOGAN CREEK 2102 | 795010 | FALSE | 6022.8068 | 5964.9276 | 12 | 3.8042e-05 | 3300 | 5006.5635 | 76 | 0.18505 | 388 |  | 3401
2290 | JESSUP 11021550 | 103441102 | JESSUP 1102 | 1550 | FALSE | 35703.4386 | 31009.474 | 237 | 9.1451e-05 | 1860 | 2378.2716 | 365 | 0.18396 | 389 | 0.06 | 1796
881 | RED BLUFF 11011556 | 103541101 | RED BLUFF 1101 | 1556 | FALSE | 64601.0138 | 61930.0824 | 411 | 5.2815e-05 | 2977 | 3779.2145 | 173 | 0.18357 | 390 | 0.18 | 1205
11061 | SAN LUIS OBISPO 1103365572 | 182631103 | SAN LUIS OBISPO 1103 | 365572 | TRUE | 696.8465 | 611.8589 | 2 | 9.4733e-05 | 1772 | 2195.1828 | 403 | 0.18299 | 391 |  | 3633
6935 | CEDAR CREEK 1101CB | 103321101 | CEDAR CREEK 1101 | CB | FALSE | 24813.8274 | 24813.8274 | 127 | 0.00010514 | 1517 | 1354.0744 | 662 | 0.18254 | 392 | 0.07 | 1749
3564 | JAMESON 1105466348 | 63801105 | JAMESON 1105 | 466348 | FALSE | 48812.3964 | 26039.2723 | 294 | 9.3721e-05 | 1802 | 2063.8243 | 440 | 0.18223 | 393 |  | 2838
2550 | COTTONWOOD 110335470 | 102931103 | COTTONWOOD 1103 | 35470 | FALSE | 40109.7772 | 33111.1919 | 174 | 7.9998e-05 | 2205 | 2635.2321 | 323 | 0.18214 | 394 | 1.26 | 692
2265 | BELL 1108CB | 152701108 | BELL 1108 | CB | TRUE | 9628.7582 | 0 | 83 | 0.00016581 | 584 | 955.774 | 856 | 0.18213 | 395 | 0.04 | 2098
6694 | POTTER VALLEY P H 110537476 | 42281105 | POTTER VALLEY P H 1105 | 37476 | FALSE | 14076.4929 | 4231.6102 | 82 | 0.0001427 | 830 | 1332.1225 | 666 | 0.18107 | 396 | 0.03 | 2366
2442 | CORRAL 110112612 | 162991101 | CORRAL 1101 | 12612 | FALSE | 32502.2662 | 31091.451 | 195 | 7.8143e-05 | 2254 | 2667.8797 | 319 | 0.18095 | 397 | 3.37 | 549
2325 | COTTONWOOD 11011510 | 102931101 | COTTONWOOD 1101 | 1510 | TRUE | 5333.1807 | 613.4018 | 35 | 9.6024e-05 | 1728 | 1460.1171 | 611 | 0.18088 | 398 | 0.5 | 894
6987 | TEMPLETON 2113641367 | 183052113 | TEMPLETON 2113 | 641367 | FALSE | 63879.2901 | 63879.2901 | 278 | 6.9782e-05 | 2482 | 2628.7284 | 324 | 0.18079 | 399 |  | 3081
1077 | CLAYTON 2212Y504R | 12022212 | CLAYTON 2212 | Y504R | FALSE | 18910.1435 | 18838.2347 | 112 | 7.2579e-05 | 2404 | 2414.4364 | 358 | 0.18021 | 400 | 0.36 | 972
6538 | DUNLAP 11027060 | 254061102 | DUNLAP 1102 | 7060 | FALSE | 28760.1957 | 28760.1957 | 162 | 4.1619e-05 | 3231 | 4251.992 | 132 | 0.18019 | 401 | 0.05 | 2062
8223 | POSO MOUNTAIN 210448268 | 253642104 | POSO MOUNTAIN 2104 | 48268 | FALSE | 8165.6241 | 8152.5339 | 30 | 2.8075e-05 | 3458 | 6541.9938 | 16 | 0.17977 | 402 | 0.03 | 2409
7847 | OILFIELDS 11032757 | 182391103 | OILFIELDS 1103 | 2757 | FALSE | 4222.897 | 4222.897 | 16 | 7.3477e-05 | 2384 | 2563.9177 | 338 | 0.1791 | 403 | 0.07 | 1748
1905 | TIVY VALLEY 1107R1817 | 252941107 | TIVY VALLEY 1107 | R1817 | FALSE | 31029.2187 | 31029.2187 | 145 | 3.1982e-05 | 3401 | 5976.6981 | 30 | 0.17888 | 404 | 0.08 | 1648
3840 | SAND CREEK 11037070 | 254601103 | SAND CREEK 1103 | 7070 | FALSE | 28250.671 | 28250.671 | 103 | 3.6129e-05 | 3333 | 5058.188 | 71 | 0.17873 | 405 | 0.06 | 1902
1011 | CALISTOGA 1101890 | 42711101 | CALISTOGA 1101 | 890 | FALSE | 39539.8399 | 39211.6931 | 203 | 0.00013749 | 903 | 1564.6167 | 573 | 0.17857 | 406 | 0.6 | 852
1851 | KONOCTI 1102CB | 43311102 | KONOCTI 1102 | CB | FALSE | 15262.2312 | 6326.3363 | 97 | 0.0001432 | 823 | 1232.8613 | 712 | 0.1779 | 407 | 0.04 | 2123
7708 | COLUMBIA HILL 110190730 | 152471101 | COLUMBIA HILL 1101 | 90730 | FALSE | 13402.9331 | 13402.9331 | 77 | 0.00022241 | 309 | 801.5027 | 942 | 0.17712 | 408 | 0.07 | 1738
10514 | SCE TEHACHAPI 1101CB | 258131101 | SCE TEHACHAPI 1101 | CB | FALSE | 1862.134 | 1862.134 | 2 | 2.6503e-05 | 3479 | 5012.0663 | 75 | 0.17665 | 409 | 0.11 | 1430
5375 | TASSAJARA 2109CB | 14662109 | TASSAJARA 2109 | CB | FALSE | 3124.8792 | 3111.1631 | 12 | 0.00016891 | 568 | 1033.5651 | 803 | 0.17607 | 410 | 0.03 | 2391
8181 | APPLE HILL 210289934 | 153662102 | APPLE HILL 2102 | 89934 | FALSE | 8917.9013 | 8917.9013 | 56 | 0.00022642 | 301 | 791.9341 | 950 | 0.17581 | 411 | 0.04 | 2125
3827 | HIGGINS 1109594 | 152691109 | HIGGINS 1109 | 594 | FALSE | 23079.0447 | 23079.0447 | 155 | 0.00011929 | 1200 | 1640.4713 | 546 | 0.17563 | 412 | 0.16 | 1253
329 | CORNING 110253184 | 103331102 | CORNING 1102 | 53184 | FALSE | 51204.6527 | 51204.6527 | 123 | 4.4635e-05 | 3174 | 4517.1008 | 106 | 0.17544 | 413 | 0.06 | 1844
6969 | PETALUMA C 1108208 | 42631108 | PETALUMA C 1108 | 208 | FALSE | 20077.9466 | 20077.9466 | 95 | 9.3548e-05 | 1810 | 1783.8562 | 508 | 0.1754 | 414 | 11.75 | 382
8229 | GARBERVILLE 11012026 | 192221101 | GARBERVILLE 1101 | 2026 | FALSE | 10220.4249 | 10220.4249 | 26 | 0.00034659 | 95 | 363.8152 | 1347 | 0.17512 | 415 | 0.84 | 768
8173 | ZACA 1101CB | 182681101 | ZACA 1101 | CB | FALSE | 17435.9444 | 12032.4791 | 60 | 6.3071e-05 | 2678 | 1838.5396 | 494 | 0.17499 | 416 | 0.03 | 2401
5131 | PHILO 11013700 | 42601101 | PHILO 1101 | 3700 | FALSE | 29156.0449 | 29156.0449 | 116 | 0.00013347 | 952 | 1560.5823 | 576 | 0.17472 | 417 | 0.06 | 1905
908 | PUTAH CREEK 1102710384 | 63681102 | PUTAH CREEK 1102 | 710384 | FALSE | 15468.9282 | 8584.2298 | 84 | 5.8195e-05 | 2830 | 3710.5415 | 182 | 0.17469 | 418 |  | 2697
9983 | JAMESON 1105913400 | 63801105 | JAMESON 1105 | 913400 | TRUE | 1667.834 | 172.3529 | 14 | 0.00011832 | 1223 | 1563.2661 | 575 | 0.17457 | 419 |  | 3465
6899 | FORT SEWARD 11211690 | 192321121 | FORT SEWARD 1121 | 1690 | FALSE | 26217.8201 | 17377.7027 | 77 | 0.0001954 | 415 | 901.067 | 883 | 0.17449 | 420 | 7.44 | 444
2810 | OAKHURST 110110090 | 254421101 | OAKHURST 1101 | 10090 | FALSE | 70938.5406 | 70938.5406 | 435 | 5.7014e-05 | 2861 | 3810.3636 | 167 | 0.17437 | 421 | 0.3 | 1021
8488 | BROWNS VALLEY 1101CB | 152921101 | BROWNS VALLEY 1101 | CB | FALSE | 4580.4088 | 3639.3631 | 17 | 0.00012727 | 1059 | 1563.9973 | 574 | 0.1743 | 422 |  | 3230
1886 | REDBUD 1101323962 | 43191101 | REDBUD 1101 | 323962 | FALSE | 46007.9913 | 33116.5425 | 282 | 7.3879e-05 | 2363 | 2674.5475 | 317 | 0.17389 | 423 | 22.52 | 293
7655 | SHINGLE SPRINGS 210851476 | 153652108 | SHINGLE SPRINGS 2108 | 51476 | FALSE | 10437.2128 | 7926.327 | 74 | 9.4268e-05 | 1787 | 2122.2216 | 419 | 0.1736 | 424 | 14.32 | 355
6143 | OILFIELDS 1103N64 | 182391103 | OILFIELDS 1103 | N64 | FALSE | 20207.5385 | 17721.3198 | 101 | 0.00011489 | 1302 | 1611.5581 | 558 | 0.17314 | 425 | 0.05 | 2025
3312 | OLETA 11011217 | 163541101 | OLETA 1101 | 1217 | FALSE | 27736.9205 | 22843.3853 | 116 | 5.896e-05 | 2808 | 3212.896 | 236 | 0.17295 | 426 | 2.25 | 617
10420 | SANTA YNEZ 1101673618 | 182721101 | SANTA YNEZ 1101 | 673618 | TRUE | 533.16 | 171.3788 | 4 | 5.0101e-05 | 3035 | 3451.8103 | 207 | 0.17294 | 427 |  | 3547
50 | MARIPOSA 210135244 | 254452101 | MARIPOSA 2101 | 35244 | FALSE | 28098.7686 | 28098.7686 | 146 | 7.6076e-05 | 2306 | 1918.8043 | 468 | 0.17286 | 428 | 0.1 | 1464
6824 | MARIPOSA 21021960 | 254452102 | MARIPOSA 2102 | 1960 | FALSE | 39696.7204 | 39696.7204 | 223 | 4.465e-05 | 3171 | 4411.9471 | 113 | 0.17242 | 429 | 0.42 | 933
7293 | WISE 11022234 | 152271102 | WISE 1102 | 2234 | FALSE | 24349.9914 | 24349.9914 | 179 | 8.3357e-05 | 2123 | 2208.9033 | 401 | 0.17198 | 430 | 1.04 | 723
6103 | CALPELLA 1102421412 | 43411102 | CALPELLA 1102 | 421412 | FALSE | 5653.9032 | 1616.3093 | 38 | 0.00012063 | 1173 | 1137.8972 | 758 | 0.17127 | 431 |  | 3003
8262 | DESCHUTES 11019722 | 103351101 | DESCHUTES 1101 | 9722 | FALSE | 7647.7388 | 5139.2872 | 55 | 9.2715e-05 | 1828 | 2011.1796 | 454 | 0.17084 | 432 | 2.06 | 625
3350 | OAKHURST 110310570 | 254421103 | OAKHURST 1103 | 10570 | FALSE | 15440.8056 | 15440.8056 | 92 | 5.2246e-05 | 2985 | 3374.5233 | 214 | 0.17053 | 433 | 0.28 | 1043
7252 | OILFIELDS 1103N42 | 182391103 | OILFIELDS 1103 | N42 | FALSE | 9607.0794 | 5997.3144 | 30 | 9.7321e-05 | 1705 | 2091.1209 | 429 | 0.17017 | 434 | 0 | 2631
2738 | SAN BENITO 2101221165 | 182742101 | SAN BENITO 2101 | 221165 | FALSE | 7814.4254 | 7056.9288 | 39 | 7.1264e-05 | 2439 | 2286.9555 | 387 | 0.17016 | 435 |  | 2797
10162 | MADISON 210113372 | 63172101 | MADISON 2101 | 13372 | FALSE | 6191.0561 | 6152.1597 | 5 | 3.5403e-05 | 3342 | 4181.8896 | 139 | 0.17014 | 436 | 1.32 | 686
4788 | COTTONWOOD 11039072 | 102931103 | COTTONWOOD 1103 | 9072 | FALSE | 46343.9208 | 46343.9208 | 279 | 4.9258e-05 | 3057 | 3602.3143 | 190 | 0.1698 | 437 | 4.2 | 524
10660 | CLAYTON 2212334476 | 12022212 | CLAYTON 2212 | 334476 | TRUE | 102.0354 | 89.9428 | 2 | 3.6826e-05 | 3318 | 3174.6241 | 245 | 0.16961 | 438 |  | 3587
5708 | HARTLEY 1101658 | 43211101 | HARTLEY 1101 | 658 | FALSE | 21722.426 | 4561.1197 | 136 | 9.6216e-05 | 1727 | 1846.2822 | 492 | 0.16943 | 439 | 0.53 | 882
52 | HIGHLANDS 1103520 | 43361103 | HIGHLANDS 1103 | 520 | FALSE | 75123.246 | 75123.246 | 437 | 8.2363e-05 | 2144 | 2644.041 | 320 | 0.16915 | 440 | 35.85 | 210
5485 | ZACA 1102CB | 182681102 | ZACA 1102 | CB | FALSE | 33441.4577 | 25226.3338 | 190 | 6.5983e-05 | 2589 | 2246.0111 | 394 | 0.16908 | 441 | 5.92 | 477
2709 | CHOLAME 2102X10 | 182562102 | CHOLAME 2102 | X10 | FALSE | 70912.2192 | 34475.596 | 156 | 7.3071e-05 | 2393 | 2615.2408 | 327 | 0.16893 | 442 | 0 | 2634
2509 | HIGGINS 111051794 | 152691110 | HIGGINS 1110 | 51794 | FALSE | 6308.4167 | 6303.8446 | 32 | 0.00021523 | 339 | 651.61 | 1061 | 0.16883 | 443 | 0.05 | 1924
3144 | MORGAN HILL 2105XR564 | 83242105 | MORGAN HILL 2105 | XR564 | FALSE | 11653.8006 | 9126.8572 | 81 | 0.0001173 | 1241 | 1539.4612 | 583 | 0.16792 | 444 | 0.06 | 1891
8832 | PEORIA 17046090 | 163781704 | PEORIA 1704 | 6090 | TRUE | 1284.821 | 879.5421 | 10 | 0.00015776 | 667 | 641.9698 | 1070 | 0.16726 | 445 | 0.04 | 2133
6712 | CORNING 110182846 | 103331101 | CORNING 1101 | 82846 | FALSE | 8140.1207 | 7626.8316 | 61 | 4.657e-05 | 3125 | 3781.4967 | 171 | 0.16626 | 446 | 0.09 | 1543
3069 | NARROWS 21052228 | 153132105 | NARROWS 2105 | 2228 | FALSE | 34201.7241 | 33727.1471 | 199 | 0.0001094 | 1423 | 1826.2902 | 498 | 0.16595 | 447 | 0.19 | 1187
10116 | SANTA YNEZ 1104117616 | 182721104 | SANTA YNEZ 1104 | 117616 | TRUE | 584.7856 | 298.3487 | 5 | 0.00010782 | 1453 | 3364.4337 | 215 | 0.16564 | 448 |  | 3494
10070 | SILVERADO 2102772792 | 43432102 | SILVERADO 2102 | 772792 | FALSE | 4440.4408 | 3782.0495 | 19 | 0.00011586 | 1274 | 1705.2974 | 522 | 0.16509 | 449 |  | 3485
6113 | MIDDLETOWN 1101439572 | 43141101 | MIDDLETOWN 1101 | 439572 | FALSE | 2069.8545 | 1977.3978 | 18 | 0.00012277 | 1136 | 1750.9686 | 514 | 0.16479 | 450 |  | 3004
1940 | NORTH BRANCH 1101TS1115 | 163231101 | NORTH BRANCH 1101 | TS1115 | FALSE | 28340.5083 | 28340.5083 | 147 | 6.6142e-05 | 2584 | 2220.2472 | 396 | 0.16462 | 451 | 0.06 | 1872
7043 | ANDERSON 1101514412 | 103261101 | ANDERSON 1101 | 514412 | FALSE | 1675.5188 | 1659.5168 | 5 | 8.0594e-05 | 2190 | 2318.4458 | 382 | 0.16405 | 452 |  | 3090
7318 | PUEBLO 2102226562 | 43292102 | PUEBLO 2102 | 226562 | FALSE | 1660.7794 | 1371.9928 | 7 | 8.6131e-05 | 2031 | 1632.6529 | 550 | 0.16403 | 453 |  | 3116
9693 | WILDWOOD 110198896 | 103611101 | WILDWOOD 1101 | 98896 | FALSE | 8090.5275 | 8090.5275 | 25 | 7.975e-05 | 2213 | 2478.9758 | 348 | 0.16402 | 454 | 0.04 | 2181
8907 | SHINGLE SPRINGS 1103CB | 153651103 | SHINGLE SPRINGS 1103 | CB | FALSE | 19101.7778 | 10648.1095 | 143 | 0.00016037 | 641 | 1368.6904 | 653 | 0.16378 | 455 | 0.24 | 1101
3737 | KESWICK 110148480 | 103451101 | KESWICK 1101 | 48480 | FALSE | 16927.9852 | 16927.9852 | 125 | 0.00013445 | 937 | 1828.9756 | 497 | 0.16355 | 456 | 0.7 | 806
9178 | CORNING 1102915324 | 103331102 | CORNING 1102 | 915324 | FALSE | 5487.5306 | 3584.8296 | 27 | 4.7601e-05 | 3097 | 3729.4821 | 179 | 0.16319 | 457 |  | 3321
9985 | BOLINAS 1101530 | 42261101 | BOLINAS 1101 | 530 | FALSE | 17644.1656 | 17644.1656 | 23 | 0.00014892 | 752 | 1687.6433 | 526 | 0.16273 | 458 | 0.71 | 801
10086 | NAPA 1102561208 | 42021102 | NAPA 1102 | 561208 | FALSE | 4547.6852 | 1347.5454 | 15 | 0.0001103 | 1407 | 1867.3968 | 484 | 0.1626 | 459 |  | 3487
7995 | HOPLAND 110194006 | 42251101 | HOPLAND 1101 | 94006 | FALSE | 24566.5609 | 22341.6897 | 112 | 0.00010255 | 1585 | 1667.7925 | 536 | 0.1626 | 460 | 0.05 | 1968
5192 | HIGHLANDS 1103CB | 43361103 | HIGHLANDS 1103 | CB | FALSE | 19725.7628 | 17048.207 | 144 | 0.00010337 | 1563 | 1745.3469 | 516 | 0.16238 | 461 | 0.11 | 1421
10927 | SCE REFUGIO 1701CB | 188071701 | SCE REFUGIO 1701 | CB | TRUE | 3.6129 | 3.6129 | 1 | 3.2861e-05 | 3387 | 4925.3659 | 82 | 0.16185 | 462 |  | 3620
1961 | NARROWS 210534069 | 153132105 | NARROWS 2105 | 34069 | FALSE | 25331.8473 | 25331.8473 | 156 | 6.2676e-05 | 2694 | 2622.4246 | 326 | 0.16138 | 463 | 0.09 | 1525
11018 | CLAY 110398680 | 163341103 | CLAY 1103 | 98680 | TRUE | 46.5973 | 46.5973 | 1 | 7.2821e-05 | 2397 | 2215.7621 | 399 | 0.16135 | 464 |  | 3628
5283 | ANDERSON 11011752 | 103261101 | ANDERSON 1101 | 1752 | FALSE | 16018.6134 | 13551.3973 | 96 | 9.1598e-05 | 1854 | 2012.9288 | 453 | 0.16096 | 465 | 0.04 | 2161
4672 | LOW GAP 110137498 | 192411101 | LOW GAP 1101 | 37498 | FALSE | 26197.7415 | 26197.7415 | 129 | 0.00018072 | 507 | 890.6369 | 887 | 0.16073 | 466 | 0.07 | 1723
1841 | NARROWS 21057203 | 153132105 | NARROWS 2105 | 7203 | FALSE | 30305.2229 | 29904.6733 | 197 | 9.5139e-05 | 1761 | 1859.3118 | 489 | 0.16043 | 467 | 0.19 | 1194
652 | MIDDLETOWN 110148212 | 43141101 | MIDDLETOWN 1101 | 48212 | FALSE | 17385.8137 | 17215.2669 | 110 | 0.00014482 | 804 | 1204.0224 | 729 | 0.1603 | 468 | 18.57 | 319
1128 | SAN MIGUEL 1106605393 | 182661106 | SAN MIGUEL 1106 | 605393 | FALSE | 40299.6716 | 33375.8865 | 119 | 6.0131e-05 | 2768 | 2777.2648 | 302 | 0.15998 | 469 |  | 2710
3473 | COTTONWOOD 11011610 | 102931101 | COTTONWOOD 1101 | 1610 | FALSE | 61821.9357 | 61821.9357 | 295 | 4.3413e-05 | 3203 | 3907.4677 | 156 | 0.15996 | 470 | 0.13 | 1340
1571 | SAN MIGUEL 1106428314 | 182661106 | SAN MIGUEL 1106 | 428314 | FALSE | 29650.5939 | 23673.0872 | 73 | 6.2949e-05 | 2680 | 2640.9062 | 321 | 0.15993 | 471 |  | 2732
6359 | FROGTOWN 1702592404 | 163451702 | FROGTOWN 1702 | 592404 | FALSE | 2658.3381 | 2642.3361 | 20 | 0.00017009 | 563 | 1297.0483 | 685 | 0.15963 | 472 |  | 3024
7337 | WYANDOTTE 110738438 | 102911107 | WYANDOTTE 1107 | 38438 | FALSE | 27128.309 | 27128.309 | 181 | 9.156e-05 | 1855 | 1679.673 | 529 | 0.15947 | 473 | 0.08 | 1665
932 | MIDDLETOWN 1101548 | 43141101 | MIDDLETOWN 1101 | 548 | FALSE | 45554.629 | 44099.7789 | 298 | 0.00022053 | 318 | 593.8352 | 1108 | 0.15935 | 474 | 94.8 | 26
9379 | SUNOL 11018721 | 14241101 | SUNOL 1101 | 8721 | FALSE | 4901.8588 | 4400.8399 | 29 | 5.0888e-05 | 3017 | 2918.1731 | 285 | 0.1593 | 475 | 0.04 | 2186
1763 | RED BLUFF 110451238 | 103541104 | RED BLUFF 1104 | 51238 | FALSE | 63137.7388 | 63137.7388 | 335 | 5.1642e-05 | 3004 | 2984.3431 | 269 | 0.15926 | 476 | 2.31 | 614
1814 | CLOVERDALE 110184088 | 42821101 | CLOVERDALE 1101 | 84088 | FALSE | 28026.8017 | 25963.7603 | 127 | 0.00012489 | 1101 | 1457.8018 | 614 | 0.15858 | 477 |  | 2748
4306 | RAWSON 1103428534 | 103531103 | RAWSON 1103 | 428534 | FALSE | 8740.0932 | 7301.7326 | 18 | 6.0557e-05 | 2760 | 3052.7595 | 263 | 0.15819 | 478 |  | 2880
8922 | CLOVERDALE 1101964556 | 42821101 | CLOVERDALE 1101 | 964556 | FALSE | 8160.0956 | 8116.5647 | 31 | 0.00010503 | 1527 | 1599.6673 | 562 | 0.15803 | 479 |  | 3279
7447 | BELL 1109CB | 152701109 | BELL 1109 | CB | TRUE | 5601.5402 | 484.8416 | 53 | 0.00031144 | 116 | 533.425 | 1167 | 0.15794 | 480 | 0.06 | 1805
5391 | FITCH MOUNTAIN 111324918 | 42751113 | FITCH MOUNTAIN 1113 | 24918 | FALSE | 8843.8557 | 8843.8557 | 49 | 0.00017491 | 529 | 1042.2333 | 799 | 0.1575 | 481 | 40.7 | 183
6800 | GEYSERVILLE 1101705777 | 42891101 | GEYSERVILLE 1101 | 705777 | FALSE | 9890.0744 | 9890.0744 | 46 | 0.00010551 | 1505 | 1615.1994 | 555 | 0.15746 | 482 |  | 3062
29 | CALPELLA 1101542 | 43411101 | CALPELLA 1101 | 542 | FALSE | 54014.7834 | 53958.2006 | 311 | 0.00010864 | 1433 | 1525.8914 | 585 | 0.15746 | 483 | 0.08 | 1662
9538 | PIT NO 1 1101CB | 103721101 | PIT NO 1 1101 | CB | FALSE | 10535.3716 | 10535.3716 | 40 | 5.8247e-05 | 2827 | 2851.4073 | 292 | 0.15705 | 484 | 0.03 | 2244
7813 | CLOVERDALE 1102383183 | 42821102 | CLOVERDALE 1102 | 383183 | FALSE | 23681.1054 | 23566.6207 | 53 | 0.0001153 | 1293 | 1780.7074 | 509 | 0.15687 | 485 |  | 3164
8188 | LAKEVILLE 1102152632 | 43371102 | LAKEVILLE 1102 | 152632 | FALSE | 3427.183 | 3099.3949 | 13 | 5.6437e-05 | 2875 | 2775.5237 | 304 | 0.15681 | 486 |  | 3200
5065 | WOODACRE 11011456 | 43021101 | WOODACRE 1101 | 1456 | FALSE | 6155.4627 | 6155.4627 | 46 | 0.00024152 | 242 | 701.6004 | 1021 | 0.15596 | 487 | 25.79 | 270
5726 | POINT MORETTI 11015104 | 82931101 | POINT MORETTI 1101 | 5104 | FALSE | 2898.3737 | 2898.3737 | 11 | 0.00010952 | 1422 | 1407.1508 | 634 | 0.15579 | 488 | 0.08 | 1654
3142 | MOLINO 110279306 | 42571102 | MOLINO 1102 | 79306 | FALSE | 13157.0108 | 6087.9659 | 73 | 0.00011173 | 1374 | 1345.2863 | 664 | 0.15551 | 489 | 5.6 | 482
10072 | BALCH NO 1 1101R372 | 252501101 | BALCH NO 1 1101 | R372 | FALSE | 6703.9319 | 6703.9319 | 14 | 2.9441e-05 | 3432 | 4227.7566 | 136 | 0.15539 | 490 | 0 | 2626
1776 | TIVY VALLEY 1107869946 | 252941107 | TIVY VALLEY 1107 | 869946 | FALSE | 47850.9 | 47850.9 | 197 | 2.1689e-05 | 3527 | 7360.2383 | 8 | 0.15534 | 491 | 4.76 | 507
9099 | BELL 1110946229 | 152701110 | BELL 1110 | 946229 | TRUE | 3345.1938 | 352.3912 | 27 | 9.1153e-05 | 1875 | 1903.3963 | 476 | 0.15489 | 492 |  | 3308
11045 | CLARK ROAD 1101CB | 103091101 | CLARK ROAD 1101 | CB | TRUE | 33.3215 | 28.7495 | 2 | 0.00010268 | 1578 | 1672.4211 | 534 | 0.15464 | 493 |  | 3632
1243 | SHINGLE SPRINGS 110419502 | 153651104 | SHINGLE SPRINGS 1104 | 19502 | FALSE | 92686.5675 | 72356.9682 | 672 | 0.00010455 | 1541 | 1716.1429 | 520 | 0.15447 | 494 | 25.98 | 269
3579 | WILLITS 1102CB | 42661102 | WILLITS 1102 | CB | FALSE | 15673.7726 | 8550.61 | 114 | 0.00011244 | 1357 | 1000.9631 | 834 | 0.15412 | 495 | 0.03 | 2253
6413 | UKIAH 1114408 | 42771114 | UKIAH 1114 | 408 | FALSE | 61335.3992 | 60046.2209 | 280 | 0.00011339 | 1336 | 1624.3846 | 553 | 0.15401 | 496 | 0.16 | 1258
4125 | SAND CREEK 11037420 | 254601103 | SAND CREEK 1103 | 7420 | FALSE | 37320.8645 | 37320.8645 | 263 | 2.746e-05 | 3465 | 5752.6874 | 39 | 0.15397 | 497 | 0.11 | 1450
6897 | SALMON CREEK 110188998 | 43161101 | SALMON CREEK 1101 | 88998 | FALSE | 22218.0314 | 12794.9324 | 116 | 8.749e-05 | 2000 | 1675.3538 | 531 | 0.15352 | 498 | 12.75 | 368
4452 | SILVERADO 2102942170 | 43432102 | SILVERADO 2102 | 942170 | FALSE | 14564.2628 | 5038.647 | 99 | 8.0364e-05 | 2195 | 1848.528 | 490 | 0.15348 | 499 |  | 2892
59 | VACAVILLE 1111CB | 63601111 | VACAVILLE 1111 | CB | FALSE | 19525.0238 | 11777.3852 | 154 | 0.00010262 | 1582 | 1549.2867 | 579 | 0.15336 | 500 | 0.1 | 1453
5605 | SANTA YNEZ 1101Y52 | 182721101 | SANTA YNEZ 1101 | Y52 | FALSE | 33466.442 | 31529.2091 | 141 | 6.2219e-05 | 2713 | 2469.9036 | 349 | 0.15332 | 501 | 0.22 | 1124
4437 | STILLWATER 1102CB | 103561102 | STILLWATER 1102 | CB | FALSE | 40316.4241 | 40301.3395 | 275 | 0.00012985 | 1011 | 1360.5287 | 658 | 0.15318 | 502 | 0.14 | 1317
3264 | BEAR VALLEY 21059480 | 252192105 | BEAR VALLEY 2105 | 9480 | FALSE | 19971.3977 | 19971.3977 | 80 | 7.4134e-05 | 2352 | 2457.1272 | 350 | 0.15314 | 503 | 0.05 | 1946
1519 | FROGTOWN 17021573 | 163451702 | FROGTOWN 1702 | 1573 | FALSE | 29066.997 | 29066.997 | 156 | 6.9197e-05 | 2500 | 1984.6936 | 458 | 0.15282 | 504 | 0.09 | 1514
1732 | NARROWS 21022220 | 153132102 | NARROWS 2102 | 2220 | FALSE | 45533.9477 | 44226.4373 | 266 | 0.00015667 | 676 | 1115.795 | 768 | 0.15235 | 505 | 0.28 | 1037
2529 | FULTON 1102287172 | 42561102 | FULTON 1102 | 287172 | FALSE | 42975.8424 | 32888.5181 | 258 | 0.00014341 | 820 | 1064.6586 | 789 | 0.15216 | 506 | 0.11 | 1432
9038 | OTTER 11022012 | 182941102 | OTTER 1102 | 2012 | FALSE | 16177.0749 | 14813.8509 | 64 | 7.8985e-05 | 2236 | 2049.1767 | 445 | 0.15189 | 507 | 0.03 | 2261
6205 | OILFIELDS 1103N48 | 182391103 | OILFIELDS 1103 | N48 | FALSE | 76703.6711 | 76703.6711 | 292 | 5.999e-05 | 2778 | 2624.8703 | 325 | 0.15188 | 508 | 0.11 | 1419
6912 | BANGOR 1101301886 | 103191101 | BANGOR 1101 | 301886 | FALSE | 12466.9499 | 4239.6365 | 90 | 8.8332e-05 | 1976 | 1844.2972 | 493 | 0.15165 | 509 |  | 3073
10865 | PASO ROBLES 1103N04 | 182611103 | PASO ROBLES 1103 | N04 | TRUE | 859.5841 | 859.5841 | 4 | 0.00013464 | 932 | 1420.9296 | 631 | 0.1516 | 510 | 10.35 | 398
10126 | WINDSOR 1103701650 | 43501103 | WINDSOR 1103 | 701650 | FALSE | 1191.0562 | 1191.0562 | 12 | 0.00018462 | 478 | 500.0347 | 1199 | 0.15159 | 511 |  | 3496
2118 | LUCERNE 11031280 | 43351103 | LUCERNE 1103 | 1280 | FALSE | 37796.6985 | 12933.8174 | 238 | 0.00011562 | 1283 | 1326.8732 | 670 | 0.1512 | 512 | 0.03 | 2282
7467 | CORRAL 110214026 | 162991102 | CORRAL 1102 | 14026 | FALSE | 16308.5206 | 16308.5206 | 101 | 6.4324e-05 | 2633 | 2347.8148 | 374 | 0.15084 | 513 | 3.03 | 567
2447 | SAN LUIS OBISPO 110342344 | 182631103 | SAN LUIS OBISPO 1103 | 42344 | FALSE | 17541.9825 | 15185.6709 | 123 | 6.005e-05 | 2772 | 2518.1117 | 341 | 0.15077 | 514 | 5.29 | 491
9162 | PUTAH CREEK 1105748272 | 63681105 | PUTAH CREEK 1105 | 748272 | FALSE | 6311.5498 | 1206.1255 | 26 | 6.9164e-05 | 2501 | 2825.842 | 296 | 0.15028 | 515 |  | 3317
6146 | PETALUMA C 1108618 | 42631108 | PETALUMA C 1108 | 618 | FALSE | 17470.7407 | 13890.2601 | 119 | 8.8705e-05 | 1961 | 1646.4565 | 544 | 0.15 | 516 | 3.18 | 555
7759 | BUELLTON 1101Y26 | 183041101 | BUELLTON 1101 | Y26 | FALSE | 25494.2608 | 24411.1885 | 133 | 6.226e-05 | 2711 | 2408.6488 | 359 | 0.14946 | 517 | 0.08 | 1586
8614 | WILLOW CREEK 110237374 | 192171102 | WILLOW CREEK 1102 | 37374 | FALSE | 3616.7474 | 3616.7474 | 9 | 0.00024971 | 217 | 652.1813 | 1060 | 0.14938 | 518 | 10.97 | 392
1351 | FULTON 11024522 | 42561102 | FULTON 1102 | 4522 | FALSE | 19482.3353 | 14178.9489 | 128 | 0.00013265 | 968 | 1211.0142 | 727 | 0.14919 | 519 | 1.62 | 661
5116 | APPLE HILL 210251792 | 153662102 | APPLE HILL 2102 | 51792 | FALSE | 15055.1772 | 15055.1772 | 99 | 0.00012104 | 1164 | 1431.6373 | 622 | 0.14914 | 520 | 0.08 | 1632
2803 | ZACA 1102Y48 | 182681102 | ZACA 1102 | Y48 | FALSE | 19054.6896 | 7064.3192 | 157 | 6.9914e-05 | 2475 | 2423.7326 | 357 | 0.14907 | 521 | 0.03 | 2278
453 | GARBERVILLE 11011604 | 192221101 | GARBERVILLE 1101 | 1604 | FALSE | 29168.7634 | 6733.9297 | 166 | 0.00022087 | 316 | 698.8592 | 1023 | 0.14905 | 522 | 0.05 | 1969
10386 | CALISTOGA 1101537148 | 42711101 | CALISTOGA 1101 | 537148 | TRUE | 2468.9992 | 923.0762 | 14 | 8.9697e-05 | 1921 | 711.3098 | 1014 | 0.14902 | 523 |  | 3541
1087 | GRASS VALLEY 11032180 | 152031103 | GRASS VALLEY 1103 | 2180 | FALSE | 71112.0664 | 71112.0664 | 444 | 8.9044e-05 | 1947 | 1832.2635 | 495 | 0.1487 | 524 | 0.31 | 1000
6232 | POSO MOUNTAIN 21012181 | 253642101 | POSO MOUNTAIN 2101 | 2181 | FALSE | 38165.6009 | 27116.6383 | 120 | 3.7006e-05 | 3315 | 4260.274 | 131 | 0.14869 | 525 | 0.05 | 2017
1083 | CLARK ROAD 11022044 | 103091102 | CLARK ROAD 1102 | 2044 | FALSE | 20271.6961 | 13688.923 | 67 | 0.00011519 | 1295 | 1533.5317 | 584 | 0.14865 | 526 | 0.03 | 2330
1119 | MERCED FALLS 110287352 | 252811102 | MERCED FALLS 1102 | 87352 | FALSE | 42830.7404 | 42830.7404 | 215 | 7.6529e-05 | 2294 | 2120.5795 | 420 | 0.14862 | 527 | 0.03 | 2333
3359 | WISE 1102307494 | 152271102 | WISE 1102 | 307494 | FALSE | 54418.6325 | 49958.7477 | 279 | 7.0522e-05 | 2454 | 2167.8038 | 409 | 0.14841 | 528 | 3.66 | 537
8461 | PUTAH CREEK 110264044 | 63681102 | PUTAH CREEK 1102 | 64044 | FALSE | 11992.1979 | 9649.0485 | 46 | 6.4018e-05 | 2645 | 2318.9503 | 380 | 0.14834 | 529 | 0.92 | 747
7436 | MENLO 110212249 | 24131102 | MENLO 1102 | 12249 | FALSE | 3869.5175 | 3869.5175 | 25 | 0.0001396 | 877 | 1383.6803 | 645 | 0.14826 | 530 | 0.06 | 1811
170 | NORTH BRANCH 110111206 | 163231101 | NORTH BRANCH 1101 | 11206 | FALSE | 28786.4552 | 28782.1678 | 146 | 5.7399e-05 | 2853 | 3353.7714 | 217 | 0.14787 | 531 | 7.09 | 451
2440 | VOLTA 110180454 | 102541101 | VOLTA 1101 | 80454 | FALSE | 51836.245 | 51220.5161 | 254 | 8.7906e-05 | 1985 | 1652.3048 | 542 | 0.14786 | 532 | 0.09 | 1550
6322 | SALMON CREEK 1101196 | 43161101 | SALMON CREEK 1101 | 196 | FALSE | 11699.1957 | 9030.0657 | 36 | 5.8544e-05 | 2820 | 2429.7049 | 356 | 0.14755 | 533 | 1.88 | 635
6558 | MOLINO 110266006 | 42571102 | MOLINO 1102 | 66006 | FALSE | 14550.7056 | 14550.7056 | 98 | 0.00016119 | 629 | 1078.2399 | 782 | 0.14747 | 534 | 51.49 | 116
6860 | GARBERVILLE 1101CB | 192221101 | GARBERVILLE 1101 | CB | FALSE | 14152.8775 | 11300.0596 | 87 | 0.00030831 | 120 | 452.1633 | 1245 | 0.14742 | 535 | 0.09 | 1511
2892 | WYANDOTTE 11071026 | 102911107 | WYANDOTTE 1107 | 1026 | FALSE | 44906.7347 | 36171.5421 | 273 | 7.2065e-05 | 2414 | 2265.0826 | 390 | 0.14732 | 536 | 0.08 | 1587
1817 | COARSEGOLD 210410110 | 254432104 | COARSEGOLD 2104 | 10110 | FALSE | 79840.1784 | 79840.1784 | 518 | 7.1892e-05 | 2423 | 1946.3474 | 464 | 0.1471 | 537 | 0.85 | 766
5315 | GIRVAN 11011636 | 103401101 | GIRVAN 1101 | 1636 | FALSE | 29887.6303 | 29071.18 | 200 | 0.00012911 | 1025 | 1282.4693 | 688 | 0.14693 | 538 | 0.42 | 935
7739 | OILFIELDS 1103N40 | 182391103 | OILFIELDS 1103 | N40 | FALSE | 4749.4542 | 4628.046 | 23 | 7.224e-05 | 2412 | 1911.8815 | 472 | 0.14681 | 539 | 0.92 | 746
1598 | COTTONWOOD 11031348 | 102931103 | COTTONWOOD 1103 | 1348 | FALSE | 51267.8367 | 46964.6472 | 357 | 6.4485e-05 | 2628 | 2847.109 | 293 | 0.14666 | 540 | 0.1 | 1507
2008 | OAKHURST 11015490 | 254421101 | OAKHURST 1101 | 5490 | FALSE | 40241.3391 | 40241.3391 | 276 | 5.4815e-05 | 2921 | 3287.8025 | 227 | 0.14657 | 541 | 31.17 | 233
6294 | OLETA 1101239062 | 163541101 | OLETA 1101 | 239062 | FALSE | 22613.4239 | 19618.6008 | 113 | 7.6414e-05 | 2296 | 2401.1977 | 361 | 0.14634 | 542 |  | 3021
6920 | LAYTONVILLE 110268436 | 42681102 | LAYTONVILLE 1102 | 68436 | FALSE | 14664.9715 | 14664.9715 | 45 | 0.00011581 | 1278 | 1690.836 | 525 | 0.14627 | 543 | 3.52 | 544
1698 | GARBERVILLE 11022010 | 192221102 | GARBERVILLE 1102 | 2010 | FALSE | 10727.9171 | 10727.9171 | 39 | 0.00053737 | 26 | 277.3564 | 1477 | 0.14585 | 544 | 0.08 | 1579
2911 | SHINGLE SPRINGS 210819762 | 153652108 | SHINGLE SPRINGS 2108 | 19762 | FALSE | 8713.8007 | 7078.7756 | 72 | 0.00017135 | 554 | 1134.0874 | 762 | 0.14549 | 545 | 0.25 | 1082
2598 | ELK CREEK 11012008 | 102781101 | ELK CREEK 1101 | 2008 | FALSE | 29196.2282 | 9225.9589 | 154 | 5.6038e-05 | 2886 | 2966.3445 | 274 | 0.14517 | 546 | 2.46 | 601
2127 | OILFIELDS 1103N44 | 182391103 | OILFIELDS 1103 | N44 | FALSE | 29207.7388 | 29207.7388 | 109 | 8.2092e-05 | 2149 | 1862.5151 | 486 | 0.14496 | 547 | 0.19 | 1171
381 | MOUNTAIN QUARRIES 21011102 | 152282101 | MOUNTAIN QUARRIES 2101 | 1102 | FALSE | 69889.6015 | 69889.6015 | 431 | 0.00010803 | 1451 | 1375.9559 | 650 | 0.14479 | 548 | 0.21 | 1154
3913 | CORNING 110164090 | 103331101 | CORNING 1101 | 64090 | FALSE | 21993.72 | 21993.72 | 170 | 4.4336e-05 | 3181 | 3248.9701 | 228 | 0.1444 | 549 | 4.94 | 501
2481 | BROWNS VALLEY 11011268 | 152921101 | BROWNS VALLEY 1101 | 1268 | FALSE | 17550.3384 | 17538.5447 | 106 | 8.5846e-05 | 2035 | 1744.856 | 517 | 0.14435 | 550 | 0.13 | 1351
948 | MARIPOSA 21029590 | 254452102 | MARIPOSA 2102 | 9590 | FALSE | 58387.0707 | 58387.0707 | 387 | 6.1765e-05 | 2727 | 2433.9636 | 353 | 0.144 | 551 | 0.28 | 1045
4109 | TEMPLETON 2113A60 | 183052113 | TEMPLETON 2113 | A60 | FALSE | 14423.3233 | 11709.0954 | 88 | 8.0147e-05 | 2202 | 2043.3402 | 447 | 0.14391 | 552 | 1.69 | 651
9361 | CLOVERDALE 1102429006 | 42821102 | CLOVERDALE 1102 | 429006 | FALSE | 3229.4467 | 3213.4446 | 23 | 0.00015434 | 701 | 805.9602 | 934 | 0.1436 | 553 | 0.04 | 2192
429 | COTTONWOOD 11021578 | 102931102 | COTTONWOOD 1102 | 1578 | FALSE | 56424.6884 | 48498.4276 | 269 | 5.3137e-05 | 2963 | 2721.7009 | 308 | 0.14355 | 554 | 0.07 | 1761
3755 | INDIAN FLAT 1104CB | 252691104 | INDIAN FLAT 1104 | CB | FALSE | 20557.4413 | 20557.4413 | 85 | 0.0001276 | 1055 | 1467.6776 | 609 | 0.14347 | 555 | 0.15 | 1305
5039 | OREGON TRAIL 11031448 | 103521103 | OREGON TRAIL 1103 | 1448 | FALSE | 49484.9793 | 49484.9793 | 232 | 9.5357e-05 | 1749 | 1437.1719 | 620 | 0.14347 | 556 | 0.06 | 1912
5385 | MONTICELLO 110137384 | 43051101 | MONTICELLO 1101 | 37384 | FALSE | 15082.1187 | 15082.1187 | 71 | 6.7163e-05 | 2554 | 2257.655 | 391 | 0.14324 | 557 | 0.13 | 1350
9323 | POSO MOUNTAIN 21013990 | 253642101 | POSO MOUNTAIN 2101 | 3990 | FALSE | 8945.4958 | 6963.5326 | 25 | 3.4486e-05 | 3361 | 3780.3852 | 172 | 0.14297 | 558 | 0.05 | 1957
8609 | PETALUMA C 1108636 | 42631108 | PETALUMA C 1108 | 636 | FALSE | 15178.9816 | 15178.9816 | 108 | 0.00010078 | 1628 | 1486.0094 | 600 | 0.14279 | 559 | 5.46 | 486
9301 | VOLTA 110165764 | 102541101 | VOLTA 1101 | 65764 | FALSE | 16669.4005 | 16669.4005 | 34 | 4.7811e-05 | 3096 | 3350.0688 | 218 | 0.1423 | 560 | 0.03 | 2268
10478 | STONE CORRAL 1110189488 | 252921110 | STONE CORRAL 1110 | 189488 | FALSE | 1343.2605 | 1327.2585 | 8 | 2.6518e-05 | 3478 | 5673.1262 | 44 | 0.14211 | 561 |  | 3556
1096 | CABRILLO 1103Y12 | 183101103 | CABRILLO 1103 | Y12 | FALSE | 49636.2362 | 42701.7878 | 274 | 4.9026e-05 | 3063 | 2917.17 | 286 | 0.14205 | 562 | 31.53 | 230
9878 | CEDAR CREEK 1101451856 | 103321101 | CEDAR CREEK 1101 | 451856 | TRUE | 105.147 | 105.147 | 2 | 5.0483e-05 | 3022 | 2807.0375 | 299 | 0.14172 | 563 |  | 3442
9745 | TASSAJARA 21126392 | 14662112 | TASSAJARA 2112 | 6392 | FALSE | 8838.9848 | 8838.9848 | 37 | 7.9657e-05 | 2215 | 1801.3357 | 505 | 0.14162 | 564 | 16.9 | 336
4697 | CALISTOGA 1101242919 | 42711101 | CALISTOGA 1101 | 242919 | FALSE | 2111.493 | 2111.493 | 15 | 0.00019735 | 407 | 815.191 | 928 | 0.14151 | 565 |  | 2911
5376 | FORT SEWARD 1121CB | 192321121 | FORT SEWARD 1121 | CB | FALSE | 14807.5224 | 14807.5224 | 54 | 0.00019854 | 400 | 804.6312 | 935 | 0.14139 | 566 | 0.07 | 1742
4876 | SISQUOC 1102M54 | 182811102 | SISQUOC 1102 | M54 | FALSE | 48740.6445 | 31884.2274 | 166 | 5.3034e-05 | 2966 | 2348.1035 | 373 | 0.14114 | 567 | 0.02 | 2478
4881 | LINCOLN 11042070 | 153701104 | LINCOLN 1104 | 2070 | FALSE | 46879.1188 | 28951.6433 | 303 | 7.9201e-05 | 2227 | 1863.8372 | 485 | 0.14111 | 568 | 2.76 | 584
8866 | SAN RAMON 2101CB | 14232101 | SAN RAMON 2101 | CB | FALSE | 1579.2012 | 1277.3495 | 11 | 0.0001171 | 1244 | 1362.5146 | 655 | 0.14108 | 569 | 0.61 | 848
10487 | HIGGINS 1107746082 | 152691107 | HIGGINS 1107 | 746082 | FALSE | 1306.1318 | 1306.1318 | 6 | 0.00011547 | 1287 | 1442.5612 | 617 | 0.14016 | 570 | 0.11 | 1442
3139 | WILLITS 11044650 | 42661104 | WILLITS 1104 | 4650 | FALSE | 9890.161 | 6190.488 | 80 | 0.0001146 | 1305 | 915.7398 | 878 | 0.14007 | 571 | 0.03 | 2344
474 | COTTONWOOD 11031616 | 102931103 | COTTONWOOD 1103 | 1616 | FALSE | 79228.8196 | 75536.2374 | 454 | 5.1839e-05 | 2998 | 2965.2949 | 276 | 0.13915 | 572 | 3.66 | 538
4424 | POSO MOUNTAIN 21014456 | 253642101 | POSO MOUNTAIN 2101 | 4456 | FALSE | 37862.2156 | 37862.2156 | 102 | 2.7821e-05 | 3462 | 5239.6007 | 58 | 0.13881 | 573 | 0.11 | 1440
7546 | LAYTONVILLE 11022502 | 42681102 | LAYTONVILLE 1102 | 2502 | FALSE | 28650.0789 | 28650.0789 | 80 | 0.00011917 | 1201 | 1243.1177 | 705 | 0.13859 | 574 | 0.04 | 2183
7849 | BEAR VALLEY 21014160 | 252192101 | BEAR VALLEY 2101 | 4160 | FALSE | 36723.9834 | 36723.9834 | 192 | 7.1016e-05 | 2443 | 2062.9169 | 441 | 0.13839 | 575 | 0.07 | 1759
10064 | WILLOW PASS 1101152874 | 13911101 | WILLOW PASS 1101 | 152874 | TRUE | 1306.3422 | 982.3028 | 10 | 6.4919e-05 | 2611 | 2044.3409 | 446 | 0.13803 | 576 |  | 3483
2621 | LINCOLN 1101186060 | 153701101 | LINCOLN 1101 | 186060 | FALSE | 24068.765 | 17542.5963 | 161 | 0.00011716 | 1242 | 1235.1524 | 709 | 0.13732 | 577 |  | 2791
5254 | SHINGLE SPRINGS 21092679 | 153652109 | SHINGLE SPRINGS 2109 | 2679 | FALSE | 11435.2637 | 11435.2637 | 70 | 6.4611e-05 | 2619 | 2176.5839 | 406 | 0.13732 | 578 | 23.85 | 281
3959 | SILVERADO 210234959 | 43432102 | SILVERADO 2102 | 34959 | FALSE | 42625.8356 | 41473.2756 | 205 | 7.1759e-05 | 2428 | 1907.4668 | 473 | 0.13657 | 579 | 0.46 | 910
4389 | VOLTA 11011516 | 102541101 | VOLTA 1101 | 1516 | FALSE | 41402.7558 | 40856.6045 | 123 | 9.2444e-05 | 1832 | 1638.3577 | 549 | 0.13616 | 580 | 0.06 | 1821
9812 | CURTIS 170411300 | 163351704 | CURTIS 1704 | 11300 | FALSE | 5912.6947 | 5912.6947 | 41 | 0.00013924 | 881 | 1480.6406 | 604 | 0.1361 | 581 | 0.19 | 1177
4676 | NARROWS 210551582 | 153132105 | NARROWS 2105 | 51582 | FALSE | 15330.2671 | 15330.2671 | 105 | 0.00014185 | 842 | 981.2465 | 843 | 0.13574 | 582 | 0.04 | 2150
430 | TEJON 1102732836 | 252931102 | TEJON 1102 | 732836 | FALSE | 24952.5776 | 18788.6293 | 154 | 4.1312e-05 | 3239 | 3303.5879 | 224 | 0.1353 | 583 |  | 2673
4932 | MONTICELLO 1101720 | 43051101 | MONTICELLO 1101 | 720 | FALSE | 13087.7745 | 10923.6575 | 70 | 6.3429e-05 | 2663 | 2299.4316 | 384 | 0.1353 | 584 | 2.79 | 580
6310 | RIO DELL 11024230 | 192251102 | RIO DELL 1102 | 4230 | FALSE | 36923.3874 | 36847.6248 | 59 | 0.00036561 | 80 | 373.6796 | 1331 | 0.13512 | 585 | 0.02 | 2536
517 | CLARKSVILLE 210413352 | 153612104 | CLARKSVILLE 2104 | 13352 | FALSE | 58907.8743 | 55896.819 | 409 | 0.00012489 | 1100 | 1100.974 | 774 | 0.13486 | 586 | 30.41 | 238
7402 | MARIPOSA 2102594143 | 254452102 | MARIPOSA 2102 | 594143 | TRUE | 6633.044 | 814.5641 | 60 | 9.5762e-05 | 1734 | 729.5737 | 990 | 0.13461 | 587 |  | 3123
19 | CLEAR LAKE 1101406 | 42141101 | CLEAR LAKE 1101 | 406 | FALSE | 53036.2911 | 19984.6537 | 312 | 8.8388e-05 | 1975 | 1508.2873 | 594 | 0.1343 | 588 | 0.13 | 1362
4720 | DUNLAP 11027849F | 254061102 | DUNLAP 1102 | 7849F | FALSE | 13949.6344 | 13949.6344 | 61 | 3.1633e-05 | 3406 | 5019.3612 | 73 | 0.13395 | 589 | 0.04 | 2222
6125 | JESSUP 1103348657 | 103441103 | JESSUP 1103 | 348657 | FALSE | 3761.8937 | 3253.8359 | 29 | 8.3622e-05 | 2107 | 2006.4651 | 455 | 0.13388 | 590 |  | 3007
9100 | BANGOR 1101870548 | 103191101 | BANGOR 1101 | 870548 | FALSE | 8185.9487 | 8185.9487 | 56 | 0.00010519 | 1515 | 1377.0688 | 649 | 0.13326 | 591 |  | 3309
7774 | RED BLUFF 110176020 | 103541101 | RED BLUFF 1101 | 76020 | FALSE | 23407.8426 | 15031.7581 | 137 | 5.4998e-05 | 2910 | 2512.6527 | 342 | 0.13318 | 592 | 0.45 | 918
5975 | HARTLEY 11011306 | 43211101 | HARTLEY 1101 | 1306 | FALSE | 19638.9419 | 15260.277 | 117 | 9.0495e-05 | 1898 | 1507.2616 | 595 | 0.13303 | 593 | 0.07 | 1743
3100 | GARBERVILLE 11022540 | 192221102 | GARBERVILLE 1102 | 2540 | FALSE | 28748.5934 | 26122.3431 | 135 | 0.00054969 | 24 | 203.3955 | 1636 | 0.13296 | 594 | 0.02 | 2424
9542 | OLETA 1102CB | 163541102 | OLETA 1102 | CB | TRUE | 1312.9371 | 596.6183 | 11 | 0.00014984 | 739 | 1023.6412 | 812 | 0.13274 | 595 | 0.08 | 1591
6900 | SALT SPRINGS 210110416 | 163692101 | SALT SPRINGS 2101 | 10416 | FALSE | 1110.1976 | 1110.1976 | 7 | 0.00010788 | 1452 | 1426.8175 | 628 | 0.1325 | 596 | 0.02 | 2491
1019 | HOPLAND 1101770 | 42251101 | HOPLAND 1101 | 770 | FALSE | 24751.8286 | 13838.1959 | 110 | 0.00012303 | 1134 | 1361.4118 | 656 | 0.13217 | 597 | 0.02 | 2513
9774 | WILDWOOD 1101384582 | 103611101 | WILDWOOD 1101 | 384582 | FALSE | 7304.3535 | 7304.3535 | 8 | 5.1941e-05 | 2994 | 4044.7807 | 147 | 0.13184 | 598 |  | 3417
6290 | WYANDOTTE 110796390 | 102911107 | WYANDOTTE 1107 | 96390 | FALSE | 16282.4885 | 13753.525 | 124 | 0.00016254 | 620 | 924.5376 | 871 | 0.13125 | 599 | 0.12 | 1378
8217 | VINEYARD 2110CB | 14502110 | VINEYARD 2110 | CB | FALSE | 16260.0032 | 8994.5064 | 86 | 9.3599e-05 | 1807 | 1513.1588 | 589 | 0.1308 | 600 | 0.04 | 2129
7155 | PEORIA 1701CB | 163781701 | PEORIA 1701 | CB | FALSE | 14117.7933 | 14117.7933 | 70 | 8.3932e-05 | 2095 | 1625.1549 | 551 | 0.13063 | 601 | 0.03 | 2355
1707 | HIGGINS 11039753 | 152691103 | HIGGINS 1103 | 9753 | FALSE | 3306.1166 | 3306.1166 | 23 | 6.1494e-05 | 2733 | 2174.098 | 407 | 0.13059 | 602 | 0.08 | 1584
10679 | COVELO 1101627416 | 43061101 | COVELO 1101 | 627416 | TRUE | 5034.3822 | 971.5124 | 14 | 9.4498e-05 | 1779 | 1192.7699 | 735 | 0.13024 | 603 |  | 3590
2248 | CORRAL 110313474 | 162991103 | CORRAL 1103 | 13474 | FALSE | 11606.5963 | 4726.1259 | 99 | 9.8916e-05 | 1672 | 1472.7962 | 605 | 0.13001 | 604 | 1.54 | 666
6056 | MARIPOSA 2101309438 | 254452101 | MARIPOSA 2101 | 309438 | FALSE | 13011.7309 | 5938.6322 | 93 | 0.00010698 | 1474 | 1153.73 | 754 | 0.12966 | 605 |  | 3000
5806 | COLUMBIA HILL 11012212 | 152471101 | COLUMBIA HILL 1101 | 2212 | FALSE | 14695.9754 | 14695.9754 | 76 | 0.00022108 | 315 | 358.4844 | 1358 | 0.12922 | 606 | 41.81 | 174
5628 | PUEBLO 11041304 | 43291104 | PUEBLO 1104 | 1304 | FALSE | 30935.6957 | 30935.6957 | 175 | 7.3325e-05 | 2386 | 1973.0848 | 460 | 0.12902 | 607 | 0.29 | 1031
5578 | VASCO 1102886522 | 13751102 | VASCO 1102 | 886522 | FALSE | 30828.6552 | 10908.527 | 154 | 6.1458e-05 | 2736 | 2215.6632 | 400 | 0.12899 | 608 |  | 2965
2390 | WYANDOTTE 11091520 | 102911109 | WYANDOTTE 1109 | 1520 | FALSE | 31725.4009 | 6700.2969 | 230 | 0.00011878 | 1212 | 1243.3344 | 704 | 0.1287 | 609 | 0.04 | 2162
2104 | LINCOLN 11045391 | 153701104 | LINCOLN 1104 | 5391 | FALSE | 1530.1829 | 1530.1829 | 7 | 4.9284e-05 | 3055 | 2595.0683 | 333 | 0.12868 | 610 | 2.85 | 575
826 | TASSAJARA 210419042 | 14662104 | TASSAJARA 2104 | 19042 | FALSE | 13701.0778 | 10069.7209 | 89 | 0.00010259 | 1584 | 1548.81 | 581 | 0.12861 | 611 | 0.17 | 1229
7172 | FITCH MOUNTAIN 1113356 | 42751113 | FITCH MOUNTAIN 1113 | 356 | FALSE | 24352.0152 | 17245.1485 | 136 | 0.00012922 | 1022 | 991.1123 | 839 | 0.12847 | 612 | 8.54 | 423
761 | BANGOR 11017446 | 103191101 | BANGOR 1101 | 7446 | FALSE | 69991.8942 | 69991.8942 | 427 | 0.00013367 | 949 | 983.1088 | 842 | 0.12828 | 613 | 0.18 | 1220
9800 | CALISTOGA 110135588 | 42711101 | CALISTOGA 1101 | 35588 | FALSE | 4954.8551 | 4954.8551 | 18 | 9.2798e-05 | 1827 | 1278.0574 | 690 | 0.12786 | 614 | 0.6 | 851
9664 | PASO ROBLES 110359763 | 182611103 | PASO ROBLES 1103 | 59763 | FALSE | 4532.1933 | 4532.1933 | 30 | 5.4981e-05 | 2912 | 2480.207 | 346 | 0.12716 | 615 | 2.26 | 616
5583 | RED BLUFF 11031702 | 103541103 | RED BLUFF 1103 | 1702 | FALSE | 29294.348 | 26958.2044 | 177 | 4.2191e-05 | 3220 | 3360.288 | 216 | 0.12716 | 616 | 0.14 | 1332
4955 | WILLITS 1104188268 | 42661104 | WILLITS 1104 | 188268 | FALSE | 8709.5262 | 6867.4982 | 66 | 0.00013545 | 924 | 756.6199 | 968 | 0.1264 | 617 |  | 2932
9342 | SAND CREEK 11037823F | 254601103 | SAND CREEK 1103 | 7823F | FALSE | 7527.4054 | 7527.4054 | 49 | 2.6117e-05 | 3486 | 5142.2922 | 63 | 0.12636 | 618 | 0.06 | 1848
7895 | PEORIA 1704877670 | 163781704 | PEORIA 1704 | 877670 | FALSE | 10595.2996 | 10595.2996 | 28 | 7.9345e-05 | 2225 | 1606.4027 | 561 | 0.12626 | 619 | 0.06 | 1803
1593 | MENLO 1102W80 | 24131102 | MENLO 1102 | W80 | FALSE | 30507.2399 | 30491.2345 | 129 | 0.00012461 | 1105 | 990.5879 | 840 | 0.12598 | 620 | 0.26 | 1062
9134 | SAN LUIS OBISPO 1104350030 | 182631104 | SAN LUIS OBISPO 1104 | 350030 | FALSE | 14009.015 | 9325.238 | 107 | 0.00012847 | 1039 | 957.5657 | 855 | 0.12598 | 621 |  | 3314
10634 | EDENVALE 2107288980 | 82952107 | EDENVALE 2107 | 288980 | TRUE | 1137.5268 | 532.3299 | 6 | 5.3751e-05 | 2947 | 2359.4228 | 370 | 0.12531 | 622 |  | 3583
8835 | SOLEDAD 2102955138 | 182052102 | SOLEDAD 2102 | 955138 | FALSE | 4475.7732 | 4227.5124 | 16 | 6.7551e-05 | 2548 | 1883.3994 | 478 | 0.12515 | 623 |  | 3270
6170 | GIRVAN 11011330 | 103401101 | GIRVAN 1101 | 1330 | FALSE | 50161.9849 | 49990.913 | 264 | 0.00011447 | 1308 | 1373.7242 | 651 | 0.12503 | 624 | 0.19 | 1173
9760 | RINCON 11035152 | 43321103 | RINCON 1103 | 5152 | FALSE | 2685.0442 | 2685.0442 | 17 | 0.00018787 | 456 | 675.7903 | 1038 | 0.1239 | 625 | 12.52 | 374
6631 | HIGHLANDS 11031282 | 43361103 | HIGHLANDS 1103 | 1282 | FALSE | 26604.6713 | 22934.9277 | 164 | 7.8872e-05 | 2239 | 1748.6654 | 515 | 0.12376 | 626 | 4.57 | 514
7124 | SANTA YNEZ 1102CB | 182721102 | SANTA YNEZ 1102 | CB | FALSE | 14342.9846 | 2348.085 | 124 | 5.5469e-05 | 2900 | 1580.4692 | 569 | 0.12375 | 627 | 0.03 | 2351
547 | STILLWATER 11021644 | 103561102 | STILLWATER 1102 | 1644 | FALSE | 36747.479 | 36747.479 | 244 | 0.00010131 | 1620 | 1382.8849 | 646 | 0.12375 | 628 | 0.08 | 1604
6046 | WOODWARD 210878448 | 255292108 | WOODWARD 2108 | 78448 | FALSE | 47671.1997 | 31387.7639 | 188 | 3.1679e-05 | 3405 | 4051.9056 | 146 | 0.12365 | 629 | 0.05 | 2059
7443 | GARBERVILLE 11011770 | 192221101 | GARBERVILLE 1101 | 1770 | FALSE | 13849.8333 | 13849.8333 | 66 | 0.00044353 | 51 | 343.9532 | 1380 | 0.12342 | 630 | 0.02 | 2504
2056 | BUELLTON 1101Y06 | 183041101 | BUELLTON 1101 | Y06 | FALSE | 63281.543 | 48855.5405 | 304 | 5.4903e-05 | 2917 | 2033.2985 | 450 | 0.12317 | 631 | 0.14 | 1333
1863 | DIAMOND SPRINGS 110610587 | 152261106 | DIAMOND SPRINGS 1106 | 10587 | FALSE | 35336.5514 | 35336.5514 | 212 | 8.4096e-05 | 2092 | 1469.4238 | 607 | 0.12297 | 632 | 0.13 | 1334
5060 | CLOVERDALE 1102156 | 42821102 | CLOVERDALE 1102 | 156 | FALSE | 18958.8699 | 9919.8336 | 110 | 0.00012453 | 1107 | 875.9596 | 896 | 0.12268 | 633 | 0.21 | 1144
8874 | BRIDGEVILLE 110169866 | 192461101 | BRIDGEVILLE 1101 | 69866 | FALSE | 10571.2356 | 10571.2356 | 46 | 0.00023172 | 281 | 514.4343 | 1188 | 0.12256 | 634 | 3.53 | 543
7200 | DIAMOND SPRINGS 1104705100 | 152261104 | DIAMOND SPRINGS 1104 | 705100 | FALSE | 13322.8036 | 11885.1942 | 78 | 0.00013638 | 915 | 900.0548 | 884 | 0.12223 | 635 |  | 3106
5273 | SAND CREEK 11037110 | 254601103 | SAND CREEK 1103 | 7110 | FALSE | 29983.2616 | 29983.2616 | 132 | 4.0372e-05 | 3258 | 3332.8764 | 221 | 0.12197 | 636 | 0.03 | 2230
3234 | FULTON 1107604 | 42561107 | FULTON 1107 | 604 | FALSE | 28058.6741 | 28058.6741 | 169 | 0.00010038 | 1638 | 1390.9913 | 641 | 0.12169 | 637 | 38.24 | 196
8992 | TIDEWATER 2106781445 | 14652106 | TIDEWATER 2106 | 781445 | TRUE | 577.8877 | 405.5365 | 6 | 0.00010546 | 1508 | 1075.6001 | 784 | 0.12145 | 638 |  | 3291
9503 | SAN LUIS OBISPO 1103153199 | 182631103 | SAN LUIS OBISPO 1103 | 153199 | FALSE | 8788.2197 | 4750.5459 | 53 | 4.9986e-05 | 3037 | 2588.0496 | 334 | 0.1214 | 639 |  | 3364
8489 | LAYTONVILLE 1102572 | 42681102 | LAYTONVILLE 1102 | 572 | FALSE | 34429.3225 | 34429.3225 | 155 | 0.00020812 | 372 | 588.4642 | 1115 | 0.12097 | 640 | 5.06 | 497
1408 | ATASCADERO 1103A16 | 182541103 | ATASCADERO 1103 | A16 | FALSE | 32308.0619 | 31835.9088 | 122 | 9.9134e-05 | 1665 | 1262.4628 | 693 | 0.12088 | 641 | 0.07 | 1702
68 | TEJON 11022455 | 252931102 | TEJON 1102 | 2455 | FALSE | 10165.5764 | 10165.5764 | 84 | 3.5175e-05 | 3348 | 3535.7199 | 196 | 0.12034 | 642 | 0.08 | 1657
6764 | MAXWELL 11053008 | 62881105 | MAXWELL 1105 | 3008 | FALSE | 24475.225 | 13636.9493 | 55 | 6.8766e-05 | 2515 | 2119.5029 | 421 | 0.1202 | 643 | 0.01 | 2614
3997 | APPLE HILL 2102CB | 153662102 | APPLE HILL 2102 | CB | FALSE | 66423.2503 | 66423.2503 | 448 | 0.00014731 | 770 | 1022.0989 | 813 | 0.12006 | 644 | 29.66 | 239
4706 | WYANDOTTE 11031504 | 102911103 | WYANDOTTE 1103 | 1504 | FALSE | 23629.2409 | 17735.4007 | 186 | 0.00021184 | 352 | 618.3499 | 1084 | 0.12006 | 645 | 0.12 | 1402
8185 | CLARKSVILLE 2109CB | 153612109 | CLARKSVILLE 2109 | CB | FALSE | 1831.3319 | 1593.4993 | 15 | 0.00021275 | 345 | 713.5234 | 1009 | 0.11989 | 646 | 0.07 | 1726
5862 | HOLLISTER 2102855412 | 182492102 | HOLLISTER 2102 | 855412 | FALSE | 50683.3516 | 45702.3865 | 108 | 6.4443e-05 | 2629 | 1812.7947 | 504 | 0.11956 | 647 | 0.05 | 2051
2833 | MARTELL 11033152 | 163011103 | MARTELL 1103 | 3152 | FALSE | 27364.6036 | 26923.3255 | 134 | 8.4438e-05 | 2079 | 1552.0849 | 578 | 0.11956 | 648 | 0.08 | 1624
3141 | DIAMOND SPRINGS 11057722 | 152261105 | DIAMOND SPRINGS 1105 | 7722 | FALSE | 100229.7186 | 96782.5255 | 572 | 0.00010462 | 1540 | 1087.3028 | 779 | 0.11928 | 649 | 0.25 | 1084
501 | DOBBINS 11011264 | 153741101 | DOBBINS 1101 | 1264 | FALSE | 56286.9636 | 56286.9636 | 307 | 0.00011647 | 1260 | 1094.5256 | 776 | 0.11917 | 650 | 0.39 | 957
855 | HIGGINS 1103CB | 152691103 | HIGGINS 1103 | CB | FALSE | 45692.926 | 45174.6839 | 315 | 0.00014305 | 825 | 1166.4722 | 747 | 0.11916 | 651 | 0.25 | 1090
491 | TIVY VALLEY 1107822606 | 252941107 | TIVY VALLEY 1107 | 822606 | FALSE | 29230.0954 | 21701.9466 | 144 | 3.2057e-05 | 3400 | 3717.2296 | 181 | 0.11894 | 652 |  | 2678
8121 | CAYETANO 2109MR186 | 14422109 | CAYETANO 2109 | MR186 | TRUE | 4135.7533 | 818.8837 | 27 | 8.9465e-05 | 1933 | 1490.2334 | 599 | 0.11874 | 653 | 0.02 | 2461
2634 | APPLE HILL 21028372 | 153662102 | APPLE HILL 2102 | 8372 | FALSE | 101264.4904 | 94481.7777 | 629 | 0.00011802 | 1229 | 985.1922 | 841 | 0.11858 | 654 | 0.21 | 1139
1440 | MARIPOSA 21019400 | 254452101 | MARIPOSA 2101 | 9400 | FALSE | 101537.78 | 101537.78 | 667 | 6.6859e-05 | 2561 | 1882.7942 | 479 | 0.11849 | 655 | 1.17 | 705
8059 | OILFIELDS 1103N62 | 182391103 | OILFIELDS 1103 | N62 | FALSE | 8948.1922 | 8948.1922 | 39 | 7.0521e-05 | 2455 | 1674.5706 | 532 | 0.11842 | 656 | 0.13 | 1344
1860 | SHINGLE SPRINGS 2105CB | 153652105 | SHINGLE SPRINGS 2105 | CB | FALSE | 30610.8387 | 30610.8387 | 245 | 0.00018342 | 484 | 745.8005 | 978 | 0.11812 | 657 | 0.61 | 844
1237 | NARROWS 2102CB | 153132102 | NARROWS 2102 | CB | FALSE | 39248.3153 | 36287.6403 | 243 | 0.00015786 | 664 | 1177.1526 | 742 | 0.11807 | 658 | 0.1 | 1491
9931 | CORTINA 1101528460 | 63121101 | CORTINA 1101 | 528460 | FALSE | 6121.8319 | 3043.5918 | 12 | 3.9909e-05 | 3271 | 3097.7847 | 255 | 0.11792 | 659 |  | 3454
6877 | COARSEGOLD 21036110 | 254432103 | COARSEGOLD 2103 | 6110 | FALSE | 47929.948 | 17714.3763 | 179 | 4.1885e-05 | 3228 | 2595.4532 | 332 | 0.11737 | 660 | 0.03 | 2313
3126 | HORSESHOE 110150140 | 152571101 | HORSESHOE 1101 | 50140 | FALSE | 10038.7802 | 6357.3386 | 82 | 0.0001527 | 722 | 724.1364 | 995 | 0.11734 | 661 | 0.07 | 1721
9916 | SAN LUIS OBISPO 1104777686 | 182631104 | SAN LUIS OBISPO 1104 | 777686 | FALSE | 3079.762 | 2707.2733 | 17 | 6.1974e-05 | 2721 | 2050.5492 | 444 | 0.11731 | 662 |  | 3452
8080 | SILVERADO 210258626 | 43432102 | SILVERADO 2102 | 58626 | FALSE | 24491.7338 | 24491.7338 | 125 | 9.1234e-05 | 1869 | 1427.3169 | 627 | 0.117 | 663 | 33.89 | 218
4277 | SAN JOAQUIN #2 1103157026 | 252521103 | SAN JOAQUIN #2 1103 | 157026 | FALSE | 5200.077 | 5200.077 | 44 | 6.6096e-05 | 2586 | 1923.6933 | 467 | 0.11682 | 664 | 0.05 | 1989
6827 | PEORIA 170411232 | 163781704 | PEORIA 1704 | 11232 | FALSE | 27747.6591 | 20505.608 | 222 | 7.7668e-05 | 2269 | 1686.0292 | 527 | 0.11656 | 665 | 3.3 | 550
772 | DIAMOND SPRINGS 11052102 | 152261105 | DIAMOND SPRINGS 1105 | 2102 | FALSE | 62912.0633 | 60307.8799 | 417 | 0.00013035 | 1002 | 1146.8943 | 755 | 0.11621 | 666 | 0.75 | 787
1946 | WILLITS 1104CB | 42661104 | WILLITS 1104 | CB | FALSE | 12241.4218 | 6260.0525 | 90 | 0.00013491 | 927 | 773.6055 | 956 | 0.11609 | 667 | 0.03 | 2310
2370 | GEYSERVILLE 1102484 | 42891102 | GEYSERVILLE 1102 | 484 | FALSE | 78528.1935 | 53688.8082 | 379 | 0.00011833 | 1222 | 896.8187 | 885 | 0.11607 | 668 | 0.17 | 1225
7186 | HIGGINS 1104CB | 152691104 | HIGGINS 1104 | CB | FALSE | 18716.511 | 18050.1072 | 124 | 0.00013241 | 974 | 792.6979 | 948 | 0.11592 | 669 | 0.08 | 1643
9814 | PENRYN 1105119949 | 152561105 | PENRYN 1105 | 119949 | FALSE | 3756.7927 | 2221.8702 | 25 | 7.5613e-05 | 2320 | 1497.9784 | 598 | 0.11529 | 670 |  | 3429
7423 | CLAY 1103CB | 163341103 | CLAY 1103 | CB | FALSE | 21668.4067 | 9680.057 | 110 | 0.00011397 | 1323 | 734.8074 | 989 | 0.11521 | 671 | 0.03 | 2334
7292 | TIDEWATER 2106745811 | 14652106 | TIDEWATER 2106 | 745811 | TRUE | 780.426 | 641.2916 | 8 | 7.9022e-05 | 2235 | 1106.1185 | 773 | 0.11506 | 672 |  | 3113
8864 | WOODACRE 110191900 | 43021101 | WOODACRE 1101 | 91900 | FALSE | 22248.6035 | 14519.294 | 91 | 0.00012885 | 1031 | 1012.5441 | 824 | 0.11491 | 673 | 1.72 | 650
9782 | SAND CREEK 110397354 | 254601103 | SAND CREEK 1103 | 97354 | FALSE | 16339.8299 | 14168.242 | 59 | 2.3546e-05 | 3509 | 5418.3509 | 49 | 0.11488 | 674 | 0.06 | 1885
7321 | CLARKSVILLE 210619642 | 153612106 | CLARKSVILLE 2106 | 19642 | FALSE | 2579.2739 | 1246.4399 | 17 | 0.00024874 | 219 | 453.1258 | 1242 | 0.11477 | 675 | 0.96 | 739
1291 | MERCED FALLS 11029470 | 252811102 | MERCED FALLS 1102 | 9470 | FALSE | 36749.5976 | 36749.5976 | 277 | 8.8658e-05 | 1964 | 1395.4992 | 639 | 0.11474 | 676 | 0.01 | 2586
10278 | PUEBLO 2102943820 | 43292102 | PUEBLO 2102 | 943820 | FALSE | 3953.9711 | 3039.5845 | 13 | 9.0029e-05 | 1913 | 1434.295 | 621 | 0.11464 | 677 |  | 3527
2358 | WHITMORE 11011594 | 103601101 | WHITMORE 1101 | 1594 | FALSE | 39042.2093 | 39042.2093 | 160 | 0.00012552 | 1089 | 1126.4421 | 765 | 0.11449 | 678 | 0.12 | 1390
892 | MARIPOSA 210110240 | 254452101 | MARIPOSA 2101 | 10240 | FALSE | 34689.059 | 34689.059 | 189 | 7.4292e-05 | 2350 | 1439.7612 | 619 | 0.11431 | 679 | 0.31 | 1009
4813 | CLOVERDALE 1102674 | 42821102 | CLOVERDALE 1102 | 674 | FALSE | 32462.2926 | 27296.9382 | 122 | 0.00011908 | 1203 | 1499.689 | 597 | 0.11401 | 680 | 0.15 | 1285
4778 | SHINGLE SPRINGS 210961892 | 153652109 | SHINGLE SPRINGS 2109 | 61892 | FALSE | 48456.6488 | 48456.6488 | 318 | 8.0969e-05 | 2183 | 1584.3018 | 567 | 0.11372 | 681 | 38.89 | 193
9093 | BANGOR 110155206 | 103191101 | BANGOR 1101 | 55206 | TRUE | 3467.0084 | 0 | 28 | 0.00010976 | 1415 | 967.1576 | 851 | 0.11351 | 682 | 0.04 | 2213
395 | CALISTOGA 1101734 | 42711101 | CALISTOGA 1101 | 734 | FALSE | 26724.941 | 22050.8989 | 162 | 0.00015037 | 732 | 885.8837 | 889 | 0.11348 | 683 | 1.06 | 719
7143 | COTATI 1103CB | 42271103 | COTATI 1103 | CB | FALSE | 19422.567 | 19422.567 | 106 | 0.00011506 | 1297 | 1154.679 | 753 | 0.11341 | 684 | 5.58 | 484
2744 | WHITMORE 110145262 | 103601101 | WHITMORE 1101 | 45262 | FALSE | 46333.9347 | 46333.9347 | 221 | 0.00010272 | 1577 | 1038.3077 | 800 | 0.11334 | 685 | 0.06 | 1915
4167 | COTTONWOOD 11031344 | 102931103 | COTTONWOOD 1103 | 1344 | FALSE | 20065.0071 | 16285.3354 | 152 | 6.9299e-05 | 2497 | 2362.2491 | 369 | 0.11327 | 686 | 4.34 | 522
9035 | CLEAR LAKE 1101699062 | 42141101 | CLEAR LAKE 1101 | 699062 | FALSE | 3006.4235 | 1359.6473 | 20 | 8.6499e-05 | 2024 | 1257.9802 | 696 | 0.11322 | 687 |  | 3300
2015 | SHINGLE SPRINGS 210912392 | 153652109 | SHINGLE SPRINGS 2109 | 12392 | FALSE | 23572.5391 | 23572.5391 | 178 | 0.00010936 | 1424 | 1246.8521 | 703 | 0.11309 | 688 | 55.71 | 101
2546 | PLACERVILLE 1110421358 | 153081110 | PLACERVILLE 1110 | 421358 | FALSE | 23870.6711 | 23870.6711 | 169 | 0.00012254 | 1140 | 802.5537 | 940 | 0.11286 | 689 |  | 2784
6240 | SILVERADO 2104722 | 43432104 | SILVERADO 2104 | 722 | FALSE | 12705.3582 | 12705.3582 | 99 | 0.00026082 | 194 | 569.6012 | 1130 | 0.11274 | 690 | 46.62 | 140
6314 | TEJON 11023751 | 252931102 | TEJON 1102 | 3751 | FALSE | 16451.1737 | 15802.8651 | 65 | 4.4896e-05 | 3163 | 3153.8117 | 247 | 0.11269 | 691 | 0.03 | 2272
8377 | CAYETANO 2111CB | 14422111 | CAYETANO 2111 | CB | FALSE | 14665.1565 | 5449.7896 | 81 | 0.00012146 | 1157 | 1050.3758 | 796 | 0.11258 | 692 | 0.04 | 2099
84 | LINCOLN 110451756 | 153701104 | LINCOLN 1104 | 51756 | FALSE | 56082.3102 | 17440.8058 | 264 | 8.4998e-05 | 2060 | 1131.9939 | 763 | 0.11252 | 693 | 1.15 | 707
4410 | MC ARTHUR 1101501106 | 103491101 | MC ARTHUR 1101 | 501106 | FALSE | 16962.6839 | 16083.896 | 86 | 2.2874e-05 | 3513 | 4753.376 | 97 | 0.11248 | 694 |  | 2889
1376 | CLARKSVILLE 210419772 | 153612104 | CLARKSVILLE 2104 | 19772 | FALSE | 29712.1582 | 28840.3765 | 185 | 0.00010637 | 1489 | 1084.3194 | 780 | 0.11233 | 695 | 41.36 | 177
138 | CLARKSVILLE 2103593454 | 153612103 | CLARKSVILLE 2103 | 593454 | FALSE | 65282.8123 | 51502.8241 | 324 | 8.6965e-05 | 2012 | 1565.5344 | 572 | 0.11221 | 696 |  | 2656
6028 | RISING RIVER 11011530 | 103551101 | RISING RIVER 1101 | 1530 | FALSE | 28483.8521 | 18168.0106 | 167 | 5.6107e-05 | 2884 | 2176.9842 | 405 | 0.11218 | 697 | 0.01 | 2573
6687 | CLARK ROAD 110281296 | 103091102 | CLARK ROAD 1102 | 81296 | FALSE | 24680.7336 | 17571.0511 | 124 | 0.00010636 | 1490 | 869.9858 | 899 | 0.11218 | 698 | 0.05 | 2005
2672 | APPLE HILL 210277546 | 153662102 | APPLE HILL 2102 | 77546 | FALSE | 69346.9327 | 69346.9327 | 403 | 9.5092e-05 | 1762 | 1309.4241 | 678 | 0.11214 | 699 | 0.19 | 1189
4377 | MARIPOSA 2101752630 | 254452101 | MARIPOSA 2101 | 752630 | FALSE | 30558.9663 | 30558.9663 | 154 | 6.484e-05 | 2614 | 1699.6449 | 523 | 0.11205 | 700 |  | 2886
5474 | COTATI 1105213984 | 42271105 | COTATI 1105 | 213984 | FALSE | 11162.845 | 11162.845 | 47 | 9.4494e-05 | 1780 | 1225.6338 | 715 | 0.11198 | 701 |  | 2957
6448 | MERCED FALLS 110238748 | 252811102 | MERCED FALLS 1102 | 38748 | FALSE | 24704.6186 | 24704.6186 | 178 | 7.1784e-05 | 2426 | 1618.5371 | 554 | 0.11192 | 702 | 0.01 | 2604
1645 | COTATI 110599720 | 42271105 | COTATI 1105 | 99720 | FALSE | 19787.8115 | 14780.8133 | 134 | 8.8188e-05 | 1977 | 1157.381 | 751 | 0.11177 | 703 | 7.05 | 453
439 | HIGGINS 1110CB | 152691110 | HIGGINS 1110 | CB | FALSE | 17394.4702 | 14019.0952 | 134 | 0.00023184 | 280 | 615.3789 | 1088 | 0.11172 | 704 | 0.06 | 1909
6646 | UPPER LAKE 110175370 | 42871101 | UPPER LAKE 1101 | 75370 | FALSE | 23702.8229 | 17823.7139 | 133 | 0.0001129 | 1346 | 1122.5953 | 767 | 0.11161 | 705 | 0.05 | 2009
3320 | LAYTONVILLE 110237586 | 42681102 | LAYTONVILLE 1102 | 37586 | FALSE | 22457.0278 | 22457.0278 | 72 | 0.00013607 | 919 | 959.2045 | 854 | 0.11137 | 706 | 0.07 | 1736
8527 | HIGGINS 11097831 | 152691109 | HIGGINS 1109 | 7831 | FALSE | 14300.9674 | 14300.9674 | 86 | 5.8164e-05 | 2831 | 1904.4724 | 475 | 0.1113 | 707 | 0.1 | 1473
8404 | TEMPLETON 2110317796 | 183052110 | TEMPLETON 2110 | 317796 | FALSE | 11760.0744 | 8148.5566 | 65 | 7.0178e-05 | 2466 | 1382.5193 | 647 | 0.11087 | 708 |  | 3222
9399 | CALAVERAS CEMENT 1101585 | 162211101 | CALAVERAS CEMENT 1101 | 585 | FALSE | 22730.6203 | 22730.6203 | 95 | 6.2212e-05 | 2714 | 1313.2645 | 677 | 0.11082 | 709 | 0.1 | 1490
9168 | CAL WATER 1102690954 | 255451102 | CAL WATER 1102 | 690954 | FALSE | 6889.4894 | 6410.0397 | 12 | 1.5494e-05 | 3583 | 7160.5307 | 9 | 0.11057 | 710 |  | 3318
1850 | OAKHURST 1103CB | 254421103 | OAKHURST 1103 | CB | FALSE | 53866.9528 | 51789.1777 | 417 | 0.00011056 | 1401 | 1269.855 | 691 | 0.11044 | 711 | 0.78 | 780
4124 | CALPELLA 1102CB | 43411102 | CALPELLA 1102 | CB | TRUE | 7260.7146 | 263.08 | 61 | 0.00011907 | 1204 | 713.2367 | 1010 | 0.1104 | 712 | 0.02 | 2463
10720 | OCEANO 1103839302 | 182601103 | OCEANO 1103 | 839302 | FALSE | 1806.4039 | 1806.4039 | 8 | 4.4881e-05 | 3164 | 2564.3756 | 337 | 0.11001 | 713 |  | 3595
2355 | OLETA 11021204 | 163541102 | OLETA 1102 | 1204 | FALSE | 47393.9854 | 41374.6655 | 233 | 8.8982e-05 | 1950 | 1305.1155 | 679 | 0.10989 | 714 | 0.09 | 1553
635 | BRUNSWICK 11062790 | 152481106 | BRUNSWICK 1106 | 2790 | FALSE | 17696.042 | 16028.2028 | 115 | 0.00014264 | 831 | 967.5085 | 850 | 0.10954 | 715 | 0.18 | 1201
6919 | COTTONWOOD 110168190 | 102931101 | COTTONWOOD 1101 | 68190 | FALSE | 40559.778 | 38588.9503 | 238 | 3.6266e-05 | 3328 | 3033.8848 | 265 | 0.10937 | 716 | 0.06 | 1813
10335 | PETALUMA C 1109664732 | 42631109 | PETALUMA C 1109 | 664732 | FALSE | 1437.8147 | 1437.8147 | 6 | 9.0941e-05 | 1884 | 1650.3416 | 543 | 0.10842 | 717 | 1.72 | 649
4157 | CALPELLA 1101600 | 43411101 | CALPELLA 1101 | 600 | FALSE | 39281.1533 | 30870.3 | 164 | 0.00011588 | 1272 | 1083.2564 | 781 | 0.10818 | 718 | 0.15 | 1297
3546 | LUCERNE 1103CB | 43351103 | LUCERNE 1103 | CB | FALSE | 7158.565 | 3619.1597 | 59 | 0.00018211 | 497 | 299.7205 | 1447 | 0.10789 | 719 | 0.1 | 1483
6463 | SONOMA 1105229588 | 42721105 | SONOMA 1105 | 229588 | FALSE | 21565.3961 | 15531.0208 | 149 | 8.8674e-05 | 1963 | 1224.4513 | 716 | 0.10786 | 720 |  | 3033
2133 | FROGTOWN 17011623 | 163451701 | FROGTOWN 1701 | 1623 | FALSE | 24554.2111 | 24554.2111 | 152 | 7.6286e-05 | 2301 | 1590.8242 | 564 | 0.1076 | 721 | 0.2 | 1165
10925 | GOLDTREE 1105551904 | 182581105 | GOLDTREE 1105 | 551904 | TRUE | 35.7178 | 35.7178 | 1 | 0.00014066 | 859 | 763.0871 | 960 | 0.10733 | 722 | 0.87 | 755
9605 | NOTRE DAME 1104937710 | 102041104 | NOTRE DAME 1104 | 937710 | FALSE | 2292.7758 | 1372.1379 | 8 | 9.5377e-05 | 1748 | 1144.507 | 756 | 0.10733 | 723 |  | 3387
3953 | JAMESON 11059472 | 63801105 | JAMESON 1105 | 9472 | FALSE | 11800.3384 | 4934.5741 | 90 | 8.6625e-05 | 2018 | 1503.1801 | 596 | 0.10731 | 724 | 0.04 | 2109
6952 | OLETA 110151740 | 163541101 | OLETA 1101 | 51740 | FALSE | 34181.0044 | 25031.397 | 129 | 6.4996e-05 | 2610 | 1615.1565 | 556 | 0.107 | 725 | 0.06 | 1828
4360 | CORRAL 110236666 | 162991102 | CORRAL 1102 | 36666 | FALSE | 29026.438 | 27295.7526 | 207 | 7.008e-05 | 2471 | 1591.1088 | 563 | 0.10683 | 726 | 0.11 | 1436
10467 | BIG BEND 11011704 | 103751101 | BIG BEND 1101 | 1704 | FALSE | 4825.0456 | 4825.0456 | 9 | 0.00018499 | 473 | 1060.4778 | 792 | 0.1065 | 727 | 1.47 | 671
2963 | KONOCTI 110275382 | 43311102 | KONOCTI 1102 | 75382 | FALSE | 37601.9152 | 37336.0999 | 198 | 0.00010957 | 1420 | 1232.3374 | 713 | 0.10636 | 728 | 11.14 | 387
7719 | GEYSERVILLE 1102220154 | 42891102 | GEYSERVILLE 1102 | 220154 | TRUE | 4466.0624 | 427.7941 | 30 | 0.00014785 | 765 | 533.1924 | 1168 | 0.10579 | 729 |  | 3155
4276 | NARROWS 2105CB | 153132105 | NARROWS 2105 | CB | FALSE | 58448.7227 | 58073.6402 | 382 | 0.00010807 | 1450 | 1111.2712 | 769 | 0.10567 | 730 | 0.26 | 1065
4123 | MARIPOSA 21014410 | 254452101 | MARIPOSA 2101 | 4410 | FALSE | 36702.381 | 36702.381 | 232 | 6.2011e-05 | 2720 | 1654.2525 | 541 | 0.10548 | 731 | 0.16 | 1272
5996 | MONTICELLO 1101630 | 43051101 | MONTICELLO 1101 | 630 | FALSE | 31341.2103 | 30113.0466 | 93 | 5.6908e-05 | 2863 | 1625.0866 | 552 | 0.10515 | 732 | 0.15 | 1293
7010 | WILLITS 1103966 | 42661103 | WILLITS 1103 | 966 | FALSE | 3670.4356 | 1555.849 | 34 | 0.00012939 | 1020 | 514.9608 | 1186 | 0.10505 | 733 | 0.33 | 984
6094 | PARADISE 110443008 | 102831104 | PARADISE 1104 | 43008 | FALSE | 20752.8612 | 20697.7732 | 145 | 0.00024315 | 238 | 866.3217 | 903 | 0.10501 | 734 |  | 3002
6540 | MORGAN HILL 2105XR070 | 83242105 | MORGAN HILL 2105 | XR070 | FALSE | 13972.8614 | 10519.5514 | 90 | 8.0053e-05 | 2203 | 1459.1172 | 612 | 0.10473 | 735 | 0.15 | 1280
1104 | BRUNSWICK 11042112 | 152481104 | BRUNSWICK 1104 | 2112 | FALSE | 31201.9016 | 31201.9016 | 222 | 0.00012958 | 1016 | 755.541 | 969 | 0.1046 | 736 | 9 | 416
3331 | NARROWS 21052216 | 153132105 | NARROWS 2105 | 2216 | FALSE | 93046.0132 | 91192.0768 | 663 | 0.00017534 | 526 | 744.5838 | 980 | 0.10438 | 737 | 0.89 | 752
10962 | POINT ARENA 1101CB | 43381101 | POINT ARENA 1101 | CB | TRUE | 64.9169 | 64.9169 | 2 | 8.2597e-05 | 2140 | 1260.6413 | 694 | 0.10413 | 738 | 0.04 | 2172
7695 | JAMESON 110265516 | 63801102 | JAMESON 1102 | 65516 | FALSE | 18264.4613 | 12394.5836 | 137 | 9.0277e-05 | 1904 | 1198.218 | 730 | 0.104 | 739 | 1.33 | 685
4131 | CURTIS 170565908 | 163351705 | CURTIS 1705 | 65908 | FALSE | 26966.3027 | 22380.0869 | 205 | 0.00010013 | 1641 | 1026.2121 | 810 | 0.10393 | 740 | 0.11 | 1441
386 | CORRAL 110112606 | 162991101 | CORRAL 1101 | 12606 | FALSE | 36144.366 | 36144.366 | 216 | 6.3081e-05 | 2677 | 1680.4042 | 528 | 0.10392 | 741 | 3.18 | 556
1298 | DESCHUTES 11011652 | 103351101 | DESCHUTES 1101 | 1652 | FALSE | 39344.5137 | 33895.2642 | 170 | 8.6737e-05 | 2017 | 1367.2683 | 654 | 0.10352 | 742 | 0.06 | 1779
10344 | CLARKSVILLE 210319572 | 153612103 | CLARKSVILLE 2103 | 19572 | TRUE | 4463.6596 | 595.3794 | 12 | 8.8886e-05 | 1956 | 995.992 | 836 | 0.10348 | 743 | 0.4 | 947
2338 | CLAY 110113442 | 163341101 | CLAY 1101 | 13442 | FALSE | 49960.437 | 40749.3903 | 272 | 6.9011e-05 | 2508 | 1672.073 | 535 | 0.10338 | 744 | 0.16 | 1269
1080 | PLACER 1103284874 | 152461103 | PLACER 1103 | 284874 | FALSE | 7928.0423 | 3450.771 | 56 | 0.00016281 | 613 | 825.2112 | 923 | 0.10322 | 745 |  | 2708
2572 | VACA DIXON 11059792 | 63591105 | VACA DIXON 1105 | 9792 | FALSE | 44037.0343 | 1255.3676 | 329 | 0.00010469 | 1536 | 1266.1791 | 692 | 0.10322 | 746 | 1.85 | 639
10829 | MILPITAS 110962157 | 82831109 | MILPITAS 1109 | 62157 | TRUE | 72.1015 | 72.1015 | 3 | 0.00013141 | 991 | 794.5095 | 944 | 0.10257 | 747 | 0.04 | 2185
9526 | DOBBINS 110191464 | 153741101 | DOBBINS 1101 | 91464 | FALSE | 11314.1038 | 11314.1038 | 81 | 0.00016471 | 590 | 737.1972 | 986 | 0.10229 | 748 | 0.15 | 1286
4686 | ELK CREEK 11012212 | 102781101 | ELK CREEK 1101 | 2212 | FALSE | 54144.6309 | 25107.5196 | 136 | 5.0479e-05 | 3023 | 1941.9065 | 465 | 0.10222 | 749 | 0.05 | 2020
2703 | COTATI 110536536 | 42271105 | COTATI 1105 | 36536 | FALSE | 31849.3061 | 27701.0415 | 206 | 9.0039e-05 | 1912 | 1240.3355 | 706 | 0.10219 | 750 | 6.79 | 460
261 | CLARK ROAD 11022584 | 103091102 | CLARK ROAD 1102 | 2584 | FALSE | 15108.9141 | 14615.3184 | 83 | 7.5728e-05 | 2313 | 1697.4775 | 524 | 0.1019 | 751 | 0.06 | 1883
6202 | COARSEGOLD 210490356 | 254432104 | COARSEGOLD 2104 | 90356 | FALSE | 27619.1431 | 7749.0513 | 148 | 4.5741e-05 | 3146 | 2250.7696 | 393 | 0.10189 | 752 | 0.02 | 2540
10164 | CALPELLA 1101345230 | 43411101 | CALPELLA 1101 | 345230 | FALSE | 4014.2831 | 1908.1944 | 22 | 0.00013065 | 997 | 832.9519 | 920 | 0.10181 | 753 |  | 3505
10372 | CLOVERDALE 11024646 | 42821102 | CLOVERDALE 1102 | 4646 | TRUE | 480.2865 | 242.399 | 8 | 0.00023752 | 255 | 1510.1147 | 591 | 0.10163 | 754 | 0.12 | 1368
10615 | STAFFORD 1102CB | 43201102 | STAFFORD 1102 | CB | TRUE | 993.1092 | 957.3027 | 10 | 0.00022667 | 299 | 666.0518 | 1045 | 0.10116 | 755 | 1.11 | 714
10097 | GARBERVILLE 110256048 | 192221102 | GARBERVILLE 1102 | 56048 | FALSE | 8009.5026 | 8009.5026 | 27 | 0.00051047 | 29 | 201.585 | 1638 | 0.10102 | 756 | 0.04 | 2118
2214 | MONTICELLO 11014360 | 43051101 | MONTICELLO 1101 | 4360 | FALSE | 14899.0043 | 12170.4858 | 76 | 4.8295e-05 | 3087 | 2072.1488 | 436 | 0.10101 | 757 | 0.1 | 1496
2869 | NARROWS 21011202 | 153132101 | NARROWS 2101 | 1202 | FALSE | 73649.8789 | 73649.8789 | 459 | 9.3805e-05 | 1798 | 1469.356 | 608 | 0.10087 | 758 | 0.24 | 1107
2918 | JESSUP 110338864 | 103441103 | JESSUP 1103 | 38864 | FALSE | 12167.5887 | 2907.107 | 94 | 9.1373e-05 | 1865 | 1176.5294 | 743 | 0.10076 | 759 | 0.03 | 2406
8434 | FORT ROSS 1121204 | 42851121 | FORT ROSS 1121 | 204 | FALSE | 31553.8482 | 31553.8482 | 107 | 0.00017266 | 545 | 673.9659 | 1039 | 0.10067 | 760 | 11.03 | 390
9462 | BEAR VALLEY 210110019 | 252192101 | BEAR VALLEY 2101 | 10019 | FALSE | 3187.4941 | 3187.4941 | 11 | 5.9517e-05 | 2788 | 1607.8644 | 559 | 0.10052 | 761 | 0.01 | 2577
3132 | MORGAN HILL 210542348 | 83242105 | MORGAN HILL 2105 | 42348 | FALSE | 5997.998 | 2160.8096 | 53 | 6.8961e-05 | 2511 | 1015.3292 | 819 | 0.10037 | 762 | 0.49 | 895
10415 | SAN LUIS OBISPO 1103934355 | 182631103 | SAN LUIS OBISPO 1103 | 934355 | TRUE | 1942.6666 | 915.6706 | 12 | 8.3455e-05 | 2118 | 1431.4244 | 623 | 0.10029 | 763 |  | 3546
800 | NARROWS 210248484 | 153132102 | NARROWS 2102 | 48484 | FALSE | 67054.8672 | 67054.8672 | 450 | 0.00013313 | 956 | 878.6779 | 893 | 0.09998 | 764 | 0.43 | 927
3794 | HIGGINS 11077559 | 152691107 | HIGGINS 1107 | 7559 | FALSE | 7193.5229 | 7193.5229 | 52 | 6.8486e-05 | 2522 | 1663.4994 | 538 | 0.099807 | 765 | 0.1 | 1474
4136 | MONTICELLO 1101718 | 43051101 | MONTICELLO 1101 | 718 | FALSE | 47250.4225 | 43463.4041 | 247 | 6.3139e-05 | 2675 | 1440.3304 | 618 | 0.099744 | 766 | 0.18 | 1211
2696 | OLETA 110163500 | 163541101 | OLETA 1101 | 63500 | TRUE | 5562.1132 | 327.1501 | 46 | 0.00011792 | 1230 | 448.3626 | 1251 | 0.099652 | 767 | 1.81 | 642
3595 | CEDAR CREEK 11011608 | 103321101 | CEDAR CREEK 1101 | 1608 | FALSE | 53827.5719 | 53827.5719 | 252 | 0.00019009 | 441 | 523.0258 | 1180 | 0.099644 | 768 | 0.06 | 1838
80 | WHEATLAND 1105248490 | 152811105 | WHEATLAND 1105 | 248490 | FALSE | 43282.2287 | 17726.6224 | 228 | 9.8358e-05 | 1682 | 1137.7994 | 759 | 0.099611 | 769 |  | 2654
24 | FITCH MOUNTAIN 1113443164 | 42751113 | FITCH MOUNTAIN 1113 | 443164 | FALSE | 15151.4475 | 4499.5872 | 111 | 0.00012907 | 1027 | 720.9883 | 997 | 0.099321 | 770 |  | 2651
6194 | CLARK ROAD 110292622 | 103091102 | CLARK ROAD 1102 | 92622 | FALSE | 50349.3756 | 50311.0535 | 257 | 0.00011545 | 1291 | 1017.6191 | 817 | 0.098498 | 771 | 0.07 | 1774
643 | PENRYN 1105154362 | 152561105 | PENRYN 1105 | 154362 | FALSE | 11970.1824 | 3480.2712 | 90 | 0.00011044 | 1403 | 797.5542 | 943 | 0.098415 | 772 |  | 2686
10663 | SAN RAMON 2102CB | 14232102 | SAN RAMON 2102 | CB | FALSE | 3412.1639 | 2836.6716 | 16 | 0.00010435 | 1543 | 961.0572 | 853 | 0.098349 | 773 | 0.87 | 758
7571 | BROWNS VALLEY 110193870 | 152921101 | BROWNS VALLEY 1101 | 93870 | FALSE | 54990.4582 | 29826.9597 | 342 | 6.6942e-05 | 2559 | 1508.5624 | 593 | 0.098287 | 774 | 0.09 | 1545
9322 | MONTICELLO 1101CB | 43051101 | MONTICELLO 1101 | CB | TRUE | 859.9008 | 859.9008 | 5 | 0.00010841 | 1440 | 866.0652 | 904 | 0.098274 | 775 | 0.05 | 1958
5943 | TEMPLETON 2113A10 | 183052113 | TEMPLETON 2113 | A10 | FALSE | 49945.6996 | 49945.6996 | 264 | 7.3622e-05 | 2377 | 1325.7939 | 671 | 0.098002 | 776 | 7.4 | 446
5478 | PENRYN 11072706 | 152561107 | PENRYN 1107 | 2706 | FALSE | 23999.9081 | 9304.8867 | 190 | 0.0001407 | 858 | 837.755 | 918 | 0.09785 | 777 | 0.94 | 743
3757 | WILLITS 1104934 | 42661104 | WILLITS 1104 | 934 | FALSE | 49660.3767 | 49660.3767 | 279 | 9.3799e-05 | 1799 | 1233.6573 | 711 | 0.097599 | 778 | 35.78 | 211
7329 | CORRAL 110213498 | 162991102 | CORRAL 1102 | 13498 | FALSE | 1603.6406 | 1585.9579 | 13 | 0.00013812 | 892 | 567.2293 | 1131 | 0.097071 | 779 | 0.06 | 1831
6184 | PEORIA 170190090 | 163781701 | PEORIA 1701 | 90090 | FALSE | 48332.111 | 48332.111 | 168 | 9.2359e-05 | 1833 | 1129.7718 | 764 | 0.09692 | 780 | 0.05 | 2011
1027 | OILFIELDS 110383158 | 182391103 | OILFIELDS 1103 | 83158 | FALSE | 31398.3782 | 28429.994 | 132 | 6.3068e-05 | 2679 | 1552.5213 | 577 | 0.09689 | 781 | 0.06 | 1781
3208 | WILLITS 11032500 | 42661103 | WILLITS 1103 | 2500 | FALSE | 48136.3959 | 48136.3959 | 143 | 8.5236e-05 | 2049 | 1216.4356 | 720 | 0.096773 | 782 | 0.21 | 1155
9576 | LLAGAS 2104603392 | 83182104 | LLAGAS 2104 | 603392 | FALSE | 5227.4341 | 4685.9835 | 17 | 5.2363e-05 | 2983 | 1917.7994 | 469 | 0.096621 | 783 |  | 3382
211 | APPLE HILL 110313312 | 153661103 | APPLE HILL 1103 | 13312 | FALSE | 28501.0245 | 21155.7388 | 190 | 0.00021994 | 321 | 408.8559 | 1287 | 0.096554 | 784 | 0.12 | 1376
1106 | BANGOR 11011958 | 103191101 | BANGOR 1101 | 1958 | FALSE | 54465.3426 | 54465.3426 | 353 | 0.00011848 | 1218 | 944.1299 | 865 | 0.096142 | 785 | 0.29 | 1022
5073 | LAYTONVILLE 1102CB | 42681102 | LAYTONVILLE 1102 | CB | FALSE | 20899.9329 | 19267.3702 | 95 | 0.00020717 | 375 | 574.8898 | 1127 | 0.095782 | 786 | 5.57 | 485
7859 | MOUNTAIN QUARRIES 210135466 | 152282101 | MOUNTAIN QUARRIES 2101 | 35466 | FALSE | 11836.6618 | 11836.6618 | 82 | 0.00016771 | 578 | 531.3358 | 1171 | 0.095562 | 787 | 0.06 | 1799
871 | PEORIA 17019811 | 163781701 | PEORIA 1701 | 9811 | FALSE | 14351.9184 | 5776.4657 | 92 | 8.2868e-05 | 2133 | 845.358 | 914 | 0.095333 | 788 | 0.03 | 2316
669 | CABRILLO 1103CB | 183101103 | CABRILLO 1103 | CB | TRUE | 7060.6838 | 875.6492 | 45 | 5.6384e-05 | 2879 | 1585.2096 | 566 | 0.095165 | 789 | 0.89 | 750
3438 | CALISTOGA 1102CB | 42711102 | CALISTOGA 1102 | CB | TRUE | 3890.2841 | 517.8814 | 37 | 0.00015375 | 712 | 238.7834 | 1569 | 0.095153 | 790 | 0.1 | 1501
8923 | SUNOL 1101CB | 14241101 | SUNOL 1101 | CB | FALSE | 9278.0237 | 5281.0095 | 53 | 6.9821e-05 | 2480 | 949.0975 | 862 | 0.095135 | 791 | 0.02 | 2553
5883 | SILVERADO 2104632 | 43432104 | SILVERADO 2104 | 632 | FALSE | 29843.7661 | 29492.7895 | 193 | 0.00011902 | 1207 | 950.7759 | 861 | 0.094959 | 792 | 90.53 | 32
5762 | CHALLENGE 11021064 | 103201102 | CHALLENGE 1102 | 1064 | FALSE | 31650.7422 | 31650.7422 | 179 | 9.295e-05 | 1824 | 1110.3932 | 771 | 0.094905 | 793 | 64.19 | 79
847 | CURTIS 17026008 | 163351702 | CURTIS 1702 | 6008 | FALSE | 37504.3181 | 37504.3181 | 236 | 8.3382e-05 | 2122 | 1032.7499 | 806 | 0.094797 | 794 | 0.31 | 1010
7905 | CAYETANO 2109CB | 14422109 | CAYETANO 2109 | CB | FALSE | 8828.3789 | 2269.8172 | 51 | 8.6513e-05 | 2023 | 1197.2249 | 732 | 0.094773 | 795 | 0.08 | 1602
6145 | OAKHURST 110210100 | 254421102 | OAKHURST 1102 | 10100 | FALSE | 18902.6869 | 16723.3035 | 142 | 0.0001056 | 1504 | 1406.8011 | 635 | 0.094733 | 796 | 0.13 | 1337
6083 | MILPITAS 1109XR524 | 82831109 | MILPITAS 1109 | XR524 | FALSE | 17990.142 | 17523.6666 | 59 | 7.365e-05 | 2373 | 1425.9142 | 629 | 0.09443 | 797 | 0.13 | 1349
370 | UKIAH 1114CB | 42771114 | UKIAH 1114 | CB | FALSE | 14024.7064 | 1067.201 | 93 | 0.00014666 | 778 | 560.4187 | 1134 | 0.094346 | 798 | 0.02 | 2531
7085 | MESA 1103854149 | 182821103 | MESA 1103 | 854149 | FALSE | 1703.8848 | 1563.4443 | 12 | 3.9219e-05 | 3281 | 2116.0059 | 424 | 0.094333 | 799 |  | 3095
8026 | PEORIA 1704CB | 163781704 | PEORIA 1704 | CB | FALSE | 14181.9325 | 13470.2412 | 64 | 8.6926e-05 | 2014 | 1158.1157 | 750 | 0.094159 | 800 | 0.04 | 2092
4910 | PUEBLO 2103373667 | 43292103 | PUEBLO 2103 | 373667 | FALSE | 6861.5817 | 5269.4021 | 45 | 0.00010834 | 1444 | 757.3214 | 967 | 0.09414 | 801 |  | 2927
3504 | MOLINO 1102396 | 42571102 | MOLINO 1102 | 396 | FALSE | 25908.1895 | 25908.1895 | 182 | 0.00013862 | 887 | 571.5533 | 1129 | 0.093951 | 802 | 46.49 | 141
8266 | LAS POSITAS 2108MR182 | 14402108 | LAS POSITAS 2108 | MR182 | FALSE | 11548.6884 | 10768.7759 | 56 | 6.1377e-05 | 2738 | 1819.6137 | 502 | 0.093921 | 803 | 0.09 | 1515
6506 | CALAVERAS CEMENT 11014786 | 162211101 | CALAVERAS CEMENT 1101 | 4786 | FALSE | 28973.985 | 28973.985 | 173 | 9.6661e-05 | 1720 | 894.0898 | 886 | 0.09378 | 804 | 0.23 | 1115
1161 | WYANDOTTE 110777578 | 102911107 | WYANDOTTE 1107 | 77578 | FALSE | 51848.8987 | 34427.9014 | 389 | 0.00014958 | 742 | 862.3434 | 907 | 0.09328 | 805 | 0.14 | 1325
5393 | GARBERVILLE 11024744 | 192221102 | GARBERVILLE 1102 | 4744 | FALSE | 32972.1771 | 27938.0536 | 161 | 0.00026417 | 184 | 386.3695 | 1311 | 0.093231 | 806 | 0.03 | 2396
5755 | PENRYN 11072704 | 152561107 | PENRYN 1107 | 2704 | FALSE | 9132.5937 | 2300.3426 | 76 | 0.00016088 | 633 | 611.8282 | 1093 | 0.093023 | 807 | 0.54 | 874
8038 | WILLITS 1103826 | 42661103 | WILLITS 1103 | 826 | FALSE | 12455.7726 | 12455.7726 | 89 | 0.00010691 | 1478 | 923.3771 | 872 | 0.092902 | 808 | 15.71 | 347
5718 | PETALUMA C 1108233646 | 42631108 | PETALUMA C 1108 | 233646 | FALSE | 18091.6284 | 15102.5612 | 127 | 8.2168e-05 | 2147 | 1174.21 | 744 | 0.092653 | 809 |  | 2976
7314 | CLARKSVILLE 210575884 | 153612105 | CLARKSVILLE 2105 | 75884 | FALSE | 18035.3275 | 17165.4943 | 94 | 0.00017444 | 533 | 718.5697 | 1003 | 0.09258 | 810 | 3.43 | 548
837 | DIAMOND SPRINGS 11071402 | 152261107 | DIAMOND SPRINGS 1107 | 1402 | FALSE | 71104.0432 | 71104.0432 | 541 | 9.1419e-05 | 1862 | 1211.8423 | 726 | 0.092281 | 811 | 35.4 | 214
1640 | JESSUP 1101CB | 103441101 | JESSUP 1101 | CB | FALSE | 9345.3494 | 2462.2686 | 66 | 0.00012054 | 1177 | 1190.2745 | 738 | 0.092174 | 812 | 0.04 | 2090
2558 | PENRYN 1103660 | 152561103 | PENRYN 1103 | 660 | FALSE | 31347.0514 | 16353.7146 | 233 | 0.00011883 | 1211 | 1011.3875 | 826 | 0.092166 | 813 | 0.63 | 835
9244 | KERN OIL 110646960 | 252721106 | KERN OIL 1106 | 46960 | FALSE | 3112.6164 | 1465.0556 | 14 | 5.4278e-05 | 2938 | 2071.3937 | 437 | 0.092145 | 814 | 0.02 | 2539
4181 | MONTICELLO 1101666 | 43051101 | MONTICELLO 1101 | 666 | FALSE | 21923.7063 | 19462.335 | 90 | 5.9029e-05 | 2805 | 1514.7635 | 588 | 0.092048 | 815 | 0.87 | 754
8910 | BRIDGEVILLE 110255612 | 192461102 | BRIDGEVILLE 1102 | 55612 | FALSE | 35781.5314 | 35781.5314 | 93 | 0.00015401 | 707 | 611.9681 | 1092 | 0.090894 | 816 | 0.12 | 1370
3415 | PARADISE 1104409622 | 102831104 | PARADISE 1104 | 409622 | FALSE | 20757.639 | 20534.7896 | 156 | 0.00034981 | 90 | 622.0881 | 1080 | 0.090831 | 817 |  | 2825
4056 | CALAVERAS CEMENT 110113424 | 162211101 | CALAVERAS CEMENT 1101 | 13424 | FALSE | 5801.6622 | 2404.2277 | 43 | 0.00013059 | 1000 | 649.8195 | 1066 | 0.090714 | 818 | 0.03 | 2394
345 | COTTONWOOD 1101384360 | 102931101 | COTTONWOOD 1101 | 384360 | FALSE | 10034.7798 | 7892.4211 | 70 | 9.2299e-05 | 1835 | 1163.0519 | 748 | 0.090426 | 819 |  | 2667
287 | WHITMORE 11011598 | 103601101 | WHITMORE 1101 | 1598 | FALSE | 53928.0023 | 53928.0023 | 251 | 9.7528e-05 | 1700 | 806.3409 | 933 | 0.09042 | 820 | 22.35 | 294
8279 | LOW GAP 110186816 | 192411101 | LOW GAP 1101 | 86816 | FALSE | 7103.5026 | 7103.5026 | 51 | 0.00023289 | 272 | 393.4562 | 1304 | 0.090319 | 821 | 6.82 | 458
7426 | SANTA MARIA 1108M18 | 182671108 | SANTA MARIA 1108 | M18 | FALSE | 28757.9291 | 24562.1098 | 81 | 5.4886e-05 | 2918 | 1831.3141 | 496 | 0.090027 | 822 | 0.57 | 861
7586 | KONOCTI 1102948 | 43311102 | KONOCTI 1102 | 948 | FALSE | 12598.6878 | 10159.6075 | 73 | 6.6707e-05 | 2564 | 1385.8323 | 644 | 0.089784 | 823 | 0.06 | 1788
8787 | GIRVAN 1102212096 | 103401102 | GIRVAN 1102 | 212096 | FALSE | 6500.9175 | 4124.0159 | 42 | 6.3229e-05 | 2670 | 1654.3016 | 540 | 0.089733 | 824 |  | 3265
10586 | LOS MOLINOS 1101297862 | 103481101 | LOS MOLINOS 1101 | 297862 | TRUE | 519.2262 | 503.2242 | 4 | 7.9187e-05 | 2228 | 3345.084 | 219 | 0.089567 | 825 |  | 3575
6573 | SISQUOC 1103858898 | 182811103 | SISQUOC 1103 | 858898 | FALSE | 31911.4059 | 31551.7735 | 152 | 4.9929e-05 | 3040 | 1510.095 | 592 | 0.089508 | 826 |  | 3043
10830 | PETALUMA C 1109373772 | 42631109 | PETALUMA C 1109 | 373772 | TRUE | 28.6691 | 28.6691 | 2 | 0.00012505 | 1097 | 655.2599 | 1058 | 0.089417 | 827 | 1.87 | 637
817 | CLOVERDALE 1102570 | 42821102 | CLOVERDALE 1102 | 570 | FALSE | 34272.8021 | 28557.0384 | 199 | 0.00010582 | 1500 | 921.351 | 874 | 0.089292 | 828 | 0.22 | 1129
5781 | SAN JOAQUIN #3 11035100 | 252531103 | SAN JOAQUIN #3 1103 | 5100 | FALSE | 34326.3844 | 34326.3844 | 204 | 8.9144e-05 | 1942 | 1331.1763 | 667 | 0.089218 | 829 | 0.33 | 989
6729 | SAN LUIS OBISPO 110788962 | 182631107 | SAN LUIS OBISPO 1107 | 88962 | FALSE | 6442.5415 | 3996.9259 | 45 | 4.8649e-05 | 3070 | 1156.9132 | 752 | 0.089174 | 830 | 0.04 | 2070
5238 | DIAMOND SPRINGS 110656026 | 152261106 | DIAMOND SPRINGS 1106 | 56026 | FALSE | 24339.1905 | 24339.1905 | 158 | 0.00012905 | 1028 | 717.5714 | 1005 | 0.089061 | 831 | 0.07 | 1750
4137 | UKIAH 1114528 | 42771114 | UKIAH 1114 | 528 | FALSE | 19817.3234 | 6048.4547 | 110 | 0.00013971 | 873 | 614.5051 | 1089 | 0.08906 | 832 | 0.03 | 2395
2145 | CALISTOGA 1101736 | 42711101 | CALISTOGA 1101 | 736 | FALSE | 55772.0682 | 55772.0682 | 350 | 0.00013305 | 957 | 690.2141 | 1030 | 0.088841 | 833 | 98.57 | 21
8817 | WYANDOTTE 1105CB | 102911105 | WYANDOTTE 1105 | CB | FALSE | 21689.1163 | 18499.2196 | 14 | 0.00021618 | 336 | 754.1992 | 970 | 0.088539 | 834 | 0.04 | 2124
3899 | PEORIA 170510580 | 163781705 | PEORIA 1705 | 10580 | FALSE | 18949.2019 | 12416.9837 | 129 | 0.00010187 | 1606 | 1422.4147 | 630 | 0.088489 | 835 | 0.05 | 1984
5666 | WOODSIDE 110147872 | 24251101 | WOODSIDE 1101 | 47872 | FALSE | 6709.5897 | 6709.5897 | 52 | 0.00017338 | 538 | 451.2799 | 1248 | 0.088422 | 836 | 1.21 | 701
7241 | ATASCADERO 1103A14 | 182541103 | ATASCADERO 1103 | A14 | FALSE | 40416.4237 | 40416.4237 | 152 | 7.4204e-05 | 2351 | 1301.8625 | 681 | 0.088418 | 837 | 0.07 | 1686
878 | FROGTOWN 170275252 | 163451702 | FROGTOWN 1702 | 75252 | FALSE | 98047.1456 | 93174.0996 | 401 | 7.7651e-05 | 2271 | 1110.9654 | 770 | 0.088153 | 838 | 0.18 | 1204
4836 | GRASS VALLEY 11031700 | 152031103 | GRASS VALLEY 1103 | 1700 | FALSE | 35014.8434 | 34930.2373 | 255 | 0.00014818 | 762 | 706.0979 | 1016 | 0.087918 | 839 | 0.15 | 1281
7987 | BELL 1108339792 | 152701108 | BELL 1108 | 339792 | FALSE | 5788.3897 | 4221.2236 | 43 | 0.00011358 | 1331 | 632.6218 | 1077 | 0.087729 | 840 |  | 3181
8725 | LLAGAS 2101984552 | 83182101 | LLAGAS 2101 | 984552 | FALSE | 9221.3481 | 7304.6852 | 53 | 7.8725e-05 | 2243 | 1388.9327 | 642 | 0.087511 | 841 |  | 3254
4715 | GIRVAN 110280726 | 103401102 | GIRVAN 1102 | 80726 | FALSE | 29692.476 | 12661.4918 | 217 | 0.00011841 | 1219 | 698.1741 | 1024 | 0.087369 | 842 | 0.05 | 2014
5678 | SAN LUIS OBISPO 1102348318 | 182631102 | SAN LUIS OBISPO 1102 | 348318 | TRUE | 597.0392 | 597.0392 | 6 | 4.521e-05 | 3156 | 2033.0031 | 451 | 0.087346 | 843 |  | 2972
8497 | BEAR VALLEY 210576694 | 252192105 | BEAR VALLEY 2105 | 76694 | FALSE | 7317.351 | 7317.351 | 37 | 7.2614e-05 | 2401 | 1607.6376 | 560 | 0.087295 | 844 | 0.06 | 1907
4933 | RACETRACK 17039190 | 163761703 | RACETRACK 1703 | 9190 | FALSE | 14438.9195 | 14438.9195 | 104 | 0.00015927 | 649 | 560.2186 | 1135 | 0.087115 | 845 | 0.12 | 1405
10437 | RIO DELL 110275970 | 192251102 | RIO DELL 1102 | 75970 | FALSE | 11378.8384 | 11378.8384 | 33 | 0.0002301 | 284 | 549.4916 | 1145 | 0.08694 | 846 | 0.07 | 1700
3279 | OAKHURST 1101CB | 254421101 | OAKHURST 1101 | CB | FALSE | 4772.9739 | 3724.6766 | 47 | 0.00012677 | 1067 | 1037.4258 | 802 | 0.086583 | 847 | 3.02 | 568
6810 | KESWICK 11011590 | 103451101 | KESWICK 1101 | 1590 | FALSE | 10388.8945 | 10388.8945 | 63 | 0.00013775 | 898 | 828.3749 | 922 | 0.086534 | 848 | 0.58 | 859
2304 | SAN JOAQUIN #3 1103CB | 252531103 | SAN JOAQUIN #3 1103 | CB | FALSE | 45670.4217 | 45670.4217 | 294 | 9.5334e-05 | 1751 | 1012.9872 | 821 | 0.086354 | 849 | 0.47 | 909
7373 | TIVY VALLEY 11077380 | 252941107 | TIVY VALLEY 1107 | 7380 | FALSE | 45386.7416 | 20845.5533 | 240 | 4.451e-05 | 3175 | 2480.8683 | 345 | 0.086218 | 850 | 0.07 | 1707
1492 | STILLWATER 110148950 | 103561101 | STILLWATER 1101 | 48950 | FALSE | 20081.7793 | 20081.7793 | 145 | 0.00013937 | 880 | 612.4235 | 1091 | 0.085979 | 851 | 0.08 | 1608
3172 | RED BLUFF 1105161818 | 103541105 | RED BLUFF 1105 | 161818 | TRUE | 7658.7384 | 212.3638 | 59 | 5.7073e-05 | 2859 | 1511.2201 | 590 | 0.08588 | 852 | 0.02 | 2419
5834 | SANTA YNEZ 1102320270 | 182721102 | SANTA YNEZ 1102 | 320270 | FALSE | 27707.7793 | 13648.6049 | 137 | 5.4419e-05 | 2934 | 1519.0093 | 586 | 0.08574 | 853 | 0.03 | 2384
742 | MORGAN HILL 2105XR176 | 83242105 | MORGAN HILL 2105 | XR176 | FALSE | 44222.2898 | 36252.5852 | 309 | 8.4526e-05 | 2077 | 1005.2282 | 831 | 0.085689 | 854 | 0.3 | 1018
8450 | MARTELL 1102CB | 163011102 | MARTELL 1102 | CB | FALSE | 10972.0561 | 9142.0744 | 69 | 0.00014429 | 809 | 861.7339 | 908 | 0.08567 | 855 | 0.08 | 1609
3883 | COTATI 1102167726 | 42271102 | COTATI 1102 | 167726 | FALSE | 6114.3744 | 6114.3744 | 50 | 7.7871e-05 | 2262 | 1006.5075 | 830 | 0.08544 | 856 |  | 2859
10186 | CLAYTON 22159765 | 12022215 | CLAYTON 2215 | 9765 | TRUE | 1507.3257 | 425.4979 | 16 | 4.0376e-05 | 3257 | 1304.4493 | 680 | 0.085394 | 857 | 1.11 | 715
5425 | CORNING 110187304 | 103331101 | CORNING 1101 | 87304 | FALSE | 23764.1584 | 4634.8119 | 100 | 0.00010497 | 1530 | 1066.2761 | 788 | 0.085339 | 858 | 0.01 | 2567
4113 | PHILO 1101CB | 42601101 | PHILO 1101 | CB | FALSE | 79932.4071 | 51306.3985 | 469 | 0.00011158 | 1379 | 802.5661 | 939 | 0.085283 | 859 | 0.15 | 1300
10106 | GEYSERVILLE 1102537096 | 42891102 | GEYSERVILLE 1102 | 537096 | TRUE | 844.1463 | 775.9765 | 6 | 0.00013769 | 900 | 635.9861 | 1072 | 0.085228 | 860 |  | 3492
9409 | CLAY 1102CB | 163341102 | CLAY 1102 | CB | FALSE | 3161.2302 | 1492.4904 | 19 | 0.00014572 | 793 | 421.9203 | 1271 | 0.085217 | 861 | 0.04 | 2178
6247 | ELK CREEK 11012004 | 102781101 | ELK CREEK 1101 | 2004 | FALSE | 86935.2431 | 40225.06 | 174 | 5.0473e-05 | 3024 | 1960.2216 | 462 | 0.085175 | 862 | 0.02 | 2549
2719 | SAN LUIS OBISPO 1104V10 | 182631104 | SAN LUIS OBISPO 1104 | V10 | FALSE | 7811.0705 | 3504.8307 | 54 | 0.00010776 | 1457 | 473.6801 | 1219 | 0.085103 | 863 |  | 2796
541 | TEMPLETON 2113R82 | 183052113 | TEMPLETON 2113 | R82 | FALSE | 111857.9563 | 61789.4025 | 563 | 6.819e-05 | 2530 | 1317.1207 | 675 | 0.084913 | 864 | 0.03 | 2235
7060 | BIG BEND 1102CB | 103751102 | BIG BEND 1102 | CB | FALSE | 27411.8293 | 27411.8293 | 139 | 0.00012425 | 1113 | 619.8955 | 1081 | 0.084888 | 865 | 0.48 | 900
7634 | IONE 1101L3141 | 163881101 | IONE 1101 | L3141 | FALSE | 22528.5486 | 22255.8256 | 97 | 7.5574e-05 | 2322 | 1221.0879 | 717 | 0.084539 | 866 | 0.09 | 1535
1449 | FORT SEWARD 1122CB | 192321122 | FORT SEWARD 1122 | CB | FALSE | 35287.6178 | 28413.1031 | 111 | 0.00022836 | 290 | 382.0524 | 1317 | 0.084457 | 867 | 0.06 | 1910
3137 | MOLINO 1102104 | 42571102 | MOLINO 1102 | 104 | FALSE | 34991.65 | 34991.65 | 235 | 0.00014639 | 782 | 473.3298 | 1220 | 0.084332 | 868 | 67.59 | 72
4967 | NARROWS 21052748 | 153132105 | NARROWS 2105 | 2748 | FALSE | 31538.4076 | 20831.4864 | 245 | 0.00018393 | 480 | 692.2861 | 1029 | 0.084145 | 869 | 0.1 | 1477
9631 | EDENVALE 2107739448 | 82952107 | EDENVALE 2107 | 739448 | FALSE | 3763.2993 | 2860.1443 | 12 | 4.5704e-05 | 3149 | 1064.5547 | 790 | 0.084104 | 870 |  | 3393
5449 | PENRYN 110351658 | 152561103 | PENRYN 1103 | 51658 | FALSE | 14039.3789 | 13140.1209 | 108 | 0.00011684 | 1253 | 818.1348 | 925 | 0.084002 | 871 | 1.43 | 677
9940 | MILPITAS 110598568 | 82831105 | MILPITAS 1105 | 98568 | TRUE | 2444.4926 | 168.1421 | 7 | 7.0182e-05 | 2465 | 834.7615 | 919 | 0.083995 | 872 |  | 3457
4281 | PUEBLO 1105637242 | 43291105 | PUEBLO 1105 | 637242 | FALSE | 35417.2163 | 27085.716 | 193 | 7.1873e-05 | 2424 | 1184.0184 | 740 | 0.083893 | 873 |  | 2879
9696 | LAS GALLINAS A 1104507389 | 42991104 | LAS GALLINAS A 1104 | 507389 | TRUE | 305.6652 | 212.3341 | 4 | 8.9376e-05 | 1934 | 719.0918 | 1002 | 0.083842 | 874 |  | 3399
3446 | ELK CREEK 11012228 | 102781101 | ELK CREEK 1101 | 2228 | FALSE | 16654.619 | 5410.2105 | 80 | 5.6416e-05 | 2878 | 1582.2639 | 568 | 0.082955 | 875 | 0.03 | 2232
2644 | WILLITS 110391948 | 42661103 | WILLITS 1103 | 91948 | FALSE | 11942.5868 | 11942.5868 | 69 | 0.00010599 | 1494 | 1019.808 | 815 | 0.082927 | 876 | 0.99 | 733
2263 | SWIFT 2110XR366 | 83392110 | SWIFT 2110 | XR366 | FALSE | 17766.1133 | 13567.8022 | 129 | 7.1306e-05 | 2437 | 1012.8648 | 822 | 0.082848 | 877 | 0.21 | 1134
9623 | SANTA YNEZ 1104685160 | 182721104 | SANTA YNEZ 1104 | 685160 | TRUE | 2780.4715 | 943.7591 | 17 | 5.0437e-05 | 3028 | 1467.3789 | 610 | 0.082766 | 878 |  | 3392
7942 | FULTON 11024994 | 42561102 | FULTON 1102 | 4994 | FALSE | 6920.6464 | 2185.8295 | 45 | 0.00012652 | 1071 | 520.9041 | 1182 | 0.082765 | 879 | 0.64 | 830
4041 | FROGTOWN 1702737236 | 163451702 | FROGTOWN 1702 | 737236 | FALSE | 14223.4405 | 14101.6239 | 88 | 0.00012645 | 1074 | 720.3446 | 999 | 0.082425 | 880 |  | 2868
4759 | COTATI 110379140 | 42271103 | COTATI 1103 | 79140 | FALSE | 19909.2046 | 15742.3512 | 154 | 9.382e-05 | 1797 | 973.1017 | 848 | 0.082367 | 881 | 7.99 | 438
1164 | BEAR VALLEY 2105454432 | 252192105 | BEAR VALLEY 2105 | 454432 | FALSE | 23226.2401 | 23226.2401 | 112 | 5.5708e-05 | 2898 | 1234.8209 | 710 | 0.08233 | 882 |  | 2714
4634 | SHINGLE SPRINGS 211051790 | 153652110 | SHINGLE SPRINGS 2110 | 51790 | FALSE | 13931.0144 | 12725.5168 | 106 | 0.00015838 | 659 | 660.4485 | 1052 | 0.082229 | 883 | 0.33 | 990
4491 | CALPELLA 1102144510 | 43411102 | CALPELLA 1102 | 144510 | FALSE | 8266.8346 | 5010.1846 | 41 | 8.3654e-05 | 2104 | 950.8265 | 860 | 0.08218 | 884 |  | 2896
3945 | DOBBINS 11015202 | 153741101 | DOBBINS 1101 | 5202 | FALSE | 27474.7329 | 26267.8985 | 162 | 8.8527e-05 | 1973 | 910.6874 | 881 | 0.082155 | 885 | 0.12 | 1403
5174 | CALAVERAS CEMENT 110111236 | 162211101 | CALAVERAS CEMENT 1101 | 11236 | FALSE | 31777.9091 | 31777.9091 | 143 | 0.00011636 | 1262 | 616.8333 | 1086 | 0.081838 | 886 | 0.05 | 2012
4695 | SILVERADO 21043485 | 43432104 | SILVERADO 2104 | 3485 | FALSE | 2803.9876 | 2803.9876 | 23 | 0.00011552 | 1286 | 723.112 | 996 | 0.081749 | 887 |  | 2910
5312 | PETALUMA C 1108632 | 42631108 | PETALUMA C 1108 | 632 | FALSE | 23697.8024 | 23697.8024 | 81 | 6.7966e-05 | 2537 | 1288.5976 | 686 | 0.081559 | 888 | 0.05 | 2027
8333 | BEAR VALLEY 21054609 | 252192105 | BEAR VALLEY 2105 | 4609 | FALSE | 7321.9227 | 7321.9227 | 41 | 3.728e-05 | 3310 | 2145.8949 | 414 | 0.081381 | 889 | 0.06 | 1911
7354 | JOLON 11027004 | 182981102 | JOLON 1102 | 7004 | FALSE | 31981.9475 | 12745.3246 | 128 | 5.8428e-05 | 2822 | 1357.6846 | 659 | 0.081062 | 890 | 0.03 | 2338
4785 | MORGAN HILL 2111XR398 | 83242111 | MORGAN HILL 2111 | XR398 | FALSE | 63835.5147 | 60665.5292 | 341 | 8.3663e-05 | 2103 | 945.2451 | 864 | 0.080766 | 891 | 0.67 | 814
9589 | CLAY 11031821 | 163341103 | CLAY 1103 | 1821 | FALSE | 6061.921 | 5767.6056 | 33 | 6.9086e-05 | 2504 | 1429.8724 | 624 | 0.080483 | 892 | 0.08 | 1594
1075 | LINCOLN 110195756 | 153701101 | LINCOLN 1101 | 95756 | FALSE | 29109.9093 | 11950.3804 | 200 | 7.0248e-05 | 2461 | 1033.0935 | 805 | 0.080379 | 893 | 0.03 | 2343
3754 | PALMER 1101M82 | 183031101 | PALMER 1101 | M82 | FALSE | 23986.1463 | 17447.2632 | 149 | 4.471e-05 | 3168 | 1573.1869 | 570 | 0.080327 | 894 | 0.04 | 2147
5126 | CRESCENT MILLS 21012056 | 103132101 | CRESCENT MILLS 2101 | 2056 | FALSE | 10443.0868 | 8069.9513 | 70 | 0.00011546 | 1289 | 677.9317 | 1037 | 0.080308 | 895 | 3.29 | 551
7701 | SILVERADO 2102808 | 43432102 | SILVERADO 2102 | 808 | FALSE | 8110.4608 | 4081.7731 | 39 | 8.0754e-05 | 2186 | 1061.2531 | 791 | 0.0803 | 896 | 0.09 | 1528
1034 | HOOPA 11013290 | 192401101 | HOOPA 1101 | 3290 | FALSE | 21820.8937 | 21820.8937 | 135 | 0.00032761 | 105 | 278.5419 | 1474 | 0.080281 | 897 | 0.08 | 1641
7166 | GANSNER 1101372132 | 103021101 | GANSNER 1101 | 372132 | TRUE | 2259.794 | 673.2222 | 13 | 0.00010261 | 1583 | 1099.8675 | 775 | 0.08025 | 898 |  | 3103
9769 | UKIAH 1111807988 | 42771111 | UKIAH 1111 | 807988 | FALSE | 6722.2779 | 6706.2477 | 15 | 0.00010987 | 1413 | 855.2361 | 912 | 0.080023 | 899 |  | 3415
6682 | OILFIELDS 1103643162 | 182391103 | OILFIELDS 1103 | 643162 | FALSE | 9798.1377 | 5532.3244 | 41 | 6.7079e-05 | 2555 | 1192.2958 | 736 | 0.079941 | 900 |  | 3054
10896 | CMC 1102CB | 183111102 | CMC 1102 | CB | TRUE | 581.8342 | 581.8342 | 5 | 0.00015983 | 644 | 548.9355 | 1146 | 0.079905 | 901 | 0.03 | 2328
2989 | KONOCTI 11024300 | 43311102 | KONOCTI 1102 | 4300 | FALSE | 43675.508 | 43384.1036 | 268 | 0.00011959 | 1194 | 736.9291 | 987 | 0.079811 | 902 | 28.67 | 249
10408 | POSO MOUNTAIN 21011703 | 253642101 | POSO MOUNTAIN 2101 | 1703 | FALSE | 3959.9015 | 1455.5285 | 7 | 2.6035e-05 | 3487 | 3088.567 | 257 | 0.079525 | 903 | 0.01 | 2618
6364 | PLACERVILLE 2106935216 | 153082106 | PLACERVILLE 2106 | 935216 | FALSE | 33848.7529 | 33848.7529 | 204 | 0.00011214 | 1365 | 509.4897 | 1191 | 0.079474 | 904 |  | 3025
4098 | WYANDOTTE 11071510 | 102911107 | WYANDOTTE 1107 | 1510 | FALSE | 41028.1557 | 41028.1557 | 243 | 8.893e-05 | 1952 | 939.2458 | 866 | 0.079411 | 905 | 0.18 | 1216
7076 | CLARKSVILLE 210419632 | 153612104 | CLARKSVILLE 2104 | 19632 | FALSE | 14659.9971 | 8997.9268 | 110 | 0.00013387 | 944 | 1009.1241 | 828 | 0.07935 | 906 | 23.44 | 286
1230 | TEMPLETON 2113A08 | 183052113 | TEMPLETON 2113 | A08 | FALSE | 39406.6597 | 16842.5186 | 257 | 7.6018e-05 | 2308 | 953.5418 | 857 | 0.079335 | 907 | 0.05 | 2006
5155 | FOOTHILL 1101CB | 182951101 | FOOTHILL 1101 | CB | FALSE | 35256.7174 | 21554.4713 | 149 | 5.7418e-05 | 2852 | 1255.3202 | 698 | 0.079316 | 908 | 3.17 | 557
2049 | FRUITLAND 1141CB | 192311141 | FRUITLAND 1141 | CB | FALSE | 5135.5453 | 5135.5453 | 17 | 0.00032833 | 104 | 166.3867 | 1733 | 0.079299 | 909 | 0.73 | 794
4771 | OCEANO 1104Q12 | 182601104 | OCEANO 1104 | Q12 | FALSE | 25798.2458 | 18203.0478 | 142 | 5.3235e-05 | 2958 | 1483.0103 | 602 | 0.079257 | 910 | 0.12 | 1401
10844 | SPRING GAP 1702188426 | 162831702 | SPRING GAP 1702 | 188426 | TRUE | 4.572 | 4.572 | 1 | 0.00011833 | 1221 | 665.6862 | 1046 | 0.078773 | 911 |  | 3613
1175 | HIGGINS 11044281 | 152691104 | HIGGINS 1104 | 4281 | FALSE | 21439.832 | 21439.832 | 138 | 8.4234e-05 | 2085 | 980.9559 | 844 | 0.078646 | 912 | 0.09 | 1527
9778 | HIGGINS 11097863 | 152691109 | HIGGINS 1109 | 7863 | FALSE | 6797.0988 | 6797.0988 | 42 | 6.1162e-05 | 2744 | 1254.5183 | 699 | 0.078616 | 913 | 0.06 | 1859
6230 | MONTICELLO 110193384 | 43051101 | MONTICELLO 1101 | 93384 | FALSE | 27406.0322 | 25967.2197 | 101 | 6.3629e-05 | 2660 | 1407.9794 | 632 | 0.078583 | 914 | 0.06 | 1857
9152 | MIDDLETOWN 11011314 | 43141101 | MIDDLETOWN 1101 | 1314 | FALSE | 1489.219 | 1489.219 | 13 | 0.00014408 | 813 | 554.638 | 1141 | 0.078235 | 915 | 7.88 | 439
10292 | BIG MEADOWS 21012248 | 102812101 | BIG MEADOWS 2101 | 2248 | FALSE | 14727.9744 | 14727.9744 | 28 | 6.5811e-05 | 2594 | 1037.9427 | 801 | 0.077859 | 916 | 0.05 | 1922
3275 | OCEANO 1104Q10 | 182601104 | OCEANO 1104 | Q10 | FALSE | 38031.0006 | 38031.0006 | 289 | 6.4596e-05 | 2621 | 1216.6013 | 719 | 0.077836 | 917 | 7.07 | 452
5179 | HARTLEY 1102CB | 43211102 | HARTLEY 1102 | CB | FALSE | 18838.7982 | 5515.7018 | 135 | 0.00010957 | 1419 | 752.8216 | 973 | 0.077778 | 918 | 0.02 | 2544
8256 | MORGAN HILL 2105XR268 | 83242105 | MORGAN HILL 2105 | XR268 | FALSE | 12802.5937 | 12802.5937 | 61 | 0.00011557 | 1284 | 557.5427 | 1138 | 0.077596 | 919 | 0.46 | 913
1037 | MIDDLETOWN 11021312 | 43141102 | MIDDLETOWN 1102 | 1312 | FALSE | 15822.8795 | 15822.8795 | 120 | 0.00013526 | 925 | 772.6153 | 957 | 0.077577 | 920 | 0.15 | 1291
3607 | OCEANO 1104V38 | 182601104 | OCEANO 1104 | V38 | FALSE | 27926.3564 | 19405.5321 | 212 | 7.3599e-05 | 2379 | 651.082 | 1062 | 0.077544 | 921 | 0.17 | 1245
9877 | CLOVERDALE 1102307342 | 42821102 | CLOVERDALE 1102 | 307342 | TRUE | 573.1034 | 354.0238 | 6 | 0.00013565 | 923 | 341.2059 | 1386 | 0.077416 | 922 |  | 3441
3974 | FITCH MOUNTAIN 111324550 | 42751113 | FITCH MOUNTAIN 1113 | 24550 | FALSE | 34688.2788 | 17797.4846 | 203 | 9.3917e-05 | 1795 | 616.7423 | 1087 | 0.077338 | 923 | 0.07 | 1711
962 | MIDDLETOWN 1102514 | 43141102 | MIDDLETOWN 1102 | 514 | FALSE | 8494.876 | 5391.2208 | 71 | 0.00014873 | 755 | 482.2809 | 1214 | 0.077302 | 924 | 0.09 | 1537
10365 | CURTIS 170349746 | 163351703 | CURTIS 1703 | 49746 | TRUE | 601.9007 | 601.9007 | 3 | 0.00034014 | 97 | 221.8686 | 1601 | 0.077172 | 925 | 0.04 | 2076
3098 | PETALUMA C 1108630 | 42631108 | PETALUMA C 1108 | 630 | FALSE | 6902.8394 | 2654.0652 | 55 | 7.7866e-05 | 2263 | 873.6447 | 897 | 0.077168 | 926 | 0.03 | 2363
6234 | SAN JUSTO 1101201311 | 183181101 | SAN JUSTO 1101 | 201311 | FALSE | 17668.9636 | 12645.7551 | 108 | 6.4312e-05 | 2634 | 1215.4291 | 722 | 0.077053 | 927 |  | 3015
6221 | GARBERVILLE 110135706 | 192221101 | GARBERVILLE 1101 | 35706 | FALSE | 16269.027 | 16269.027 | 97 | 0.00041981 | 62 | 185.2954 | 1670 | 0.076898 | 928 | 4.82 | 505
2802 | PENRYN 11072410 | 152561107 | PENRYN 1107 | 2410 | FALSE | 12099.1952 | 5248.3008 | 96 | 0.00011208 | 1366 | 705.3971 | 1019 | 0.076748 | 929 | 0.05 | 1959
8295 | COTATI 110387402 | 42271103 | COTATI 1103 | 87402 | FALSE | 18273.7697 | 18273.7697 | 42 | 9.1928e-05 | 1846 | 973.3911 | 847 | 0.07664 | 930 | 1.23 | 698
10268 | TEJON 11023760 | 252931102 | TEJON 1102 | 3760 | FALSE | 10446.6343 | 10415.8967 | 6 | 4.6244e-05 | 3131 | 4483.9501 | 110 | 0.076506 | 931 | 0.03 | 2370
10279 | VOLTA 1102CB | 102541102 | VOLTA 1102 | CB | FALSE | 5307.8327 | 5307.8327 | 25 | 0.0001265 | 1072 | 430.0286 | 1260 | 0.076253 | 932 | 12.67 | 370
9092 | FORT ROSS 11214614 | 42851121 | FORT ROSS 1121 | 4614 | FALSE | 20206.8972 | 20206.8972 | 95 | 0.00011071 | 1396 | 701.2564 | 1022 | 0.075773 | 933 |  | 3306
3923 | AUBERRY 110137536 | 254151101 | AUBERRY 1101 | 37536 | FALSE | 8687.6907 | 8687.6907 | 60 | 4.0037e-05 | 3267 | 1761.4133 | 511 | 0.075515 | 934 | 0.07 | 1729
5756 | CABRILLO 11031437 | 183101103 | CABRILLO 1103 | 1437 | FALSE | 7854.9148 | 4577.3445 | 39 | 5.9276e-05 | 2795 | 1361.2842 | 657 | 0.075332 | 935 | 0.03 | 2404
6109 | FITCH MOUNTAIN 1113583202 | 42751113 | FITCH MOUNTAIN 1113 | 583202 | FALSE | 15783.8472 | 7874.8461 | 106 | 0.00010066 | 1631 | 594.6514 | 1106 | 0.075101 | 936 | 0.05 | 2004
4163 | WILLITS 1103538 | 42661103 | WILLITS 1103 | 538 | FALSE | 10176.8073 | 10176.8073 | 48 | 6.409e-05 | 2642 | 1480.7363 | 603 | 0.074937 | 937 | 2.14 | 620
9780 | SONOMA 1107854266 | 42721107 | SONOMA 1107 | 854266 | TRUE | 966.2653 | 321.4105 | 6 | 9.5722e-05 | 1736 | 1072.2651 | 785 | 0.074827 | 938 |  | 3418
260 | BRUNSWICK 11067099 | 152481106 | BRUNSWICK 1106 | 7099 | FALSE | 12439.4387 | 12439.4387 | 83 | 0.00011588 | 1273 | 664.3931 | 1047 | 0.074794 | 939 | 0.28 | 1036
3084 | GEYSERVILLE 1102274 | 42891102 | GEYSERVILLE 1102 | 274 | FALSE | 29743.739 | 10398.2127 | 173 | 0.00011599 | 1270 | 494.2707 | 1207 | 0.074787 | 940 | 1.24 | 695
6342 | MADISON 21011606 | 63172101 | MADISON 2101 | 1606 | TRUE | 42761.0948 | 254.3531 | 280 | 7.0898e-05 | 2446 | 1248.3017 | 701 | 0.074511 | 941 | 0.02 | 2551
10492 | DRUM 1101CB | 152321101 | DRUM 1101 | CB | FALSE | 3483.5782 | 3483.5782 | 16 | 0.00013085 | 995 | 558.6934 | 1136 | 0.074456 | 942 | 21.08 | 302
874 | RISING RIVER 1101CB | 103551101 | RISING RIVER 1101 | CB | FALSE | 21509.9694 | 15956.2359 | 121 | 5.192e-05 | 2995 | 1288.0652 | 687 | 0.074106 | 943 | 0.03 | 2320
8386 | PEORIA 1705999 | 163781705 | PEORIA 1705 | 999 | FALSE | 3715.0604 | 3715.0604 | 22 | 0.00010639 | 1488 | 1017.494 | 818 | 0.074075 | 944 | 0.09 | 1529
7502 | FITCH MOUNTAIN 11136751 | 42751113 | FITCH MOUNTAIN 1113 | 6751 | FALSE | 36483.9202 | 36483.9202 | 139 | 0.00018185 | 499 | 410.6545 | 1284 | 0.073927 | 945 | 39.14 | 190
5338 | SAN JOAQUIN #3 1102CB | 252531102 | SAN JOAQUIN #3 1102 | CB | FALSE | 15601.4012 | 15601.4012 | 97 | 0.00011323 | 1340 | 789.9349 | 952 | 0.073848 | 946 | 0.18 | 1203
7052 | CALISTOGA 1101134232 | 42711101 | CALISTOGA 1101 | 134232 | FALSE | 11553.3534 | 2618.9112 | 89 | 0.0001535 | 717 | 426.3987 | 1264 | 0.0737 | 947 |  | 3092
10249 | SILVERADO 2102CB | 43432102 | SILVERADO 2102 | CB | TRUE | 2722.4304 | 952.8122 | 22 | 0.00019758 | 405 | 236.9089 | 1576 | 0.073682 | 948 | 0.13 | 1352
6791 | CABRILLO 1104Y24 | 183101104 | CABRILLO 1104 | Y24 | FALSE | 31605.3339 | 30845.6135 | 91 | 6.8807e-05 | 2514 | 1387.2959 | 643 | 0.073569 | 949 | 0.26 | 1061
3606 | HORSESHOE 1101CB | 152571101 | HORSESHOE 1101 | CB | TRUE | 6455.7985 | 567.3027 | 55 | 0.00018028 | 511 | 272.2112 | 1489 | 0.073561 | 950 | 0.64 | 831
2673 | PUEBLO 2102792 | 43292102 | PUEBLO 2102 | 792 | FALSE | 33585.8452 | 31119.1615 | 180 | 9.905e-05 | 1667 | 711.86 | 1012 | 0.073389 | 951 | 87.74 | 36
4637 | SAN LUIS OBISPO 1104V40 | 182631104 | SAN LUIS OBISPO 1104 | V40 | FALSE | 37151.701 | 23652.2282 | 194 | 7.9558e-05 | 2220 | 1050.089 | 797 | 0.073389 | 952 | 0.06 | 1795
2241 | CURTIS 170247488 | 163351702 | CURTIS 1702 | 47488 | FALSE | 33425.2179 | 30588.7641 | 207 | 0.00011402 | 1320 | 706.1851 | 1015 | 0.07338 | 953 | 0.19 | 1176
9651 | PURISIMA 1101Y44 | 182971101 | PURISIMA 1101 | Y44 | FALSE | 18687.8674 | 16745.9311 | 45 | 6.0111e-05 | 2770 | 1213.3424 | 724 | 0.073295 | 954 | 0.1 | 1484
1008 | TEMPLETON 2113A70 | 183052113 | TEMPLETON 2113 | A70 | FALSE | 107377.7331 | 39764.0285 | 659 | 6.9565e-05 | 2486 | 1197.409 | 731 | 0.073157 | 955 | 3.57 | 542
3782 | AUBERRY 1101R322 | 254151101 | AUBERRY 1101 | R322 | FALSE | 12336.4699 | 12336.4699 | 44 | 3.5123e-05 | 3349 | 2118.7775 | 422 | 0.073065 | 956 | 0.06 | 1886
700 | MERCED FALLS 11029460 | 252811102 | MERCED FALLS 1102 | 9460 | FALSE | 18052.5322 | 17926.192 | 91 | 8.3561e-05 | 2112 | 856.971 | 910 | 0.073014 | 957 | 0.01 | 2611
1286 | CURTIS 170384944 | 163351703 | CURTIS 1703 | 84944 | FALSE | 93674.3078 | 93674.3078 | 439 | 7.7782e-05 | 2268 | 921.9165 | 873 | 0.072725 | 958 |  | 2719
8476 | ALTO 1124810594 | 42031124 | ALTO 1124 | 810594 | TRUE | 1080.6364 | 899.4073 | 6 | 0.0001145 | 1307 | 459.6008 | 1235 | 0.072684 | 959 |  | 3228
1350 | PENRYN 1107CB | 152561107 | PENRYN 1107 | CB | FALSE | 25933.7558 | 8735.2446 | 200 | 0.00014636 | 784 | 521.6714 | 1181 | 0.072647 | 960 | 0.55 | 869
10196 | SANTA YNEZ 1101980192 | 182721101 | SANTA YNEZ 1101 | 980192 | FALSE | 6178.6453 | 6178.6453 | 19 | 3.4326e-05 | 3362 | 2382.3266 | 363 | 0.072592 | 961 |  | 3513
4126 | VACAVILLE 1104CB | 63601104 | VACAVILLE 1104 | CB | TRUE | 4213.006 | 696.6837 | 36 | 6.8096e-05 | 2534 | 412.1878 | 1283 | 0.07222 | 962 | 0.06 | 1816
6142 | JOLON 1103CB | 182981103 | JOLON 1103 | CB | FALSE | 29664.4521 | 21174.1488 | 91 | 0.00013717 | 905 | 720.7685 | 998 | 0.072102 | 963 | 0.02 | 2565
4505 | LOW GAP 11014086 | 192411101 | LOW GAP 1101 | 4086 | FALSE | 18494.2051 | 18494.2051 | 66 | 0.00012787 | 1052 | 634.8288 | 1073 | 0.072098 | 964 | 0.12 | 1393
5220 | COTATI 1103132 | 42271103 | COTATI 1103 | 132 | FALSE | 40702.0776 | 40702.0776 | 184 | 7.3728e-05 | 2369 | 1030.4196 | 808 | 0.071994 | 965 | 4.02 | 529
2886 | VOLTA 11011596 | 102541101 | VOLTA 1101 | 1596 | FALSE | 35104.5465 | 35104.5465 | 132 | 6.0424e-05 | 2763 | 1180.3203 | 741 | 0.071922 | 966 | 0.01 | 2583
7748 | PEORIA 170413490 | 163781704 | PEORIA 1704 | 13490 | FALSE | 8773.504 | 6875.4256 | 49 | 0.00015838 | 660 | 538.4381 | 1161 | 0.071878 | 967 | 0.05 | 1975
1885 | OREGON TRAIL 110249144 | 103521102 | OREGON TRAIL 1102 | 49144 | FALSE | 34128.6869 | 29574.1503 | 169 | 0.00016343 | 606 | 803.7485 | 937 | 0.071512 | 968 | 0.08 | 1646
3676 | COTTONWOOD 1101CB | 102931101 | COTTONWOOD 1101 | CB | TRUE | 26588.5909 | 184.0196 | 188 | 9.7905e-05 | 1694 | 539.3221 | 1159 | 0.0715 | 969 | 0.02 | 2564
7714 | FROGTOWN 17027134 | 163451702 | FROGTOWN 1702 | 7134 | FALSE | 37777.9012 | 32518.1243 | 172 | 9.5256e-05 | 1759 | 696.6949 | 1025 | 0.071297 | 970 | 0.09 | 1546
4319 | MESA 11016111 | 182821101 | MESA 1101 | 6111 | FALSE | 41513.5486 | 39023.9015 | 202 | 4.9757e-05 | 3042 | 1337.456 | 665 | 0.071153 | 971 | 9.09 | 413
5571 | CLEAR LAKE 1101740076 | 42141101 | CLEAR LAKE 1101 | 740076 | TRUE | 14283.4902 | 632.3767 | 106 | 0.00010531 | 1512 | 793.8066 | 947 | 0.071071 | 972 |  | 2963
9268 | OLETA 1102799924 | 163541102 | OLETA 1102 | 799924 | TRUE | 621.6151 | 621.6151 | 4 | 0.00011059 | 1397 | 1327.4203 | 669 | 0.070818 | 973 |  | 3334
1141 | BELL 1109724884 | 152701109 | BELL 1109 | 724884 | FALSE | 22726.0215 | 22589.092 | 167 | 0.00017254 | 546 | 443.793 | 1254 | 0.070791 | 974 |  | 2712
9406 | EDENVALE 2107469810 | 82952107 | EDENVALE 2107 | 469810 | FALSE | 9545.8932 | 3464.1714 | 14 | 8.3298e-05 | 2125 | 778.0104 | 955 | 0.070672 | 975 |  | 3354
2788 | WYANDOTTE 1110980944 | 102911110 | WYANDOTTE 1110 | 980944 | FALSE | 26900.3072 | 16783.2453 | 198 | 0.00019807 | 404 | 366.1605 | 1345 | 0.070566 | 976 |  | 2798
3339 | JESSUP 110276068 | 103441102 | JESSUP 1102 | 76068 | FALSE | 31093.7701 | 27642.9269 | 232 | 7.7128e-05 | 2284 | 1055.6938 | 794 | 0.070348 | 977 | 6.25 | 470
6626 | CLAY 1101CB | 163341101 | CLAY 1101 | CB | TRUE | 4411.9174 | 914.1112 | 33 | 8.0383e-05 | 2194 | 401.4638 | 1294 | 0.070136 | 978 |  | 3048
9158 | COVELO 1101306476 | 43061101 | COVELO 1101 | 306476 | FALSE | 16292.4669 | 3106.377 | 49 | 0.00010648 | 1486 | 598.7531 | 1101 | 0.069853 | 979 |  | 3316
5752 | MONTICELLO 110165454 | 43051101 | MONTICELLO 1101 | 65454 | FALSE | 3114.2101 | 2176.3172 | 23 | 6.0844e-05 | 2754 | 1192.0123 | 737 | 0.069594 | 980 | 2.09 | 622
2727 | OREGON TRAIL 11031500 | 103521103 | OREGON TRAIL 1103 | 1500 | FALSE | 41880.4686 | 41880.4686 | 261 | 0.00012847 | 1038 | 750.2992 | 975 | 0.069495 | 981 | 0.21 | 1153
10741 | HALF MOON BAY 11038920 | 24101103 | HALF MOON BAY 1103 | 8920 | TRUE | 158.1242 | 158.1242 | 2 | 0.00017718 | 518 | 499.4912 | 1200 | 0.069477 | 982 | 0.19 | 1196
2684 | BEAR VALLEY 210110000 | 252192101 | BEAR VALLEY 2101 | 10000 | FALSE | 53656.1229 | 47097.1904 | 230 | 6.3422e-05 | 2664 | 1330.8242 | 668 | 0.069198 | 983 | 0.02 | 2464
1190 | OCEANO 1104V36 | 182601104 | OCEANO 1104 | V36 | FALSE | 21377.0625 | 18028.895 | 150 | 6.1929e-05 | 2723 | 1033.145 | 804 | 0.069118 | 984 | 6.65 | 464
9260 | DIAMOND SPRINGS 110777086 | 152261107 | DIAMOND SPRINGS 1107 | 77086 | FALSE | 6051.2822 | 4371.5846 | 47 | 0.00020917 | 363 | 405.3593 | 1291 | 0.068998 | 985 |  | 3331
87 | CORNING 110185152 | 103331101 | CORNING 1101 | 85152 | FALSE | 37332.1384 | 37332.1384 | 279 | 4.413e-05 | 3188 | 1657.8134 | 539 | 0.068983 | 986 | 8.2 | 433
2893 | UKIAH 1114544 | 42771114 | UKIAH 1114 | 544 | TRUE | 16214.8056 | 786.2676 | 98 | 8.9779e-05 | 1918 | 761.7873 | 963 | 0.068781 | 987 |  | 2803
69 | BROWNS VALLEY 110197188 | 152921101 | BROWNS VALLEY 1101 | 97188 | FALSE | 10919.7899 | 10919.7899 | 71 | 0.00011852 | 1217 | 794.0069 | 946 | 0.068613 | 988 | 0.06 | 1870
1342 | AUBERRY 1101R2838 | 254151101 | AUBERRY 1101 | R2838 | FALSE | 32896.73 | 32896.73 | 210 | 3.7309e-05 | 3308 | 2069.6718 | 438 | 0.068544 | 989 | 0.21 | 1136
9647 | GARCIA 0401CB | 43040401 | GARCIA 0401 | CB | TRUE | 46.711 | 46.711 | 1 | 0.00015165 | 723 | 451.5011 | 1247 | 0.068469 | 990 | 4.71 | 509
2407 | FROGTOWN 1702835115 | 163451702 | FROGTOWN 1702 | 835115 | FALSE | 29192.1081 | 29192.1081 | 191 | 7.8182e-05 | 2253 | 868.4883 | 902 | 0.068398 | 991 |  | 2775
3939 | ZACA 1101Y70 | 182681101 | ZACA 1101 | Y70 | FALSE | 13947.1347 | 10839.1211 | 61 | 5.1111e-05 | 3011 | 1300.1446 | 683 | 0.068291 | 992 | 0.02 | 2489
3966 | SAN BENITO 2101295566 | 182742101 | SAN BENITO 2101 | 295566 | TRUE | 3409.6411 | 751.534 | 18 | 5.22e-05 | 2987 | 1215.0443 | 723 | 0.068263 | 993 |  | 2864
1800 | BANGOR 11011804 | 103191101 | BANGOR 1101 | 1804 | FALSE | 69024.1301 | 69024.1301 | 394 | 0.00011734 | 1239 | 495.1119 | 1205 | 0.068197 | 994 | 0.15 | 1295
1078 | BIG MEADOWS 21012260 | 102812101 | BIG MEADOWS 2101 | 2260 | FALSE | 36303.3353 | 25414.2279 | 185 | 7.1484e-05 | 2433 | 1004.259 | 833 | 0.067786 | 995 | 0.08 | 1667
8083 | ANDERSON 1101583708 | 103261101 | ANDERSON 1101 | 583708 | FALSE | 1263.0794 | 1011.3641 | 11 | 9.3798e-05 | 1800 | 952.2243 | 858 | 0.067762 | 996 |  | 3189
6638 | SAN RAMON 2117CB | 14232117 | SAN RAMON 2117 | CB | FALSE | 2698.3212 | 1098.894 | 23 | 9.8521e-05 | 1678 | 430.579 | 1258 | 0.067722 | 997 | 0.47 | 908
7538 | CABRILLO 1103Y46 | 183101103 | CABRILLO 1103 | Y46 | FALSE | 76660.9296 | 50653.8838 | 277 | 4.2068e-05 | 3223 | 1429.3656 | 626 | 0.067522 | 998 | 0.13 | 1364
4175 | MARTELL 1101CB | 163011101 | MARTELL 1101 | CB | FALSE | 21488.1146 | 9459.2642 | 171 | 0.00014623 | 785 | 382.8028 | 1314 | 0.067405 | 999 | 0.05 | 1971
9619 | PETALUMA C 1108456397 | 42631108 | PETALUMA C 1108 | 456397 | FALSE | 2239.0721 | 2239.0721 | 19 | 9.783e-05 | 1696 | 785.4652 | 954 | 0.067328 | 1000 |  | 3391
3701 | FRENCH GULCH 1101CB | 103381101 | FRENCH GULCH 1101 | CB | FALSE | 3697.5337 | 3697.5337 | 32 | 0.00012582 | 1082 | 762.0604 | 962 | 0.067293 | 1001 | 0.05 | 1960
4093 | RED BLUFF 1105146070 | 103541105 | RED BLUFF 1105 | 146070 | FALSE | 22680.3921 | 20479.5896 | 167 | 6.6917e-05 | 2560 | 1071.9697 | 786 | 0.067012 | 1002 |  | 2871
1562 | LAYTONVILLE 110264908 | 42681102 | LAYTONVILLE 1102 | 64908 | FALSE | 10254.7707 | 6238.0239 | 84 | 0.00035803 | 84 | 246.1325 | 1550 | 0.066995 | 1003 | 0.84 | 767
7452 | SAN RAMON 210853732 | 14232108 | SAN RAMON 2108 | 53732 | FALSE | 12542.8 | 12542.8 | 77 | 9.701e-05 | 1714 | 766.0355 | 959 | 0.066862 | 1004 | 17.55 | 332
509 | CALISTOGA 110143924 | 42711101 | CALISTOGA 1101 | 43924 | FALSE | 15096.7446 | 12523.7999 | 107 | 0.00015399 | 708 | 446.2971 | 1252 | 0.066852 | 1005 | 91.99 | 30
2808 | PASO ROBLES 1104P02 | 182611104 | PASO ROBLES 1104 | P02 | TRUE | 11656.6661 | 515.0322 | 93 | 5.0919e-05 | 3016 | 803.9256 | 936 | 0.06682 | 1006 | 0.32 | 993
6977 | CLOVERDALE 1102172096 | 42821102 | CLOVERDALE 1102 | 172096 | TRUE | 1240.5827 | 425.5098 | 12 | 0.00013435 | 939 | 425.6324 | 1267 | 0.06657 | 1007 |  | 3077
6400 | PHILO 1102CB | 42601102 | PHILO 1102 | CB | FALSE | 20191.5411 | 12387.7147 | 131 | 0.00018717 | 460 | 356.2256 | 1362 | 0.06648 | 1008 | 0.06 | 1904
1390 | CURTIS 170539256 | 163351705 | CURTIS 1705 | 39256 | FALSE | 42581.0612 | 42581.0612 | 287 | 0.00012638 | 1077 | 694.1209 | 1026 | 0.066296 | 1009 | 0.26 | 1068
9080 | SUMMIT 110249484 | 152591102 | SUMMIT 1102 | 49484 | FALSE | 4257.4421 | 4257.4421 | 27 | 0.000124 | 1121 | 880.5018 | 890 | 0.06627 | 1010 | 0.02 | 2543
493 | BRUNSWICK 11102664 | 152481110 | BRUNSWICK 1110 | 2664 | FALSE | 17552.7674 | 12910.8902 | 132 | 0.00019724 | 409 | 283.8161 | 1468 | 0.066185 | 1011 | 7.85 | 440
6828 | SILVERADO 210298998 | 43432102 | SILVERADO 2102 | 98998 | TRUE | 20001.4994 | 118.1019 | 136 | 8.5457e-05 | 2044 | 370.2201 | 1337 | 0.066014 | 1012 | 0.02 | 2466
828 | ATASCADERO 1103A18 | 182541103 | ATASCADERO 1103 | A18 | FALSE | 29115.6622 | 14189.3642 | 188 | 6.7022e-05 | 2556 | 932.8875 | 868 | 0.065994 | 1013 | 1.58 | 663
7881 | CALISTOGA 1102141073 | 42711102 | CALISTOGA 1102 | 141073 | FALSE | 3422.9373 | 1996.4523 | 27 | 0.00018845 | 450 | 208.8541 | 1621 | 0.065722 | 1014 |  | 3174
5591 | CURTIS 17029220 | 163351702 | CURTIS 1702 | 9220 | FALSE | 18356.5403 | 17704.0281 | 123 | 0.00012861 | 1036 | 658.7055 | 1055 | 0.065661 | 1015 | 0.19 | 1191
1187 | PENRYN 11051342 | 152561105 | PENRYN 1105 | 1342 | FALSE | 62297.5033 | 33351.1972 | 440 | 0.00011151 | 1385 | 593.3765 | 1111 | 0.065366 | 1016 | 1.74 | 645
8143 | CLAYTON 2215W531R | 12022215 | CLAYTON 2215 | W531R | FALSE | 17380.2917 | 10443.673 | 100 | 6.9698e-05 | 2483 | 735.723 | 988 | 0.065356 | 1017 | 0.07 | 1731
2291 | SHINGLE SPRINGS 210913322 | 153652109 | SHINGLE SPRINGS 2109 | 13322 | FALSE | 66617.6825 | 66617.6825 | 490 | 6.243e-05 | 2708 | 1047.9717 | 798 | 0.065331 | 1018 | 0.31 | 1005
2286 | BEAR VALLEY 210521160 | 252192105 | BEAR VALLEY 2105 | 21160 | FALSE | 38269.4773 | 38269.4773 | 194 | 4.477e-05 | 3167 | 1259.0438 | 695 | 0.065187 | 1019 | 0.07 | 1757
9841 | MESA 1103126697 | 182821103 | MESA 1103 | 126697 | FALSE | 1766.1223 | 1641.863 | 10 | 6.1082e-05 | 2745 | 1011.3761 | 827 | 0.065062 | 1020 |  | 3433
9670 | FRENCH GULCH 1102CB | 103381102 | FRENCH GULCH 1102 | CB | FALSE | 2729.0129 | 2729.0129 | 12 | 0.00018833 | 451 | 298.7993 | 1449 | 0.06474 | 1021 | 0.03 | 2234
2589 | FORT ROSS 1121124 | 42851121 | FORT ROSS 1121 | 124 | FALSE | 29762.4384 | 29762.4384 | 99 | 0.00011564 | 1282 | 546.7406 | 1151 | 0.064597 | 1022 | 4.64 | 511
2518 | OCEANO 1104Q08 | 182601104 | OCEANO 1104 | Q08 | FALSE | 19981.628 | 19981.628 | 148 | 5.6432e-05 | 2876 | 1236.4827 | 708 | 0.064559 | 1023 | 4.37 | 521
10030 | MC ARTHUR 1102542920 | 103491102 | MC ARTHUR 1102 | 542920 | FALSE | 2484.216 | 2034.8319 | 10 | 2.943e-05 | 3433 | 2350.3357 | 372 | 0.064427 | 1024 |  | 3478
4185 | PASO ROBLES 1104R12 | 182611104 | PASO ROBLES 1104 | R12 | FALSE | 64632.5351 | 52796.2686 | 278 | 5.1483e-05 | 3005 | 1212.0624 | 725 | 0.064341 | 1025 | 0.1 | 1470
7956 | JESSUP 11011993 | 103441101 | JESSUP 1101 | 1993 | FALSE | 4771.9686 | 4470.3512 | 39 | 6.0989e-05 | 2747 | 818.0593 | 926 | 0.064212 | 1026 | 3.17 | 558
10640 | CALISTOGA 110266730 | 42711102 | CALISTOGA 1102 | 66730 | FALSE | 1703.3079 | 1703.3079 | 6 | 0.00011857 | 1215 | 919.8595 | 875 | 0.064035 | 1027 | 0.49 | 897
9262 | LAKEVILLE 110287432 | 43371102 | LAKEVILLE 1102 | 87432 | FALSE | 21925.1583 | 15708.5355 | 81 | 7.1409e-05 | 2436 | 994.1805 | 837 | 0.063901 | 1028 | 0.09 | 1521
6678 | MIDDLETOWN 11011325 | 43141101 | MIDDLETOWN 1101 | 1325 | FALSE | 13829.5499 | 13829.5499 | 80 | 0.00012793 | 1047 | 449.2232 | 1249 | 0.063613 | 1029 | 12.01 | 378
5737 | UKIAH 11151216 | 42771115 | UKIAH 1115 | 1216 | FALSE | 30877.2329 | 21628.5531 | 182 | 0.00012873 | 1035 | 525.6183 | 1178 | 0.063522 | 1030 | 0.07 | 1733
1518 | DIAMOND SPRINGS 110518935 | 152261105 | DIAMOND SPRINGS 1105 | 18935 | FALSE | 10773.8274 | 10773.8274 | 76 | 0.00011327 | 1337 | 910.0927 | 882 | 0.063224 | 1031 | 8.29 | 432
8962 | TEMPLETON 2110N30 | 183052110 | TEMPLETON 2110 | N30 | FALSE | 32768.3238 | 32768.3238 | 120 | 6.3151e-05 | 2674 | 927.1943 | 870 | 0.063152 | 1032 | 0.09 | 1530
5800 | CLARK ROAD 11022070 | 103091102 | CLARK ROAD 1102 | 2070 | FALSE | 15059.4591 | 14786.6222 | 72 | 0.00014395 | 814 | 498.0458 | 1203 | 0.063106 | 1033 | 0.07 | 1760
1728 | TEMPLETON 2112116402 | 183052112 | TEMPLETON 2112 | 116402 | FALSE | 11255.0357 | 3810.8828 | 64 | 5.7437e-05 | 2850 | 1320.2856 | 674 | 0.062979 | 1034 |  | 2740
727 | APPLE HILL 2102186912 | 153662102 | APPLE HILL 2102 | 186912 | FALSE | 97116.525 | 94273.5723 | 606 | 9.5424e-05 | 1747 | 711.7437 | 1013 | 0.06292 | 1035 | 0.18 | 1223
7181 | BEAR VALLEY 21054170 | 252192105 | BEAR VALLEY 2105 | 4170 | FALSE | 15319.6405 | 15319.6405 | 45 | 4.2938e-05 | 3210 | 1356.0496 | 661 | 0.062779 | 1036 | 0.03 | 2358
8856 | GARBERVILLE 11028189 | 192221102 | GARBERVILLE 1102 | 8189 | FALSE | 1685.4401 | 1685.4401 | 11 | 0.00035454 | 86 | 166.396 | 1732 | 0.062553 | 1037 | 0.02 | 2537
1917 | PANORAMA 1101CB | 103461101 | PANORAMA 1101 | CB | FALSE | 27174.1674 | 1828.844 | 175 | 0.0001054 | 1510 | 467.1503 | 1226 | 0.062374 | 1038 | 0.02 | 2425
9789 | TASSAJARA 2106203380 | 14662106 | TASSAJARA 2106 | 203380 | TRUE | 3178.2991 | 809.5956 | 26 | 0.00010239 | 1592 | 687.7534 | 1032 | 0.062335 | 1039 |  | 3423
8449 | VACAVILLE 111112342 | 63601111 | VACAVILLE 1111 | 12342 | TRUE | 1750.136 | 352.0949 | 16 | 0.00013409 | 942 | 663.7688 | 1049 | 0.062293 | 1040 | 0.32 | 996
3572 | OLETA 110113478 | 163541101 | OLETA 1101 | 13478 | FALSE | 24836.1056 | 19846.6513 | 169 | 0.0001203 | 1180 | 594.448 | 1107 | 0.062159 | 1041 | 0.09 | 1570
1028 | LOW GAP 11012094 | 192411101 | LOW GAP 1101 | 2094 | FALSE | 27452.3558 | 25248.6295 | 139 | 0.00021404 | 343 | 379.7853 | 1321 | 0.062103 | 1042 | 3.85 | 533
3105 | NOTRE DAME 11042028 | 102041104 | NOTRE DAME 1104 | 2028 | FALSE | 17437.7183 | 17437.7183 | 86 | 0.00015423 | 702 | 243.285 | 1559 | 0.062015 | 1043 | 0.41 | 939
2667 | FROGTOWN 170212282 | 163451702 | FROGTOWN 1702 | 12282 | FALSE | 58482.1143 | 58482.1143 | 261 | 0.00011986 | 1190 | 718.4403 | 1004 | 0.061928 | 1044 | 0.18 | 1206
7606 | NOTRE DAME 11042537 | 102041104 | NOTRE DAME 1104 | 2537 | FALSE | 8030.1143 | 8030.1143 | 37 | 9.2031e-05 | 1844 | 618.6971 | 1083 | 0.061762 | 1045 | 0.2 | 1156
2093 | ATASCADERO 1103A46 | 182541103 | ATASCADERO 1103 | A46 | TRUE | 13904.7944 | 633.1098 | 94 | 8.1941e-05 | 2157 | 550.2411 | 1144 | 0.06175 | 1046 | 0.02 | 2447
7485 | SHINGLE SPRINGS 210551738 | 153652105 | SHINGLE SPRINGS 2105 | 51738 | TRUE | 1844.3225 | 26.6806 | 19 | 0.00013923 | 882 | 441.8941 | 1255 | 0.061564 | 1047 | 17.24 | 335
284 | PERRY 1101V78 | 183071101 | PERRY 1101 | V78 | FALSE | 47471.3302 | 47471.3302 | 164 | 6.8753e-05 | 2516 | 918.2768 | 876 | 0.061453 | 1048 | 0.19 | 1179
10468 | CALPINE 1144962 | 48011144 | CALPINE 1144 | 962 | TRUE | 63.3636 | 63.3636 | 1 | 0.00010321 | 1565 | 595.1616 | 1105 | 0.061428 | 1049 | 8.51 | 425
8597 | ORO FINO 1102127563 | 103031102 | ORO FINO 1102 | 127563 | FALSE | 11105.9314 | 11105.9314 | 63 | 7.2173e-05 | 2413 | 803.5682 | 938 | 0.061336 | 1050 | 23.56 | 283
6425 | MADISON 2101351038 | 63172101 | MADISON 2101 | 351038 | FALSE | 22506.9662 | 2661.6552 | 130 | 7.0209e-05 | 2462 | 1068.3127 | 787 | 0.061316 | 1051 |  | 3029
5524 | JESSUP 11011496 | 103441101 | JESSUP 1101 | 1496 | FALSE | 26084.969 | 23526.9728 | 201 | 7.6403e-05 | 2297 | 864.7228 | 905 | 0.06121 | 1052 | 0.06 | 1790
10127 | SPAULDING 1101CB | 152251101 | SPAULDING 1101 | CB | TRUE | 56.7484 | 56.7484 | 1 | 0.0001609 | 632 | 380.3958 | 1320 | 0.061207 | 1053 |  | 3497
4318 | HIGGINS 11102408 | 152691110 | HIGGINS 1110 | 2408 | FALSE | 18614.5661 | 18614.5661 | 124 | 0.000106 | 1493 | 623.6203 | 1079 | 0.060864 | 1054 | 0.34 | 981
7906 | PIT NO 7 1101CB | 103501101 | PIT NO 7 1101 | CB | FALSE | 4357.8457 | 4357.8457 | 3 | 0.00010885 | 1430 | 808.7175 | 931 | 0.060819 | 1055 | 0.02 | 2472
7035 | SYCAMORE CREEK 1111CB | 102971111 | SYCAMORE CREEK 1111 | CB | TRUE | 11952.1608 | 777.7423 | 85 | 0.00011707 | 1245 | 452.6669 | 1244 | 0.060715 | 1056 | 0.06 | 1775
4688 | UPPER LAKE 1101452 | 42871101 | UPPER LAKE 1101 | 452 | FALSE | 31530.7427 | 8129.076 | 207 | 0.00010226 | 1598 | 743.369 | 981 | 0.060708 | 1057 | 0.67 | 816
7853 | CLOVERDALE 1102670 | 42821102 | CLOVERDALE 1102 | 670 | TRUE | 4937.5444 | 587.1475 | 43 | 0.00012733 | 1058 | 393.8186 | 1302 | 0.06056 | 1058 | 0.03 | 2292
9980 | BRIDGEVILLE 1101CB | 192461101 | BRIDGEVILLE 1101 | CB | FALSE | 13703.2012 | 13703.2012 | 51 | 0.00018978 | 443 | 315.2875 | 1424 | 0.060495 | 1059 | 2.08 | 624
3075 | REDBUD 11022013 | 43191102 | REDBUD 1102 | 2013 | TRUE | 7412.4545 | 238.9679 | 51 | 5.2169e-05 | 2988 | 888.4761 | 888 | 0.06048 | 1060 | 0.44 | 923
377 | FROGTOWN 1702L5407 | 163451702 | FROGTOWN 1702 | L5407 | FALSE | 29410.8857 | 29410.8857 | 153 | 4.5895e-05 | 3142 | 1349.9596 | 663 | 0.060463 | 1061 | 0.09 | 1522
599 | CURTIS 170356972 | 163351703 | CURTIS 1703 | 56972 | FALSE | 13791.0471 | 13791.0471 | 57 | 0.00011753 | 1234 | 612.4545 | 1090 | 0.060186 | 1062 | 0.04 | 2114
9546 | COTATI 1102CB | 42271102 | COTATI 1102 | CB | FALSE | 3229.2079 | 2904.3184 | 19 | 0.00016629 | 580 | 366.1668 | 1344 | 0.05984 | 1063 | 0.04 | 2199
9754 | CALPELLA 1102708161 | 43411102 | CALPELLA 1102 | 708161 | FALSE | 1824.6356 | 1615.0007 | 12 | 0.00012306 | 1133 | 461.5277 | 1234 | 0.059606 | 1064 |  | 3411
7941 | FRUITLAND 11426064 | 192311142 | FRUITLAND 1142 | 6064 | FALSE | 13322.7276 | 10776.9352 | 66 | 0.00027944 | 157 | 244.0042 | 1557 | 0.059515 | 1065 | 1.74 | 646
1172 | CORRAL 110336680 | 162991103 | CORRAL 1103 | 36680 | FALSE | 32219.8242 | 15055.3944 | 265 | 8.2363e-05 | 2143 | 715.9031 | 1008 | 0.059472 | 1066 | 2.94 | 572
7127 | SONOMA 1107844168 | 42721107 | SONOMA 1107 | 844168 | FALSE | 18710.7045 | 7309.0201 | 100 | 5.7956e-05 | 2836 | 877.0353 | 894 | 0.059437 | 1067 |  | 3097
2372 | GRASS VALLEY 11032110 | 152031103 | GRASS VALLEY 1103 | 2110 | FALSE | 32283.1191 | 31798.2221 | 224 | 0.00013772 | 899 | 464.9832 | 1230 | 0.059423 | 1068 | 0.21 | 1147
2173 | PUEBLO 1105696 | 43291105 | PUEBLO 1105 | 696 | FALSE | 11659.1184 | 6037.9333 | 79 | 7.4535e-05 | 2343 | 617.4166 | 1085 | 0.059025 | 1069 | 0.32 | 991
2604 | JESSUP 11031540 | 103441103 | JESSUP 1103 | 1540 | TRUE | 20738.5879 | 256.3874 | 157 | 0.00010932 | 1426 | 527.982 | 1175 | 0.058865 | 1070 | 0.04 | 2210
8024 | PENRYN 11072708 | 152561107 | PENRYN 1107 | 2708 | FALSE | 17128.5396 | 15094.9992 | 124 | 0.00011703 | 1249 | 634.212 | 1074 | 0.058775 | 1071 | 0.09 | 1533
660 | GABILAN 1101460414 | 182331101 | GABILAN 1101 | 460414 | FALSE | 10774.9077 | 8655.1604 | 38 | 8.546e-05 | 2043 | 785.6181 | 953 | 0.058719 | 1072 |  | 2688
2838 | MENDOCINO 110148750 | 42951101 | MENDOCINO 1101 | 48750 | FALSE | 28839.2375 | 28839.2375 | 165 | 9.931e-05 | 1660 | 705.0697 | 1020 | 0.058621 | 1073 | 19.06 | 315
5642 | ALHAMBRA 110582622 | 14101105 | ALHAMBRA 1105 | 82622 | FALSE | 41703.3816 | 41703.3816 | 254 | 8.8106e-05 | 1980 | 753.4327 | 972 | 0.058508 | 1074 | 0.2 | 1166
5965 | JOLON 1102CB | 182981102 | JOLON 1102 | CB | FALSE | 38608.5003 | 37939.8486 | 181 | 6.1591e-05 | 2729 | 1004.6328 | 832 | 0.058399 | 1075 | 0.03 | 2280
5646 | SANTA YNEZ 1104512912 | 182721104 | SANTA YNEZ 1104 | 512912 | FALSE | 3140.8885 | 1435.1217 | 23 | 6.2939e-05 | 2682 | 742.0792 | 982 | 0.058383 | 1076 |  | 2970
1584 | COLUMBIA HILL 1101CB | 152471101 | COLUMBIA HILL 1101 | CB | FALSE | 63324.3345 | 63324.3345 | 375 | 0.00014192 | 841 | 477.8627 | 1217 | 0.058367 | 1077 | 0.76 | 785
8255 | CRESCENT MILLS 21012562 | 103132101 | CRESCENT MILLS 2101 | 2562 | FALSE | 55111.7044 | 31122.7322 | 222 | 5.835e-05 | 2824 | 1193.0263 | 734 | 0.057915 | 1078 | 0.05 | 1950
2533 | MOLINO 1101338 | 42571101 | MOLINO 1101 | 338 | FALSE | 23338.4107 | 12496.8829 | 176 | 0.00010195 | 1604 | 593.3845 | 1110 | 0.05791 | 1079 | 7.05 | 454
9899 | LLAGAS 21014523 | 83182101 | LLAGAS 2101 | 4523 | FALSE | 4420.7892 | 1471.0588 | 28 | 9.5345e-05 | 1750 | 593.4447 | 1109 | 0.057806 | 1080 |  | 3449
10017 | PASO ROBLES 1107289947 | 182611107 | PASO ROBLES 1107 | 289947 | TRUE | 3212.1673 | 447.6357 | 21 | 8.5184e-05 | 2054 | 855.7073 | 911 | 0.057658 | 1081 |  | 3472
451 | CALISTOGA 11011087 | 42711101 | CALISTOGA 1101 | 1087 | FALSE | 3157.1282 | 3157.1282 | 22 | 0.00010484 | 1532 | 532.5062 | 1170 | 0.05764 | 1082 | 7.64 | 443
90 | TYLER 1105816852 | 103571105 | TYLER 1105 | 816852 | FALSE | 70141.7466 | 20545.6876 | 423 | 4.2631e-05 | 3214 | 1516.9463 | 587 | 0.057549 | 1083 |  | 2655
67 | WOODACRE 1102CB | 43021102 | WOODACRE 1102 | CB | FALSE | 20142.5456 | 20085.8093 | 141 | 0.00015851 | 658 | 382.2019 | 1316 | 0.057543 | 1084 | 0.64 | 827
3103 | JOLON 11027070 | 182981102 | JOLON 1102 | 7070 | FALSE | 26486.1632 | 10307.0829 | 132 | 5.0065e-05 | 3036 | 1217.7073 | 718 | 0.057494 | 1085 | 0.03 | 2323
6894 | DESCHUTES 11011654 | 103351101 | DESCHUTES 1101 | 1654 | FALSE | 28221.2564 | 28221.2564 | 168 | 8.908e-05 | 1943 | 662.2613 | 1051 | 0.057486 | 1086 | 0.1 | 1492
1819 | ALTO 11243745 | 42031124 | ALTO 1124 | 3745 | FALSE | 7247.2343 | 7247.2343 | 52 | 0.00018327 | 486 | 535.7815 | 1164 | 0.057415 | 1087 | 1.01 | 730
1989 | ELECTRA 1101CB | 162161101 | ELECTRA 1101 | CB | FALSE | 50985.8349 | 50985.8349 | 293 | 8.4764e-05 | 2072 | 750.5824 | 974 | 0.05741 | 1088 | 0.1 | 1456
994 | BUTTE 1105751990 | 103081105 | BUTTE 1105 | 751990 | FALSE | 39452.6049 | 39436.6029 | 243 | 0.00013521 | 926 | 355.8632 | 1363 | 0.057382 | 1089 |  | 2702
7429 | MOUNTAIN QUARRIES 210151584 | 152282101 | MOUNTAIN QUARRIES 2101 | 51584 | FALSE | 35041.5534 | 35041.5534 | 224 | 7.7619e-05 | 2272 | 869.1368 | 901 | 0.057318 | 1090 | 0.08 | 1655
7628 | WISE 11011404 | 152271101 | WISE 1101 | 1404 | FALSE | 5740.3584 | 2402.8891 | 47 | 0.0001882 | 452 | 397.9556 | 1298 | 0.057199 | 1091 | 0.03 | 2347
7386 | SAN RAMON 2108CB | 14232108 | SAN RAMON 2108 | CB | FALSE | 15329.2524 | 14012.7161 | 102 | 8.2611e-05 | 2139 | 748.7975 | 976 | 0.057183 | 1092 | 18.75 | 318
9327 | CALISTOGA 110189150 | 42711101 | CALISTOGA 1101 | 89150 | FALSE | 15332.2939 | 15332.2939 | 88 | 0.00012195 | 1149 | 582.7266 | 1121 | 0.057148 | 1093 | 0.48 | 905
4436 | SAN RAMON 2119CB | 14232119 | SAN RAMON 2119 | CB | FALSE | 2345.4974 | 1187.935 | 21 | 7.6681e-05 | 2290 | 471.5803 | 1223 | 0.057097 | 1094 | 0.67 | 818
4471 | ELECTRA 11024756 | 162161102 | ELECTRA 1102 | 4756 | FALSE | 18962.2338 | 15139.4165 | 95 | 0.000145 | 802 | 459.0245 | 1236 | 0.057032 | 1095 | 0.05 | 1943
10516 | GARBERVILLE 11022124 | 192221102 | GARBERVILLE 1102 | 2124 | FALSE | 5026.2322 | 5026.2322 | 6 | 0.00058653 | 20 | 170.3508 | 1714 | 0.057006 | 1096 | 1.87 | 636
10428 | ANNAPOLIS 1101CB | 42861101 | ANNAPOLIS 1101 | CB | FALSE | 1058.7166 | 1058.7166 | 7 | 0.00022337 | 306 | 221.0499 | 1604 | 0.057005 | 1097 | 0.06 | 1873
5436 | TEMPLETON 2110901690 | 183052110 | TEMPLETON 2110 | 901690 | FALSE | 63574.4496 | 60028.2631 | 306 | 5.6692e-05 | 2868 | 1011.6278 | 825 | 0.056927 | 1098 | 0.62 | 841
1208 | HOPLAND 1101CB | 42251101 | HOPLAND 1101 | CB | FALSE | 36057.8693 | 23579.7024 | 190 | 0.00011058 | 1399 | 511.8263 | 1189 | 0.056867 | 1099 | 0.02 | 2512
582 | SWIFT 2110853720 | 83392110 | SWIFT 2110 | 853720 | FALSE | 50276.8108 | 50276.8108 | 140 | 6.2471e-05 | 2705 | 1012.617 | 823 | 0.056625 | 1100 |  | 2684
6471 | SALMON CREEK 110137368 | 43161101 | SALMON CREEK 1101 | 37368 | FALSE | 9786.5772 | 9786.5772 | 48 | 7.032e-05 | 2459 | 880.1307 | 892 | 0.056596 | 1101 | 0.06 | 1898
7036 | WOODACRE 1101CB | 43021101 | WOODACRE 1101 | CB | FALSE | 4540.438 | 4454.6417 | 35 | 0.00019479 | 417 | 248.765 | 1543 | 0.056508 | 1102 | 0.3 | 1017
9354 | FRUITLAND 114137410 | 192311141 | FRUITLAND 1141 | 37410 | FALSE | 8875.6069 | 8413.1179 | 42 | 0.00021128 | 354 | 348.1422 | 1375 | 0.056472 | 1103 | 0.04 | 2173
8408 | GOLDTREE 1105CB | 182581105 | GOLDTREE 1105 | CB | FALSE | 15108.5071 | 11908.479 | 76 | 7.9073e-05 | 2231 | 565.89 | 1132 | 0.056447 | 1104 | 0.45 | 919
1036 | FRUITLAND 1142CB | 192311142 | FRUITLAND 1142 | CB | FALSE | 24719.9919 | 16900.9683 | 116 | 0.0002473 | 224 | 245.6875 | 1552 | 0.056321 | 1105 | 3.13 | 561
5437 | FITCH MOUNTAIN 1113775992 | 42751113 | FITCH MOUNTAIN 1113 | 775992 | FALSE | 5059.1291 | 3381.5311 | 34 | 0.00012419 | 1115 | 374.1489 | 1330 | 0.056251 | 1106 |  | 2954
8868 | SALMON CREEK 1101461703 | 43161101 | SALMON CREEK 1101 | 461703 | FALSE | 1414.65 | 1414.65 | 8 | 7.7835e-05 | 2265 | 327.199 | 1402 | 0.05614 | 1107 |  | 3274
1882 | SHINGLE SPRINGS 211051800 | 153652110 | SHINGLE SPRINGS 2110 | 51800 | FALSE | 15718.5986 | 14796.5287 | 128 | 0.00016264 | 616 | 342.7814 | 1383 | 0.05603 | 1108 | 3.81 | 534
3611 | SANTA MARIA 1108M80 | 182671108 | SANTA MARIA 1108 | M80 | FALSE | 93735.5013 | 93735.5013 | 397 | 4.5707e-05 | 3147 | 1161.6823 | 749 | 0.055911 | 1109 | 0.42 | 930
6376 | MONTE RIO 11131991 | 42811113 | MONTE RIO 1113 | 1991 | FALSE | 11465.3295 | 11465.3295 | 51 | 0.00016331 | 608 | 395.6046 | 1299 | 0.055786 | 1110 | 56.35 | 99
1111 | PEORIA 17056697 | 163781705 | PEORIA 1705 | 6697 | FALSE | 6657.3541 | 6657.3541 | 46 | 0.00010476 | 1534 | 551.7785 | 1143 | 0.055767 | 1111 | 0.1 | 1462
3012 | RACETRACK 170311270 | 163761703 | RACETRACK 1703 | 11270 | FALSE | 20312.1456 | 20312.1456 | 123 | 0.00012756 | 1056 | 499.3074 | 1201 | 0.055685 | 1112 | 0.11 | 1443
722 | MONTE RIO 11125040 | 42811112 | MONTE RIO 1112 | 5040 | FALSE | 6507.5662 | 6507.5662 | 46 | 0.0002406 | 244 | 218.6982 | 1609 | 0.055628 | 1113 | 20.75 | 304
9716 | WINDSOR 1103171410 | 43501103 | WINDSOR 1103 | 171410 | FALSE | 7035.3214 | 2217.9639 | 40 | 0.00011961 | 1192 | 536.0514 | 1163 | 0.055603 | 1114 |  | 3405
15 | MENDOCINO 1101450 | 42951101 | MENDOCINO 1101 | 450 | FALSE | 30451.6805 | 9311.1997 | 208 | 0.00012825 | 1043 | 484.352 | 1210 | 0.055438 | 1115 | 0.04 | 2211
6036 | PLACER 1103CB | 152461103 | PLACER 1103 | CB | FALSE | 14529.9116 | 11213.2305 | 99 | 0.00015794 | 663 | 471.1517 | 1224 | 0.05535 | 1116 | 0.06 | 1842
6178 | GEYSERVILLE 110135492 | 42891101 | GEYSERVILLE 1101 | 35492 | FALSE | 34847.1678 | 16074.976 | 219 | 9.7259e-05 | 1708 | 426.1888 | 1265 | 0.055239 | 1117 | 0.03 | 2257
6625 | WYANDOTTE 1107829470 | 102911107 | WYANDOTTE 1107 | 829470 | FALSE | 16595.0205 | 16595.0205 | 93 | 0.00011788 | 1231 | 515.0682 | 1185 | 0.055226 | 1118 |  | 3047
7721 | CURTIS 17058110 | 163351705 | CURTIS 1705 | 8110 | FALSE | 13110.3306 | 13110.3306 | 99 | 0.0001169 | 1252 | 657.3966 | 1057 | 0.055185 | 1119 | 0.15 | 1283
8806 | CLAYTON 2212859443 | 12022212 | CLAYTON 2212 | 859443 | TRUE | 777.6394 | 475.2837 | 5 | 4.9574e-05 | 3047 | 1445.6352 | 616 | 0.055167 | 1120 |  | 3268
8792 | DUNLAP 1103CB | 254061103 | DUNLAP 1103 | CB | FALSE | 9029.352 | 9029.352 | 38 | 3.4574e-05 | 3359 | 1447.0842 | 615 | 0.055113 | 1121 | 0 | 2649
4534 | MERCED FALLS 110285002 | 252811102 | MERCED FALLS 1102 | 85002 | FALSE | 57093.5104 | 57093.5104 | 394 | 7.6265e-05 | 2302 | 729.1639 | 992 | 0.055026 | 1122 | 0.87 | 759
2247 | FROGTOWN 170113412 | 163451701 | FROGTOWN 1701 | 13412 | FALSE | 62439.7255 | 62439.7255 | 333 | 0.00011911 | 1202 | 811.1905 | 930 | 0.055018 | 1123 | 0.87 | 756
3205 | COTATI 110361736 | 42271103 | COTATI 1103 | 61736 | FALSE | 26875.6469 | 19558.6498 | 129 | 6.0018e-05 | 2773 | 726.4231 | 994 | 0.054986 | 1124 | 0.05 | 1936
9516 | WILDWOOD 11011576 | 103611101 | WILDWOOD 1101 | 1576 | FALSE | 12974.577 | 12974.577 | 51 | 7.9987e-05 | 2206 | 832.2405 | 921 | 0.054922 | 1125 | 0.07 | 1744
4729 | FITCH MOUNTAIN 1113352 | 42751113 | FITCH MOUNTAIN 1113 | 352 | FALSE | 19238.6019 | 9086.2434 | 123 | 0.00014867 | 757 | 547.944 | 1149 | 0.054876 | 1126 | 0.04 | 2196
6906 | IONE 1101CB | 163881101 | IONE 1101 | CB | FALSE | 22613.9915 | 2970.8687 | 85 | 0.00012529 | 1093 | 646.6464 | 1068 | 0.054859 | 1127 | 0.02 | 2492
1910 | FROGTOWN 17016807 | 163451701 | FROGTOWN 1701 | 6807 | FALSE | 7894.5527 | 7894.5527 | 49 | 0.00014837 | 759 | 586.6523 | 1116 | 0.054517 | 1128 | 0.08 | 1650
1099 | HIGHLANDS 110275140 | 43361102 | HIGHLANDS 1102 | 75140 | FALSE | 32224.0105 | 13968.9875 | 238 | 4.9487e-05 | 3050 | 824.0667 | 924 | 0.054483 | 1129 | 0.07 | 1713
9073 | CORRAL 1103831781 | 162991103 | CORRAL 1103 | 831781 | FALSE | 2564.8738 | 1186.1396 | 19 | 7.3782e-05 | 2367 | 806.9369 | 932 | 0.054336 | 1130 |  | 3304
1018 | APPLE HILL 21029722 | 153662102 | APPLE HILL 2102 | 9722 | FALSE | 62437.5165 | 62437.5165 | 359 | 0.00010174 | 1610 | 529.226 | 1174 | 0.054308 | 1131 | 0.52 | 890
882 | MORGAN HILL 2105XR152 | 83242105 | MORGAN HILL 2105 | XR152 | FALSE | 20635.5048 | 14045.9028 | 156 | 8.0844e-05 | 2185 | 646.2065 | 1069 | 0.054285 | 1132 | 0.08 | 1583
7464 | CLARKSVILLE 2106CB | 153612106 | CLARKSVILLE 2106 | CB | TRUE | 830.42 | 224.6189 | 9 | 0.00020912 | 364 | 241.4035 | 1563 | 0.054215 | 1133 | 0.02 | 2507
8313 | RED BLUFF 1104135854 | 103541104 | RED BLUFF 1104 | 135854 | FALSE | 4250.0634 | 2325.1244 | 34 | 6.0566e-05 | 2759 | 1134.6908 | 761 | 0.053974 | 1134 |  | 3213
8191 | KESWICK 11011588 | 103451101 | KESWICK 1101 | 1588 | FALSE | 13991.4401 | 13991.4401 | 33 | 0.00018106 | 503 | 584.74 | 1118 | 0.053968 | 1135 | 0.19 | 1195
5209 | OLETA 11022642 | 163541102 | OLETA 1102 | 2642 | FALSE | 7497.8568 | 7497.8568 | 27 | 9.0401e-05 | 1902 | 716.2407 | 1006 | 0.053841 | 1136 | 0.03 | 2270
2961 | SYCAMORE CREEK 11112014 | 102971111 | SYCAMORE CREEK 1111 | 2014 | FALSE | 35984.1335 | 35984.1335 | 181 | 0.00010418 | 1548 | 602.3767 | 1097 | 0.053762 | 1137 | 0.2 | 1157
5221 | EL DORADO PH 210163464 | 152762101 | EL DORADO PH 2101 | 63464 | FALSE | 21920.8692 | 21920.8692 | 70 | 0.00012137 | 1160 | 659.6276 | 1053 | 0.05356 | 1138 | 0.13 | 1359
1685 | WILLOW CREEK 110347966 | 192171103 | WILLOW CREEK 1103 | 47966 | FALSE | 27271.3222 | 27271.3222 | 167 | 0.00020988 | 360 | 215.8045 | 1610 | 0.053445 | 1139 | 0.13 | 1355
1361 | RED BLUFF 11051564 | 103541105 | RED BLUFF 1105 | 1564 | FALSE | 17092.5832 | 1891.6003 | 133 | 7.329e-05 | 2387 | 869.3002 | 900 | 0.053412 | 1140 | 0.62 | 839
566 | MORGAN HILL 2110814616 | 83242110 | MORGAN HILL 2110 | 814616 | TRUE | 3902.6921 | 157.4015 | 28 | 8.7257e-05 | 2006 | 602.3323 | 1098 | 0.053409 | 1141 |  | 2683
9804 | FROGTOWN 1702694042 | 163451702 | FROGTOWN 1702 | 694042 | TRUE | 972.0471 | 972.0471 | 8 | 0.00011883 | 1210 | 338.8363 | 1389 | 0.053395 | 1142 |  | 3427
548 | SHINGLE SPRINGS 21107742 | 153652110 | SHINGLE SPRINGS 2110 | 7742 | FALSE | 73623.591 | 73535.6671 | 475 | 9.9171e-05 | 1663 | 595.5649 | 1104 | 0.053392 | 1143 | 1.43 | 675
4014 | CURTIS 1704CB | 163351704 | CURTIS 1704 | CB | FALSE | 22863.3142 | 22355.1304 | 170 | 0.0001075 | 1464 | 527.7867 | 1176 | 0.053282 | 1144 | 0.12 | 1366
5744 | WOODSIDE 11018974 | 24251101 | WOODSIDE 1101 | 8974 | FALSE | 21278.6691 | 21278.6691 | 149 | 0.00020534 | 378 | 324.7416 | 1406 | 0.05299 | 1145 | 76.03 | 55
4200 | MOLINO 1101322 | 42571101 | MOLINO 1101 | 322 | FALSE | 23201.9813 | 22860.7646 | 167 | 0.00013802 | 893 | 458.1425 | 1238 | 0.052976 | 1146 | 35.69 | 212
7680 | PALMER 1101M88 | 183031101 | PALMER 1101 | M88 | FALSE | 24723.9577 | 4969.351 | 85 | 4.85e-05 | 3076 | 599.8118 | 1100 | 0.052933 | 1147 | 0.01 | 2589
2401 | WOODSIDE 11018884 | 24251101 | WOODSIDE 1101 | 8884 | FALSE | 12033.5669 | 12033.5669 | 74 | 0.00017464 | 530 | 305.5705 | 1438 | 0.052785 | 1148 | 48.31 | 129
5333 | GARBERVILLE 11022500 | 192221102 | GARBERVILLE 1102 | 2500 | FALSE | 25777.1884 | 25777.1884 | 106 | 0.00032433 | 107 | 205.0308 | 1627 | 0.052654 | 1149 | 11.96 | 380
3787 | BEAR VALLEY 21014500 | 252192101 | BEAR VALLEY 2101 | 4500 | FALSE | 132540.1743 | 38902.9544 | 516 | 4.6379e-05 | 3128 | 1229.9776 | 714 | 0.052537 | 1150 | 0.03 | 2255
8553 | RED BLUFF 11041302 | 103541104 | RED BLUFF 1104 | 1302 | FALSE | 23388.5169 | 22389.9711 | 113 | 5.0169e-05 | 3034 | 1215.8532 | 721 | 0.052453 | 1151 | 0.06 | 1889
10783 | BEAR VALLEY 2105CB | 252192105 | BEAR VALLEY 2105 | CB | FALSE | 6175.4075 | 6175.4075 | 9 | 9.2622e-05 | 1830 | 515.1474 | 1184 | 0.052345 | 1152 | 0.01 | 2588
10429 | BUTTE 1105244246 | 103081105 | BUTTE 1105 | 244246 | FALSE | 1936.2709 | 1936.2709 | 11 | 0.00016313 | 610 | 330.8536 | 1396 | 0.052269 | 1153 |  | 3548
1753 | BRUNSWICK 110651484 | 152481106 | BRUNSWICK 1106 | 51484 | FALSE | 26385.5393 | 24741.7275 | 195 | 0.0001406 | 862 | 372.49 | 1333 | 0.052211 | 1154 | 0.17 | 1239
7841 | STONE CORRAL 1110975698 | 252921110 | STONE CORRAL 1110 | 975698 | FALSE | 7671.0517 | 1441.7984 | 44 | 4.3563e-05 | 3200 | 962.1828 | 852 | 0.052194 | 1155 |  | 3170
10305 | MIDDLETOWN 1101612 | 43141101 | MIDDLETOWN 1101 | 612 | FALSE | 6362.7002 | 6362.7002 | 25 | 8.4863e-05 | 2067 | 719.6048 | 1000 | 0.05213 | 1156 | 0.42 | 931
9510 | PUEBLO 2103776244 | 43292103 | PUEBLO 2103 | 776244 | TRUE | 783.9385 | 274.5802 | 5 | 5.5048e-05 | 2909 | 540.4117 | 1158 | 0.052117 | 1157 |  | 3366
2874 | FORT ROSS 11214947 | 42851121 | FORT ROSS 1121 | 4947 | FALSE | 16652.8009 | 16652.8009 | 56 | 0.00016312 | 611 | 298.2938 | 1450 | 0.052018 | 1158 | 9.04 | 414
5370 | FROGTOWN 17027108 | 163451702 | FROGTOWN 1702 | 7108 | FALSE | 20715.9427 | 15478.9307 | 99 | 5.144e-05 | 3007 | 993.4887 | 838 | 0.05186 | 1159 | 0.06 | 1876
7742 | WEST POINT 110272036 | 163201102 | WEST POINT 1102 | 72036 | FALSE | 21135.8241 | 20864.4611 | 105 | 8.1485e-05 | 2168 | 844.1543 | 916 | 0.051819 | 1160 | 14.82 | 354
8013 | WILLITS 110337506 | 42661103 | WILLITS 1103 | 37506 | FALSE | 18602.139 | 18602.139 | 77 | 0.00015655 | 678 | 345.7654 | 1377 | 0.051705 | 1161 | 4.56 | 516
8123 | OTTER 1102CB | 182941102 | OTTER 1102 | CB | FALSE | 10891.762 | 10891.762 | 40 | 7.3648e-05 | 2374 | 760.2437 | 965 | 0.051564 | 1162 | 0.19 | 1197
7649 | HARTLEY 1101CB | 43211101 | HARTLEY 1101 | CB | FALSE | 4864.6418 | 2361.7078 | 33 | 0.00010062 | 1634 | 651.0467 | 1063 | 0.051416 | 1163 | 0.02 | 2516
4094 | HOPLAND 1101960 | 42251101 | HOPLAND 1101 | 960 | FALSE | 8826.9021 | 6237.2835 | 33 | 0.00010013 | 1642 | 470.8479 | 1225 | 0.051413 | 1164 | 0.04 | 2083
7517 | PENRYN 110790970 | 152561107 | PENRYN 1107 | 90970 | FALSE | 6924.4221 | 2317.6472 | 45 | 0.00014799 | 763 | 359.43 | 1356 | 0.051234 | 1165 | 0.91 | 749
371 | CURTIS 1701CB | 163351701 | CURTIS 1701 | CB | FALSE | 20034.2871 | 12973.5363 | 159 | 0.00012464 | 1103 | 555.1824 | 1140 | 0.051116 | 1166 | 0.08 | 1582
8728 | CORRAL 1103569005 | 162991103 | CORRAL 1103 | 569005 | FALSE | 3858.1769 | 1152.5978 | 38 | 7.7445e-05 | 2278 | 606.2479 | 1095 | 0.051027 | 1167 |  | 3255
3664 | PLACERVILLE 2106CB | 153082106 | PLACERVILLE 2106 | CB | FALSE | 10545.3693 | 10545.3693 | 31 | 0.00031506 | 112 | 137.2983 | 1822 | 0.050873 | 1168 | 0.17 | 1226
10993 | MESA 1103737698 | 182821103 | MESA 1103 | 737698 | TRUE | 340.8251 | 324.8619 | 3 | 4.5459e-05 | 3153 | 1051.0501 | 795 | 0.050749 | 1169 |  | 3626
7973 | PENRYN 110550548 | 152561105 | PENRYN 1105 | 50548 | TRUE | 7824.3085 | 154.2272 | 58 | 0.00014087 | 856 | 418.2026 | 1274 | 0.050695 | 1170 | 1.85 | 638
9859 | CUYAMA 1103684566 | 253141103 | CUYAMA 1103 | 684566 | FALSE | 4872.6951 | 4856.693 | 4 | 3.3492e-05 | 3376 | 2480.1079 | 347 | 0.050626 | 1171 |  | 3437
7777 | GANSNER 11012424 | 103021101 | GANSNER 1101 | 2424 | FALSE | 30415.1718 | 30186.9031 | 141 | 6.6531e-05 | 2572 | 747.4809 | 977 | 0.050559 | 1172 | 0.17 | 1231
10622 | TEJON 1103286542 | 252931103 | TEJON 1103 | 286542 | FALSE | 9381.8687 | 3501.8559 | 25 | 2.3634e-05 | 3508 | 2087.6942 | 432 | 0.050527 | 1173 |  | 3581
2224 | COTATI 1103148 | 42271103 | COTATI 1103 | 148 | FALSE | 24974.2018 | 24850.3478 | 107 | 5.3405e-05 | 2952 | 932.2932 | 869 | 0.050374 | 1174 | 0.13 | 1343
2728 | MESA 1103M72 | 182821103 | MESA 1103 | M72 | FALSE | 24045.3968 | 13551.8371 | 180 | 5.9996e-05 | 2776 | 772.2065 | 958 | 0.050224 | 1175 | 0.09 | 1574
4743 | WYANDOTTE 11031508 | 102911103 | WYANDOTTE 1103 | 1508 | FALSE | 43792.5733 | 43792.5733 | 249 | 0.00022481 | 303 | 269.7872 | 1498 | 0.050062 | 1176 | 0.5 | 893
1729 | LUCERNE 1106664 | 43351106 | LUCERNE 1106 | 664 | FALSE | 17972.9054 | 15503.1919 | 140 | 0.00013278 | 964 | 291.1861 | 1461 | 0.050043 | 1177 | 0.12 | 1389
1094 | HIGGINS 110332120 | 152691103 | HIGGINS 1103 | 32120 | FALSE | 65924.4872 | 65394.3269 | 485 | 0.00015495 | 695 | 454.7289 | 1240 | 0.049959 | 1178 | 0.23 | 1120
1827 | BELL 11082226 | 152701108 | BELL 1108 | 2226 | FALSE | 41003.1194 | 38762.6482 | 329 | 0.00015086 | 729 | 321.4507 | 1412 | 0.049738 | 1179 | 0.14 | 1330
971 | KANAKA 110183288 | 103221101 | KANAKA 1101 | 83288 | FALSE | 27936.7507 | 27936.7507 | 140 | 0.00010219 | 1600 | 523.0336 | 1179 | 0.049736 | 1180 | 56.24 | 100
6396 | MC ARTHUR 11011490 | 103491101 | MC ARTHUR 1101 | 1490 | FALSE | 24262.143 | 16986.9503 | 122 | 4.6732e-05 | 3120 | 1014.4444 | 820 | 0.0497 | 1181 | 0.01 | 2607
1501 | PIERCY 2110XR258 | 83912110 | PIERCY 2110 | XR258 | FALSE | 42613.4021 | 35307.703 | 117 | 7.1286e-05 | 2438 | 813.0901 | 929 | 0.049692 | 1182 | 0.07 | 1728
4371 | BELLEVUE 2103552 | 43182103 | BELLEVUE 2103 | 552 | FALSE | 24092.9744 | 15233.6156 | 172 | 0.00013239 | 975 | 420.6103 | 1272 | 0.049565 | 1183 | 2.64 | 591
774 | MORGAN HILL 2110654924 | 83242110 | MORGAN HILL 2110 | 654924 | FALSE | 8067.2123 | 4423.0701 | 61 | 8.0217e-05 | 2200 | 663.8303 | 1048 | 0.049343 | 1184 |  | 2692
4796 | SISQUOC 1102M52 | 182811102 | SISQUOC 1102 | M52 | FALSE | 56469.342 | 54530.2399 | 131 | 6.7691e-05 | 2540 | 719.2711 | 1001 | 0.04915 | 1185 | 0.09 | 1551
899 | RACETRACK 170455798 | 163761704 | RACETRACK 1704 | 55798 | FALSE | 37886.6196 | 37886.6196 | 246 | 0.00011154 | 1383 | 632.8382 | 1075 | 0.049086 | 1186 | 6.76 | 461
8632 | STELLING 11102243 | 83481110 | STELLING 1110 | 2243 | FALSE | 3051.2175 | 3051.2175 | 16 | 0.00019188 | 434 | 257.113 | 1528 | 0.049051 | 1187 | 4.86 | 503
4409 | HIGGINS 11071070 | 152691107 | HIGGINS 1107 | 1070 | FALSE | 13188.3135 | 12735.6646 | 100 | 8.36e-05 | 2108 | 545.0696 | 1153 | 0.048737 | 1188 | 0.08 | 1639
2076 | SAN JUSTO 110136902 | 183181101 | SAN JUSTO 1101 | 36902 | FALSE | 23754.9885 | 19990.5557 | 147 | 6.372e-05 | 2656 | 753.8177 | 971 | 0.048735 | 1189 | 0.05 | 2037
6423 | TASSAJARA 2113MR276 | 14662113 | TASSAJARA 2113 | MR276 | FALSE | 6265.9535 | 6199.9698 | 42 | 0.00011011 | 1409 | 507.3387 | 1193 | 0.048684 | 1190 | 0.45 | 920
7009 | PENRYN 110551676 | 152561105 | PENRYN 1105 | 51676 | FALSE | 18975.7232 | 12910.4516 | 145 | 0.00015332 | 718 | 372.9974 | 1332 | 0.048603 | 1191 | 1.53 | 667
9522 | STONE CORRAL 1110894956 | 252921110 | STONE CORRAL 1110 | 894956 | FALSE | 2635.3424 | 1243.2231 | 16 | 4.142e-05 | 3237 | 1280.1289 | 689 | 0.048471 | 1192 |  | 3371
4908 | DIVIDE 1103567884 | 182571103 | DIVIDE 1103 | 567884 | FALSE | 4535.2993 | 4025.5628 | 27 | 5.6021e-05 | 2887 | 815.5904 | 927 | 0.048164 | 1193 |  | 2926
537 | FORT SEWARD 11211602 | 192321121 | FORT SEWARD 1121 | 1602 | FALSE | 36538.7848 | 29307.7542 | 109 | 0.00014214 | 837 | 344.2493 | 1379 | 0.048111 | 1194 | 0.07 | 1681
522 | MONTE RIO 1111292 | 42811111 | MONTE RIO 1111 | 292 | FALSE | 31568.6739 | 25055.0465 | 165 | 0.00011528 | 1294 | 534.9666 | 1165 | 0.048057 | 1195 | 0.1 | 1486
6679 | LAYTONVILLE 11011760 | 42681101 | LAYTONVILLE 1101 | 1760 | FALSE | 20336.5883 | 15610.272 | 73 | 0.00026452 | 183 | 220.0765 | 1605 | 0.048043 | 1196 | 0 | 2647
7262 | LOW GAP 11014160 | 192411101 | LOW GAP 1101 | 4160 | FALSE | 34990.3559 | 34990.3559 | 194 | 0.00015367 | 716 | 332.5299 | 1395 | 0.047994 | 1197 | 0.11 | 1435
2115 | GARBERVILLE 1102CB | 192221102 | GARBERVILLE 1102 | CB | FALSE | 26803.1335 | 19300.4618 | 191 | 0.00043617 | 57 | 153.1917 | 1768 | 0.047992 | 1198 | 0.08 | 1590
859 | SALT SPRINGS 21011216 | 163692101 | SALT SPRINGS 2101 | 1216 | FALSE | 8821.9491 | 8821.9491 | 32 | 4.4432e-05 | 3178 | 673.2647 | 1041 | 0.04796 | 1199 | 0.02 | 2470
4717 | CAMBRIA 1101V76 | 182771101 | CAMBRIA 1101 | V76 | FALSE | 30510.6388 | 30510.6388 | 59 | 6.8997e-05 | 2510 | 662.2635 | 1050 | 0.047925 | 1200 | 0.05 | 2034
3890 | KANAKA 110165606 | 103221101 | KANAKA 1101 | 65606 | FALSE | 20505.679 | 20505.679 | 145 | 0.00013634 | 916 | 329.1085 | 1398 | 0.047918 | 1201 | 65.5 | 77
11044 | SAN LUIS OBISPO 1104753254 | 182631104 | SAN LUIS OBISPO 1104 | 753254 | TRUE | 576.081 | 561.1486 | 2 | 0.0001316 | 988 | 1237.8633 | 707 | 0.047657 | 1202 |  | 3631
868 | PEORIA 170459596 | 163781704 | PEORIA 1704 | 59596 | FALSE | 58128.5973 | 33598.813 | 294 | 6.8689e-05 | 2517 | 659.4011 | 1054 | 0.047553 | 1203 | 0.08 | 1603
5643 | CLEAR LAKE 1102991285 | 42141102 | CLEAR LAKE 1102 | 991285 | TRUE | 2786.1304 | 525.9001 | 24 | 8.6607e-05 | 2019 | 543.9338 | 1154 | 0.047469 | 1204 |  | 2968
2996 | BURNEY 11012402 | 103311101 | BURNEY 1101 | 2402 | FALSE | 6035.4639 | 2411.6802 | 18 | 6.5093e-05 | 2608 | 759.0384 | 966 | 0.047353 | 1205 | 0.04 | 2096
982 | WEST POINT 11024788 | 163201102 | WEST POINT 1102 | 4788 | FALSE | 111874.9537 | 111874.9537 | 673 | 7.0255e-05 | 2460 | 791.3267 | 951 | 0.047319 | 1206 | 1.08 | 718
6337 | MIWUK 170219772 | 163661702 | MIWUK 1702 | 19772 | FALSE | 6198.5938 | 6198.5938 | 41 | 7.7179e-05 | 2283 | 525.9561 | 1177 | 0.047283 | 1207 | 48.67 | 125
1317 | MOLINO 1102178 | 42571102 | MOLINO 1102 | 178 | FALSE | 21896.763 | 19626.441 | 182 | 0.0001498 | 741 | 376.3772 | 1328 | 0.047227 | 1208 | 24.56 | 276
2756 | AUBERRY 1101R2845 | 254151101 | AUBERRY 1101 | R2845 | FALSE | 28680.0593 | 28680.0593 | 172 | 4.0941e-05 | 3246 | 1025.9007 | 811 | 0.047182 | 1209 | 0.19 | 1180
1878 | JESSUP 110168362 | 103441101 | JESSUP 1101 | 68362 | FALSE | 11797.2095 | 8312.3827 | 96 | 0.00012657 | 1070 | 343.9077 | 1382 | 0.047076 | 1210 |  | 2751
1899 | SAN BENITO 2104785888 | 182742104 | SAN BENITO 2104 | 785888 | FALSE | 11268.8078 | 7730.7085 | 49 | 7.806e-05 | 2258 | 321.3673 | 1413 | 0.047021 | 1211 |  | 2753
1312 | MOUNTAIN QUARRIES 210192474 | 152282101 | MOUNTAIN QUARRIES 2101 | 92474 | FALSE | 25104.6477 | 24305.4181 | 173 | 0.00013452 | 934 | 428.2739 | 1261 | 0.046937 | 1212 | 0.26 | 1060
9280 | FREMONT 1104MR339 | 14351104 | FREMONT 1104 | MR339 | FALSE | 11213.6735 | 1921.2331 | 73 | 5.8956e-05 | 2809 | 692.7863 | 1028 | 0.046887 | 1213 | 1 | 731
10367 | PEORIA 170488630 | 163781704 | PEORIA 1704 | 88630 | FALSE | 1252.5971 | 1252.5971 | 6 | 6.5372e-05 | 2605 | 876.4135 | 895 | 0.046842 | 1214 | 0.03 | 2399
3920 | LLAGAS 2107XR178 | 83182107 | LLAGAS 2107 | XR178 | FALSE | 20866.1928 | 9493.9491 | 138 | 8.7818e-05 | 1989 | 483.5128 | 1211 | 0.04683 | 1215 | 0.94 | 744
9293 | DUNLAP 110239190 | 254061102 | DUNLAP 1102 | 39190 | FALSE | 2877.2566 | 2877.2566 | 17 | 6.3388e-05 | 2665 | 760.9398 | 964 | 0.046743 | 1216 | 0 | 2644
9995 | GEYSERVILLE 1102180193 | 42891102 | GEYSERVILLE 1102 | 180193 | FALSE | 3981.725 | 3477.0858 | 23 | 0.00010067 | 1630 | 430.5545 | 1259 | 0.046684 | 1217 |  | 3467
2795 | BELL 1108467470 | 152701108 | BELL 1108 | 467470 | FALSE | 4805.9002 | 2987.9 | 40 | 0.00023296 | 271 | 103.254 | 1936 | 0.046424 | 1218 |  | 2799
6866 | EDENVALE 1102XR064 | 82951102 | EDENVALE 1102 | XR064 | FALSE | 6026.8923 | 1175.6095 | 35 | 8.4777e-05 | 2070 | 462.9277 | 1232 | 0.046387 | 1219 |  | 3069
2884 | MC ARTHUR 110137388 | 103491101 | MC ARTHUR 1101 | 37388 | FALSE | 20103.5682 | 13050.4067 | 56 | 2.1126e-05 | 3533 | 2437.488 | 352 | 0.046193 | 1220 | 0 | 2639
8090 | PENRYN 1105817491 | 152561105 | PENRYN 1105 | 817491 | FALSE | 3153.3616 | 2279.4584 | 24 | 0.00010509 | 1523 | 532.8427 | 1169 | 0.046183 | 1221 |  | 3191
196 | MILPITAS 1109XR082 | 82831109 | MILPITAS 1109 | XR082 | FALSE | 32889.5484 | 31674.5025 | 186 | 6.2383e-05 | 2710 | 716.1395 | 1007 | 0.046133 | 1222 | 0.21 | 1151
9874 | JARVIS 1108767280 | 13501108 | JARVIS 1108 | 767280 | TRUE | 1164.558 | 816.4039 | 11 | 4.3875e-05 | 3191 | 579.646 | 1124 | 0.046117 | 1223 |  | 3440
3653 | PUEBLO 2103678 | 43292103 | PUEBLO 2103 | 678 | FALSE | 57111.2211 | 56857.8795 | 325 | 0.00011031 | 1406 | 496.7562 | 1204 | 0.046077 | 1224 | 2.05 | 626
4529 | MC ARTHUR 110138998 | 103491101 | MC ARTHUR 1101 | 38998 | TRUE | 9317.0359 | 189.4976 | 61 | 3.5e-05 | 3353 | 912.9133 | 879 | 0.046064 | 1225 | 0.01 | 2570
9562 | MOLINO 1101600112 | 42571101 | MOLINO 1101 | 600112 | FALSE | 2016.2056 | 1283.9759 | 18 | 0.00016569 | 586 | 185.2798 | 1671 | 0.045774 | 1226 |  | 3379
8471 | MONTICELLO 1101654 | 43051101 | MONTICELLO 1101 | 654 | FALSE | 14047.9314 | 13220.1574 | 71 | 8.6928e-05 | 2013 | 576.6406 | 1126 | 0.045547 | 1227 | 0.06 | 1895
9084 | SWIFT 2110XR254 | 83392110 | SWIFT 2110 | XR254 | FALSE | 40510.5344 | 40510.5344 | 134 | 6.9418e-05 | 2490 | 745.0432 | 979 | 0.045544 | 1228 | 0.31 | 1003
5247 | MOLINO 1102658 | 42571102 | MOLINO 1102 | 658 | FALSE | 17510.52 | 17510.52 | 107 | 0.00014355 | 818 | 343.9435 | 1381 | 0.045341 | 1229 | 50.23 | 119
1624 | CLAY 11037124 | 163341103 | CLAY 1103 | 7124 | FALSE | 51663.5431 | 17797.9944 | 286 | 6.2921e-05 | 2684 | 727.3308 | 993 | 0.045279 | 1230 | 0.05 | 2026
6683 | UKIAH 11143606 | 42771114 | UKIAH 1114 | 3606 | FALSE | 26641.1753 | 17219.5096 | 129 | 8.6419e-05 | 2025 | 738.4699 | 985 | 0.045178 | 1231 | 0.09 | 1541
6114 | GANSNER 110137550 | 103021101 | GANSNER 1101 | 37550 | TRUE | 5259.0816 | 590.535 | 33 | 6.5837e-05 | 2592 | 741.2586 | 983 | 0.045042 | 1232 | 1.25 | 693
10276 | LAKEVILLE 1102367100 | 43371102 | LAKEVILLE 1102 | 367100 | TRUE | 1041.0726 | 900.8036 | 6 | 8.144e-05 | 2169 | 654.3693 | 1059 | 0.04493 | 1233 |  | 3526
3592 | CURTIS 17039330 | 163351703 | CURTIS 1703 | 9330 | FALSE | 66516.2766 | 66516.2766 | 345 | 4.8089e-05 | 3091 | 936.7226 | 867 | 0.044648 | 1234 | 0.27 | 1056
1338 | SILVERADO 210437632 | 43432104 | SILVERADO 2104 | 37632 | FALSE | 42770.2942 | 42770.2942 | 304 | 0.0001591 | 651 | 314.3513 | 1426 | 0.044601 | 1235 | 2.55 | 599
9592 | BELL 1107912460 | 152701107 | BELL 1107 | 912460 | TRUE | 716.9415 | 226.2188 | 6 | 0.0002094 | 362 | 319.3069 | 1418 | 0.044495 | 1236 |  | 3384
9543 | GARBERVILLE 110237054 | 192221102 | GARBERVILLE 1102 | 37054 | FALSE | 14849.4038 | 14394.233 | 76 | 0.00045585 | 46 | 99.7602 | 1954 | 0.044439 | 1237 | 0.04 | 2218
528 | PLACERVILLE 210692012 | 153082106 | PLACERVILLE 2106 | 92012 | FALSE | 29794.6367 | 29794.6367 | 219 | 0.00021006 | 358 | 266.7744 | 1505 | 0.044304 | 1238 | 27.19 | 260
2289 | PASO ROBLES 1103351084 | 182611103 | PASO ROBLES 1103 | 351084 | FALSE | 14339.9461 | 3813.7275 | 91 | 6.4148e-05 | 2639 | 844.8485 | 915 | 0.044255 | 1239 |  | 2770
4151 | SHINGLE SPRINGS 2109CB | 153652109 | SHINGLE SPRINGS 2109 | CB | FALSE | 44653.7534 | 44000.0643 | 341 | 0.00012378 | 1124 | 546.8562 | 1150 | 0.044085 | 1240 | 0.94 | 742
8694 | MC ARTHUR 11011544 | 103491101 | MC ARTHUR 1101 | 1544 | FALSE | 44972.2866 | 27291.0085 | 135 | 2.4864e-05 | 3497 | 2130.6474 | 417 | 0.044056 | 1241 | 0 | 2640
5303 | STONE CORRAL 11087100 | 252921108 | STONE CORRAL 1108 | 7100 | FALSE | 29355.7923 | 3757.8694 | 130 | 3.9155e-05 | 3282 | 1207.5405 | 728 | 0.04396 | 1242 | 0.01 | 2576
5138 | SUMMIT 11022302 | 152591102 | SUMMIT 1102 | 2302 | FALSE | 2152.9343 | 2152.9343 | 19 | 6.3222e-05 | 2671 | 648.1357 | 1067 | 0.043905 | 1243 | 0.01 | 2616
3403 | PENRYN 11051378 | 152561105 | PENRYN 1105 | 1378 | FALSE | 3084.1467 | 1447.5189 | 25 | 0.00011131 | 1388 | 372.4728 | 1334 | 0.043839 | 1244 | 0.02 | 2452
5562 | GARBERVILLE 110139524 | 192221101 | GARBERVILLE 1101 | 39524 | FALSE | 24862.4083 | 8232.0089 | 138 | 0.00038497 | 72 | 130.5694 | 1844 | 0.04372 | 1245 | 0.03 | 2332
3303 | BIG BEND 1101180398 | 103751101 | BIG BEND 1101 | 180398 | FALSE | 8946.0191 | 8946.0191 | 48 | 0.0002082 | 371 | 244.7887 | 1555 | 0.04366 | 1246 | 24.5 | 278
5481 | VACAVILLE 110847860 | 63601108 | VACAVILLE 1108 | 47860 | TRUE | 6236.9476 | 466.0192 | 54 | 7.3661e-05 | 2372 | 319.7615 | 1416 | 0.043573 | 1247 | 0.02 | 2411
8994 | SAN LUIS OBISPO 1104982992 | 182631104 | SAN LUIS OBISPO 1104 | 982992 | FALSE | 14390.2086 | 14390.2086 | 52 | 4.6115e-05 | 3136 | 911.2189 | 880 | 0.043526 | 1248 |  | 3292
6482 | UKIAH 1113691436 | 42771113 | UKIAH 1113 | 691436 | FALSE | 3576.8147 | 1680.7069 | 28 | 0.00012089 | 1165 | 323.1464 | 1409 | 0.043449 | 1249 |  | 3034
7283 | COVELO 1101112804 | 43061101 | COVELO 1101 | 112804 | FALSE | 30691.3669 | 16512.5111 | 67 | 9.7484e-05 | 1701 | 651.0362 | 1064 | 0.043443 | 1250 |  | 3111
2688 | STILLWATER 11021466 | 103561102 | STILLWATER 1102 | 1466 | FALSE | 33154.3349 | 33039.7041 | 211 | 0.0001572 | 672 | 705.5165 | 1017 | 0.043245 | 1251 | 0.07 | 1677
6122 | EEL RIVER 11024814 | 192381102 | EEL RIVER 1102 | 4814 | FALSE | 44262.9015 | 43433.15 | 117 | 0.00018022 | 512 | 271.8858 | 1490 | 0.043216 | 1252 | 0.83 | 769
8658 | MENLO 11037902 | 24131103 | MENLO 1103 | 7902 | FALSE | 26218.9532 | 18823.9554 | 143 | 0.00018704 | 461 | 146.5682 | 1787 | 0.043162 | 1253 | 0.06 | 1892
5986 | SILVERADO 210478268 | 43432104 | SILVERADO 2104 | 78268 | FALSE | 15647.3206 | 15647.3206 | 114 | 0.00016165 | 623 | 303.7186 | 1445 | 0.043133 | 1254 | 73.54 | 60
3705 | ALTO 11221212 | 42031122 | ALTO 1122 | 1212 | FALSE | 3797.0171 | 2977.1941 | 25 | 0.00010853 | 1436 | 197.8244 | 1646 | 0.043056 | 1255 | 28.71 | 247
565 | CALPELLA 1101CB | 43411101 | CALPELLA 1101 | CB | FALSE | 32987.4913 | 18947.9362 | 226 | 0.00012255 | 1139 | 327.7945 | 1401 | 0.043018 | 1256 | 0.04 | 2117
1815 | OTTER 110298036 | 182941102 | OTTER 1102 | 98036 | FALSE | 14803.9566 | 14803.9566 | 64 | 0.00012504 | 1098 | 294.291 | 1456 | 0.042868 | 1257 | 0.04 | 2216
5821 | HIGHLANDS 11034630 | 43361103 | HIGHLANDS 1103 | 4630 | FALSE | 5558.0773 | 1729.1767 | 42 | 7.7824e-05 | 2266 | 548.6975 | 1148 | 0.042814 | 1258 | 0.05 | 2061
1927 | HIGGINS 1110166282 | 152691110 | HIGGINS 1110 | 166282 | FALSE | 38601.364 | 38601.364 | 256 | 0.00012662 | 1069 | 425.8459 | 1266 | 0.042498 | 1259 |  | 2757
6705 | GIRVAN 11021028 | 103401102 | GIRVAN 1102 | 1028 | FALSE | 28404.1063 | 28404.1063 | 208 | 0.00012459 | 1106 | 555.8921 | 1139 | 0.042483 | 1260 | 8.08 | 437
3470 | OILFIELDS 1103370932 | 182391103 | OILFIELDS 1103 | 370932 | TRUE | 2172.9579 | 619.9296 | 6 | 3.0451e-05 | 3423 | 729.2934 | 991 | 0.042464 | 1261 |  | 2828
9825 | GIRVAN 1101CB | 103401101 | GIRVAN 1101 | CB | FALSE | 5303.193 | 2471.5392 | 31 | 0.0001612 | 628 | 200.4454 | 1640 | 0.042406 | 1262 | 0.01 | 2593
4531 | CRESCENT MILLS 21013113 | 103132101 | CRESCENT MILLS 2101 | 3113 | FALSE | 1919.7007 | 1919.7007 | 9 | 5.1754e-05 | 2999 | 970.9306 | 849 | 0.042389 | 1263 | 12.05 | 376
4502 | WILLITS 1103968 | 42661103 | WILLITS 1103 | 968 | FALSE | 44551.6644 | 42969.09 | 283 | 0.00010481 | 1533 | 381.6576 | 1318 | 0.042383 | 1264 | 33.68 | 221
293 | MENDOCINO 110131322 | 42951101 | MENDOCINO 1101 | 31322 | FALSE | 46269.6305 | 9420.014 | 310 | 0.00011583 | 1276 | 412.2583 | 1282 | 0.04237 | 1265 | 0.05 | 1992
332 | MESA 1101CB | 182821101 | MESA 1101 | CB | FALSE | 40952.4168 | 22299.6831 | 230 | 5.1221e-05 | 3009 | 603.2532 | 1096 | 0.042367 | 1266 | 0.03 | 2242
6761 | HORSESHOE 11011682 | 152571101 | HORSESHOE 1101 | 1682 | TRUE | 14763.8266 | 326.6132 | 112 | 0.00012357 | 1130 | 359.4666 | 1355 | 0.042324 | 1267 | 0.48 | 906
4789 | APPLE HILL 110412842 | 153661104 | APPLE HILL 1104 | 12842 | FALSE | 27066.2595 | 25454.1408 | 209 | 0.00018752 | 457 | 122.8933 | 1862 | 0.042311 | 1268 | 24.93 | 275
5435 | SUNOL 1101MR299 | 14241101 | SUNOL 1101 | MR299 | FALSE | 7955.2462 | 7955.2462 | 58 | 9.0049e-05 | 1910 | 452.8222 | 1243 | 0.042276 | 1269 | 0.4 | 946
5875 | MESA 11016113 | 182821101 | MESA 1101 | 6113 | FALSE | 15649.5972 | 2800.3205 | 100 | 5.0937e-05 | 3015 | 1017.9876 | 816 | 0.042268 | 1270 | 0.86 | 762
6536 | PINE GROVE 11026080 | 163751102 | PINE GROVE 1102 | 6080 | FALSE | 55307.7629 | 55307.7629 | 322 | 0.00011497 | 1300 | 414.8336 | 1277 | 0.042249 | 1271 | 0.17 | 1242
10453 | RIO DELL 11027124 | 192251102 | RIO DELL 1102 | 7124 | FALSE | 1081.3743 | 1081.3743 | 5 | 0.0002308 | 283 | 190.3883 | 1663 | 0.042229 | 1272 | 0.05 | 1941
9767 | SAN BERNARD 1101641042 | 253191101 | SAN BERNARD 1101 | 641042 | FALSE | 10558.7861 | 2300.7684 | 22 | 2.7605e-05 | 3464 | 1880.7413 | 480 | 0.042194 | 1273 |  | 3414
7173 | OTTER 110237132 | 182941102 | OTTER 1102 | 37132 | FALSE | 9343.2123 | 9343.2123 | 50 | 0.00010209 | 1601 | 598.7122 | 1102 | 0.042173 | 1274 |  | 3104
7839 | FROGTOWN 1702204480 | 163451702 | FROGTOWN 1702 | 204480 | TRUE | 3182.9165 | 807.68 | 28 | 0.00015459 | 699 | 296.133 | 1455 | 0.04209 | 1275 |  | 3169
1556 | HOPLAND 110180620 | 42251101 | HOPLAND 1101 | 80620 | FALSE | 8949.87 | 1997.9252 | 51 | 7.4695e-05 | 2340 | 506.899 | 1194 | 0.04205 | 1276 | 0.61 | 849
796 | MESA 1101M86 | 182821101 | MESA 1101 | M86 | FALSE | 33517.8054 | 20500.8716 | 217 | 4.9333e-05 | 3053 | 762.6869 | 961 | 0.041844 | 1277 | 0.04 | 2086
4020 | CABRILLO 1103Y10 | 183101103 | CABRILLO 1103 | Y10 | FALSE | 24460.4132 | 7788.8369 | 122 | 3.6552e-05 | 3322 | 632.6734 | 1076 | 0.041779 | 1278 | 0.05 | 1949
4294 | FITCH MOUNTAIN 11134566 | 42751113 | FITCH MOUNTAIN 1113 | 4566 | FALSE | 28160.2778 | 20128.0864 | 180 | 0.00011406 | 1319 | 393.9766 | 1301 | 0.041761 | 1279 | 0.11 | 1420
3368 | PEORIA 17051834 | 163781705 | PEORIA 1705 | 1834 | FALSE | 38353.1383 | 37922.7084 | 217 | 8.1071e-05 | 2182 | 531.0758 | 1172 | 0.041581 | 1280 | 0.17 | 1247
4811 | CALAVERAS CEMENT 1101502 | 162211101 | CALAVERAS CEMENT 1101 | 502 | FALSE | 65884.6113 | 60591.0346 | 331 | 9.3364e-05 | 1812 | 435.9933 | 1257 | 0.041554 | 1281 | 0.21 | 1137
8493 | COTATI 1102282 | 42271102 | COTATI 1102 | 282 | FALSE | 8222.1189 | 4475.09 | 62 | 8.3509e-05 | 2115 | 543.5705 | 1155 | 0.041526 | 1282 | 2.35 | 612
3229 | WISE 1102CB | 152271102 | WISE 1102 | CB | FALSE | 23260.435 | 22633.2401 | 177 | 0.00014209 | 838 | 392.5466 | 1305 | 0.041442 | 1283 | 0.11 | 1427
2423 | APPLE HILL 110413512 | 153661104 | APPLE HILL 1104 | 13512 | FALSE | 49131.7705 | 45791.8869 | 345 | 0.00019634 | 412 | 199.5912 | 1642 | 0.041392 | 1284 | 59.2 | 89
3013 | BIG MEADOWS 21012586 | 102812101 | BIG MEADOWS 2101 | 2586 | FALSE | 17615.5168 | 10070.6101 | 91 | 4.8503e-05 | 3075 | 1089.5717 | 778 | 0.041237 | 1285 | 0.09 | 1567
6401 | COPPERMINE 1104556430 | 252411104 | COPPERMINE 1104 | 556430 | FALSE | 26122.847 | 7792.8441 | 122 | 1.6369e-05 | 3574 | 2433.0686 | 354 | 0.041063 | 1286 |  | 3028
9989 | ORO FINO 11022236 | 103031102 | ORO FINO 1102 | 2236 | FALSE | 4120.4561 | 4120.4561 | 11 | 0.00027956 | 156 | 116.7508 | 1889 | 0.040994 | 1287 | 0.26 | 1069
3633 | BIG BEND 11021972 | 103751102 | BIG BEND 1102 | 1972 | FALSE | 34265.9827 | 34265.9827 | 177 | 0.00011711 | 1243 | 377.3246 | 1326 | 0.040961 | 1288 | 73.04 | 64
7419 | MARTELL 110299214 | 163011102 | MARTELL 1102 | 99214 | FALSE | 3296.9506 | 2953.539 | 21 | 0.00014798 | 764 | 541.677 | 1157 | 0.040838 | 1289 | 0.04 | 2193
5589 | BUELLTON 1101Y36 | 183041101 | BUELLTON 1101 | Y36 | FALSE | 73124.8896 | 60717.9561 | 283 | 4.3104e-05 | 3207 | 946.8115 | 863 | 0.0408 | 1290 | 0.14 | 1321
2824 | GEYSERVILLE 1101166 | 42891101 | GEYSERVILLE 1101 | 166 | FALSE | 15936.7517 | 9969.1209 | 110 | 0.00012238 | 1141 | 339.9187 | 1388 | 0.040759 | 1291 | 0.03 | 2283
612 | DIAMOND SPRINGS 11062100 | 152261106 | DIAMOND SPRINGS 1106 | 2100 | FALSE | 62879.0761 | 62879.0761 | 403 | 0.00011682 | 1254 | 355.7448 | 1364 | 0.040696 | 1292 | 0.14 | 1318
4758 | LAYTONVILLE 1101402 | 42681101 | LAYTONVILLE 1101 | 402 | FALSE | 37926.2925 | 37584.6138 | 151 | 0.0001662 | 581 | 293.7692 | 1458 | 0.040695 | 1293 | 0.07 | 1764
7625 | ATASCADERO 1103440856 | 182541103 | ATASCADERO 1103 | 440856 | FALSE | 56881.4108 | 56011.6123 | 349 | 6.3248e-05 | 2669 | 673.5389 | 1040 | 0.040647 | 1294 |  | 3143
3291 | FRUITLAND 11426054 | 192311142 | FRUITLAND 1142 | 6054 | FALSE | 11579.672 | 11579.672 | 58 | 0.00029784 | 132 | 184.0031 | 1677 | 0.040642 | 1295 | 0.09 | 1573
2753 | CALPELLA 11011204 | 43411101 | CALPELLA 1101 | 1204 | FALSE | 18353.2445 | 15255.8356 | 124 | 0.00012564 | 1084 | 378.7617 | 1322 | 0.040535 | 1296 | 0.06 | 1888
6226 | FULTON 1107214 | 42561107 | FULTON 1107 | 214 | FALSE | 18868.3768 | 18868.3768 | 142 | 0.0001516 | 725 | 205.0666 | 1626 | 0.040503 | 1297 | 44.57 | 157
6297 | PEORIA 170176030 | 163781701 | PEORIA 1701 | 76030 | FALSE | 10072.8355 | 8222.4339 | 55 | 9.557e-05 | 1739 | 498.7327 | 1202 | 0.040366 | 1298 | 0.02 | 2538
4946 | WYANDOTTE 11031976 | 102911103 | WYANDOTTE 1103 | 1976 | FALSE | 38264.4277 | 38264.4277 | 217 | 7.4462e-05 | 2346 | 572.7278 | 1128 | 0.040282 | 1299 | 81.96 | 47
3803 | CALAVERAS CEMENT 1101CB | 162211101 | CALAVERAS CEMENT 1101 | CB | FALSE | 29408.7196 | 16846.5197 | 203 | 0.00013798 | 894 | 318.5868 | 1420 | 0.040232 | 1300 | 0.05 | 1952
601 | FORESTHILL 11022106 | 152181102 | FORESTHILL 1102 | 2106 | FALSE | 44861.5543 | 44861.5543 | 264 | 0.00012115 | 1162 | 368.597 | 1341 | 0.040196 | 1301 | 51.56 | 115
3937 | AUBERRY 1101176050 | 254151101 | AUBERRY 1101 | 176050 | FALSE | 33994.9384 | 33994.9384 | 168 | 3.5007e-05 | 3352 | 1021.4734 | 814 | 0.040157 | 1302 |  | 2863
3563 | SHINGLE SPRINGS 21092053 | 153652109 | SHINGLE SPRINGS 2109 | 2053 | FALSE | 9238.0472 | 9238.0472 | 74 | 7.8295e-05 | 2252 | 578.9534 | 1125 | 0.040131 | 1303 | 18.91 | 317
639 | LAYTONVILLE 1101CB | 42681101 | LAYTONVILLE 1101 | CB | FALSE | 14777.824 | 9580.003 | 90 | 0.00019434 | 422 | 250.1874 | 1539 | 0.040116 | 1304 | 6.07 | 474
8583 | UKIAH 1111168892 | 42771111 | UKIAH 1111 | 168892 | TRUE | 1078.2209 | 264.3207 | 8 | 7.0494e-05 | 2456 | 277.1976 | 1478 | 0.040099 | 1305 |  | 3240
6071 | SHINGLE SPRINGS 210981390 | 153652109 | SHINGLE SPRINGS 2109 | 81390 | FALSE | 29957.8137 | 29957.8137 | 208 | 0.00014065 | 861 | 348.4797 | 1374 | 0.039915 | 1306 | 0.15 | 1288
5271 | WILLITS 1104504 | 42661104 | WILLITS 1104 | 504 | FALSE | 36253.1832 | 36253.1832 | 205 | 0.00010544 | 1509 | 471.8115 | 1221 | 0.039748 | 1307 | 47.4 | 133
8156 | PIKE CITY 1102CB | 152201102 | PIKE CITY 1102 | CB | FALSE | 15315.8587 | 15315.8587 | 44 | 0.00010811 | 1449 | 444.7581 | 1253 | 0.03956 | 1308 | 15.25 | 349
1834 | CASTRO VALLEY 1110MR748 | 14091110 | CASTRO VALLEY 1110 | MR748 | FALSE | 10026.1125 | 10026.1125 | 86 | 9.5898e-05 | 1731 | 353.7631 | 1368 | 0.039516 | 1309 |  | 2749
4232 | GABILAN 1101989608 | 182331101 | GABILAN 1101 | 989608 | FALSE | 3673.9458 | 1209.612 | 6 | 0.00015502 | 693 | 503.7259 | 1195 | 0.039513 | 1310 |  | 2877
2029 | OCEANO 1102V56 | 182601102 | OCEANO 1102 | V56 | FALSE | 15985.6627 | 15022.8264 | 115 | 6.4252e-05 | 2636 | 557.9025 | 1137 | 0.039442 | 1311 | 0.1 | 1460
6282 | MOLINO 1101891 | 42571101 | MOLINO 1101 | 891 | FALSE | 5070.4899 | 5070.4899 | 41 | 0.00012462 | 1104 | 268.5604 | 1501 | 0.03939 | 1312 | 2.7 | 588
7224 | MIRABEL 1101116 | 42091101 | MIRABEL 1101 | 116 | FALSE | 17433.6477 | 16625.8808 | 112 | 0.00017861 | 515 | 262.5016 | 1515 | 0.039363 | 1313 | 33.71 | 220
3752 | MONTE RIO 1113539938 | 42811113 | MONTE RIO 1113 | 539938 | FALSE | 4460.237 | 4460.237 | 26 | 0.00021663 | 334 | 141.7664 | 1805 | 0.039354 | 1314 |  | 2851
8901 | BRIDGEVILLE 110237486 | 192461102 | BRIDGEVILLE 1102 | 37486 | FALSE | 12199.5088 | 11162.2658 | 85 | 0.00018807 | 454 | 224.247 | 1597 | 0.039237 | 1315 | 0 | 2623
3640 | FROGTOWN 1702CB | 163451702 | FROGTOWN 1702 | CB | FALSE | 6932.7551 | 2351.3614 | 47 | 0.00016197 | 622 | 176.7445 | 1692 | 0.039234 | 1316 | 0.02 | 2556
4627 | SAN LUIS OBISPO 1107V02 | 182631107 | SAN LUIS OBISPO 1107 | V02 | FALSE | 29266.1566 | 29266.1566 | 202 | 6.7472e-05 | 2550 | 602.2374 | 1099 | 0.039184 | 1317 | 0.29 | 1026
2477 | CEDAR CREEK 11011656 | 103321101 | CEDAR CREEK 1101 | 1656 | FALSE | 51859.3271 | 51859.3271 | 208 | 0.00010206 | 1602 | 466.1612 | 1228 | 0.039176 | 1318 | 0.07 | 1727
6350 | NAPA 11121302 | 42021112 | NAPA 1112 | 1302 | FALSE | 55353.0299 | 32333.7369 | 317 | 6.346e-05 | 2662 | 792.5298 | 949 | 0.039053 | 1319 | 0.08 | 1620
798 | HIGGINS 1107CB | 152691107 | HIGGINS 1107 | CB | FALSE | 30614.8922 | 9216.7854 | 243 | 0.00023355 | 268 | 176.6871 | 1693 | 0.03873 | 1320 | 0.04 | 2075
10498 | CLAYTON 2212158138 | 12022212 | CLAYTON 2212 | 158138 | TRUE | 1490.1049 | 829.4376 | 10 | 2.484e-05 | 3499 | 1008.6051 | 829 | 0.038704 | 1321 |  | 3560
9150 | SPANISH CREEK 4401CB | 103104401 | SPANISH CREEK 4401 | CB | FALSE | 12760.2493 | 12447.7538 | 22 | 0.00012371 | 1125 | 391.2799 | 1306 | 0.038702 | 1322 | 6.72 | 462
561 | ALTO 11221260 | 42031122 | ALTO 1122 | 1260 | FALSE | 4901.8674 | 4807.0969 | 36 | 0.00023996 | 246 | 168.4314 | 1724 | 0.038665 | 1323 |  | 2682
2054 | PUEBLO 1104580658 | 43291104 | PUEBLO 1104 | 580658 | FALSE | 16767.5085 | 15111.3604 | 107 | 6.1348e-05 | 2739 | 693.004 | 1027 | 0.038518 | 1324 |  | 2759
3362 | REDBUD 110191960 | 43191101 | REDBUD 1101 | 91960 | FALSE | 11326.1042 | 10487.6883 | 90 | 7.983e-05 | 2210 | 850.9359 | 913 | 0.038488 | 1325 | 0.06 | 1880
3879 | WILLITS 11032506 | 42661103 | WILLITS 1103 | 2506 | FALSE | 20286.2385 | 20286.2385 | 89 | 0.00011138 | 1386 | 409.6677 | 1285 | 0.038425 | 1326 | 0.12 | 1404
2472 | SANTA ROSA A 1104220 | 42151104 | SANTA ROSA A 1104 | 220 | FALSE | 15438.0154 | 15438.0154 | 105 | 0.00011441 | 1309 | 311.3432 | 1429 | 0.038284 | 1327 | 9.46 | 408
2655 | TEMPLETON 2110R90 | 183052110 | TEMPLETON 2110 | R90 | FALSE | 56951.1784 | 48580.6781 | 259 | 6.3209e-05 | 2672 | 705.4586 | 1018 | 0.038279 | 1328 | 0.16 | 1275
4442 | OCEANO 1104Q06 | 182601104 | OCEANO 1104 | Q06 | FALSE | 20064.3385 | 20064.3385 | 154 | 5.9491e-05 | 2790 | 680.2301 | 1036 | 0.038111 | 1329 | 0.24 | 1099
3161 | MARTELL 110368192 | 163011103 | MARTELL 1103 | 68192 | FALSE | 10168.9958 | 4402.6894 | 72 | 0.00012081 | 1168 | 238.5636 | 1570 | 0.037972 | 1330 | 0.05 | 1932
7038 | MIRABEL 1102334 | 42091102 | MIRABEL 1102 | 334 | FALSE | 14855.8514 | 9584.4637 | 84 | 0.00013014 | 1009 | 232.8142 | 1581 | 0.037896 | 1331 | 0.12 | 1407
6568 | GEYSERVILLE 110137454 | 42891101 | GEYSERVILLE 1101 | 37454 | FALSE | 19681.6074 | 10482.9729 | 114 | 0.00010014 | 1640 | 404.6575 | 1292 | 0.037721 | 1332 | 0.03 | 2377
9085 | SAN LUIS OBISPO 1107V62 | 182631107 | SAN LUIS OBISPO 1107 | V62 | FALSE | 11154.8311 | 11108.5021 | 50 | 5.5981e-05 | 2890 | 671.7711 | 1042 | 0.037409 | 1333 | 0.29 | 1023
3181 | SONOMA 110478372 | 42721104 | SONOMA 1104 | 78372 | FALSE | 27765.2096 | 26751.8084 | 198 | 9.64e-05 | 1722 | 422.9319 | 1270 | 0.037304 | 1334 | 0.18 | 1212
296 | TASSAJARA 2112D514R | 14662112 | TASSAJARA 2112 | D514R | FALSE | 7698.3807 | 5032.0091 | 73 | 0.00011281 | 1348 | 304.6429 | 1441 | 0.037278 | 1335 | 0.15 | 1282
5732 | SWIFT 2107XR526 | 83392107 | SWIFT 2107 | XR526 | FALSE | 8725.9018 | 3365.6589 | 64 | 8.9522e-05 | 1929 | 366.774 | 1343 | 0.037122 | 1336 | 0.07 | 1699
4671 | PURISIMA 1101Y42 | 182971101 | PURISIMA 1101 | Y42 | FALSE | 26985.4956 | 5628.4599 | 127 | 5.2153e-05 | 2990 | 480.936 | 1215 | 0.037118 | 1337 | 0.03 | 2346
7642 | PENRYN 1105168616 | 152561105 | PENRYN 1105 | 168616 | FALSE | 13634.7639 | 5078.9905 | 102 | 0.00012703 | 1064 | 319.4815 | 1417 | 0.03705 | 1338 |  | 3144
2287 | OCEANO 1104104102 | 182601104 | OCEANO 1104 | 104102 | FALSE | 5954.6843 | 5329.5584 | 32 | 7.2705e-05 | 2398 | 458.1953 | 1237 | 0.03704 | 1339 |  | 2769
9499 | OILFIELDS 1103N46 | 182391103 | OILFIELDS 1103 | N46 | FALSE | 9360.6261 | 9360.6261 | 29 | 8.7946e-05 | 1983 | 551.9562 | 1142 | 0.036988 | 1340 | 4.74 | 508
5619 | NARROWS 21052426 | 153132105 | NARROWS 2105 | 2426 | FALSE | 27934.4989 | 13782.7728 | 226 | 0.00017076 | 559 | 240.3744 | 1566 | 0.036874 | 1341 | 0.09 | 1513
3889 | RINCON 1103474 | 43321103 | RINCON 1103 | 474 | FALSE | 29501.1448 | 29501.1448 | 174 | 9.7853e-05 | 1695 | 328.9251 | 1399 | 0.036813 | 1342 | 75.79 | 56
6070 | CRESCENT MILLS 21012230 | 103132101 | CRESCENT MILLS 2101 | 2230 | FALSE | 17863.1589 | 10972.6709 | 112 | 5.685e-05 | 2866 | 738.5033 | 984 | 0.036587 | 1343 | 1.14 | 710
7395 | HALF MOON BAY 11018902 | 24101101 | HALF MOON BAY 1101 | 8902 | FALSE | 29281.8886 | 22787.1296 | 145 | 9.4843e-05 | 1771 | 290.9381 | 1462 | 0.036496 | 1344 | 0.33 | 986
8155 | PIT NO 5 11011606 | 101321101 | PIT NO 5 1101 | 1606 | FALSE | 8892.9459 | 8892.9459 | 40 | 0.00014678 | 776 | 232.8508 | 1580 | 0.036482 | 1345 | 0.01 | 2612
6340 | ELECTRA 11011238 | 162161101 | ELECTRA 1101 | 1238 | FALSE | 11344.0767 | 5824.674 | 81 | 0.00010773 | 1458 | 597.355 | 1103 | 0.036431 | 1346 | 1.29 | 689
988 | FROGTOWN 1701CB | 163451701 | FROGTOWN 1701 | CB | FALSE | 18045.0473 | 16189.7881 | 76 | 0.00014573 | 792 | 355.2175 | 1365 | 0.036334 | 1347 | 0.04 | 2159
6703 | POTTER VALLEY P H 110576498 | 42281105 | POTTER VALLEY P H 1105 | 76498 | FALSE | 23942.9529 | 23942.9529 | 119 | 0.00014996 | 736 | 219.4832 | 1606 | 0.036331 | 1348 | 0.07 | 1718
10138 | LLAGAS 2107870396 | 83182107 | LLAGAS 2107 | 870396 | FALSE | 4752.0973 | 1326.4884 | 40 | 7.7997e-05 | 2259 | 529.8735 | 1173 | 0.036327 | 1349 |  | 3499
7528 | LAYTONVILLE 110189606 | 42681101 | LAYTONVILLE 1101 | 89606 | FALSE | 19260.5468 | 18716.1946 | 100 | 0.00018082 | 506 | 280.3009 | 1471 | 0.036226 | 1350 | 2.6 | 595
1489 | CURTIS 1702CB | 163351702 | CURTIS 1702 | CB | FALSE | 36887.0265 | 35506.5152 | 293 | 0.00013284 | 960 | 388.0347 | 1309 | 0.036175 | 1351 | 0.18 | 1199
3159 | SALMON CREEK 1101194 | 43161101 | SALMON CREEK 1101 | 194 | FALSE | 13676.557 | 10907.7439 | 62 | 5.7737e-05 | 2843 | 536.066 | 1162 | 0.03614 | 1352 | 0.13 | 1363
5649 | MORGAN HILL 2111XR186 | 83242111 | MORGAN HILL 2111 | XR186 | FALSE | 25721.3505 | 4651.2538 | 191 | 7.0623e-05 | 2453 | 451.6726 | 1246 | 0.036035 | 1353 | 0.23 | 1109
972 | BRUNSWICK 11062392 | 152481106 | BRUNSWICK 1106 | 2392 | FALSE | 14284.081 | 9811.7074 | 111 | 0.0001898 | 442 | 159.9243 | 1747 | 0.036 | 1354 |  | 2700
4961 | TEMPLETON 2110R94 | 183052110 | TEMPLETON 2110 | R94 | FALSE | 33827.9009 | 22380.6586 | 179 | 5.5341e-05 | 2903 | 687.195 | 1033 | 0.035946 | 1355 | 0.08 | 1614
2592 | CAYUCOS 11014701 | 182551101 | CAYUCOS 1101 | 4701 | FALSE | 14095.9599 | 3388.7478 | 65 | 6.2737e-05 | 2693 | 533.9217 | 1166 | 0.035932 | 1356 | 0.03 | 2301
160 | MOUNTAIN QUARRIES 21011346 | 152282101 | MOUNTAIN QUARRIES 2101 | 1346 | FALSE | 49591.6622 | 49591.6622 | 410 | 0.00012199 | 1148 | 241.2851 | 1564 | 0.035841 | 1357 | 0.17 | 1232
3187 | SAN MIGUEL 1104R58 | 182661104 | SAN MIGUEL 1104 | R58 | TRUE | 19359.8745 | 870.4973 | 130 | 8.6053e-05 | 2033 | 466.191 | 1227 | 0.035811 | 1358 | 0.03 | 2357
8179 | LOS OSITOS 21037062 | 182082103 | LOS OSITOS 2103 | 7062 | FALSE | 19664.1429 | 19664.1429 | 53 | 5.2216e-05 | 2986 | 685.2904 | 1034 | 0.035805 | 1359 | 0.1 | 1452
7911 | OAKLAND K 110217430 | 12101102 | OAKLAND K 1102 | 17430 | FALSE | 2364.8217 | 2364.8217 | 15 | 0.00011951 | 1195 | 247.4437 | 1547 | 0.035767 | 1360 | 32.76 | 224
88 | SILVERADO 2105658898 | 43432105 | SILVERADO 2105 | 658898 | FALSE | 27632.4579 | 27632.4579 | 151 | 0.00015549 | 689 | 248.309 | 1546 | 0.035763 | 1361 | 57.88 | 94
2757 | BURNEY 11011358 | 103311101 | BURNEY 1101 | 1358 | FALSE | 15167.5785 | 13566.1241 | 51 | 5.9055e-05 | 2804 | 689.2289 | 1031 | 0.035574 | 1362 | 0.06 | 1890
2335 | PLACERVILLE 21067522 | 153082106 | PLACERVILLE 2106 | 7522 | FALSE | 108391.3301 | 108391.3301 | 745 | 0.00012077 | 1170 | 356.6073 | 1360 | 0.035529 | 1363 | 0.39 | 959
10054 | GARBERVILLE 110197300 | 192221101 | GARBERVILLE 1101 | 97300 | FALSE | 5161.3802 | 5161.3802 | 32 | 0.00052613 | 28 | 106.2466 | 1924 | 0.035439 | 1364 | 0 | 2624
2680 | SAN RAMON 2107MR284 | 14232107 | SAN RAMON 2107 | MR284 | FALSE | 24162.974 | 23633.8875 | 134 | 7.4599e-05 | 2342 | 581.0664 | 1123 | 0.035373 | 1365 | 0.73 | 795
6323 | FORT ROSS 112170288 | 42851121 | FORT ROSS 1121 | 70288 | FALSE | 18879.7984 | 18879.7984 | 94 | 0.00019388 | 426 | 228.6007 | 1590 | 0.035369 | 1366 | 36.18 | 207
4070 | CLAYTON 2213CB | 12022213 | CLAYTON 2213 | CB | FALSE | 9981.732 | 6230.9216 | 51 | 2.7369e-05 | 3466 | 650.8554 | 1065 | 0.03535 | 1367 |  | 2870
5947 | GARCIA 0401666 | 43040401 | GARCIA 0401 | 666 | FALSE | 3872.5577 | 3872.5577 | 12 | 9.2943e-05 | 1825 | 378.2419 | 1323 | 0.035311 | 1368 | 4.95 | 500
8699 | UKIAH 1113548420 | 42771113 | UKIAH 1113 | 548420 | FALSE | 8380.7958 | 8369.7684 | 54 | 8.6035e-05 | 2034 | 589.6218 | 1114 | 0.035261 | 1369 |  | 3251
7081 | NOVATO 110455398 | 42211104 | NOVATO 1104 | 55398 | FALSE | 18355.8501 | 5879.4418 | 82 | 9.9295e-05 | 1661 | 371.6607 | 1336 | 0.035221 | 1370 | 0.05 | 2019
2938 | PETALUMA C 110948000 | 42631109 | PETALUMA C 1109 | 48000 | FALSE | 21345.6496 | 15284.0145 | 115 | 8.6887e-05 | 2015 | 388.2741 | 1308 | 0.035167 | 1371 | 0.07 | 1767
9847 | PENRYN 1105CB | 152561105 | PENRYN 1105 | CB | TRUE | 1663.8056 | 978.5043 | 7 | 0.00029336 | 136 | 117.5975 | 1884 | 0.035133 | 1372 | 0.22 | 1130
1921 | WYANDOTTE 110641650 | 102911106 | WYANDOTTE 1106 | 41650 | FALSE | 26091.6846 | 1862.3816 | 152 | 9.0143e-05 | 1906 | 368.6652 | 1340 | 0.035126 | 1373 | 1.15 | 706
7481 | OTTER 11012052 | 182941101 | OTTER 1101 | 2052 | FALSE | 7781.6967 | 7781.6967 | 53 | 0.00010975 | 1416 | 342.2139 | 1385 | 0.034981 | 1374 | 16.17 | 340
3295 | REDBUD 1102510 | 43191102 | REDBUD 1102 | 510 | FALSE | 13083.2788 | 6767.6989 | 101 | 7.5461e-05 | 2323 | 619.5024 | 1082 | 0.03495 | 1375 | 0.06 | 1875
4887 | WOODSIDE 11018972 | 24251101 | WOODSIDE 1101 | 8972 | FALSE | 10000.1577 | 10000.1577 | 60 | 0.00015146 | 726 | 262.3952 | 1516 | 0.034933 | 1376 | 24.19 | 280
9433 | JAMESON 11028842 | 63801102 | JAMESON 1102 | 8842 | TRUE | 4786.8365 | 241.1115 | 42 | 6.9889e-05 | 2476 | 340.0317 | 1387 | 0.03478 | 1377 | 1.42 | 678
5225 | SHADY GLEN 110248894 | 152431102 | SHADY GLEN 1102 | 48894 | FALSE | 16156.7591 | 14293.1803 | 119 | 0.00018242 | 493 | 147.0551 | 1786 | 0.034658 | 1378 | 4.42 | 518
4594 | WEIMAR 11012058 | 152491101 | WEIMAR 1101 | 2058 | FALSE | 34315.2065 | 34315.2065 | 256 | 0.00016588 | 583 | 212.3054 | 1613 | 0.034582 | 1379 | 0.1 | 1472
10315 | CLAYTON 2212523764 | 12022212 | CLAYTON 2212 | 523764 | TRUE | 581.2133 | 177.5745 | 5 | 5.3526e-05 | 2949 | 454.5614 | 1241 | 0.034478 | 1380 |  | 3531
4872 | SUNOL 1101MR196 | 14241101 | SUNOL 1101 | MR196 | FALSE | 21187.4678 | 6333.1478 | 96 | 5.2612e-05 | 2979 | 626.9753 | 1078 | 0.034417 | 1381 | 0.62 | 842
1388 | MIWUK 170193062 | 163661701 | MIWUK 1701 | 93062 | FALSE | 13326.2559 | 13326.2559 | 84 | 5.3764e-05 | 2946 | 519.6534 | 1183 | 0.034301 | 1382 | 47.16 | 137
10333 | SAN ARDO 1101650772 | 182191101 | SAN ARDO 1101 | 650772 | FALSE | 4368.3364 | 1261.3702 | 10 | 8.4256e-05 | 2083 | 361.8664 | 1350 | 0.03426 | 1383 |  | 3534
132 | APPLE HILL 1103CB | 153661103 | APPLE HILL 1103 | CB | FALSE | 36721.9242 | 31128.549 | 268 | 0.00025192 | 213 | 162.0895 | 1742 | 0.034245 | 1384 | 0.18 | 1200
7451 | LOW GAP 1101CB | 192411101 | LOW GAP 1101 | CB | FALSE | 3490.2509 | 3490.2509 | 23 | 0.00020947 | 361 | 222.197 | 1600 | 0.034029 | 1385 | 9.67 | 405
10038 | JESSUP 110194468 | 103441101 | JESSUP 1101 | 94468 | FALSE | 2757.0604 | 2757.0604 | 21 | 6.6616e-05 | 2567 | 514.9233 | 1187 | 0.033993 | 1386 |  | 3480
3608 | PIT NO 1 11011552 | 103721101 | PIT NO 1 1101 | 1552 | FALSE | 42573.1939 | 23841.5992 | 221 | 3.5304e-05 | 3346 | 839.4452 | 917 | 0.033912 | 1387 | 0.02 | 2427
5359 | SAN LUIS OBISPO 1104CB | 182631104 | SAN LUIS OBISPO 1104 | CB | TRUE | 10585.951 | 124.2488 | 65 | 0.00011177 | 1373 | 315.2576 | 1425 | 0.033863 | 1388 | 0.02 | 2451
9613 | REEDLEY 1112477952 | 252341112 | REEDLEY 1112 | 477952 | TRUE | 2593.1423 | 282.8465 | 14 | 3.3616e-05 | 3374 | 2064.1113 | 439 | 0.033843 | 1389 |  | 3390
6901 | JESSUP 11019752 | 103441101 | JESSUP 1101 | 9752 | FALSE | 6185.1828 | 6137.4536 | 41 | 8.5187e-05 | 2053 | 359.3768 | 1357 | 0.033837 | 1390 | 0.08 | 1592
8898 | RACETRACK 17036014 | 163761703 | RACETRACK 1703 | 6014 | FALSE | 11167.2532 | 11167.2532 | 73 | 0.00012645 | 1075 | 322.1745 | 1410 | 0.033829 | 1391 | 0.11 | 1416
7674 | LLAGAS 21011451 | 83182101 | LLAGAS 2101 | 1451 | FALSE | 14799.0551 | 9963.2757 | 61 | 7.7841e-05 | 2264 | 590.7109 | 1112 | 0.03381 | 1392 | 0.07 | 1693
5880 | POINT MORETTI 11015076 | 82931101 | POINT MORETTI 1101 | 5076 | FALSE | 14477.3637 | 12059.1468 | 67 | 0.00010771 | 1459 | 265.797 | 1508 | 0.033758 | 1393 | 0.04 | 2127
8948 | CLARKSVILLE 2109102734 | 153612109 | CLARKSVILLE 2109 | 102734 | TRUE | 954.1374 | 954.1374 | 7 | 8.9773e-05 | 1919 | 197.0875 | 1650 | 0.033754 | 1394 |  | 3280
10958 | CURTIS 170511790 | 163351705 | CURTIS 1705 | 11790 | TRUE | 22.8988 | 22.8988 | 1 | 0.00070892 | 7 | 47.5828 | 2227 | 0.033732 | 1395 | 0.2 | 1164
10247 | MILPITAS 1108342498 | 82831108 | MILPITAS 1108 | 342498 | TRUE | 1151.7336 | 49.0072 | 9 | 7.9908e-05 | 2207 | 500.2762 | 1198 | 0.033722 | 1396 |  | 3521
5434 | MADISON 1105495270 | 63171105 | MADISON 1105 | 495270 | TRUE | 13307.7021 | 863.3194 | 50 | 9.0841e-05 | 1888 | 589.9667 | 1113 | 0.033688 | 1397 |  | 2953
5420 | PETALUMA C 1108600 | 42631108 | PETALUMA C 1108 | 600 | FALSE | 11716.5391 | 5966.5276 | 107 | 8.5491e-05 | 2040 | 380.66 | 1319 | 0.033514 | 1398 | 2.36 | 611
5203 | HALSEY 11012414 | 152241101 | HALSEY 1101 | 2414 | FALSE | 23793.415 | 23793.415 | 168 | 0.00014567 | 794 | 312.3629 | 1427 | 0.033489 | 1399 | 0.1 | 1503
322 | PIKE CITY 11011730 | 152201101 | PIKE CITY 1101 | 1730 | FALSE | 13645.4759 | 13645.4759 | 73 | 0.00014065 | 860 | 278.461 | 1475 | 0.033438 | 1400 | 45.96 | 146
5994 | RED BLUFF 11011334 | 103541101 | RED BLUFF 1101 | 1334 | FALSE | 25612.9912 | 2886.1165 | 155 | 6.0867e-05 | 2753 | 682.7098 | 1035 | 0.033359 | 1401 | 1.21 | 700
3212 | HALF MOON BAY 1103H82 | 24101103 | HALF MOON BAY 1103 | H82 | FALSE | 58651.4755 | 52489.3402 | 262 | 9.3414e-05 | 1811 | 388.9088 | 1307 | 0.033242 | 1402 | 0.77 | 782
1462 | GIRVAN 11029012 | 103401102 | GIRVAN 1102 | 9012 | FALSE | 25166.2142 | 25166.2142 | 176 | 0.00013267 | 966 | 372.3651 | 1335 | 0.033219 | 1403 | 0.42 | 934
10706 | GONZALES 1104807000 | 182131104 | GONZALES 1104 | 807000 | FALSE | 1709.8584 | 1354.2941 | 7 | 3.235e-05 | 3394 | 880.4035 | 891 | 0.033203 | 1404 |  | 3594
5652 | CORRAL 110214028 | 162991102 | CORRAL 1102 | 14028 | FALSE | 12751.8037 | 6133.5417 | 103 | 0.00010822 | 1447 | 214.1406 | 1611 | 0.033074 | 1405 | 0.04 | 2224
7408 | KANAKA 11011044 | 103221101 | KANAKA 1101 | 1044 | FALSE | 9889.843 | 9889.843 | 17 | 0.00010748 | 1465 | 324.5037 | 1407 | 0.033036 | 1406 | 18.93 | 316
2114 | WYANDOTTE 11091040 | 102911109 | WYANDOTTE 1109 | 1040 | FALSE | 9753.1063 | 1682.9824 | 62 | 0.00011564 | 1281 | 448.3969 | 1250 | 0.032999 | 1407 | 0.73 | 796
9307 | LINCOLN 11012310 | 153701101 | LINCOLN 1101 | 2310 | FALSE | 4180.455 | 1304.6994 | 34 | 0.00013671 | 911 | 509.3332 | 1192 | 0.032911 | 1408 | 0.05 | 1962
4870 | BEAR VALLEY 2101CB | 252192101 | BEAR VALLEY 2101 | CB | FALSE | 30214.013 | 30214.013 | 154 | 0.00013214 | 980 | 326.6135 | 1403 | 0.03289 | 1409 | 0.04 | 2085
3833 | APPLE HILL 110412832 | 153661104 | APPLE HILL 1104 | 12832 | FALSE | 24421.2649 | 23234.3604 | 166 | 0.00017093 | 557 | 211.8635 | 1615 | 0.032787 | 1410 | 28.99 | 245
10090 | TIVY VALLEY 1107599142 | 252941107 | TIVY VALLEY 1107 | 599142 | TRUE | 3668.6338 | 573.3105 | 19 | 2.2881e-05 | 3512 | 2022.5531 | 452 | 0.03274 | 1411 |  | 3488
2297 | STANISLAUS 17011812 | 162821701 | STANISLAUS 1701 | 1812 | FALSE | 30912.6745 | 30912.6745 | 234 | 0.0001396 | 878 | 157.2117 | 1758 | 0.032657 | 1412 | 0.91 | 748
8485 | HOLLISTER 2102113634 | 182492102 | HOLLISTER 2102 | 113634 | FALSE | 13932.988 | 2941.0752 | 76 | 7.4759e-05 | 2338 | 364.1214 | 1346 | 0.032654 | 1413 |  | 3229
7193 | ELECTRA 1102CB | 162161102 | ELECTRA 1102 | CB | FALSE | 4270.3268 | 4270.3268 | 7 | 0.000239 | 249 | 194.5881 | 1655 | 0.032515 | 1414 | 0.03 | 2354
5731 | PLACERVILLE 21062224 | 153082106 | PLACERVILLE 2106 | 2224 | FALSE | 16910.6519 | 16910.6519 | 123 | 0.00022231 | 310 | 204.3067 | 1631 | 0.032512 | 1415 | 31.55 | 229
4312 | MENDOCINO 110137462 | 42951101 | MENDOCINO 1101 | 37462 | FALSE | 7845.6326 | 3795.803 | 63 | 0.00014083 | 857 | 230.0252 | 1586 | 0.032457 | 1416 | 0.04 | 2166
8959 | OLETA 1101894006 | 163541101 | OLETA 1101 | 894006 | TRUE | 1042.8451 | 627.9545 | 8 | 7.1494e-05 | 2432 | 670.4008 | 1043 | 0.03239 | 1417 |  | 3282
4513 | SAN LUIS OBISPO 1104V14 | 182631104 | SAN LUIS OBISPO 1104 | V14 | FALSE | 13117.1277 | 13103.4117 | 69 | 5.3161e-05 | 2961 | 462.6018 | 1233 | 0.03238 | 1418 | 0.07 | 1714
4357 | APPLE HILL 11038412 | 153661103 | APPLE HILL 1103 | 8412 | FALSE | 31508.6751 | 31508.6751 | 201 | 0.00012406 | 1118 | 308.2082 | 1435 | 0.032352 | 1419 | 0.24 | 1093
2717 | JOLON 11027002 | 182981102 | JOLON 1102 | 7002 | FALSE | 29669.7133 | 13447.6997 | 117 | 6.5838e-05 | 2591 | 548.8506 | 1147 | 0.032323 | 1420 | 0.03 | 2407
5768 | BIG BASIN 110210254 | 82841102 | BIG BASIN 1102 | 10254 | FALSE | 3449.8351 | 3449.8351 | 11 | 0.00025218 | 212 | 138.3979 | 1814 | 0.03232 | 1421 | 0.29 | 1030
5734 | APPLE HILL 1104CB | 153661104 | APPLE HILL 1104 | CB | FALSE | 6578.3972 | 6578.3972 | 51 | 0.00035059 | 89 | 89.0767 | 2007 | 0.032289 | 1422 | 4 | 530
7601 | JARVIS 1111907698 | 13501111 | JARVIS 1111 | 907698 | FALSE | 3034.3117 | 2466.4182 | 14 | 0.00012445 | 1111 | 261.4537 | 1520 | 0.03225 | 1423 |  | 3140
7801 | HALF MOON BAY 11012500 | 24101101 | HALF MOON BAY 1101 | 2500 | FALSE | 11167.0911 | 10490.7768 | 74 | 0.00015128 | 727 | 218.7989 | 1608 | 0.032243 | 1424 | 57.37 | 96
4135 | BRUNSWICK 11041020 | 152481104 | BRUNSWICK 1104 | 1020 | FALSE | 46299.321 | 46299.321 | 311 | 9.6344e-05 | 1725 | 368.887 | 1339 | 0.032187 | 1425 | 69 | 71
7772 | FRUITLAND 11422006 | 192311142 | FRUITLAND 1142 | 2006 | FALSE | 14941.7424 | 13398.0902 | 75 | 0.00034661 | 94 | 97.9891 | 1968 | 0.03216 | 1426 | 0.09 | 1508
10311 | MADISON 2101760730 | 63172101 | MADISON 2101 | 760730 | TRUE | 4317.2275 | 964.21 | 17 | 7.566e-05 | 2318 | 407.7093 | 1289 | 0.032096 | 1427 |  | 3530
1525 | CHALLENGE 11025462 | 103201102 | CHALLENGE 1102 | 5462 | FALSE | 37447.0905 | 37447.0905 | 248 | 0.00016384 | 602 | 227.1186 | 1593 | 0.032082 | 1428 | 37.76 | 199
7510 | FRUITLAND 114263170 | 192311142 | FRUITLAND 1142 | 63170 | FALSE | 21717.2784 | 20031.3406 | 86 | 0.00032558 | 106 | 126.7281 | 1853 | 0.031951 | 1429 | 0.11 | 1410
8635 | MOLINO 11026917 | 42571102 | MOLINO 1102 | 6917 | FALSE | 11229.1017 | 11229.1017 | 58 | 0.00011705 | 1246 | 334.9674 | 1393 | 0.031941 | 1430 | 28.69 | 248
5301 | REEDLEY 1104887932 | 252341104 | REEDLEY 1104 | 887932 | FALSE | 7830.582 | 2732.0868 | 34 | 3.8049e-05 | 3299 | 1172.2774 | 745 | 0.031896 | 1431 |  | 2945
8600 | CALPELLA 1101619542 | 43411101 | CALPELLA 1101 | 619542 | FALSE | 2424.259 | 2408.2569 | 21 | 0.00013244 | 972 | 252.7945 | 1536 | 0.031874 | 1432 |  | 3241
145 | MOUNTAIN QUARRIES 21011130 | 152282101 | MOUNTAIN QUARRIES 2101 | 1130 | FALSE | 32234.9294 | 32234.9294 | 231 | 8.1217e-05 | 2177 | 401.3828 | 1295 | 0.031834 | 1433 | 0.19 | 1198
8867 | FORESTHILL 110137238 | 152181101 | FORESTHILL 1101 | 37238 | FALSE | 18384.2813 | 18384.2813 | 79 | 9.076e-05 | 1890 | 274.1817 | 1485 | 0.031693 | 1434 | 39.57 | 188
10121 | COARSEGOLD 210210610 | 254432102 | COARSEGOLD 2102 | 10610 | FALSE | 2196.7777 | 2196.7777 | 22 | 7.4106e-05 | 2354 | 439.5957 | 1256 | 0.031595 | 1435 | 0.3 | 1012
8481 | PERRY 110185870 | 183071101 | PERRY 1101 | 85870 | FALSE | 27055.9571 | 18409.1169 | 109 | 5.897e-05 | 2807 | 581.2408 | 1122 | 0.031502 | 1436 | 0.05 | 1923
3885 | BELLEVUE 2103478 | 43182103 | BELLEVUE 2103 | 478 | FALSE | 32233.0286 | 13396.6859 | 213 | 9.7957e-05 | 1693 | 387.6512 | 1310 | 0.031296 | 1437 | 6.33 | 468
1942 | UKIAH 1113CB | 42771113 | UKIAH 1113 | CB | TRUE | 9680.979 | 75.4379 | 69 | 8.4474e-05 | 2078 | 195.8633 | 1653 | 0.031266 | 1438 | 3.69 | 536
10742 | GEYSERVILLE 1101463260 | 42891101 | GEYSERVILLE 1101 | 463260 | TRUE | 886.169 | 873.7132 | 6 | 9.5911e-05 | 1730 | 333.1332 | 1394 | 0.031168 | 1439 |  | 3601
8417 | CURTIS 1703CB | 163351703 | CURTIS 1703 | CB | FALSE | 17669.2412 | 14555.9213 | 119 | 0.00013143 | 990 | 316.505 | 1422 | 0.031137 | 1440 | 0.06 | 1894
1279 | ORO FINO 11022556 | 103031102 | ORO FINO 1102 | 2556 | FALSE | 10719.4797 | 10719.4797 | 41 | 0.00022017 | 320 | 170.5273 | 1713 | 0.031032 | 1441 | 40.37 | 184
1200 | OCEANO 1106CB | 182601106 | OCEANO 1106 | CB | FALSE | 7207.9497 | 1811.9234 | 57 | 3.6174e-05 | 3330 | 275.7036 | 1484 | 0.03103 | 1442 | 0.02 | 2494
766 | SISQUOC 1103M98 | 182811103 | SISQUOC 1103 | M98 | FALSE | 15843.0204 | 12614.6664 | 56 | 2.6579e-05 | 3477 | 870.0926 | 898 | 0.030988 | 1443 | 0.06 | 1829
8592 | STELLING 11109265 | 83481110 | STELLING 1110 | 9265 | FALSE | 8915.672 | 8915.672 | 45 | 9.8e-05 | 1691 | 342.4629 | 1384 | 0.03098 | 1444 | 0.08 | 1605
5933 | MIRABEL 1102524356 | 42091102 | MIRABEL 1102 | 524356 | FALSE | 4107.6805 | 2088.1166 | 29 | 0.00010421 | 1547 | 511.0846 | 1190 | 0.030872 | 1445 |  | 2991
802 | ALLEGHANY 1101806 | 152101101 | ALLEGHANY 1101 | 806 | FALSE | 18143.3915 | 18143.3915 | 65 | 0.00012168 | 1154 | 338.7274 | 1390 | 0.030867 | 1446 | 48.53 | 127
1506 | GARBERVILLE 11011750 | 192221101 | GARBERVILLE 1101 | 1750 | FALSE | 13589.0424 | 13584.4704 | 62 | 0.00032404 | 108 | 98.8868 | 1959 | 0.030822 | 1447 | 0.13 | 1338
4004 | COARSEGOLD 21025380 | 254432102 | COARSEGOLD 2102 | 5380 | FALSE | 22971.0374 | 22971.0374 | 143 | 7.8304e-05 | 2250 | 414.5903 | 1278 | 0.030806 | 1448 | 0.46 | 911
1308 | RINCON 1101578 | 43321101 | RINCON 1101 | 578 | FALSE | 29556.6676 | 27517.4977 | 170 | 8.7604e-05 | 1997 | 393.466 | 1303 | 0.030756 | 1449 | 37.08 | 203
10309 | BOLINAS 1101806 | 42261101 | BOLINAS 1101 | 806 | FALSE | 4898.4533 | 4898.4533 | 17 | 0.00027974 | 154 | 135.7877 | 1828 | 0.030667 | 1450 | 0.55 | 868
6983 | BASALT 1106657038 | 42461106 | BASALT 1106 | 657038 | FALSE | 16275.5331 | 4182.6167 | 72 | 4.9064e-05 | 3062 | 415.5682 | 1276 | 0.030657 | 1451 |  | 3078
3194 | DIAMOND SPRINGS 1103467046 | 152261103 | DIAMOND SPRINGS 1103 | 467046 | FALSE | 34550.7467 | 24654.328 | 266 | 0.00018345 | 482 | 166.8005 | 1729 | 0.030581 | 1452 |  | 2816
4703 | WISE 1101CB | 152271101 | WISE 1101 | CB | FALSE | 14435.5526 | 7662.7202 | 112 | 0.00015887 | 652 | 243.3221 | 1558 | 0.030561 | 1453 | 0.05 | 2032
6843 | DUNBAR 11033127 | 43071103 | DUNBAR 1103 | 3127 | FALSE | 15418.4131 | 15054.5807 | 78 | 0.00010691 | 1479 | 266.083 | 1507 | 0.030422 | 1454 | 0.62 | 840
3373 | VOLTA 11021646 | 102541102 | VOLTA 1102 | 1646 | FALSE | 38843.3191 | 38535.0265 | 215 | 6.2043e-05 | 2718 | 560.4541 | 1133 | 0.030417 | 1455 | 13.62 | 364
9167 | WILDWOOD 1101CB | 103611101 | WILDWOOD 1101 | CB | TRUE | 200.8618 | 200.8618 | 2 | 9.0416e-05 | 1899 | 309.1042 | 1433 | 0.030413 | 1456 | 0.72 | 797
1377 | FROGTOWN 170211212 | 163451702 | FROGTOWN 1702 | 11212 | FALSE | 35943.9954 | 35943.9954 | 155 | 8.85e-05 | 1974 | 349.3135 | 1372 | 0.030264 | 1457 | 0.06 | 1822
2196 | ATASCADERO 1101A02 | 182541101 | ATASCADERO 1101 | A02 | FALSE | 41006.5742 | 41006.5742 | 253 | 5.864e-05 | 2818 | 542.8818 | 1156 | 0.030233 | 1458 | 2.41 | 606
6596 | STELLING 111060090 | 83481110 | STELLING 1110 | 60090 | FALSE | 10545.4488 | 10545.4488 | 62 | 0.00016362 | 604 | 206.0102 | 1623 | 0.030171 | 1459 | 0.06 | 1906
6029 | PANORAMA 1101713592 | 103461101 | PANORAMA 1101 | 713592 | FALSE | 16948.2792 | 16715.2405 | 152 | 6.2494e-05 | 2704 | 490.9201 | 1208 | 0.030005 | 1460 |  | 2997
3261 | CRESCENT MILLS 2101CB | 103132101 | CRESCENT MILLS 2101 | CB | FALSE | 9227.3447 | 4545.9264 | 60 | 7.4812e-05 | 2336 | 409.6387 | 1286 | 0.029932 | 1461 | 5.21 | 494
4399 | PLACERVILLE 210619552 | 153082106 | PLACERVILLE 2106 | 19552 | FALSE | 34339.9089 | 34339.9089 | 238 | 0.0001768 | 520 | 361.0634 | 1351 | 0.029928 | 1462 | 0.45 | 915
10240 | LLAGAS 2105534019 | 83182105 | LLAGAS 2105 | 534019 | FALSE | 1193.5001 | 1147.9573 | 5 | 0.0001111 | 1391 | 269.5494 | 1499 | 0.029893 | 1463 |  | 3519
5361 | HOOPA 11013174 | 192401101 | HOOPA 1101 | 3174 | FALSE | 35498.7494 | 29750.1978 | 162 | 0.00035838 | 83 | 115.2454 | 1894 | 0.029875 | 1464 | 0.13 | 1336
5027 | PEORIA 17048040 | 163781704 | PEORIA 1704 | 8040 | FALSE | 41434.2849 | 11785.9847 | 145 | 5.9131e-05 | 2803 | 495.056 | 1206 | 0.02987 | 1465 | 0.01 | 2600
9000 | CASTRO VALLEY 11088971 | 14091108 | CASTRO VALLEY 1108 | 8971 | FALSE | 12716.2407 | 12716.2407 | 72 | 0.00010597 | 1496 | 268.1837 | 1504 | 0.029749 | 1466 |  | 3293
3972 | CORRAL 1103936674 | 162991103 | CORRAL 1103 | 936674 | FALSE | 6354.8382 | 1063.5848 | 56 | 8.2565e-05 | 2141 | 408.407 | 1288 | 0.029729 | 1467 |  | 2866
5038 | MOLINO 110241392 | 42571102 | MOLINO 1102 | 41392 | FALSE | 23588.435 | 7062.7077 | 171 | 0.00011368 | 1327 | 289.7407 | 1465 | 0.029696 | 1468 | 3.21 | 554
8758 | PUTAH CREEK 11033783 | 63681103 | PUTAH CREEK 1103 | 3783 | TRUE | 16200.7401 | 142.5109 | 96 | 9.2314e-05 | 1834 | 351.5102 | 1370 | 0.029685 | 1469 |  | 3259
10009 | OREGON TRAIL 110346860 | 103521103 | OREGON TRAIL 1103 | 46860 | FALSE | 5362.8484 | 1149.598 | 15 | 0.0001367 | 912 | 145.8531 | 1790 | 0.029648 | 1470 | 0.03 | 2247
944 | CURTIS 17036064 | 163351703 | CURTIS 1703 | 6064 | FALSE | 31643.7207 | 30550.9366 | 199 | 7.5696e-05 | 2315 | 471.6661 | 1222 | 0.029564 | 1471 | 0.2 | 1167
5754 | SANTA YNEZ 1102Y18 | 182721102 | SANTA YNEZ 1102 | Y18 | FALSE | 12113.6185 | 7856.8971 | 60 | 4.1779e-05 | 3229 | 658.0763 | 1056 | 0.029555 | 1472 | 0.08 | 1647
1748 | CLAY 110113450 | 163341101 | CLAY 1101 | 13450 | FALSE | 7994.7686 | 1509.284 | 42 | 7.6415e-05 | 2295 | 360.8067 | 1352 | 0.029532 | 1473 |  | 2741
2073 | WILLOW CREEK 11032936 | 192171103 | WILLOW CREEK 1103 | 2936 | FALSE | 53378.6829 | 53378.6829 | 249 | 0.00014373 | 817 | 191.382 | 1659 | 0.029513 | 1474 | 0.15 | 1299
3589 | MIRABEL 1101688780 | 42091101 | MIRABEL 1101 | 688780 | TRUE | 2079.7156 | 922.8958 | 14 | 0.00019275 | 430 | 228.6665 | 1589 | 0.029456 | 1475 |  | 2839
4182 | GARBERVILLE 11021510 | 192221102 | GARBERVILLE 1102 | 1510 | FALSE | 21171.8285 | 21171.8285 | 107 | 0.00046286 | 44 | 80.26 | 2047 | 0.029417 | 1476 | 0.13 | 1358
3154 | CALISTOGA 1102634 | 42711102 | CALISTOGA 1102 | 634 | FALSE | 27022.9414 | 18046.5459 | 178 | 0.00012722 | 1060 | 223.109 | 1599 | 0.029373 | 1477 | 0.7 | 808
133 | GEYSERVILLE 1102522 | 42891102 | GEYSERVILLE 1102 | 522 | FALSE | 17218.2435 | 12875.7792 | 109 | 8.4103e-05 | 2091 | 350.0759 | 1371 | 0.029361 | 1478 | 0.06 | 1861
10360 | OLEMA 110175686 | 42291101 | OLEMA 1101 | 75686 | FALSE | 8282.1233 | 7450.4021 | 31 | 0.00011699 | 1250 | 264.1333 | 1511 | 0.029281 | 1479 | 0.04 | 2067
9801 | KANAKA 1101CB | 103221101 | KANAKA 1101 | CB | FALSE | 7605.9803 | 7605.9803 | 37 | 0.00011114 | 1390 | 255.7947 | 1533 | 0.029281 | 1480 | 0.23 | 1113
4062 | WHITMORE 1101CB | 103601101 | WHITMORE 1101 | CB | FALSE | 9497.7631 | 9497.7631 | 69 | 0.00021208 | 351 | 141.7322 | 1806 | 0.029248 | 1481 | 0.04 | 2126
1547 | WILLITS 110391810 | 42661103 | WILLITS 1103 | 91810 | FALSE | 47379.4324 | 47379.4324 | 296 | 0.00010548 | 1507 | 312.0704 | 1428 | 0.029203 | 1482 | 44.17 | 160
8861 | GEYSERVILLE 1102331444 | 42891102 | GEYSERVILLE 1102 | 331444 | FALSE | 7051.4008 | 3579.9474 | 44 | 0.00010727 | 1466 | 260.3745 | 1523 | 0.029048 | 1483 |  | 3273
3080 | PIKE CITY 1101CB | 152201101 | PIKE CITY 1101 | CB | FALSE | 31622.6384 | 31622.6384 | 162 | 0.00011093 | 1392 | 299.4116 | 1448 | 0.029034 | 1484 | 78.02 | 52
9245 | FRUITLAND 1142899734 | 192311142 | FRUITLAND 1142 | 899734 | FALSE | 5471.5337 | 5471.5337 | 36 | 0.00048435 | 35 | 103.6873 | 1931 | 0.028754 | 1485 |  | 3329
2842 | SAN LUIS OBISPO 1101CB | 182631101 | SAN LUIS OBISPO 1101 | CB | FALSE | 10872.4032 | 5779.9667 | 75 | 4.9567e-05 | 3048 | 502.0965 | 1196 | 0.028742 | 1486 | 0.7 | 805
8606 | PUEBLO 1105684564 | 43291105 | PUEBLO 1105 | 684564 | TRUE | 4176.2924 | 443.3906 | 28 | 6.665e-05 | 2566 | 311.0083 | 1430 | 0.02858 | 1487 |  | 3243
3749 | VINEYARD 2107978364 | 14502107 | VINEYARD 2107 | 978364 | FALSE | 4026.4295 | 1557.6573 | 36 | 4.8923e-05 | 3067 | 319.1206 | 1419 | 0.028543 | 1488 |  | 2850
1264 | TEMPLETON 2113CB | 183052113 | TEMPLETON 2113 | CB | FALSE | 41366.5121 | 1446.4903 | 288 | 7.2635e-05 | 2400 | 424.917 | 1268 | 0.028499 | 1489 | 0.17 | 1224
6493 | POINT ARENA 11013702 | 43381101 | POINT ARENA 1101 | 3702 | FALSE | 7962.9538 | 7864.1375 | 35 | 5.5767e-05 | 2896 | 546.4749 | 1152 | 0.028477 | 1490 | 0.03 | 2383
2973 | TEMPLETON 2111R86 | 183052111 | TEMPLETON 2111 | R86 | FALSE | 23197.4547 | 17574.2947 | 160 | 5.7553e-05 | 2847 | 490.6496 | 1209 | 0.028407 | 1491 | 0.08 | 1637
2170 | MC KEE 1111711900 | 83531111 | MC KEE 1111 | 711900 | FALSE | 20250.2667 | 14456.1594 | 116 | 7.6946e-05 | 2288 | 301.111 | 1446 | 0.028347 | 1492 | 0.24 | 1097
7676 | JARVIS 1108289662 | 13501108 | JARVIS 1108 | 289662 | TRUE | 1302.884 | 533.3553 | 11 | 2.7822e-05 | 3461 | 483.4846 | 1212 | 0.028227 | 1493 |  | 3149
5235 | BELLEVUE 2103648 | 43182103 | BELLEVUE 2103 | 648 | FALSE | 26216.5179 | 6117.4965 | 187 | 9.6901e-05 | 1716 | 305.0125 | 1439 | 0.028161 | 1494 | 2.81 | 578
10298 | PIT NO 5 11011618 | 101321101 | PIT NO 5 1101 | 1618 | FALSE | 9746.1598 | 9746.1598 | 15 | 0.00010839 | 1441 | 237.7895 | 1574 | 0.028087 | 1495 | 0 | 2632
5972 | TASSAJARA 2104CB | 14662104 | TASSAJARA 2104 | CB | TRUE | 1951.9603 | 159.1645 | 22 | 5.9141e-05 | 2802 | 153.2438 | 1767 | 0.028017 | 1496 | 0.28 | 1038
2469 | ELECTRA 11026014 | 162161102 | ELECTRA 1102 | 6014 | FALSE | 8043.0218 | 8043.0218 | 50 | 0.000124 | 1120 | 242.0554 | 1562 | 0.027926 | 1497 | 0.1 | 1478
1225 | SUNOL 1101MR298 | 14241101 | SUNOL 1101 | MR298 | FALSE | 8473.8006 | 8244.1822 | 39 | 7.0694e-05 | 2452 | 586.0273 | 1117 | 0.027925 | 1498 | 0.26 | 1070
739 | COTATI 1105CB | 42271105 | COTATI 1105 | CB | FALSE | 4309.0759 | 4309.0759 | 35 | 0.00011326 | 1338 | 266.28 | 1506 | 0.027854 | 1499 | 11.62 | 384
1612 | CABRILLO 1104Y22 | 183101104 | CABRILLO 1104 | Y22 | FALSE | 40867.3286 | 16721.66 | 178 | 4.3833e-05 | 3193 | 413.6922 | 1281 | 0.027743 | 1500 | 0.04 | 2132
2769 | ANNAPOLIS 110176842 | 42861101 | ANNAPOLIS 1101 | 76842 | FALSE | 9156.7064 | 9156.7064 | 33 | 0.00012448 | 1109 | 276.9184 | 1479 | 0.027724 | 1501 | 0.08 | 1635
2631 | TEMPLETON 2111A66 | 183052111 | TEMPLETON 2111 | A66 | FALSE | 54313.8381 | 54313.8381 | 429 | 6.1474e-05 | 2734 | 473.9679 | 1218 | 0.027639 | 1502 | 0.27 | 1052
2379 | SAN LUIS OBISPO 1103CB | 182631103 | SAN LUIS OBISPO 1103 | CB | TRUE | 10934.0811 | 0 | 68 | 0.00011128 | 1389 | 204.9489 | 1629 | 0.027594 | 1503 | 0.03 | 2305
4288 | SAN LUIS OBISPO 1103V82 | 182631103 | SAN LUIS OBISPO 1103 | V82 | FALSE | 22558.9801 | 14130.1147 | 174 | 7.4918e-05 | 2332 | 326.0495 | 1404 | 0.027572 | 1504 | 0.06 | 1792
3496 | APPLE HILL 21027502 | 153662102 | APPLE HILL 2102 | 7502 | FALSE | 36933.3454 | 36933.3454 | 267 | 0.00011381 | 1324 | 264.2675 | 1509 | 0.027532 | 1505 | 38.11 | 197
3795 | SAN LUIS OBISPO 1101V12 | 182631101 | SAN LUIS OBISPO 1101 | V12 | FALSE | 33868.1694 | 33868.1694 | 127 | 8.411e-05 | 2090 | 399.923 | 1297 | 0.027414 | 1506 | 0.24 | 1100
5816 | PAUL SWEET 210710986 | 83252107 | PAUL SWEET 2107 | 10986 | FALSE | 31785.0255 | 14988.5933 | 180 | 9.4351e-05 | 1785 | 282.1821 | 1470 | 0.027411 | 1507 | 0.19 | 1190
9709 | LAYTONVILLE 1102682 | 42681102 | LAYTONVILLE 1102 | 682 | FALSE | 23844.5349 | 23844.5349 | 97 | 0.00016349 | 605 | 167.4124 | 1727 | 0.027282 | 1508 | 2.58 | 596
1461 | LOS OSITOS 21033010 | 182082103 | LOS OSITOS 2103 | 3010 | FALSE | 50085.8598 | 50061.44 | 229 | 6.2602e-05 | 2699 | 457.2691 | 1239 | 0.027281 | 1509 | 0.11 | 1434
6161 | HIGHLANDS 1102556 | 43361102 | HIGHLANDS 1102 | 556 | TRUE | 12171.5187 | 285.9131 | 90 | 6.0969e-05 | 2748 | 422.9587 | 1269 | 0.027227 | 1510 | 1.68 | 652
8442 | MARTELL 11016074 | 163011101 | MARTELL 1101 | 6074 | FALSE | 5923.6574 | 5923.6574 | 34 | 0.00013034 | 1003 | 156.7867 | 1759 | 0.027132 | 1511 | 1.63 | 660
7912 | HALF MOON BAY 1101818874 | 24101101 | HALF MOON BAY 1101 | 818874 | FALSE | 10865.8424 | 9148.5425 | 42 | 8.8075e-05 | 1981 | 323.2606 | 1408 | 0.02708 | 1512 |  | 3177
5790 | HIGGINS 1110869408 | 152691110 | HIGGINS 1110 | 869408 | TRUE | 710.7103 | 710.7103 | 6 | 0.00016423 | 597 | 150.5967 | 1775 | 0.027041 | 1513 |  | 2977
9590 | OILFIELDS 11037006 | 182391103 | OILFIELDS 1103 | 7006 | TRUE | 11204.5058 | 0 | 42 | 6.1931e-05 | 2722 | 240.1753 | 1567 | 0.027015 | 1514 | 0 | 2622
9570 | SWIFT 2102889948 | 83392102 | SWIFT 2102 | 889948 | TRUE | 2120.3673 | 706.8877 | 8 | 7.9649e-05 | 2217 | 479.8183 | 1216 | 0.026886 | 1515 |  | 3380
9335 | SAN MIGUEL 1106N34 | 182661106 | SAN MIGUEL 1106 | N34 | FALSE | 22008.9702 | 6041.6356 | 62 | 9.4539e-05 | 1778 | 242.6816 | 1560 | 0.02675 | 1516 | 0 | 2638
8060 | MONTE RIO 1112120 | 42811112 | MONTE RIO 1112 | 120 | FALSE | 10326.1868 | 10326.1868 | 67 | 0.00021509 | 341 | 93.788 | 1989 | 0.026687 | 1517 | 79.25 | 50
2780 | HIGHLANDS 1102CB | 43361102 | HIGHLANDS 1102 | CB | FALSE | 11922.4207 | 11922.4207 | 78 | 6.4644e-05 | 2617 | 270.2338 | 1497 | 0.026652 | 1518 | 0.11 | 1413
5253 | HOOPA 110182542 | 192401101 | HOOPA 1101 | 82542 | FALSE | 24330.9579 | 19513.0606 | 150 | 0.00024689 | 227 | 125.8806 | 1856 | 0.026646 | 1519 | 0.25 | 1073
9493 | BRUNSWICK 1103904574 | 152481103 | BRUNSWICK 1103 | 904574 | FALSE | 2518.7659 | 2518.7659 | 25 | 0.0002218 | 312 | 119.8467 | 1870 | 0.026628 | 1520 |  | 3362
2834 | WILLOW PASS 1101CB | 13911101 | WILLOW PASS 1101 | CB | FALSE | 10055.4219 | 1899.3733 | 75 | 5.022e-05 | 3033 | 198.6367 | 1643 | 0.026552 | 1521 | 0.04 | 2084
4322 | WYANDOTTE 11095973 | 102911109 | WYANDOTTE 1109 | 5973 | TRUE | 3972.7876 | 138.2354 | 35 | 0.00011259 | 1351 | 248.9959 | 1541 | 0.026544 | 1522 |  | 2881
9896 | PUEBLO 2102773926 | 43292102 | PUEBLO 2102 | 773926 | TRUE | 3395.2146 | 706.7417 | 25 | 7.9069e-05 | 2232 | 668.6259 | 1044 | 0.026524 | 1523 |  | 3448
7392 | WINDSOR 1103CB | 43501103 | WINDSOR 1103 | CB | TRUE | 8832.9668 | 0 | 64 | 0.00011152 | 1384 | 254.8686 | 1534 | 0.026458 | 1524 |  | 3122
7312 | PEABODY 2113CB | 63642113 | PEABODY 2113 | CB | TRUE | 8317.4057 | 587.3881 | 40 | 7.0186e-05 | 2464 | 270.6989 | 1494 | 0.026426 | 1525 | 2.37 | 608
5020 | BONNIE NOOK 1101CB | 152301101 | BONNIE NOOK 1101 | CB | FALSE | 23251.1044 | 23251.1044 | 153 | 0.00019229 | 432 | 98.7244 | 1962 | 0.026396 | 1526 | 44.02 | 163
2080 | NEWBURG 11313446 | 192151131 | NEWBURG 1131 | 3446 | TRUE | 13148.5405 | 475.0126 | 87 | 0.00014693 | 773 | 117.907 | 1882 | 0.026372 | 1527 | 0.23 | 1108
5621 | FORT ROSS 112137326 | 42851121 | FORT ROSS 1121 | 37326 | FALSE | 8213.253 | 8213.253 | 31 | 5.9994e-05 | 2777 | 369.1163 | 1338 | 0.026358 | 1528 | 0.04 | 2195
7707 | SUMMIT 110148632 | 152591101 | SUMMIT 1101 | 48632 | FALSE | 4391.6286 | 4391.6286 | 38 | 0.00010681 | 1483 | 115.1661 | 1895 | 0.026323 | 1529 | 0.07 | 1766
4086 | WEST POINT 110236676 | 163201102 | WEST POINT 1102 | 36676 | FALSE | 27305.8877 | 27305.8877 | 173 | 8.1258e-05 | 2175 | 346.1968 | 1376 | 0.026145 | 1530 | 34.1 | 217
3634 | CHALLENGE 11021902 | 103201102 | CHALLENGE 1102 | 1902 | FALSE | 7840.3138 | 7840.3138 | 44 | 0.00013679 | 909 | 253.4699 | 1535 | 0.026064 | 1531 | 31.9 | 227
5849 | HOPLAND 11011100 | 42251101 | HOPLAND 1101 | 1100 | FALSE | 10937.7288 | 5979.935 | 68 | 8.9766e-05 | 1920 | 293.7962 | 1457 | 0.026059 | 1532 | 0.03 | 2389
9887 | NOVATO 1104676060 | 42211104 | NOVATO 1104 | 676060 | TRUE | 1407.162 | 722.7771 | 9 | 0.00025905 | 197 | 109.1 | 1913 | 0.026046 | 1533 |  | 3446
6186 | CALAVERAS CEMENT 110111188 | 162211101 | CALAVERAS CEMENT 1101 | 11188 | FALSE | 48202.5217 | 48202.5217 | 294 | 0.00012846 | 1041 | 211.2891 | 1617 | 0.02599 | 1534 | 0.06 | 1852
6575 | CLARK ROAD 110247006 | 103091102 | CLARK ROAD 1102 | 47006 | FALSE | 7194.664 | 7194.664 | 51 | 0.00041526 | 65 | 106.8362 | 1923 | 0.025936 | 1535 | 0.13 | 1347
5041 | MARTELL 1103CB | 163011103 | MARTELL 1103 | CB | FALSE | 10088.6649 | 2844.8661 | 76 | 0.00011862 | 1213 | 152.4537 | 1770 | 0.025924 | 1536 | 0.01 | 2606
7535 | PARADISE 11042034 | 102831104 | PARADISE 1104 | 2034 | FALSE | 17672.0047 | 17659.7087 | 99 | 0.00023619 | 258 | 172.9141 | 1707 | 0.025842 | 1537 | 0.4 | 942
3586 | PENRYN 1107346 | 152561107 | PENRYN 1107 | 346 | FALSE | 40386.1099 | 22629.4944 | 309 | 0.00013985 | 869 | 232.58 | 1582 | 0.025706 | 1538 | 0.07 | 1770
8624 | JESSUP 11012839 | 103441101 | JESSUP 1101 | 2839 | FALSE | 2358.3859 | 2358.3859 | 20 | 0.00011836 | 1220 | 279.5294 | 1473 | 0.02569 | 1539 | 0.07 | 1683
2763 | GOLDTREE 1108CB | 182581108 | GOLDTREE 1108 | CB | FALSE | 7803.1232 | 3646.1026 | 50 | 6.1558e-05 | 2731 | 249.9677 | 1540 | 0.025673 | 1540 | 0.06 | 1893
9750 | COVELO 1101430286 | 43061101 | COVELO 1101 | 430286 | FALSE | 8696.3655 | 5942.5051 | 13 | 7.0159e-05 | 2468 | 482.818 | 1213 | 0.025652 | 1541 |  | 3410
8494 | BRENTWOOD 2105502672 | 14592105 | BRENTWOOD 2105 | 502672 | FALSE | 30486.256 | 2285.3291 | 127 | 5.9745e-05 | 2781 | 641.4967 | 1071 | 0.025636 | 1542 | 0.03 | 2388
5780 | GREEN VALLEY 210111054 | 83192101 | GREEN VALLEY 2101 | 11054 | FALSE | 41601.4757 | 39167.0021 | 272 | 0.00015629 | 682 | 157.984 | 1754 | 0.025605 | 1543 | 1.82 | 640
5526 | LLAGAS 2107XR188 | 83182107 | LLAGAS 2107 | XR188 | TRUE | 5000.7034 | 608.151 | 43 | 0.00010266 | 1579 | 145.3531 | 1791 | 0.025596 | 1544 | 0.05 | 1999
3427 | COTATI 1105616 | 42271105 | COTATI 1105 | 616 | FALSE | 49320.745 | 4247.523 | 198 | 8.18e-05 | 2160 | 268.44 | 1503 | 0.025585 | 1545 | 0.02 | 2449
9956 | CLARKSVILLE 2109781566 | 153612109 | CLARKSVILLE 2109 | 781566 | FALSE | 1246.3402 | 1113.5139 | 11 | 0.00014318 | 824 | 155.6264 | 1762 | 0.025518 | 1546 |  | 3459
1199 | BEAR VALLEY 21059560 | 252192105 | BEAR VALLEY 2105 | 9560 | FALSE | 35435.963 | 35435.963 | 226 | 5.282e-05 | 2976 | 582.977 | 1120 | 0.025353 | 1547 | 0.31 | 1001
4849 | ELECTRA 11017104 | 162161101 | ELECTRA 1101 | 7104 | FALSE | 19430.6652 | 19430.6652 | 148 | 0.0001151 | 1296 | 163.538 | 1738 | 0.025302 | 1548 | 13.46 | 365
4914 | JESSUP 11019002 | 103441101 | JESSUP 1101 | 9002 | FALSE | 9863.4451 | 1568.4919 | 74 | 0.0001072 | 1468 | 178.96 | 1685 | 0.025292 | 1549 | 0.04 | 2144
6329 | SILVERADO 2102636 | 43432102 | SILVERADO 2102 | 636 | FALSE | 10208.6635 | 8793.2474 | 81 | 0.00012369 | 1126 | 135.9278 | 1827 | 0.025287 | 1550 | 0.41 | 940
7235 | BRIDGEVILLE 110137484 | 192461101 | BRIDGEVILLE 1101 | 37484 | FALSE | 15938.0756 | 12688.6958 | 74 | 0.0001949 | 416 | 197.6391 | 1647 | 0.025267 | 1551 | 3.58 | 540
4335 | UKIAH 1114844294 | 42771114 | UKIAH 1114 | 844294 | FALSE | 9847.8884 | 3879.784 | 55 | 0.0001067 | 1485 | 276.8057 | 1480 | 0.025242 | 1552 |  | 2882
5817 | TIVY VALLEY 110737522 | 252941107 | TIVY VALLEY 1107 | 37522 | TRUE | 4999.5672 | 833.6297 | 43 | 3.7339e-05 | 3307 | 997.9464 | 835 | 0.025221 | 1553 | 0.42 | 937
402 | REDBUD 1102922 | 43191102 | REDBUD 1102 | 922 | FALSE | 12634.8407 | 12589.4258 | 84 | 5.9231e-05 | 2798 | 352.2884 | 1369 | 0.025187 | 1554 | 0.06 | 1854
4837 | SAN LUIS OBISPO 1104V46 | 182631104 | SAN LUIS OBISPO 1104 | V46 | FALSE | 33477.4498 | 32077.3964 | 206 | 6.5385e-05 | 2604 | 359.6086 | 1354 | 0.025184 | 1555 | 0.58 | 860
6418 | DUNLAP 1102CB | 254061102 | DUNLAP 1102 | CB | FALSE | 10840.0956 | 10840.0956 | 79 | 5.5221e-05 | 2906 | 463.403 | 1231 | 0.025156 | 1556 | 0 | 2629
8607 | ANNAPOLIS 1101608 | 42861101 | ANNAPOLIS 1101 | 608 | FALSE | 28658.1175 | 28658.1175 | 74 | 9.5295e-05 | 1755 | 248.4816 | 1545 | 0.025135 | 1557 | 0.18 | 1210
8805 | FRUITLAND 114293234 | 192311142 | FRUITLAND 1142 | 93234 | FALSE | 18471.7273 | 18471.7273 | 96 | 0.0002481 | 222 | 135.7036 | 1830 | 0.025062 | 1558 | 7.72 | 442
3300 | FULTON 1102CB | 42561102 | FULTON 1102 | CB | TRUE | 6358.3504 | 326.8592 | 48 | 0.00010128 | 1621 | 121.8474 | 1865 | 0.025061 | 1559 | 0.07 | 1754
4515 | GIRVAN 11019732 | 103401101 | GIRVAN 1101 | 9732 | FALSE | 33758.8908 | 33758.8908 | 267 | 0.00010167 | 1613 | 282.8705 | 1469 | 0.025046 | 1560 | 4.84 | 504
602 | STAFFORD 1102524 | 43201102 | STAFFORD 1102 | 524 | FALSE | 20718.9245 | 9871.5042 | 162 | 9.4892e-05 | 1769 | 289.834 | 1464 | 0.02502 | 1561 | 3.23 | 553
6121 | OTTER 110263868 | 182941102 | OTTER 1102 | 63868 | FALSE | 25546.2406 | 25546.2406 | 171 | 8.8626e-05 | 1968 | 190.8082 | 1660 | 0.024964 | 1562 | 0.04 | 2158
4102 | SPAULDING 1101578852 | 152251101 | SPAULDING 1101 | 578852 | FALSE | 38890.7673 | 33210.6867 | 173 | 9.1712e-05 | 1853 | 190.7466 | 1661 | 0.024946 | 1563 | 0 | 2630
9390 | COAST RD 04015134 | 88820401 | COAST RD 0401 | 5134 | FALSE | 4886.1695 | 1018.6198 | 23 | 6.0194e-05 | 2767 | 173.1479 | 1703 | 0.024922 | 1564 | 0.02 | 2554
9959 | BRIDGEVILLE 1102384530 | 192461102 | BRIDGEVILLE 1102 | 384530 | FALSE | 6144.6716 | 6144.6716 | 12 | 0.00011661 | 1259 | 223.8048 | 1598 | 0.024779 | 1565 |  | 3460
2322 | KANAKA 11011034 | 103221101 | KANAKA 1101 | 1034 | FALSE | 17942.0463 | 17942.0463 | 80 | 8.3104e-05 | 2129 | 308.8782 | 1434 | 0.024689 | 1566 | 37.44 | 201
5230 | BANGOR 11011806 | 103191101 | BANGOR 1101 | 1806 | FALSE | 6482.8365 | 6482.8365 | 17 | 0.00015564 | 687 | 310.6981 | 1431 | 0.024567 | 1567 | 0.08 | 1588
4084 | JOLON 11027040 | 182981102 | JOLON 1102 | 7040 | FALSE | 36891.8795 | 33515.8907 | 119 | 0.00010008 | 1645 | 276.795 | 1481 | 0.02433 | 1568 | 0.03 | 2398
7751 | MIWUK 17018050 | 163661701 | MIWUK 1701 | 8050 | FALSE | 19488.3045 | 19488.3045 | 137 | 6.4562e-05 | 2624 | 296.266 | 1454 | 0.024311 | 1569 | 82.85 | 41
10676 | KERN OIL 1106397902 | 252721106 | KERN OIL 1106 | 397902 | TRUE | 2608.3236 | 717.5326 | 9 | 1.8967e-05 | 3553 | 1301.6353 | 682 | 0.024302 | 1570 |  | 3589
5615 | ELECTRA 110161816 | 162161101 | ELECTRA 1101 | 61816 | FALSE | 37826.9874 | 37826.9874 | 228 | 9.0781e-05 | 1889 | 261.0762 | 1521 | 0.0243 | 1571 | 0.1 | 1458
801 | OCEANO 1102CB | 182601102 | OCEANO 1102 | CB | FALSE | 26239.5079 | 25449.7716 | 183 | 5.9389e-05 | 2793 | 407.261 | 1290 | 0.024236 | 1572 | 0.24 | 1103
8403 | MOLINO 1101472660 | 42571101 | MOLINO 1101 | 472660 | FALSE | 2333.6937 | 2333.6937 | 18 | 0.00011189 | 1371 | 307.8995 | 1436 | 0.024226 | 1573 |  | 3221
4244 | BRUNSWICK 1104CB | 152481104 | BRUNSWICK 1104 | CB | TRUE | 2139.8633 | 621.7387 | 28 | 0.00025903 | 198 | 63.383 | 2133 | 0.024194 | 1574 | 1.36 | 681
10152 | SPENCE 1102321000 | 182201102 | SPENCE 1102 | 321000 | FALSE | 4053.5113 | 2330.3266 | 13 | 3.5425e-05 | 3341 | 465.5516 | 1229 | 0.024187 | 1575 |  | 3503
3391 | COTATI 1105734248 | 42271105 | COTATI 1105 | 734248 | TRUE | 774.6582 | 774.6582 | 9 | 9.7301e-05 | 1706 | 238.3995 | 1571 | 0.024166 | 1576 |  | 2824
9545 | WYANDOTTE 110942650 | 102911109 | WYANDOTTE 1109 | 42650 | FALSE | 4322.5083 | 1459.6214 | 37 | 0.00018107 | 502 | 100.7676 | 1951 | 0.024082 | 1577 | 0.04 | 2229
4392 | CLARK ROAD 110290548 | 103091102 | CLARK ROAD 1102 | 90548 | FALSE | 28870.4925 | 28870.4925 | 168 | 0.00013973 | 872 | 196.9334 | 1651 | 0.024003 | 1578 | 0.67 | 811
9548 | FROGTOWN 1702224708 | 163451702 | FROGTOWN 1702 | 224708 | FALSE | 1049.1603 | 1033.1582 | 9 | 0.00015636 | 681 | 235.0194 | 1578 | 0.02399 | 1579 |  | 3374
2473 | COLUMBIA HILL 110135424 | 152471101 | COLUMBIA HILL 1101 | 35424 | FALSE | 22308.0719 | 22308.0719 | 147 | 0.00020736 | 374 | 171.1392 | 1711 | 0.023757 | 1580 | 74.11 | 58
3207 | SHADY GLEN 110151696 | 152431101 | SHADY GLEN 1101 | 51696 | FALSE | 32551.2584 | 28077.2635 | 238 | 0.00017871 | 514 | 165.4297 | 1734 | 0.023753 | 1581 | 0.86 | 763
7684 | PETALUMA C 1109738866 | 42631109 | PETALUMA C 1109 | 738866 | FALSE | 4335.7412 | 3280.2516 | 28 | 6.3795e-05 | 2653 | 268.4844 | 1502 | 0.023732 | 1582 | 0.1 | 1506
10885 | MORGAN HILL 2111940112 | 83242111 | MORGAN HILL 2111 | 940112 | TRUE | 489.7385 | 455.0253 | 2 | 5.8767e-05 | 2813 | 268.9489 | 1500 | 0.023701 | 1583 |  | 3616
10683 | SAN BERNARD 1101438074 | 253191101 | SAN BERNARD 1101 | 438074 | TRUE | 2039.2275 | 516.2478 | 6 | 3.2276e-05 | 3397 | 1470.0727 | 606 | 0.023646 | 1584 |  | 3592
274 | GEYSERVILLE 1102350 | 42891102 | GEYSERVILLE 1102 | 350 | FALSE | 31334.246 | 8365.2365 | 194 | 8.9262e-05 | 1940 | 270.3135 | 1496 | 0.023632 | 1585 | 0.09 | 1536
6780 | FOOTHILL 1102CB | 182951102 | FOOTHILL 1102 | CB | FALSE | 15763.1114 | 12699.351 | 97 | 5.9509e-05 | 2789 | 274.1428 | 1486 | 0.023627 | 1586 | 0.1 | 1488
5469 | FROGTOWN 1701L3361 | 163451701 | FROGTOWN 1701 | L3361 | FALSE | 3015.6838 | 3015.6838 | 21 | 6.3649e-05 | 2658 | 377.9344 | 1325 | 0.023616 | 1587 | 0.09 | 1563
279 | GEYSERVILLE 1101122 | 42891101 | GEYSERVILLE 1101 | 122 | FALSE | 11125.688 | 2112.7276 | 54 | 6.2796e-05 | 2689 | 203.6365 | 1635 | 0.023602 | 1588 | 0.03 | 2263
1737 | FORT BRAGG A 110195294 | 42761101 | FORT BRAGG A 1101 | 95294 | FALSE | 43494.7194 | 43494.7194 | 186 | 0.00012237 | 1142 | 194.7256 | 1654 | 0.023449 | 1589 | 0.05 | 2049
1091 | COLUMBIA HILL 1101764 | 152471101 | COLUMBIA HILL 1101 | 764 | FALSE | 23643.468 | 23643.468 | 146 | 0.00012366 | 1128 | 171.5032 | 1710 | 0.023389 | 1590 | 57.88 | 95
9377 | COVELO 1101516510 | 43061101 | COVELO 1101 | 516510 | FALSE | 13673.0725 | 6073.3479 | 73 | 9.3061e-05 | 1818 | 270.871 | 1493 | 0.02337 | 1591 |  | 3347
2700 | PINE GROVE 11023172 | 163751102 | PINE GROVE 1102 | 3172 | FALSE | 60635.9905 | 60635.9905 | 448 | 0.00020312 | 385 | 59.0594 | 2161 | 0.023346 | 1592 | 67.49 | 73
10187 | LLAGAS 2105154256 | 83182105 | LLAGAS 2105 | 154256 | TRUE | 446.5228 | 430.6088 | 2 | 0.00011705 | 1248 | 293.424 | 1459 | 0.023318 | 1593 |  | 3510
8561 | FROGTOWN 1702307998 | 163451702 | FROGTOWN 1702 | 307998 | TRUE | 911.4775 | 895.4026 | 6 | 0.00010251 | 1588 | 237.8428 | 1573 | 0.023314 | 1594 |  | 3235
4078 | PENNGROVE 1101170 | 43471101 | PENNGROVE 1101 | 170 | FALSE | 33470.2158 | 28905.2433 | 223 | 9.0997e-05 | 1881 | 278.3702 | 1476 | 0.023285 | 1595 | 10.49 | 396
7270 | LAKEVILLE 1102347280 | 43371102 | LAKEVILLE 1102 | 347280 | FALSE | 20187.7037 | 12761.9341 | 99 | 7.6036e-05 | 2307 | 290.5041 | 1463 | 0.023256 | 1596 |  | 3109
2895 | ALHAMBRA 11058302 | 14101105 | ALHAMBRA 1105 | 8302 | FALSE | 13154.2224 | 13154.2224 | 83 | 9.5232e-05 | 1760 | 244.7794 | 1556 | 0.023206 | 1597 | 0.09 | 1552
9502 | WILLOW CREEK 11033090 | 192171103 | WILLOW CREEK 1103 | 3090 | FALSE | 17393.6531 | 17393.6531 | 58 | 0.00018901 | 447 | 142.6437 | 1798 | 0.023177 | 1598 | 0.06 | 1843
6394 | ORO FINO 11022040 | 103031102 | ORO FINO 1102 | 2040 | FALSE | 14724.8662 | 14724.8662 | 21 | 0.00015655 | 679 | 141.5532 | 1807 | 0.023168 | 1599 | 17.99 | 328
2990 | HICKS 2101XR548 | 83432101 | HICKS 2101 | XR548 | FALSE | 14288.8839 | 2708.1629 | 95 | 8.7871e-05 | 1987 | 271.2652 | 1492 | 0.023159 | 1600 | 0.04 | 2088
633 | RACETRACK 170310870 | 163761703 | RACETRACK 1703 | 10870 | FALSE | 4188.8092 | 3071.5505 | 28 | 0.00010127 | 1622 | 246.1327 | 1549 | 0.023077 | 1601 | 0.04 | 2108
4692 | PINE GROVE 11023168 | 163751102 | PINE GROVE 1102 | 3168 | FALSE | 48228.3961 | 48228.3961 | 285 | 0.00015583 | 684 | 176.2133 | 1695 | 0.023045 | 1602 | 0.24 | 1095
10488 | HALF MOON BAY 1103531594 | 24101103 | HALF MOON BAY 1103 | 531594 | FALSE | 4284.5499 | 3998.7287 | 25 | 5.9727e-05 | 2782 | 338.5434 | 1391 | 0.022917 | 1603 |  | 3558
1419 | CURTIS 17048140 | 163351704 | CURTIS 1704 | 8140 | FALSE | 42456.9039 | 42456.9039 | 260 | 8.2014e-05 | 2153 | 273.2886 | 1487 | 0.022915 | 1604 | 41.27 | 178
5050 | ATASCADERO 1101A22 | 182541101 | ATASCADERO 1101 | A22 | TRUE | 21048.1737 | 0 | 167 | 6.0117e-05 | 2769 | 362.8063 | 1349 | 0.022889 | 1605 | 0.03 | 2288
10722 | TASSAJARA 2103557000 | 14662103 | TASSAJARA 2103 | 557000 | TRUE | 398.6933 | 335.0317 | 3 | 0.00012959 | 1015 | 348.9375 | 1373 | 0.022855 | 1606 |  | 3596
4033 | GANSNER 11012006 | 103021101 | GANSNER 1101 | 2006 | FALSE | 27571.1883 | 27571.1883 | 151 | 6.0918e-05 | 2751 | 384.5024 | 1313 | 0.022834 | 1607 | 0.22 | 1125
5518 | BIG BEND 1101641808 | 103751101 | BIG BEND 1101 | 641808 | FALSE | 41435.7029 | 41435.7029 | 234 | 0.00014735 | 768 | 181.2789 | 1681 | 0.022822 | 1608 | 0.36 | 973
8814 | CLAY 11037142 | 163341103 | CLAY 1103 | 7142 | FALSE | 24816.4121 | 6275.5413 | 100 | 7.7237e-05 | 2282 | 356.2375 | 1361 | 0.022773 | 1609 | 0.03 | 2276
9514 | HALF MOON BAY 110258448 | 24101102 | HALF MOON BAY 1102 | 58448 | FALSE | 7774.1256 | 7141.1012 | 22 | 8.8643e-05 | 1966 | 261.6309 | 1519 | 0.022766 | 1610 |  | 3368
4404 | EEL RIVER 1102630456 | 192381102 | EEL RIVER 1102 | 630456 | FALSE | 8616.6169 | 8616.6169 | 37 | 0.00023208 | 277 | 84.9164 | 2030 | 0.022761 | 1611 |  | 2888
9626 | SAUSALITO 110284278 | 42491102 | SAUSALITO 1102 | 84278 | FALSE | 2506.1692 | 2490.1671 | 18 | 7.3083e-05 | 2392 | 245.6104 | 1553 | 0.022717 | 1612 | 2.62 | 594
5345 | ELK 11011300 | 42981101 | ELK 1101 | 1300 | FALSE | 15995.4516 | 5711.2619 | 64 | 8.5201e-05 | 2052 | 259.4524 | 1525 | 0.02261 | 1613 | 0.01 | 2613
3272 | KESWICK 11019712 | 103451101 | KESWICK 1101 | 9712 | FALSE | 29909.7326 | 29909.7326 | 214 | 0.00017251 | 547 | 156.1721 | 1761 | 0.022607 | 1614 | 0.65 | 825
7529 | EEL RIVER 11021902 | 192381102 | EEL RIVER 1102 | 1902 | FALSE | 11685.375 | 10562.7391 | 43 | 0.00014928 | 746 | 134.194 | 1834 | 0.022585 | 1615 | 0.08 | 1666
9292 | PUEBLO 2102895310 | 43292102 | PUEBLO 2102 | 895310 | TRUE | 4366.1321 | 592.9592 | 31 | 6.4236e-05 | 2637 | 241.124 | 1565 | 0.022565 | 1616 |  | 3336
3684 | VASCO 1102MR178 | 13751102 | VASCO 1102 | MR178 | FALSE | 21546.6859 | 2579.6297 | 117 | 6.7557e-05 | 2547 | 427.86 | 1263 | 0.022562 | 1617 |  | 2847
6059 | RINCON 1103198 | 43321103 | RINCON 1103 | 198 | FALSE | 10335.8179 | 10335.8179 | 62 | 0.0001183 | 1224 | 193.0004 | 1658 | 0.02256 | 1618 | 41.1 | 181
8232 | FOOTHILL 1101251688 | 182951101 | FOOTHILL 1101 | 251688 | FALSE | 12475.4445 | 11233.7101 | 68 | 7.4101e-05 | 2355 | 394.4035 | 1300 | 0.022486 | 1619 |  | 3207
9659 | CAMBRIA 1101858200 | 182771101 | CAMBRIA 1101 | 858200 | FALSE | 9571.0308 | 9200.2096 | 31 | 6.601e-05 | 2588 | 330.1244 | 1397 | 0.022446 | 1620 |  | 3395
5819 | COTTONWOOD 110359128 | 102931103 | COTTONWOOD 1103 | 59128 | FALSE | 11301.2737 | 1201.9482 | 65 | 0.00010017 | 1639 | 414.1368 | 1279 | 0.022397 | 1621 |  | 2980
9234 | WILDWOOD 110185112 | 103611101 | WILDWOOD 1101 | 85112 | FALSE | 10932.2503 | 10932.2503 | 54 | 7.2027e-05 | 2417 | 306.4662 | 1437 | 0.022386 | 1622 | 0.07 | 1740
2051 | LAYTONVILLE 1101518 | 42681101 | LAYTONVILLE 1101 | 518 | FALSE | 36303.8238 | 4840.0159 | 165 | 0.0001564 | 680 | 133.4232 | 1837 | 0.02237 | 1623 | 0.31 | 1002
4400 | CALISTOGA 1102769230 | 42711102 | CALISTOGA 1102 | 769230 | FALSE | 27505.7293 | 17732.852 | 160 | 0.00011179 | 1372 | 159.0323 | 1749 | 0.022338 | 1624 | 0.28 | 1034
1232 | VOLTA 110237350 | 102541102 | VOLTA 1102 | 37350 | FALSE | 39069.9006 | 39069.9006 | 255 | 7.6956e-05 | 2287 | 360.2031 | 1353 | 0.02227 | 1625 | 13.94 | 359
1076 | MC ARTHUR 1101648698 | 103491101 | MC ARTHUR 1101 | 648698 | FALSE | 30462.3699 | 17135.0454 | 173 | 2.2209e-05 | 3516 | 1031.0161 | 807 | 0.022255 | 1626 |  | 2707
6771 | HALSEY 1102CB | 152241102 | HALSEY 1102 | CB | FALSE | 12882.1278 | 12682.5013 | 86 | 0.00028932 | 141 | 75.4177 | 2064 | 0.022172 | 1627 | 0.07 | 1701
1966 | GARBERVILLE 11011514 | 192221101 | GARBERVILLE 1101 | 1514 | FALSE | 23767.6372 | 23767.6372 | 123 | 0.0005607 | 23 | 46.0416 | 2239 | 0.022168 | 1628 | 0.07 | 1675
7554 | SAN LUIS OBISPO 1105512313 | 182631105 | SAN LUIS OBISPO 1105 | 512313 | TRUE | 1333.0799 | 785.9125 | 10 | 3.7023e-05 | 3314 | 418.9141 | 1273 | 0.022063 | 1629 |  | 3136
6120 | PUEBLO 2103895784 | 43292103 | PUEBLO 2103 | 895784 | FALSE | 16727.2163 | 12538.91 | 110 | 8.3743e-05 | 2101 | 275.8868 | 1483 | 0.022046 | 1630 |  | 3006
63 | CORRAL 110175204 | 162991101 | CORRAL 1101 | 75204 | FALSE | 29879.1855 | 1376.4738 | 130 | 8.0747e-05 | 2187 | 212.0292 | 1614 | 0.021935 | 1631 | 0.01 | 2584
9574 | MONROE 2103848530 | 43302103 | MONROE 2103 | 848530 | TRUE | 2567.2359 | 715.3706 | 17 | 9.0059e-05 | 1909 | 263.7059 | 1513 | 0.021849 | 1632 |  | 3381
7210 | WEST POINT 110234416 | 163201102 | WEST POINT 1102 | 34416 | FALSE | 16821.5127 | 16821.5127 | 113 | 8.8542e-05 | 1971 | 264.2059 | 1510 | 0.021823 | 1633 | 42.3 | 170
2105 | WEST POINT 1102CB | 163201102 | WEST POINT 1102 | CB | FALSE | 28620.471 | 28620.471 | 195 | 0.00020845 | 368 | 153.8768 | 1765 | 0.02173 | 1634 | 37.1 | 202
6954 | WYANDOTTE 1110144140 | 102911110 | WYANDOTTE 1110 | 144140 | TRUE | 2469.4129 | 417.0111 | 20 | 0.00015373 | 713 | 178.8701 | 1686 | 0.021719 | 1635 |  | 3076
9884 | ELK 1101311906 | 42981101 | ELK 1101 | 311906 | FALSE | 1528.1122 | 1112.4459 | 12 | 0.00010712 | 1471 | 200.1105 | 1641 | 0.021675 | 1636 |  | 3445
1046 | GARBERVILLE 11028652 | 192221102 | GARBERVILLE 1102 | 8652 | FALSE | 21158.9046 | 21158.9046 | 114 | 0.0003142 | 113 | 77.6007 | 2059 | 0.021633 | 1637 | 8.55 | 422
3164 | BRUNSWICK 11062416 | 152481106 | BRUNSWICK 1106 | 2416 | FALSE | 50020.1074 | 46563.0328 | 360 | 0.00016423 | 598 | 156.2016 | 1760 | 0.021547 | 1638 | 0.56 | 863
3168 | LUCERNE 1103630 | 43351103 | LUCERNE 1103 | 630 | FALSE | 21891.4244 | 20012.2615 | 154 | 9.5266e-05 | 1756 | 292.7922 | 1460 | 0.021529 | 1639 | 0.13 | 1357
9831 | HALF MOON BAY 1101771258 | 24101101 | HALF MOON BAY 1101 | 771258 | TRUE | 308.3578 | 308.3578 | 4 | 6.8099e-05 | 2532 | 427.9894 | 1262 | 0.021484 | 1640 |  | 3432
8239 | FRUITLAND 11413902 | 192311141 | FRUITLAND 1141 | 3902 | FALSE | 8223.6344 | 8223.6344 | 9 | 0.00018188 | 498 | 110.945 | 1907 | 0.021389 | 1641 | 0.02 | 2480
4880 | CURTIS 1705CB | 163351705 | CURTIS 1705 | CB | FALSE | 22023.4026 | 21461.232 | 163 | 0.00013265 | 967 | 170.2363 | 1715 | 0.021383 | 1642 | 0.14 | 1316
1762 | VINEYARD 2108609690 | 14502108 | VINEYARD 2108 | 609690 | FALSE | 12043.451 | 7774.3071 | 72 | 7.5587e-05 | 2321 | 321.8791 | 1411 | 0.021383 | 1643 |  | 2744
7400 | CLARKSVILLE 21096502 | 153612109 | CLARKSVILLE 2109 | 6502 | FALSE | 6145.0425 | 1500.682 | 52 | 0.00017025 | 561 | 88.4192 | 2012 | 0.021251 | 1644 | 1.73 | 647
10207 | MONTE RIO 111159046 | 42811111 | MONTE RIO 1111 | 59046 | FALSE | 6015.5462 | 5641.1576 | 15 | 0.00010509 | 1522 | 101.9046 | 1945 | 0.021246 | 1645 | 0.25 | 1078
4878 | PLACERVILLE 21069712 | 153082106 | PLACERVILLE 2106 | 9712 | FALSE | 39765.9579 | 39765.9579 | 226 | 0.00014908 | 750 | 116.696 | 1890 | 0.021241 | 1646 | 0.54 | 877
2046 | LINCOLN 11042072 | 153701104 | LINCOLN 1104 | 2072 | TRUE | 27455.5664 | 501.4668 | 193 | 9.3699e-05 | 1804 | 181.6575 | 1679 | 0.021197 | 1647 | 0.03 | 2308
7243 | SILVERADO 2104708 | 43432104 | SILVERADO 2104 | 708 | FALSE | 7904.2269 | 6040.8568 | 61 | 0.00013285 | 959 | 152.2948 | 1771 | 0.02118 | 1648 | 0.54 | 876
593 | BRUNSWICK 11021010 | 152481102 | BRUNSWICK 1102 | 1010 | FALSE | 71394.2707 | 71394.2707 | 479 | 0.00011001 | 1412 | 172.5805 | 1708 | 0.021168 | 1649 | 129.45 | 6
5896 | CHALLENGE 11015460 | 103201101 | CHALLENGE 1101 | 5460 | FALSE | 18980.3372 | 18980.3372 | 91 | 0.000114 | 1322 | 193.3663 | 1657 | 0.021116 | 1650 | 41.43 | 176
9400 | BELL 110880680 | 152701108 | BELL 1108 | 80680 | FALSE | 2866.5185 | 1030.5857 | 24 | 0.00023396 | 265 | 175.0191 | 1697 | 0.021095 | 1651 | 0.04 | 2179
6134 | CALAVERAS CEMENT 110180930 | 162211101 | CALAVERAS CEMENT 1101 | 80930 | FALSE | 29528.4888 | 29528.4888 | 180 | 6.8218e-05 | 2529 | 304.5139 | 1442 | 0.021019 | 1652 | 0.22 | 1126
5626 | WYANDOTTE 1103CB | 102911103 | WYANDOTTE 1103 | CB | TRUE | 11751.5136 | 394.0047 | 100 | 0.00016594 | 582 | 73.1844 | 2079 | 0.021017 | 1653 | 0.02 | 2416
5183 | ALTO 1125902 | 42031125 | ALTO 1125 | 902 | FALSE | 19453.8935 | 19453.8935 | 83 | 9.1473e-05 | 1858 | 227.244 | 1592 | 0.020905 | 1654 | 0.72 | 798
7644 | LLAGAS 2101783467 | 83182101 | LLAGAS 2101 | 783467 | FALSE | 16521.4957 | 16448.6096 | 61 | 8.018e-05 | 2201 | 245.1782 | 1554 | 0.020785 | 1655 |  | 3145
7011 | MOUNTAIN QUARRIES 21011180 | 152282101 | MOUNTAIN QUARRIES 2101 | 1180 | FALSE | 20847.2086 | 20847.2086 | 141 | 0.00012525 | 1094 | 118.9045 | 1874 | 0.020771 | 1656 | 0.11 | 1417
11063 | APPLE HILL 1104814656 | 153661104 | APPLE HILL 1104 | 814656 | TRUE | 28.1252 | 28.1252 | 1 | 0.00086571 | 4 | 23.8451 | 2401 | 0.020643 | 1657 |  | 3634
9926 | BUCKS CREEK 1103CB | 102211103 | BUCKS CREEK 1103 | CB | FALSE | 3707.9332 | 3707.9332 | 31 | 9.4015e-05 | 1792 | 320.4886 | 1415 | 0.020623 | 1658 | 0.11 | 1444
3649 | FROGTOWN 1702812366 | 163451702 | FROGTOWN 1702 | 812366 | FALSE | 4450.8969 | 4421.1038 | 28 | 8.5129e-05 | 2055 | 149.7437 | 1778 | 0.020596 | 1659 |  | 2843
9417 | DUNBAR 1102694641 | 43071102 | DUNBAR 1102 | 694641 | FALSE | 6527.852 | 6527.852 | 49 | 7.3209e-05 | 2390 | 257.8416 | 1526 | 0.020553 | 1660 |  | 3355
8194 | STANISLAUS 17017144 | 162821701 | STANISLAUS 1701 | 7144 | FALSE | 7491.0055 | 7491.0055 | 52 | 8.7335e-05 | 2005 | 376.542 | 1327 | 0.020479 | 1661 | 0.36 | 967
10788 | FITCH MOUNTAIN 1111752596 | 42751111 | FITCH MOUNTAIN 1111 | 752596 | TRUE | 1041.1396 | 395.1334 | 6 | 0.00010963 | 1418 | 256.5638 | 1530 | 0.020465 | 1662 |  | 3606
3463 | WOODACRE 1102851 | 43021102 | WOODACRE 1102 | 851 | FALSE | 2029.0984 | 2029.0984 | 14 | 0.00014146 | 845 | 190.4229 | 1662 | 0.020416 | 1663 | 44.15 | 161
331 | WEST POINT 11024790 | 163201102 | WEST POINT 1102 | 4790 | FALSE | 52731.0383 | 52731.0383 | 305 | 0.00011374 | 1325 | 232.2083 | 1584 | 0.020377 | 1664 | 47.18 | 136
8939 | STELLING 111060080 | 83481110 | STELLING 1110 | 60080 | FALSE | 16285.3103 | 15418.9407 | 64 | 0.00014044 | 864 | 185.0893 | 1672 | 0.020345 | 1665 | 0.24 | 1091
5387 | PLACERVILLE 210611132 | 153082106 | PLACERVILLE 2106 | 11132 | FALSE | 69633.6958 | 69633.6958 | 420 | 0.00012774 | 1054 | 197.2748 | 1649 | 0.020262 | 1666 | 0.54 | 875
3326 | ORO FINO 110265932 | 103031102 | ORO FINO 1102 | 65932 | FALSE | 7276.7194 | 7276.7194 | 48 | 0.00012509 | 1096 | 211.5152 | 1616 | 0.020219 | 1667 | 64.62 | 78
7230 | PINE GROVE 110283098 | 163751102 | PINE GROVE 1102 | 83098 | FALSE | 12739.0077 | 12739.0077 | 104 | 7.5775e-05 | 2312 | 344.4746 | 1378 | 0.020137 | 1668 | 45.66 | 147
2235 | MOLINO 1102318 | 42571102 | MOLINO 1102 | 318 | FALSE | 31114.0365 | 31114.0365 | 228 | 0.00011669 | 1256 | 178.6742 | 1688 | 0.020097 | 1669 | 88.23 | 35
9552 | JOLON 11027068 | 182981102 | JOLON 1102 | 7068 | FALSE | 6155.1451 | 6139.1207 | 12 | 7.071e-05 | 2451 | 336.2364 | 1392 | 0.019995 | 1670 | 0.05 | 1997
7621 | UKIAH 1115CB | 42771115 | UKIAH 1115 | CB | FALSE | 10025.1577 | 6936.1203 | 73 | 0.00013127 | 993 | 100.6191 | 1952 | 0.019906 | 1671 | 0.05 | 1978
5118 | SAN LUIS OBISPO 1107V60 | 182631107 | SAN LUIS OBISPO 1107 | V60 | FALSE | 25811.5583 | 25811.5583 | 142 | 6.4335e-05 | 2632 | 354.0238 | 1367 | 0.0199 | 1672 | 0.51 | 892
1916 | MOLINO 1104368158 | 42571104 | MOLINO 1104 | 368158 | FALSE | 14121.5307 | 4484.8758 | 105 | 0.0001001 | 1644 | 219.1144 | 1607 | 0.019862 | 1673 |  | 2756
8812 | ANTLER 11011376 | 103271101 | ANTLER 1101 | 1376 | FALSE | 14477.8455 | 14477.8455 | 70 | 0.00013205 | 982 | 179.7284 | 1683 | 0.019836 | 1674 | 0.02 | 2535
3393 | SILVERADO 2102714 | 43432102 | SILVERADO 2102 | 714 | FALSE | 17594.5823 | 5568.6627 | 121 | 0.0001288 | 1033 | 138.0832 | 1817 | 0.019829 | 1675 | 0.08 | 1672
8102 | FORESTHILL 110175340 | 152181101 | FORESTHILL 1101 | 75340 | FALSE | 7696.0179 | 7696.0179 | 62 | 0.00022111 | 314 | 112.7853 | 1902 | 0.01968 | 1676 | 43.45 | 168
7713 | DUNBAR 11014817 | 43071101 | DUNBAR 1101 | 4817 | FALSE | 5079.2964 | 5079.2964 | 42 | 0.00011215 | 1364 | 172.256 | 1709 | 0.019666 | 1677 | 8.13 | 436
6368 | EAST QUINCY 1101951424 | 102551101 | EAST QUINCY 1101 | 951424 | FALSE | 5857.3043 | 1124.2371 | 49 | 6.6606e-05 | 2568 | 260.8969 | 1522 | 0.019501 | 1678 |  | 3026
6762 | HOOPA 11013304 | 192401101 | HOOPA 1101 | 3304 | FALSE | 27901.6416 | 27901.6416 | 88 | 0.00030684 | 123 | 72.4308 | 2081 | 0.019486 | 1679 | 0.14 | 1315
4845 | SAN JOAQUIN #3 110210342 | 252531102 | SAN JOAQUIN #3 1102 | 10342 | FALSE | 2930.8819 | 2930.8819 | 23 | 0.00012225 | 1143 | 225.3144 | 1595 | 0.019463 | 1680 | 0.23 | 1111
3381 | LUCERNE 110638436 | 43351106 | LUCERNE 1106 | 38436 | FALSE | 7699.8876 | 7253.5318 | 62 | 0.00011304 | 1342 | 129.1673 | 1847 | 0.019424 | 1681 | 0.17 | 1243
8990 | HALF MOON BAY 1103540991 | 24101103 | HALF MOON BAY 1103 | 540991 | FALSE | 2594.6741 | 2544.5262 | 16 | 6.9859e-05 | 2477 | 260.165 | 1524 | 0.019417 | 1682 |  | 3290
1522 | RIO DELL 11021504 | 192251102 | RIO DELL 1102 | 1504 | FALSE | 19432.0475 | 17454.8051 | 64 | 0.00027686 | 165 | 148.5088 | 1782 | 0.019342 | 1683 | 0.01 | 2608
6286 | DUNBAR 1101416 | 43071101 | DUNBAR 1101 | 416 | FALSE | 5187.8358 | 4249.986 | 28 | 0.00012384 | 1122 | 177.6431 | 1689 | 0.019316 | 1684 | 0.35 | 975
2445 | MC ARTHUR 11011546 | 103491101 | MC ARTHUR 1101 | 1546 | FALSE | 37312.9087 | 22193.9329 | 102 | 2.0489e-05 | 3539 | 794.3875 | 945 | 0.019258 | 1685 | 0.02 | 2496
2748 | HALF MOON BAY 11036018 | 24101103 | HALF MOON BAY 1103 | 6018 | FALSE | 30239.5339 | 25219.5525 | 160 | 8.5245e-05 | 2048 | 248.6459 | 1544 | 0.019223 | 1686 | 0.05 | 1942
4766 | CLOVERDALE 1101807953 | 42821101 | CLOVERDALE 1101 | 807953 | TRUE | 1013.1517 | 745.8215 | 11 | 0.00012129 | 1161 | 149.9335 | 1777 | 0.019176 | 1687 |  | 2915
3508 | CLEAR LAKE 1102223792 | 42141102 | CLEAR LAKE 1102 | 223792 | FALSE | 1426.5673 | 1262.347 | 10 | 7.6537e-05 | 2293 | 237.9603 | 1572 | 0.019106 | 1688 |  | 2832
3278 | KONOCTI 1108CB | 43311108 | KONOCTI 1108 | CB | FALSE | 14256.0927 | 10229.3323 | 98 | 0.00010673 | 1484 | 150.89 | 1774 | 0.019021 | 1689 | 0.06 | 1871
218 | MADISON 21017702 | 63172101 | MADISON 2101 | 7702 | TRUE | 30606.5708 | 0 | 168 | 8.5206e-05 | 2051 | 328.4397 | 1400 | 0.018893 | 1690 | 0.04 | 2103
5100 | RIO DELL 110270960 | 192251102 | RIO DELL 1102 | 70960 | FALSE | 18837.8278 | 9297.8122 | 103 | 0.00023998 | 245 | 91.5029 | 1995 | 0.018609 | 1691 | 0 | 2636
1226 | FORT ROSS 11212987 | 42851121 | FORT ROSS 1121 | 2987 | FALSE | 3171.9583 | 3171.9583 | 18 | 0.0002636 | 186 | 74.107 | 2072 | 0.018603 | 1692 | 15.92 | 343
4217 | CHALLENGE 1102CB | 103201102 | CHALLENGE 1102 | CB | FALSE | 24644.898 | 24644.898 | 123 | 0.00014722 | 772 | 162.3912 | 1740 | 0.0185 | 1693 | 73.53 | 61
4592 | PHILO 1102928 | 42601102 | PHILO 1102 | 928 | FALSE | 24779.274 | 22468.3871 | 125 | 9.505e-05 | 1765 | 208.5932 | 1622 | 0.018489 | 1694 | 0.05 | 2054
4143 | MENDOCINO 1101CB | 42951101 | MENDOCINO 1101 | CB | FALSE | 6642.1904 | 4240.0548 | 54 | 0.00012016 | 1183 | 144.2308 | 1793 | 0.018327 | 1695 | 0.11 | 1449
5556 | WEST POINT 11021305 | 163201102 | WEST POINT 1102 | 1305 | FALSE | 18201.3708 | 18201.3708 | 105 | 0.00010838 | 1442 | 197.4917 | 1648 | 0.01831 | 1696 | 0.76 | 784
7818 | SONOMA 1105575872 | 42721105 | SONOMA 1105 | 575872 | FALSE | 2328.1768 | 1906.857 | 12 | 0.00010594 | 1497 | 157.6636 | 1757 | 0.018279 | 1697 |  | 3165
1713 | HALF MOON BAY 1103H80 | 24101103 | HALF MOON BAY 1103 | H80 | FALSE | 31889.194 | 31889.194 | 164 | 9.888e-05 | 1673 | 213.2657 | 1612 | 0.018248 | 1698 |  | 2739
3304 | DIAMOND SPRINGS 11039432 | 152261103 | DIAMOND SPRINGS 1103 | 9432 | FALSE | 32768.2312 | 28100.4349 | 251 | 0.0001473 | 771 | 86.1349 | 2022 | 0.018233 | 1699 | 0.25 | 1080
1922 | ALLEGHANY 1102CB | 152101102 | ALLEGHANY 1102 | CB | FALSE | 28981.2992 | 28981.2992 | 104 | 0.00012953 | 1019 | 141.7915 | 1804 | 0.018204 | 1700 | 44.04 | 162
4888 | DUNBAR 110179086 | 43071101 | DUNBAR 1101 | 79086 | FALSE | 11075.7434 | 10954.594 | 82 | 0.00011015 | 1408 | 169.8424 | 1717 | 0.018179 | 1701 | 0.08 | 1638
1290 | FROGTOWN 170232556 | 163451702 | FROGTOWN 1702 | 32556 | TRUE | 2113.2756 | 188.0999 | 19 | 0.00017313 | 540 | 58.9098 | 2162 | 0.018147 | 1702 | 0.05 | 2039
4459 | CLARK ROAD 11022094 | 103091102 | CLARK ROAD 1102 | 2094 | FALSE | 5517.0419 | 5517.0419 | 11 | 0.00021985 | 323 | 101.8231 | 1947 | 0.018088 | 1703 | 0.01 | 2580
8596 | SAN JOAQUIN #3 1101CB | 252531101 | SAN JOAQUIN #3 1101 | CB | FALSE | 19055.2866 | 19055.2866 | 80 | 8.794e-05 | 1984 | 356.7774 | 1359 | 0.018079 | 1704 | 0.23 | 1117
7985 | MERCED FALLS 1102482838 | 252811102 | MERCED FALLS 1102 | 482838 | FALSE | 17714.345 | 14284.261 | 52 | 6.1569e-05 | 2730 | 318.0089 | 1421 | 0.018057 | 1705 |  | 3180
5651 | MOUNTAIN QUARRIES 21012422 | 152282101 | MOUNTAIN QUARRIES 2101 | 2422 | FALSE | 13951.5772 | 13951.5772 | 81 | 0.00012199 | 1147 | 229.8045 | 1587 | 0.018043 | 1706 | 0.07 | 1676
9070 | SILVERADO 2102437194 | 43432102 | SILVERADO 2102 | 437194 | FALSE | 1741.9129 | 1702.9792 | 17 | 9.4479e-05 | 1781 | 148.2733 | 1783 | 0.018026 | 1707 |  | 3303
2577 | HARTLEY 110186876 | 43211101 | HARTLEY 1101 | 86876 | FALSE | 13761.5335 | 3945.9351 | 110 | 6.2134e-05 | 2715 | 110.516 | 1909 | 0.018007 | 1708 | 0.03 | 2303
5850 | GEYSERVILLE 1101711966 | 42891101 | GEYSERVILLE 1101 | 711966 | FALSE | 19227.2924 | 6326.045 | 122 | 9.0078e-05 | 1907 | 205.4077 | 1625 | 0.017908 | 1709 |  | 2982
8508 | PIKE CITY 11011720 | 152201101 | PIKE CITY 1101 | 1720 | FALSE | 9489.0848 | 9489.0848 | 34 | 6.9471e-05 | 2488 | 304.935 | 1440 | 0.017864 | 1710 | 23.51 | 285
4021 | GRASS VALLEY 11012766 | 152031101 | GRASS VALLEY 1101 | 2766 | FALSE | 5300.562 | 5300.562 | 31 | 0.00018321 | 487 | 59.8653 | 2154 | 0.017834 | 1711 | 29.29 | 242
5421 | DUNBAR 1102261774 | 43071102 | DUNBAR 1102 | 261774 | FALSE | 21761.0718 | 21761.0718 | 142 | 9.9916e-05 | 1650 | 183.8239 | 1678 | 0.01783 | 1712 |  | 2952
1746 | TEMPLETON 2111CB | 183052111 | TEMPLETON 2111 | CB | FALSE | 17908.5118 | 3627.2584 | 118 | 9.0618e-05 | 1894 | 263.1957 | 1514 | 0.017802 | 1713 | 0.7 | 809
2820 | ALTO 1124432 | 42031124 | ALTO 1124 | 432 | FALSE | 12624.3351 | 12624.3351 | 72 | 0.00017278 | 544 | 132.4511 | 1841 | 0.017729 | 1714 | 0.96 | 740
5452 | PUEBLO 2102850102 | 43292102 | PUEBLO 2102 | 850102 | TRUE | 3948.9067 | 287.4404 | 23 | 4.4232e-05 | 3186 | 279.8882 | 1472 | 0.01772 | 1715 |  | 2955
3283 | CURTIS 170390320 | 163351703 | CURTIS 1703 | 90320 | FALSE | 44849.664 | 44849.664 | 282 | 7.4079e-05 | 2356 | 382.5749 | 1315 | 0.017701 | 1716 | 0.1 | 1463
3501 | CRESCENT MILLS 21012232 | 103132101 | CRESCENT MILLS 2101 | 2232 | FALSE | 32508.1294 | 25513.6468 | 128 | 4.4844e-05 | 3165 | 539.0362 | 1160 | 0.017667 | 1717 | 4.69 | 510
10143 | GRASS VALLEY 1101750804 | 152031101 | GRASS VALLEY 1101 | 750804 | TRUE | 449.416 | 390.0676 | 5 | 0.00016489 | 588 | 71.3665 | 2087 | 0.017655 | 1718 |  | 3500
3289 | MONTICELLO 11011589 | 43051101 | MONTICELLO 1101 | 1589 | FALSE | 6873.0951 | 6873.0951 | 52 | 8.5041e-05 | 2058 | 184.9596 | 1673 | 0.01765 | 1719 | 0.08 | 1649
1138 | ELECTRA 110136816 | 162161101 | ELECTRA 1101 | 36816 | FALSE | 8023.9266 | 8023.9266 | 60 | 0.00012475 | 1102 | 139.9542 | 1810 | 0.017625 | 1720 | 0.09 | 1516
9331 | WILLOW CREEK 1102CB | 192171102 | WILLOW CREEK 1102 | CB | FALSE | 11789.4236 | 11789.4236 | 71 | 0.00029554 | 134 | 73.697 | 2075 | 0.017606 | 1721 | 13.84 | 360
6284 | ANTLER 11011378 | 103271101 | ANTLER 1101 | 1378 | FALSE | 40111.5829 | 39490.7149 | 201 | 0.00013379 | 948 | 148.5755 | 1780 | 0.017574 | 1722 | 0.05 | 2031
8843 | HOLLISTER 2104117328 | 182492104 | HOLLISTER 2104 | 117328 | FALSE | 23158.4732 | 9894.6539 | 44 | 4.0861e-05 | 3248 | 400.677 | 1296 | 0.017549 | 1723 |  | 3271
106 | WYANDOTTE 11101954 | 102911110 | WYANDOTTE 1110 | 1954 | FALSE | 17187.784 | 4223.5591 | 132 | 0.00016112 | 630 | 102.5688 | 1939 | 0.017468 | 1724 | 0.07 | 1692
7269 | CURTIS 17046060 | 163351704 | CURTIS 1704 | 6060 | FALSE | 6540.8971 | 6540.8971 | 50 | 0.00014094 | 855 | 178.7675 | 1687 | 0.01746 | 1725 | 0.1 | 1461
4024 | MOLINO 11015042 | 42571101 | MOLINO 1101 | 5042 | FALSE | 11222.6237 | 9737.3633 | 90 | 0.0001242 | 1114 | 141.9193 | 1803 | 0.01743 | 1726 | 6.17 | 471
8422 | FROGTOWN 1702739858 | 163451702 | FROGTOWN 1702 | 739858 | FALSE | 8002.9028 | 7850.7225 | 46 | 0.00010369 | 1557 | 204.17 | 1632 | 0.017426 | 1727 |  | 3225
3353 | KANAKA 11011406 | 103221101 | KANAKA 1101 | 1406 | FALSE | 43882.3619 | 43882.3619 | 204 | 9.5492e-05 | 1742 | 157.7153 | 1755 | 0.017352 | 1728 | 0.18 | 1217
10623 | MORGAN HILL 2111477914 | 83242111 | MORGAN HILL 2111 | 477914 | TRUE | 388.2883 | 307.8291 | 3 | 0.00012285 | 1135 | 285.164 | 1467 | 0.017329 | 1729 |  | 3582
1703 | SAN LUIS OBISPO 1105796050 | 182631105 | SAN LUIS OBISPO 1105 | 796050 | TRUE | 5067.2794 | 383.7484 | 45 | 4.1549e-05 | 3233 | 109.4022 | 1911 | 0.017291 | 1730 |  | 2738
2587 | MENLO 11031721 | 24131103 | MENLO 1103 | 1721 | FALSE | 10927.2973 | 10927.2973 | 52 | 0.0001634 | 607 | 107.9769 | 1918 | 0.01726 | 1731 | 0.12 | 1367
5617 | MIRABEL 1101298 | 42091101 | MIRABEL 1101 | 298 | FALSE | 20337.8041 | 20253.8323 | 123 | 0.00016852 | 572 | 115.628 | 1892 | 0.017238 | 1732 | 85.76 | 39
183 | CLEAR LAKE 110192870 | 42141101 | CLEAR LAKE 1101 | 92870 | TRUE | 25931.8169 | 185.9475 | 187 | 6.3919e-05 | 2649 | 163.1162 | 1739 | 0.017207 | 1733 | 2.3 | 615
5761 | SAN LUIS OBISPO 1102597518 | 182631102 | SAN LUIS OBISPO 1102 | 597518 | TRUE | 2581.15 | 65.1647 | 30 | 4.6337e-05 | 3129 | 233.218 | 1579 | 0.017175 | 1734 | 0.07 | 1768
694 | PIT NO 1 11013312 | 103721101 | PIT NO 1 1101 | 3312 | FALSE | 14682.6253 | 12944.3529 | 82 | 3.1897e-05 | 3403 | 501.3484 | 1197 | 0.017169 | 1735 | 0.05 | 1934
6571 | MC ARTHUR 11011488 | 103491101 | MC ARTHUR 1101 | 1488 | FALSE | 53867.328 | 3970.6557 | 217 | 3.7897e-05 | 3301 | 226.8447 | 1594 | 0.01714 | 1736 | 0.01 | 2597
7993 | STILLWATER 1101CB | 103561101 | STILLWATER 1101 | CB | FALSE | 6895.2449 | 6754.5413 | 47 | 0.00021084 | 355 | 102.4575 | 1940 | 0.017137 | 1737 | 0.07 | 1698
3453 | LOS GATOS 110760114 | 82021107 | LOS GATOS 1107 | 60114 | FALSE | 39130.9882 | 39130.9882 | 220 | 0.00014614 | 787 | 173.2936 | 1702 | 0.016971 | 1738 | 112.13 | 13
3503 | CLAYTON 2215184604 | 12022215 | CLAYTON 2215 | 184604 | FALSE | 16467.2376 | 3361.2922 | 106 | 3.7123e-05 | 3311 | 169.9457 | 1716 | 0.016935 | 1739 |  | 2831
5231 | BURNEY 1101CB | 103311101 | BURNEY 1101 | CB | FALSE | 3204.0009 | 1997.9569 | 29 | 5.2977e-05 | 2969 | 262.0724 | 1517 | 0.016895 | 1740 | 0.03 | 2250
5033 | ALTO 11243121 | 42031124 | ALTO 1124 | 3121 | FALSE | 4501.3904 | 4501.3904 | 36 | 0.0001378 | 897 | 129.4168 | 1846 | 0.016885 | 1741 | 54.14 | 108
4749 | FRUITLAND 11418860 | 192311141 | FRUITLAND 1141 | 8860 | FALSE | 6108.7785 | 3211.911 | 34 | 0.0001502 | 733 | 173.1129 | 1705 | 0.016867 | 1742 | 0.03 | 2306
8284 | FRENCH GULCH 11011464 | 103381101 | FRENCH GULCH 1101 | 1464 | FALSE | 1371.4854 | 1371.4854 | 10 | 0.00011205 | 1368 | 126.5814 | 1854 | 0.01686 | 1743 | 0.09 | 1538
10232 | TIGER CREEK 0201CB | 161380201 | TIGER CREEK 0201 | CB | FALSE | 6022.6718 | 6022.6718 | 20 | 0.00011138 | 1387 | 174.7898 | 1698 | 0.016801 | 1744 | 22.21 | 295
5809 | TEMPLETON 2110N32 | 183052110 | TEMPLETON 2110 | N32 | FALSE | 47644.4105 | 47470.9597 | 251 | 5.7034e-05 | 2860 | 298.1993 | 1451 | 0.016765 | 1745 | 0.14 | 1326
7289 | PLACERVILLE 111019582 | 153081110 | PLACERVILLE 1110 | 19582 | FALSE | 11698.5344 | 11698.5344 | 80 | 0.0001731 | 541 | 110.8991 | 1908 | 0.016762 | 1746 | 0.2 | 1168
9046 | OTTER 11022166 | 182941102 | OTTER 1102 | 2166 | FALSE | 6559.0006 | 6559.0006 | 41 | 0.00012787 | 1051 | 196.1831 | 1652 | 0.016743 | 1747 | 0.04 | 2069
3955 | GRAYS FLAT 0401CB | 102530401 | GRAYS FLAT 0401 | CB | FALSE | 17261.1138 | 17261.1138 | 77 | 6.6357e-05 | 2581 | 354.4682 | 1366 | 0.016728 | 1748 | 0.09 | 1562
4383 | FRUITLAND 114195324 | 192311141 | FRUITLAND 1141 | 95324 | FALSE | 10430.483 | 10430.483 | 40 | 0.00024711 | 226 | 97.4816 | 1970 | 0.016671 | 1749 | 0.05 | 1990
9718 | GARBERVILLE 1101323694 | 192221101 | GARBERVILLE 1101 | 323694 | FALSE | 10298.1869 | 10298.1869 | 17 | 0.00023892 | 250 | 89.5148 | 2002 | 0.016661 | 1750 |  | 3406
7551 | GARBERVILLE 1101438596 | 192221101 | GARBERVILLE 1101 | 438596 | FALSE | 17736.2716 | 17736.2716 | 69 | 0.00028911 | 142 | 66.1845 | 2114 | 0.016624 | 1751 |  | 3135
9937 | OTTER 11022002 | 182941102 | OTTER 1102 | 2002 | FALSE | 4546.6103 | 4546.6103 | 27 | 9.936e-05 | 1659 | 177.0336 | 1690 | 0.01654 | 1752 | 0.03 | 2271
5432 | ALLEGHANY 1101804 | 152101101 | ALLEGHANY 1101 | 804 | FALSE | 35223.4878 | 35223.4878 | 163 | 9.1106e-05 | 1878 | 209.4933 | 1620 | 0.016525 | 1753 | 22.85 | 291
6356 | NORTH BRANCH 110113496 | 163231101 | NORTH BRANCH 1101 | 13496 | FALSE | 8111.7845 | 3211.8845 | 58 | 8.2907e-05 | 2132 | 168.1169 | 1725 | 0.016506 | 1754 | 0.04 | 2107
249 | RINCON 1103CB | 43321103 | RINCON 1103 | CB | FALSE | 6066.7415 | 3931.2505 | 41 | 0.00016438 | 593 | 84.7695 | 2033 | 0.016461 | 1755 | 3.87 | 532
1025 | MARIPOSA 2101439030 | 254452101 | MARIPOSA 2101 | 439030 | FALSE | 31570.1115 | 31570.1115 | 200 | 4.6813e-05 | 3117 | 247.3908 | 1548 | 0.016434 | 1756 | 0.34 | 978
8791 | GLENN 11012012 | 102601101 | GLENN 1101 | 2012 | FALSE | 48303.6952 | 3708.2991 | 73 | 4.249e-05 | 3218 | 610.7432 | 1094 | 0.016401 | 1757 | 0.01 | 2617
10780 | CALPINE 1144962 | 48011144 | CALPINE 1144 | 962 | FALSE | 6465.1165 | 6465.1165 | 13 | 0.00010277 | 1576 | 122.9227 | 1861 | 0.01639 | 1758 | 8.51 | 424
715 | ALTO 1124430 | 42031124 | ALTO 1124 | 430 | FALSE | 11355.5979 | 11355.5979 | 92 | 0.00013784 | 896 | 143.4477 | 1796 | 0.016311 | 1759 | 1.14 | 709
9633 | MONTE RIO 11131067 | 42811113 | MONTE RIO 1113 | 1067 | FALSE | 1306.3843 | 1306.3843 | 11 | 0.00037762 | 75 | 25.9963 | 2377 | 0.016 | 1760 | 0.39 | 956
1412 | PLACERVILLE 1109CB | 153081109 | PLACERVILLE 1109 | CB | FALSE | 17781.8863 | 17449.8742 | 133 | 0.00028585 | 146 | 98.8838 | 1960 | 0.015996 | 1761 | 0.03 | 2400
8245 | BEAR VALLEY 210513430 | 252192105 | BEAR VALLEY 2105 | 13430 | FALSE | 21106.6036 | 21106.6036 | 129 | 3.9032e-05 | 3286 | 375.4366 | 1329 | 0.015945 | 1762 | 23.77 | 282
8966 | MORAGA 1101772781 | 13801101 | MORAGA 1101 | 772781 | FALSE | 2316.7745 | 2316.7745 | 12 | 0.00017201 | 551 | 85.3434 | 2027 | 0.015766 | 1763 |  | 3286
3619 | PINE GROVE 11013166 | 163751101 | PINE GROVE 1101 | 3166 | FALSE | 19778.1528 | 19778.1528 | 147 | 0.00014138 | 848 | 96.7473 | 1974 | 0.015763 | 1764 | 0.13 | 1348
4486 | WEST POINT 1101CB | 163201101 | WEST POINT 1101 | CB | FALSE | 7713.2869 | 7713.2869 | 20 | 0.0002169 | 332 | 123.6935 | 1859 | 0.015736 | 1765 | 0.28 | 1044
3894 | BONNIE NOOK 110186696 | 152301101 | BONNIE NOOK 1101 | 86696 | FALSE | 15512.3886 | 15512.3886 | 86 | 0.00022753 | 293 | 118.1033 | 1879 | 0.015606 | 1766 | 11.17 | 386
1913 | OLEMA 1101416 | 42291101 | OLEMA 1101 | 416 | FALSE | 26082.6279 | 26031.4486 | 79 | 0.00016777 | 576 | 81.2878 | 2042 | 0.015542 | 1767 | 0.36 | 968
2787 | PINE GROVE 11013170 | 163751101 | PINE GROVE 1101 | 3170 | FALSE | 64049.8846 | 64049.8846 | 445 | 0.00014644 | 781 | 151.3568 | 1773 | 0.015534 | 1768 | 0.47 | 907
8370 | SWIFT 2110XR332 | 83392110 | SWIFT 2110 | XR332 | FALSE | 29699.1922 | 29699.1922 | 83 | 7.378e-05 | 2368 | 296.6239 | 1452 | 0.015532 | 1769 | 0.12 | 1374
6569 | CURTIS 17058170 | 163351705 | CURTIS 1705 | 8170 | FALSE | 12697.6373 | 12388.5528 | 109 | 0.00012036 | 1178 | 138.0395 | 1818 | 0.015509 | 1770 | 0.24 | 1094
9835 | SPRING GAP 1702CB | 162831702 | SPRING GAP 1702 | CB | FALSE | 11971.7401 | 11971.7401 | 18 | 8.5097e-05 | 2056 | 173.0854 | 1706 | 0.015422 | 1771 | 0.15 | 1279
1693 | BUCKS CREEK 1103338520 | 102211103 | BUCKS CREEK 1103 | 338520 | FALSE | 12890.8329 | 12653.3631 | 87 | 0.00011206 | 1367 | 151.4662 | 1772 | 0.015412 | 1772 |  | 2737
4370 | OREGON TRAIL 11021584 | 103521102 | OREGON TRAIL 1102 | 1584 | FALSE | 20998.6153 | 20998.6153 | 136 | 0.00015385 | 710 | 117.4189 | 1885 | 0.015387 | 1773 | 0.14 | 1331
6223 | MOLINO 1101152 | 42571101 | MOLINO 1101 | 152 | FALSE | 16493.2298 | 2668.6977 | 125 | 0.0001196 | 1193 | 103.0488 | 1937 | 0.015258 | 1774 | 2.09 | 621
991 | PEORIA 170413494 | 163781704 | PEORIA 1704 | 13494 | FALSE | 12093.2449 | 4454.735 | 93 | 8.9665e-05 | 1924 | 170.6202 | 1712 | 0.015212 | 1775 | 2.55 | 598
10392 | VINEYARD 2108383748 | 14502108 | VINEYARD 2108 | 383748 | TRUE | 582.318 | 582.318 | 4 | 0.00011476 | 1303 | 237.7564 | 1575 | 0.015207 | 1776 |  | 3542
5782 | GARBERVILLE 11026084 | 192221102 | GARBERVILLE 1102 | 6084 | FALSE | 24635.3535 | 24635.3535 | 120 | 0.00027675 | 166 | 46.9926 | 2233 | 0.015158 | 1777 | 0.26 | 1064
8670 | COTATI 1102462 | 42271102 | COTATI 1102 | 462 | FALSE | 6310.2369 | 4550.7014 | 40 | 9.8301e-05 | 1683 | 125.2992 | 1858 | 0.015132 | 1778 | 0.04 | 2104
5839 | SOLEDAD 21027048 | 182052102 | SOLEDAD 2102 | 7048 | FALSE | 47036.8755 | 18663.2877 | 173 | 4.4641e-05 | 3172 | 271.6147 | 1491 | 0.015069 | 1779 | 0.05 | 2050
5090 | BRIDGEVILLE 1102CB | 192461102 | BRIDGEVILLE 1102 | CB | FALSE | 19625.3536 | 4723.1827 | 52 | 0.00018739 | 458 | 86.4729 | 2019 | 0.015061 | 1780 | 0 | 2627
10131 | CMC 1101CB | 183111101 | CMC 1101 | CB | FALSE | 3286.0633 | 3286.0633 | 16 | 7.411e-05 | 2353 | 272.3255 | 1488 | 0.014989 | 1781 | 0.06 | 1879
4953 | FRENCH GULCH 11021462 | 103381102 | FRENCH GULCH 1102 | 1462 | FALSE | 16147.0874 | 16116.0676 | 51 | 0.00019151 | 435 | 137.3214 | 1821 | 0.01495 | 1782 | 0.07 | 1710
8365 | GRASS VALLEY 110358498 | 152031103 | GRASS VALLEY 1103 | 58498 | FALSE | 3648.0777 | 1920.6561 | 34 | 0.00025665 | 200 | 43.134 | 2259 | 0.01494 | 1783 | 0.03 | 2375
4523 | TIDEWATER 210665866 | 14652106 | TIDEWATER 2106 | 65866 | FALSE | 13028.5461 | 5501.1432 | 65 | 4.6622e-05 | 3122 | 158.5163 | 1752 | 0.014918 | 1784 | 0.04 | 2201
7430 | FOOTHILL 1101549904 | 182951101 | FOOTHILL 1101 | 549904 | TRUE | 8119.1519 | 250.4434 | 54 | 6.4657e-05 | 2616 | 224.282 | 1596 | 0.014902 | 1785 | 1.15 | 708
10743 | ANDERSON 1101909424 | 103261101 | ANDERSON 1101 | 909424 | TRUE | 642.3156 | 642.3156 | 8 | 0.00010292 | 1571 | 136.9205 | 1825 | 0.014888 | 1786 |  | 3602
6685 | OCEANO 1102749231 | 182601102 | OCEANO 1102 | 749231 | FALSE | 18200.1936 | 8940.1081 | 141 | 6.0256e-05 | 2765 | 210.5727 | 1619 | 0.014847 | 1787 |  | 3055
2541 | BRUNSWICK 110651486 | 152481106 | BRUNSWICK 1106 | 51486 | FALSE | 91205.7549 | 91205.7549 | 656 | 0.00011965 | 1191 | 123.462 | 1860 | 0.014797 | 1788 | 90.93 | 31
7750 | BRUNSWICK 110765574 | 152481107 | BRUNSWICK 1107 | 65574 | TRUE | 2814.0897 | 939.5268 | 23 | 0.00030901 | 119 | 33.131 | 2321 | 0.014793 | 1789 | 0.01 | 2582
5279 | MC ARTHUR 110137344 | 103491101 | MC ARTHUR 1101 | 37344 | TRUE | 14261.5059 | 181.3406 | 75 | 2.2098e-05 | 3519 | 310.2738 | 1432 | 0.014768 | 1790 | 0.01 | 2575
7132 | ANTLER 11011612 | 103271101 | ANTLER 1101 | 1612 | FALSE | 14766.2971 | 14766.2971 | 86 | 0.00012715 | 1062 | 147.1224 | 1785 | 0.014748 | 1791 | 0.03 | 2352
3386 | NEWBURG 1132665674 | 192151132 | NEWBURG 1132 | 665674 | TRUE | 2469.7606 | 698.7983 | 20 | 0.00016815 | 574 | 82.7929 | 2037 | 0.014722 | 1792 |  | 2823
7872 | PIT NO 1 110170952 | 103721101 | PIT NO 1 1101 | 70952 | FALSE | 2749.7949 | 2724.6488 | 29 | 3.988e-05 | 3272 | 320.7855 | 1414 | 0.014692 | 1793 | 0.06 | 1812
5114 | DUNBAR 110147964 | 43071101 | DUNBAR 1101 | 47964 | FALSE | 12397.0354 | 10475.6408 | 68 | 0.00011035 | 1405 | 129.5748 | 1845 | 0.014662 | 1794 | 0.39 | 958
7691 | POINT ARENA 110198224 | 43381101 | POINT ARENA 1101 | 98224 | FALSE | 3847.8762 | 3847.8762 | 23 | 7.8885e-05 | 2238 | 166.5531 | 1730 | 0.014654 | 1795 |  | 3151
2530 | BRUNSWICK 111061602 | 152481110 | BRUNSWICK 1110 | 61602 | FALSE | 17974.447 | 15796.3436 | 137 | 0.00027732 | 164 | 142.021 | 1802 | 0.014648 | 1796 | 0.06 | 1802
7167 | FRENCH GULCH 11012905 | 103381101 | FRENCH GULCH 1101 | 2905 | FALSE | 15594.3492 | 15594.3492 | 83 | 0.00011324 | 1339 | 142.3421 | 1801 | 0.014648 | 1797 | 0.04 | 2182
4457 | HIGGINS 11041006 | 152691104 | HIGGINS 1104 | 1006 | FALSE | 32324.6992 | 17529.4826 | 266 | 0.00017105 | 556 | 184.0652 | 1676 | 0.014639 | 1798 | 0.05 | 1920
7710 | CARLOTTA 11214045 | 192291121 | CARLOTTA 1121 | 4045 | TRUE | 3179.9108 | 576.108 | 18 | 0.00013215 | 979 | 114.5305 | 1897 | 0.014618 | 1799 | 0.03 | 2324
9405 | SILVERADO 2105861266 | 43432105 | SILVERADO 2105 | 861266 | FALSE | 3852.0148 | 2503.894 | 31 | 0.00018468 | 477 | 101.2826 | 1949 | 0.014616 | 1800 |  | 3353
463 | WEIMAR 11012084 | 152491101 | WEIMAR 1101 | 2084 | FALSE | 29723.3403 | 29723.3403 | 219 | 0.00012877 | 1034 | 131.3983 | 1843 | 0.014579 | 1801 | 0.11 | 1414
3551 | WILLOW CREEK 11014904 | 192171101 | WILLOW CREEK 1101 | 4904 | FALSE | 29337.0631 | 29337.0631 | 121 | 0.00023865 | 252 | 61.1434 | 2146 | 0.014552 | 1802 | 0.44 | 925
6996 | KONOCTI 1102714370 | 43311102 | KONOCTI 1102 | 714370 | FALSE | 4274.3031 | 3423.0115 | 28 | 8.0252e-05 | 2198 | 368.3867 | 1342 | 0.014533 | 1803 |  | 3083
1102 | MC KEE 1107XR010 | 83531107 | MC KEE 1107 | XR010 | FALSE | 22011.3924 | 4483.0278 | 160 | 7.8729e-05 | 2242 | 168.0653 | 1726 | 0.014407 | 1804 | 0.05 | 1996
2551 | SOLEDAD 2102823854 | 182052102 | SOLEDAD 2102 | 823854 | FALSE | 6899.0553 | 3307.4207 | 33 | 3.9519e-05 | 3276 | 363.6041 | 1348 | 0.01437 | 1805 |  | 2786
2101 | SAN BENITO 210488772 | 182742104 | SAN BENITO 2104 | 88772 | FALSE | 69339.2928 | 39135.7756 | 474 | 6.1067e-05 | 2746 | 187.0188 | 1668 | 0.014358 | 1806 | 0.2 | 1160
7410 | RIO DELL 11028852 | 192251102 | RIO DELL 1102 | 8852 | FALSE | 7650.5094 | 7473.9899 | 46 | 0.00028421 | 148 | 54.47 | 2184 | 0.014354 | 1807 | 0.05 | 1930
5404 | PIT NO 3 21011386 | 103732101 | PIT NO 3 2101 | 1386 | FALSE | 11052.9537 | 11052.9537 | 47 | 6.3474e-05 | 2661 | 296.3406 | 1453 | 0.014294 | 1808 | 0.01 | 2619
4186 | MARIPOSA 210110170 | 254452101 | MARIPOSA 2101 | 10170 | FALSE | 26253.3221 | 26253.3221 | 149 | 4.8216e-05 | 3089 | 256.1773 | 1532 | 0.014293 | 1809 | 83.16 | 40
7884 | SONOMA 11045661 | 42721104 | SONOMA 1104 | 5661 | FALSE | 8173.4897 | 4658.2663 | 66 | 8.6364e-05 | 2026 | 169.0465 | 1721 | 0.014289 | 1810 | 1.66 | 657
967 | DUNBAR 1102903030 | 43071102 | DUNBAR 1102 | 903030 | FALSE | 2341.4408 | 2341.4408 | 17 | 0.00011468 | 1304 | 137.2956 | 1823 | 0.014278 | 1811 |  | 2699
3516 | NARROWS 21022718 | 153132102 | NARROWS 2102 | 2718 | TRUE | 11657.4654 | 495.6422 | 114 | 0.00022728 | 295 | 102.6178 | 1938 | 0.014276 | 1812 | 0.04 | 2074
5103 | SAN LUIS OBISPO 1107V18 | 182631107 | SAN LUIS OBISPO 1107 | V18 | FALSE | 6444.7052 | 4344.0922 | 41 | 3.6107e-05 | 3335 | 204.0579 | 1633 | 0.014215 | 1813 | 0.08 | 1634
177 | KING CITY 11037038 | 182031103 | KING CITY 1103 | 7038 | FALSE | 35749.3707 | 29491.4615 | 186 | 5.6518e-05 | 2873 | 250.588 | 1538 | 0.014161 | 1814 | 0.12 | 1392
4472 | WEST POINT 110277204 | 163201102 | WEST POINT 1102 | 77204 | FALSE | 11918.386 | 11918.386 | 68 | 0.00011817 | 1226 | 128.4194 | 1848 | 0.014094 | 1815 |  | 2893
8017 | PIT NO 3 2101CB | 103732101 | PIT NO 3 2101 | CB | FALSE | 7292.0294 | 7292.0294 | 7 | 0.00010421 | 1546 | 1059.6264 | 793 | 0.01407 | 1816 | 0.03 | 2309
4764 | ALLEGHANY 1101CB | 152101101 | ALLEGHANY 1101 | CB | FALSE | 7034.6563 | 7034.6563 | 40 | 0.00012824 | 1044 | 93.9669 | 1986 | 0.014057 | 1817 | 38.69 | 195
2091 | STELLING 111060094 | 83481110 | STELLING 1110 | 60094 | FALSE | 15867.8413 | 15867.8413 | 95 | 0.00016875 | 569 | 93.9049 | 1987 | 0.014041 | 1818 | 55.68 | 102
2701 | PEORIA 170567898 | 163781705 | PEORIA 1705 | 67898 | FALSE | 9738.6344 | 6917.4777 | 70 | 0.00010226 | 1597 | 138.197 | 1816 | 0.014037 | 1819 | 0.06 | 1819
8037 | CAYUCOS 1102613456 | 182551102 | CAYUCOS 1102 | 613456 | FALSE | 38029.4611 | 21637.0644 | 145 | 5.8725e-05 | 2815 | 256.2574 | 1531 | 0.014028 | 1820 |  | 3187
4958 | WILLOW CREEK 11035012 | 192171103 | WILLOW CREEK 1103 | 5012 | FALSE | 17904.0624 | 17904.0624 | 131 | 0.00021567 | 337 | 62.8252 | 2137 | 0.014012 | 1821 | 0.09 | 1569
1586 | MARTELL 110111244 | 163011101 | MARTELL 1101 | 11244 | FALSE | 34513.2878 | 33294.1457 | 202 | 0.00014416 | 812 | 70.2755 | 2093 | 0.01399 | 1822 | 0.12 | 1385
8222 | DUNBAR 1102528 | 43071102 | DUNBAR 1102 | 528 | FALSE | 6520.0631 | 5521.142 | 50 | 8.1342e-05 | 2172 | 173.339 | 1701 | 0.013987 | 1823 | 0.08 | 1607
6649 | SAN LUIS OBISPO 1108337126 | 182631108 | SAN LUIS OBISPO 1108 | 337126 | FALSE | 3227.6651 | 1128.521 | 28 | 3.3027e-05 | 3386 | 257.5116 | 1527 | 0.013964 | 1824 |  | 3051
716 | LAKEVILLE 1102280 | 43371102 | LAKEVILLE 1102 | 280 | FALSE | 10907.0769 | 1106.406 | 52 | 6.7218e-05 | 2553 | 180.7486 | 1682 | 0.013918 | 1825 | 0.72 | 800
1162 | DUNBAR 1101302 | 43071101 | DUNBAR 1101 | 302 | FALSE | 16561.5527 | 14104.3324 | 123 | 0.00011341 | 1335 | 134.8667 | 1832 | 0.013839 | 1826 | 14.9 | 352
5443 | DUNBAR 1103534 | 43071103 | DUNBAR 1103 | 534 | FALSE | 27841.2407 | 25519.0889 | 162 | 9.6936e-05 | 1715 | 161.0686 | 1743 | 0.01369 | 1827 | 36.61 | 206
3834 | STILLWATER 11011320 | 103561101 | STILLWATER 1101 | 1320 | FALSE | 32275.3239 | 31878.2376 | 179 | 0.00033316 | 101 | 41.1443 | 2271 | 0.013687 | 1828 | 0.21 | 1149
3066 | SHADY GLEN 1102CB | 152431102 | SHADY GLEN 1102 | CB | FALSE | 34051.8134 | 34051.8134 | 240 | 0.00019472 | 419 | 88.9032 | 2008 | 0.01359 | 1829 | 21.63 | 299
8639 | GREEN VALLEY 2101135762 | 83192101 | GREEN VALLEY 2101 | 135762 | FALSE | 4515.3768 | 1189.5286 | 28 | 9.6391e-05 | 1723 | 173.1219 | 1704 | 0.013539 | 1830 |  | 3246
1363 | BURNEY 11011322 | 103311101 | BURNEY 1101 | 1322 | FALSE | 30035.9017 | 25851.0688 | 81 | 4.4702e-05 | 3169 | 378.0361 | 1324 | 0.01351 | 1831 | 0.03 | 2289
5427 | PENRYN 1103CB | 152561103 | PENRYN 1103 | CB | FALSE | 5107.0559 | 3866.6599 | 37 | 0.00013283 | 961 | 86.715 | 2017 | 0.013499 | 1832 | 0.57 | 862
8202 | DUNBAR 1102861496 | 43071102 | DUNBAR 1102 | 861496 | FALSE | 7188.816 | 7188.816 | 51 | 8.7717e-05 | 1993 | 163.8005 | 1737 | 0.013491 | 1833 |  | 3201
3776 | ALTO 1125510 | 42031125 | ALTO 1125 | 510 | FALSE | 11861.6385 | 11861.6385 | 77 | 0.00017549 | 525 | 112.7525 | 1903 | 0.013466 | 1834 | 48.83 | 124
2524 | PHILO 1102920 | 42601102 | PHILO 1102 | 920 | FALSE | 42024.2659 | 28596.0082 | 258 | 8.9648e-05 | 1925 | 168.9827 | 1722 | 0.013411 | 1835 | 0.09 | 1572
8287 | LUCERNE 11034624 | 43351103 | LUCERNE 1103 | 4624 | TRUE | 6101.7647 | 50.6724 | 42 | 0.00012548 | 1090 | 117.1975 | 1886 | 0.013292 | 1836 | 0.02 | 2483
3582 | SAN RAFAEL 1108516 | 42011108 | SAN RAFAEL 1108 | 516 | FALSE | 17602.5759 | 17602.5759 | 135 | 0.00019441 | 420 | 70.1443 | 2094 | 0.013281 | 1837 | 1.39 | 679
6863 | GREEN VALLEY 2101942143 | 83192101 | GREEN VALLEY 2101 | 942143 | FALSE | 13604.5625 | 8138.4591 | 74 | 0.00011237 | 1358 | 105.0805 | 1928 | 0.013216 | 1838 |  | 3068
7880 | POINT ARENA 110183354 | 43381101 | POINT ARENA 1101 | 83354 | FALSE | 8260.8147 | 8260.8147 | 36 | 5.4313e-05 | 2936 | 210.679 | 1618 | 0.013182 | 1839 | 0.05 | 1967
2799 | TASSAJARA 211238868 | 14662112 | TASSAJARA 2112 | 38868 | FALSE | 6917.0797 | 3119.1276 | 61 | 0.00010371 | 1555 | 103.4846 | 1934 | 0.01315 | 1840 | 0.02 | 2534
10912 | TOCALOMA 0241CB | 43150241 | TOCALOMA 0241 | CB | TRUE | 26.5151 | 26.5151 | 1 | 7.8863e-05 | 2240 | 166.4117 | 1731 | 0.013124 | 1841 | 0.04 | 2184
6124 | ANDERSON 1101CB | 103261101 | ANDERSON 1101 | CB | FALSE | 10780.8577 | 1904.2009 | 85 | 9.0041e-05 | 1911 | 158.1087 | 1753 | 0.013117 | 1842 | 0.05 | 2028
6165 | BRUNSWICK 1105CB | 152481105 | BRUNSWICK 1105 | CB | FALSE | 2138.4101 | 1870.8826 | 21 | 0.00038645 | 70 | 21.5686 | 2432 | 0.013096 | 1843 | 20.42 | 305
9119 | SONOMA 1106296492 | 42721106 | SONOMA 1106 | 296492 | FALSE | 3708.9492 | 1270.5979 | 29 | 7.4532e-05 | 2344 | 198.5181 | 1644 | 0.013092 | 1844 |  | 3311
3902 | SOLEDAD 2102858388 | 182052102 | SOLEDAD 2102 | 858388 | FALSE | 13234.6519 | 7717.2675 | 72 | 2.6749e-05 | 3476 | 315.5206 | 1423 | 0.013047 | 1845 |  | 2860
6187 | JESSUP 11013383 | 103441101 | JESSUP 1101 | 3383 | FALSE | 3031.9376 | 2267.9133 | 24 | 0.00010952 | 1421 | 99.0724 | 1957 | 0.012944 | 1846 | 0.05 | 2040
4407 | APPLE HILL 210297982 | 153662102 | APPLE HILL 2102 | 97982 | FALSE | 15545.7354 | 15545.7354 | 104 | 8.3073e-05 | 2130 | 187.9326 | 1666 | 0.012892 | 1847 | 33.04 | 223
7041 | JAMESON 1105371694 | 63801105 | JAMESON 1105 | 371694 | TRUE | 6199.8125 | 365.7311 | 40 | 6.8585e-05 | 2519 | 205.0285 | 1628 | 0.012819 | 1848 |  | 3089
3447 | WYANDOTTE 11031974 | 102911103 | WYANDOTTE 1103 | 1974 | FALSE | 36068.6353 | 36068.6353 | 259 | 8.2005e-05 | 2154 | 157.702 | 1756 | 0.012814 | 1849 | 125.77 | 11
7950 | SONOMA 11033052 | 42721103 | SONOMA 1103 | 3052 | FALSE | 25170.0534 | 20257.093 | 163 | 9.5443e-05 | 1745 | 138.2678 | 1815 | 0.012795 | 1850 | 0.66 | 820
5166 | LOS GATOS 1106LB48 | 82021106 | LOS GATOS 1106 | LB48 | FALSE | 23668.374 | 23668.374 | 142 | 0.0001412 | 849 | 89.798 | 2000 | 0.012757 | 1851 | 0.79 | 776
3055 | LAS POSITAS 2108MR190 | 14402108 | LAS POSITAS 2108 | MR190 | FALSE | 18265.303 | 1336.9264 | 130 | 5.632e-05 | 2880 | 303.8443 | 1444 | 0.012744 | 1852 | 0.03 | 2386
8820 | HICKS 2101CB | 83432101 | HICKS 2101 | CB | FALSE | 17493.6949 | 8660.4867 | 20 | 9.4687e-05 | 1773 | 120.7431 | 1868 | 0.012742 | 1853 |  | 3269
987 | OAKHURST 110310140 | 254421103 | OAKHURST 1103 | 10140 | FALSE | 26724.0842 | 26724.0842 | 188 | 8.934e-05 | 1937 | 119.5136 | 1871 | 0.012696 | 1854 | 1.03 | 724
1124 | COARSEGOLD 210210040 | 254432102 | COARSEGOLD 2102 | 10040 | FALSE | 28379.0201 | 28379.0201 | 213 | 7.3465e-05 | 2385 | 189.319 | 1665 | 0.01266 | 1855 | 0.64 | 829
6998 | PUEBLO 1104640 | 43291104 | PUEBLO 1104 | 640 | FALSE | 5054.3067 | 1636.7685 | 43 | 9.1535e-05 | 1857 | 103.5522 | 1933 | 0.012658 | 1856 | 0.06 | 1786
2113 | HALSEY 11025739 | 152241102 | HALSEY 1102 | 5739 | FALSE | 10731.8696 | 10731.8696 | 74 | 0.00014982 | 740 | 107.9805 | 1917 | 0.012582 | 1857 | 0.05 | 2052
9463 | ATASCADERO 1103A06 | 182541103 | ATASCADERO 1103 | A06 | TRUE | 3295.4951 | 441.6127 | 27 | 6.1339e-05 | 2740 | 154.3644 | 1764 | 0.012566 | 1858 | 23.54 | 284
673 | FLINT 110140666 | 152531101 | FLINT 1101 | 40666 | TRUE | 2641.929 | 575.1734 | 18 | 0.00018607 | 467 | 44.5439 | 2250 | 0.012564 | 1859 | 0.03 | 2374
6086 | SONOMA 1102113082 | 42721102 | SONOMA 1102 | 113082 | FALSE | 11746.8209 | 9857.3648 | 75 | 8.9487e-05 | 1932 | 142.6253 | 1799 | 0.012535 | 1860 |  | 3001
4138 | ORO FINO 11022096 | 103031102 | ORO FINO 1102 | 2096 | FALSE | 22772.919 | 22772.919 | 129 | 9.8802e-05 | 1675 | 133.1159 | 1838 | 0.012531 | 1861 | 53.86 | 110
8669 | HORSESHOE 1101663244 | 152571101 | HORSESHOE 1101 | 663244 | TRUE | 704.8457 | 464.3934 | 6 | 6.412e-05 | 2640 | 270.589 | 1495 | 0.012526 | 1862 |  | 3250
1101 | HOOPA 110137202 | 192401101 | HOOPA 1101 | 37202 | FALSE | 46485.9706 | 40065.4375 | 190 | 0.00062222 | 16 | 17.2008 | 2500 | 0.012512 | 1863 | 0.05 | 1933
1135 | LOS GATOS 1106LB44 | 82021106 | LOS GATOS 1106 | LB44 | FALSE | 31139.8726 | 31139.8726 | 213 | 0.00014639 | 783 | 100.8516 | 1950 | 0.012499 | 1864 | 1.29 | 690
5450 | FORESTHILL 11011802 | 152181101 | FORESTHILL 1101 | 1802 | FALSE | 35771.0229 | 35771.0229 | 259 | 0.00015681 | 674 | 79.811 | 2049 | 0.012496 | 1865 | 95.5 | 25
5898 | WISE 1102465074 | 152271102 | WISE 1102 | 465074 | FALSE | 7662.1855 | 7662.1855 | 57 | 0.00013238 | 976 | 95.1304 | 1981 | 0.012495 | 1866 |  | 2986
7150 | FRUITLAND 1141200856 | 192311141 | FRUITLAND 1141 | 200856 | FALSE | 4144.4334 | 4144.4334 | 31 | 0.00022223 | 311 | 73.6449 | 2076 | 0.012452 | 1867 |  | 3102
6814 | SAN ARDO 11017632 | 182191101 | SAN ARDO 1101 | 7632 | FALSE | 13210.2353 | 3566.1023 | 35 | 2.897e-05 | 3441 | 263.7953 | 1512 | 0.012428 | 1868 | 0.01 | 2590
4514 | SOLEDAD 2101526864 | 182052101 | SOLEDAD 2101 | 526864 | FALSE | 5659.7355 | 5008.6837 | 18 | 5.2603e-05 | 2980 | 261.8161 | 1518 | 0.012408 | 1869 |  | 2901
10395 | CLARKSVILLE 2109649874 | 153612109 | CLARKSVILLE 2109 | 649874 | TRUE | 608.4651 | 608.4651 | 5 | 0.00011808 | 1227 | 142.79 | 1797 | 0.012324 | 1870 |  | 3543
368 | POINT MORETTI 11015078 | 82931101 | POINT MORETTI 1101 | 5078 | FALSE | 23873.1972 | 23873.1972 | 154 | 0.00030756 | 121 | 41.9114 | 2267 | 0.012313 | 1871 | 17.59 | 330
4025 | CARLOTTA 1121CB | 192291121 | CARLOTTA 1121 | CB | FALSE | 37542.2534 | 4224.1485 | 255 | 0.00013212 | 981 | 102.3882 | 1942 | 0.012302 | 1872 | 0.03 | 2408
9319 | GONZALES 11013094 | 182131101 | GONZALES 1101 | 3094 | FALSE | 14546.7613 | 6578.8406 | 63 | 6.4104e-05 | 2641 | 239.8109 | 1568 | 0.012298 | 1873 | 0.06 | 1850
5655 | CHALLENGE 1101CB | 103201101 | CHALLENGE 1101 | CB | FALSE | 26652.3351 | 26652.3351 | 128 | 0.00011861 | 1214 | 102.4016 | 1941 | 0.012215 | 1874 | 82.53 | 43
9730 | MC KEE 1108976553 | 83531108 | MC KEE 1108 | 976553 | FALSE | 3112.5676 | 1744.6035 | 20 | 6.6999e-05 | 2557 | 174.5173 | 1699 | 0.012197 | 1875 |  | 3407
8214 | BRUNSWICK 1106CB | 152481106 | BRUNSWICK 1106 | CB | FALSE | 14175.8367 | 14066.7084 | 88 | 0.00026507 | 182 | 43.8173 | 2253 | 0.012162 | 1876 | 27.97 | 254
3779 | NOTRE DAME 1103317782 | 102041103 | NOTRE DAME 1103 | 317782 | TRUE | 6689.8142 | 874.1929 | 53 | 0.00012534 | 1092 | 127.094 | 1852 | 0.012141 | 1877 |  | 2852
1366 | HALF MOON BAY 11036014 | 24101103 | HALF MOON BAY 1103 | 6014 | FALSE | 19985.2036 | 9962.9663 | 106 | 7.6568e-05 | 2291 | 149.4232 | 1779 | 0.012138 | 1878 | 0.02 | 2473
7316 | HOLLISTER 2102676164 | 182492102 | HOLLISTER 2102 | 676164 | TRUE | 4417.8948 | 487.5008 | 26 | 4.5549e-05 | 3152 | 245.9244 | 1551 | 0.012062 | 1879 |  | 3115
2140 | BRUNSWICK 1102CB | 152481102 | BRUNSWICK 1102 | CB | FALSE | 10098.7974 | 10098.7974 | 73 | 0.000256 | 203 | 35.5525 | 2306 | 0.01204 | 1880 | 11.22 | 385
9978 | FROGTOWN 1702411508 | 163451702 | FROGTOWN 1702 | 411508 | TRUE | 731.3696 | 726.7977 | 6 | 0.00014592 | 790 | 114.8976 | 1896 | 0.012026 | 1881 |  | 3464
5364 | FULTON 1104466 | 42561104 | FULTON 1104 | 466 | TRUE | 2421.8686 | 622.9644 | 21 | 0.00011297 | 1345 | 121.2049 | 1867 | 0.01202 | 1882 |  | 2947
916 | WYANDOTTE 1105329930 | 102911105 | WYANDOTTE 1105 | 329930 | FALSE | 19740.5748 | 10526.1812 | 137 | 0.00012563 | 1085 | 89.3966 | 2004 | 0.012012 | 1883 | 0.03 | 2300
4781 | SONOMA 1105539450 | 42721105 | SONOMA 1105 | 539450 | FALSE | 3896.0108 | 2403.5482 | 28 | 9.1165e-05 | 1874 | 148.5497 | 1781 | 0.011978 | 1884 |  | 2917
5493 | SHADY GLEN 11012768 | 152431101 | SHADY GLEN 1101 | 2768 | FALSE | 13051.8561 | 12269.0577 | 88 | 0.00012814 | 1045 | 88.7266 | 2009 | 0.011963 | 1885 | 7.41 | 445
8268 | LLAGAS 2101587857 | 83182101 | LLAGAS 2101 | 587857 | TRUE | 3120.9828 | 171.8621 | 28 | 8.567e-05 | 2038 | 73.8505 | 2073 | 0.011944 | 1886 |  | 3211
1441 | MIWUK 170111800 | 163661701 | MIWUK 1701 | 11800 | FALSE | 15325.4468 | 15325.4468 | 116 | 9.1188e-05 | 1873 | 242.093 | 1561 | 0.011866 | 1887 | 49.43 | 123
2749 | ELK 1101900 | 42981101 | ELK 1101 | 900 | FALSE | 34419.9463 | 14125.5477 | 185 | 5.5462e-05 | 2901 | 228.3452 | 1591 | 0.011859 | 1888 | 0.01 | 2598
1288 | CALAVERAS CEMENT 11012646 | 162211101 | CALAVERAS CEMENT 1101 | 2646 | FALSE | 28413.9838 | 28413.9838 | 149 | 0.00010253 | 1586 | 176.2359 | 1694 | 0.01184 | 1889 |  | 2720
8429 | FOOTHILL 1101386844 | 182951101 | FOOTHILL 1101 | 386844 | TRUE | 2561.2262 | 615.6019 | 19 | 4.5617e-05 | 3150 | 232.4795 | 1583 | 0.01183 | 1890 |  | 3226
6057 | LLAGAS 2101XR264 | 83182101 | LLAGAS 2101 | XR264 | TRUE | 33068.0694 | 0 | 258 | 7.958e-05 | 2219 | 168.5722 | 1723 | 0.011726 | 1891 | 0.77 | 783
5358 | UKIAH 1113968652 | 42771113 | UKIAH 1113 | 968652 | FALSE | 3017.7923 | 1606.1834 | 25 | 0.00010466 | 1539 | 114.1474 | 1898 | 0.011684 | 1892 |  | 2946
9622 | SAN RAFAEL 110863598 | 42011108 | SAN RAFAEL 1108 | 63598 | FALSE | 3076.8023 | 3076.8023 | 24 | 0.0001935 | 427 | 74.3537 | 2071 | 0.011681 | 1893 | 50.16 | 120
6523 | ALTO 1124870444 | 42031124 | ALTO 1124 | 870444 | FALSE | 4770.1261 | 4746.504 | 35 | 0.00012787 | 1050 | 122.3071 | 1864 | 0.011666 | 1894 |  | 3038
4747 | SANTA ROSA A 1104716 | 42151104 | SANTA ROSA A 1104 | 716 | FALSE | 14319.9438 | 14319.9438 | 109 | 0.00010523 | 1513 | 113.9799 | 1900 | 0.01165 | 1895 | 14.14 | 357
9188 | HALF MOON BAY 1102350336 | 24101102 | HALF MOON BAY 1102 | 350336 | FALSE | 2699.1632 | 1936.9418 | 13 | 7.7558e-05 | 2276 | 139.0255 | 1813 | 0.011629 | 1896 |  | 3323
10068 | SAN LUIS OBISPO 1108809986 | 182631108 | SAN LUIS OBISPO 1108 | 809986 | FALSE | 3460.671 | 1661.0044 | 18 | 4.7551e-05 | 3100 | 119.23 | 1872 | 0.011626 | 1897 |  | 3484
3493 | MARTELL 110198374 | 163011101 | MARTELL 1101 | 98374 | FALSE | 6103.4021 | 1330.8093 | 46 | 0.00011986 | 1189 | 56.1694 | 2175 | 0.011616 | 1898 | 0.02 | 2442
3767 | HOLLISTER 210491424 | 182492104 | HOLLISTER 2104 | 91424 | TRUE | 14089.3649 | 303.1658 | 95 | 6.4005e-05 | 2646 | 160.2049 | 1745 | 0.01155 | 1899 | 0.02 | 2546
7603 | CLOVERDALE 1102262 | 42821102 | CLOVERDALE 1102 | 262 | FALSE | 9547.2777 | 2067.1657 | 61 | 0.00010047 | 1637 | 112.2285 | 1905 | 0.011548 | 1900 | 0.05 | 1983
712 | SILVERADO 2105247660 | 43432105 | SILVERADO 2105 | 247660 | FALSE | 5200.0544 | 3858.4886 | 35 | 8.3565e-05 | 2111 | 144.077 | 1794 | 0.011541 | 1901 |  | 2689
4631 | BRUNSWICK 11052210 | 152481105 | BRUNSWICK 1105 | 2210 | FALSE | 36938.5346 | 36938.5346 | 280 | 9.2627e-05 | 1829 | 84.7902 | 2032 | 0.01151 | 1902 | 105.34 | 19
1236 | OAKHURST 11035480 | 254421103 | OAKHURST 1103 | 5480 | FALSE | 27352.0687 | 27352.0687 | 180 | 7.0805e-05 | 2447 | 169.2363 | 1720 | 0.011505 | 1903 | 0.6 | 854
2425 | PIT NO 3 21011360 | 103732101 | PIT NO 3 2101 | 1360 | FALSE | 36445.2787 | 36106.6297 | 92 | 4.8938e-05 | 3066 | 304.0594 | 1443 | 0.011504 | 1904 | 0.01 | 2568
9598 | MILPITAS 1109XR044 | 82831109 | MILPITAS 1109 | XR044 | TRUE | 3013.9349 | 677.8018 | 18 | 0.00010855 | 1434 | 79.5829 | 2050 | 0.011436 | 1905 | 0.02 | 2555
3999 | CALAVERAS CEMENT 11011419 | 162211101 | CALAVERAS CEMENT 1101 | 1419 | FALSE | 24160.9517 | 24160.9517 | 130 | 6.2459e-05 | 2706 | 145.1035 | 1792 | 0.011428 | 1906 | 0.17 | 1249
3421 | HIGGINS 1104324510 | 152691104 | HIGGINS 1104 | 324510 | FALSE | 20073.6016 | 20073.6016 | 154 | 6.2523e-05 | 2702 | 194.5257 | 1656 | 0.011404 | 1907 | 0.14 | 1320
6037 | COARSEGOLD 210210050 | 254432102 | COARSEGOLD 2102 | 10050 | FALSE | 11290.6239 | 11290.6239 | 81 | 9.8289e-05 | 1684 | 101.871 | 1946 | 0.01137 | 1908 | 0.52 | 888
942 | WEST POINT 110293116 | 163201102 | WEST POINT 1102 | 93116 | FALSE | 68103.7314 | 68103.7314 | 453 | 9.1189e-05 | 1872 | 118.4962 | 1875 | 0.011348 | 1909 | 26.17 | 268
1810 | CABRILLO 1104CB | 183101104 | CABRILLO 1104 | CB | FALSE | 27455.7877 | 6641.9361 | 121 | 2.9423e-05 | 3434 | 158.5842 | 1751 | 0.011318 | 1910 | 0.05 | 2010
1626 | MOLINO 110251788 | 42571102 | MOLINO 1102 | 51788 | FALSE | 20901.6945 | 8188.5748 | 153 | 0.00012561 | 1087 | 89.1639 | 2005 | 0.011264 | 1911 | 0.7 | 807
6259 | RISING RIVER 11019032 | 103551101 | RISING RIVER 1101 | 9032 | FALSE | 37853.3581 | 36827.5633 | 175 | 3.6108e-05 | 3334 | 413.8546 | 1280 | 0.011207 | 1912 | 0.02 | 2552
1825 | FORT BRAGG A 11014622 | 42761101 | FORT BRAGG A 1101 | 4622 | FALSE | 21650.6648 | 21650.6648 | 109 | 0.00028635 | 145 | 73.5891 | 2077 | 0.011136 | 1913 | 0.1 | 1454
5920 | CASTRO VALLEY 1110MR243 | 14091110 | CASTRO VALLEY 1110 | MR243 | FALSE | 8929.805 | 8929.805 | 72 | 8.9046e-05 | 1946 | 128.0484 | 1849 | 0.011084 | 1914 |  | 2988
3864 | PLACER 1103429574 | 152461103 | PLACER 1103 | 429574 | FALSE | 15346.7415 | 8004.0474 | 114 | 0.00019074 | 439 | 99.3413 | 1955 | 0.011083 | 1915 |  | 2857
4013 | LAURELES 1111CB | 182371111 | LAURELES 1111 | CB | FALSE | 13124.836 | 11515.5312 | 82 | 7.3716e-05 | 2370 | 185.6036 | 1669 | 0.011075 | 1916 | 0.07 | 1709
9810 | MENLO 11028896 | 24131102 | MENLO 1102 | 8896 | FALSE | 2488.0112 | 1537.9857 | 14 | 0.00022997 | 285 | 52.1302 | 2200 | 0.011065 | 1917 | 2.98 | 570
8395 | CARLOTTA 112142896 | 192291121 | CARLOTTA 1121 | 42896 | FALSE | 8829.785 | 3686.5968 | 71 | 0.00019577 | 414 | 80.3834 | 2046 | 0.011029 | 1918 | 0.04 | 2101
5390 | SOLEDAD 2102304826 | 182052102 | SOLEDAD 2102 | 304826 | FALSE | 14243.5781 | 8398.3076 | 61 | 1.8551e-05 | 3558 | 384.6024 | 1312 | 0.010995 | 1919 |  | 2949
4943 | PINE GROVE 1102CB | 163751102 | PINE GROVE 1102 | CB | FALSE | 17461.9206 | 17461.9206 | 136 | 0.00014936 | 745 | 159.9625 | 1746 | 0.010952 | 1920 | 17.74 | 329
2277 | ORO FINO 11022560 | 103031102 | ORO FINO 1102 | 2560 | FALSE | 26913.6157 | 26913.6157 | 179 | 8.9581e-05 | 1928 | 135.7772 | 1829 | 0.010913 | 1921 | 75.77 | 57
8219 | CAMPHORA 1101613562 | 182071101 | CAMPHORA 1101 | 613562 | FALSE | 9602.6341 | 5945.3079 | 29 | 4.482e-05 | 3166 | 198.1499 | 1645 | 0.010904 | 1922 |  | 3204
8001 | MOLINO 1102189602 | 42571102 | MOLINO 1102 | 189602 | FALSE | 1011.2208 | 1011.2208 | 9 | 0.00010514 | 1518 | 134.7619 | 1833 | 0.010902 | 1923 |  | 3183
8797 | CAMP EVERS 210533542 | 83622105 | CAMP EVERS 2105 | 33542 | FALSE | 4316.4835 | 4316.4835 | 39 | 0.00031343 | 114 | 29.934 | 2346 | 0.010901 | 1924 | 20.17 | 307
6026 | ROSSMOOR 110837848 | 14161108 | ROSSMOOR 1108 | 37848 | FALSE | 9580.5994 | 9580.5994 | 60 | 7.1725e-05 | 2430 | 176.9482 | 1691 | 0.010901 | 1925 | 39.39 | 189
9862 | MONTE RIO 11113891 | 42811111 | MONTE RIO 1111 | 3891 | FALSE | 5583.0951 | 5583.0951 | 23 | 0.0002266 | 300 | 68.3151 | 2101 | 0.010887 | 1926 | 21.8 | 297
9761 | HALF MOON BAY 1103341542 | 24101103 | HALF MOON BAY 1103 | 341542 | FALSE | 10584.332 | 9768.7602 | 47 | 8.7167e-05 | 2009 | 161.0484 | 1744 | 0.010885 | 1927 |  | 3412
6971 | WILLOW CREEK 11037514 | 192171103 | WILLOW CREEK 1103 | 7514 | FALSE | 16121.906 | 14595.7178 | 118 | 0.00025507 | 206 | 51.2832 | 2206 | 0.010882 | 1928 | 4.42 | 519
8324 | MONTE RIO 1112999 | 42811112 | MONTE RIO 1112 | 999 | FALSE | 1412.3755 | 1412.3755 | 7 | 0.00015392 | 709 | 122.3126 | 1863 | 0.010787 | 1929 | 28.44 | 250
3097 | ATASCADERO 1103492068 | 182541103 | ATASCADERO 1103 | 492068 | FALSE | 13334.8935 | 11954.6281 | 75 | 6.9325e-05 | 2495 | 169.7517 | 1718 | 0.010772 | 1930 |  | 2812
1425 | CLAY 110184572 | 163341101 | CLAY 1101 | 84572 | TRUE | 3629.8323 | 844.7995 | 27 | 6.1461e-05 | 2735 | 146.1205 | 1788 | 0.010769 | 1931 | 0.05 | 2022
8269 | COTATI 1105893 | 42271105 | COTATI 1105 | 893 | TRUE | 16957.7992 | 312.2303 | 91 | 8.78e-05 | 1990 | 114.1416 | 1899 | 0.010724 | 1932 | 0.02 | 2482
1839 | VOLTA 11021650 | 102541102 | VOLTA 1102 | 1650 | FALSE | 34931.9743 | 34931.9743 | 154 | 4.7419e-05 | 3105 | 252.2302 | 1537 | 0.010701 | 1933 | 0.12 | 1379
5835 | APPLE HILL 110497086 | 153661104 | APPLE HILL 1104 | 97086 | FALSE | 41345.0987 | 41345.0987 | 301 | 7.7565e-05 | 2275 | 132.4839 | 1840 | 0.010689 | 1934 | 48.08 | 132
7014 | ALTO 1122591122 | 42031122 | ALTO 1122 | 591122 | TRUE | 748.6821 | 748.6821 | 7 | 0.00022033 | 319 | 51.0001 | 2207 | 0.010649 | 1935 |  | 3085
1545 | MARTELL 110191216 | 163011101 | MARTELL 1101 | 91216 | FALSE | 65291.6361 | 65291.6361 | 380 | 8.9695e-05 | 1922 | 143.7419 | 1795 | 0.010587 | 1936 | 0.25 | 1085
812 | DUNBAR 1102246 | 43071102 | DUNBAR 1102 | 246 | FALSE | 21497.7557 | 21497.7557 | 148 | 0.00011216 | 1363 | 98.1055 | 1967 | 0.010561 | 1937 | 6.5 | 466
6481 | DEL MONTE 21043088 | 182222104 | DEL MONTE 2104 | 3088 | FALSE | 24808.0862 | 24808.0862 | 175 | 7.2041e-05 | 2415 | 135.1128 | 1831 | 0.010503 | 1938 | 0.12 | 1369
336 | CAMBRIA 1102CB | 182771102 | CAMBRIA 1102 | CB | FALSE | 37414.4172 | 25753.259 | 153 | 5.557e-05 | 2899 | 155.1527 | 1763 | 0.010468 | 1939 | 0.06 | 1833
3334 | VOLTA 110297816 | 102541102 | VOLTA 1102 | 97816 | FALSE | 8457.2763 | 8457.2763 | 50 | 4.697e-05 | 3114 | 169.4239 | 1719 | 0.010402 | 1940 | 0.19 | 1193
1241 | CALAVERAS CEMENT 110147968 | 162211101 | CALAVERAS CEMENT 1101 | 47968 | FALSE | 65100.4862 | 65100.4862 | 306 | 5.7195e-05 | 2856 | 229.0575 | 1588 | 0.010385 | 1941 | 0.12 | 1380
8572 | LOS GATOS 110760024 | 82021107 | LOS GATOS 1107 | 60024 | FALSE | 6398.0407 | 6398.0407 | 27 | 8.433e-05 | 2081 | 118.0471 | 1880 | 0.010381 | 1942 | 22.82 | 292
8425 | PINE GROVE 110194936 | 163751101 | PINE GROVE 1101 | 94936 | FALSE | 14750.2856 | 14750.2856 | 82 | 0.00010473 | 1535 | 117.7375 | 1883 | 0.010365 | 1943 | 0.07 | 1716
10220 | ALLEGHANY 1101808 | 152101101 | ALLEGHANY 1101 | 808 | FALSE | 9941.3745 | 9941.3745 | 23 | 8.8814e-05 | 1958 | 107.5525 | 1920 | 0.010361 | 1944 | 0.23 | 1116
7876 | PUEBLO 2103706399 | 43292103 | PUEBLO 2103 | 706399 | TRUE | 1848.7276 | 537.9717 | 16 | 4.8672e-05 | 3069 | 204.8708 | 1630 | 0.010338 | 1945 |  | 3173
1021 | EL DORADO PH 210119752 | 152762101 | EL DORADO PH 2101 | 19752 | FALSE | 58764.7318 | 58764.7318 | 436 | 0.00017226 | 548 | 104.6256 | 1929 | 0.0103 | 1946 | 119.92 | 12
5417 | SILVERADO 2105131568 | 43432105 | SILVERADO 2105 | 131568 | FALSE | 7881.7386 | 6658.8017 | 57 | 0.00013576 | 921 | 77.208 | 2060 | 0.010281 | 1947 |  | 2951
3018 | LUCERNE 110638632 | 43351106 | LUCERNE 1106 | 38632 | FALSE | 7538.4158 | 7535.3678 | 58 | 0.00018341 | 485 | 125.725 | 1857 | 0.010245 | 1948 | 0.22 | 1128
9909 | OLEMA 1101337220 | 42291101 | OLEMA 1101 | 337220 | FALSE | 8725.086 | 7959.8917 | 28 | 0.00012555 | 1088 | 76.0082 | 2062 | 0.010237 | 1949 |  | 3451
7162 | BIG BEND 1101CB | 103751101 | BIG BEND 1101 | CB | FALSE | 37377.2089 | 37377.2089 | 171 | 0.00013678 | 910 | 60.8273 | 2149 | 0.010207 | 1950 | 66.07 | 74
9067 | PEORIA 170570198 | 163781705 | PEORIA 1705 | 70198 | FALSE | 5102.4847 | 3628.2739 | 36 | 9.8288e-05 | 1685 | 164.1355 | 1736 | 0.010197 | 1951 | 0.07 | 1763
6816 | REDBUD 1101400 | 43191101 | REDBUD 1101 | 400 | FALSE | 1650.11 | 1410.4889 | 14 | 7.9738e-05 | 2214 | 97.4469 | 1971 | 0.010195 | 1952 | 0.05 | 2066
5252 | POINT ARENA 110137426 | 43381101 | POINT ARENA 1101 | 37426 | FALSE | 8142.4343 | 1270.4089 | 65 | 4.6458e-05 | 3126 | 164.8689 | 1735 | 0.010169 | 1953 | 0.25 | 1079
7444 | HOLLISTER 21064004 | 182492106 | HOLLISTER 2106 | 4004 | FALSE | 32627.9425 | 14083.7966 | 180 | 5.3736e-05 | 2948 | 159.4123 | 1748 | 0.010124 | 1954 | 0.05 | 1947
2021 | WOODACRE 11021280 | 43021102 | WOODACRE 1102 | 1280 | FALSE | 13974.6466 | 13812.836 | 111 | 0.00015949 | 648 | 83.4065 | 2034 | 0.010109 | 1955 | 0.14 | 1310
9350 | WEST POINT 1101L3355 | 163201101 | WEST POINT 1101 | L3355 | FALSE | 3618.1853 | 3618.1853 | 27 | 8.1776e-05 | 2161 | 67.8566 | 2102 | 0.010104 | 1956 | 44.71 | 155
4549 | ALHAMBRA 110595016 | 14101105 | ALHAMBRA 1105 | 95016 | FALSE | 7771.8455 | 1223.0109 | 69 | 5.7126e-05 | 2857 | 109.0983 | 1914 | 0.010066 | 1957 | 0.02 | 2499
5052 | BIG MEADOWS 21012474 | 102812101 | BIG MEADOWS 2101 | 2474 | FALSE | 13467.3498 | 13410.8685 | 83 | 3.6201e-05 | 3329 | 276.607 | 1482 | 0.010035 | 1958 | 10.79 | 394
616 | SONOMA 1104414 | 42721104 | SONOMA 1104 | 414 | FALSE | 35132.3675 | 2113.8048 | 260 | 5.6e-05 | 2889 | 105.7924 | 1925 | 0.009991 | 1959 | 1.9 | 632
8621 | FELTON 0401CB | 83140401 | FELTON 0401 | CB | FALSE | 4118.8768 | 4062.5857 | 34 | 0.00043164 | 58 | 21.0417 | 2435 | 0.0099584 | 1960 | 0.39 | 952
10564 | WISE 110163199 | 152271101 | WISE 1101 | 63199 | TRUE | 1501.4082 | 989.41 | 8 | 0.00018345 | 483 | 115.9454 | 1891 | 0.0099235 | 1961 | 0.04 | 2215
6010 | MORGAN HILL 2111XR292 | 83242111 | MORGAN HILL 2111 | XR292 | FALSE | 19536.8147 | 17975.9221 | 130 | 6.4726e-05 | 2615 | 181.5173 | 1680 | 0.0098996 | 1962 | 0.15 | 1292
222 | DUNBAR 1102CB | 43071102 | DUNBAR 1102 | CB | FALSE | 13834.375 | 12733.914 | 113 | 0.00013093 | 994 | 85.2135 | 2029 | 0.0098816 | 1963 | 0.08 | 1671
8045 | PERRY 1101W26 | 183071101 | PERRY 1101 | W26 | FALSE | 4390.419 | 4390.419 | 18 | 6.7545e-05 | 2549 | 162.1198 | 1741 | 0.0098794 | 1964 | 0.05 | 1956
7530 | BUCKS CREEK 11031131 | 102211103 | BUCKS CREEK 1103 | 1131 | FALSE | 4424.1224 | 4424.1224 | 33 | 8.1427e-05 | 2171 | 131.8339 | 1842 | 0.0098607 | 1965 | 3.76 | 535
7965 | RINCON 1103568 | 43321103 | RINCON 1103 | 568 | FALSE | 20285.8832 | 20285.8832 | 129 | 0.00011941 | 1198 | 98.3927 | 1966 | 0.0098399 | 1966 | 40.01 | 186
7623 | PANOCHE 11034008 | 253671103 | PANOCHE 1103 | 4008 | FALSE | 56919.5652 | 56919.5652 | 138 | 4.9605e-05 | 3045 | 221.1468 | 1603 | 0.0097859 | 1967 | 0.04 | 2151
1557 | WILLOW CREEK 11015002 | 192171101 | WILLOW CREEK 1101 | 5002 | FALSE | 22234.4783 | 21939.7249 | 161 | 0.00029646 | 133 | 37.2556 | 2295 | 0.0097721 | 1968 | 18.45 | 322
2260 | EL DORADO PH 210152456 | 152762101 | EL DORADO PH 2101 | 52456 | FALSE | 16414.576 | 16414.576 | 96 | 0.00013704 | 907 | 96.4288 | 1977 | 0.0097493 | 1969 | 0.06 | 1899
4474 | SPENCE 1104965598 | 182201104 | SPENCE 1104 | 965598 | FALSE | 25622.1563 | 14815.8266 | 139 | 4.3766e-05 | 3194 | 205.6396 | 1624 | 0.0097442 | 1970 |  | 2894
9612 | DIAMOND SPRINGS 1107203504 | 152261107 | DIAMOND SPRINGS 1107 | 203504 | TRUE | 514.0425 | 226.4943 | 4 | 0.00021969 | 325 | 71.3633 | 2088 | 0.0097327 | 1971 |  | 3389
7259 | SUMMIT 1101742 | 152591101 | SUMMIT 1101 | 742 | FALSE | 2084.4879 | 2084.4879 | 21 | 0.00010714 | 1469 | 98.5688 | 1964 | 0.009698 | 1972 | 0.02 | 2502
3486 | GRASS VALLEY 11012208 | 152031101 | GRASS VALLEY 1101 | 2208 | FALSE | 20533.4109 | 18971.647 | 159 | 0.0001453 | 800 | 55.2252 | 2180 | 0.0096885 | 1973 | 0.15 | 1278
6926 | EL DORADO PH 210113532 | 152762101 | EL DORADO PH 2101 | 13532 | FALSE | 8576.7798 | 8576.7798 | 46 | 9.988e-05 | 1652 | 99.3016 | 1956 | 0.0096754 | 1974 | 0 | 2625
4034 | OAKHURST 11035120 | 254421103 | OAKHURST 1103 | 5120 | FALSE | 9912.3897 | 9912.3897 | 19 | 7.7594e-05 | 2273 | 140.142 | 1809 | 0.0096488 | 1975 | 15.79 | 345
3547 | RINCON 1101539980 | 43321101 | RINCON 1101 | 539980 | TRUE | 697.2903 | 474.6546 | 4 | 0.0001397 | 874 | 59.5974 | 2157 | 0.0096291 | 1976 |  | 2837
2441 | SILVERADO 2103617828 | 43432103 | SILVERADO 2103 | 617828 | FALSE | 4970.4215 | 2303.2847 | 28 | 9.4549e-05 | 1777 | 105.7723 | 1926 | 0.0096279 | 1977 |  | 2776
5129 | NEWBURG 1131380686 | 192151131 | NEWBURG 1131 | 380686 | FALSE | 4931.6119 | 3014.5331 | 34 | 0.00017304 | 543 | 55.7388 | 2176 | 0.0095954 | 1978 |  | 2938
2275 | BUTTE 11051243 | 103081105 | BUTTE 1105 | 1243 | FALSE | 8319.7013 | 8319.7013 | 50 | 9.2023e-05 | 1845 | 108.0493 | 1916 | 0.0095359 | 1979 |  | 2768
4445 | PINE GROVE 1102467560 | 163751102 | PINE GROVE 1102 | 467560 | FALSE | 3279.179 | 3279.179 | 27 | 0.00027911 | 159 | 44.0774 | 2252 | 0.009532 | 1980 |  | 2891
6213 | JESSUP 1103728460 | 103441103 | JESSUP 1103 | 728460 | FALSE | 2312.7118 | 1173.0161 | 17 | 9.9769e-05 | 1653 | 103.6058 | 1932 | 0.0095302 | 1981 |  | 3014
3085 | SHINGLE SPRINGS 210819622 | 153652108 | SHINGLE SPRINGS 2108 | 19622 | FALSE | 18790.8494 | 9040.145 | 165 | 0.00016432 | 596 | 119.9283 | 1869 | 0.0095283 | 1982 | 0.05 | 1921
9214 | SAN RAFAEL 11081250 | 42011108 | SAN RAFAEL 1108 | 1250 | FALSE | 5741.9405 | 5741.9405 | 26 | 0.00015475 | 698 | 75.9474 | 2063 | 0.0094996 | 1983 | 71.72 | 66
10597 | MONTE RIO 11135024 | 42811113 | MONTE RIO 1113 | 5024 | TRUE | 526.6111 | 526.6111 | 4 | 0.00017161 | 552 | 35.72 | 2305 | 0.0094858 | 1984 | 11.71 | 383
2882 | WILLOW PASS 2108CB | 13912108 | WILLOW PASS 2108 | CB | TRUE | 14676.6694 | 318.0802 | 91 | 4.4438e-05 | 3177 | 137.3401 | 1820 | 0.0094639 | 1985 |  | 2802
5172 | LOS OSITOS 2103220608 | 182082103 | LOS OSITOS 2103 | 220608 | FALSE | 3563.3452 | 1678.7883 | 10 | 2.1846e-05 | 3522 | 416.4617 | 1275 | 0.009449 | 1986 |  | 2941
1655 | BRUNSWICK 110750010 | 152481107 | BRUNSWICK 1107 | 50010 | FALSE | 15036.1048 | 9841.1126 | 117 | 0.00024302 | 239 | 56.6031 | 2173 | 0.0094406 | 1987 | 18.42 | 323
3494 | WILLITS 110434008 | 42661104 | WILLITS 1104 | 34008 | FALSE | 36886.2403 | 36886.2403 | 259 | 0.00010265 | 1580 | 90.3162 | 1998 | 0.0094239 | 1988 | 82.16 | 46
7626 | RESERVATION ROAD 11023030 | 182731102 | RESERVATION ROAD 1102 | 3030 | FALSE | 41820.8596 | 16131.8418 | 186 | 2.9058e-05 | 3440 | 203.8088 | 1634 | 0.0094083 | 1989 | 0.06 | 1801
10686 | HARTLEY 110158095 | 43211101 | HARTLEY 1101 | 58095 | TRUE | 251.9158 | 251.9158 | 2 | 0.00013161 | 987 | 71.4359 | 2085 | 0.0094017 | 1990 | 1.66 | 656
7656 | PHILO 11022600 | 42601102 | PHILO 1102 | 2600 | FALSE | 32204.7216 | 32204.7216 | 114 | 9.7968e-05 | 1692 | 92.2082 | 1992 | 0.0093006 | 1991 | 6.68 | 463
7863 | SANTA ROSA A 1104642 | 42151104 | SANTA ROSA A 1104 | 642 | FALSE | 14995.9698 | 14995.9698 | 127 | 0.00012083 | 1167 | 94.1376 | 1984 | 0.0092364 | 1992 | 16.12 | 341
581 | POINT ARENA 1101474 | 43381101 | POINT ARENA 1101 | 474 | FALSE | 14496.4925 | 14496.4925 | 77 | 9.2233e-05 | 1837 | 111.515 | 1906 | 0.0092125 | 1993 | 0.09 | 1510
9791 | LOS OSITOS 2103695270 | 182082103 | LOS OSITOS 2103 | 695270 | FALSE | 1764.2137 | 1116.1992 | 12 | 6.659e-05 | 2569 | 184.7862 | 1675 | 0.009199 | 1994 |  | 3425
9383 | CASTRO VALLEY 1110MR525 | 14091110 | CASTRO VALLEY 1110 | MR525 | TRUE | 98.2491 | 17.8831 | 2 | 6.2244e-05 | 2712 | 142.6154 | 1800 | 0.0091967 | 1995 |  | 3348
5023 | MC ARTHUR 11021324 | 103491102 | MC ARTHUR 1102 | 1324 | FALSE | 38651.4549 | 1638.5898 | 169 | 2.205e-05 | 3520 | 325.2371 | 1405 | 0.0091756 | 1996 | 0.02 | 2488
7662 | CASTRO VALLEY 1110610800 | 14091110 | CASTRO VALLEY 1110 | 610800 | FALSE | 4080.4254 | 3862.9953 | 33 | 8.5461e-05 | 2042 | 102.3732 | 1943 | 0.0091096 | 1997 |  | 3147
6717 | NEWBURG 1132910230 | 192151132 | NEWBURG 1132 | 910230 | FALSE | 3166.5297 | 1560.5069 | 27 | 0.00023935 | 248 | 37.0091 | 2298 | 0.0090947 | 1998 |  | 3058
10 | KONOCTI 1102532 | 43311102 | KONOCTI 1102 | 532 | FALSE | 15658.0016 | 15658.0016 | 124 | 0.00024726 | 225 | 48.9408 | 2215 | 0.0090595 | 1999 | 47.27 | 135
5170 | EL DORADO PH 2102542272 | 152762102 | EL DORADO PH 2102 | 542272 | FALSE | 12585.3616 | 12585.3616 | 80 | 0.00018486 | 474 | 31.5637 | 2334 | 0.0090446 | 2000 |  | 2940
8963 | MIRABEL 1101253331 | 42091101 | MIRABEL 1101 | 253331 | TRUE | 639.8394 | 107.6584 | 5 | 0.0001555 | 688 | 63.3453 | 2134 | 0.0090171 | 2001 |  | 3284
10053 | ROB ROY 21046577 | 83692104 | ROB ROY 2104 | 6577 | FALSE | 5581.4139 | 5581.4139 | 33 | 0.00018059 | 509 | 33.2037 | 2318 | 0.0089943 | 2002 |  | 3482
8505 | NEWBURG 113190242 | 192151131 | NEWBURG 1131 | 90242 | FALSE | 7016.5204 | 6652.6427 | 51 | 0.00013965 | 876 | 54.8847 | 2183 | 0.0089934 | 2003 | 0.05 | 1980
283 | SAN RAFAEL 1104802 | 42011104 | SAN RAFAEL 1104 | 802 | FALSE | 20585.105 | 13782.7792 | 162 | 0.00013761 | 901 | 59.5964 | 2158 | 0.0089568 | 2004 | 0.09 | 1542
9446 | ECHO SUMMIT 1101481660 | 158031101 | ECHO SUMMIT 1101 | 481660 | FALSE | 1777.5904 | 1750.3957 | 21 | 0.00013748 | 904 | 66.8278 | 2109 | 0.0089565 | 2005 |  | 3360
1636 | LOS COCHES 1101625902 | 182151101 | LOS COCHES 1101 | 625902 | FALSE | 9066.5477 | 4214.4266 | 26 | 5.2521e-05 | 2981 | 97.9588 | 1969 | 0.0089147 | 2006 |  | 2735
8007 | SAN JUSTO 11014002 | 183181101 | SAN JUSTO 1101 | 4002 | FALSE | 30655.7932 | 29553.7891 | 140 | 4.2612e-05 | 3215 | 236.2342 | 1577 | 0.0088999 | 2007 | 0.18 | 1202
4827 | ATASCADERO 1103A88 | 182541103 | ATASCADERO 1103 | A88 | FALSE | 4298.2003 | 1506.8203 | 41 | 7.0724e-05 | 2450 | 118.2966 | 1877 | 0.008869 | 2008 | 0.51 | 891
6300 | DRUM 11011602 | 152321101 | DRUM 1101 | 1602 | FALSE | 26067.9128 | 26067.9128 | 121 | 7.2028e-05 | 2416 | 103.4039 | 1935 | 0.0088619 | 2009 | 0.28 | 1033
7254 | ALLEGHANY 1101VR816 | 152101101 | ALLEGHANY 1101 | VR816 | FALSE | 6675.8935 | 6675.8935 | 49 | 0.00021002 | 359 | 34.0265 | 2312 | 0.0088541 | 2010 | 78.58 | 51
2986 | PINE GROVE 110235576 | 163751102 | PINE GROVE 1102 | 35576 | FALSE | 12676.983 | 12676.983 | 77 | 9.958e-05 | 1656 | 90.2081 | 1999 | 0.0088445 | 2011 | 51.58 | 114
8230 | SAN LUIS OBISPO 1102357407 | 182631102 | SAN LUIS OBISPO 1102 | 357407 | TRUE | 396.3684 | 382.6506 | 5 | 5.6115e-05 | 2883 | 139.4252 | 1811 | 0.0088377 | 2012 |  | 3206
1189 | PEORIA 170575274 | 163781705 | PEORIA 1705 | 75274 | TRUE | 5361.6389 | 623.7122 | 43 | 7.4779e-05 | 2337 | 100.4794 | 1953 | 0.0088331 | 2013 | 2.09 | 623
299 | MONTE RIO 111164758 | 42811111 | MONTE RIO 1111 | 64758 | FALSE | 16840.1197 | 16840.1197 | 97 | 0.00025463 | 207 | 41.2688 | 2270 | 0.0087918 | 2014 | 58.76 | 91
8131 | HARTLEY 1101534548 | 43211101 | HARTLEY 1101 | 534548 | TRUE | 825.2513 | 643.683 | 7 | 8.8763e-05 | 1960 | 139.419 | 1812 | 0.008746 | 2015 |  | 3194
3395 | BOLINAS 1101504 | 42261101 | BOLINAS 1101 | 504 | FALSE | 10763.1252 | 10763.1252 | 53 | 0.00011675 | 1255 | 93.9031 | 1988 | 0.0087025 | 2016 | 0.26 | 1063
6220 | LAKEVILLE 1102530 | 43371102 | LAKEVILLE 1102 | 530 | TRUE | 7365.5043 | 114.9911 | 55 | 7.7592e-05 | 2274 | 96.695 | 1976 | 0.0087005 | 2017 | 0.03 | 2248
8104 | MONTE RIO 111137520 | 42811111 | MONTE RIO 1111 | 37520 | FALSE | 3437.9631 | 3437.9631 | 20 | 0.0002436 | 236 | 45.2659 | 2244 | 0.0086846 | 2018 | 30.52 | 237
5024 | MONTE RIO 1113180 | 42811113 | MONTE RIO 1113 | 180 | FALSE | 3158.1165 | 3158.1165 | 28 | 0.00023287 | 273 | 37.4189 | 2293 | 0.0086779 | 2019 | 48.66 | 126
2418 | CLEAR LAKE 11011302 | 42141101 | CLEAR LAKE 1101 | 1302 | FALSE | 28390.9957 | 12188.0095 | 189 | 9.155e-05 | 1856 | 135.9642 | 1826 | 0.0086777 | 2020 | 0.07 | 1751
6344 | WEST POINT 11021303 | 163201102 | WEST POINT 1102 | 1303 | FALSE | 25207.4138 | 25207.4138 | 146 | 8.2868e-05 | 2134 | 109.1634 | 1912 | 0.0086648 | 2021 | 55.45 | 103
147 | SHADY GLEN 11022232 | 152431102 | SHADY GLEN 1102 | 2232 | FALSE | 16843.7265 | 16843.7265 | 88 | 0.00014558 | 796 | 81.1031 | 2043 | 0.0086414 | 2022 | 16.24 | 339
8652 | LOYOLA 1102725939 | 82161102 | LOYOLA 1102 | 725939 | TRUE | 1338.4571 | 150.5355 | 14 | 0.0001664 | 579 | 36.2434 | 2303 | 0.0086108 | 2023 |  | 3249
10013 | GREEN VALLEY 21016601 | 83192101 | GREEN VALLEY 2101 | 6601 | FALSE | 3063.6094 | 3063.6094 | 19 | 0.00011592 | 1271 | 66.3782 | 2113 | 0.0085862 | 2024 |  | 3470
3970 | PUEBLO 1105348368 | 43291105 | PUEBLO 1105 | 348368 | FALSE | 14957.0247 | 4473.6471 | 107 | 6.0549e-05 | 2762 | 137.0477 | 1824 | 0.0085797 | 2025 |  | 2865
5419 | MIRABEL 11014859 | 42091101 | MIRABEL 1101 | 4859 | FALSE | 3008.5895 | 3008.5895 | 22 | 0.00015733 | 670 | 65.9715 | 2116 | 0.0085572 | 2026 | 30.63 | 236
3836 | PURISIMA 1101CB | 182971101 | PURISIMA 1101 | CB | FALSE | 7381.7293 | 5917.6189 | 32 | 7.2016e-05 | 2418 | 150.0597 | 1776 | 0.0085315 | 2027 | 0.06 | 1914
589 | EL DORADO PH 21016852 | 152762101 | EL DORADO PH 2101 | 6852 | FALSE | 40624.2727 | 40624.2727 | 309 | 0.00015417 | 703 | 140.8238 | 1808 | 0.0085289 | 2028 | 106.87 | 16
7704 | GOLDTREE 1107CB | 182581107 | GOLDTREE 1107 | CB | FALSE | 5578.7405 | 1480.1268 | 28 | 6.1871e-05 | 2724 | 91.0203 | 1996 | 0.0085282 | 2029 | 0.25 | 1074
10273 | POINT ARENA 11014923 | 43381101 | POINT ARENA 1101 | 4923 | FALSE | 4611.3164 | 4611.3164 | 12 | 0.00010517 | 1516 | 65.4057 | 2122 | 0.008518 | 2030 | 0.06 | 1877
327 | CURTIS 170463502 | 163351704 | CURTIS 1704 | 63502 | FALSE | 16836.9835 | 16836.9835 | 107 | 0.00012514 | 1095 | 60.239 | 2153 | 0.0084952 | 2031 | 0.16 | 1256
7937 | CLARK ROAD 11022068 | 103091102 | CLARK ROAD 1102 | 2068 | FALSE | 17517.3264 | 17517.3264 | 90 | 0.00011364 | 1328 | 80.7377 | 2044 | 0.0084897 | 2032 | 0.32 | 992
4769 | WYANDOTTE 1107CB | 102911107 | WYANDOTTE 1107 | CB | FALSE | 24321.9127 | 2030.3761 | 199 | 0.00016447 | 591 | 61.5586 | 2143 | 0.0084763 | 2033 | 0.03 | 2311
7564 | COLUMBIA HILL 11018233 | 152471101 | COLUMBIA HILL 1101 | 8233 | FALSE | 7978.7453 | 7978.7453 | 51 | 7.9873e-05 | 2208 | 109.5763 | 1910 | 0.008467 | 2034 | 41.72 | 175
2536 | HALSEY 1101CB | 152241101 | HALSEY 1101 | CB | FALSE | 27644.3487 | 27644.3487 | 231 | 0.00016053 | 637 | 70.3363 | 2092 | 0.0084422 | 2035 | 0.21 | 1148
2174 | DIAMOND SPRINGS 1104CB | 152261104 | DIAMOND SPRINGS 1104 | CB | FALSE | 15842.0085 | 9046.8091 | 127 | 0.0002078 | 373 | 65.6703 | 2119 | 0.008393 | 2036 | 0.19 | 1172
4975 | EL DORADO PH 210119612 | 152762101 | EL DORADO PH 2101 | 19612 | FALSE | 14689.1647 | 14689.1647 | 102 | 0.00021799 | 328 | 33.636 | 2313 | 0.0083743 | 2037 | 36 | 208
7088 | SAUSALITO 11021500 | 42491102 | SAUSALITO 1102 | 1500 | FALSE | 2059.653 | 1869.3575 | 8 | 8.3383e-05 | 2121 | 83.3451 | 2035 | 0.0083473 | 2038 | 0.06 | 1818
4510 | CAMP EVERS 210511010 | 83622105 | CAMP EVERS 2105 | 11010 | FALSE | 3501.2634 | 3501.2634 | 26 | 0.00023343 | 269 | 31.1531 | 2340 | 0.0083235 | 2039 | 12.24 | 375
7509 | WESTLEY 1103237522 | 162671103 | WESTLEY 1103 | 237522 | FALSE | 26805.1596 | 1485.982 | 39 | 3.422e-05 | 3366 | 404.1911 | 1293 | 0.0082937 | 2040 |  | 3130
2971 | CASTRO VALLEY 1111MR334 | 14091111 | CASTRO VALLEY 1111 | MR334 | FALSE | 9742.4846 | 9116.5949 | 80 | 8.203e-05 | 2151 | 200.4591 | 1639 | 0.0082358 | 2041 |  | 2808
143 | RACETRACK 1703CB | 163761703 | RACETRACK 1703 | CB | FALSE | 28877.5917 | 25353.1416 | 216 | 0.00013825 | 891 | 45.587 | 2242 | 0.008163 | 2042 | 0.16 | 1262
1117 | MORGAN HILL 2104152774 | 83242104 | MORGAN HILL 2104 | 152774 | FALSE | 12406.0754 | 10319.2603 | 84 | 6.212e-05 | 2716 | 152.7782 | 1769 | 0.0081314 | 2043 |  | 2709
3526 | SILVERADO 2103920793 | 43432103 | SILVERADO 2103 | 920793 | FALSE | 12855.6086 | 10473.7039 | 51 | 8.6884e-05 | 2016 | 85.5215 | 2025 | 0.008033 | 2044 |  | 2833
7263 | FORESTHILL 11011820 | 152181101 | FORESTHILL 1101 | 1820 | FALSE | 9227.6622 | 9227.6622 | 51 | 7.9052e-05 | 2234 | 127.8002 | 1850 | 0.0080276 | 2045 | 46.68 | 139
4807 | PLACER 1103238990 | 152461103 | PLACER 1103 | 238990 | TRUE | 9730.7173 | 65.0773 | 84 | 0.00017934 | 513 | 66.7295 | 2111 | 0.0080184 | 2046 |  | 2918
7786 | UPPER LAKE 11016663 | 42871101 | UPPER LAKE 1101 | 6663 | FALSE | 3787.49 | 3787.49 | 17 | 7.5146e-05 | 2328 | 97.3101 | 1972 | 0.0079953 | 2047 | 1.13 | 713
797 | DUNBAR 1101CB | 43071101 | DUNBAR 1101 | CB | FALSE | 23959.1283 | 5020.5865 | 191 | 0.00012086 | 1166 | 54.2982 | 2185 | 0.007993 | 2048 | 0.11 | 1429
1103 | HOOPA 1101CB | 192401101 | HOOPA 1101 | CB | FALSE | 63333.9358 | 37375.4287 | 440 | 0.00026939 | 173 | 30.0518 | 2342 | 0.0079104 | 2049 | 0.19 | 1174
8668 | BIG BASIN 110211062 | 82841102 | BIG BASIN 1102 | 11062 | FALSE | 21428.2343 | 21428.2343 | 88 | 0.00013572 | 922 | 71.1136 | 2090 | 0.007899 | 2050 | 0.25 | 1075
7844 | ELK 11011260 | 42981101 | ELK 1101 | 1260 | FALSE | 25231.41 | 25226.838 | 120 | 9.4953e-05 | 1767 | 70.6215 | 2091 | 0.0078966 | 2051 | 0.04 | 2197
2387 | HALSEY 110239104 | 152241102 | HALSEY 1102 | 39104 | FALSE | 49366.035 | 49366.035 | 346 | 0.00016953 | 566 | 33.5173 | 2314 | 0.007888 | 2052 | 0.26 | 1066
1085 | MORAGA 1101CB | 13801101 | MORAGA 1101 | CB | FALSE | 14345.0573 | 13611.4014 | 92 | 0.00011705 | 1247 | 67.2853 | 2106 | 0.0078811 | 2053 | 0.43 | 926
6726 | MARTELL 110292172 | 163011102 | MARTELL 1102 | 92172 | TRUE | 5246.1471 | 190.7947 | 45 | 0.00012597 | 1079 | 55.6458 | 2177 | 0.0078638 | 2054 | 0.61 | 846
1984 | HALF MOON BAY 110369412 | 24101103 | HALF MOON BAY 1103 | 69412 | FALSE | 34124.5253 | 25048.7626 | 150 | 9.9166e-05 | 1664 | 96.7198 | 1975 | 0.0078448 | 2055 | 0.06 | 1862
2299 | VINEYARD 2107CB | 14502107 | VINEYARD 2107 | CB | FALSE | 12364.4219 | 3069.8489 | 111 | 3.2822e-05 | 3389 | 173.8407 | 1700 | 0.0077955 | 2056 | 0.03 | 2405
9627 | POINT ARENA 11011296 | 43381101 | POINT ARENA 1101 | 1296 | FALSE | 8913.723 | 5630.7668 | 37 | 6.5385e-05 | 2603 | 134.0606 | 1835 | 0.007772 | 2057 | 0.02 | 2458
2765 | FORESTHILL 1101CB | 152181101 | FORESTHILL 1101 | CB | FALSE | 14659.7522 | 14659.7522 | 110 | 0.00023141 | 282 | 46.7348 | 2235 | 0.0077431 | 2058 | 50.51 | 118
4087 | BURNEY 11011340 | 103311101 | BURNEY 1101 | 1340 | FALSE | 28996.5273 | 28996.5273 | 144 | 3.4761e-05 | 3354 | 286.6355 | 1466 | 0.0077101 | 2059 | 0.06 | 1820
8844 | MIDDLETOWN 1101614 | 43141101 | MIDDLETOWN 1101 | 614 | FALSE | 2222.7419 | 2222.7419 | 18 | 0.00013751 | 902 | 52.9107 | 2196 | 0.0076984 | 2060 | 47.35 | 134
3083 | MONTE RIO 1113320 | 42811113 | MONTE RIO 1113 | 320 | FALSE | 4467.496 | 4467.496 | 29 | 0.00021698 | 331 | 31.2121 | 2339 | 0.0076924 | 2061 | 49.68 | 122
7740 | POINT MORETTI 110136514 | 82931101 | POINT MORETTI 1101 | 36514 | FALSE | 11050.0531 | 11050.0531 | 64 | 0.00015664 | 677 | 62.082 | 2141 | 0.0076624 | 2062 | 0.67 | 813
898 | COTATI 11055156 | 42271105 | COTATI 1105 | 5156 | FALSE | 16018.9017 | 7784.4976 | 114 | 9.9942e-05 | 1647 | 85.2613 | 2028 | 0.0076261 | 2063 | 0.53 | 881
3027 | PHILO 11021308 | 42601102 | PHILO 1102 | 1308 | FALSE | 51491.5441 | 51491.5441 | 245 | 8.9849e-05 | 1917 | 98.5183 | 1965 | 0.0076242 | 2064 | 0.09 | 1559
10504 | KANAKA 11011036 | 103221101 | KANAKA 1101 | 1036 | TRUE | 989.4598 | 989.4598 | 4 | 6.243e-05 | 2709 | 118.9656 | 1873 | 0.0076073 | 2065 | 0.09 | 1531
2446 | FOOTHILL 1102V06 | 182951102 | FOOTHILL 1102 | V06 | FALSE | 10508.9376 | 3602.7995 | 66 | 4.6125e-05 | 3135 | 94.4714 | 1983 | 0.007606 | 2066 | 0.87 | 757
4588 | COARSEGOLD 21025722 | 254432102 | COARSEGOLD 2102 | 5722 | FALSE | 3182.5999 | 3182.5999 | 23 | 7.5358e-05 | 2325 | 108.5957 | 1915 | 0.0076053 | 2067 | 0.29 | 1024
8714 | OTTER 1101CB | 182941101 | OTTER 1101 | CB | FALSE | 10759.8557 | 10367.8883 | 54 | 7.9345e-05 | 2224 | 98.8454 | 1961 | 0.0075954 | 2068 | 0.46 | 912
9866 | DUNBAR 1101343 | 43071101 | DUNBAR 1101 | 343 | FALSE | 7140.9406 | 7140.9406 | 39 | 0.0001241 | 1116 | 75.0943 | 2067 | 0.0075606 | 2069 | 38.93 | 192
723 | BIG BASIN 110296986 | 82841102 | BIG BASIN 1102 | 96986 | FALSE | 9497.5055 | 9497.5055 | 63 | 0.00018221 | 496 | 38.932 | 2285 | 0.0075562 | 2070 | 0.41 | 938
5272 | NEWBURG 1133CB | 192151133 | NEWBURG 1133 | CB | FALSE | 14786.8555 | 5089.2485 | 92 | 0.00018939 | 445 | 47.0523 | 2232 | 0.0075338 | 2071 | 0.06 | 1839
6817 | HALF MOON BAY 1103695411 | 24101103 | HALF MOON BAY 1103 | 695411 | FALSE | 13352.973 | 13352.973 | 99 | 0.00013199 | 984 | 79.3253 | 2051 | 0.0075292 | 2072 |  | 3065
9735 | EEL RIVER 1103216324 | 192381103 | EEL RIVER 1103 | 216324 | FALSE | 4626.1816 | 3681.9233 | 23 | 0.00013316 | 955 | 50.0452 | 2210 | 0.0075204 | 2073 |  | 3409
803 | DIAMOND SPRINGS 1107CB | 152261107 | DIAMOND SPRINGS 1107 | CB | TRUE | 5946.2245 | 0 | 51 | 0.00020302 | 386 | 24.2582 | 2398 | 0.0074949 | 2074 | 0.05 | 1988
2229 | EL DORADO PH 210136764 | 152762101 | EL DORADO PH 2101 | 36764 | FALSE | 7038.6749 | 5034.5882 | 46 | 4.659e-05 | 3123 | 107.3772 | 1922 | 0.0074941 | 2075 | 0 | 2633
5945 | SANTA ROSA A 1111758024 | 42151111 | SANTA ROSA A 1111 | 758024 | FALSE | 10378.3257 | 7589.8929 | 72 | 9.0405e-05 | 1901 | 69.6669 | 2097 | 0.007484 | 2076 |  | 2992
726 | DIAMOND SPRINGS 1106930190 | 152261106 | DIAMOND SPRINGS 1106 | 930190 | FALSE | 30053.7833 | 27579.5424 | 207 | 0.00014885 | 753 | 53.3783 | 2192 | 0.0074761 | 2077 |  | 2690
353 | CURTIS 170210940 | 163351702 | CURTIS 1702 | 10940 | FALSE | 17097.711 | 13824.9592 | 138 | 0.0001288 | 1032 | 78.9158 | 2055 | 0.0073788 | 2078 | 0.13 | 1356
1231 | RED BLUFF 1103CB | 103541103 | RED BLUFF 1103 | CB | TRUE | 31613.0704 | 164.6636 | 261 | 5.2389e-05 | 2982 | 125.9834 | 1855 | 0.0073172 | 2079 |  | 2718
10001 | PANOCHE 11034036 | 253671103 | PANOCHE 1103 | 4036 | FALSE | 40366.1816 | 16000.3845 | 57 | 4.3272e-05 | 3204 | 184.9055 | 1674 | 0.0073003 | 2080 | 0.02 | 2455
9426 | GREEN VALLEY 2101380922 | 83192101 | GREEN VALLEY 2101 | 380922 | FALSE | 4341.3947 | 1588.6005 | 30 | 5.3037e-05 | 2965 | 107.6713 | 1919 | 0.0072901 | 2081 |  | 3357
1700 | LUCERNE 110676850 | 43351106 | LUCERNE 1106 | 76850 | FALSE | 5941.1146 | 3458.1261 | 51 | 0.00012907 | 1026 | 65.4632 | 2120 | 0.0072691 | 2082 | 0.04 | 2220
2002 | HOLLISTER 21054018 | 182492105 | HOLLISTER 2105 | 4018 | FALSE | 85010.3668 | 71470.9964 | 280 | 6.7671e-05 | 2541 | 115.5373 | 1893 | 0.0072679 | 2083 | 0.08 | 1661
2867 | MONTE RIO 1113346 | 42811113 | MONTE RIO 1113 | 346 | FALSE | 16160.3417 | 16160.3417 | 101 | 0.00015809 | 662 | 67.6609 | 2104 | 0.0072159 | 2084 | 0.97 | 737
7311 | LOS OSITOS 2102258878 | 182082102 | LOS OSITOS 2102 | 258878 | FALSE | 7396.9293 | 5357.1763 | 26 | 3.9953e-05 | 3270 | 107.5084 | 1921 | 0.0072141 | 2085 |  | 3114
1213 | WOODACRE 1102137662 | 43021102 | WOODACRE 1102 | 137662 | FALSE | 13866.4902 | 13813.2405 | 104 | 0.00014441 | 806 | 94.0043 | 1985 | 0.0071841 | 2086 | 0.76 | 786
2384 | BONNIE NOOK 1102CB | 152301102 | BONNIE NOOK 1102 | CB | FALSE | 54723.5805 | 54723.5805 | 337 | 0.00011257 | 1353 | 93.6722 | 1990 | 0.0071702 | 2087 | 71.14 | 67
324 | PLACERVILLE 1110953474 | 153081110 | PLACERVILLE 1110 | 953474 | FALSE | 17115.5789 | 17115.5789 | 133 | 0.000245 | 233 | 47.063 | 2231 | 0.0071239 | 2088 |  | 2666
9849 | FOOTHILL 1101722270 | 182951101 | FOOTHILL 1101 | 722270 | TRUE | 712.8056 | 283.5574 | 5 | 3.323e-05 | 3380 | 133.0363 | 1839 | 0.0070957 | 2089 |  | 3434
3510 | MONTE RIO 1111140 | 42811111 | MONTE RIO 1111 | 140 | FALSE | 13525.925 | 13525.925 | 96 | 0.0002562 | 201 | 19.1476 | 2459 | 0.0070376 | 2090 | 16.37 | 338
1551 | CARLOTTA 11214914 | 192291121 | CARLOTTA 1121 | 4914 | FALSE | 22650.1521 | 17097.4476 | 138 | 0.00016776 | 577 | 39.2521 | 2282 | 0.0070374 | 2091 | 0.08 | 1621
4560 | COARSEGOLD 210210330 | 254432102 | COARSEGOLD 2102 | 10330 | FALSE | 15550.3229 | 15550.3229 | 90 | 7.2321e-05 | 2408 | 118.1064 | 1878 | 0.0069896 | 2092 | 0.31 | 1008
6442 | PIT NO 1 11019702 | 103721101 | PIT NO 1 1101 | 9702 | FALSE | 14797.576 | 1035.9167 | 91 | 3.6155e-05 | 3331 | 189.6534 | 1664 | 0.006985 | 2093 | 0.01 | 2605
8877 | WILLOW CREEK 11013050 | 192171101 | WILLOW CREEK 1101 | 3050 | FALSE | 4223.7094 | 4223.7094 | 18 | 0.00010688 | 1481 | 71.3502 | 2089 | 0.0069828 | 2094 | 11.06 | 389
9559 | SONOMA 1103581588 | 42721103 | SONOMA 1103 | 581588 | TRUE | 1519.7137 | 313.0143 | 14 | 0.00011751 | 1235 | 44.2079 | 2251 | 0.0069585 | 2095 |  | 3376
2326 | BRUNSWICK 11052140 | 152481105 | BRUNSWICK 1105 | 2140 | FALSE | 55629.2693 | 55629.2693 | 373 | 7.6296e-05 | 2300 | 87.1186 | 2015 | 0.0069513 | 2096 | 99.53 | 20
7797 | SAUSALITO 1101331806 | 42491101 | SAUSALITO 1101 | 331806 | TRUE | 1086.2067 | 799.0558 | 5 | 0.00010249 | 1590 | 66.6724 | 2112 | 0.0069274 | 2097 |  | 3162
1778 | WEIMAR 11026175 | 152491102 | WEIMAR 1102 | 6175 | FALSE | 4418.4642 | 4418.4642 | 30 | 7.0467e-05 | 2457 | 113.3507 | 1901 | 0.0069045 | 2098 | 0.08 | 1596
2962 | CURTIS 1704803 | 163351704 | CURTIS 1704 | 803 | FALSE | 15630.8479 | 15630.8479 | 93 | 8.737e-05 | 2002 | 89.4789 | 2003 | 0.0068944 | 2099 | 0.14 | 1319
5429 | MIRABEL 1101228 | 42091101 | MIRABEL 1101 | 228 | FALSE | 15665.2534 | 3403.012 | 123 | 0.00014113 | 851 | 47.1197 | 2230 | 0.0068367 | 2100 | 1.03 | 725
8011 | HORSESHOE 1101603250 | 152571101 | HORSESHOE 1101 | 603250 | TRUE | 2274.9057 | 927.3694 | 21 | 0.00016094 | 631 | 57.7467 | 2167 | 0.0068337 | 2101 |  | 3184
7095 | PUEBLO 2102618 | 43292102 | PUEBLO 2102 | 618 | TRUE | 16180.0386 | 742.2572 | 118 | 9.7103e-05 | 1711 | 69.2887 | 2098 | 0.0068234 | 2102 | 17.57 | 331
8240 | WOODSIDE 11018601 | 24251101 | WOODSIDE 1101 | 8601 | TRUE | 961.631 | 961.631 | 9 | 0.00015446 | 700 | 60.8174 | 2150 | 0.0067792 | 2103 | 35.86 | 209
3848 | REEDLEY 11127240 | 252341112 | REEDLEY 1112 | 7240 | FALSE | 41066.7491 | 1553.9231 | 234 | 4.3626e-05 | 3198 | 175.637 | 1696 | 0.0067642 | 2104 | 0.02 | 2533
4429 | SONOMA 1105138 | 42721105 | SONOMA 1105 | 138 | TRUE | 26504.92 | 104.0479 | 197 | 6.5875e-05 | 2590 | 63.508 | 2131 | 0.0067556 | 2105 | 0.62 | 838
1588 | CORRAL 110359770 | 162991103 | CORRAL 1103 | 59770 | FALSE | 11687.7507 | 7749.7634 | 97 | 8.5709e-05 | 2037 | 89.7185 | 2001 | 0.0067467 | 2106 | 0.09 | 1532
6984 | GABILAN 1101566352 | 182331101 | GABILAN 1101 | 566352 | TRUE | 1524.3755 | 680.7554 | 9 | 3.3385e-05 | 3378 | 153.3762 | 1766 | 0.0067421 | 2107 |  | 3079
8546 | SPENCE 1102990464 | 182201102 | SPENCE 1102 | 990464 | FALSE | 8550.7923 | 3365.9887 | 53 | 2.9572e-05 | 3431 | 166.8203 | 1728 | 0.0067321 | 2108 |  | 3234
9813 | BOLINAS 110137034 | 42261101 | BOLINAS 1101 | 37034 | FALSE | 7287.0481 | 7287.0481 | 16 | 0.00011223 | 1360 | 44.6194 | 2249 | 0.006701 | 2109 | 0.31 | 1007
8495 | PENRYN 110550550 | 152561105 | PENRYN 1105 | 50550 | TRUE | 16250.0266 | 0 | 127 | 0.00012612 | 1078 | 64.7345 | 2124 | 0.0066813 | 2110 | 0.74 | 790
533 | HIGHLANDS 110439458 | 43361104 | HIGHLANDS 1104 | 39458 | FALSE | 8594.1592 | 1902.6531 | 72 | 7.6303e-05 | 2298 | 85.8335 | 2024 | 0.0066627 | 2111 | 0.27 | 1048
6908 | MENLO 11038512 | 24131103 | MENLO 1103 | 8512 | FALSE | 39804.5313 | 39804.5313 | 228 | 0.00015985 | 643 | 38.9598 | 2284 | 0.0066372 | 2112 | 8.94 | 418
1455 | LAS GALLINAS A 1105904 | 42991105 | LAS GALLINAS A 1105 | 904 | FALSE | 11554.8525 | 2469.2456 | 78 | 4.3101e-05 | 3208 | 64.1478 | 2127 | 0.0066274 | 2113 | 0.04 | 2146
2184 | GEYSERVILLE 110289714 | 42891102 | GEYSERVILLE 1102 | 89714 | TRUE | 11363.665 | 178.2278 | 71 | 8.7635e-05 | 1996 | 68.3169 | 2100 | 0.0066271 | 2114 | 0.02 | 2528
2865 | MOLINO 1102344 | 42571102 | MOLINO 1102 | 344 | FALSE | 9676.0469 | 2427.2453 | 77 | 0.00010403 | 1551 | 64.3203 | 2126 | 0.0066172 | 2115 | 1.32 | 687
2057 | SHINGLE SPRINGS 210911092 | 153652109 | SHINGLE SPRINGS 2109 | 11092 | FALSE | 36100.2834 | 36100.2834 | 239 | 0.00011036 | 1404 | 74.4691 | 2070 | 0.0066099 | 2116 | 0.14 | 1314
10095 | SILVERADO 2104645 | 43432104 | SILVERADO 2104 | 645 | FALSE | 1626.8938 | 1626.8938 | 13 | 9.1232e-05 | 1870 | 67.7241 | 2103 | 0.0065604 | 2117 | 60.62 | 88
6812 | CLOVERDALE 1101474708 | 42821101 | CLOVERDALE 1101 | 474708 | TRUE | 1392.1284 | 422.046 | 13 | 0.00016436 | 594 | 18.3674 | 2470 | 0.0065356 | 2118 |  | 3063
891 | TEMPLETON 2108A64 | 183052108 | TEMPLETON 2108 | A64 | FALSE | 18905.9424 | 3242.5015 | 150 | 7.5966e-05 | 2309 | 88.4837 | 2011 | 0.0065293 | 2119 | 0.02 | 2493
851 | HIGGINS 1110861610 | 152691110 | HIGGINS 1110 | 861610 | FALSE | 11222.3603 | 1689.7743 | 99 | 0.00027833 | 162 | 23.4916 | 2410 | 0.0065286 | 2120 |  | 2695
10050 | MIRABEL 110286326 | 42091102 | MIRABEL 1102 | 86326 | FALSE | 1145.996 | 1133.0955 | 5 | 8.4164e-05 | 2088 | 38.1596 | 2289 | 0.0065228 | 2121 |  | 3481
1904 | SONOMA 1105404 | 42721105 | SONOMA 1105 | 404 | FALSE | 7372.5748 | 3785.8959 | 63 | 6.9011e-05 | 2509 | 86.9459 | 2016 | 0.0065164 | 2122 | 0.24 | 1106
4884 | PLACERVILLE 1112CB | 153081112 | PLACERVILLE 1112 | CB | FALSE | 15016.5066 | 13697.3672 | 117 | 0.00025615 | 202 | 34.5981 | 2310 | 0.0065148 | 2123 | 0.09 | 1568
3571 | OAKHURST 110377384 | 254421103 | OAKHURST 1103 | 77384 | FALSE | 7595.6346 | 7595.6346 | 61 | 0.00017011 | 562 | 62.7847 | 2138 | 0.0065145 | 2124 | 0.65 | 823
2586 | VOLTA 11021504 | 102541102 | VOLTA 1102 | 1504 | FALSE | 13347.4853 | 13347.4853 | 95 | 5.8288e-05 | 2825 | 84.8611 | 2031 | 0.0065125 | 2125 | 45.39 | 148
5574 | PARADISE 1104920400 | 102831104 | PARADISE 1104 | 920400 | FALSE | 7975.407 | 7538.764 | 66 | 0.00044142 | 53 | 18.0732 | 2478 | 0.0064968 | 2126 |  | 2964
3679 | SUNOL 1101MR297 | 14241101 | SUNOL 1101 | MR297 | FALSE | 9710.6915 | 9531.5764 | 66 | 6.9143e-05 | 2502 | 221.7666 | 1602 | 0.0064881 | 2127 | 0.06 | 1849
3379 | GEYSERVILLE 1101354 | 42891101 | GEYSERVILLE 1101 | 354 | FALSE | 12035.3765 | 1010.2026 | 79 | 9.3149e-05 | 1816 | 134.0043 | 1836 | 0.0064828 | 2128 |  | 2822
5354 | FORT ROSS 1121560 | 42851121 | FORT ROSS 1121 | 560 | FALSE | 9061.7878 | 8145.5491 | 31 | 9.9934e-05 | 1648 | 60.8351 | 2148 | 0.0064599 | 2129 | 0.02 | 2420
1701 | CALAVERAS CEMENT 110136880 | 162211101 | CALAVERAS CEMENT 1101 | 36880 | FALSE | 13851.9467 | 9899.4771 | 92 | 8.6095e-05 | 2032 | 179.7214 | 1684 | 0.0064477 | 2130 | 0.08 | 1578
3076 | PLACERVILLE 21061104 | 153082106 | PLACERVILLE 2106 | 1104 | FALSE | 79643.684 | 79643.684 | 462 | 0.00011856 | 1216 | 56.9205 | 2171 | 0.0064469 | 2131 | 111.82 | 14
6813 | CASTRO VALLEY 111010315 | 14091110 | CASTRO VALLEY 1110 | 10315 | FALSE | 8831.8074 | 8831.8074 | 53 | 0.00010699 | 1472 | 59.7801 | 2155 | 0.006431 | 2132 |  | 3064
7135 | MOLINO 1102982462 | 42571102 | MOLINO 1102 | 982462 | FALSE | 2320.5593 | 2320.5593 | 18 | 9.629e-05 | 1726 | 75.3379 | 2065 | 0.006427 | 2133 |  | 3100
8349 | BRUNSWICK 1110CB | 152481110 | BRUNSWICK 1110 | CB | TRUE | 2754.8033 | 5.4992 | 26 | 0.00020884 | 366 | 19.5341 | 2454 | 0.0064174 | 2134 | 0.01 | 2596
3244 | PLACERVILLE 111219712 | 153081112 | PLACERVILLE 1112 | 19712 | FALSE | 20850.3369 | 20776.2868 | 151 | 0.000145 | 801 | 90.5715 | 1997 | 0.0064118 | 2135 | 0.12 | 1371
3409 | PINE GROVE 110213438 | 163751102 | PINE GROVE 1102 | 13438 | FALSE | 26618.9181 | 26618.9181 | 172 | 0.00010264 | 1581 | 69.7074 | 2096 | 0.0063999 | 2136 | 82.17 | 45
9640 | OLEMA 110149756 | 42291101 | OLEMA 1101 | 49756 | FALSE | 9480.1738 | 1727.7805 | 40 | 7.5687e-05 | 2316 | 118.0346 | 1881 | 0.0063622 | 2137 | 0.01 | 2594
5813 | PERRY 1101CB | 183071101 | PERRY 1101 | CB | FALSE | 4085.1757 | 4085.1757 | 27 | 6.8809e-05 | 2513 | 75.2459 | 2066 | 0.0062536 | 2138 | 0.07 | 1752
5598 | FROGTOWN 170236870 | 163451702 | FROGTOWN 1702 | 36870 | TRUE | 3829.3681 | 541.2922 | 29 | 0.00011992 | 1188 | 41.8373 | 2269 | 0.0062483 | 2139 | 0.04 | 2157
7823 | FORT BRAGG A 11013113 | 42761101 | FORT BRAGG A 1101 | 3113 | FALSE | 16133.333 | 16133.333 | 68 | 8.3643e-05 | 2106 | 76.2422 | 2061 | 0.0062347 | 2140 | 0.05 | 1961
3839 | PARADISE 11052214 | 102831105 | PARADISE 1105 | 2214 | FALSE | 29878.7054 | 24265.0129 | 233 | 0.00042568 | 61 | 48.0844 | 2221 | 0.0062243 | 2141 | 51.75 | 113
955 | STANISLAUS 170179826 | 162821701 | STANISLAUS 1701 | 79826 | FALSE | 16584.8842 | 16584.8842 | 95 | 0.00015691 | 673 | 91.848 | 1994 | 0.0062159 | 2142 | 0.15 | 1290
165 | CHALLENGE 110198174 | 103201101 | CHALLENGE 1101 | 98174 | FALSE | 19681.5881 | 19681.5881 | 66 | 7.9168e-05 | 2229 | 58.0357 | 2166 | 0.0062048 | 2143 | 22.16 | 296
2120 | BRUNSWICK 110350070 | 152481103 | BRUNSWICK 1103 | 50070 | FALSE | 28555.3412 | 28555.3412 | 201 | 0.00011083 | 1394 | 43.6964 | 2255 | 0.0062036 | 2144 | 128.64 | 7
4607 | SARATOGA 1107413816 | 83371107 | SARATOGA 1107 | 413816 | FALSE | 17928.3843 | 17928.3843 | 104 | 0.00011948 | 1197 | 65.9071 | 2117 | 0.0061927 | 2145 | 0.87 | 760
1564 | SAN LUIS OBISPO 1101483444 | 182631101 | SAN LUIS OBISPO 1101 | 483444 | FALSE | 8714.6826 | 3311.0968 | 67 | 5.4635e-05 | 2929 | 67.496 | 2105 | 0.0061552 | 2146 |  | 2731
4427 | PLACERVILLE 11118582 | 153081111 | PLACERVILLE 1111 | 8582 | FALSE | 19173.6398 | 15254.7771 | 163 | 0.00018689 | 463 | 41.133 | 2272 | 0.0061345 | 2147 | 0.05 | 1953
9649 | LOS GATOS 1107LA60 | 82021107 | LOS GATOS 1107 | LA60 | FALSE | 13957.1729 | 13957.1729 | 61 | 0.00010054 | 1636 | 81.9054 | 2041 | 0.0061263 | 2148 | 41.93 | 173
3992 | VOLTA 11021502 | 102541102 | VOLTA 1102 | 1502 | FALSE | 11680.2523 | 11680.2523 | 80 | 8.0915e-05 | 2184 | 65.4099 | 2121 | 0.0061144 | 2149 | 27.78 | 255
4576 | VALLEY VIEW 1106CB | 14341106 | VALLEY VIEW 1106 | CB | FALSE | 8114.1348 | 6042.2888 | 50 | 0.00011189 | 1369 | 66.0103 | 2115 | 0.0060781 | 2150 | 0.06 | 1817
10363 | SAN LEANDRO U 1114653758 | 13111114 | SAN LEANDRO U 1114 | 653758 | TRUE | 582.3673 | 582.3673 | 5 | 5.5782e-05 | 2895 | 104.6024 | 1930 | 0.0060671 | 2151 |  | 3538
7007 | ORO FINO 110238698 | 103031102 | ORO FINO 1102 | 38698 | FALSE | 25178.9612 | 25178.9612 | 103 | 9.2036e-05 | 1843 | 61.204 | 2145 | 0.0060349 | 2152 | 4.1 | 526
3531 | HALF MOON BAY 11039112 | 24101103 | HALF MOON BAY 1103 | 9112 | FALSE | 8500.5119 | 1386.5143 | 68 | 4.4335e-05 | 3182 | 101.7861 | 1948 | 0.0060009 | 2153 | 0.04 | 2214
9344 | HALF MOON BAY 1101821698 | 24101101 | HALF MOON BAY 1101 | 821698 | FALSE | 1364.9269 | 1364.9269 | 9 | 5.5293e-05 | 2904 | 187.6587 | 1667 | 0.0060008 | 2154 |  | 3345
10526 | SANTA ROSA A 1108409621 | 42151108 | SANTA ROSA A 1108 | 409621 | TRUE | 945.4612 | 219.1314 | 4 | 8.5029e-05 | 2059 | 85.5196 | 2026 | 0.0059943 | 2155 |  | 3567
3796 | CAMP EVERS 210612518 | 83622106 | CAMP EVERS 2106 | 12518 | FALSE | 25177.1399 | 25177.1399 | 145 | 0.00025023 | 216 | 28.5941 | 2352 | 0.0059295 | 2156 | 0.8 | 774
2601 | BRUNSWICK 11062104 | 152481106 | BRUNSWICK 1106 | 2104 | FALSE | 15810.2753 | 15810.2753 | 123 | 0.00020356 | 384 | 19.3883 | 2456 | 0.0059169 | 2157 | 38.88 | 194
2204 | OAKHURST 11035470 | 254421103 | OAKHURST 1103 | 5470 | FALSE | 14989.8273 | 14989.8273 | 104 | 0.00010143 | 1618 | 96.9488 | 1973 | 0.0059093 | 2158 | 14.88 | 353
2618 | ARVIN 110194892 | 253801101 | ARVIN 1101 | 94892 | TRUE | 15531.7609 | 345.9853 | 66 | 3.5047e-05 | 3351 | 201.9181 | 1637 | 0.0059064 | 2159 |  | 2790
6041 | CAMP EVERS 210694770 | 83622106 | CAMP EVERS 2106 | 94770 | FALSE | 6459.1608 | 3806.5671 | 55 | 0.00027047 | 172 | 16.4987 | 2510 | 0.0059058 | 2160 | 0.27 | 1050
1981 | COTATI 1105328 | 42271105 | COTATI 1105 | 328 | FALSE | 22172.9748 | 2414.9476 | 173 | 9.4997e-05 | 1766 | 59.7612 | 2156 | 0.0058817 | 2161 | 1 | 732
519 | POINT ARENA 110147952 | 43381101 | POINT ARENA 1101 | 47952 | FALSE | 16717.6297 | 16717.6297 | 88 | 0.00011754 | 1233 | 58.6557 | 2163 | 0.0058506 | 2162 | 0.09 | 1517
2535 | COTATI 1102825 | 42271102 | COTATI 1102 | 825 | TRUE | 3371.6214 | 749.4567 | 26 | 6.9953e-05 | 2473 | 79.9838 | 2048 | 0.0058122 | 2163 |  | 2782
698 | RESERVATION ROAD 11013026 | 182731101 | RESERVATION ROAD 1101 | 3026 | FALSE | 36330.5251 | 35201.2582 | 238 | 5.5886e-05 | 2892 | 99.002 | 1958 | 0.0057671 | 2164 | 2.36 | 610
4296 | MORGAN HILL 2105XR494 | 83242105 | MORGAN HILL 2105 | XR494 | TRUE | 11814.5496 | 737.5052 | 98 | 5.6428e-05 | 2877 | 82.0467 | 2040 | 0.0057504 | 2165 | 0.04 | 2167
875 | FULTON 110777670 | 42561107 | FULTON 1107 | 77670 | FALSE | 10996.9079 | 10874.5833 | 98 | 0.00011661 | 1258 | 47.4912 | 2228 | 0.0057454 | 2166 | 19.77 | 309
2839 | CAMP EVERS 210510294 | 83622105 | CAMP EVERS 2105 | 10294 | FALSE | 13501.9938 | 13501.9938 | 95 | 0.00023536 | 261 | 22.5874 | 2416 | 0.0057046 | 2167 | 48.18 | 131
4923 | GEYSERVILLE 1101480 | 42891101 | GEYSERVILLE 1101 | 480 | FALSE | 25809.6606 | 2502.4894 | 161 | 6.7656e-05 | 2543 | 89.1189 | 2006 | 0.0057021 | 2168 | 0.01 | 2595
5117 | WOODSIDE 11018912 | 24251101 | WOODSIDE 1101 | 8912 | FALSE | 6310.9141 | 6268.7877 | 52 | 0.000205 | 381 | 25.8096 | 2383 | 0.0056974 | 2169 | 26.71 | 266
6008 | GEYSERVILLE 1101482 | 42891101 | GEYSERVILLE 1101 | 482 | TRUE | 6000.1069 | 595.0555 | 38 | 6e-05 | 2775 | 118.3715 | 1876 | 0.0056711 | 2170 | 0.74 | 789
3612 | BIG BASIN 110212992 | 82841102 | BIG BASIN 1102 | 12992 | FALSE | 22915.4569 | 22915.4569 | 160 | 0.00020519 | 379 | 28.593 | 2353 | 0.0056575 | 2171 | 1.14 | 711
151 | SUMMIT 1102CB | 152591102 | SUMMIT 1102 | CB | FALSE | 1694.4122 | 1694.4122 | 22 | 5.8522e-05 | 2821 | 53.0175 | 2195 | 0.0056462 | 2172 | 0.02 | 2450
585 | LUCERNE 110647198 | 43351106 | LUCERNE 1106 | 47198 | FALSE | 9365.2067 | 4939.462 | 70 | 0.00010692 | 1477 | 39.3397 | 2280 | 0.0056207 | 2173 | 0.04 | 2116
7910 | SILVERADO 2105167360 | 43432105 | SILVERADO 2105 | 167360 | FALSE | 15830.4656 | 15413.5909 | 70 | 0.0001177 | 1232 | 51.7218 | 2203 | 0.0056116 | 2174 |  | 3176
1304 | CURTIS 17028000 | 163351702 | CURTIS 1702 | 8000 | FALSE | 23055.4602 | 23055.4602 | 174 | 0.00011159 | 1377 | 95.7818 | 1979 | 0.0056032 | 2175 | 0.55 | 871
417 | RALSTON 1101CB | 24141101 | RALSTON 1101 | CB | TRUE | 4645.037 | 606.8044 | 37 | 4.6425e-05 | 3127 | 105.6404 | 1927 | 0.0055946 | 2176 | 0.05 | 1970
1975 | RALSTON 11022028 | 24141102 | RALSTON 1102 | 2028 | FALSE | 3747.9741 | 3373.7724 | 38 | 7.449e-05 | 2345 | 86.2641 | 2021 | 0.0055851 | 2177 | 0.08 | 1658
6769 | ATASCADERO 1101A50 | 182541101 | ATASCADERO 1101 | A50 | FALSE | 33669.9383 | 31118.7087 | 269 | 5.5958e-05 | 2891 | 116.8319 | 1888 | 0.0055802 | 2178 | 0.22 | 1131
2377 | GUALALA 11121294 | 42841112 | GUALALA 1112 | 1294 | FALSE | 32661.4744 | 31953.6798 | 234 | 6.861e-05 | 2518 | 79.062 | 2054 | 0.0055387 | 2179 | 0.53 | 883
5858 | FAIRVIEW 2207P150 | 13432207 | FAIRVIEW 2207 | P150 | FALSE | 3652.8381 | 3652.8381 | 18 | 9.5063e-05 | 1763 | 45.0393 | 2245 | 0.0055206 | 2180 | 0.03 | 2243
2861 | PIT NO 5 11011660 | 101321101 | PIT NO 5 1101 | 1660 | FALSE | 7855.6793 | 7855.6793 | 43 | 0.00014039 | 865 | 43.7408 | 2254 | 0.0055185 | 2181 | 0.02 | 2545
4568 | RINCON 1101CB | 43321101 | RINCON 1101 | CB | FALSE | 7739.8411 | 2580.5041 | 68 | 0.00014616 | 786 | 21.7605 | 2428 | 0.0054995 | 2182 | 0.06 | 1798
8511 | SAN ARDO 1101610148 | 182191101 | SAN ARDO 1101 | 610148 | FALSE | 19896.3037 | 3154.5584 | 58 | 4.5598e-05 | 3151 | 102.3263 | 1944 | 0.0054812 | 2183 |  | 3231
4730 | HARTLEY 110194178 | 43211101 | HARTLEY 1101 | 94178 | FALSE | 6646.4632 | 3457.4484 | 57 | 7.3272e-05 | 2388 | 42.0306 | 2265 | 0.0054615 | 2184 | 0.03 | 2290
1445 | BIG BASIN 1102CB | 82841102 | BIG BASIN 1102 | CB | FALSE | 9963.4073 | 9963.4073 | 59 | 0.00022265 | 308 | 33.5088 | 2315 | 0.0054141 | 2185 | 0.49 | 898
6388 | HALF MOON BAY 11036012 | 24101103 | HALF MOON BAY 1103 | 6012 | FALSE | 15479.7977 | 10729.2764 | 79 | 9.0533e-05 | 1896 | 70.018 | 2095 | 0.0054078 | 2186 | 0.08 | 1585
629 | LAURELES 11112020 | 182371111 | LAURELES 1111 | 2020 | FALSE | 55275.2572 | 55275.2572 | 281 | 9.1434e-05 | 1861 | 43.1327 | 2260 | 0.005376 | 2187 | 0.23 | 1114
3079 | OCEANO 1102V50 | 182601102 | OCEANO 1102 | V50 | FALSE | 16840.5394 | 11517.5193 | 107 | 4.7059e-05 | 3112 | 96.3505 | 1978 | 0.005367 | 2188 | 0.11 | 1428
342 | WOODACRE 1101404 | 43021101 | WOODACRE 1101 | 404 | FALSE | 19975.081 | 19975.081 | 152 | 0.00018515 | 471 | 26.3611 | 2372 | 0.0053668 | 2189 | 92.58 | 29
4506 | TIDEWATER 210657926 | 14652106 | TIDEWATER 2106 | 57926 | TRUE | 18926.9724 | 200.7916 | 97 | 5.4965e-05 | 2914 | 62.5543 | 2139 | 0.0053561 | 2190 |  | 2900
6794 | CAMP EVERS 21055188 | 83622105 | CAMP EVERS 2105 | 5188 | FALSE | 3280.6197 | 3280.6197 | 19 | 0.00034885 | 92 | 16.3316 | 2511 | 0.0053482 | 2191 | 7.26 | 449
4962 | MONTE RIO 1113652 | 42811113 | MONTE RIO 1113 | 652 | FALSE | 2607.8717 | 2607.8717 | 25 | 0.00027854 | 161 | 20.0324 | 2448 | 0.0053427 | 2192 | 55.16 | 104
5950 | COTATI 1102260 | 42271102 | COTATI 1102 | 260 | FALSE | 9537.0372 | 4317.1662 | 68 | 6.2862e-05 | 2687 | 71.585 | 2084 | 0.0053405 | 2193 | 0.78 | 778
2816 | HICKS 2101574315 | 83432101 | HICKS 2101 | 574315 | FALSE | 12024.0849 | 11904.9852 | 78 | 0.00010886 | 1429 | 65.6711 | 2118 | 0.005318 | 2194 |  | 2800
4882 | NARROWS 210276952 | 153132102 | NARROWS 2102 | 76952 | FALSE | 18206.8026 | 3648.4496 | 161 | 0.00026698 | 179 | 39.5343 | 2276 | 0.0052383 | 2195 | 0.06 | 1785
8374 | SAN JOAQUIN #3 1103501771 | 252531103 | SAN JOAQUIN #3 1103 | 501771 | FALSE | 7891.6601 | 7891.6601 | 54 | 4.0591e-05 | 3256 | 137.8049 | 1819 | 0.0052248 | 2196 |  | 3217
4446 | OTTER 1101440 | 182941101 | OTTER 1101 | 440 | FALSE | 17666.8696 | 13392.7701 | 107 | 5.2851e-05 | 2975 | 95.646 | 1980 | 0.0051543 | 2197 | 0.05 | 1917
1813 | PUEBLO 210375612 | 43292103 | PUEBLO 2103 | 75612 | TRUE | 15618.6787 | 0 | 114 | 6.2516e-05 | 2703 | 68.7688 | 2099 | 0.0051135 | 2198 |  | 2747
3962 | POINT MORETTI 110112122 | 82931101 | POINT MORETTI 1101 | 12122 | FALSE | 12740.7086 | 10570.3766 | 63 | 0.00010779 | 1455 | 51.4668 | 2205 | 0.0051004 | 2199 | 0.03 | 2382
6972 | BRUNSWICK 1102940 | 152481102 | BRUNSWICK 1102 | 940 | FALSE | 5636.9672 | 1911.101 | 46 | 0.00018608 | 466 | 23.9825 | 2400 | 0.005067 | 2200 | 7.35 | 447
2994 | SHADY GLEN 110132726 | 152431101 | SHADY GLEN 1101 | 32726 | FALSE | 19770.2597 | 19581.5665 | 146 | 0.00014193 | 840 | 48.5752 | 2218 | 0.00506 | 2201 | 0.1 | 1475
5931 | EAST QUINCY 11012452 | 102551101 | EAST QUINCY 1101 | 2452 | TRUE | 11049.8485 | 228.5177 | 87 | 5.4568e-05 | 2931 | 79.1562 | 2053 | 0.0050248 | 2202 | 13.72 | 363
1799 | MORGAN HILL 2105XR578 | 83242105 | MORGAN HILL 2105 | XR578 | TRUE | 1108.6732 | 261.0602 | 12 | 5.1652e-05 | 3003 | 53.5212 | 2190 | 0.0050174 | 2203 | 0.02 | 2414
5416 | ANNAPOLIS 1101528344 | 42861101 | ANNAPOLIS 1101 | 528344 | FALSE | 43372.0838 | 43372.0838 | 171 | 9.687e-05 | 1717 | 60.4469 | 2152 | 0.0049999 | 2204 |  | 2950
7537 | LOS OSITOS 2102148504 | 182082102 | LOS OSITOS 2102 | 148504 | TRUE | 3218.0268 | 275.7602 | 14 | 6.4053e-05 | 2643 | 71.3988 | 2086 | 0.0049963 | 2205 |  | 3134
235 | KONOCTI 11022293 | 43311102 | KONOCTI 1102 | 2293 | FALSE | 2820.5709 | 2820.5709 | 21 | 6.9405e-05 | 2492 | 78.9038 | 2056 | 0.0049653 | 2206 | 0.04 | 2140
3072 | ANTLER 1101CB | 103271101 | ANTLER 1101 | CB | FALSE | 2574.4725 | 2574.4725 | 18 | 0.00018307 | 488 | 33.0833 | 2322 | 0.0049349 | 2207 | 0.05 | 1919
8410 | CAMP EVERS 210611533 | 83622106 | CAMP EVERS 2106 | 11533 | FALSE | 4249.6596 | 4249.6596 | 28 | 9.1401e-05 | 1863 | 58.6478 | 2164 | 0.0048855 | 2208 | 29.27 | 243
3050 | AUBERRY 1101R324 | 254151101 | AUBERRY 1101 | R324 | FALSE | 17238.3934 | 17238.3934 | 119 | 3.9517e-05 | 3277 | 112.2851 | 1904 | 0.0048731 | 2209 | 35.54 | 213
9906 | POINT MORETTI 110183716 | 82931101 | POINT MORETTI 1101 | 83716 | FALSE | 4275.4859 | 4027.3677 | 22 | 0.00011418 | 1318 | 54.1847 | 2187 | 0.0048588 | 2210 | 0.02 | 2436
5631 | PARADISE 1105878870 | 102831105 | PARADISE 1105 | 878870 | FALSE | 4057.446 | 4057.446 | 29 | 0.00048816 | 33 | 4.9842 | 2754 | 0.0048412 | 2211 |  | 2967
1901 | MOUNTAIN QUARRIES 21011184 | 152282101 | MOUNTAIN QUARRIES 2101 | 1184 | FALSE | 18935.6341 | 18820.6068 | 136 | 0.00016372 | 603 | 34.7864 | 2309 | 0.0048403 | 2212 | 54.38 | 107
4871 | BRUNSWICK 11052130 | 152481105 | BRUNSWICK 1105 | 2130 | FALSE | 23180.7639 | 23180.7639 | 163 | 5.7718e-05 | 2845 | 88.5821 | 2010 | 0.0048209 | 2213 | 63.53 | 81
10520 | CASTRO VALLEY 1110MR273 | 14091110 | CASTRO VALLEY 1110 | MR273 | FALSE | 1164.6083 | 1164.6083 | 13 | 7.8527e-05 | 2248 | 62.481 | 2140 | 0.0047919 | 2214 |  | 3564
9367 | REDBUD 110244119 | 43191102 | REDBUD 1102 | 44119 | TRUE | 4510.2451 | 512.7214 | 35 | 5.2979e-05 | 2968 | 87.4332 | 2013 | 0.0047623 | 2215 | 0.04 | 2190
1147 | STAFFORD 11011082 | 43201101 | STAFFORD 1101 | 1082 | FALSE | 4959.0869 | 2511.2326 | 36 | 3.822e-05 | 3296 | 64.7708 | 2123 | 0.0047619 | 2216 | 1.65 | 659
2516 | MIWUK 17028130 | 163661702 | MIWUK 1702 | 8130 | FALSE | 15961.1359 | 15961.1359 | 123 | 8.1184e-05 | 2179 | 72.5007 | 2080 | 0.0047602 | 2217 | 65.59 | 76
2340 | JESSUP 1102CB | 103441102 | JESSUP 1102 | CB | TRUE | 5810.1426 | 159.6823 | 47 | 0.00010848 | 1437 | 74.8868 | 2068 | 0.0047601 | 2218 | 0.03 | 2307
10932 | CALPELLA 1102127462 | 43411102 | CALPELLA 1102 | 127462 | TRUE | 205.3095 | 189.2737 | 2 | 0.00015962 | 647 | 47.5976 | 2225 | 0.0047158 | 2219 |  | 3622
9177 | MORAGA 1105829530 | 13801105 | MORAGA 1105 | 829530 | FALSE | 4171.4477 | 2687.7051 | 32 | 7.4329e-05 | 2348 | 92.7573 | 1991 | 0.0047024 | 2220 |  | 3320
1591 | SAN JOAQUIN #3 1101673480 | 252531101 | SAN JOAQUIN #3 1101 | 673480 | FALSE | 20487.8392 | 20487.8392 | 88 | 0.00010713 | 1470 | 66.7652 | 2110 | 0.0046984 | 2221 |  | 2733
7450 | WILLOW CREEK 1103CB | 192171103 | WILLOW CREEK 1103 | CB | FALSE | 6307.2067 | 6307.2067 | 54 | 0.00038312 | 73 | 17.6674 | 2486 | 0.0046671 | 2222 | 0.09 | 1518
3048 | LAURELES 1111432 | 182371111 | LAURELES 1111 | 432 | FALSE | 79373.0607 | 79373.0607 | 320 | 6.1723e-05 | 2728 | 74.7952 | 2069 | 0.0046501 | 2223 | 0.19 | 1170
9657 | PIT NO 5 1101CB | 101321101 | PIT NO 5 1101 | CB | FALSE | 1162.2395 | 1162.2395 | 10 | 0.00013488 | 929 | 47.6107 | 2224 | 0.0046279 | 2224 | 0.01 | 2572
2107 | MIRABEL 110238514 | 42091102 | MIRABEL 1102 | 38514 | FALSE | 17257.2473 | 17257.2473 | 102 | 0.00021556 | 338 | 24.5363 | 2394 | 0.0046099 | 2225 | 0.75 | 788
4382 | WOODSIDE 11011922 | 24251101 | WOODSIDE 1101 | 1922 | FALSE | 7694.4261 | 7391.7604 | 70 | 0.00019092 | 438 | 30.2755 | 2341 | 0.004588 | 2226 | 17.29 | 334
4539 | LOS GATOS 110760118 | 82021107 | LOS GATOS 1107 | 60118 | FALSE | 44902.9478 | 44902.9478 | 323 | 0.00017204 | 550 | 26.0465 | 2376 | 0.0045775 | 2227 | 45.32 | 149
8332 | VINEYARD 2108MR172 | 14502108 | VINEYARD 2108 | MR172 | TRUE | 1779.1253 | 856.8002 | 26 | 6.2738e-05 | 2692 | 64.6297 | 2125 | 0.0045679 | 2228 | 27.77 | 256
4690 | CORRAL 1103681991 | 162991103 | CORRAL 1103 | 681991 | FALSE | 6056.3505 | 2212.0344 | 50 | 6.8561e-05 | 2521 | 61.126 | 2147 | 0.0045171 | 2229 |  | 2909
10188 | BOLINAS 11011232 | 42261101 | BOLINAS 1101 | 1232 | FALSE | 3935.7724 | 3637.3088 | 22 | 9.124e-05 | 1868 | 55.6272 | 2178 | 0.0045024 | 2230 | 3.14 | 560
4590 | REDBUD 11021212 | 43191102 | REDBUD 1102 | 1212 | TRUE | 6586.9975 | 0 | 62 | 4.464e-05 | 3173 | 87.4084 | 2014 | 0.0044984 | 2231 | 0.42 | 928
6700 | TIVY VALLEY 1107CB | 252941107 | TIVY VALLEY 1107 | CB | TRUE | 35309.4801 | 290.0531 | 155 | 3.607e-05 | 3336 | 256.8183 | 1529 | 0.0044835 | 2232 |  | 3056
7824 | CAYUCOS 1102317156 | 182551102 | CAYUCOS 1102 | 317156 | FALSE | 18303.2443 | 3816.311 | 67 | 5.1745e-05 | 3000 | 86.4803 | 2018 | 0.0044039 | 2233 |  | 3166
9117 | WEST POINT 11021535 | 163201102 | WEST POINT 1102 | 1535 | FALSE | 4933.5895 | 4933.5895 | 30 | 6.0964e-05 | 2749 | 63.4215 | 2132 | 0.0043786 | 2234 | 52.41 | 112
1000 | MORGAN HILL 2111CB | 83242111 | MORGAN HILL 2111 | CB | TRUE | 3629.5545 | 353.0082 | 38 | 5.0792e-05 | 3020 | 63.168 | 2135 | 0.0043636 | 2235 | 0.22 | 1127
9339 | LAKEWOOD 2109432198 FM | 13532109 | LAKEWOOD 2109 | 432198 FM | TRUE | 3829.098 | 907.0096 | 31 | 7.0176e-05 | 2467 | 53.7914 | 2188 | 0.004363 | 2236 |  | 3344
420 | ARCATA 11225384 | 192021122 | ARCATA 1122 | 5384 | FALSE | 28128.0957 | 25050.2712 | 202 | 0.0002103 | 356 | 21.9397 | 2426 | 0.0043604 | 2237 | 0.18 | 1214
268 | MIRABEL 1102332 | 42091102 | MIRABEL 1102 | 332 | FALSE | 9174.8238 | 9174.8238 | 67 | 0.00022781 | 292 | 15.3212 | 2526 | 0.0043573 | 2238 | 30.76 | 235
6281 | MONTE RIO 11131989 | 42811113 | MONTE RIO 1113 | 1989 | FALSE | 1195.1936 | 1195.1936 | 9 | 0.00014388 | 816 | 55.5275 | 2179 | 0.0043487 | 2239 | 44.54 | 158
11081 | OAKHURST 110310723 | 254421103 | OAKHURST 1103 | 10723 | TRUE | 6.3415 | 6.3415 | 1 | 9.0549e-05 | 1895 | 47.5921 | 2226 | 0.0043094 | 2240 | 48.3 | 130
8151 | SILVERADO 2105309298 | 43432105 | SILVERADO 2105 | 309298 | FALSE | 3091.9426 | 1768.6422 | 23 | 9.5445e-05 | 1744 | 39.3183 | 2281 | 0.0043094 | 2241 |  | 3197
4858 | GUALALA 111223444 | 42841112 | GUALALA 1112 | 23444 | FALSE | 23380.6907 | 23380.6907 | 135 | 0.00010219 | 1599 | 47.2338 | 2229 | 0.0042666 | 2242 | 0.12 | 1396
2658 | CAMP EVERS 210660124 | 83622106 | CAMP EVERS 2106 | 60124 | FALSE | 36140.2282 | 36140.2282 | 267 | 0.00016531 | 587 | 37.1047 | 2296 | 0.0042657 | 2243 | 77.48 | 53
7144 | BELLEVUE 1102392 | 43181102 | BELLEVUE 1102 | 392 | TRUE | 10922.1116 | 404.9115 | 68 | 9.4205e-05 | 1789 | 58.5408 | 2165 | 0.0042431 | 2244 | 0.28 | 1035
5164 | MORAGA 1104N532R | 13801104 | MORAGA 1104 | N532R | FALSE | 7429.2796 | 5942.762 | 65 | 9.0315e-05 | 1903 | 44.8885 | 2247 | 0.004228 | 2245 | 0.09 | 1560
9096 | BIG BASIN 11022253 | 82841102 | BIG BASIN 1102 | 2253 | FALSE | 2335.3363 | 2335.3363 | 12 | 0.00020821 | 370 | 19.8765 | 2451 | 0.0041981 | 2246 | 0.17 | 1238
4580 | WEST POINT 11021341 | 163201102 | WEST POINT 1102 | 1341 | FALSE | 15927.2159 | 15927.2159 | 87 | 5.9226e-05 | 2799 | 79.2605 | 2052 | 0.0041901 | 2247 | 0.52 | 886
2630 | MC ARTHUR 110153120 | 103491101 | MC ARTHUR 1101 | 53120 | TRUE | 12732.032 | 173.1766 | 92 | 2.9816e-05 | 3429 | 159.0093 | 1750 | 0.004183 | 2248 |  | 2793
9114 | LAS GALLINAS A 1105CB | 42991105 | LAS GALLINAS A 1105 | CB | TRUE | 3345.6946 | 710.3038 | 26 | 0.00011363 | 1329 | 21.0918 | 2434 | 0.0041416 | 2249 | 0.02 | 2541
2500 | EL DORADO PH 2101CB | 152762101 | EL DORADO PH 2101 | CB | FALSE | 11999.4505 | 11999.4505 | 74 | 0.00013448 | 935 | 29.3004 | 2350 | 0.0041406 | 2250 | 69.29 | 70
2083 | ALTO 11201214 | 42031120 | ALTO 1120 | 1214 | FALSE | 7293.1721 | 5549.8668 | 45 | 4.7944e-05 | 3095 | 64.0131 | 2129 | 0.004132 | 2251 | 0.05 | 2016
1240 | EL DORADO PH 210126000 | 152762101 | EL DORADO PH 2101 | 26000 | FALSE | 55311.5705 | 55311.5705 | 339 | 0.00010511 | 1521 | 49.7196 | 2212 | 0.0041222 | 2252 | 73.15 | 63
2830 | MENLO 11029110 | 24131102 | MENLO 1102 | 9110 | FALSE | 15217.7544 | 1491.4373 | 138 | 0.00014546 | 798 | 26.6167 | 2370 | 0.0040502 | 2253 | 0.04 | 2097
8665 | BRUNSWICK 111094368 | 152481110 | BRUNSWICK 1110 | 94368 | TRUE | 768.9303 | 596.3821 | 9 | 0.00048312 | 36 | 49.2875 | 2214 | 0.0040353 | 2254 | 0.02 | 2527
2181 | MERCED FALLS 110222774 | 252811102 | MERCED FALLS 1102 | 22774 | FALSE | 5970.2453 | 1624.1247 | 27 | 3.9002e-05 | 3287 | 127.212 | 1851 | 0.0040151 | 2255 | 0.01 | 2610
2725 | BIG BASIN 110212124 | 82841102 | BIG BASIN 1102 | 12124 | FALSE | 7217.2962 | 7217.2962 | 59 | 0.000304 | 126 | 21.0181 | 2436 | 0.0040119 | 2256 | 0.28 | 1041
1448 | PARADISE 1103CB | 102831103 | PARADISE 1103 | CB | FALSE | 5575.8129 | 2217.6155 | 61 | 0.0006536 | 11 | 4.7351 | 2763 | 0.0039747 | 2257 | 15.11 | 350
3467 | WEIMAR 11012740 | 152491101 | WEIMAR 1101 | 2740 | FALSE | 30939.0056 | 30939.0056 | 235 | 0.00018236 | 494 | 38.193 | 2288 | 0.003969 | 2258 | 0.14 | 1313
497 | AUBURN 1101173014 | 152161101 | AUBURN 1101 | 173014 | FALSE | 5456.0353 | 5290.5313 | 43 | 0.00018414 | 479 | 19.9675 | 2449 | 0.0039357 | 2259 |  | 2680
7194 | WEST POINT 1101L373 | 163201101 | WEST POINT 1101 | L373 | FALSE | 11899.5211 | 11899.5211 | 93 | 5.9702e-05 | 2784 | 62.944 | 2136 | 0.0039044 | 2260 | 72.86 | 65
6474 | STAFFORD 11021048 | 43201102 | STAFFORD 1102 | 1048 | FALSE | 8484.8832 | 8484.8832 | 72 | 0.00016147 | 626 | 26.1474 | 2375 | 0.0039018 | 2261 | 0.13 | 1345
4378 | RESERVATION ROAD 110222136 | 182731102 | RESERVATION ROAD 1102 | 22136 | FALSE | 8542.0356 | 2842.9957 | 59 | 4.541e-05 | 3155 | 51.6014 | 2204 | 0.0038829 | 2262 | 0.01 | 2587
7747 | ANITA 1106552724 | 102841106 | ANITA 1106 | 552724 | FALSE | 23613.9534 | 2363.8176 | 77 | 7.2387e-05 | 2405 | 63.51 | 2130 | 0.0038689 | 2263 |  | 3158
6189 | PLACER 1101106534 | 152461101 | PLACER 1101 | 106534 | FALSE | 4199.7803 | 1949.2483 | 38 | 0.00024793 | 223 | 15.6992 | 2522 | 0.0038425 | 2264 |  | 3012
8134 | MORAGA 110518396 | 13801105 | MORAGA 1105 | 18396 | TRUE | 1851.7327 | 293.2889 | 16 | 3.5702e-05 | 3339 | 53.4957 | 2191 | 0.0038298 | 2265 | 4.8 | 506
2828 | PANORAMA 11019092 | 103461101 | PANORAMA 1101 | 9092 | TRUE | 15725.9351 | 255.1238 | 113 | 0.0001025 | 1589 | 29.6083 | 2349 | 0.0038237 | 2266 | 1.99 | 627
1451 | MIWUK 1701953336 | 163661701 | MIWUK 1701 | 953336 | FALSE | 19079.6136 | 19079.6136 | 132 | 9.944e-05 | 1658 | 31.4057 | 2336 | 0.0038168 | 2267 |  | 2724
8189 | CAMP EVERS 210660120 | 83622106 | CAMP EVERS 2106 | 60120 | FALSE | 6993.663 | 6993.663 | 42 | 0.0001694 | 567 | 23.8386 | 2403 | 0.0038109 | 2268 | 27.45 | 257
3086 | PANOCHE 11034016 | 253671103 | PANOCHE 1103 | 4016 | FALSE | 20664.9565 | 3776.8409 | 59 | 4.6142e-05 | 3134 | 98.5723 | 1963 | 0.0038045 | 2269 | 0.01 | 2621
3744 | FORESTHILL 110150486 | 152181101 | FORESTHILL 1101 | 50486 | FALSE | 18786.575 | 18786.575 | 163 | 0.00010932 | 1425 | 43.079 | 2261 | 0.0037623 | 2270 | 86.95 | 38
1371 | PINE GROVE 11021222 | 163751102 | PINE GROVE 1102 | 1222 | FALSE | 27771.0153 | 27771.0153 | 218 | 0.0001881 | 453 | 22.6532 | 2414 | 0.0037571 | 2271 | 105.89 | 18
2904 | MONTE RIO 111153477 | 42811111 | MONTE RIO 1111 | 53477 | FALSE | 3295.7871 | 3295.7871 | 21 | 0.00016065 | 635 | 22.7228 | 2413 | 0.0037529 | 2272 | 34.99 | 215
4467 | RINCON 1102CB | 43321102 | RINCON 1102 | CB | FALSE | 5699.8132 | 4772.4685 | 49 | 0.00014009 | 868 | 39.048 | 2283 | 0.0037209 | 2273 | 0.11 | 1423
4949 | BRENTWOOD 210598606 | 14592105 | BRENTWOOD 2105 | 98606 | TRUE | 13179.7667 | 138.4782 | 88 | 8.8531e-05 | 1972 | 91.908 | 1993 | 0.0037138 | 2274 |  | 2931
8946 | MIRABEL 110213597 | 42091102 | MIRABEL 1102 | 13597 | TRUE | 751.816 | 751.816 | 6 | 0.00014116 | 850 | 23.8355 | 2404 | 0.0037122 | 2275 | 8.42 | 427
3893 | FAIRVIEW 2207P304 | 13432207 | FAIRVIEW 2207 | P304 | FALSE | 9851.3779 | 8440.4652 | 47 | 9.3563e-05 | 1809 | 31.6902 | 2333 | 0.0037077 | 2276 | 0.09 | 1556
7178 | BURNEY 11019042 | 103311101 | BURNEY 1101 | 9042 | FALSE | 5080.7921 | 5080.7921 | 31 | 4.1887e-05 | 3227 | 82.8476 | 2036 | 0.0036996 | 2277 | 0.11 | 1447
8790 | MONTICELLO 110152910 | 43051101 | MONTICELLO 1101 | 52910 | FALSE | 5038.2048 | 3510.8305 | 41 | 5.3924e-05 | 2944 | 73.7782 | 2074 | 0.0036877 | 2278 | 0.81 | 773
8586 | WEST POINT 1102L3733 | 163201102 | WEST POINT 1102 | L3733 | FALSE | 2820.1267 | 2820.1267 | 22 | 6.6103e-05 | 2585 | 57.3124 | 2169 | 0.0036798 | 2279 | 42.03 | 171
2143 | VOLTA 11029742 | 102541102 | VOLTA 1102 | 9742 | FALSE | 14685.6636 | 14685.6636 | 120 | 4.1561e-05 | 3232 | 86.0041 | 2023 | 0.0036718 | 2280 | 37.7 | 200
8195 | SAUSALITO 11021268 | 42491102 | SAUSALITO 1102 | 1268 | FALSE | 7937.7862 | 7937.7862 | 46 | 4.2343e-05 | 3219 | 82.2871 | 2039 | 0.0036642 | 2281 | 0.09 | 1520
200 | PETALUMA C 1109270 | 42631109 | PETALUMA C 1109 | 270 | FALSE | 12312.4188 | 3397.4138 | 101 | 2.7315e-05 | 3467 | 46.9819 | 2234 | 0.0036568 | 2282 | 0.04 | 2120
9326 | COARSEGOLD 2102383092 | 254432102 | COARSEGOLD 2102 | 383092 | TRUE | 613.1926 | 613.1926 | 5 | 0.00016062 | 636 | 14.3241 | 2544 | 0.0036345 | 2283 | 0.2 | 1163
10306 | SOLEDAD 1114413916 | 182051114 | SOLEDAD 1114 | 413916 | FALSE | 6367.8068 | 2275.8898 | 24 | 2.8421e-05 | 3448 | 60.5803 | 2151 | 0.0036248 | 2284 |  | 3529
6836 | LLAGAS 2106338878 | 83182106 | LLAGAS 2106 | 338878 | FALSE | 7522.3054 | 3300.0012 | 23 | 6.6373e-05 | 2579 | 72.1128 | 2083 | 0.0036203 | 2285 |  | 3067
685 | MONTE RIO 1113524 | 42811113 | MONTE RIO 1113 | 524 | FALSE | 10078.6837 | 10078.6837 | 76 | 0.00026116 | 193 | 18.5187 | 2467 | 0.0036171 | 2286 | 109.05 | 15
3555 | DUNBAR 1103CB | 43071103 | DUNBAR 1103 | CB | FALSE | 19272.7585 | 4335.2228 | 149 | 0.00011557 | 1285 | 29.7426 | 2348 | 0.0036086 | 2287 | 1.01 | 729
6157 | IGNACIO 11041290 | 42481104 | IGNACIO 1104 | 1290 | FALSE | 20913.8819 | 6586.7468 | 126 | 8.6173e-05 | 2030 | 27.953 | 2362 | 0.0035797 | 2288 | 0.02 | 2529
1177 | ORO FINO 1101CB | 103031101 | ORO FINO 1101 | CB | FALSE | 35929.6836 | 35929.6836 | 271 | 0.00017817 | 517 | 43.307 | 2257 | 0.0035789 | 2289 | 173.81 | 3
3178 | PENNGROVE 1101461338 | 43471101 | PENNGROVE 1101 | 461338 | FALSE | 2872.7742 | 2872.7742 | 24 | 9.4013e-05 | 1793 | 40.8144 | 2273 | 0.0035591 | 2290 |  | 2814
3360 | GRASS VALLEY 1101CB | 152031101 | GRASS VALLEY 1101 | CB | FALSE | 3780.8041 | 1415.7705 | 32 | 0.00022566 | 302 | 20.6051 | 2441 | 0.0035509 | 2291 | 2.79 | 582
10815 | HICKS 2101949522 | 83432101 | HICKS 2101 | 949522 | TRUE | 726.8328 | 708.2171 | 2 | 0.00014682 | 775 | 72.2883 | 2082 | 0.0035464 | 2292 |  | 3609
6548 | WEST POINT 110113444 | 163201101 | WEST POINT 1101 | 13444 | FALSE | 27386.8447 | 27386.8447 | 221 | 7.9645e-05 | 2218 | 41.9022 | 2268 | 0.0035258 | 2293 | 73.64 | 59
2950 | HICKS 2101XR162 | 83432101 | HICKS 2101 | XR162 | TRUE | 14645.8548 | 989.1765 | 122 | 5.6508e-05 | 2874 | 50.8473 | 2208 | 0.0035232 | 2294 | 0.05 | 1985
9560 | VINEYARD 2107246084 | 14502107 | VINEYARD 2107 | 246084 | TRUE | 830.435 | 385.2443 | 7 | 7.141e-05 | 2435 | 49.9181 | 2211 | 0.0035033 | 2295 |  | 3377
3073 | CAMP EVERS 210510728 | 83622105 | CAMP EVERS 2105 | 10728 | FALSE | 16852.1183 | 16852.1183 | 134 | 0.00034915 | 91 | 6.6304 | 2693 | 0.0034865 | 2296 | 1.09 | 717
7203 | BRUNSWICK 110663124 | 152481106 | BRUNSWICK 1106 | 63124 | FALSE | 9481.8427 | 9481.8427 | 65 | 0.00021667 | 333 | 31.8764 | 2329 | 0.0034764 | 2297 | 31.64 | 228
7594 | SHINGLE SPRINGS 2108CB | 153652108 | SHINGLE SPRINGS 2108 | CB | FALSE | 2376.1029 | 2376.1029 | 18 | 0.00021932 | 326 | 147.9963 | 1784 | 0.0034725 | 2298 | 0.24 | 1098
180 | HIGGINS 11041374 | 152691104 | HIGGINS 1104 | 1374 | FALSE | 13460.5941 | 12470.1527 | 117 | 0.0001756 | 523 | 21.2592 | 2433 | 0.0034694 | 2299 | 0.12 | 1408
8764 | TRES PINOS 1111203126 | 183221111 | TRES PINOS 1111 | 203126 | TRUE | 10848.7001 | 107.4611 | 58 | 6.8097e-05 | 2533 | 54.2531 | 2186 | 0.0034419 | 2300 |  | 3261
6133 | SALT SPRINGS 210237300 | 163692102 | SALT SPRINGS 2102 | 37300 | FALSE | 11208.5924 | 11208.5924 | 41 | 9.1788e-05 | 1851 | 39.4946 | 2278 | 0.0034152 | 2301 | 37.82 | 198
8353 | VOLTA 110254932 | 102541102 | VOLTA 1102 | 54932 | FALSE | 7042.6654 | 7042.6654 | 46 | 5.4607e-05 | 2930 | 80.6481 | 2045 | 0.0034144 | 2302 | 25.23 | 272
1504 | HUMBOLDT BAY 1102741980 | 192341102 | HUMBOLDT BAY 1102 | 741980 | FALSE | 15211.0337 | 9241.1429 | 81 | 0.00018104 | 504 | 20.6165 | 2440 | 0.0034064 | 2303 |  | 2729
341 | COTATI 1102464 | 42271102 | COTATI 1102 | 464 | FALSE | 13038.4156 | 3443.5911 | 103 | 8.8656e-05 | 1965 | 37.0346 | 2297 | 0.0034005 | 2304 | 0.04 | 2168
1877 | FORT BRAGG A 110231304 | 42761102 | FORT BRAGG A 1102 | 31304 | FALSE | 34880.3162 | 34880.3162 | 119 | 0.00010968 | 1417 | 25.8228 | 2381 | 0.0033857 | 2305 | 0.23 | 1121
9731 | FITCH MOUNTAIN 1111792628 | 42751111 | FITCH MOUNTAIN 1111 | 792628 | TRUE | 1482.8091 | 365.6177 | 13 | 7.1975e-05 | 2420 | 145.9054 | 1789 | 0.0033779 | 2306 |  | 3408
10338 | FRANKLIN 1104P146 | 13921104 | FRANKLIN 1104 | P146 | FALSE | 5911.5651 | 5843.5425 | 36 | 0.00010288 | 1572 | 24.7391 | 2392 | 0.0033674 | 2307 | 0.05 | 1925
11025 | CALPINE 1144304 | 48011144 | CALPINE 1144 | 304 | TRUE | 74.6067 | 74.6067 | 2 | 0.00013842 | 890 | 24.2406 | 2399 | 0.0033555 | 2308 | 0.18 | 1213
7073 | RINCON 1101663641 | 43321101 | RINCON 1101 | 663641 | FALSE | 1909.334 | 1173.5613 | 13 | 0.00014217 | 836 | 35.4244 | 2307 | 0.0033545 | 2309 |  | 3093
37 | CURTIS 17019230 | 163351701 | CURTIS 1701 | 9230 | FALSE | 5065.9524 | 4064.6381 | 41 | 0.00012174 | 1152 | 32.1288 | 2327 | 0.0033425 | 2310 | 0.04 | 2191
7129 | GANSNER 1101336664 | 103021101 | GANSNER 1101 | 336664 | FALSE | 2515.571 | 1158.7417 | 16 | 6.759e-05 | 2546 | 46.5783 | 2238 | 0.0033324 | 2311 |  | 3098
6003 | CALPELLA 1102477890 | 43411102 | CALPELLA 1102 | 477890 | FALSE | 4846.0499 | 1726.9794 | 35 | 9.2097e-05 | 1839 | 48.2183 | 2219 | 0.0033264 | 2312 |  | 2995
6936 | LAMONT 11024222 | 253911102 | LAMONT 1102 | 4222 | FALSE | 26146.3036 | 4245.3884 | 87 | 3.1604e-05 | 3407 | 230.387 | 1585 | 0.0033258 | 2313 | 0.02 | 2510
1031 | VOLTA 110253130 | 102541102 | VOLTA 1102 | 53130 | FALSE | 22213.2961 | 22213.2961 | 168 | 4.8271e-05 | 3088 | 94.8297 | 1982 | 0.0033207 | 2314 | 57.28 | 97
729 | RADUM 1105806392 | 13151105 | RADUM 1105 | 806392 | FALSE | 8744.0051 | 5446.9277 | 79 | 6.382e-05 | 2652 | 38.9119 | 2286 | 0.0033155 | 2315 |  | 2691
6737 | POINT ARENA 1101476 | 43381101 | POINT ARENA 1101 | 476 | FALSE | 24463.8896 | 4825.127 | 97 | 4.5962e-05 | 3139 | 73.5453 | 2078 | 0.0032902 | 2316 | 0.02 | 2460
9971 | LOS OSITOS 2103258688 | 182082103 | LOS OSITOS 2103 | 258688 | FALSE | 5700.7117 | 1727.2951 | 17 | 1.3021e-05 | 3601 | 51.8497 | 2202 | 0.0032882 | 2317 |  | 3463
2467 | HARRIS 1109183860 | 192431109 | HARRIS 1109 | 183860 | FALSE | 12288.1398 | 7942.1796 | 92 | 0.00018091 | 505 | 20.123 | 2446 | 0.0032843 | 2318 |  | 2779
3741 | PINE GROVE 110152088 | 163751101 | PINE GROVE 1101 | 52088 | FALSE | 3986.2342 | 3986.2342 | 28 | 0.00019225 | 433 | 17.8963 | 2482 | 0.0032783 | 2319 | 0.06 | 1856
8487 | PIT NO 3 21011482 | 103732101 | PIT NO 3 2101 | 1482 | FALSE | 19365.2645 | 19365.2645 | 43 | 0.0001494 | 744 | 53.6934 | 2189 | 0.0032735 | 2320 | 0.01 | 2603
9213 | GREEN VALLEY 210197574 | 83192101 | GREEN VALLEY 2101 | 97574 | FALSE | 8779.1351 | 5743.5714 | 60 | 8.4627e-05 | 2073 | 42.7148 | 2264 | 0.0032547 | 2321 |  | 3327
6945 | CHOLAME 2102X06 | 182562102 | CHOLAME 2102 | X06 | TRUE | 20798.4951 | 651.9578 | 40 | 5.1105e-05 | 3012 | 121.2254 | 1866 | 0.0032533 | 2322 | 0.03 | 2295
1559 | PAUL SWEET 21065178 | 83252106 | PAUL SWEET 2106 | 5178 | FALSE | 11550.9267 | 11550.9267 | 84 | 0.0001826 | 491 | 17.8913 | 2483 | 0.0032408 | 2323 | 0.58 | 856
8048 | DEL MONTE 21042762 | 182222104 | DEL MONTE 2104 | 2762 | FALSE | 17774.3074 | 15060.1277 | 138 | 9.1063e-05 | 1879 | 28.3252 | 2356 | 0.0032245 | 2324 | 0.08 | 1622
394 | WOODSIDE 11049032 | 24251104 | WOODSIDE 1104 | 9032 | FALSE | 7741.5059 | 3452.7748 | 72 | 0.00021411 | 342 | 20.493 | 2443 | 0.0032245 | 2325 | 0.08 | 1581
3140 | BAYWOOD 1101CB | 182801101 | BAYWOOD 1101 | CB | FALSE | 46476.8109 | 7426.5465 | 214 | 5.8116e-05 | 2833 | 45.5892 | 2241 | 0.003207 | 2326 | 0.02 | 2421
197 | BRUNSWICK 1105733408 | 152481105 | BRUNSWICK 1105 | 733408 | FALSE | 5546.1563 | 5546.1563 | 45 | 0.00017527 | 527 | 18.0229 | 2479 | 0.0032065 | 2327 |  | 2660
1600 | RINCON 1104786782 | 43321104 | RINCON 1104 | 786782 | FALSE | 5173.0207 | 3549.2326 | 46 | 0.00014664 | 779 | 8.3437 | 2661 | 0.0032053 | 2328 |  | 2734
7931 | PIT NO 5 11011658 | 101321101 | PIT NO 5 1101 | 1658 | FALSE | 7306.3402 | 7306.3402 | 25 | 0.0001398 | 870 | 46.6629 | 2236 | 0.0031839 | 2329 | 0.02 | 2471
4023 | DUNLAP 11037080 | 254061103 | DUNLAP 1103 | 7080 | FALSE | 17026.2434 | 17026.2434 | 67 | 5.6266e-05 | 2881 | 33.4031 | 2317 | 0.0031698 | 2330 | 0 | 2646
7290 | ARCATA 1121716954 | 192021121 | ARCATA 1121 | 716954 | FALSE | 18261.1322 | 11115.6995 | 97 | 0.00020479 | 383 | 15.7424 | 2521 | 0.0031691 | 2331 |  | 3112
8705 | CARLOTTA 112144150 | 192291121 | CARLOTTA 1121 | 44150 | FALSE | 5746.8082 | 5746.8082 | 13 | 9.8025e-05 | 1689 | 54.8965 | 2182 | 0.0031685 | 2332 | 0 | 2641
5063 | WOODSIDE 11043583 | 24251104 | WOODSIDE 1104 | 3583 | FALSE | 4565.0094 | 4565.0094 | 38 | 0.00013592 | 920 | 25.7125 | 2385 | 0.0031615 | 2333 | 0.78 | 781
8125 | PINE GROVE 1101CB | 163751101 | PINE GROVE 1101 | CB | FALSE | 6922.9717 | 6922.9717 | 57 | 0.00036472 | 81 | 15.0767 | 2531 | 0.0031502 | 2334 | 10.19 | 401
6730 | CAMP EVERS 210637210 | 83622106 | CAMP EVERS 2106 | 37210 | FALSE | 9746.716 | 9746.716 | 65 | 0.00021978 | 324 | 16.5241 | 2509 | 0.0031442 | 2335 | 0.45 | 916
82 | SNEATH LANE 1107CB | 22721107 | SNEATH LANE 1107 | CB | FALSE | 6249.0561 | 1615.0564 | 45 | 3.6368e-05 | 3327 | 61.4823 | 2144 | 0.003121 | 2336 | 0.03 | 2317
1487 | STAFFORD 11021258 | 43201102 | STAFFORD 1102 | 1258 | TRUE | 7855.298 | 501.9247 | 65 | 3.9619e-05 | 3275 | 27.811 | 2365 | 0.0031184 | 2337 |  | 2726
201 | RESERVATION ROAD 1101CB | 182731101 | RESERVATION ROAD 1101 | CB | FALSE | 15128.6127 | 8212.888 | 106 | 2.9958e-05 | 3427 | 117.1254 | 1887 | 0.0031059 | 2338 | 0.03 | 2246
9832 | WILLOW CREEK 1101CB | 192171101 | WILLOW CREEK 1101 | CB | TRUE | 460.8364 | 460.8364 | 6 | 0.00063458 | 14 | 4.0266 | 2776 | 0.0031037 | 2339 | 7.35 | 448
22 | PARADISE 1104457900 | 102831104 | PARADISE 1104 | 457900 | FALSE | 26252.3118 | 19380.7293 | 208 | 0.00047135 | 40 | 18.1285 | 2474 | 0.0030985 | 2340 |  | 2650
7703 | SILVERADO 21051306 | 43432105 | SILVERADO 2105 | 1306 | TRUE | 6582.7615 | 393.5916 | 55 | 0.00018261 | 490 | 20.3553 | 2444 | 0.0030939 | 2341 | 9.44 | 409
8415 | BIG MEADOWS 21012476 | 102812101 | BIG MEADOWS 2101 | 2476 | FALSE | 14000.8931 | 13050.7122 | 75 | 7.3608e-05 | 2378 | 31.4311 | 2335 | 0.0030704 | 2342 | 0.03 | 2379
2480 | REDBUD 1101CB | 43191101 | REDBUD 1101 | CB | FALSE | 11764.5735 | 5407.5285 | 91 | 5.0448e-05 | 3027 | 32.7091 | 2324 | 0.0030523 | 2343 | 0.09 | 1557
10178 | MAPLE CREEK 1101555034 | 192101101 | MAPLE CREEK 1101 | 555034 | FALSE | 4077.2208 | 2404.9179 | 8 | 0.00031076 | 117 | 13.913 | 2553 | 0.0030461 | 2344 |  | 3508
1443 | MENLO 11028952 | 24131102 | MENLO 1102 | 8952 | FALSE | 10739.4056 | 10739.4056 | 82 | 0.0001072 | 1467 | 39.4973 | 2277 | 0.0030386 | 2345 | 9.23 | 411
5316 | PAUL SWEET 210610424 | 83252106 | PAUL SWEET 2106 | 10424 | FALSE | 11629.4934 | 9151.9906 | 87 | 0.00013475 | 931 | 22.367 | 2420 | 0.0030267 | 2346 | 0.25 | 1072
2267 | ELK 11011298 | 42981101 | ELK 1101 | 1298 | FALSE | 25951.4505 | 19969.5788 | 119 | 7.3623e-05 | 2376 | 48.6421 | 2217 | 0.0030233 | 2347 | 0.03 | 2376
6724 | CURTIS 17039210 | 163351703 | CURTIS 1703 | 9210 | FALSE | 36192.6146 | 36192.6146 | 124 | 4.5003e-05 | 3160 | 67.0376 | 2108 | 0.0030209 | 2348 | 0.31 | 1004
3063 | ELECTRA 1101L1697 | 162161101 | ELECTRA 1101 | L1697 | FALSE | 9283.5435 | 9283.5435 | 70 | 8.7849e-05 | 1988 | 45.9015 | 2240 | 0.0030208 | 2349 | 2.74 | 585
8682 | CLARKSVILLE 210951744 | 153612109 | CLARKSVILLE 2109 | 51744 | FALSE | 2867.8226 | 2099.9047 | 25 | 0.00013923 | 883 | 25.8185 | 2382 | 0.0030149 | 2350 | 0.2 | 1162
6410 | SILVERADO 2105616 | 43432105 | SILVERADO 2105 | 616 | TRUE | 12968.0682 | 798.8754 | 103 | 0.00011091 | 1393 | 20.2831 | 2445 | 0.0030112 | 2351 | 0.3 | 1020
2231 | HICKS 2103LB50 | 83432103 | HICKS 2103 | LB50 | FALSE | 18304.0568 | 18130.2581 | 65 | 0.00012813 | 1046 | 26.2606 | 2373 | 0.0029902 | 2352 | 0.21 | 1142
1742 | MIWUK 1701CB | 163661701 | MIWUK 1701 | CB | FALSE | 26145.2982 | 26145.2982 | 187 | 8.1435e-05 | 2170 | 64.1413 | 2128 | 0.0029901 | 2353 | 197.3 | 2
4916 | SARATOGA 1107167792 | 83371107 | SARATOGA 1107 | 167792 | FALSE | 7540.5809 | 7540.5809 | 48 | 0.00016417 | 599 | 22.3539 | 2421 | 0.0029842 | 2354 | 27.41 | 258
55 | CURTIS 170234426 | 163351702 | CURTIS 1702 | 34426 | FALSE | 11062.821 | 7591.2944 | 81 | 0.0001041 | 1549 | 18.642 | 2465 | 0.0029697 | 2355 | 0.2 | 1161
4236 | LOS GATOS 1106LA64 | 82021106 | LOS GATOS 1106 | LA64 | FALSE | 20425.5788 | 20425.5788 | 152 | 0.00024137 | 243 | 12.4217 | 2580 | 0.0029684 | 2356 | 0.94 | 741
6476 | PAUL SWEET 21068091 | 83252106 | PAUL SWEET 2106 | 8091 | FALSE | 9678.478 | 9678.478 | 69 | 0.00018296 | 489 | 17.2834 | 2497 | 0.0029648 | 2357 | 0.38 | 961
7197 | BIG BASIN 110212758 | 82841102 | BIG BASIN 1102 | 12758 | FALSE | 9624.9945 | 9624.9945 | 70 | 0.00033735 | 98 | 10.9337 | 2611 | 0.002947 | 2358 | 6.96 | 456
2069 | BIG BASIN 11025066 | 82841102 | BIG BASIN 1102 | 5066 | FALSE | 22120.764 | 22120.764 | 121 | 0.00018064 | 508 | 16.1765 | 2514 | 0.0029066 | 2359 | 0.48 | 902
8715 | OLEMA 1101602 | 42291101 | OLEMA 1101 | 602 | FALSE | 38446.6728 | 26032.3379 | 115 | 5.7752e-05 | 2842 | 48.2008 | 2220 | 0.0028981 | 2360 | 0.08 | 1633
5548 | ANTLER 11011384 | 103271101 | ANTLER 1101 | 1384 | FALSE | 14709.9253 | 14709.9253 | 106 | 0.00030207 | 128 | 17.1106 | 2502 | 0.0028857 | 2361 | 0.08 | 1664
2497 | ROB ROY 210410714 | 83692104 | ROB ROY 2104 | 10714 | FALSE | 31415.1888 | 22795.5157 | 212 | 8.9964e-05 | 1915 | 34.8828 | 2308 | 0.002884 | 2362 | 0.2 | 1158
2343 | OCEANO 1104CB | 182601104 | OCEANO 1104 | CB | FALSE | 17856.3948 | 7352.5883 | 146 | 2.5847e-05 | 3489 | 57.0849 | 2170 | 0.0028615 | 2363 | 0.1 | 1489
7790 | SANTA ROSA A 1111147198 | 42151111 | SANTA ROSA A 1111 | 147198 | FALSE | 3096.6231 | 2173.9439 | 24 | 0.00013298 | 958 | 27.8556 | 2363 | 0.0028527 | 2364 |  | 3161
5803 | BEN LOMOND 04015206 | 83040401 | BEN LOMOND 0401 | 5206 | FALSE | 11520.3774 | 11520.3774 | 78 | 0.00028525 | 147 | 13.4764 | 2563 | 0.0028387 | 2365 | 16.08 | 342
6276 | MONTE RIO 1113202 | 42811113 | MONTE RIO 1113 | 202 | FALSE | 8481.1425 | 8481.1425 | 55 | 0.00023689 | 257 | 9.574 | 2632 | 0.0028293 | 2366 | 77.47 | 54
6911 | DEL MONTE 21042624 | 182222104 | DEL MONTE 2104 | 2624 | FALSE | 30794.7642 | 29790.8638 | 148 | 5.858e-05 | 2819 | 45.0109 | 2246 | 0.0028273 | 2367 | 0.19 | 1182
3771 | CURTIS 170510590 | 163351705 | CURTIS 1705 | 10590 | FALSE | 26358.3376 | 26358.3376 | 199 | 7.2916e-05 | 2395 | 56.6573 | 2172 | 0.0028226 | 2368 | 0.28 | 1046
2714 | MIWUK 1702CB | 163661702 | MIWUK 1702 | CB | FALSE | 14569.4696 | 14569.4696 | 110 | 0.00015914 | 650 | 17.5722 | 2489 | 0.0028161 | 2369 | 97.72 | 22
3825 | SARATOGA 1105LC14 | 83371105 | SARATOGA 1105 | LC14 | FALSE | 17935.8798 | 15879.1839 | 137 | 0.0001215 | 1156 | 25.9229 | 2378 | 0.0028157 | 2370 | 0.15 | 1303
5150 | HAMILTON BRANCH 11012046 | 102361101 | HAMILTON BRANCH 1101 | 2046 | FALSE | 14788.0543 | 14724.19 | 57 | 2.9135e-05 | 3438 | 49.5192 | 2213 | 0.0028141 | 2371 | 3.25 | 552
6397 | BRUNSWICK 110584480 | 152481105 | BRUNSWICK 1105 | 84480 | FALSE | 7615.7819 | 7615.7819 | 50 | 0.00012015 | 1184 | 18.1285 | 2473 | 0.0028064 | 2372 | 43.55 | 166
7609 | SAN LUIS OBISPO 1107V58 | 182631107 | SAN LUIS OBISPO 1107 | V58 | FALSE | 3619.1201 | 1838.4445 | 25 | 3.6836e-05 | 3317 | 42.8997 | 2262 | 0.0027879 | 2373 | 0.25 | 1081
10167 | HAMILTON BRANCH 11012436 | 102361101 | HAMILTON BRANCH 1101 | 2436 | FALSE | 8535.8961 | 8535.8961 | 19 | 3.5783e-05 | 3338 | 86.4703 | 2020 | 0.0027598 | 2374 | 0.06 | 1878
289 | BIG BASIN 110169550 | 82841101 | BIG BASIN 1101 | 69550 | FALSE | 28222.9499 | 28222.9499 | 188 | 0.00019115 | 436 | 15.1137 | 2529 | 0.0027545 | 2375 | 0.88 | 753
3662 | SONOMA 1107294 | 42721107 | SONOMA 1107 | 294 | TRUE | 13929.6308 | 0 | 66 | 3.7559e-05 | 3303 | 12.2945 | 2582 | 0.002743 | 2376 | 1.46 | 672
6355 | BIG RIVER 11017273 | 43081101 | BIG RIVER 1101 | 7273 | FALSE | 10648.4179 | 10648.4179 | 38 | 0.00010776 | 1456 | 24.4514 | 2395 | 0.0027408 | 2377 |  | 3023
7672 | POINT ARENA 11012637 | 43381101 | POINT ARENA 1101 | 2637 | FALSE | 6500.6025 | 6500.6025 | 28 | 7.3634e-05 | 2375 | 33.1621 | 2319 | 0.0027385 | 2378 | 0.06 | 1783
1790 | CAMP EVERS 210510912 | 83622105 | CAMP EVERS 2105 | 10912 | FALSE | 7824.9032 | 7824.9032 | 54 | 0.00030255 | 127 | 14.5938 | 2539 | 0.0027343 | 2379 | 17.3 | 333
10750 | BOGARD 1101CB | 103301101 | BOGARD 1101 | CB | TRUE | 830.5012 | 830.5012 | 7 | 2.8327e-05 | 3450 | 82.5251 | 2038 | 0.0027213 | 2380 | 0 | 2645
6610 | GREEN VALLEY 210112824 | 83192101 | GREEN VALLEY 2101 | 12824 | FALSE | 19725.4463 | 1410.0846 | 97 | 5.8888e-05 | 2811 | 61.7022 | 2142 | 0.0027199 | 2381 | 0.19 | 1178
6375 | HOLLISTER 21054048 | 182492105 | HOLLISTER 2105 | 4048 | FALSE | 45554.4794 | 29209.8997 | 157 | 5.5174e-05 | 2907 | 56.2888 | 2174 | 0.0027194 | 2382 | 0.07 | 1678
317 | PARADISE 11042206 | 102831104 | PARADISE 1104 | 2206 | FALSE | 27876.5924 | 6659.3031 | 227 | 0.00050121 | 31 | 12.7346 | 2573 | 0.0027 | 2383 |  | 2664
6305 | WILLOW CREEK 110191926 | 192171101 | WILLOW CREEK 1101 | 91926 | FALSE | 17004.3113 | 10358.7223 | 48 | 0.00024845 | 221 | 9.7992 | 2628 | 0.0026935 | 2384 | 0.04 | 2095
5185 | SILVERADO 21023010 | 43432102 | SILVERADO 2102 | 3010 | TRUE | 14671.2868 | 569.5009 | 106 | 8.4289e-05 | 2082 | 23.6594 | 2409 | 0.0026922 | 2385 | 0.03 | 2262
122 | STANISLAUS 17021888 | 162821702 | STANISLAUS 1702 | 1888 | FALSE | 30440.0056 | 30440.0056 | 231 | 9.5589e-05 | 1738 | 52.6578 | 2198 | 0.0026855 | 2386 | 136.25 | 4
7468 | ROB ROY 210410298 | 83692104 | ROB ROY 2104 | 10298 | FALSE | 21540.3253 | 17635.9746 | 138 | 0.00011425 | 1313 | 23.0219 | 2412 | 0.0026825 | 2387 | 0.67 | 817
3981 | CAMP EVERS 210510214 | 83622105 | CAMP EVERS 2105 | 10214 | FALSE | 22409.5851 | 22409.5851 | 149 | 0.00015 | 735 | 18.095 | 2476 | 0.0026769 | 2388 | 59.12 | 90
4982 | WEST POINT 110136674 | 163201101 | WEST POINT 1101 | 36674 | FALSE | 15144.1466 | 15144.1466 | 125 | 0.00010056 | 1635 | 28.0218 | 2361 | 0.0026639 | 2389 | 88.72 | 34
7345 | WILLOW CREEK 110129362 | 192171101 | WILLOW CREEK 1101 | 29362 | FALSE | 18377.6602 | 12371.5145 | 74 | 0.00019406 | 424 | 17.4096 | 2493 | 0.0026559 | 2390 | 0.15 | 1302
8996 | FORT ORD 210637286 | 182402106 | FORT ORD 2106 | 37286 | FALSE | 5924.4605 | 4150.8287 | 25 | 7.3809e-05 | 2365 | 26.9712 | 2368 | 0.0026543 | 2391 | 0.03 | 2256
8063 | COARSEGOLD 210210207 | 254432102 | COARSEGOLD 2102 | 10207 | FALSE | 5731.5328 | 5731.5328 | 38 | 5.2727e-05 | 2978 | 53.21 | 2193 | 0.0026426 | 2392 | 4.55 | 517
4536 | TASSAJARA 2108437582 | 14662108 | TASSAJARA 2108 | 437582 | FALSE | 3785.2974 | 1172.6243 | 31 | 9.3714e-05 | 1803 | 36.8732 | 2299 | 0.0026389 | 2393 |  | 2902
1013 | CASTRO VALLEY 1108MR337 | 14091108 | CASTRO VALLEY 1108 | MR337 | FALSE | 30458.1324 | 14629.5479 | 193 | 2.0736e-05 | 3536 | 31.7021 | 2331 | 0.0026206 | 2394 |  | 2704
1167 | BIG BASIN 110195690 | 82841101 | BIG BASIN 1101 | 95690 | FALSE | 6226.9882 | 6226.9882 | 58 | 0.00043813 | 55 | 3.7552 | 2782 | 0.0026164 | 2395 | 0.66 | 821
7588 | IGNACIO 1104450582 | 42481104 | IGNACIO 1104 | 450582 | FALSE | 6805.9936 | 4807.846 | 50 | 8.4551e-05 | 2074 | 22.3998 | 2418 | 0.0026097 | 2396 | 0.06 | 1776
976 | BRUNSWICK 1103CB | 152481103 | BRUNSWICK 1103 | CB | FALSE | 8801.7452 | 2701.0978 | 82 | 0.00031315 | 115 | 15.1124 | 2530 | 0.0026094 | 2397 | 0.1 | 1502
3119 | BIG BASIN 1101CB | 82841101 | BIG BASIN 1101 | CB | FALSE | 7486.7827 | 7486.7827 | 45 | 0.00027461 | 168 | 11.6886 | 2594 | 0.0025849 | 2398 | 26.9 | 264
8530 | MORRO BAY 1102CB | 183011102 | MORRO BAY 1102 | CB | FALSE | 8911.8997 | 7279.8498 | 36 | 3.3044e-05 | 3385 | 43.2592 | 2258 | 0.0025799 | 2399 | 0.04 | 2119
1372 | TASSAJARA 2112CB | 14662112 | TASSAJARA 2112 | CB | TRUE | 2118.6497 | 279.4297 | 22 | 6.8306e-05 | 2527 | 21.6949 | 2429 | 0.0025794 | 2400 | 0.44 | 921
1496 | BRUNSWICK 1103173934 | 152481103 | BRUNSWICK 1103 | 173934 | FALSE | 17611.7153 | 17611.7153 | 125 | 0.00011937 | 1199 | 28.2053 | 2358 | 0.0025705 | 2401 |  | 2727
1818 | MORRO BAY 1101V66 | 183011101 | MORRO BAY 1101 | V66 | FALSE | 26099.4541 | 5840.07 | 151 | 5.4939e-05 | 2915 | 48.8236 | 2216 | 0.0025703 | 2402 | 0.03 | 2264
3089 | CAMBRIA 1101CB | 182771101 | CAMBRIA 1101 | CB | TRUE | 9964.9315 | 415.9182 | 45 | 5.4044e-05 | 2942 | 29.9475 | 2345 | 0.0025606 | 2403 | 0.02 | 2456
3722 | BRUNSWICK 11032784 | 152481103 | BRUNSWICK 1103 | 2784 | FALSE | 24673.5503 | 23592.2379 | 202 | 0.0002125 | 349 | 16.1455 | 2515 | 0.0025529 | 2404 | 21.1 | 301
3654 | PENNGROVE 1101247511 | 43471101 | PENNGROVE 1101 | 247511 | FALSE | 3219.7109 | 1938.4111 | 26 | 5.8722e-05 | 2816 | 39.41 | 2279 | 0.0025357 | 2405 |  | 2844
2397 | MILPITAS 1109XR374 | 82831109 | MILPITAS 1109 | XR374 | TRUE | 4853.8508 | 763.9032 | 29 | 5.5868e-05 | 2893 | 52.1032 | 2201 | 0.002531 | 2406 | 0.04 | 2155
1430 | ANTLER 11011520 | 103271101 | ANTLER 1101 | 1520 | FALSE | 14435.9237 | 14435.9237 | 69 | 0.0002442 | 234 | 18.3262 | 2471 | 0.002519 | 2407 | 0.04 | 2139
9020 | EAST QUINCY 1101424048 | 102551101 | EAST QUINCY 1101 | 424048 | FALSE | 1501.8611 | 1068.5882 | 12 | 6.0749e-05 | 2756 | 33.0472 | 2323 | 0.002517 | 2408 |  | 3298
5728 | HALF MOON BAY 1101CB | 24101101 | HALF MOON BAY 1101 | CB | FALSE | 10068.8846 | 2571.5148 | 80 | 4.1301e-05 | 3240 | 78.3943 | 2057 | 0.0025158 | 2409 | 0.42 | 929
2399 | MONTE RIO 1113477 | 42811113 | MONTE RIO 1113 | 477 | FALSE | 2946.6356 | 2946.6356 | 25 | 0.00015508 | 692 | 16.2294 | 2513 | 0.002515 | 2410 | 3.59 | 539
5291 | MIWUK 1702823548 | 163661702 | MIWUK 1702 | 823548 | FALSE | 31748.5399 | 31748.5399 | 231 | 6.0776e-05 | 2755 | 41.9518 | 2266 | 0.0025098 | 2411 |  | 2944
2843 | PLACERVILLE 111219742 | 153081112 | PLACERVILLE 1112 | 19742 | FALSE | 12071.9353 | 10549.7356 | 92 | 0.00023207 | 278 | 8.0743 | 2669 | 0.0025093 | 2412 | 0.09 | 1571
7112 | BELLEVUE 2103646 | 43182103 | BELLEVUE 2103 | 646 | FALSE | 19795.1478 | 13544.3225 | 154 | 0.00011949 | 1196 | 18.0896 | 2477 | 0.0025033 | 2413 | 28.71 | 246
637 | DUNBAR 1101160 | 43071101 | DUNBAR 1101 | 160 | FALSE | 10761.0163 | 4469.2889 | 77 | 9.2493e-05 | 1831 | 17.9801 | 2481 | 0.0024952 | 2414 | 0.04 | 2105
551 | MC KEE 1103XR028 | 83531103 | MC KEE 1103 | XR028 | FALSE | 16732.9664 | 1226.5796 | 134 | 6.205e-05 | 2717 | 31.865 | 2330 | 0.0024946 | 2415 | 0.03 | 2231
4532 | RESERVATION ROAD 1102CB | 182731102 | RESERVATION ROAD 1102 | CB | FALSE | 27553.0792 | 12591.5795 | 180 | 4.197e-05 | 3225 | 36.6519 | 2300 | 0.0024688 | 2416 | 0.03 | 2341
2736 | ROSSMOOR 110845268 | 14161108 | ROSSMOOR 1108 | 45268 | FALSE | 12405.1563 | 4400.5557 | 112 | 8.3437e-05 | 2119 | 27.4918 | 2366 | 0.0024458 | 2417 | 0.06 | 1780
4245 | SONOMA 1104914376 | 42721104 | SONOMA 1104 | 914376 | TRUE | 11215.1853 | 862.0577 | 93 | 8.1801e-05 | 2159 | 28.2406 | 2357 | 0.0024267 | 2418 | 0.04 | 2227
9993 | STELLING 1109478699 | 83481109 | STELLING 1109 | 478699 | FALSE | 1763.8687 | 1328.3865 | 14 | 8.2786e-05 | 2136 | 37.3598 | 2294 | 0.0024262 | 2419 |  | 3466
1421 | ORO FINO 11012022 | 103031101 | ORO FINO 1101 | 2022 | FALSE | 25888.9554 | 25888.9554 | 207 | 0.0001628 | 614 | 14.0752 | 2547 | 0.0024209 | 2420 | 126.01 | 10
4226 | RIO DELL 1102772210 | 192251102 | RIO DELL 1102 | 772210 | FALSE | 5622.5297 | 1329.7793 | 32 | 0.0003009 | 129 | 8.4673 | 2658 | 0.0023979 | 2421 |  | 2876
3489 | WEIMAR 1101CB | 152491101 | WEIMAR 1101 | CB | FALSE | 14897.5939 | 14897.5939 | 116 | 0.00026838 | 176 | 10.7214 | 2615 | 0.0023893 | 2422 | 0.08 | 1670
9667 | NORTH TOWER 2101CB | 42042101 | NORTH TOWER 2101 | CB | FALSE | 7077.2532 | 2179.3543 | 22 | 7.8614e-05 | 2246 | 23.8165 | 2407 | 0.0023847 | 2423 | 0.16 | 1259
8228 | GONZALES 1104415382 | 182131104 | GONZALES 1104 | 415382 | TRUE | 1920.3588 | 97.0433 | 8 | 1.7728e-05 | 3562 | 59.385 | 2159 | 0.0023723 | 2424 |  | 3205
4259 | DIAMOND SPRINGS 110676088 | 152261106 | DIAMOND SPRINGS 1106 | 76088 | FALSE | 17715.9929 | 17715.9929 | 124 | 8.4526e-05 | 2076 | 27.0945 | 2367 | 0.0023715 | 2425 | 0.08 | 1589
9364 | MIWUK 170236888 | 163661702 | MIWUK 1702 | 36888 | TRUE | 977.9121 | 977.9121 | 7 | 0.00011804 | 1228 | 17.0465 | 2504 | 0.0023702 | 2426 | 28.15 | 253
5480 | PUEBLO 2102647842 | 43292102 | PUEBLO 2102 | 647842 | TRUE | 1016.9284 | 187.7325 | 6 | 4.4258e-05 | 3184 | 47.9751 | 2222 | 0.0023697 | 2427 |  | 2958
1607 | MONTE RIO 11133970 | 42811113 | MONTE RIO 1113 | 3970 | FALSE | 11750.7224 | 11750.7224 | 87 | 0.00015476 | 697 | 11.2679 | 2601 | 0.0023638 | 2428 | 0.85 | 765
4343 | BOLINAS 11011236 | 42261101 | BOLINAS 1101 | 1236 | FALSE | 6557.8129 | 5809.1133 | 34 | 0.00011532 | 1292 | 31.2219 | 2338 | 0.0023633 | 2429 | 0.06 | 1825
4341 | PLACERVILLE 210623190 | 153082106 | PLACERVILLE 2106 | 23190 | FALSE | 5918.813 | 5918.813 | 45 | 0.00031007 | 118 | 11.1572 | 2604 | 0.0023536 | 2430 | 0.09 | 1566
6831 | INDIAN FLAT 110410270 | 252691104 | INDIAN FLAT 1104 | 10270 | FALSE | 6119.8962 | 6119.8962 | 39 | 3.2245e-05 | 3398 | 67.2012 | 2107 | 0.002349 | 2431 | 0.07 | 1697
10358 | KONOCTI 11024421 | 43311102 | KONOCTI 1102 | 4421 | TRUE | 585.3593 | 585.3593 | 5 | 8.4837e-05 | 2068 | 28.5837 | 2354 | 0.0023217 | 2432 | 18.46 | 321
822 | PERRY 1101V74 | 183071101 | PERRY 1101 | V74 | FALSE | 8209.0598 | 6901.1378 | 61 | 4.7405e-05 | 3107 | 40.6895 | 2274 | 0.0023119 | 2433 | 0.09 | 1509
1876 | HATTON 1102CB | 182291102 | HATTON 1102 | CB | FALSE | 7725.5743 | 3167.0883 | 66 | 5.6002e-05 | 2888 | 47.8787 | 2223 | 0.0022934 | 2434 | 0.04 | 2137
5363 | BIG BASIN 110110720 | 82841101 | BIG BASIN 1101 | 10720 | FALSE | 7578.3102 | 7578.3102 | 44 | 0.00059263 | 19 | 5.4692 | 2730 | 0.002283 | 2435 | 61.7 | 86
3635 | PERRY 1101V88 | 183071101 | PERRY 1101 | V88 | FALSE | 5002.7309 | 1732.6065 | 48 | 3.4227e-05 | 3365 | 36.539 | 2301 | 0.002278 | 2436 | 0.6 | 853
4348 | SANTA ROSA A 110432180 | 42151104 | SANTA ROSA A 1104 | 32180 | FALSE | 4085.725 | 3970.2131 | 36 | 0.0001328 | 963 | 9.9964 | 2624 | 0.0022763 | 2437 | 0.25 | 1076
9525 | BIG BASIN 11028403 | 82841102 | BIG BASIN 1102 | 8403 | FALSE | 7867.7292 | 7867.7292 | 42 | 0.00015778 | 666 | 14.7825 | 2533 | 0.0022738 | 2438 | 0.41 | 941
7227 | SAN RAFAEL 11071415 | 42011107 | SAN RAFAEL 1107 | 1415 | FALSE | 1913.2696 | 1280.0188 | 14 | 0.00015384 | 711 | 13.6482 | 2558 | 0.0022706 | 2439 | 2.72 | 587
649 | ORO FINO 11022090 | 103031102 | ORO FINO 1102 | 2090 | FALSE | 23726.1931 | 23726.1931 | 183 | 0.00011006 | 1410 | 20.7182 | 2438 | 0.0022675 | 2440 | 71.03 | 68
2752 | FULTON 1107CB | 42561107 | FULTON 1107 | CB | TRUE | 19915.785 | 875.3178 | 166 | 8.6265e-05 | 2028 | 19.7079 | 2452 | 0.0022645 | 2441 | 3.46 | 545
8081 | CAMP EVERS 210612840 | 83622106 | CAMP EVERS 2106 | 12840 | FALSE | 6323.0478 | 6323.0478 | 50 | 0.00014417 | 811 | 15.7468 | 2520 | 0.002258 | 2442 | 0.4 | 948
365 | PURISIMA 110149394 | 182971101 | PURISIMA 1101 | 49394 | FALSE | 14105.1915 | 1836.8422 | 111 | 2.0592e-05 | 3538 | 59.3555 | 2160 | 0.0022509 | 2443 | 0.03 | 2277
707 | DEL MONTE 21042760 | 182222104 | DEL MONTE 2104 | 2760 | FALSE | 4358.9956 | 4358.9956 | 28 | 8.7661e-05 | 1995 | 28.0773 | 2360 | 0.0022393 | 2444 | 0.65 | 826
7540 | LUCERNE 11062327 | 43351106 | LUCERNE 1106 | 2327 | FALSE | 2038.9698 | 1914.889 | 20 | 0.00013326 | 953 | 15.5189 | 2523 | 0.0022381 | 2445 | 0.08 | 1640
9432 | GUALALA 1111445166 | 42841111 | GUALALA 1111 | 445166 | FALSE | 15269.7955 | 12164.2635 | 71 | 5.9661e-05 | 2785 | 28.1893 | 2359 | 0.0022354 | 2446 | 0.06 | 1845
2414 | PINE GROVE 110245292 | 163751102 | PINE GROVE 1102 | 45292 | FALSE | 17350.6047 | 17350.6047 | 132 | 8.1993e-05 | 2156 | 36.0802 | 2304 | 0.002235 | 2447 | 129.86 | 5
7039 | IGNACIO 1101CB | 42481101 | IGNACIO 1101 | CB | FALSE | 2942.811 | 2690.5619 | 19 | 0.00013353 | 951 | 20.0821 | 2447 | 0.0022279 | 2448 | 0.05 | 2033
6713 | LAURELES 1112438 | 182371112 | LAURELES 1112 | 438 | FALSE | 9219.1151 | 8226.4088 | 48 | 7.125e-05 | 2440 | 29.805 | 2347 | 0.0022241 | 2449 | 0.05 | 2035
1808 | HARTLEY 1101738 | 43211101 | HARTLEY 1101 | 738 | FALSE | 12990.1187 | 4208.5049 | 106 | 7.6101e-05 | 2304 | 26.5188 | 2371 | 0.0022159 | 2450 | 0.03 | 2251
9055 | ORO FINO 1102CB | 103031102 | ORO FINO 1102 | CB | FALSE | 3376.1921 | 3376.1921 | 27 | 0.00018738 | 459 | 22.0757 | 2425 | 0.0021922 | 2451 | 44.75 | 154
500 | ALTO 112278672 | 42031122 | ALTO 1122 | 78672 | FALSE | 14393.4787 | 6078.7898 | 123 | 7.9821e-05 | 2211 | 9.5346 | 2635 | 0.0021883 | 2452 | 0.15 | 1304
9919 | MONTE RIO 1113678 | 42811113 | MONTE RIO 1113 | 678 | FALSE | 3004.004 | 3004.004 | 17 | 0.00013325 | 954 | 26.6461 | 2369 | 0.002188 | 2453 | 48.48 | 128
8710 | SUMMIT 110186658 | 152591101 | SUMMIT 1101 | 86658 | FALSE | 1081.812 | 1029.0279 | 7 | 0.00024387 | 235 | 13.6494 | 2557 | 0.0021861 | 2454 | 0.02 | 2563
3183 | PINE GROVE 11011021 | 163751101 | PINE GROVE 1101 | 1021 | FALSE | 6702.9103 | 6702.9103 | 56 | 6.9851e-05 | 2478 | 34.4442 | 2311 | 0.0021716 | 2455 | 8.36 | 430
3039 | BIG BASIN 110110296 | 82841101 | BIG BASIN 1101 | 10296 | FALSE | 23203.5804 | 23203.5804 | 181 | 0.00028227 | 151 | 8.472 | 2657 | 0.0021702 | 2456 | 20.94 | 303
10621 | EEL RIVER 1103987714 | 192381103 | EEL RIVER 1103 | 987714 | FALSE | 1590.9598 | 1218.9668 | 6 | 0.00013453 | 933 | 18.5736 | 2466 | 0.0021699 | 2457 |  | 3580
2552 | HALSEY 11022514 | 152241102 | HALSEY 1102 | 2514 | FALSE | 31420.4965 | 17648.4979 | 212 | 0.00019439 | 421 | 17.5789 | 2488 | 0.0021687 | 2458 | 0.04 | 2164
1900 | PLACERVILLE 1111508410 | 153081111 | PLACERVILLE 1111 | 508410 | FALSE | 8406.5825 | 7530.8771 | 73 | 0.0002728 | 169 | 8.8564 | 2647 | 0.002162 | 2459 |  | 2754
7805 | POINT MORETTI 11015074 | 82931101 | POINT MORETTI 1101 | 5074 | FALSE | 4940.828 | 2196.7079 | 34 | 7.8643e-05 | 2245 | 54.9615 | 2181 | 0.0021548 | 2460 | 0.03 | 2294
9738 | ECHO SUMMIT 1101344250 | 158031101 | ECHO SUMMIT 1101 | 344250 | FALSE | 1668.1837 | 1299.2708 | 10 | 4.8899e-05 | 3068 | 38.0392 | 2290 | 0.0021484 | 2461 | 0.03 | 2252
3248 | HARRIS 1109355914 | 192431109 | HARRIS 1109 | 355914 | FALSE | 14935.3832 | 13002.7807 | 104 | 0.0002048 | 382 | 13.3148 | 2566 | 0.0021471 | 2462 |  | 2817
5158 | MORRO BAY 1101W20 | 183011101 | MORRO BAY 1101 | W20 | FALSE | 6313.3606 | 3551.7376 | 48 | 4.0736e-05 | 3252 | 28.7718 | 2351 | 0.0021357 | 2463 | 0.02 | 2548
5206 | CAMP EVERS 21065020 | 83622106 | CAMP EVERS 2106 | 5020 | FALSE | 24253.1314 | 24253.1314 | 185 | 0.00021261 | 348 | 14.5867 | 2540 | 0.0021265 | 2464 | 82.74 | 42
8641 | PETALUMA C 1109857148 | 42631109 | PETALUMA C 1109 | 857148 | FALSE | 3180.8041 | 1503.7135 | 31 | 4.5954e-05 | 3140 | 22.3402 | 2422 | 0.0021126 | 2465 |  | 3247
4750 | PENNGROVE 1101554 | 43471101 | PENNGROVE 1101 | 554 | TRUE | 17322.4157 | 0 | 130 | 6.9536e-05 | 2487 | 22.3741 | 2419 | 0.0021107 | 2466 | 0.33 | 985
5805 | PARADISE 110439216 | 102831104 | PARADISE 1104 | 39216 | FALSE | 5158.2623 | 2624.8047 | 41 | 0.00049128 | 32 | 7.6005 | 2675 | 0.0021 | 2467 | 0.31 | 998
3222 | WEST POINT 11014706 | 163201101 | WEST POINT 1101 | 4706 | FALSE | 18429.634 | 18429.634 | 138 | 8.047e-05 | 2193 | 25.0428 | 2390 | 0.0020959 | 2468 | 94.56 | 27
2065 | EL DORADO PH 21026645 | 152762102 | EL DORADO PH 2102 | 6645 | FALSE | 6787.3604 | 6787.3604 | 52 | 9.5316e-05 | 1753 | 25.6675 | 2386 | 0.0020868 | 2469 | 54.01 | 109
6903 | VINEYARD 2107MR332 | 14502107 | VINEYARD 2107 | MR332 | TRUE | 4548.7457 | 520.6629 | 31 | 7.6303e-05 | 2299 | 24.407 | 2396 | 0.0020705 | 2470 | 0.38 | 963
3802 | MORRO BAY 1102868170 | 183011102 | MORRO BAY 1102 | 868170 | FALSE | 15451.7071 | 14595.2194 | 59 | 3.81e-05 | 3298 | 52.9097 | 2197 | 0.0020479 | 2471 |  | 2853
3290 | TAR FLAT 04023144 | 163240402 | TAR FLAT 0402 | 3144 | FALSE | 8269.2517 | 7828.9119 | 58 | 0.00015369 | 715 | 19.1385 | 2460 | 0.0020462 | 2472 | 0.09 | 1549
9541 | RINCON 1101839669 | 43321101 | RINCON 1101 | 839669 | TRUE | 1273.7836 | 989.219 | 12 | 0.00010611 | 1492 | 23.2008 | 2411 | 0.0020383 | 2473 |  | 3373
671 | CAMP EVERS 21045096 | 83622104 | CAMP EVERS 2104 | 5096 | FALSE | 32680.7032 | 32680.7032 | 232 | 0.00019642 | 411 | 13.592 | 2561 | 0.0020379 | 2474 | 12.58 | 372
6416 | PLACER 1102CB | 152461102 | PLACER 1102 | CB | FALSE | 3445.1403 | 3361.7302 | 23 | 0.00019412 | 423 | 17.2869 | 2496 | 0.0020369 | 2475 | 0.54 | 878
9674 | GUALALA 1112CB | 42841112 | GUALALA 1112 | CB | FALSE | 3448.2579 | 2568.9228 | 22 | 5.2908e-05 | 2970 | 18.4256 | 2469 | 0.0020177 | 2476 | 0.05 | 1991
1510 | MONTE RIO 1113CB | 42811113 | MONTE RIO 1113 | CB | FALSE | 7286.2366 | 7286.2366 | 49 | 0.00021269 | 347 | 6.3725 | 2702 | 0.0020136 | 2477 | 46.29 | 143
1572 | ECHO SUMMIT 11012500 | 158031101 | ECHO SUMMIT 1101 | 2500 | FALSE | 3521.417 | 3521.417 | 26 | 4.8353e-05 | 3083 | 44.8707 | 2248 | 0.0019811 | 2478 | 0.16 | 1255
808 | PEORIA 1701169700 | 163781701 | PEORIA 1701 | 169700 | FALSE | 13421.5222 | 13421.5222 | 63 | 7.4011e-05 | 2357 | 25.346 | 2387 | 0.001973 | 2479 |  | 2693
1792 | MORAGA 1102CB | 13801102 | MORAGA 1102 | CB | FALSE | 14982.4076 | 8539.83 | 130 | 9.0885e-05 | 1886 | 25.7754 | 2384 | 0.0019722 | 2480 | 0.62 | 843
6608 | FORT ROSS 1121134 | 42851121 | FORT ROSS 1121 | 134 | FALSE | 13416.4816 | 13272.5409 | 99 | 9.5754e-05 | 1735 | 24.5453 | 2393 | 0.0019671 | 2481 | 0.04 | 2145
5795 | HIGGINS 1103995672 | 152691103 | HIGGINS 1103 | 995672 | FALSE | 9263.8953 | 5928.6387 | 79 | 0.00018258 | 492 | 13.4013 | 2564 | 0.0019604 | 2482 | 0.08 | 1645
7320 | FAIRVIEW 220799096 | 13432207 | FAIRVIEW 2207 | 99096 | FALSE | 15944.165 | 15895.8244 | 56 | 9.384e-05 | 1796 | 20.9972 | 2437 | 0.0019603 | 2483 | 0.05 | 2008
1460 | PARADISE 1105121988 | 102831105 | PARADISE 1105 | 121988 | FALSE | 11219.1712 | 11219.1712 | 92 | 0.00027094 | 171 | 5.2336 | 2742 | 0.0019488 | 2484 |  | 2725
223 | ROB ROY 210410960 | 83692104 | ROB ROY 2104 | 10960 | FALSE | 45089.9597 | 30132.5387 | 320 | 9.2109e-05 | 1838 | 18.2529 | 2472 | 0.0019454 | 2485 | 0.12 | 1381
9882 | VOLTA 1102453266 | 102541102 | VOLTA 1102 | 453266 | TRUE | 510.1509 | 510.1509 | 5 | 4.863e-05 | 3071 | 42.8367 | 2263 | 0.0019312 | 2486 |  | 3444
2825 | COTATI 1104CB | 42271104 | COTATI 1104 | CB | FALSE | 12268.6539 | 7279.3949 | 93 | 7.194e-05 | 2421 | 13.0319 | 2569 | 0.0019107 | 2487 | 1.2 | 702
9868 | VOLTA 110293418 | 102541102 | VOLTA 1102 | 93418 | FALSE | 4145.9232 | 4145.9232 | 23 | 6.4515e-05 | 2627 | 45.5233 | 2243 | 0.0019038 | 2488 | 0.16 | 1254
7915 | LOS GATOS 1106697500 | 82021106 | LOS GATOS 1106 | 697500 | FALSE | 10836.6474 | 10836.6474 | 74 | 0.00017368 | 536 | 8.0975 | 2667 | 0.0019029 | 2489 |  | 3178
9296 | DUNBAR 1103835658 | 43071103 | DUNBAR 1103 | 835658 | TRUE | 1187.2489 | 50.0391 | 11 | 7.6553e-05 | 2292 | 17.3633 | 2494 | 0.0018987 | 2490 |  | 3337
6742 | ALTO 11251158 | 42031125 | ALTO 1125 | 1158 | FALSE | 8353.2531 | 3588.3989 | 65 | 5.6863e-05 | 2865 | 5.9152 | 2715 | 0.0018981 | 2491 | 0.17 | 1241
4000 | RINCON 1101576 | 43321101 | RINCON 1101 | 576 | FALSE | 13079.4255 | 1582.5592 | 116 | 0.00012308 | 1132 | 17.5488 | 2490 | 0.0018636 | 2492 | 0.15 | 1287
4995 | SOLEDAD 21027008 | 182052102 | SOLEDAD 2102 | 7008 | FALSE | 29112.5788 | 8088.7008 | 122 | 2.175e-05 | 3523 | 36.2639 | 2302 | 0.0018473 | 2493 | 0.03 | 2381
6887 | HATTON 1102648928 | 182291102 | HATTON 1102 | 648928 | FALSE | 7727.8743 | 6359.2353 | 44 | 6.1331e-05 | 2741 | 57.7042 | 2168 | 0.0018437 | 2494 | 0.04 | 2170
9513 | GREEN VALLEY 2101535998 | 83192101 | GREEN VALLEY 2101 | 535998 | FALSE | 7941.4498 | 7140.4635 | 43 | 0.00012357 | 1129 | 19.4088 | 2455 | 0.0018414 | 2495 |  | 3367
2632 | APPLE HILL 110412947 | 153661104 | APPLE HILL 1104 | 12947 | FALSE | 5709.2465 | 5709.2465 | 49 | 0.00010562 | 1503 | 18.015 | 2480 | 0.0018388 | 2496 | 10.69 | 395
7783 | MIRABEL 110257840 | 42091102 | MIRABEL 1102 | 57840 | FALSE | 4238.9331 | 4238.9331 | 29 | 0.00029837 | 131 | 7.443 | 2678 | 0.0018331 | 2497 | 0.36 | 971
26 | TASSAJARA 2103CB | 14662103 | TASSAJARA 2103 | CB | TRUE | 28346.0077 | 787.8623 | 259 | 8.1627e-05 | 2165 | 14.0393 | 2549 | 0.0018283 | 2498 | 0.05 | 1935
8978 | BIG RIVER 1101954 | 43081101 | BIG RIVER 1101 | 954 | FALSE | 13095.0592 | 12372.699 | 78 | 9.4465e-05 | 1782 | 22.5908 | 2415 | 0.0018244 | 2499 | 0.05 | 1972
85 | HALSEY 11011704 | 152241101 | HALSEY 1101 | 1704 | FALSE | 21239.3917 | 21231.8185 | 160 | 0.00012962 | 1014 | 19.3786 | 2457 | 0.001823 | 2500 | 0.18 | 1207
2388 | CAMP EVERS 21059031 | 83622105 | CAMP EVERS 2105 | 9031 | FALSE | 1741.4201 | 1741.4201 | 17 | 0.00019853 | 401 | 5.6599 | 2722 | 0.0018195 | 2501 | 26.99 | 262
2038 | MORAGA 1104CB | 13801104 | MORAGA 1104 | CB | FALSE | 25157.6923 | 15741.0344 | 214 | 7.9295e-05 | 2226 | 25.8956 | 2379 | 0.0018118 | 2502 | 0.19 | 1192
6140 | OCEANO 1106V28 | 182601106 | OCEANO 1106 | V28 | FALSE | 14462.1376 | 1958.2873 | 99 | 2.0931e-05 | 3535 | 31.9058 | 2328 | 0.0018053 | 2503 | 0.03 | 2284
9346 | LAURELES 11116421 | 182371111 | LAURELES 1111 | 6421 | FALSE | 2777.3682 | 2777.3682 | 20 | 5.7665e-05 | 2846 | 26.2004 | 2374 | 0.0018044 | 2504 | 0.14 | 1307
680 | CAMP EVERS 210612760 | 83622106 | CAMP EVERS 2106 | 12760 | FALSE | 42462.3954 | 42462.3954 | 299 | 0.00019594 | 413 | 10.5604 | 2618 | 0.0017903 | 2505 | 1.92 | 630
1725 | BOLINAS 1101CB | 42261101 | BOLINAS 1101 | CB | FALSE | 3500.023 | 3442.3441 | 26 | 0.00012024 | 1181 | 17.4311 | 2492 | 0.0017811 | 2506 | 0.23 | 1119
1486 | BEN LOMOND 1101BL 1101 | 83041101 | BEN LOMOND 1101 | BL 1101 | FALSE | 13568.3761 | 13568.3761 | 101 | 0.00030613 | 124 | 6.186 | 2709 | 0.0017681 | 2507 | 25.42 | 271
8439 | OAKHURST 110310190 | 254421103 | OAKHURST 1103 | 10190 | FALSE | 13591.0884 | 13591.0884 | 61 | 6.3642e-05 | 2659 | 28.5039 | 2355 | 0.0017583 | 2508 | 52.84 | 111
10411 | BURNEY 1102272636 | 103311102 | BURNEY 1102 | 272636 | TRUE | 431.3681 | 431.3681 | 5 | 2.8514e-05 | 3445 | 33.4034 | 2316 | 0.0017542 | 2509 |  | 3545
9794 | SONOMA 1106510055 | 42721106 | SONOMA 1106 | 510055 | TRUE | 1976.5067 | 817.6203 | 11 | 5.9313e-05 | 2794 | 33.1507 | 2320 | 0.0017489 | 2510 |  | 3426
1870 | TEMPLETON 2110307832 | 183052110 | TEMPLETON 2110 | 307832 | FALSE | 22986.441 | 2614.1136 | 133 | 5.4142e-05 | 2940 | 52.2996 | 2199 | 0.0017438 | 2511 |  | 2750
4149 | EL DORADO PH 210219542 | 152762102 | EL DORADO PH 2102 | 19542 | FALSE | 15319.5774 | 15319.5774 | 111 | 0.00024603 | 231 | 13.9871 | 2550 | 0.0017374 | 2512 | 87.42 | 37
5394 | BRUNSWICK 11052100 | 152481105 | BRUNSWICK 1105 | 2100 | FALSE | 6391.6672 | 6391.6672 | 47 | 0.00013966 | 875 | 17.2588 | 2498 | 0.0017366 | 2513 | 19.6 | 310
7138 | MONTE RIO 11138299 | 42811113 | MONTE RIO 1113 | 8299 | FALSE | 1934.2169 | 1934.2169 | 13 | 0.0001379 | 895 | 14.6935 | 2537 | 0.0017192 | 2514 | 62.52 | 83
2315 | MORAGA 1101108540 | 13801101 | MORAGA 1101 | 108540 | FALSE | 7751.409 | 7751.409 | 44 | 0.00010534 | 1511 | 10.8681 | 2613 | 0.001717 | 2515 | 25 | 274
110 | RACETRACK 17038120 | 163761703 | RACETRACK 1703 | 8120 | FALSE | 14371.6326 | 14371.6326 | 108 | 0.00014141 | 847 | 24.2646 | 2397 | 0.0017068 | 2516 | 0.12 | 1384
1996 | MORAGA 1103E510R | 13801103 | MORAGA 1103 | E510R | TRUE | 9824.475 | 807.8365 | 84 | 6.4371e-05 | 2631 | 25.303 | 2388 | 0.0017029 | 2517 | 0.06 | 1864
2784 | FRENCH GULCH 11022902 | 103381102 | FRENCH GULCH 1102 | 2902 | FALSE | 11242.8228 | 11242.8228 | 8 | 0.00012146 | 1158 | 50.5933 | 2209 | 0.0016954 | 2518 | 0.04 | 2100
4648 | HALF MOON BAY 1102863822 | 24101102 | HALF MOON BAY 1102 | 863822 | TRUE | 1030.95 | 168.7519 | 8 | 3.6716e-05 | 3321 | 27.8163 | 2364 | 0.0016933 | 2519 |  | 2906
4537 | LAKEWOOD 2107396264 | 13532107 | LAKEWOOD 2107 | 396264 | FALSE | 10259.9636 | 7704.2 | 95 | 0.00010348 | 1560 | 21.8184 | 2427 | 0.0016927 | 2520 |  | 2903
6727 | BRUNSWICK 11032200 | 152481103 | BRUNSWICK 1103 | 2200 | FALSE | 8965.9106 | 8965.9106 | 64 | 0.00010183 | 1607 | 17.8909 | 2484 | 0.0016888 | 2521 | 54.83 | 105
5446 | PENRYN 11052406 | 152561105 | PENRYN 1105 | 2406 | TRUE | 6309.8622 | 123.5636 | 50 | 0.0001488 | 754 | 13.0398 | 2568 | 0.0016854 | 2522 | 0.98 | 736
9065 | OTTER 11017611 | 182941101 | OTTER 1101 | 7611 | FALSE | 7068.0362 | 7068.0362 | 42 | 8.7447e-05 | 2001 | 37.9943 | 2291 | 0.0016834 | 2523 | 0.49 | 896
4321 | BRUNSWICK 110633050 | 152481106 | BRUNSWICK 1106 | 33050 | FALSE | 6143.4432 | 1793.1664 | 56 | 0.000194 | 425 | 9.4021 | 2637 | 0.0016799 | 2524 | 2.96 | 571
7573 | ROSSMOOR 110639424 | 14161106 | ROSSMOOR 1106 | 39424 | FALSE | 3992.9225 | 1481.6598 | 36 | 9.8e-05 | 1690 | 17.4915 | 2491 | 0.0016754 | 2525 |  | 3138
1005 | ROB ROY 21045082 | 83692104 | ROB ROY 2104 | 5082 | FALSE | 33362.418 | 32012.7007 | 215 | 0.00012065 | 1172 | 16.3155 | 2512 | 0.0016672 | 2526 | 2.33 | 613
5885 | LAURELES 11122768 | 182371112 | LAURELES 1112 | 2768 | FALSE | 12969.9695 | 10109.7249 | 92 | 7.5187e-05 | 2326 | 22.2701 | 2424 | 0.0016647 | 2527 | 0.05 | 2021
2281 | VOLTA 110185234 | 102541101 | VOLTA 1101 | 85234 | FALSE | 12730.8347 | 12730.8347 | 92 | 7.7367e-05 | 2279 | 30.0376 | 2343 | 0.0016524 | 2528 | 0.02 | 2526
3545 | PACIFICA 1104230272 | 22811104 | PACIFICA 1104 | 230272 | FALSE | 1833.3676 | 1377.39 | 18 | 5.0412e-05 | 3031 | 15.9138 | 2516 | 0.0016485 | 2529 |  | 2836
6564 | NEWBURG 1131557468 | 192151131 | NEWBURG 1131 | 557468 | FALSE | 3768.3144 | 1423.6732 | 28 | 0.0001751 | 528 | 10.813 | 2614 | 0.0016475 | 2530 |  | 3042
2123 | IGNACIO 11011300 | 42481101 | IGNACIO 1101 | 1300 | FALSE | 9816.2612 | 5145.088 | 84 | 0.00010467 | 1538 | 15.4386 | 2525 | 0.0016445 | 2531 | 0.08 | 1580
7516 | SAN LUIS OBISPO 1107CB | 182631107 | SAN LUIS OBISPO 1107 | CB | FALSE | 1947.472 | 1251.1033 | 19 | 5.3489e-05 | 2951 | 32.6064 | 2325 | 0.0016436 | 2532 | 0.03 | 2359
1994 | SILVERADO 2103218894 | 43432103 | SILVERADO 2103 | 218894 | TRUE | 1856.9722 | 540.1994 | 14 | 6.9371e-05 | 2494 | 15.8967 | 2518 | 0.00163 | 2533 |  | 2758
10204 | DUNBAR 110113481 | 43071101 | DUNBAR 1101 | 13481 | TRUE | 1739.6965 | 0 | 14 | 0.0001142 | 1314 | 13.6321 | 2559 | 0.0016289 | 2534 | 0.03 | 2380
3837 | AUBERRY 1101D4982 | 254151101 | AUBERRY 1101 | D4982 | FALSE | 4312.861 | 4312.861 | 21 | 3.0625e-05 | 3421 | 38.5371 | 2287 | 0.0016248 | 2535 | 33.37 | 222
586 | WEIMAR 11022038 | 152491102 | WEIMAR 1102 | 2038 | FALSE | 21510.9233 | 21510.9233 | 155 | 0.00018694 | 462 | 18.4659 | 2468 | 0.0016155 | 2536 | 0.06 | 1908
5218 | SYCAMORE CREEK 11112268 | 102971111 | SYCAMORE CREEK 1111 | 2268 | FALSE | 35117.3516 | 35117.3516 | 217 | 8.4177e-05 | 2087 | 23.7294 | 2408 | 0.0016039 | 2537 | 69.93 | 69
1040 | GANSNER 110152664 | 103021101 | GANSNER 1101 | 52664 | TRUE | 5174.4008 | 284.4033 | 44 | 5.8197e-05 | 2829 | 25.8938 | 2380 | 0.0016028 | 2538 |  | 2705
3804 | POINT MORETTI 110110726 | 82931101 | POINT MORETTI 1101 | 10726 | FALSE | 16936.721 | 16936.721 | 124 | 0.00026294 | 188 | 7.1636 | 2683 | 0.0016007 | 2539 | 15.77 | 346
1389 | STANISLAUS 17011331 | 162821701 | STANISLAUS 1701 | 1331 | FALSE | 7064.7733 | 7064.7733 | 63 | 0.00010598 | 1495 | 12.1416 | 2583 | 0.0015977 | 2540 | 46.2 | 144
8302 | VALLEY VIEW 1106P166 | 14341106 | VALLEY VIEW 1106 | P166 | FALSE | 7343.1285 | 7068.5222 | 27 | 0.00014292 | 827 | 10.6287 | 2617 | 0.0015975 | 2541 | 0.97 | 738
7677 | POINT MORETTI 110136516 | 82931101 | POINT MORETTI 1101 | 36516 | FALSE | 6699.7019 | 6699.7019 | 53 | 0.00037131 | 77 | 6.3459 | 2704 | 0.0015908 | 2542 | 29.13 | 244
9231 | ROB ROY 21045304 | 83692104 | ROB ROY 2104 | 5304 | FALSE | 8039.9737 | 5763.285 | 60 | 9.186e-05 | 1848 | 18.674 | 2464 | 0.0015784 | 2543 | 0.05 | 1963
10838 | LAS GALLINAS A 1106685852 | 42991106 | LAS GALLINAS A 1106 | 685852 | TRUE | 222.9305 | 104.9331 | 3 | 0.00011257 | 1352 | 15.9116 | 2517 | 0.0015648 | 2544 |  | 3611
1125 | LAS GALLINAS A 1106CB | 42991106 | LAS GALLINAS A 1106 | CB | TRUE | 16165.5618 | 153.7468 | 111 | 7.0207e-05 | 2463 | 11.081 | 2607 | 0.0015644 | 2545 | 0.1 | 1466
6613 | HICKS 111660050 | 83431116 | HICKS 1116 | 60050 | FALSE | 13116.246 | 13116.246 | 98 | 0.00010761 | 1461 | 16.5517 | 2508 | 0.0015546 | 2546 | 0.1 | 1480
10410 | PUEBLO 2102391312 | 43292102 | PUEBLO 2102 | 391312 | TRUE | 1866.0468 | 229.6394 | 13 | 5.8919e-05 | 2810 | 14.6684 | 2538 | 0.0015528 | 2547 |  | 3544
3988 | SAN RAFAEL 1108322 | 42011108 | SAN RAFAEL 1108 | 322 | FALSE | 11857.5634 | 11550.5948 | 88 | 0.0001706 | 560 | 11.411 | 2599 | 0.0015474 | 2548 | 1.05 | 721
3811 | OAKLAND X 1106950688 | 12541106 | OAKLAND X 1106 | 950688 | FALSE | 5883.5054 | 5883.5054 | 50 | 0.00010781 | 1454 | 17.1924 | 2501 | 0.0015407 | 2549 |  | 2854
1254 | CURTIS 17039240 | 163351703 | CURTIS 1703 | 9240 | FALSE | 17656.496 | 17656.496 | 151 | 8.9367e-05 | 1936 | 23.8246 | 2406 | 0.0015394 | 2550 | 0.09 | 1524
9703 | VOLTA 110280982 | 102541102 | VOLTA 1102 | 80982 | TRUE | 836.5231 | 836.5231 | 8 | 7.4451e-05 | 2347 | 11.9509 | 2588 | 0.0015382 | 2551 | 41.95 | 172
8204 | BEN LOMOND 04015144 | 83040401 | BEN LOMOND 0401 | 5144 | FALSE | 6368.9288 | 6368.9288 | 36 | 0.00020138 | 392 | 8.6508 | 2650 | 0.0015295 | 2552 | 32.7 | 225
4922 | BIG RIVER 11013019 | 43081101 | BIG RIVER 1101 | 3019 | TRUE | 1511.5981 | 426.9368 | 11 | 7.3049e-05 | 2394 | 21.6652 | 2431 | 0.0015165 | 2553 |  | 2928
4844 | SANTA ROSA A 1104173590 | 42151104 | SANTA ROSA A 1104 | 173590 | FALSE | 6901.197 | 6901.197 | 46 | 9.087e-05 | 1887 | 19.2098 | 2458 | 0.0015131 | 2554 |  | 2921
7483 | FLINT 1101CB | 152531101 | FLINT 1101 | CB | FALSE | 4176.9151 | 1037.2766 | 36 | 0.00021226 | 350 | 8.6501 | 2651 | 0.0015072 | 2555 | 0.03 | 2345
6669 | DUNBAR 1101234 | 43071101 | DUNBAR 1101 | 234 | FALSE | 10290.6171 | 5584.5077 | 81 | 0.0001531 | 719 | 12.3014 | 2581 | 0.0015051 | 2556 | 0.04 | 2094
7886 | OAKHURST 1102CB | 254421102 | OAKHURST 1102 | CB | FALSE | 7703.9355 | 4253.8822 | 61 | 0.00011905 | 1206 | 11.75 | 2592 | 0.0014997 | 2557 | 1.94 | 628
1710 | ELK 110191336 | 42981101 | ELK 1101 | 91336 | FALSE | 13315.5222 | 12740.7114 | 78 | 8.2847e-05 | 2135 | 14.0784 | 2546 | 0.0014969 | 2558 | 0.04 | 2153
583 | MONTE RIO 1111969182 | 42811111 | MONTE RIO 1111 | 969182 | FALSE | 8578.2654 | 8578.2654 | 64 | 0.00023272 | 274 | 7.8723 | 2672 | 0.0014937 | 2559 |  | 2685
3182 | KONOCTI 1108950 | 43311108 | KONOCTI 1108 | 950 | FALSE | 11853.1557 | 9978.6098 | 85 | 0.00011166 | 1376 | 9.5946 | 2629 | 0.0014937 | 2560 | 0.09 | 1575
5332 | CLAYTON 2212CB | 12022212 | CLAYTON 2212 | CB | FALSE | 17569.8608 | 1899.4744 | 140 | 3.3628e-05 | 3373 | 17.212 | 2499 | 0.0014894 | 2561 | 0.55 | 873
4270 | LAS GALLINAS A 1104304 | 42991104 | LAS GALLINAS A 1104 | 304 | TRUE | 3131.1603 | 221.043 | 27 | 7.2267e-05 | 2410 | 12.9614 | 2570 | 0.0014798 | 2562 | 0.03 | 2304
886 | SALT SPRINGS 21024796 | 163692102 | SALT SPRINGS 2102 | 4796 | FALSE | 11571.4706 | 11571.4706 | 114 | 8.3272e-05 | 2126 | 15.4981 | 2524 | 0.0014707 | 2563 | 50.63 | 117
1846 | BIG RIVER 11013002 | 43081101 | BIG RIVER 1101 | 3002 | FALSE | 13206.8342 | 11656.2739 | 76 | 8.5336e-05 | 2046 | 10.9995 | 2610 | 0.001464 | 2564 | 0.15 | 1296
6005 | MIRABEL 1101201156 | 42091101 | MIRABEL 1101 | 201156 | FALSE | 2780.2158 | 2335.0863 | 26 | 0.000132 | 983 | 11.0364 | 2609 | 0.0014632 | 2565 |  | 2996
9286 | SOLEDAD 2101315500 | 182052101 | SOLEDAD 2101 | 315500 | FALSE | 5515.195 | 1783.0288 | 22 | 2.1144e-05 | 3532 | 19.9522 | 2450 | 0.0014578 | 2566 |  | 3335
2001 | SAN RAFAEL 110839156 | 42011108 | SAN RAFAEL 1108 | 39156 | FALSE | 7678.6279 | 5580.9258 | 62 | 0.00036657 | 79 | 5.0499 | 2749 | 0.0014467 | 2567 | 0.4 | 949
2593 | HIGGINS 1104533648 | 152691104 | HIGGINS 1104 | 533648 | FALSE | 10867.8258 | 10867.8258 | 93 | 0.00016205 | 621 | 8.4995 | 2655 | 0.0014323 | 2568 | 0.11 | 1415
2853 | EL DORADO PH 2101668674 | 152762101 | EL DORADO PH 2101 | 668674 | FALSE | 15298.6549 | 15298.6549 | 112 | 0.00024869 | 220 | 8.5559 | 2654 | 0.0014289 | 2569 |  | 2801
701 | CAMP EVERS 210512590 | 83622105 | CAMP EVERS 2105 | 12590 | FALSE | 8818.0631 | 8233.9726 | 69 | 0.00032896 | 102 | 7.9903 | 2671 | 0.0014267 | 2570 | 0.34 | 980
9206 | SISQUOC 110245261 | 182811102 | SISQUOC 1102 | 45261 | TRUE | 20192.7526 | 164.9958 | 10 | 7.3888e-05 | 2362 | 8.6022 | 2652 | 0.001423 | 2571 |  | 3326
6505 | MONTE RIO 11131313 | 42811113 | MONTE RIO 1113 | 1313 | FALSE | 1996.4298 | 1996.4298 | 19 | 0.00014421 | 810 | 12.5764 | 2576 | 0.0014057 | 2572 | 44.58 | 156
4406 | COTATI 110475972 | 42271104 | COTATI 1104 | 75972 | FALSE | 7223.394 | 5386.1403 | 61 | 6.5028e-05 | 2609 | 22.3 | 2423 | 0.0013938 | 2573 | 0.52 | 885
7967 | MENLO 11038982 | 24131103 | MENLO 1103 | 8982 | FALSE | 7434.3823 | 7434.3823 | 50 | 0.00014907 | 751 | 11.9525 | 2587 | 0.0013928 | 2574 | 0.08 | 1625
9897 | ORO FINO 110239154 | 103031102 | ORO FINO 1102 | 39154 | FALSE | 1419.8889 | 1419.8889 | 11 | 0.00019824 | 403 | 21.6746 | 2430 | 0.0013923 | 2575 | 62.39 | 84
5536 | GUALALA 1111CB | 42841111 | GUALALA 1111 | CB | FALSE | 6227.6638 | 6227.6638 | 47 | 0.00010177 | 1608 | 5.1216 | 2747 | 0.0013913 | 2576 | 0.03 | 2337
3869 | PINE GROVE 11021765 | 163751102 | PINE GROVE 1102 | 1765 | FALSE | 2336.7952 | 2336.7952 | 20 | 0.00017078 | 558 | 6.0123 | 2713 | 0.0013887 | 2577 | 15.71 | 348
2705 | FORT ORD 210736596 | 182402107 | FORT ORD 2107 | 36596 | FALSE | 20043.7619 | 6572.3951 | 145 | 1.719e-05 | 3570 | 17.052 | 2503 | 0.0013847 | 2578 | 0.03 | 2397
5302 | BIG BASIN 11015000 | 82841101 | BIG BASIN 1101 | 5000 | FALSE | 3149.0186 | 3149.0186 | 23 | 0.00041733 | 64 | 2.1336 | 2834 | 0.0013814 | 2579 | 24.55 | 277
10692 | ROSSMOOR 1109CB | 14161109 | ROSSMOOR 1109 | CB | TRUE | 244.7023 | 7.571 | 6 | 8.8688e-05 | 1962 | 31.698 | 2332 | 0.001321 | 2580 |  | 3593
5396 | FORT BRAGG A 11041316 | 42761104 | FORT BRAGG A 1104 | 1316 | FALSE | 22645.6685 | 22101.0688 | 166 | 7.7968e-05 | 2260 | 13.3542 | 2565 | 0.0013124 | 2581 | 0.12 | 1400
6380 | GUALALA 111135562 | 42841111 | GUALALA 1111 | 35562 | FALSE | 22914.0776 | 22914.0776 | 147 | 0.00010505 | 1525 | 11.7038 | 2593 | 0.0013006 | 2582 | 0.16 | 1270
5878 | OLEMA 11011318 | 42291101 | OLEMA 1101 | 1318 | FALSE | 16637.0018 | 13693.4076 | 113 | 0.00013033 | 1004 | 8.2659 | 2664 | 0.0012974 | 2583 | 9.77 | 404
7013 | SALT SPRINGS 2102L491 | 163692102 | SALT SPRINGS 2102 | L491 | FALSE | 3564.5514 | 3564.5514 | 31 | 0.00010065 | 1632 | 5.4343 | 2732 | 0.0012903 | 2584 | 33.77 | 219
3314 | LLAGAS 2101XR244 | 83182101 | LLAGAS 2101 | XR244 | TRUE | 22757.8317 | 0 | 157 | 6.3757e-05 | 2654 | 15.2591 | 2527 | 0.0012825 | 2585 | 0.59 | 855
595 | GARBERVILLE 1103CB | 192221103 | GARBERVILLE 1103 | CB | TRUE | 3592.4976 | 971.3906 | 31 | 0.0002505 | 215 | 3.3852 | 2798 | 0.0012726 | 2586 | 0.05 | 1979
842 | ELK 11011272 | 42981101 | ELK 1101 | 1272 | FALSE | 36077.8728 | 35548.517 | 236 | 0.00010152 | 1616 | 17.6496 | 2487 | 0.0012681 | 2587 | 0.25 | 1089
3308 | SNEATH LANE 1106CB | 22721106 | SNEATH LANE 1106 | CB | FALSE | 9891.2145 | 4885.2685 | 66 | 2.8183e-05 | 3454 | 23.8416 | 2402 | 0.0012656 | 2588 | 0.03 | 2371
4674 | WEST POINT 110112256 | 163201101 | WEST POINT 1101 | 12256 | FALSE | 10425.1159 | 10425.1159 | 86 | 9.8504e-05 | 1679 | 19.6956 | 2453 | 0.0012622 | 2589 | 60.88 | 87
141 | MORRO BAY 1102W34 | 183011102 | MORRO BAY 1102 | W34 | FALSE | 15456.5208 | 12223.0154 | 112 | 3.8291e-05 | 3294 | 31.2471 | 2337 | 0.0012584 | 2590 |  | 2657
8023 | HOLLISTER 2105903238 | 182492105 | HOLLISTER 2105 | 903238 | FALSE | 9893.8007 | 6450.8713 | 30 | 4.7333e-05 | 3108 | 30.0306 | 2344 | 0.001258 | 2591 |  | 3186
53 | DUNBAR 1102448 | 43071102 | DUNBAR 1102 | 448 | FALSE | 14554.2556 | 3932.5973 | 116 | 9.7296e-05 | 1707 | 15.8508 | 2519 | 0.001256 | 2592 |  | 2652
5111 | ALHAMBRA 110581514 | 14101105 | ALHAMBRA 1105 | 81514 | FALSE | 7697.8392 | 4781.286 | 65 | 8.7032e-05 | 2011 | 13.7396 | 2556 | 0.0012525 | 2593 | 0.04 | 2121
347 | BRUNSWICK 11052204 | 152481105 | BRUNSWICK 1105 | 2204 | FALSE | 11625.6324 | 11625.6324 | 84 | 9.4601e-05 | 1775 | 11.1006 | 2606 | 0.0012429 | 2594 | 40.14 | 185
2860 | CAMP EVERS 210311046 | 83622103 | CAMP EVERS 2103 | 11046 | FALSE | 25866.5621 | 25866.5621 | 194 | 0.00016384 | 601 | 6.3121 | 2705 | 0.0012326 | 2595 | 1.33 | 683
5152 | WOODSIDE 11018522 | 24251101 | WOODSIDE 1101 | 8522 | FALSE | 15153.8377 | 3071.2008 | 123 | 0.0001684 | 573 | 8.4903 | 2656 | 0.0012059 | 2596 | 0.11 | 1425
10217 | PAUL SWEET 2102959032 | 83252102 | PAUL SWEET 2102 | 959032 | FALSE | 1582.9544 | 1283.5288 | 11 | 0.00012885 | 1030 | 15.1847 | 2528 | 0.0012034 | 2597 |  | 3517
6918 | DUNBAR 1103872066 | 43071103 | DUNBAR 1103 | 872066 | TRUE | 1285.5374 | 856.8881 | 13 | 8.9931e-05 | 1916 | 14.7027 | 2535 | 0.0011906 | 2598 |  | 3074
5057 | WEIMAR 11012764 | 152491101 | WEIMAR 1101 | 2764 | FALSE | 9871.3778 | 9871.3778 | 68 | 0.0002671 | 178 | 5.6584 | 2724 | 0.0011906 | 2599 | 0.05 | 2046
8401 | IGNACIO 11051943 | 42481105 | IGNACIO 1105 | 1943 | FALSE | 1959.963 | 1959.963 | 17 | 0.00014604 | 788 | 5.6591 | 2723 | 0.0011872 | 2600 |  | 3220
2098 | VOLTA 1102641544 | 102541102 | VOLTA 1102 | 641544 | FALSE | 7956.2573 | 7956.2573 | 58 | 0.00010868 | 1431 | 9.0793 | 2642 | 0.0011816 | 2601 |  | 2763
5971 | SANTA ROSA A 110464565 | 42151104 | SANTA ROSA A 1104 | 64565 | FALSE | 1284.2848 | 1284.2848 | 13 | 0.00016067 | 634 | 14.7117 | 2534 | 0.001175 | 2602 | 0.3 | 1013
1887 | NAPA 1112CB | 42021112 | NAPA 1112 | CB | TRUE | 26742.8753 | 940.9991 | 226 | 4.1039e-05 | 3242 | 20.6872 | 2439 | 0.0011724 | 2603 |  | 2752
5833 | DEL MONTE 21049500 | 182222104 | DEL MONTE 2104 | 9500 | FALSE | 10910.9002 | 9168.0738 | 71 | 6.6682e-05 | 2565 | 18.8342 | 2462 | 0.0011663 | 2604 | 1.62 | 662
3301 | RALSTON 1101836528 | 24141101 | RALSTON 1101 | 836528 | FALSE | 4695.3621 | 4679.584 | 39 | 3.0209e-05 | 3424 | 39.6633 | 2275 | 0.0011552 | 2605 |  | 2820
1278 | LOS GATOS 1107CB | 82021107 | LOS GATOS 1107 | CB | FALSE | 25409.8546 | 24616.6476 | 192 | 0.00012212 | 1146 | 9.4762 | 2636 | 0.0011504 | 2606 | 0.14 | 1327
1215 | SAN RAMON 2106CB | 14232106 | SAN RAMON 2106 | CB | TRUE | 3504.1175 | 755.1177 | 25 | 5.9264e-05 | 2797 | 9.8829 | 2625 | 0.001149 | 2607 |  | 2717
10840 | CLOVERDALE 1101704542 | 42821101 | CLOVERDALE 1101 | 704542 | TRUE | 487.4963 | 345.9417 | 3 | 0.00010371 | 1556 | 10.6423 | 2616 | 0.0011475 | 2608 |  | 3612
9582 | LOS OSITOS 2102624200 | 182082102 | LOS OSITOS 2102 | 624200 | FALSE | 3744.0071 | 2491.858 | 6 | 9.1262e-06 | 3614 | 78.1632 | 2058 | 0.0011432 | 2609 |  | 3383
6642 | STANISLAUS 1702L5381 | 162821702 | STANISLAUS 1702 | L5381 | FALSE | 1955.4877 | 1955.4877 | 15 | 8.6227e-05 | 2029 | 11.1601 | 2603 | 0.0011429 | 2610 | 63.74 | 80
10129 | VALLEY VIEW 1103218424 | 14341103 | VALLEY VIEW 1103 | 218424 | TRUE | 877.6167 | 866.5125 | 4 | 6.9394e-05 | 2493 | 17.8902 | 2485 | 0.0011372 | 2611 |  | 3498
2575 | BIG RIVER 110155402 | 43081101 | BIG RIVER 1101 | 55402 | FALSE | 14989.6887 | 3994.4825 | 104 | 6.4572e-05 | 2623 | 16.7266 | 2505 | 0.0011234 | 2612 | 0.02 | 2517
2609 | MIRABEL 1102503000 | 42091102 | MIRABEL 1102 | 503000 | FALSE | 7554.2208 | 7373.131 | 54 | 0.00017004 | 564 | 3.5877 | 2787 | 0.0011185 | 2613 |  | 2789
8405 | MONTE RIO 1111240 | 42811111 | MONTE RIO 1111 | 240 | FALSE | 4953.3762 | 4953.3762 | 42 | 0.00020071 | 393 | 8.5626 | 2653 | 0.0011134 | 2614 | 27.15 | 261
1947 | ROB ROY 210410930 | 83692104 | ROB ROY 2104 | 10930 | FALSE | 18316.5864 | 1585.2477 | 149 | 9.2072e-05 | 1841 | 11.2167 | 2602 | 0.0011126 | 2615 | 0.03 | 2315
6789 | MIRABEL 11021139 | 42091102 | MIRABEL 1102 | 1139 | FALSE | 3291.1128 | 3291.1128 | 25 | 0.00021661 | 335 | 5.771 | 2718 | 0.0011071 | 2616 | 19.12 | 313
10452 | PIT NO 3 21011480 | 103732101 | PIT NO 3 2101 | 1480 | FALSE | 3913.3341 | 3463.9371 | 20 | 6.904e-05 | 2506 | 14.3241 | 2543 | 0.0011038 | 2617 | 0.02 | 2410
3881 | CORRAL 110275622 | 162991102 | CORRAL 1102 | 75622 | FALSE | 9209.8908 | 1956.9061 | 78 | 8.9335e-05 | 1938 | 14.1186 | 2545 | 0.0010989 | 2618 | 1.24 | 694
656 | MORAGA 1105CB | 13801105 | MORAGA 1105 | CB | FALSE | 17419.9506 | 9244.2642 | 121 | 8.2774e-05 | 2137 | 22.4988 | 2417 | 0.001078 | 2619 | 36.92 | 204
7044 | SALT SPRINGS 210297924 | 163692102 | SALT SPRINGS 2102 | 97924 | FALSE | 8287.4089 | 8287.4089 | 49 | 8.4247e-05 | 2084 | 16.5614 | 2507 | 0.0010653 | 2620 | 28.19 | 252
1866 | HIGGINS 1104842642 | 152691104 | HIGGINS 1104 | 842642 | FALSE | 9353.842 | 9353.842 | 80 | 0.00015044 | 731 | 10.167 | 2622 | 0.0010503 | 2621 | 0.11 | 1445
1316 | SHADY GLEN 1101CB | 152431101 | SHADY GLEN 1101 | CB | FALSE | 8798.7393 | 5676.9517 | 72 | 0.00028651 | 144 | 7.3277 | 2682 | 0.0010502 | 2622 | 5.26 | 492
8148 | MIWUK 1702S1547 | 163661702 | MIWUK 1702 | S1547 | FALSE | 4459.8848 | 4459.8848 | 39 | 5.3114e-05 | 2964 | 14.6954 | 2536 | 0.0010487 | 2623 | 82.41 | 44
4763 | SNEATH LANE 11071277 | 22721107 | SNEATH LANE 1107 | 1277 | TRUE | 3471.3767 | 0 | 30 | 4.0209e-05 | 3263 | 12.7259 | 2574 | 0.001018 | 2624 | 0.04 | 2212
10287 | DUNLAP 11027290 | 254061102 | DUNLAP 1102 | 7290 | FALSE | 1075.4071 | 1075.4071 | 8 | 2.8269e-05 | 3452 | 23.8308 | 2405 | 0.0010126 | 2625 | 0 | 2635
9998 | RESEARCH 2102644462 | 14692102 | RESEARCH 2102 | 644462 | TRUE | 2486.8085 | 567.6161 | 24 | 0.00010098 | 1625 | 12.9287 | 2571 | 0.0010124 | 2626 |  | 3468
1937 | SARATOGA 1107LC12 | 83371107 | SARATOGA 1107 | LC12 | FALSE | 12044.6481 | 12044.6481 | 86 | 0.00017659 | 521 | 13.8877 | 2554 | 0.0010097 | 2627 | 0.56 | 865
3 | HIGGINS 1104498932 | 152691104 | HIGGINS 1104 | 498932 | FALSE | 6861.4641 | 6024.2456 | 57 | 0.00014672 | 777 | 8.6826 | 2649 | 0.0010076 | 2628 | 0.09 | 1548
7928 | HALSEY 11015731 | 152241101 | HALSEY 1101 | 5731 | FALSE | 5029.6194 | 5029.6194 | 41 | 0.00015547 | 690 | 3.5444 | 2790 | 0.0010067 | 2629 | 0.05 | 1973
5582 | TAMARACK 1101CB | 152291101 | TAMARACK 1101 | CB | FALSE | 28734.8817 | 28123.7558 | 148 | 7.11e-05 | 2442 | 13.9274 | 2552 | 0.0010065 | 2630 | 0.36 | 966
5935 | MORAGA 1103CB | 13801103 | MORAGA 1103 | CB | FALSE | 10346.1129 | 2141.3708 | 82 | 8.1676e-05 | 2163 | 6.4364 | 2698 | 0.0010058 | 2631 | 0.06 | 1846
6299 | PEORIA 170587222 | 163781705 | PEORIA 1705 | 87222 | FALSE | 8479.914 | 8240.0573 | 57 | 0.00010497 | 1529 | 10.4869 | 2620 | 0.0010031 | 2632 | 0.1 | 1504
2943 | PAUL SWEET 2105CB | 83252105 | PAUL SWEET 2105 | CB | FALSE | 14092.576 | 11980.8022 | 86 | 0.00012586 | 1080 | 5.5912 | 2727 | 0.0010024 | 2633 | 0.22 | 1132
9018 | GREEN VALLEY 2101509068 | 83192101 | GREEN VALLEY 2101 | 509068 | FALSE | 2868.1374 | 1655.4712 | 22 | 0.00010648 | 1487 | 17.3491 | 2495 | 0.0010019 | 2634 |  | 3297
8604 | MORGAN HILL 2105975388 | 83242105 | MORGAN HILL 2105 | 975388 | TRUE | 2101.0589 | 775.2264 | 18 | 4.0105e-05 | 3265 | 13.2566 | 2567 | 0.0010016 | 2635 |  | 3242
5120 | PAUL SWEET 21045394 | 83252104 | PAUL SWEET 2104 | 5394 | FALSE | 24529.1372 | 23340.3938 | 180 | 0.00013063 | 998 | 7.7218 | 2674 | 0.00099214 | 2636 | 43.45 | 169
6690 | GUALALA 1111887180 | 42841111 | GUALALA 1111 | 887180 | FALSE | 8692.4371 | 8589.4892 | 61 | 5.5738e-05 | 2897 | 12.9178 | 2572 | 0.00098628 | 2637 | 0.07 | 1715
3875 | FORT BRAGG A 11014698 | 42761101 | FORT BRAGG A 1101 | 4698 | FALSE | 12883.0062 | 12883.0062 | 101 | 0.00018389 | 481 | 12.0639 | 2584 | 0.00097756 | 2638 | 0.05 | 1998
8479 | SALT SPRINGS 2102L7283 | 163692102 | SALT SPRINGS 2102 | L7283 | FALSE | 1053.4945 | 1053.4945 | 12 | 7.514e-05 | 2329 | 13.9335 | 2551 | 0.00097446 | 2639 | 29.37 | 241
1105 | PLACER 110451732 | 152461104 | PLACER 1104 | 51732 | FALSE | 12971.5884 | 1093.5921 | 110 | 0.00019845 | 402 | 3.0886 | 2809 | 0.00097323 | 2640 | 0.02 | 2495
6916 | BEN LOMOND 110196738 | 83041101 | BEN LOMOND 1101 | 96738 | FALSE | 10792.8538 | 10792.8538 | 84 | 0.00020283 | 387 | 5.4435 | 2731 | 0.00097276 | 2641 | 21.67 | 298
5851 | SAN RAFAEL 1109692576 | 42011109 | SAN RAFAEL 1109 | 692576 | FALSE | 5517.9962 | 3874.9491 | 51 | 0.0001303 | 1007 | 7.0569 | 2686 | 0.0009691 | 2642 |  | 2983
1894 | HALF MOON BAY 11028848 | 24101102 | HALF MOON BAY 1102 | 8848 | FALSE | 16215.0785 | 6200.2521 | 117 | 6.6972e-05 | 2558 | 11.0461 | 2608 | 0.00096385 | 2643 | 0.22 | 1123
3844 | OLEMA 110150396 | 42291101 | OLEMA 1101 | 50396 | FALSE | 21037.3757 | 20827.3892 | 162 | 8.5221e-05 | 2050 | 11.5065 | 2597 | 0.00096084 | 2644 | 20.38 | 306
8685 | SANTA ROSA A 1111114 | 42151111 | SANTA ROSA A 1111 | 114 | TRUE | 4957.8887 | 17.4908 | 40 | 8.3173e-05 | 2128 | 9.1847 | 2640 | 0.00096055 | 2645 | 8.42 | 426
3877 | LOS GATOS 110660116 | 82021106 | LOS GATOS 1106 | 60116 | FALSE | 19634.1928 | 19634.1928 | 151 | 0.00020011 | 397 | 4.9468 | 2757 | 0.00095505 | 2646 | 0.89 | 751
46 | MONTE RIO 11111703 | 42811111 | MONTE RIO 1111 | 1703 | FALSE | 2213.9946 | 2213.9946 | 16 | 0.00013016 | 1008 | 6.0137 | 2712 | 0.00095446 | 2647 | 43.57 | 165
2992 | EMERALD LAKE 0401CB | 24080401 | EMERALD LAKE 0401 | CB | FALSE | 21117.9549 | 15035.2163 | 130 | 6.8162e-05 | 2531 | 7.7386 | 2673 | 0.00094726 | 2648 | 0.52 | 887
5798 | DIAMOND SPRINGS 1107217974 | 152261107 | DIAMOND SPRINGS 1107 | 217974 | FALSE | 6862.6922 | 6593.0651 | 44 | 0.00013259 | 971 | 7.0882 | 2685 | 0.00093976 | 2649 |  | 2978
5351 | TEMPLETON 2113A32 | 183052113 | TEMPLETON 2113 | A32 | FALSE | 9519.6113 | 2633.3805 | 76 | 6.2625e-05 | 2697 | 14.4505 | 2541 | 0.00093807 | 2650 | 0.03 | 2314
5142 | STANISLAUS 17021850 | 162821702 | STANISLAUS 1702 | 1850 | FALSE | 21661.1812 | 21661.1812 | 182 | 0.00013942 | 879 | 5.1605 | 2745 | 0.00093342 | 2651 | 73.2 | 62
7375 | ARCATA 11224218 | 192021122 | ARCATA 1122 | 4218 | FALSE | 7931.9123 | 7690.241 | 27 | 0.00022706 | 297 | 5.3463 | 2735 | 0.00093079 | 2652 | 0.09 | 1526
2956 | BIG BASIN 110276752 | 82841102 | BIG BASIN 1102 | 76752 | FALSE | 4380.3192 | 4380.3192 | 36 | 0.00025263 | 209 | 5.3491 | 2733 | 0.00091318 | 2653 | 0.44 | 924
3629 | BRUNSWICK 11051030 | 152481105 | BRUNSWICK 1105 | 1030 | FALSE | 25567.0003 | 25567.0003 | 217 | 0.00014916 | 749 | 5.1044 | 2748 | 0.00090994 | 2654 | 21.6 | 300
9250 | MIWUK 17021808 | 163661702 | MIWUK 1702 | 1808 | FALSE | 2949.8139 | 2949.8139 | 27 | 9.0273e-05 | 1905 | 7.9905 | 2670 | 0.00090929 | 2655 | 46.07 | 145
8540 | DEL MONTE 210436720 | 182222104 | DEL MONTE 2104 | 36720 | FALSE | 12840.8619 | 9577.7665 | 87 | 5.288e-05 | 2972 | 18.0958 | 2475 | 0.00089535 | 2656 | 0.12 | 1394
950 | JARVIS 1108MR366 | 13501108 | JARVIS 1108 | MR366 | TRUE | 15876.8969 | 0 | 134 | 1.4916e-05 | 3586 | 46.6158 | 2237 | 0.00088159 | 2657 |  | 2698
1888 | ROB ROY 2104CB | 83692104 | ROB ROY 2104 | CB | FALSE | 23033.3792 | 23033.3792 | 170 | 0.00010514 | 1519 | 8.871 | 2646 | 0.0008744 | 2658 | 0.65 | 822
311 | SALT SPRINGS 21023142 | 163692102 | SALT SPRINGS 2102 | 3142 | FALSE | 28901.7283 | 28901.7283 | 256 | 8.7499e-05 | 1999 | 11.3039 | 2600 | 0.00086175 | 2659 | 128.2 | 8
978 | BRYANT 0402CB | 13090402 | BRYANT 0402 | CB | FALSE | 12456.8292 | 3768.052 | 111 | 9.7026e-05 | 1713 | 9.3336 | 2638 | 0.00085884 | 2660 | 0.34 | 979
7054 | STANISLAUS 1702L3151 | 162821702 | STANISLAUS 1702 | L3151 | FALSE | 1595.4085 | 1595.4085 | 13 | 0.0001267 | 1068 | 7.3809 | 2679 | 0.00085242 | 2661 | 25 | 273
3980 | BIG BASIN 110112838 | 82841101 | BIG BASIN 1101 | 12838 | FALSE | 3807.4911 | 3807.4911 | 32 | 0.00058408 | 21 | 1.5522 | 2860 | 0.00085046 | 2662 | 8.72 | 421
8804 | SILVERADO 2103403102 | 43432103 | SILVERADO 2103 | 403102 | TRUE | 2765.6183 | 788.5735 | 18 | 0.00014171 | 843 | 5.3389 | 2736 | 0.00084561 | 2663 |  | 3267
6283 | HATTON 11022010 | 182291102 | HATTON 1102 | 2010 | FALSE | 6409.6213 | 6409.6213 | 43 | 8.8563e-05 | 1970 | 8.3553 | 2660 | 0.00084365 | 2664 | 0.11 | 1409
164 | CORONA 11034446 | 43491103 | CORONA 1103 | 4446 | TRUE | 17302.7635 | 0 | 124 | 4.9277e-05 | 3056 | 12.6776 | 2575 | 0.00084052 | 2665 | 0.04 | 2135
5512 | MORAGA 1101669542 | 13801101 | MORAGA 1101 | 669542 | FALSE | 5668.7589 | 5668.7589 | 49 | 0.00018473 | 476 | 4.4449 | 2769 | 0.0008334 | 2666 |  | 2960
5671 | CURTIS 170190120 | 163351701 | CURTIS 1701 | 90120 | FALSE | 8309.1292 | 5041.5999 | 64 | 0.00010439 | 1542 | 5.6342 | 2725 | 0.00082387 | 2667 | 0.04 | 2200
5328 | OROSI 11027948F | 252841102 | OROSI 1102 | 7948F | FALSE | 13813.6905 | 1712.0139 | 74 | 2.7103e-05 | 3472 | 53.0836 | 2194 | 0.00082174 | 2668 | 0.02 | 2432
3271 | STAFFORD 1101CB | 43201101 | STAFFORD 1101 | CB | FALSE | 19644.2096 | 2188.9817 | 180 | 4.3869e-05 | 3192 | 3.8934 | 2779 | 0.0008192 | 2669 | 0.05 | 1928
3349 | STANISLAUS 17026028 | 162821702 | STANISLAUS 1702 | 6028 | FALSE | 13370.3026 | 13370.3026 | 115 | 0.00011502 | 1298 | 6.888 | 2688 | 0.0008147 | 2670 | 56.37 | 98
4063 | REDBUD 1102432 | 43191102 | REDBUD 1102 | 432 | FALSE | 18069.9686 | 1802.3639 | 130 | 5.4493e-05 | 2933 | 13.5928 | 2560 | 0.00080536 | 2671 | 0.03 | 2402
4207 | SPRING GAP 170210720 | 162831702 | SPRING GAP 1702 | 10720 | FALSE | 7675.033 | 7675.033 | 25 | 2.2157e-05 | 3517 | 32.3965 | 2326 | 0.00079114 | 2672 | 23.43 | 287
6208 | BIG MEADOWS 2101CB | 102812101 | BIG MEADOWS 2101 | CB | FALSE | 3388.6184 | 3388.6184 | 21 | 6.388e-05 | 2651 | 12.5128 | 2578 | 0.00079069 | 2673 | 0.04 | 2209
682 | ROSSMOOR 110676468 | 14161106 | ROSSMOOR 1106 | 76468 | FALSE | 4744.0085 | 1281.0776 | 35 | 9.8202e-05 | 1686 | 6.3972 | 2700 | 0.00078905 | 2674 | 0.03 | 2373
5936 | OAKLAND K 1102CB | 12101102 | OAKLAND K 1102 | CB | FALSE | 4816.3453 | 4816.3453 | 40 | 0.00013401 | 943 | 11.9588 | 2585 | 0.0007688 | 2675 | 31.2 | 232
5479 | ROSSMOOR 1108CB | 14161108 | ROSSMOOR 1108 | CB | FALSE | 11748.8949 | 6728.9489 | 92 | 9.2886e-05 | 1826 | 6.3592 | 2703 | 0.00076238 | 2676 | 0.16 | 1251
3739 | WEIMAR 1102CB | 152491102 | WEIMAR 1102 | CB | FALSE | 19605.5563 | 19605.5563 | 151 | 0.00013907 | 885 | 11.5584 | 2596 | 0.00075189 | 2677 | 0.07 | 1772
4477 | MIWUK 170238218 | 163661702 | MIWUK 1702 | 38218 | FALSE | 17605.0564 | 17605.0564 | 132 | 9.9008e-05 | 1668 | 8.1704 | 2665 | 0.00074696 | 2678 | 94.05 | 28
262 | ROB ROY 21055090 | 83692105 | ROB ROY 2105 | 5090 | FALSE | 34218.6566 | 34218.6566 | 245 | 0.00010692 | 1476 | 6.8561 | 2689 | 0.00074249 | 2679 | 1.26 | 691
459 | HARTLEY 1102824 | 43211102 | HARTLEY 1102 | 824 | TRUE | 12575.4803 | 137.5107 | 103 | 0.00010133 | 1619 | 3.4457 | 2797 | 0.00072721 | 2680 |  | 2674
3196 | SPRING GAP 17029280 | 162831702 | SPRING GAP 1702 | 9280 | FALSE | 10262.6071 | 10262.6071 | 80 | 8.3881e-05 | 2098 | 8.09 | 2668 | 0.00072124 | 2681 | 2.82 | 577
1359 | CAMP EVERS 210311056 | 83622103 | CAMP EVERS 2103 | 11056 | FALSE | 6785.5939 | 6717.0632 | 48 | 0.00016442 | 592 | 4.026 | 2778 | 0.00071991 | 2682 | 0.3 | 1011
2485 | EEL RIVER 1102530 | 192381102 | EEL RIVER 1102 | 530 | TRUE | 43254.3781 | 117.5277 | 255 | 0.00014869 | 756 | 5.1756 | 2744 | 0.00070447 | 2683 | 0.02 | 2508
6651 | PINECREST 04011818 | 163160401 | PINECREST 0401 | 1818 | FALSE | 5027.483 | 4942.4923 | 26 | 4.1e-05 | 3243 | 14.3865 | 2542 | 0.00069935 | 2684 | 0.72 | 799
413 | BRUNSWICK 11062796 | 152481106 | BRUNSWICK 1106 | 2796 | FALSE | 31981.5846 | 31981.5846 | 253 | 0.00012583 | 1081 | 6.8299 | 2691 | 0.00069507 | 2685 | 44.5 | 159
4105 | CAMP EVERS 210410442 | 83622104 | CAMP EVERS 2104 | 10442 | FALSE | 16579.0287 | 9105.2092 | 133 | 0.00016483 | 589 | 3.6401 | 2786 | 0.00069444 | 2686 | 0.29 | 1027
2116 | LUCERNE 1106CB | 43351106 | LUCERNE 1106 | CB | FALSE | 5806.4035 | 3043.2971 | 48 | 0.00014993 | 737 | 3.6937 | 2784 | 0.00069407 | 2687 | 0.04 | 2177
10094 | HARRIS 1109237791 | 192431109 | HARRIS 1109 | 237791 | FALSE | 3420.2949 | 2280.4467 | 23 | 0.0001987 | 399 | 3.165 | 2804 | 0.00069283 | 2688 |  | 3489
9596 | BRUNSWICK 1104285704 | 152481104 | BRUNSWICK 1104 | 285704 | FALSE | 1923.7717 | 1685.8276 | 17 | 0.00023236 | 275 | 9.8522 | 2626 | 0.00068515 | 2689 |  | 3385
591 | MIWUK 170110600 | 163661701 | MIWUK 1701 | 10600 | FALSE | 21367.0688 | 21367.0688 | 161 | 7.3663e-05 | 2371 | 8.335 | 2662 | 0.000683 | 2690 | 276.94 | 1
7040 | PAUL SWEET 2106428102 | 83252106 | PAUL SWEET 2106 | 428102 | FALSE | 20879.8446 | 19729.9421 | 158 | 0.00012781 | 1053 | 4.9782 | 2755 | 0.00068264 | 2691 | 0.55 | 866
9535 | HOLLISTER 2105480430 | 182492105 | HOLLISTER 2105 | 480430 | FALSE | 8153.37 | 1450.1348 | 39 | 5.7435e-05 | 2851 | 18.7653 | 2463 | 0.00068138 | 2692 |  | 3372
751 | GUALALA 1112662 | 42841112 | GUALALA 1112 | 662 | FALSE | 13657.9642 | 10019.7655 | 104 | 6.0639e-05 | 2758 | 8.9744 | 2644 | 0.00067921 | 2693 | 0.07 | 1724
9192 | PURISIMA 110154728 | 182971101 | PURISIMA 1101 | 54728 | FALSE | 7898.4984 | 1667.872 | 37 | 3.3775e-05 | 3371 | 43.321 | 2256 | 0.00066262 | 2694 | 0.79 | 775
6603 | MIRABEL 11027347 | 42091102 | MIRABEL 1102 | 7347 | FALSE | 1315.3758 | 1315.3758 | 10 | 0.00013644 | 913 | 4.8202 | 2760 | 0.00065864 | 2695 | 43.48 | 167
6890 | CHALLENGE 110113026 | 103201101 | CHALLENGE 1101 | 13026 | FALSE | 12912.9615 | 12912.9615 | 70 | 4.9241e-05 | 3058 | 11.6076 | 2595 | 0.00065269 | 2696 | 8.38 | 429
4651 | PACIFICA 1102320094 | 22811102 | PACIFICA 1102 | 320094 | TRUE | 1539.8883 | 440.0576 | 11 | 3.4565e-05 | 3360 | 25.2958 | 2389 | 0.00064788 | 2697 |  | 2907
7773 | MONTE RIO 111215401 | 42811112 | MONTE RIO 1112 | 15401 | FALSE | 1388.1732 | 1388.1732 | 11 | 0.00019479 | 418 | 6.5489 | 2694 | 0.00064146 | 2698 | 41.15 | 179
8375 | MONTE RIO 1111256 | 42811111 | MONTE RIO 1111 | 256 | FALSE | 2415.6319 | 2415.6319 | 17 | 0.00023971 | 247 | 1.4646 | 2867 | 0.00063627 | 2699 | 24.25 | 279
6923 | OLEMA 1101758594 | 42291101 | OLEMA 1101 | 758594 | FALSE | 3264.6914 | 1943.4938 | 21 | 0.00012955 | 1018 | 6.1576 | 2711 | 0.00062774 | 2700 |  | 3075
10215 | IGNACIO 11011779 | 42481101 | IGNACIO 1101 | 1779 | TRUE | 677.0293 | 540.9099 | 5 | 6.6577e-05 | 2570 | 9.5735 | 2633 | 0.00062625 | 2701 |  | 3516
4571 | TEMPLETON 2113A30 | 183052113 | TEMPLETON 2113 | A30 | TRUE | 2568.419 | 401.1046 | 25 | 5.8029e-05 | 2834 | 6.399 | 2699 | 0.00062089 | 2702 | 0.02 | 2500
5501 | FORT BRAGG A 11013100 | 42761101 | FORT BRAGG A 1101 | 3100 | FALSE | 23694.1727 | 19636.3272 | 198 | 6.4544e-05 | 2625 | 14.9697 | 2532 | 0.00061511 | 2703 | 0.06 | 1863
7330 | HAMILTON BRANCH 110190334 | 102361101 | HAMILTON BRANCH 1101 | 90334 | FALSE | 5394.0455 | 5394.0455 | 44 | 3.2303e-05 | 3396 | 20.5875 | 2442 | 0.00061497 | 2704 | 11.09 | 388
3053 | HIGGINS 11032194 | 152691103 | HIGGINS 1103 | 2194 | FALSE | 4329.2096 | 2142.6429 | 36 | 0.00018519 | 470 | 3.3664 | 2801 | 0.00060703 | 2705 | 1.88 | 634
9597 | MORGAN HILL 2105XR602 | 83242105 | MORGAN HILL 2105 | XR602 | TRUE | 1368.2778 | 391.3667 | 13 | 8.4195e-05 | 2086 | 9.8269 | 2627 | 0.00060529 | 2706 | 0.03 | 2240
5378 | DIAMOND SPRINGS 1105CB | 152261105 | DIAMOND SPRINGS 1105 | CB | FALSE | 7588.8389 | 3330.3293 | 47 | 0.0003055 | 125 | 1.7499 | 2851 | 0.00059825 | 2707 | 0.99 | 735
1437 | HORSESHOE 110450142 | 152571104 | HORSESHOE 1104 | 50142 | FALSE | 6580.4447 | 3596.2025 | 55 | 0.00011566 | 1280 | 5.2494 | 2740 | 0.00059558 | 2708 | 2.21 | 618
4026 | MIRABEL 1101CB | 42091101 | MIRABEL 1101 | CB | TRUE | 8192.7885 | 792.3448 | 70 | 0.00016303 | 612 | 5.4892 | 2729 | 0.00059471 | 2709 | 0.06 | 1815
7798 | LOS GATOS 110712041 | 82021107 | LOS GATOS 1107 | 12041 | FALSE | 10143.7851 | 10143.7851 | 65 | 0.00013198 | 985 | 5.1866 | 2743 | 0.00059297 | 2710 | 30.78 | 234
1553 | MEADOW LANE 2106C558R | 14302106 | MEADOW LANE 2106 | C558R | FALSE | 23093.6755 | 1942.5032 | 180 | 4.7416e-05 | 3106 | 10.0864 | 2623 | 0.00059158 | 2711 | 12.02 | 377
380 | STANISLAUS 17021804 | 162821702 | STANISLAUS 1702 | 1804 | FALSE | 13482.9013 | 13482.9013 | 118 | 0.00010094 | 1626 | 6.3117 | 2706 | 0.00058985 | 2712 | 106.77 | 17
10645 | DIAMOND SPRINGS 1103635040 | 152261103 | DIAMOND SPRINGS 1103 | 635040 | TRUE | 340.9559 | 324.181 | 2 | 9.5316e-05 | 1752 | 11.9488 | 2590 | 0.0005888 | 2713 |  | 3585
7077 | CORONA 1103776806 | 43491103 | CORONA 1103 | 776806 | TRUE | 1634.4876 | 412.4097 | 15 | 4.0998e-05 | 3244 | 13.7861 | 2555 | 0.00058477 | 2714 |  | 3094
4432 | BRUNSWICK 11053611 | 152481105 | BRUNSWICK 1105 | 3611 | FALSE | 2597.3823 | 2597.3823 | 23 | 5.2349e-05 | 2984 | 11.435 | 2598 | 0.00057745 | 2715 | 32.3 | 226
5741 | HICKS 2101XR250 | 83432101 | HICKS 2101 | XR250 | TRUE | 9406.4624 | 0 | 80 | 6.5499e-05 | 2601 | 5.0345 | 2750 | 0.00057262 | 2716 | 4.1 | 527
8362 | CASTRO VALLEY 1111CB | 14091111 | CASTRO VALLEY 1111 | CB | TRUE | 1304.8232 | 357.3361 | 16 | 7.3542e-05 | 2381 | 5.012 | 2752 | 0.00057058 | 2717 |  | 3215
4792 | HALF MOON BAY 1102CB | 24101102 | HALF MOON BAY 1102 | CB | TRUE | 5451.3154 | 266.9695 | 50 | 3.1382e-05 | 3410 | 8.3028 | 2663 | 0.0005603 | 2718 | 0.02 | 2459
2151 | MIWUK 170153038 | 163661701 | MIWUK 1701 | 53038 | FALSE | 10729.3555 | 10729.3555 | 62 | 6.9809e-05 | 2481 | 8.8864 | 2645 | 0.00055181 | 2719 | 0.63 | 833
5668 | ALLEGHANY 1101978 | 152101101 | ALLEGHANY 1101 | 978 | FALSE | 47571.501 | 22458.2021 | 130 | 3.6377e-05 | 3326 | 24.8644 | 2391 | 0.00055148 | 2720 | 0.07 | 1680
6116 | IGNACIO 1105908 | 42481105 | IGNACIO 1105 | 908 | FALSE | 3616.7994 | 1126.3756 | 42 | 6.1442e-05 | 2737 | 3.4612 | 2796 | 0.00055062 | 2721 |  | 3005
2452 | OAKHURST 1103719490 | 254421103 | OAKHURST 1103 | 719490 | FALSE | 4856.6254 | 4856.6254 | 44 | 6.7665e-05 | 2542 | 6.5472 | 2695 | 0.00054847 | 2722 |  | 2777
1532 | HAMILTON BRANCH 1101CB | 102361101 | HAMILTON BRANCH 1101 | CB | FALSE | 5887.1186 | 3755.8808 | 56 | 5.471e-05 | 2926 | 5.5819 | 2728 | 0.00054657 | 2723 | 0.07 | 1682
8732 | EL CERRITO G 1112418480 | 12501112 | EL CERRITO G 1112 | 418480 | FALSE | 1216.9885 | 1216.9885 | 13 | 0.00010549 | 1506 | 5.5937 | 2726 | 0.0005464 | 2724 |  | 3256
4263 | HALF MOON BAY 11038894 | 24101103 | HALF MOON BAY 1103 | 8894 | FALSE | 18146.6988 | 18102.2842 | 110 | 0.00011302 | 1343 | 4.8209 | 2759 | 0.00053494 | 2725 | 5.41 | 487
4900 | CHESTER 11022564 | 103181102 | CHESTER 1102 | 2564 | FALSE | 3603.0114 | 3598.4394 | 21 | 3.9721e-05 | 3274 | 12.5176 | 2577 | 0.00053291 | 2726 | 0.1 | 1482
1003 | SANTA ROSA A 1111CB | 42151111 | SANTA ROSA A 1111 | CB | TRUE | 9060.4473 | 490.8425 | 88 | 4.3627e-05 | 3197 | 6.3791 | 2701 | 0.00052634 | 2727 |  | 2703
8503 | SAN RAFAEL 11071276 | 42011107 | SAN RAFAEL 1107 | 1276 | FALSE | 6144.8964 | 6012.4282 | 56 | 0.00018947 | 444 | 3.4619 | 2795 | 0.00052522 | 2728 | 0.53 | 884
6580 | MIWUK 170247143 | 163661702 | MIWUK 1702 | 47143 | FALSE | 7882.6346 | 7882.6346 | 67 | 0.00016052 | 638 | 2.9032 | 2815 | 0.00052216 | 2729 | 0.63 | 837
4101 | LAURELES 1112562376 | 182371112 | LAURELES 1112 | 562376 | FALSE | 12962.1789 | 12746.1039 | 82 | 6.0914e-05 | 2752 | 14.0412 | 2548 | 0.00052151 | 2730 |  | 2872
5934 | FITCH MOUNTAIN 1113154 | 42751113 | FITCH MOUNTAIN 1113 | 154 | TRUE | 15159.6857 | 20.5741 | 108 | 0.00013977 | 871 | 1.0919 | 2887 | 0.00051973 | 2731 | 0.03 | 2260
5473 | EL DORADO PH 2102CB | 152762102 | EL DORADO PH 2102 | CB | FALSE | 8918.2943 | 8918.2943 | 46 | 0.00023568 | 259 | 2.1334 | 2835 | 0.00051722 | 2732 | 44.97 | 153
4174 | CAMP EVERS 210610718 | 83622106 | CAMP EVERS 2106 | 10718 | FALSE | 13624.5702 | 13624.5702 | 98 | 0.00029137 | 138 | 2.007 | 2842 | 0.0005122 | 2733 | 0.58 | 858
4155 | BRUNSWICK 110532536 | 152481105 | BRUNSWICK 1105 | 32536 | FALSE | 17537.3204 | 17537.3204 | 144 | 0.00010307 | 1568 | 6.8331 | 2690 | 0.00050182 | 2734 | 126.24 | 9
4857 | SEACLIFF 040112946 | 83500401 | SEACLIFF 0401 | 12946 | FALSE | 5267.6978 | 3912.0696 | 41 | 7.1582e-05 | 2431 | 5.8607 | 2717 | 0.00050028 | 2735 | 0.3 | 1016
3888 | PUEBLO 1105716 | 43291105 | PUEBLO 1105 | 716 | TRUE | 14760.549 | 161.153 | 124 | 5.8731e-05 | 2814 | 7.5935 | 2676 | 0.00049954 | 2736 | 0.53 | 880
6409 | MIWUK 1702S2247 | 163661702 | MIWUK 1702 | S2247 | FALSE | 2394.0014 | 2394.0014 | 21 | 7.5118e-05 | 2331 | 9.1225 | 2641 | 0.00049228 | 2737 | 96.94 | 23
9855 | DUNLAP 1102778286 | 254061102 | DUNLAP 1102 | 778286 | FALSE | 4188.0047 | 4188.0047 | 5 | 3.6444e-05 | 3323 | 19.0779 | 2461 | 0.0004909 | 2738 | 0 | 2637
9129 | ROSSMOOR 1102457174 | 14161102 | ROSSMOOR 1102 | 457174 | TRUE | 1940.6507 | 925.5451 | 14 | 0.00011583 | 1277 | 1.7636 | 2850 | 0.00048348 | 2739 |  | 3313
8205 | ATASCADERO 1102825520 | 182541102 | ATASCADERO 1102 | 825520 | FALSE | 2407.6531 | 1896.9242 | 21 | 4.6815e-05 | 3116 | 8.3859 | 2659 | 0.00047064 | 2740 |  | 3202
2233 | IGNACIO 11011264 | 42481101 | IGNACIO 1101 | 1264 | FALSE | 5420.1776 | 3078.9362 | 50 | 5.6664e-05 | 2869 | 10.5255 | 2619 | 0.00046357 | 2741 | 0.61 | 847
4702 | BURNEY 110145984 | 103311101 | BURNEY 1101 | 45984 | FALSE | 7772.9197 | 7772.9197 | 68 | 5.7852e-05 | 2840 | 4.9585 | 2756 | 0.00046238 | 2742 | 0.06 | 1809
911 | PEORIA 170590374 | 163781705 | PEORIA 1705 | 90374 | FALSE | 7135.3675 | 6578.4615 | 48 | 9.4382e-05 | 1784 | 3.531 | 2791 | 0.0004592 | 2743 | 0.06 | 1794
4097 | SILVERADO 2103CB | 43432103 | SILVERADO 2103 | CB | TRUE | 22820.5615 | 0 | 197 | 8.4141e-05 | 2089 | 3.1167 | 2806 | 0.00045724 | 2744 | 43.8 | 164
5992 | MIWUK 17029270 | 163661702 | MIWUK 1702 | 9270 | FALSE | 9370.6933 | 9370.6933 | 68 | 0.00011547 | 1288 | 6.0072 | 2714 | 0.00045602 | 2745 | 40.93 | 182
9472 | LLAGAS 2105XR234 | 83182105 | LLAGAS 2105 | XR234 | TRUE | 1908.9722 | 4.1246 | 26 | 4.1932e-05 | 3226 | 7.3799 | 2680 | 0.00045563 | 2746 | 0.03 | 2236
6378 | WOODACRE 11011238 | 43021101 | WOODACRE 1101 | 1238 | FALSE | 5923.8162 | 5923.8162 | 30 | 0.00026272 | 189 | 9.5821 | 2630 | 0.0004533 | 2747 | 62.35 | 85
1227 | MORAGA 110381146 | 13801103 | MORAGA 1103 | 81146 | FALSE | 9033.4152 | 1226.8593 | 79 | 7.3782e-05 | 2366 | 10.282 | 2621 | 0.00045161 | 2748 | 0.03 | 2350
2519 | CAMPHORA 110122412 | 182071101 | CAMPHORA 1101 | 22412 | FALSE | 24417.5389 | 3680.7169 | 130 | 3.6957e-05 | 3316 | 12.5116 | 2579 | 0.0004496 | 2749 |  | 2781
2793 | CAMP EVERS 21065302 | 83622106 | CAMP EVERS 2106 | 5302 | FALSE | 9546.4932 | 9546.4932 | 57 | 0.00026232 | 191 | 2.1517 | 2833 | 0.00044854 | 2750 | 1.02 | 727
5402 | PACIFICA 1101CB | 22811101 | PACIFICA 1101 | CB | TRUE | 4340.9857 | 216.2085 | 38 | 4.6882e-05 | 3115 | 6.7721 | 2692 | 0.00044808 | 2751 | 8.14 | 434
6879 | SEACLIFF 0401CB | 83500401 | SEACLIFF 0401 | CB | FALSE | 9677.833 | 9246.0032 | 73 | 0.00012957 | 1017 | 4.2973 | 2773 | 0.00044728 | 2752 | 0.53 | 879
5244 | DUNBAR 1103440 | 43071103 | DUNBAR 1103 | 440 | FALSE | 19525.153 | 3309.7658 | 158 | 8.4963e-05 | 2062 | 3.5276 | 2792 | 0.00044177 | 2753 | 0.17 | 1237
4679 | ROB ROY 210412596 | 83692104 | ROB ROY 2104 | 12596 | FALSE | 17025.8657 | 12925.0786 | 140 | 8.8891e-05 | 1955 | 5.6622 | 2721 | 0.00043371 | 2754 | 0.06 | 1804
4037 | EL DORADO PH 21019759 | 152762101 | EL DORADO PH 2101 | 9759 | FALSE | 4110.5786 | 4110.5786 | 32 | 0.00015886 | 653 | 4.5245 | 2765 | 0.00043106 | 2755 |  | 2867
909 | TULE POWER HOUSE 1101CB | 258591101 | TULE POWER HOUSE 1101 | CB | FALSE | 6570.8 | 6570.8 | 11 | 6.9646e-05 | 2484 | 248.9538 | 1542 | 0.00042329 | 2756 | 0.02 | 2523
7552 | WEST POINT 1101L2219 | 163201101 | WEST POINT 1101 | L2219 | FALSE | 5447.1163 | 5447.1163 | 41 | 7.2244e-05 | 2411 | 7.0237 | 2687 | 0.00042266 | 2757 | 49.71 | 121
3464 | SERRAMONTE 110412705 | 22861104 | SERRAMONTE 1104 | 12705 | TRUE | 9361.8686 | 0 | 74 | 2.2116e-05 | 3518 | 9.0486 | 2643 | 0.00042265 | 2758 |  | 2827
7216 | BIG RIVER 110169032 | 43081101 | BIG RIVER 1101 | 69032 | FALSE | 13655.5842 | 13655.5842 | 101 | 8.8998e-05 | 1949 | 4.7713 | 2762 | 0.00041877 | 2759 | 0.08 | 1653
2590 | WOODSIDE 1104520832 | 24251104 | WOODSIDE 1104 | 520832 | FALSE | 12960.7664 | 9719.2853 | 90 | 0.00014149 | 844 | 3.7624 | 2781 | 0.00040636 | 2760 |  | 2787
8755 | HALF MOON BAY 1101903182 | 24101101 | HALF MOON BAY 1101 | 903182 | FALSE | 1770.3755 | 1052.7078 | 15 | 5.4676e-05 | 2927 | 4.2832 | 2774 | 0.00040533 | 2761 |  | 3258
4732 | BIG RIVER 11011286 | 43081101 | BIG RIVER 1101 | 1286 | FALSE | 12241.8563 | 7682.9666 | 92 | 6.6713e-05 | 2563 | 5.3157 | 2739 | 0.00040112 | 2762 | 0.07 | 1737
3369 | ORO FINO 110276008 | 103031102 | ORO FINO 1102 | 76008 | FALSE | 25670.8015 | 25670.8015 | 170 | 9.3618e-05 | 1806 | 4.261 | 2775 | 0.000401 | 2763 | 96.79 | 24
9255 | LAS GALLINAS A 1106228906 | 42991106 | LAS GALLINAS A 1106 | 228906 | TRUE | 2215.3527 | 988.5949 | 21 | 3.9761e-05 | 3273 | 5.3472 | 2734 | 0.00039716 | 2764 |  | 3330
2888 | FOOTHILL 110299432 | 182951102 | FOOTHILL 1102 | 99432 | FALSE | 13966.781 | 2359.0159 | 115 | 2.7226e-05 | 3470 | 10.878 | 2612 | 0.00039549 | 2765 | 0.07 | 1745
7168 | STANISLAUS 17024905 | 162821702 | STANISLAUS 1702 | 4905 | FALSE | 3704.1382 | 3704.1382 | 35 | 8.1261e-05 | 2174 | 6.1793 | 2710 | 0.00038885 | 2766 | 65.75 | 75
4177 | LOS GATOS 110760092 | 82021107 | LOS GATOS 1107 | 60092 | FALSE | 15629.1336 | 15629.1336 | 108 | 0.00019731 | 408 | 2.9279 | 2813 | 0.00038814 | 2767 | 0.39 | 951
9726 | SALT SPRINGS 21028442 | 163692102 | SALT SPRINGS 2102 | 8442 | FALSE | 19428.9727 | 19428.9727 | 50 | 6.3912e-05 | 2650 | 8.1497 | 2666 | 0.00038233 | 2768 | 0.11 | 1438
1168 | SAN RAFAEL 11081210 | 42011108 | SAN RAFAEL 1108 | 1210 | FALSE | 8832.2253 | 5252.6146 | 73 | 0.00023323 | 270 | 1.6941 | 2853 | 0.00038163 | 2769 | 0.29 | 1025
9856 | PUEBLO 1105419634 | 43291105 | PUEBLO 1105 | 419634 | TRUE | 1981.0133 | 165.107 | 14 | 7.8094e-05 | 2255 | 6.2924 | 2707 | 0.00037832 | 2770 |  | 3436
1493 | SAN RAMON 2107CB | 14232107 | SAN RAMON 2107 | CB | TRUE | 14648.5405 | 486.1753 | 107 | 1.7992e-05 | 3560 | 4.7299 | 2764 | 0.00037788 | 2771 | 0.25 | 1087
531 | SAN RAFAEL 1109418 | 42011109 | SAN RAFAEL 1109 | 418 | FALSE | 19645.0637 | 8262.136 | 130 | 5.7927e-05 | 2837 | 5.0022 | 2753 | 0.00037742 | 2772 | 0.06 | 1897
10509 | PAUL SWEET 2102337544 | 83252102 | PAUL SWEET 2102 | 337544 | TRUE | 1419.0103 | 579.0642 | 13 | 0.00011348 | 1333 | 3.7153 | 2783 | 0.00037689 | 2773 |  | 3561
910 | DUNLAP 11027050 | 254061102 | DUNLAP 1102 | 7050 | FALSE | 15143.783 | 15143.783 | 67 | 3.0197e-05 | 3425 | 13.5475 | 2562 | 0.0003702 | 2774 | 0 | 2642
3656 | HALF MOON BAY 11038089 | 24101103 | HALF MOON BAY 1103 | 8089 | FALSE | 4528.4761 | 4528.4761 | 29 | 0.00010867 | 1432 | 3.3453 | 2802 | 0.00036614 | 2775 | 4.59 | 513
6207 | CAMP EVERS 210584166 | 83622105 | CAMP EVERS 2105 | 84166 | FALSE | 13898.1694 | 13231.1785 | 97 | 0.0002829 | 150 | 1.5368 | 2863 | 0.00036427 | 2776 |  | 3013
6326 | OLEMA 11011252 | 42291101 | OLEMA 1101 | 1252 | FALSE | 6608.6355 | 6608.6355 | 50 | 0.00013383 | 946 | 3.8677 | 2780 | 0.00036141 | 2777 | 11.02 | 391
872 | FAIRVIEW 2207M501R | 13432207 | FAIRVIEW 2207 | M501R | FALSE | 7503.1067 | 4016.4433 | 60 | 4.6793e-05 | 3118 | 3.6463 | 2785 | 0.00035751 | 2778 | 0.03 | 2319
6151 | EDENVALE 2113CB | 82952113 | EDENVALE 2113 | CB | TRUE | 2357.516 | 24.568 | 24 | 1.8797e-05 | 3556 | 2.0509 | 2838 | 0.00035038 | 2779 |  | 3009
6316 | BIG RIVER 11011052 | 43081101 | BIG RIVER 1101 | 1052 | FALSE | 6204.8696 | 5356.147 | 49 | 5.6569e-05 | 2870 | 5.2348 | 2741 | 0.00034866 | 2780 | 0.08 | 1629
4831 | ROB ROY 2105CB | 83692105 | ROB ROY 2105 | CB | FALSE | 2115.1186 | 1181.1241 | 17 | 7.5667e-05 | 2317 | 2.8608 | 2817 | 0.00034683 | 2781 | 0.04 | 2077
5876 | OAKLAND X 1106CR020 | 12541106 | OAKLAND X 1106 | CR020 | FALSE | 3932.8974 | 3932.8974 | 15 | 9.3739e-05 | 1801 | 4.8237 | 2758 | 0.00034485 | 2782 | 41.15 | 180
8254 | DOLAN ROAD 1101857972 | 182381101 | DOLAN ROAD 1101 | 857972 | FALSE | 2082.0425 | 1672.4824 | 18 | 4.6793e-05 | 3119 | 6.2207 | 2708 | 0.00034064 | 2783 |  | 3208
7697 | PARADISE 1103143744 | 102831103 | PARADISE 1103 | 143744 | FALSE | 1706.1115 | 1706.1115 | 13 | 0.00045932 | 45 | 1.8946 | 2847 | 0.00033981 | 2784 |  | 3153
4615 | PEORIA 170184318 | 163781701 | PEORIA 1701 | 84318 | FALSE | 16486.0902 | 16486.0902 | 142 | 8.547e-05 | 2041 | 8.7666 | 2648 | 0.00033804 | 2785 | 0.05 | 2065
8175 | WEST POINT 1101L1969 | 163201101 | WEST POINT 1101 | L1969 | FALSE | 1768.6139 | 1768.6139 | 16 | 7.7816e-05 | 2267 | 7.4947 | 2677 | 0.00032448 | 2786 | 58.12 | 93
2671 | LOS GATOS 1101LB40 | 82021101 | LOS GATOS 1101 | LB40 | FALSE | 14924.9201 | 13714.1212 | 131 | 7.571e-05 | 2314 | 4.7844 | 2761 | 0.00032354 | 2787 | 0.15 | 1298
1669 | SPRING GAP 17029690 | 162831702 | SPRING GAP 1702 | 9690 | FALSE | 27916.5832 | 27916.5832 | 185 | 4.7987e-05 | 3093 | 9.3188 | 2639 | 0.00031402 | 2788 | 45.06 | 151
1740 | GUALALA 1111402866 | 42841111 | GUALALA 1111 | 402866 | FALSE | 2560.4032 | 2560.4032 | 20 | 8.0485e-05 | 2192 | 2.4422 | 2826 | 0.0003137 | 2789 | 0.02 | 2566
6457 | ATASCADERO 1103CB | 182541103 | ATASCADERO 1103 | CB | TRUE | 2195.0052 | 304.3324 | 18 | 7.9462e-05 | 2222 | 3.5853 | 2789 | 0.00031227 | 2790 | 1.29 | 688
4913 | SAN LUIS OBISPO 1108CB | 182631108 | SAN LUIS OBISPO 1108 | CB | TRUE | 7402.9758 | 10.2676 | 69 | 2.9198e-05 | 3436 | 37.685 | 2292 | 0.00031202 | 2791 | 1.11 | 716
3199 | EL CERRITO G 1105BR160 | 12501105 | EL CERRITO G 1105 | BR160 | FALSE | 18386.4832 | 13394.711 | 132 | 6.9198e-05 | 2499 | 3.3682 | 2800 | 0.00031068 | 2792 | 0.24 | 1104
7182 | EEL RIVER 1102720639 | 192381102 | EEL RIVER 1102 | 720639 | FALSE | 5844.6694 | 2660.7876 | 25 | 0.00018595 | 468 | 1.9664 | 2846 | 0.0003062 | 2793 |  | 3105
6389 | PERRY 1101W10 | 183071101 | PERRY 1101 | W10 | FALSE | 3001.7775 | 2354.9644 | 29 | 3.4275e-05 | 3364 | 7.1616 | 2684 | 0.00030601 | 2794 | 0.04 | 2112
5102 | DEL MONTE 21049096 | 182222104 | DEL MONTE 2104 | 9096 | FALSE | 10649.9386 | 5304.2381 | 78 | 3.3536e-05 | 3375 | 6.4596 | 2697 | 0.00030601 | 2795 | 0.04 | 2102
483 | EL CERRITO G 1105CB | 12501105 | EL CERRITO G 1105 | CB | FALSE | 11982.8259 | 11982.8259 | 97 | 5.9625e-05 | 2786 | 4.4752 | 2768 | 0.00030421 | 2796 | 0.19 | 1186
8801 | WOODSIDE 1104420146 | 24251104 | WOODSIDE 1104 | 420146 | FALSE | 5058.5239 | 4389.3602 | 43 | 0.00013429 | 940 | 3.382 | 2799 | 0.00030412 | 2797 |  | 3266
2740 | SUNOL 1101MR650 | 14241101 | SUNOL 1101 | MR650 | FALSE | 4320.1366 | 2086.6412 | 30 | 3.1219e-05 | 3411 | 6.4702 | 2696 | 0.00029523 | 2798 | 0.07 | 1706
1558 | RINCON 1103472 | 43321103 | RINCON 1103 | 472 | FALSE | 7739.1551 | 4930.8208 | 71 | 9.5789e-05 | 1733 | 2.7474 | 2818 | 0.00029462 | 2799 | 0.08 | 1630
1849 | FORT BRAGG A 11044690 | 42761104 | FORT BRAGG A 1104 | 4690 | FALSE | 23028.3671 | 18710.8643 | 161 | 8.9068e-05 | 1944 | 4.3458 | 2772 | 0.00029439 | 2800 | 0.16 | 1260
1214 | ROB ROY 21055166 | 83692105 | ROB ROY 2105 | 5166 | FALSE | 8840.5786 | 8840.5786 | 81 | 9.5629e-05 | 1737 | 3.5862 | 2788 | 0.00028991 | 2801 | 31.21 | 231
6981 | HALF MOON BAY 110148868 | 24101101 | HALF MOON BAY 1101 | 48868 | TRUE | 3010.868 | 0 | 21 | 2.3959e-05 | 3505 | 3.0775 | 2810 | 0.00028316 | 2802 | 0.31 | 997
5899 | VOLTA 11011640 | 102541101 | VOLTA 1101 | 1640 | FALSE | 16804.166 | 16804.166 | 59 | 7.8829e-05 | 2241 | 5.7047 | 2720 | 0.00028287 | 2803 | 0.01 | 2569
7108 | RESERVATION ROAD 11023032 | 182731102 | RESERVATION ROAD 1102 | 3032 | FALSE | 15762.9704 | 5799.169 | 84 | 2.4376e-05 | 3503 | 5.9133 | 2716 | 0.00028141 | 2804 | 0.03 | 2349
5988 | SPRING GAP 1702693441 | 162831702 | SPRING GAP 1702 | 693441 | FALSE | 6859.835 | 6859.835 | 59 | 4.9575e-05 | 3046 | 4.4985 | 2767 | 0.00027928 | 2805 | 0.29 | 1029
5979 | BIG RIVER 11012183 | 43081101 | BIG RIVER 1101 | 2183 | FALSE | 4246.8638 | 4246.8638 | 33 | 9.4677e-05 | 1774 | 4.3864 | 2771 | 0.00027436 | 2806 | 0.05 | 2047
760 | BIG RIVER 1101952 | 43081101 | BIG RIVER 1101 | 952 | FALSE | 16341.5936 | 16341.5936 | 130 | 0.00010228 | 1595 | 2.9907 | 2812 | 0.00027431 | 2807 | 0.36 | 970
1378 | PARADISE 1105CB | 102831105 | PARADISE 1105 | CB | FALSE | 11616.1021 | 9822.6918 | 86 | 0.0005458 | 25 | 1.1717 | 2883 | 0.00026897 | 2808 | 19.78 | 308
4711 | RESEARCH 2102446423 | 14692102 | RESEARCH 2102 | 446423 | FALSE | 2345.7749 | 1135.402 | 23 | 0.00012326 | 1131 | 2.131 | 2836 | 0.00026534 | 2809 |  | 2912
534 | STANISLAUS 170237278 | 162821702 | STANISLAUS 1702 | 37278 | FALSE | 10929.4406 | 10929.4406 | 99 | 0.00011401 | 1321 | 2.7082 | 2820 | 0.00026318 | 2810 | 62.81 | 82
956 | PAUL SWEET 2106CB | 83252106 | PAUL SWEET 2106 | CB | FALSE | 18604.4746 | 8502.7441 | 115 | 8.1074e-05 | 2181 | 1.4421 | 2868 | 0.00025895 | 2811 | 0.23 | 1110
832 | ROSSMOOR 110168920 | 14161101 | ROSSMOOR 1101 | 68920 | FALSE | 11754.4382 | 10341.5361 | 91 | 9.0413e-05 | 1900 | 5.0244 | 2751 | 0.0002577 | 2812 | 0.16 | 1274
5459 | PARADISE 1106CB | 102831106 | PARADISE 1106 | CB | FALSE | 7764.6762 | 7472.667 | 53 | 0.0005799 | 22 | 0.9633 | 2896 | 0.0002457 | 2813 | 38.98 | 191
8168 | SAUSALITO 1102410 | 42491102 | SAUSALITO 1102 | 410 | FALSE | 3634.5971 | 2502.9293 | 28 | 2.4862e-05 | 3498 | 2.3255 | 2830 | 0.00024476 | 2814 | 0.06 | 1826
2941 | DIAMOND SPRINGS 1103CB | 152261103 | DIAMOND SPRINGS 1103 | CB | TRUE | 13992.2701 | 885.5612 | 109 | 0.00021179 | 353 | 2.0247 | 2841 | 0.00024231 | 2815 | 0.21 | 1152
5531 | MAPLE CREEK 1101CB | 192101101 | MAPLE CREEK 1101 | CB | FALSE | 19709.1046 | 14267.6715 | 60 | 0.0002127 | 346 | 1.2563 | 2877 | 0.00023784 | 2816 | 0.11 | 1433
6907 | BRUNSWICK 111063100 | 152481110 | BRUNSWICK 1110 | 63100 | FALSE | 6591.8886 | 6591.8886 | 55 | 0.00023384 | 266 | 1.3628 | 2873 | 0.00023675 | 2817 | 5.34 | 490
2877 | MONTE RIO 11111701 | 42811111 | MONTE RIO 1111 | 1701 | FALSE | 2248.9876 | 2248.9876 | 18 | 9.908e-05 | 1666 | 2.7097 | 2819 | 0.00023556 | 2818 | 29.59 | 240
6347 | PACIFICA 11015001 | 22811101 | PACIFICA 1101 | 5001 | TRUE | 2742.1134 | 0 | 25 | 3.0913e-05 | 3419 | 4.514 | 2766 | 0.00023403 | 2819 | 6.31 | 469
1625 | SAN LUIS OBISPO 1105CB | 182631105 | SAN LUIS OBISPO 1105 | CB | TRUE | 5657.7233 | 67.4906 | 43 | 3.1411e-05 | 3409 | 11.8961 | 2591 | 0.000232 | 2820 | 0.04 | 2072
5409 | SAN RAFAEL 1108CB | 42011108 | SAN RAFAEL 1108 | CB | FALSE | 13792.1671 | 9469.8097 | 102 | 0.00017335 | 539 | 0.99807 | 2891 | 0.00023023 | 2821 | 0.21 | 1141
8271 | ROSSMOOR 1107857172 | 14161107 | ROSSMOOR 1107 | 857172 | TRUE | 1843.2099 | 152.0386 | 15 | 8.7874e-05 | 1986 | 3.2284 | 2803 | 0.00022992 | 2822 |  | 3212
10147 | WINDSOR 11035060 | 43501103 | WINDSOR 1103 | 5060 | TRUE | 1113.3002 | 291.5638 | 12 | 7.5643e-05 | 2319 | 1.3951 | 2871 | 0.00022663 | 2823 |  | 3502
8566 | CORONA 1103114284 | 43491103 | CORONA 1103 | 114284 | TRUE | 893.7863 | 451.7326 | 11 | 8.3715e-05 | 2102 | 4.3909 | 2770 | 0.00022547 | 2824 |  | 3236
849 | STANISLAUS 170237276 | 162821702 | STANISLAUS 1702 | 37276 | FALSE | 18746.4684 | 18746.4684 | 168 | 0.00010311 | 1567 | 2.0474 | 2839 | 0.00022047 | 2825 | 88.82 | 33
3868 | HATTON 11012026 | 182291101 | HATTON 1101 | 2026 | FALSE | 16422.8166 | 8438.7955 | 126 | 4.8317e-05 | 3086 | 5.725 | 2719 | 0.00021753 | 2826 | 0.07 | 1690
427 | SAUSALITO 1101688590 | 42491101 | SAUSALITO 1101 | 688590 | FALSE | 3500.4301 | 1691.536 | 32 | 4.9847e-05 | 3041 | 3.0358 | 2811 | 0.00021706 | 2827 |  | 2671
4476 | CALISTOGA 1102705 | 42711102 | CALISTOGA 1102 | 705 | TRUE | 2028.0775 | 622.3172 | 20 | 0.00010699 | 1473 | 4.0264 | 2777 | 0.00021298 | 2828 |  | 2895
1205 | MIWUK 17028090 | 163661702 | MIWUK 1702 | 8090 | FALSE | 6501.5338 | 6501.5338 | 53 | 0.00010162 | 1614 | 1.8606 | 2848 | 0.00021162 | 2829 | 58.21 | 92
61 | CAMBRIA 1102W50 | 182771102 | CAMBRIA 1102 | W50 | TRUE | 5818.6322 | 997.9458 | 40 | 1.4796e-05 | 3587 | 16.6866 | 2506 | 0.00021093 | 2830 | 0.03 | 2302
189 | BIG RIVER 110179628 | 43081101 | BIG RIVER 1101 | 79628 | FALSE | 23813.9358 | 23813.9358 | 156 | 7.9122e-05 | 2230 | 2.6556 | 2822 | 0.00021051 | 2831 | 0.17 | 1233
3166 | ALTO 11251226 | 42031125 | ALTO 1125 | 1226 | FALSE | 12605.0062 | 12282.9745 | 96 | 0.00012073 | 1171 | 0.80895 | 2902 | 0.00020916 | 2832 | 1.01 | 728
6809 | OAKLAND D 1112CR192 | 12041112 | OAKLAND D 1112 | CR192 | FALSE | 6810.4625 | 3963.0316 | 54 | 8.0733e-05 | 2188 | 1.3873 | 2872 | 0.00020828 | 2833 | 0.21 | 1135
4374 | OCEANO 1103V22 | 182601103 | OCEANO 1103 | V22 | TRUE | 810.5999 | 50.4916 | 14 | 2.0015e-05 | 3542 | 3.4621 | 2794 | 0.00020377 | 2834 |  | 2885
9957 | DEL MONTE 21043066 | 182222104 | DEL MONTE 2104 | 3066 | TRUE | 26.0345 | 26.0345 | 2 | 5.3309e-05 | 2953 | 11.9582 | 2586 | 0.00020359 | 2835 | 0.44 | 922
4818 | ROSSMOOR 11018132 | 14161101 | ROSSMOOR 1101 | 8132 | FALSE | 5814.9582 | 4248.014 | 47 | 9.8938e-05 | 1671 | 2.0883 | 2837 | 0.00020337 | 2836 | 0.04 | 2079
2856 | SAN RAFAEL 11071166 | 42011107 | SAN RAFAEL 1107 | 1166 | FALSE | 24234.157 | 20163.1012 | 213 | 0.00022306 | 307 | 0.8473 | 2900 | 0.00020294 | 2837 | 1.46 | 673
445 | MONTE RIO 1112CB | 42811112 | MONTE RIO 1112 | CB | FALSE | 5679.6302 | 5679.6302 | 43 | 0.00015288 | 721 | 0.6192 | 2911 | 0.00020121 | 2838 | 23.03 | 289
10280 | SAUSALITO 1102964592 | 42491102 | SAUSALITO 1102 | 964592 | TRUE | 1787.6075 | 941.9387 | 15 | 2.9092e-05 | 3439 | 9.5689 | 2634 | 0.00019824 | 2839 |  | 3528
1145 | OLEMA 11011200 | 42291101 | OLEMA 1101 | 1200 | FALSE | 4658.8808 | 4658.8808 | 34 | 8.1804e-05 | 2158 | 2.8623 | 2816 | 0.00019566 | 2840 | 4.42 | 520
6437 | HAMILTON BRANCH 110153192 | 102361101 | HAMILTON BRANCH 1101 | 53192 | TRUE | 3316.9892 | 889.758 | 30 | 5.4105e-05 | 2941 | 5.3377 | 2737 | 0.0001937 | 2841 |  | 3032
7381 | PACIFICA 1102660408 | 22811102 | PACIFICA 1102 | 660408 | TRUE | 3217.4282 | 570.687 | 26 | 3.0978e-05 | 3417 | 7.378 | 2681 | 0.00019086 | 2842 |  | 3121
5360 | ALHAMBRA 1105CB | 14101105 | ALHAMBRA 1105 | CB | FALSE | 3053.2387 | 1333.5262 | 33 | 7.2893e-05 | 2396 | 1.9862 | 2843 | 0.00018865 | 2843 | 0.02 | 2444
1909 | MORAGA 1104750618 | 13801104 | MORAGA 1104 | 750618 | FALSE | 1583.7149 | 1538.3917 | 13 | 5.3287e-05 | 2955 | 3.1105 | 2807 | 0.0001837 | 2844 |  | 2755
7663 | SOBRANTE 1103CB | 14671103 | SOBRANTE 1103 | CB | FALSE | 6937.627 | 6745.77 | 55 | 9.8691e-05 | 1677 | 3.0905 | 2808 | 0.00018024 | 2845 | 0.1 | 1500
4846 | ORINDA 0402402/2 LR | 12350402 | ORINDA 0402 | 402/2 LR | FALSE | 10638.2509 | 10545.4353 | 91 | 0.00012174 | 1151 | 1.633 | 2857 | 0.00017917 | 2846 |  | 2922
6268 | CURTIS 1702S2123 | 163351702 | CURTIS 1702 | S2123 | FALSE | 2988.9855 | 2988.9855 | 25 | 0.00012986 | 1010 | 1.9671 | 2845 | 0.00017177 | 2847 |  | 3018
1067 | DIAMOND SPRINGS 1106290705 | 152261106 | DIAMOND SPRINGS 1106 | 290705 | FALSE | 5314.0636 | 5193.0778 | 38 | 0.0001966 | 410 | 2.568 | 2823 | 0.00016712 | 2848 |  | 2706
3874 | PARADISE 1105829194 | 102831105 | PARADISE 1105 | 829194 | FALSE | 18124.3826 | 18124.3826 | 142 | 0.00022979 | 286 | 0.40121 | 2916 | 0.00016422 | 2849 |  | 2858
1686 | CAMP EVERS 210312990 | 83622103 | CAMP EVERS 2103 | 12990 | FALSE | 21277.9249 | 21277.9249 | 161 | 0.00018796 | 455 | 1.0994 | 2886 | 0.00016127 | 2850 | 0.86 | 764
6595 | HIGGINS 110432747 | 152691104 | HIGGINS 1104 | 32747 | FALSE | 2820.8108 | 1047.4929 | 26 | 0.00014649 | 780 | 1.2825 | 2876 | 0.00016086 | 2851 | 1.65 | 658
2910 | HALSEY 110176178 | 152241101 | HALSEY 1101 | 76178 | FALSE | 32532.3048 | 32532.3048 | 248 | 0.00012177 | 1150 | 3.133 | 2805 | 0.00015934 | 2852 | 0.13 | 1361
2602 | PRUNEDALE 11103716 | 182961110 | PRUNEDALE 1110 | 3716 | TRUE | 21171.7372 | 690.7324 | 157 | 6.4877e-05 | 2613 | 1.6769 | 2855 | 0.00015488 | 2853 | 0.03 | 2321
6371 | BAY MEADOWS 210257886 | 24012102 | BAY MEADOWS 2102 | 57886 | FALSE | 8466.0843 | 6549.4745 | 81 | 8.2619e-05 | 2138 | 0.94597 | 2899 | 0.00015101 | 2854 | 0.08 | 1619
3718 | TEMPLETON 2108A40 | 183052108 | TEMPLETON 2108 | A40 | FALSE | 20639.8903 | 6084.3101 | 174 | 4.3444e-05 | 3202 | 1.431 | 2870 | 0.00015079 | 2855 | 0.03 | 2254
8208 | BRUNSWICK 11038918 | 152481103 | BRUNSWICK 1103 | 8918 | FALSE | 3457.885 | 2431.0442 | 30 | 0.00022692 | 298 | 2.4426 | 2824 | 0.0001494 | 2856 | 2.79 | 579
833 | BRUNSWICK 110456468 | 152481104 | BRUNSWICK 1104 | 56468 | FALSE | 9625.3334 | 8910.5893 | 85 | 0.00022965 | 287 | 1.0912 | 2888 | 0.0001483 | 2857 | 12.55 | 373
8651 | MORGAN HILL 2111419718 | 83242111 | MORGAN HILL 2111 | 419718 | FALSE | 3649.8042 | 3649.8042 | 25 | 0.00013422 | 941 | 1.0173 | 2890 | 0.0001469 | 2858 |  | 3248
4060 | KONOCTI 11081278 | 43311108 | KONOCTI 1108 | 1278 | FALSE | 12855.1379 | 9099.8598 | 96 | 9.744e-05 | 1703 | 1.5519 | 2861 | 0.00014529 | 2859 | 0.05 | 1918
5993 | LAS GALLINAS A 11041220 | 42991104 | LAS GALLINAS A 1104 | 1220 | TRUE | 7829.4679 | 0 | 57 | 2.5969e-05 | 3488 | 1.1753 | 2882 | 0.00013353 | 2860 | 0.03 | 2239
1481 | SOBRANTE 1101CB | 14671101 | SOBRANTE 1101 | CB | FALSE | 24857.1517 | 22896.4557 | 209 | 9.1121e-05 | 1876 | 1.2034 | 2878 | 0.00012965 | 2861 | 0.08 | 1613
6330 | CURTIS 170268380 | 163351702 | CURTIS 1702 | 68380 | FALSE | 10711.9675 | 10711.9675 | 88 | 0.00012793 | 1048 | 2.2263 | 2832 | 0.00012865 | 2862 | 0.74 | 791
2410 | SAN LEANDRO U 1114MR544 | 13111114 | SAN LEANDRO U 1114 | MR544 | TRUE | 7120.8066 | 27.9821 | 62 | 9.0189e-06 | 3615 | 1.9811 | 2844 | 0.00012274 | 2863 | 0.04 | 2154
5853 | ROB ROY 210410954 | 83692104 | ROB ROY 2104 | 10954 | FALSE | 11428.7483 | 11428.7483 | 90 | 9.1892e-05 | 1847 | 2.4422 | 2825 | 0.00012262 | 2864 | 0.16 | 1268
4344 | NOVATO 11041282 | 42211104 | NOVATO 1104 | 1282 | TRUE | 5984.1771 | 0 | 56 | 9.973e-05 | 1654 | 1.1951 | 2881 | 0.00012029 | 2865 | 0.03 | 2326
8432 | SNEATH LANE 110715341 | 22721107 | SNEATH LANE 1107 | 15341 | TRUE | 2075.9695 | 391.2765 | 18 | 3.4322e-05 | 3363 | 5.3372 | 2738 | 0.00011859 | 2866 | 0.74 | 792
6986 | RESERVATION ROAD 1102303870 | 182731102 | RESERVATION ROAD 1102 | 303870 | FALSE | 1292.4248 | 1028.4638 | 7 | 5.3155e-05 | 2962 | 2.3249 | 2831 | 0.0001185 | 2867 |  | 3080
4626 | COTATI 1104426 | 42271104 | COTATI 1104 | 426 | FALSE | 6243.6329 | 3219.5011 | 52 | 5.7367e-05 | 2854 | 1.7424 | 2852 | 0.00011662 | 2868 | 0.04 | 2194
8778 | PAUL SWEET 2107774760 | 83252107 | PAUL SWEET 2107 | 774760 | FALSE | 5348.863 | 5348.863 | 37 | 0.00022083 | 317 | 0.70854 | 2908 | 0.00011197 | 2869 |  | 3263
4484 | FROGTOWN 170274648 | 163451702 | FROGTOWN 1702 | 74648 | TRUE | 7581.2034 | 262.1986 | 63 | 8.4795e-05 | 2069 | 1.0707 | 2889 | 0.00011106 | 2870 | 0.42 | 932
6192 | PEORIA 170169124 | 163781701 | PEORIA 1701 | 69124 | FALSE | 4347.2792 | 4347.2792 | 33 | 8.5315e-05 | 2047 | 1.5063 | 2864 | 0.00010917 | 2871 | 0.05 | 2055
8000 | DIAMOND SPRINGS 1107116815 | 152261107 | DIAMOND SPRINGS 1107 | 116815 | FALSE | 4074.4873 | 2540.2857 | 33 | 0.00019069 | 440 | 1.5062 | 2865 | 0.00010723 | 2872 |  | 3182
8610 | HOOPA 110193038 | 192401101 | HOOPA 1101 | 93038 | FALSE | 4552.6155 | 2107.4343 | 39 | 0.00019968 | 398 | 1.284 | 2875 | 0.00010645 | 2873 | 0.03 | 2241
995 | HALF MOON BAY 11022032 | 24101102 | HALF MOON BAY 1102 | 2032 | TRUE | 14427.8487 | 905.5345 | 103 | 2.5379e-05 | 3492 | 0.98818 | 2894 | 0.0001063 | 2874 | 0.14 | 1323
7250 | ORINDA 04013442 | 12350401 | ORINDA 0401 | 3442 | FALSE | 8430.8944 | 5599.863 | 68 | 0.00011662 | 1257 | 0.7637 | 2904 | 0.00010618 | 2875 | 0.07 | 1685
367 | ARCATA 112233060 | 192021122 | ARCATA 1122 | 33060 | TRUE | 7941.0149 | 856.2789 | 64 | 0.00022712 | 296 | 0.31239 | 2924 | 9.9531e-05 | 2876 | 0.02 | 2560
2545 | FAIRVIEW 2207P148 | 13432207 | FAIRVIEW 2207 | P148 | FALSE | 7362.5215 | 1361.9079 | 54 | 4.5868e-05 | 3143 | 1.5547 | 2859 | 9.8792e-05 | 2877 |  | 2783
5688 | STANISLAUS 170275348 | 162821702 | STANISLAUS 1702 | 75348 | FALSE | 8532.4043 | 8532.4043 | 77 | 8.3581e-05 | 2110 | 1.3013 | 2874 | 9.5481e-05 | 2878 | 79.37 | 49
5946 | SALT SPRINGS 21011232 | 163692101 | SALT SPRINGS 2101 | 1232 | FALSE | 14610.263 | 12420.8061 | 64 | 4.2772e-05 | 3212 | 1.5493 | 2862 | 9.0864e-05 | 2879 | 0.05 | 2007
4735 | ELK 11018779 | 42981101 | ELK 1101 | 8779 | FALSE | 6865.4129 | 6865.4129 | 41 | 0.00012002 | 1187 | 1.8049 | 2849 | 8.9792e-05 | 2880 | 0.05 | 2060
744 | GABILAN 11013034 | 182331101 | GABILAN 1101 | 3034 | TRUE | 31905.8871 | 80.3377 | 193 | 4.5789e-05 | 3145 | 2.3733 | 2828 | 8.716e-05 | 2881 | 0.02 | 2481
8975 | SPRING GAP 170286032 | 162831702 | SPRING GAP 1702 | 86032 | FALSE | 4656.0497 | 1615.684 | 23 | 2.8164e-05 | 3455 | 3.5085 | 2793 | 8.538e-05 | 2882 | 0.82 | 770
6252 | CHESTER 1101922138 | 103181101 | CHESTER 1101 | 922138 | FALSE | 3566.848 | 2524.6386 | 24 | 4.9756e-05 | 3043 | 2.046 | 2840 | 8.4169e-05 | 2883 |  | 3016
320 | GREEN VALLEY 210112106 | 83192101 | GREEN VALLEY 2101 | 12106 | TRUE | 19539.3367 | 556.8348 | 139 | 8.3645e-05 | 2105 | 0.75016 | 2905 | 8.0919e-05 | 2884 | 0.06 | 1840
390 | PETALUMA C 110856774 | 42631108 | PETALUMA C 1108 | 56774 | TRUE | 4425.2807 | 385.0871 | 39 | 1.6584e-05 | 3572 | 2.9096 | 2814 | 7.8722e-05 | 2885 |  | 2668
3580 | SOBRANTE 1102CB | 14671102 | SOBRANTE 1102 | CB | FALSE | 16799.2868 | 16799.2868 | 132 | 9.6671e-05 | 1719 | 1.6868 | 2854 | 7.4597e-05 | 2886 | 0.13 | 1339
5433 | HATTON 110137088 | 182291101 | HATTON 1101 | 37088 | FALSE | 18269.9988 | 11434.4875 | 135 | 4.8424e-05 | 3080 | 2.354 | 2829 | 7.338e-05 | 2887 | 0.04 | 2198
2226 | FORT BRAGG A 11021226 | 42761102 | FORT BRAGG A 1102 | 1226 | FALSE | 12686.9371 | 2717.7424 | 102 | 7.3175e-05 | 2391 | 0.9972 | 2892 | 7.0366e-05 | 2888 | 0.01 | 2602
7611 | DIAMOND SPRINGS 1106279670 | 152261106 | DIAMOND SPRINGS 1106 | 279670 | FALSE | 7840.1687 | 6244.093 | 54 | 9.3625e-05 | 1805 | 0.35903 | 2923 | 7.0093e-05 | 2889 |  | 3141
9967 | CRESTA 1101103126 | 102251101 | CRESTA 1101 | 103126 | TRUE | 487.0335 | 487.0335 | 5 | 0.0010399 | 1 | 0.066432 | 2993 | 6.9083e-05 | 2890 |  | 3462
6701 | BRUNSWICK 11064639 | 152481106 | BRUNSWICK 1106 | 4639 | FALSE | 5228.1955 | 5228.1955 | 44 | 0.00013355 | 950 | 1.1467 | 2885 | 6.7888e-05 | 2891 | 1.36 | 680
8130 | LAURELES 111110141 | 182371111 | LAURELES 1111 | 10141 | FALSE | 4694.7775 | 4694.7775 | 21 | 5.6214e-05 | 2882 | 1.1979 | 2879 | 6.784e-05 | 2892 | 4.61 | 512
17 | SAN RAFAEL 1106910 | 42011106 | SAN RAFAEL 1106 | 910 | FALSE | 11465.6942 | 2722.6312 | 89 | 0.00012024 | 1182 | 0.77728 | 2903 | 6.6955e-05 | 2893 | 0.04 | 2206
428 | SOBRANTE 1102690098 | 14671102 | SOBRANTE 1102 | 690098 | FALSE | 12079.1397 | 11883.9636 | 108 | 8.8852e-05 | 1957 | 0.94645 | 2898 | 6.6684e-05 | 2894 |  | 2672
6532 | PARADISE 110536656 | 102831105 | PARADISE 1105 | 36656 | TRUE | 1041.7398 | 220.7989 | 14 | 0.00098372 | 2 | 0.065517 | 3361 | 6.4706e-05 | 2895 |  | 3040
1066 | JARVIS 1101MR210 | 13501101 | JARVIS 1101 | MR210 | FALSE | 12199.0798 | 1314.2646 | 103 | 2.3777e-05 | 3506 | 0.99149 | 2893 | 6.2939e-05 | 2896 | 1.94 | 629
5877 | OAKLAND K 1102CR014 | 12101102 | OAKLAND K 1102 | CR014 | FALSE | 16905.8619 | 16905.8619 | 137 | 0.00013845 | 889 | 0.41497 | 2915 | 6.2366e-05 | 2897 | 0.99 | 734
7339 | BIG BASIN 110165444 | 82841101 | BIG BASIN 1101 | 65444 | TRUE | 757.2593 | 757.2593 | 9 | 0.00091179 | 3 | 0.066431 | 3074 | 6.0572e-05 | 2898 | 12.01 | 379
1476 | BOLINAS 1101528 | 42261101 | BOLINAS 1101 | 528 | FALSE | 4980.15 | 2865.7848 | 46 | 4.0677e-05 | 3254 | 1.441 | 2869 | 5.4065e-05 | 2899 | 0.21 | 1140
9601 | CAMP EVERS 2104189010 | 83622104 | CAMP EVERS 2104 | 189010 | TRUE | 84.167 | 59.0426 | 4 | 0.000791 | 5 | 0.065792 | 3268 | 5.2348e-05 | 2900 |  | 3386
4401 | SILVERADO 2103507513 | 43432103 | SILVERADO 2103 | 507513 | FALSE | 8339.9553 | 4803.4 | 65 | 0.00010329 | 1564 | 1.1629 | 2884 | 4.9269e-05 | 2901 |  | 2887
625 | ROSSMOOR 1101L503R | 14161101 | ROSSMOOR 1101 | L503R | FALSE | 6910.8038 | 6910.8038 | 62 | 0.00010589 | 1498 | 0.83292 | 2901 | 4.8731e-05 | 2902 | 0.09 | 1547
7021 | DOLAN ROAD 1101590402 | 182381101 | DOLAN ROAD 1101 | 590402 | FALSE | 9614.0154 | 3916.034 | 78 | 5.9195e-05 | 2800 | 0.67392 | 2910 | 4.8446e-05 | 2903 |  | 3086
7515 | PARADISE 1103468200 | 102831103 | PARADISE 1103 | 468200 | TRUE | 531.6801 | 531.6801 | 4 | 0.00072422 | 6 | 0.066431 | 3033 | 4.8111e-05 | 2904 |  | 3132
8899 | NAPA 11025039 | 42021102 | NAPA 1102 | 5039 | TRUE | 4245.0462 | 0 | 28 | 7.2354e-05 | 2407 | 1.1951 | 2880 | 4.5334e-05 | 2905 |  | 3275
10522 | PARADISE 11042486 | 102831104 | PARADISE 1104 | 2486 | TRUE | 189.7916 | 146.4228 | 2 | 0.00067148 | 8 | 0.065791 | 3270 | 4.4268e-05 | 2906 |  | 3565
11006 | PARADISE 1105828400 | 102831105 | PARADISE 1105 | 828400 | TRUE | 50.1094 | 50.1094 | 2 | 0.00066466 | 9 | 0.066431 | 3040 | 4.4154e-05 | 2907 |  | 3627
10495 | CEDAR CREEK 11011362 | 103321101 | CEDAR CREEK 1101 | 1362 | TRUE | 24.9514 | 24.9514 | 1 | 0.00065973 | 10 | 0.066431 | 3035 | 4.3827e-05 | 2908 | 0.04 | 2068
4622 | EL CERRITO G 1105BR194 | 12501105 | EL CERRITO G 1105 | BR194 | FALSE | 8491.9295 | 6148.6965 | 74 | 6.6442e-05 | 2577 | 0.38709 | 2919 | 4.3185e-05 | 2909 | 0.12 | 1386
7319 | PARADISE 11061212 | 102831106 | PARADISE 1106 | 1212 | FALSE | 3248.6095 | 3232.6075 | 33 | 0.00064007 | 12 | 0.066393 | 3123 | 4.2503e-05 | 2910 |  | 3117
10489 | CAMP EVERS 210510996 | 83622105 | CAMP EVERS 2105 | 10996 | FALSE | 1226.2093 | 1226.2093 | 8 | 0.00063772 | 13 | 0.066431 | 3070 | 4.2365e-05 | 2911 | 3.1 | 562
7716 | PARADISE 110599226 | 102831105 | PARADISE 1105 | 99226 | FALSE | 5537.6206 | 1841.8715 | 42 | 0.00062786 | 15 | 0.065639 | 3326 | 4.1187e-05 | 2912 |  | 3154
6446 | FORT BRAGG A 1102956 | 42761102 | FORT BRAGG A 1102 | 956 | FALSE | 19682.0883 | 18278.7267 | 145 | 8.7665e-05 | 1994 | 0.39404 | 2918 | 4.0908e-05 | 2913 | 0.15 | 1277
2257 | BIG TREES 04025300 | 83050402 | BIG TREES 0402 | 5300 | FALSE | 15760.3239 | 15760.3239 | 115 | 0.00020513 | 380 | 0.27315 | 2925 | 3.9714e-05 | 2914 |  | 2767
9775 | CAMP EVERS 210595050 | 83622105 | CAMP EVERS 2105 | 95050 | TRUE | 223.2117 | 223.2117 | 5 | 0.00059508 | 17 | 0.066431 | 3081 | 3.9532e-05 | 2915 | 0.24 | 1092
2020 | DUNLAP 11037170 | 254061103 | DUNLAP 1103 | 7170 | FALSE | 8726.7127 | 8726.7127 | 54 | 2.872e-05 | 3442 | 2.7066 | 2821 | 3.9493e-05 | 2916 | 0 | 2648
9147 | BEN LOMOND 04015400 | 83040401 | BEN LOMOND 0401 | 5400 | TRUE | 731.4241 | 731.4241 | 4 | 0.00059378 | 18 | 0.066431 | 3083 | 3.9445e-05 | 2917 | 0.27 | 1057
2924 | ROB ROY 210538430 | 83692105 | ROB ROY 2105 | 38430 | FALSE | 10237.4777 | 6060.3575 | 90 | 5.3215e-05 | 2959 | 0.59378 | 2912 | 3.7768e-05 | 2918 | 0.19 | 1175
2345 | MORGAN HILL 2106CB | 83242106 | MORGAN HILL 2106 | CB | FALSE | 6247.2514 | 1003.198 | 47 | 4.8424e-05 | 3081 | 0.73812 | 2907 | 3.5184e-05 | 2919 |  | 2772
4552 | SHINGLE SPRINGS 2108449638 | 153652108 | SHINGLE SPRINGS 2108 | 449638 | TRUE | 41.9833 | 41.9833 | 1 | 0.00016049 | 640 | 0.21903 | 2930 | 3.5151e-05 | 2920 |  | 2904
2359 | PACIFICA 1101777484 | 22811101 | PACIFICA 1101 | 777484 | FALSE | 5712.0142 | 1455.0408 | 50 | 1.3219e-05 | 3597 | 5.1374 | 2746 | 3.5066e-05 | 2921 |  | 2773
6715 | PARADISE 11032534 | 102831103 | PARADISE 1103 | 2534 | FALSE | 5245.4729 | 5105.9059 | 49 | 0.00050354 | 30 | 0.066327 | 3143 | 3.3375e-05 | 2922 | 0.49 | 899
416 | PACIFICA 1102CB | 22811102 | PACIFICA 1102 | CB | TRUE | 6265.5755 | 560.1275 | 51 | 1.5294e-05 | 3585 | 1.6186 | 2858 | 3.2507e-05 | 2923 | 0.17 | 1234
4774 | PARADISE 11042488 | 102831104 | PARADISE 1104 | 2488 | FALSE | 5690.0714 | 5690.0714 | 47 | 0.0004856 | 34 | 0.066431 | 3043 | 3.2259e-05 | 2924 |  | 2916
10872 | WILLOW CREEK 1103181562 | 192171103 | WILLOW CREEK 1103 | 181562 | TRUE | 4.572 | 4.572 | 1 | 0.00048291 | 37 | 0.066432 | 2996 | 3.208e-05 | 2925 |  | 3615
5198 | PARADISE 1104283794 | 102831104 | PARADISE 1104 | 283794 | FALSE | 4034.8507 | 3810.7404 | 37 | 0.00048267 | 38 | 0.066328 | 3142 | 3.2004e-05 | 2926 |  | 2942
2421 | FORT BRAGG A 110235592 | 42761102 | FORT BRAGG A 1102 | 35592 | FALSE | 21129.6388 | 21129.6388 | 149 | 0.00014429 | 808 | 0.38535 | 2920 | 3.1961e-05 | 2927 | 0.14 | 1329
6748 | BRUNSWICK 11103907 | 152481110 | BRUNSWICK 1110 | 3907 | FALSE | 1437.9091 | 1437.9091 | 16 | 0.00047789 | 39 | 0.066432 | 3009 | 3.1747e-05 | 2928 | 0.56 | 864
1323 | PEORIA 17013186 | 163781701 | PEORIA 1701 | 3186 | FALSE | 15806.1877 | 15806.1877 | 143 | 7.9358e-05 | 2223 | 0.39871 | 2917 | 3.1551e-05 | 2929 | 0.04 | 2226
6182 | BERESFORD 0403435168 | 24040403 | BERESFORD 0403 | 435168 | FALSE | 2902.2955 | 2068.4077 | 26 | 4.9503e-05 | 3049 | 0.97971 | 2895 | 3.1131e-05 | 2930 |  | 3011
8329 | BRUNSWICK 1104244027 | 152481104 | BRUNSWICK 1104 | 244027 | TRUE | 620.9738 | 492.7502 | 6 | 0.00047101 | 41 | 0.065791 | 3272 | 3.093e-05 | 2931 |  | 3214
10464 | CAMP EVERS 210595394 | 83622105 | CAMP EVERS 2105 | 95394 | TRUE | 790.3942 | 790.3942 | 8 | 0.00046445 | 43 | 0.066431 | 3075 | 3.0854e-05 | 2932 | 8.99 | 417
4342 | PARADISE 110636042 | 102831106 | PARADISE 1106 | 36042 | FALSE | 14063.6211 | 13184.5103 | 119 | 0.00046491 | 42 | 0.066335 | 3138 | 3.0817e-05 | 2933 |  | 2883
9818 | ANDERSON 1101561686 | 103261101 | ANDERSON 1101 | 561686 | TRUE | 147.2029 | 147.2029 | 1 | 0.00044669 | 47 | 0.066431 | 3105 | 2.9674e-05 | 2934 |  | 3430
2309 | BEN LOMOND 040116010 | 83040401 | BEN LOMOND 0401 | 16010 | FALSE | 2728.9115 | 2728.9115 | 25 | 0.00044502 | 49 | 0.066431 | 3054 | 2.9564e-05 | 2935 | 0.3 | 1015
2259 | LAKEWOOD 210738404 | 13532107 | LAKEWOOD 2107 | 38404 | FALSE | 9333.1056 | 5730.6143 | 47 | 0.00010907 | 1427 | 0.73881 | 2906 | 2.9507e-05 | 2936 | 0.08 | 1611
6756 | FAIRMOUNT 0401395180 | 12650401 | FAIRMOUNT 0401 | 395180 | FALSE | 2394.7505 | 2263.8752 | 20 | 1.6162e-05 | 3578 | 2.4421 | 2827 | 2.9412e-05 | 2937 |  | 3059
9891 | RIO DELL 1102214052 | 192251102 | RIO DELL 1102 | 214052 | TRUE | 1011.6764 | 941.1587 | 7 | 0.00044429 | 50 | 0.066065 | 3204 | 2.933e-05 | 2938 |  | 3447
9611 | DIAMOND SPRINGS 1106176130 | 152261106 | DIAMOND SPRINGS 1106 | 176130 | TRUE | 32.0737 | 32.0737 | 1 | 0.00044128 | 54 | 0.066432 | 3008 | 2.9315e-05 | 2939 |  | 3388
9648 | CAMP EVERS 2103CB | 83622103 | CAMP EVERS 2103 | CB | TRUE | 225.7012 | 190.3788 | 6 | 0.00043795 | 56 | 0.066004 | 3225 | 2.9049e-05 | 2940 | 0.17 | 1240
7669 | PARADISE 1104CB | 102831104 | PARADISE 1104 | CB | FALSE | 5993.6916 | 2211.8341 | 46 | 0.0004418 | 52 | 0.065541 | 3355 | 2.9018e-05 | 2941 | 4.56 | 515
8116 | BRUNSWICK 1107969778 | 152481107 | BRUNSWICK 1107 | 969778 | FALSE | 1070.9786 | 1070.9786 | 9 | 0.00042983 | 59 | 0.066432 | 3004 | 2.8554e-05 | 2942 |  | 3193
1751 | PARADISE 1104954322 | 102831104 | PARADISE 1104 | 954322 | FALSE | 6923.0973 | 6923.0973 | 63 | 0.0004268 | 60 | 0.066431 | 3044 | 2.8353e-05 | 2943 |  | 2742
6559 | BIG BASIN 11015479 | 82841101 | BIG BASIN 1101 | 5479 | TRUE | 289.2777 | 289.2777 | 3 | 0.00041807 | 63 | 0.066431 | 3086 | 2.7773e-05 | 2944 | 2.14 | 619
11110 | CAMP EVERS 2105BL 2101 | 83622105 | CAMP EVERS 2105 | BL 2101 | TRUE | 5.191 | 5.191 | 1 | 0.00041248 | 66 | 0.066431 | 3087 | 2.7401e-05 | 2945 | 6.05 | 475
7068 | BURNS 2101CB | 183582101 | BURNS 2101 | CB | FALSE | 2742.3098 | 2742.3098 | 19 | 0.00040765 | 67 | 0.066431 | 3078 | 2.7081e-05 | 2946 | 26.67 | 267
10401 | POINT MORETTI 110110722 | 82931101 | POINT MORETTI 1101 | 10722 | TRUE | 937.9448 | 937.9448 | 9 | 0.00040174 | 68 | 0.066431 | 3060 | 2.6688e-05 | 2947 | 14.01 | 358
2162 | SOBRANTE 1102L510R | 14671102 | SOBRANTE 1102 | L510R | FALSE | 15698.8958 | 15538.9501 | 136 | 8.2413e-05 | 2142 | 0.24129 | 2927 | 2.6158e-05 | 2948 | 0.21 | 1146
8264 | MIRABEL 1101781318 | 42091101 | MIRABEL 1101 | 781318 | TRUE | 172.1377 | 172.1377 | 3 | 0.00038201 | 74 | 0.066431 | 3034 | 2.5377e-05 | 2949 |  | 3210
2959 | PARADISE 110453544 | 102831104 | PARADISE 1104 | 53544 | FALSE | 1728.2043 | 1035.1182 | 19 | 0.00038613 | 71 | 0.06569 | 3314 | 2.5314e-05 | 2950 |  | 2807
2047 | VALLEY VIEW 1103CB | 14341103 | VALLEY VIEW 1103 | CB | TRUE | 10480.8911 | 272.5459 | 83 | 4.1439e-05 | 3235 | 0.25769 | 2926 | 2.5206e-05 | 2951 | 5.67 | 480
3341 | CAMP EVERS 21055146 | 83622105 | CAMP EVERS 2105 | 5146 | FALSE | 9534.7408 | 9534.7408 | 63 | 0.00036971 | 78 | 0.066431 | 3063 | 2.4561e-05 | 2952 | 0.55 | 870
4945 | CASTRO VALLEY 1102837904 | 14091102 | CASTRO VALLEY 1102 | 837904 | FALSE | 3252.9939 | 1669.2171 | 25 | 3.8294e-05 | 3293 | 0.69841 | 2909 | 2.4435e-05 | 2953 |  | 2930
5852 | PARADISE 1104961990 | 102831104 | PARADISE 1104 | 961990 | FALSE | 10972.2602 | 10972.2602 | 91 | 0.00035642 | 85 | 0.066431 | 3018 | 2.3677e-05 | 2954 |  | 2984
8958 | PARADISE 1103772517 | 102831103 | PARADISE 1103 | 772517 | FALSE | 2777.244 | 2777.244 | 24 | 0.00035423 | 87 | 0.066378 | 3129 | 2.3519e-05 | 2955 |  | 3281
5973 | BEN LOMOND 0401CB | 83040401 | BEN LOMOND 0401 | CB | FALSE | 12509.5528 | 12509.5528 | 106 | 0.00034662 | 93 | 0.066431 | 3076 | 2.3026e-05 | 2956 | 1.58 | 665
10776 | GRASS VALLEY 1101528232 | 152031101 | GRASS VALLEY 1101 | 528232 | TRUE | 149.6502 | 149.6502 | 2 | 0.00033485 | 99 | 0.066432 | 3013 | 2.2245e-05 | 2957 |  | 3604
10760 | FLINT 1102CB | 152531102 | FLINT 1102 | CB | TRUE | 149.4178 | 149.4178 | 2 | 0.00033388 | 100 | 0.066432 | 3002 | 2.218e-05 | 2958 | 0.05 | 1937
3909 | MORRO BAY 1102V84 | 183011102 | MORRO BAY 1102 | V84 | TRUE | 15879.9521 | 369.7837 | 126 | 7.2115e-06 | 3627 | 0.37923 | 2921 | 2.1832e-05 | 2959 |  | 2861
7549 | PLACERVILLE 1111CB | 153081111 | PLACERVILLE 1111 | CB | FALSE | 2249.8408 | 2245.2688 | 16 | 0.00032886 | 103 | 0.066351 | 3136 | 2.1827e-05 | 2960 | 0.1 | 1487
6107 | POINT MORETTI 110139126 | 82931101 | POINT MORETTI 1101 | 39126 | FALSE | 3634.7812 | 3634.7812 | 31 | 0.00031627 | 110 | 0.066431 | 3079 | 2.101e-05 | 2961 | 15.84 | 344
9485 | CAMP EVERS 2106834583 | 83622106 | CAMP EVERS 2106 | 834583 | TRUE | 981.0329 | 981.0329 | 7 | 0.00030071 | 130 | 0.066431 | 3073 | 1.9977e-05 | 2962 | 4.09 | 528
6136 | BIG TREES 0402737512 | 83050402 | BIG TREES 0402 | 737512 | FALSE | 11180.7593 | 10917.3933 | 89 | 0.0002931 | 137 | 0.066402 | 3118 | 1.9465e-05 | 2963 |  | 3008
940 | CAMP EVERS 210511384 | 83622105 | CAMP EVERS 2105 | 11384 | FALSE | 8402.4777 | 8402.4777 | 59 | 0.00028937 | 140 | 0.066431 | 3069 | 1.9223e-05 | 2964 | 13.77 | 362
8260 | DIAMOND SPRINGS 1106762780 | 152261106 | DIAMOND SPRINGS 1106 | 762780 | TRUE | 1282.4551 | 400.767 | 11 | 0.0002944 | 135 | 0.065383 | 3424 | 1.9222e-05 | 2965 |  | 3209
9711 | BRUNSWICK 1103262343 | 152481103 | BRUNSWICK 1103 | 262343 | FALSE | 1232.8709 | 1232.8709 | 11 | 0.00028891 | 143 | 0.066432 | 3003 | 1.9193e-05 | 2966 |  | 3404
6422 | BIG BASIN 11029741 | 82841102 | BIG BASIN 1102 | 9741 | FALSE | 1036.4661 | 1036.4661 | 10 | 0.00028291 | 149 | 0.066431 | 3057 | 1.8794e-05 | 2967 | 14.27 | 356
471 | BIG BASIN 11015028 | 82841101 | BIG BASIN 1101 | 5028 | FALSE | 8087.7219 | 8087.7219 | 59 | 0.00027873 | 160 | 0.066431 | 3056 | 1.8516e-05 | 2968 | 0.63 | 832
5836 | BRUNSWICK 1103851116 | 152481103 | BRUNSWICK 1103 | 851116 | TRUE | 405.8442 | 316.0008 | 4 | 0.00027959 | 155 | 0.066111 | 3190 | 1.8459e-05 | 2969 |  | 2981
10320 | DIAMOND SPRINGS 1106926235 | 152261106 | DIAMOND SPRINGS 1106 | 926235 | TRUE | 416.1419 | 305.3669 | 4 | 0.00027977 | 153 | 0.065791 | 3274 | 1.8372e-05 | 2970 |  | 3532
10026 | SARATOGA 1103981056 | 83371103 | SARATOGA 1103 | 981056 | TRUE | 227.7546 | 132.017 | 2 | 0.00027805 | 163 | 0.065789 | 3285 | 1.8259e-05 | 2971 |  | 3476
7034 | DIAMOND SPRINGS 110699658 | 152261106 | DIAMOND SPRINGS 1106 | 99658 | TRUE | 4406.3905 | 0 | 39 | 0.00027979 | 152 | 0.06515 | 3578 | 1.8228e-05 | 2972 | 0.05 | 2030
4269 | BRUNSWICK 110378862 | 152481103 | BRUNSWICK 1103 | 78862 | TRUE | 1804.4635 | 123.6088 | 17 | 0.00027939 | 158 | 0.065225 | 3497 | 1.8213e-05 | 2973 | 5.76 | 478
3650 | ROB ROY 210512584 | 83692105 | ROB ROY 2105 | 12584 | FALSE | 41638.8897 | 5651.1648 | 297 | 5.9861e-05 | 2779 | 0.22529 | 2929 | 1.8188e-05 | 2974 | 0.03 | 2245
2640 | PERRY 1101V72 | 183071101 | PERRY 1101 | V72 | FALSE | 14155.2453 | 9610.0836 | 101 | 2.6938e-05 | 3473 | 1.494 | 2866 | 1.8115e-05 | 2975 | 0.05 | 1974
7574 | CAMP EVERS 210611006 | 83622106 | CAMP EVERS 2106 | 11006 | FALSE | 3281.0215 | 3281.0215 | 24 | 0.00027097 | 170 | 0.066431 | 3059 | 1.8001e-05 | 2976 | 0.37 | 965
10111 | ALLEGHANY 11011101/2 | 152101101 | ALLEGHANY 1101 | 1101/2 | TRUE | 32.8824 | 32.8824 | 1 | 0.00026849 | 175 | 0.066431 | 3046 | 1.7836e-05 | 2977 |  | 3493
7350 | SUMMIT 1101CB | 152591101 | SUMMIT 1101 | CB | TRUE | 221.0797 | 221.0797 | 2 | 0.0002671 | 177 | 0.066431 | 3047 | 1.7744e-05 | 2978 | 0.03 | 2339
10523 | CAMP EVERS 2104710556 | 83622104 | CAMP EVERS 2104 | 710556 | TRUE | 81.8649 | 65.863 | 2 | 0.00026928 | 174 | 0.065792 | 3269 | 1.7662e-05 | 2979 |  | 3566
5707 | FLINT 1101958726 | 152531101 | FLINT 1101 | 958726 | FALSE | 1647.4395 | 1605.4653 | 13 | 0.00026566 | 180 | 0.066333 | 3140 | 1.7619e-05 | 2980 |  | 2975
8628 | POINT MORETTI 11015401 | 82931101 | POINT MORETTI 1101 | 5401 | FALSE | 4047.5171 | 4047.5171 | 34 | 0.0002635 | 187 | 0.066431 | 3064 | 1.7505e-05 | 2981 | 18.02 | 327
10455 | POTTER VALLEY P H 1104CB | 42281104 | POTTER VALLEY P H 1104 | CB | TRUE | 158.4451 | 158.4451 | 2 | 0.00026209 | 192 | 0.066431 | 3100 | 1.7411e-05 | 2982 | 0.02 | 2438
1795 | BOLINAS 11011064 | 42261101 | BOLINAS 1101 | 1064 | FALSE | 7144.3316 | 1005.39 | 51 | 5.2154e-05 | 2989 | 0.37559 | 2922 | 1.7391e-05 | 2983 | 0.02 | 2426
11067 | BRUNSWICK 1104761310 | 152481104 | BRUNSWICK 1104 | 761310 | TRUE | 43.1053 | 43.1053 | 1 | 0.00026016 | 195 | 0.066432 | 3006 | 1.7283e-05 | 2984 | 9.94 | 403
130 | CAMP EVERS 21055232 | 83622105 | CAMP EVERS 2105 | 5232 | FALSE | 7264.9547 | 7264.9547 | 50 | 0.00025977 | 196 | 0.066431 | 3065 | 1.7257e-05 | 2985 | 0.52 | 889
9051 | BRUNSWICK 1103956424 | 152481103 | BRUNSWICK 1103 | 956424 | FALSE | 2618.2583 | 1661.8272 | 21 | 0.00026235 | 190 | 0.065882 | 3247 | 1.7224e-05 | 2986 |  | 3301
7122 | CAMP EVERS 210510786 | 83622105 | CAMP EVERS 2105 | 10786 | FALSE | 7392.1952 | 7392.1952 | 58 | 0.00025715 | 199 | 0.066431 | 3068 | 1.7083e-05 | 2987 | 23.31 | 288
7997 | CAMP EVERS 210411048 | 83622104 | CAMP EVERS 2104 | 11048 | FALSE | 2138.5875 | 1473.7073 | 19 | 0.00025575 | 204 | 0.065825 | 3261 | 1.6894e-05 | 2988 | 0.22 | 1122
10098 | RALSTON 1101100040 | 24141101 | RALSTON 1101 | 100040 | FALSE | 1340.2293 | 1324.2274 | 7 | 0.00025542 | 205 | 0.065698 | 3313 | 1.6779e-05 | 2989 |  | 3490
4770 | CAMP EVERS 210574170 | 83622105 | CAMP EVERS 2105 | 74170 | FALSE | 5752.9394 | 5752.9394 | 43 | 0.00025227 | 211 | 0.066431 | 3071 | 1.6759e-05 | 2990 | 54.65 | 106
10059 | POTTER VALLEY P H 1105CB | 42281105 | POTTER VALLEY P H 1105 | CB | TRUE | 89.3518 | 89.3518 | 2 | 0.0002491 | 218 | 0.066431 | 3102 | 1.6548e-05 | 2991 | 0.02 | 2430
1470 | PLACERVILLE 210619732 | 153082106 | PLACERVILLE 2106 | 19732 | FALSE | 14898.6258 | 14898.6258 | 125 | 0.00024625 | 229 | 0.066432 | 3015 | 1.6359e-05 | 2992 | 0.39 | 954
5865 | CAMP EVERS 210611044 | 83622106 | CAMP EVERS 2106 | 11044 | FALSE | 19649.9105 | 12291.7272 | 144 | 0.00024668 | 228 | 0.06589 | 3246 | 1.6316e-05 | 2993 | 0.26 | 1067
4584 | BRUNSWICK 1107357568 | 152481107 | BRUNSWICK 1107 | 357568 | FALSE | 3842.9954 | 1927.7671 | 35 | 0.00024621 | 230 | 0.065663 | 3320 | 1.6214e-05 | 2994 |  | 2905
4170 | SAN RAFAEL 11042651 | 42011104 | SAN RAFAEL 1104 | 2651 | FALSE | 1316.7963 | 1238.5246 | 10 | 0.00024324 | 237 | 0.066303 | 3149 | 1.6143e-05 | 2995 | 0.05 | 1964
4250 | SAN RAFAEL 1106837 | 42011106 | SAN RAFAEL 1106 | 837 | FALSE | 2514.1986 | 1083.651 | 22 | 0.00024512 | 232 | 0.065733 | 3299 | 1.6143e-05 | 2996 | 0.03 | 2298
8770 | MIRABEL 11027401 | 42091102 | MIRABEL 1102 | 7401 | FALSE | 1710.0336 | 1710.0336 | 12 | 0.00023873 | 251 | 0.066431 | 3026 | 1.5859e-05 | 2997 | 5.59 | 483
5879 | BIG BASIN 11019773 | 82841101 | BIG BASIN 1101 | 9773 | TRUE | 724.8545 | 724.8545 | 6 | 0.00023796 | 254 | 0.066431 | 3077 | 1.5808e-05 | 2998 | 6.09 | 473
4254 | BRUNSWICK 111095576 | 152481110 | BRUNSWICK 1110 | 95576 | TRUE | 3539.5092 | 0 | 30 | 0.00024199 | 240 | 0.06515 | 3580 | 1.5765e-05 | 2999 | 0.02 | 2521
5644 | BRUNSWICK 1103234378 | 152481103 | BRUNSWICK 1103 | 234378 | FALSE | 1230.3375 | 1030.7217 | 13 | 0.00023818 | 253 | 0.065939 | 3237 | 1.5727e-05 | 3000 |  | 2969
644 | CAMP EVERS 210511004 | 83622105 | CAMP EVERS 2105 | 11004 | FALSE | 6981.3249 | 6981.3249 | 60 | 0.000234 | 264 | 0.066431 | 3053 | 1.5545e-05 | 3001 | 0.81 | 772
10461 | GIRVAN 1102296428 | 103401102 | GIRVAN 1102 | 296428 | FALSE | 5326.8427 | 2768.6124 | 14 | 0.00023533 | 262 | 0.065703 | 3308 | 1.5492e-05 | 3002 |  | 3554
8135 | WOODSIDE 1101CB | 24251101 | WOODSIDE 1101 | CB | TRUE | 6762.3674 | 0 | 59 | 0.00023708 | 256 | 0.065169 | 3547 | 1.545e-05 | 3003 |  | 3195
555 | BRUNSWICK 110750008 | 152481107 | BRUNSWICK 1107 | 50008 | FALSE | 7897.7178 | 1828.8508 | 64 | 0.00023509 | 263 | 0.06535 | 3436 | 1.5377e-05 | 3004 | 0.7 | 810
4851 | DIAMOND SPRINGS 1106910235 | 152261106 | DIAMOND SPRINGS 1106 | 910235 | TRUE | 1774.1223 | 851.0444 | 16 | 0.00023372 | 267 | 0.065631 | 3328 | 1.5283e-05 | 3005 |  | 2923
436 | SARATOGA 1107LC26 | 83371107 | SARATOGA 1107 | LC26 | FALSE | 9057.4757 | 9057.4757 | 74 | 0.00022734 | 294 | 0.066432 | 2991 | 1.5103e-05 | 3006 | 0.12 | 1372
3317 | PLACERVILLE 1110CB | 153081110 | PLACERVILLE 1110 | CB | FALSE | 2889.8933 | 1390.1141 | 28 | 0.0002292 | 288 | 0.065745 | 3295 | 1.5035e-05 | 3007 | 0.09 | 1554
4169 | GRASS VALLEY 1102CB | 152031102 | GRASS VALLEY 1102 | CB | TRUE | 9322.594 | 131.7629 | 81 | 0.00022849 | 289 | 0.065197 | 3511 | 1.4894e-05 | 3008 |  | 2874
1767 | MONTE RIO 111264682 | 42811112 | MONTE RIO 1112 | 64682 | FALSE | 2835.1135 | 2835.1135 | 22 | 0.00022403 | 304 | 0.066431 | 3092 | 1.4883e-05 | 3009 | 46.82 | 138
7374 | MIRABEL 1102841 | 42091102 | MIRABEL 1102 | 841 | FALSE | 1307.0396 | 1307.0396 | 12 | 0.00022352 | 305 | 0.066431 | 3027 | 1.4849e-05 | 3010 | 0.34 | 982
9494 | SAN RAFAEL 1101546438 | 42011101 | SAN RAFAEL 1101 | 546438 | FALSE | 1552.7497 | 1541.3848 | 14 | 0.00022139 | 313 | 0.066248 | 3162 | 1.4698e-05 | 3011 |  | 3363
7746 | SALT SPRINGS 21014913 | 163692101 | SALT SPRINGS 2101 | 4913 | FALSE | 6065.3094 | 6065.3094 | 54 | 1.9829e-05 | 3546 | 0.94688 | 2897 | 1.4645e-05 | 3012 | 0.02 | 2519
7346 | OAKLAND K 1101CR346 | 12101101 | OAKLAND K 1101 | CR346 | TRUE | 330.9469 | 330.9469 | 3 | 0.00021988 | 322 | 0.066432 | 2961 | 1.4607e-05 | 3013 | 0.27 | 1053
112 | EL DORADO PH 210219562 | 152762102 | EL DORADO PH 2102 | 19562 | FALSE | 11663.8964 | 11663.8964 | 98 | 0.00021832 | 327 | 0.066431 | 3051 | 1.4503e-05 | 3014 | 80.06 | 48
3957 | LOS GATOS 1106LA42 | 82021106 | LOS GATOS 1106 | LA42 | FALSE | 4459.4554 | 4459.4554 | 35 | 0.00021752 | 329 | 0.066431 | 3062 | 1.445e-05 | 3015 | 0.48 | 904
10681 | GEYSERVILLE 1101975350 | 42891101 | GEYSERVILLE 1101 | 975350 | TRUE | 405.3394 | 73.1065 | 3 | 0.00015577 | 686 | 0.090462 | 2933 | 1.4284e-05 | 3016 |  | 3591
10208 | SHINGLE SPRINGS 2110CB | 153652110 | SHINGLE SPRINGS 2110 | CB | FALSE | 2054.39 | 1346.787 | 15 | 0.00021376 | 344 | 0.065919 | 3239 | 1.4099e-05 | 3017 | 0.16 | 1250
10739 | FORT BRAGG A 1104920850 | 42761104 | FORT BRAGG A 1104 | 920850 | TRUE | 514.6425 | 322.1994 | 3 | 0.00021514 | 340 | 0.065576 | 3348 | 1.406e-05 | 3018 |  | 3600
9733 | AUBURN 11028611 | 152161102 | AUBURN 1102 | 8611 | FALSE | 2893.9317 | 2893.9317 | 22 | 0.00020875 | 367 | 0.066432 | 3005 | 1.3867e-05 | 3019 | 0.05 | 1987
6925 | MIRABEL 11022043 | 42091102 | MIRABEL 1102 | 2043 | TRUE | 902.2238 | 902.2238 | 8 | 0.00020837 | 369 | 0.066431 | 3028 | 1.3842e-05 | 3020 | 28.28 | 251
6206 | SAN RAFAEL 11081247 | 42011108 | SAN RAFAEL 1108 | 1247 | TRUE | 443.4693 | 443.4693 | 3 | 0.00020644 | 376 | 0.066431 | 3039 | 1.3714e-05 | 3021 | 45.01 | 152
9515 | HARRIS 1109661309 | 192431109 | HARRIS 1109 | 661309 | TRUE | 2205.0428 | 453.7966 | 16 | 0.00020886 | 365 | 0.065469 | 3383 | 1.3667e-05 | 3022 |  | 3369
10016 | CAMP EVERS 2104600529 | 83622104 | CAMP EVERS 2104 | 600529 | TRUE | 435.4123 | 422.8048 | 4 | 0.00020229 | 388 | 0.066112 | 3188 | 1.3356e-05 | 3023 |  | 3471
10551 | PUEBLO 1104968601 | 43291104 | PUEBLO 1104 | 968601 | TRUE | 12.2398 | 12.2398 | 1 | 0.00020045 | 395 | 0.066431 | 3041 | 1.3316e-05 | 3024 |  | 3573
8097 | SARATOGA 11075696 | 83371107 | SARATOGA 1107 | 5696 | FALSE | 9835.0739 | 8152.2263 | 90 | 0.00020042 | 396 | 0.066175 | 3179 | 1.3265e-05 | 3025 | 0.11 | 1418
9710 | GEYSERVILLE 1101216442 | 42891101 | GEYSERVILLE 1101 | 216442 | TRUE | 327.4361 | 327.4361 | 4 | 0.00012382 | 1123 | 0.10422 | 2932 | 1.2906e-05 | 3026 |  | 3403
8869 | BRUNSWICK 11047181 | 152481104 | BRUNSWICK 1104 | 7181 | FALSE | 1244.1443 | 1244.1443 | 11 | 0.00019333 | 428 | 0.066432 | 3010 | 1.2843e-05 | 3027 | 7.1 | 450
8464 | CAMP EVERS 21067603 | 83622106 | CAMP EVERS 2106 | 7603 | FALSE | 1527.2306 | 1527.2306 | 11 | 0.00019238 | 431 | 0.066431 | 3055 | 1.278e-05 | 3028 | 0.27 | 1054
1616 | SARATOGA 1106LC24 | 83371106 | SARATOGA 1106 | LC24 | FALSE | 18535.4178 | 13258.5886 | 154 | 0.00019316 | 429 | 0.066006 | 3215 | 1.2747e-05 | 3029 | 0.08 | 1601
10877 | MORAGA 110183424 | 13801101 | MORAGA 1101 | 83424 | FALSE | 2603.9122 | 2600.4486 | 7 | 0.00018902 | 446 | 0.066249 | 3161 | 1.2546e-05 | 3030 | 8.82 | 419
7661 | CAMP EVERS 210616000 | 83622106 | CAMP EVERS 2106 | 16000 | FALSE | 6212.4721 | 3353.5945 | 51 | 0.000189 | 448 | 0.065804 | 3266 | 1.2496e-05 | 3031 | 13.79 | 361
11062 | KESWICK 1101CB | 103451101 | KESWICK 1101 | CB | TRUE | 26.6683 | 26.6683 | 1 | 0.00018686 | 464 | 0.066431 | 3104 | 1.2413e-05 | 3032 | 0.2 | 1169
10730 | STAFFORD 1101344092 | 43201101 | STAFFORD 1101 | 344092 | TRUE | 131.1041 | 115.3192 | 2 | 0.00018617 | 465 | 0.066431 | 3037 | 1.2368e-05 | 3033 |  | 3598
2899 | PLACER 1101208930 | 152461101 | PLACER 1101 | 208930 | TRUE | 1425.5587 | 187.1265 | 10 | 0.00018882 | 449 | 11.1381 | 2605 | 1.2302e-05 | 3034 |  | 2804
3721 | SHINGLE SPRINGS 210511172 | 153652105 | SHINGLE SPRINGS 2105 | 11172 | FALSE | 3921.2737 | 3218.2333 | 38 | 0.00018146 | 501 | 0.066162 | 3181 | 1.2003e-05 | 3035 | 0.11 | 1424
8829 | MONTE RIO 1111CB | 42811111 | MONTE RIO 1111 | CB | TRUE | 408.9065 | 408.9065 | 4 | 0.0001783 | 516 | 0.066431 | 3029 | 1.1845e-05 | 3036 | 13.33 | 366
3789 | LOS GATOS 1106LA46 | 82021106 | LOS GATOS 1106 | LA46 | FALSE | 2411.7925 | 2411.7925 | 20 | 0.00017602 | 522 | 0.066431 | 3058 | 1.1694e-05 | 3037 | 19.55 | 311
8577 | SARATOGA 1115463510 | 83371115 | SARATOGA 1115 | 463510 | FALSE | 4881.4666 | 4697.8741 | 41 | 0.0001755 | 524 | 0.066369 | 3132 | 1.1648e-05 | 3038 |  | 3239
8231 | HALF MOON BAY 11038898 | 24101103 | HALF MOON BAY 1103 | 8898 | FALSE | 1034.8013 | 1034.8013 | 9 | 0.00017399 | 534 | 0.066431 | 3061 | 1.1558e-05 | 3039 | 0.71 | 804
3716 | CASTRO VALLEY 1102MR359 | 14091102 | CASTRO VALLEY 1102 | MR359 | TRUE | 10891.9524 | 0 | 90 | 2.5295e-05 | 3493 | 0.41659 | 2914 | 1.1476e-05 | 3040 |  | 2849
9742 | MONROE 210392868 | 43302103 | MONROE 2103 | 92868 | TRUE | 1050.3516 | 203.5363 | 14 | 0.00017449 | 531 | 0.065522 | 3360 | 1.1443e-05 | 3041 | 0.39 | 955
830 | OAKLAND X 1104391688 | 12541104 | OAKLAND X 1104 | 391688 | FALSE | 2071.721 | 2071.721 | 16 | 0.00017212 | 549 | 0.066431 | 3109 | 1.1434e-05 | 3042 |  | 2694
3807 | CAMP EVERS 210355638 | 83622103 | CAMP EVERS 2103 | 55638 | FALSE | 5639.9215 | 2949.5648 | 42 | 0.00017356 | 537 | 0.065698 | 3312 | 1.1416e-05 | 3043 | 0.27 | 1049
2161 | LAKEWOOD 2227W503R | 13532227 | LAKEWOOD 2227 | W503R | TRUE | 12304.5424 | 121.8736 | 89 | 1.999e-05 | 3544 | 0.42059 | 2913 | 1.1363e-05 | 3044 |  | 2765
10225 | CLOVERDALE 1101409224 | 42821101 | CLOVERDALE 1101 | 409224 | TRUE | 353.3451 | 138.7205 | 4 | 0.0001558 | 685 | 0.071835 | 2942 | 1.131e-05 | 3045 |  | 3518
9704 | DEL MAR 210938684 | 152582109 | DEL MAR 2109 | 38684 | TRUE | 100.1157 | 38.3974 | 1 | 0.00017305 | 542 | 0.065149 | 3581 | 1.1274e-05 | 3046 | 0.02 | 2437
6951 | MONTE RIO 1111506 | 42811111 | MONTE RIO 1111 | 506 | FALSE | 2021.7882 | 2021.7882 | 18 | 0.00016864 | 571 | 0.066431 | 3019 | 1.1203e-05 | 3047 | 19.11 | 314
7579 | WOODSIDE 11012299 | 24251101 | WOODSIDE 1101 | 2299 | FALSE | 2927.8179 | 2927.8179 | 25 | 0.00016866 | 570 | 0.06638 | 3127 | 1.1198e-05 | 3048 | 3.04 | 566
4426 | SHINGLE SPRINGS 11038752 | 153651103 | SHINGLE SPRINGS 1103 | 8752 | FALSE | 2987.795 | 2987.795 | 32 | 0.00016401 | 600 | 0.066391 | 3124 | 1.0889e-05 | 3049 | 0.14 | 1308
3276 | CAMP EVERS 210310946 | 83622103 | CAMP EVERS 2103 | 10946 | FALSE | 13600.904 | 9098.3132 | 112 | 0.00016435 | 595 | 0.06595 | 3235 | 1.0851e-05 | 3050 | 0.4 | 945
4220 | OAKLAND X 1104CR214 | 12541104 | OAKLAND X 1104 | CR214 | FALSE | 4637.1496 | 4637.1496 | 35 | 0.00016318 | 609 | 0.066431 | 3098 | 1.0841e-05 | 3051 | 26.71 | 265
3032 | OAKLAND X 1104CR288 | 12541104 | OAKLAND X 1104 | CR288 | FALSE | 4382.4988 | 4382.4988 | 46 | 0.00016278 | 615 | 0.066431 | 3090 | 1.0814e-05 | 3052 | 0.78 | 779
3352 | OAKLAND X 1104CR022 | 12541104 | OAKLAND X 1104 | CR022 | FALSE | 6467.1642 | 6467.1642 | 48 | 0.00016152 | 625 | 0.066431 | 3103 | 1.073e-05 | 3053 | 12.67 | 369
9828 | ALLEGHANY 11021101/2 | 152101102 | ALLEGHANY 1102 | 1101/2 | TRUE | 31.1897 | 31.1897 | 1 | 0.00016141 | 627 | 0.066431 | 3050 | 1.0723e-05 | 3054 |  | 3431
9784 | CAMP EVERS 2104496570 | 83622104 | CAMP EVERS 2104 | 496570 | TRUE | 701.3537 | 389.3118 | 8 | 0.00016262 | 617 | 0.065632 | 3327 | 1.0717e-05 | 3055 |  | 3421
6309 | MONTE RIO 1113250 | 42811113 | MONTE RIO 1113 | 250 | FALSE | 1985.3414 | 1985.3414 | 14 | 0.0001605 | 639 | 0.066431 | 3020 | 1.0662e-05 | 3056 | 12.63 | 371
10893 | FROGTOWN 1702390720 | 163451702 | FROGTOWN 1702 | 390720 | TRUE | 218.4469 | 202.4448 | 2 | 0.00015881 | 655 | 0.066432 | 2955 | 1.055e-05 | 3057 |  | 3617
4614 | SAN RAFAEL 11081262 | 42011108 | SAN RAFAEL 1108 | 1262 | FALSE | 7115.8815 | 6311.248 | 57 | 0.00015861 | 656 | 0.066252 | 3160 | 1.0529e-05 | 3058 | 0.45 | 914
9095 | LLAGAS 2107250129 | 83182107 | LLAGAS 2107 | 250129 | TRUE | 467.9989 | 401.6728 | 5 | 0.00015745 | 668 | 0.066432 | 2964 | 1.046e-05 | 3059 |  | 3307
8911 | CAMP EVERS 2106CB | 83622106 | CAMP EVERS 2106 | CB | FALSE | 3786.5637 | 1101.4532 | 37 | 0.00015882 | 654 | 0.065393 | 3421 | 1.0397e-05 | 3060 | 0.08 | 1623
10545 | PASO ROBLES 1103451760 | 182611103 | PASO ROBLES 1103 | 451760 | TRUE | 98.2563 | 98.2563 | 2 | 0.000155 | 694 | 0.066432 | 2956 | 1.0297e-05 | 3061 |  | 3571
1830 | SANTA ROSA A 1104210 | 42151104 | SANTA ROSA A 1104 | 210 | FALSE | 12611.9142 | 10477.8716 | 107 | 0.00015483 | 696 | 0.066181 | 3174 | 1.0255e-05 | 3062 | 0.61 | 845
10656 | MIWUK 170179118 | 163661701 | MIWUK 1701 | 79118 | TRUE | 31.1564 | 31.1564 | 2 | 0.00015411 | 704 | 0.066431 | 3084 | 1.0238e-05 | 3063 | 13.07 | 367
7888 | MONTE RIO 1112212 | 42811112 | MONTE RIO 1112 | 212 | FALSE | 3618.1725 | 3618.1725 | 27 | 0.00015405 | 705 | 0.066431 | 3024 | 1.0234e-05 | 3064 | 26.95 | 263
5285 | CAMP EVERS 21061625 | 83622106 | CAMP EVERS 2106 | 1625 | FALSE | 1400.9701 | 1400.9701 | 10 | 0.00015401 | 706 | 0.066431 | 3067 | 1.0231e-05 | 3065 | 45.14 | 150
7246 | HUMBOLDT BAY 1102104220 | 192341102 | HUMBOLDT BAY 1102 | 104220 | FALSE | 5237.7249 | 1476.8749 | 45 | 0.00015541 | 691 | 0.065461 | 3392 | 1.0177e-05 | 3066 |  | 3107
3485 | SAN RAFAEL 1107CB | 42011107 | SAN RAFAEL 1107 | CB | FALSE | 12682.0012 | 7810.3005 | 107 | 0.00015094 | 728 | 0.065845 | 3256 | 9.9897e-06 | 3067 | 0.33 | 987
1447 | OAKLAND K 1104CR204 | 12101104 | OAKLAND K 1104 | CR204 | FALSE | 6639.5298 | 6639.5298 | 49 | 0.00015005 | 734 | 0.066431 | 3107 | 9.9677e-06 | 3068 | 0.48 | 901
10822 | GRASS VALLEY 1103CB | 152031103 | GRASS VALLEY 1103 | CB | TRUE | 191.1806 | 191.1806 | 2 | 0.00014987 | 738 | 0.066432 | 3011 | 9.9558e-06 | 3069 | 0.03 | 2348
3457 | OAKLAND K 1101CR178 | 12101101 | OAKLAND K 1101 | CR178 | TRUE | 529.8862 | 529.8862 | 7 | 0.00014846 | 758 | 0.066432 | 2953 | 9.8623e-06 | 3070 | 0.29 | 1028
3129 | SYCAMORE CREEK 1109CB | 102971109 | SYCAMORE CREEK 1109 | CB | TRUE | 14599.8126 | 271.1511 | 108 | 0.00013381 | 947 | 0.073352 | 2938 | 9.8448e-06 | 3071 | 0.04 | 2189
2013 | SHINGLE SPRINGS 210851474 | 153652108 | SHINGLE SPRINGS 2108 | 51474 | TRUE | 7519.049 | 594.1189 | 68 | 0.00015085 | 730 | 0.065188 | 3526 | 9.839e-06 | 3072 | 0.02 | 2433
4677 | MIDDLETOWN 1101932140 | 43141101 | MIDDLETOWN 1101 | 932140 | TRUE | 1542.2382 | 861.7057 | 15 | 0.00014685 | 774 | 0.065836 | 3258 | 9.669e-06 | 3073 |  | 2908
3638 | WOODSIDE 1104CB | 24251104 | WOODSIDE 1104 | CB | TRUE | 11988.7275 | 167.7195 | 114 | 0.00014824 | 761 | 0.06517 | 3545 | 9.6632e-06 | 3074 | 0.07 | 1673
8277 | MONTE RIO 1113532 | 42811113 | MONTE RIO 1113 | 532 | TRUE | 844.3261 | 844.3261 | 8 | 0.00014487 | 803 | 0.066431 | 3021 | 9.6241e-06 | 3075 | 27.34 | 259
854 | SHINGLE SPRINGS 1104CB | 153651104 | SHINGLE SPRINGS 1104 | CB | FALSE | 3812.8299 | 1129.2677 | 32 | 0.00014601 | 789 | 0.06551 | 3366 | 9.5675e-06 | 3076 | 0.04 | 2130
6660 | HALSEY 11026129 | 152241102 | HALSEY 1102 | 6129 | FALSE | 5155.4944 | 5155.4944 | 39 | 0.0001435 | 819 | 0.066432 | 3007 | 9.5328e-06 | 3077 | 0.06 | 1793
10561 | BIG RIVER 1101CB | 43081101 | BIG RIVER 1101 | CB | TRUE | 35.3815 | 35.3815 | 1 | 0.00014293 | 826 | 0.066432 | 2990 | 9.4951e-06 | 3078 | 0.05 | 1945
4323 | GIRVAN 1102CB | 103401102 | GIRVAN 1102 | CB | FALSE | 22008.731 | 1759.2867 | 102 | 0.00014538 | 799 | 0.065157 | 3559 | 9.4726e-06 | 3079 | 0.03 | 2325
5228 | MONTE RIO 11135026 | 42811113 | MONTE RIO 1113 | 5026 | FALSE | 2967.0616 | 2967.0616 | 23 | 0.00014253 | 832 | 0.066431 | 3023 | 9.4686e-06 | 3080 | 0.35 | 976
7379 | CALPELLA 1102379946 | 43411102 | CALPELLA 1102 | 379946 | FALSE | 2891.0032 | 1211.8313 | 15 | 0.00014448 | 805 | 0.06515 | 3577 | 9.4131e-06 | 3081 |  | 3120
8927 | ELK 1101CB | 42981101 | ELK 1101 | CB | TRUE | 39.9198 | 39.9198 | 1 | 0.0001444 | 807 | 0.065148 | 3597 | 9.4072e-06 | 3082 | 0.01 | 2574
6426 | ALTO 1125296476 | 42031125 | ALTO 1125 | 296476 | FALSE | 1196.6443 | 1061.0328 | 11 | 0.00014203 | 839 | 0.065849 | 3254 | 9.3993e-06 | 3083 |  | 3030
7763 | BRUNSWICK 1105297538 | 152481105 | BRUNSWICK 1105 | 297538 | FALSE | 1703.5587 | 1703.5587 | 15 | 0.000141 | 854 | 0.066432 | 3014 | 9.367e-06 | 3084 |  | 3160
6048 | SILVERADO 2105337226 | 43432105 | SILVERADO 2105 | 337226 | TRUE | 1293.8077 | 458.4827 | 13 | 0.00014222 | 835 | 0.065742 | 3297 | 9.3615e-06 | 3085 |  | 2998
785 | MIRABEL 1102CB | 42091102 | MIRABEL 1102 | CB | TRUE | 10759.641 | 358.8557 | 85 | 0.00014251 | 833 | 0.065166 | 3549 | 9.286e-06 | 3086 | 0.26 | 1071
10915 | CLARKSVILLE 210551478 | 153612105 | CLARKSVILLE 2105 | 51478 | TRUE | 90.198 | 81.0541 | 3 | 0.00014054 | 863 | 0.065577 | 3343 | 9.2483e-06 | 3087 | 1.23 | 697
3642 | AUBURN 1102CB | 152161102 | AUBURN 1102 | CB | FALSE | 11489.4556 | 2237.7238 | 99 | 0.00014106 | 853 | 0.065344 | 3440 | 9.2292e-06 | 3088 | 0.02 | 2562
10606 | BERKELEY F 1105BR166 | 12061105 | BERKELEY F 1105 | BR166 | TRUE | 61.4345 | 61.4345 | 2 | 0.00013883 | 886 | 0.066432 | 2952 | 9.2229e-06 | 3089 | 0.05 | 1939
2771 | RIO DELL 1102CB | 192251102 | RIO DELL 1102 | CB | TRUE | 10445.4547 | 0 | 86 | 0.00014143 | 846 | 0.065148 | 3602 | 9.2139e-06 | 3090 | 0.28 | 1040
10346 | EEL RIVER 1103241646 | 192381103 | EEL RIVER 1103 | 241646 | TRUE | 2237.0921 | 583.4204 | 13 | 0.00014029 | 866 | 0.065148 | 3600 | 9.1396e-06 | 3091 |  | 3536
964 | SAN RAFAEL 110991742 | 42011109 | SAN RAFAEL 1109 | 91742 | FALSE | 7594.7858 | 3844.7445 | 67 | 0.00013708 | 906 | 0.065724 | 3302 | 9.0186e-06 | 3092 | 0.12 | 1387
5348 | EEL RIVER 11033820 | 192381103 | EEL RIVER 1103 | 3820 | TRUE | 23262.4232 | 0 | 115 | 0.0001364 | 914 | 0.065808 | 3265 | 8.9864e-06 | 3093 | 0.02 | 2422
3020 | SARATOGA 1104209146 | 83371104 | SARATOGA 1104 | 209146 | FALSE | 9672.039 | 4936.2554 | 85 | 0.00013627 | 917 | 0.065797 | 3267 | 8.9692e-06 | 3094 |  | 2810
10029 | MONTICELLO 11011780 | 43051101 | MONTICELLO 1101 | 1780 | TRUE | 115.3297 | 115.3297 | 1 | 0.00013489 | 928 | 0.06643 | 3113 | 8.9608e-06 | 3095 | 0.87 | 761
10582 | OAKLAND X 1101328808 | 12541101 | OAKLAND X 1101 | 328808 | TRUE | 186.4686 | 186.4686 | 1 | 0.00013477 | 930 | 0.066432 | 2960 | 8.9528e-06 | 3096 |  | 3574
8839 | BIG BASIN 11026219 | 82841102 | BIG BASIN 1102 | 6219 | FALSE | 1488.6262 | 1488.6262 | 11 | 0.00013222 | 978 | 0.066431 | 3066 | 8.7836e-06 | 3097 | 7 | 455
2096 | CALISTOGA 1102184814 | 42711102 | CALISTOGA 1102 | 184814 | TRUE | 2352.3551 | 682.245 | 20 | 0.00013241 | 973 | 0.065475 | 3379 | 8.707e-06 | 3098 |  | 2762
10342 | FROGTOWN 1702832694 | 163451702 | FROGTOWN 1702 | 832694 | TRUE | 477.5655 | 461.5634 | 5 | 0.0001169 | 1251 | 0.073805 | 2937 | 8.7057e-06 | 3099 |  | 3535
2914 | EUREKA E 110435934 | 192331104 | EUREKA E 1104 | 35934 | TRUE | 5459.9113 | 78.4109 | 46 | 0.00013282 | 962 | 0.065203 | 3509 | 8.6658e-06 | 3100 |  | 2806
4896 | IGNACIO 1105490728 | 42481105 | IGNACIO 1105 | 490728 | FALSE | 1414.5018 | 1044.2482 | 11 | 0.00013128 | 992 | 0.065966 | 3228 | 8.6628e-06 | 3101 |  | 2925
9315 | LAKEWOOD 2224798018 | 13532224 | LAKEWOOD 2224 | 798018 | FALSE | 1485.4108 | 1448.3137 | 13 | 0.0001303 | 1006 | 0.066234 | 3166 | 8.6422e-06 | 3102 |  | 3340
9391 | WATERSHED 0402CB | 24240402 | WATERSHED 0402 | CB | TRUE | 1752.4587 | 342.98 | 11 | 0.00013264 | 969 | 0.065147 | 3621 | 8.6414e-06 | 3103 |  | 3350
9903 | PACIFICA 1102894156 | 22811102 | PACIFICA 1102 | 894156 | TRUE | 625.3701 | 625.3701 | 4 | 0.0001303 | 1005 | 0.066111 | 3196 | 8.6111e-06 | 3104 |  | 3450
7834 | GREENBRAE 1103718674 | 43091103 | GREENBRAE 1103 | 718674 | FALSE | 1848.6771 | 1301.8094 | 16 | 0.0001305 | 1001 | 0.065951 | 3233 | 8.6092e-06 | 3105 |  | 3168
10810 | PLACERVILLE 1111610322 | 153081111 | PLACERVILLE 1111 | 610322 | TRUE | 220.6867 | 220.6867 | 3 | 0.00012983 | 1012 | 0.066004 | 3217 | 8.5935e-06 | 3106 |  | 3607
10497 | FORT ORD 21069658 | 182402106 | FORT ORD 2106 | 9658 | TRUE | 156.0125 | 156.0125 | 3 | 0.00012787 | 1049 | 0.066432 | 2984 | 8.4949e-06 | 3107 | 0.04 | 2071
5369 | OAKLAND K 1104CR206 | 12101104 | OAKLAND K 1104 | CR206 | FALSE | 2877.1568 | 2877.1568 | 22 | 0.00012717 | 1061 | 0.066431 | 3108 | 8.4479e-06 | 3108 | 0.28 | 1042
6668 | PAUL SWEET 21075291 | 83252107 | PAUL SWEET 2107 | 5291 | TRUE | 1596.261 | 50.439 | 14 | 0.00012858 | 1037 | 0.065239 | 3485 | 8.4226e-06 | 3109 |  | 3053
4822 | CAMP EVERS 21035404 | 83622103 | CAMP EVERS 2103 | 5404 | FALSE | 7456.6431 | 4377.7978 | 63 | 0.00012738 | 1057 | 0.065779 | 3291 | 8.4149e-06 | 3110 | 0.15 | 1284
10986 | RINCON 1101205854 | 43321101 | RINCON 1101 | 205854 | TRUE | 505.1079 | 505.1079 | 5 | 0.00012714 | 1063 | 0.065923 | 3238 | 8.3652e-06 | 3111 |  | 3625
1364 | CAMP EVERS 21035402 | 83622103 | CAMP EVERS 2103 | 5402 | FALSE | 10826.3428 | 4595.9767 | 87 | 0.0001269 | 1066 | 0.065546 | 3353 | 8.3234e-06 | 3112 | 0.19 | 1181
9661 | SARATOGA 1105431214 | 83371105 | SARATOGA 1105 | 431214 | TRUE | 794.6731 | 500.3272 | 9 | 0.00012639 | 1076 | 0.065861 | 3253 | 8.308e-06 | 3113 |  | 3396
6999 | JESSUP 1102158468 | 103441102 | JESSUP 1102 | 158468 | FALSE | 1388.9106 | 1120.0792 | 11 | 0.00012572 | 1083 | 0.066083 | 3201 | 8.3063e-06 | 3114 |  | 3084
7019 | FORT BRAGG A 1102816 | 42761102 | FORT BRAGG A 1102 | 816 | FALSE | 4123.7572 | 3941.7419 | 29 | 0.00012427 | 1112 | 0.066299 | 3150 | 8.2407e-06 | 3115 | 0.05 | 2024
9287 | SOBRANTE 1103N510R | 14671103 | SOBRANTE 1103 | N510R | TRUE | 1403.237 | 401.7471 | 15 | 0.00012562 | 1086 | 0.065412 | 3409 | 8.2224e-06 | 3116 | 0.19 | 1183
10537 | FROGTOWN 1702798032 | 163451702 | FROGTOWN 1702 | 798032 | TRUE | 259.8305 | 244.5065 | 2 | 0.00012449 | 1108 | 0.065789 | 3287 | 8.1969e-06 | 3117 |  | 3569
7405 | HARRIS 11082062 | 192431108 | HARRIS 1108 | 2062 | FALSE | 8420.6852 | 2556.2544 | 83 | 0.00012402 | 1119 | 0.065581 | 3338 | 8.1613e-06 | 3118 | 0.04 | 2221
3886 | SAN RAFAEL 11081457 | 42011108 | SAN RAFAEL 1108 | 1457 | FALSE | 1229.3805 | 1229.3805 | 9 | 0.00012274 | 1137 | 0.066431 | 3025 | 8.1539e-06 | 3119 | 0.27 | 1047
9639 | IGNACIO 1105967039 | 42481105 | IGNACIO 1105 | 967039 | TRUE | 469.6042 | 292.9124 | 3 | 0.00012406 | 1117 | 0.065578 | 3342 | 8.139e-06 | 3120 |  | 3394
10422 | OAKLAND J 1102CR102 | 12091102 | OAKLAND J 1102 | CR102 | TRUE | 316.3322 | 316.3322 | 6 | 0.00012168 | 1153 | 0.066431 | 3101 | 8.0835e-06 | 3121 | 0.08 | 1651
10726 | CALISTOGA 1102960240 | 42711102 | CALISTOGA 1102 | 960240 | TRUE | 816.2732 | 816.2732 | 5 | 0.00012223 | 1144 | 0.066176 | 3175 | 8.0789e-06 | 3122 |  | 3597
9181 | MIWUK 1702531976 | 163661702 | MIWUK 1702 | 531976 | FALSE | 2102.4835 | 2102.4835 | 17 | 0.00012078 | 1169 | 0.066431 | 3080 | 8.0236e-06 | 3123 |  | 3322
10385 | ALLEGHANY 11011101/2 | 152101101 | ALLEGHANY 1101 | 1101/2 | TRUE | 36.9839 | 36.9839 | 1 | 0.00012061 | 1175 | 0.066431 | 3045 | 8.0126e-06 | 3124 |  | 3540
9316 | FORT BRAGG A 1103284356 | 42761103 | FORT BRAGG A 1103 | 284356 | TRUE | 325.8775 | 218.127 | 4 | 0.00012158 | 1155 | 0.066111 | 3192 | 7.9902e-06 | 3125 |  | 3341
10880 | OAKLAND X 1104CR101 | 12541104 | OAKLAND X 1104 | CR101 | TRUE | 28.3921 | 28.3921 | 1 | 0.00011894 | 1208 | 0.066432 | 2948 | 7.9011e-06 | 3126 | 0.27 | 1055
4441 | OAKLAND X 1101CR224 | 12541101 | OAKLAND X 1101 | CR224 | TRUE | 1656.0037 | 656.3547 | 17 | 0.00012031 | 1179 | 0.065676 | 3317 | 7.8938e-06 | 3127 | 0.04 | 2180
10513 | OILFIELDS 1103441010 | 182391103 | OILFIELDS 1103 | 441010 | TRUE | 1310.5118 | 592.4873 | 4 | 6.8458e-05 | 2523 | 0.11315 | 2931 | 7.8772e-06 | 3128 |  | 3562
1793 | SAN RAFAEL 1109535284 | 42011109 | SAN RAFAEL 1109 | 535284 | TRUE | 913.1511 | 10.8615 | 9 | 0.00012012 | 1185 | 0.065436 | 3401 | 7.8608e-06 | 3129 |  | 2746
8925 | FRUITLAND 11418746 | 192311141 | FRUITLAND 1141 | 8746 | TRUE | 832.2162 | 645.6965 | 8 | 0.00011829 | 1225 | 0.06579 | 3278 | 7.8216e-06 | 3130 | 0.55 | 867
8734 | LOS GATOS 110160052 | 82021101 | LOS GATOS 1101 | 60052 | FALSE | 3169.0097 | 3169.0097 | 28 | 0.00011748 | 1236 | 0.066432 | 3001 | 7.8045e-06 | 3131 | 0.05 | 1976
6798 | SAN CARLOS 110475210 | 24181104 | SAN CARLOS 1104 | 75210 | TRUE | 618.926 | 618.926 | 6 | 0.00011638 | 1261 | 0.066432 | 2967 | 7.7312e-06 | 3132 | 0.05 | 2048
6381 | OAKLAND X 1106CR008 | 12541106 | OAKLAND X 1106 | CR008 | FALSE | 7178.6151 | 7178.6151 | 65 | 0.00011602 | 1269 | 0.066431 | 3099 | 7.7074e-06 | 3133 | 0.17 | 1230
10638 | SAN RAFAEL 11092213 | 42011109 | SAN RAFAEL 1109 | 2213 | TRUE | 689.8513 | 689.8513 | 6 | 0.00011622 | 1265 | 0.066218 | 3167 | 7.6893e-06 | 3134 | 0.02 | 2454
9009 | ALTO 1124553571 | 42031124 | ALTO 1124 | 553571 | TRUE | 319.9061 | 174.9029 | 4 | 0.00011616 | 1267 | 0.065791 | 3271 | 7.6617e-06 | 3135 |  | 3296
1292 | EEL RIVER 1103CB | 192381103 | EEL RIVER 1103 | CB | TRUE | 64360.3141 | 0 | 374 | 0.00011744 | 1237 | 0.065148 | 3603 | 7.6507e-06 | 3136 |  | 2721
2486 | LOYOLA 110260082 | 82161102 | LOYOLA 1102 | 60082 | TRUE | 6614.3058 | 0 | 57 | 0.00011735 | 1238 | 0.06517 | 3546 | 7.6477e-06 | 3137 |  | 2780
9942 | BRUNSWICK 1104327226 | 152481104 | BRUNSWICK 1104 | 327226 | TRUE | 144.3861 | 79.5833 | 2 | 0.0001161 | 1268 | 0.065791 | 3273 | 7.6459e-06 | 3138 |  | 3458
10778 | PIT NO 5 110190846 | 101321101 | PIT NO 5 1101 | 90846 | TRUE | 149.205 | 149.205 | 2 | 0.00011453 | 1306 | 0.066431 | 3082 | 7.6083e-06 | 3139 | 0.01 | 2578
9691 | STELLING 1109787007 | 83481109 | STELLING 1109 | 787007 | TRUE | 354.8281 | 307.1886 | 5 | 0.00010238 | 1593 | 0.070735 | 2943 | 7.5915e-06 | 3140 |  | 3398
1439 | TAR FLAT 0402CB | 163240402 | TAR FLAT 0402 | CB | FALSE | 2354.3543 | 1281.2412 | 18 | 0.00011498 | 1299 | 0.065789 | 3286 | 7.5882e-06 | 3141 | 0.02 | 2484
4239 | TAR FLAT 0401CB | 163240401 | TAR FLAT 0401 | CB | FALSE | 5901.3044 | 5623.7964 | 45 | 0.00011418 | 1316 | 0.066318 | 3144 | 7.5759e-06 | 3142 | 0.06 | 1823
6173 | OAKLAND X 1104645092 | 12541104 | OAKLAND X 1104 | 645092 | FALSE | 2229.6022 | 2229.6022 | 16 | 0.0001137 | 1326 | 0.066352 | 3135 | 7.5529e-06 | 3143 |  | 3010
9734 | HIGHLANDS 110484640 | 43361104 | HIGHLANDS 1104 | 84640 | TRUE | 1219.4213 | 660.5476 | 14 | 0.00011439 | 1310 | 0.06579 | 3276 | 7.5307e-06 | 3144 | 0.06 | 1834
10502 | TRIDAM POWERHOUSE 2101CB | 168152101 | TRIDAM POWERHOUSE 2101 | CB | TRUE | 80.9954 | 80.9954 | 3 | 0.00011256 | 1354 | 0.066431 | 3089 | 7.4775e-06 | 3145 | 0.03 | 2362
3266 | UKIAH 1113658899 | 42771113 | UKIAH 1113 | 658899 | TRUE | 987.2682 | 941.3759 | 8 | 0.00011266 | 1349 | 0.066271 | 3156 | 7.4661e-06 | 3146 |  | 2819
10496 | FROGTOWN 1702814784 | 163451702 | FROGTOWN 1702 | 814784 | TRUE | 296.0572 | 280.0552 | 3 | 0.00011354 | 1332 | 0.066004 | 3223 | 7.4475e-06 | 3147 |  | 3559
9921 | OAKLAND X 1106CR266 | 12541106 | OAKLAND X 1106 | CR266 | FALSE | 1901.6084 | 1901.6084 | 8 | 0.00011171 | 1375 | 0.066431 | 3110 | 7.421e-06 | 3148 | 23 | 290
7361 | SARATOGA 11076867 | 83371107 | SARATOGA 1107 | 6867 | TRUE | 1328.3948 | 985.9493 | 11 | 0.00011216 | 1362 | 0.066081 | 3202 | 7.4136e-06 | 3149 | 0.06 | 1791
7276 | SAN CARLOS 11049052 | 24181104 | SAN CARLOS 1104 | 9052 | FALSE | 8315.3581 | 7722.3255 | 65 | 0.00011158 | 1380 | 0.066333 | 3139 | 7.4082e-06 | 3150 | 0.1 | 1459
9123 | UKIAH 1114296894 | 42771114 | UKIAH 1114 | 296894 | TRUE | 465.5322 | 278.1636 | 6 | 0.00011252 | 1355 | 0.065577 | 3344 | 7.398e-06 | 3151 |  | 3312
10484 | SANTA ROSA A 1111407286 | 42151111 | SANTA ROSA A 1111 | 407286 | TRUE | 98.0196 | 98.0196 | 1 | 0.00011059 | 1398 | 0.066431 | 3111 | 7.3466e-06 | 3152 |  | 3557
6588 | HARRIS 1108705523 | 192431108 | HARRIS 1108 | 705523 | TRUE | 1068.2355 | 321.9298 | 11 | 0.00011081 | 1395 | 0.065615 | 3332 | 7.293e-06 | 3153 |  | 3044
3678 | RESEARCH 2102183888 | 14692102 | RESEARCH 2102 | 183888 | FALSE | 4871.8577 | 1898.9745 | 43 | 0.00011047 | 1402 | 0.065447 | 3396 | 7.2344e-06 | 3154 |  | 2846
9265 | ROSSMOOR 1104892332 | 14161104 | ROSSMOOR 1104 | 892332 | TRUE | 410.223 | 410.223 | 4 | 0.00010843 | 1438 | 0.066432 | 2994 | 7.2035e-06 | 3155 |  | 3332
5151 | EDES 1112CR312 | 13681112 | EDES 1112 | CR312 | FALSE | 5934.1286 | 5934.1286 | 42 | 0.00010828 | 1446 | 0.066401 | 3119 | 7.189e-06 | 3156 | 0.12 | 1375
6055 | SILVERADO 2105191725 | 43432105 | SILVERADO 2105 | 191725 | TRUE | 766.9235 | 558.1402 | 8 | 0.00010854 | 1435 | 0.066111 | 3189 | 7.1671e-06 | 3157 |  | 2999
8973 | DIAMOND SPRINGS 1103394169 | 152261103 | DIAMOND SPRINGS 1103 | 394169 | TRUE | 962.9958 | 642.0804 | 7 | 0.00010894 | 1428 | 0.065699 | 3310 | 7.1481e-06 | 3158 |  | 3287
9966 | MONROE 2107380760 | 43302107 | MONROE 2107 | 380760 | FALSE | 1136.5362 | 1053.0262 | 12 | 0.00010812 | 1448 | 0.066113 | 3186 | 7.1451e-06 | 3159 |  | 3461
2463 | OAKLAND K 1103CR188 | 12101103 | OAKLAND K 1103 | CR188 | FALSE | 5760.2047 | 5760.2047 | 47 | 0.00010753 | 1463 | 0.066431 | 3016 | 7.1432e-06 | 3160 | 0.38 | 960
7755 | HICKS 1116983580 | 83431116 | HICKS 1116 | 983580 | FALSE | 4036.4763 | 3958.5011 | 33 | 0.00010756 | 1462 | 0.066393 | 3122 | 7.1402e-06 | 3161 |  | 3159
2292 | OAKLAND K 1104CR326 | 12101104 | OAKLAND K 1104 | CR326 | FALSE | 2098.9601 | 2098.9601 | 17 | 0.00010686 | 1482 | 0.066431 | 3106 | 7.0989e-06 | 3162 | 16.75 | 337
10476 | SAN RAFAEL 1106618957 | 42011106 | SAN RAFAEL 1106 | 618957 | TRUE | 394.8447 | 301.119 | 4 | 0.00010843 | 1439 | 0.065151 | 3574 | 7.0643e-06 | 3163 |  | 3555
3538 | CORTINA 1101302192 | 63121101 | CORTINA 1101 | 302192 | TRUE | 22573.2133 | 0 | 79 | 0.00010836 | 1443 | 0.065152 | 3561 | 7.0599e-06 | 3164 | 0.74 | 793
3533 | OAKLAND K 1104432850 | 12101104 | OAKLAND K 1104 | 432850 | FALSE | 1988.3274 | 1988.3274 | 26 | 0.0001052 | 1514 | 0.066431 | 3017 | 6.9884e-06 | 3165 |  | 2834
9797 | DEL MONTE 21032204 | 182222103 | DEL MONTE 2103 | 2204 | TRUE | 592.6413 | 592.6413 | 8 | 0.00010504 | 1526 | 0.066432 | 2980 | 6.9782e-06 | 3166 | 0.04 | 2073
10205 | BERKELEY F 1103813976 | 12061103 | BERKELEY F 1103 | 813976 | TRUE | 328.1808 | 312.2978 | 4 | 0.00010513 | 1520 | 0.066111 | 3194 | 6.9422e-06 | 3167 |  | 3515
398 | ROSSMOOR 1104CB | 14161104 | ROSSMOOR 1104 | CB | TRUE | 17820.8713 | 0 | 150 | 0.00010626 | 1491 | 0.065148 | 3591 | 6.9228e-06 | 3168 |  | 2669
465 | MOLINO 1102111666 | 42571102 | MOLINO 1102 | 111666 | TRUE | 1605.5548 | 182.6023 | 13 | 0.00010584 | 1499 | 0.06525 | 3479 | 6.9214e-06 | 3169 |  | 2676
9817 | SUMMIT 11016627 | 152591101 | SUMMIT 1101 | 6627 | TRUE | 910.3808 | 910.3808 | 8 | 0.00010404 | 1550 | 0.066431 | 3048 | 6.9114e-06 | 3170 | 0.03 | 2267
6657 | SAN RAFAEL 110168970 | 42011101 | SAN RAFAEL 1101 | 68970 | TRUE | 5207.2001 | 75.6257 | 44 | 0.00010579 | 1501 | 0.065151 | 3565 | 6.892e-06 | 3171 | 0.08 | 1617
8713 | GANSNER 1101489276 | 103021101 | GANSNER 1101 | 489276 | TRUE | 1058.1278 | 723.7002 | 9 | 0.00010344 | 1561 | 0.066147 | 3182 | 6.8546e-06 | 3172 |  | 3253
6405 | ROB ROY 210571630 | 83692105 | ROB ROY 2105 | 71630 | FALSE | 3041.9597 | 2182.1843 | 26 | 0.00010295 | 1569 | 0.066037 | 3211 | 6.8241e-06 | 3173 | 0.21 | 1143
1284 | SARATOGA 1106LC22 | 83371106 | SARATOGA 1106 | LC22 | FALSE | 13269.3389 | 12038.7869 | 114 | 0.0001028 | 1575 | 0.066274 | 3155 | 6.8223e-06 | 3174 | 0.08 | 1600
4762 | SAN RAFAEL 110668694 | 42011106 | SAN RAFAEL 1106 | 68694 | TRUE | 3377.3751 | 0 | 32 | 0.00010397 | 1554 | 0.065151 | 3573 | 6.7736e-06 | 3175 |  | 2914
9002 | PAUL SWEET 2102168368 | 83252102 | PAUL SWEET 2102 | 168368 | TRUE | 1090.7031 | 590.4471 | 8 | 0.00010339 | 1562 | 0.065308 | 3460 | 6.7491e-06 | 3176 |  | 3294
8371 | RINCON 1102782389 | 43321102 | RINCON 1102 | 782389 | TRUE | 861.6016 | 585.9597 | 8 | 0.00010151 | 1617 | 0.065955 | 3232 | 6.7151e-06 | 3177 |  | 3216
7829 | UKIAH 111472990 | 42771114 | UKIAH 1114 | 72990 | FALSE | 5262.4562 | 1175.6663 | 38 | 0.00010233 | 1594 | 0.065487 | 3374 | 6.7147e-06 | 3178 | 0.03 | 2293
4895 | SARATOGA 1103LC16 | 83371103 | SARATOGA 1103 | LC16 | FALSE | 8170.2082 | 6889.2884 | 72 | 0.00010102 | 1624 | 0.066218 | 3168 | 6.7061e-06 | 3179 | 0.17 | 1248
2902 | WAYNE 0401954811 | 13810401 | WAYNE 0401 | 954811 | TRUE | 903.9347 | 282.8935 | 9 | 0.00010244 | 1591 | 0.065576 | 3345 | 6.7055e-06 | 3180 |  | 2805
6002 | SAN RAFAEL 1105818262 | 42011105 | SAN RAFAEL 1105 | 818262 | TRUE | 1433.202 | 292.9133 | 11 | 0.00010153 | 1615 | 0.0655 | 3368 | 6.6573e-06 | 3181 |  | 2994
9719 | PIT NO 5 11011614 | 101321101 | PIT NO 5 1101 | 1614 | FALSE | 3000.4112 | 3000.4112 | 5 | 0.00010012 | 1643 | 9.5753 | 2631 | 6.6513e-06 | 3182 | 0.01 | 2585
5122 | RIDGE 0401CB | 12840401 | RIDGE 0401 | CB | FALSE | 4270.3121 | 4270.3121 | 36 | 0.00010003 | 1646 | 0.066396 | 3120 | 6.6432e-06 | 3183 | 0.08 | 1628
1193 | FORT BRAGG A 1102418 | 42761102 | FORT BRAGG A 1102 | 418 | FALSE | 22746.3302 | 22539.2945 | 178 | 9.9716e-05 | 1655 | 0.066381 | 3126 | 6.6205e-06 | 3184 | 0.17 | 1236
8138 | FRANKLIN 1101P138 | 13921101 | FRANKLIN 1101 | P138 | FALSE | 2470.0232 | 2259.003 | 15 | 9.8986e-05 | 1670 | 0.066089 | 3200 | 6.5684e-06 | 3185 | 0.04 | 2093
11032 | HIGHLANDS 1101CB | 43361101 | HIGHLANDS 1101 | CB | TRUE | 42.5019 | 42.5019 | 1 | 9.8387e-05 | 1681 | 0.066432 | 2999 | 6.536e-06 | 3186 | 0.03 | 2336
3671 | CAMP EVERS 2104CB | 83622104 | CAMP EVERS 2104 | CB | TRUE | 5967.294 | 629.206 | 71 | 9.9922e-05 | 1649 | 0.065224 | 3498 | 6.5265e-06 | 3187 | 0.18 | 1209
8113 | WOODSIDE 110411555 | 24251104 | WOODSIDE 1104 | 11555 | FALSE | 1379.9837 | 1379.9837 | 11 | 9.8049e-05 | 1688 | 0.066432 | 2976 | 6.5136e-06 | 3188 | 0.16 | 1271
8611 | CAROLANDS 04018888 | 24060401 | CAROLANDS 0401 | 8888 | TRUE | 2206.3607 | 0 | 25 | 9.99e-05 | 1651 | 0.065147 | 3614 | 6.5082e-06 | 3189 |  | 3244
10705 | CLOVERDALE 1102801904 | 42821102 | CLOVERDALE 1102 | 801904 | TRUE | 22.3881 | 22.3881 | 1 | 8.2208e-05 | 2146 | 0.079148 | 2934 | 6.5066e-06 | 3190 | 0.06 | 1865
7620 | CASTRO VALLEY 1110MR341 | 14091110 | CASTRO VALLEY 1110 | MR341 | TRUE | 1045.185 | 417.225 | 11 | 9.8401e-05 | 1680 | 0.065731 | 3300 | 6.5027e-06 | 3191 |  | 3142
6399 | ROB ROY 21049973 | 83692104 | ROB ROY 2104 | 9973 | TRUE | 921.5182 | 921.5182 | 7 | 9.7761e-05 | 1697 | 0.066431 | 3072 | 6.4944e-06 | 3192 |  | 3027
4710 | VIEJO 220255787 | 182852202 | VIEJO 2202 | 55787 | TRUE | 58.9251 | 58.9251 | 1 | 9.7709e-05 | 1699 | 0.066432 | 2989 | 6.491e-06 | 3193 | 0.05 | 2023
3931 | LAS AROMAS 04013342 | 13600401 | LAS AROMAS 0401 | 3342 | FALSE | 3691.7497 | 3691.7497 | 30 | 9.6371e-05 | 1724 | 0.066431 | 3097 | 6.402e-06 | 3194 | 0.04 | 2113
738 | SAN RAFAEL 1104CB | 42011104 | SAN RAFAEL 1104 | CB | FALSE | 16824.5332 | 5560.2483 | 140 | 9.7183e-05 | 1710 | 0.065554 | 3352 | 6.3852e-06 | 3195 | 0.06 | 1789
9201 | HICKS 1116583284 | 83431116 | HICKS 1116 | 583284 | TRUE | 404.4133 | 236.5766 | 4 | 9.5521e-05 | 1741 | 0.066111 | 3197 | 6.3368e-06 | 3196 |  | 3325
7050 | EAST QUINCY 1101678650 | 102551101 | EAST QUINCY 1101 | 678650 | FALSE | 2024.9152 | 1808.9819 | 14 | 9.5259e-05 | 1757 | 0.066065 | 3203 | 6.2788e-06 | 3197 |  | 3091
9107 | OAKLAND K 1103CR422 | 12101103 | OAKLAND K 1103 | CR422 | FALSE | 3299.6109 | 3238.2816 | 24 | 9.4398e-05 | 1783 | 0.066378 | 3128 | 6.2703e-06 | 3198 | 0.06 | 1855
2296 | LAURELES 11112028 | 182371111 | LAURELES 1111 | 2028 | FALSE | 14061.7847 | 14048.0686 | 107 | 9.4213e-05 | 1788 | 0.06642 | 3114 | 6.2585e-06 | 3199 | 0.05 | 2036
4668 | KONOCTI 11084041 | 43311108 | KONOCTI 1108 | 4041 | FALSE | 7568.2918 | 2174.4689 | 54 | 9.5438e-05 | 1746 | 0.065458 | 3394 | 6.2484e-06 | 3200 | 0.04 | 2187
4517 | SILVERADO 2105CB | 43432105 | SILVERADO 2105 | CB | FALSE | 7432.6484 | 1011.6246 | 66 | 9.5309e-05 | 1754 | 0.065326 | 3450 | 6.2313e-06 | 3201 | 0.17 | 1235
1407 | SAN RAFAEL 11061230 | 42011106 | SAN RAFAEL 1106 | 1230 | FALSE | 7038.4432 | 1747.5573 | 57 | 9.4865e-05 | 1770 | 0.065398 | 3418 | 6.2233e-06 | 3202 | 0.02 | 2465
7332 | LOS GATOS 1101184035 | 82021101 | LOS GATOS 1101 | 184035 | TRUE | 995.7775 | 905.936 | 9 | 9.1457e-05 | 1859 | 0.066289 | 3152 | 6.0721e-06 | 3203 |  | 3118
10579 | SAN CARLOS 11049048 | 24181104 | SAN CARLOS 1104 | 9048 | TRUE | 24.5909 | 24.5909 | 1 | 9.1221e-05 | 1871 | 0.066432 | 2958 | 6.06e-06 | 3204 | 0.06 | 1869
2032 | LUCERNE 11031663 | 43351103 | LUCERNE 1103 | 1663 | FALSE | 1947.6462 | 1947.6462 | 17 | 9.1109e-05 | 1877 | 0.066432 | 3000 | 6.0525e-06 | 3205 | 0.08 | 1656
9700 | SAN RAMON 2103MR279 | 14232103 | SAN RAMON 2103 | MR279 | TRUE | 323.7748 | 4.572 | 5 | 9.2277e-05 | 1836 | 0.065405 | 3413 | 6.0521e-06 | 3206 |  | 3402
5325 | SAN RAFAEL 1105534 | 42011105 | SAN RAFAEL 1105 | 534 | FALSE | 2541.7011 | 1569.6662 | 22 | 9.1303e-05 | 1866 | 0.065908 | 3243 | 6.0384e-06 | 3207 | 0.08 | 1668
8122 | HATTON 1101CB | 182291101 | HATTON 1101 | CB | FALSE | 2551.5911 | 2551.5911 | 22 | 9.066e-05 | 1892 | 0.066432 | 2986 | 6.0227e-06 | 3208 | 0.07 | 1703
6886 | ALTO 1124526955 | 42031124 | ALTO 1124 | 526955 | TRUE | 753.5469 | 713.9611 | 6 | 9.0519e-05 | 1897 | 0.066431 | 3022 | 6.0133e-06 | 3209 |  | 3070
5909 | CAMP EVERS 210392582 | 83622103 | CAMP EVERS 2103 | 92582 | TRUE | 4514.9648 | 245.7655 | 41 | 9.2095e-05 | 1840 | 0.065147 | 3619 | 5.9997e-06 | 3210 | 0.07 | 1704
6632 | SAN RAFAEL 1106588020 | 42011106 | SAN RAFAEL 1106 | 588020 | TRUE | 2885.7528 | 385.2385 | 19 | 9.1832e-05 | 1849 | 0.065219 | 3500 | 5.9904e-06 | 3211 |  | 3050
763 | LOS GATOS 1108LB86 | 82021108 | LOS GATOS 1108 | LB86 | FALSE | 8620.4875 | 7270.7679 | 69 | 8.9584e-05 | 1927 | 0.066208 | 3169 | 5.9458e-06 | 3212 | 0.13 | 1335
10570 | EL CERRITO G 1105BR164 | 12501105 | EL CERRITO G 1105 | BR164 | TRUE | 91.5845 | 91.5845 | 2 | 8.9373e-05 | 1935 | 0.066432 | 2968 | 5.9372e-06 | 3213 | 0.05 | 1944
9932 | ALTO 1125291744 | 42031125 | ALTO 1125 | 291744 | TRUE | 231.1314 | 195.7909 | 3 | 9.0072e-05 | 1908 | 0.066004 | 3218 | 5.9276e-06 | 3214 |  | 3455
8178 | DOLAN ROAD 1101156268 | 182381101 | DOLAN ROAD 1101 | 156268 | TRUE | 3622.1133 | 52.7453 | 31 | 9.074e-05 | 1891 | 0.065189 | 3522 | 5.914e-06 | 3215 |  | 3199
6600 | VIEJO 2202CB | 182852202 | VIEJO 2202 | CB | FALSE | 3450.2108 | 3450.2108 | 23 | 8.8928e-05 | 1953 | 0.066432 | 2985 | 5.9077e-06 | 3216 | 1.33 | 684
4067 | LAS AROMAS 0401LA401R | 13600401 | LAS AROMAS 0401 | LA401R | FALSE | 6369.4185 | 4956.3951 | 55 | 8.9288e-05 | 1939 | 0.066129 | 3184 | 5.9068e-06 | 3217 | 0.06 | 1827
807 | RESEARCH 210263274 | 14692102 | RESEARCH 2102 | 63274 | TRUE | 13077.1161 | 74.3652 | 119 | 8.9998e-05 | 1914 | 0.06516 | 3555 | 5.8646e-06 | 3218 | 1.68 | 654
10104 | LAKEWOOD 1102964292 | 13531102 | LAKEWOOD 1102 | 964292 | TRUE | 128.1599 | 128.1599 | 2 | 8.8164e-05 | 1978 | 0.066432 | 2995 | 5.8569e-06 | 3219 |  | 3491
8987 | ROSSMOOR 110181770 | 14161101 | ROSSMOOR 1101 | 81770 | TRUE | 2254.8682 | 110.4225 | 21 | 8.9058e-05 | 1945 | 0.065148 | 3588 | 5.8019e-06 | 3220 |  | 3289
9943 | FRANKLIN 1104P136 | 13921104 | FRANKLIN 1104 | P136 | FALSE | 9489.9011 | 7931.4997 | 43 | 8.0523e-05 | 2191 | 0.07255 | 2940 | 5.7997e-06 | 3221 | 0.03 | 2269
9679 | DOBBINS 1101CB | 153741101 | DOBBINS 1101 | CB | FALSE | 1079.0936 | 1079.0936 | 8 | 8.7249e-05 | 2007 | 0.066432 | 3012 | 5.7961e-06 | 3222 | 0.06 | 1836
734 | SILVERADO 21051308 | 43432105 | SILVERADO 2105 | 1308 | TRUE | 7407.352 | 244.9631 | 60 | 8.8597e-05 | 1969 | 0.065216 | 3502 | 5.7874e-06 | 3223 | 8.14 | 435
5907 | ORINDA 0401401/2 LR | 12350401 | ORINDA 0401 | 401/2 LR | TRUE | 235.881 | 158.249 | 4 | 8.7563e-05 | 1998 | 0.066112 | 3187 | 5.7731e-06 | 3224 |  | 2987
648 | KONOCTI 11084039 | 43311108 | KONOCTI 1108 | 4039 | FALSE | 3724.1919 | 3048.4169 | 32 | 8.7081e-05 | 2010 | 0.066191 | 3171 | 5.7609e-06 | 3225 | 0.06 | 1903
5547 | KONOCTI 11084037 | 43311108 | KONOCTI 1108 | 4037 | FALSE | 2780.393 | 1840.2464 | 22 | 8.7734e-05 | 1991 | 0.065616 | 3331 | 5.7543e-06 | 3226 | 0.04 | 2149
3274 | RACETRACK 170310850 | 163761703 | RACETRACK 1703 | 10850 | TRUE | 3044.0072 | 994.8842 | 28 | 8.6545e-05 | 2022 | 0.065652 | 3324 | 5.704e-06 | 3227 | 0.04 | 2091
5740 | SUMMIT 110148636 | 152591101 | SUMMIT 1101 | 48636 | TRUE | 4495.7291 | 86.4222 | 38 | 8.7238e-05 | 2008 | 0.065185 | 3527 | 5.6861e-06 | 3228 | 0.01 | 2615
8762 | VASONA 1102944560 | 83771102 | VASONA 1102 | 944560 | TRUE | 944.5774 | 282.6401 | 9 | 8.6599e-05 | 2020 | 0.065433 | 3404 | 5.6635e-06 | 3229 |  | 3260
5538 | BERKELEY F 1103162952 | 12061103 | BERKELEY F 1103 | 162952 | FALSE | 3475.2506 | 2846.7585 | 25 | 8.5367e-05 | 2045 | 0.066175 | 3178 | 5.6583e-06 | 3230 |  | 2962
319 | DUNBAR 1103725292 | 43071103 | DUNBAR 1103 | 725292 | TRUE | 1519.9145 | 339.5862 | 13 | 8.6305e-05 | 2027 | 0.065451 | 3395 | 5.658e-06 | 3231 |  | 2665
5356 | SOBRANTE 110142914 | 14671101 | SOBRANTE 1101 | 42914 | TRUE | 6917.2252 | 665.6425 | 51 | 8.6589e-05 | 2021 | 0.065332 | 3443 | 5.6577e-06 | 3232 | 0.03 | 2387
4656 | OAKLAND K 1104CR208 | 12101104 | OAKLAND K 1104 | CR208 | FALSE | 3895.4111 | 3895.4111 | 29 | 8.498e-05 | 2061 | 0.066431 | 3052 | 5.6453e-06 | 3233 | 0.19 | 1185
1498 | SAN RAFAEL 1101189400 | 42011101 | SAN RAFAEL 1101 | 189400 | FALSE | 5552.3042 | 4446.7436 | 45 | 8.4949e-05 | 2063 | 0.066033 | 3212 | 5.6305e-06 | 3234 |  | 2728
9302 | NEWBURG 1131987158 | 192151131 | NEWBURG 1131 | 987158 | TRUE | 443.4139 | 397.6831 | 2 | 8.4891e-05 | 2066 | 0.06579 | 3277 | 5.6215e-06 | 3235 |  | 3339
1260 | PALO SECO 0401CB | 13180401 | PALO SECO 0401 | CB | FALSE | 7634.7258 | 7634.7258 | 55 | 8.4537e-05 | 2075 | 0.066409 | 3116 | 5.6154e-06 | 3236 | 0.16 | 1263
7087 | OAKLAND K 1101CR170 | 12101101 | OAKLAND K 1101 | CR170 | FALSE | 2012.9175 | 2012.9175 | 17 | 8.3822e-05 | 2100 | 0.066432 | 2973 | 5.5684e-06 | 3237 | 0.21 | 1138
9325 | TASSAJARA 2108189700 | 14662108 | TASSAJARA 2108 | 189700 | TRUE | 2164.8558 | 306.7254 | 22 | 8.5054e-05 | 2057 | 0.065265 | 3473 | 5.5512e-06 | 3238 |  | 3343
8529 | ROSSMOOR 110479146 | 14161104 | ROSSMOOR 1104 | 79146 | TRUE | 3115.0804 | 85.6157 | 28 | 8.3512e-05 | 2114 | 0.065194 | 3514 | 5.451e-06 | 3239 | 0.02 | 2490
5159 | PAUL SWEET 2109634576 | 83252109 | PAUL SWEET 2109 | 634576 | FALSE | 3306.7049 | 2935.0444 | 29 | 8.2017e-05 | 2152 | 0.066255 | 3159 | 5.4462e-06 | 3240 |  | 2939
176 | TASSAJARA 2108D520R | 14662108 | TASSAJARA 2108 | D520R | TRUE | 5652.8623 | 0 | 50 | 8.3586e-05 | 2109 | 0.065148 | 3583 | 5.4455e-06 | 3241 |  | 2659
2934 | LAKEWOOD 210769586 | 13532107 | LAKEWOOD 2107 | 69586 | TRUE | 9651.4745 | 688.9218 | 80 | 8.3471e-05 | 2116 | 0.065228 | 3492 | 5.4423e-06 | 3242 | 0.02 | 2429
2160 | HIGHLANDS 1104CB | 43361104 | HIGHLANDS 1104 | CB | FALSE | 13332.3504 | 7661.9306 | 102 | 7.7932e-05 | 2261 | 0.072303 | 2941 | 5.4342e-06 | 3243 | 0.07 | 1735
7487 | GANSNER 1101174072 | 103021101 | GANSNER 1101 | 174072 | TRUE | 172.7033 | 172.7033 | 3 | 8.1758e-05 | 2162 | 0.066004 | 3219 | 5.3939e-06 | 3244 |  | 3129
10550 | SANTA ROSA A 1104834094 | 42151104 | SANTA ROSA A 1104 | 834094 | TRUE | 201.2345 | 155.4829 | 3 | 8.2e-05 | 2155 | 0.065582 | 3337 | 5.3913e-06 | 3245 |  | 3572
6137 | CAROLANDS 04049024 | 24060404 | CAROLANDS 0404 | 9024 | FALSE | 6139.1912 | 5646.8015 | 62 | 8.1167e-05 | 2180 | 0.066328 | 3141 | 5.3873e-06 | 3246 | 0.12 | 1406
8307 | SAN RAFAEL 11042235 | 42011104 | SAN RAFAEL 1104 | 2235 | TRUE | 1389.3312 | 296.6637 | 10 | 8.163e-05 | 2164 | 0.065407 | 3411 | 5.3477e-06 | 3247 | 0.03 | 2392
4970 | CASTRO VALLEY 1110264914 | 14091110 | CASTRO VALLEY 1110 | 264914 | FALSE | 1490.2678 | 1396.6171 | 14 | 8.0285e-05 | 2197 | 0.066248 | 3164 | 5.3219e-06 | 3248 |  | 2934
6336 | SAN RAFAEL 1101310 | 42011101 | SAN RAFAEL 1101 | 310 | TRUE | 5801.4081 | 319.7974 | 48 | 8.1312e-05 | 2173 | 0.065285 | 3466 | 5.3143e-06 | 3249 | 0.63 | 836
5625 | LAURELES 11116617 | 182371111 | LAURELES 1111 | 6617 | FALSE | 2923.677 | 2923.677 | 13 | 7.8082e-05 | 2257 | 0.068388 | 2946 | 5.304e-06 | 3250 | 1.03 | 726
4819 | GANSNER 1101590690 | 103021101 | GANSNER 1101 | 590690 | TRUE | 383.2694 | 102.0304 | 4 | 8.1235e-05 | 2176 | 0.065148 | 3587 | 5.2923e-06 | 3251 |  | 2919
3357 | TASSAJARA 210812712 | 14662108 | TASSAJARA 2108 | 12712 | FALSE | 5357.9341 | 1227.8521 | 46 | 8.0658e-05 | 2189 | 0.065483 | 3376 | 5.2813e-06 | 3252 | 10.37 | 397
4164 | ELK 11014628 | 42981101 | ELK 1101 | 4628 | FALSE | 6688.9793 | 3975.7324 | 54 | 7.9821e-05 | 2212 | 0.065813 | 3262 | 5.2551e-06 | 3253 | 0.03 | 2361
5329 | ROSSMOOR 1106L522R | 14161106 | ROSSMOOR 1106 | L522R | FALSE | 6797.2077 | 3031.8636 | 56 | 7.9525e-05 | 2221 | 0.065744 | 3296 | 5.255e-06 | 3254 | 1.17 | 704
10811 | STAFFORD 1101803535 | 43201101 | STAFFORD 1101 | 803535 | TRUE | 262.4984 | 262.4984 | 3 | 7.8567e-05 | 2247 | 0.066431 | 3038 | 5.2193e-06 | 3255 |  | 3608
7133 | DEL MONTE 21032000 | 182222103 | DEL MONTE 2103 | 2000 | FALSE | 14495.3301 | 14495.3301 | 101 | 7.8422e-05 | 2249 | 0.066432 | 2979 | 5.2097e-06 | 3256 | 0.12 | 1391
5982 | SAN RAFAEL 1107434 | 42011107 | SAN RAFAEL 1107 | 434 | TRUE | 1839.9407 | 49.2215 | 16 | 7.9657e-05 | 2216 | 0.065231 | 3489 | 5.2024e-06 | 3257 |  | 2993
7562 | IGNACIO 1105784032 | 42481105 | IGNACIO 1105 | 784032 | TRUE | 974.4826 | 863.751 | 11 | 7.8303e-05 | 2251 | 0.066199 | 3170 | 5.1906e-06 | 3258 |  | 3137
4422 | ROSSMOOR 1106CB | 14161106 | ROSSMOOR 1106 | CB | FALSE | 7735.7733 | 2937.1415 | 60 | 7.5124e-05 | 2330 | 1.6497 | 2856 | 5.1594e-06 | 3259 | 0.22 | 1133
788 | OAKLAND K 1104CR210 | 12101104 | OAKLAND K 1104 | CR210 | FALSE | 4546.547 | 4546.547 | 35 | 7.7661e-05 | 2270 | 0.066431 | 3091 | 5.1591e-06 | 3260 | 0.14 | 1309
5398 | HARTLEY 1101471 | 43211101 | HARTLEY 1101 | 471 | TRUE | 2001.813 | 0 | 16 | 7.9063e-05 | 2233 | 0.06523 | 3491 | 5.1543e-06 | 3261 | 0.33 | 988
3021 | SAN RAFAEL 1101494 | 42011101 | SAN RAFAEL 1101 | 494 | FALSE | 14793.4066 | 9034.9185 | 114 | 7.7057e-05 | 2285 | 0.06596 | 3230 | 5.1065e-06 | 3262 | 0.23 | 1112
2946 | WOODSIDE 11049116 | 24251104 | WOODSIDE 1104 | 9116 | FALSE | 6878.1556 | 1335.9769 | 53 | 7.7353e-05 | 2280 | 0.065341 | 3442 | 5.0499e-06 | 3263 | 0.08 | 1597
8964 | MARIPOSA 2102527766 | 254452102 | MARIPOSA 2102 | 527766 | TRUE | 66.9649 | 66.9649 | 1 | 7.5879e-05 | 2310 | 0.066432 | 2954 | 5.0408e-06 | 3264 |  | 3285
8147 | LAS GALLINAS A 1105648439 | 42991105 | LAS GALLINAS A 1105 | 648439 | TRUE | 225.8757 | 10.9115 | 3 | 7.7251e-05 | 2281 | 0.065151 | 3571 | 5.033e-06 | 3265 |  | 3196
6797 | EMERALD LAKE 04028858 | 24080402 | EMERALD LAKE 0402 | 8858 | FALSE | 3073.6226 | 3073.6226 | 27 | 7.5167e-05 | 2327 | 0.066432 | 2966 | 4.9935e-06 | 3266 | 0.08 | 1631
8050 | BIG RIVER 11015065 | 43081101 | BIG RIVER 1101 | 5065 | FALSE | 3543.5774 | 3543.5774 | 27 | 7.4898e-05 | 2334 | 0.066432 | 2987 | 4.9756e-06 | 3267 | 0.1 | 1465
6040 | RACETRACK 17032553 | 163761703 | RACETRACK 1703 | 2553 | FALSE | 3992.3117 | 1548.3173 | 32 | 7.5372e-05 | 2324 | 0.065669 | 3318 | 4.9535e-06 | 3268 | 0.05 | 2058
4959 | VALLEY VIEW 1105305072 | 14341105 | VALLEY VIEW 1105 | 305072 | FALSE | 6216.8943 | 5044.0425 | 45 | 7.4673e-05 | 2341 | 0.066118 | 3185 | 4.9532e-06 | 3269 |  | 2933
1675 | CASTRO VALLEY 1111227862 | 14091111 | CASTRO VALLEY 1111 | 227862 | TRUE | 2810.7104 | 319.3369 | 26 | 7.5864e-05 | 2311 | 0.065246 | 3481 | 4.952e-06 | 3270 |  | 2736
9676 | PACIFICA 1103885952 | 22811103 | PACIFICA 1103 | 885952 | TRUE | 299.4502 | 283.4481 | 4 | 7.3952e-05 | 2360 | 0.066111 | 3195 | 4.9074e-06 | 3271 |  | 3397
8421 | EL CERRITO G 1112779030 | 12501112 | EL CERRITO G 1112 | 779030 | TRUE | 1061.942 | 827.4759 | 11 | 7.3516e-05 | 2383 | 0.066315 | 3145 | 4.881e-06 | 3272 |  | 3224
2317 | VACAVILLE 1112CB | 63601112 | VACAVILLE 1112 | CB | TRUE | 5313.0282 | 378.608 | 52 | 7.4297e-05 | 2349 | 0.065199 | 3510 | 4.847e-06 | 3273 |  | 2771
2187 | NEWBURG 1131CB | 192151131 | NEWBURG 1131 | CB | TRUE | 10978.5428 | 257.3233 | 91 | 7.4003e-05 | 2358 | 0.2391 | 2928 | 4.8414e-06 | 3274 | 0.04 | 2111
8107 | EMERALD LAKE 0402CB | 24080402 | EMERALD LAKE 0402 | CB | FALSE | 3052.0291 | 3052.0291 | 23 | 7.2318e-05 | 2409 | 0.066432 | 2962 | 4.8042e-06 | 3275 | 0.1 | 1457
1133 | SAN CARLOS 1103586832 | 24181103 | SAN CARLOS 1103 | 586832 | FALSE | 6692.9945 | 6145.6408 | 53 | 7.2377e-05 | 2406 | 0.066311 | 3146 | 4.7995e-06 | 3276 |  | 2711
9839 | SAN RAFAEL 11073323 | 42011107 | SAN RAFAEL 1107 | 3323 | TRUE | 214.7286 | 214.7286 | 2 | 7.1735e-05 | 2429 | 0.066431 | 3042 | 4.7655e-06 | 3277 | 0.27 | 1051
3598 | PAUL SWEET 210210290 | 83252102 | PAUL SWEET 2102 | 10290 | TRUE | 9277.251 | 4.572 | 75 | 7.2679e-05 | 2399 | 0.065164 | 3550 | 4.7388e-06 | 3278 |  | 2841
4237 | PAUL SWEET 2109687295 | 83252109 | PAUL SWEET 2109 | 687295 | FALSE | 1495.545 | 1495.545 | 14 | 7.0919e-05 | 2445 | 0.066432 | 2963 | 4.7113e-06 | 3279 |  | 2878
4104 | GREENBRAE 1103CB | 43091103 | GREENBRAE 1103 | CB | TRUE | 6661.6605 | 0 | 61 | 7.201e-05 | 2419 | 0.065151 | 3564 | 4.6915e-06 | 3280 | 0.11 | 1448
9040 | SAN RAFAEL 1101CB | 42011101 | SAN RAFAEL 1101 | CB | TRUE | 1531.5459 | 0 | 17 | 7.1938e-05 | 2422 | 0.065151 | 3566 | 4.6868e-06 | 3281 | 0.25 | 1083
9787 | ATASCADERO 1103395936 | 182541103 | ATASCADERO 1103 | 395936 | TRUE | 1081.2511 | 685.7662 | 6 | 7.0765e-05 | 2449 | 0.066004 | 3222 | 4.6656e-06 | 3282 |  | 3422
3209 | ROB ROY 210512474 | 83692105 | ROB ROY 2105 | 12474 | FALSE | 13789.0355 | 5487.3001 | 105 | 7.0779e-05 | 2448 | 0.065612 | 3333 | 4.6505e-06 | 3283 | 0.04 | 2152
10084 | SAN RAFAEL 1106307651 | 42011106 | SAN RAFAEL 1106 | 307651 | TRUE | 416.3767 | 169.0436 | 4 | 7.1015e-05 | 2444 | 0.065151 | 3569 | 4.6267e-06 | 3284 |  | 3486
8574 | BIG RIVER 1101262924 | 43081101 | BIG RIVER 1101 | 262924 | FALSE | 3139.8868 | 3032.2865 | 30 | 6.9614e-05 | 2485 | 0.066389 | 3125 | 4.6224e-06 | 3285 |  | 3238
9375 | BIG MEADOWS 2101439 | 102812101 | BIG MEADOWS 2101 | 439 | FALSE | 1501.1745 | 1069.2533 | 12 | 7.0104e-05 | 2470 | 0.066111 | 3191 | 4.6178e-06 | 3286 | 1.58 | 664
10457 | ALTO 1124319320 | 42031124 | ALTO 1124 | 319320 | TRUE | 221.6252 | 210.6172 | 3 | 7.001e-05 | 2472 | 0.065578 | 3340 | 4.6148e-06 | 3287 |  | 3552
9137 | BERKELEY F 1103620294 | 12061103 | BERKELEY F 1103 | 620294 | TRUE | 312.2722 | 249.6637 | 4 | 7.0122e-05 | 2469 | 0.065468 | 3388 | 4.6109e-06 | 3288 |  | 3315
10199 | SALT SPRINGS 21023116 | 163692102 | SALT SPRINGS 2102 | 3116 | TRUE | 87.1475 | 87.1475 | 2 | 6.9021e-05 | 2507 | 0.066431 | 3085 | 4.5851e-06 | 3289 |  | 3514
7887 | EAST QUINCY 1101782320 | 102551101 | EAST QUINCY 1101 | 782320 | TRUE | 606.8883 | 340.3108 | 5 | 6.9413e-05 | 2491 | 0.065662 | 3321 | 4.5524e-06 | 3290 |  | 3175
5305 | SAN RAFAEL 1105CB | 42011105 | SAN RAFAEL 1105 | CB | TRUE | 14121.4272 | 0 | 124 | 6.9844e-05 | 2479 | 0.065151 | 3576 | 4.5504e-06 | 3291 | 0.02 | 2434
8451 | GUALALA 11124431 | 42841112 | GUALALA 1112 | 4431 | FALSE | 2379.8246 | 2267.622 | 16 | 6.857e-05 | 2520 | 0.066271 | 3158 | 4.548e-06 | 3292 | 2.63 | 593
2628 | EAST QUINCY 1101186938 | 102551101 | EAST QUINCY 1101 | 186938 | FALSE | 4893.222 | 2672.105 | 41 | 6.8848e-05 | 2512 | 0.0659 | 3245 | 4.5458e-06 | 3293 |  | 2792
8531 | VALLEY VIEW 1106602871 | 14341106 | VALLEY VIEW 1106 | 602871 | FALSE | 1324.4478 | 1324.4478 | 14 | 6.84e-05 | 2525 | 0.06634 | 3137 | 4.5365e-06 | 3294 |  | 3232
6262 | HIGHLANDS 110448262 | 43361104 | HIGHLANDS 1104 | 48262 | FALSE | 9974.998 | 9974.998 | 74 | 6.8225e-05 | 2528 | 0.066414 | 3115 | 4.5315e-06 | 3295 | 0.16 | 1266
3513 | FLORENCE 0401CR220 | 12690401 | FLORENCE 0401 | CR220 | TRUE | 2216.0779 | 325.3992 | 19 | 6.9057e-05 | 2505 | 0.065417 | 3408 | 4.51e-06 | 3296 | 0.06 | 1884
5570 | SAN CARLOS 11048942 | 24181104 | SAN CARLOS 1104 | 8942 | FALSE | 4451.7025 | 3407.8974 | 35 | 6.7999e-05 | 2536 | 0.066102 | 3198 | 4.5084e-06 | 3297 | 0.07 | 1712
5867 | ARLINGTON 0401404226 | 13700401 | ARLINGTON 0401 | 404226 | FALSE | 1578.9748 | 1403.5728 | 15 | 6.7624e-05 | 2545 | 0.066004 | 3221 | 4.4777e-06 | 3298 |  | 2985
1380 | HARRIS 11084674 | 192431108 | HARRIS 1108 | 4674 | TRUE | 11266.4783 | 72.8 | 85 | 6.8436e-05 | 2524 | 0.065148 | 3604 | 4.4584e-06 | 3299 | 0.02 | 2468
7856 | FORT BRAGG A 1102CB | 42761102 | FORT BRAGG A 1102 | CB | FALSE | 9310.1865 | 3594.4279 | 73 | 6.7929e-05 | 2538 | 0.065429 | 3407 | 4.4533e-06 | 3300 | 0.03 | 2291
7134 | DEL MONTE 2103617344 | 182222103 | DEL MONTE 2103 | 617344 | FALSE | 3993.4046 | 2952.1893 | 34 | 6.6754e-05 | 2562 | 0.065865 | 3252 | 4.4076e-06 | 3301 |  | 3099
3773 | RINCON 1104CB | 43321104 | RINCON 1104 | CB | TRUE | 3983.613 | 901.4332 | 34 | 5.1406e-05 | 3008 | 0.069389 | 2944 | 4.3928e-06 | 3302 | 0.16 | 1257
7255 | VIEJO 2203CB | 182852203 | VIEJO 2203 | CB | FALSE | 5468.4733 | 4727.7308 | 42 | 6.6223e-05 | 2583 | 0.066187 | 3172 | 4.392e-06 | 3303 | 0.12 | 1373
1976 | LAURELES 111268454 | 182371112 | LAURELES 1112 | 68454 | FALSE | 17728.9798 | 13589.2158 | 142 | 6.656e-05 | 2571 | 0.066016 | 3214 | 4.3912e-06 | 3304 | 0.14 | 1311
1047 | DOLAN ROAD 110122158 | 182381101 | DOLAN ROAD 1101 | 22158 | TRUE | 14506.5343 | 184.8198 | 119 | 6.7278e-05 | 2552 | 0.065158 | 3557 | 4.3836e-06 | 3305 | 0.04 | 2174
4984 | PAUL SWEET 210212850 | 83252102 | PAUL SWEET 2102 | 12850 | FALSE | 6644.9449 | 1063.4476 | 52 | 6.6462e-05 | 2576 | 0.065295 | 3464 | 4.3733e-06 | 3306 | 0.02 | 2487
10216 | GUALALA 1111498 | 42841111 | GUALALA 1111 | 498 | FALSE | 4821.7264 | 4596.7491 | 18 | 6.582e-05 | 2593 | 0.066146 | 3183 | 4.3648e-06 | 3307 | 0.05 | 1926
5466 | WEST POINT 11025357 | 163201102 | WEST POINT 1102 | 5357 | FALSE | 5401.7845 | 5401.7845 | 37 | 6.5663e-05 | 2599 | 0.066432 | 2965 | 4.3621e-06 | 3308 | 10.09 | 402
5373 | VIEJO 22019490 | 182852201 | VIEJO 2201 | 9490 | FALSE | 2186.2244 | 2004.014 | 21 | 6.5775e-05 | 2597 | 0.066187 | 3173 | 4.3539e-06 | 3309 | 0.07 | 1753
3074 | GANSNER 1101480328 | 103021101 | GANSNER 1101 | 480328 | TRUE | 859.3222 | 472.375 | 7 | 6.5647e-05 | 2600 | 0.065698 | 3311 | 4.3254e-06 | 3310 |  | 2811
2211 | DEL MONTE 21032654 | 182222103 | DEL MONTE 2103 | 2654 | FALSE | 2963.5999 | 2963.5999 | 23 | 6.4898e-05 | 2612 | 0.066432 | 2988 | 4.3113e-06 | 3311 | 0.09 | 1555
8914 | CLAYTON 2217CB | 12022217 | CLAYTON 2217 | CB | TRUE | 1021.9623 | 373.7851 | 8 | 6.5789e-05 | 2595 | 0.065148 | 3585 | 4.2861e-06 | 3312 |  | 3278
9870 | PUEBLO 2103253312 | 43292103 | PUEBLO 2103 | 253312 | TRUE | 698.8026 | 682.8006 | 2 | 6.5784e-05 | 2596 | 713.1431 | 1011 | 4.2859e-06 | 3313 |  | 3438
10448 | DOLAN ROAD 1101173702 | 182381101 | DOLAN ROAD 1101 | 173702 | TRUE | 213.4901 | 86.6803 | 3 | 6.5664e-05 | 2598 | 0.065148 | 3599 | 4.2778e-06 | 3314 |  | 3550
7265 | ALTO 112265474 | 42031122 | ALTO 1122 | 65474 | FALSE | 5862.6816 | 3837.7425 | 47 | 6.4376e-05 | 2630 | 0.065968 | 3227 | 4.2638e-06 | 3315 | 0.05 | 2056
6511 | PACIFICA 1103218962 | 22811103 | PACIFICA 1103 | 218962 | TRUE | 167.2894 | 86.3363 | 2 | 5.4301e-05 | 2937 | 0.078474 | 2935 | 4.2591e-06 | 3316 |  | 3037
10670 | VACAVILLE 1111772224 | 63601111 | VACAVILLE 1111 | 772224 | TRUE | 126.2491 | 91.9583 | 2 | 6.4042e-05 | 2644 | 0.06579 | 3275 | 4.2158e-06 | 3317 |  | 3588
5386 | CAROLANDS 040484797 | 24060404 | CAROLANDS 0404 | 84797 | TRUE | 2211.5607 | 66.6995 | 21 | 6.4533e-05 | 2626 | 0.065331 | 3445 | 4.2155e-06 | 3318 | 0.02 | 2441
1724 | LAURELES 1112CB | 182371112 | LAURELES 1112 | CB | TRUE | 3818.0634 | 493.1815 | 38 | 6.4589e-05 | 2622 | 0.065215 | 3503 | 4.2137e-06 | 3319 | 0.01 | 2579
1512 | ATASCADERO 1102CB | 182541102 | ATASCADERO 1102 | CB | TRUE | 8168.5567 | 0 | 67 | 6.4156e-05 | 2638 | 0.065525 | 3359 | 4.207e-06 | 3320 |  | 2730
557 | GREENBRAE 11021254 | 43091102 | GREENBRAE 1102 | 1254 | FALSE | 15241.9933 | 9639.5738 | 130 | 6.3299e-05 | 2668 | 0.06587 | 3250 | 4.1869e-06 | 3321 | 0.81 | 771
9628 | SAN CARLOS 110436864 | 24181104 | SAN CARLOS 1104 | 36864 | TRUE | 910.3949 | 889.7222 | 10 | 6.2904e-05 | 2685 | 0.066303 | 3147 | 4.1763e-06 | 3322 | 0.03 | 2369
7091 | HATTON 11029642 | 182291102 | HATTON 1102 | 9642 | FALSE | 1925.8934 | 1925.8934 | 18 | 6.2785e-05 | 2690 | 0.066432 | 2983 | 4.1709e-06 | 3323 | 0.04 | 2171
757 | LAKEWOOD 1102CB | 13531102 | LAKEWOOD 1102 | CB | TRUE | 15331.9124 | 23.5925 | 121 | 6.3977e-05 | 2647 | 0.065159 | 3556 | 4.1691e-06 | 3324 | 0.02 | 2479
10987 | ECHO SUMMIT 1101CB | 158031101 | ECHO SUMMIT 1101 | CB | TRUE | 49.1761 | 49.1761 | 1 | 6.2654e-05 | 2695 | 0.066431 | 3094 | 4.1622e-06 | 3325 | 0 | 2628
9358 | PACIFICA 1102267868 | 22811102 | PACIFICA 1102 | 267868 | FALSE | 1937.2772 | 1363.5441 | 13 | 6.31e-05 | 2676 | 0.065839 | 3257 | 4.157e-06 | 3326 |  | 3346
5985 | BERESFORD 04039154 | 24040403 | BERESFORD 0403 | 9154 | FALSE | 10556.7719 | 6776.6762 | 95 | 6.2892e-05 | 2686 | 0.065945 | 3236 | 4.1518e-06 | 3327 | 0.03 | 2237
7732 | BIG MEADOWS 21012510 | 102812101 | BIG MEADOWS 2101 | 2510 | FALSE | 14243.477 | 12778.5068 | 22 | 6.2454e-05 | 2707 | 0.066023 | 3213 | 4.1333e-06 | 3328 | 0.02 | 2457
3692 | LAS GALLINAS A 1107554 | 42991107 | LAS GALLINAS A 1107 | 554 | TRUE | 4453.2978 | 52.9857 | 35 | 6.333e-05 | 2667 | 0.065188 | 3524 | 4.1303e-06 | 3329 |  | 2848
7653 | WOOD 0401265211 | 13380401 | WOOD 0401 | 265211 | TRUE | 282.195 | 238.1693 | 4 | 6.2639e-05 | 2696 | 0.065789 | 3282 | 4.1276e-06 | 3330 |  | 3146
7212 | VIEJO 2201CB | 182852201 | VIEJO 2201 | CB | FALSE | 8287.061 | 8183.2875 | 67 | 6.1848e-05 | 2725 | 0.066374 | 3130 | 4.1068e-06 | 3331 | 0.08 | 1652
4015 | DOLAN ROAD 11013012 | 182381101 | DOLAN ROAD 1101 | 3012 | TRUE | 22106.1049 | 301.9386 | 160 | 6.253e-05 | 2701 | 0.065164 | 3551 | 4.0749e-06 | 3332 | 0.04 | 2138
6661 | HICKS 2103XR248 | 83432103 | HICKS 2103 | XR248 | TRUE | 2436.8191 | 0 | 22 | 6.254e-05 | 2700 | 0.065147 | 3632 | 4.0743e-06 | 3333 |  | 3052
9871 | SARATOGA 1103709451 | 83371103 | SARATOGA 1103 | 709451 | TRUE | 302.4738 | 302.4738 | 5 | 6.0665e-05 | 2757 | 0.066432 | 2951 | 4.0301e-06 | 3334 |  | 3439
3396 | SARATOGA 1107CB | 83371107 | SARATOGA 1107 | CB | TRUE | 15770.5803 | 273.8424 | 135 | 6.178e-05 | 2726 | 0.065185 | 3529 | 4.0299e-06 | 3335 | 0.02 | 2453
697 | SANTA ROSA A 1107CB | 42151107 | SANTA ROSA A 1107 | CB | FALSE | 9896.0278 | 4879.3813 | 92 | 6.0199e-05 | 2766 | 0.065711 | 3305 | 3.9708e-06 | 3336 | 0.35 | 974
7511 | BERKELEY F 1105189500 | 12061105 | BERKELEY F 1105 | 189500 | FALSE | 1726.2402 | 1225.686 | 17 | 6.0082e-05 | 2771 | 0.065903 | 3244 | 3.9708e-06 | 3337 |  | 3131
5683 | OAKLAND K 1104CB | 12101104 | OAKLAND K 1104 | CB | FALSE | 2366.505 | 2366.505 | 17 | 5.9542e-05 | 2787 | 0.066432 | 2992 | 3.9555e-06 | 3338 | 0.14 | 1312
4165 | VIEJO 22022606 | 182852202 | VIEJO 2202 | 2606 | FALSE | 4663.4326 | 1279.376 | 52 | 5.9834e-05 | 2780 | 0.065394 | 3420 | 3.9158e-06 | 3339 | 0.06 | 1806
5028 | PUEBLO 21031970 | 43292103 | PUEBLO 2103 | 1970 | TRUE | 6915.717 | 0 | 60 | 6.0013e-05 | 2774 | 0.065151 | 3563 | 3.9099e-06 | 3340 | 0.06 | 1913
4499 | MORGAN HILL 2109145998 | 83242109 | MORGAN HILL 2109 | 145998 | FALSE | 4112.6069 | 4027.966 | 28 | 5.8787e-05 | 2812 | 0.066294 | 3151 | 3.8997e-06 | 3341 |  | 2898
1014 | VIEJO 22019114 | 182852201 | VIEJO 2201 | 9114 | FALSE | 11036.3123 | 10977.6209 | 92 | 5.8649e-05 | 2817 | 0.066404 | 3117 | 3.8947e-06 | 3342 | 0.17 | 1246
230 | CAROLANDS 04049026 | 24060404 | CAROLANDS 0404 | 9026 | FALSE | 8105.233 | 1184.1509 | 71 | 5.949e-05 | 2791 | 0.065382 | 3425 | 3.8932e-06 | 3343 | 0.03 | 2274
10928 | FORT ORD 21069656 | 182402106 | FORT ORD 2106 | 9656 | TRUE | 188.9883 | 188.9883 | 2 | 5.8277e-05 | 2826 | 0.066432 | 2981 | 3.8714e-06 | 3344 |  | 3621
5034 | OAKLAND J 1102CR184 | 12091102 | OAKLAND J 1102 | CR184 | FALSE | 5568.9906 | 5568.9906 | 43 | 5.7871e-05 | 2839 | 0.066432 | 2949 | 3.8445e-06 | 3345 | 0.05 | 2043
4211 | FAIRVIEW 2207P142 | 13432207 | FAIRVIEW 2207 | P142 | FALSE | 5002.4344 | 1963.5704 | 41 | 5.8204e-05 | 2828 | 0.065555 | 3351 | 3.8432e-06 | 3346 | 0.02 | 2469
10430 | BELL 1107643778 | 152701107 | BELL 1107 | 643778 | TRUE | 406.3148 | 270.3051 | 4 | 5.7794e-05 | 2841 | 0.06547 | 3381 | 3.7919e-06 | 3347 |  | 3549
9697 | DOLAN ROAD 1101882610 | 182381101 | DOLAN ROAD 1101 | 882610 | TRUE | 653.6335 | 228.3158 | 8 | 5.7922e-05 | 2838 | 0.065308 | 3458 | 3.7868e-06 | 3348 |  | 3400
238 | LOS GATOS 1102526868 | 82021102 | LOS GATOS 1102 | 526868 | FALSE | 2061.1443 | 1780.5165 | 20 | 5.6772e-05 | 2867 | 0.066239 | 3165 | 3.7614e-06 | 3349 |  | 2663
7260 | SUMMIT 110158642 | 152591101 | SUMMIT 1101 | 58642 | FALSE | 2892.0319 | 2892.0319 | 13 | 5.6521e-05 | 2871 | 0.066431 | 3049 | 3.7548e-06 | 3350 | 0.02 | 2501
535 | ATASCADERO 11012379 | 182541101 | ATASCADERO 1101 | 2379 | FALSE | 1171.3689 | 1171.3689 | 11 | 5.6518e-05 | 2872 | 0.066432 | 2969 | 3.7546e-06 | 3351 | 0.09 | 1523
4492 | DEL MONTE 2103468158 | 182222103 | DEL MONTE 2103 | 468158 | TRUE | 1565.7596 | 826.6133 | 12 | 5.6983e-05 | 2862 | 0.065469 | 3384 | 3.7407e-06 | 3352 |  | 2897
8753 | HALF MOON BAY 1102650808 | 24101102 | HALF MOON BAY 1102 | 650808 | TRUE | 998.3572 | 843.3592 | 8 | 5.3264e-05 | 2957 | 0.068808 | 2945 | 3.6894e-06 | 3353 |  | 3257
43 | WOODSIDE 1104555372 | 24251104 | WOODSIDE 1104 | 555372 | FALSE | 6684.5288 | 6684.5288 | 54 | 5.5277e-05 | 2905 | 0.066432 | 2978 | 3.6721e-06 | 3354 | 0.13 | 1342
10659 | ECHO SUMMIT 110155262 | 158031101 | ECHO SUMMIT 1101 | 55262 | TRUE | 266.534 | 266.534 | 4 | 5.499e-05 | 2911 | 0.066431 | 3095 | 3.653e-06 | 3355 | 0.06 | 1866
7441 | SAN LUIS OBISPO 110596874 | 182631105 | SAN LUIS OBISPO 1105 | 96874 | FALSE | 1722.0177 | 1345.5157 | 16 | 5.4971e-05 | 2913 | 0.06595 | 3234 | 3.6408e-06 | 3356 |  | 3127
9136 | VIEJO 2204CB | 182852204 | VIEJO 2204 | CB | FALSE | 4041.5057 | 3727.5543 | 24 | 5.482e-05 | 2920 | 0.066271 | 3157 | 3.64e-06 | 3357 | 0.04 | 2207
4971 | EDES 1112CR282 | 13681112 | EDES 1112 | CR282 | FALSE | 6573.0208 | 6573.0208 | 45 | 5.4739e-05 | 2924 | 0.066432 | 2977 | 3.6364e-06 | 3358 | 0.06 | 1916
7343 | ATASCADERO 1101CB | 182541101 | ATASCADERO 1101 | CB | TRUE | 1686.9104 | 61.191 | 24 | 5.5357e-05 | 2902 | 0.065254 | 3478 | 3.6135e-06 | 3359 | 0.03 | 2342
8700 | VIEJO 22029488 | 182852202 | VIEJO 2202 | 9488 | FALSE | 2122.5518 | 1460.401 | 18 | 5.4746e-05 | 2923 | 0.06579 | 3279 | 3.6034e-06 | 3360 | 0.02 | 2561
3541 | SEACLIFF 0402558727 | 83500402 | SEACLIFF 0402 | 558727 | TRUE | 2270.5335 | 217.1494 | 22 | 5.4871e-05 | 2919 | 0.065381 | 3426 | 3.5926e-06 | 3361 |  | 2835
7420 | DEL MONTE 210342226 | 182222103 | DEL MONTE 2103 | 42226 | TRUE | 4032.3201 | 940.1806 | 32 | 5.4774e-05 | 2922 | 0.065308 | 3457 | 3.588e-06 | 3362 |  | 3126
7115 | LAS GALLINAS A 1104309087 | 42991104 | LAS GALLINAS A 1104 | 309087 | TRUE | 645.6047 | 302.4969 | 6 | 5.4354e-05 | 2935 | 0.065578 | 3341 | 3.575e-06 | 3363 |  | 3096
5040 | TEMPLETON 2112238418 | 183052112 | TEMPLETON 2112 | 238418 | TRUE | 1291.252 | 331.2384 | 6 | 5.4643e-05 | 2928 | 0.065361 | 3433 | 3.5615e-06 | 3364 |  | 2935
77 | ALTO 1124428 | 42031124 | ALTO 1124 | 428 | TRUE | 2739.6912 | 0 | 21 | 5.3944e-05 | 2943 | 0.065212 | 3505 | 3.5167e-06 | 3365 | 0.37 | 964
288 | MORGAN HILL 2110XR326 | 83242110 | MORGAN HILL 2110 | XR326 | TRUE | 21948.0156 | 0 | 163 | 5.3862e-05 | 2945 | 0.065147 | 3608 | 3.509e-06 | 3366 | 0.04 | 2188
1912 | SANTA ROSA A 110439786 | 42151104 | SANTA ROSA A 1104 | 39786 | TRUE | 5442.5467 | 454.7368 | 44 | 5.3497e-05 | 2950 | 0.065245 | 3482 | 3.496e-06 | 3367 | 0.21 | 1145
6503 | VIEJO 22029118 | 182852202 | VIEJO 2202 | 9118 | FALSE | 4822.7839 | 1265.7827 | 41 | 5.3297e-05 | 2954 | 0.065429 | 3406 | 3.4915e-06 | 3368 | 0.42 | 936
4440 | SANTA ROSA A 1104991788 | 42151104 | SANTA ROSA A 1104 | 991788 | FALSE | 5495.9742 | 1222.0634 | 43 | 5.288e-05 | 2971 | 0.065395 | 3419 | 3.4631e-06 | 3369 |  | 2890
8382 | MORGAN HILL 2109XR246 | 83242109 | MORGAN HILL 2109 | XR246 | TRUE | 6374.5348 | 71.5932 | 61 | 5.3027e-05 | 2967 | 0.06519 | 3521 | 3.4559e-06 | 3370 |  | 3218
8657 | OCEANO 110376678 | 182601103 | OCEANO 1103 | 76678 | TRUE | 597.8557 | 88.7522 | 8 | 5.2866e-05 | 2974 | 0.065468 | 3386 | 3.4511e-06 | 3371 | 0.02 | 2467
9324 | ECHO SUMMIT 1101741586 | 158031101 | ECHO SUMMIT 1101 | 741586 | FALSE | 1137.7952 | 1137.7952 | 9 | 5.1683e-05 | 3002 | 0.066431 | 3093 | 3.4334e-06 | 3372 |  | 3342
392 | BELMONT 11038958 | 24031103 | BELMONT 1103 | 8958 | FALSE | 9585.6333 | 5438.9297 | 73 | 5.1694e-05 | 3001 | 0.065833 | 3259 | 3.4119e-06 | 3373 | 0.04 | 2204
9058 | LOS GATOS 1101502026 | 82021101 | LOS GATOS 1101 | 502026 | TRUE | 1729.6385 | 180.5393 | 17 | 5.2048e-05 | 2992 | 0.065374 | 3427 | 3.4024e-06 | 3374 |  | 3302
2028 | HICKS 1116LB16 | 83431116 | HICKS 1116 | LB16 | FALSE | 13211.9515 | 4399.0652 | 97 | 5.1468e-05 | 3006 | 0.065597 | 3335 | 3.3964e-06 | 3375 | 0.03 | 2296
10450 | OAKLAND J 1102951816 | 12091102 | OAKLAND J 1102 | 951816 | TRUE | 539.1734 | 539.1734 | 6 | 5.1065e-05 | 3013 | 0.066431 | 3112 | 3.3923e-06 | 3376 |  | 3551
3081 | SARATOGA 1103LC40 | 83371103 | SARATOGA 1103 | LC40 | TRUE | 2260.1219 | 26.7728 | 28 | 5.1876e-05 | 2996 | 0.065193 | 3517 | 3.3827e-06 | 3377 | 0.02 | 2440
5298 | SAN LEANDRO U 1109CR182 | 13111109 | SAN LEANDRO U 1109 | CR182 | FALSE | 7768.8154 | 7768.8154 | 56 | 5.0879e-05 | 3018 | 0.066432 | 2959 | 3.38e-06 | 3378 | 0.15 | 1294
9781 | SAN LUIS OBISPO 1108903036 | 182631108 | SAN LUIS OBISPO 1108 | 903036 | TRUE | 576.6112 | 306.6437 | 5 | 5.0816e-05 | 3019 | 0.065404 | 3415 | 3.3474e-06 | 3379 |  | 3419
1847 | ALTO 1122CB | 42031122 | ALTO 1122 | CB | FALSE | 5576.1236 | 3611.6831 | 46 | 5.0453e-05 | 3026 | 0.065847 | 3255 | 3.3325e-06 | 3380 | 0.18 | 1221
559 | PACIFICA 110266732 | 22811102 | PACIFICA 1102 | 66732 | TRUE | 3298.663 | 334.9483 | 23 | 5.0745e-05 | 3021 | 0.065259 | 3476 | 3.3135e-06 | 3381 | 0.04 | 2115
7812 | LUCERNE 11062355 | 43351106 | LUCERNE 1106 | 2355 | TRUE | 1676.4836 | 644.3598 | 13 | 4.9957e-05 | 3038 | 0.065643 | 3325 | 3.2963e-06 | 3382 | 0.06 | 1797
9811 | PACIFICA 1103119798 | 22811103 | PACIFICA 1103 | 119798 | TRUE | 129.7041 | 129.7041 | 2 | 4.9475e-05 | 3051 | 0.066432 | 2975 | 3.2867e-06 | 3383 |  | 3428
10195 | ALTO 112081716 | 42031120 | ALTO 1120 | 81716 | TRUE | 406.7505 | 406.7505 | 5 | 4.9207e-05 | 3059 | 0.066432 | 2971 | 3.2689e-06 | 3384 |  | 3512
6620 | LOS GATOS 1101950286 | 82021101 | LOS GATOS 1101 | 950286 | FALSE | 1710.7995 | 1710.7995 | 17 | 4.911e-05 | 3061 | 0.066432 | 2974 | 3.2625e-06 | 3385 |  | 3046
5964 | RALSTON 1102CB | 24141102 | RALSTON 1102 | CB | FALSE | 6891.3641 | 1520.1281 | 66 | 4.9607e-05 | 3044 | 0.065478 | 3378 | 3.2502e-06 | 3386 | 0.05 | 2029
8215 | GREENBRAE 1104107508 | 43091104 | GREENBRAE 1104 | 107508 | TRUE | 282.9574 | 0 | 2 | 4.9331e-05 | 3054 | 0.065151 | 3568 | 3.214e-06 | 3387 |  | 3203
1635 | OAKLAND K 1101CR172 | 12101101 | OAKLAND K 1101 | CR172 | TRUE | 3350.0951 | 904.9661 | 30 | 4.8943e-05 | 3065 | 0.065361 | 3434 | 3.209e-06 | 3388 | 0.05 | 2015
3774 | PAUL SWEET 210411074 | 83252104 | PAUL SWEET 2104 | 11074 | FALSE | 4972.7567 | 4718.31 | 41 | 4.8374e-05 | 3082 | 0.066275 | 3154 | 3.1905e-06 | 3389 | 0.48 | 903
8087 | SAN RAMON 2107MR441 | 14232107 | SAN RAMON 2107 | MR441 | TRUE | 350.4949 | 40.2016 | 8 | 4.8606e-05 | 3074 | 0.065309 | 3456 | 3.1892e-06 | 3390 |  | 3190
7720 | SAN RAFAEL 1106764698 | 42011106 | SAN RAFAEL 1106 | 764698 | TRUE | 357.0375 | 133.4071 | 5 | 4.8608e-05 | 3073 | 0.065407 | 3412 | 3.1867e-06 | 3391 |  | 3156
3736 | VALLEY VIEW 1105P126 | 14341105 | VALLEY VIEW 1105 | P126 | FALSE | 3297.3508 | 1680.8363 | 25 | 4.8344e-05 | 3085 | 0.065713 | 3304 | 3.1848e-06 | 3392 | 0.03 | 2259
2670 | GREENBRAE 11037315 | 43091103 | GREENBRAE 1103 | 7315 | TRUE | 3607.614 | 0 | 32 | 4.8486e-05 | 3078 | 0.065151 | 3567 | 3.1589e-06 | 3393 |  | 2795
6253 | FORT BRAGG A 110233064 | 42761102 | FORT BRAGG A 1102 | 33064 | TRUE | 5902.0297 | 0 | 49 | 4.8351e-05 | 3084 | 0.065148 | 3593 | 3.15e-06 | 3394 |  | 3017
4022 | EDES 1112CR100 | 13681112 | EDES 1112 | CR100 | FALSE | 5399.0675 | 5399.0675 | 40 | 4.7216e-05 | 3109 | 0.066432 | 2972 | 3.1366e-06 | 3395 | 0.04 | 2134
1730 | LOS GATOS 1101CB | 82021101 | LOS GATOS 1101 | CB | TRUE | 3679.779 | 47.6524 | 34 | 4.8123e-05 | 3090 | 0.065185 | 3530 | 3.1364e-06 | 3396 | 0.03 | 2233
5067 | EL CERRITO G 1112BR178 | 12501112 | EL CERRITO G 1112 | BR178 | TRUE | 10667.1601 | 48.2003 | 93 | 4.805e-05 | 3092 | 0.065161 | 3553 | 3.1309e-06 | 3397 | 0.24 | 1105
3732 | SOBRANTE 1101L534R | 14671101 | SOBRANTE 1101 | L534R | FALSE | 3066.0904 | 1291.9266 | 34 | 4.7553e-05 | 3099 | 0.065526 | 3358 | 3.1282e-06 | 3398 | 0.06 | 1853
4550 | VALLEY VIEW 1106P176 | 14341106 | VALLEY VIEW 1106 | P176 | TRUE | 5384.4602 | 354.4687 | 44 | 4.7444e-05 | 3104 | 0.066098 | 3199 | 3.1268e-06 | 3399 | 0.06 | 1778
7024 | VIEJO 220292792 | 182852202 | VIEJO 2202 | 92792 | TRUE | 2338.4551 | 0 | 21 | 4.7946e-05 | 3094 | 0.065148 | 3598 | 3.1236e-06 | 3400 | 0.04 | 2169
8774 | TULUCAY 1101504524 | 42301101 | TULUCAY 1101 | 504524 | TRUE | 2446.524 | 610.0991 | 15 | 4.7542e-05 | 3101 | 0.065322 | 3452 | 3.1216e-06 | 3401 |  | 3262
9561 | ATASCADERO 1101747522 | 182541101 | ATASCADERO 1101 | 747522 | TRUE | 1686.5664 | 412.9409 | 16 | 4.7461e-05 | 3103 | 0.065468 | 3390 | 3.1133e-06 | 3402 |  | 3378
1757 | OAKLAND X 1106121588 | 12541106 | OAKLAND X 1106 | 121588 | FALSE | 3050.4627 | 1356.1967 | 27 | 4.7074e-05 | 3111 | 0.065623 | 3330 | 3.0983e-06 | 3403 |  | 2743
641 | ALTO 11251256 | 42031125 | ALTO 1125 | 1256 | FALSE | 12257.9124 | 12003.1718 | 88 | 4.6726e-05 | 3121 | 0.066359 | 3134 | 3.098e-06 | 3404 | 0.07 | 1720
7693 | SARATOGA 1103595689 | 83371103 | SARATOGA 1103 | 595689 | TRUE | 356.3825 | 44.7654 | 4 | 4.6978e-05 | 3113 | 0.065468 | 3387 | 3.0826e-06 | 3405 |  | 3152
1201 | RINCON 1102640 | 43321102 | RINCON 1102 | 640 | TRUE | 6850.9553 | 0 | 56 | 4.7109e-05 | 3110 | 0.065185 | 3528 | 3.0722e-06 | 3406 | 0.02 | 2509
8249 | VIEJO 22029089 | 182852202 | VIEJO 2202 | 9089 | FALSE | 2700.0603 | 2319.95 | 20 | 4.6292e-05 | 3130 | 0.066175 | 3177 | 3.0684e-06 | 3407 | 0.03 | 2365
4500 | PACIFICA 1102968736 | 22811102 | PACIFICA 1102 | 968736 | FALSE | 1533.9821 | 1132.2658 | 9 | 4.6179e-05 | 3133 | 0.065575 | 3349 | 3.0372e-06 | 3408 |  | 2899
5121 | BURNEY 110237284 | 103311102 | BURNEY 1102 | 37284 | TRUE | 823.8475 | 303.068 | 15 | 4.5944e-05 | 3141 | 0.065918 | 3241 | 3.0199e-06 | 3409 |  | 2937
3124 | SAN RAFAEL 110648752 | 42011106 | SAN RAFAEL 1106 | 48752 | TRUE | 3375.7798 | 23.2085 | 28 | 4.6007e-05 | 3137 | 0.065151 | 3572 | 2.9974e-06 | 3410 | 0.02 | 2446
292 | RIDGE 0402CB | 12840402 | RIDGE 0402 | CB | FALSE | 3860.7171 | 2930.2271 | 31 | 4.5082e-05 | 3157 | 0.066059 | 3208 | 2.9927e-06 | 3411 | 0.06 | 1837
5812 | LAS GALLINAS A 11051218 | 42991105 | LAS GALLINAS A 1105 | 1218 | TRUE | 3546.1366 | 106.7452 | 28 | 4.5839e-05 | 3144 | 0.065197 | 3512 | 2.9904e-06 | 3412 | 0.03 | 2368
5928 | IGNACIO 110584764 | 42481105 | IGNACIO 1105 | 84764 | TRUE | 4092.9318 | 339.9136 | 33 | 4.5707e-05 | 3148 | 0.065268 | 3472 | 2.9818e-06 | 3413 |  | 2990
231 | PAUL SWEET 210912828 | 83252109 | PAUL SWEET 2109 | 12828 | FALSE | 7906.6719 | 1834.1595 | 66 | 4.4984e-05 | 3161 | 0.065458 | 3393 | 2.9651e-06 | 3414 |  | 2662
5926 | CASTRO VALLEY 1110CB | 14091110 | CASTRO VALLEY 1110 | CB | TRUE | 2059.8957 | 523.3275 | 23 | 4.4906e-05 | 3162 | 0.065538 | 3356 | 2.9632e-06 | 3415 |  | 2989
8452 | HARRIS 1108395498 | 192431108 | HARRIS 1108 | 395498 | TRUE | 792.3855 | 171.0291 | 8 | 4.5439e-05 | 3154 | 0.065308 | 3459 | 2.9622e-06 | 3416 |  | 3227
8569 | IGNACIO 1105683542 | 42481105 | IGNACIO 1105 | 683542 | TRUE | 222.9115 | 222.9115 | 2 | 4.4358e-05 | 3180 | 0.066431 | 3030 | 2.9468e-06 | 3417 |  | 3237
6289 | STAFFORD 1101405812 | 43201101 | STAFFORD 1101 | 405812 | TRUE | 695.3753 | 295.2493 | 7 | 4.5015e-05 | 3158 | 0.065517 | 3362 | 2.9445e-06 | 3418 |  | 3019
8541 | ROSSMOOR 1106L541R | 14161106 | ROSSMOOR 1106 | L541R | TRUE | 978.5878 | 0 | 11 | 4.5011e-05 | 3159 | 0.065148 | 3586 | 2.9324e-06 | 3419 |  | 3233
3241 | OAKLAND K 1101CB | 12101101 | OAKLAND K 1101 | CB | TRUE | 3805.7329 | 538.4598 | 40 | 4.4235e-05 | 3185 | 0.065436 | 3400 | 2.9186e-06 | 3420 | 0.04 | 2228
6045 | OAKLAND J 1105CR256 | 12091105 | OAKLAND J 1105 | CR256 | FALSE | 2967.1612 | 1965.4224 | 27 | 4.4194e-05 | 3187 | 0.065813 | 3263 | 2.9181e-06 | 3421 | 0.05 | 2053
8780 | SAN LUIS OBISPO 1108144690 | 182631108 | SAN LUIS OBISPO 1108 | 144690 | TRUE | 900.0003 | 418.942 | 10 | 3.5334e-05 | 3344 | 0.075693 | 2936 | 2.905e-06 | 3422 |  | 3264
10157 | CASTRO VALLEY 1108MR233 | 14091108 | CASTRO VALLEY 1108 | MR233 | TRUE | 1023.3374 | 370.9448 | 7 | 4.4443e-05 | 3176 | 0.065331 | 3447 | 2.9035e-06 | 3423 |  | 3504
3481 | IGNACIO 1105318 | 42481105 | IGNACIO 1105 | 318 | FALSE | 18622.6335 | 2887.2825 | 150 | 4.4269e-05 | 3183 | 0.065347 | 3439 | 2.9031e-06 | 3424 |  | 2830
1523 | HAMILTON BRANCH 110187784 | 102361101 | HAMILTON BRANCH 1101 | 87784 | FALSE | 2328.7215 | 2328.7215 | 23 | 4.3587e-05 | 3199 | 0.066432 | 2997 | 2.8956e-06 | 3425 | 0.12 | 1383
10922 | PINECREST 0401CB | 163160401 | PINECREST 0401 | CB | TRUE | 22.2055 | 22.2055 | 1 | 4.352e-05 | 3201 | 0.066431 | 3088 | 2.8911e-06 | 3426 | 1.9 | 633
1324 | SONOMA 11054456 | 42721105 | SONOMA 1105 | 4456 | TRUE | 8052.7827 | 0 | 62 | 4.4073e-05 | 3189 | 0.065151 | 3562 | 2.8714e-06 | 3427 | 0.03 | 2297
8419 | SAN CARLOS 1103785521 | 24181103 | SAN CARLOS 1103 | 785521 | TRUE | 292.996 | 109.0213 | 3 | 4.3673e-05 | 3196 | 0.065575 | 3350 | 2.8654e-06 | 3428 |  | 3223
6629 | BIG MEADOWS 21012246 | 102812101 | BIG MEADOWS 2101 | 2246 | FALSE | 2937.4924 | 2937.4924 | 23 | 4.2984e-05 | 3209 | 0.066432 | 2998 | 2.8555e-06 | 3429 | 0.1 | 1481
692 | ECHO SUMMIT 11018922 | 158031101 | ECHO SUMMIT 1101 | 8922 | FALSE | 1940.3902 | 1940.3902 | 11 | 4.2932e-05 | 3211 | 0.066431 | 3096 | 2.852e-06 | 3430 | 0.18 | 1208
5593 | SNEATH LANE 1102CB | 22721102 | SNEATH LANE 1102 | CB | FALSE | 4044.2651 | 2195.0074 | 37 | 4.3121e-05 | 3206 | 0.065703 | 3309 | 2.8459e-06 | 3431 | 0.02 | 2448
7382 | VIEJO 220235388 | 182852202 | VIEJO 2202 | 35388 | TRUE | 727.2974 | 517.0139 | 8 | 4.2702e-05 | 3213 | 0.066111 | 3193 | 2.8344e-06 | 3432 | 0.94 | 745
5265 | IGNACIO 1103CB | 42481103 | IGNACIO 1103 | CB | TRUE | 3068.5523 | 350.3296 | 34 | 4.3221e-05 | 3205 | 0.065226 | 3495 | 2.8181e-06 | 3433 |  | 2943
9102 | HICKS 1116733078 | 83431116 | HICKS 1116 | 733078 | TRUE | 567.873 | 551.871 | 7 | 4.2163e-05 | 3221 | 0.066065 | 3206 | 2.777e-06 | 3434 |  | 3310
199 | OAKLAND K 1103CB | 12101103 | OAKLAND K 1103 | CB | TRUE | 7954.9462 | 769.1621 | 66 | 4.1996e-05 | 3224 | 0.065264 | 3474 | 2.758e-06 | 3435 | 0.02 | 2428
2072 | RALSTON 1101420730 | 24141101 | RALSTON 1101 | 420730 | FALSE | 2651.706 | 1292.6324 | 21 | 4.1694e-05 | 3230 | 0.065759 | 3293 | 2.7513e-06 | 3436 |  | 2760
8913 | WOOD 0401880795 | 13380401 | WOOD 0401 | 880795 | TRUE | 506.0077 | 163.9752 | 6 | 4.2077e-05 | 3222 | 0.065147 | 3611 | 2.7412e-06 | 3437 |  | 3277
7811 | VIEJO 2203947314 | 182852203 | VIEJO 2203 | 947314 | TRUE | 2331.8511 | 461.4011 | 22 | 4.1433e-05 | 3236 | 0.065323 | 3451 | 2.7164e-06 | 3438 |  | 3163
8336 | OLEMA 110137074 | 42291101 | OLEMA 1101 | 37074 | TRUE | 506.0081 | 21.9456 | 6 | 4.1439e-05 | 3234 | 0.065361 | 3435 | 2.7134e-06 | 3439 | 0.03 | 2372
6224 | SAN CARLOS 110479774 | 24181104 | SAN CARLOS 1104 | 79774 | FALSE | 2604.0952 | 1435.8821 | 24 | 4.0919e-05 | 3247 | 0.065682 | 3315 | 2.698e-06 | 3440 | 0.05 | 2041
2094 | ROB ROY 210512586 | 83692105 | ROB ROY 2105 | 12586 | FALSE | 10478.2506 | 3041.3304 | 85 | 4.1068e-05 | 3241 | 0.065464 | 3391 | 2.697e-06 | 3441 | 0.05 | 2013
8276 | OAKLAND J 1102CR254 | 12091102 | OAKLAND J 1102 | CR254 | FALSE | 2477.3187 | 1687.0283 | 20 | 4.0719e-05 | 3253 | 0.065918 | 3242 | 2.6941e-06 | 3442 | 0.03 | 2367
5380 | CASTROVILLE 210436922 | 182352104 | CASTROVILLE 2104 | 36922 | TRUE | 8825.2123 | 0 | 37 | 4.0991e-05 | 3245 | 0.065148 | 3595 | 2.6705e-06 | 3443 |  | 2948
6593 | FOOTHILL 1101798137 | 182951101 | FOOTHILL 1101 | 798137 | TRUE | 581.8228 | 68.0149 | 5 | 4.0802e-05 | 3250 | 0.065404 | 3417 | 2.6637e-06 | 3444 |  | 3045
1687 | BIG MEADOWS 21012016 | 102812101 | BIG MEADOWS 2101 | 2016 | TRUE | 6829.6992 | 150.9724 | 65 | 4.0813e-05 | 3249 | 0.065188 | 3525 | 2.6614e-06 | 3445 | 0.04 | 2208
10145 | GREENBRAE 1104317890 | 43091104 | GREENBRAE 1104 | 317890 | TRUE | 125.8315 | 125.8315 | 2 | 3.9991e-05 | 3269 | 0.066431 | 3031 | 2.6567e-06 | 3446 |  | 3501
3009 | GREENBRAE 1102CB | 43091102 | GREENBRAE 1102 | CB | TRUE | 3469.4672 | 0 | 28 | 4.0756e-05 | 3251 | 0.065151 | 3570 | 2.6553e-06 | 3447 | 0.09 | 1558
9193 | LOS GATOS 1106CB | 82021106 | LOS GATOS 1106 | CB | TRUE | 1170.6003 | 164.2523 | 11 | 4.0346e-05 | 3259 | 0.065497 | 3371 | 2.651e-06 | 3448 | 0.27 | 1059
6430 | FORT BRAGG A 110465894 | 42761104 | FORT BRAGG A 1104 | 65894 | TRUE | 1441.6391 | 0 | 12 | 4.0627e-05 | 3255 | 0.065148 | 3601 | 2.6468e-06 | 3449 |  | 3031
6292 | RIO DEL MAR 0401931192 | 83260401 | RIO DEL MAR 0401 | 931192 | FALSE | 11415.5971 | 3615.6701 | 87 | 4.0212e-05 | 3262 | 0.065487 | 3375 | 2.6467e-06 | 3450 |  | 3020
8372 | LAURELES 11122142 | 182371112 | LAURELES 1112 | 2142 | TRUE | 2588.0177 | 151.8851 | 26 | 4.0293e-05 | 3261 | 0.065246 | 3480 | 2.6301e-06 | 3451 | 0.08 | 1615
4353 | FLORENCE 0401CB | 12690401 | FLORENCE 0401 | CB | FALSE | 4654.0755 | 1041.2537 | 39 | 4.0081e-05 | 3266 | 0.065411 | 3410 | 2.6231e-06 | 3452 | 0.04 | 2160
1560 | SANTA ROSA A 1104CB | 42151104 | SANTA ROSA A 1104 | CB | TRUE | 9581.6812 | 369.0017 | 76 | 4.0032e-05 | 3268 | 0.065241 | 3484 | 2.617e-06 | 3453 | 0.16 | 1252
9790 | PAUL SWEET 2109680537 | 83252109 | PAUL SWEET 2109 | 680537 | TRUE | 1060.8184 | 362.7293 | 9 | 3.9362e-05 | 3278 | 0.065433 | 3403 | 2.5979e-06 | 3454 |  | 3424
9764 | PACIFICA 1102512070 | 22811102 | PACIFICA 1102 | 512070 | TRUE | 481.613 | 279.6247 | 5 | 3.9072e-05 | 3285 | 0.065661 | 3322 | 2.586e-06 | 3455 |  | 3413
2324 | ALTO 1124CB | 42031124 | ALTO 1124 | CB | FALSE | 9084.5965 | 2733.348 | 81 | 3.9255e-05 | 3280 | 0.065515 | 3364 | 2.5838e-06 | 3456 | 0.24 | 1096
2547 | CASTRO VALLEY 1102MR204 | 14091102 | CASTRO VALLEY 1102 | MR204 | TRUE | 4739.0907 | 326.5252 | 46 | 3.9361e-05 | 3279 | 0.065259 | 3475 | 2.5759e-06 | 3457 |  | 2785
885 | EDES 1112CR308 | 13681112 | EDES 1112 | CR308 | FALSE | 5698.3231 | 5168.8003 | 53 | 3.8446e-05 | 3292 | 0.066287 | 3153 | 2.5524e-06 | 3458 | 0.07 | 1769
7145 | HICKS 111512494 | 83431115 | HICKS 1115 | 12494 | TRUE | 4190.5486 | 220.1167 | 35 | 3.9122e-05 | 3283 | 0.065184 | 3532 | 2.5505e-06 | 3459 |  | 3101
970 | CAYUCOS 1102CB | 182551102 | CAYUCOS 1102 | CB | TRUE | 8504.0553 | 0 | 41 | 3.9093e-05 | 3284 | 0.065147 | 3625 | 2.5468e-06 | 3460 | 0.18 | 1219
7960 | LOS GATOS 1101206248 | 82021101 | LOS GATOS 1101 | 206248 | TRUE | 893.3087 | 83.0039 | 10 | 3.895e-05 | 3288 | 0.065404 | 3414 | 2.5435e-06 | 3461 |  | 3179
2461 | HAMILTON BRANCH 110137436 | 102361101 | HAMILTON BRANCH 1101 | 37436 | FALSE | 3311.0305 | 1208.0743 | 33 | 3.8691e-05 | 3289 | 0.065576 | 3347 | 2.5374e-06 | 3462 | 0.1 | 1485
5208 | VIEJO 22029120 | 182852202 | VIEJO 2202 | 9120 | FALSE | 11903.5244 | 2858.0041 | 112 | 3.8665e-05 | 3290 | 0.065446 | 3397 | 2.5361e-06 | 3463 | 0.07 | 1741
10027 | PACIFICA 1103398620 | 22811103 | PACIFICA 1103 | 398620 | TRUE | 770.3641 | 758.0837 | 7 | 3.8215e-05 | 3297 | 0.066248 | 3163 | 2.531e-06 | 3464 |  | 3477
4053 | OAKLAND X 1105184672 | 12541105 | OAKLAND X 1105 | 184672 | FALSE | 5259.1473 | 2666.0437 | 46 | 3.8231e-05 | 3295 | 0.065706 | 3307 | 2.5255e-06 | 3465 |  | 2869
5327 | FAIRVIEW 2207CB | 13432207 | FAIRVIEW 2207 | CB | TRUE | 8128.5867 | 387.1496 | 57 | 3.8448e-05 | 3291 | 0.065193 | 3515 | 2.5112e-06 | 3466 | 0.03 | 2279
1098 | VIEJO 22012064 | 182852201 | VIEJO 2201 | 2064 | FALSE | 1409.3976 | 1409.3976 | 15 | 3.7422e-05 | 3305 | 0.066432 | 2982 | 2.486e-06 | 3467 | 0.08 | 1660
3180 | STAFFORD 110242542 | 43201102 | STAFFORD 1102 | 42542 | TRUE | 5717.1489 | 862.3483 | 52 | 3.7508e-05 | 3304 | 0.065348 | 3438 | 2.465e-06 | 3468 | 0.03 | 2335
4684 | SNEATH LANE 110134438 | 22721101 | SNEATH LANE 1101 | 34438 | FALSE | 8258.6725 | 3709.6211 | 67 | 3.7308e-05 | 3309 | 0.065492 | 3373 | 2.4545e-06 | 3469 | 0.06 | 1800
5609 | BURNEY 110297318 | 103311102 | BURNEY 1102 | 97318 | TRUE | 1594.8254 | 294.9732 | 18 | 3.7395e-05 | 3306 | 0.065576 | 3346 | 2.4455e-06 | 3470 | 0.03 | 2327
3808 | HAMILTON BRANCH 11013049 | 102361101 | HAMILTON BRANCH 1101 | 3049 | FALSE | 2682.1998 | 1650.9947 | 23 | 3.708e-05 | 3312 | 0.065874 | 3249 | 2.4445e-06 | 3471 | 2.64 | 592
10978 | ALTO 1124965060 | 42031124 | ALTO 1124 | 965060 | TRUE | 112.5171 | 99.6543 | 1 | 3.6723e-05 | 3320 | 0.066431 | 3036 | 2.4396e-06 | 3472 |  | 3624
10767 | SAUSALITO 1102758798 | 42491102 | SAUSALITO 1102 | 758798 | TRUE | 68.038 | 53.2652 | 2 | 3.6428e-05 | 3325 | 0.065789 | 3289 | 2.4159e-06 | 3473 |  | 3603
2223 | PAUL SWEET 2109CB | 83252109 | PAUL SWEET 2109 | CB | TRUE | 18410.6369 | 20.7388 | 171 | 3.6749e-05 | 3319 | 0.065155 | 3560 | 2.3948e-06 | 3474 | 0.28 | 1039
4848 | VALLEY VIEW 1103P160 | 14341103 | VALLEY VIEW 1103 | P160 | TRUE | 10321.2013 | 0 | 96 | 3.6431e-05 | 3324 | 0.065148 | 3582 | 2.3734e-06 | 3475 | 2.76 | 583
1157 | MORAGA 1105116034 | 13801105 | MORAGA 1105 | 116034 | TRUE | 4982.0059 | 539.5091 | 41 | 3.6154e-05 | 3332 | 0.065278 | 3469 | 2.3641e-06 | 3476 |  | 2713
6537 | SNEATH LANE 110275844 | 22721102 | SNEATH LANE 1102 | 75844 | TRUE | 864.7167 | 272.6844 | 10 | 3.5678e-05 | 3340 | 0.065275 | 3470 | 2.3271e-06 | 3477 | 0.02 | 2485
1692 | SAN CARLOS 11048846 | 24181104 | SAN CARLOS 1104 | 8846 | FALSE | 7060.9911 | 3588.6165 | 61 | 3.5185e-05 | 3347 | 0.065737 | 3298 | 2.3218e-06 | 3478 | 0.04 | 2219
5922 | SNEATH LANE 1101CB | 22721101 | SNEATH LANE 1101 | CB | TRUE | 1584.8668 | 745.3166 | 19 | 3.5327e-05 | 3345 | 0.06535 | 3437 | 2.3127e-06 | 3479 | 0.02 | 2415
3263 | SAN LEANDRO U 1109936988 | 13111109 | SAN LEANDRO U 1109 | 936988 | FALSE | 10891.0554 | 10891.0554 | 86 | 3.4698e-05 | 3356 | 0.066432 | 2957 | 2.3051e-06 | 3480 |  | 2818
7536 | WILLITS 11021270 | 42661102 | WILLITS 1102 | 1270 | TRUE | 2454.7077 | 0 | 21 | 3.5345e-05 | 3343 | 0.06515 | 3579 | 2.3027e-06 | 3481 |  | 3133
2607 | WALDO 0402258792 | 13350402 | WALDO 0402 | 258792 | FALSE | 4808.6867 | 4793.9751 | 36 | 3.4657e-05 | 3358 | 0.066396 | 3121 | 2.3019e-06 | 3482 |  | 2788
2976 | STAFFORD 1101902998 | 43201101 | STAFFORD 1101 | 902998 | FALSE | 9746.2747 | 1732.2882 | 81 | 3.5078e-05 | 3350 | 0.065372 | 3428 | 2.2981e-06 | 3483 |  | 2809
28 | RALSTON 110148936 | 24141101 | RALSTON 1101 | 48936 | FALSE | 9703.0008 | 7437.214 | 86 | 3.4701e-05 | 3355 | 0.066043 | 3210 | 2.2943e-06 | 3484 | 0.08 | 1663
6723 | VALLEY VIEW 1106P128 | 14341106 | VALLEY VIEW 1106 | P128 | TRUE | 4067.7934 | 190.9091 | 31 | 3.4672e-05 | 3357 | 0.065272 | 3471 | 2.2678e-06 | 3485 | 0.03 | 2403
6528 | LAS GALLINAS A 1106206332 | 42991106 | LAS GALLINAS A 1106 | 206332 | TRUE | 973.8303 | 488.8653 | 7 | 3.1898e-05 | 3402 | 0.072747 | 2939 | 2.2569e-06 | 3486 |  | 3039
2106 | SPRUCE 0402BR304 | 13340402 | SPRUCE 0402 | BR304 | FALSE | 5760.7882 | 2392.7287 | 53 | 3.4151e-05 | 3368 | 0.06568 | 3316 | 2.2492e-06 | 3487 | 0.08 | 1595
3661 | LAS GALLINAS A 1106685656 | 42991106 | LAS GALLINAS A 1106 | 685656 | FALSE | 5880.2294 | 1923.4165 | 43 | 3.4111e-05 | 3369 | 0.06533 | 3449 | 2.2325e-06 | 3488 |  | 2845
3471 | LOS GATOS 110160136 | 82021101 | LOS GATOS 1101 | 60136 | TRUE | 6522.6172 | 0 | 57 | 3.4156e-05 | 3367 | 0.065147 | 3622 | 2.2252e-06 | 3489 |  | 2829
4292 | EMERALD LAKE 04028872 | 24080402 | EMERALD LAKE 0402 | 8872 | FALSE | 9042.2667 | 7244.0552 | 77 | 3.3183e-05 | 3382 | 0.066165 | 3180 | 2.2015e-06 | 3490 | 0.09 | 1565
1116 | SNEATH LANE 110168070 | 22721101 | SNEATH LANE 1101 | 68070 | TRUE | 3445.6939 | 373.7094 | 30 | 3.3642e-05 | 3372 | 0.065233 | 3488 | 2.1953e-06 | 3491 | 0.02 | 2503
9555 | IGNACIO 1103504941 | 42481103 | IGNACIO 1103 | 504941 | TRUE | 1025.616 | 663.24 | 6 | 3.3217e-05 | 3381 | 0.065578 | 3339 | 2.194e-06 | 3492 |  | 3375
4494 | VIEJO 22019704 | 182852201 | VIEJO 2201 | 9704 | TRUE | 4114.9938 | 786.5986 | 29 | 3.3423e-05 | 3377 | 0.065369 | 3429 | 2.1872e-06 | 3493 | 0.4 | 944
3505 | WOODSIDE 11049030 | 24251104 | WOODSIDE 1104 | 9030 | FALSE | 4149.4333 | 3272.4558 | 37 | 3.3072e-05 | 3384 | 0.06605 | 3209 | 2.1865e-06 | 3494 | 0.1 | 1476
4601 | HATTON 11022070 | 182291102 | HATTON 1102 | 2070 | TRUE | 3077.1707 | 843.4628 | 26 | 3.3159e-05 | 3383 | 0.065444 | 3398 | 2.1767e-06 | 3495 | 0.04 | 2156
10245 | GREENBRAE 1104972264 | 43091104 | GREENBRAE 1104 | 972264 | TRUE | 337.1983 | 0 | 4 | 3.3356e-05 | 3379 | 0.065151 | 3575 | 2.1732e-06 | 3496 |  | 3520
6525 | HAMILTON BRANCH 11012082 | 102361101 | HAMILTON BRANCH 1101 | 2082 | FALSE | 4925.5933 | 2445.1965 | 46 | 3.2758e-05 | 3390 | 0.065762 | 3292 | 2.1552e-06 | 3497 | 0.08 | 1612
7268 | HICKS 1116203897 | 83431116 | HICKS 1116 | 203897 | TRUE | 1017.3713 | 367.9073 | 9 | 3.2839e-05 | 3388 | 0.065433 | 3405 | 2.1509e-06 | 3498 |  | 3108
5472 | CHESTER 1101656108 | 103181101 | CHESTER 1101 | 656108 | TRUE | 1195.0984 | 838.7097 | 10 | 3.2603e-05 | 3392 | 0.065918 | 3240 | 2.1478e-06 | 3499 |  | 2956
659 | EL CERRITO G 1112BR196 | 12501112 | EL CERRITO G 1112 | BR196 | TRUE | 5817.7228 | 0 | 51 | 3.2633e-05 | 3391 | 0.065172 | 3540 | 2.127e-06 | 3500 | 0.05 | 1940
286 | OAKLAND X 1106CB | 12541106 | OAKLAND X 1106 | CB | FALSE | 15907.2746 | 5284.9861 | 136 | 3.2105e-05 | 3399 | 0.065515 | 3363 | 2.1195e-06 | 3501 | 0.06 | 1835
3401 | VIEJO 22029104 | 182852202 | VIEJO 2202 | 9104 | FALSE | 9586.0766 | 9148.567 | 79 | 3.1817e-05 | 3404 | 0.066367 | 3133 | 2.113e-06 | 3502 | 0.18 | 1218
617 | OAK 0401CB | 12600401 | OAK 0401 | CB | FALSE | 8716.4726 | 5585.5806 | 68 | 3.153e-05 | 3408 | 0.06596 | 3231 | 2.0871e-06 | 3503 | 0.09 | 1539
5991 | VIEJO 22019698 | 182852201 | VIEJO 2201 | 9698 | TRUE | 1062.5186 | 929.6624 | 10 | 3.1068e-05 | 3415 | 0.066303 | 3148 | 2.0607e-06 | 3504 | 0.07 | 1771
2044 | SPRUCE 0401BR316 | 13340401 | SPRUCE 0401 | BR316 | FALSE | 6608.6922 | 6608.6922 | 56 | 3.0991e-05 | 3416 | 0.066432 | 2970 | 2.0588e-06 | 3505 | 0.12 | 1388
7179 | EL CERRITO G 111257953 | 12501112 | EL CERRITO G 1112 | 57953 | TRUE | 1217.1907 | 353.2769 | 11 | 3.1168e-05 | 3413 | 0.065497 | 3370 | 2.0515e-06 | 3506 | 0.34 | 977
5036 | FRANKLIN 1104CB | 13921104 | FRANKLIN 1104 | CB | TRUE | 8361.6686 | 466.2641 | 63 | 3.1091e-05 | 3414 | 0.065209 | 3507 | 2.0367e-06 | 3507 | 0.03 | 2390
6325 | LOS GATOS 1108CB | 82021108 | LOS GATOS 1108 | CB | TRUE | 1166.6657 | 0 | 15 | 3.1212e-05 | 3412 | 0.065147 | 3617 | 2.0334e-06 | 3508 |  | 3022
6874 | LOS GATOS 1102CB | 82021102 | LOS GATOS 1102 | CB | TRUE | 7506.165 | 0 | 70 | 3.0936e-05 | 3418 | 0.065147 | 3616 | 2.0154e-06 | 3509 | 0.05 | 2064
1424 | PACIFICA 1103CB | 22811103 | PACIFICA 1103 | CB | TRUE | 7799.5565 | 109.5296 | 62 | 3.075e-05 | 3420 | 0.065188 | 3523 | 2.0046e-06 | 3510 | 0.02 | 2475
10000 | ALTO 1125781759 | 42031125 | ALTO 1125 | 781759 | TRUE | 264.5561 | 210.4887 | 4 | 3.0572e-05 | 3422 | 0.065789 | 3288 | 2.0026e-06 | 3511 |  | 3469
254 | HICKS 1116CB | 83431116 | HICKS 1116 | CB | TRUE | 22837.5991 | 336.1648 | 165 | 2.9963e-05 | 3426 | 0.065178 | 3539 | 1.9553e-06 | 3512 | 0.04 | 2128
1238 | STAFFORD 11021019 | 43201102 | STAFFORD 1102 | 1019 | TRUE | 1173.8689 | 432.0709 | 10 | 2.9828e-05 | 3428 | 0.065279 | 3468 | 1.946e-06 | 3513 | 0.07 | 1695
10590 | CHESTER 1102546744 | 103181102 | CHESTER 1102 | 546744 | TRUE | 633.1716 | 428.8696 | 7 | 2.921e-05 | 3435 | 0.065882 | 3248 | 1.934e-06 | 3514 |  | 3577
6891 | ALTO 1124994213 | 42031124 | ALTO 1124 | 994213 | TRUE | 860.1534 | 198.7798 | 8 | 2.9167e-05 | 3437 | 0.065311 | 3455 | 1.9051e-06 | 3515 |  | 3071
9434 | BERKELEY F 1105849701 | 12061105 | BERKELEY F 1105 | 849701 | TRUE | 220.6039 | 213.7724 | 2 | 2.8441e-05 | 3447 | 0.065789 | 3283 | 1.8894e-06 | 3516 |  | 3358
6092 | VIEJO 22049540 | 182852204 | VIEJO 2204 | 9540 | FALSE | 3592.089 | 2319.7097 | 32 | 2.8532e-05 | 3444 | 0.06587 | 3251 | 1.8885e-06 | 3517 | 0.02 | 2557
9394 | ALTO 1124884949 | 42031124 | ALTO 1124 | 884949 | TRUE | 693.01 | 312.7335 | 5 | 2.8569e-05 | 3443 | 0.065663 | 3319 | 1.8768e-06 | 3518 |  | 3352
8014 | WALDO 0401965216 | 13350401 | WALDO 0401 | 965216 | FALSE | 2651.8859 | 2642.7419 | 21 | 2.8136e-05 | 3457 | 0.066371 | 3131 | 1.868e-06 | 3519 |  | 3185
4883 | LAS PULGAS 0401104588 | 24120401 | LAS PULGAS 0401 | 104588 | TRUE | 1238.8359 | 581.4114 | 11 | 2.8291e-05 | 3451 | 0.065731 | 3301 | 1.8653e-06 | 3520 |  | 2924
8033 | MORAGA 110531512 | 13801105 | MORAGA 1105 | 31512 | TRUE | 3255.9931 | 0 | 29 | 2.8486e-05 | 3446 | 0.065148 | 3589 | 1.8558e-06 | 3521 | 6.49 | 467
4423 | SAN RAFAEL 1105344 | 42011105 | SAN RAFAEL 1105 | 344 | FALSE | 12052.7047 | 1314.7551 | 97 | 2.8339e-05 | 3449 | 0.065283 | 3467 | 1.8552e-06 | 3522 | 0.06 | 1814
3011 | PERRY 1101W52 | 183071101 | PERRY 1101 | W52 | FALSE | 6677.88 | 5033.3373 | 51 | 2.807e-05 | 3459 | 0.066004 | 3224 | 1.8539e-06 | 3523 | 0.05 | 1977
2767 | EL CERRITO G 1112BR180 | 12501112 | EL CERRITO G 1112 | BR180 | TRUE | 3108.6276 | 675.0712 | 25 | 2.814e-05 | 3456 | 0.065507 | 3367 | 1.8513e-06 | 3524 | 3.92 | 531
7505 | EDES 1112CR306 | 13681112 | EDES 1112 | CR306 | FALSE | 1619.5833 | 1619.5833 | 16 | 2.7663e-05 | 3463 | 0.066432 | 2950 | 1.8377e-06 | 3525 | 0.04 | 2175
349 | ALHAMBRA 1102CB | 14101102 | ALHAMBRA 1102 | CB | TRUE | 9244.1392 | 431.1151 | 75 | 2.7307e-05 | 3468 | 0.065217 | 3501 | 1.7835e-06 | 3526 | 0.02 | 2558
5900 | CHESTER 1102CB | 103181102 | CHESTER 1102 | CB | TRUE | 4463.0648 | 40.2966 | 38 | 2.7246e-05 | 3469 | 0.065182 | 3535 | 1.7766e-06 | 3527 | 0.04 | 2082
6024 | WOODSIDE 11028862 | 24251102 | WOODSIDE 1102 | 8862 | TRUE | 4562.4649 | 0 | 38 | 2.7115e-05 | 3471 | 0.065147 | 3615 | 1.7665e-06 | 3528 | 0.02 | 2559
4122 | BURNEY 110257046 | 103311102 | BURNEY 1102 | 57046 | TRUE | 1135.0639 | 48.9091 | 12 | 2.6931e-05 | 3474 | 0.065362 | 3431 | 1.7587e-06 | 3529 |  | 2873
2110 | CASTRO VALLEY 1108MR205 | 14091108 | CASTRO VALLEY 1108 | MR205 | TRUE | 8740.8692 | 0 | 73 | 2.6763e-05 | 3475 | 0.065182 | 3534 | 1.7478e-06 | 3530 |  | 2764
2448 | VIEJO 22029112 | 182852202 | VIEJO 2202 | 9112 | FALSE | 5302.286 | 1359.4094 | 43 | 2.6492e-05 | 3480 | 0.065387 | 3422 | 1.7421e-06 | 3531 | 0.55 | 872
8885 | EL CERRITO G 1110BR236 | 12501110 | EL CERRITO G 1110 | BR236 | TRUE | 850.4173 | 819.8964 | 7 | 2.6231e-05 | 3484 | 0.066065 | 3207 | 1.7373e-06 | 3532 | 0.06 | 1860
7598 | ALTO 1123820379 | 42031123 | ALTO 1123 | 820379 | TRUE | 298.2228 | 245.2911 | 2 | 2.6136e-05 | 3485 | 0.066431 | 3032 | 1.7362e-06 | 3533 |  | 3139
1294 | VIEJO 2203573610 | 182852203 | VIEJO 2203 | 573610 | TRUE | 5029.4735 | 0 | 41 | 2.6462e-05 | 3481 | 0.065179 | 3538 | 1.7259e-06 | 3534 |  | 2722
2844 | SAN CARLOS 11039148 | 24181103 | SAN CARLOS 1103 | 9148 | TRUE | 6634.7635 | 0 | 51 | 2.6423e-05 | 3482 | 0.065147 | 3618 | 1.7214e-06 | 3535 | 0.07 | 1762
469 | VIEJO 22039094 | 182852203 | VIEJO 2203 | 9094 | TRUE | 4020.7215 | 160.2742 | 32 | 2.6274e-05 | 3483 | 0.065228 | 3493 | 1.7132e-06 | 3536 | 0.02 | 2542
7298 | VIEJO 22032634 | 182852203 | VIEJO 2203 | 2634 | TRUE | 2692.6366 | 0 | 23 | 2.5666e-05 | 3490 | 0.065148 | 3596 | 1.6721e-06 | 3537 | 0.02 | 2497
8157 | OAKLAND J 1105CR150 | 12091105 | OAKLAND J 1105 | CR150 | TRUE | 755.1885 | 348.5421 | 6 | 2.5203e-05 | 3494 | 0.065789 | 3290 | 1.667e-06 | 3538 | 0.05 | 1981
7733 | FORT BRAGG A 1103CB | 42761103 | FORT BRAGG A 1103 | CB | TRUE | 3993.2278 | 151.4693 | 40 | 2.5491e-05 | 3491 | 0.06518 | 3537 | 1.6633e-06 | 3539 |  | 3157
9029 | MORGAN HILL 2105375239 | 83242105 | MORGAN HILL 2105 | 375239 | TRUE | 343.55 | 145.1624 | 4 | 2.5051e-05 | 3495 | 0.065468 | 3385 | 1.6455e-06 | 3540 |  | 3299
9198 | MORGAN HILL 2105345099 | 83242105 | MORGAN HILL 2105 | 345099 | TRUE | 497.3995 | 293.3262 | 5 | 2.4872e-05 | 3496 | 0.065404 | 3416 | 1.6312e-06 | 3541 |  | 3324
8274 | SALT SPRINGS 21013116 | 163692101 | SALT SPRINGS 2101 | 3116 | FALSE | 1685.1043 | 1250.9687 | 10 | 2.4549e-05 | 3500 | 0.066175 | 3176 | 1.6267e-06 | 3542 | 0.01 | 2592
1788 | BERKELEY F 0402502466 | 12060402 | BERKELEY F 0402 | 502466 | TRUE | 854.2839 | 226.0238 | 10 | 2.4427e-05 | 3501 | 0.065532 | 3357 | 1.6151e-06 | 3543 |  | 2745
2459 | BERKELEY F 1105CB | 12061105 | BERKELEY F 1105 | CB | FALSE | 12969.6445 | 1669.1452 | 103 | 2.4362e-05 | 3504 | 0.065322 | 3453 | 1.6033e-06 | 3544 | 0.03 | 2287
179 | EL CERRITO G 1108BR346 | 12501108 | EL CERRITO G 1108 | BR346 | TRUE | 11386.6089 | 0 | 102 | 2.4397e-05 | 3502 | 0.065147 | 3620 | 1.5894e-06 | 3545 | 0.02 | 2439
1332 | HOLLYWOOD 0401CB | 13170401 | HOLLYWOOD 0401 | CB | FALSE | 8520.938 | 4604.9325 | 70 | 2.3671e-05 | 3507 | 0.065808 | 3264 | 1.5619e-06 | 3546 | 0.05 | 2038
6502 | ESTUDILLO 0401850884 | 13480401 | ESTUDILLO 0401 | 850884 | FALSE | 2534.335 | 1368.1711 | 19 | 2.3486e-05 | 3510 | 0.065756 | 3294 | 1.5552e-06 | 3547 |  | 3036
1386 | PACIFICA 1103915474 | 22811103 | PACIFICA 1103 | 915474 | TRUE | 13475.5148 | 697.4237 | 98 | 2.3059e-05 | 3511 | 0.065213 | 3504 | 1.5073e-06 | 3548 |  | 2723
1210 | COTATI 110283200 | 42271102 | COTATI 1102 | 83200 | TRUE | 4654.5591 | 0 | 48 | 2.2575e-05 | 3514 | 0.065158 | 3558 | 1.471e-06 | 3549 |  | 2716
7453 | SNEATH LANE 110748338 | 22721107 | SNEATH LANE 1107 | 48338 | TRUE | 1760.6636 | 181.1517 | 17 | 2.2364e-05 | 3515 | 0.065147 | 3613 | 1.4569e-06 | 3550 | 0.03 | 2329
4821 | RALSTON 11029126 | 24141102 | RALSTON 1102 | 9126 | FALSE | 3038.2902 | 1621.4045 | 25 | 2.1702e-05 | 3526 | 0.065969 | 3226 | 1.4329e-06 | 3551 | 0.04 | 2080
7237 | PACIFIC GROVE 04222614 | 182440422 | PACIFIC GROVE 0422 | 2614 | FALSE | 3446.6772 | 1037.2147 | 28 | 2.1909e-05 | 3521 | 0.065331 | 3444 | 1.4317e-06 | 3552 | 0.03 | 2331
1100 | DEL MONTE 210386496 | 182222103 | DEL MONTE 2103 | 86496 | FALSE | 10364.0845 | 1600.54 | 94 | 2.1714e-05 | 3525 | 0.065366 | 3430 | 1.4269e-06 | 3553 | 0.02 | 2498
8851 | SAN CARLOS 1103888954 | 24181103 | SAN CARLOS 1103 | 888954 | TRUE | 504.7129 | 0 | 6 | 2.1724e-05 | 3524 | 0.065147 | 3623 | 1.4152e-06 | 3554 |  | 3272
2645 | OAKLAND J 1106CR164 | 12091106 | OAKLAND J 1106 | CR164 | FALSE | 10563.0436 | 2405.3877 | 85 | 2.1366e-05 | 3530 | 0.065434 | 3402 | 1.4079e-06 | 3555 | 0.03 | 2312
7417 | EL CERRITO G 1112209865 | 12501112 | EL CERRITO G 1112 | 209865 | TRUE | 1489.582 | 423.0102 | 11 | 2.1415e-05 | 3529 | 0.065497 | 3369 | 1.4074e-06 | 3556 |  | 3125
45 | OAKLAND J 1105153228 | 12091105 | OAKLAND J 1105 | 153228 | TRUE | 6680.4391 | 463.496 | 54 | 2.1538e-05 | 3528 | 0.065195 | 3513 | 1.4041e-06 | 3557 | 0.02 | 2445
8437 | SWIFT 2109XR300 | 83392109 | SWIFT 2109 | XR300 | TRUE | 1391.3933 | 526.7556 | 14 | 2.1221e-05 | 3531 | 0.065331 | 3446 | 1.3951e-06 | 3558 | 0.04 | 2106
10517 | EL CERRITO G 1110173396 | 12501110 | EL CERRITO G 1110 | 173396 | TRUE | 265.7346 | 265.7346 | 3 | 2.0973e-05 | 3534 | 0.066004 | 3220 | 1.3889e-06 | 3559 |  | 3563
9170 | SAN CARLOS 1103313472 | 24181103 | SAN CARLOS 1103 | 313472 | TRUE | 1178.1951 | 43.1608 | 9 | 2.0676e-05 | 3537 | 0.06529 | 3465 | 1.3509e-06 | 3560 |  | 3319
9880 | IGNACIO 1103151462 | 42481103 | IGNACIO 1103 | 151462 | TRUE | 247.7748 | 247.7748 | 3 | 2.0466e-05 | 3540 | 0.066005 | 3216 | 1.3417e-06 | 3561 |  | 3443
8103 | WOODSIDE 1102472928 | 24251102 | WOODSIDE 1102 | 472928 | TRUE | 1622.1027 | 124.8253 | 14 | 2.0412e-05 | 3541 | 0.065331 | 3448 | 1.3331e-06 | 3562 |  | 3192
657 | OAKLAND J 1102CR252 | 12091102 | OAKLAND J 1102 | CR252 | FALSE | 9962.669 | 1765.2604 | 92 | 2.0001e-05 | 3543 | 0.065384 | 3423 | 1.3184e-06 | 3563 | 0.03 | 2364
146 | CASTRO VALLEY 1110MR379 | 14091110 | CASTRO VALLEY 1110 | MR379 | FALSE | 2535.6763 | 1749.5827 | 22 | 1.987e-05 | 3545 | 0.065965 | 3229 | 1.3088e-06 | 3564 |  | 2658
9441 | MORRO BAY 11013487 | 183011101 | MORRO BAY 1101 | 3487 | TRUE | 2909.578 | 0 | 20 | 1.9374e-05 | 3547 | 0.065147 | 3626 | 1.2622e-06 | 3565 |  | 3359
5751 | FORT BRAGG A 1104CB | 42761104 | FORT BRAGG A 1104 | CB | TRUE | 4613.0306 | 118.7443 | 41 | 1.9334e-05 | 3548 | 0.065148 | 3592 | 1.2596e-06 | 3566 | 0.02 | 2443
8075 | ALTO 1124246034 | 42031124 | ALTO 1124 | 246034 | TRUE | 413.5355 | 202.2758 | 4 | 1.9193e-05 | 3549 | 0.065471 | 3380 | 1.2578e-06 | 3567 |  | 3188
447 | OCEANO 1105V44 | 182601105 | OCEANO 1105 | V44 | FALSE | 1767.9988 | 1259.7645 | 17 | 1.8999e-05 | 3551 | 0.065827 | 3260 | 1.2575e-06 | 3568 | 0.03 | 2281
3262 | OAKLAND J 1106CR330 | 12091106 | OAKLAND J 1106 | CR330 | FALSE | 3874.576 | 1155.5838 | 31 | 1.8986e-05 | 3552 | 0.065438 | 3399 | 1.2463e-06 | 3569 | 0.03 | 2322
650 | OAKLAND J 1116CR328 | 12091116 | OAKLAND J 1116 | CR328 | TRUE | 7907.5061 | 956.1241 | 68 | 1.9049e-05 | 3550 | 0.065298 | 3462 | 1.2458e-06 | 3570 |  | 2687
4530 | VIEJO 220285904 | 182852202 | VIEJO 2202 | 85904 | FALSE | 3179.0036 | 1684.9898 | 24 | 1.8827e-05 | 3555 | 0.065629 | 3329 | 1.2443e-06 | 3571 | 0.03 | 2340
4873 | ALHAMBRA 110213333 | 14101102 | ALHAMBRA 1102 | 13333 | TRUE | 480.3389 | 70.7861 | 4 | 1.8911e-05 | 3554 | 0.065469 | 3382 | 1.2398e-06 | 3572 | 0.02 | 2476
5686 | MORRO BAY 1102V80 | 183011102 | MORRO BAY 1102 | V80 | TRUE | 3197.8948 | 222.7519 | 28 | 1.8567e-05 | 3557 | 0.065193 | 3516 | 1.2121e-06 | 3573 |  | 2973
495 | BELMONT 11109090 | 24031110 | BELMONT 1110 | 9090 | TRUE | 4202.8057 | 0 | 38 | 1.848e-05 | 3559 | 0.065147 | 3627 | 1.2039e-06 | 3574 |  | 2679
1032 | ALTO 1123CB | 42031123 | ALTO 1123 | CB | TRUE | 9405.5468 | 893.6462 | 84 | 1.7813e-05 | 3561 | 0.065258 | 3477 | 1.1648e-06 | 3575 | 0.03 | 2356
4356 | BELMONT 11038956 | 24031103 | BELMONT 1103 | 8956 | TRUE | 2231.1917 | 474.6132 | 18 | 1.7617e-05 | 3564 | 0.065361 | 3432 | 1.1529e-06 | 3576 |  | 2884
3862 | GREENBRAE 1104751 | 43091104 | GREENBRAE 1104 | 751 | TRUE | 4384.8994 | 264.612 | 31 | 1.7653e-05 | 3563 | 0.065234 | 3487 | 1.1521e-06 | 3577 | 0.02 | 2530
3522 | CHESTER 1101CB | 103181101 | CHESTER 1101 | CB | TRUE | 8238.1953 | 128.9588 | 69 | 1.7565e-05 | 3565 | 0.065167 | 3548 | 1.1453e-06 | 3578 | 0.04 | 2203
1797 | BERKELEY F 1103BR110 | 12061103 | BERKELEY F 1103 | BR110 | TRUE | 5064.9775 | 0 | 45 | 1.7521e-05 | 3566 | 0.065147 | 3628 | 1.1415e-06 | 3579 | 18.55 | 320
3950 | MONTEREY 04022644 | 182090402 | MONTEREY 0402 | 2644 | FALSE | 2922.7748 | 1828.1218 | 23 | 1.7252e-05 | 3567 | 0.065706 | 3306 | 1.1355e-06 | 3580 | 0.03 | 2385
3110 | KIRKER 2104CB | 14452104 | KIRKER 2104 | CB | TRUE | 16910.3925 | 74.5132 | 140 | 1.6863e-05 | 3571 | 0.065612 | 3334 | 1.1257e-06 | 3581 |  | 2813
973 | DEL MONTE 110138582 | 182221101 | DEL MONTE 1101 | 38582 | TRUE | 8624.1276 | 853.8778 | 53 | 1.7201e-05 | 3569 | 0.065245 | 3483 | 1.1245e-06 | 3582 |  | 2701
72 | PACIFICA 11026783 | 22811102 | PACIFICA 1102 | 6783 | TRUE | 6579.5365 | 0 | 50 | 1.7237e-05 | 3568 | 0.065147 | 3629 | 1.1229e-06 | 3583 | 1.8 | 643
6129 | PERRY 1101W12 | 183071101 | PERRY 1101 | W12 | FALSE | 10251.7677 | 6046.1264 | 70 | 1.562e-05 | 3581 | 0.06699 | 2947 | 1.0833e-06 | 3584 | 0.07 | 1755
3828 | ALTO 1120500 | 42031120 | ALTO 1120 | 500 | TRUE | 5066.4275 | 426.2211 | 39 | 1.6529e-05 | 3573 | 0.065312 | 3454 | 1.0777e-06 | 3585 |  | 2856
2036 | SAN LEANDRO U 1114MR218 | 13111114 | SAN LEANDRO U 1114 | MR218 | FALSE | 18150.1664 | 10386.8132 | 134 | 1.6173e-05 | 3577 | 0.065722 | 3303 | 1.0693e-06 | 3586 | 0.06 | 1868
66 | OAKLAND X 1105CB | 12541105 | OAKLAND X 1105 | CB | FALSE | 18622.3449 | 1675.1277 | 153 | 1.6122e-05 | 3579 | 0.065231 | 3490 | 1.0578e-06 | 3587 | 0.03 | 2299
3740 | BERKELEY F 0402CB | 12060402 | BERKELEY F 0402 | CB | TRUE | 2575.0657 | 47.0231 | 21 | 1.6197e-05 | 3575 | 0.065147 | 3630 | 1.0552e-06 | 3588 | 0.03 | 2266
2665 | VALLEY VIEW 1105P190 | 14341105 | VALLEY VIEW 1105 | P190 | TRUE | 3318.5959 | 0 | 28 | 1.6177e-05 | 3576 | 0.065148 | 3590 | 1.0539e-06 | 3589 | 0.06 | 1830
62 | BAY MEADOWS 2102CB | 24012102 | BAY MEADOWS 2102 | CB | TRUE | 11158.113 | 159.3502 | 95 | 1.5874e-05 | 3580 | 0.065161 | 3554 | 1.0373e-06 | 3590 |  | 2653
3225 | VALLEY VIEW 1105CB | 14341105 | VALLEY VIEW 1105 | CB | TRUE | 7478.2552 | 0 | 59 | 1.558e-05 | 3582 | 0.06517 | 3542 | 1.0169e-06 | 3591 | 0.04 | 2225
1682 | OAKLAND J 1118CR198 | 12091118 | OAKLAND J 1118 | CR198 | TRUE | 8475.9687 | 515.4771 | 70 | 1.5357e-05 | 3584 | 0.065239 | 3486 | 1.006e-06 | 3592 | 0.02 | 2547
6551 | EL CERRITO G 1111760530 | 12501111 | EL CERRITO G 1111 | 760530 | TRUE | 2038.4891 | 342.5788 | 13 | 1.4653e-05 | 3588 | 0.065542 | 3354 | 9.624e-07 | 3593 |  | 3041
838 | MORRO BAY 1102W22 | 183011102 | MORRO BAY 1102 | W22 | FALSE | 10106.4598 | 4174.2289 | 85 | 1.451e-05 | 3590 | 0.065661 | 3323 | 9.5877e-07 | 3594 | 0.1 | 1467
2660 | CASTRO VALLEY 1105MR201 | 14091105 | CASTRO VALLEY 1105 | MR201 | FALSE | 13962.3911 | 2014.3888 | 112 | 1.4628e-05 | 3589 | 0.065296 | 3463 | 9.5698e-07 | 3595 |  | 2794
6961 | SAUSALITO 11021224 | 42491102 | SAUSALITO 1102 | 1224 | TRUE | 3249.7676 | 17.2769 | 29 | 1.4357e-05 | 3591 | 0.065191 | 3519 | 9.3531e-07 | 3596 | 0.02 | 2522
2515 | EL CERRITO G 1113CB | 12501113 | EL CERRITO G 1113 | CB | TRUE | 6943.4772 | 158.1749 | 63 | 1.4057e-05 | 3592 | 0.065208 | 3508 | 9.1814e-07 | 3597 | 0.06 | 1787
3037 | EL CERRITO G 1108CB | 12501108 | EL CERRITO G 1108 | CB | TRUE | 11783.4703 | 4.3429 | 99 | 1.3941e-05 | 3593 | 0.065147 | 3631 | 9.0819e-07 | 3598 | 0.02 | 2417
2758 | VALLEY VIEW 1105P124 | 14341105 | VALLEY VIEW 1105 | P124 | TRUE | 5089.5347 | 0 | 43 | 1.3878e-05 | 3594 | 0.065148 | 3584 | 9.0411e-07 | 3599 | 0.02 | 2525
3672 | EDES 1112CB | 13681112 | EDES 1112 | CB | TRUE | 911.838 | 70.4619 | 16 | 1.3748e-05 | 3595 | 0.065227 | 3494 | 8.9903e-07 | 3600 | 0.03 | 2275
2376 | VIEJO 22049110 | 182852204 | VIEJO 2204 | 9110 | TRUE | 6943.3735 | 472.9116 | 58 | 1.3463e-05 | 3596 | 0.06517 | 3544 | 8.7872e-07 | 3601 | 0.03 | 2318
552 | ALTO 112088190 | 42031120 | ALTO 1120 | 88190 | TRUE | 4658.7637 | 163.0348 | 34 | 1.3144e-05 | 3598 | 0.065223 | 3499 | 8.5763e-07 | 3602 | 0.01 | 2609
5498 | VIEJO 22049440 | 182852204 | VIEJO 2204 | 9440 | TRUE | 5507.5 | 123.7395 | 55 | 1.3106e-05 | 3599 | 0.065171 | 3541 | 8.5438e-07 | 3603 |  | 2959
10858 | SOLEDAD 2101125484 | 182052101 | SOLEDAD 2101 | 125484 | FALSE | 2451.828 | 1202.5462 | 4 | 1.3036e-05 | 3600 | 11.9509 | 2589 | 8.4928e-07 | 3604 |  | 3614
10655 | OCEANO 1104793774 | 182601104 | OCEANO 1104 | 793774 | TRUE | 378.8633 | 111.8888 | 3 | 1.2894e-05 | 3602 | 0.065147 | 3633 | 8.3998e-07 | 3605 |  | 3586
4160 | EL CERRITO G 1110CB | 12501110 | EL CERRITO G 1110 | CB | TRUE | 4157.1829 | 423.1153 | 35 | 1.2627e-05 | 3603 | 0.065184 | 3531 | 8.2339e-07 | 3606 | 0.04 | 2089
5087 | EDES 1112714759 | 13681112 | EDES 1112 | 714759 | TRUE | 1469.7626 | 361.9191 | 11 | 1.2348e-05 | 3605 | 0.065497 | 3372 | 8.1071e-07 | 3607 |  | 2936
2691 | BOSTON 0401CR242 | 13320401 | BOSTON 0401 | CR242 | TRUE | 7351.3672 | 499.489 | 59 | 1.2355e-05 | 3604 | 0.065191 | 3520 | 8.0537e-07 | 3608 | 0.02 | 2462
425 | CASTRO VALLEY 1105MR236 | 14091105 | CASTRO VALLEY 1105 | MR236 | FALSE | 13624.1451 | 2212.8784 | 112 | 1.2234e-05 | 3607 | 0.065342 | 3441 | 8.0193e-07 | 3609 |  | 2670
5569 | MORRO BAY 1101CB | 183011101 | MORRO BAY 1101 | CB | TRUE | 3472.0335 | 0 | 28 | 1.2296e-05 | 3606 | 0.065147 | 3624 | 8.0102e-07 | 3610 | 0.02 | 2412
513 | OAKLAND J 1116CB | 12091116 | OAKLAND J 1116 | CB | TRUE | 30164.8941 | 0 | 253 | 1.2121e-05 | 3608 | 0.065147 | 3612 | 7.8965e-07 | 3611 |  | 2681
4433 | MONTEREY 04012642 | 182090401 | MONTEREY 0401 | 2642 | TRUE | 3637.2616 | 0 | 28 | 1.2095e-05 | 3609 | 0.065148 | 3594 | 7.8793e-07 | 3612 | 0.02 | 2511
1060 | SAN LEANDRO U 1114MR545 | 13111114 | SAN LEANDRO U 1114 | MR545 | FALSE | 7246.1985 | 3496.0754 | 66 | 1.1654e-05 | 3610 | 0.065789 | 3280 | 7.6919e-07 | 3613 | 0.06 | 1782
8159 | SAN LUIS OBISPO 1103191498 | 182631103 | SAN LUIS OBISPO 1103 | 191498 | TRUE | 267.6915 | 189.8568 | 2 | 1.1046e-05 | 3611 | 0.065789 | 3281 | 7.2794e-07 | 3614 |  | 3198
749 | WALDO 0401CB | 13350401 | WALDO 0401 | CB | TRUE | 6516.7767 | 0 | 56 | 1.0513e-05 | 3612 | 0.06517 | 3543 | 6.8547e-07 | 3615 | 0.03 | 2378
8960 | OCEANO 1104337754 | 182601104 | OCEANO 1104 | 337754 | TRUE | 259.7315 | 97.7177 | 3 | 9.3717e-06 | 3613 | 0.065147 | 3606 | 6.1054e-07 | 3616 |  | 3283
11035 | SOLEDAD 2101404754 | 182052101 | SOLEDAD 2101 | 404754 | FALSE | 1404.0353 | 1388.0334 | 2 | 8.7569e-06 | 3616 | 0.065789 | 3284 | 5.7048e-07 | 3617 |  | 3630
2616 | DEL MONTE 21029060 | 182222102 | DEL MONTE 2102 | 9060 | FALSE | 14415.2582 | 1524.9134 | 98 | 8.4533e-06 | 3617 | 0.065226 | 3496 | 5.5361e-07 | 3618 | 0.58 | 857
3316 | SAN LEANDRO U 1114501762 | 13111114 | SAN LEANDRO U 1114 | 501762 | TRUE | 2438.6275 | 775.0508 | 23 | 8.4178e-06 | 3618 | 0.065482 | 3377 | 5.5098e-07 | 3619 |  | 2821
9297 | PACIFICA 1102934870 | 22811102 | PACIFICA 1102 | 934870 | TRUE | 804.8523 | 147.5524 | 7 | 8.4048e-06 | 3619 | 0.065514 | 3365 | 5.496e-07 | 3620 |  | 3338
7940 | SAN LEANDRO U 1109CR284 | 13111109 | SAN LEANDRO U 1109 | CR284 | FALSE | 1550.6574 | 1235.8311 | 14 | 7.7666e-06 | 3623 | 0.066065 | 3205 | 5.1364e-07 | 3621 | 0.04 | 2148
3930 | SAN LEANDRO U 1109CR002 | 13111109 | SAN LEANDRO U 1109 | CR002 | TRUE | 1715.8521 | 269.8408 | 16 | 7.83e-06 | 3620 | 0.065308 | 3461 | 5.1358e-07 | 3622 | 0.13 | 1341
5801 | BELMONT 1110330790 | 24031110 | BELMONT 1110 | 330790 | TRUE | 714.0791 | 199.5624 | 8 | 7.7899e-06 | 3621 | 0.065468 | 3389 | 5.0999e-07 | 3623 |  | 2979
915 | WALDO 0402CB | 13350402 | WALDO 0402 | CB | TRUE | 3475.548 | 0 | 27 | 7.7732e-06 | 3622 | 0.065147 | 3610 | 5.064e-07 | 3624 | 0.05 | 1955
472 | BANCROFT 0401CB | 13030401 | BANCROFT 0401 | CB | TRUE | 13277.3465 | 69.3073 | 103 | 7.67e-06 | 3624 | 0.065147 | 3609 | 4.9968e-07 | 3625 |  | 2677
4940 | BERKELEY T 0404CB | 12660404 | BERKELEY T 0404 | CB | TRUE | 1942.0349 | 0 | 20 | 7.5209e-06 | 3625 | 0.065211 | 3506 | 4.9106e-07 | 3626 |  | 2929
206 | PACIFICA 110252715 | 22811102 | PACIFICA 1102 | 52715 | TRUE | 6122.4469 | 0 | 60 | 7.374e-06 | 3626 | 0.065147 | 3605 | 4.8039e-07 | 3627 |  | 2661
4875 | OCEANO 1105V48 | 182601105 | OCEANO 1105 | V48 | TRUE | 4125.7287 | 198.7298 | 39 | 7.0816e-06 | 3628 | 0.06518 | 3536 | 4.6154e-07 | 3628 | 0.02 | 2477
3910 | SAN LEANDRO U 1114458451 | 13111114 | SAN LEANDRO U 1114 | 458451 | FALSE | 3952.1728 | 1967.4653 | 29 | 6.9026e-06 | 3629 | 0.06559 | 3336 | 4.5289e-07 | 3629 |  | 2862
1300 | BANCROFT 0402CB | 13030402 | BANCROFT 0402 | CB | TRUE | 7369.6347 | 597.2084 | 58 | 6.6635e-06 | 3630 | 0.065191 | 3518 | 4.3467e-07 | 3630 | 0.02 | 2520
1186 | VIEJO 220436948 | 182852204 | VIEJO 2204 | 36948 | TRUE | 13534.0061 | 809.6273 | 109 | 6.1078e-06 | 3631 | 0.065183 | 3533 | 3.9816e-07 | 3631 |  | 2715
8981 | CASTRO VALLEY 1105132304 | 14091105 | CASTRO VALLEY 1105 | 132304 | TRUE | 1491.8996 | 118.6631 | 13 | 5.8099e-06 | 3632 | 0.065147 | 3607 | 3.785e-07 | 3632 |  | 3288
3358 | FORT BRAGG A 110436526 | 42761104 | FORT BRAGG A 1104 | 36526 | TRUE | 10589.2357 | 72.2645 | 84 | 5.5602e-06 | 3633 | 0.065163 | 3552 | 3.6398e-07 | 3633 | 0.02 | 2418
6760 | MORRO BAY 1101W04 | 183011101 | MORRO BAY 1101 | W04 | TRUE | 3941.4804 | 437.2441 | 26 | 3.5981e-06 | 3634 | 0.065147 | 3634 | 2.344e-07 | 3634 |  | 3060
11118 | DIABLO CANYON 1101CB | 189001101 | DIABLO CANYON 1101 | CB | TRUE | 0 | 0 |  |  | 3635 |  | 3635 |  | 3635 |  | 3635

## Probability Comparison
PZ_idx | circuit_protection_zone_id | feeder_id | feeder_name | device_operating_number | hftd_23_primary_length_under_1km | primary_length_m | primary_length_m_hftd_23 | pixel_count | unburnable | precipitation_avg | estimated_age | conductor_material_al | conductor_material_cu | conductor_material_acsr | conductor_size_2 | conductor_size_4 | conductor_size_6 | splice_record_exists | tree_height_max | mean_ignition_probability | ignition_rank | kpmg_Likelihood of failure | KPMG_failure_rank | kpmg_Env Risk Component | kpmg_Material A - % of total miles | kpmg_Vegetation Outages | kpmg_Company Outages | kpmg_HFTD Miles per Total Miles | kpmg_Tier 3 per HFTD Miles
9967 | CRESTA 1101103126 | 102251101 | CRESTA 1101 | 103126 | TRUE | 487.0335 | 487.0335 | 5 | 0.31929 | 4.8171 | 5.3716 | 0 | 1 | 0 | 0 | 0 | 1 | 0 | 75.4129 | 0.0010399 | 1 |  | 3462
6532 | PARADISE 110536656 | 102831105 | PARADISE 1105 | 36656 | TRUE | 1041.7398 | 220.7989 | 14 | 0.64477 | 4.053 | 19.3068 | 0.86054 | 0 | 0.010204 | 0.010204 | 0 | 0 | 0 | 11.2332 | 0.00098372 | 2 |  | 3040
7339 | BIG BASIN 110165444 | 82841101 | BIG BASIN 1101 | 65444 | TRUE | 757.2593 | 757.2593 | 9 | 0.13831 | 4.3642 | 11.8147 | 0.58333 | 0.41667 | 0 | 0 | 0 | 0.083333 | 0 | 23.2899 | 0.00091179 | 3 | 0.09 | 708 | 48.07 | 0% | 2 | 0 | 100% | 100%
11063 | APPLE HILL 1104814656 | 153661104 | APPLE HILL 1104 | 814656 | TRUE | 28.1252 | 28.1252 | 1 |  |  | 0.1726 | 0 | 0 | 0.8 | 0.8 | 0 | 0 | 0 |  | 0.00086571 | 4 |  | 3634
9601 | CAMP EVERS 2104189010 | 83622104 | CAMP EVERS 2104 | 189010 | TRUE | 84.167 | 59.0426 | 4 | 0.62975 | 2.8546 | 12.8792 | 0.75 | 0.25 | 0 | 0 | 0 | 0.25 | 0 | 15.8758 | 0.000791 | 5 |  | 3386
7515 | PARADISE 1103468200 | 102831103 | PARADISE 1103 | 468200 | TRUE | 531.6801 | 531.6801 | 4 | 0.21993 | 3.2613 | 17.0349 | 0 | 0.6875 | 0.3125 | 0 | 0.16667 | 0.6875 | 0 | 16.6923 | 0.00072422 | 6 |  | 3132
10958 | CURTIS 170511790 | 163351705 | CURTIS 1705 | 11790 | TRUE | 22.8988 | 22.8988 | 1 |  |  | 13.7973 | 1 | 0 | 0 | 0 | 0 | 0 | 0 |  | 0.00070892 | 7 | 0.06 | 981 | 10 | 0% | 0 | 0 | 100% | 100%
10522 | PARADISE 11042486 | 102831104 | PARADISE 1104 | 2486 | TRUE | 189.7916 | 146.4228 | 2 | 0.49085 | 3.347 | 22.8114 | 0.85714 | 0.14286 | 0 | 0 | 0 | 0.14286 | 0 | 10.1999 | 0.00067148 | 8 |  | 3565
11006 | PARADISE 1105828400 | 102831105 | PARADISE 1105 | 828400 | TRUE | 50.1094 | 50.1094 | 2 | 0.47084 | 4.2078 | 1.8959 | 1 | 0 | 0 | 0 | 0 | 0 | 0 | 0 | 0.00066466 | 9 |  | 3627
10495 | CEDAR CREEK 11011362 | 103321101 | CEDAR CREEK 1101 | 1362 | TRUE | 24.9514 | 24.9514 | 1 | 0.125 | 4.2283 | 14.7107 | 0 | 0.2 | 0.8 | 0.8 | 0 | 0 | 0 | 6.6059 | 0.00065973 | 10 | 0.03 | 1576 | 10 | 100% | 0 | 0 | 100% | 0%
1448 | PARADISE 1103CB | 102831103 | PARADISE 1103 | CB | FALSE | 5575.8129 | 2217.6155 | 61 | 0.5724 | 3.899 | 21.2798 | 0.34899 | 0.10434 | 0.51565 | 0.12174 | 0.12834 | 0.07299 | 0 | 14.004 | 0.0006536 | 11 | 0.06 | 965 | 10 | 32.27% | 5 | 0 | 48.95% | 100%
7319 | PARADISE 11061212 | 102831106 | PARADISE 1106 | 1212 | FALSE | 3248.6095 | 3232.6075 | 33 | 0.26386 | 3.5654 | 29.8205 | 0.47848 | 0.383 | 0.13348 | 0 | 0.022727 | 0.37542 | 0 | 19.0567 | 0.00064007 | 12 |  | 3117
10489 | CAMP EVERS 210510996 | 83622105 | CAMP EVERS 2105 | 10996 | FALSE | 1226.2093 | 1226.2093 | 8 | 0.26697 | 3.6654 | 20.8027 | 1 | 0 | 0 | 0 | 0 | 0 | 0 | 18.8441 | 0.00063772 | 13 | 0.06 | 943 | 10 | 0% | 0 | 0 | 100% | 100%
9832 | WILLOW CREEK 1101CB | 192171101 | WILLOW CREEK 1101 | CB | TRUE | 460.8364 | 460.8364 | 6 | 0.29909 | 3.7853 | 14.5335 | 0.76667 | 0 | 0.23333 | 0 | 0 | 0 | 0 | 23.3335 | 0.00063458 | 14 | 0.11 | 616 | 73.84 | 25.25% | 2 | 0 | 100% | 100%
7716 | PARADISE 110599226 | 102831105 | PARADISE 1105 | 99226 | FALSE | 5537.6206 | 1841.8715 | 42 | 0.30512 | 4.0501 | 22.8386 | 0.27229 | 0.33155 | 0.39021 | 0.022676 | 0.13248 | 0.33155 | 0 | 15.7912 | 0.00062786 | 15 |  | 3154
1101 | HOOPA 110137202 | 192401101 | HOOPA 1101 | 37202 | FALSE | 46485.9706 | 40065.4375 | 190 | 0.15212 | 6.0019 | 8.7752 | 0 | 0 | 1 | 0.48947 | 0.51053 | 0 | 0.021053 | 41.4282 | 0.00062222 | 16 | 0.05 | 1154 | 81.26 | 100% | 8 | 3 | 82.1% | 0%
9775 | CAMP EVERS 210595050 | 83622105 | CAMP EVERS 2105 | 95050 | TRUE | 223.2117 | 223.2117 | 5 | 0.49735 | 3.5264 | 26.303 | 1 | 0 | 0 | 0 | 0 | 0 | 0 | 16.793 | 0.00059508 | 17 | 0.06 | 930 | 10 | 0% | 0 | 0 | 100% | 100%
9147 | BEN LOMOND 04015400 | 83040401 | BEN LOMOND 0401 | 5400 | TRUE | 731.4241 | 731.4241 | 4 | 0.34506 | 3.6559 | 32.7108 | 0 | 1 | 0 | 0 | 0 | 0.15 | 0.3 | 17.7904 | 0.00059378 | 18 | 0.06 | 948 | 10 | 0% | 0 | 0 | 100% | 100%
5363 | BIG BASIN 110110720 | 82841101 | BIG BASIN 1101 | 10720 | FALSE | 7578.3102 | 7578.3102 | 44 | 0.13992 | 5.094 | 34.7363 | 0.16667 | 0.41851 | 0.41483 | 0 | 0.60043 | 0.14443 | 0 | 23.592 | 0.00059263 | 19 | 0.22 | 254 | 66.61 | 31.56% | 7 | 1 | 100% | 100%
10516 | GARBERVILLE 11022124 | 192221102 | GARBERVILLE 1102 | 2124 | FALSE | 5026.2322 | 5026.2322 | 6 | 0.069052 | 5.352 | 15.133 | 1 | 0 | 0 | 0 | 0 | 0 | 0 | 23.2512 | 0.00058653 | 20 | 0.02 | 1972 | 97.62 | 0% | 0 | 1 | 100% | 0%
3980 | BIG BASIN 110112838 | 82841101 | BIG BASIN 1101 | 12838 | FALSE | 3807.4911 | 3807.4911 | 32 | 0.27075 | 4.6998 | 30.4599 | 0.55469 | 0.23958 | 0.19792 | 0 | 0.27604 | 0.16146 | 0.11458 | 21.4265 | 0.00058408 | 21 | 0.1 | 668 | 22.81 | 19.65% | 7 | 1 | 100% | 100%
5459 | PARADISE 1106CB | 102831106 | PARADISE 1106 | CB | FALSE | 7764.6762 | 7472.667 | 53 | 0.28731 | 4.053 | 29.7771 | 0.37013 | 0.19088 | 0.4327 | 0.026415 | 0.21153 | 0.17201 | 0 | 15.9393 | 0.0005799 | 22 | 0.1 | 681 | 81.94 | 3.23% | 2 | 3 | 96.39% | 100%
1966 | GARBERVILLE 11011514 | 192221101 | GARBERVILLE 1101 | 1514 | FALSE | 23767.6372 | 23767.6372 | 123 | 0.2694 | 5.1981 | 17.5338 | 0.35312 | 0 | 0.64688 | 0.01626 | 0.62114 | 0 | 0 | 21.7485 | 0.0005607 | 23 | 0.11 | 594 | 71.77 | 51.17% | 15 | 7 | 100% | 0%
3100 | GARBERVILLE 11022540 | 192221102 | GARBERVILLE 1102 | 2540 | FALSE | 28748.5934 | 26122.3431 | 135 | 0.2178 | 5.4875 | 19.6011 | 0.2942 | 0.56753 | 0.1358 | 0.032099 | 0.1037 | 0.55272 | 0.014815 | 15.9734 | 0.00054969 | 24 | 0.05 | 1058 | 59.76 | 6.79% | 13 | 5 | 85.73% | 0%
1378 | PARADISE 1105CB | 102831105 | PARADISE 1105 | CB | FALSE | 11616.1021 | 9822.6918 | 86 | 0.32337 | 4.0502 | 21.8039 | 0.28315 | 0.31319 | 0.3786 | 0.01292 | 0.11168 | 0.31319 | 0 | 16.0074 | 0.0005458 | 25 | 0.06 | 992 | 42.5 | 17.46% | 4 | 4 | 44.69% | 100%
1698 | GARBERVILLE 11022010 | 192221102 | GARBERVILLE 1102 | 2010 | FALSE | 10727.9171 | 10727.9171 | 39 | 0.20432 | 4.0145 | 15.3205 | 0.71368 | 0.094017 | 0.19231 | 0.008547 | 0.27778 | 0 | 0 | 27.2781 | 0.00053737 | 26 | 0.04 | 1273 | 69.41 | 9.09% | 2 | 3 | 100% | 0%
4828 | CRESTA 1101546650 | 102251101 | CRESTA 1101 | 546650 | FALSE | 1443.177 | 1443.177 | 6 | 0.12569 | 4.4159 | 8.89 | 0.5 | 0.5 | 0 | 0 | 0 | 0.5 | 0 | 15.5591 | 0.00052979 | 27 |  | 2920
10054 | GARBERVILLE 110197300 | 192221101 | GARBERVILLE 1101 | 97300 | FALSE | 5161.3802 | 5161.3802 | 32 | 0.29875 | 5.0604 | 18.2064 | 0.41146 | 0 | 0.58854 | 0 | 0.58854 | 0 | 0 | 14.8808 | 0.00052613 | 28 | 0.11 | 634 | 63.69 | 85.32% | 13 | 2 | 100% | 0%
10097 | GARBERVILLE 110256048 | 192221102 | GARBERVILLE 1102 | 56048 | FALSE | 8009.5026 | 8009.5026 | 27 | 0.064364 | 5.3907 | 15.9234 | 0.69753 | 0.12963 | 0.17284 | 0.037037 | 0.11111 | 0.12963 | 0 | 24.2464 | 0.00051047 | 29 | 0.03 | 1519 | 84.6 | 7.19% | 2 | 1 | 100% | 0%
6715 | PARADISE 11032534 | 102831103 | PARADISE 1103 | 2534 | FALSE | 5245.4729 | 5105.9059 | 49 | 0.31581 | 3.3186 | 20.3276 | 0.38571 | 0.22143 | 0.39286 | 0.026531 | 0.27449 | 0.22143 | 0 | 15.3477 | 0.00050354 | 30 | 0.13 | 523 | 10 | 61.75% | 3 | 6 | 100% | 100%
317 | PARADISE 11042206 | 102831104 | PARADISE 1104 | 2206 | FALSE | 27876.5924 | 6659.3031 | 227 | 0.30628 | 4.0657 | 23.5743 | 0.18448 | 0.24597 | 0.5614 | 0.19715 | 0.20176 | 0.23826 | 0 | 16.4601 | 0.00050121 | 31 |  | 2664
5805 | PARADISE 110439216 | 102831104 | PARADISE 1104 | 39216 | FALSE | 5158.2623 | 2624.8047 | 41 | 0.37934 | 3.5925 | 23.8377 | 0.27053 | 0.31225 | 0.41722 | 0 | 0.18522 | 0.31225 | 0.0060976 | 12.0441 | 0.00049128 | 32 | 0.08 | 765 | 10 | 44.98% | 1 | 0 | 59.38% | 100%
5631 | PARADISE 1105878870 | 102831105 | PARADISE 1105 | 878870 | FALSE | 4057.446 | 4057.446 | 29 | 0.26119 | 4.2078 | 30.0949 | 0.12069 | 0 | 0.87931 | 0.46588 | 0.024138 | 0 | 0 | 20.4685 | 0.00048816 | 33 |  | 2967
4774 | PARADISE 11042488 | 102831104 | PARADISE 1104 | 2488 | FALSE | 5690.0714 | 5690.0714 | 47 | 0.27103 | 3.328 | 13.7631 | 0.31879 | 0.044326 | 0.63688 | 0.031915 | 0.31206 | 0.044326 | 0 | 13.107 | 0.0004856 | 34 |  | 2916
9245 | FRUITLAND 1142899734 | 192311142 | FRUITLAND 1142 | 899734 | FALSE | 5471.5337 | 5471.5337 | 36 | 0.31929 | 3.9133 | 16.7234 | 0.40179 | 0.17361 | 0.4246 | 0 | 0.43155 | 0.16667 | 0 | 36.8873 | 0.00048435 | 35 |  | 3329
8665 | BRUNSWICK 111094368 | 152481110 | BRUNSWICK 1110 | 94368 | TRUE | 768.9303 | 596.3821 | 9 | 0.37192 | 3.9029 | 27.4226 | 0.71429 | 0 | 0.2381 | 0.2381 | 0 | 0 | 0 | 11.9045 | 0.00048312 | 36 | 0.01 | 2353 | 10 | 0% | 0 | 0 | 35.28% | 0%
10872 | WILLOW CREEK 1103181562 | 192171103 | WILLOW CREEK 1103 | 181562 | TRUE | 4.572 | 4.572 | 1 |  |  | 1.6356 | 0 | 1 | 0 | 0 | 0 | 0 | 0 |  | 0.00048291 | 37 |  | 3615
5198 | PARADISE 1104283794 | 102831104 | PARADISE 1104 | 283794 | FALSE | 4034.8507 | 3810.7404 | 37 | 0.5103 | 3.3072 | 28.0571 | 0.029279 | 0.45045 | 0.50225 | 0.054054 | 0.19595 | 0.20631 | 0 | 12.6188 | 0.00048267 | 38 |  | 2942
6748 | BRUNSWICK 11103907 | 152481110 | BRUNSWICK 1110 | 3907 | FALSE | 1437.9091 | 1437.9091 | 16 | 0.32184 | 3.7619 | 33.9284 | 0 | 1 | 0 | 0 | 1 | 0 | 0 | 18.3674 | 0.00047789 | 39 | 0.01 | 2258 | 10 | 0% | 2 | 0 | 100% | 0%
22 | PARADISE 1104457900 | 102831104 | PARADISE 1104 | 457900 | FALSE | 26252.3118 | 19380.7293 | 208 | 0.27912 | 3.7881 | 18.1112 | 0.1613 | 0.23905 | 0.59896 | 0.020299 | 0.15598 | 0.23144 | 0.059661 | 13.5179 | 0.00047135 | 40 |  | 2650
8329 | BRUNSWICK 1104244027 | 152481104 | BRUNSWICK 1104 | 244027 | TRUE | 620.9738 | 492.7502 | 6 | 0.59982 | 4.0126 | 28.1721 | 0 | 1 | 0 | 0 | 1 | 0 | 0 | 13.2961 | 0.00047101 | 41 |  | 3214
4342 | PARADISE 110636042 | 102831106 | PARADISE 1106 | 36042 | FALSE | 14063.6211 | 13184.5103 | 119 | 0.2738 | 3.9914 | 27.4141 | 0.30203 | 0.22269 | 0.47276 | 0.29963 | 0.041317 | 0.17969 | 0 | 19.1501 | 0.00046491 | 42 |  | 2883
10464 | CAMP EVERS 210595394 | 83622105 | CAMP EVERS 2105 | 95394 | TRUE | 790.3942 | 790.3942 | 8 | 0.28474 | 3.4715 | 27.965 | 0.78438 | 0.14062 | 0.075 | 0 | 0.14062 | 0 | 0 | 23.8639 | 0.00046445 | 43 | 0.07 | 841 | 10 | 8.81% | 0 | 0 | 100% | 100%
4182 | GARBERVILLE 11021510 | 192221102 | GARBERVILLE 1102 | 1510 | FALSE | 21171.8285 | 21171.8285 | 107 | 0.12907 | 4.3993 | 19.2476 | 0.49533 | 0.11947 | 0.3852 | 0.0031153 | 0.3634 | 0.11947 | 0 | 22.6343 | 0.00046286 | 44 | 0.06 | 961 | 67.69 | 30.88% | 5 | 7 | 100% | 0%
7697 | PARADISE 1103143744 | 102831103 | PARADISE 1103 | 143744 | FALSE | 1706.1115 | 1706.1115 | 13 | 0.31802 | 3.2677 | 18.7041 | 0.034188 | 0.5547 | 0.41111 | 0 | 0.16239 | 0.5547 | 0 | 13.3922 | 0.00045932 | 45 |  | 3153
9543 | GARBERVILLE 110237054 | 192221102 | GARBERVILLE 1102 | 37054 | FALSE | 14849.4038 | 14394.233 | 76 | 0.12782 | 5.375 | 18.4539 | 0.58662 | 0.078947 | 0.33443 | 0.13377 | 0.20724 | 0.072368 | 0 | 20.4627 | 0.00045585 | 46 | 0.05 | 1198 | 78.27 | 22.8% | 0 | 2 | 95.32% | 0%
9818 | ANDERSON 1101561686 | 103261101 | ANDERSON 1101 | 561686 | TRUE | 147.2029 | 147.2029 | 1 | 0.52549 | 2.2573 | 4.7437 | 0 | 1 | 0 | 0 | 1 | 0 | 0 | 11.7426 | 0.00044669 | 47 |  | 3430
8894 | KESWICK 11011586 | 103451101 | KESWICK 1101 | 1586 | FALSE | 11983.5348 | 11983.5348 | 39 | 0.16332 | 4.4814 | 21.1529 | 0.051282 | 0.51603 | 0.17628 | 0.17628 | 0 | 0.051282 | 0 | 11.1938 | 0.00044628 | 48 | 0.09 | 726 | 36.56 | 16.39% | 0 | 2 | 100% | 100%
2309 | BEN LOMOND 040116010 | 83040401 | BEN LOMOND 0401 | 16010 | FALSE | 2728.9115 | 2728.9115 | 25 | 0.32747 | 3.5131 | 36.2472 | 0.74 | 0.12667 | 0.13333 | 0 | 0.13333 | 0.08 | 0.04 | 17.3694 | 0.00044502 | 49 | 0.07 | 833 | 10 | 15.35% | 1 | 2 | 100% | 100%
9891 | RIO DELL 1102214052 | 192251102 | RIO DELL 1102 | 214052 | TRUE | 1011.6764 | 941.1587 | 7 | 0.22955 | 3.5374 | 12.4786 | 0 | 0.8 | 0.2 | 0.2 | 0.57143 | 0 | 0 | 44.4066 | 0.00044429 | 50 |  | 3447
7443 | GARBERVILLE 11011770 | 192221101 | GARBERVILLE 1101 | 1770 | FALSE | 13849.8333 | 13849.8333 | 66 | 0.23469 | 5.1865 | 15.7818 | 0.080808 | 0 | 0.91919 | 0.57071 | 0.34848 | 0 | 0 | 24.444 | 0.00044353 | 51 | 0.09 | 692 | 87.02 | 95.86% | 7 | 3 | 100% | 0%
7669 | PARADISE 1104CB | 102831104 | PARADISE 1104 | CB | FALSE | 5993.6916 | 2211.8341 | 46 | 0.52002 | 3.8815 | 27.3251 | 0.3762 | 0.14658 | 0.47411 | 0.018961 | 0.31907 | 0.14658 | 0.062888 | 11.3945 | 0.0004418 | 52 | 0.03 | 1731 | 10 | 13.72% | 1 | 1 | 13.43% | 100%
5574 | PARADISE 1104920400 | 102831104 | PARADISE 1104 | 920400 | FALSE | 7975.407 | 7538.764 | 66 | 0.19153 | 4.0847 | 17.8577 | 0.25359 | 0.14457 | 0.58921 | 0.090025 | 0.13258 | 0.14268 | 0 | 16.9465 | 0.00044142 | 53 |  | 2964
9611 | DIAMOND SPRINGS 1106176130 | 152261106 | DIAMOND SPRINGS 1106 | 176130 | TRUE | 32.0737 | 32.0737 | 1 | 0.42488 | 3.076 | 2.2411 | 0 | 0 | 1 | 1 | 0 | 0 | 0 | 16.8501 | 0.00044128 | 54 |  | 3388
1167 | BIG BASIN 110195690 | 82841101 | BIG BASIN 1101 | 95690 | FALSE | 6226.9882 | 6226.9882 | 58 | 0.38605 | 4.0652 | 38.4809 | 0.053879 | 0.61307 | 0.33305 | 0.0068966 | 0.30718 | 0.47787 | 0.14368 | 21.0995 | 0.00043813 | 55 | 0.2 | 336 | 22.82 | 33.75% | 15 | 4 | 100% | 100%
9648 | CAMP EVERS 2103CB | 83622103 | CAMP EVERS 2103 | CB | TRUE | 225.7012 | 190.3788 | 6 | 0.64943 | 2.6511 | 14.2033 | 0.80952 | 0.16667 | 0.02381 | 0 | 0.02381 | 0.16667 | 0 | 6.6712 | 0.00043795 | 56 | 0.06 | 926 | 10 | 13.07% | 0 | 0 | 75.74% | 100%
2115 | GARBERVILLE 1102CB | 192221102 | GARBERVILLE 1102 | CB | FALSE | 26803.1335 | 19300.4618 | 191 | 0.33268 | 4.2141 | 18.5859 | 0.22408 | 0.44595 | 0.32997 | 0 | 0.31252 | 0.41605 | 0 | 27.0099 | 0.00043617 | 57 | 0.03 | 1689 | 34.85 | 30.11% | 18 | 9 | 65.56% | 0%
8621 | FELTON 0401CB | 83140401 | FELTON 0401 | CB | FALSE | 4118.8768 | 4062.5857 | 34 | 0.37082 | 3.4304 | 34.1347 | 0.029412 | 0.88725 | 0.083333 | 0 | 0.083333 | 0.15196 | 0 | 22.0255 | 0.00043164 | 58 | 0.09 | 731 | 17.62 | 4.58% | 5 | 0 | 89.41% | 100%
8116 | BRUNSWICK 1107969778 | 152481107 | BRUNSWICK 1107 | 969778 | FALSE | 1070.9786 | 1070.9786 | 9 | 0.6019 | 3.9029 | 36.688 | 0 | 0.77778 | 0.22222 | 0.38889 | 0.61111 | 0 | 0 | 17.5606 | 0.00042983 | 59 |  | 3193
1751 | PARADISE 1104954322 | 102831104 | PARADISE 1104 | 954322 | FALSE | 6923.0973 | 6923.0973 | 63 | 0.36128 | 3.6538 | 30.9337 | 0.11918 | 0.44004 | 0.44078 | 0.20049 | 0.28861 | 0.28439 | 0.029762 | 12.3406 | 0.0004268 | 60 |  | 2742
3839 | PARADISE 11052214 | 102831105 | PARADISE 1105 | 2214 | FALSE | 29878.7054 | 24265.0129 | 233 | 0.26371 | 4.2303 | 25.8572 | 0.23549 | 0.12644 | 0.63664 | 0.44893 | 0.061108 | 0.11131 | 0 | 19.6617 | 0.00042568 | 61 | 0.15 | 475 | 58.76 | 53.2% | 6 | 6 | 86.04% | 100%
6221 | GARBERVILLE 110135706 | 192221101 | GARBERVILLE 1101 | 35706 | FALSE | 16269.027 | 16269.027 | 97 | 0.2259 | 5.0819 | 20.0074 | 0.12027 | 0 | 0.87973 | 0.22629 | 0.65344 | 0 | 0 | 23.0067 | 0.00041981 | 62 | 0.1 | 659 | 69.49 | 86.47% | 18 | 6 | 100% | 0%
6559 | BIG BASIN 11015479 | 82841101 | BIG BASIN 1101 | 5479 | TRUE | 289.2777 | 289.2777 | 3 | 0.13508 | 3.435 | 45.0471 | 0 | 1 | 0 | 0 | 0 | 1 | 0 | 29.9533 | 0.00041807 | 63 | 0.06 | 920 | 10 | 0% | 0 | 0 | 100% | 100%
5302 | BIG BASIN 11015000 | 82841101 | BIG BASIN 1101 | 5000 | FALSE | 3149.0186 | 3149.0186 | 23 | 0.085541 | 5.2137 | 40.6821 | 0.39493 | 0.51812 | 0.086957 | 0 | 0.086957 | 0.51812 | 0.043478 | 19.5839 | 0.00041733 | 64 | 0.11 | 598 | 72.33 | 15.8% | 2 | 1 | 100% | 100%
6575 | CLARK ROAD 110247006 | 103091102 | CLARK ROAD 1102 | 47006 | FALSE | 7194.664 | 7194.664 | 51 | 0.33192 | 3.3267 | 29.0052 | 0.36601 | 0.11699 | 0.49739 | 0.098039 | 0.43595 | 0.068627 | 0 | 15.3319 | 0.00041526 | 65 | 0.04 | 1200 | 10 | 42.4% | 2 | 3 | 100% | 42%
11110 | CAMP EVERS 2105BL 2101 | 83622105 | CAMP EVERS 2105 | BL 2101 | TRUE | 5.191 | 5.191 | 1 |  |  | 22.8027 | 0 | 1 | 0 | 0 | 1 | 0 | 0 |  | 0.00041248 | 66 | 0.06 | 1019 | 10 | 0% | 0 | 0 | 100% | 100%
7068 | BURNS 2101CB | 183582101 | BURNS 2101 | CB | FALSE | 2742.3098 | 2742.3098 | 19 | 0.06624 | 5.2074 | 20.5143 | 0.2807 | 0.3 | 0.4193 | 0 | 0.18421 | 0.28947 | 0 | 20.0405 | 0.00040765 | 67 | 0.11 | 590 | 56.68 | 25.38% | 1 | 0 | 100% | 100%
10401 | POINT MORETTI 110110722 | 82931101 | POINT MORETTI 1101 | 10722 | TRUE | 937.9448 | 937.9448 | 9 | 0.070183 | 4.4989 | 29.7376 | 0.125 | 0.51389 | 0.36111 | 0 | 0.33333 | 0.51389 | 0 | 22.6845 | 0.00040174 | 68 | 0.09 | 734 | 15.64 | 41.46% | 0 | 0 | 100% | 100%
10544 | OREGON TRAIL 1103CUS391 | 103521103 | OREGON TRAIL 1103 | CUS391 | TRUE | 36.3577 | 36.3577 | 1 | 0.058087 | 2.8843 | 1.4356 | 0 | 0 | 0 | 0 | 0 | 0 | 0 | 1.2091 | 0.00039685 | 69 |  | 3570
6165 | BRUNSWICK 1105CB | 152481105 | BRUNSWICK 1105 | CB | FALSE | 2138.4101 | 1870.8826 | 21 | 0.38112 | 4.0692 | 27.0349 | 0.70068 | 0.015873 | 0.26757 | 0.26757 | 0 | 0.015873 | 0 | 18.1343 | 0.00038645 | 70 | 0.08 | 807 | 50.11 | 64.77% | 1 | 2 | 85.09% | 53%
2959 | PARADISE 110453544 | 102831104 | PARADISE 1104 | 53544 | FALSE | 1728.2043 | 1035.1182 | 19 | 0.72463 | 3.3055 | 18.5098 | 0.57237 | 0.12281 | 0.30482 | 0 | 0.067982 | 0.12281 | 0 | 11.3276 | 0.00038613 | 71 |  | 2807
5562 | GARBERVILLE 110139524 | 192221101 | GARBERVILLE 1101 | 39524 | FALSE | 24862.4083 | 8232.0089 | 138 | 0.22365 | 4.5496 | 19.8783 | 0.17452 | 0.14855 | 0.67693 | 0.0024155 | 0.68176 | 0.1413 | 0.01087 | 20.5172 | 0.00038497 | 72 | 0.02 | 1853 | 59.53 | 86.83% | 1 | 2 | 35.93% | 0%
7450 | WILLOW CREEK 1103CB | 192171103 | WILLOW CREEK 1103 | CB | FALSE | 6307.2067 | 6307.2067 | 54 | 0.50141 | 3.7878 | 17.9652 | 0.37809 | 0.012346 | 0.60957 | 0.018519 | 0.49352 | 0 | 0.09784 | 23.9364 | 0.00038312 | 73 | 0.05 | 1122 | 18.16 | 58.12% | 1 | 8 | 100% | 7%
8264 | MIRABEL 1101781318 | 42091101 | MIRABEL 1101 | 781318 | TRUE | 172.1377 | 172.1377 | 3 | 0.23994 | 2.9016 | 54.8607 | 0 | 1 | 0 | 0 | 0 | 1 | 0 | 15.4862 | 0.00038201 | 74 |  | 3210
9633 | MONTE RIO 11131067 | 42811113 | MONTE RIO 1113 | 1067 | FALSE | 1306.3843 | 1306.3843 | 11 | 0.29603 | 3.4793 | 46.4501 | 0 | 0.58182 | 0.41818 | 0 | 0.41818 | 0.58182 | 0.13636 | 66.5107 | 0.00037762 | 75 | 0.13 | 515 | 36.8 | 36.57% | 2 | 0 | 100% | 100%
10573 | GEYSERVILLE 1102756 | 42891102 | GEYSERVILLE 1102 | 756 | TRUE | 948.4078 | 948.4078 | 7 | 0.26132 | 2.7374 | 21.2309 | 1 | 0 | 0 | 0 | 0 | 0 | 0 | 10.3614 | 0.00037409 | 76 | 0.01 | 2220 | 10 | 0% | 0 | 1 | 100% | 0%
7677 | POINT MORETTI 110136516 | 82931101 | POINT MORETTI 1101 | 36516 | FALSE | 6699.7019 | 6699.7019 | 53 | 0.055898 | 4.9597 | 25.2225 | 0.1673 | 0.14937 | 0.68333 | 0 | 0.54072 | 0.1305 | 0.004717 | 22.1426 | 0.00037131 | 77 | 0.18 | 379 | 32.54 | 68.9% | 12 | 2 | 100% | 100%
3341 | CAMP EVERS 21055146 | 83622105 | CAMP EVERS 2105 | 5146 | FALSE | 9534.7408 | 9534.7408 | 63 | 0.33335 | 3.0352 | 27.3453 | 0.22302 | 0.46481 | 0.30688 | 0.041005 | 0.44048 | 0.25847 | 0.026455 | 13.6772 | 0.00036971 | 78 | 0.14 | 501 | 10 | 32.63% | 11 | 6 | 100% | 100%
2001 | SAN RAFAEL 110839156 | 42011108 | SAN RAFAEL 1108 | 39156 | FALSE | 7678.6279 | 5580.9258 | 62 | 0.50092 | 3.0541 | 38.1289 | 0.29785 | 0.55764 | 0.14451 | 0.051536 | 0.14854 | 0.45772 | 0 | 16.7382 | 0.00036657 | 79 | 0.08 | 760 | 11.08 | 11.96% | 3 | 10 | 63.16% | 97%
6310 | RIO DELL 11024230 | 192251102 | RIO DELL 1102 | 4230 | FALSE | 36923.3874 | 36847.6248 | 59 | 0.073466 | 5.1086 | 13.5128 | 0 | 0.69915 | 0.29661 | 0.49153 | 0.22034 | 0.2839 | 0 | 24.8 | 0.00036561 | 80 | 0.05 | 1031 | 79.5 | 27.47% | 20 | 5 | 99.94% | 0%
8125 | PINE GROVE 1101CB | 163751101 | PINE GROVE 1101 | CB | FALSE | 6922.9717 | 6922.9717 | 57 | 0.28523 | 3.0684 | 28.1402 | 0.43509 | 0.095029 | 0.46637 | 0.27544 | 0.26404 | 0.02193 | 0.01462 | 16.4036 | 0.00036472 | 81 | 0.04 | 1382 | 78.33 | 50.63% | 0 | 5 | 100% | 0%
10113 | CALISTOGA 1101CB | 42711101 | CALISTOGA 1101 | CB | TRUE | 1122.2361 | 221.6704 | 9 | 0.45849 | 2.6664 | 41.6318 | 0.86667 | 0.13333 | 0 | 0 | 0 | 0.13333 | 0 | 6.9172 | 0.00036283 | 82 | 0.04 | 1328 | 39.18 | 43.07% | 2 | 0 | 27.62% | 50%
5361 | HOOPA 11013174 | 192401101 | HOOPA 1101 | 3174 | FALSE | 35498.7494 | 29750.1978 | 162 | 0.24962 | 5.1071 | 18.0058 | 0 | 0.0049971 | 0.99439 | 0.36382 | 0.62631 | 0 | 0.015432 | 41.6833 | 0.00035838 | 83 | 0.11 | 593 | 69.51 | 99.93% | 19 | 10 | 80.04% | 0%
1562 | LAYTONVILLE 110264908 | 42681102 | LAYTONVILLE 1102 | 64908 | FALSE | 10254.7707 | 6238.0239 | 84 | 0.23815 | 5.0964 | 38.5527 | 0.31454 | 0.002381 | 0.68308 | 0.083333 | 0.57336 | 0 | 0 | 13.7167 | 0.00035803 | 84 | 0.02 | 2005 | 21.27 | 61.98% | 6 | 8 | 55.85% | 0%
5852 | PARADISE 1104961990 | 102831104 | PARADISE 1104 | 961990 | FALSE | 10972.2602 | 10972.2602 | 91 | 0.16557 | 3.7742 | 25.976 | 0.17452 | 0.24422 | 0.57329 | 0.070513 | 0.282 | 0.15539 | 0.056515 | 14.4205 | 0.00035642 | 85 |  | 2984
8856 | GARBERVILLE 11028189 | 192221102 | GARBERVILLE 1102 | 8189 | FALSE | 1685.4401 | 1685.4401 | 11 | 0.090116 | 5.3377 | 22.2984 | 0 | 0.54545 | 0.45455 | 0 | 0.45455 | 0.54545 | 0 | 22.803 | 0.00035454 | 86 | 0.04 | 1304 | 78.45 | 65.35% | 2 | 1 | 100% | 0%
8958 | PARADISE 1103772517 | 102831103 | PARADISE 1103 | 772517 | FALSE | 2777.244 | 2777.244 | 24 | 0.18678 | 3.271 | 22.1759 | 0.23056 | 0.2375 | 0.53194 | 0.013889 | 0.30694 | 0.2375 | 0 | 18.1642 | 0.00035423 | 87 |  | 3281
10354 | MIDDLETOWN 1103CB | 43141103 | MIDDLETOWN 1103 | CB | TRUE | 289.8399 | 85.2366 | 4 | 0.26122 | 2.9852 | 13.7135 | 1 | 0 | 0 | 0 | 0 | 0 | 0 | 7.6066 | 0.00035401 | 88 | 0.01 | 2170 | 70.61 | 0% | 0 | 0 | 32.86% | 0%
5734 | APPLE HILL 1104CB | 153661104 | APPLE HILL 1104 | CB | FALSE | 6578.3972 | 6578.3972 | 51 | 0.36611 | 3.4852 | 21.9472 | 0.35359 | 0.086601 | 0.5598 | 0.58922 | 0 | 0.05719 | 0 | 17.9478 | 0.00035059 | 89 | 0.03 | 1474 | 51.46 | 51.9% | 3 | 4 | 100% | 0%
3415 | PARADISE 1104409622 | 102831104 | PARADISE 1104 | 409622 | FALSE | 20757.639 | 20534.7896 | 156 | 0.22978 | 3.2525 | 22.0186 | 0.10412 | 0.10302 | 0.79036 | 0.04403 | 0.31906 | 0.099284 | 0 | 8.0605 | 0.00034981 | 90 |  | 2825
3073 | CAMP EVERS 210510728 | 83622105 | CAMP EVERS 2105 | 10728 | FALSE | 16852.1183 | 16852.1183 | 134 | 0.43056 | 3.4231 | 32.0868 | 0.24966 | 0.39417 | 0.35617 | 0.0063433 | 0.36102 | 0.38298 | 0.055917 | 15.4935 | 0.00034915 | 91 | 0.26 | 183 | 15.41 | 38.24% | 13 | 4 | 100% | 100%
6794 | CAMP EVERS 21055188 | 83622105 | CAMP EVERS 2105 | 5188 | FALSE | 3280.6197 | 3280.6197 | 19 | 0.30519 | 3.0459 | 29.8505 | 0.26316 | 0 | 0.57018 | 0 | 0.34211 | 0 | 0 | 10.9266 | 0.00034885 | 92 | 0.11 | 613 | 10 | 58.42% | 1 | 0 | 100% | 100%
5973 | BEN LOMOND 0401CB | 83040401 | BEN LOMOND 0401 | CB | FALSE | 12509.5528 | 12509.5528 | 106 | 0.22452 | 3.5378 | 32.0167 | 0.10153 | 0.56065 | 0.33783 | 0 | 0.33971 | 0.47244 | 0.044654 | 19.8639 | 0.00034662 | 93 | 0.36 | 82 | 35.82 | 30.8% | 32 | 5 | 100% | 100%
7772 | FRUITLAND 11422006 | 192311142 | FRUITLAND 1142 | 2006 | FALSE | 14941.7424 | 13398.0902 | 75 | 0.17634 | 3.9906 | 16.4726 | 0.066667 | 0.36603 | 0.5673 | 0 | 0.60889 | 0.23111 | 0.066349 | 25.6149 | 0.00034661 | 94 | 0.04 | 1292 | 77.23 | 73.06% | 6 | 2 | 90.12% | 0%
8229 | GARBERVILLE 11012026 | 192221101 | GARBERVILLE 1101 | 2026 | FALSE | 10220.4249 | 10220.4249 | 26 | 0.073593 | 4.9721 | 14.9208 | 0 | 0 | 1 | 0 | 1 | 0 | 0 | 26.5506 | 0.00034659 | 95 | 0.05 | 1125 | 96.55 | 100% | 5 | 1 | 100% | 0%
11028 | NARROWS PH 1151CB | 153131151 | NARROWS PH 1151 | CB | TRUE | 286.9891 | 286.9891 | 2 | 0.01823 | 2.4683 | 0 | 0 | 1 | 0 | 0 | 0 | 0 | 0 | 5.7833 | 0.00034143 | 96 |  | 3629
10365 | CURTIS 170349746 | 163351703 | CURTIS 1703 | 49746 | TRUE | 601.9007 | 601.9007 | 3 | 0.031017 | 2.1589 | 4.2 | 0.88889 | 0 | 0.11111 | 0.11111 | 0 | 0 | 0 | 5.1113 | 0.00034014 | 97 | 0.01 | 2470 | 10 | 15.4% | 0 | 1 | 100% | 0%
7197 | BIG BASIN 110212758 | 82841102 | BIG BASIN 1102 | 12758 | FALSE | 9624.9945 | 9624.9945 | 70 | 0.13163 | 3.5952 | 32.5808 | 0.40214 | 0.15833 | 0.42167 | 0 | 0.42167 | 0.14405 | 0.05119 | 23.29 | 0.00033735 | 98 | 0.21 | 295 | 42.41 | 40.92% | 12 | 2 | 100% | 100%
10776 | GRASS VALLEY 1101528232 | 152031101 | GRASS VALLEY 1101 | 528232 | TRUE | 149.6502 | 149.6502 | 2 | 0.55706 | 3.7426 | 47.8904 | 0 | 1 | 0 | 0 | 1 | 0 | 0 | 14.0747 | 0.00033485 | 99 |  | 3604
10760 | FLINT 1102CB | 152531102 | FLINT 1102 | CB | TRUE | 149.4178 | 149.4178 | 2 | 0.068869 | 2.5542 | 19.3014 | 1 | 0 | 0 | 0 | 0 | 0 | 0 | 6.2501 | 0.00033388 | 100 | 0.01 | 2501 | 10 | 0% | 0 | 0 | 100% | 0%
3834 | STILLWATER 11011320 | 103561101 | STILLWATER 1101 | 1320 | FALSE | 32275.3239 | 31878.2376 | 179 | 0.25736 | 4.3094 | 22.7691 | 0 | 0.078678 | 0.89898 | 0.37151 | 0.35126 | 0.058194 | 0.030912 | 13.1884 | 0.00033316 | 101 | 0.11 | 631 | 23.29 | 80.24% | 9 | 10 | 93.78% | 0%
701 | CAMP EVERS 210512590 | 83622105 | CAMP EVERS 2105 | 12590 | FALSE | 8818.0631 | 8233.9726 | 69 | 0.25372 | 3.478 | 31.9965 | 0.0048309 | 0.42284 | 0.57233 | 0 | 0.59165 | 0.25604 | 0.0048309 | 21.3913 | 0.00032896 | 102 | 0.09 | 707 | 13.11 | 60.2% | 9 | 1 | 87.03% | 86%
7549 | PLACERVILLE 1111CB | 153081111 | PLACERVILLE 1111 | CB | FALSE | 2249.8408 | 2245.2688 | 16 | 0.24739 | 3.1392 | 27.4564 | 0.34687 | 0.5 | 0.15313 | 0.046875 | 0.10625 | 0.5 | 0 | 14.9679 | 0.00032886 | 103 | 0.03 | 1701 | 10 | 61.74% | 2 | 10 | 83.46% | 0%
2049 | FRUITLAND 1141CB | 192311141 | FRUITLAND 1141 | CB | FALSE | 5135.5453 | 5135.5453 | 17 | 0.11478 | 3.8133 | 23.869 | 0.52941 | 0.058824 | 0.41176 | 0 | 0.41176 | 0.058824 | 0 | 28.5326 | 0.00032833 | 104 | 0.03 | 1662 | 94.31 | 31.06% | 2 | 0 | 100% | 0%
1034 | HOOPA 11013290 | 192401101 | HOOPA 1101 | 3290 | FALSE | 21820.8937 | 21820.8937 | 135 | 0.20007 | 5.2217 | 18.4025 | 0.008642 | 0.04 | 0.95136 | 0.76654 | 0.17889 | 0.038519 | 0 | 33.5862 | 0.00032761 | 105 | 0.08 | 805 | 63.86 | 97.01% | 10 | 15 | 100% | 0%
7510 | FRUITLAND 114263170 | 192311142 | FRUITLAND 1142 | 63170 | FALSE | 21717.2784 | 20031.3406 | 86 | 0.12779 | 4.0367 | 18.6237 | 0.16473 | 0.19477 | 0.6405 | 0 | 0.67829 | 0.15698 | 0 | 33.8654 | 0.00032558 | 106 | 0.06 | 909 | 74.2 | 74.01% | 12 | 5 | 90.64% | 0%
5333 | GARBERVILLE 11022500 | 192221102 | GARBERVILLE 1102 | 2500 | FALSE | 25777.1884 | 25777.1884 | 106 | 0.048152 | 4.791 | 18.8563 | 0.27162 | 0.14387 | 0.58451 | 0.41588 | 0.16863 | 0.14387 | 0 | 21.9598 | 0.00032433 | 107 | 0.1 | 678 | 91.67 | 50.61% | 18 | 6 | 100% | 0%
1506 | GARBERVILLE 11011750 | 192221101 | GARBERVILLE 1101 | 1750 | FALSE | 13589.0424 | 13584.4704 | 62 | 0.1746 | 4.5292 | 17.2821 | 0 | 0 | 1 | 0 | 0.58333 | 0 | 0.032258 | 23.8724 | 0.00032404 | 108 | 0.08 | 777 | 85.18 | 100% | 14 | 8 | 96.86% | 0%
6966 | MIDDLETOWN 1102CB | 43141102 | MIDDLETOWN 1102 | CB | TRUE | 1420.4117 | 752.0336 | 12 | 0.51743 | 2.9503 | 32.5059 | 0.88611 | 0 | 0.086111 | 0 | 0.086111 | 0 | 0 | 4.5919 | 0.00032056 | 109 | 0.02 | 2033 | 57.18 | 32.04% | 0 | 1 | 66.6% | 6%
6107 | POINT MORETTI 110139126 | 82931101 | POINT MORETTI 1101 | 39126 | FALSE | 3634.7812 | 3634.7812 | 31 | 0.14347 | 4.2822 | 35.3999 | 0 | 0.67563 | 0.32437 | 0 | 0.32437 | 0.67563 | 0.12097 | 18.6352 | 0.00031627 | 110 | 0.1 | 640 | 14.38 | 26.31% | 9 | 1 | 100% | 100%
10934 | POINT MORETTI 1101CB | 82931101 | POINT MORETTI 1101 | CB | TRUE | 20.574 | 20.574 | 1 | 0.15177 | 2.2747 | 25.1388 | 0 | 1 | 0 | 0 | 0 | 0 | 0 | 0.63993 | 0.00031529 | 111 | 0.02 | 1847 | 13.65 | 6.64% | 0 | 0 | 100% | 7%
3664 | PLACERVILLE 2106CB | 153082106 | PLACERVILLE 2106 | CB | FALSE | 10545.3693 | 10545.3693 | 31 | 0.17629 | 2.9476 | 21.0361 | 0.72581 | 0 | 0.27419 | 0.22581 | 0 | 0 | 0 | 21.3721 | 0.00031506 | 112 | 0.07 | 835 | 17.57 | 15.58% | 1 | 6 | 100% | 72%
1046 | GARBERVILLE 11028652 | 192221102 | GARBERVILLE 1102 | 8652 | FALSE | 21158.9046 | 21158.9046 | 114 | 0.11379 | 4.9633 | 18.3607 | 0.042982 | 0 | 0.95702 | 0.15789 | 0.79912 | 0 | 0.017544 | 21.6871 | 0.0003142 | 113 | 0.11 | 621 | 91.16 | 97.21% | 18 | 2 | 100% | 0%
8797 | CAMP EVERS 210533542 | 83622105 | CAMP EVERS 2105 | 33542 | FALSE | 4316.4835 | 4316.4835 | 39 | 0.07201 | 3.3032 | 26.7622 | 0.44872 | 0.055556 | 0.49573 | 0 | 0.45726 | 0.055556 | 0.025641 | 24.8513 | 0.00031343 | 114 | 0.16 | 432 | 18.6 | 43.01% | 16 | 2 | 100% | 100%
976 | BRUNSWICK 1103CB | 152481103 | BRUNSWICK 1103 | CB | FALSE | 8801.7452 | 2701.0978 | 82 | 0.70778 | 4.0815 | 35.1482 | 0.26986 | 0.30664 | 0.36013 | 0.33867 | 0.31347 | 0.014634 | 0 | 16.233 | 0.00031315 | 115 | 0.03 | 1617 | 52.82 | 37.6% | 9 | 3 | 59.53% | 34%
7447 | BELL 1109CB | 152701109 | BELL 1109 | CB | TRUE | 5601.5402 | 484.8416 | 53 | 0.4579 | 2.7147 | 20.816 | 0.66767 | 0.056604 | 0.24057 | 0.009434 | 0.1934 | 0.056604 | 0 | 14.7154 | 0.00031144 | 116 | 0.02 | 1969 | 10 | 50.92% | 4 | 3 | 76.11% | 0%
10178 | MAPLE CREEK 1101555034 | 192101101 | MAPLE CREEK 1101 | 555034 | FALSE | 4077.2208 | 2404.9179 | 8 | 0.077081 | 4.9883 | 18.963 | 0.625 | 0.375 | 0 | 0 | 0 | 0.375 | 0 | 26.5054 | 0.00031076 | 117 |  | 3508
4341 | PLACERVILLE 210623190 | 153082106 | PLACERVILLE 2106 | 23190 | FALSE | 5918.813 | 5918.813 | 45 | 0.36308 | 3.1518 | 21.6611 | 0.36011 | 0.011111 | 0.62878 | 0.42746 | 0.20132 | 0.011111 | 0 | 13.2767 | 0.00031007 | 118 | 0.03 | 1737 | 24.41 | 66.27% | 0 | 8 | 100% | 2%
7750 | BRUNSWICK 110765574 | 152481107 | BRUNSWICK 1107 | 65574 | TRUE | 2814.0897 | 939.5268 | 23 | 0.76832 | 4.0156 | 33.1944 | 0.79746 | 0 | 0.13514 | 0.13514 | 0 | 0 | 0 | 8.2798 | 0.00030901 | 119 | 0 | 2626 | 10 | 0% | 0 | 0 | 3.06% | 0%
6860 | GARBERVILLE 1101CB | 192221101 | GARBERVILLE 1101 | CB | FALSE | 14152.8775 | 11300.0596 | 87 | 0.25274 | 4.338 | 18.9456 | 0.15192 | 0.02682 | 0.82126 | 0 | 0.66954 | 0.02682 | 0 | 16.5491 | 0.00030831 | 120 | 0.04 | 1249 | 63.36 | 74.83% | 4 | 3 | 74.77% | 0%
368 | POINT MORETTI 11015078 | 82931101 | POINT MORETTI 1101 | 5078 | FALSE | 23873.1972 | 23873.1972 | 154 | 0.096909 | 4.1218 | 36.6984 | 0.14513 | 0.454 | 0.39654 | 0 | 0.40195 | 0.39935 | 0.0032468 | 19.6348 | 0.00030756 | 121 | 0.2 | 307 | 28.41 | 32.64% | 18 | 2 | 100% | 100%
9267 | POTTER VALLEY P H 1105990354 | 42281105 | POTTER VALLEY P H 1105 | 990354 | TRUE | 170.3854 | 170.3854 | 2 |  |  | 15.5732 | 1 | 0 | 0 | 0 | 0 | 0 | 0 |  | 0.00030725 | 122 | 0.01 | 2350 | 10 | 0% | 0 | 0 | 100% | 0%
6762 | HOOPA 11013304 | 192401101 | HOOPA 1101 | 3304 | FALSE | 27901.6416 | 27901.6416 | 88 | 0.18558 | 4.7576 | 16.1945 | 0.011364 | 0.039773 | 0.94886 | 0.43939 | 0.3589 | 0.017045 | 0.012626 | 42.0137 | 0.00030684 | 123 | 0.09 | 697 | 82.57 | 98.71% | 15 | 4 | 100% | 0%
1486 | BEN LOMOND 1101BL 1101 | 83041101 | BEN LOMOND 1101 | BL 1101 | FALSE | 13568.3761 | 13568.3761 | 101 | 0.11429 | 3.4682 | 34.8644 | 0.0066007 | 0.59087 | 0.39956 | 0 | 0.38966 | 0.35963 | 0.040209 | 22.5345 | 0.00030613 | 124 | 0.23 | 240 | 33.94 | 41.85% | 31 | 2 | 100% | 100%
5378 | DIAMOND SPRINGS 1105CB | 152261105 | DIAMOND SPRINGS 1105 | CB | FALSE | 7588.8389 | 3330.3293 | 47 | 0.48092 | 2.7848 | 18.2463 | 0.3383 | 0.39716 | 0.26454 | 0.10071 | 0.16383 | 0.39716 | 0 | 10.4831 | 0.0003055 | 125 | 0.02 | 1982 | 10 | 14.23% | 0 | 1 | 31.56% | 62%
2725 | BIG BASIN 110212124 | 82841102 | BIG BASIN 1102 | 12124 | FALSE | 7217.2962 | 7217.2962 | 59 | 0.095538 | 3.5181 | 31.2583 | 0.053955 | 0.58616 | 0.35989 | 0.031073 | 0.47853 | 0.41667 | 0.076271 | 20.9729 | 0.000304 | 126 | 0.11 | 624 | 10 | 33.1% | 2 | 2 | 100% | 100%
1790 | CAMP EVERS 210510912 | 83622105 | CAMP EVERS 2105 | 10912 | FALSE | 7824.9032 | 7824.9032 | 54 | 0.039577 | 3.6814 | 26.0321 | 0.22901 | 0.16914 | 0.60185 | 0 | 0.58673 | 0.098148 | 0.063889 | 24.8307 | 0.00030255 | 127 | 0.23 | 250 | 57.15 | 56.28% | 17 | 4 | 100% | 100%
5548 | ANTLER 11011384 | 103271101 | ANTLER 1101 | 1384 | FALSE | 14709.9253 | 14709.9253 | 106 | 0.3931 | 4.2445 | 34.928 | 0 | 0.012893 | 0.98711 | 0.93514 | 0.060142 | 0.004717 | 0 | 24.2561 | 0.00030207 | 128 | 0.08 | 798 | 10 | 98.19% | 3 | 9 | 97.22% | 0%
4226 | RIO DELL 1102772210 | 192251102 | RIO DELL 1102 | 772210 | FALSE | 5622.5297 | 1329.7793 | 32 | 0.37626 | 4.0402 | 14.2957 | 0.45833 | 0.36458 | 0.17708 | 0 | 0.17708 | 0.36458 | 0 | 38.1642 | 0.0003009 | 129 |  | 2876
9485 | CAMP EVERS 2106834583 | 83622106 | CAMP EVERS 2106 | 834583 | TRUE | 981.0329 | 981.0329 | 7 | 0.17395 | 3.3623 | 27.9331 | 0 | 0.71429 | 0.28571 | 0 | 0.28571 | 0.71429 | 0 | 21.7514 | 0.00030071 | 130 | 0.07 | 876 | 39.09 | 36.91% | 0 | 0 | 100% | 69%
7783 | MIRABEL 110257840 | 42091102 | MIRABEL 1102 | 57840 | FALSE | 4238.9331 | 4238.9331 | 29 | 0.28432 | 3.4597 | 50.7418 | 0.37586 | 0.2569 | 0.36724 | 0 | 0.34138 | 0.2569 | 0 | 28.9425 | 0.00029837 | 131 | 0.12 | 563 | 51.58 | 26.12% | 5 | 1 | 100% | 100%
3291 | FRUITLAND 11426054 | 192311142 | FRUITLAND 1142 | 6054 | FALSE | 11579.672 | 11579.672 | 58 | 0.09719 | 3.9079 | 18.4255 | 0.26724 | 0.025862 | 0.7069 | 0.022989 | 0.68103 | 0.025862 | 0 | 25.32 | 0.00029784 | 132 | 0.06 | 972 | 81.79 | 49.67% | 26 | 9 | 100% | 0%
1557 | WILLOW CREEK 11015002 | 192171101 | WILLOW CREEK 1101 | 5002 | FALSE | 22234.4783 | 21939.7249 | 161 | 0.25859 | 3.8168 | 15.8724 | 0.07764 | 0.0015528 | 0.91382 | 0.02795 | 0.88898 | 0.0015528 | 0.026915 | 36.027 | 0.00029646 | 133 | 0.18 | 388 | 51.11 | 93.52% | 24 | 21 | 94.53% | 2%
9331 | WILLOW CREEK 1102CB | 192171102 | WILLOW CREEK 1102 | CB | FALSE | 11789.4236 | 11789.4236 | 71 | 0.22442 | 3.8322 | 19.1122 | 0.030516 | 0.0098592 | 0.94977 | 0.10845 | 0.43357 | 0.0046948 | 0.0070423 | 41.3738 | 0.00029554 | 134 | 0.15 | 462 | 78.43 | 99.3% | 9 | 9 | 100% | 47%
8260 | DIAMOND SPRINGS 1106762780 | 152261106 | DIAMOND SPRINGS 1106 | 762780 | TRUE | 1282.4551 | 400.767 | 11 | 0.39087 | 2.9542 | 18.6401 | 0 | 0 | 0.95455 | 0.28788 | 0.66667 | 0 | 0 | 11.8493 | 0.0002944 | 135 |  | 3209
9847 | PENRYN 1105CB | 152561105 | PENRYN 1105 | CB | TRUE | 1663.8056 | 978.5043 | 7 | 0.24901 | 2.2054 | 20.8943 | 0.92857 | 0 | 0.071429 | 0 | 0.071429 | 0 | 0 | 6.9705 | 0.00029336 | 136 | 0 | 2630 | 10 | 0% | 0 | 0 | 3.68% | 0%
6136 | BIG TREES 0402737512 | 83050402 | BIG TREES 0402 | 737512 | FALSE | 11180.7593 | 10917.3933 | 89 | 0.24341 | 2.9549 | 30.5685 | 0.16994 | 0.53407 | 0.29599 | 0.014045 | 0.36501 | 0.451 | 0.071536 | 22.2525 | 0.0002931 | 137 |  | 3008
4174 | CAMP EVERS 210610718 | 83622106 | CAMP EVERS 2106 | 10718 | FALSE | 13624.5702 | 13624.5702 | 98 | 0.19954 | 3.6327 | 28.2809 | 0.023324 | 0.29891 | 0.67777 | 0.0029155 | 0.67777 | 0.29891 | 0.030612 | 15.7572 | 0.00029137 | 138 | 0.18 | 381 | 22.33 | 66.06% | 7 | 3 | 100% | 100%
7918 | FORESTHILL 1102CB | 152181102 | FORESTHILL 1102 | CB | FALSE | 2646.4634 | 2646.4634 | 13 | 0.27426 | 3.8111 | 17.7319 | 0.13675 | 0.017094 | 0.84615 | 0.84615 | 0 | 0 | 0 | 13.8106 | 0.00028983 | 139 | 0.2 | 342 | 87.7 | 97.59% | 0 | 0 | 100% | 100%
940 | CAMP EVERS 210511384 | 83622105 | CAMP EVERS 2105 | 11384 | FALSE | 8402.4777 | 8402.4777 | 59 | 0.17013 | 3.0352 | 33.8927 | 0.29399 | 0.38834 | 0.31768 | 0 | 0.33378 | 0.37224 | 0.025424 | 23.7533 | 0.00028937 | 140 | 0.11 | 603 | 10 | 25.57% | 1 | 1 | 100% | 100%
6771 | HALSEY 1102CB | 152241102 | HALSEY 1102 | CB | FALSE | 12882.1278 | 12682.5013 | 86 | 0.27166 | 3.0153 | 28.0831 | 0.34787 | 0.15504 | 0.49709 | 0.021318 | 0.48256 | 0.12209 | 0 | 19.2313 | 0.00028932 | 141 | 0.03 | 1441 | 10 | 41.48% | 9 | 5 | 100% | 0%
7551 | GARBERVILLE 1101438596 | 192221101 | GARBERVILLE 1101 | 438596 | FALSE | 17736.2716 | 17736.2716 | 69 | 0.1607 | 5.0493 | 19.3006 | 0.028986 | 0 | 0.97101 | 0.48188 | 0.48913 | 0 | 0.0028986 | 21.4803 | 0.00028911 | 142 |  | 3135
9711 | BRUNSWICK 1103262343 | 152481103 | BRUNSWICK 1103 | 262343 | FALSE | 1232.8709 | 1232.8709 | 11 | 0.37021 | 4.0924 | 60.104 | 0 | 0.87273 | 0.090909 | 0 | 0.62273 | 0.34091 | 0 | 20.0622 | 0.00028891 | 143 |  | 3404
1316 | SHADY GLEN 1101CB | 152431101 | SHADY GLEN 1101 | CB | FALSE | 8798.7393 | 5676.9517 | 72 | 0.31896 | 3.4151 | 31.2531 | 0.18856 | 0.53456 | 0.26763 | 0.21323 | 0.32368 | 0.14815 | 0.029514 | 12.7332 | 0.00028651 | 144 | 0.03 | 1655 | 59.42 | 32.95% | 0 | 5 | 80.65% | 0%
1825 | FORT BRAGG A 11014622 | 42761101 | FORT BRAGG A 1101 | 4622 | FALSE | 21650.6648 | 21650.6648 | 109 | 0.22343 | 2.9256 | 53.2784 | 0 | 0.95657 | 0.043425 | 0.042813 | 0.23547 | 0.71804 | 0 | 20.5002 | 0.00028635 | 145 | 0.07 | 819 | 19.32 | 4.8% | 12 | 12 | 100% | 0%
1412 | PLACERVILLE 1109CB | 153081109 | PLACERVILLE 1109 | CB | FALSE | 17781.8863 | 17449.8742 | 133 | 0.31079 | 3.1518 | 19.351 | 0.14696 | 0.41604 | 0.43199 | 0.28902 | 0.28416 | 0.27485 | 0 | 13.3455 | 0.00028585 | 146 | 0.01 | 2216 | 10 | 0% | 0 | 1 | 100% | 0%
5803 | BEN LOMOND 04015206 | 83040401 | BEN LOMOND 0401 | 5206 | FALSE | 11520.3774 | 11520.3774 | 78 | 0.060767 | 3.4436 | 25.4477 | 0 | 0.30684 | 0.69316 | 0.040598 | 0.42265 | 0.26624 | 0.059402 | 24.3445 | 0.00028525 | 147 | 0.17 | 411 | 20.35 | 52.81% | 22 | 2 | 100% | 100%
7410 | RIO DELL 11028852 | 192251102 | RIO DELL 1102 | 8852 | FALSE | 7650.5094 | 7473.9899 | 46 | 0.094777 | 3.7444 | 13.2002 | 0 | 0.66667 | 0.33333 | 0.086957 | 0.83696 | 0.076087 | 0 | 22.0488 | 0.00028421 | 148 | 0.02 | 2085 | 61.67 | 39.96% | 1 | 3 | 79.33% | 0%
6422 | BIG BASIN 11029741 | 82841102 | BIG BASIN 1102 | 9741 | FALSE | 1036.4661 | 1036.4661 | 10 | 0.10869 | 3.5201 | 32.5429 | 0 | 0.56667 | 0.43333 | 0 | 0.43333 | 0.56667 | 0 | 18.3154 | 0.00028291 | 149 | 0.11 | 601 | 10 | 32.18% | 5 | 0 | 100% | 100%
6207 | CAMP EVERS 210584166 | 83622105 | CAMP EVERS 2105 | 84166 | FALSE | 13898.1694 | 13231.1785 | 97 | 0.24219 | 3.2171 | 30.7819 | 0.30464 | 0.11804 | 0.57732 | 0 | 0.57732 | 0.11804 | 0.011168 | 16.6883 | 0.0002829 | 150 |  | 3013
3039 | BIG BASIN 110110296 | 82841101 | BIG BASIN 1101 | 10296 | FALSE | 23203.5804 | 23203.5804 | 181 | 0.094126 | 3.5121 | 40.5021 | 0.0050645 | 0.45681 | 0.53812 | 0.013812 | 0.49899 | 0.3768 | 0.025046 | 23.5615 | 0.00028227 | 151 | 0.46 | 36 | 15.65 | 52.28% | 39 | 5 | 100% | 100%
7034 | DIAMOND SPRINGS 110699658 | 152261106 | DIAMOND SPRINGS 1106 | 99658 | TRUE | 4406.3905 | 0 | 39 | 0.57879 | 2.9542 | 20.0038 | 0.36615 | 0.096581 | 0.53727 | 0.15272 | 0.38455 | 0.096581 | 0 | 6.4802 | 0.00027979 | 152 | 0.02 | 1769 | 10 | 100% | 3 | 3 | 39.71% | 0%
10320 | DIAMOND SPRINGS 1106926235 | 152261106 | DIAMOND SPRINGS 1106 | 926235 | TRUE | 416.1419 | 305.3669 | 4 | 0.42815 | 2.8897 | 16.9304 | 0 | 1 | 0 | 0 | 0 | 1 | 0 | 6.3086 | 0.00027977 | 153 |  | 3532
10309 | BOLINAS 1101806 | 42261101 | BOLINAS 1101 | 806 | FALSE | 4898.4533 | 4898.4533 | 17 | 0.18896 | 3.3974 | 43.8833 | 0.61765 | 0.11765 | 0.26471 | 0 | 0.38235 | 0 | 0.058824 | 33.9685 | 0.00027974 | 154 | 0.14 | 492 | 88.69 | 5.76% | 0 | 3 | 100% | 100%
5836 | BRUNSWICK 1103851116 | 152481103 | BRUNSWICK 1103 | 851116 | TRUE | 405.8442 | 316.0008 | 4 | 0.30082 | 4.0803 | 32.2369 | 0 | 0.3 | 0.65833 | 0.25 | 0.70833 | 0 | 0 | 22.5847 | 0.00027959 | 155 |  | 2981
9989 | ORO FINO 11022236 | 103031102 | ORO FINO 1102 | 2236 | FALSE | 4120.4561 | 4120.4561 | 11 | 0.016445 | 4.0055 | 13.4594 | 0.69697 | 0 | 0.30303 | 0.21212 | 0 | 0 | 0 | 16.7958 | 0.00027956 | 156 | 0.12 | 568 | 88.37 | 18.46% | 0 | 3 | 100% | 100%
7941 | FRUITLAND 11426064 | 192311142 | FRUITLAND 1142 | 6064 | FALSE | 13322.7276 | 10776.9352 | 66 | 0.23445 | 3.9373 | 15.4364 | 0 | 0 | 0.99495 | 0 | 0.80278 | 0 | 0 | 32.8914 | 0.00027944 | 157 | 0.08 | 796 | 80.96 | 100% | 2 | 4 | 77.51% | 0%
4269 | BRUNSWICK 110378862 | 152481103 | BRUNSWICK 1103 | 78862 | TRUE | 1804.4635 | 123.6088 | 17 | 0.68459 | 4.0733 | 34.2473 | 0 | 0.55615 | 0.41444 | 0.35339 | 0.6172 | 0 | 0.058824 | 18.6617 | 0.00027939 | 158 | 0.02 | 1762 | 75.08 | 56.54% | 0 | 0 | 62.09% | 0%
4445 | PINE GROVE 1102467560 | 163751102 | PINE GROVE 1102 | 467560 | FALSE | 3279.179 | 3279.179 | 27 | 0.017 | 3.4335 | 16.5447 | 0.30988 | 0 | 0.6716 | 0.38765 | 0.28395 | 0 | 0.012346 | 24.9797 | 0.00027911 | 159 |  | 2891
471 | BIG BASIN 11015028 | 82841101 | BIG BASIN 1101 | 5028 | FALSE | 8087.7219 | 8087.7219 | 59 | 0.21144 | 3.5848 | 44.0968 | 0.05986 | 0.24052 | 0.69962 | 0.007533 | 0.56894 | 0.24052 | 0.032082 | 20.5373 | 0.00027873 | 160 | 0.19 | 366 | 16.47 | 66.18% | 6 | 3 | 100% | 100%
4962 | MONTE RIO 1113652 | 42811113 | MONTE RIO 1113 | 652 | FALSE | 2607.8717 | 2607.8717 | 25 | 0.18439 | 3.6058 | 42.1296 | 0.24833 | 0.18067 | 0.571 | 0 | 0.28833 | 0.16067 | 0.014667 | 30.7281 | 0.00027854 | 161 | 0.17 | 423 | 74.26 | 59.28% | 4 | 0 | 100% | 100%
851 | HIGGINS 1110861610 | 152691110 | HIGGINS 1110 | 861610 | FALSE | 11222.3603 | 1689.7743 | 99 | 0.41128 | 2.9177 | 29.6613 | 0.35993 | 0 | 0.64007 | 0 | 0.60976 | 0 | 0.057239 | 12.8295 | 0.00027833 | 162 |  | 2695
10026 | SARATOGA 1103981056 | 83371103 | SARATOGA 1103 | 981056 | TRUE | 227.7546 | 132.017 | 2 | 0.34153 | 1.7867 | 16.9722 | 0 | 1 | 0 | 0 | 0 | 1 | 0 | 13.7125 | 0.00027805 | 163 |  | 3476
2530 | BRUNSWICK 111061602 | 152481110 | BRUNSWICK 1110 | 61602 | FALSE | 17974.447 | 15796.3436 | 137 | 0.29438 | 3.7614 | 36.1287 | 0.30744 | 0.21181 | 0.46469 | 0.28309 | 0.39341 | 0 | 0.010949 | 15.139 | 0.00027732 | 164 | 0.02 | 1971 | 27.44 | 52.21% | 4 | 4 | 73.99% | 0%
1522 | RIO DELL 11021504 | 192251102 | RIO DELL 1102 | 1504 | FALSE | 19432.0475 | 17454.8051 | 64 | 0.13076 | 3.636 | 13.109 | 0.45104 | 0.22865 | 0.32031 | 0 | 0.33906 | 0.2099 | 0 | 29.9275 | 0.00027686 | 165 | 0.02 | 1801 | 77.84 | 6.43% | 4 | 1 | 69.81% | 0%
5782 | GARBERVILLE 11026084 | 192221102 | GARBERVILLE 1102 | 6084 | FALSE | 24635.3535 | 24635.3535 | 120 | 0.085074 | 5.186 | 21.3352 | 0 | 0.0125 | 0.9875 | 0.13472 | 0.86528 | 0 | 0.0083333 | 23.7805 | 0.00027675 | 166 | 0.18 | 368 | 81.94 | 99.24% | 23 | 2 | 100% | 0%
8754 | NOTRE DAME 11042408 | 102041104 | NOTRE DAME 1104 | 2408 | FALSE | 22439.0865 | 18541.2413 | 76 | 0.14016 | 2.9383 | 21.6716 | 0.47917 | 0 | 0.52083 | 0.013158 | 0.50768 | 0 | 0.0032895 | 3.8136 | 0.00027566 | 167 | 0.05 | 1085 | 23.06 | 36.02% | 1 | 3 | 81.2% | 47%
3119 | BIG BASIN 1101CB | 82841101 | BIG BASIN 1101 | CB | FALSE | 7486.7827 | 7486.7827 | 45 | 0.07301 | 5.0367 | 41.0915 | 0.50556 | 0.022222 | 0.47222 | 0 | 0.47222 | 0.022222 | 0.022222 | 21.3532 | 0.00027461 | 168 | 0.14 | 506 | 77.94 | 33.87% | 2 | 0 | 100% | 100%
1900 | PLACERVILLE 1111508410 | 153081111 | PLACERVILLE 1111 | 508410 | FALSE | 8406.5825 | 7530.8771 | 73 | 0.54354 | 2.9641 | 25.3246 | 0.24827 | 0.11624 | 0.63353 | 0.031637 | 0.60189 | 0.11233 | 0.020548 | 12.0023 | 0.0002728 | 169 |  | 2754
7574 | CAMP EVERS 210611006 | 83622106 | CAMP EVERS 2106 | 11006 | FALSE | 3281.0215 | 3281.0215 | 24 | 0.40442 | 3.0352 | 37.5382 | 0.18056 | 0.58333 | 0.23611 | 0 | 0.42708 | 0.39236 | 0.010417 | 19.1617 | 0.00027097 | 170 | 0.09 | 699 | 10 | 22.12% | 2 | 1 | 100% | 100%
1460 | PARADISE 1105121988 | 102831105 | PARADISE 1105 | 121988 | FALSE | 11219.1712 | 11219.1712 | 92 | 0.17494 | 4.2073 | 28.5695 | 0.052989 | 0 | 0.94701 | 0.40987 | 0 | 0 | 0 | 17.4108 | 0.00027094 | 171 |  | 2725
6041 | CAMP EVERS 210694770 | 83622106 | CAMP EVERS 2106 | 94770 | FALSE | 6459.1608 | 3806.5671 | 55 | 0.53557 | 2.8127 | 23.8279 | 0.28141 | 0.36187 | 0.35672 | 0.016162 | 0.29308 | 0.31111 | 0.051515 | 10.5815 | 0.00027047 | 172 | 0.1 | 658 | 10 | 36.19% | 10 | 8 | 66.11% | 100%
1103 | HOOPA 1101CB | 192401101 | HOOPA 1101 | CB | FALSE | 63333.9358 | 37375.4287 | 440 | 0.27613 | 4.0294 | 19.398 | 0.013112 | 0.022448 | 0.96444 | 0.051596 | 0.768 | 0.02 | 0 | 28.543 | 0.00026939 | 173 | 0.09 | 716 | 59.02 | 97.73% | 17 | 6 | 56.28% | 0%
10523 | CAMP EVERS 2104710556 | 83622104 | CAMP EVERS 2104 | 710556 | TRUE | 81.8649 | 65.863 | 2 | 0.44169 | 2.8546 | 23.8161 | 0 | 0.3 | 0.7 | 0 | 0.7 | 0.3 | 0 | 13.3346 | 0.00026928 | 174 |  | 3566
10111 | ALLEGHANY 11011101/2 | 152101101 | ALLEGHANY 1101 | 1101/2 | TRUE | 32.8824 | 32.8824 | 1 |  |  | 10.6644 | 0 | 0 | 1 | 1 | 0 | 0 | 0 |  | 0.00026849 | 175 |  | 3493
3489 | WEIMAR 1101CB | 152491101 | WEIMAR 1101 | CB | FALSE | 14897.5939 | 14897.5939 | 116 | 0.19634 | 3.3569 | 24.4899 | 0.12888 | 0.33473 | 0.53516 | 0.40298 | 0.34565 | 0.10977 | 0.02227 | 13.8945 | 0.00026838 | 176 | 0.05 | 1093 | 10 | 51.97% | 4 | 11 | 100% | 0%
7350 | SUMMIT 1101CB | 152591101 | SUMMIT 1101 | CB | TRUE | 221.0797 | 221.0797 | 2 | 0.31794 | 5.0726 | 27.6559 | 1 | 0 | 0 | 0 | 0 | 0 | 0 | 91.9485 | 0.0002671 | 177 | 0.02 | 1855 | 10 | 0% | 0 | 1 | 100% | 0%
5057 | WEIMAR 11012764 | 152491101 | WEIMAR 1101 | 2764 | FALSE | 9871.3778 | 9871.3778 | 68 | 0.14214 | 3.3374 | 30.0793 | 0.19048 | 0.25004 | 0.55949 | 0.34804 | 0.21145 | 0.25004 | 0.004902 | 13.8803 | 0.0002671 | 178 | 0.03 | 1608 | 10 | 51% | 1 | 6 | 100% | 0%
4882 | NARROWS 210276952 | 153132102 | NARROWS 2102 | 76952 | FALSE | 18206.8026 | 3648.4496 | 161 | 0.3469 | 3.0938 | 24.1856 | 0.16433 | 0 | 0.83463 | 0 | 0.71198 | 0 | 0.0031056 | 24.9607 | 0.00026698 | 179 | 0.02 | 1984 | 10 | 96.43% | 1 | 1 | 31.95% | 0%
5707 | FLINT 1101958726 | 152531101 | FLINT 1101 | 958726 | FALSE | 1647.4395 | 1605.4653 | 13 | 0.53798 | 2.5542 | 16.744 | 0 | 0.30678 | 0.66758 | 0 | 0.66758 | 0.21245 | 0 | 8.1847 | 0.00026566 | 180 |  | 2975
7968 | BUCKS CREEK 1101CB | 102211101 | BUCKS CREEK 1101 | CB | FALSE | 7724.4676 | 7724.4676 | 13 | 0.16372 | 4.5349 | 44.086 | 0 | 0.82051 | 0.17949 | 0.67949 | 0.15385 | 0 | 0 | 45.6347 | 0.00026518 | 181 | 0.08 | 787 | 83.61 | 6.12% | 5 | 12 | 100% | 23%
8214 | BRUNSWICK 1106CB | 152481106 | BRUNSWICK 1106 | CB | FALSE | 14175.8367 | 14066.7084 | 88 | 0.15376 | 3.9833 | 32.2966 | 0.26932 | 0.30871 | 0.41515 | 0.38201 | 0.33049 | 0.011364 | 0 | 19.7735 | 0.00026507 | 182 | 0.12 | 574 | 76.27 | 34.63% | 3 | 2 | 96.43% | 64%
6679 | LAYTONVILLE 11011760 | 42681101 | LAYTONVILLE 1101 | 1760 | FALSE | 20336.5883 | 15610.272 | 73 | 0.13952 | 5.0886 | 40.9191 | 0.091324 | 0 | 0.74201 | 0.041096 | 0.54338 | 0 | 0 | 21.3477 | 0.00026452 | 183 | 0.04 | 1210 | 83.1 | 88.6% | 5 | 4 | 64.9% | 0%
5393 | GARBERVILLE 11024744 | 192221102 | GARBERVILLE 1102 | 4744 | FALSE | 32972.1771 | 27938.0536 | 161 | 0.17627 | 4.7813 | 18.387 | 0.039337 | 0.59948 | 0.36118 | 0.25031 | 0.12277 | 0.58758 | 0 | 15.8976 | 0.00026417 | 184 | 0.05 | 1066 | 50.89 | 35.22% | 7 | 3 | 83.26% | 0%
2373 | KONOCTI 1102965078 | 43311102 | KONOCTI 1102 | 965078 | FALSE | 11264.1399 | 10089.0761 | 59 | 0.14618 | 2.7257 | 35.098 | 0.30085 | 0.30311 | 0.39605 | 0.28475 | 0.24492 | 0.090395 | 0 | 8.424 | 0.00026416 | 185 |  | 2774
1226 | FORT ROSS 11212987 | 42851121 | FORT ROSS 1121 | 2987 | FALSE | 3171.9583 | 3171.9583 | 18 | 0.11294 | 4.4925 | 53.9257 | 0 | 0 | 1 | 0 | 1 | 0 | 0.018519 | 16.7504 | 0.0002636 | 186 | 0.17 | 410 | 87.01 | 100% | 0 | 1 | 100% | 84%
8628 | POINT MORETTI 11015401 | 82931101 | POINT MORETTI 1101 | 5401 | FALSE | 4047.5171 | 4047.5171 | 34 | 0.053879 | 4.4317 | 28.8563 | 0 | 0.54902 | 0.45098 | 0 | 0.57598 | 0.42402 | 0.014706 | 19.5286 | 0.0002635 | 187 | 0.12 | 576 | 35.78 | 49.53% | 3 | 0 | 100% | 100%
3804 | POINT MORETTI 110110726 | 82931101 | POINT MORETTI 1101 | 10726 | FALSE | 16936.721 | 16936.721 | 124 | 0.073484 | 4.5054 | 38.519 | 0.10981 | 0.39624 | 0.49126 | 0 | 0.57043 | 0.28723 | 0.013441 | 20.0182 | 0.00026294 | 188 | 0.18 | 396 | 11.85 | 44.34% | 15 | 5 | 100% | 100%
6378 | WOODACRE 11011238 | 43021101 | WOODACRE 1101 | 1238 | FALSE | 5923.8162 | 5923.8162 | 30 | 0.13283 | 2.834 | 45.3028 | 0.3123 | 0.49206 | 0.19563 | 0.016667 | 0.19563 | 0.4754 | 0.016667 | 26.83 | 0.00026272 | 189 | 0.19 | 349 | 94.44 | 22.55% | 16 | 2 | 100% | 100%
9051 | BRUNSWICK 1103956424 | 152481103 | BRUNSWICK 1103 | 956424 | FALSE | 2618.2583 | 1661.8272 | 21 | 0.29044 | 4.0894 | 34.5601 | 0 | 0.73333 | 0.21905 | 0.1619 | 0.44524 | 0.34524 | 0 | 23.6083 | 0.00026235 | 190 |  | 3301
2793 | CAMP EVERS 21065302 | 83622106 | CAMP EVERS 2106 | 5302 | FALSE | 9546.4932 | 9546.4932 | 57 | 0.16402 | 3.2042 | 27.2454 | 0.070175 | 0.0087719 | 0.91228 | 0 | 0.53626 | 0.0087719 | 0 | 21.7192 | 0.00026232 | 191 | 0.25 | 206 | 48.14 | 77.43% | 11 | 0 | 100% | 96%
10455 | POTTER VALLEY P H 1104CB | 42281104 | POTTER VALLEY P H 1104 | CB | TRUE | 158.4451 | 158.4451 | 2 |  |  | 17.4575 | 0.8 | 0.2 | 0 | 0 | 0 | 0.2 | 0 |  | 0.00026209 | 192 | 0.01 | 2204 | 10 | 0% | 0 | 0 | 100% | 0%
685 | MONTE RIO 1113524 | 42811113 | MONTE RIO 1113 | 524 | FALSE | 10078.6837 | 10078.6837 | 76 | 0.3994 | 3.5918 | 51.238 | 0.18311 | 0.4989 | 0.31798 | 0.12829 | 0.30482 | 0.36404 | 0.091447 | 53.5614 | 0.00026116 | 193 | 0.3 | 138 | 72.72 | 28.23% | 16 | 4 | 100% | 100%
6240 | SILVERADO 2104722 | 43432104 | SILVERADO 2104 | 722 | FALSE | 12705.3582 | 12705.3582 | 99 | 0.21515 | 2.6141 | 30.6019 | 0.2766 | 0.003367 | 0.71549 | 0 | 0.23047 | 0.003367 | 0 | 14.3216 | 0.00026082 | 194 | 0.17 | 424 | 65.76 | 63.09% | 2 | 4 | 100% | 100%
11067 | BRUNSWICK 1104761310 | 152481104 | BRUNSWICK 1104 | 761310 | TRUE | 43.1053 | 43.1053 | 1 |  |  | 2.1123 | 0 | 0 | 1 | 1 | 0 | 0 | 0 |  | 0.00026016 | 195 | 0.15 | 470 | 37.58 | 100% | 0 | 0 | 100% | 100%
130 | CAMP EVERS 21055232 | 83622105 | CAMP EVERS 2105 | 5232 | FALSE | 7264.9547 | 7264.9547 | 50 | 0.12277 | 3.0913 | 31.5536 | 0 | 0.5345 | 0.4655 | 0 | 0.60383 | 0.38367 | 0.0375 | 20.6286 | 0.00025977 | 196 | 0.14 | 482 | 18.45 | 49.44% | 6 | 6 | 100% | 100%
9887 | NOVATO 1104676060 | 42211104 | NOVATO 1104 | 676060 | TRUE | 1407.162 | 722.7771 | 9 | 0.29972 | 2.1047 | 41.5729 | 0.75556 | 0.24444 | 0 | 0 | 0 | 0.24444 | 0 | 7.672 | 0.00025905 | 197 |  | 3446
4244 | BRUNSWICK 1104CB | 152481104 | BRUNSWICK 1104 | CB | TRUE | 2139.8633 | 621.7387 | 28 | 0.83792 | 4.0311 | 25.5498 | 0.35655 | 0.16607 | 0.43571 | 0.39286 | 0.13571 | 0.0089286 | 0 | 5.9453 | 0.00025903 | 198 | 0.01 | 2587 | 10 | 53.96% | 0 | 0 | 63.09% | 0%
7122 | CAMP EVERS 210510786 | 83622105 | CAMP EVERS 2105 | 10786 | FALSE | 7392.1952 | 7392.1952 | 58 | 0.11261 | 3.7457 | 29.565 | 0.025 | 0.022031 | 0.95297 | 0 | 0.46796 | 0.022031 | 0.047414 | 24.2905 | 0.00025715 | 199 | 0.22 | 264 | 29.75 | 98.51% | 7 | 0 | 100% | 100%
8365 | GRASS VALLEY 110358498 | 152031103 | GRASS VALLEY 1103 | 58498 | FALSE | 3648.0777 | 1920.6561 | 34 | 0.47909 | 3.7471 | 31.0228 | 0.5007 | 0.11029 | 0.32948 | 0.29167 | 0.1187 | 0 | 0.0073529 | 15.3214 | 0.00025665 | 200 | 0.01 | 2187 | 10 | 37.4% | 0 | 2 | 23.91% | 0%
3510 | MONTE RIO 1111140 | 42811111 | MONTE RIO 1111 | 140 | FALSE | 13525.925 | 13525.925 | 96 | 0.23041 | 3.5859 | 56.1342 | 0.33453 | 0.43158 | 0.23389 | 0.095631 | 0.24 | 0.32776 | 0.0068576 | 57.8629 | 0.0002562 | 201 | 0.19 | 359 | 49.96 | 28.63% | 14 | 1 | 100% | 100%
4884 | PLACERVILLE 1112CB | 153081112 | PLACERVILLE 1112 | CB | FALSE | 15016.5066 | 13697.3672 | 117 | 0.42369 | 2.9789 | 16.5908 | 0.38998 | 0.13303 | 0.46844 | 0.26439 | 0.23824 | 0.094573 | 0.0017094 | 10.9263 | 0.00025615 | 202 | 0.03 | 1735 | 10 | 47.53% | 2 | 8 | 81.02% | 0%
2140 | BRUNSWICK 1102CB | 152481102 | BRUNSWICK 1102 | CB | FALSE | 10098.7974 | 10098.7974 | 73 | 0.20786 | 4.0547 | 26.0322 | 0.24552 | 0.13636 | 0.61127 | 0.54027 | 0.20737 | 0 | 0 | 19.9198 | 0.000256 | 203 | 0.05 | 1109 | 51.95 | 61.35% | 4 | 0 | 99.87% | 31%
7997 | CAMP EVERS 210411048 | 83622104 | CAMP EVERS 2104 | 11048 | FALSE | 2138.5875 | 1473.7073 | 19 | 0.56049 | 2.9801 | 30.5574 | 0.39211 | 0.32105 | 0.28684 | 0 | 0.32632 | 0.28158 | 0.013158 | 8.3829 | 0.00025575 | 204 | 0.05 | 1077 | 10 | 18.94% | 3 | 1 | 63.94% | 100%
10098 | RALSTON 1101100040 | 24141101 | RALSTON 1101 | 100040 | FALSE | 1340.2293 | 1324.2274 | 7 | 0.35549 | 1.7906 | 16.7922 | 0.35714 | 0.64286 | 0 | 0 | 0.21429 | 0.42857 | 0 | 61.9573 | 0.00025542 | 205 |  | 3490
6971 | WILLOW CREEK 11037514 | 192171103 | WILLOW CREEK 1103 | 7514 | FALSE | 16121.906 | 14595.7178 | 118 | 0.24151 | 3.6773 | 19.2534 | 0.19209 | 0.0042373 | 0.80367 | 0.038136 | 0.69633 | 0.0042373 | 0.11229 | 31.5851 | 0.00025507 | 206 | 0.06 | 949 | 70.97 | 70.67% | 10 | 14 | 91.91% | 2%
299 | MONTE RIO 111164758 | 42811111 | MONTE RIO 1111 | 64758 | FALSE | 16840.1197 | 16840.1197 | 97 | 0.079658 | 4.498 | 56.5649 | 0.035052 | 0.63596 | 0.32899 | 0.010309 | 0.31868 | 0.63596 | 0 | 23.1422 | 0.00025463 | 207 | 0.27 | 176 | 85.33 | 35.52% | 9 | 6 | 100% | 100%
11024 | CALPINE 1144276-G | 48011144 | CALPINE 1144 | 276-G | TRUE | 23.7478 | 23.7478 | 1 |  |  | 40 | 0 | 0 | 0 | 0 | 0 | 0 | 0 |  | 0.00025382 | 208 | 0.09 | 712 | 75 | 0% | 0 | 0 | 100% | 100%
2956 | BIG BASIN 110276752 | 82841102 | BIG BASIN 1102 | 76752 | FALSE | 4380.3192 | 4380.3192 | 36 | 0.12178 | 3.571 | 32.1247 | 0.017857 | 0.36177 | 0.62037 | 0.041667 | 0.5787 | 0.36177 | 0.043981 | 21.8249 | 0.00025263 | 209 | 0.17 | 400 | 26.54 | 60.49% | 5 | 8 | 100% | 100%
10547 | PASO ROBLES 1103N02 | 182611103 | PASO ROBLES 1103 | N02 | TRUE | 70.934 | 70.934 | 1 |  |  | 15.7986 | 1 | 0 | 0 | 0 | 0 | 0 | 0 |  | 0.00025248 | 210 | 0.02 | 2049 | 10 | 36.23% | 0 | 0 | 100% | 0%
4770 | CAMP EVERS 210574170 | 83622105 | CAMP EVERS 2105 | 74170 | FALSE | 5752.9394 | 5752.9394 | 43 | 0.13857 | 3.6492 | 36.7086 | 0.11628 | 0.1356 | 0.74812 | 0 | 0.74812 | 0.11235 | 0.023256 | 23.1744 | 0.00025227 | 211 | 0.2 | 338 | 43.19 | 71.52% | 10 | 5 | 100% | 100%
5768 | BIG BASIN 110210254 | 82841102 | BIG BASIN 1102 | 10254 | FALSE | 3449.8351 | 3449.8351 | 11 | 0.090468 | 3.5277 | 29.7176 | 0.66667 | 0 | 0.33333 | 0 | 0.33333 | 0 | 0 | 14.2491 | 0.00025218 | 212 | 0.12 | 584 | 79.74 | 23.5% | 0 | 1 | 100% | 100%
132 | APPLE HILL 1103CB | 153661103 | APPLE HILL 1103 | CB | FALSE | 36721.9242 | 31128.549 | 268 | 0.24187 | 3.3918 | 19.9773 | 0.24463 | 0.057418 | 0.69521 | 0.56278 | 0.15149 | 0.03041 | 0 | 18.9748 | 0.00025192 | 213 | 0.07 | 904 | 21.39 | 62.7% | 5 | 24 | 82.6% | 3%
10600 | UPPER LAKE 1101CB | 42871101 | UPPER LAKE 1101 | CB | FALSE | 1791.2622 | 1791.2622 | 3 | 0.11238 | 2.4978 | 20.4005 | 0.5 | 0 | 0.5 | 0 | 0.5 | 0 | 0 | 2.6044 | 0.0002511 | 214 | 0.05 | 1127 | 70.06 | 95.06% | 2 | 2 | 100% | 0%
595 | GARBERVILLE 1103CB | 192221103 | GARBERVILLE 1103 | CB | TRUE | 3592.4976 | 971.3906 | 31 | 0.73712 | 4.2469 | 16.5696 | 0.078111 | 0.64355 | 0.27834 | 0 | 0.2828 | 0.52012 | 0.0080645 | 16.6808 | 0.0002505 | 215 | 0.02 | 1798 | 26.73 | 20.19% | 10 | 1 | 61.39% | 0%
3796 | CAMP EVERS 210612518 | 83622106 | CAMP EVERS 2106 | 12518 | FALSE | 25177.1399 | 25177.1399 | 145 | 0.07722 | 2.9414 | 31.8453 | 0.12869 | 0.27172 | 0.4766 | 0.011494 | 0.49453 | 0.24345 | 0 | 22.3635 | 0.00025023 | 216 | 0.34 | 93 | 56.95 | 43.9% | 39 | 3 | 100% | 100%
8614 | WILLOW CREEK 110237374 | 192171102 | WILLOW CREEK 1102 | 37374 | FALSE | 3616.7474 | 3616.7474 | 9 | 0.04636 | 3.8145 | 9.3764 | 0.11111 | 0 | 0.88889 | 0 | 0 | 0 | 0 | 33.2722 | 0.00024971 | 217 | 0.14 | 489 | 96 | 99.34% | 1 | 0 | 100% | 68%
10059 | POTTER VALLEY P H 1105CB | 42281105 | POTTER VALLEY P H 1105 | CB | TRUE | 89.3518 | 89.3518 | 2 | 0.69899 | 3.05 | 27.2575 | 1 | 0 | 0 | 0 | 0 | 0 | 0 | 10.0193 | 0.0002491 | 218 | 0.01 | 2222 | 10 | 0% | 0 | 1 | 100% | 0%
7321 | CLARKSVILLE 210619642 | 153612106 | CLARKSVILLE 2106 | 19642 | FALSE | 2579.2739 | 1246.4399 | 17 | 0.38663 | 2.1794 | 20.3094 | 0.8402 | 0 | 0.13039 | 0 | 0.13039 | 0 | 0 | 4.5655 | 0.00024874 | 219 | 0.01 | 2202 | 10 | 0% | 0 | 0 | 51.08% | 0%
2853 | EL DORADO PH 2101668674 | 152762101 | EL DORADO PH 2101 | 668674 | FALSE | 15298.6549 | 15298.6549 | 112 | 0.16657 | 3.754 | 14.7998 | 0.14089 | 0.042411 | 0.81287 | 0.77826 | 0 | 0 | 0.0074405 | 29.8953 | 0.00024869 | 220 |  | 2801
6305 | WILLOW CREEK 110191926 | 192171101 | WILLOW CREEK 1101 | 91926 | FALSE | 17004.3113 | 10358.7223 | 48 | 0.13136 | 4.5735 | 15.0508 | 0 | 0 | 1 | 0.25694 | 0.65972 | 0 | 0.041667 | 22.9545 | 0.00024845 | 221 | 0.03 | 1569 | 81.25 | 100% | 2 | 0 | 52.92% | 0%
8805 | FRUITLAND 114293234 | 192311142 | FRUITLAND 1142 | 93234 | FALSE | 18471.7273 | 18471.7273 | 96 | 0.064484 | 4.119 | 16.6682 | 0 | 0.2309 | 0.7691 | 0.067708 | 0.83854 | 0.09375 | 0.03125 | 25.0299 | 0.0002481 | 222 | 0.08 | 806 | 94.5 | 76.78% | 16 | 5 | 100% | 0%
6189 | PLACER 1101106534 | 152461101 | PLACER 1101 | 106534 | FALSE | 4199.7803 | 1949.2483 | 38 | 0.43989 | 2.4988 | 33.626 | 0.18202 | 0.63377 | 0.16667 | 0 | 0.15789 | 0.42544 | 0.0065789 | 7.8775 | 0.00024793 | 223 |  | 3012
1036 | FRUITLAND 1142CB | 192311142 | FRUITLAND 1142 | CB | FALSE | 24719.9919 | 16900.9683 | 116 | 0.12311 | 4.0201 | 18.7176 | 0.012931 | 0.08046 | 0.90661 | 0.082615 | 0.89871 | 0 | 0.0086207 | 23.5995 | 0.0002473 | 224 | 0.07 | 861 | 87.33 | 88.71% | 7 | 4 | 68.32% | 0%
10 | KONOCTI 1102532 | 43311102 | KONOCTI 1102 | 532 | FALSE | 15658.0016 | 15658.0016 | 124 | 0.12951 | 3.7694 | 35.5304 | 0.0098886 | 0.13988 | 0.85023 | 0.14055 | 0.20545 | 0.051075 | 0 | 16.1595 | 0.00024726 | 225 | 0.2 | 341 | 73.49 | 78.9% | 8 | 7 | 100% | 100%
4383 | FRUITLAND 114195324 | 192311141 | FRUITLAND 1141 | 95324 | FALSE | 10430.483 | 10430.483 | 40 | 0.077512 | 3.9773 | 25.9608 | 0.51 | 0.255 | 0.235 | 0.0625 | 0.1725 | 0.255 | 0.01875 | 27.5798 | 0.00024711 | 226 | 0.03 | 1529 | 63.96 | 12.78% | 11 | 1 | 100% | 0%
5253 | HOOPA 110182542 | 192401101 | HOOPA 1101 | 82542 | FALSE | 24330.9579 | 19513.0606 | 150 | 0.15229 | 4.4462 | 19.7228 | 0.0066667 | 0.052222 | 0.94111 | 0.22889 | 0.71889 | 0.045556 | 0 | 30.2982 | 0.00024689 | 227 | 0.11 | 617 | 60.32 | 90.42% | 13 | 6 | 65.67% | 0%
5865 | CAMP EVERS 210611044 | 83622106 | CAMP EVERS 2106 | 11044 | FALSE | 19649.9105 | 12291.7272 | 144 | 0.47434 | 2.9618 | 27.5449 | 0.2534 | 0.31243 | 0.43416 | 0.0092593 | 0.49218 | 0.19182 | 0.027612 | 13.4683 | 0.00024668 | 228 | 0.06 | 910 | 10.64 | 23.66% | 12 | 2 | 52.73% | 81%
1470 | PLACERVILLE 210619732 | 153082106 | PLACERVILLE 2106 | 19732 | FALSE | 14898.6258 | 14898.6258 | 125 | 0.58656 | 3.0109 | 25.225 | 0.057429 | 0.50469 | 0.4324 | 0.28575 | 0.36646 | 0.28088 | 0 | 11.4815 | 0.00024625 | 229 | 0.13 | 513 | 10 | 43.47% | 3 | 13 | 100% | 82%
4584 | BRUNSWICK 1107357568 | 152481107 | BRUNSWICK 1107 | 357568 | FALSE | 3842.9954 | 1927.7671 | 35 | 0.58937 | 3.8992 | 40.9098 | 0 | 0.46746 | 0.53254 | 0.68095 | 0.27762 | 0.041429 | 0.031746 | 18.0388 | 0.00024621 | 230 |  | 2905
4149 | EL DORADO PH 210219542 | 152762102 | EL DORADO PH 2102 | 19542 | FALSE | 15319.5774 | 15319.5774 | 111 | 0.22413 | 3.781 | 16.2591 | 0 | 0.15968 | 0.83131 | 0.75443 | 0.078904 | 0 | 0.0084084 | 25.8187 | 0.00024603 | 231 | 0.31 | 126 | 77.56 | 77.77% | 6 | 4 | 100% | 100%
4250 | SAN RAFAEL 1106837 | 42011106 | SAN RAFAEL 1106 | 837 | FALSE | 2514.1986 | 1083.651 | 22 | 0.39711 | 2.5781 | 25.8134 | 0 | 0.5947 | 0.4053 | 0.50379 | 0.37121 | 0.125 | 0 | 11.9139 | 0.00024512 | 232 | 0.01 | 2499 | 10 | 0% | 0 | 2 | 28.12% | 0%
324 | PLACERVILLE 1110953474 | 153081110 | PLACERVILLE 1110 | 953474 | FALSE | 17115.5789 | 17115.5789 | 133 | 0.3632 | 2.8844 | 24.1355 | 0.27214 | 0.31048 | 0.41587 | 0.26754 | 0.2264 | 0.23241 | 0.0087719 | 13.3925 | 0.000245 | 233 |  | 2666
1430 | ANTLER 11011520 | 103271101 | ANTLER 1101 | 1520 | FALSE | 14435.9237 | 14435.9237 | 69 | 0.15353 | 4.5868 | 34.7605 | 0 | 0 | 0.92754 | 0.91304 | 0.014493 | 0 | 0 | 16.0582 | 0.0002442 | 234 | 0.03 | 1463 | 30.9 | 71.85% | 2 | 4 | 100% | 0%
8710 | SUMMIT 110186658 | 152591101 | SUMMIT 1101 | 86658 | FALSE | 1081.812 | 1029.0279 | 7 | 0.32453 | 5.0726 | 59.4625 | 0.2381 | 0.36905 | 0.053571 | 0.053571 | 0.36905 | 0 | 0 | 11.3755 | 0.00024387 | 235 | 0.02 | 1901 | 10 | 1.93% | 3 | 0 | 100% | 0%
8104 | MONTE RIO 111137520 | 42811111 | MONTE RIO 1111 | 37520 | FALSE | 3437.9631 | 3437.9631 | 20 | 0.079041 | 3.9332 | 48.6665 | 0 | 0.425 | 0.575 | 0 | 0.575 | 0.425 | 0 | 26.754 | 0.0002436 | 236 | 0.18 | 380 | 88.65 | 55.37% | 6 | 0 | 100% | 100%
4170 | SAN RAFAEL 11042651 | 42011104 | SAN RAFAEL 1104 | 2651 | FALSE | 1316.7963 | 1238.5246 | 10 | 0.44623 | 2.7845 | 47.1612 | 0 | 1 | 0 | 0 | 0 | 1 | 0 | 7.8212 | 0.00024324 | 237 | 0.01 | 2454 | 10 | 0% | 1 | 1 | 96.62% | 0%
6094 | PARADISE 110443008 | 102831104 | PARADISE 1104 | 43008 | FALSE | 20752.8612 | 20697.7732 | 145 | 0.21299 | 3.0257 | 28.2753 | 0.069557 | 0.10026 | 0.82673 | 0.015632 | 0.69489 | 0.10026 | 0 | 6.4476 | 0.00024315 | 238 |  | 3002
1655 | BRUNSWICK 110750010 | 152481107 | BRUNSWICK 1107 | 50010 | FALSE | 15036.1048 | 9841.1126 | 117 | 0.55791 | 3.876 | 39.3553 | 0.15663 | 0.41992 | 0.41051 | 0.31817 | 0.49304 | 0.019231 | 0.02094 | 16.4314 | 0.00024302 | 239 | 0.06 | 982 | 61.07 | 60.14% | 3 | 2 | 43.91% | 48%
4254 | BRUNSWICK 111095576 | 152481110 | BRUNSWICK 1110 | 95576 | TRUE | 3539.5092 | 0 | 30 | 0.82607 | 3.9029 | 30.9674 | 0.45442 | 0.071802 | 0.41678 | 0.43926 | 0.043763 | 0 | 0 | 5.1102 | 0.00024199 | 240 | 0 | 2636 | 10 | 0% | 0 | 0 | 4.39% | 0%
5251 | WYANDOTTE 110313018 | 102911103 | WYANDOTTE 1103 | 13018 | FALSE | 2657.2717 | 1090.3862 | 20 | 0.34401 | 2.8257 | 35.3804 | 0.54833 | 0 | 0.45167 | 0 | 0.45167 | 0 | 0 | 24.1245 | 0.00024176 | 241 | 0.01 | 2589 | 10 | 100% | 0 | 0 | 7.6% | 0%
5065 | WOODACRE 11011456 | 43021101 | WOODACRE 1101 | 1456 | FALSE | 6155.4627 | 6155.4627 | 46 | 0.1037 | 2.7513 | 33.5384 | 0.63225 | 0.067029 | 0.30072 | 0 | 0.30072 | 0.067029 | 0 | 17.7153 | 0.00024152 | 242 | 0.15 | 451 | 75.17 | 37.76% | 1 | 5 | 100% | 89%
4236 | LOS GATOS 1106LA64 | 82021106 | LOS GATOS 1106 | LA64 | FALSE | 20425.5788 | 20425.5788 | 152 | 0.22042 | 3.0496 | 24.0832 | 0.17237 | 0.034539 | 0.79309 | 0.0039474 | 0.78257 | 0.034539 | 0.022697 | 19.8964 | 0.00024137 | 243 | 0.5 | 28 | 27.67 | 77.8% | 17 | 7 | 100% | 100%
722 | MONTE RIO 11125040 | 42811112 | MONTE RIO 1112 | 5040 | FALSE | 6507.5662 | 6507.5662 | 46 | 0.1428 | 3.5562 | 47.8461 | 0.31884 | 0.42572 | 0.25543 | 0 | 0.2663 | 0.41486 | 0.094203 | 27.0922 | 0.0002406 | 244 | 0.13 | 553 | 73.56 | 15.29% | 9 | 5 | 100% | 100%
5100 | RIO DELL 110270960 | 192251102 | RIO DELL 1102 | 70960 | FALSE | 18837.8278 | 9297.8122 | 103 | 0.18196 | 3.5633 | 14.4944 | 0.17638 | 0.48706 | 0.33657 | 0 | 0.4288 | 0.39482 | 0 | 22.8959 | 0.00023998 | 245 | 0.01 | 2273 | 51.86 | 33.96% | 2 | 2 | 31.94% | 0%
561 | ALTO 11221260 | 42031122 | ALTO 1122 | 1260 | FALSE | 4901.8674 | 4807.0969 | 36 | 0.39283 | 3.1045 | 36.7659 | 0 | 0.74954 | 0.25046 | 0.20509 | 0.25046 | 0.54444 | 0 | 17.0565 | 0.00023996 | 246 |  | 2682
8375 | MONTE RIO 1111256 | 42811111 | MONTE RIO 1111 | 256 | FALSE | 2415.6319 | 2415.6319 | 17 | 0.3079 | 3.4946 | 50.0911 | 0.47059 | 0.30882 | 0.22059 | 0 | 0.22059 | 0.30882 | 0 | 61.2581 | 0.00023971 | 247 | 0.23 | 235 | 62.78 | 22.47% | 12 | 6 | 100% | 100%
6717 | NEWBURG 1132910230 | 192151132 | NEWBURG 1132 | 910230 | FALSE | 3166.5297 | 1560.5069 | 27 | 0.26744 | 3.3393 | 18.5444 | 0 | 1 | 0 | 0 | 0 | 1 | 0 | 28.7094 | 0.00023935 | 248 |  | 3058
7193 | ELECTRA 1102CB | 162161102 | ELECTRA 1102 | CB | FALSE | 4270.3268 | 4270.3268 | 7 | 0.16717 | 2.3809 | 30.8135 | 0.7551 | 0.16327 | 0.081633 | 0 | 0 | 0 | 0 | 6.6283 | 0.000239 | 249 | 0.02 | 1864 | 68.15 | 1.12% | 0 | 0 | 100% | 0%
9718 | GARBERVILLE 1101323694 | 192221101 | GARBERVILLE 1101 | 323694 | FALSE | 10298.1869 | 10298.1869 | 17 | 0.01526 | 5.0026 | 22.5239 | 0 | 0 | 1 | 0.38235 | 0.26471 | 0 | 0 | 25.1106 | 0.00023892 | 250 |  | 3406
8770 | MIRABEL 11027401 | 42091102 | MIRABEL 1102 | 7401 | FALSE | 1710.0336 | 1710.0336 | 12 | 0.18963 | 3.3979 | 73.017 | 0 | 0.89583 | 0.10417 | 0 | 0.10417 | 0.89583 | 0 | 46.004 | 0.00023873 | 251 | 0.07 | 842 | 17.34 | 6.54% | 3 | 1 | 100% | 100%
3551 | WILLOW CREEK 11014904 | 192171101 | WILLOW CREEK 1101 | 4904 | FALSE | 29337.0631 | 29337.0631 | 121 | 0.094344 | 5.2704 | 14.579 | 0 | 0 | 1 | 0.39256 | 0.29339 | 0 | 0 | 22.7547 | 0.00023865 | 252 | 0.33 | 106 | 84.43 | 100% | 25 | 5 | 100% | 100%
5644 | BRUNSWICK 1103234378 | 152481103 | BRUNSWICK 1103 | 234378 | FALSE | 1230.3375 | 1030.7217 | 13 | 0.38914 | 4.0692 | 30.1806 | 0 | 0.80769 | 0.16667 | 0.4359 | 0.53846 | 0 | 0 | 22.2962 | 0.00023818 | 253 |  | 2969
5879 | BIG BASIN 11019773 | 82841101 | BIG BASIN 1101 | 9773 | TRUE | 724.8545 | 724.8545 | 6 | 0.075376 | 3.4447 | 44.0078 | 0 | 0.83333 | 0.16667 | 0 | 0.16667 | 0.83333 | 0 | 31.3456 | 0.00023796 | 254 | 0.1 | 638 | 10 | 17.07% | 7 | 0 | 100% | 100%
10372 | CLOVERDALE 11024646 | 42821102 | CLOVERDALE 1102 | 4646 | TRUE | 480.2865 | 242.399 | 8 | 0.29595 | 2.8424 | 27.5074 | 0.46875 | 0 | 0.53125 | 0 | 0.53125 | 0 | 0 | 6.1138 | 0.00023752 | 255 | 0.06 | 945 | 74.91 | 80.61% | 2 | 4 | 97.6% | 0%
8135 | WOODSIDE 1101CB | 24251101 | WOODSIDE 1101 | CB | TRUE | 6762.3674 | 0 | 59 | 0.31991 | 2.2084 | 16.6367 | 0.54096 | 0.26554 | 0.1935 | 0 | 0.097458 | 0.26554 | 0 | 9.7619 | 0.00023708 | 256 |  | 3195
6276 | MONTE RIO 1113202 | 42811113 | MONTE RIO 1113 | 202 | FALSE | 8481.1425 | 8481.1425 | 55 | 0.098645 | 3.3857 | 47.8934 | 0 | 0.42909 | 0.57091 | 0 | 0.57091 | 0.42909 | 0.051515 | 25.7973 | 0.00023689 | 257 | 0.3 | 136 | 89.45 | 68.59% | 13 | 9 | 100% | 100%
7535 | PARADISE 11042034 | 102831104 | PARADISE 1104 | 2034 | FALSE | 17672.0047 | 17659.7087 | 99 | 0.16839 | 3.3916 | 27.4868 | 0.016414 | 0.12205 | 0.85185 | 0 | 0.76094 | 0.12205 | 0.048822 | 5.8338 | 0.00023619 | 258 | 0.11 | 604 | 15.22 | 88.93% | 0 | 6 | 94.14% | 86%
5473 | EL DORADO PH 2102CB | 152762102 | EL DORADO PH 2102 | CB | FALSE | 8918.2943 | 8918.2943 | 46 | 0.1463 | 3.7639 | 17.6043 | 0.058696 | 0.22754 | 0.70652 | 0.81087 | 0 | 0 | 0.0043478 | 31.5881 | 0.00023568 | 259 | 0.19 | 355 | 94 | 79.03% | 2 | 2 | 100% | 100%
464 | WOODACRE 110196844 | 43021101 | WOODACRE 1101 | 96844 | FALSE | 9556.2941 | 9556.2941 | 63 | 0.10837 | 2.8176 | 36.753 | 0.49841 | 0.26429 | 0.22937 | 0.012698 | 0.22937 | 0.23836 | 0 | 14.2752 | 0.00023552 | 260 | 0.12 | 557 | 87.27 | 22.46% | 5 | 8 | 100% | 88%
2839 | CAMP EVERS 210510294 | 83622105 | CAMP EVERS 2105 | 10294 | FALSE | 13501.9938 | 13501.9938 | 95 | 0.083413 | 3.3068 | 33.8967 | 0.033083 | 0.33138 | 0.63554 | 0 | 0.60331 | 0.32691 | 0 | 25.9412 | 0.00023536 | 261 | 0.26 | 198 | 27.14 | 59.21% | 34 | 11 | 100% | 100%
10461 | GIRVAN 1102296428 | 103401102 | GIRVAN 1102 | 296428 | FALSE | 5326.8427 | 2768.6124 | 14 | 0.70102 | 2.8957 | 14.6421 | 0.64286 | 0 | 0.35714 | 0 | 0 | 0 | 0.14286 | 5.1849 | 0.00023533 | 262 |  | 3554
555 | BRUNSWICK 110750008 | 152481107 | BRUNSWICK 1107 | 50008 | FALSE | 7897.7178 | 1828.8508 | 64 | 0.79289 | 3.9025 | 39.0271 | 0.070095 | 0.68826 | 0.21753 | 0.2181 | 0.60267 | 0.0082031 | 0.060045 | 12.7654 | 0.00023509 | 263 | 0.01 | 2346 | 10 | 37.92% | 1 | 5 | 44.72% | 0%
644 | CAMP EVERS 210511004 | 83622105 | CAMP EVERS 2105 | 11004 | FALSE | 6981.3249 | 6981.3249 | 60 | 0.40916 | 3.1642 | 36.3247 | 0.18222 | 0.025 | 0.79278 | 0.038889 | 0.75389 | 0.025 | 0.072222 | 11.7951 | 0.000234 | 264 | 0.21 | 288 | 13.97 | 78.63% | 3 | 0 | 100% | 100%
9400 | BELL 110880680 | 152701108 | BELL 1108 | 80680 | FALSE | 2866.5185 | 1030.5857 | 24 | 0.29618 | 2.6833 | 32.5349 | 0.15278 | 0.32192 | 0.48958 | 0 | 0.48958 | 0.32192 | 0.010417 | 5.6738 | 0.00023396 | 265 | 0.02 | 1843 | 10 | 46.62% | 0 | 0 | 71.23% | 0%
6907 | BRUNSWICK 111063100 | 152481110 | BRUNSWICK 1110 | 63100 | FALSE | 6591.8886 | 6591.8886 | 55 | 0.21245 | 3.7503 | 41.4031 | 0.25212 | 0.053636 | 0.69424 | 0.59303 | 0.15485 | 0 | 0.027273 | 14.3619 | 0.00023384 | 266 | 0.04 | 1397 | 39.61 | 66.99% | 1 | 2 | 100% | 0%
4851 | DIAMOND SPRINGS 1106910235 | 152261106 | DIAMOND SPRINGS 1106 | 910235 | TRUE | 1774.1223 | 851.0444 | 16 | 0.26169 | 2.9542 | 20.0341 | 0 | 0.375 | 0.625 | 0.0625 | 0.5625 | 0.375 | 0 | 10.7858 | 0.00023372 | 267 |  | 2923
798 | HIGGINS 1107CB | 152691107 | HIGGINS 1107 | CB | FALSE | 30614.8922 | 9216.7854 | 243 | 0.37801 | 2.91 | 30.0003 | 0.1954 | 0 | 0.8046 | 0.037997 | 0.64033 | 0 | 0.0061728 | 27.4834 | 0.00023355 | 268 | 0.01 | 2471 | 10 | 81.31% | 3 | 3 | 24.48% | 0%
4510 | CAMP EVERS 210511010 | 83622105 | CAMP EVERS 2105 | 11010 | FALSE | 3501.2634 | 3501.2634 | 26 | 0.065894 | 3.3068 | 38.1741 | 0 | 0.64423 | 0.35577 | 0.028846 | 0.39103 | 0.58013 | 0 | 25.349 | 0.00023343 | 269 | 0.12 | 558 | 32.81 | 34.55% | 4 | 3 | 100% | 100%
1168 | SAN RAFAEL 11081210 | 42011108 | SAN RAFAEL 1108 | 1210 | FALSE | 8832.2253 | 5252.6146 | 73 | 0.50686 | 2.798 | 37.7212 | 0 | 0.72632 | 0.27368 | 0.076973 | 0.32162 | 0.6014 | 0.013699 | 14.3653 | 0.00023323 | 270 | 0.06 | 936 | 13.79 | 14.91% | 3 | 2 | 55.23% | 100%
2795 | BELL 1108467470 | 152701108 | BELL 1108 | 467470 | FALSE | 4805.9002 | 2987.9 | 40 | 0.36322 | 2.7159 | 24.8172 | 0.37375 | 0.23 | 0.39625 | 0 | 0.39625 | 0.23 | 0.005 | 5.1059 | 0.00023296 | 271 |  | 2799
8279 | LOW GAP 110186816 | 192411101 | LOW GAP 1101 | 86816 | FALSE | 7103.5026 | 7103.5026 | 51 | 0.17332 | 4.3011 | 17.9668 | 0 | 0 | 1 | 0.065686 | 0.93431 | 0 | 0 | 14.0722 | 0.00023289 | 272 | 0.07 | 868 | 87.06 | 100% | 0 | 8 | 100% | 0%
5024 | MONTE RIO 1113180 | 42811113 | MONTE RIO 1113 | 180 | FALSE | 3158.1165 | 3158.1165 | 28 | 0.15737 | 3.4946 | 42.3134 | 0 | 0.25099 | 0.74901 | 0 | 0.74901 | 0.25099 | 0.059524 | 30.9257 | 0.00023287 | 273 | 0.16 | 436 | 80.58 | 66.84% | 3 | 0 | 100% | 100%
583 | MONTE RIO 1111969182 | 42811111 | MONTE RIO 1111 | 969182 | FALSE | 8578.2654 | 8578.2654 | 64 | 0.11562 | 3.7857 | 52.4555 | 0.18411 | 0.36172 | 0.45417 | 0 | 0.45417 | 0.36172 | 0.039062 | 27.5374 | 0.00023272 | 274 |  | 2685
9596 | BRUNSWICK 1104285704 | 152481104 | BRUNSWICK 1104 | 285704 | FALSE | 1923.7717 | 1685.8276 | 17 | 0.26518 | 3.9612 | 38.075 | 0 | 0.52941 | 0.44118 | 0.36275 | 0.078431 | 0.52941 | 0 | 17.7839 | 0.00023236 | 275 |  | 3385
9205 | POINT MORETTI 110135874 | 82931101 | POINT MORETTI 1101 | 35874 | TRUE | 329.4831 | 329.4831 | 4 | 0.22332 | 2.2747 | 29.2827 | 0.5 | 0.5 | 0 | 0 | 0 | 0 | 0 | 5.508 | 0.0002322 | 276 | 0.01 | 2615 | 10 | 0% | 0 | 0 | 100% | 0%
4404 | EEL RIVER 1102630456 | 192381102 | EEL RIVER 1102 | 630456 | FALSE | 8616.6169 | 8616.6169 | 37 | 0.17226 | 3.6699 | 24.2354 | 0 | 0.91892 | 0.081081 | 0.3964 | 0.081081 | 0.52252 | 0.027027 | 36.8671 | 0.00023208 | 277 |  | 2888
2843 | PLACERVILLE 111219742 | 153081112 | PLACERVILLE 1112 | 19742 | FALSE | 12071.9353 | 10549.7356 | 92 | 0.5574 | 2.8709 | 15.9789 | 0.22857 | 0.2376 | 0.51985 | 0.24105 | 0.2788 | 0.2376 | 0.0076087 | 9.7513 | 0.00023207 | 278 | 0.03 | 1725 | 10 | 51.29% | 2 | 12 | 99.39% | 0%
6361 | APPLE HILL 21026552 | 153662102 | APPLE HILL 2102 | 6552 | FALSE | 20088.9562 | 20088.9562 | 139 | 0.13231 | 3.1874 | 18.8768 | 0.18993 | 0.0017986 | 0.80827 | 0.62122 | 0.18885 | 0 | 0 | 13.5677 | 0.00023194 | 279 | 0.05 | 1094 | 14.17 | 74.28% | 2 | 0 | 100% | 7%
439 | HIGGINS 1110CB | 152691110 | HIGGINS 1110 | CB | FALSE | 17394.4702 | 14019.0952 | 134 | 0.17869 | 2.861 | 26.0144 | 0.34689 | 0 | 0.65162 | 0 | 0.53271 | 0 | 0.0074627 | 11.4387 | 0.00023184 | 280 | 0.02 | 2106 | 10 | 74.55% | 3 | 1 | 64.03% | 0%
8874 | BRIDGEVILLE 110169866 | 192461101 | BRIDGEVILLE 1101 | 69866 | FALSE | 10571.2356 | 10571.2356 | 46 | 0.080911 | 5.0149 | 18.3091 | 0.043478 | 0 | 0.95109 | 0.29348 | 0.086957 | 0 | 0 | 17.3935 | 0.00023172 | 281 | 0.07 | 866 | 93.87 | 99.88% | 6 | 2 | 100% | 0%
2765 | FORESTHILL 1101CB | 152181101 | FORESTHILL 1101 | CB | FALSE | 14659.7522 | 14659.7522 | 110 | 0.24448 | 3.9494 | 30.9201 | 0.063636 | 0.031061 | 0.9053 | 0.89242 | 0.010606 | 0 | 0.021212 | 18.878 | 0.00023141 | 282 | 0.33 | 100 | 78.46 | 92.08% | 4 | 4 | 100% | 100%
10453 | RIO DELL 11027124 | 192251102 | RIO DELL 1102 | 7124 | FALSE | 1081.3743 | 1081.3743 | 5 | 0.024595 | 4.6478 | 20 | 0 | 0 | 1 | 0.6 | 0 | 0 | 0 | 14.4044 | 0.0002308 | 283 | 0.04 | 1339 | 75.66 | 100% | 0 | 0 | 100% | 0%
10437 | RIO DELL 110275970 | 192251102 | RIO DELL 1102 | 75970 | FALSE | 11378.8384 | 11378.8384 | 33 | 0.1022 | 4.8427 | 12.2924 | 0 | 0.51515 | 0.47475 | 0.89899 | 0.060606 | 0 | 0 | 17.3637 | 0.0002301 | 284 | 0.05 | 1097 | 89.46 | 39.39% | 2 | 2 | 100% | 0%
9810 | MENLO 11028896 | 24131102 | MENLO 1102 | 8896 | FALSE | 2488.0112 | 1537.9857 | 14 | 0.21615 | 2.3988 | 20.5594 | 0 | 0.82143 | 0.17857 | 0 | 0.17857 | 0 | 0.071429 | 13.8749 | 0.00022997 | 285 | 0.01 | 2436 | 85.62 | 0.96% | 0 | 0 | 34.58% | 0%
3874 | PARADISE 1105829194 | 102831105 | PARADISE 1105 | 829194 | FALSE | 18124.3826 | 18124.3826 | 142 | 0.18665 | 4.2078 | 33.5153 | 0 | 0 | 0.99683 | 0.67717 | 0.0035211 | 0 | 0 | 21.3834 | 0.00022979 | 286 |  | 2858
833 | BRUNSWICK 110456468 | 152481104 | BRUNSWICK 1104 | 56468 | FALSE | 9625.3334 | 8910.5893 | 85 | 0.27255 | 3.9619 | 38.7106 | 0.30336 | 0.14118 | 0.54527 | 0.48801 | 0.15843 | 0.04 | 0.0058824 | 18.2648 | 0.00022965 | 287 | 0.07 | 829 | 68.17 | 52.05% | 5 | 6 | 95.81% | 0%
3317 | PLACERVILLE 1110CB | 153081110 | PLACERVILLE 1110 | CB | FALSE | 2889.8933 | 1390.1141 | 28 | 0.89476 | 2.9988 | 21.8424 | 0.47619 | 0.15298 | 0.37083 | 0.31429 | 0.056548 | 0.15298 | 0 | 10.1653 | 0.0002292 | 288 | 0.03 | 1642 | 10.85 | 38.55% | 4 | 14 | 94.9% | 14%
4169 | GRASS VALLEY 1102CB | 152031102 | GRASS VALLEY 1102 | CB | TRUE | 9322.594 | 131.7629 | 81 | 0.85491 | 3.8477 | 37.9885 | 0.051881 | 0.50809 | 0.39627 | 0.15258 | 0.51329 | 0.019753 | 0.0020576 | 12.478 | 0.00022849 | 289 |  | 2874
1449 | FORT SEWARD 1122CB | 192321122 | FORT SEWARD 1122 | CB | FALSE | 35287.6178 | 28413.1031 | 111 | 0.11432 | 3.9145 | 16.3265 | 0 | 0 | 1 | 0.054054 | 0.68018 | 0 | 0.009009 | 17.5757 | 0.00022836 | 290 | 0.07 | 858 | 75.3 | 100% | 3 | 11 | 79.07% | 0%
3034 | HOPLAND 1101558 | 42251101 | HOPLAND 1101 | 558 | FALSE | 15006.3638 | 4818.3603 | 72 | 0.53606 | 2.5915 | 31.0439 | 0.41759 | 0.20972 | 0.37269 | 0.023148 | 0.36343 | 0.19583 | 0 | 10.5415 | 0.00022789 | 291 | 0.01 | 2231 | 10 | 97.04% | 0 | 0 | 4.11% | 0%
268 | MIRABEL 1102332 | 42091102 | MIRABEL 1102 | 332 | FALSE | 9174.8238 | 9174.8238 | 67 | 0.12814 | 3.7269 | 58.7958 | 0.12301 | 0.48595 | 0.39104 | 0 | 0.38806 | 0.48595 | 0.0049751 | 31.4588 | 0.00022781 | 292 | 0.16 | 431 | 66.91 | 43.76% | 9 | 11 | 100% | 100%
3894 | BONNIE NOOK 110186696 | 152301101 | BONNIE NOOK 1101 | 86696 | FALSE | 15512.3886 | 15512.3886 | 86 | 0.13306 | 3.9159 | 23.1848 | 0 | 0.2374 | 0.7626 | 0.6938 | 0.18605 | 0.017442 | 0 | 18.9666 | 0.00022753 | 293 | 0.2 | 320 | 94.62 | 77.04% | 2 | 5 | 100% | 100%
436 | SARATOGA 1107LC26 | 83371107 | SARATOGA 1107 | LC26 | FALSE | 9057.4757 | 9057.4757 | 74 | 0.33597 | 2.4434 | 21.8212 | 0.1 | 0.51734 | 0.37725 | 0.015766 | 0.38041 | 0.49842 | 0 | 12.6517 | 0.00022734 | 294 | 0.03 | 1717 | 10 | 35.72% | 5 | 4 | 100% | 14%
3516 | NARROWS 21022718 | 153132102 | NARROWS 2102 | 2718 | TRUE | 11657.4654 | 495.6422 | 114 | 0.43592 | 2.9355 | 25.2976 | 0.015205 | 0 | 0.98187 | 0.002924 | 0.61148 | 0 | 0.004386 | 36.5388 | 0.00022728 | 295 | 0.01 | 2472 | 10 | 82.65% | 0 | 1 | 6.23% | 0%
367 | ARCATA 112233060 | 192021122 | ARCATA 1122 | 33060 | TRUE | 7941.0149 | 856.2789 | 64 | 0.28293 | 3.5747 | 22.7963 | 0.03125 | 0.67292 | 0.29583 | 0 | 0.32708 | 0.67292 | 0.015625 | 23.2893 | 0.00022712 | 296 | 0.01 | 2330 | 10 | 0% | 0 | 1 | 7.02% | 0%
7375 | ARCATA 11224218 | 192021122 | ARCATA 1122 | 4218 | FALSE | 7931.9123 | 7690.241 | 27 | 0.041555 | 4.867 | 20.3715 | 0 | 0.66667 | 0.33333 | 0.037037 | 0.2963 | 0.66667 | 0.23868 | 30.2095 | 0.00022706 | 297 | 0.03 | 1682 | 35.38 | 67.92% | 2 | 3 | 99.74% | 0%
8208 | BRUNSWICK 11038918 | 152481103 | BRUNSWICK 1103 | 8918 | FALSE | 3457.885 | 2431.0442 | 30 | 0.26632 | 4.0692 | 34.7994 | 0.24444 | 0.27593 | 0.47963 | 0.47963 | 0.088889 | 0.18704 | 0.033333 | 22.1692 | 0.00022692 | 298 | 0.01 | 2453 | 83.41 | 18.44% | 0 | 0 | 29.2% | 0%
10615 | STAFFORD 1102CB | 43201102 | STAFFORD 1102 | CB | TRUE | 993.1092 | 957.3027 | 10 | 0.44835 | 2.211 | 26.0025 | 0.6 | 0.4 | 0 | 0 | 0 | 0.4 | 0 | 7.2688 | 0.00022667 | 299 | 0.01 | 2538 | 10 | 0% | 0 | 0 | 45.06% | 0%
9862 | MONTE RIO 11113891 | 42811111 | MONTE RIO 1111 | 3891 | FALSE | 5583.0951 | 5583.0951 | 23 | 0.052608 | 3.933 | 52.8755 | 0 | 0.52174 | 0.47826 | 0 | 0.47826 | 0.52174 | 0.043478 | 21.3999 | 0.0002266 | 300 | 0.15 | 447 | 89.51 | 50.47% | 2 | 0 | 100% | 100%
8181 | APPLE HILL 210289934 | 153662102 | APPLE HILL 2102 | 89934 | FALSE | 8917.9013 | 8917.9013 | 56 | 0.17508 | 3.1158 | 19.736 | 0.095238 | 0 | 0.89583 | 0.49405 | 0.40179 | 0 | 0.017857 | 12.4406 | 0.00022642 | 301 | 0.03 | 1457 | 10 | 91.39% | 0 | 0 | 100% | 0%
3360 | GRASS VALLEY 1101CB | 152031101 | GRASS VALLEY 1101 | CB | FALSE | 3780.8041 | 1415.7705 | 32 | 0.83558 | 3.7418 | 35.8873 | 0.5689 | 0.15729 | 0.26488 | 0.17106 | 0.20164 | 0.049479 | 0 | 11.516 | 0.00022566 | 302 | 0.03 | 1549 | 55.59 | 24.73% | 1 | 1 | 65.41% | 2%
4743 | WYANDOTTE 11031508 | 102911103 | WYANDOTTE 1103 | 1508 | FALSE | 43792.5733 | 43792.5733 | 249 | 0.095213 | 3.4693 | 25.1288 | 0.024096 | 0.015395 | 0.95489 | 0.031124 | 0.68661 | 0.015395 | 0 | 10.3977 | 0.00022481 | 303 | 0.18 | 374 | 27.67 | 92.16% | 3 | 8 | 99.06% | 81%
1767 | MONTE RIO 111264682 | 42811112 | MONTE RIO 1112 | 64682 | FALSE | 2835.1135 | 2835.1135 | 22 | 0.33106 | 3.5914 | 51.1405 | 0.26515 | 0.55114 | 0.18371 | 0.034091 | 0.18371 | 0.51705 | 0.039773 | 42.0815 | 0.00022403 | 304 | 0.13 | 550 | 73.44 | 19.23% | 8 | 4 | 100% | 100%
7374 | MIRABEL 1102841 | 42091102 | MIRABEL 1102 | 841 | FALSE | 1307.0396 | 1307.0396 | 12 | 0.19698 | 3.5655 | 57.8849 | 0 | 0.55972 | 0.44028 | 0 | 0 | 0.55972 | 0 | 49.0597 | 0.00022352 | 305 | 0.11 | 606 | 21.96 | 18.73% | 8 | 3 | 100% | 100%
10428 | ANNAPOLIS 1101CB | 42861101 | ANNAPOLIS 1101 | CB | FALSE | 1058.7166 | 1058.7166 | 7 | 0.067471 | 3.1937 | 37.7893 | 0 | 0.17857 | 0.82143 | 0.16071 | 0 | 0 | 0 | 12.3909 | 0.00022337 | 306 | 0.04 | 1321 | 81.23 | 84.52% | 1 | 1 | 100% | 0%
2856 | SAN RAFAEL 11071166 | 42011107 | SAN RAFAEL 1107 | 1166 | FALSE | 24234.157 | 20163.1012 | 213 | 0.55789 | 3.1149 | 48.1098 | 0.047209 | 0.57118 | 0.37926 | 0.041471 | 0.36498 | 0.53225 | 0.0023474 | 16.4459 | 0.00022306 | 307 | 0.31 | 124 | 27.57 | 35.32% | 8 | 36 | 90.61% | 87%
1445 | BIG BASIN 1102CB | 82841102 | BIG BASIN 1102 | CB | FALSE | 9963.4073 | 9963.4073 | 59 | 0.043167 | 3.5073 | 33.4277 | 0.32748 | 0.13579 | 0.53672 | 0 | 0.54802 | 0.12026 | 0 | 23.4668 | 0.00022265 | 308 | 0.19 | 354 | 51.46 | 36.35% | 17 | 4 | 100% | 100%
7708 | COLUMBIA HILL 110190730 | 152471101 | COLUMBIA HILL 1101 | 90730 | FALSE | 13402.9331 | 13402.9331 | 77 | 0.17976 | 3.495 | 20.9258 | 0 | 0 | 1 | 0.084416 | 0.91558 | 0 | 0 | 11.9841 | 0.00022241 | 309 | 0.04 | 1239 | 17.8 | 100% | 1 | 4 | 100% | 5%
5731 | PLACERVILLE 21062224 | 153082106 | PLACERVILLE 2106 | 2224 | FALSE | 16910.6519 | 16910.6519 | 123 | 0.14827 | 3.6767 | 22.9067 | 0.055962 | 0.19187 | 0.73631 | 0.59743 | 0.33076 | 0.0036585 | 0.0081301 | 22.5671 | 0.00022231 | 310 | 0.2 | 340 | 65.74 | 76.35% | 3 | 1 | 100% | 100%
7150 | FRUITLAND 1141200856 | 192311141 | FRUITLAND 1141 | 200856 | FALSE | 4144.4334 | 4144.4334 | 31 | 0.40265 | 4.0412 | 24.9417 | 0.28829 | 0.51951 | 0.1922 | 0 | 0.2644 | 0.44731 | 0.054301 | 24.4302 | 0.00022223 | 311 |  | 3102
9493 | BRUNSWICK 1103904574 | 152481103 | BRUNSWICK 1103 | 904574 | FALSE | 2518.7659 | 2518.7659 | 25 | 0.35759 | 4.0924 | 33.122 | 0 | 0.13222 | 0.85178 | 0.76578 | 0.21822 | 0 | 0 | 16.8095 | 0.0002218 | 312 |  | 3362
9494 | SAN RAFAEL 1101546438 | 42011101 | SAN RAFAEL 1101 | 546438 | FALSE | 1552.7497 | 1541.3848 | 14 | 0.50659 | 2.6455 | 50.2167 | 0.20323 | 0.6301 | 0.16667 | 0 | 0.21429 | 0.58248 | 0 | 16.4242 | 0.00022139 | 313 |  | 3363
8102 | FORESTHILL 110175340 | 152181101 | FORESTHILL 1101 | 75340 | FALSE | 7696.0179 | 7696.0179 | 62 | 0.11683 | 3.5066 | 27.7122 | 0.27204 | 0 | 0.72796 | 0.6836 | 0.044355 | 0 | 0 | 20.7452 | 0.00022111 | 314 | 0.2 | 322 | 93.38 | 69.57% | 0 | 2 | 100% | 100%
5806 | COLUMBIA HILL 11012212 | 152471101 | COLUMBIA HILL 1101 | 2212 | FALSE | 14695.9754 | 14695.9754 | 76 | 0.070622 | 4.2388 | 13.4568 | 0.078947 | 0 | 0.92105 | 0.29386 | 0.015351 | 0 | 0.013158 | 19.4948 | 0.00022108 | 315 | 0.36 | 78 | 95.82 | 100% | 9 | 3 | 100% | 100%
453 | GARBERVILLE 11011604 | 192221101 | GARBERVILLE 1101 | 1604 | FALSE | 29168.7634 | 6733.9297 | 166 | 0.075417 | 5.0298 | 17.1329 | 0 | 0 | 1 | 0.5261 | 0.29116 | 0 | 0.018072 | 12.8007 | 0.00022087 | 316 | 0.02 | 1778 | 50.69 | 100% | 0 | 3 | 25.13% | 0%
8778 | PAUL SWEET 2107774760 | 83252107 | PAUL SWEET 2107 | 774760 | FALSE | 5348.863 | 5348.863 | 37 | 0.093927 | 2.6693 | 33.4126 | 0.21622 | 0.45946 | 0.32432 | 0 | 0.32432 | 0.45946 | 0 | 21.1659 | 0.00022083 | 317 |  | 3263
932 | MIDDLETOWN 1101548 | 43141101 | MIDDLETOWN 1101 | 548 | FALSE | 45554.629 | 44099.7789 | 298 | 0.1055 | 3.2095 | 29.9157 | 0.18412 | 0.060938 | 0.75494 | 0.15162 | 0.41685 | 0.055569 | 0.0061521 | 15.7026 | 0.00022053 | 318 | 0.42 | 53 | 84.15 | 73.95% | 13 | 16 | 88.6% | 97%
7014 | ALTO 1122591122 | 42031122 | ALTO 1122 | 591122 | TRUE | 748.6821 | 748.6821 | 7 | 0.13144 | 3.0808 | 50.8219 | 0 | 1 | 0 | 0 | 0 | 1 | 0 | 22.3062 | 0.00022033 | 319 |  | 3085
1279 | ORO FINO 11022556 | 103031102 | ORO FINO 1102 | 2556 | FALSE | 10719.4797 | 10719.4797 | 41 | 0.16101 | 5.1104 | 34.6634 | 0 | 0.060976 | 0.93902 | 0.32114 | 0.35366 | 0 | 0 | 22.8491 | 0.00022017 | 320 | 0.25 | 216 | 79.64 | 97.8% | 0 | 4 | 100% | 100%
211 | APPLE HILL 110313312 | 153661103 | APPLE HILL 1103 | 13312 | FALSE | 28501.0245 | 21155.7388 | 190 | 0.22995 | 3.1564 | 19.7819 | 0.049123 | 0.27105 | 0.67719 | 0.48588 | 0.32904 | 0.13333 | 0 | 13.4566 | 0.00021994 | 321 | 0.06 | 913 | 24.92 | 69.91% | 1 | 7 | 61.36% | 41%
7346 | OAKLAND K 1101CR346 | 12101101 | OAKLAND K 1101 | CR346 | TRUE | 330.9469 | 330.9469 | 3 | 0.398 | 1.9743 | 25.2824 | 0.60185 | 0.39815 | 0 | 0 | 0 | 0.14815 | 0 | 14.8175 | 0.00021988 | 322 | 0.06 | 956 | 10 | 0% | 1 | 2 | 100% | 100%
4459 | CLARK ROAD 11022094 | 103091102 | CLARK ROAD 1102 | 2094 | FALSE | 5517.0419 | 5517.0419 | 11 | 0.077847 | 3.0799 | 15.1174 | 0.025974 | 0.79192 | 0.18211 | 0.23636 | 0.55556 | 0 | 0 | 4.3642 | 0.00021985 | 323 | 0.01 | 2247 | 10 | 17.05% | 0 | 0 | 16.85% | 0%
6730 | CAMP EVERS 210637210 | 83622106 | CAMP EVERS 2106 | 37210 | FALSE | 9746.716 | 9746.716 | 65 | 0.061851 | 2.9102 | 30.1313 | 0 | 0.53026 | 0.41077 | 0.015385 | 0.44923 | 0.42256 | 0.0030769 | 22.5073 | 0.00021978 | 324 | 0.15 | 461 | 23.89 | 45.59% | 8 | 2 | 100% | 100%
9612 | DIAMOND SPRINGS 1107203504 | 152261107 | DIAMOND SPRINGS 1107 | 203504 | TRUE | 514.0425 | 226.4943 | 4 | 0.55411 | 2.7565 | 21.0275 | 0 | 0.16667 | 0.83333 | 0.16667 | 0.66667 | 0.16667 | 0 | 6.8735 | 0.00021969 | 325 |  | 3389
7594 | SHINGLE SPRINGS 2108CB | 153652108 | SHINGLE SPRINGS 2108 | CB | FALSE | 2376.1029 | 2376.1029 | 18 | 0.54368 | 2.471 | 14.3902 | 0.62458 | 0 | 0.37542 | 0 | 0.37542 | 0 | 0 | 6.0231 | 0.00021932 | 326 | 0.08 | 786 | 35.93 | 24.64% | 0 | 1 | 85.58% | 100%
112 | EL DORADO PH 210219562 | 152762102 | EL DORADO PH 2102 | 19562 | FALSE | 11663.8964 | 11663.8964 | 98 | 0.0984 | 3.7446 | 15.7449 | 0.24574 | 0 | 0.75426 | 0.40068 | 0 | 0 | 0.029592 | 31.5172 | 0.00021832 | 327 | 0.34 | 90 | 89.59 | 100% | 10 | 7 | 100% | 100%
4975 | EL DORADO PH 210119612 | 152762101 | EL DORADO PH 2101 | 19612 | FALSE | 14689.1647 | 14689.1647 | 102 | 0.13467 | 3.8388 | 17.8575 | 0.035948 | 0.45588 | 0.50163 | 0.89052 | 0.044118 | 0.022876 | 0.0098039 | 27.909 | 0.00021799 | 328 | 0.19 | 362 | 87.72 | 45.56% | 7 | 1 | 100% | 100%
3957 | LOS GATOS 1106LA42 | 82021106 | LOS GATOS 1106 | LA42 | FALSE | 4459.4554 | 4459.4554 | 35 | 0.39097 | 3.0287 | 29.5233 | 0.0047619 | 0.16905 | 0.82619 | 0 | 0.82619 | 0.16905 | 0 | 21.047 | 0.00021752 | 329 | 0.15 | 452 | 10 | 80.03% | 3 | 2 | 100% | 100%
6909 | WYANDOTTE 1109702710 | 102911109 | WYANDOTTE 1109 | 702710 | FALSE | 7335.7671 | 4286.5556 | 49 | 0.24168 | 2.1409 | 27.6819 | 0.52728 | 0.18134 | 0.28882 | 0 | 0.31506 | 0.1551 | 0.0040816 | 3.0079 | 0.00021702 | 330 |  | 3072
3083 | MONTE RIO 1113320 | 42811113 | MONTE RIO 1113 | 320 | FALSE | 4467.496 | 4467.496 | 29 | 0.086996 | 3.6692 | 59.8357 | 0 | 0.68966 | 0.31034 | 0 | 0.31034 | 0.68966 | 0.12069 | 27.6623 | 0.00021698 | 331 | 0.17 | 428 | 95.33 | 21.97% | 16 | 1 | 100% | 100%
4486 | WEST POINT 1101CB | 163201101 | WEST POINT 1101 | CB | FALSE | 7713.2869 | 7713.2869 | 20 | 0.021358 | 3.3859 | 30.9301 | 0.325 | 0.425 | 0.25 | 0.06 | 0 | 0 | 0 | 22.6348 | 0.0002169 | 332 | 0.11 | 625 | 80.5 | 15.54% | 1 | 1 | 100% | 100%
7203 | BRUNSWICK 110663124 | 152481106 | BRUNSWICK 1106 | 63124 | FALSE | 9481.8427 | 9481.8427 | 65 | 0.18128 | 3.8997 | 30.8513 | 0.015385 | 0.31582 | 0.66495 | 0.76179 | 0.21897 | 0 | 0 | 20.9861 | 0.00021667 | 333 | 0.17 | 409 | 71.97 | 59.9% | 2 | 1 | 100% | 95%
3752 | MONTE RIO 1113539938 | 42811113 | MONTE RIO 1113 | 539938 | FALSE | 4460.237 | 4460.237 | 26 | 0.11978 | 3.6844 | 57.055 | 0 | 0.61538 | 0.38462 | 0 | 0.85577 | 0.14423 | 0 | 21.992 | 0.00021663 | 334 |  | 2851
6789 | MIRABEL 11021139 | 42091102 | MIRABEL 1102 | 1139 | FALSE | 3291.1128 | 3291.1128 | 25 | 0.12535 | 3.43 | 44.6023 | 0 | 0.12867 | 0.87133 | 0 | 0.043333 | 0.042 | 0.053333 | 26.6676 | 0.00021661 | 335 | 0.13 | 538 | 64.75 | 50.11% | 2 | 2 | 100% | 100%
8817 | WYANDOTTE 1105CB | 102911105 | WYANDOTTE 1105 | CB | FALSE | 21689.1163 | 18499.2196 | 14 | 0.14693 | 3.0101 | 31.8052 | 0.7 | 0.3 | 0 | 0 | 0 | 0 | 0 | 10.6852 | 0.00021618 | 336 | 0.02 | 1921 | 37.2 | 0% | 0 | 0 | 96.35% | 1%
4958 | WILLOW CREEK 11035012 | 192171103 | WILLOW CREEK 1103 | 5012 | FALSE | 17904.0624 | 17904.0624 | 131 | 0.14697 | 3.7341 | 18.977 | 0.20356 | 0.01145 | 0.78499 | 0.10687 | 0.68575 | 0.0038168 | 0.05598 | 36.613 | 0.00021567 | 337 | 0.04 | 1268 | 35.54 | 71.11% | 10 | 12 | 100% | 0%
2107 | MIRABEL 110238514 | 42091102 | MIRABEL 1102 | 38514 | FALSE | 17257.2473 | 17257.2473 | 102 | 0.25213 | 3.509 | 56.6575 | 0.24837 | 0.34739 | 0.40425 | 0 | 0.45 | 0.30163 | 0 | 34.6564 | 0.00021556 | 338 | 0.25 | 204 | 61.56 | 46.21% | 16 | 8 | 100% | 100%
2509 | HIGGINS 111051794 | 152691110 | HIGGINS 1110 | 51794 | FALSE | 6308.4167 | 6303.8446 | 32 | 0.12608 | 3.0451 | 26.255 | 0.76562 | 0 | 0.22656 | 0 | 0.22656 | 0 | 0.03125 | 17.4583 | 0.00021523 | 339 | 0.02 | 2092 | 22.64 | 10.14% | 0 | 1 | 100% | 0%
10739 | FORT BRAGG A 1104920850 | 42761104 | FORT BRAGG A 1104 | 920850 | TRUE | 514.6425 | 322.1994 | 3 | 0.17384 | 3.007 | 35.6129 | 0 | 1 | 0 | 0 | 0 | 1 | 0 | 21.7682 | 0.00021514 | 340 |  | 3600
8060 | MONTE RIO 1112120 | 42811112 | MONTE RIO 1112 | 120 | FALSE | 10326.1868 | 10326.1868 | 67 | 0.066494 | 3.5913 | 39.7854 | 0.067164 | 0.33955 | 0.59328 | 0.14925 | 0.28731 | 0.20522 | 0.033582 | 28.0311 | 0.00021509 | 341 | 0.33 | 110 | 90.52 | 64.49% | 17 | 9 | 100% | 100%
394 | WOODSIDE 11049032 | 24251104 | WOODSIDE 1104 | 9032 | FALSE | 7741.5059 | 3452.7748 | 72 | 0.31646 | 2.3365 | 27.3077 | 0 | 0.76574 | 0.23426 | 0.033333 | 0.29028 | 0.6625 | 0 | 14.6395 | 0.00021411 | 342 | 0.03 | 1746 | 10 | 76.95% | 3 | 1 | 32.76% | 43%
1028 | LOW GAP 11012094 | 192411101 | LOW GAP 1101 | 2094 | FALSE | 27452.3558 | 25248.6295 | 139 | 0.1378 | 4.5619 | 18.5937 | 0 | 0 | 1 | 0.29736 | 0.30995 | 0 | 0.010791 | 17.9872 | 0.00021404 | 343 | 0.08 | 803 | 83.97 | 100% | 2 | 4 | 90.42% | 0%
10208 | SHINGLE SPRINGS 2110CB | 153652110 | SHINGLE SPRINGS 2110 | CB | FALSE | 2054.39 | 1346.787 | 15 | 0.49717 | 2.5295 | 14.7693 | 0.65185 | 0 | 0.34815 | 0 | 0.34815 | 0 | 0 | 6.2317 | 0.00021376 | 344 | 0.05 | 1158 | 10 | 92.58% | 0 | 0 | 8.52% | 93%
8185 | CLARKSVILLE 2109CB | 153612109 | CLARKSVILLE 2109 | CB | FALSE | 1831.3319 | 1593.4993 | 15 | 0.25917 | 2.1126 | 15.0677 | 0.74444 | 0 | 0.22222 | 0 | 0.22222 | 0 | 0 | 4.129 | 0.00021275 | 345 | 0.02 | 2024 | 10 | 7.58% | 0 | 1 | 91.6% | 8%
5531 | MAPLE CREEK 1101CB | 192101101 | MAPLE CREEK 1101 | CB | FALSE | 19709.1046 | 14267.6715 | 60 | 0.049808 | 4.1303 | 23.0294 | 0.10833 | 0.18833 | 0.67833 | 0.10833 | 0.70833 | 0.016667 | 0.066667 | 21.4878 | 0.0002127 | 346 | 0.06 | 1021 | 78.78 | 78.72% | 13 | 5 | 66.88% | 0%
1510 | MONTE RIO 1113CB | 42811113 | MONTE RIO 1113 | CB | FALSE | 7286.2366 | 7286.2366 | 49 | 0.18316 | 3.4946 | 42.4285 | 0.39917 | 0.15841 | 0.44242 | 0.010204 | 0.44242 | 0.1482 | 0.02551 | 46.4452 | 0.00021269 | 347 | 0.18 | 371 | 78.34 | 32.43% | 11 | 4 | 100% | 100%
5206 | CAMP EVERS 21065020 | 83622106 | CAMP EVERS 2106 | 5020 | FALSE | 24253.1314 | 24253.1314 | 185 | 0.074514 | 2.9781 | 26.1191 | 0.10169 | 0.035135 | 0.84088 | 0.0018018 | 0.59102 | 0.032432 | 0.0064865 | 22.3514 | 0.00021261 | 348 | 0.52 | 22 | 69.34 | 87.56% | 19 | 11 | 100% | 100%
3722 | BRUNSWICK 11032784 | 152481103 | BRUNSWICK 1103 | 2784 | FALSE | 24673.5503 | 23592.2379 | 202 | 0.29401 | 4.099 | 37.4145 | 0.022277 | 0.37392 | 0.58097 | 0.57435 | 0.27252 | 0.10899 | 0.009901 | 20.7401 | 0.0002125 | 349 | 0.12 | 585 | 51.63 | 64.59% | 9 | 6 | 93.84% | 32%
7483 | FLINT 1101CB | 152531101 | FLINT 1101 | CB | FALSE | 4176.9151 | 1037.2766 | 36 | 0.66227 | 2.5221 | 20.7509 | 0.5213 | 0.074074 | 0.37685 | 0 | 0.37685 | 0.074074 | 0 | 5.8281 | 0.00021226 | 350 | 0.01 | 2535 | 10 | 11.07% | 0 | 2 | 31.46% | 0%
4062 | WHITMORE 1101CB | 103601101 | WHITMORE 1101 | CB | FALSE | 9497.7631 | 9497.7631 | 69 | 0.094547 | 3.0606 | 18.3258 | 0 | 0.16884 | 0.70459 | 0.60797 | 0.096618 | 0.16884 | 0 | 16.9129 | 0.00021208 | 351 | 0.03 | 1450 | 20.26 | 68.5% | 1 | 0 | 100% | 0%
4706 | WYANDOTTE 11031504 | 102911103 | WYANDOTTE 1103 | 1504 | FALSE | 23629.2409 | 17735.4007 | 186 | 0.31543 | 2.7872 | 33.0768 | 0.24041 | 0.25511 | 0.50291 | 0 | 0.49377 | 0.25332 | 0 | 6.3656 | 0.00021184 | 352 | 0.03 | 1712 | 10 | 55.8% | 3 | 8 | 77.24% | 0%
2941 | DIAMOND SPRINGS 1103CB | 152261103 | DIAMOND SPRINGS 1103 | CB | TRUE | 13992.2701 | 885.5612 | 109 | 0.2973 | 2.7792 | 25.0115 | 0.16037 | 0.0763 | 0.75171 | 0.3292 | 0.4225 | 0.0763 | 0.0022936 | 10.6324 | 0.00021179 | 353 | 0.09 | 703 | 10 | 71.13% | 6 | 16 | 54.37% | 47%
9354 | FRUITLAND 114137410 | 192311141 | FRUITLAND 1141 | 37410 | FALSE | 8875.6069 | 8413.1179 | 42 | 0.07571 | 3.9395 | 24.6306 | 0.2381 | 0 | 0.7619 | 0 | 0.7619 | 0 | 0.047619 | 29.7788 | 0.00021128 | 354 | 0.03 | 1434 | 75.1 | 57.88% | 10 | 0 | 69.23% | 0%
7993 | STILLWATER 1101CB | 103561101 | STILLWATER 1101 | CB | FALSE | 6895.2449 | 6754.5413 | 47 | 0.42094 | 3.5558 | 21.0555 | 0.19787 | 0 | 0.80213 | 0.80213 | 0 | 0 | 0.085106 | 8.9003 | 0.00021084 | 355 | 0.03 | 1442 | 10 | 87.48% | 3 | 2 | 85.62% | 0%
420 | ARCATA 11225384 | 192021122 | ARCATA 1122 | 5384 | FALSE | 28128.0957 | 25050.2712 | 202 | 0.063254 | 4.2627 | 21.1651 | 0 | 0.60594 | 0.39406 | 0.017327 | 0.36848 | 0.60429 | 0.058581 | 33.6155 | 0.0002103 | 356 | 0.06 | 987 | 39.92 | 40.09% | 14 | 5 | 87.62% | 0%
6776 | MIDDLETOWN 1102302610 | 43141102 | MIDDLETOWN 1102 | 302610 | FALSE | 9188.9357 | 7571.5921 | 53 | 0.19122 | 2.7016 | 34.2215 | 0.43827 | 0.066038 | 0.49569 | 0.092543 | 0.40314 | 0.066038 | 0 | 3.4837 | 0.00021011 | 357 |  | 3061
528 | PLACERVILLE 210692012 | 153082106 | PLACERVILLE 2106 | 92012 | FALSE | 29794.6367 | 29794.6367 | 219 | 0.083637 | 3.4536 | 24.3979 | 0.17146 | 0.15715 | 0.66758 | 0.36431 | 0.42618 | 0.034247 | 0 | 17.4981 | 0.00021006 | 358 | 0.22 | 272 | 72.03 | 64.51% | 6 | 1 | 100% | 92%
7254 | ALLEGHANY 1101VR816 | 152101101 | ALLEGHANY 1101 | VR816 | FALSE | 6675.8935 | 6675.8935 | 49 | 0.25735 | 4.693 | 19.3031 | 0.09932 | 0.16531 | 0.73537 | 0.8102 | 0.047619 | 0.042857 | 0 | 21.66 | 0.00021002 | 359 | 0.29 | 140 | 96.29 | 73.9% | 6 | 8 | 100% | 100%
1685 | WILLOW CREEK 110347966 | 192171103 | WILLOW CREEK 1103 | 47966 | FALSE | 27271.3222 | 27271.3222 | 167 | 0.16462 | 3.4575 | 18.6704 | 0.16078 | 0.012974 | 0.82475 | 0.045908 | 0.77884 | 0.012974 | 0.058882 | 36.4346 | 0.00020988 | 360 | 0.12 | 580 | 48.52 | 76.15% | 20 | 19 | 100% | 0%
7451 | LOW GAP 1101CB | 192411101 | LOW GAP 1101 | CB | FALSE | 3490.2509 | 3490.2509 | 23 | 0.068921 | 4.5665 | 18.0101 | 0 | 0 | 1 | 0.11594 | 0.34058 | 0 | 0 | 21.4523 | 0.00020947 | 361 | 0.07 | 889 | 82.21 | 100% | 6 | 1 | 100% | 0%
9592 | BELL 1107912460 | 152701107 | BELL 1107 | 912460 | TRUE | 716.9415 | 226.2188 | 6 | 0.31838 | 2.6523 | 29.9608 | 0 | 0 | 0.95833 | 0 | 0.95833 | 0 | 0 | 5.1566 | 0.0002094 | 362 |  | 3384
9260 | DIAMOND SPRINGS 110777086 | 152261107 | DIAMOND SPRINGS 1107 | 77086 | FALSE | 6051.2822 | 4371.5846 | 47 | 0.23724 | 2.7533 | 27.6765 | 0.29184 | 0 | 0.70816 | 0.25355 | 0.45461 | 0 | 0 | 7.589 | 0.00020917 | 363 |  | 3331
7464 | CLARKSVILLE 2106CB | 153612106 | CLARKSVILLE 2106 | CB | TRUE | 830.42 | 224.6189 | 9 | 0.61116 | 2.2372 | 20.9691 | 0.97222 | 0 | 0 | 0 | 0 | 0 | 0 | 4.0452 | 0.00020912 | 364 | 0.01 | 2299 | 10 | 0% | 0 | 0 | 27.21% | 0%
9515 | HARRIS 1109661309 | 192431109 | HARRIS 1109 | 661309 | TRUE | 2205.0428 | 453.7966 | 16 | 0.10142 | 3.2349 | 19.5711 | 0 | 1 | 0 | 0 | 0 | 1 | 0 | 36.6641 | 0.00020886 | 365 |  | 3369
8349 | BRUNSWICK 1110CB | 152481110 | BRUNSWICK 1110 | CB | TRUE | 2754.8033 | 5.4992 | 26 | 0.85017 | 3.9309 | 25.8937 | 0.40433 | 0.072917 | 0.50737 | 0.52821 | 0.047276 | 0 | 0 | 4.0803 | 0.00020884 | 366 | 0 | 2643 | 10 | 0% | 0 | 0 | 0.22% | 0%
9733 | AUBURN 11028611 | 152161102 | AUBURN 1102 | 8611 | FALSE | 2893.9317 | 2893.9317 | 22 | 0.56769 | 2.5542 | 27.821 | 0 | 0.80303 | 0.19697 | 0 | 0.45833 | 0.54167 | 0.022727 | 8.6697 | 0.00020875 | 367 | 0.02 | 1813 | 10 | 16.6% | 1 | 2 | 100% | 0%
2105 | WEST POINT 1102CB | 163201102 | WEST POINT 1102 | CB | FALSE | 28620.471 | 28620.471 | 195 | 0.13622 | 3.0755 | 36.178 | 0.25718 | 0.1194 | 0.61658 | 0.60171 | 0.096667 | 0 | 0.0059829 | 19.6654 | 0.00020845 | 368 | 0.2 | 325 | 76.73 | 62.09% | 5 | 4 | 100% | 80%
6925 | MIRABEL 11022043 | 42091102 | MIRABEL 1102 | 2043 | TRUE | 902.2238 | 902.2238 | 8 | 0.096649 | 3.3704 | 65.9365 | 0 | 0.8125 | 0.1875 | 0 | 0.1875 | 0.8125 | 0 | 39.3073 | 0.00020837 | 369 | 0.12 | 583 | 88.72 | 17.22% | 0 | 1 | 100% | 100%
9096 | BIG BASIN 11022253 | 82841102 | BIG BASIN 1102 | 2253 | FALSE | 2335.3363 | 2335.3363 | 12 | 0.058482 | 3.0891 | 34.0753 | 0 | 0.61111 | 0.38889 | 0 | 0.38889 | 0.61111 | 0 | 20.1447 | 0.00020821 | 370 | 0.07 | 882 | 10 | 16.17% | 0 | 0 | 100% | 100%
3303 | BIG BEND 1101180398 | 103751101 | BIG BEND 1101 | 180398 | FALSE | 8946.0191 | 8946.0191 | 48 | 0.059887 | 4.0893 | 21.8535 | 0.17014 | 0 | 0.80903 | 0.47569 | 0.11111 | 0 | 0.083333 | 10.5832 | 0.0002082 | 371 | 0.16 | 441 | 75.18 | 68.58% | 0 | 2 | 100% | 100%
8489 | LAYTONVILLE 1102572 | 42681102 | LAYTONVILLE 1102 | 572 | FALSE | 34429.3225 | 34429.3225 | 155 | 0.11658 | 5.3807 | 54.7588 | 0.036774 | 0 | 0.9623 | 0.41935 | 0.46492 | 0 | 0.0064516 | 19.572 | 0.00020812 | 372 | 0.14 | 510 | 82.69 | 96.68% | 7 | 18 | 100% | 0%
2174 | DIAMOND SPRINGS 1104CB | 152261104 | DIAMOND SPRINGS 1104 | CB | FALSE | 15842.0085 | 9046.8091 | 127 | 0.32763 | 2.8103 | 20.1672 | 0.16404 | 0.25065 | 0.58531 | 0.35542 | 0.23964 | 0.23828 | 0.01378 | 11.8647 | 0.0002078 | 373 | 0.06 | 976 | 10 | 49.56% | 0 | 3 | 69.41% | 80%
2473 | COLUMBIA HILL 110135424 | 152471101 | COLUMBIA HILL 1101 | 35424 | FALSE | 22308.0719 | 22308.0719 | 147 | 0.12287 | 3.9644 | 21.1855 | 0 | 0.0068027 | 0.9932 | 0.34172 | 0.65147 | 0.0068027 | 0.0068027 | 14.4681 | 0.00020736 | 374 | 0.45 | 40 | 71.66 | 100% | 8 | 11 | 100% | 100%
5073 | LAYTONVILLE 1102CB | 42681102 | LAYTONVILLE 1102 | CB | FALSE | 20899.9329 | 19267.3702 | 95 | 0.080131 | 5.1093 | 47.644 | 0.060526 | 0.031579 | 0.90789 | 0.42939 | 0.37237 | 0.031579 | 0 | 17.9954 | 0.00020717 | 375 | 0.05 | 1045 | 95.46 | 95.78% | 0 | 7 | 78.57% | 0%
6206 | SAN RAFAEL 11081247 | 42011108 | SAN RAFAEL 1108 | 1247 | TRUE | 443.4693 | 443.4693 | 3 | 0.10136 | 2.7966 | 25.4807 | 0 | 0.16667 | 0.83333 | 0 | 0.83333 | 0.16667 | 0 | 25.617 | 0.00020644 | 376 | 0.17 | 421 | 81.16 | 57.56% | 3 | 0 | 100% | 100%
10120 | DEL MAR 210975802 | 152582109 | DEL MAR 2109 | 75802 | TRUE | 680.0226 | 576.1553 | 6 | 0.43332 | 1.9529 | 9.971 | 0.30952 | 0 | 0.66667 | 0 | 0.66667 | 0 | 0 | 41.0292 | 0.0002061 | 377 | 0.03 | 1602 | 17.49 | 85.01% | 0 | 1 | 84.46% | 0%
5744 | WOODSIDE 11018974 | 24251101 | WOODSIDE 1101 | 8974 | FALSE | 21278.6691 | 21278.6691 | 149 | 0.1378 | 2.5441 | 14.506 | 0.0021812 | 0.6495 | 0.33826 | 0.011186 | 0.27136 | 0.61035 | 0 | 23.9255 | 0.00020534 | 378 | 0.51 | 26 | 54.26 | 29.29% | 40 | 16 | 100% | 100%
3612 | BIG BASIN 110212992 | 82841102 | BIG BASIN 1102 | 12992 | FALSE | 22915.4569 | 22915.4569 | 160 | 0.081632 | 3.1641 | 32.8746 | 0.084375 | 0.18241 | 0.73321 | 0.0083333 | 0.55315 | 0.16001 | 0.022768 | 21.4274 | 0.00020519 | 379 | 0.45 | 37 | 29.65 | 74.67% | 30 | 1 | 100% | 100%
2257 | BIG TREES 04025300 | 83050402 | BIG TREES 0402 | 5300 | FALSE | 15760.3239 | 15760.3239 | 115 | 0.024133 | 3.0523 | 29.9415 | 0.12435 | 0.45942 | 0.41623 | 0.0028986 | 0.45319 | 0.41087 | 0.068841 | 28.4104 | 0.00020513 | 380 |  | 2767
5117 | WOODSIDE 11018912 | 24251101 | WOODSIDE 1101 | 8912 | FALSE | 6310.9141 | 6268.7877 | 52 | 0.17126 | 2.4662 | 16.9302 | 0.021635 | 0.7484 | 0.22997 | 0 | 0.29567 | 0.67308 | 0 | 15.5913 | 0.000205 | 381 | 0.16 | 442 | 42.15 | 27.37% | 5 | 2 | 96.59% | 100%
3248 | HARRIS 1109355914 | 192431109 | HARRIS 1109 | 355914 | FALSE | 14935.3832 | 13002.7807 | 104 | 0.21702 | 3.5014 | 21.7706 | 0 | 0.79231 | 0.20769 | 0 | 0.47035 | 0.52724 | 0.054487 | 23.7257 | 0.0002048 | 382 |  | 2817
7290 | ARCATA 1121716954 | 192021121 | ARCATA 1121 | 716954 | FALSE | 18261.1322 | 11115.6995 | 97 | 0.091276 | 4.1283 | 23.8855 | 0 | 0.76323 | 0.23677 | 0.020619 | 0.19244 | 0.76323 | 0.015464 | 29.0152 | 0.00020479 | 383 |  | 3112
2601 | BRUNSWICK 11062104 | 152481106 | BRUNSWICK 1106 | 2104 | FALSE | 15810.2753 | 15810.2753 | 123 | 0.1202 | 3.9514 | 32.769 | 0.1397 | 0.27937 | 0.58093 | 0.47578 | 0.34224 | 0.042276 | 0.0081301 | 21.408 | 0.00020356 | 384 | 0.18 | 387 | 86.41 | 57.37% | 4 | 1 | 100% | 100%
2700 | PINE GROVE 11023172 | 163751102 | PINE GROVE 1102 | 3172 | FALSE | 60635.9905 | 60635.9905 | 448 | 0.10405 | 3.2138 | 31.1886 | 0.20203 | 0.054273 | 0.74028 | 0.65639 | 0.081989 | 0 | 0.013021 | 20.5965 | 0.00020312 | 385 | 0.23 | 237 | 74.21 | 73.54% | 9 | 20 | 100% | 71%
803 | DIAMOND SPRINGS 1107CB | 152261107 | DIAMOND SPRINGS 1107 | CB | TRUE | 5946.2245 | 0 | 51 | 0.64313 | 2.8632 | 27.4352 | 0.37054 | 0.14085 | 0.46867 | 0.38175 | 0.11307 | 0.11471 | 0 | 6.9113 | 0.00020302 | 386 | 0.02 | 1771 | 10 | 84.55% | 2 | 3 | 62.03% | 0%
6916 | BEN LOMOND 110196738 | 83041101 | BEN LOMOND 1101 | 96738 | FALSE | 10792.8538 | 10792.8538 | 84 | 0.069066 | 3.4609 | 33.0329 | 0.0029762 | 0.22897 | 0.76409 | 0 | 0.76409 | 0.16647 | 0.089187 | 24.7065 | 0.00020283 | 387 | 0.22 | 255 | 19.36 | 74.88% | 14 | 2 | 100% | 100%
10016 | CAMP EVERS 2104600529 | 83622104 | CAMP EVERS 2104 | 600529 | TRUE | 435.4123 | 422.8048 | 4 | 0.37281 | 2.8546 | 44.1865 | 0 | 0.375 | 0.625 | 0 | 0.625 | 0.375 | 0 | 18.0025 | 0.00020229 | 388 |  | 3471
10176 | CLARK ROAD 1102CB | 103091102 | CLARK ROAD 1102 | CB | FALSE | 2444.9029 | 1435.1005 | 20 | 0.35537 | 1.9995 | 26.5685 | 0.55 | 0.05 | 0.35 | 0.075 | 0.275 | 0.05 | 0 | 2.2206 | 0.0002022 | 389 | 0.01 | 2232 | 10 | 1.76% | 0 | 1 | 10.59% | 0%
12 | PASO ROBLES 1103N50 | 182611103 | PASO ROBLES 1103 | N50 | FALSE | 3586.1974 | 3586.1974 | 24 | 0.11803 | 0.86765 | 13.1257 | 0.82986 | 0 | 0.17014 | 0 | 0.17014 | 0 | 0 | 2.2416 | 0.00020174 | 390 | 0.04 | 1392 | 48.48 | 34.16% | 0 | 1 | 100% | 0%
7438 | OREGON TRAIL 1103CB | 103521103 | OREGON TRAIL 1103 | CB | FALSE | 4716.8976 | 4354.341 | 38 | 0.30571 | 2.8666 | 16.654 | 0.28246 | 0 | 0.71754 | 0.45439 | 0 | 0 | 0 | 6.1247 | 0.00020157 | 391 | 0.03 | 1467 | 25.13 | 81.43% | 2 | 1 | 95.03% | 0%
8204 | BEN LOMOND 04015144 | 83040401 | BEN LOMOND 0401 | 5144 | FALSE | 6368.9288 | 6368.9288 | 36 | 0.058193 | 3.3123 | 27.8812 | 0.31481 | 0 | 0.68519 | 0 | 0.68519 | 0 | 0.027778 | 18.9022 | 0.00020138 | 392 | 0.14 | 481 | 45.88 | 59.52% | 1 | 1 | 100% | 100%
8405 | MONTE RIO 1111240 | 42811111 | MONTE RIO 1111 | 240 | FALSE | 4953.3762 | 4953.3762 | 42 | 0.17247 | 3.7717 | 54.6597 | 0.02381 | 0.31281 | 0.66338 | 0 | 0.66338 | 0.31281 | 0.055556 | 28.3383 | 0.00020071 | 393 | 0.22 | 275 | 71.6 | 66.68% | 5 | 7 | 100% | 100%
9508 | ANDERSON 1101426745 | 103261101 | ANDERSON 1101 | 426745 | TRUE | 328.8561 | 328.8561 | 3 | 0.72198 | 2.2573 | 13.5174 | 0 | 1 | 0 | 0 | 0 | 1 | 0 | 8.362 | 0.00020048 | 394 |  | 3365
10551 | PUEBLO 1104968601 | 43291104 | PUEBLO 1104 | 968601 | TRUE | 12.2398 | 12.2398 | 1 | 0.7181 | 1.7401 | 26.8219 | 1 | 0 | 0 | 0 | 0 | 0 | 0 | 8.2782 | 0.00020045 | 395 |  | 3573
8097 | SARATOGA 11075696 | 83371107 | SARATOGA 1107 | 5696 | FALSE | 9835.0739 | 8152.2263 | 90 | 0.44983 | 2.417 | 22.4705 | 0.071217 | 0.49032 | 0.43847 | 0.06873 | 0.43847 | 0.41048 | 0 | 10.7995 | 0.00020042 | 396 | 0.03 | 1697 | 10 | 57.71% | 6 | 9 | 65.93% | 4%
3877 | LOS GATOS 110660116 | 82021106 | LOS GATOS 1106 | 60116 | FALSE | 19634.1928 | 19634.1928 | 151 | 0.1329 | 2.9121 | 26.2923 | 0.30788 | 0.22583 | 0.46629 | 0.019868 | 0.44737 | 0.19045 | 0.013245 | 23.106 | 0.00020011 | 397 | 0.37 | 74 | 30.63 | 46% | 28 | 5 | 100% | 100%
8610 | HOOPA 110193038 | 192401101 | HOOPA 1101 | 93038 | FALSE | 4552.6155 | 2107.4343 | 39 | 0.55608 | 3.971 | 19.7889 | 0 | 0 | 1 | 0.051282 | 0.94872 | 0 | 0.012821 | 11.5473 | 0.00019968 | 398 | 0.01 | 2570 | 40.71 | 100% | 0 | 1 | 6.03% | 0%
10094 | HARRIS 1109237791 | 192431109 | HARRIS 1109 | 237791 | FALSE | 3420.2949 | 2280.4467 | 23 | 0.14214 | 3.2349 | 22.8463 | 0 | 0.83696 | 0.16304 | 0 | 0.16304 | 0.83696 | 0 | 37.3378 | 0.0001987 | 399 |  | 3489
5376 | FORT SEWARD 1121CB | 192321121 | FORT SEWARD 1121 | CB | FALSE | 14807.5224 | 14807.5224 | 54 | 0.15098 | 3.717 | 26.3357 | 0.011785 | 0 | 0.98822 | 0.19136 | 0.5463 | 0 | 0.0092593 | 15.2975 | 0.00019854 | 400 | 0.05 | 1107 | 72.76 | 100% | 3 | 3 | 100% | 0%
2388 | CAMP EVERS 21059031 | 83622105 | CAMP EVERS 2105 | 9031 | FALSE | 1741.4201 | 1741.4201 | 17 | 0.056675 | 3.2196 | 38.1499 | 0 | 0.7549 | 0.2451 | 0 | 0.18627 | 0.7549 | 0.029412 | 22.702 | 0.00019853 | 401 | 0.1 | 649 | 18.46 | 18.86% | 2 | 2 | 100% | 100%
1105 | PLACER 110451732 | 152461104 | PLACER 1104 | 51732 | FALSE | 12971.5884 | 1093.5921 | 110 | 0.66316 | 2.5661 | 31.1763 | 0.23307 | 0.46877 | 0.2715 | 0.03 | 0.31991 | 0.40869 | 0 | 7.4223 | 0.00019845 | 402 | 0.01 | 2309 | 10 | 21.69% | 0 | 0 | 16.14% | 0%
9897 | ORO FINO 110239154 | 103031102 | ORO FINO 1102 | 39154 | FALSE | 1419.8889 | 1419.8889 | 11 | 0.029584 | 4.4508 | 32.8967 | 0 | 0 | 1 | 0.090909 | 0.90909 | 0 | 0 | 20.9938 | 0.00019824 | 403 | 0.22 | 262 | 98 | 100% | 3 | 0 | 100% | 100%
2788 | WYANDOTTE 1110980944 | 102911110 | WYANDOTTE 1110 | 980944 | FALSE | 26900.3072 | 16783.2453 | 198 | 0.36528 | 2.7278 | 35.2547 | 0.29988 | 0.16836 | 0.52965 | 0.0099387 | 0.51972 | 0.16836 | 0 | 5.4339 | 0.00019807 | 404 |  | 2798
10249 | SILVERADO 2102CB | 43432102 | SILVERADO 2102 | CB | TRUE | 2722.4304 | 952.8122 | 22 | 0.68242 | 2.4899 | 26.1821 | 0.73268 | 0.077922 | 0.18939 | 0 | 0.18939 | 0.077922 | 0 | 9.133 | 0.00019758 | 405 | 0.03 | 1707 | 10 | 0% | 0 | 0 | 26.76% | 100%
7056 | POTTER VALLEY P H 110564118 | 42281105 | POTTER VALLEY P H 1105 | 64118 | FALSE | 15416.9418 | 2646.9433 | 101 | 0.40554 | 2.9425 | 46.6617 | 0.064356 | 0.62376 | 0.31188 | 0.091584 | 0.30198 | 0.54208 | 0 | 10.3019 | 0.00019755 | 406 | 0.01 | 2327 | 30.14 | 62.86% | 2 | 1 | 18.17% | 0%
4697 | CALISTOGA 1101242919 | 42711101 | CALISTOGA 1101 | 242919 | FALSE | 2111.493 | 2111.493 | 15 | 0.43258 | 2.6014 | 44.8529 | 0 | 0.45 | 0.55 | 0 | 0.55 | 0.45 | 0 | 11.8654 | 0.00019735 | 407 |  | 2911
4177 | LOS GATOS 110760092 | 82021107 | LOS GATOS 1107 | 60092 | FALSE | 15629.1336 | 15629.1336 | 108 | 0.10147 | 2.8819 | 28.4469 | 0.48426 | 0.30633 | 0.20478 | 0 | 0.20941 | 0.3017 | 0.0030864 | 20.2616 | 0.00019731 | 408 | 0.18 | 391 | 27.01 | 22.28% | 14 | 2 | 100% | 100%
493 | BRUNSWICK 11102664 | 152481110 | BRUNSWICK 1110 | 2664 | FALSE | 17552.7674 | 12910.8902 | 132 | 0.18596 | 3.8575 | 33.9127 | 0.11044 | 0.25875 | 0.61566 | 0.5197 | 0.34713 | 0.0075758 | 0.0012626 | 18.8576 | 0.00019724 | 409 | 0.04 | 1386 | 43 | 66.17% | 2 | 0 | 90.12% | 0%
1067 | DIAMOND SPRINGS 1106290705 | 152261106 | DIAMOND SPRINGS 1106 | 290705 | FALSE | 5314.0636 | 5193.0778 | 38 | 0.18834 | 2.9471 | 21.1724 | 0 | 0 | 1 | 0.25877 | 0.74123 | 0 | 0 | 12.1231 | 0.0001966 | 410 |  | 2706
671 | CAMP EVERS 21045096 | 83622104 | CAMP EVERS 2104 | 5096 | FALSE | 32680.7032 | 32680.7032 | 232 | 0.083946 | 2.9908 | 34.4282 | 0 | 0.35884 | 0.60632 | 0.015086 | 0.67378 | 0.27198 | 0.051365 | 19.4419 | 0.00019642 | 411 | 0.33 | 99 | 43.5 | 64.15% | 34 | 7 | 100% | 100%
2423 | APPLE HILL 110413512 | 153661104 | APPLE HILL 1104 | 13512 | FALSE | 49131.7705 | 45791.8869 | 345 | 0.19892 | 3.6493 | 19.2568 | 0.078537 | 0.088868 | 0.83259 | 0.8417 | 0.041353 | 0.0028986 | 0.013043 | 21.3829 | 0.00019634 | 412 | 0.27 | 175 | 80.84 | 86.09% | 15 | 14 | 89.98% | 77%
680 | CAMP EVERS 210612760 | 83622106 | CAMP EVERS 2106 | 12760 | FALSE | 42462.3954 | 42462.3954 | 299 | 0.10128 | 2.7493 | 30.9491 | 0.020847 | 0.26085 | 0.66034 | 0 | 0.60288 | 0.23548 | 0.0099538 | 19.5568 | 0.00019594 | 413 | 0.75 | 2 | 47.92 | 63.13% | 29 | 6 | 100% | 100%
8395 | CARLOTTA 112142896 | 192291121 | CARLOTTA 1121 | 42896 | FALSE | 8829.785 | 3686.5968 | 71 | 0.18962 | 3.4723 | 21.2936 | 0.48967 | 0.17254 | 0.33779 | 0.061033 | 0.27676 | 0.17254 | 0.017606 | 14.4877 | 0.00019577 | 414 | 0.02 | 1908 | 31.27 | 37.15% | 2 | 2 | 39.92% | 0%
6899 | FORT SEWARD 11211690 | 192321121 | FORT SEWARD 1121 | 1690 | FALSE | 26217.8201 | 17377.7027 | 77 | 0.086486 | 4.2365 | 24.7026 | 0 | 0 | 1 | 0.22727 | 0.4026 | 0 | 0.012987 | 18.4229 | 0.0001954 | 415 | 0.06 | 991 | 86.57 | 100% | 15 | 3 | 64.42% | 0%
7235 | BRIDGEVILLE 110137484 | 192461101 | BRIDGEVILLE 1101 | 37484 | FALSE | 15938.0756 | 12688.6958 | 74 | 0.03957 | 4.973 | 16.4558 | 0 | 0 | 1 | 0.44595 | 0.12838 | 0 | 0 | 19.3005 | 0.0001949 | 416 | 0.05 | 1195 | 94.88 | 100% | 3 | 6 | 74.55% | 0%
7036 | WOODACRE 1101CB | 43021101 | WOODACRE 1101 | CB | FALSE | 4540.438 | 4454.6417 | 35 | 0.31214 | 2.8638 | 41.7876 | 0.54571 | 0.22667 | 0.22762 | 0.028571 | 0.2181 | 0.1981 | 0.028571 | 13.2198 | 0.00019479 | 417 | 0.07 | 834 | 31.11 | 27.17% | 14 | 8 | 96.75% | 56%
7773 | MONTE RIO 111215401 | 42811112 | MONTE RIO 1112 | 15401 | FALSE | 1388.1732 | 1388.1732 | 11 | 0.35282 | 3.6156 | 49.3705 | 0 | 0.22727 | 0.77273 | 0 | 0.77273 | 0.22727 | 0 | 35.5617 | 0.00019479 | 418 | 0.2 | 324 | 85.28 | 87.8% | 1 | 3 | 100% | 100%
3066 | SHADY GLEN 1102CB | 152431102 | SHADY GLEN 1102 | CB | FALSE | 34051.8134 | 34051.8134 | 240 | 0.13194 | 3.5863 | 24.7661 | 0.059028 | 0.047361 | 0.88722 | 0.53174 | 0.21333 | 0.0048611 | 0.011806 | 19.6958 | 0.00019472 | 419 | 0.14 | 508 | 69.58 | 89.02% | 6 | 13 | 95.14% | 28%
3582 | SAN RAFAEL 1108516 | 42011108 | SAN RAFAEL 1108 | 516 | FALSE | 17602.5759 | 17602.5759 | 135 | 0.34565 | 2.7983 | 50.115 | 0.15753 | 0.6921 | 0.15037 | 0.017284 | 0.16889 | 0.6563 | 0 | 15.4804 | 0.00019441 | 420 | 0.31 | 118 | 42.28 | 10.51% | 16 | 17 | 98.34% | 100%
2552 | HALSEY 11022514 | 152241102 | HALSEY 1102 | 2514 | FALSE | 31420.4965 | 17648.4979 | 212 | 0.41045 | 2.6981 | 29.3701 | 0.17195 | 0.47134 | 0.34835 | 0.029088 | 0.38608 | 0.40452 | 0 | 8.2894 | 0.00019439 | 421 | 0.01 | 2416 | 10 | 42.43% | 1 | 2 | 47.49% | 0%
639 | LAYTONVILLE 1101CB | 42681101 | LAYTONVILLE 1101 | CB | FALSE | 14777.824 | 9580.003 | 90 | 0.15131 | 5.0737 | 53.0507 | 0.011111 | 0 | 0.98889 | 0.49537 | 0.25185 | 0 | 0 | 16.3714 | 0.00019434 | 422 | 0.05 | 1062 | 79.27 | 100% | 10 | 7 | 78.03% | 0%
6416 | PLACER 1102CB | 152461102 | PLACER 1102 | CB | FALSE | 3445.1403 | 3361.7302 | 23 | 0.20391 | 2.4984 | 31.7717 | 0.39006 | 0.38406 | 0.22588 | 0 | 0.18447 | 0.38406 | 0 | 8.2214 | 0.00019412 | 423 | 0.02 | 2120 | 10 | 18.98% | 0 | 1 | 100% | 0%
7345 | WILLOW CREEK 110129362 | 192171101 | WILLOW CREEK 1101 | 29362 | FALSE | 18377.6602 | 12371.5145 | 74 | 0.081665 | 4.5545 | 15.6639 | 0.013514 | 0 | 0.98649 | 0.39865 | 0.53378 | 0 | 0 | 23.769 | 0.00019406 | 424 | 0.17 | 408 | 67.39 | 96.73% | 8 | 5 | 58.77% | 100%
4321 | BRUNSWICK 110633050 | 152481106 | BRUNSWICK 1106 | 33050 | FALSE | 6143.4432 | 1793.1664 | 56 | 0.1909 | 3.4935 | 32.5512 | 0.084821 | 0 | 0.91518 | 0.61565 | 0.21471 | 0 | 0 | 18.0783 | 0.000194 | 425 | 0.02 | 1802 | 18.23 | 78.9% | 2 | 0 | 44.77% | 0%
6323 | FORT ROSS 112170288 | 42851121 | FORT ROSS 1121 | 70288 | FALSE | 18879.7984 | 18879.7984 | 94 | 0.048901 | 4.8572 | 50.7979 | 0.088652 | 0.076241 | 0.83156 | 0.15426 | 0.6773 | 0.076241 | 0.069149 | 20.3847 | 0.00019388 | 426 | 0.21 | 293 | 93.81 | 82.61% | 5 | 5 | 100% | 100%
9622 | SAN RAFAEL 110863598 | 42011108 | SAN RAFAEL 1108 | 63598 | FALSE | 3076.8023 | 3076.8023 | 24 | 0.1335 | 2.7966 | 44.7594 | 0 | 0.55556 | 0.44444 | 0 | 0.97917 | 0.020833 | 0 | 18.1318 | 0.0001935 | 427 | 0.14 | 496 | 87.22 | 45.64% | 1 | 1 | 100% | 100%
8869 | BRUNSWICK 11047181 | 152481104 | BRUNSWICK 1104 | 7181 | FALSE | 1244.1443 | 1244.1443 | 11 | 0.25845 | 3.9378 | 34.4211 | 0 | 0 | 1 | 1 | 0 | 0 | 0 | 16.1679 | 0.00019333 | 428 | 0.04 | 1387 | 57.88 | 100% | 1 | 1 | 100% | 0%
1616 | SARATOGA 1106LC24 | 83371106 | SARATOGA 1106 | LC24 | FALSE | 18535.4178 | 13258.5886 | 154 | 0.42059 | 2.4203 | 25.5303 | 0.10312 | 0.52432 | 0.36769 | 0.020408 | 0.40892 | 0.41182 | 0.0052566 | 12.327 | 0.00019316 | 429 | 0.02 | 2083 | 10 | 42.44% | 3 | 7 | 55.48% | 11%
3589 | MIRABEL 1101688780 | 42091101 | MIRABEL 1101 | 688780 | TRUE | 2079.7156 | 922.8958 | 14 | 0.1698 | 2.9025 | 60.9822 | 0 | 0.38095 | 0.61905 | 0 | 0.61905 | 0.38095 | 0 | 14.63 | 0.00019275 | 430 |  | 2839
8464 | CAMP EVERS 21067603 | 83622106 | CAMP EVERS 2106 | 7603 | FALSE | 1527.2306 | 1527.2306 | 11 | 0.10104 | 2.8825 | 31.5733 | 0.12121 | 0.37879 | 0.5 | 0 | 0.5 | 0.37879 | 0 | 17.1557 | 0.00019238 | 431 | 0.1 | 645 | 10 | 57.8% | 0 | 0 | 100% | 100%
5020 | BONNIE NOOK 1101CB | 152301101 | BONNIE NOOK 1101 | CB | FALSE | 23251.1044 | 23251.1044 | 153 | 0.10748 | 4.1611 | 19.6298 | 0 | 0.4911 | 0.50302 | 0.54169 | 0.44371 | 0.0065359 | 0.010458 | 22.755 | 0.00019229 | 432 | 0.29 | 144 | 89.82 | 47.01% | 8 | 12 | 100% | 100%
3741 | PINE GROVE 110152088 | 163751101 | PINE GROVE 1101 | 52088 | FALSE | 3986.2342 | 3986.2342 | 28 | 0.16946 | 2.6705 | 26.3948 | 0.20298 | 0 | 0.77917 | 0 | 0.77917 | 0 | 0 | 14.6341 | 0.00019225 | 433 | 0.02 | 2073 | 10 | 68.63% | 1 | 3 | 100% | 0%
8632 | STELLING 11102243 | 83481110 | STELLING 1110 | 2243 | FALSE | 3051.2175 | 3051.2175 | 16 | 0.067795 | 2.3567 | 24.0761 | 0 | 0.5625 | 0.4375 | 0 | 0.4375 | 0.5625 | 0 | 17.8646 | 0.00019188 | 434 | 0.03 | 1619 | 73.57 | 46.49% | 9 | 0 | 100% | 0%
4953 | FRENCH GULCH 11021462 | 103381102 | FRENCH GULCH 1102 | 1462 | FALSE | 16147.0874 | 16116.0676 | 51 | 0.20777 | 3.5547 | 31.6363 | 0.04902 | 0 | 0.95098 | 0.4951 | 0.43627 | 0 | 0 | 36.3904 | 0.00019151 | 435 | 0.05 | 1101 | 44.74 | 99.62% | 1 | 1 | 99.24% | 23%
289 | BIG BASIN 110169550 | 82841101 | BIG BASIN 1101 | 69550 | FALSE | 28222.9499 | 28222.9499 | 188 | 0.08948 | 3.1286 | 40.6272 | 0.0074468 | 0.21773 | 0.75089 | 0.011702 | 0.64441 | 0.21401 | 0.02039 | 21.318 | 0.00019115 | 436 | 0.32 | 112 | 32.05 | 71.29% | 38 | 3 | 100% | 100%
10515 | STAFFORD 1102784704 | 43201102 | STAFFORD 1102 | 784704 | TRUE | 43.8835 | 43.8835 | 1 |  |  | 5.5058 | 0 | 0 | 1 | 0 | 1 | 0 | 0 |  | 0.00019096 | 437 | 0.05 | 1177 | 80 | 100% | 0 | 0 | 100% | 0%
4382 | WOODSIDE 11011922 | 24251101 | WOODSIDE 1101 | 1922 | FALSE | 7694.4261 | 7391.7604 | 70 | 0.14396 | 2.5959 | 18.4062 | 0.069048 | 0.19048 | 0.74048 | 0 | 0.44226 | 0.19048 | 0 | 15.6284 | 0.00019092 | 438 | 0.15 | 456 | 56.29 | 79.83% | 3 | 6 | 79.05% | 93%
3864 | PLACER 1103429574 | 152461103 | PLACER 1103 | 429574 | FALSE | 15346.7415 | 8004.0474 | 114 | 0.28025 | 2.7538 | 33.2619 | 0.25123 | 0.28289 | 0.44979 | 0.014265 | 0.4444 | 0.27402 | 0 | 10.1171 | 0.00019074 | 439 |  | 2857
8000 | DIAMOND SPRINGS 1107116815 | 152261107 | DIAMOND SPRINGS 1107 | 116815 | FALSE | 4074.4873 | 2540.2857 | 33 | 0.2843 | 2.7844 | 25.934 | 0 | 0.30051 | 0.69949 | 0.25758 | 0.44192 | 0.30051 | 0 | 10.0762 | 0.00019069 | 440 |  | 3182
3595 | CEDAR CREEK 11011608 | 103321101 | CEDAR CREEK 1101 | 1608 | FALSE | 53827.5719 | 53827.5719 | 252 | 0.086685 | 4.0625 | 19.3707 | 0 | 0 | 1 | 0.55093 | 0.44114 | 0 | 0 | 13.4524 | 0.00019009 | 441 | 0.11 | 592 | 31.78 | 100% | 3 | 12 | 100% | 36%
972 | BRUNSWICK 11062392 | 152481106 | BRUNSWICK 1106 | 2392 | FALSE | 14284.081 | 9811.7074 | 111 | 0.12041 | 3.5949 | 31.647 | 0.069498 | 0.24912 | 0.68138 | 0.57305 | 0.20282 | 0.15463 | 0.009009 | 21.1525 | 0.0001898 | 442 |  | 2700
9980 | BRIDGEVILLE 1101CB | 192461101 | BRIDGEVILLE 1101 | CB | FALSE | 13703.2012 | 13703.2012 | 51 | 0.042067 | 4.6718 | 21.5862 | 0.004902 | 0 | 0.9902 | 0.11765 | 0.38627 | 0 | 0 | 22.0222 | 0.00018978 | 443 | 0.1 | 675 | 94.16 | 99.27% | 7 | 0 | 100% | 10%
8503 | SAN RAFAEL 11071276 | 42011107 | SAN RAFAEL 1107 | 1276 | FALSE | 6144.8964 | 6012.4282 | 56 | 0.46209 | 2.9682 | 55.4552 | 0 | 0.84628 | 0.15372 | 0 | 0.18051 | 0.81949 | 0.060119 | 15.2282 | 0.00018947 | 444 | 0.12 | 578 | 10 | 17.39% | 6 | 6 | 100% | 100%
5272 | NEWBURG 1133CB | 192151133 | NEWBURG 1133 | CB | FALSE | 14786.8555 | 5089.2485 | 92 | 0.19261 | 3.3339 | 18.3498 | 0.14444 | 0.6405 | 0.21506 | 0 | 0.21506 | 0.4532 | 0.024457 | 25.909 | 0.00018939 | 445 | 0.02 | 2115 | 37.81 | 38.51% | 2 | 0 | 41.21% | 0%
10877 | MORAGA 110183424 | 13801101 | MORAGA 1101 | 83424 | FALSE | 2603.9122 | 2600.4486 | 7 | 0.4493 | 1.9812 | 8.1585 | 1 | 0 | 0 | 0 | 0 | 0 | 0 | 9.7209 | 0.00018902 | 446 | 0.05 | 1072 | 79.16 | 0% | 0 | 0 | 100% | 62%
9502 | WILLOW CREEK 11033090 | 192171103 | WILLOW CREEK 1103 | 3090 | FALSE | 17393.6531 | 17393.6531 | 58 | 0.091582 | 3.4463 | 16.2817 | 0.024138 | 0 | 0.97586 | 0 | 0.97586 | 0 | 0.060345 | 21.7889 | 0.00018901 | 447 | 0.06 | 921 | 82.45 | 100% | 5 | 3 | 100% | 0%
7661 | CAMP EVERS 210616000 | 83622106 | CAMP EVERS 2106 | 16000 | FALSE | 6212.4721 | 3353.5945 | 51 | 0.49796 | 2.8551 | 35.1759 | 0.54804 | 0.082633 | 0.36933 | 0.026144 | 0.34318 | 0.082633 | 0.0039216 | 16.4374 | 0.000189 | 448 | 0.07 | 890 | 16.7 | 23.49% | 1 | 3 | 54.85% | 98%
2899 | PLACER 1101208930 | 152461101 | PLACER 1101 | 208930 | TRUE | 1425.5587 | 187.1265 | 10 | 0.72307 | 2.4984 | 29.513 | 0 | 0.9 | 0.08 | 0 | 0.14 | 0.84 | 0 | 7.8777 | 0.00018882 | 449 |  | 2804
7881 | CALISTOGA 1102141073 | 42711102 | CALISTOGA 1102 | 141073 | FALSE | 3422.9373 | 1996.4523 | 27 | 0.48443 | 2.5669 | 50.4102 | 0 | 0.51949 | 0.47076 | 0 | 0.5078 | 0.48246 | 0 | 14.1719 | 0.00018845 | 450 |  | 3174
9670 | FRENCH GULCH 1102CB | 103381102 | FRENCH GULCH 1102 | CB | FALSE | 2729.0129 | 2729.0129 | 12 | 0.26515 | 2.8429 | 35.811 | 0 | 0 | 1 | 0.19444 | 0.16667 | 0 | 0 | 6.7936 | 0.00018833 | 451 | 0.03 | 1510 | 33.49 | 100% | 0 | 1 | 100% | 0%
7628 | WISE 11011404 | 152271101 | WISE 1101 | 1404 | FALSE | 5740.3584 | 2402.8891 | 47 | 0.33116 | 2.355 | 27.3721 | 0.43794 | 0.069149 | 0.48227 | 0.010638 | 0.48227 | 0.058511 | 0 | 4.9839 | 0.0001882 | 452 | 0.01 | 2544 | 13.03 | 54.75% | 0 | 1 | 62.41% | 0%
1371 | PINE GROVE 11021222 | 163751102 | PINE GROVE 1102 | 1222 | FALSE | 27771.0153 | 27771.0153 | 218 | 0.10143 | 3.4047 | 28.0043 | 0.15264 | 0.00091743 | 0.84644 | 0.6925 | 0.0076453 | 0.00091743 | 0.0022936 | 25.8913 | 0.0001881 | 453 | 0.36 | 81 | 80.39 | 88.79% | 6 | 14 | 100% | 93%
8901 | BRIDGEVILLE 110237486 | 192461102 | BRIDGEVILLE 1102 | 37486 | FALSE | 12199.5088 | 11162.2658 | 85 | 0.19835 | 4.0951 | 25.9766 | 0.0088235 | 0 | 0.99118 | 0.14745 | 0.6551 | 0 | 0 | 21.348 | 0.00018807 | 454 | 0.05 | 1073 | 71.05 | 99.35% | 4 | 7 | 92.24% | 0%
1686 | CAMP EVERS 210312990 | 83622103 | CAMP EVERS 2103 | 12990 | FALSE | 21277.9249 | 21277.9249 | 161 | 0.11159 | 2.5853 | 35.0901 | 0.064079 | 0.2588 | 0.63623 | 0 | 0.45559 | 0.19099 | 0 | 19.8535 | 0.00018796 | 455 | 0.33 | 108 | 33.18 | 62.33% | 16 | 15 | 100% | 100%
9760 | RINCON 11035152 | 43321103 | RINCON 1103 | 5152 | FALSE | 2685.0442 | 2685.0442 | 17 | 0.088475 | 2.705 | 43.7392 | 0 | 0.52941 | 0.47059 | 0 | 0.32941 | 0.52941 | 0 | 21.7456 | 0.00018787 | 456 | 0.14 | 500 | 84.6 | 46.06% | 2 | 0 | 100% | 100%
4789 | APPLE HILL 110412842 | 153661104 | APPLE HILL 1104 | 12842 | FALSE | 27066.2595 | 25454.1408 | 209 | 0.13034 | 3.5408 | 18.5818 | 0.04272 | 0.058812 | 0.89488 | 0.82989 | 0.041069 | 0.01575 | 0.0013955 | 22.4234 | 0.00018752 | 457 | 0.12 | 565 | 86.49 | 86.23% | 1 | 6 | 91.92% | 56%
5090 | BRIDGEVILLE 1102CB | 192461102 | BRIDGEVILLE 1102 | CB | FALSE | 19625.3536 | 4723.1827 | 52 | 0.080895 | 4.3953 | 28.8798 | 0.014423 | 0 | 0.98558 | 0.30769 | 0.37981 | 0 | 0 | 11.5429 | 0.00018739 | 458 | 0.02 | 1817 | 72.34 | 88.58% | 0 | 0 | 5.26% | 0%
9055 | ORO FINO 1102CB | 103031102 | ORO FINO 1102 | CB | FALSE | 3376.1921 | 3376.1921 | 27 | 0.11871 | 4.5247 | 36.1984 | 0.46914 | 0.20988 | 0.32099 | 0.15432 | 0 | 0.20988 | 0 | 30.4172 | 0.00018738 | 459 | 0.15 | 480 | 90.47 | 31.39% | 1 | 0 | 100% | 100%
6400 | PHILO 1102CB | 42601102 | PHILO 1102 | CB | FALSE | 20191.5411 | 12387.7147 | 131 | 0.22376 | 2.706 | 50.3807 | 0.21743 | 0.37265 | 0.40992 | 0 | 0.46845 | 0.31412 | 0 | 18.3983 | 0.00018717 | 460 | 0.03 | 1560 | 58.95 | 61.62% | 10 | 11 | 44.58% | 0%
8658 | MENLO 11037902 | 24131103 | MENLO 1103 | 7902 | FALSE | 26218.9532 | 18823.9554 | 143 | 0.18492 | 2.2247 | 25.2359 | 0.021368 | 0.73213 | 0.2465 | 0 | 0.39219 | 0.18943 | 0.002331 | 11.4865 | 0.00018704 | 461 | 0.02 | 2054 | 47.48 | 20.98% | 8 | 4 | 71.01% | 0%
586 | WEIMAR 11022038 | 152491102 | WEIMAR 1102 | 2038 | FALSE | 21510.9233 | 21510.9233 | 155 | 0.12472 | 3.1324 | 31.7415 | 0.18599 | 0.090323 | 0.72369 | 0.3824 | 0.33161 | 0.031183 | 0.0021505 | 14.6667 | 0.00018694 | 462 | 0.03 | 1557 | 10 | 76.79% | 4 | 4 | 100% | 0%
4427 | PLACERVILLE 11118582 | 153081111 | PLACERVILLE 1111 | 8582 | FALSE | 19173.6398 | 15254.7771 | 163 | 0.44292 | 2.8768 | 25.3168 | 0.23504 | 0.20749 | 0.54581 | 0.32344 | 0.22236 | 0.20749 | 0.0092025 | 7.9163 | 0.00018689 | 463 | 0.02 | 1788 | 10 | 58.12% | 5 | 4 | 64.88% | 0%
11062 | KESWICK 1101CB | 103451101 | KESWICK 1101 | CB | TRUE | 26.6683 | 26.6683 | 1 |  |  | 16.4821 | 1 | 0 | 0 | 0 | 0 | 0 | 0 |  | 0.00018686 | 464 | 0.06 | 979 | 10 | 0% | 0 | 0 | 100% | 100%
10730 | STAFFORD 1101344092 | 43201101 | STAFFORD 1101 | 344092 | TRUE | 131.1041 | 115.3192 | 2 | 0.56554 | 2.1692 | 14.8333 | 0 | 1 | 0 | 0 | 0 | 1 | 0 | 7.0513 | 0.00018617 | 465 |  | 3598
6972 | BRUNSWICK 1102940 | 152481102 | BRUNSWICK 1102 | 940 | FALSE | 5636.9672 | 1911.101 | 46 | 0.72187 | 4.0717 | 25.3105 | 0.21486 | 0.018478 | 0.71461 | 0.61353 | 0.11957 | 0 | 0 | 9.7528 | 0.00018608 | 466 | 0.06 | 997 | 82.32 | 27.04% | 0 | 0 | 18.81% | 100%
673 | FLINT 110140666 | 152531101 | FLINT 1101 | 40666 | TRUE | 2641.929 | 575.1734 | 18 | 0.74766 | 2.5482 | 16.3526 | 0 | 0.66204 | 0.31759 | 0.17546 | 0.31759 | 0.34074 | 0 | 5.6654 | 0.00018607 | 467 | 0.01 | 2183 | 10 | 48.92% | 0 | 1 | 27.77% | 0%
7182 | EEL RIVER 1102720639 | 192381102 | EEL RIVER 1102 | 720639 | FALSE | 5844.6694 | 2660.7876 | 25 | 0.15423 | 3.4823 | 22.8854 | 0 | 0.92 | 0.08 | 0 | 0.08 | 0.92 | 0.16 | 21.772 | 0.00018595 | 468 |  | 3105
10541 | CLARKSVILLE 2105CB | 153612105 | CLARKSVILLE 2105 | CB | FALSE | 1481.3738 | 1293.943 | 9 | 0.063863 | 2.0743 | 14.1032 | 1 | 0 | 0 | 0 | 0 | 0 | 0.11111 | 3.304 | 0.00018563 | 469 | 0.01 | 2267 | 10 | 0% | 0 | 0 | 45.8% | 0%
3053 | HIGGINS 11032194 | 152691103 | HIGGINS 1103 | 2194 | FALSE | 4329.2096 | 2142.6429 | 36 | 0.18779 | 3.4935 | 32.9667 | 0.14815 | 0 | 0.85185 | 0.64005 | 0.13889 | 0 | 0 | 17.9501 | 0.00018519 | 470 | 0.02 | 2048 | 10 | 78.66% | 3 | 1 | 63.02% | 0%
342 | WOODACRE 1101404 | 43021101 | WOODACRE 1101 | 404 | FALSE | 19975.081 | 19975.081 | 152 | 0.20957 | 2.8266 | 41.6989 | 0.042215 | 0.66698 | 0.29081 | 0.15796 | 0.32589 | 0.47393 | 0.0032895 | 17.443 | 0.00018515 | 471 | 0.23 | 238 | 78.12 | 26.88% | 20 | 20 | 100% | 92%
6731 | DEL MAR 2109CB | 152582109 | DEL MAR 2109 | CB | FALSE | 9780.4489 | 2376.9126 | 72 | 0.28358 | 1.8482 | 13.6752 | 0.54653 | 0.10324 | 0.34792 | 0.011111 | 0.33681 | 0.10324 | 0 | 9.6741 | 0.00018501 | 472 | 0.01 | 2325 | 12.2 | 19.79% | 0 | 1 | 27.43% | 0%
10467 | BIG BEND 11011704 | 103751101 | BIG BEND 1101 | 1704 | FALSE | 4825.0456 | 4825.0456 | 9 | 0.12777 | 4.8242 | 11.0245 | 0 | 0 | 1 | 1 | 0 | 0 | 0 | 5.2997 | 0.00018499 | 473 | 0.04 | 1368 | 64.82 | 100% | 0 | 0 | 100% | 0%
5170 | EL DORADO PH 2102542272 | 152762102 | EL DORADO PH 2102 | 542272 | FALSE | 12585.3616 | 12585.3616 | 80 | 0.063995 | 3.7648 | 14.0909 | 0.13958 | 0 | 0.86042 | 0.31125 | 0 | 0 | 0.022917 | 25.5297 | 0.00018486 | 474 |  | 2940
2079 | POTTER VALLEY P H 11051904 | 42281105 | POTTER VALLEY P H 1105 | 1904 | FALSE | 64429.3728 | 51242.8521 | 332 | 0.19854 | 2.8854 | 39.0341 | 0.11605 | 0.10969 | 0.77426 | 0.044679 | 0.7213 | 0.10969 | 0.003012 | 9.6297 | 0.00018482 | 475 | 0.08 | 790 | 59.78 | 95.28% | 1 | 23 | 70.74% | 18%
5512 | MORAGA 1101669542 | 13801101 | MORAGA 1101 | 669542 | FALSE | 5668.7589 | 5668.7589 | 49 | 0.23107 | 1.897 | 1.455 | 0 | 0.030126 | 0.96987 | 0 | 0.017007 | 0.01312 | 0 | 15.8181 | 0.00018473 | 476 |  | 2960
9405 | SILVERADO 2105861266 | 43432105 | SILVERADO 2105 | 861266 | FALSE | 3852.0148 | 2503.894 | 31 | 0.62687 | 2.5428 | 54.2394 | 0.080645 | 0.85484 | 0.064516 | 0 | 0.064516 | 0.25941 | 0 | 10.645 | 0.00018468 | 477 |  | 3353
10126 | WINDSOR 1103701650 | 43501103 | WINDSOR 1103 | 701650 | FALSE | 1191.0562 | 1191.0562 | 12 | 0.19889 | 2.8114 | 50.0539 | 0.11111 | 0.51389 | 0.375 | 0 | 0.375 | 0.51389 | 0 | 33.0518 | 0.00018462 | 478 |  | 3496
497 | AUBURN 1101173014 | 152161101 | AUBURN 1101 | 173014 | FALSE | 5456.0353 | 5290.5313 | 43 | 0.47662 | 2.5542 | 26.7597 | 0 | 0.81008 | 0.18992 | 0.4186 | 0.26938 | 0.30426 | 0.011628 | 9.4103 | 0.00018414 | 479 |  | 2680
4967 | NARROWS 21052748 | 153132105 | NARROWS 2105 | 2748 | FALSE | 31538.4076 | 20831.4864 | 245 | 0.19793 | 3.0181 | 30.5815 | 0.096156 | 0.044403 | 0.85475 | 0 | 0.71945 | 0.044403 | 0.011224 | 9.0837 | 0.00018393 | 480 | 0.03 | 1719 | 19.74 | 85.36% | 3 | 6 | 60.51% | 0%
3875 | FORT BRAGG A 11014698 | 42761101 | FORT BRAGG A 1101 | 4698 | FALSE | 12883.0062 | 12883.0062 | 101 | 0.20763 | 2.9905 | 49.2167 | 0 | 0.83003 | 0.16667 | 0.0044554 | 0.2236 | 0.60627 | 0.029703 | 18.8208 | 0.00018389 | 481 | 0.02 | 1935 | 10 | 15.57% | 8 | 8 | 100% | 0%
3194 | DIAMOND SPRINGS 1103467046 | 152261103 | DIAMOND SPRINGS 1103 | 467046 | FALSE | 34550.7467 | 24654.328 | 266 | 0.28935 | 2.7622 | 25.4349 | 0.21612 | 0.1416 | 0.64103 | 0.38897 | 0.25331 | 0.12907 | 0.0062657 | 8.2508 | 0.00018345 | 482 |  | 2816
10564 | WISE 110163199 | 152271101 | WISE 1101 | 63199 | TRUE | 1501.4082 | 989.41 | 8 | 0.20519 | 2.4928 | 25.6204 | 0 | 0.71875 | 0.28125 | 0 | 0.28125 | 0.71875 | 0 | 7.8284 | 0.00018345 | 483 | 0.01 | 2603 | 42.41 | 13.05% | 0 | 0 | 61.18% | 0%
1860 | SHINGLE SPRINGS 2105CB | 153652105 | SHINGLE SPRINGS 2105 | CB | FALSE | 30610.8387 | 30610.8387 | 245 | 0.25509 | 2.5211 | 15.7014 | 0.19773 | 0.0047619 | 0.79751 | 0.00081633 | 0.7967 | 0.0047619 | 0.012925 | 7.4803 | 0.00018342 | 484 | 0.2 | 331 | 21.33 | 76.42% | 1 | 7 | 100% | 96%
3018 | LUCERNE 110638632 | 43351106 | LUCERNE 1106 | 38632 | FALSE | 7538.4158 | 7535.3678 | 58 | 0.46979 | 3.2973 | 40.9132 | 0 | 0 | 1 | 0.12471 | 0.87529 | 0 | 0 | 11.1835 | 0.00018341 | 485 | 0.08 | 776 | 54.34 | 100% | 6 | 8 | 95.13% | 0%
1819 | ALTO 11243745 | 42031124 | ALTO 1124 | 3745 | FALSE | 7247.2343 | 7247.2343 | 52 | 0.25879 | 2.8072 | 38.1402 | 0.0064103 | 0.825 | 0.16859 | 0.17885 | 0.28333 | 0.53141 | 0 | 15.0529 | 0.00018327 | 486 | 0.25 | 215 | 48.75 | 24.8% | 4 | 26 | 100% | 100%
4021 | GRASS VALLEY 11012766 | 152031101 | GRASS VALLEY 1101 | 2766 | FALSE | 5300.562 | 5300.562 | 31 | 0.25482 | 3.7769 | 40.2042 | 0.40323 | 0.016129 | 0.58065 | 0.43011 | 0.16667 | 0 | 0 | 13.5663 | 0.00018321 | 487 | 0.11 | 589 | 83.63 | 59.47% | 0 | 1 | 100% | 76%
3072 | ANTLER 1101CB | 103271101 | ANTLER 1101 | CB | FALSE | 2574.4725 | 2574.4725 | 18 | 0.11085 | 4.3199 | 29.5105 | 0.033333 | 0 | 0.96667 | 0.78889 | 0 | 0 | 0 | 22.0641 | 0.00018307 | 488 | 0.04 | 1336 | 30.3 | 97.79% | 1 | 1 | 100% | 0%
6476 | PAUL SWEET 21068091 | 83252106 | PAUL SWEET 2106 | 8091 | FALSE | 9678.478 | 9678.478 | 69 | 0.08111 | 2.4899 | 38.7048 | 0.0096618 | 0.58043 | 0.32295 | 0 | 0.32778 | 0.5756 | 0 | 19.8588 | 0.00018296 | 489 | 0.13 | 537 | 18.65 | 32.26% | 14 | 1 | 100% | 100%
7703 | SILVERADO 21051306 | 43432105 | SILVERADO 2105 | 1306 | TRUE | 6582.7615 | 393.5916 | 55 | 0.63445 | 2.5316 | 35.8875 | 0.26394 | 0.54848 | 0.18758 | 0.0060606 | 0.31788 | 0.41212 | 0.030303 | 9.9653 | 0.00018261 | 490 | 0.07 | 895 | 84.71 | 83.99% | 0 | 2 | 34.98% | 54%
1559 | PAUL SWEET 21065178 | 83252106 | PAUL SWEET 2106 | 5178 | FALSE | 11550.9267 | 11550.9267 | 84 | 0.15329 | 2.4221 | 35.4667 | 0.0079365 | 0.5292 | 0.46287 | 0.011905 | 0.72619 | 0.24603 | 0.019841 | 17.9741 | 0.0001826 | 491 | 0.17 | 399 | 10 | 46.38% | 7 | 0 | 100% | 100%
5795 | HIGGINS 1103995672 | 152691103 | HIGGINS 1103 | 995672 | FALSE | 9263.8953 | 5928.6387 | 79 | 0.17736 | 3.3462 | 33.0752 | 0 | 0 | 1 | 0.051688 | 0.85549 | 0 | 0.016878 | 20.5242 | 0.00018258 | 492 | 0.02 | 2022 | 10 | 100% | 1 | 1 | 48.24% | 0%
5225 | SHADY GLEN 110248894 | 152431102 | SHADY GLEN 1102 | 48894 | FALSE | 16156.7591 | 14293.1803 | 119 | 0.086363 | 3.5256 | 28.2912 | 0.16597 | 0.13025 | 0.70378 | 0.48739 | 0.31303 | 0.033613 | 0 | 17.6969 | 0.00018242 | 493 | 0.04 | 1401 | 49.62 | 67.94% | 0 | 5 | 80.69% | 16%
3467 | WEIMAR 11012740 | 152491101 | WEIMAR 1101 | 2740 | FALSE | 30939.0056 | 30939.0056 | 235 | 0.12534 | 3.3701 | 26.9108 | 0.0010638 | 0.26241 | 0.73511 | 0.45596 | 0.49688 | 0.042553 | 0.019823 | 16.8636 | 0.00018236 | 494 | 0.08 | 752 | 52.06 | 71.74% | 1 | 4 | 100% | 0%
2568 | LAYTONVILLE 1102500 | 42681102 | LAYTONVILLE 1102 | 500 | FALSE | 47144.6891 | 34375.7452 | 214 | 0.097269 | 4.531 | 67.0891 | 0 | 0.029206 | 0.96846 | 0.042835 | 0.8088 | 0.029206 | 0.0046729 | 14.1142 | 0.00018229 | 495 | 0.05 | 1159 | 81.38 | 99.67% | 9 | 6 | 69.04% | 0%
723 | BIG BASIN 110296986 | 82841102 | BIG BASIN 1102 | 96986 | FALSE | 9497.5055 | 9497.5055 | 63 | 0.026312 | 3.0472 | 27.3326 | 0.22778 | 0.0039683 | 0.76825 | 0 | 0.76825 | 0.0039683 | 0 | 22.7654 | 0.00018221 | 496 | 0.17 | 404 | 33.05 | 64.84% | 22 | 1 | 100% | 100%
3546 | LUCERNE 1103CB | 43351103 | LUCERNE 1103 | CB | FALSE | 7158.565 | 3619.1597 | 59 | 0.51615 | 2.4024 | 43.053 | 0.40678 | 0.064972 | 0.52825 | 0 | 0.2161 | 0.064972 | 0.025424 | 47.0932 | 0.00018211 | 497 | 0.04 | 1263 | 10 | 56.07% | 0 | 12 | 95.22% | 0%
8239 | FRUITLAND 11413902 | 192311141 | FRUITLAND 1141 | 3902 | FALSE | 8223.6344 | 8223.6344 | 9 | 0.23277 | 3.719 | 24.7057 | 0.77778 | 0 | 0.22222 | 0 | 0.22222 | 0 | 0 | 42.8991 | 0.00018188 | 498 | 0.03 | 1674 | 85.77 | 7.83% | 1 | 0 | 99.69% | 0%
7502 | FITCH MOUNTAIN 11136751 | 42751113 | FITCH MOUNTAIN 1113 | 6751 | FALSE | 36483.9202 | 36483.9202 | 139 | 0.071734 | 4.1177 | 49.8013 | 0.016787 | 0.39928 | 0.58393 | 0 | 0.58393 | 0.39928 | 0 | 23.6599 | 0.00018185 | 499 | 0.19 | 365 | 96.88 | 61.93% | 21 | 1 | 100% | 76%
8139 | LAS GALLINAS A 110599904 | 42991105 | LAS GALLINAS A 1105 | 99904 | FALSE | 8949.4853 | 8949.4853 | 54 | 0.12876 | 3.0833 | 44.38 | 0.41204 | 0 | 0.58796 | 0 | 0.58796 | 0 | 0 | 16.8234 | 0.00018177 | 500 | 0.17 | 412 | 84.54 | 55.29% | 2 | 2 | 100% | 100%
3721 | SHINGLE SPRINGS 210511172 | 153652105 | SHINGLE SPRINGS 2105 | 11172 | FALSE | 3921.2737 | 3218.2333 | 38 | 0.72864 | 2.5134 | 16.9969 | 0.29211 | 0 | 0.70351 | 0 | 0.70351 | 0 | 0 | 9.9761 | 0.00018146 | 501 | 0.03 | 1744 | 10 | 66.76% | 1 | 3 | 82.66% | 0%
9545 | WYANDOTTE 110942650 | 102911109 | WYANDOTTE 1109 | 42650 | FALSE | 4322.5083 | 1459.6214 | 37 | 0.4111 | 2.1788 | 34.6017 | 0.42201 | 0.2973 | 0.26718 | 0 | 0.26718 | 0.2973 | 0 | 3.9786 | 0.00018107 | 502 | 0.01 | 2578 | 10 | 44.77% | 0 | 0 | 27.21% | 0%
8191 | KESWICK 11011588 | 103451101 | KESWICK 1101 | 1588 | FALSE | 13991.4401 | 13991.4401 | 33 | 0.18004 | 4.233 | 21.0196 | 0 | 0 | 1 | 0.66667 | 0.33333 | 0 | 0.030303 | 30.9419 | 0.00018106 | 503 | 0.09 | 727 | 28.46 | 99.9% | 2 | 4 | 79.32% | 56%
1504 | HUMBOLDT BAY 1102741980 | 192341102 | HUMBOLDT BAY 1102 | 741980 | FALSE | 15211.0337 | 9241.1429 | 81 | 0.15072 | 3.3276 | 22.7145 | 0 | 0.9465 | 0.053498 | 0 | 0.10597 | 0.89403 | 0.16708 | 23.2426 | 0.00018104 | 504 |  | 2729
2467 | HARRIS 1109183860 | 192431109 | HARRIS 1109 | 183860 | FALSE | 12288.1398 | 7942.1796 | 92 | 0.16965 | 3.2349 | 21.8884 | 0 | 0.63949 | 0.36051 | 0.014493 | 0.34601 | 0.63949 | 0.027536 | 34.0107 | 0.00018091 | 505 |  | 2779
7528 | LAYTONVILLE 110189606 | 42681101 | LAYTONVILLE 1101 | 89606 | FALSE | 19260.5468 | 18716.1946 | 100 | 0.14001 | 5.2355 | 59.0004 | 0 | 0.01 | 0.99 | 0.091667 | 0.78505 | 0.01 | 0 | 18.8119 | 0.00018082 | 506 | 0.05 | 1146 | 67.74 | 99.65% | 4 | 7 | 95.33% | 0%
4672 | LOW GAP 110137498 | 192411101 | LOW GAP 1101 | 37498 | FALSE | 26197.7415 | 26197.7415 | 129 | 0.16049 | 4.4467 | 17.5174 | 0.01938 | 0 | 0.98062 | 0.8876 | 0.093023 | 0 | 0 | 14.5949 | 0.00018072 | 507 | 0.06 | 1023 | 72.1 | 98.67% | 6 | 3 | 100% | 0%
2069 | BIG BASIN 11025066 | 82841102 | BIG BASIN 1102 | 5066 | FALSE | 22120.764 | 22120.764 | 121 | 0.047421 | 3.1532 | 31.2256 | 0 | 0.42424 | 0.57576 | 0 | 0.82231 | 0.16667 | 0.024793 | 24.3342 | 0.00018064 | 508 | 0.2 | 317 | 30.13 | 55.77% | 35 | 1 | 100% | 93%
10053 | ROB ROY 21046577 | 83692104 | ROB ROY 2104 | 6577 | FALSE | 5581.4139 | 5581.4139 | 33 | 0.08237 | 3.5559 | 27.8599 | 0 | 0 | 1 | 0 | 1 | 0 | 0 | 18.9131 | 0.00018059 | 509 |  | 3482
6662 | NORTH DUBLIN 2101CB | 14052101 | NORTH DUBLIN 2101 | CB | FALSE | 2942.9352 | 2836.5864 | 23 | 0.16842 | 1.5695 | 18.9589 | 0.95652 | 0 | 0 | 0 | 0 | 0 | 0 | 3.2645 | 0.00018049 | 510 | 0.02 | 2019 | 54.64 | 4.67% | 0 | 3 | 91.94% | 0%
3606 | HORSESHOE 1101CB | 152571101 | HORSESHOE 1101 | CB | TRUE | 6455.7985 | 567.3027 | 55 | 0.24684 | 1.8143 | 17.8918 | 0.6908 | 0.084848 | 0.21981 | 0 | 0.21981 | 0.084848 | 0 | 18.2429 | 0.00018028 | 511 | 0.01 | 2293 | 10 | 43.57% | 1 | 0 | 28.38% | 0%
6122 | EEL RIVER 11024814 | 192381102 | EEL RIVER 1102 | 4814 | FALSE | 44262.9015 | 43433.15 | 117 | 0.12539 | 3.8453 | 21.6813 | 0 | 0.28205 | 0.71795 | 0.31624 | 0.18803 | 0.22222 | 0.021368 | 11.3836 | 0.00018022 | 512 | 0.43 | 51 | 76.74 | 63.94% | 7 | 10 | 97.55% | 0%
4807 | PLACER 1103238990 | 152461103 | PLACER 1103 | 238990 | TRUE | 9730.7173 | 65.0773 | 84 | 0.71833 | 2.6782 | 32.086 | 0.24441 | 0.2952 | 0.44164 | 0.0029762 | 0.46345 | 0.27074 | 0 | 5.5108 | 0.00017934 | 513 |  | 2918
3207 | SHADY GLEN 110151696 | 152431101 | SHADY GLEN 1101 | 51696 | FALSE | 32551.2584 | 28077.2635 | 238 | 0.23888 | 3.3936 | 30.7779 | 0.0072029 | 0.11138 | 0.85887 | 0.66873 | 0.28527 | 0.016246 | 0.00084034 | 14.593 | 0.00017871 | 514 | 0.03 | 1671 | 38.87 | 93.61% | 4 | 7 | 82.3% | 0%
7224 | MIRABEL 1101116 | 42091101 | MIRABEL 1101 | 116 | FALSE | 17433.6477 | 16625.8808 | 112 | 0.24289 | 3.1827 | 50.3015 | 0.0625 | 0.32887 | 0.60863 | 0.094792 | 0.60685 | 0.23586 | 0 | 17.053 | 0.00017861 | 515 | 0.22 | 273 | 60.74 | 68.47% | 10 | 5 | 91.79% | 57%
8829 | MONTE RIO 1111CB | 42811111 | MONTE RIO 1111 | CB | TRUE | 408.9065 | 408.9065 | 4 | 0.7704 | 3.4946 | 58.4052 | 0.27778 | 0.72222 | 0 | 0 | 0 | 0 | 0 | 25.9981 | 0.0001783 | 516 | 0.08 | 808 | 44.43 | 0% | 0 | 1 | 100% | 100%
1177 | ORO FINO 1101CB | 103031101 | ORO FINO 1101 | CB | FALSE | 35929.6836 | 35929.6836 | 271 | 0.12757 | 4.3852 | 36.8012 | 0.12506 | 0.00041 | 0.874 | 0.76177 | 0.021956 | 0 | 0 | 27.8189 | 0.00017817 | 517 | 0.48 | 33 | 87.3 | 86.14% | 9 | 11 | 100% | 100%
10741 | HALF MOON BAY 11038920 | 24101103 | HALF MOON BAY 1103 | 8920 | TRUE | 158.1242 | 158.1242 | 2 | 0.33056 | 2.1112 | 21.0383 | 0 | 1 | 0 | 1 | 0 | 0 | 0 | 7.3859 | 0.00017718 | 518 | 0.05 | 1034 | 37.43 | 39.37% | 7 | 11 | 100% | 0%
3989 | MIDDLETOWN 1102878 | 43141102 | MIDDLETOWN 1102 | 878 | FALSE | 9206.6572 | 5430.6654 | 49 | 0.24893 | 2.4949 | 41.2627 | 0.25797 | 0.0068027 | 0.73523 | 0.040816 | 0.4551 | 0.0068027 | 0.010884 | 4.8729 | 0.00017681 | 519 | 0.02 | 1941 | 64.51 | 97.38% | 0 | 3 | 16.45% | 0%
4399 | PLACERVILLE 210619552 | 153082106 | PLACERVILLE 2106 | 19552 | FALSE | 34339.9089 | 34339.9089 | 238 | 0.1286 | 2.9918 | 23.8699 | 0.0084034 | 0.16634 | 0.82526 | 0.53023 | 0.39505 | 0.059874 | 0 | 12.9161 | 0.0001768 | 520 | 0.18 | 394 | 10.95 | 81.54% | 2 | 6 | 100% | 88%
1937 | SARATOGA 1107LC12 | 83371107 | SARATOGA 1107 | LC12 | FALSE | 12044.6481 | 12044.6481 | 86 | 0.18959 | 2.4278 | 24.5919 | 0.12173 | 0.30136 | 0.57691 | 0.011628 | 0.57691 | 0.28973 | 0 | 15.2635 | 0.00017659 | 521 | 0.15 | 450 | 36.57 | 63.55% | 4 | 7 | 100% | 58%
3789 | LOS GATOS 1106LA46 | 82021106 | LOS GATOS 1106 | LA46 | FALSE | 2411.7925 | 2411.7925 | 20 | 0.135 | 3.0241 | 26.8215 | 0 | 0.025 | 0.95833 | 0.0125 | 0.94583 | 0.025 | 0.0083333 | 28.2144 | 0.00017602 | 522 | 0.16 | 437 | 25.71 | 95.32% | 1 | 0 | 100% | 100%
180 | HIGGINS 11041374 | 152691104 | HIGGINS 1104 | 1374 | FALSE | 13460.5941 | 12470.1527 | 117 | 0.18872 | 3.2486 | 32.1432 | 0.10399 | 0 | 0.89601 | 0.53653 | 0.10897 | 0 | 0 | 13.1856 | 0.0001756 | 523 | 0.03 | 1436 | 10 | 85.17% | 5 | 6 | 86.29% | 0%
8577 | SARATOGA 1115463510 | 83371115 | SARATOGA 1115 | 463510 | FALSE | 4881.4666 | 4697.8741 | 41 | 0.28959 | 1.8451 | 21.9056 | 0 | 0.56098 | 0.43902 | 0 | 0.43902 | 0.53659 | 0 | 10.8771 | 0.0001755 | 524 |  | 3239
3776 | ALTO 1125510 | 42031125 | ALTO 1125 | 510 | FALSE | 11861.6385 | 11861.6385 | 77 | 0.24465 | 2.8043 | 35.7163 | 0.10087 | 0.70617 | 0.19297 | 0.26093 | 0.18539 | 0.44416 | 0 | 14.3171 | 0.00017549 | 525 | 0.45 | 39 | 55.96 | 19.39% | 13 | 14 | 100% | 100%
3331 | NARROWS 21052216 | 153132105 | NARROWS 2105 | 2216 | FALSE | 93046.0132 | 91192.0768 | 663 | 0.13671 | 3.2927 | 27.3018 | 0.12212 | 0.0035194 | 0.87134 | 0.056486 | 0.81788 | 0.00050277 | 0.0035194 | 9.2479 | 0.00017534 | 526 | 0.29 | 151 | 15.13 | 85.75% | 7 | 36 | 98.06% | 0%
197 | BRUNSWICK 1105733408 | 152481105 | BRUNSWICK 1105 | 733408 | FALSE | 5546.1563 | 5546.1563 | 45 | 0.1362 | 4.1398 | 26.3918 | 0 | 0.39365 | 0.60635 | 0.69778 | 0 | 0.22921 | 0 | 21.7724 | 0.00017527 | 527 |  | 2660
6564 | NEWBURG 1131557468 | 192151131 | NEWBURG 1131 | 557468 | FALSE | 3768.3144 | 1423.6732 | 28 | 0.20121 | 3.3961 | 28.2067 | 0 | 0.81429 | 0.18571 | 0 | 0.18571 | 0.81429 | 0 | 22.1163 | 0.0001751 | 528 |  | 3042
5391 | FITCH MOUNTAIN 111324918 | 42751113 | FITCH MOUNTAIN 1113 | 24918 | FALSE | 8843.8557 | 8843.8557 | 49 | 0.088951 | 3.6873 | 54.5179 | 0.013605 | 0.47585 | 0.51054 | 0.010204 | 0.4085 | 0.46565 | 0 | 29.0168 | 0.00017491 | 529 | 0.17 | 413 | 96.62 | 46.61% | 13 | 1 | 100% | 100%
2401 | WOODSIDE 11018884 | 24251101 | WOODSIDE 1101 | 8884 | FALSE | 12033.5669 | 12033.5669 | 74 | 0.16517 | 2.6648 | 15.7211 | 0.060811 | 0.013514 | 0.91216 | 0 | 0.46171 | 0 | 0 | 23.3858 | 0.00017464 | 530 | 0.31 | 123 | 85.11 | 91.16% | 13 | 3 | 100% | 100%
9742 | MONROE 210392868 | 43302103 | MONROE 2103 | 92868 | TRUE | 1050.3516 | 203.5363 | 14 | 0.61989 | 2.523 | 33.8902 | 0.49286 | 0.054762 | 0.45238 | 0 | 0.45238 | 0.054762 | 0.02381 | 13.1165 | 0.00017449 | 531 | 0.11 | 596 | 10 | 73.35% | 0 | 3 | 74% | 100%
9014 | MARIPOSA 2101CB | 254452101 | MARIPOSA 2101 | CB | FALSE | 4029.4321 | 4029.4321 | 34 | 0.24393 | 2.214 | 33.3857 | 0.48424 | 0.078431 | 0.42752 | 0.22409 | 0.18382 | 0.078431 | 0 | 5.7553 | 0.00017446 | 532 | 0.02 | 1887 | 18.72 | 60.25% | 1 | 4 | 63.95% | 0%
7314 | CLARKSVILLE 210575884 | 153612105 | CLARKSVILLE 2105 | 75884 | FALSE | 18035.3275 | 17165.4943 | 94 | 0.20026 | 2.2206 | 16.3613 | 0.33085 | 0.010638 | 0.64362 | 0.0035461 | 0.64007 | 0.010638 | 0 | 6.373 | 0.00017444 | 533 | 0.05 | 1172 | 19.54 | 73.75% | 1 | 8 | 92.27% | 39%
8231 | HALF MOON BAY 11038898 | 24101103 | HALF MOON BAY 1103 | 8898 | FALSE | 1034.8013 | 1034.8013 | 9 | 0.2728 | 2.1112 | 20.6034 | 0 | 0.77778 | 0.22222 | 0 | 0.44444 | 0.55556 | 0 | 18.8772 | 0.00017399 | 534 | 0.02 | 2030 | 18.72 | 22.54% | 0 | 1 | 100% | 0%
4242 | POTTER VALLEY P H 110495878 | 42281104 | POTTER VALLEY P H 1104 | 95878 | FALSE | 30094.5573 | 9856.7705 | 191 | 0.37301 | 3.0258 | 48.7031 | 0.0017452 | 0.56082 | 0.43743 | 0.030105 | 0.41257 | 0.55558 | 0 | 10.9347 | 0.00017374 | 535 | 0.02 | 1882 | 36.94 | 60.01% | 0 | 4 | 34.83% | 9%
7915 | LOS GATOS 1106697500 | 82021106 | LOS GATOS 1106 | 697500 | FALSE | 10836.6474 | 10836.6474 | 74 | 0.38579 | 2.2876 | 26.6405 | 0.51158 | 0.21059 | 0.27783 | 0.029279 | 0.25981 | 0.16216 | 0.013514 | 11.8658 | 0.00017368 | 536 |  | 3178
3807 | CAMP EVERS 210355638 | 83622103 | CAMP EVERS 2103 | 55638 | FALSE | 5639.9215 | 2949.5648 | 42 | 0.33401 | 2.8001 | 44.214 | 0 | 0.32381 | 0.67619 | 0 | 0.67619 | 0.10714 | 0 | 15.1809 | 0.00017356 | 537 | 0.08 | 754 | 10 | 57.05% | 1 | 0 | 56.59% | 100%
5666 | WOODSIDE 110147872 | 24251101 | WOODSIDE 1101 | 47872 | FALSE | 6709.5897 | 6709.5897 | 52 | 0.16535 | 2.5724 | 15.4647 | 0 | 0.28397 | 0.71603 | 0 | 0.25192 | 0.28397 | 0 | 26.9743 | 0.00017338 | 538 | 0.39 | 63 | 60.82 | 75.33% | 12 | 4 | 100% | 100%
5409 | SAN RAFAEL 1108CB | 42011108 | SAN RAFAEL 1108 | CB | FALSE | 13792.1671 | 9469.8097 | 102 | 0.56547 | 2.6508 | 44.9641 | 0.28333 | 0.62239 | 0.094281 | 0.014706 | 0.10114 | 0.59592 | 0 | 14.6137 | 0.00017335 | 539 | 0.05 | 1038 | 10 | 10.73% | 6 | 1 | 40.8% | 100%
1290 | FROGTOWN 170232556 | 163451702 | FROGTOWN 1702 | 32556 | TRUE | 2113.2756 | 188.0999 | 19 | 0.56668 | 2.0895 | 32.8694 | 0.36652 | 0.013158 | 0.62032 | 0 | 0.62032 | 0.013158 | 0 | 7.3001 | 0.00017313 | 540 | 0.03 | 1605 | 25.65 | 79.39% | 0 | 0 | 69.35% | 0%
7289 | PLACERVILLE 111019582 | 153081110 | PLACERVILLE 1110 | 19582 | FALSE | 11698.5344 | 11698.5344 | 80 | 0.18691 | 2.7364 | 25.417 | 0.00625 | 0.39229 | 0.60146 | 0.37042 | 0.42208 | 0.20125 | 0.019792 | 8.533 | 0.0001731 | 541 | 0.09 | 710 | 26.16 | 63.31% | 2 | 22 | 100% | 0%
9704 | DEL MAR 210938684 | 152582109 | DEL MAR 2109 | 38684 | TRUE | 100.1157 | 38.3974 | 1 | 0.36062 | 1.9529 | 12.1301 | 1 | 0 | 0 | 0 | 0 | 0 | 0 | 95.0415 | 0.00017305 | 542 | 0.01 | 2205 | 10 | 0% | 0 | 0 | 6.67% | 0%
5129 | NEWBURG 1131380686 | 192151131 | NEWBURG 1131 | 380686 | FALSE | 4931.6119 | 3014.5331 | 34 | 0.12541 | 3.4594 | 28.2625 | 0 | 0.77059 | 0.22941 | 0 | 0.22941 | 0.77059 | 0.014706 | 23.7351 | 0.00017304 | 543 |  | 2938
2820 | ALTO 1124432 | 42031124 | ALTO 1124 | 432 | FALSE | 12624.3351 | 12624.3351 | 72 | 0.27787 | 2.8156 | 41.5301 | 0.1422 | 0.61964 | 0.23816 | 0.18879 | 0.16409 | 0.50493 | 0 | 18.107 | 0.00017278 | 544 | 0.22 | 260 | 44.05 | 43.81% | 6 | 19 | 100% | 100%
8434 | FORT ROSS 1121204 | 42851121 | FORT ROSS 1121 | 204 | FALSE | 31553.8482 | 31553.8482 | 107 | 0.14155 | 4.5124 | 43.8575 | 0.0031153 | 0.098131 | 0.89875 | 0.12773 | 0.76168 | 0.098131 | 0.0093458 | 15.9337 | 0.00017266 | 545 | 0.11 | 620 | 93.05 | 90.41% | 0 | 2 | 100% | 39%
1141 | BELL 1109724884 | 152701109 | BELL 1109 | 724884 | FALSE | 22726.0215 | 22589.092 | 167 | 0.11713 | 2.8599 | 27.3727 | 0.11277 | 0.31567 | 0.57156 | 0.008982 | 0.70639 | 0.17186 | 0.027445 | 13.1218 | 0.00017254 | 546 |  | 2712
3272 | KESWICK 11019712 | 103451101 | KESWICK 1101 | 9712 | FALSE | 29909.7326 | 29909.7326 | 214 | 0.24356 | 3.7649 | 19.9306 | 0.0070093 | 0.028037 | 0.96495 | 0.65382 | 0.29595 | 0.016355 | 0 | 10.7337 | 0.00017251 | 547 | 0.26 | 195 | 17.08 | 97.11% | 2 | 13 | 100% | 100%
1021 | EL DORADO PH 210119752 | 152762101 | EL DORADO PH 2101 | 19752 | FALSE | 58764.7318 | 58764.7318 | 436 | 0.096482 | 3.4289 | 15.0989 | 0.096115 | 0 | 0.90331 | 0.55251 | 0.023968 | 0 | 0.0047783 | 21.9534 | 0.00017226 | 548 | 0.69 | 6 | 80.87 | 99.99% | 20 | 11 | 100% | 99%
830 | OAKLAND X 1104391688 | 12541104 | OAKLAND X 1104 | 391688 | FALSE | 2071.721 | 2071.721 | 16 | 0.37136 | 2.0306 | 8.7318 | 0.17188 | 0.32812 | 0.5 | 0 | 0.76562 | 0.0625 | 0 | 18.0135 | 0.00017212 | 549 |  | 2694
4539 | LOS GATOS 110760118 | 82021107 | LOS GATOS 1107 | 60118 | FALSE | 44902.9478 | 44902.9478 | 323 | 0.090294 | 3.1185 | 28.0537 | 0.07365 | 0.065635 | 0.85917 | 0.020485 | 0.86268 | 0.041641 | 0.003096 | 20.8807 | 0.00017204 | 550 | 0.57 | 16 | 57.61 | 83.76% | 25 | 2 | 100% | 100%
8966 | MORAGA 1101772781 | 13801101 | MORAGA 1101 | 772781 | FALSE | 2316.7745 | 2316.7745 | 12 | 0.29811 | 1.9287 | 0.8411 | 0 | 0 | 1 | 0 | 0 | 0 | 0 | 12.3559 | 0.00017201 | 551 |  | 3286
10597 | MONTE RIO 11135024 | 42811113 | MONTE RIO 1113 | 5024 | TRUE | 526.6111 | 526.6111 | 4 | 0.29483 | 3.4946 | 60.8879 | 0 | 0.375 | 0.625 | 0 | 0.75 | 0.25 | 0 | 87.0145 | 0.00017161 | 552 | 0.11 | 627 | 27.36 | 58.73% | 2 | 0 | 100% | 100%
9783 | SHEPHERD 2111688294 | 252062111 | SHEPHERD 2111 | 688294 | TRUE | 24.3604 | 24.3604 | 1 | 0.39117 | 1.0902 | 8.1605 | 1 | 0 | 0 | 0 | 0 | 0 | 0 | 2.6987 | 0.0001714 | 553 |  | 3420
2911 | SHINGLE SPRINGS 210819762 | 153652108 | SHINGLE SPRINGS 2108 | 19762 | FALSE | 8713.8007 | 7078.7756 | 72 | 0.21136 | 2.4388 | 10.0528 | 0.27454 | 0 | 0.72199 | 0.36806 | 0.35394 | 0 | 0 | 5.8909 | 0.00017135 | 554 | 0.08 | 789 | 28.9 | 60.1% | 3 | 6 | 78.12% | 39%
9806 | OLETA 1101CB | 163541101 | OLETA 1101 | CB | TRUE | 169.7516 | 136.2242 | 2 | 0.69092 | 2.2475 | 20.0769 | 1 | 0 | 0 | 0 | 0 | 0 | 0 | 6.7259 | 0.00017127 | 555 | 0.02 | 1805 | 69.48 | 19.21% | 0 | 0 | 92.33% | 0%
4457 | HIGGINS 11041006 | 152691104 | HIGGINS 1104 | 1006 | FALSE | 32324.6992 | 17529.4826 | 266 | 0.13578 | 3.4042 | 31.8301 | 0.23495 | 0.00093985 | 0.76411 | 0.42692 | 0.30749 | 0.00093985 | 0.0084586 | 17.9468 | 0.00017105 | 556 | 0.02 | 2097 | 10.25 | 72.09% | 2 | 7 | 49.68% | 0%
3833 | APPLE HILL 110412832 | 153661104 | APPLE HILL 1104 | 12832 | FALSE | 24421.2649 | 23234.3604 | 166 | 0.13534 | 3.3172 | 19.4276 | 0.030924 | 0 | 0.96165 | 0.74772 | 0.19887 | 0 | 0.0060241 | 19.3432 | 0.00017093 | 557 | 0.22 | 268 | 73 | 95.88% | 8 | 6 | 99.79% | 19%
3869 | PINE GROVE 11021765 | 163751102 | PINE GROVE 1102 | 1765 | FALSE | 2336.7952 | 2336.7952 | 20 | 0.17607 | 3.4023 | 34.5443 | 0 | 0 | 1 | 0.59 | 0 | 0 | 0.025 | 28.6447 | 0.00017078 | 558 | 0.1 | 644 | 48.97 | 100% | 0 | 0 | 100% | 67%
5619 | NARROWS 21052426 | 153132105 | NARROWS 2105 | 2426 | FALSE | 27934.4989 | 13782.7728 | 226 | 0.14468 | 3.1117 | 29.4581 | 0.1005 | 0.047345 | 0.84297 | 0.0077434 | 0.83523 | 0.047345 | 0.005531 | 9.5497 | 0.00017076 | 559 | 0.03 | 1658 | 10 | 86.21% | 2 | 2 | 56.57% | 0%
3988 | SAN RAFAEL 1108322 | 42011108 | SAN RAFAEL 1108 | 322 | FALSE | 11857.5634 | 11550.5948 | 88 | 0.59764 | 2.7082 | 44.6769 | 0.14432 | 0.67771 | 0.17798 | 0.0052083 | 0.17419 | 0.6581 | 0 | 15.8259 | 0.0001706 | 560 | 0.21 | 276 | 25.43 | 14.01% | 10 | 9 | 95.89% | 90%
7400 | CLARKSVILLE 21096502 | 153612109 | CLARKSVILLE 2109 | 6502 | FALSE | 6145.0425 | 1500.682 | 52 | 0.41794 | 2.0176 | 13.2886 | 0.34174 | 0 | 0.65826 | 0 | 0.65826 | 0 | 0 | 7.0906 | 0.00017025 | 561 | 0.04 | 1363 | 10 | 70.1% | 1 | 1 | 48.48% | 45%
3571 | OAKHURST 110377384 | 254421103 | OAKHURST 1103 | 77384 | FALSE | 7595.6346 | 7595.6346 | 61 | 0.36905 | 2.4662 | 30.9934 | 0 | 0.18021 | 0.81979 | 0.76788 | 0.20246 | 0.013271 | 0 | 21.5468 | 0.00017011 | 562 | 0.26 | 192 | 12.96 | 82.83% | 5 | 23 | 100% | 100%
6359 | FROGTOWN 1702592404 | 163451702 | FROGTOWN 1702 | 592404 | FALSE | 2658.3381 | 2642.3361 | 20 | 0.21951 | 2.09 | 24.448 | 0.36667 | 0.05 | 0.58333 | 0 | 0.63333 | 0 | 0 | 7.366 | 0.00017009 | 563 |  | 3024
2609 | MIRABEL 1102503000 | 42091102 | MIRABEL 1102 | 503000 | FALSE | 7554.2208 | 7373.131 | 54 | 0.43297 | 2.9795 | 59.7659 | 0.23119 | 0.38547 | 0.37407 | 0 | 0.36481 | 0.38547 | 0.032407 | 19.8388 | 0.00017004 | 564 |  | 2789
9233 | PASO ROBLES 1103N52 | 182611103 | PASO ROBLES 1103 | N52 | FALSE | 10571.3698 | 10571.3698 | 32 | 0.20393 | 0.94609 | 17.4842 | 0.61198 | 0.010417 | 0.3776 | 0 | 0.3776 | 0.010417 | 0 | 5.1678 | 0.00016961 | 565 | 0.03 | 1566 | 67.44 | 22.89% | 0 | 0 | 100% | 0%
2387 | HALSEY 110239104 | 152241102 | HALSEY 1102 | 39104 | FALSE | 49366.035 | 49366.035 | 346 | 0.14061 | 3.0682 | 30.105 | 0.017341 | 0.24051 | 0.73998 | 0.54176 | 0.20833 | 0.22293 | 0 | 14.9296 | 0.00016953 | 566 | 0.13 | 554 | 10.36 | 73.57% | 9 | 18 | 100% | 0%
8189 | CAMP EVERS 210660120 | 83622106 | CAMP EVERS 2106 | 60120 | FALSE | 6993.663 | 6993.663 | 42 | 0.12466 | 3.0097 | 29.8275 | 0.019048 | 0.13571 | 0.84524 | 0.0059524 | 0.85595 | 0.10714 | 0.029762 | 22.1199 | 0.0001694 | 567 | 0.2 | 332 | 67.87 | 79.91% | 12 | 0 | 100% | 100%
5375 | TASSAJARA 2109CB | 14662109 | TASSAJARA 2109 | CB | FALSE | 3124.8792 | 3111.1631 | 12 | 0.38723 | 1.672 | 18.695 | 1 | 0 | 0 | 0 | 0 | 0 | 0 | 3.8722 | 0.00016891 | 568 | 0.01 | 2146 | 10 | 0% | 0 | 4 | 46.43% | 0%
2091 | STELLING 111060094 | 83481110 | STELLING 1110 | 60094 | FALSE | 15867.8413 | 15867.8413 | 95 | 0.17599 | 3.3306 | 27.544 | 0.031579 | 0.019298 | 0.94912 | 0.0035088 | 0.94912 | 0.015789 | 0.021053 | 19.9677 | 0.00016875 | 569 | 0.27 | 171 | 79.5 | 89.71% | 7 | 6 | 100% | 95%
7579 | WOODSIDE 11012299 | 24251101 | WOODSIDE 1101 | 2299 | FALSE | 2927.8179 | 2927.8179 | 25 | 0.30285 | 1.9758 | 17.0627 | 0 | 0.94267 | 0.057333 | 0 | 0.097333 | 0.90267 | 0 | 15.2797 | 0.00016866 | 570 | 0.07 | 830 | 33.67 | 6.99% | 2 | 3 | 88.38% | 100%
6951 | MONTE RIO 1111506 | 42811111 | MONTE RIO 1111 | 506 | FALSE | 2021.7882 | 2021.7882 | 18 | 0.35013 | 3.4969 | 60.8877 | 0.10539 | 0.5697 | 0.32492 | 0.025253 | 0.32492 | 0.41944 | 0.011111 | 62.7768 | 0.00016864 | 571 | 0.1 | 657 | 40.87 | 25.9% | 6 | 0 | 100% | 100%
5617 | MIRABEL 1101298 | 42091101 | MIRABEL 1101 | 298 | FALSE | 20337.8041 | 20253.8323 | 123 | 0.085679 | 3.3656 | 57.4165 | 0.12921 | 0.50126 | 0.36837 | 0.3252 | 0.36024 | 0.18419 | 0.0081301 | 25.6707 | 0.00016852 | 572 | 0.34 | 92 | 89.15 | 37.51% | 16 | 9 | 99.59% | 100%
5152 | WOODSIDE 11018522 | 24251101 | WOODSIDE 1101 | 8522 | FALSE | 15153.8377 | 3071.2008 | 123 | 0.31585 | 2.0065 | 17.3476 | 0.077168 | 0.46179 | 0.46104 | 0.01626 | 0.36423 | 0.30023 | 0.0081301 | 13.3053 | 0.0001684 | 573 | 0.03 | 1745 | 65.3 | 0% | 1 | 0 | 7.95% | 85%
3386 | NEWBURG 1132665674 | 192151132 | NEWBURG 1132 | 665674 | TRUE | 2469.7606 | 698.7983 | 20 | 0.22112 | 3.3392 | 24.2446 | 0 | 0.65 | 0.35 | 0 | 0.35 | 0.65 | 0.1 | 16.5282 | 0.00016815 | 574 |  | 2823
7274 | MARIPOSA 2102440236 | 254452102 | MARIPOSA 2102 | 440236 | FALSE | 6874.8043 | 6874.8043 | 38 | 0.22725 | 2.1051 | 30.0342 | 0.4443 | 0.078947 | 0.47675 | 0.4 | 0.14254 | 0 | 0 | 7.4759 | 0.00016814 | 575 |  | 3110
1913 | OLEMA 1101416 | 42291101 | OLEMA 1101 | 416 | FALSE | 26082.6279 | 26031.4486 | 79 | 0.067699 | 2.6276 | 45.8674 | 0.29988 | 0.62101 | 0.079114 | 0.0031646 | 0.26477 | 0.41772 | 0 | 10.8968 | 0.00016777 | 576 | 0.13 | 546 | 82.06 | 5.59% | 9 | 6 | 97.77% | 72%
1551 | CARLOTTA 11214914 | 192291121 | CARLOTTA 1121 | 4914 | FALSE | 22650.1521 | 17097.4476 | 138 | 0.15387 | 3.5753 | 23.4722 | 0 | 0.47983 | 0.52017 | 0.080556 | 0.70242 | 0.090217 | 0.075725 | 20.3543 | 0.00016776 | 577 | 0.04 | 1218 | 25.52 | 70.14% | 16 | 11 | 80.82% | 0%
7859 | MOUNTAIN QUARRIES 210135466 | 152282101 | MOUNTAIN QUARRIES 2101 | 35466 | FALSE | 11836.6618 | 11836.6618 | 82 | 0.10682 | 2.8933 | 20.9359 | 0 | 0.15549 | 0.84451 | 0.069106 | 0.89024 | 0.018293 | 0 | 10.2046 | 0.00016771 | 578 | 0.03 | 1590 | 10 | 90.3% | 2 | 0 | 100% | 0%
8652 | LOYOLA 1102725939 | 82161102 | LOYOLA 1102 | 725939 | TRUE | 1338.4571 | 150.5355 | 14 | 0.13818 | 1.8701 | 18.9326 | 0 | 0.67857 | 0.32143 | 0 | 0.53571 | 0.46429 | 0 | 10.8811 | 0.0001664 | 579 |  | 3249
9546 | COTATI 1102CB | 42271102 | COTATI 1102 | CB | FALSE | 3229.2079 | 2904.3184 | 19 | 0.28239 | 2.4562 | 38.233 | 0.63158 | 0.31579 | 0.052632 | 0 | 0.052632 | 0.31579 | 0 | 6.5645 | 0.00016629 | 580 | 0.01 | 2590 | 52.85 | 0.46% | 0 | 0 | 64.8% | 0%
4758 | LAYTONVILLE 1101402 | 42681101 | LAYTONVILLE 1101 | 402 | FALSE | 37926.2925 | 37584.6138 | 151 | 0.074426 | 5.0742 | 47.7847 | 0 | 0 | 0.99779 | 0.34823 | 0.43512 | 0 | 0 | 14.3427 | 0.0001662 | 581 | 0.07 | 847 | 79.19 | 99.99% | 6 | 8 | 96.88% | 0%
5626 | WYANDOTTE 1103CB | 102911103 | WYANDOTTE 1103 | CB | TRUE | 11751.5136 | 394.0047 | 100 | 0.59178 | 2.1064 | 30.2963 | 0.53 | 0.2485 | 0.21317 | 0.0066667 | 0.21025 | 0.24475 | 0 | 3.1001 | 0.00016594 | 582 | 0 | 2638 | 10 | 0% | 0 | 0 | 0.83% | 0%
4594 | WEIMAR 11012058 | 152491101 | WEIMAR 1101 | 2058 | FALSE | 34315.2065 | 34315.2065 | 256 | 0.077311 | 3.3971 | 25.1264 | 0.0091146 | 0.2033 | 0.78303 | 0.44345 | 0.33021 | 0.14262 | 0.02487 | 14.8703 | 0.00016588 | 583 | 0.06 | 996 | 19.58 | 79.75% | 4 | 16 | 100% | 0%
2265 | BELL 1108CB | 152701108 | BELL 1108 | CB | TRUE | 9628.7582 | 0 | 83 | 0.57388 | 2.6642 | 28.0793 | 0.26236 | 0.11761 | 0.59402 | 0.0051635 | 0.6009 | 0.10557 | 0.013052 | 4.5819 | 0.00016581 | 584 | 0.02 | 1934 | 10 | 64.56% | 0 | 6 | 33.13% | 0%
10174 | LAS GALLINAS A 1105532 | 42991105 | LAS GALLINAS A 1105 | 532 | FALSE | 7102.1777 | 7099.179 | 34 | 0.10757 | 2.9867 | 42.3346 | 0.48529 | 0.058824 | 0.45588 | 0.029412 | 0.42647 | 0.058824 | 0 | 10.3915 | 0.00016574 | 585 | 0.2 | 335 | 80.54 | 66.72% | 3 | 5 | 83.44% | 94%
9562 | MOLINO 1101600112 | 42571101 | MOLINO 1101 | 600112 | FALSE | 2016.2056 | 1283.9759 | 18 | 0.13056 | 2.7898 | 62.5956 | 0 | 0.83333 | 0.16667 | 0 | 0.16667 | 0.83333 | 0.055556 | 14.922 | 0.00016569 | 586 |  | 3379
2658 | CAMP EVERS 210660124 | 83622106 | CAMP EVERS 2106 | 60124 | FALSE | 36140.2282 | 36140.2282 | 267 | 0.11098 | 3.088 | 27.2409 | 0.07603 | 0.12659 | 0.79738 | 0 | 0.79863 | 0.12534 | 0.0031211 | 22.1026 | 0.00016531 | 587 | 0.49 | 30 | 63.66 | 80.34% | 20 | 3 | 100% | 100%
10143 | GRASS VALLEY 1101750804 | 152031101 | GRASS VALLEY 1101 | 750804 | TRUE | 449.416 | 390.0676 | 5 | 0.56954 | 3.7377 | 33.3951 | 0 | 0 | 1 | 1 | 0 | 0 | 0 | 11.3168 | 0.00016489 | 588 |  | 3500
4105 | CAMP EVERS 210410442 | 83622104 | CAMP EVERS 2104 | 10442 | FALSE | 16579.0287 | 9105.2092 | 133 | 0.34711 | 2.7668 | 38.7139 | 0.010526 | 0.39146 | 0.48702 | 0.025063 | 0.46446 | 0.38895 | 0.039474 | 15.5177 | 0.00016483 | 589 | 0.1 | 680 | 33.03 | 51.92% | 6 | 3 | 50.36% | 93%
9526 | DOBBINS 110191464 | 153741101 | DOBBINS 1101 | 91464 | FALSE | 11314.1038 | 11314.1038 | 81 | 0.069841 | 3.5375 | 21.0703 | 0.096708 | 0.037037 | 0.86626 | 0.012346 | 0.85391 | 0.037037 | 0.012346 | 12.1166 | 0.00016471 | 590 | 0.05 | 1106 | 18.35 | 88.34% | 2 | 2 | 100% | 2%
4769 | WYANDOTTE 1107CB | 102911107 | WYANDOTTE 1107 | CB | FALSE | 24321.9127 | 2030.3761 | 199 | 0.39995 | 2.1896 | 36.4732 | 0.14985 | 0.57684 | 0.27164 | 0 | 0.27666 | 0.57182 | 0.031826 | 3.7576 | 0.00016447 | 591 | 0.01 | 2543 | 10 | 31.7% | 0 | 1 | 7.07% | 0%
1359 | CAMP EVERS 210311056 | 83622103 | CAMP EVERS 2103 | 11056 | FALSE | 6785.5939 | 6717.0632 | 48 | 0.41489 | 2.5592 | 39.6538 | 0 | 0.77599 | 0.22401 | 0 | 0.50843 | 0.49157 | 0.067708 | 19.4885 | 0.00016442 | 592 | 0.08 | 761 | 16.72 | 18.6% | 7 | 3 | 97.69% | 100%
249 | RINCON 1103CB | 43321103 | RINCON 1103 | CB | FALSE | 6066.7415 | 3931.2505 | 41 | 0.4725 | 2.8924 | 38.2257 | 0.34146 | 0.052846 | 0.60569 | 0 | 0.5444 | 0.052846 | 0 | 11.3523 | 0.00016438 | 593 | 0.03 | 1615 | 27.73 | 25.63% | 1 | 1 | 89.08% | 47%
6812 | CLOVERDALE 1101474708 | 42821101 | CLOVERDALE 1101 | 474708 | TRUE | 1392.1284 | 422.046 | 13 | 0.65442 | 2.7289 | 50.0841 | 0.053846 | 0.52564 | 0.42051 | 0.076923 | 0.36282 | 0.50641 | 0.025641 | 11.3959 | 0.00016436 | 594 |  | 3063
3276 | CAMP EVERS 210310946 | 83622103 | CAMP EVERS 2103 | 10946 | FALSE | 13600.904 | 9098.3132 | 112 | 0.37629 | 2.6332 | 40.3455 | 0.20916 | 0.35756 | 0.41989 | 0.065476 | 0.34102 | 0.31068 | 0.03125 | 14.7031 | 0.00016435 | 595 | 0.15 | 464 | 10 | 43.31% | 5 | 3 | 66.4% | 100%
3085 | SHINGLE SPRINGS 210819622 | 153652108 | SHINGLE SPRINGS 2108 | 19622 | FALSE | 18790.8494 | 9040.145 | 165 | 0.67276 | 2.4571 | 15.8539 | 0.22717 | 0 | 0.77283 | 0 | 0.77283 | 0 | 0.0060606 | 8.3587 | 0.00016432 | 596 | 0.02 | 2095 | 12.98 | 69.35% | 2 | 3 | 39.08% | 0%
5790 | HIGGINS 1110869408 | 152691110 | HIGGINS 1110 | 869408 | TRUE | 710.7103 | 710.7103 | 6 | 0.18249 | 2.7235 | 22.1345 | 0 | 0 | 1 | 0 | 1 | 0 | 0 | 7.8436 | 0.00016423 | 597 |  | 2977
3164 | BRUNSWICK 11062416 | 152481106 | BRUNSWICK 1106 | 2416 | FALSE | 50020.1074 | 46563.0328 | 360 | 0.14096 | 3.4962 | 32.6538 | 0.085093 | 0.030787 | 0.88319 | 0.68224 | 0.23174 | 0 | 0.010417 | 17.2824 | 0.00016423 | 598 | 0.2 | 343 | 22.12 | 86.48% | 10 | 9 | 92.26% | 60%
4916 | SARATOGA 1107167792 | 83371107 | SARATOGA 1107 | 167792 | FALSE | 7540.5809 | 7540.5809 | 48 | 0.097264 | 2.6327 | 18.7941 | 0 | 0.10069 | 0.89931 | 0.083333 | 0.91667 | 0 | 0 | 21.9009 | 0.00016417 | 599 | 0.13 | 518 | 89.49 | 89.82% | 13 | 1 | 100% | 18%
4426 | SHINGLE SPRINGS 11038752 | 153651103 | SHINGLE SPRINGS 1103 | 8752 | FALSE | 2987.795 | 2987.795 | 32 | 0.79982 | 2.4522 | 15.1769 | 0.22292 | 0 | 0.77187 | 0 | 0.77187 | 0 | 0.010417 | 7.3268 | 0.00016401 | 600 | 0.04 | 1411 | 10 | 77.05% | 0 | 1 | 100% | 8%
2860 | CAMP EVERS 210311046 | 83622103 | CAMP EVERS 2103 | 11046 | FALSE | 25866.5621 | 25866.5621 | 194 | 0.13238 | 2.386 | 36.8578 | 0.029639 | 0.29167 | 0.64519 | 0.0012887 | 0.43376 | 0.2689 | 0.032646 | 18.3879 | 0.00016384 | 601 | 0.48 | 32 | 44.84 | 64.25% | 23 | 4 | 100% | 100%
1525 | CHALLENGE 11025462 | 103201102 | CHALLENGE 1102 | 5462 | FALSE | 37447.0905 | 37447.0905 | 248 | 0.093667 | 4.2761 | 36.091 | 0 | 0 | 1 | 0.10356 | 0.89644 | 0 | 0 | 15.9984 | 0.00016384 | 602 | 0.31 | 121 | 66.94 | 100% | 8 | 5 | 100% | 97%
1901 | MOUNTAIN QUARRIES 21011184 | 152282101 | MOUNTAIN QUARRIES 2101 | 1184 | FALSE | 18935.6341 | 18820.6068 | 136 | 0.077883 | 3.5072 | 23.3 | 0.03125 | 0.13297 | 0.83211 | 0.62526 | 0.26567 | 0 | 0.002451 | 21.3948 | 0.00016372 | 603 | 0.21 | 292 | 85.23 | 82.22% | 1 | 4 | 100% | 100%
6596 | STELLING 111060090 | 83481110 | STELLING 1110 | 60090 | FALSE | 10545.4488 | 10545.4488 | 62 | 0.35614 | 2.2215 | 23.8254 | 0.099462 | 0.35484 | 0.5457 | 0 | 0.46505 | 0.35484 | 0 | 31.9132 | 0.00016362 | 604 | 0.02 | 2107 | 10 | 51.27% | 4 | 1 | 91.55% | 0%
9709 | LAYTONVILLE 1102682 | 42681102 | LAYTONVILLE 1102 | 682 | FALSE | 23844.5349 | 23844.5349 | 97 | 0.085604 | 5.5119 | 51.7689 | 0.041237 | 0 | 0.95876 | 0.90378 | 0.054983 | 0 | 0 | 23.6103 | 0.00016349 | 605 | 0.05 | 1174 | 90.69 | 91.3% | 5 | 3 | 100% | 0%
1885 | OREGON TRAIL 110249144 | 103521102 | OREGON TRAIL 1102 | 49144 | FALSE | 34128.6869 | 29574.1503 | 169 | 0.4769 | 3.1933 | 28.7376 | 0.10651 | 0.044379 | 0.84911 | 0.3856 | 0.46055 | 0 | 0 | 4.2162 | 0.00016343 | 606 | 0.03 | 1477 | 16.97 | 93.48% | 1 | 0 | 76.03% | 0%
2587 | MENLO 11031721 | 24131103 | MENLO 1103 | 1721 | FALSE | 10927.2973 | 10927.2973 | 52 | 0.23162 | 2.6703 | 16.2153 | 0 | 0.15385 | 0.84615 | 0 | 0.92308 | 0.076923 | 0.019231 | 17.9229 | 0.0001634 | 607 | 0.04 | 1209 | 58.43 | 89.52% | 4 | 2 | 100% | 0%
6376 | MONTE RIO 11131991 | 42811113 | MONTE RIO 1113 | 1991 | FALSE | 11465.3295 | 11465.3295 | 51 | 0.0375 | 4.1423 | 50.1316 | 0 | 0.36601 | 0.63399 | 0.058824 | 0.55556 | 0.36601 | 0 | 18.0718 | 0.00016331 | 608 | 0.2 | 308 | 93.26 | 64.98% | 0 | 4 | 100% | 100%
4220 | OAKLAND X 1104CR214 | 12541104 | OAKLAND X 1104 | CR214 | FALSE | 4637.1496 | 4637.1496 | 35 | 0.31138 | 2.0327 | 9.8279 | 0.085714 | 0.47738 | 0.4369 | 0.17976 | 0.4369 | 0.29762 | 0 | 17.8243 | 0.00016318 | 609 | 0.13 | 514 | 10 | 25.8% | 4 | 2 | 100% | 100%
10429 | BUTTE 1105244246 | 103081105 | BUTTE 1105 | 244246 | FALSE | 1936.2709 | 1936.2709 | 11 | 0.019154 | 3.2228 | 25.5264 | 0 | 0.43939 | 0.56061 | 0.045455 | 0.28788 | 0.39394 | 0 | 8.7587 | 0.00016313 | 610 |  | 3548
2874 | FORT ROSS 11214947 | 42851121 | FORT ROSS 1121 | 4947 | FALSE | 16652.8009 | 16652.8009 | 56 | 0.048999 | 4.576 | 60.1327 | 0 | 0.0059524 | 0.99405 | 0 | 0.99405 | 0.0059524 | 0.017857 | 20.7466 | 0.00016312 | 611 | 0.11 | 630 | 93.07 | 99.97% | 4 | 1 | 100% | 8%
4026 | MIRABEL 1101CB | 42091101 | MIRABEL 1101 | CB | TRUE | 8192.7885 | 792.3448 | 70 | 0.46506 | 2.9016 | 56.5952 | 0.23894 | 0.36728 | 0.3795 | 0.022041 | 0.38154 | 0.34319 | 0 | 12.2028 | 0.00016303 | 612 | 0.02 | 2132 | 19.27 | 59.3% | 0 | 2 | 31.12% | 21%
1080 | PLACER 1103284874 | 152461103 | PLACER 1103 | 284874 | FALSE | 7928.0423 | 3450.771 | 56 | 0.19679 | 2.5097 | 34.5013 | 0 | 0.60804 | 0.39196 | 0 | 0.39196 | 0.60804 | 0 | 17.8372 | 0.00016281 | 613 |  | 2708
1421 | ORO FINO 11012022 | 103031101 | ORO FINO 1101 | 2022 | FALSE | 25888.9554 | 25888.9554 | 207 | 0.15076 | 4.4241 | 36.1405 | 0 | 0.0048309 | 0.99195 | 0.81567 | 0.016103 | 0 | 0 | 25.9467 | 0.0001628 | 614 | 0.36 | 84 | 81 | 94.33% | 6 | 13 | 100% | 100%
3032 | OAKLAND X 1104CR288 | 12541104 | OAKLAND X 1104 | CR288 | FALSE | 4382.4988 | 4382.4988 | 46 | 0.34017 | 1.9981 | 9.9166 | 0.095652 | 0.57971 | 0.32464 | 0 | 0.66599 | 0.23835 | 0 | 17.7099 | 0.00016278 | 615 | 0.18 | 386 | 13.3 | 40.68% | 11 | 2 | 100% | 100%
1882 | SHINGLE SPRINGS 211051800 | 153652110 | SHINGLE SPRINGS 2110 | 51800 | FALSE | 15718.5986 | 14796.5287 | 128 | 0.14554 | 2.5475 | 17.6665 | 0.23166 | 0.10938 | 0.65785 | 0 | 0.65785 | 0.10938 | 0.0065104 | 11.675 | 0.00016264 | 616 | 0.05 | 1110 | 11.42 | 65.37% | 2 | 2 | 96.5% | 41%
9784 | CAMP EVERS 2104496570 | 83622104 | CAMP EVERS 2104 | 496570 | TRUE | 701.3537 | 389.3118 | 8 | 0.57868 | 2.8546 | 28.5456 | 0 | 0.46875 | 0.5 | 0 | 0.625 | 0.34375 | 0 | 11.5328 | 0.00016262 | 617 |  | 3421
8396 | NORTH DUBLIN 2101MR765 | 14052101 | NORTH DUBLIN 2101 | MR765 | FALSE | 3411.7079 | 3330.9197 | 15 | 0.26407 | 1.6338 | 15.6063 | 0.83333 | 0.033333 | 0.13333 | 0.044444 | 0.088889 | 0.033333 | 0 | 5.8138 | 0.00016258 | 618 |  | 3219
9665 | MARIPOSA 210190130 | 254452101 | MARIPOSA 2101 | 90130 | TRUE | 151.1499 | 151.1499 | 1 |  |  | 21.4217 | 1 | 0 | 0 | 0 | 0 | 0 | 0 |  | 0.00016255 | 619 | 0.02 | 2057 | 70 | 0% | 0 | 0 | 100% | 0%
6290 | WYANDOTTE 110796390 | 102911107 | WYANDOTTE 1107 | 96390 | FALSE | 16282.4885 | 13753.525 | 124 | 0.13231 | 3.0754 | 33.1715 | 0.077554 | 0.27352 | 0.64892 | 0 | 0.64489 | 0.27352 | 0.0040323 | 3.6071 | 0.00016254 | 620 | 0.03 | 1505 | 10 | 71.02% | 4 | 1 | 80.42% | 0%
2593 | HIGGINS 1104533648 | 152691104 | HIGGINS 1104 | 533648 | FALSE | 10867.8258 | 10867.8258 | 93 | 0.24826 | 3.2344 | 32.2752 | 0.037634 | 0 | 0.96237 | 0.72061 | 0.24176 | 0 | 0.010753 | 11.2633 | 0.00016205 | 621 | 0.03 | 1710 | 10 | 96.99% | 2 | 3 | 100% | 0%
3640 | FROGTOWN 1702CB | 163451702 | FROGTOWN 1702 | CB | FALSE | 6932.7551 | 2351.3614 | 47 | 0.61396 | 2.0524 | 25.7057 | 0.64627 | 0.064032 | 0.28438 | 0 | 0.29289 | 0.020567 | 0.0030395 | 5.2738 | 0.00016197 | 622 | 0.01 | 2332 | 10 | 21.1% | 0 | 2 | 44.33% | 0%
5986 | SILVERADO 210478268 | 43432104 | SILVERADO 2104 | 78268 | FALSE | 15647.3206 | 15647.3206 | 114 | 0.27186 | 2.7991 | 49.2294 | 0.15084 | 0.24327 | 0.6015 | 0.005848 | 0.6015 | 0.23743 | 0 | 18.0757 | 0.00016165 | 623 | 0.34 | 98 | 67.25 | 60.11% | 10 | 4 | 100% | 100%
42 | CEDAR CREEK 11011664 | 103321101 | CEDAR CREEK 1101 | 1664 | FALSE | 47581.2918 | 47581.2918 | 244 | 0.078423 | 4.343 | 17.1151 | 0 | 0.020628 | 0.97937 | 0.98142 | 0.017213 | 0 | 0 | 11.6998 | 0.00016153 | 624 | 0.07 | 871 | 28.75 | 98.78% | 0 | 12 | 100% | 0%
3352 | OAKLAND X 1104CR022 | 12541104 | OAKLAND X 1104 | CR022 | FALSE | 6467.1642 | 6467.1642 | 48 | 0.36568 | 2.0291 | 10.2045 | 0.029167 | 0.62535 | 0.34549 | 0.10903 | 0.67103 | 0.19077 | 0 | 17.86 | 0.00016152 | 625 | 0.15 | 467 | 14.8 | 44.25% | 8 | 4 | 100% | 100%
6474 | STAFFORD 11021048 | 43201102 | STAFFORD 1102 | 1048 | FALSE | 8484.8832 | 8484.8832 | 72 | 0.30171 | 2.8747 | 39.3398 | 0 | 0.49686 | 0.50314 | 0 | 0.54134 | 0.45866 | 0.010417 | 10.9773 | 0.00016147 | 626 | 0.04 | 1346 | 28.27 | 55.55% | 1 | 7 | 93.63% | 18%
9828 | ALLEGHANY 11021101/2 | 152101102 | ALLEGHANY 1102 | 1101/2 | TRUE | 31.1897 | 31.1897 | 1 | 0.11412 | 4.4281 | 11.1976 | 0 | 0 | 1 | 1 | 0 | 0 | 0 | 20.9908 | 0.00016141 | 627 |  | 3431
9825 | GIRVAN 1101CB | 103401101 | GIRVAN 1101 | CB | FALSE | 5303.193 | 2471.5392 | 31 | 0.61334 | 2.5212 | 19.2398 | 0.58602 | 0.18817 | 0.22581 | 0.16935 | 0.14516 | 0.099462 | 0.032258 | 4.81 | 0.0001612 | 628 | 0.01 | 2237 | 10 | 1.64% | 0 | 0 | 10.78% | 0%
6558 | MOLINO 110266006 | 42571102 | MOLINO 1102 | 66006 | FALSE | 14550.7056 | 14550.7056 | 98 | 0.17446 | 3.1465 | 52.6507 | 0.094388 | 0.38776 | 0.51786 | 0 | 0.65391 | 0.15816 | 0 | 16.0301 | 0.00016119 | 629 | 0.26 | 189 | 82.47 | 54.27% | 8 | 4 | 100% | 100%
106 | WYANDOTTE 11101954 | 102911110 | WYANDOTTE 1110 | 1954 | FALSE | 17187.784 | 4223.5591 | 132 | 0.41548 | 2.252 | 36.6557 | 0.18442 | 0.30801 | 0.50606 | 0.010732 | 0.48018 | 0.29538 | 0.013258 | 4.8516 | 0.00016112 | 630 | 0.02 | 2001 | 10 | 59.13% | 1 | 2 | 48.67% | 0%
8011 | HORSESHOE 1101603250 | 152571101 | HORSESHOE 1101 | 603250 | TRUE | 2274.9057 | 927.3694 | 21 | 0.20626 | 1.8625 | 16.3756 | 0.21825 | 0.087302 | 0.63095 | 0 | 0.63095 | 0.087302 | 0.015873 | 7.4455 | 0.00016094 | 631 |  | 3184
10127 | SPAULDING 1101CB | 152251101 | SPAULDING 1101 | CB | TRUE | 56.7484 | 56.7484 | 1 |  |  | 26.2273 | 0 | 1 | 0 | 1 | 0 | 0 | 0 |  | 0.0001609 | 632 |  | 3497
5755 | PENRYN 11072704 | 152561107 | PENRYN 1107 | 2704 | FALSE | 9132.5937 | 2300.3426 | 76 | 0.22145 | 1.9138 | 16.7998 | 0.25285 | 0.28289 | 0.45768 | 0.041667 | 0.41601 | 0.28289 | 0 | 6.5584 | 0.00016088 | 633 | 0.01 | 2288 | 10 | 45.97% | 0 | 0 | 34.19% | 0%
5971 | SANTA ROSA A 110464565 | 42151104 | SANTA ROSA A 1104 | 64565 | FALSE | 1284.2848 | 1284.2848 | 13 | 0.19874 | 2.5634 | 63.5809 | 0 | 0.85897 | 0.14103 | 0 | 0.14103 | 0.85897 | 0 | 20.4297 | 0.00016067 | 634 | 0.09 | 725 | 10 | 22.53% | 1 | 2 | 100% | 100%
2904 | MONTE RIO 111153477 | 42811111 | MONTE RIO 1111 | 53477 | FALSE | 3295.7871 | 3295.7871 | 21 | 0.060323 | 3.9523 | 60.7875 | 0 | 0.43175 | 0.56825 | 0 | 0.56825 | 0.43175 | 0.095238 | 29.527 | 0.00016065 | 635 | 0.21 | 285 | 90.34 | 44.25% | 6 | 1 | 100% | 100%
9326 | COARSEGOLD 2102383092 | 254432102 | COARSEGOLD 2102 | 383092 | TRUE | 613.1926 | 613.1926 | 5 | 0.20174 | 2.3399 | 31.7835 | 0 | 0.25882 | 0.72941 | 0.45882 | 0 | 0 | 0 | 9.1682 | 0.00016062 | 636 | 0.11 | 635 | 10 | 73.97% | 0 | 0 | 100% | 100%
2536 | HALSEY 1101CB | 152241101 | HALSEY 1101 | CB | FALSE | 27644.3487 | 27644.3487 | 231 | 0.10726 | 3.0822 | 31.7055 | 0.17228 | 0.066198 | 0.76152 | 0.20377 | 0.6032 | 0.020743 | 0.010823 | 15.8967 | 0.00016053 | 637 | 0.09 | 701 | 10.56 | 71.81% | 7 | 24 | 100% | 0%
6580 | MIWUK 170247143 | 163661702 | MIWUK 1702 | 47143 | FALSE | 7882.6346 | 7882.6346 | 67 | 0.334 | 2.6168 | 34.0789 | 0 | 0 | 1 | 0.062189 | 0.93781 | 0 | 0 | 15.8661 | 0.00016052 | 638 | 0.14 | 491 | 41.27 | 100% | 1 | 8 | 100% | 80%
6309 | MONTE RIO 1113250 | 42811113 | MONTE RIO 1113 | 250 | FALSE | 1985.3414 | 1985.3414 | 14 | 0.22885 | 3.4618 | 62.1293 | 0.017857 | 0.64286 | 0.33929 | 0.51786 | 0.33929 | 0.125 | 0.089286 | 50.8684 | 0.0001605 | 639 | 0.12 | 560 | 74.46 | 18.87% | 1 | 1 | 100% | 100%
4552 | SHINGLE SPRINGS 2108449638 | 153652108 | SHINGLE SPRINGS 2108 | 449638 | TRUE | 41.9833 | 41.9833 | 1 | 0.59235 | 2.2831 | 19.6703 | 0 | 0 | 1 | 0 | 1 | 0 | 0 | 5.0521 | 0.00016049 | 640 |  | 2904
8907 | SHINGLE SPRINGS 1103CB | 153651103 | SHINGLE SPRINGS 1103 | CB | FALSE | 19101.7778 | 10648.1095 | 143 | 0.14926 | 2.4504 | 17.0527 | 0.23753 | 0.0087413 | 0.75373 | 0 | 0.75373 | 0.0087413 | 0.006993 | 8.9107 | 0.00016037 | 641 | 0.08 | 785 | 25.79 | 79.81% | 1 | 6 | 56.03% | 80%
10458 | DEL MAR 2109805882 | 152582109 | DEL MAR 2109 | 805882 | TRUE | 497.9369 | 477.3024 | 6 | 0.19502 | 1.7961 | 12.6385 | 0 | 0 | 1 | 0 | 1 | 0 | 0 | 4.2828 | 0.00016012 | 642 |  | 3553
6908 | MENLO 11038512 | 24131103 | MENLO 1103 | 8512 | FALSE | 39804.5313 | 39804.5313 | 228 | 0.11307 | 2.1203 | 19.2608 | 0.021199 | 0.41455 | 0.56425 | 0.013158 | 0.55439 | 0.1723 | 0.004386 | 21.1891 | 0.00015985 | 643 | 0.11 | 610 | 73.73 | 67.92% | 14 | 5 | 100% | 0%
10896 | CMC 1102CB | 183111102 | CMC 1102 | CB | TRUE | 581.8342 | 581.8342 | 5 | 0.1951 | 1.3133 | 15.6323 | 0.86667 | 0.13333 | 0 | 0 | 0 | 0.13333 | 0 | 1.2571 | 0.00015983 | 644 | 0.01 | 2554 | 10 | 0% | 0 | 0 | 100% | 0%
10924 | CALPINE 1146200-G | 48011146 | CALPINE 1146 | 200-G | TRUE | 13.7161 | 13.7161 | 1 |  |  | 40.303 | 0 | 0 | 1 | 1 | 0 | 0 | 0 |  | 0.00015982 | 645 | 0.21 | 289 | 90 | 100% | 0 | 0 | 100% | 100%
11090 | CALPINE 1146394G | 48011146 | CALPINE 1146 | 394G | TRUE | 18.1683 | 18.1683 | 1 |  |  | 40.303 | 0 | 0 | 1 | 1 | 0 | 0 | 0 |  | 0.00015982 | 646 | 0.21 | 282 | 90 | 100% | 0 | 0 | 100% | 100%
10932 | CALPELLA 1102127462 | 43411102 | CALPELLA 1102 | 127462 | TRUE | 205.3095 | 189.2737 | 2 | 0.6828 | 2.5503 | 39.516 | 0 | 0 | 1 | 0 | 1 | 0 | 0 | 9.4815 | 0.00015962 | 647 |  | 3622
2021 | WOODACRE 11021280 | 43021102 | WOODACRE 1102 | 1280 | FALSE | 13974.6466 | 13812.836 | 111 | 0.38384 | 2.9335 | 53.955 | 0.35628 | 0.36553 | 0.27368 | 0.053303 | 0.28119 | 0.30472 | 0.023273 | 11.3781 | 0.00015949 | 648 | 0.03 | 1736 | 14.75 | 31.13% | 2 | 14 | 100% | 0%
4933 | RACETRACK 17039190 | 163761703 | RACETRACK 1703 | 9190 | FALSE | 14438.9195 | 14438.9195 | 104 | 0.28951 | 2.1732 | 35.2058 | 0.081731 | 0.62708 | 0.28926 | 0.17989 | 0.4694 | 0.26706 | 0 | 9.9072 | 0.00015927 | 649 | 0.03 | 1702 | 23.56 | 27.68% | 2 | 6 | 100% | 0%
2714 | MIWUK 1702CB | 163661702 | MIWUK 1702 | CB | FALSE | 14569.4696 | 14569.4696 | 110 | 0.066996 | 2.8208 | 19.9363 | 0.20644 | 0 | 0.79356 | 0.22268 | 0 | 0 | 0.031818 | 24.433 | 0.00015914 | 650 | 0.29 | 148 | 90.31 | 82.25% | 5 | 6 | 100% | 100%
1338 | SILVERADO 210437632 | 43432104 | SILVERADO 2104 | 37632 | FALSE | 42770.2942 | 42770.2942 | 304 | 0.28685 | 2.6741 | 49.525 | 0.16768 | 0.3687 | 0.46088 | 0.024671 | 0.44498 | 0.32429 | 0.0049342 | 18.1966 | 0.0001591 | 651 | 0.67 | 8 | 51 | 44.2% | 16 | 15 | 100% | 100%
4703 | WISE 1101CB | 152271101 | WISE 1101 | CB | FALSE | 14435.5526 | 7662.7202 | 112 | 0.4192 | 2.3862 | 31.9111 | 0.26071 | 0.27989 | 0.44792 | 0.0044643 | 0.44281 | 0.25821 | 0.0044643 | 6.3892 | 0.00015887 | 652 | 0.02 | 1761 | 15.76 | 45.1% | 2 | 5 | 65.21% | 0%
4037 | EL DORADO PH 21019759 | 152762101 | EL DORADO PH 2101 | 9759 | FALSE | 4110.5786 | 4110.5786 | 32 | 0.028539 | 3.4001 | 14.4004 | 0 | 0 | 1 | 0.03125 | 0 | 0 | 0 | 23.7883 | 0.00015886 | 653 |  | 2867
8911 | CAMP EVERS 2106CB | 83622106 | CAMP EVERS 2106 | CB | FALSE | 3786.5637 | 1101.4532 | 37 | 0.61578 | 2.7061 | 26.2288 | 0.31757 | 0.43964 | 0.24279 | 0 | 0.24279 | 0.43964 | 0.0067568 | 10.6812 | 0.00015882 | 654 | 0.02 | 2110 | 10 | 0% | 0 | 0 | 0.82% | 100%
10893 | FROGTOWN 1702390720 | 163451702 | FROGTOWN 1702 | 390720 | TRUE | 218.4469 | 202.4448 | 2 | 0.11057 | 2.0435 | 7.5274 | 0 | 0.25 | 0.75 | 0 | 0.75 | 0.25 | 0 | 6.3758 | 0.00015881 | 655 |  | 3617
4614 | SAN RAFAEL 11081262 | 42011108 | SAN RAFAEL 1108 | 1262 | FALSE | 7115.8815 | 6311.248 | 57 | 0.4922 | 2.6567 | 41.9876 | 0 | 0.83772 | 0.16228 | 0 | 0.16228 | 0.74522 | 0 | 14.1686 | 0.00015861 | 656 | 0.09 | 709 | 23.13 | 14.29% | 3 | 8 | 91.28% | 100%
9010 | STAFFORD 11021202 | 43201102 | STAFFORD 1102 | 1202 | FALSE | 12713.8882 | 12713.8882 | 41 | 0.16172 | 2.7528 | 36.6592 | 0 | 0.81098 | 0.18902 | 0 | 0.2378 | 0.7622 | 0.073171 | 14.0632 | 0.00015857 | 657 | 0.03 | 1527 | 85.35 | 21.22% | 0 | 3 | 92.36% | 0%
67 | WOODACRE 1102CB | 43021102 | WOODACRE 1102 | CB | FALSE | 20142.5456 | 20085.8093 | 141 | 0.33369 | 3.0271 | 54.5784 | 0.3435 | 0.50296 | 0.15213 | 0.030733 | 0.18783 | 0.43475 | 0.020331 | 15.7098 | 0.00015851 | 658 | 0.15 | 477 | 47.73 | 17.58% | 11 | 6 | 98.44% | 71%
4634 | SHINGLE SPRINGS 211051790 | 153652110 | SHINGLE SPRINGS 2110 | 51790 | FALSE | 13931.0144 | 12725.5168 | 106 | 0.17467 | 2.5273 | 18.1367 | 0.3456 | 0 | 0.6544 | 0.004717 | 0.64969 | 0 | 0.004717 | 7.3368 | 0.00015838 | 659 | 0.11 | 637 | 16.1 | 60.72% | 1 | 8 | 93.48% | 72%
7748 | PEORIA 170413490 | 163781704 | PEORIA 1704 | 13490 | FALSE | 8773.504 | 6875.4256 | 49 | 0.25831 | 1.4786 | 18.8437 | 0.5727 | 0 | 0.4273 | 0.040816 | 0.37287 | 0 | 0 | 6.2909 | 0.00015838 | 660 | 0.02 | 1795 | 23.9 | 44.53% | 0 | 0 | 76.49% | 0%
10589 | DEL MAR 2109306972 | 152582109 | DEL MAR 2109 | 306972 | TRUE | 120.3234 | 83.4407 | 2 | 0.10968 | 1.8235 | 4.107 | 0 | 0 | 1 | 0 | 1 | 0 | 0 | 3.7698 | 0.00015818 | 661 |  | 3576
2867 | MONTE RIO 1113346 | 42811113 | MONTE RIO 1113 | 346 | FALSE | 16160.3417 | 16160.3417 | 101 | 0.2272 | 3.8769 | 64.7259 | 0.091584 | 0.5302 | 0.37822 | 0.0049505 | 0.50611 | 0.33861 | 0.13861 | 22.048 | 0.00015809 | 662 | 0.29 | 149 | 73.62 | 44.96% | 12 | 4 | 100% | 100%
6036 | PLACER 1103CB | 152461103 | PLACER 1103 | CB | FALSE | 14529.9116 | 11213.2305 | 99 | 0.18434 | 2.5041 | 31.9536 | 0.30612 | 0.33533 | 0.35856 | 0 | 0.39167 | 0.29212 | 0.0050505 | 14.0434 | 0.00015794 | 663 | 0.02 | 2112 | 28.4 | 44.01% | 5 | 11 | 41.67% | 0%
1237 | NARROWS 2102CB | 153132102 | NARROWS 2102 | CB | FALSE | 39248.3153 | 36287.6403 | 243 | 0.11742 | 2.8144 | 26.1709 | 0.20194 | 0.0082305 | 0.78091 | 0 | 0.78091 | 0.0082305 | 0.0020576 | 11.3224 | 0.00015786 | 664 | 0.03 | 1728 | 13.84 | 78.07% | 2 | 5 | 93.68% | 0%
7670 | STANISLAUS 1702CB | 162821702 | STANISLAUS 1702 | CB | FALSE | 13066.3244 | 13066.3244 | 67 | 0.10361 | 2.8296 | 28.8092 | 0.38006 | 0.26119 | 0.35377 | 0.36869 | 0.089552 | 0.15672 | 0 | 20.0383 | 0.00015785 | 665 | 0.04 | 1208 | 43.34 | 28.21% | 1 | 3 | 100% | 20%
9525 | BIG BASIN 11028403 | 82841102 | BIG BASIN 1102 | 8403 | FALSE | 7867.7292 | 7867.7292 | 42 | 0.025627 | 3.2026 | 33.1699 | 0 | 0.21825 | 0.78175 | 0.055556 | 0.72619 | 0.21825 | 0.039683 | 23.0305 | 0.00015778 | 666 | 0.16 | 439 | 33.66 | 85.64% | 2 | 1 | 100% | 100%
8832 | PEORIA 17046090 | 163781704 | PEORIA 1704 | 6090 | TRUE | 1284.821 | 879.5421 | 10 | 0.5933 | 1.4602 | 26.3455 | 0.9 | 0 | 0.1 | 0.1 | 0 | 0 | 0 | 55.9075 | 0.00015776 | 667 | 0.02 | 1918 | 10 | 4.92% | 0 | 1 | 100% | 0%
9095 | LLAGAS 2107250129 | 83182107 | LLAGAS 2107 | 250129 | TRUE | 467.9989 | 401.6728 | 5 | 0.3416 | 1.5154 | 20.297 | 0 | 0.86667 | 0.13333 | 0 | 0 | 0.86667 | 0 | 8.7714 | 0.00015745 | 668 |  | 3307
1249 | PENRYN 11032198 | 152561103 | PENRYN 1103 | 2198 | FALSE | 33673.9837 | 32552.0609 | 248 | 0.12469 | 2.3411 | 16.5461 | 0.12648 | 0.30457 | 0.56694 | 0.008871 | 0.56075 | 0.30457 | 0.0060484 | 6.8873 | 0.00015745 | 669 | 0.05 | 1070 | 39.09 | 53.27% | 4 | 16 | 94.86% | 0%
5419 | MIRABEL 11014859 | 42091101 | MIRABEL 1101 | 4859 | FALSE | 3008.5895 | 3008.5895 | 22 | 0.043329 | 3.3567 | 50.3752 | 0.015152 | 0 | 0.98485 | 0 | 0.98485 | 0 | 0 | 29.2013 | 0.00015733 | 670 | 0.23 | 252 | 77.08 | 99.9% | 8 | 0 | 100% | 100%
6929 | CLARKSVILLE 2104CB | 153612104 | CLARKSVILLE 2104 | CB | FALSE | 16489.2317 | 14163.76 | 107 | 0.18087 | 2.2881 | 19.0656 | 0.34969 | 0 | 0.65031 | 0 | 0.64252 | 0 | 0 | 6.4751 | 0.00015725 | 671 | 0.03 | 1646 | 34.27 | 54.5% | 0 | 3 | 89.57% | 0%
2688 | STILLWATER 11021466 | 103561102 | STILLWATER 1102 | 1466 | FALSE | 33154.3349 | 33039.7041 | 211 | 0.12968 | 3.9349 | 28.2877 | 0 | 0 | 1 | 0.65711 | 0.34289 | 0 | 0.030411 | 8.6376 | 0.0001572 | 672 | 0.05 | 1095 | 16.04 | 100% | 1 | 10 | 94.09% | 0%
955 | STANISLAUS 170179826 | 162821701 | STANISLAUS 1701 | 79826 | FALSE | 16584.8842 | 16584.8842 | 95 | 0.10046 | 2.6474 | 27.0952 | 0.27965 | 0.010526 | 0.70982 | 0.64404 | 0.065789 | 0 | 0.010526 | 21.5886 | 0.00015691 | 673 | 0.04 | 1420 | 54.28 | 66.14% | 1 | 7 | 100% | 0%
5450 | FORESTHILL 11011802 | 152181101 | FORESTHILL 1101 | 1802 | FALSE | 35771.0229 | 35771.0229 | 259 | 0.10093 | 3.5376 | 27.3751 | 0.083526 | 0.0093308 | 0.90714 | 0.86242 | 0.049228 | 0.0048263 | 0.003861 | 18.1184 | 0.00015681 | 674 | 0.4 | 57 | 72.92 | 91.83% | 12 | 21 | 100% | 100%
3511 | MIDDLETOWN 1103830 | 43141103 | MIDDLETOWN 1103 | 830 | FALSE | 62803.2175 | 44622.1036 | 212 | 0.15107 | 2.8621 | 37.1031 | 0.19025 | 0.082547 | 0.72484 | 0.19615 | 0.52162 | 0.082547 | 0 | 11.8841 | 0.00015679 | 675 | 0.06 | 983 | 79 | 88.01% | 1 | 2 | 60.51% | 37%
1732 | NARROWS 21022220 | 153132102 | NARROWS 2102 | 2220 | FALSE | 45533.9477 | 44226.4373 | 266 | 0.10411 | 3.0422 | 25.4264 | 0.11866 | 0 | 0.87194 | 0 | 0.87194 | 0 | 0.0037594 | 10.17 | 0.00015667 | 676 | 0.08 | 756 | 12.68 | 87.5% | 7 | 17 | 97.87% | 0%
7740 | POINT MORETTI 110136514 | 82931101 | POINT MORETTI 1101 | 36514 | FALSE | 11050.0531 | 11050.0531 | 64 | 0.060466 | 3.2097 | 25.0201 | 0 | 0.054688 | 0.92969 | 0.054688 | 0.875 | 0.054688 | 0.03125 | 20.3371 | 0.00015664 | 677 | 0.19 | 347 | 17.02 | 90.44% | 21 | 1 | 100% | 87%
8013 | WILLITS 110337506 | 42661103 | WILLITS 1103 | 37506 | FALSE | 18602.139 | 18602.139 | 77 | 0.137 | 3.8219 | 55.9791 | 0.025974 | 0.31688 | 0.65714 | 0.17965 | 0.78463 | 0.0097403 | 0 | 21.8512 | 0.00015655 | 678 | 0.05 | 1071 | 90.8 | 60.25% | 4 | 3 | 100% | 0%
6394 | ORO FINO 11022040 | 103031102 | ORO FINO 1102 | 2040 | FALSE | 14724.8662 | 14724.8662 | 21 | 0.18008 | 4.5871 | 30.5284 | 0 | 0 | 1 | 1 | 0 | 0 | 0 | 21.9373 | 0.00015655 | 679 | 0.11 | 586 | 98 | 100% | 4 | 1 | 100% | 12%
2051 | LAYTONVILLE 1101518 | 42681101 | LAYTONVILLE 1101 | 518 | FALSE | 36303.8238 | 4840.0159 | 165 | 0.08403 | 5.7015 | 36.6048 | 0 | 0 | 0.97879 | 0.74545 | 0.14848 | 0 | 0 | 15.9222 | 0.0001564 | 680 | 0.02 | 2136 | 84.76 | 100% | 0 | 1 | 7.65% | 0%
9548 | FROGTOWN 1702224708 | 163451702 | FROGTOWN 1702 | 224708 | FALSE | 1049.1603 | 1033.1582 | 9 | 0.19314 | 2.0763 | 27.4699 | 0.11111 | 0.55556 | 0.33333 | 0 | 0.88889 | 0 | 0.027778 | 4.5379 | 0.00015636 | 681 |  | 3374
5780 | GREEN VALLEY 210111054 | 83192101 | GREEN VALLEY 2101 | 11054 | FALSE | 41601.4757 | 39167.0021 | 272 | 0.12226 | 2.2259 | 29.0894 | 0.004902 | 0.39553 | 0.58487 | 0.096201 | 0.55116 | 0.29933 | 0 | 20.5719 | 0.00015629 | 682 | 0.59 | 14 | 42.44 | 63.08% | 38 | 3 | 95.34% | 98%
10918 | DEL MAR 2109378446 | 152582109 | DEL MAR 2109 | 378446 | TRUE | 173.2196 | 157.9488 | 3 | 0.13912 | 1.8912 | 6.1606 | 0 | 0 | 1 | 0 | 1 | 0 | 0 | 7.9639 | 0.00015629 | 683 |  | 3619
4692 | PINE GROVE 11023168 | 163751102 | PINE GROVE 1102 | 3168 | FALSE | 48228.3961 | 48228.3961 | 285 | 0.080818 | 3.0614 | 26.1959 | 0.077778 | 0.057602 | 0.86111 | 0.78713 | 0.10088 | 0.030702 | 0 | 18.8921 | 0.00015583 | 684 | 0.09 | 718 | 52.95 | 87.84% | 3 | 16 | 100% | 16%
10225 | CLOVERDALE 1101409224 | 42821101 | CLOVERDALE 1101 | 409224 | TRUE | 353.3451 | 138.7205 | 4 | 0.49478 | 2.7258 | 43.7096 | 0 | 0.125 | 0.875 | 0 | 0.875 | 0.125 | 0.041667 | 13.7095 | 0.0001558 | 685 |  | 3518
10681 | GEYSERVILLE 1101975350 | 42891101 | GEYSERVILLE 1101 | 975350 | TRUE | 405.3394 | 73.1065 | 3 | 0.52942 | 2.688 | 35.3632 | 0 | 0.66667 | 0.33333 | 0 | 0.33333 | 0.66667 | 0 | 4.7129 | 0.00015577 | 686 |  | 3591
5230 | BANGOR 11011806 | 103191101 | BANGOR 1101 | 1806 | FALSE | 6482.8365 | 6482.8365 | 17 | 0.039825 | 3.0039 | 20.4158 | 0.34314 | 0 | 0.63725 | 0.088235 | 0.54902 | 0 | 0 | 12.0319 | 0.00015564 | 687 | 0.03 | 1698 | 12.23 | 77.62% | 0 | 5 | 97.6% | 0%
8963 | MIRABEL 1101253331 | 42091101 | MIRABEL 1101 | 253331 | TRUE | 639.8394 | 107.6584 | 5 | 0.28542 | 2.9016 | 49.4262 | 0.05 | 0.05 | 0.9 | 0 | 0.9 | 0.05 | 0 | 9.059 | 0.0001555 | 688 |  | 3284
88 | SILVERADO 2105658898 | 43432105 | SILVERADO 2105 | 658898 | FALSE | 27632.4579 | 27632.4579 | 151 | 0.33783 | 2.9368 | 40.9567 | 0.0055188 | 0.021634 | 0.97152 | 0.0033113 | 0.7702 | 0.012804 | 0.0066225 | 19.4782 | 0.00015549 | 689 | 0.28 | 156 | 89.54 | 92.68% | 6 | 3 | 99.53% | 97%
7928 | HALSEY 11015731 | 152241101 | HALSEY 1101 | 5731 | FALSE | 5029.6194 | 5029.6194 | 41 | 0.065422 | 3.0901 | 35.3112 | 0 | 0.43089 | 0.56911 | 0.012195 | 0.55691 | 0.43089 | 0.02439 | 14.8065 | 0.00015547 | 690 | 0.02 | 1774 | 10 | 52.17% | 0 | 1 | 100% | 0%
7246 | HUMBOLDT BAY 1102104220 | 192341102 | HUMBOLDT BAY 1102 | 104220 | FALSE | 5237.7249 | 1476.8749 | 45 | 0.39248 | 3.2602 | 20.9675 | 0.0074074 | 0.98519 | 0 | 0.0074074 | 0 | 0.98519 | 0.15926 | 23.754 | 0.00015541 | 691 |  | 3107
2399 | MONTE RIO 1113477 | 42811113 | MONTE RIO 1113 | 477 | FALSE | 2946.6356 | 2946.6356 | 25 | 0.31733 | 3.4929 | 64.3774 | 0 | 0.46 | 0.54 | 0.01 | 0.53 | 0.46 | 0.12333 | 46.5897 | 0.00015508 | 692 | 0.11 | 622 | 34.63 | 52.03% | 0 | 3 | 100% | 100%
4232 | GABILAN 1101989608 | 182331101 | GABILAN 1101 | 989608 | FALSE | 3673.9458 | 1209.612 | 6 | 0.088548 | 1.0701 | 0.75951 | 0 | 1 | 0 | 1 | 0 | 0 | 0 | 3.6848 | 0.00015502 | 693 |  | 2877
10545 | PASO ROBLES 1103451760 | 182611103 | PASO ROBLES 1103 | 451760 | TRUE | 98.2563 | 98.2563 | 2 | 0.15446 | 0.78594 | 25.8055 | 1 | 0 | 0 | 0 | 0 | 0 | 0 | 0.97876 | 0.000155 | 694 |  | 3571
1094 | HIGGINS 110332120 | 152691103 | HIGGINS 1103 | 32120 | FALSE | 65924.4872 | 65394.3269 | 485 | 0.15313 | 3.1573 | 35.644 | 0.11001 | 0.0073883 | 0.87061 | 0.12794 | 0.74208 | 0.0073883 | 0.00068729 | 12.4903 | 0.00015495 | 695 | 0.08 | 778 | 16.49 | 85.22% | 7 | 11 | 99.04% | 0%
1830 | SANTA ROSA A 1104210 | 42151104 | SANTA ROSA A 1104 | 210 | FALSE | 12611.9142 | 10477.8716 | 107 | 0.42256 | 2.5308 | 53.4048 | 0.3668 | 0.22718 | 0.40602 | 0.014019 | 0.40135 | 0.21783 | 0 | 18.6474 | 0.00015483 | 696 | 0.17 | 403 | 10 | 33.39% | 9 | 10 | 88.77% | 100%
1607 | MONTE RIO 11133970 | 42811113 | MONTE RIO 1113 | 3970 | FALSE | 11750.7224 | 11750.7224 | 87 | 0.34336 | 3.4925 | 56.3843 | 0.11194 | 0.42027 | 0.46778 | 0.10799 | 0.45834 | 0.32173 | 0.086817 | 35.0523 | 0.00015476 | 697 | 0.26 | 185 | 62.87 | 47.81% | 13 | 10 | 100% | 100%
9214 | SAN RAFAEL 11081250 | 42011108 | SAN RAFAEL 1108 | 1250 | FALSE | 5741.9405 | 5741.9405 | 26 | 0.052489 | 3.343 | 43.0919 | 0.44231 | 0.019231 | 0.53846 | 0.13462 | 0.30769 | 0.019231 | 0.012821 | 30.018 | 0.00015475 | 698 | 0.2 | 333 | 93.25 | 59.75% | 1 | 1 | 100% | 100%
7839 | FROGTOWN 1702204480 | 163451702 | FROGTOWN 1702 | 204480 | TRUE | 3182.9165 | 807.68 | 28 | 0.37484 | 2.0977 | 29.0726 | 0.1994 | 0.16012 | 0.62857 | 0.020833 | 0.58393 | 0.16012 | 0 | 4.841 | 0.00015459 | 699 |  | 3169
8240 | WOODSIDE 11018601 | 24251101 | WOODSIDE 1101 | 8601 | TRUE | 961.631 | 961.631 | 9 | 0.1156 | 2.5403 | 16.6648 | 0 | 0.46296 | 0.53704 | 0 | 0.53704 | 0.46296 | 0 | 28.9649 | 0.00015446 | 700 | 0.14 | 486 | 81.87 | 48.65% | 2 | 0 | 100% | 100%
9361 | CLOVERDALE 1102429006 | 42821102 | CLOVERDALE 1102 | 429006 | FALSE | 3229.4467 | 3213.4446 | 23 | 0.16641 | 2.8382 | 51.8992 | 0.01087 | 0.71739 | 0.27174 | 0.034783 | 0.23696 | 0.71739 | 0 | 15.2283 | 0.00015434 | 701 | 0.02 | 1838 | 22.47 | 19.1% | 0 | 1 | 100% | 0%
3105 | NOTRE DAME 11042028 | 102041104 | NOTRE DAME 1104 | 2028 | FALSE | 17437.7183 | 17437.7183 | 86 | 0.041298 | 3.6726 | 21.7091 | 0.063953 | 0 | 0.92442 | 0.26163 | 0.66279 | 0 | 0.011628 | 12.9458 | 0.00015423 | 702 | 0.16 | 438 | 45.91 | 89% | 0 | 3 | 100% | 100%
589 | EL DORADO PH 21016852 | 152762101 | EL DORADO PH 2101 | 6852 | FALSE | 40624.2727 | 40624.2727 | 309 | 0.12078 | 3.736 | 17.3611 | 0.029612 | 0 | 0.96003 | 0.89477 | 0.065264 | 0 | 0.0053937 | 28.4904 | 0.00015417 | 703 | 0.52 | 23 | 89.36 | 96.21% | 18 | 8 | 100% | 100%
10656 | MIWUK 170179118 | 163661701 | MIWUK 1701 | 79118 | TRUE | 31.1564 | 31.1564 | 2 | 0.94665 | 2.7574 | 8.7945 | 0 | 0 | 1 | 0 | 0 | 0 | 0 | 9.5241 | 0.00015411 | 704 | 0.13 | 519 | 10 | 100% | 0 | 0 | 100% | 100%
7888 | MONTE RIO 1112212 | 42811112 | MONTE RIO 1112 | 212 | FALSE | 3618.1725 | 3618.1725 | 27 | 0.24332 | 3.4115 | 53.872 | 0 | 0.20741 | 0.79259 | 0.19259 | 0.73704 | 0.014815 | 0.037037 | 58.5071 | 0.00015405 | 705 | 0.14 | 503 | 44.72 | 75.38% | 4 | 1 | 100% | 100%
5285 | CAMP EVERS 21061625 | 83622106 | CAMP EVERS 2106 | 1625 | FALSE | 1400.9701 | 1400.9701 | 10 | 0.0085367 | 3.4313 | 30.9823 | 0 | 0 | 1 | 0 | 1 | 0 | 0.075 | 24.86 | 0.00015401 | 706 | 0.18 | 367 | 67 | 100% | 0 | 0 | 100% | 100%
8910 | BRIDGEVILLE 110255612 | 192461102 | BRIDGEVILLE 1102 | 55612 | FALSE | 35781.5314 | 35781.5314 | 93 | 0.046144 | 4.4059 | 24.331 | 0 | 0 | 1 | 0.037634 | 0.94086 | 0 | 0.043011 | 17.5418 | 0.00015401 | 707 | 0.35 | 88 | 91.45 | 100% | 11 | 10 | 100% | 97%
509 | CALISTOGA 110143924 | 42711101 | CALISTOGA 1101 | 43924 | FALSE | 15096.7446 | 12523.7999 | 107 | 0.34209 | 2.7203 | 49.4907 | 0.28109 | 0.10436 | 0.61455 | 0.0023364 | 0.61222 | 0.10436 | 0 | 17.6529 | 0.00015399 | 708 | 0.33 | 107 | 80.45 | 94.31% | 6 | 6 | 47.81% | 100%
8324 | MONTE RIO 1112999 | 42811112 | MONTE RIO 1112 | 999 | FALSE | 1412.3755 | 1412.3755 | 7 | 0.20192 | 3.564 | 64.8791 | 0 | 0.7619 | 0.2381 | 0 | 0.2381 | 0.7619 | 0.071429 | 23.287 | 0.00015392 | 709 | 0.13 | 540 | 81.18 | 29.39% | 4 | 2 | 100% | 100%
4370 | OREGON TRAIL 11021584 | 103521102 | OREGON TRAIL 1102 | 1584 | FALSE | 20998.6153 | 20998.6153 | 136 | 0.23802 | 3.3855 | 25.1335 | 0 | 0 | 1 | 0.29718 | 0.68811 | 0 | 0 | 10.2093 | 0.00015385 | 710 | 0.05 | 1128 | 23.88 | 100% | 1 | 4 | 100% | 0%
7227 | SAN RAFAEL 11071415 | 42011107 | SAN RAFAEL 1107 | 1415 | FALSE | 1913.2696 | 1280.0188 | 14 | 0.614 | 2.7253 | 56.1862 | 0 | 0.81786 | 0.18214 | 0 | 0.19643 | 0.80357 | 0 | 14.5378 | 0.00015384 | 711 | 0.06 | 952 | 10 | 28.8% | 0 | 0 | 59.59% | 100%
3438 | CALISTOGA 1102CB | 42711102 | CALISTOGA 1102 | CB | TRUE | 3890.2841 | 517.8814 | 37 | 0.74648 | 2.7043 | 43.6483 | 0.39685 | 0.23649 | 0.35421 | 0 | 0.35421 | 0.23649 | 0 | 9.8534 | 0.00015375 | 712 | 0.03 | 1620 | 10 | 27.88% | 0 | 0 | 51.57% | 53%
6954 | WYANDOTTE 1110144140 | 102911110 | WYANDOTTE 1110 | 144140 | TRUE | 2469.4129 | 417.0111 | 20 | 0.33537 | 2.2938 | 38.309 | 0 | 0.6 | 0.4 | 0 | 0.4 | 0.6 | 0 | 4.7693 | 0.00015373 | 713 |  | 3076
307 | MOUNTAIN QUARRIES 21011350 | 152282101 | MOUNTAIN QUARRIES 2101 | 1350 | FALSE | 34999.9271 | 34999.9271 | 212 | 0.065546 | 2.7973 | 21.3273 | 0 | 0.35841 | 0.63569 | 0.029874 | 0.8577 | 0.088836 | 0.009434 | 9.3759 | 0.00015371 | 714 | 0.06 | 1001 | 30.84 | 63.86% | 7 | 7 | 100% | 0%
3290 | TAR FLAT 04023144 | 163240402 | TAR FLAT 0402 | 3144 | FALSE | 8269.2517 | 7828.9119 | 58 | 0.28498 | 2.1086 | 33.311 | 0.10172 | 0.72385 | 0.17098 | 0 | 0.1796 | 0.72385 | 0 | 12.9224 | 0.00015369 | 715 | 0.03 | 1648 | 11.39 | 27.07% | 0 | 3 | 96.83% | 26%
7262 | LOW GAP 11014160 | 192411101 | LOW GAP 1101 | 4160 | FALSE | 34990.3559 | 34990.3559 | 194 | 0.17501 | 4.4802 | 18.0956 | 0 | 0 | 0.99828 | 0.90378 | 0.079038 | 0 | 0 | 33.9758 | 0.00015367 | 716 | 0.08 | 753 | 61.65 | 100% | 10 | 5 | 99.51% | 0%
7052 | CALISTOGA 1101134232 | 42711101 | CALISTOGA 1101 | 134232 | FALSE | 11553.3534 | 2618.9112 | 89 | 0.52827 | 2.6599 | 50.1844 | 0.21629 | 0.42697 | 0.35674 | 0.16549 | 0.41854 | 0.18844 | 0 | 11.5712 | 0.0001535 | 717 |  | 3092
7009 | PENRYN 110551676 | 152561105 | PENRYN 1105 | 51676 | FALSE | 18975.7232 | 12910.4516 | 145 | 0.20144 | 2.2175 | 22.1795 | 0.31944 | 0.21974 | 0.46082 | 0.033333 | 0.42864 | 0.21284 | 0.016667 | 6.9346 | 0.00015332 | 718 | 0.02 | 2035 | 10 | 49.11% | 4 | 2 | 74.33% | 0%
6669 | DUNBAR 1101234 | 43071101 | DUNBAR 1101 | 234 | FALSE | 10290.6171 | 5584.5077 | 81 | 0.52959 | 2.8217 | 51.5351 | 0.24794 | 0.53086 | 0.22119 | 0 | 0.22119 | 0.53086 | 0.0061728 | 10.2062 | 0.0001531 | 719 | 0.02 | 1883 | 13.74 | 32.63% | 2 | 8 | 50.44% | 15%
5871 | FLINT 1101750 | 152531101 | FLINT 1101 | 750 | FALSE | 14900.5272 | 7342.9025 | 93 | 0.13168 | 2.351 | 18.616 | 0.043728 | 0.49032 | 0.46595 | 0.0089606 | 0.45699 | 0.49032 | 0 | 6.3616 | 0.00015288 | 720 | 0.02 | 1904 | 52.63 | 83.81% | 0 | 0 | 41.31% | 0%
445 | MONTE RIO 1112CB | 42811112 | MONTE RIO 1112 | CB | FALSE | 5679.6302 | 5679.6302 | 43 | 0.43932 | 3.4911 | 63.879 | 0.24903 | 0.60368 | 0.14729 | 0.35349 | 0.13566 | 0.26182 | 0.18391 | 65.7073 | 0.00015288 | 721 | 0.15 | 449 | 57.3 | 17.86% | 14 | 2 | 100% | 100%
3126 | HORSESHOE 110150140 | 152571101 | HORSESHOE 1101 | 50140 | FALSE | 10038.7802 | 6357.3386 | 82 | 0.15747 | 1.9098 | 16.1171 | 0.41423 | 0 | 0.57104 | 0 | 0.57104 | 0 | 0 | 10.5562 | 0.0001527 | 722 | 0.02 | 2026 | 10 | 69.76% | 1 | 4 | 60.16% | 0%
9647 | GARCIA 0401CB | 43040401 | GARCIA 0401 | CB | TRUE | 46.711 | 46.711 | 1 | 0.3125 | 4.2295 | 38.8142 | 0 | 0 | 1 | 1 | 0 | 0 | 0 | 30.3809 | 0.00015165 | 723 | 0.05 | 1068 | 98 | 100% | 0 | 0 | 100% | 0%
10827 | INDIAN FLAT 11044440 | 252691104 | INDIAN FLAT 1104 | 4440 | TRUE | 376.2849 | 376.2849 | 4 | 0.32826 | 2.5433 | 34.811 | 0 | 0 | 1 | 0.25 | 0 | 0 | 0 | 9.7367 | 0.00015164 | 724 | 0.04 | 1373 | 58.25 | 100% | 0 | 0 | 100% | 0%
6226 | FULTON 1107214 | 42561107 | FULTON 1107 | 214 | FALSE | 18868.3768 | 18868.3768 | 142 | 0.098597 | 2.6346 | 37.8942 | 0.15469 | 0.09284 | 0.75246 | 0.088615 | 0.53944 | 0.09284 | 0.0014085 | 17.06 | 0.0001516 | 725 | 0.44 | 48 | 47.35 | 63.1% | 7 | 19 | 100% | 100%
4887 | WOODSIDE 11018972 | 24251101 | WOODSIDE 1101 | 8972 | FALSE | 10000.1577 | 10000.1577 | 60 | 0.03114 | 2.5086 | 16.9232 | 0 | 0.82917 | 0.17083 | 0 | 0.39167 | 0.60833 | 0 | 23.0743 | 0.00015146 | 726 | 0.17 | 417 | 92.04 | 25.89% | 9 | 0 | 100% | 100%
7801 | HALF MOON BAY 11012500 | 24101101 | HALF MOON BAY 1101 | 2500 | FALSE | 11167.0911 | 10490.7768 | 74 | 0.16029 | 2.3587 | 14.6175 | 0.033784 | 0.29527 | 0.67095 | 0.072072 | 0.16779 | 0.2232 | 0.018018 | 17.1163 | 0.00015128 | 727 | 0.24 | 228 | 85.71 | 84.59% | 4 | 6 | 82.94% | 97%
3485 | SAN RAFAEL 1107CB | 42011107 | SAN RAFAEL 1107 | CB | FALSE | 12682.0012 | 7810.3005 | 107 | 0.63669 | 2.8325 | 52.022 | 0.1315 | 0.62442 | 0.23474 | 0 | 0.32508 | 0.45308 | 0.021807 | 13.5916 | 0.00015094 | 728 | 0.08 | 768 | 10 | 28.65% | 2 | 4 | 53.65% | 98%
1827 | BELL 11082226 | 152701108 | BELL 1108 | 2226 | FALSE | 41003.1194 | 38762.6482 | 329 | 0.14813 | 2.8373 | 27.2029 | 0.12852 | 0.010892 | 0.85846 | 0 | 0.80638 | 0.010892 | 0.0083587 | 7.1354 | 0.00015086 | 729 | 0.06 | 999 | 11.28 | 87.34% | 1 | 8 | 97.2% | 0%
2013 | SHINGLE SPRINGS 210851474 | 153652108 | SHINGLE SPRINGS 2108 | 51474 | TRUE | 7519.049 | 594.1189 | 68 | 0.7629 | 2.3849 | 18.4546 | 0.32966 | 0 | 0.67034 | 0 | 0.67034 | 0 | 0.004902 | 8.2928 | 0.00015085 | 730 | 0 | 2631 | 10 | 0% | 0 | 0 | 5.26% | 0%
1866 | HIGGINS 1104842642 | 152691104 | HIGGINS 1104 | 842642 | FALSE | 9353.842 | 9353.842 | 80 | 0.18719 | 3.2274 | 34.1977 | 0 | 0 | 1 | 0.49699 | 0.38545 | 0 | 0.00625 | 13.2224 | 0.00015044 | 731 | 0.03 | 1621 | 10 | 100% | 3 | 1 | 94.43% | 0%
395 | CALISTOGA 1101734 | 42711101 | CALISTOGA 1101 | 734 | FALSE | 26724.941 | 22050.8989 | 162 | 0.39537 | 2.6456 | 50.5983 | 0.01286 | 0.357 | 0.625 | 0.0020576 | 0.60638 | 0.27994 | 0.0082305 | 16.9091 | 0.00015037 | 732 | 0.39 | 61 | 55.32 | 62.25% | 13 | 12 | 73.13% | 81%
4749 | FRUITLAND 11418860 | 192311141 | FRUITLAND 1141 | 8860 | FALSE | 6108.7785 | 3211.911 | 34 | 0.29671 | 3.9607 | 29.5076 | 0.0098039 | 0.43137 | 0.55882 | 0.029412 | 0.52941 | 0.43137 | 0.12745 | 25.132 | 0.0001502 | 733 | 0.02 | 1863 | 72.73 | 25.93% | 4 | 0 | 65.81% | 0%
1447 | OAKLAND K 1104CR204 | 12101104 | OAKLAND K 1104 | CR204 | FALSE | 6639.5298 | 6639.5298 | 49 | 0.36169 | 2.0143 | 19.0886 | 0.11127 | 0.60092 | 0.2674 | 0.02551 | 0.52216 | 0.19048 | 0 | 18.0862 | 0.00015005 | 734 | 0.12 | 569 | 23.81 | 27.59% | 6 | 1 | 100% | 100%
3981 | CAMP EVERS 210510214 | 83622105 | CAMP EVERS 2105 | 10214 | FALSE | 22409.5851 | 22409.5851 | 149 | 0.037671 | 3.1482 | 31.4743 | 0.01566 | 0.2472 | 0.73714 | 0 | 0.79251 | 0.18009 | 0.048881 | 22.4857 | 0.00015 | 735 | 0.29 | 147 | 70.19 | 71.02% | 31 | 1 | 100% | 100%
6703 | POTTER VALLEY P H 110576498 | 42281105 | POTTER VALLEY P H 1105 | 76498 | FALSE | 23942.9529 | 23942.9529 | 119 | 0.12987 | 3.2683 | 53.2874 | 0.046218 | 0.33754 | 0.61204 | 0.13445 | 0.52381 | 0.29132 | 0 | 18.6738 | 0.00014996 | 736 | 0.06 | 1027 | 81.14 | 60.61% | 2 | 8 | 100% | 0%
2116 | LUCERNE 1106CB | 43351106 | LUCERNE 1106 | CB | FALSE | 5806.4035 | 3043.2971 | 48 | 0.61961 | 2.6322 | 50.639 | 0.30312 | 0.30486 | 0.39201 | 0.041667 | 0.35035 | 0.30486 | 0 | 47.297 | 0.00014993 | 737 | 0.02 | 1844 | 10 | 34.76% | 1 | 7 | 68.8% | 0%
10822 | GRASS VALLEY 1103CB | 152031103 | GRASS VALLEY 1103 | CB | TRUE | 191.1806 | 191.1806 | 2 |  |  | 20.339 | 1 | 0 | 0 | 0 | 0 | 0 | 0 |  | 0.00014987 | 738 | 0.01 | 2545 | 10 | 0% | 0 | 0 | 80.7% | 0%
9542 | OLETA 1102CB | 163541102 | OLETA 1102 | CB | TRUE | 1312.9371 | 596.6183 | 11 | 0.36125 | 2.2475 | 31.2866 | 0.18182 | 0.10227 | 0.71591 | 0.11364 | 0.60227 | 0.10227 | 0 | 3.3592 | 0.00014984 | 739 | 0.04 | 1248 | 28.54 | 79.87% | 0 | 5 | 85.32% | 0%
2113 | HALSEY 11025739 | 152241102 | HALSEY 1102 | 5739 | FALSE | 10731.8696 | 10731.8696 | 74 | 0.099527 | 2.784 | 28.0047 | 0 | 0.30068 | 0.69257 | 0.013514 | 0.93131 | 0.048423 | 0 | 9.8284 | 0.00014982 | 740 | 0.03 | 1612 | 10 | 67.05% | 2 | 3 | 100% | 0%
1317 | MOLINO 1102178 | 42571102 | MOLINO 1102 | 178 | FALSE | 21896.763 | 19626.441 | 182 | 0.21555 | 3.1138 | 55.1056 | 0.21786 | 0.27788 | 0.50426 | 0.0018315 | 0.48961 | 0.27697 | 0.061813 | 19.0811 | 0.0001498 | 741 | 0.18 | 376 | 48.8 | 52.24% | 13 | 10 | 88.89% | 59%
1161 | WYANDOTTE 110777578 | 102911107 | WYANDOTTE 1107 | 77578 | FALSE | 51848.8987 | 34427.9014 | 389 | 0.17233 | 2.5374 | 34.6106 | 0.14621 | 0.29203 | 0.55876 | 0.0021422 | 0.62624 | 0.22177 | 0.037918 | 5.2137 | 0.00014958 | 742 | 0.04 | 1345 | 10.22 | 61.38% | 5 | 2 | 66.83% | 0%
9225 | BUCKS CREEK 1102CB | 102211102 | BUCKS CREEK 1102 | CB | FALSE | 47599.3495 | 47599.3495 | 121 | 0.20269 | 3.5615 | 26.1021 | 0 | 0.43802 | 0.56198 | 0.86639 | 0.07989 | 0.045455 | 0.024793 | 26.2679 | 0.00014957 | 743 | 0.08 | 802 | 73.89 | 50.06% | 3 | 10 | 100% | 23%
8487 | PIT NO 3 21011482 | 103732101 | PIT NO 3 2101 | 1482 | FALSE | 19365.2645 | 19365.2645 | 43 | 0.1693 | 4.2248 | 22.8416 | 0.069767 | 0.23588 | 0.69435 | 0.51163 | 0.096346 | 0 | 0.023256 | 32.0363 | 0.0001494 | 744 | 0.03 | 1665 | 25.28 | 56.98% | 0 | 2 | 100% | 0%
4943 | PINE GROVE 1102CB | 163751102 | PINE GROVE 1102 | CB | FALSE | 17461.9206 | 17461.9206 | 136 | 0.1088 | 3.1492 | 35.3718 | 0.072733 | 0.045098 | 0.88217 | 0.52751 | 0.39975 | 0 | 0.0018382 | 17.9844 | 0.00014936 | 745 | 0.07 | 896 | 66.22 | 86.49% | 3 | 11 | 100% | 4%
7529 | EEL RIVER 11021902 | 192381102 | EEL RIVER 1102 | 1902 | FALSE | 11685.375 | 10562.7391 | 43 | 0.14047 | 3.8083 | 23.2221 | 0 | 0.31783 | 0.68217 | 0.68217 | 0 | 0.31783 | 0.069767 | 22.626 | 0.00014928 | 746 | 0.04 | 1229 | 87.55 | 84.86% | 3 | 2 | 68.94% | 0%
4645 | OLETA 110241396 | 163541102 | OLETA 1102 | 41396 | FALSE | 11819.9639 | 10868.1559 | 75 | 0.21924 | 2.7797 | 39.79 | 0.013333 | 0.356 | 0.63067 | 0.13333 | 0.55833 | 0.295 | 0.0033333 | 12.2543 | 0.00014922 | 747 | 0.03 | 1480 | 10 | 56.8% | 3 | 3 | 100% | 0%
9252 | STANISLAUS 1701CB | 162821701 | STANISLAUS 1701 | CB | FALSE | 11032.7196 | 11032.7196 | 54 | 0.051516 | 2.7209 | 26.637 | 0.54784 | 0.027778 | 0.42438 | 0.39352 | 0.012346 | 0.027778 | 0 | 12.9432 | 0.00014918 | 748 | 0.03 | 1706 | 50.77 | 38.45% | 1 | 4 | 100% | 1%
3629 | BRUNSWICK 11051030 | 152481105 | BRUNSWICK 1105 | 1030 | FALSE | 25567.0003 | 25567.0003 | 217 | 0.08281 | 4.1952 | 29.7253 | 0.12481 | 0.0011521 | 0.85238 | 0.81283 | 0.015361 | 0.0011521 | 0.00553 | 22.2502 | 0.00014916 | 749 | 0.08 | 809 | 79.03 | 79.8% | 3 | 3 | 100% | 45%
4878 | PLACERVILLE 21069712 | 153082106 | PLACERVILLE 2106 | 9712 | FALSE | 39765.9579 | 39765.9579 | 226 | 0.050528 | 3.4083 | 22.8314 | 0.11482 | 0.070981 | 0.78123 | 0.60996 | 0.17349 | 0.068768 | 0 | 17.5515 | 0.00014908 | 750 | 0.26 | 181 | 54.03 | 80.14% | 10 | 4 | 100% | 89%
7967 | MENLO 11038982 | 24131103 | MENLO 1103 | 8982 | FALSE | 7434.3823 | 7434.3823 | 50 | 0.00069957 | 2.3405 | 17.4331 | 0 | 0.785 | 0.215 | 0 | 0.22167 | 0.77833 | 0.02 | 24.8418 | 0.00014907 | 751 | 0.04 | 1220 | 36.56 | 24.74% | 19 | 4 | 100% | 0%
9985 | BOLINAS 1101530 | 42261101 | BOLINAS 1101 | 530 | FALSE | 17644.1656 | 17644.1656 | 23 | 0.020272 | 3.1321 | 47.9383 | 0.43478 | 0 | 0.56522 | 0 | 0.34783 | 0 | 0 | 20.765 | 0.00014892 | 752 | 0.19 | 350 | 95.08 | 44.47% | 2 | 3 | 100% | 100%
726 | DIAMOND SPRINGS 1106930190 | 152261106 | DIAMOND SPRINGS 1106 | 930190 | FALSE | 30053.7833 | 27579.5424 | 207 | 0.085499 | 3.0505 | 21.5398 | 0.11626 | 0.18035 | 0.7029 | 0.46404 | 0.23645 | 0.17794 | 0.0088567 | 13.613 | 0.00014885 | 753 |  | 2690
5446 | PENRYN 11052406 | 152561105 | PENRYN 1105 | 2406 | TRUE | 6309.8622 | 123.5636 | 50 | 0.31916 | 2.1364 | 25.3901 | 0.19683 | 0.50033 | 0.29617 | 0.02 | 0.34367 | 0.43283 | 0.0425 | 7.6145 | 0.0001488 | 754 | 0.01 | 2210 | 20.08 | 58.87% | 1 | 0 | 24.58% | 0%
962 | MIDDLETOWN 1102514 | 43141102 | MIDDLETOWN 1102 | 514 | FALSE | 8494.876 | 5391.2208 | 71 | 0.40436 | 2.428 | 36.489 | 0 | 0 | 1 | 0 | 1 | 0 | 0 | 13.7557 | 0.00014873 | 755 | 0.03 | 1650 | 10 | 100% | 1 | 1 | 86.53% | 0%
2485 | EEL RIVER 1102530 | 192381102 | EEL RIVER 1102 | 530 | TRUE | 43254.3781 | 117.5277 | 255 | 0.15737 | 3.2265 | 24.8271 | 0.0039216 | 0.95425 | 0.040523 | 0.0052288 | 0.031373 | 0.65602 | 0.13529 | 13.7522 | 0.00014869 | 756 | 0.01 | 2298 | 49.4 | 37.23% | 9 | 0 | 15.69% | 0%
4729 | FITCH MOUNTAIN 1113352 | 42751113 | FITCH MOUNTAIN 1113 | 352 | FALSE | 19238.6019 | 9086.2434 | 123 | 0.28526 | 2.8544 | 59.7908 | 0.01355 | 0.50556 | 0.48089 | 0.02439 | 0.50122 | 0.45271 | 0.0081301 | 24.1804 | 0.00014867 | 757 | 0.02 | 1835 | 34.63 | 40.22% | 1 | 0 | 61.07% | 0%
3457 | OAKLAND K 1101CR178 | 12101101 | OAKLAND K 1101 | CR178 | TRUE | 529.8862 | 529.8862 | 7 | 0.53851 | 1.9743 | 26.0875 | 0 | 0.65646 | 0.047619 | 0 | 0.047619 | 0.65646 | 0 | 12.096 | 0.00014846 | 758 | 0.07 | 813 | 10 | 9.62% | 0 | 2 | 100% | 100%
1910 | FROGTOWN 17016807 | 163451701 | FROGTOWN 1701 | 6807 | FALSE | 7894.5527 | 7894.5527 | 49 | 0.30651 | 2.3491 | 26.9429 | 0.030612 | 0.14966 | 0.81973 | 0.12245 | 0.82653 | 0 | 0 | 8.0993 | 0.00014837 | 759 | 0.03 | 1494 | 29.52 | 87.38% | 0 | 3 | 100% | 0%
5974 | DOBBINS 110169722 | 153741101 | DOBBINS 1101 | 69722 | FALSE | 10673.4289 | 10673.4289 | 68 | 0.093451 | 3.7688 | 20.8277 | 0.080392 | 0.098039 | 0.82157 | 0.33701 | 0.48456 | 0.098039 | 0.019608 | 14.0016 | 0.00014836 | 760 | 0.13 | 545 | 10 | 87.38% | 1 | 4 | 100% | 93%
3638 | WOODSIDE 1104CB | 24251104 | WOODSIDE 1104 | CB | TRUE | 11988.7275 | 167.7195 | 114 | 0.36788 | 1.9375 | 28.9171 | 0.026535 | 0.7606 | 0.20409 | 0 | 0.1962 | 0.64759 | 0.02924 | 9.6706 | 0.00014824 | 761 | 0.03 | 1507 | 10 | 13.48% | 0 | 0 | 4.65% | 100%
4836 | GRASS VALLEY 11031700 | 152031103 | GRASS VALLEY 1103 | 1700 | FALSE | 35014.8434 | 34930.2373 | 255 | 0.16035 | 3.6295 | 30.3059 | 0 | 0.082288 | 0.91052 | 0.63575 | 0.30889 | 0.04817 | 0.004902 | 14.1859 | 0.00014818 | 762 | 0.06 | 1014 | 19.85 | 93.5% | 3 | 7 | 99.55% | 0%
7517 | PENRYN 110790970 | 152561107 | PENRYN 1107 | 90970 | FALSE | 6924.4221 | 2317.6472 | 45 | 0.21922 | 1.9188 | 15.3162 | 0.23056 | 0.16852 | 0.59815 | 0.0074074 | 0.60185 | 0.15741 | 0 | 6.0882 | 0.00014799 | 763 | 0.01 | 2157 | 10 | 69.3% | 0 | 0 | 20.31% | 0%
7419 | MARTELL 110299214 | 163011102 | MARTELL 1102 | 99214 | FALSE | 3296.9506 | 2953.539 | 21 | 0.33764 | 2.407 | 37.7873 | 0.2 | 0.2373 | 0.5119 | 0 | 0.5119 | 0.046825 | 0.0079365 | 6.9922 | 0.00014798 | 764 | 0.01 | 2370 | 10 | 69.1% | 1 | 4 | 29.13% | 0%
7719 | GEYSERVILLE 1102220154 | 42891102 | GEYSERVILLE 1102 | 220154 | TRUE | 4466.0624 | 427.7941 | 30 | 0.54013 | 2.7856 | 42.16 | 0.57222 | 0.066667 | 0.36111 | 0.033333 | 0.32778 | 0.066667 | 0.033333 | 5.3443 | 0.00014785 | 765 |  | 3155
308 | CALPINE 1144CB | 48011144 | CALPINE 1144 | CB | FALSE | 42270.0145 | 42270.0145 | 131 | 0.066533 | 3.829 | 40.3433 | 0.30662 | 0.12977 | 0.54109 | 0.15331 | 0.39796 | 0.10687 | 0 | 11.6159 | 0.00014762 | 766 | 0.13 | 536 | 85.73 | 55.05% | 0 | 0 | 100% | 92%
1219 | APPLE HILL 21021532 | 153662102 | APPLE HILL 2102 | 1532 | FALSE | 68074.9976 | 62691.3369 | 465 | 0.089369 | 3.1728 | 20.1334 | 0.15831 | 0 | 0.84062 | 0.55005 | 0.27014 | 0 | 0.0069892 | 14.1364 | 0.00014754 | 767 | 0.05 | 1111 | 26.37 | 83.01% | 8 | 10 | 92.13% | 0%
5518 | BIG BEND 1101641808 | 103751101 | BIG BEND 1101 | 641808 | FALSE | 41435.7029 | 41435.7029 | 234 | 0.064679 | 4.2228 | 23.4362 | 0.033476 | 0 | 0.96652 | 0.20192 | 0.61111 | 0 | 0.0099715 | 14.4677 | 0.00014735 | 768 | 0.15 | 469 | 36.23 | 100% | 6 | 10 | 95.85% | 53%
10175 | JESSUP 1102936897 | 103441102 | JESSUP 1102 | 936897 | TRUE | 1562.7499 | 665.5519 | 12 | 0.24427 | 2.2858 | 19.685 | 0 | 0.625 | 0.375 | 0.083333 | 0.29167 | 0.625 | 0 | 10.2736 | 0.00014733 | 769 |  | 3507
3997 | APPLE HILL 2102CB | 153662102 | APPLE HILL 2102 | CB | FALSE | 66423.2503 | 66423.2503 | 448 | 0.077208 | 3.4358 | 19.3637 | 0.10829 | 0 | 0.88985 | 0.68189 | 0.19502 | 0 | 0.0074405 | 16.3897 | 0.00014731 | 770 | 0.23 | 248 | 54.08 | 88.14% | 11 | 9 | 100% | 60%
3304 | DIAMOND SPRINGS 11039432 | 152261103 | DIAMOND SPRINGS 1103 | 9432 | FALSE | 32768.2312 | 28100.4349 | 251 | 0.21411 | 2.6972 | 26.7803 | 0.090106 | 0.08413 | 0.82576 | 0.33077 | 0.49499 | 0.08413 | 0.0083001 | 9.2121 | 0.0001473 | 771 | 0.09 | 720 | 19.76 | 81.43% | 3 | 12 | 84.57% | 8%
4217 | CHALLENGE 1102CB | 103201102 | CHALLENGE 1102 | CB | FALSE | 24644.898 | 24644.898 | 123 | 0.055047 | 4.7038 | 34.0561 | 0.11856 | 0 | 0.88144 | 0.72263 | 0.15881 | 0 | 0 | 25.0543 | 0.00014722 | 772 | 0.4 | 56 | 96.52 | 90.77% | 6 | 5 | 100% | 100%
2080 | NEWBURG 11313446 | 192151131 | NEWBURG 1131 | 3446 | TRUE | 13148.5405 | 475.0126 | 87 | 0.22468 | 3.3751 | 25.8566 | 0 | 0.93678 | 0.063218 | 0.02682 | 0.071839 | 0.89559 | 0 | 8.445 | 0.00014693 | 773 | 0 | 2621 | 10 | 0% | 0 | 0 | 2.89% | 0%
4677 | MIDDLETOWN 1101932140 | 43141101 | MIDDLETOWN 1101 | 932140 | TRUE | 1542.2382 | 861.7057 | 15 | 0.76989 | 2.9595 | 33.6385 | 0.066667 | 0.49524 | 0.4381 | 0.42857 | 0.4381 | 0.066667 | 0 | 6.3545 | 0.00014685 | 774 |  | 2908
10815 | HICKS 2101949522 | 83432101 | HICKS 2101 | 949522 | TRUE | 726.8328 | 708.2171 | 2 | 0.050936 | 1.3049 | 14.0395 | 0 | 0 | 1 | 0 | 1 | 0 | 0 | 4.5676 | 0.00014682 | 775 |  | 3609
8155 | PIT NO 5 11011606 | 101321101 | PIT NO 5 1101 | 1606 | FALSE | 8892.9459 | 8892.9459 | 40 | 0.056729 | 5.1071 | 28.3996 | 0 | 0 | 0.8575 | 0.8575 | 0 | 0 | 0 | 17.6026 | 0.00014678 | 776 | 0.03 | 1676 | 10 | 89.8% | 1 | 2 | 100% | 0%
3 | HIGGINS 1104498932 | 152691104 | HIGGINS 1104 | 498932 | FALSE | 6861.4641 | 6024.2456 | 57 | 0.14967 | 3.3039 | 31.0943 | 0.023392 | 0 | 0.97661 | 0.83918 | 0.13743 | 0 | 0 | 13.1184 | 0.00014672 | 777 | 0.02 | 2004 | 10 | 98.29% | 1 | 2 | 80.99% | 0%
370 | UKIAH 1114CB | 42771114 | UKIAH 1114 | CB | FALSE | 14024.7064 | 1067.201 | 93 | 0.54859 | 2.4829 | 51.581 | 0.44885 | 0.24201 | 0.3076 | 0.089158 | 0.3076 | 0.15285 | 0.012289 | 10.5793 | 0.00014666 | 778 | 0.01 | 2225 | 10 | 45.97% | 1 | 2 | 14.08% | 0%
1600 | RINCON 1104786782 | 43321104 | RINCON 1104 | 786782 | FALSE | 5173.0207 | 3549.2326 | 46 | 0.57407 | 2.4491 | 38.7073 | 0.41993 | 0.17029 | 0.40978 | 0 | 0.40978 | 0.17029 | 0 | 15.5083 | 0.00014664 | 779 |  | 2734
6595 | HIGGINS 110432747 | 152691104 | HIGGINS 1104 | 32747 | FALSE | 2820.8108 | 1047.4929 | 26 | 0.14757 | 3.4935 | 33.0181 | 0 | 0 | 1 | 1 | 0 | 0 | 0.038462 | 24.3786 | 0.00014649 | 780 | 0.02 | 1964 | 10 | 100% | 1 | 0 | 61.76% | 0%
2787 | PINE GROVE 11013170 | 163751101 | PINE GROVE 1101 | 3170 | FALSE | 64049.8846 | 64049.8846 | 445 | 0.085726 | 2.8079 | 31.112 | 0.10627 | 0 | 0.89373 | 0.18876 | 0.70385 | 0 | 0.0058052 | 14.1387 | 0.00014644 | 781 | 0.18 | 395 | 15.38 | 88.67% | 12 | 21 | 100% | 0%
3137 | MOLINO 1102104 | 42571102 | MOLINO 1102 | 104 | FALSE | 34991.65 | 34991.65 | 235 | 0.12997 | 3.6284 | 57.9765 | 0.095633 | 0.33778 | 0.56659 | 0.022411 | 0.58701 | 0.29423 | 0.026292 | 18.9119 | 0.00014639 | 782 | 0.38 | 71 | 84.6 | 53.29% | 22 | 10 | 100% | 100%
1135 | LOS GATOS 1106LB44 | 82021106 | LOS GATOS 1106 | LB44 | FALSE | 31139.8726 | 31139.8726 | 213 | 0.080736 | 2.8839 | 23.7748 | 0.0011737 | 0.33811 | 0.65603 | 0.038341 | 0.53834 | 0.32167 | 0.021127 | 21.8401 | 0.00014639 | 783 | 0.44 | 47 | 14.3 | 68.84% | 20 | 1 | 100% | 100%
1350 | PENRYN 1107CB | 152561107 | PENRYN 1107 | CB | FALSE | 25933.7558 | 8735.2446 | 200 | 0.19172 | 1.9776 | 17.9434 | 0.26061 | 0.19583 | 0.54356 | 0.024167 | 0.55475 | 0.16047 | 0 | 6.6198 | 0.00014636 | 784 | 0.01 | 2259 | 14.07 | 57.47% | 3 | 1 | 34.07% | 0%
4175 | MARTELL 1101CB | 163011101 | MARTELL 1101 | CB | FALSE | 21488.1146 | 9459.2642 | 171 | 0.52494 | 2.3713 | 31.1367 | 0.23466 | 0.1636 | 0.60174 | 0.018031 | 0.41497 | 0.15921 | 0.005848 | 7.2013 | 0.00014623 | 785 | 0.02 | 1776 | 10 | 65.48% | 1 | 2 | 48.33% | 0%
4568 | RINCON 1101CB | 43321101 | RINCON 1101 | CB | FALSE | 7739.8411 | 2580.5041 | 68 | 0.6593 | 2.893 | 48.7118 | 0.5466 | 0.14601 | 0.30739 | 0 | 0.30739 | 0.14601 | 0 | 8.2935 | 0.00014616 | 786 | 0.02 | 1973 | 20.64 | 39.27% | 1 | 4 | 43.97% | 11%
3453 | LOS GATOS 110760114 | 82021107 | LOS GATOS 1107 | 60114 | FALSE | 39130.9882 | 39130.9882 | 220 | 0.1156 | 3.554 | 26.2828 | 0 | 0.052165 | 0.94784 | 0.22045 | 0.72056 | 0.045346 | 0.018182 | 12.0391 | 0.00014614 | 787 | 0.66 | 10 | 75.55 | 92.99% | 9 | 3 | 100% | 100%
8401 | IGNACIO 11051943 | 42481105 | IGNACIO 1105 | 1943 | FALSE | 1959.963 | 1959.963 | 17 | 0.17029 | 2.3517 | 45.4348 | 0 | 0.69608 | 0.30392 | 0 | 0.30392 | 0.69608 | 0 | 13.9655 | 0.00014604 | 788 |  | 3220
854 | SHINGLE SPRINGS 1104CB | 153651104 | SHINGLE SPRINGS 1104 | CB | FALSE | 3812.8299 | 1129.2677 | 32 | 0.75943 | 2.5295 | 19.6743 | 0.57205 | 0 | 0.42274 | 0 | 0.42274 | 0 | 0.0052083 | 4.0999 | 0.00014601 | 789 | 0.01 | 2373 | 10 | 56.49% | 2 | 0 | 18.41% | 23%
9978 | FROGTOWN 1702411508 | 163451702 | FROGTOWN 1702 | 411508 | TRUE | 731.3696 | 726.7977 | 6 | 0.19052 | 2.0435 | 26.3018 | 0 | 0.77778 | 0.22222 | 0 | 0.22222 | 0.77778 | 0 | 5.3607 | 0.00014592 | 790 |  | 3464
2272 | MIDDLETOWN 1102414 | 43141102 | MIDDLETOWN 1102 | 414 | FALSE | 18899.455 | 9544.4247 | 114 | 0.25472 | 2.7114 | 46.1657 | 0.073099 | 0 | 0.91813 | 0.19883 | 0.7193 | 0 | 0.024854 | 5.9051 | 0.00014586 | 791 | 0.03 | 1485 | 54.03 | 100% | 0 | 3 | 42.26% | 0%
988 | FROGTOWN 1701CB | 163451701 | FROGTOWN 1701 | CB | FALSE | 18045.0473 | 16189.7881 | 76 | 0.1638 | 2.2361 | 29.3025 | 0.50132 | 0.065789 | 0.41228 | 0.078947 | 0.3443 | 0.052632 | 0 | 6.9613 | 0.00014573 | 792 | 0.02 | 1877 | 35.28 | 29.68% | 0 | 4 | 86.99% | 0%
9409 | CLAY 1102CB | 163341102 | CLAY 1102 | CB | FALSE | 3161.2302 | 1492.4904 | 19 | 0.57001 | 1.6169 | 35.3848 | 0.95 | 0 | 0 | 0 | 0 | 0 | 0.010526 | 4.6664 | 0.00014572 | 793 | 0.01 | 2405 | 10 | 0% | 0 | 0 | 60.02% | 0%
5203 | HALSEY 11012414 | 152241101 | HALSEY 1101 | 2414 | FALSE | 23793.415 | 23793.415 | 168 | 0.11384 | 3.0008 | 31.47 | 0.10446 | 0.097619 | 0.79246 | 0 | 0.80873 | 0.081349 | 0.0089286 | 13.8514 | 0.00014567 | 794 | 0.05 | 1119 | 13.15 | 76.48% | 3 | 9 | 100% | 0%
4693 | MIDDLETOWN 1101CB | 43141101 | MIDDLETOWN 1101 | CB | FALSE | 22365.4615 | 7612.1604 | 146 | 0.24885 | 2.7591 | 42.2534 | 0.10472 | 0.34285 | 0.55244 | 0.26454 | 0.33097 | 0.29977 | 0 | 6.3265 | 0.00014565 | 795 | 0.07 | 893 | 74.56 | 79.65% | 0 | 4 | 45.66% | 67%
147 | SHADY GLEN 11022232 | 152431102 | SHADY GLEN 1102 | 2232 | FALSE | 16843.7265 | 16843.7265 | 88 | 0.082608 | 3.8892 | 30.1114 | 0 | 0.096726 | 0.89191 | 0.74386 | 0.11553 | 0.030438 | 0.077652 | 21.5813 | 0.00014558 | 796 | 0.15 | 458 | 94.9 | 90.23% | 5 | 11 | 100% | 60%
9960 | WILLITS 1103CB | 42661103 | WILLITS 1103 | CB | FALSE | 6348.7863 | 4804 | 44 | 0.21508 | 3.4453 | 56.8205 | 0.15909 | 0.45833 | 0.38258 | 0.0075758 | 0.41136 | 0.3947 | 0 | 8.5473 | 0.00014557 | 797 | 0.02 | 1849 | 28.65 | 64.03% | 0 | 1 | 37.49% | 0%
2830 | MENLO 11029110 | 24131102 | MENLO 1102 | 9110 | FALSE | 15217.7544 | 1491.4373 | 138 | 0.32801 | 1.7218 | 20.239 | 0.10588 | 0.46331 | 0.43001 | 0.0048309 | 0.57035 | 0.23843 | 0 | 10.9512 | 0.00014546 | 798 | 0.01 | 2387 | 10 | 87.04% | 1 | 0 | 1.75% | 0%
4323 | GIRVAN 1102CB | 103401102 | GIRVAN 1102 | CB | FALSE | 22008.731 | 1759.2867 | 102 | 0.59314 | 2.5269 | 20.4748 | 0.34255 | 0.13982 | 0.51762 | 0.2828 | 0.23483 | 0.037582 | 0.0098039 | 15.1624 | 0.00014538 | 799 | 0.01 | 2556 | 13.91 | 68.55% | 4 | 1 | 22.51% | 1%
3486 | GRASS VALLEY 11012208 | 152031101 | GRASS VALLEY 1101 | 2208 | FALSE | 20533.4109 | 18971.647 | 159 | 0.12896 | 3.5664 | 39.323 | 0.18249 | 0.054298 | 0.75912 | 0.58826 | 0.21782 | 0.0073375 | 0.0062893 | 17.4968 | 0.0001453 | 800 | 0.05 | 1180 | 20.91 | 70.74% | 4 | 7 | 96.31% | 0%
3244 | PLACERVILLE 111219712 | 153081112 | PLACERVILLE 1112 | 19712 | FALSE | 20850.3369 | 20776.2868 | 151 | 0.1457 | 3.1615 | 16.3018 | 0 | 0 | 1 | 0.77152 | 0.22848 | 0 | 0.0099338 | 10.9741 | 0.000145 | 801 | 0.05 | 1160 | 10 | 100% | 3 | 10 | 97.13% | 0%
4471 | ELECTRA 11024756 | 162161102 | ELECTRA 1102 | 4756 | FALSE | 18962.2338 | 15139.4165 | 95 | 0.20524 | 2.2936 | 28.2403 | 0.080175 | 0.48526 | 0.43456 | 0.023392 | 0.35561 | 0.22211 | 0.0087719 | 5.0534 | 0.000145 | 802 | 0.02 | 1793 | 26.65 | 52.03% | 0 | 4 | 75.65% | 0%
8277 | MONTE RIO 1113532 | 42811113 | MONTE RIO 1113 | 532 | TRUE | 844.3261 | 844.3261 | 8 | 0.25233 | 3.4946 | 79.6235 | 0 | 0.875 | 0.125 | 0.875 | 0.125 | 0 | 0.375 | 66.5326 | 0.00014487 | 803 | 0.11 | 600 | 90.79 | 10.39% | 0 | 0 | 100% | 100%
652 | MIDDLETOWN 110148212 | 43141101 | MIDDLETOWN 1101 | 48212 | FALSE | 17385.8137 | 17215.2669 | 110 | 0.16162 | 3.0824 | 56.904 | 0 | 0.45015 | 0.54682 | 0.33727 | 0.41455 | 0.1747 | 0 | 13.0064 | 0.00014482 | 804 | 0.2 | 326 | 74.76 | 62.81% | 5 | 4 | 94.29% | 100%
7379 | CALPELLA 1102379946 | 43411102 | CALPELLA 1102 | 379946 | FALSE | 2891.0032 | 1211.8313 | 15 | 0.79467 | 2.4941 | 24.4312 | 0 | 0.65556 | 0.34444 | 0 | 0.34444 | 0.65556 | 0 | 6.9407 | 0.00014448 | 805 |  | 3120
1213 | WOODACRE 1102137662 | 43021102 | WOODACRE 1102 | 137662 | FALSE | 13866.4902 | 13813.2405 | 104 | 0.45124 | 2.7993 | 49.0116 | 0.060897 | 0.69271 | 0.24319 | 0.064744 | 0.24319 | 0.62796 | 0.067628 | 15.6486 | 0.00014441 | 806 | 0.16 | 443 | 38.38 | 27.15% | 11 | 8 | 98.65% | 72%
8927 | ELK 1101CB | 42981101 | ELK 1101 | CB | TRUE | 39.9198 | 39.9198 | 1 | 0.3406 | 2.9401 | 35.811 | 0 | 1 | 0 | 0 | 0 | 0 | 0 | 10.161 | 0.0001444 | 807 | 0.01 | 2251 | 10 | 0% | 1 | 0 | 90.98% | 0%
2421 | FORT BRAGG A 110235592 | 42761102 | FORT BRAGG A 1102 | 35592 | FALSE | 21129.6388 | 21129.6388 | 149 | 0.22457 | 3.252 | 42.4765 | 0 | 0.91711 | 0.082886 | 0.0044743 | 0.080649 | 0.91488 | 0.023993 | 24.7099 | 0.00014429 | 808 | 0.07 | 885 | 10.51 | 9.26% | 19 | 29 | 100% | 0%
8450 | MARTELL 1102CB | 163011102 | MARTELL 1102 | CB | FALSE | 10972.0561 | 9142.0744 | 69 | 0.14907 | 2.4191 | 30.3361 | 0.13768 | 0.30676 | 0.55072 | 0 | 0.57585 | 0.1628 | 0 | 6.2734 | 0.00014429 | 809 | 0.03 | 1713 | 24.14 | 66.43% | 0 | 4 | 94.03% | 0%
6505 | MONTE RIO 11131313 | 42811113 | MONTE RIO 1113 | 1313 | FALSE | 1996.4298 | 1996.4298 | 19 | 0.1278 | 3.5494 | 45.6073 | 0 | 0.34211 | 0.65789 | 0 | 0.65789 | 0.34211 | 0.026316 | 65.0039 | 0.00014421 | 810 | 0.15 | 479 | 65.33 | 67.8% | 0 | 1 | 100% | 100%
8081 | CAMP EVERS 210612840 | 83622106 | CAMP EVERS 2106 | 12840 | FALSE | 6323.0478 | 6323.0478 | 50 | 0.065734 | 2.482 | 36.8995 | 0.02 | 0.34833 | 0.63167 | 0 | 0.445 | 0.32833 | 0 | 18.1978 | 0.00014417 | 811 | 0.13 | 526 | 32.51 | 59.36% | 5 | 0 | 100% | 100%
1586 | MARTELL 110111244 | 163011101 | MARTELL 1101 | 11244 | FALSE | 34513.2878 | 33294.1457 | 202 | 0.13383 | 2.5669 | 29.3924 | 0.13251 | 0.0016502 | 0.86584 | 0.043317 | 0.82252 | 0.0016502 | 0.012376 | 13.5935 | 0.00014416 | 812 | 0.05 | 1059 | 10 | 87.92% | 5 | 3 | 99.45% | 0%
9152 | MIDDLETOWN 11011314 | 43141101 | MIDDLETOWN 1101 | 1314 | FALSE | 1489.219 | 1489.219 | 13 | 0.067124 | 2.8159 | 24.9398 | 0 | 0.14103 | 0.85897 | 0 | 0.85897 | 0.14103 | 0 | 13.6469 | 0.00014408 | 813 | 0.05 | 1047 | 85.8 | 100% | 0 | 0 | 88.81% | 5%
5800 | CLARK ROAD 11022070 | 103091102 | CLARK ROAD 1102 | 2070 | FALSE | 15059.4591 | 14786.6222 | 72 | 0.058761 | 3.0357 | 25.2921 | 0.013889 | 0.32176 | 0.66435 | 0.087963 | 0.57639 | 0.32176 | 0.0027778 | 3.7273 | 0.00014395 | 814 | 0.03 | 1586 | 20.97 | 72.7% | 1 | 4 | 86.39% | 13%
9492 | OLETA 1101296804 | 163541101 | OLETA 1101 | 296804 | FALSE | 5287.5044 | 5287.5044 | 12 | 0.041269 | 2.1639 | 28.4856 | 0.5 | 0.29167 | 0.20833 | 0.125 | 0.25 | 0 | 0 | 3.3511 | 0.00014395 | 815 |  | 3361
6281 | MONTE RIO 11131989 | 42811113 | MONTE RIO 1113 | 1989 | FALSE | 1195.1936 | 1195.1936 | 9 | 0.027921 | 3.6135 | 69.9438 | 0.055556 | 0.72222 | 0.22222 | 0 | 0.22222 | 0.72222 | 0.11111 | 29.5258 | 0.00014388 | 816 | 0.13 | 529 | 90 | 37.43% | 0 | 0 | 100% | 100%
2073 | WILLOW CREEK 11032936 | 192171103 | WILLOW CREEK 1103 | 2936 | FALSE | 53378.6829 | 53378.6829 | 249 | 0.1087 | 3.2364 | 20.1741 | 0.10991 | 0.002008 | 0.88809 | 0.35107 | 0.53701 | 0.002008 | 0.050201 | 23.8252 | 0.00014373 | 817 | 0.13 | 541 | 79.38 | 82.84% | 19 | 24 | 100% | 0%
5247 | MOLINO 1102658 | 42571102 | MOLINO 1102 | 658 | FALSE | 17510.52 | 17510.52 | 107 | 0.035773 | 3.3967 | 49.5675 | 0.024766 | 0.13396 | 0.84128 | 0 | 0.84128 | 0.13396 | 0 | 22.0551 | 0.00014355 | 818 | 0.27 | 173 | 83.51 | 77.94% | 19 | 4 | 100% | 74%
6660 | HALSEY 11026129 | 152241102 | HALSEY 1102 | 6129 | FALSE | 5155.4944 | 5155.4944 | 39 | 0.17974 | 3.1235 | 30.3614 | 0 | 0 | 0.99145 | 0.67521 | 0.31624 | 0 | 0 | 13.0473 | 0.0001435 | 819 | 0.03 | 1573 | 10 | 99.84% | 0 | 1 | 100% | 0%
2529 | FULTON 1102287172 | 42561102 | FULTON 1102 | 287172 | FALSE | 42975.8424 | 32888.5181 | 258 | 0.34344 | 2.7279 | 48.9177 | 0.036434 | 0.34005 | 0.62158 | 0 | 0.61382 | 0.34005 | 0.0077519 | 13.1115 | 0.00014341 | 820 | 0.04 | 1236 | 47.58 | 77.47% | 4 | 10 | 64.9% | 11%
10735 | HARTLEY 1101980662 | 43211101 | HARTLEY 1101 | 980662 | TRUE | 366.2635 | 366.2635 | 3 | 0.09605 | 2.3527 | 24.7397 | 0 | 0 | 1 | 0 | 1 | 0 | 0 | 6.0564 | 0.00014325 | 821 |  | 3599
10021 | OLETA 1101400470 | 163541101 | OLETA 1101 | 400470 | TRUE | 475.2183 | 334.0108 | 3 | 0.36388 | 2.2475 | 13.5644 | 0 | 0.33333 | 0.66667 | 0 | 0.66667 | 0.33333 | 0 | 4.1765 | 0.0001432 | 822 |  | 3474
1851 | KONOCTI 1102CB | 43311102 | KONOCTI 1102 | CB | FALSE | 15262.2312 | 6326.3363 | 97 | 0.49099 | 2.9556 | 50.0279 | 0.21907 | 0.12901 | 0.65191 | 0.1565 | 0.56959 | 0.024055 | 0 | 6.4551 | 0.0001432 | 823 | 0.02 | 1923 | 38.51 | 58.33% | 0 | 0 | 42.97% | 2%
9956 | CLARKSVILLE 2109781566 | 153612109 | CLARKSVILLE 2109 | 781566 | FALSE | 1246.3402 | 1113.5139 | 11 | 0.20026 | 2.0299 | 13.0228 | 0 | 0 | 1 | 0 | 1 | 0 | 0 | 4.763 | 0.00014318 | 824 |  | 3459
855 | HIGGINS 1103CB | 152691103 | HIGGINS 1103 | CB | FALSE | 45692.926 | 45174.6839 | 315 | 0.081621 | 2.9202 | 31.8793 | 0.20257 | 0 | 0.79267 | 0.0037037 | 0.78685 | 0 | 0.01164 | 8.5387 | 0.00014305 | 825 | 0.09 | 715 | 18.14 | 77.71% | 6 | 7 | 99.3% | 0%
10561 | BIG RIVER 1101CB | 43081101 | BIG RIVER 1101 | CB | TRUE | 35.3815 | 35.3815 | 1 |  |  | 18.4526 | 0 | 1 | 0 | 0 | 0 | 0 | 0 |  | 0.00014293 | 826 | 0.02 | 1792 | 10 | 0.43% | 5 | 2 | 94.21% | 0%
8302 | VALLEY VIEW 1106P166 | 14341106 | VALLEY VIEW 1106 | P166 | FALSE | 7343.1285 | 7068.5222 | 27 | 0.24309 | 1.7722 | 19.1442 | 0.67901 | 0.17284 | 0.14815 | 0.037037 | 0.18519 | 0.061728 | 0 | 24.6295 | 0.00014292 | 827 | 0.02 | 1987 | 77.04 | 8.8% | 5 | 1 | 75.32% | 0%
8342 | BANGOR 110131502 | 103191101 | BANGOR 1101 | 31502 | FALSE | 19104.3686 | 19104.3686 | 102 | 0.053498 | 2.7108 | 26.1283 | 0.27288 | 0.11765 | 0.60948 | 0.026961 | 0.58252 | 0.11765 | 0 | 10.3658 | 0.00014287 | 828 | 0.03 | 1614 | 14.49 | 60.88% | 1 | 3 | 100% | 0%
7188 | UPPER LAKE 1101472084 | 42871101 | UPPER LAKE 1101 | 472084 | FALSE | 11718.4795 | 7454.711 | 66 | 0.23188 | 2.5738 | 49.3187 | 0.27828 | 0.30101 | 0.42071 | 0.060606 | 0.42071 | 0.2404 | 0.088384 | 9.6887 | 0.00014287 | 829 | 0.02 | 1867 | 10 | 55.47% | 0 | 3 | 61.59% | 0%
6694 | POTTER VALLEY P H 110537476 | 42281105 | POTTER VALLEY P H 1105 | 37476 | FALSE | 14076.4929 | 4231.6102 | 82 | 0.34318 | 2.829 | 48.2497 | 0 | 0.35569 | 0.64431 | 0 | 0.64431 | 0.35569 | 0.02439 | 11.4904 | 0.0001427 | 830 | 0.02 | 1869 | 62.97 | 86.61% | 0 | 3 | 5.94% | 0%
635 | BRUNSWICK 11062790 | 152481106 | BRUNSWICK 1106 | 2790 | FALSE | 17696.042 | 16028.2028 | 115 | 0.07899 | 3.5301 | 30.0643 | 0 | 0.082971 | 0.91703 | 0.24123 | 0.74138 | 0.017391 | 0.0086957 | 14.6238 | 0.00014264 | 831 | 0.08 | 737 | 13.42 | 98.75% | 0 | 3 | 81.13% | 53%
5228 | MONTE RIO 11135026 | 42811113 | MONTE RIO 1113 | 5026 | FALSE | 2967.0616 | 2967.0616 | 23 | 0.32975 | 3.4118 | 67.4408 | 0.0086957 | 0.7087 | 0.28261 | 0 | 0.28261 | 0.7087 | 0.082609 | 45.2574 | 0.00014253 | 832 | 0.1 | 655 | 45.75 | 31.21% | 4 | 1 | 100% | 100%
785 | MIRABEL 1102CB | 42091102 | MIRABEL 1102 | CB | TRUE | 10759.641 | 358.8557 | 85 | 0.33159 | 2.8917 | 58.3273 | 0.044667 | 0.45214 | 0.50319 | 0 | 0.50319 | 0.43744 | 0.028922 | 16.9783 | 0.00014251 | 833 | 0.08 | 791 | 24.25 | 39.21% | 4 | 11 | 40.5% | 95%
10043 | WYANDOTTE 110932586 | 102911109 | WYANDOTTE 1109 | 32586 | FALSE | 2375.6773 | 2158.8587 | 15 | 0.074142 | 2.1508 | 24.6864 | 0.3 | 0 | 0.7 | 0 | 0.7 | 0 | 0 | 3.0561 | 0.00014236 | 834 | 0.02 | 2072 | 18.34 | 79.5% | 0 | 0 | 94.84% | 0%
6048 | SILVERADO 2105337226 | 43432105 | SILVERADO 2105 | 337226 | TRUE | 1293.8077 | 458.4827 | 13 | 0.52928 | 2.4955 | 54.1828 | 0 | 0.23077 | 0.76923 | 0 | 0.76923 | 0.23077 | 0 | 15.8761 | 0.00014222 | 835 |  | 2998
7073 | RINCON 1101663641 | 43321101 | RINCON 1101 | 663641 | FALSE | 1909.334 | 1173.5613 | 13 | 0.074042 | 2.7963 | 48.1698 | 0 | 0.46154 | 0.53846 | 0 | 0.53846 | 0.46154 | 0 | 12.6239 | 0.00014217 | 836 |  | 3093
537 | FORT SEWARD 11211602 | 192321121 | FORT SEWARD 1121 | 1602 | FALSE | 36538.7848 | 29307.7542 | 109 | 0.087391 | 4.3178 | 26.8708 | 0 | 0 | 1 | 0.90826 | 0.091743 | 0 | 0 | 19.0997 | 0.00014214 | 837 | 0.07 | 814 | 83.35 | 100% | 8 | 9 | 80.72% | 0%
3229 | WISE 1102CB | 152271102 | WISE 1102 | CB | FALSE | 23260.435 | 22633.2401 | 177 | 0.158 | 2.3388 | 34.7129 | 0.21438 | 0.29215 | 0.49347 | 0.0065913 | 0.4914 | 0.28763 | 0 | 7.7955 | 0.00014209 | 838 | 0.04 | 1240 | 17.48 | 45.37% | 6 | 22 | 98.52% | 0%
6426 | ALTO 1125296476 | 42031125 | ALTO 1125 | 296476 | FALSE | 1196.6443 | 1061.0328 | 11 | 0.73963 | 2.5181 | 3.5297 | 0 | 0.93182 | 0.068182 | 0.91364 | 0.068182 | 0.018182 | 0 | 10.298 | 0.00014203 | 839 |  | 3030
2994 | SHADY GLEN 110132726 | 152431101 | SHADY GLEN 1101 | 32726 | FALSE | 19770.2597 | 19581.5665 | 146 | 0.067239 | 3.4046 | 29.9004 | 0.0068493 | 0.15259 | 0.80631 | 0.47533 | 0.28743 | 0.078196 | 0 | 20.9603 | 0.00014193 | 840 | 0.05 | 1134 | 23.31 | 84.95% | 3 | 6 | 100% | 0%
1584 | COLUMBIA HILL 1101CB | 152471101 | COLUMBIA HILL 1101 | CB | FALSE | 63324.3345 | 63324.3345 | 375 | 0.059079 | 3.9044 | 20.8712 | 0.0054545 | 0 | 0.98961 | 0.56717 | 0.41711 | 0 | 0.008 | 14.0506 | 0.00014192 | 841 | 0.47 | 34 | 48.91 | 99.72% | 21 | 18 | 100% | 78%
4676 | NARROWS 210551582 | 153132105 | NARROWS 2105 | 51582 | FALSE | 15330.2671 | 15330.2671 | 105 | 0.10296 | 2.6067 | 27.1928 | 0.27937 | 0.17143 | 0.53968 | 0 | 0.53968 | 0.17143 | 0.0047619 | 5.3715 | 0.00014185 | 842 | 0.02 | 1911 | 10 | 48.26% | 0 | 1 | 100% | 0%
8804 | SILVERADO 2103403102 | 43432103 | SILVERADO 2103 | 403102 | TRUE | 2765.6183 | 788.5735 | 18 | 0.62455 | 2.5038 | 42.8766 | 0 | 0.66667 | 0.33333 | 0 | 0.33333 | 0.66667 | 0 | 13.7867 | 0.00014171 | 843 |  | 3267
2590 | WOODSIDE 1104520832 | 24251104 | WOODSIDE 1104 | 520832 | FALSE | 12960.7664 | 9719.2853 | 90 | 0.31083 | 2.1021 | 28.6757 | 0.0083333 | 0.83611 | 0.15556 | 0 | 0.4037 | 0.38796 | 0 | 11.3503 | 0.00014149 | 844 |  | 2787
3463 | WOODACRE 1102851 | 43021102 | WOODACRE 1102 | 851 | FALSE | 2029.0984 | 2029.0984 | 14 | 0.26123 | 3.2565 | 58.6793 | 0 | 0.90476 | 0.095238 | 0 | 0.095238 | 0.90476 | 0.017857 | 16.5303 | 0.00014146 | 845 | 0.1 | 682 | 60.37 | 19.35% | 1 | 3 | 100% | 100%
2771 | RIO DELL 1102CB | 192251102 | RIO DELL 1102 | CB | TRUE | 10445.4547 | 0 | 86 | 0.84499 | 3.5374 | 8.3657 | 0.42333 | 0.33666 | 0.24002 | 0.34674 | 0.032041 | 0.15388 | 0 | 25.6239 | 0.00014143 | 846 | 0.01 | 2402 | 60 | 0% | 0 | 0 | 2.06% | 0%
110 | RACETRACK 17038120 | 163761703 | RACETRACK 1703 | 8120 | FALSE | 14371.6326 | 14371.6326 | 108 | 0.20066 | 2.1749 | 37.1312 | 0 | 0.43705 | 0.56295 | 0.029012 | 0.47949 | 0.43705 | 0.0092593 | 18.0193 | 0.00014141 | 847 | 0.04 | 1308 | 16.65 | 57.46% | 3 | 10 | 100% | 16%
3619 | PINE GROVE 11013166 | 163751101 | PINE GROVE 1101 | 3166 | FALSE | 19778.1528 | 19778.1528 | 147 | 0.058719 | 3.0431 | 30.4116 | 0 | 0.17506 | 0.82494 | 0.05102 | 0.93537 | 0.013605 | 0.017007 | 14.3953 | 0.00014138 | 848 | 0.05 | 1121 | 11.32 | 79.03% | 1 | 18 | 100% | 0%
5166 | LOS GATOS 1106LB48 | 82021106 | LOS GATOS 1106 | LB48 | FALSE | 23668.374 | 23668.374 | 142 | 0.11198 | 3.0896 | 28.2851 | 0.021127 | 0.068075 | 0.90728 | 0.030516 | 0.89085 | 0.053991 | 0.037559 | 20.4655 | 0.0001412 | 849 | 0.39 | 64 | 67.64 | 90.94% | 14 | 1 | 100% | 100%
8946 | MIRABEL 110213597 | 42091102 | MIRABEL 1102 | 13597 | TRUE | 751.816 | 751.816 | 6 | 0.077172 | 3.4574 | 55.9378 | 0 | 0.37778 | 0.62222 | 0 | 0.56667 | 0.37778 | 0 | 46.6905 | 0.00014116 | 850 | 0.11 | 629 | 30.17 | 51.63% | 3 | 0 | 100% | 100%
5429 | MIRABEL 1101228 | 42091101 | MIRABEL 1101 | 228 | FALSE | 15665.2534 | 3403.012 | 123 | 0.36899 | 2.854 | 56.2211 | 0.03794 | 0.41897 | 0.54309 | 0 | 0.54309 | 0.41355 | 0 | 13.2846 | 0.00014113 | 851 | 0.01 | 2193 | 32.28 | 68.07% | 3 | 1 | 22.76% | 0%
6130 | OREGON TRAIL 1104CB | 103521104 | OREGON TRAIL 1104 | CB | FALSE | 23543.7827 | 17030.244 | 164 | 0.2254 | 2.7322 | 18.6568 | 0.24399 | 0.004065 | 0.75042 | 0.2883 | 0.46213 | 0.004065 | 0.0030488 | 6.0202 | 0.00014109 | 852 | 0.03 | 1742 | 25.78 | 63.12% | 2 | 12 | 74.06% | 0%
3642 | AUBURN 1102CB | 152161102 | AUBURN 1102 | CB | FALSE | 11489.4556 | 2237.7238 | 99 | 0.7998 | 2.5516 | 25.0998 | 0.064029 | 0.66857 | 0.26184 | 0.12007 | 0.45999 | 0.24197 | 0.010101 | 6.9995 | 0.00014106 | 853 | 0.01 | 2294 | 10 | 46.75% | 0 | 2 | 6.01% | 0%
7763 | BRUNSWICK 1105297538 | 152481105 | BRUNSWICK 1105 | 297538 | FALSE | 1703.5587 | 1703.5587 | 15 | 0.17164 | 4.0692 | 43.5821 | 0 | 0.17778 | 0.81111 | 0.98889 | 0 | 0 | 0 | 17.5635 | 0.000141 | 854 |  | 3160
7269 | CURTIS 17046060 | 163351704 | CURTIS 1704 | 6060 | FALSE | 6540.8971 | 6540.8971 | 50 | 0.17664 | 2.1752 | 30.81 | 0.185 | 0.03 | 0.785 | 0 | 0.785 | 0 | 0.03 | 11.3535 | 0.00014094 | 855 | 0.03 | 1666 | 23.65 | 61.76% | 0 | 3 | 100% | 0%
7973 | PENRYN 110550548 | 152561105 | PENRYN 1105 | 50548 | TRUE | 7824.3085 | 154.2272 | 58 | 0.13221 | 2.0835 | 22.8401 | 0 | 0.38626 | 0.60799 | 0.025862 | 0.56489 | 0.38626 | 0 | 7.2937 | 0.00014087 | 856 | 0.01 | 2464 | 28.51 | 63.43% | 0 | 1 | 38.43% | 0%
4312 | MENDOCINO 110137462 | 42951101 | MENDOCINO 1101 | 37462 | FALSE | 7845.6326 | 3795.803 | 63 | 0.51621 | 2.6913 | 49.1888 | 0.27646 | 0.24127 | 0.48228 | 0 | 0.48228 | 0.24127 | 0 | 11.0246 | 0.00014083 | 857 | 0.01 | 2415 | 10 | 46.73% | 0 | 2 | 50.22% | 0%
5478 | PENRYN 11072706 | 152561107 | PENRYN 1107 | 2706 | FALSE | 23999.9081 | 9304.8867 | 190 | 0.183 | 2.0766 | 18.0481 | 0.10842 | 0.1607 | 0.72298 | 0.0013158 | 0.71509 | 0.15807 | 0 | 10.4018 | 0.0001407 | 858 | 0.01 | 2181 | 12.86 | 75.5% | 0 | 3 | 34.23% | 0%
10925 | GOLDTREE 1105551904 | 182581105 | GOLDTREE 1105 | 551904 | TRUE | 35.7178 | 35.7178 | 1 |  |  | 2.7479 | 1 | 0 | 0 | 0 | 0 | 0 | 0 |  | 0.00014066 | 859 | 0.03 | 1626 | 10 | 100% | 0 | 0 | 100% | 0%
322 | PIKE CITY 11011730 | 152201101 | PIKE CITY 1101 | 1730 | FALSE | 13645.4759 | 13645.4759 | 73 | 0.070711 | 4.0631 | 27.7609 | 0 | 0 | 1 | 1 | 0 | 0 | 0 | 18.0666 | 0.00014065 | 860 | 0.33 | 101 | 94.86 | 99.91% | 4 | 2 | 100% | 100%
6071 | SHINGLE SPRINGS 210981390 | 153652109 | SHINGLE SPRINGS 2109 | 81390 | FALSE | 29957.8137 | 29957.8137 | 208 | 0.13516 | 2.549 | 24.0317 | 0 | 0.31699 | 0.68301 | 0.047676 | 0.90345 | 0.040865 | 0 | 16.6908 | 0.00014065 | 861 | 0.08 | 763 | 21.02 | 63.9% | 1 | 8 | 100% | 0%
1753 | BRUNSWICK 110651484 | 152481106 | BRUNSWICK 1106 | 51484 | FALSE | 26385.5393 | 24741.7275 | 195 | 0.068647 | 3.6892 | 32.7148 | 0.20087 | 0.11241 | 0.68673 | 0.51451 | 0.27137 | 0.01326 | 0 | 14.6712 | 0.0001406 | 862 | 0.07 | 874 | 48.73 | 68.62% | 4 | 3 | 82.69% | 37%
10915 | CLARKSVILLE 210551478 | 153612105 | CLARKSVILLE 2105 | 51478 | TRUE | 90.198 | 81.0541 | 3 | 0.8125 | 2.3271 | 19.3405 | 0.66667 | 0 | 0.33333 | 0 | 0.33333 | 0 | 0 | 1.0897 | 0.00014054 | 863 | 0.01 | 2529 | 10 | 0% | 0 | 0 | 89.86% | 0%
8939 | STELLING 111060080 | 83481110 | STELLING 1110 | 60080 | FALSE | 16285.3103 | 15418.9407 | 64 | 0.088497 | 2.3626 | 27.3689 | 0.22526 | 0.42969 | 0.34505 | 0.015625 | 0.33984 | 0.36719 | 0 | 14.3436 | 0.00014044 | 864 | 0.07 | 887 | 64.14 | 26.3% | 6 | 3 | 90.37% | 0%
2861 | PIT NO 5 11011660 | 101321101 | PIT NO 5 1101 | 1660 | FALSE | 7855.6793 | 7855.6793 | 43 | 0.0433 | 5.0828 | 26.866 | 0 | 0.17054 | 0.82946 | 0.91473 | 0 | 0 | 0 | 24.8657 | 0.00014039 | 865 | 0.03 | 1741 | 10 | 71.19% | 4 | 4 | 100% | 0%
10346 | EEL RIVER 1103241646 | 192381103 | EEL RIVER 1103 | 241646 | TRUE | 2237.0921 | 583.4204 | 13 | 0.178 | 3.4103 | 49.8288 | 0 | 1 | 0 | 0 | 0 | 1 | 0 | 21.7959 | 0.00014029 | 866 |  | 3536
7617 | WYANDOTTE 110213044 | 102911102 | WYANDOTTE 1102 | 13044 | FALSE | 9652.7072 | 7674.8454 | 51 | 0.23994 | 2.5711 | 29.8764 | 0 | 0.36209 | 0.63137 | 0.078431 | 0.55294 | 0.36209 | 0 | 19.4609 | 0.00014015 | 867 | 0.02 | 1814 | 10 | 53.49% | 0 | 6 | 66.87% | 0%
4467 | RINCON 1102CB | 43321102 | RINCON 1102 | CB | FALSE | 5699.8132 | 4772.4685 | 49 | 0.48001 | 2.6961 | 53.3021 | 0.38411 | 0.33516 | 0.28073 | 0 | 0.30114 | 0.31475 | 0 | 8.765 | 0.00014009 | 868 | 0.03 | 1729 | 21.52 | 28.33% | 2 | 6 | 98.07% | 7%
3586 | PENRYN 1107346 | 152561107 | PENRYN 1107 | 346 | FALSE | 40386.1099 | 22629.4944 | 309 | 0.14729 | 2.0822 | 17.2306 | 0.14341 | 0.16846 | 0.68359 | 0.00064725 | 0.68359 | 0.1717 | 0 | 8.1696 | 0.00013985 | 869 | 0.03 | 1582 | 20.71 | 69.91% | 3 | 7 | 51.25% | 0%
7931 | PIT NO 5 11011658 | 101321101 | PIT NO 5 1101 | 1658 | FALSE | 7306.3402 | 7306.3402 | 25 | 0.041201 | 5.5111 | 25.5095 | 0 | 0.2 | 0.8 | 0.66667 | 0.04 | 0 | 0 | 21.4773 | 0.0001398 | 870 | 0.04 | 1302 | 60.65 | 59.05% | 1 | 2 | 100% | 0%
5934 | FITCH MOUNTAIN 1113154 | 42751113 | FITCH MOUNTAIN 1113 | 154 | TRUE | 15159.6857 | 20.5741 | 108 | 0.45377 | 2.8444 | 54.0211 | 0.1446 | 0.25432 | 0.60108 | 0.0030864 | 0.64275 | 0.20494 | 0.0046296 | 20.7665 | 0.00013977 | 871 | 0.01 | 2583 | 18.07 | 70.63% | 0 | 0 | 11.51% | 0%
4392 | CLARK ROAD 110290548 | 103091102 | CLARK ROAD 1102 | 90548 | FALSE | 28870.4925 | 28870.4925 | 168 | 0.072494 | 3.879 | 30.4148 | 0.0059524 | 0 | 0.98264 | 0.022321 | 0.91865 | 0 | 0.02381 | 7.0222 | 0.00013973 | 872 | 0.26 | 190 | 41.04 | 98.73% | 0 | 11 | 100% | 100%
4137 | UKIAH 1114528 | 42771114 | UKIAH 1114 | 528 | FALSE | 19817.3234 | 6048.4547 | 110 | 0.52408 | 2.6301 | 41.9636 | 0.39394 | 0.17061 | 0.43242 | 0 | 0.43242 | 0.17061 | 0.018182 | 8.1673 | 0.00013971 | 873 | 0.01 | 2150 | 22.63 | 79.13% | 0 | 2 | 16.87% | 0%
3547 | RINCON 1101539980 | 43321101 | RINCON 1101 | 539980 | TRUE | 697.2903 | 474.6546 | 4 | 0.20679 | 2.6534 | 49.4726 | 0 | 0.5 | 0.5 | 0 | 0.5 | 0.5 | 0 | 21.4629 | 0.0001397 | 874 |  | 2837
5394 | BRUNSWICK 11052100 | 152481105 | BRUNSWICK 1105 | 2100 | FALSE | 6391.6672 | 6391.6672 | 47 | 0.051453 | 4.111 | 27.749 | 0.32209 | 0.070922 | 0.60395 | 0.51317 | 0.1227 | 0.039007 | 0 | 26.9523 | 0.00013966 | 875 | 0.07 | 883 | 82.54 | 61.98% | 2 | 1 | 100% | 40%
8505 | NEWBURG 113190242 | 192151131 | NEWBURG 1131 | 90242 | FALSE | 7016.5204 | 6652.6427 | 51 | 0.1275 | 3.4721 | 31.414 | 0 | 0.48039 | 0.51961 | 0 | 0.54412 | 0.45588 | 0 | 25.481 | 0.00013965 | 876 | 0.02 | 1819 | 35.58 | 50.59% | 5 | 2 | 78.12% | 0%
7436 | MENLO 110212249 | 24131102 | MENLO 1102 | 12249 | FALSE | 3869.5175 | 3869.5175 | 25 | 0.1891 | 2.1939 | 19.7371 | 0 | 0.53333 | 0.46667 | 0 | 0.84 | 0.16 | 0 | 11.0766 | 0.0001396 | 877 | 0.03 | 1609 | 33.87 | 49.86% | 2 | 1 | 100% | 0%
2297 | STANISLAUS 17011812 | 162821701 | STANISLAUS 1701 | 1812 | FALSE | 30912.6745 | 30912.6745 | 234 | 0.12533 | 3.0049 | 25.5605 | 0.18357 | 0.14915 | 0.66728 | 0.79086 | 0.008547 | 0.017023 | 0.0094017 | 24.1597 | 0.0001396 | 878 | 0.3 | 135 | 54.42 | 60.13% | 9 | 15 | 100% | 100%
5142 | STANISLAUS 17021850 | 162821702 | STANISLAUS 1702 | 1850 | FALSE | 21661.1812 | 21661.1812 | 182 | 0.42445 | 3.3985 | 33.4899 | 0.099376 | 0.017399 | 0.87773 | 0.84385 | 0.007326 | 0 | 0.0027473 | 29.4346 | 0.00013942 | 879 | 0.33 | 104 | 54.72 | 83.98% | 13 | 14 | 100% | 100%
1492 | STILLWATER 110148950 | 103561101 | STILLWATER 1101 | 48950 | FALSE | 20081.7793 | 20081.7793 | 145 | 0.18048 | 3.4756 | 24.66 | 0 | 0 | 0.99483 | 0.71563 | 0.27747 | 0 | 0.018391 | 8.2807 | 0.00013937 | 880 | 0.05 | 1115 | 10 | 99.94% | 1 | 4 | 100% | 0%
9812 | CURTIS 170411300 | 163351704 | CURTIS 1704 | 11300 | FALSE | 5912.6947 | 5912.6947 | 41 | 0.13509 | 2.1668 | 33.053 | 0.48693 | 0.04878 | 0.46429 | 0.04878 | 0.4277 | 0.036585 | 0 | 10.1897 | 0.00013924 | 881 | 0.07 | 820 | 33.43 | 41.14% | 0 | 2 | 100% | 63%
7485 | SHINGLE SPRINGS 210551738 | 153652105 | SHINGLE SPRINGS 2105 | 51738 | TRUE | 1844.3225 | 26.6806 | 19 | 0.836 | 2.5122 | 15.3207 | 0.28947 | 0 | 0.69298 | 0 | 0.69298 | 0 | 0.078947 | 7.0938 | 0.00013923 | 882 | 0.09 | 730 | 59 | 92.98% | 0 | 0 | 33.17% | 97%
8682 | CLARKSVILLE 210951744 | 153612109 | CLARKSVILLE 2109 | 51744 | FALSE | 2867.8226 | 2099.9047 | 25 | 0.24622 | 2.2216 | 15.5255 | 0 | 0 | 1 | 0 | 1 | 0 | 0.0066667 | 6.6353 | 0.00013923 | 883 | 0.06 | 1006 | 10 | 100% | 0 | 1 | 39% | 87%
10609 | PEABODY 2106CB | 63642106 | PEABODY 2106 | CB | TRUE | 1275.2265 | 525.8096 | 9 | 0.34307 | 1.5297 | 13.1414 | 0.82407 | 0 | 0.17593 | 0 | 0.17593 | 0 | 0 | 1.8741 | 0.00013923 | 884 | 0.01 | 2588 | 10 | 53.14% | 0 | 0 | 53.74% | 0%
3739 | WEIMAR 1102CB | 152491102 | WEIMAR 1102 | CB | FALSE | 19605.5563 | 19605.5563 | 151 | 0.070222 | 3.2954 | 33.2334 | 0.10309 | 0.23885 | 0.65806 | 0.49139 | 0.16667 | 0.23885 | 0.018985 | 15.0164 | 0.00013907 | 885 | 0.03 | 1581 | 10.96 | 65.6% | 3 | 8 | 100% | 0%
10606 | BERKELEY F 1105BR166 | 12061105 | BERKELEY F 1105 | BR166 | TRUE | 61.4345 | 61.4345 | 2 |  |  | 17.6308 | 0 | 1 | 0 | 0 | 0 | 0 | 0 |  | 0.00013883 | 886 | 0.01 | 2461 | 10 | 0% | 0 | 0 | 100% | 0%
3504 | MOLINO 1102396 | 42571102 | MOLINO 1102 | 396 | FALSE | 25908.1895 | 25908.1895 | 182 | 0.24247 | 3.3789 | 65.0401 | 0.027656 | 0.58123 | 0.39112 | 0 | 0.39112 | 0.58123 | 0.074359 | 17.9967 | 0.00013862 | 887 | 0.27 | 178 | 58.44 | 35.51% | 9 | 10 | 100% | 100%
8426 | FORT ROSS 1121CB | 42851121 | FORT ROSS 1121 | CB | TRUE | 25.9334 | 25.9334 | 1 |  |  | 52.3855 | 0 | 1 | 0 | 1 | 0 | 0 | 0 |  | 0.00013855 | 888 | 0.04 | 1337 | 88.12 | 22.5% | 13 | 2 | 100% | 0%
5877 | OAKLAND K 1102CR014 | 12101102 | OAKLAND K 1102 | CR014 | FALSE | 16905.8619 | 16905.8619 | 137 | 0.3447 | 1.9762 | 20.9051 | 0.36509 | 0.40537 | 0.22364 | 0.037052 | 0.38497 | 0.19385 | 0 | 17.1583 | 0.00013845 | 889 | 0.23 | 233 | 27.09 | 16.24% | 14 | 8 | 100% | 100%
11025 | CALPINE 1144304 | 48011144 | CALPINE 1144 | 304 | TRUE | 74.6067 | 74.6067 | 2 | 0.10889 | 3.3185 | 59.3281 | 0.75 | 0.25 | 0 | 0 | 0 | 0.25 | 0 | 18.1794 | 0.00013842 | 890 | 0.1 | 646 | 85 | 0% | 0 | 0 | 100% | 100%
143 | RACETRACK 1703CB | 163761703 | RACETRACK 1703 | CB | FALSE | 28877.5917 | 25353.1416 | 216 | 0.35975 | 2.1054 | 36.1977 | 0.30516 | 0.19683 | 0.49801 | 0.021938 | 0.60501 | 0.067901 | 0.0046296 | 9.4988 | 0.00013825 | 891 | 0.06 | 906 | 10 | 47.8% | 4 | 26 | 86.61% | 0%
7329 | CORRAL 110213498 | 162991102 | CORRAL 1102 | 13498 | FALSE | 1603.6406 | 1585.9579 | 13 | 0.17667 | 1.593 | 30.6721 | 0.74359 | 0 | 0.23077 | 0 | 0.23077 | 0 | 0 | 1.6183 | 0.00013812 | 892 | 0.02 | 2126 | 10 | 14.99% | 0 | 1 | 100% | 0%
4200 | MOLINO 1101322 | 42571101 | MOLINO 1101 | 322 | FALSE | 23201.9813 | 22860.7646 | 167 | 0.11906 | 2.9029 | 52.8283 | 0.028942 | 0.26853 | 0.70252 | 0.001996 | 0.77809 | 0.19098 | 0 | 19.616 | 0.00013802 | 893 | 0.22 | 267 | 58.11 | 71.61% | 14 | 10 | 100% | 44%
3803 | CALAVERAS CEMENT 1101CB | 162211101 | CALAVERAS CEMENT 1101 | CB | FALSE | 29408.7196 | 16846.5197 | 203 | 0.39948 | 2.1952 | 31.6265 | 0.31411 | 0.22033 | 0.46419 | 0.012397 | 0.5151 | 0.15703 | 0.0093596 | 5.1164 | 0.00013798 | 894 | 0.02 | 1789 | 14.29 | 43.85% | 0 | 4 | 60.61% | 0%
7138 | MONTE RIO 11138299 | 42811113 | MONTE RIO 1113 | 8299 | FALSE | 1934.2169 | 1934.2169 | 13 | 0.056041 | 3.6432 | 46.6613 | 0 | 0 | 1 | 0 | 1 | 0 | 0.34615 | 24.7498 | 0.0001379 | 895 | 0.21 | 304 | 94.52 | 100% | 0 | 0 | 100% | 100%
715 | ALTO 1124430 | 42031124 | ALTO 1124 | 430 | FALSE | 11355.5979 | 11355.5979 | 92 | 0.35435 | 2.5261 | 35.2513 | 0.13613 | 0.73742 | 0.12283 | 0.15036 | 0.12283 | 0.58163 | 0 | 19.7789 | 0.00013784 | 896 | 0.26 | 187 | 30.51 | 12.77% | 14 | 16 | 100% | 100%
5033 | ALTO 11243121 | 42031124 | ALTO 1124 | 3121 | FALSE | 4501.3904 | 4501.3904 | 36 | 0.11435 | 2.5259 | 42.7138 | 0 | 0.84213 | 0.15787 | 0.12037 | 0.15787 | 0.72176 | 0 | 21.849 | 0.0001378 | 897 | 0.15 | 472 | 78.12 | 17.87% | 3 | 11 | 100% | 100%
6810 | KESWICK 11011590 | 103451101 | KESWICK 1101 | 1590 | FALSE | 10388.8945 | 10388.8945 | 63 | 0.20603 | 3.1414 | 17.4186 | 0 | 0.045503 | 0.9545 | 0.33386 | 0.48757 | 0 | 0.015873 | 13.7583 | 0.00013775 | 898 | 0.16 | 433 | 47.89 | 75.62% | 0 | 1 | 100% | 100%
2372 | GRASS VALLEY 11032110 | 152031103 | GRASS VALLEY 1103 | 2110 | FALSE | 32283.1191 | 31798.2221 | 224 | 0.11897 | 3.5933 | 32.5454 | 0.20894 | 0.053571 | 0.73005 | 0.73372 | 0.022321 | 0.015625 | 0.0081845 | 13.1488 | 0.00013772 | 899 | 0.08 | 775 | 17.5 | 70.11% | 3 | 10 | 97.43% | 0%
10106 | GEYSERVILLE 1102537096 | 42891102 | GEYSERVILLE 1102 | 537096 | TRUE | 844.1463 | 775.9765 | 6 | 0.13251 | 2.7405 | 35.7478 | 0 | 0.16667 | 0.83333 | 0 | 0.83333 | 0 | 0 | 15.9341 | 0.00013769 | 900 |  | 3492
283 | SAN RAFAEL 1104802 | 42011104 | SAN RAFAEL 1104 | 802 | FALSE | 20585.105 | 13782.7792 | 162 | 0.4604 | 2.681 | 52.643 | 0.081379 | 0.73364 | 0.18498 | 0.091711 | 0.21893 | 0.60798 | 0 | 11.5139 | 0.00013761 | 901 | 0.02 | 2016 | 10 | 18.94% | 3 | 4 | 72.62% | 0%
8844 | MIDDLETOWN 1101614 | 43141101 | MIDDLETOWN 1101 | 614 | FALSE | 2222.7419 | 2222.7419 | 18 | 0.14263 | 3.7019 | 48.3912 | 0 | 0.25556 | 0.74444 | 0.088889 | 0.61111 | 0.16667 | 0 | 27.3715 | 0.00013751 | 902 | 0.2 | 334 | 87.67 | 76.7% | 0 | 1 | 100% | 100%
1011 | CALISTOGA 1101890 | 42711101 | CALISTOGA 1101 | 890 | FALSE | 39539.8399 | 39211.6931 | 203 | 0.31626 | 2.7017 | 56.805 | 0 | 0.44581 | 0.54926 | 0.0032841 | 0.76416 | 0.21285 | 0 | 16.0082 | 0.00013749 | 903 | 0.26 | 199 | 51.95 | 60.75% | 7 | 3 | 89.13% | 61%
9446 | ECHO SUMMIT 1101481660 | 158031101 | ECHO SUMMIT 1101 | 481660 | FALSE | 1777.5904 | 1750.3957 | 21 | 0.10486 | 3.1924 | 1.8995 | 0.81164 | 0.090476 | 0.097884 | 0.14074 | 0 | 0 | 0 | 13.2098 | 0.00013748 | 904 |  | 3360
6142 | JOLON 1103CB | 182981103 | JOLON 1103 | CB | FALSE | 29664.4521 | 21174.1488 | 91 | 0.16397 | 1.2779 | 27.1047 | 0.63736 | 0.010989 | 0.35165 | 0.058608 | 0.29304 | 0.010989 | 0.010989 | 2.9252 | 0.00013717 | 905 | 0.02 | 1902 | 53.47 | 41.31% | 0 | 2 | 82.37% | 0%
964 | SAN RAFAEL 110991742 | 42011109 | SAN RAFAEL 1109 | 91742 | FALSE | 7594.7858 | 3844.7445 | 67 | 0.63174 | 2.5539 | 45.0812 | 0.30171 | 0.19602 | 0.50227 | 0.01194 | 0.49332 | 0.17811 | 0.022388 | 14.011 | 0.00013708 | 906 | 0.03 | 1546 | 10 | 72.58% | 2 | 1 | 66.36% | 0%
2260 | EL DORADO PH 210152456 | 152762101 | EL DORADO PH 2101 | 52456 | FALSE | 16414.576 | 16414.576 | 96 | 0.16926 | 4.0239 | 17.5381 | 0 | 0 | 0.99792 | 0.98542 | 0.0125 | 0 | 0 | 21.4477 | 0.00013704 | 907 | 0.06 | 908 | 62.62 | 100% | 3 | 10 | 100% | 0%
9076 | SYCAMORE CREEK 1111976428 | 102971111 | SYCAMORE CREEK 1111 | 976428 | FALSE | 16955.2499 | 14081.5812 | 82 | 0.11268 | 2.2248 | 25.6659 | 0.16362 | 0.22358 | 0.6128 | 0 | 0.60061 | 0.22358 | 0 | 4.4959 | 0.00013702 | 908 |  | 3305
3634 | CHALLENGE 11021902 | 103201102 | CHALLENGE 1102 | 1902 | FALSE | 7840.3138 | 7840.3138 | 44 | 0.050711 | 4.4425 | 29.9729 | 0 | 0 | 1 | 0.51136 | 0.35227 | 0 | 0 | 24.555 | 0.00013679 | 909 | 0.21 | 284 | 84.09 | 100% | 3 | 2 | 100% | 100%
7162 | BIG BEND 1101CB | 103751101 | BIG BEND 1101 | CB | FALSE | 37377.2089 | 37377.2089 | 171 | 0.030575 | 4.0153 | 25.6687 | 0.078363 | 0.064912 | 0.85205 | 0.22729 | 0.57778 | 0 | 0.02924 | 14.7705 | 0.00013678 | 910 | 0.35 | 85 | 80.41 | 77.16% | 7 | 10 | 100% | 100%
9307 | LINCOLN 11012310 | 153701101 | LINCOLN 1101 | 2310 | FALSE | 4180.455 | 1304.6994 | 34 | 0.3011 | 1.6659 | 20.9392 | 0.22059 | 0 | 0.77941 | 0 | 0.69118 | 0 | 0 | 5.5143 | 0.00013671 | 911 | 0.02 | 1781 | 10 | 72.42% | 0 | 6 | 56.39% | 0%
10009 | OREGON TRAIL 110346860 | 103521103 | OREGON TRAIL 1103 | 46860 | FALSE | 5362.8484 | 1149.598 | 15 | 0.55082 | 2.8491 | 17.8897 | 0.13333 | 0.08 | 0.78667 | 0.33333 | 0 | 0 | 0 | 3.6372 | 0.0001367 | 912 | 0.01 | 2610 | 10 | 100% | 0 | 0 | 16.12% | 0%
6603 | MIRABEL 11027347 | 42091102 | MIRABEL 1102 | 7347 | FALSE | 1315.3758 | 1315.3758 | 10 | 0.00053503 | 3.3601 | 58.8909 | 0 | 0.44333 | 0.55667 | 0 | 0.55667 | 0.44333 | 0 | 31.3597 | 0.00013644 | 913 | 0.15 | 478 | 70.83 | 59.55% | 4 | 1 | 100% | 100%
5348 | EEL RIVER 11033820 | 192381103 | EEL RIVER 1103 | 3820 | TRUE | 23262.4232 | 0 | 115 | 0.25171 | 3.3511 | 40.2697 | 0.17899 | 0.82101 | 0 | 0 | 0 | 0.82101 | 0 | 14.1325 | 0.0001364 | 914 | 0.01 | 2190 | 10 | 0% | 0 | 1 | 11.93% | 0%
7200 | DIAMOND SPRINGS 1104705100 | 152261104 | DIAMOND SPRINGS 1104 | 705100 | FALSE | 13322.8036 | 11885.1942 | 78 | 0.11712 | 2.7623 | 20.4216 | 0 | 0.25 | 0.75 | 0.62821 | 0.35897 | 0.012821 | 0 | 6.7286 | 0.00013638 | 915 |  | 3106
3890 | KANAKA 110165606 | 103221101 | KANAKA 1101 | 65606 | FALSE | 20505.679 | 20505.679 | 145 | 0.067929 | 4.3988 | 22.7864 | 0 | 0.023851 | 0.97615 | 0.29529 | 0.67626 | 0.014655 | 0.081609 | 24.3204 | 0.00013634 | 916 | 0.3 | 132 | 91.93 | 96.33% | 13 | 4 | 100% | 100%
3020 | SARATOGA 1104209146 | 83371104 | SARATOGA 1104 | 209146 | FALSE | 9672.039 | 4936.2554 | 85 | 0.49379 | 2.0506 | 27.647 | 0.18954 | 0.31826 | 0.49007 | 0.035294 | 0.4619 | 0.30642 | 0.0023529 | 9.7219 | 0.00013627 | 917 |  | 2810
4859 | OREGON TRAIL 1102CB | 103521102 | OREGON TRAIL 1102 | CB | FALSE | 15377.0316 | 15053.0301 | 98 | 0.1828 | 3.01 | 27.6491 | 0.30306 | 0 | 0.69694 | 0.47245 | 0.21939 | 0 | 0 | 5.3957 | 0.00013609 | 918 | 0.03 | 1444 | 24.69 | 60.79% | 2 | 5 | 97.5% | 0%
3320 | LAYTONVILLE 110237586 | 42681102 | LAYTONVILLE 1102 | 37586 | FALSE | 22457.0278 | 22457.0278 | 72 | 0.088856 | 4.2711 | 57.3387 | 0.032407 | 0.055556 | 0.91204 | 0.24348 | 0.45328 | 0.013889 | 0 | 18.0608 | 0.00013607 | 919 | 0.06 | 1017 | 83.55 | 97.33% | 7 | 7 | 100% | 0%
5063 | WOODSIDE 11043583 | 24251104 | WOODSIDE 1104 | 3583 | FALSE | 4565.0094 | 4565.0094 | 38 | 0.18868 | 2.1497 | 27.8006 | 0 | 0.061404 | 0.9386 | 0 | 0.9386 | 0.061404 | 0.026316 | 19.6064 | 0.00013592 | 920 | 0.29 | 145 | 71.08 | 98.47% | 8 | 4 | 97.67% | 93%
5417 | SILVERADO 2105131568 | 43432105 | SILVERADO 2105 | 131568 | FALSE | 7881.7386 | 6658.8017 | 57 | 0.43894 | 2.4994 | 48.9246 | 0 | 0.42885 | 0.57115 | 0 | 0.73002 | 0.22612 | 0.040936 | 15.8456 | 0.00013576 | 921 |  | 2951
8668 | BIG BASIN 110211062 | 82841102 | BIG BASIN 1102 | 11062 | FALSE | 21428.2343 | 21428.2343 | 88 | 0.046391 | 3.024 | 30.6526 | 0.2322 | 0.085227 | 0.68258 | 0 | 0.6553 | 0.073864 | 0.045455 | 21.129 | 0.00013572 | 922 | 0.1 | 652 | 63.12 | 47.86% | 15 | 1 | 100% | 70%
9877 | CLOVERDALE 1102307342 | 42821102 | CLOVERDALE 1102 | 307342 | TRUE | 573.1034 | 354.0238 | 6 | 0.4979 | 3.0306 | 38.0258 | 0.74444 | 0 | 0.25556 | 0 | 0.25556 | 0 | 0 | 6.5267 | 0.00013565 | 923 |  | 3441
4955 | WILLITS 1104188268 | 42661104 | WILLITS 1104 | 188268 | FALSE | 8709.5262 | 6867.4982 | 66 | 0.4446 | 3.4875 | 48.3448 | 0.36118 | 0.24574 | 0.39307 | 0.013636 | 0.37944 | 0.24574 | 0 | 10.3679 | 0.00013545 | 924 |  | 2932
1037 | MIDDLETOWN 11021312 | 43141102 | MIDDLETOWN 1102 | 1312 | FALSE | 15822.8795 | 15822.8795 | 120 | 0.39281 | 2.4282 | 39.7396 | 0 | 0 | 1 | 0.070833 | 0.78417 | 0 | 0.0083333 | 24.65 | 0.00013526 | 925 | 0.05 | 1103 | 13.95 | 100% | 1 | 10 | 100% | 0%
994 | BUTTE 1105751990 | 103081105 | BUTTE 1105 | 751990 | FALSE | 39452.6049 | 39436.6029 | 243 | 0.052401 | 2.8028 | 32.8711 | 0.13597 | 0.13752 | 0.72548 | 0.0032579 | 0.62277 | 0.13752 | 0 | 6.8084 | 0.00013521 | 926 |  | 2702
1946 | WILLITS 1104CB | 42661104 | WILLITS 1104 | CB | FALSE | 12241.4218 | 6260.0525 | 90 | 0.45701 | 3.4546 | 44.0945 | 0.41878 | 0.28971 | 0.29151 | 0.034259 | 0.27299 | 0.27397 | 0 | 8.3795 | 0.00013491 | 927 | 0.01 | 2534 | 16.21 | 22.49% | 1 | 7 | 29.86% | 0%
10029 | MONTICELLO 11011780 | 43051101 | MONTICELLO 1101 | 1780 | TRUE | 115.3297 | 115.3297 | 1 | 0.1875 | 1.6704 | 39.1192 | 0 | 0 | 1 | 1 | 0 | 0 | 0 | 4.4508 | 0.00013489 | 928 | 0.03 | 1670 | 10 | 100% | 0 | 0 | 100% | 0%
9657 | PIT NO 5 1101CB | 101321101 | PIT NO 5 1101 | CB | FALSE | 1162.2395 | 1162.2395 | 10 | 0.068117 | 5.1013 | 32.6132 | 0 | 0 | 1 | 0.066667 | 0 | 0 | 0.1 | 39.7242 | 0.00013488 | 929 | 0.05 | 1080 | 65.78 | 100% | 4 | 2 | 100% | 0%
10582 | OAKLAND X 1101328808 | 12541101 | OAKLAND X 1101 | 328808 | TRUE | 186.4686 | 186.4686 | 1 | 0.32284 | 1.7076 | 6.55 | 0 | 0 | 1 | 0 | 1 | 0 | 0 | 97.7706 | 0.00013477 | 930 |  | 3574
5316 | PAUL SWEET 210610424 | 83252106 | PAUL SWEET 2106 | 10424 | FALSE | 11629.4934 | 9151.9906 | 87 | 0.20981 | 2.2292 | 43.1851 | 0.15013 | 0.28491 | 0.496 | 0.015326 | 0.59125 | 0.17433 | 0.021073 | 13.5387 | 0.00013475 | 931 | 0.07 | 877 | 19.08 | 48.59% | 2 | 1 | 80% | 79%
10865 | PASO ROBLES 1103N04 | 182611103 | PASO ROBLES 1103 | N04 | TRUE | 859.5841 | 859.5841 | 4 | 0.038382 | 0.78594 | 23.335 | 0.9375 | 0.03125 | 0.03125 | 0 | 0.03125 | 0.03125 | 0 | 1.3214 | 0.00013464 | 932 | 0.05 | 1197 | 54.13 | 3.17% | 0 | 8 | 100% | 0%
10621 | EEL RIVER 1103987714 | 192381103 | EEL RIVER 1103 | 987714 | FALSE | 1590.9598 | 1218.9668 | 6 | 0.20257 | 3.3329 | 33.2879 | 0 | 1 | 0 | 0 | 0 | 1 | 0 | 21.9235 | 0.00013453 | 933 |  | 3580
1312 | MOUNTAIN QUARRIES 210192474 | 152282101 | MOUNTAIN QUARRIES 2101 | 92474 | FALSE | 25104.6477 | 24305.4181 | 173 | 0.036215 | 3.2706 | 20.1579 | 0 | 0.27711 | 0.72289 | 0.36628 | 0.60867 | 0.025048 | 0.0033719 | 16.5319 | 0.00013452 | 934 | 0.1 | 639 | 46.98 | 70.43% | 1 | 2 | 94.19% | 52%
2500 | EL DORADO PH 2101CB | 152762101 | EL DORADO PH 2101 | CB | FALSE | 11999.4505 | 11999.4505 | 74 | 0.00053079 | 3.7416 | 19.4822 | 0.26577 | 0.013514 | 0.71622 | 0.11712 | 0 | 0 | 0 | 26.7793 | 0.00013448 | 935 | 0.32 | 115 | 90.38 | 74.43% | 12 | 5 | 100% | 100%
9936 | OLETA 1101754718 | 163541101 | OLETA 1101 | 754718 | FALSE | 4640.5633 | 4640.5633 | 29 | 0.18285 | 2.2037 | 21.4941 | 0 | 0.36207 | 0.62069 | 0.13793 | 0.48276 | 0.36207 | 0 | 3.145 | 0.00013445 | 936 |  | 3456
3737 | KESWICK 110148480 | 103451101 | KESWICK 1101 | 48480 | FALSE | 16927.9852 | 16927.9852 | 125 | 0.2688 | 3.5123 | 21.9852 | 0.0108 | 0.040333 | 0.94887 | 0.72193 | 0.18827 | 0.018333 | 0.009 | 6.4892 | 0.00013445 | 937 | 0.22 | 271 | 45.11 | 95.79% | 1 | 7 | 100% | 100%
4462 | WILLITS 110337504 | 42661103 | WILLITS 1103 | 37504 | FALSE | 5704.6998 | 1890.9339 | 41 | 0.4122 | 3.4539 | 48.7804 | 0.28801 | 0.34919 | 0.35061 | 0.028049 | 0.33841 | 0.01626 | 0.013008 | 7.0892 | 0.00013442 | 938 | 0.01 | 2301 | 28.07 | 47.51% | 0 | 2 | 22.82% | 0%
6977 | CLOVERDALE 1102172096 | 42821102 | CLOVERDALE 1102 | 172096 | TRUE | 1240.5827 | 425.5098 | 12 | 0.64519 | 2.8084 | 40.8696 | 0 | 0.27083 | 0.72917 | 0 | 0.72917 | 0.27083 | 0 | 5.7566 | 0.00013435 | 939 |  | 3077
8801 | WOODSIDE 1104420146 | 24251104 | WOODSIDE 1104 | 420146 | FALSE | 5058.5239 | 4389.3602 | 43 | 0.14389 | 1.9787 | 28.0391 | 0 | 0.31202 | 0.68798 | 0 | 0.75775 | 0.24225 | 0 | 15.5396 | 0.00013429 | 940 |  | 3266
8651 | MORGAN HILL 2111419718 | 83242111 | MORGAN HILL 2111 | 419718 | FALSE | 3649.8042 | 3649.8042 | 25 | 0.039949 | 2.9133 | 24.2861 | 0 | 0.16667 | 0.83333 | 0.053333 | 0.74 | 0.16667 | 0.04 | 20.7023 | 0.00013422 | 941 |  | 3248
8449 | VACAVILLE 111112342 | 63601111 | VACAVILLE 1111 | 12342 | TRUE | 1750.136 | 352.0949 | 16 | 0.37652 | 1.6206 | 20.8787 | 0.375 | 0.3125 | 0.3125 | 0 | 0.3125 | 0.3125 | 0 | 8.8155 | 0.00013409 | 942 | 0 | 2628 | 10 | 0% | 0 | 0 | 1.48% | 0%
5936 | OAKLAND K 1102CB | 12101102 | OAKLAND K 1102 | CB | FALSE | 4816.3453 | 4816.3453 | 40 | 0.45971 | 1.9744 | 19.7559 | 0.50333 | 0.082083 | 0.41458 | 0 | 0.10208 | 0 | 0 | 12.6454 | 0.00013401 | 943 | 0.12 | 573 | 48.4 | 19.08% | 4 | 5 | 100% | 100%
7076 | CLARKSVILLE 210419632 | 153612104 | CLARKSVILLE 2104 | 19632 | FALSE | 14659.9971 | 8997.9268 | 110 | 0.19752 | 2.4446 | 17.1216 | 0.22348 | 0 | 0.77235 | 0 | 0.76629 | 0 | 0.013636 | 5.9343 | 0.00013387 | 944 | 0.12 | 562 | 65.89 | 97.91% | 0 | 0 | 60.07% | 98%
5637 | NARROWS 2101CB | 153132101 | NARROWS 2101 | CB | FALSE | 25047.8448 | 25047.8448 | 65 | 0.046228 | 2.4659 | 21.5093 | 0.094872 | 0.27179 | 0.61795 | 0 | 0.84359 | 0.046154 | 0 | 9.3919 | 0.00013384 | 945 | 0.03 | 1531 | 42.31 | 50.34% | 2 | 7 | 100% | 0%
6326 | OLEMA 11011252 | 42291101 | OLEMA 1101 | 1252 | FALSE | 6608.6355 | 6608.6355 | 50 | 0.022266 | 2.5765 | 39.7206 | 0 | 0.84333 | 0.15667 | 0 | 0.15667 | 0.84333 | 0.026667 | 16.9062 | 0.00013383 | 946 | 0.04 | 1381 | 83.35 | 14.42% | 10 | 5 | 98.65% | 0%
3129 | SYCAMORE CREEK 1109CB | 102971109 | SYCAMORE CREEK 1109 | CB | TRUE | 14599.8126 | 271.1511 | 108 | 0.57095 | 1.9705 | 31.3783 | 0.27546 | 0.31748 | 0.37789 | 0.027623 | 0.35026 | 0.30822 | 0.026543 | 10.8832 | 0.00013381 | 947 | 0.01 | 2399 | 10 | 100% | 0 | 0 | 6.6% | 0%
6284 | ANTLER 11011378 | 103271101 | ANTLER 1101 | 1378 | FALSE | 40111.5829 | 39490.7149 | 201 | 0.064227 | 4.3746 | 33.9979 | 0.0099502 | 0.0099502 | 0.92786 | 0.80763 | 0.12023 | 0.0099502 | 0 | 18.0689 | 0.00013379 | 948 | 0.06 | 939 | 22.25 | 87.11% | 6 | 14 | 92.94% | 12%
761 | BANGOR 11017446 | 103191101 | BANGOR 1101 | 7446 | FALSE | 69991.8942 | 69991.8942 | 427 | 0.063244 | 3.3605 | 24.0492 | 0.093286 | 0.027322 | 0.87939 | 0.0054645 | 0.87393 | 0.027322 | 0.0023419 | 9.9575 | 0.00013367 | 949 | 0.08 | 745 | 11.26 | 85.83% | 3 | 18 | 100% | 0%
6701 | BRUNSWICK 11064639 | 152481106 | BRUNSWICK 1106 | 4639 | FALSE | 5228.1955 | 5228.1955 | 44 | 0.14878 | 3.5521 | 34.2051 | 0 | 0 | 0.95833 | 0.90909 | 0.049242 | 0 | 0 | 16.4854 | 0.00013355 | 950 | 0.03 | 1502 | 31.54 | 99.46% | 0 | 1 | 100% | 2%
7039 | IGNACIO 1101CB | 42481101 | IGNACIO 1101 | CB | FALSE | 2942.811 | 2690.5619 | 19 | 0.31278 | 2.3174 | 49.7904 | 0.84211 | 0 | 0.15789 | 0 | 0.15789 | 0 | 0.052632 | 9.5593 | 0.00013353 | 951 | 0.01 | 2491 | 10 | 18.69% | 0 | 2 | 76.2% | 0%
5131 | PHILO 11013700 | 42601101 | PHILO 1101 | 3700 | FALSE | 29156.0449 | 29156.0449 | 116 | 0.15718 | 3.3857 | 54.725 | 0 | 0.43822 | 0.56178 | 0.017241 | 0.93319 | 0.049569 | 0 | 13.7419 | 0.00013347 | 952 | 0.04 | 1331 | 64.06 | 52.24% | 7 | 7 | 100% | 0%
7540 | LUCERNE 11062327 | 43351106 | LUCERNE 1106 | 2327 | FALSE | 2038.9698 | 1914.889 | 20 | 0.52257 | 2.998 | 52.6992 | 0 | 0 | 1 | 0 | 1 | 0 | 0 | 15.958 | 0.00013326 | 953 | 0.02 | 1949 | 10 | 100% | 0 | 1 | 77.76% | 0%
9919 | MONTE RIO 1113678 | 42811113 | MONTE RIO 1113 | 678 | FALSE | 3004.004 | 3004.004 | 17 | 0.055046 | 3.4946 | 55.5513 | 0 | 0.47059 | 0.52941 | 0.23529 | 0.52941 | 0.23529 | 0.058824 | 41.2519 | 0.00013325 | 954 | 0.21 | 301 | 89.05 | 49.28% | 0 | 1 | 100% | 100%
9735 | EEL RIVER 1103216324 | 192381103 | EEL RIVER 1103 | 216324 | FALSE | 4626.1816 | 3681.9233 | 23 | 0.1737 | 3.3714 | 35.6471 | 0 | 1 | 0 | 0 | 0.043478 | 0.95652 | 0 | 15.1532 | 0.00013316 | 955 |  | 3409
800 | NARROWS 210248484 | 153132102 | NARROWS 2102 | 48484 | FALSE | 67054.8672 | 67054.8672 | 450 | 0.040331 | 3.6301 | 24.9159 | 0.085952 | 0.045556 | 0.8622 | 0.10481 | 0.7596 | 0.045556 | 0.0088889 | 12.0201 | 0.00013313 | 956 | 0.17 | 401 | 26.73 | 86.16% | 7 | 18 | 100% | 0%
2145 | CALISTOGA 1101736 | 42711101 | CALISTOGA 1101 | 736 | FALSE | 55772.0682 | 55772.0682 | 350 | 0.18335 | 2.7116 | 53.2137 | 0.021653 | 0.30095 | 0.67739 | 0.054075 | 0.63332 | 0.29095 | 0 | 18.1182 | 0.00013305 | 957 | 0.75 | 3 | 79.15 | 66.69% | 16 | 14 | 100% | 100%
7790 | SANTA ROSA A 1111147198 | 42151111 | SANTA ROSA A 1111 | 147198 | FALSE | 3096.6231 | 2173.9439 | 24 | 0.23305 | 2.6349 | 57.762 | 0 | 0.77292 | 0.21667 | 0 | 0.21667 | 0.77292 | 0 | 15.0263 | 0.00013298 | 958 |  | 3161
7243 | SILVERADO 2104708 | 43432104 | SILVERADO 2104 | 708 | FALSE | 7904.2269 | 6040.8568 | 61 | 0.31514 | 2.4794 | 47.4012 | 0.32693 | 0.020492 | 0.65258 | 0 | 0.65258 | 0.020492 | 0 | 17.4367 | 0.00013285 | 959 | 0.16 | 445 | 40.8 | 65.23% | 1 | 8 | 88.72% | 99%
1489 | CURTIS 1702CB | 163351702 | CURTIS 1702 | CB | FALSE | 36887.0265 | 35506.5152 | 293 | 0.23189 | 2.3711 | 35.5838 | 0.11724 | 0.076507 | 0.80626 | 0.11624 | 0.65343 | 0.035267 | 0.0021047 | 10.827 | 0.00013284 | 960 | 0.05 | 1042 | 21.12 | 82.49% | 5 | 14 | 95.73% | 0%
5427 | PENRYN 1103CB | 152561103 | PENRYN 1103 | CB | FALSE | 5107.0559 | 3866.6599 | 37 | 0.047082 | 2.2159 | 18.5664 | 0.32252 | 0.15315 | 0.52432 | 0.02027 | 0.51081 | 0.13288 | 0.027027 | 8.1655 | 0.00013283 | 961 | 0.02 | 2046 | 10 | 57.81% | 1 | 1 | 71.12% | 0%
2914 | EUREKA E 110435934 | 192331104 | EUREKA E 1104 | 35934 | TRUE | 5459.9113 | 78.4109 | 46 | 0.49105 | 3.1978 | 20.1207 | 0.36532 | 0.21894 | 0.41573 | 0.021739 | 0.42195 | 0.19099 | 0.021739 | 24.5373 | 0.00013282 | 962 |  | 2806
4348 | SANTA ROSA A 110432180 | 42151104 | SANTA ROSA A 1104 | 32180 | FALSE | 4085.725 | 3970.2131 | 36 | 0.38708 | 2.5798 | 46.622 | 0.22407 | 0.18333 | 0.59259 | 0 | 0.59259 | 0.18333 | 0 | 15.0271 | 0.0001328 | 963 | 0.07 | 902 | 19.73 | 62.59% | 0 | 1 | 99.89% | 68%
1729 | LUCERNE 1106664 | 43351106 | LUCERNE 1106 | 664 | FALSE | 17972.9054 | 15503.1919 | 140 | 0.321 | 2.4021 | 50.1987 | 0.26807 | 0.20354 | 0.52607 | 0.012755 | 0.51332 | 0.20354 | 0.0017857 | 42.4041 | 0.00013278 | 964 | 0.04 | 1303 | 25.82 | 47.99% | 4 | 24 | 54.26% | 0%
9314 | CALPINE 1146CB | 48011146 | CALPINE 1146 | CB | FALSE | 4947.493 | 4947.493 | 21 | 0.061415 | 4.2768 | 36.7857 | 0.24242 | 0 | 0.75758 | 0.49134 | 0.028139 | 0 | 0 | 9.6934 | 0.00013269 | 965 | 0.17 | 397 | 90.29 | 70.72% | 0 | 0 | 100% | 100%
1462 | GIRVAN 11029012 | 103401102 | GIRVAN 1102 | 9012 | FALSE | 25166.2142 | 25166.2142 | 176 | 0.19696 | 3.3548 | 20.6572 | 0.042614 | 0 | 0.95739 | 0.54757 | 0.29318 | 0 | 0 | 8.8054 | 0.00013267 | 966 | 0.18 | 392 | 25.35 | 93.5% | 4 | 4 | 100% | 96%
4880 | CURTIS 1705CB | 163351705 | CURTIS 1705 | CB | FALSE | 22023.4026 | 21461.232 | 163 | 0.17521 | 2.3745 | 40.4875 | 0.088899 | 0.32618 | 0.58493 | 0.076687 | 0.53789 | 0.064008 | 0.011247 | 11.0661 | 0.00013265 | 967 | 0.04 | 1422 | 11.29 | 56.4% | 2 | 15 | 96.23% | 0%
1351 | FULTON 11024522 | 42561102 | FULTON 1102 | 4522 | FALSE | 19482.3353 | 14178.9489 | 128 | 0.23134 | 2.7016 | 42.6035 | 0.19066 | 0.06529 | 0.74092 | 0.0026042 | 0.70446 | 0.06529 | 0.0011161 | 18.6006 | 0.00013265 | 968 | 0.04 | 1366 | 52.52 | 82.8% | 0 | 6 | 63.13% | 7%
9391 | WATERSHED 0402CB | 24240402 | WATERSHED 0402 | CB | TRUE | 1752.4587 | 342.98 | 11 | 0.045077 | 1.6312 | 17.3455 | 0.72727 | 0 | 0.27273 | 0 | 0.27273 | 0 | 0 | 7.7115 | 0.00013264 | 969 |  | 3350
9729 | BRENTWOOD 210596324 | 14592105 | BRENTWOOD 2105 | 96324 | TRUE | 775.7684 | 775.7684 | 6 | 0.25982 | 0.9599 | 13.035 | 0.5 | 0.5 | 0 | 0 | 0 | 0.5 | 0.19444 | 1.8567 | 0.00013262 | 970 | 0.01 | 2531 | 10 | 0% | 0 | 0 | 76.98% | 0%
5798 | DIAMOND SPRINGS 1107217974 | 152261107 | DIAMOND SPRINGS 1107 | 217974 | FALSE | 6862.6922 | 6593.0651 | 44 | 0.14786 | 2.868 | 25.115 | 0 | 0.052273 | 0.94773 | 0.69015 | 0.25758 | 0.052273 | 0.022727 | 9.3805 | 0.00013259 | 971 |  | 2978
8600 | CALPELLA 1101619542 | 43411101 | CALPELLA 1101 | 619542 | FALSE | 2424.259 | 2408.2569 | 21 | 0.52595 | 2.6466 | 38.4007 | 0 | 0.11111 | 0.88889 | 0 | 0.88889 | 0.11111 | 0.095238 | 7.6955 | 0.00013244 | 972 |  | 3241
2096 | CALISTOGA 1102184814 | 42711102 | CALISTOGA 1102 | 184814 | TRUE | 2352.3551 | 682.245 | 20 | 0.58074 | 2.7369 | 58.3952 | 0.15333 | 0.35917 | 0.4875 | 0.13333 | 0.5675 | 0.14583 | 0 | 17.157 | 0.00013241 | 973 |  | 2762
7186 | HIGGINS 1104CB | 152691104 | HIGGINS 1104 | CB | FALSE | 18716.511 | 18050.1072 | 124 | 0.043557 | 2.9353 | 29.3654 | 0.49113 | 0 | 0.50887 | 0 | 0.50484 | 0 | 0 | 8.1016 | 0.00013241 | 974 | 0.02 | 1957 | 10 | 38.55% | 1 | 4 | 99.62% | 0%
4371 | BELLEVUE 2103552 | 43182103 | BELLEVUE 2103 | 552 | FALSE | 24092.9744 | 15233.6156 | 172 | 0.28059 | 2.7582 | 44.8217 | 0.27295 | 0.065407 | 0.65854 | 0 | 0.65854 | 0.065407 | 0.057849 | 10.9506 | 0.00013239 | 975 | 0.02 | 2101 | 59.56 | 60.22% | 2 | 0 | 60.99% | 9%
5898 | WISE 1102465074 | 152271102 | WISE 1102 | 465074 | FALSE | 7662.1855 | 7662.1855 | 57 | 0.091005 | 2.4984 | 39.3113 | 0.010234 | 0.49094 | 0.49883 | 0.0087719 | 0.69591 | 0.28509 | 0.0035088 | 9.1405 | 0.00013238 | 976 |  | 2986
6277 | WILLITS 1103964 | 42661103 | WILLITS 1103 | 964 | FALSE | 8651.6925 | 4999.6692 | 41 | 0.13829 | 3.437 | 41.2485 | 0 | 0.02439 | 0.97561 | 0.26992 | 0.70569 | 0.02439 | 0 | 8.7096 | 0.00013223 | 977 | 0.02 | 2067 | 34.34 | 95.61% | 0 | 1 | 51.42% | 0%
8839 | BIG BASIN 11026219 | 82841102 | BIG BASIN 1102 | 6219 | FALSE | 1488.6262 | 1488.6262 | 11 | 0.012634 | 3.0406 | 38.4963 | 0 | 0 | 1 | 0 | 1 | 0 | 0.18182 | 22.9402 | 0.00013222 | 978 | 0.14 | 507 | 23.72 | 100% | 1 | 0 | 100% | 100%
7710 | CARLOTTA 11214045 | 192291121 | CARLOTTA 1121 | 4045 | TRUE | 3179.9108 | 576.108 | 18 | 0.033965 | 3.6193 | 19.3964 | 0 | 0.72222 | 0.27778 | 0 | 0.27778 | 0.72222 | 0.16667 | 13.486 | 0.00013215 | 979 | 0.01 | 2557 | 10 | 100% | 0 | 0 | 7.25% | 0%
4870 | BEAR VALLEY 2101CB | 252192101 | BEAR VALLEY 2101 | CB | FALSE | 30214.013 | 30214.013 | 154 | 0.16281 | 2.1036 | 26.6137 | 0.26071 | 0.067965 | 0.67132 | 0.24307 | 0.41872 | 0.027706 | 0 | 7.5661 | 0.00013214 | 980 | 0.05 | 1173 | 23.99 | 55.73% | 0 | 6 | 100% | 0%
4025 | CARLOTTA 1121CB | 192291121 | CARLOTTA 1121 | CB | FALSE | 37542.2534 | 4224.1485 | 255 | 0.19728 | 3.4527 | 23.5149 | 0.015033 | 0.5041 | 0.48087 | 0.048627 | 0.3767 | 0.46922 | 0.079412 | 10.4626 | 0.00013212 | 981 | 0.01 | 2186 | 25.07 | 63.58% | 0 | 0 | 16.59% | 0%
8812 | ANTLER 11011376 | 103271101 | ANTLER 1101 | 1376 | FALSE | 14477.8455 | 14477.8455 | 70 | 0.0502 | 4.8569 | 35.8078 | 0 | 0 | 1 | 1 | 0 | 0 | 0 | 20.5095 | 0.00013205 | 982 | 0.05 | 1035 | 26.82 | 100% | 0 | 3 | 100% | 0%
6005 | MIRABEL 1101201156 | 42091101 | MIRABEL 1101 | 201156 | FALSE | 2780.2158 | 2335.0863 | 26 | 0.29131 | 2.9205 | 57.6541 | 0 | 0.33654 | 0.66346 | 0 | 0.66346 | 0.33654 | 0 | 12.0037 | 0.000132 | 983 |  | 2996
6817 | HALF MOON BAY 1103695411 | 24101103 | HALF MOON BAY 1103 | 695411 | FALSE | 13352.973 | 13352.973 | 99 | 0.1824 | 2.1112 | 20.3011 | 0 | 0.62626 | 0.37374 | 0.010101 | 0.42929 | 0.56061 | 0.046296 | 13.1851 | 0.00013199 | 984 |  | 3065
7798 | LOS GATOS 110712041 | 82021107 | LOS GATOS 1107 | 12041 | FALSE | 10143.7851 | 10143.7851 | 65 | 0.043891 | 2.7739 | 28.2841 | 0 | 0 | 1 | 0 | 1 | 0 | 0 | 23.5384 | 0.00013198 | 985 | 0.28 | 160 | 61.89 | 100% | 5 | 1 | 100% | 100%
5603 | HIGHLANDS 1102623120 | 43361102 | HIGHLANDS 1102 | 623120 | FALSE | 12233.579 | 10535.1094 | 67 | 0.23624 | 2.0195 | 33.513 | 0.51567 | 0.038557 | 0.44577 | 0 | 0.44577 | 0.038557 | 0 | 11.1378 | 0.00013171 | 986 |  | 2966
10686 | HARTLEY 110158095 | 43211101 | HARTLEY 1101 | 58095 | TRUE | 251.9158 | 251.9158 | 2 | 0.47375 | 2.1854 | 44.8183 | 0 | 0 | 1 | 0 | 1 | 0 | 0 | 5.4772 | 0.00013161 | 987 | 0.03 | 1460 | 10 | 100% | 0 | 0 | 100% | 0%
11044 | SAN LUIS OBISPO 1104753254 | 182631104 | SAN LUIS OBISPO 1104 | 753254 | TRUE | 576.081 | 561.1486 | 2 | 0.010584 | 1.1033 | 22.0918 | 0 | 1 | 0 | 0 | 0.5 | 0.5 | 0 | 2.4019 | 0.0001316 | 988 |  | 3631
8742 | COARSEGOLD 2104CB | 254432104 | COARSEGOLD 2104 | CB | FALSE | 3906.143 | 3906.143 | 27 | 0.10555 | 1.8522 | 28.3358 | 0.53086 | 0 | 0.46914 | 0 | 0.39506 | 0 | 0 | 5.3781 | 0.00013159 | 989 | 0.03 | 1561 | 54.01 | 41.51% | 0 | 3 | 100% | 0%
8417 | CURTIS 1703CB | 163351703 | CURTIS 1703 | CB | FALSE | 17669.2412 | 14555.9213 | 119 | 0.19986 | 2.1549 | 31.1463 | 0.30476 | 0.021008 | 0.67213 | 0.019328 | 0.67381 | 0 | 0.0042017 | 8.8051 | 0.00013143 | 990 | 0.02 | 2052 | 16.8 | 53.44% | 0 | 2 | 77.88% | 0%
10829 | MILPITAS 110962157 | 82831109 | MILPITAS 1109 | 62157 | TRUE | 72.1015 | 72.1015 | 3 |  |  | 8.126 | 1 | 0 | 0 | 0 | 0 | 0 | 0 |  | 0.00013141 | 991 | 0.01 | 2401 | 10 | 0% | 0 | 0 | 100% | 0%
4896 | IGNACIO 1105490728 | 42481105 | IGNACIO 1105 | 490728 | FALSE | 1414.5018 | 1044.2482 | 11 | 0.53291 | 2.682 | 43.6271 | 0 | 0 | 1 | 0 | 1 | 0 | 0 | 9.5847 | 0.00013128 | 992 |  | 2925
7621 | UKIAH 1115CB | 42771115 | UKIAH 1115 | CB | FALSE | 10025.1577 | 6936.1203 | 73 | 0.42385 | 2.4951 | 64.1429 | 0.12329 | 0.38447 | 0.49224 | 0 | 0.49224 | 0.19713 | 0 | 17.2302 | 0.00013127 | 993 | 0.02 | 1796 | 10 | 64.92% | 0 | 1 | 67.93% | 0%
222 | DUNBAR 1102CB | 43071102 | DUNBAR 1102 | CB | FALSE | 13834.375 | 12733.914 | 113 | 0.30136 | 2.4253 | 52.829 | 0.36325 | 0.272 | 0.36475 | 0.075306 | 0.3382 | 0.22324 | 0.017257 | 11.0237 | 0.00013093 | 994 | 0.02 | 2015 | 20.93 | 44.14% | 4 | 14 | 47.06% | 0%
10492 | DRUM 1101CB | 152321101 | DRUM 1101 | CB | FALSE | 3483.5782 | 3483.5782 | 16 | 0.12246 | 4.5684 | 39.1323 | 0 | 0 | 1 | 0.69792 | 0.30208 | 0 | 0.020833 | 27.3873 | 0.00013085 | 995 | 0.29 | 141 | 96.87 | 100% | 2 | 0 | 100% | 100%
4726 | SHINGLE SPRINGS 210985766 | 153652109 | SHINGLE SPRINGS 2109 | 85766 | FALSE | 29746.7523 | 29746.7523 | 166 | 0.16448 | 2.4555 | 24.0907 | 0 | 0 | 0.99398 | 0.0090361 | 0.98494 | 0 | 0 | 13.4915 | 0.00013073 | 996 | 0.06 | 989 | 50.13 | 99.71% | 3 | 4 | 100% | 0%
10164 | CALPELLA 1101345230 | 43411101 | CALPELLA 1101 | 345230 | FALSE | 4014.2831 | 1908.1944 | 22 | 0.24569 | 2.7368 | 39.7261 | 0 | 0 | 1 | 0.037879 | 0.70455 | 0 | 0 | 5.8854 | 0.00013065 | 997 |  | 3505
5120 | PAUL SWEET 21045394 | 83252104 | PAUL SWEET 2104 | 5394 | FALSE | 24529.1372 | 23340.3938 | 180 | 0.12239 | 2.2929 | 40.0088 | 0.11767 | 0.16659 | 0.69333 | 0 | 0.70167 | 0.1564 | 0.019907 | 13.647 | 0.00013063 | 998 | 0.25 | 209 | 38.46 | 72.86% | 5 | 2 | 93.82% | 100%
5791 | TIDEWATER 210614072 | 14652106 | TIDEWATER 2106 | 14072 | FALSE | 6206.8729 | 5897.3117 | 30 | 0.30315 | 1.5199 | 21.1964 | 0.53333 | 0.25 | 0.21667 | 0 | 0.18333 | 0.25 | 0 | 3.0821 | 0.0001306 | 999 | 0.01 | 2438 | 10 | 16.78% | 0 | 0 | 95.56% | 0%
4056 | CALAVERAS CEMENT 110113424 | 162211101 | CALAVERAS CEMENT 1101 | 13424 | FALSE | 5801.6622 | 2404.2277 | 43 | 0.4672 | 2.185 | 29.1683 | 0 | 0.44186 | 0.55814 | 0 | 0.72093 | 0.27907 | 0 | 10.0168 | 0.00013059 | 1000 | 0.01 | 2148 | 27.79 | 54.51% | 0 | 1 | 32.26% | 0%
7834 | GREENBRAE 1103718674 | 43091103 | GREENBRAE 1103 | 718674 | FALSE | 1848.6771 | 1301.8094 | 16 | 0.74344 | 3.0814 | 46.4939 | 0 | 0.89583 | 0.10417 | 0.21964 | 0.10417 | 0.67619 | 0.03125 | 14.026 | 0.0001305 | 1001 |  | 3168
772 | DIAMOND SPRINGS 11052102 | 152261105 | DIAMOND SPRINGS 1105 | 2102 | FALSE | 62912.0633 | 60307.8799 | 417 | 0.10252 | 2.6633 | 19.3848 | 0.12558 | 0.039029 | 0.83359 | 0.11085 | 0.72873 | 0.033034 | 0 | 9.6177 | 0.00013035 | 1002 | 0.3 | 134 | 30.28 | 83.99% | 5 | 15 | 95.84% | 86%
8442 | MARTELL 11016074 | 163011101 | MARTELL 1101 | 6074 | FALSE | 5923.6574 | 5923.6574 | 34 | 0.19198 | 2.4464 | 32.6258 | 0.058824 | 0.058824 | 0.88235 | 0 | 0.91176 | 0.029412 | 0.020588 | 8.9236 | 0.00013034 | 1003 | 0.03 | 1448 | 10 | 89.99% | 1 | 1 | 100% | 0%
5878 | OLEMA 11011318 | 42291101 | OLEMA 1101 | 1318 | FALSE | 16637.0018 | 13693.4076 | 113 | 0.18133 | 2.252 | 46.2386 | 0.20133 | 0.67478 | 0.12389 | 0.038348 | 0.14602 | 0.61431 | 0.0029499 | 16.2681 | 0.00013033 | 1004 | 0.05 | 1161 | 77.64 | 7.16% | 18 | 6 | 61.46% | 0%
9903 | PACIFICA 1102894156 | 22811102 | PACIFICA 1102 | 894156 | TRUE | 625.3701 | 625.3701 | 4 | 0.2365 | 1.9921 | 17.8356 | 0 | 1 | 0 | 0 | 0 | 1 | 0 | 16.643 | 0.0001303 | 1005 |  | 3450
9315 | LAKEWOOD 2224798018 | 13532224 | LAKEWOOD 2224 | 798018 | FALSE | 1485.4108 | 1448.3137 | 13 | 0.083005 | 1.7558 | 20.864 | 0 | 0.84615 | 0.15385 | 0 | 0.98077 | 0.019231 | 0 | 7.345 | 0.0001303 | 1006 |  | 3340
5851 | SAN RAFAEL 1109692576 | 42011109 | SAN RAFAEL 1109 | 692576 | FALSE | 5517.9962 | 3874.9491 | 51 | 0.4622 | 2.5368 | 39.0813 | 0 | 0.32642 | 0.67358 | 0.096732 | 0.67684 | 0.22642 | 0.019608 | 14.4198 | 0.0001303 | 1007 |  | 2983
46 | MONTE RIO 11111703 | 42811111 | MONTE RIO 1111 | 1703 | FALSE | 2213.9946 | 2213.9946 | 16 | 0.034211 | 3.7717 | 53.3271 | 0 | 0.0625 | 0.9375 | 0 | 0.9375 | 0.0625 | 0 | 28.114 | 0.00013016 | 1008 | 0.2 | 327 | 84.07 | 95.02% | 2 | 1 | 100% | 100%
7038 | MIRABEL 1102334 | 42091102 | MIRABEL 1102 | 334 | FALSE | 14855.8514 | 9584.4637 | 84 | 0.35447 | 2.9532 | 61.3036 | 0.02619 | 0.53651 | 0.4373 | 0.19187 | 0.41706 | 0.32083 | 0.041667 | 14.4782 | 0.00013014 | 1009 | 0.04 | 1335 | 39.79 | 41.25% | 2 | 2 | 61.12% | 48%
6268 | CURTIS 1702S2123 | 163351702 | CURTIS 1702 | S2123 | FALSE | 2988.9855 | 2988.9855 | 25 | 0.26754 | 2.6529 | 45.2449 | 0 | 0 | 1 | 0.073333 | 0.92667 | 0 | 0.013333 | 18.8336 | 0.00012986 | 1010 |  | 3018
4437 | STILLWATER 1102CB | 103561102 | STILLWATER 1102 | CB | FALSE | 40316.4241 | 40301.3395 | 275 | 0.11264 | 3.4933 | 24.9119 | 0.12589 | 0 | 0.87157 | 0.67909 | 0.19126 | 0 | 0.013939 | 8.4847 | 0.00012985 | 1011 | 0.07 | 897 | 15.08 | 83.36% | 3 | 7 | 99.96% | 0%
10810 | PLACERVILLE 1111610322 | 153081111 | PLACERVILLE 1111 | 610322 | TRUE | 220.6867 | 220.6867 | 3 | 0.83711 | 3.1368 | 24.2689 | 0 | 0 | 0.66667 | 0.66667 | 0 | 0 | 0 | 10.1109 | 0.00012983 | 1012 |  | 3607
6171 | WYANDOTTE 110737472 | 102911107 | WYANDOTTE 1107 | 37472 | FALSE | 23988.0552 | 14935.9015 | 157 | 0.11011 | 2.515 | 34.7387 | 0.24544 | 0.22134 | 0.53323 | 0.0015924 | 0.5518 | 0.20117 | 0.018047 | 4.022 | 0.00012968 | 1013 | 0.01 | 2439 | 13.72 | 63.51% | 2 | 3 | 42.06% | 0%
85 | HALSEY 11011704 | 152241101 | HALSEY 1101 | 1704 | FALSE | 21239.3917 | 21231.8185 | 160 | 0.086419 | 2.9956 | 32.5979 | 0.1101 | 0.091875 | 0.79365 | 0.21781 | 0.58208 | 0.085625 | 0.021875 | 13.1078 | 0.00012962 | 1014 | 0.07 | 867 | 10 | 79.44% | 4 | 15 | 96.8% | 0%
10722 | TASSAJARA 2103557000 | 14662103 | TASSAJARA 2103 | 557000 | TRUE | 398.6933 | 335.0317 | 3 | 0.057059 | 1.6692 | 17.997 | 0 | 1 | 0 | 0 | 0 | 1 | 0 | 4.2579 | 0.00012959 | 1015 |  | 3596
1104 | BRUNSWICK 11042112 | 152481104 | BRUNSWICK 1104 | 2112 | FALSE | 31201.9016 | 31201.9016 | 222 | 0.08904 | 3.8754 | 33.4883 | 0 | 0.079344 | 0.91052 | 0.63626 | 0.3536 | 0 | 0.008151 | 12.0439 | 0.00012958 | 1016 | 0.1 | 672 | 55.16 | 89% | 4 | 7 | 100% | 25%
6879 | SEACLIFF 0401CB | 83500401 | SEACLIFF 0401 | CB | FALSE | 9677.833 | 9246.0032 | 73 | 0.11168 | 2.0064 | 33.2932 | 0.03653 | 0.35731 | 0.55137 | 0 | 0.55137 | 0.35731 | 0.018265 | 21.0542 | 0.00012957 | 1017 | 0.14 | 487 | 16.59 | 59.63% | 6 | 2 | 97.46% | 84%
6923 | OLEMA 1101758594 | 42291101 | OLEMA 1101 | 758594 | FALSE | 3264.6914 | 1943.4938 | 21 | 0.32088 | 2.586 | 49.2926 | 0 | 0.55782 | 0.44218 | 0 | 0.44218 | 0.55782 | 0.011905 | 10.9235 | 0.00012955 | 1018 |  | 3075
1922 | ALLEGHANY 1102CB | 152101102 | ALLEGHANY 1102 | CB | FALSE | 28981.2992 | 28981.2992 | 104 | 0.049754 | 4.713 | 40.6638 | 0.0076923 | 0.50849 | 0.48381 | 0.88894 | 0.10337 | 0 | 0.048077 | 21.0681 | 0.00012953 | 1019 | 0.48 | 31 | 92.8 | 39.16% | 4 | 24 | 100% | 100%
7010 | WILLITS 1103966 | 42661103 | WILLITS 1103 | 966 | FALSE | 3670.4356 | 1555.849 | 34 | 0.49857 | 3.4537 | 42.824 | 0.48529 | 0.15686 | 0.35784 | 0.004902 | 0.38235 | 0.12745 | 0.044118 | 7.9253 | 0.00012939 | 1020 | 0.01 | 2264 | 20.84 | 41.93% | 0 | 1 | 57.92% | 0%
2103 | DOBBINS 11011808 | 153741101 | DOBBINS 1101 | 1808 | FALSE | 25003.3757 | 25003.3757 | 171 | 0.055996 | 3.7971 | 21.4367 | 0 | 0 | 1 | 0 | 1 | 0 | 0.0073099 | 7.3979 | 0.00012923 | 1021 | 0.04 | 1265 | 16.96 | 100% | 1 | 0 | 100% | 6%
7172 | FITCH MOUNTAIN 1113356 | 42751113 | FITCH MOUNTAIN 1113 | 356 | FALSE | 24352.0152 | 17245.1485 | 136 | 0.27864 | 3.2141 | 61.3576 | 0.0073529 | 0.37929 | 0.61336 | 0.0036765 | 0.6152 | 0.37377 | 0.0098039 | 18.4563 | 0.00012922 | 1022 | 0.07 | 821 | 80.78 | 75.25% | 5 | 1 | 65.83% | 51%
8166 | BANGOR 1101CB | 103191101 | BANGOR 1101 | CB | FALSE | 34332.3301 | 30178.5623 | 171 | 0.11627 | 2.2668 | 22.9413 | 0.043748 | 0.20479 | 0.75146 | 0.0019493 | 0.81969 | 0.13461 | 0.02924 | 3.5889 | 0.00012918 | 1023 | 0.03 | 1718 | 14.91 | 68.16% | 4 | 2 | 88.52% | 0%
4451 | HIGHLANDS 1103568 | 43361103 | HIGHLANDS 1103 | 568 | FALSE | 14789.9903 | 12940.6184 | 118 | 0.34187 | 2.0753 | 40.521 | 0.088983 | 0.07839 | 0.83263 | 0 | 0.83263 | 0.07839 | 0 | 11.5365 | 0.00012911 | 1024 | 0.03 | 1738 | 14.52 | 84.3% | 1 | 2 | 84.45% | 0%
5315 | GIRVAN 11011636 | 103401101 | GIRVAN 1101 | 1636 | FALSE | 29887.6303 | 29071.18 | 200 | 0.26969 | 2.8539 | 22.5512 | 0.25333 | 0 | 0.74667 | 0.48667 | 0.19167 | 0 | 0 | 12.9268 | 0.00012911 | 1025 | 0.2 | 319 | 29.06 | 66.7% | 0 | 3 | 90.3% | 84%
1700 | LUCERNE 110676850 | 43351106 | LUCERNE 1106 | 76850 | FALSE | 5941.1146 | 3458.1261 | 51 | 0.7953 | 2.8131 | 50.1509 | 0.41947 | 0.12208 | 0.45845 | 0 | 0.45845 | 0.12208 | 0 | 43.7202 | 0.00012907 | 1026 | 0.01 | 2571 | 10 | 61.3% | 0 | 3 | 55.89% | 0%
24 | FITCH MOUNTAIN 1113443164 | 42751113 | FITCH MOUNTAIN 1113 | 443164 | FALSE | 15151.4475 | 4499.5872 | 111 | 0.40425 | 2.8181 | 53.6774 | 0.094595 | 0.30105 | 0.60435 | 0.006006 | 0.59835 | 0.30105 | 0 | 8.8955 | 0.00012907 | 1027 |  | 2651
5238 | DIAMOND SPRINGS 110656026 | 152261106 | DIAMOND SPRINGS 1106 | 56026 | FALSE | 24339.1905 | 24339.1905 | 158 | 0.056192 | 3.2136 | 21.0698 | 0.13177 | 0.028481 | 0.83975 | 0.4477 | 0.39204 | 0.028481 | 0.013361 | 13.5903 | 0.00012905 | 1028 | 0.03 | 1452 | 21.25 | 81.61% | 2 | 7 | 100% | 0%
3943 | MOUNTAIN QUARRIES 2101CB | 152282101 | MOUNTAIN QUARRIES 2101 | CB | FALSE | 40215.5467 | 40215.5467 | 262 | 0.093669 | 2.502 | 20.0876 | 0.12465 | 0.15954 | 0.71581 | 0.015267 | 0.85703 | 0 | 0.0038168 | 6.5695 | 0.00012902 | 1029 | 0.06 | 946 | 44.45 | 67.2% | 2 | 3 | 100% | 0%
10217 | PAUL SWEET 2102959032 | 83252102 | PAUL SWEET 2102 | 959032 | FALSE | 1582.9544 | 1283.5288 | 11 | 0.2357 | 2.3236 | 32.2427 | 0 | 0.72727 | 0.27273 | 0 | 0.27273 | 0.45455 | 0 | 11.5376 | 0.00012885 | 1030 |  | 3517
8864 | WOODACRE 110191900 | 43021101 | WOODACRE 1101 | 91900 | FALSE | 22248.6035 | 14519.294 | 91 | 0.052842 | 2.6479 | 43.7734 | 0.010989 | 0.6804 | 0.30861 | 0 | 0.38187 | 0.60348 | 0 | 10.7863 | 0.00012885 | 1031 | 0.03 | 1453 | 74.14 | 47.27% | 4 | 8 | 55.53% | 8%
353 | CURTIS 170210940 | 163351702 | CURTIS 1702 | 10940 | FALSE | 17097.711 | 13824.9592 | 138 | 0.29331 | 2.4882 | 28.9221 | 0.15048 | 0.025966 | 0.82355 | 0.28128 | 0.55193 | 0.016304 | 0 | 9.3873 | 0.0001288 | 1032 | 0.04 | 1203 | 16.96 | 82.71% | 2 | 8 | 88.08% | 0%
3393 | SILVERADO 2102714 | 43432102 | SILVERADO 2102 | 714 | FALSE | 17594.5823 | 5568.6627 | 121 | 0.53511 | 2.3726 | 44.5593 | 0.31877 | 0.27737 | 0.4011 | 0.024793 | 0.4135 | 0.24018 | 0.0099174 | 12.6698 | 0.0001288 | 1033 | 0.02 | 2047 | 45.48 | 19.37% | 4 | 5 | 38.82% | 7%
463 | WEIMAR 11012084 | 152491101 | WEIMAR 1101 | 2084 | FALSE | 29723.3403 | 29723.3403 | 219 | 0.066979 | 3.1805 | 25.4653 | 0.013699 | 0 | 0.98021 | 0.77664 | 0.19216 | 0 | 0.011416 | 15.1489 | 0.00012877 | 1034 | 0.07 | 839 | 37.4 | 99.11% | 2 | 13 | 100% | 0%
5737 | UKIAH 11151216 | 42771115 | UKIAH 1115 | 1216 | FALSE | 30877.2329 | 21628.5531 | 182 | 0.32252 | 2.4908 | 49.4479 | 0.16784 | 0.11767 | 0.71448 | 0.044872 | 0.6806 | 0.10668 | 0.0054945 | 9.0437 | 0.00012873 | 1035 | 0.03 | 1464 | 25.96 | 80.05% | 1 | 10 | 70.13% | 0%
5591 | CURTIS 17029220 | 163351702 | CURTIS 1702 | 9220 | FALSE | 18356.5403 | 17704.0281 | 123 | 0.086709 | 2.4926 | 31.3178 | 0.025745 | 0.22046 | 0.74566 | 0.086992 | 0.5145 | 0.15705 | 0.012195 | 11.7159 | 0.00012861 | 1036 | 0.06 | 1003 | 18 | 77.35% | 2 | 13 | 99.21% | 0%
6668 | PAUL SWEET 21075291 | 83252107 | PAUL SWEET 2107 | 5291 | TRUE | 1596.261 | 50.439 | 14 | 0.58714 | 2.4648 | 31.7732 | 0.57738 | 0.30357 | 0.11905 | 0 | 0.11905 | 0.30357 | 0 | 9.2829 | 0.00012858 | 1037 |  | 3053
2727 | OREGON TRAIL 11031500 | 103521103 | OREGON TRAIL 1103 | 1500 | FALSE | 41880.4686 | 41880.4686 | 261 | 0.29791 | 3.0839 | 22.6075 | 0.0076628 | 0.024649 | 0.96673 | 0.46034 | 0.4461 | 0.015326 | 0.0012771 | 6.8874 | 0.00012847 | 1038 | 0.08 | 774 | 16.66 | 98.22% | 2 | 4 | 96.57% | 0%
9134 | SAN LUIS OBISPO 1104350030 | 182631104 | SAN LUIS OBISPO 1104 | 350030 | FALSE | 14009.015 | 9325.238 | 107 | 0.43535 | 1.0848 | 2.5658 | 0.96262 | 0.037383 | 0 | 0 | 0 | 0 | 0 | 3.4628 | 0.00012847 | 1039 |  | 3314
3429 | CLOVERDALE 1101399855 | 42821101 | CLOVERDALE 1101 | 399855 | FALSE | 4438.9669 | 4409.9199 | 19 | 0.051478 | 3.1017 | 42.1406 | 0 | 0.36842 | 0.63158 | 0 | 0.63158 | 0.36842 | 0 | 17.5543 | 0.00012846 | 1040 |  | 2826
6186 | CALAVERAS CEMENT 110111188 | 162211101 | CALAVERAS CEMENT 1101 | 11188 | FALSE | 48202.5217 | 48202.5217 | 294 | 0.12688 | 2.2155 | 24.744 | 0.055896 | 0.14756 | 0.79484 | 0.056463 | 0.61905 | 0.10958 | 0.0068027 | 7.882 | 0.00012846 | 1041 | 0.03 | 1541 | 29.74 | 82.62% | 0 | 1 | 100% | 0%
2018 | SMARTVILLE 1101CB | 153791101 | SMARTVILLE 1101 | CB | FALSE | 26399.8993 | 26026.0287 | 152 | 0.1107 | 2.4211 | 17.1755 | 0.092638 | 0.10993 | 0.79743 | 0.020677 | 0.77675 | 0.10993 | 0 | 5.0968 | 0.00012844 | 1042 | 0.03 | 1514 | 12.19 | 82.07% | 1 | 6 | 100% | 0%
15 | MENDOCINO 1101450 | 42951101 | MENDOCINO 1101 | 450 | FALSE | 30451.6805 | 9311.1997 | 208 | 0.35348 | 2.7759 | 52.2952 | 0.06258 | 0.12091 | 0.81651 | 0.018429 | 0.79808 | 0.12091 | 0.0012019 | 11.3023 | 0.00012825 | 1043 | 0.02 | 1831 | 36.4 | 100% | 0 | 2 | 30.28% | 3%
4764 | ALLEGHANY 1101CB | 152101101 | ALLEGHANY 1101 | CB | FALSE | 7034.6563 | 7034.6563 | 40 | 0.059373 | 4.9665 | 17.5082 | 0.1297 | 0.205 | 0.6653 | 0.5528 | 0.2 | 0.1175 | 0.0125 | 21.6126 | 0.00012824 | 1044 | 0.24 | 218 | 94.19 | 45.96% | 2 | 2 | 100% | 100%
5493 | SHADY GLEN 11012768 | 152431101 | SHADY GLEN 1101 | 2768 | FALSE | 13051.8561 | 12269.0577 | 88 | 0.058851 | 3.4048 | 31.4815 | 0 | 0.024621 | 0.96686 | 0.57576 | 0.41572 | 0 | 0.011364 | 18.3737 | 0.00012814 | 1045 | 0.06 | 985 | 67.56 | 97.78% | 0 | 5 | 95.39% | 10%
2231 | HICKS 2103LB50 | 83432103 | HICKS 2103 | LB50 | FALSE | 18304.0568 | 18130.2581 | 65 | 0.10789 | 2.1162 | 20.7378 | 0 | 0.38974 | 0.61026 | 0 | 0.61026 | 0.38974 | 0 | 11.9435 | 0.00012813 | 1046 | 0.06 | 1013 | 72.46 | 80.45% | 3 | 2 | 82.11% | 28%
6678 | MIDDLETOWN 11011325 | 43141101 | MIDDLETOWN 1101 | 1325 | FALSE | 13829.5499 | 13829.5499 | 80 | 0.092464 | 3.8012 | 50.7481 | 0.0125 | 0.0083333 | 0.97917 | 0.10625 | 0.87292 | 0.0083333 | 0 | 17.0417 | 0.00012793 | 1047 | 0.23 | 236 | 66.53 | 99.94% | 1 | 2 | 100% | 100%
6330 | CURTIS 170268380 | 163351702 | CURTIS 1702 | 68380 | FALSE | 10711.9675 | 10711.9675 | 88 | 0.23726 | 2.6438 | 29.8684 | 0 | 0.0056818 | 0.99432 | 0.40909 | 0.59091 | 0 | 0.0037879 | 17.6906 | 0.00012793 | 1048 | 0.18 | 369 | 16.42 | 99.81% | 2 | 11 | 100% | 66%
10497 | FORT ORD 21069658 | 182402106 | FORT ORD 2106 | 9658 | TRUE | 156.0125 | 156.0125 | 3 | 0.27458 | 1.1396 | 8.7945 | 1 | 0 | 0 | 0 | 0 | 0 | 0 | 6.6465 | 0.00012787 | 1049 | 0.01 | 2475 | 10 | 0% | 0 | 0 | 100% | 0%
6523 | ALTO 1124870444 | 42031124 | ALTO 1124 | 870444 | FALSE | 4770.1261 | 4746.504 | 35 | 0.51619 | 2.4956 | 49.5169 | 0.17857 | 0.79286 | 0.028571 | 0 | 0.028571 | 0.79286 | 0 | 15.266 | 0.00012787 | 1050 |  | 3038
9046 | OTTER 11022166 | 182941102 | OTTER 1102 | 2166 | FALSE | 6559.0006 | 6559.0006 | 41 | 0.20517 | 1.8973 | 31.242 | 0.11463 | 0.81626 | 0.069106 | 0 | 0.56585 | 0.31951 | 0.02439 | 22.3291 | 0.00012787 | 1051 | 0.03 | 1577 | 30.34 | 3.17% | 4 | 2 | 100% | 0%
4505 | LOW GAP 11014086 | 192411101 | LOW GAP 1101 | 4086 | FALSE | 18494.2051 | 18494.2051 | 66 | 0.096488 | 4.5481 | 20.313 | 0 | 0 | 1 | 0.99495 | 0 | 0 | 0 | 13.5016 | 0.00012787 | 1052 | 0.09 | 735 | 83 | 100% | 1 | 2 | 100% | 0%
7040 | PAUL SWEET 2106428102 | 83252106 | PAUL SWEET 2106 | 428102 | FALSE | 20879.8446 | 19729.9421 | 158 | 0.16276 | 2.1192 | 36.3679 | 0.0052743 | 0.20125 | 0.78082 | 0 | 0.74494 | 0.17015 | 0.0031646 | 18.0473 | 0.00012781 | 1053 | 0.14 | 504 | 14.02 | 80.02% | 8 | 3 | 89.09% | 76%
5387 | PLACERVILLE 210611132 | 153082106 | PLACERVILLE 2106 | 11132 | FALSE | 69633.6958 | 69633.6958 | 420 | 0.05223 | 2.942 | 21.8603 | 0.11782 | 0.083413 | 0.79877 | 0.61504 | 0.1981 | 0.064286 | 0 | 11.5802 | 0.00012774 | 1054 | 0.32 | 111 | 37.69 | 78.66% | 11 | 29 | 100% | 67%
3755 | INDIAN FLAT 1104CB | 252691104 | INDIAN FLAT 1104 | CB | FALSE | 20557.4413 | 20557.4413 | 85 | 0.18912 | 2.3888 | 36.5788 | 0.072941 | 0.24412 | 0.68294 | 0.43539 | 0.2698 | 0.079216 | 0 | 5.5911 | 0.0001276 | 1055 | 0.08 | 757 | 39.9 | 69.22% | 2 | 12 | 100% | 0%
3012 | RACETRACK 170311270 | 163761703 | RACETRACK 1703 | 11270 | FALSE | 20312.1456 | 20312.1456 | 123 | 0.15348 | 2.1469 | 34.8909 | 0 | 0.41378 | 0.58622 | 0.056911 | 0.86125 | 0.081843 | 0 | 8.5461 | 0.00012756 | 1056 | 0.03 | 1632 | 27.44 | 56.51% | 3 | 6 | 100% | 0%
4822 | CAMP EVERS 21035404 | 83622103 | CAMP EVERS 2103 | 5404 | FALSE | 7456.6431 | 4377.7978 | 63 | 0.55825 | 2.259 | 34.4982 | 0.38042 | 0.34471 | 0.27487 | 0.026455 | 0.27487 | 0.18995 | 0.075397 | 14.6788 | 0.00012738 | 1057 | 0.05 | 1144 | 10 | 26.91% | 3 | 0 | 57.99% | 100%
7853 | CLOVERDALE 1102670 | 42821102 | CLOVERDALE 1102 | 670 | TRUE | 4937.5444 | 587.1475 | 43 | 0.6407 | 2.8219 | 49.1867 | 0.40526 | 0.19878 | 0.39596 | 0 | 0.38433 | 0.19878 | 0 | 4.1705 | 0.00012733 | 1058 | 0.01 | 2500 | 10 | 95.35% | 0 | 0 | 6.73% | 0%
8488 | BROWNS VALLEY 1101CB | 152921101 | BROWNS VALLEY 1101 | CB | FALSE | 4580.4088 | 3639.3631 | 17 | 0.19582 | 1.8095 | 19.6206 | 0.42157 | 0.068627 | 0.5098 | 0.039216 | 0.53922 | 0 | 0 | 3.7917 | 0.00012727 | 1059 |  | 3230
3154 | CALISTOGA 1102634 | 42711102 | CALISTOGA 1102 | 634 | FALSE | 27022.9414 | 18046.5459 | 178 | 0.51719 | 2.6274 | 46.613 | 0.014419 | 0.28914 | 0.69644 | 0.005618 | 0.68521 | 0.14719 | 0 | 14.2066 | 0.00012722 | 1060 | 0.23 | 232 | 49.13 | 63.48% | 13 | 6 | 61.37% | 93%
5369 | OAKLAND K 1104CR206 | 12101104 | OAKLAND K 1104 | CR206 | FALSE | 2877.1568 | 2877.1568 | 22 | 0.43374 | 2.0165 | 18.5357 | 0.090909 | 0.71212 | 0.19697 | 0.026515 | 0.61667 | 0.23864 | 0 | 17.8954 | 0.00012717 | 1061 | 0.07 | 903 | 10 | 7.75% | 0 | 1 | 100% | 100%
7132 | ANTLER 11011612 | 103271101 | ANTLER 1101 | 1612 | FALSE | 14766.2971 | 14766.2971 | 86 | 0.074741 | 4.3625 | 36.3339 | 0 | 0 | 1 | 0.90698 | 0.05814 | 0 | 0 | 19.0925 | 0.00012715 | 1062 | 0.04 | 1296 | 10 | 100% | 2 | 6 | 90.86% | 15%
10986 | RINCON 1101205854 | 43321101 | RINCON 1101 | 205854 | TRUE | 505.1079 | 505.1079 | 5 | 0.034995 | 2.6793 | 35.3264 | 0 | 0 | 1 | 0 | 1 | 0 | 0 | 11.3651 | 0.00012714 | 1063 |  | 3625
7642 | PENRYN 1105168616 | 152561105 | PENRYN 1105 | 168616 | FALSE | 13634.7639 | 5078.9905 | 102 | 0.10947 | 2.1269 | 24.2674 | 0 | 0.55509 | 0.44491 | 0 | 0.66258 | 0.33742 | 0.060784 | 8.4044 | 0.00012703 | 1064 |  | 3144
4869 | BELL 11082202 | 152701108 | BELL 1108 | 2202 | FALSE | 53635.0932 | 52339.4363 | 363 | 0.089095 | 2.6268 | 28.4721 | 0.15243 | 0.15363 | 0.68972 | 0.017539 | 0.69752 | 0.12461 | 0.019284 | 9.4762 | 0.0001269 | 1065 | 0.06 | 907 | 20.68 | 70.59% | 0 | 8 | 96.19% | 0%
1364 | CAMP EVERS 21035402 | 83622103 | CAMP EVERS 2103 | 5402 | FALSE | 10826.3428 | 4595.9767 | 87 | 0.33731 | 2.1046 | 35.486 | 0.073598 | 0.60906 | 0.31734 | 0.0048763 | 0.37741 | 0.26015 | 0.01341 | 13.7266 | 0.0001269 | 1066 | 0.06 | 969 | 10 | 29.07% | 11 | 2 | 42.31% | 90%
3279 | OAKHURST 1101CB | 254421101 | OAKHURST 1101 | CB | FALSE | 4772.9739 | 3724.6766 | 47 | 0.39658 | 2.0059 | 39.4907 | 0.31307 | 0 | 0.68693 | 0.36565 | 0.32128 | 0 | 0 | 6.8037 | 0.00012677 | 1067 | 0.04 | 1353 | 35.56 | 74.52% | 0 | 12 | 97.3% | 2%
7054 | STANISLAUS 1702L3151 | 162821702 | STANISLAUS 1702 | L3151 | FALSE | 1595.4085 | 1595.4085 | 13 | 0.17637 | 3.4877 | 31.7319 | 0 | 0.19231 | 0.80769 | 0.80769 | 0.19231 | 0 | 0 | 25.8192 | 0.0001267 | 1068 | 0.18 | 375 | 86.97 | 85.25% | 0 | 0 | 100% | 100%
1927 | HIGGINS 1110166282 | 152691110 | HIGGINS 1110 | 166282 | FALSE | 38601.364 | 38601.364 | 256 | 0.053201 | 3.2193 | 27.4525 | 0.032227 | 0 | 0.96094 | 0.046875 | 0.88411 | 0 | 0.016602 | 12.613 | 0.00012662 | 1069 |  | 2757
1878 | JESSUP 110168362 | 103441101 | JESSUP 1101 | 68362 | FALSE | 11797.2095 | 8312.3827 | 96 | 0.41574 | 2.5557 | 25.3254 | 0.41753 | 0 | 0.58247 | 0.39236 | 0.1901 | 0 | 0 | 7.8152 | 0.00012657 | 1070 |  | 2751
7942 | FULTON 11024994 | 42561102 | FULTON 1102 | 4994 | FALSE | 6920.6464 | 2185.8295 | 45 | 0.53347 | 2.5876 | 33.4037 | 0.40635 | 0 | 0.58624 | 0 | 0.5418 | 0 | 0 | 7.9127 | 0.00012652 | 1071 | 0.01 | 2335 | 60.29 | 44.56% | 0 | 1 | 40.25% | 0%
10279 | VOLTA 1102CB | 102541102 | VOLTA 1102 | CB | FALSE | 5307.8327 | 5307.8327 | 25 | 0.013202 | 2.9863 | 21.6873 | 0.64 | 0 | 0.36 | 0.36 | 0 | 0 | 0 | 22.1569 | 0.0001265 | 1072 | 0.12 | 564 | 84.69 | 16.79% | 3 | 0 | 100% | 100%
5527 | MARIPOSA 2102241564 | 254452102 | MARIPOSA 2102 | 241564 | FALSE | 1774.1526 | 1146.9072 | 14 | 0.29995 | 2.0648 | 32.0642 | 0.45595 | 0.085714 | 0.45833 | 0.3869 | 0 | 0.085714 | 0 | 5.2346 | 0.0001265 | 1073 |  | 2961
4041 | FROGTOWN 1702737236 | 163451702 | FROGTOWN 1702 | 737236 | FALSE | 14223.4405 | 14101.6239 | 88 | 0.15021 | 2.2062 | 23.905 | 0.13826 | 0.14205 | 0.71742 | 0.017045 | 0.79356 | 0 | 0 | 7.873 | 0.00012645 | 1074 |  | 2868
8898 | RACETRACK 17036014 | 163761703 | RACETRACK 1703 | 6014 | FALSE | 11167.2532 | 11167.2532 | 73 | 0.13272 | 2.1758 | 35.8245 | 0 | 0.41164 | 0.58836 | 0.24247 | 0.74384 | 0.013699 | 0 | 9.0691 | 0.00012645 | 1075 | 0.04 | 1315 | 27.25 | 64.22% | 2 | 1 | 100% | 0%
9661 | SARATOGA 1105431214 | 83371105 | SARATOGA 1105 | 431214 | TRUE | 794.6731 | 500.3272 | 9 | 0.46923 | 1.6305 | 24.6426 | 0 | 0.77778 | 0.22222 | 0 | 0.22222 | 0.77778 | 0 | 7.5063 | 0.00012639 | 1076 |  | 3396
1390 | CURTIS 170539256 | 163351705 | CURTIS 1705 | 39256 | FALSE | 42581.0612 | 42581.0612 | 287 | 0.10724 | 2.3278 | 30.2677 | 0.11855 | 0.15186 | 0.72959 | 0.14564 | 0.66135 | 0.074448 | 0.0034843 | 11.0446 | 0.00012638 | 1077 | 0.09 | 711 | 14.86 | 72.89% | 2 | 39 | 100% | 0%
8495 | PENRYN 110550550 | 152561105 | PENRYN 1105 | 50550 | TRUE | 16250.0266 | 0 | 127 | 0.13492 | 2.027 | 23.828 | 0 | 0.57612 | 0.42388 | 0.010499 | 0.46325 | 0.52625 | 0.0041995 | 6.955 | 0.00012612 | 1078 | 0.01 | 2300 | 23.69 | 96.13% | 0 | 1 | 22.41% | 0%
6726 | MARTELL 110292172 | 163011102 | MARTELL 1102 | 92172 | TRUE | 5246.1471 | 190.7947 | 45 | 0.71423 | 2.407 | 36.8394 | 0.011111 | 0.64041 | 0.34848 | 0.071111 | 0.68333 | 0.15111 | 0.02963 | 6.3094 | 0.00012597 | 1079 | 0.01 | 2248 | 10 | 31.25% | 0 | 0 | 49.18% | 0%
2943 | PAUL SWEET 2105CB | 83252105 | PAUL SWEET 2105 | CB | FALSE | 14092.576 | 11980.8022 | 86 | 0.19353 | 2.107 | 30.5234 | 0.24668 | 0.14826 | 0.5843 | 0 | 0.64922 | 0.10078 | 0.012597 | 16.725 | 0.00012586 | 1080 | 0.06 | 975 | 24.93 | 34.71% | 10 | 1 | 52.4% | 91%
413 | BRUNSWICK 11062796 | 152481106 | BRUNSWICK 1106 | 2796 | FALSE | 31981.5846 | 31981.5846 | 253 | 0.068977 | 3.7488 | 33.6042 | 0.16659 | 0.083992 | 0.74942 | 0.60698 | 0.22643 | 0 | 0.0039526 | 18.9415 | 0.00012583 | 1081 | 0.2 | 311 | 59.79 | 71.67% | 4 | 4 | 100% | 99%
3701 | FRENCH GULCH 1101CB | 103381101 | FRENCH GULCH 1101 | CB | FALSE | 3697.5337 | 3697.5337 | 32 | 0.34841 | 2.8244 | 34.4696 | 0 | 0 | 1 | 0.40104 | 0.38021 | 0 | 0 | 5.7459 | 0.00012582 | 1082 | 0.03 | 1552 | 10 | 100% | 0 | 3 | 100% | 0%
6999 | JESSUP 1102158468 | 103441102 | JESSUP 1102 | 158468 | FALSE | 1388.9106 | 1120.0792 | 11 | 0.50603 | 2.2573 | 20.1147 | 0.70346 | 0 | 0.28139 | 0.25108 | 0.030303 | 0 | 0 | 11.682 | 0.00012572 | 1083 |  | 3084
2753 | CALPELLA 11011204 | 43411101 | CALPELLA 1101 | 1204 | FALSE | 18353.2445 | 15255.8356 | 124 | 0.32339 | 2.6754 | 50.4845 | 0.27711 | 0.051075 | 0.67181 | 0 | 0.67181 | 0.051075 | 0.0080645 | 10.8064 | 0.00012564 | 1084 | 0.03 | 1556 | 21.57 | 72.42% | 2 | 10 | 70.57% | 0%
916 | WYANDOTTE 1105329930 | 102911105 | WYANDOTTE 1105 | 329930 | FALSE | 19740.5748 | 10526.1812 | 137 | 0.40451 | 2.2192 | 40.3712 | 0.089451 | 0.56648 | 0.34164 | 0.0012165 | 0.33677 | 0.56283 | 0.03455 | 9.9389 | 0.00012563 | 1085 | 0.01 | 2508 | 11.13 | 28.89% | 0 | 1 | 75.51% | 0%
9287 | SOBRANTE 1103N510R | 14671103 | SOBRANTE 1103 | N510R | TRUE | 1403.237 | 401.7471 | 15 | 0.3508 | 1.8267 | 23.0888 | 0.78889 | 0.21111 | 0 | 0 | 0 | 0.066667 | 0 | 27.5847 | 0.00012562 | 1086 | 0.01 | 2434 | 10 | 0% | 1 | 0 | 5.82% | 0%
1626 | MOLINO 110251788 | 42571102 | MOLINO 1102 | 51788 | FALSE | 20901.6945 | 8188.5748 | 153 | 0.36772 | 2.8553 | 57.0481 | 0.022876 | 0.41307 | 0.56405 | 0.017974 | 0.54608 | 0.40654 | 0.081699 | 14.5527 | 0.00012561 | 1087 | 0.02 | 1991 | 26.79 | 66.33% | 10 | 1 | 38.47% | 5%
9909 | OLEMA 1101337220 | 42291101 | OLEMA 1101 | 337220 | FALSE | 8725.086 | 7959.8917 | 28 | 0.24729 | 2.3175 | 38.9214 | 0 | 0.5 | 0.5 | 0 | 0.5 | 0.5 | 0 | 22.0286 | 0.00012555 | 1088 |  | 3451
2358 | WHITMORE 11011594 | 103601101 | WHITMORE 1101 | 1594 | FALSE | 39042.2093 | 39042.2093 | 160 | 0.072347 | 3.0841 | 18.3952 | 0 | 0.059375 | 0.88542 | 0.8526 | 0.092188 | 0 | 0.009375 | 15.0115 | 0.00012552 | 1089 | 0.09 | 696 | 53.32 | 84.24% | 2 | 1 | 100% | 29%
8287 | LUCERNE 11034624 | 43351103 | LUCERNE 1103 | 4624 | TRUE | 6101.7647 | 50.6724 | 42 | 0.40693 | 2.266 | 52.0302 | 0.5754 | 0.18651 | 0.2381 | 0.02381 | 0.1627 | 0.18651 | 0.02381 | 43.3434 | 0.00012548 | 1090 | 0.01 | 2317 | 10 | 26.07% | 0 | 0 | 19.5% | 0%
8905 | MIDDLETOWN 1101118494 | 43141101 | MIDDLETOWN 1101 | 118494 | FALSE | 1737.509 | 1714.9565 | 12 | 0.058286 | 3.0235 | 36.2302 | 0 | 0.19444 | 0.80556 | 0 | 0.80556 | 0.19444 | 0 | 6.9217 | 0.00012542 | 1091 |  | 3276
3779 | NOTRE DAME 1103317782 | 102041103 | NOTRE DAME 1103 | 317782 | TRUE | 6689.8142 | 874.1929 | 53 | 0.33577 | 1.9949 | 29.6418 | 0.22642 | 0 | 0.77358 | 0.018868 | 0.75472 | 0 | 0 | 4.4618 | 0.00012534 | 1092 |  | 2852
6906 | IONE 1101CB | 163881101 | IONE 1101 | CB | FALSE | 22613.9915 | 2970.8687 | 85 | 0.21846 | 1.5643 | 25.3342 | 0.33782 | 0.23529 | 0.41933 | 0 | 0.45854 | 0.18824 | 0.0039216 | 7.0863 | 0.00012529 | 1093 | 0.01 | 2312 | 49.77 | 2.97% | 1 | 0 | 13.95% | 0%
7011 | MOUNTAIN QUARRIES 21011180 | 152282101 | MOUNTAIN QUARRIES 2101 | 1180 | FALSE | 20847.2086 | 20847.2086 | 141 | 0.068114 | 3.0465 | 20.7379 | 0 | 0.09078 | 0.90922 | 0.49645 | 0.46454 | 0.031915 | 0.014184 | 15.1319 | 0.00012525 | 1094 | 0.05 | 1151 | 30.38 | 92.22% | 1 | 2 | 100% | 9%
327 | CURTIS 170463502 | 163351704 | CURTIS 1704 | 63502 | FALSE | 16836.9835 | 16836.9835 | 107 | 0.18798 | 2.201 | 30.5066 | 0.0093458 | 0.41422 | 0.57644 | 0.044949 | 0.65554 | 0.15376 | 0 | 12.25 | 0.00012514 | 1095 | 0.05 | 1149 | 25.89 | 57.75% | 1 | 16 | 100% | 0%
3326 | ORO FINO 110265932 | 103031102 | ORO FINO 1102 | 65932 | FALSE | 7276.7194 | 7276.7194 | 48 | 0.021658 | 4.1137 | 28.2982 | 0.084722 | 0 | 0.91111 | 0.57569 | 0.31458 | 0 | 0 | 15.6031 | 0.00012509 | 1096 | 0.25 | 207 | 96.87 | 92.73% | 3 | 5 | 100% | 100%
10830 | PETALUMA C 1109373772 | 42631109 | PETALUMA C 1109 | 373772 | TRUE | 28.6691 | 28.6691 | 2 | 0.049628 | 2.3795 | 2.6301 | 0 | 0 | 1 | 1 | 0 | 0 | 0 | 9.487 | 0.00012505 | 1097 | 0.04 | 1361 | 70 | 100% | 0 | 0 | 100% | 0%
1815 | OTTER 110298036 | 182941102 | OTTER 1102 | 98036 | FALSE | 14803.9566 | 14803.9566 | 64 | 0.13187 | 1.9856 | 24.7843 | 0 | 0.9375 | 0.046875 | 0.35417 | 0.40104 | 0.24479 | 0 | 26.9835 | 0.00012504 | 1098 | 0.03 | 1472 | 32.32 | 7.53% | 0 | 13 | 100% | 0%
4193 | ANDERSON 1103226050 | 103261103 | ANDERSON 1103 | 226050 | FALSE | 24153.2004 | 7845.4549 | 160 | 0.21169 | 2.3196 | 21.7464 | 0.23292 | 0 | 0.76708 | 0.29 | 0.47083 | 0 | 0 | 11.1061 | 0.00012494 | 1099 |  | 2875
517 | CLARKSVILLE 210413352 | 153612104 | CLARKSVILLE 2104 | 13352 | FALSE | 58907.8743 | 55896.819 | 409 | 0.087059 | 2.3122 | 17.2688 | 0.11194 | 0 | 0.88635 | 0.006811 | 0.87404 | 0 | 0.007335 | 6.4934 | 0.00012489 | 1100 | 0.2 | 337 | 49.76 | 94.33% | 3 | 19 | 89.71% | 65%
1814 | CLOVERDALE 110184088 | 42821101 | CLOVERDALE 1101 | 84088 | FALSE | 28026.8017 | 25963.7603 | 127 | 0.22022 | 3.0246 | 51.6706 | 0.14304 | 0.15486 | 0.7021 | 0 | 0.7021 | 0.15486 | 0.007874 | 11.1088 | 0.00012489 | 1101 |  | 2748
1138 | ELECTRA 110136816 | 162161101 | ELECTRA 1101 | 36816 | FALSE | 8023.9266 | 8023.9266 | 60 | 0.12689 | 2.5099 | 46.101 | 0 | 0.40556 | 0.59444 | 0 | 0.97083 | 0.029167 | 0 | 11.6353 | 0.00012475 | 1102 | 0.04 | 1252 | 14.03 | 85.78% | 2 | 8 | 100% | 0%
371 | CURTIS 1701CB | 163351701 | CURTIS 1701 | CB | FALSE | 20034.2871 | 12973.5363 | 159 | 0.39811 | 2.1786 | 32.9721 | 0.33342 | 0.13019 | 0.5364 | 0.0031447 | 0.54583 | 0.11447 | 0.01782 | 6.6441 | 0.00012464 | 1103 | 0.02 | 2119 | 34.14 | 57.96% | 1 | 9 | 68.5% | 0%
6282 | MOLINO 1101891 | 42571101 | MOLINO 1101 | 891 | FALSE | 5070.4899 | 5070.4899 | 41 | 0.15606 | 2.9148 | 64.6758 | 0.012195 | 0.55691 | 0.43089 | 0.036585 | 0.43089 | 0.52033 | 0.02439 | 16.0458 | 0.00012462 | 1104 | 0.05 | 1152 | 38.16 | 45.65% | 1 | 1 | 95.38% | 42%
1593 | MENLO 1102W80 | 24131102 | MENLO 1102 | W80 | FALSE | 30507.2399 | 30491.2345 | 129 | 0.070671 | 2.3775 | 19.9668 | 0.003876 | 0.2643 | 0.73182 | 0.043928 | 0.76283 | 0.067183 | 0.023256 | 11.9 | 0.00012461 | 1105 | 0.08 | 773 | 69.22 | 62.7% | 1 | 9 | 91.54% | 1%
6705 | GIRVAN 11021028 | 103401102 | GIRVAN 1102 | 1028 | FALSE | 28404.1063 | 28404.1063 | 208 | 0.25732 | 3.0451 | 21.9988 | 0.0024038 | 0 | 0.99663 | 0.39752 | 0.44768 | 0 | 0.0040064 | 7.0349 | 0.00012459 | 1106 | 0.28 | 154 | 30.47 | 99.97% | 3 | 19 | 100% | 100%
5060 | CLOVERDALE 1102156 | 42821102 | CLOVERDALE 1102 | 156 | FALSE | 18958.8699 | 9919.8336 | 110 | 0.51148 | 2.914 | 54.2292 | 0.23364 | 0.24515 | 0.52121 | 0 | 0.525 | 0.23606 | 0.0045455 | 7.5703 | 0.00012453 | 1107 | 0.09 | 698 | 52.7 | 63.14% | 2 | 11 | 52.14% | 82%
10537 | FROGTOWN 1702798032 | 163451702 | FROGTOWN 1702 | 798032 | TRUE | 259.8305 | 244.5065 | 2 | 0.14265 | 2.129 | 9.5548 | 0 | 0 | 1 | 0 | 1 | 0 | 0 | 5.9359 | 0.00012449 | 1108 |  | 3569
2769 | ANNAPOLIS 110176842 | 42861101 | ANNAPOLIS 1101 | 76842 | FALSE | 9156.7064 | 9156.7064 | 33 | 0.094696 | 3.1116 | 50.1759 | 0 | 0.045455 | 0.95455 | 0 | 0.5101 | 0.045455 | 0 | 20.933 | 0.00012448 | 1109 | 0.06 | 977 | 81.67 | 98.52% | 2 | 3 | 100% | 0%
8629 | FOOTHILL 1101645910 | 182951101 | FOOTHILL 1101 | 645910 | TRUE | 3990.9244 | 774.6277 | 14 | 0.19244 | 1.1257 | 5.7171 | 0 | 1 | 0 | 0 | 0 | 1 | 0 | 5.9088 | 0.00012447 | 1110 |  | 3245
7601 | JARVIS 1111907698 | 13501111 | JARVIS 1111 | 907698 | FALSE | 3034.3117 | 2466.4182 | 14 | 0.24938 | 1.7753 | 33.1996 | 0 | 0.92381 | 0.07619 | 0 | 0.07619 | 0.92381 | 0 | 11.839 | 0.00012445 | 1111 |  | 3140
7019 | FORT BRAGG A 1102816 | 42761102 | FORT BRAGG A 1102 | 816 | FALSE | 4123.7572 | 3941.7419 | 29 | 0.10339 | 3.104 | 33.018 | 0.017241 | 0.91379 | 0.068966 | 0 | 0.068966 | 0.91379 | 0.086207 | 31.4353 | 0.00012427 | 1112 | 0.02 | 1753 | 10 | 6.1% | 3 | 2 | 100% | 0%
7060 | BIG BEND 1102CB | 103751102 | BIG BEND 1102 | CB | FALSE | 27411.8293 | 27411.8293 | 139 | 0.041434 | 3.8944 | 30.3636 | 0.093525 | 0 | 0.90647 | 0.10216 | 0.79137 | 0 | 0.014388 | 15.0507 | 0.00012425 | 1113 | 0.23 | 251 | 77.08 | 99.95% | 1 | 3 | 100% | 100%
4024 | MOLINO 11015042 | 42571101 | MOLINO 1101 | 5042 | FALSE | 11222.6237 | 9737.3633 | 90 | 0.17788 | 2.826 | 57.6664 | 0.011111 | 0.445 | 0.54389 | 0 | 0.54389 | 0.445 | 0 | 12.7214 | 0.0001242 | 1114 | 0.03 | 1657 | 70.97 | 53.86% | 5 | 2 | 79.32% | 0%
5437 | FITCH MOUNTAIN 1113775992 | 42751113 | FITCH MOUNTAIN 1113 | 775992 | FALSE | 5059.1291 | 3381.5311 | 34 | 0.36746 | 2.9698 | 55.3514 | 0.0073529 | 0.25163 | 0.74101 | 0 | 0.74101 | 0.25163 | 0 | 17.1126 | 0.00012419 | 1115 |  | 2954
9866 | DUNBAR 1101343 | 43071101 | DUNBAR 1101 | 343 | FALSE | 7140.9406 | 7140.9406 | 39 | 0.10738 | 3.0006 | 52.1149 | 0 | 0.31197 | 0.68803 | 0 | 0.68803 | 0.31197 | 0.025641 | 18.9576 | 0.0001241 | 1116 | 0.22 | 274 | 78.51 | 81.48% | 1 | 3 | 100% | 98%
9639 | IGNACIO 1105967039 | 42481105 | IGNACIO 1105 | 967039 | TRUE | 469.6042 | 292.9124 | 3 | 0.31264 | 2.7749 | 43.8525 | 0 | 0 | 1 | 0 | 1 | 0 | 0 | 11.0522 | 0.00012406 | 1117 |  | 3394
4357 | APPLE HILL 11038412 | 153661103 | APPLE HILL 1103 | 8412 | FALSE | 31508.6751 | 31508.6751 | 201 | 0.052652 | 3.3569 | 18.9441 | 0 | 0.021393 | 0.97512 | 0.47662 | 0.34527 | 0.021393 | 0 | 17.9499 | 0.00012406 | 1118 | 0.13 | 544 | 56.38 | 98.03% | 4 | 10 | 100% | 56%
7405 | HARRIS 11082062 | 192431108 | HARRIS 1108 | 2062 | FALSE | 8420.6852 | 2556.2544 | 83 | 0.57442 | 3.3872 | 26.1732 | 0 | 0.81386 | 0.18614 | 0.012048 | 0.1757 | 0.80382 | 0 | 22.4812 | 0.00012402 | 1119 | 0.01 | 2572 | 14.41 | 20.24% | 1 | 5 | 45.88% | 0%
2469 | ELECTRA 11026014 | 162161102 | ELECTRA 1102 | 6014 | FALSE | 8043.0218 | 8043.0218 | 50 | 0.13629 | 2.2463 | 25.8243 | 0 | 0 | 0.996 | 0.02 | 0.732 | 0 | 0 | 6.7539 | 0.000124 | 1120 | 0.05 | 1133 | 15.06 | 83.7% | 1 | 14 | 100% | 0%
9080 | SUMMIT 110249484 | 152591102 | SUMMIT 1102 | 49484 | FALSE | 4257.4421 | 4257.4421 | 27 | 0.32641 | 4.7609 | 24.7482 | 0.40741 | 0.018519 | 0.55247 | 0.41821 | 0.018519 | 0 | 0 | 11.5667 | 0.000124 | 1121 | 0.03 | 1636 | 10 | 54.68% | 1 | 0 | 100% | 0%
6286 | DUNBAR 1101416 | 43071101 | DUNBAR 1101 | 416 | FALSE | 5187.8358 | 4249.986 | 28 | 0.14047 | 2.8231 | 53.3177 | 0.20238 | 0.41071 | 0.3869 | 0 | 0.3869 | 0.41071 | 0 | 20.9447 | 0.00012384 | 1122 | 0.14 | 488 | 67.3 | 61.83% | 0 | 0 | 84.79% | 100%
9710 | GEYSERVILLE 1101216442 | 42891101 | GEYSERVILLE 1101 | 216442 | TRUE | 327.4361 | 327.4361 | 4 | 0.65794 | 2.688 | 33.6932 | 0 | 0 | 1 | 0 | 1 | 0 | 0.25 | 7.5621 | 0.00012382 | 1123 |  | 3403
4151 | SHINGLE SPRINGS 2109CB | 153652109 | SHINGLE SPRINGS 2109 | CB | FALSE | 44653.7534 | 44000.0643 | 341 | 0.13655 | 2.5197 | 21.1863 | 0.16724 | 0.018915 | 0.81385 | 0 | 0.81825 | 0.014516 | 0.0014663 | 8.0585 | 0.00012378 | 1124 | 0.31 | 119 | 21.27 | 81.89% | 8 | 12 | 97.37% | 95%
9150 | SPANISH CREEK 4401CB | 103104401 | SPANISH CREEK 4401 | CB | FALSE | 12760.2493 | 12447.7538 | 22 | 0.29153 | 2.8179 | 20.6641 | 0 | 0.65808 | 0.34192 | 0.7803 | 0 | 0.17424 | 0.022727 | 15.462 | 0.00012371 | 1125 | 0.03 | 1633 | 94.79 | 10.89% | 2 | 9 | 99.83% | 0%
6329 | SILVERADO 2102636 | 43432102 | SILVERADO 2102 | 636 | FALSE | 10208.6635 | 8793.2474 | 81 | 0.38973 | 2.4973 | 34.9608 | 0.15844 | 0.070106 | 0.77146 | 0 | 0.70356 | 0.070106 | 0.0030864 | 14.3025 | 0.00012369 | 1126 | 0.11 | 591 | 44.45 | 89.35% | 2 | 0 | 70.53% | 80%
5299 | HIGGINS 1109CB | 152691109 | HIGGINS 1109 | CB | FALSE | 37179.8547 | 36440.0989 | 254 | 0.067078 | 2.7421 | 28.2224 | 0.15515 | 0.0062336 | 0.83025 | 0.053478 | 0.7771 | 0 | 0.012467 | 8.7024 | 0.00012368 | 1127 | 0.04 | 1329 | 22.66 | 81.89% | 2 | 4 | 95.77% | 0%
1091 | COLUMBIA HILL 1101764 | 152471101 | COLUMBIA HILL 1101 | 764 | FALSE | 23643.468 | 23643.468 | 146 | 0.02934 | 4.0893 | 21.6198 | 0 | 0 | 1 | 0.43721 | 0.56279 | 0 | 0 | 18.61 | 0.00012366 | 1128 | 0.36 | 79 | 87.62 | 100% | 5 | 10 | 100% | 100%
9513 | GREEN VALLEY 2101535998 | 83192101 | GREEN VALLEY 2101 | 535998 | FALSE | 7941.4498 | 7140.4635 | 43 | 0.12473 | 2.0592 | 32.7665 | 0 | 0.34496 | 0.5 | 0.023256 | 0.52326 | 0.29845 | 0 | 13.0773 | 0.00012357 | 1129 |  | 3367
6761 | HORSESHOE 11011682 | 152571101 | HORSESHOE 1101 | 1682 | TRUE | 14763.8266 | 326.6132 | 112 | 0.13354 | 1.8289 | 18.3805 | 0.2285 | 0.1628 | 0.60871 | 0.011161 | 0.59866 | 0.16168 | 0 | 7.9697 | 0.00012357 | 1130 | 0.01 | 2280 | 10 | 70.68% | 0 | 0 | 11.64% | 0%
4711 | RESEARCH 2102446423 | 14692102 | RESEARCH 2102 | 446423 | FALSE | 2345.7749 | 1135.402 | 23 | 0.26517 | 1.7798 | 27.7893 | 0 | 0.86232 | 0.13768 | 0 | 0.13768 | 0.86232 | 0.021739 | 13.5868 | 0.00012326 | 1131 |  | 2912
4000 | RINCON 1101576 | 43321101 | RINCON 1101 | 576 | FALSE | 13079.4255 | 1582.5592 | 116 | 0.47191 | 2.7649 | 51.2204 | 0.30766 | 0.23269 | 0.446 | 0.027299 | 0.44514 | 0.20625 | 0 | 8.375 | 0.00012308 | 1132 | 0.06 | 1024 | 10 | 77.6% | 0 | 6 | 19.69% | 79%
9754 | CALPELLA 1102708161 | 43411102 | CALPELLA 1102 | 708161 | FALSE | 1824.6356 | 1615.0007 | 12 | 0.40012 | 2.3678 | 38.1574 | 0 | 0.083333 | 0.91667 | 0.083333 | 0.91667 | 0 | 0 | 10.6138 | 0.00012306 | 1133 |  | 3411
1019 | HOPLAND 1101770 | 42251101 | HOPLAND 1101 | 770 | FALSE | 24751.8286 | 13838.1959 | 110 | 0.32566 | 2.6778 | 40.7325 | 0.20818 | 0.25455 | 0.53727 | 0.21364 | 0.38727 | 0.18636 | 0 | 13.0004 | 0.00012303 | 1134 | 0.02 | 1930 | 58.16 | 26.75% | 1 | 4 | 57.45% | 0%
10623 | MORGAN HILL 2111477914 | 83242111 | MORGAN HILL 2111 | 477914 | TRUE | 388.2883 | 307.8291 | 3 | 0.32648 | 1.4546 | 29.2602 | 0 | 1 | 0 | 0 | 0 | 1 | 0 | 4.6336 | 0.00012285 | 1135 |  | 3582
6113 | MIDDLETOWN 1101439572 | 43141101 | MIDDLETOWN 1101 | 439572 | FALSE | 2069.8545 | 1977.3978 | 18 | 0.20724 | 2.8381 | 62.6923 | 0.037037 | 0.56528 | 0.39074 | 0.11111 | 0.27963 | 0.56528 | 0 | 5.8159 | 0.00012277 | 1136 |  | 3004
3886 | SAN RAFAEL 11081457 | 42011108 | SAN RAFAEL 1108 | 1457 | FALSE | 1229.3805 | 1229.3805 | 9 | 0.71005 | 2.6996 | 44.0273 | 0 | 1 | 0 | 0 | 0 | 1 | 0 | 13.3971 | 0.00012274 | 1137 | 0.06 | 928 | 10 | 0% | 0 | 0 | 77.17% | 100%
11083 | NARROWS 2104CB | 153132104 | NARROWS 2104 | CB | TRUE | 4.572 | 4.572 | 1 | 0 | 2.4683 | 13.7973 | 1 | 0 | 0 | 0 | 0 | 0 | 0 | 2.6515 | 0.00012264 | 1138 | 0.01 | 2188 | 10 | 0% | 0 | 0 | 100% | 0%
565 | CALPELLA 1101CB | 43411101 | CALPELLA 1101 | CB | FALSE | 32987.4913 | 18947.9362 | 226 | 0.36535 | 2.4699 | 52.5931 | 0.21525 | 0.13895 | 0.64579 | 0.024336 | 0.63915 | 0.12125 | 0.042773 | 8.8191 | 0.00012255 | 1139 | 0.03 | 1520 | 13.91 | 62.49% | 0 | 11 | 53.93% | 0%
2546 | PLACERVILLE 1110421358 | 153081110 | PLACERVILLE 1110 | 421358 | FALSE | 23870.6711 | 23870.6711 | 169 | 0.10115 | 2.6764 | 25.0262 | 0.0286 | 0.2786 | 0.68294 | 0.14201 | 0.73373 | 0.085799 | 0.026627 | 10.5678 | 0.00012254 | 1140 |  | 2784
2824 | GEYSERVILLE 1101166 | 42891101 | GEYSERVILLE 1101 | 166 | FALSE | 15936.7517 | 9969.1209 | 110 | 0.48272 | 2.7702 | 49.0919 | 0.23258 | 0.13333 | 0.63409 | 0.040909 | 0.58409 | 0.13333 | 0.041667 | 15.0073 | 0.00012238 | 1141 | 0.02 | 1868 | 32.56 | 62.6% | 3 | 3 | 68.81% | 0%
1737 | FORT BRAGG A 110195294 | 42761101 | FORT BRAGG A 1101 | 95294 | FALSE | 43494.7194 | 43494.7194 | 186 | 0.16556 | 3.4328 | 47.7378 | 0 | 0.93011 | 0.069892 | 0.017025 | 0.181 | 0.80197 | 0.021505 | 29.2159 | 0.00012237 | 1142 | 0.05 | 1169 | 28.08 | 8.12% | 33 | 16 | 99.05% | 0%
4845 | SAN JOAQUIN #3 110210342 | 252531102 | SAN JOAQUIN #3 1102 | 10342 | FALSE | 2930.8819 | 2930.8819 | 23 | 0.054914 | 2.4392 | 21.3754 | 0 | 0 | 1 | 0.41304 | 0 | 0 | 0 | 13.3886 | 0.00012225 | 1143 | 0.16 | 434 | 16.06 | 100% | 0 | 4 | 100% | 100%
10726 | CALISTOGA 1102960240 | 42711102 | CALISTOGA 1102 | 960240 | TRUE | 816.2732 | 816.2732 | 5 | 0.74721 | 2.8036 | 39.7501 | 0 | 0.4 | 0.6 | 0 | 0.6 | 0.4 | 0 | 6.8988 | 0.00012223 | 1144 |  | 3597
8076 | NORTH DUBLIN 2103CB | 14052103 | NORTH DUBLIN 2103 | CB | FALSE | 24190.4571 | 22339.3117 | 147 | 0.19589 | 1.5764 | 19.378 | 0.21746 | 0.41315 | 0.36939 | 0.020408 | 0.35578 | 0.30998 | 0.017007 | 3.5398 | 0.00012222 | 1145 | 0.04 | 1418 | 55.8 | 31.35% | 1 | 2 | 83.95% | 0%
1278 | LOS GATOS 1107CB | 82021107 | LOS GATOS 1107 | CB | FALSE | 25409.8546 | 24616.6476 | 192 | 0.3264 | 1.889 | 26.8355 | 0.35566 | 0.3184 | 0.32594 | 0 | 0.33323 | 0.3111 | 0.0026042 | 15.099 | 0.00012212 | 1146 | 0.04 | 1426 | 15.49 | 38.19% | 1 | 13 | 86.42% | 11%
5651 | MOUNTAIN QUARRIES 21012422 | 152282101 | MOUNTAIN QUARRIES 2101 | 2422 | FALSE | 13951.5772 | 13951.5772 | 81 | 0.033268 | 3.084 | 20.7138 | 0 | 0.13169 | 0.83642 | 0.17284 | 0.72737 | 0.04321 | 0.012346 | 14.8546 | 0.00012199 | 1147 | 0.03 | 1506 | 16.14 | 71.9% | 2 | 3 | 100% | 0%
160 | MOUNTAIN QUARRIES 21011346 | 152282101 | MOUNTAIN QUARRIES 2101 | 1346 | FALSE | 49591.6622 | 49591.6622 | 410 | 0.08922 | 2.7337 | 21.7908 | 0.0004878 | 0.0096748 | 0.9878 | 0.0012195 | 0.80776 | 0.0077236 | 0.0036585 | 11.9295 | 0.00012199 | 1148 | 0.07 | 894 | 10.33 | 98.49% | 5 | 12 | 100% | 0%
9327 | CALISTOGA 110189150 | 42711101 | CALISTOGA 1101 | 89150 | FALSE | 15332.2939 | 15332.2939 | 88 | 0.18243 | 3.0673 | 53.8518 | 0.011364 | 0.47708 | 0.50587 | 0.38144 | 0.51345 | 0.076705 | 0.0056818 | 18.1926 | 0.00012195 | 1149 | 0.18 | 393 | 72.72 | 50.49% | 2 | 3 | 100% | 93%
2910 | HALSEY 110176178 | 152241101 | HALSEY 1101 | 76178 | FALSE | 32532.3048 | 32532.3048 | 248 | 0.059986 | 3.0542 | 28.3598 | 0.033871 | 0.27604 | 0.68747 | 0.36986 | 0.30685 | 0.26663 | 0.018414 | 18.7577 | 0.00012177 | 1150 | 0.05 | 1089 | 10 | 66.26% | 6 | 14 | 96.3% | 0%
4846 | ORINDA 0402402/2 LR | 12350402 | ORINDA 0402 | 402/2 LR | FALSE | 10638.2509 | 10545.4353 | 91 | 0.35633 | 1.8363 | 18.1269 | 0.010989 | 0.70549 | 0.28195 | 0.027106 | 0.35167 | 0.21245 | 0 | 21.1086 | 0.00012174 | 1151 |  | 2922
37 | CURTIS 17019230 | 163351701 | CURTIS 1701 | 9230 | FALSE | 5065.9524 | 4064.6381 | 41 | 0.37265 | 2.1071 | 37.4915 | 0.47073 | 0.35976 | 0.16951 | 0 | 0.16341 | 0.15427 | 0 | 8.6522 | 0.00012174 | 1152 | 0.01 | 2496 | 10 | 15.95% | 1 | 2 | 72.76% | 0%
10422 | OAKLAND J 1102CR102 | 12091102 | OAKLAND J 1102 | CR102 | TRUE | 316.3322 | 316.3322 | 6 | 0.33901 | 2.0237 | 19.1169 | 0.44444 | 0.38889 | 0.16667 | 0 | 0.33333 | 0.22222 | 0 | 7.5142 | 0.00012168 | 1153 | 0.02 | 2027 | 10 | 70.62% | 0 | 2 | 100% | 0%
802 | ALLEGHANY 1101806 | 152101101 | ALLEGHANY 1101 | 806 | FALSE | 18143.3915 | 18143.3915 | 65 | 0.080049 | 4.8631 | 19.3687 | 0 | 0 | 1 | 0.99385 | 0 | 0 | 0.015385 | 22.6683 | 0.00012168 | 1154 | 0.26 | 201 | 97.17 | 100% | 0 | 7 | 100% | 100%
9316 | FORT BRAGG A 1103284356 | 42761103 | FORT BRAGG A 1103 | 284356 | TRUE | 325.8775 | 218.127 | 4 | 0.15447 | 2.8235 | 62.4687 | 0 | 1 | 0 | 0 | 0 | 1 | 0 | 37.863 | 0.00012158 | 1155 |  | 3341
3825 | SARATOGA 1105LC14 | 83371105 | SARATOGA 1105 | LC14 | FALSE | 17935.8798 | 15879.1839 | 137 | 0.37515 | 1.7727 | 22.2267 | 0.15985 | 0.20341 | 0.63674 | 0.0054745 | 0.62397 | 0.19854 | 0.023358 | 8.5556 | 0.0001215 | 1156 | 0.04 | 1414 | 10 | 69.49% | 2 | 9 | 86.08% | 0%
8377 | CAYETANO 2111CB | 14422111 | CAYETANO 2111 | CB | FALSE | 14665.1565 | 5449.7896 | 81 | 0.27876 | 1.212 | 14.8342 | 0.44856 | 0.23868 | 0.31276 | 0.012346 | 0.44239 | 0.090535 | 0.012346 | 2.2078 | 0.00012146 | 1157 | 0.01 | 2386 | 70.37 | 27.25% | 0 | 1 | 45% | 0%
2784 | FRENCH GULCH 11022902 | 103381102 | FRENCH GULCH 1102 | 2902 | FALSE | 11242.8228 | 11242.8228 | 8 | 0.10332 | 3.5753 | 34.1849 | 0 | 0 | 1 | 0.875 | 0 | 0 | 0 | 17.5632 | 0.00012146 | 1158 | 0.06 | 929 | 84.59 | 100% | 0 | 4 | 100% | 0%
2854 | SHINGLE SPRINGS 21099372 | 153652109 | SHINGLE SPRINGS 2109 | 9372 | FALSE | 28750.7098 | 28750.7098 | 190 | 0.068789 | 2.4 | 21.0193 | 0.27737 | 0.02193 | 0.7007 | 0.007193 | 0.66807 | 0.02193 | 0 | 7.8154 | 0.00012144 | 1159 | 0.12 | 556 | 48.88 | 68.76% | 2 | 5 | 100% | 53%
5221 | EL DORADO PH 210163464 | 152762101 | EL DORADO PH 2101 | 63464 | FALSE | 21920.8692 | 21920.8692 | 70 | 0.086935 | 3.9121 | 17.3577 | 0 | 0 | 1 | 0.98571 | 0.014286 | 0 | 0 | 16.964 | 0.00012137 | 1160 | 0.08 | 759 | 63.94 | 100% | 0 | 2 | 100% | 37%
4766 | CLOVERDALE 1101807953 | 42821101 | CLOVERDALE 1101 | 807953 | TRUE | 1013.1517 | 745.8215 | 11 | 0.38695 | 2.7258 | 49.8054 | 0 | 0.045455 | 0.95455 | 0 | 0.95455 | 0.045455 | 0 | 7.238 | 0.00012129 | 1161 |  | 2915
601 | FORESTHILL 11022106 | 152181102 | FORESTHILL 1102 | 2106 | FALSE | 44861.5543 | 44861.5543 | 264 | 0.073269 | 3.2927 | 23.1062 | 0.0026515 | 0 | 0.99735 | 0.70467 | 0.29268 | 0 | 0 | 16.2868 | 0.00012115 | 1162 | 0.26 | 188 | 67.1 | 99.85% | 8 | 14 | 100% | 71%
5717 | SHINGLE SPRINGS 210935598 | 153652109 | SHINGLE SPRINGS 2109 | 35598 | FALSE | 17452.8092 | 17452.8092 | 122 | 0.10701 | 2.5485 | 26.2182 | 0.20014 | 0.059426 | 0.73634 | 0 | 0.73634 | 0.059426 | 0 | 10.6792 | 0.00012105 | 1163 | 0.07 | 854 | 31.29 | 70.52% | 1 | 5 | 100% | 43%
5116 | APPLE HILL 210251792 | 153662102 | APPLE HILL 2102 | 51792 | FALSE | 15055.1772 | 15055.1772 | 99 | 0.10013 | 2.9731 | 20.5085 | 0 | 0 | 1 | 0.58923 | 0.41077 | 0 | 0.0053872 | 15.3348 | 0.00012104 | 1164 | 0.04 | 1221 | 11.55 | 100% | 6 | 2 | 100% | 0%
6482 | UKIAH 1113691436 | 42771113 | UKIAH 1113 | 691436 | FALSE | 3576.8147 | 1680.7069 | 28 | 0.47078 | 2.6917 | 60.0277 | 0 | 0.2381 | 0.7619 | 0.017857 | 0.74405 | 0.2381 | 0 | 11.2059 | 0.00012089 | 1165 |  | 3034
797 | DUNBAR 1101CB | 43071101 | DUNBAR 1101 | CB | FALSE | 23959.1283 | 5020.5865 | 191 | 0.54825 | 2.8121 | 51.1179 | 0.18782 | 0.32302 | 0.48915 | 0 | 0.50486 | 0.30522 | 0.0095986 | 13.7958 | 0.00012086 | 1166 | 0.03 | 1734 | 23.69 | 93.6% | 0 | 2 | 14.87% | 60%
7863 | SANTA ROSA A 1104642 | 42151104 | SANTA ROSA A 1104 | 642 | FALSE | 14995.9698 | 14995.9698 | 127 | 0.25083 | 2.6216 | 48.9795 | 0.13858 | 0.048819 | 0.8126 | 0.007874 | 0.74961 | 0.046194 | 0 | 15.2058 | 0.00012083 | 1167 | 0.24 | 221 | 23.43 | 85.18% | 3 | 22 | 100% | 85%
3161 | MARTELL 110368192 | 163011103 | MARTELL 1103 | 68192 | FALSE | 10168.9958 | 4402.6894 | 72 | 0.5658 | 2.3822 | 31.1966 | 0.26192 | 0.26139 | 0.45354 | 0.045304 | 0.4172 | 0.186 | 0.0034722 | 5.03 | 0.00012081 | 1168 | 0.02 | 2081 | 35.85 | 65.85% | 0 | 2 | 40.93% | 0%
9181 | MIWUK 1702531976 | 163661702 | MIWUK 1702 | 531976 | FALSE | 2102.4835 | 2102.4835 | 17 | 0.15268 | 2.8604 | 33.2545 | 0.11765 | 0.013072 | 0.86928 | 0.88235 | 0 | 0 | 0 | 18.7541 | 0.00012078 | 1169 |  | 3322
2335 | PLACERVILLE 21067522 | 153082106 | PLACERVILLE 2106 | 7522 | FALSE | 108391.3301 | 108391.3301 | 745 | 0.056672 | 2.9539 | 22.9725 | 0.0013423 | 0.12609 | 0.86094 | 0.13425 | 0.8317 | 0.021074 | 0.0034676 | 14.6811 | 0.00012077 | 1170 | 0.2 | 346 | 32.71 | 84.62% | 19 | 16 | 100% | 11%
3166 | ALTO 11251226 | 42031125 | ALTO 1125 | 1226 | FALSE | 12605.0062 | 12282.9745 | 96 | 0.5579 | 2.5259 | 38.6831 | 0.23326 | 0.48185 | 0.2849 | 0.086806 | 0.27969 | 0.38202 | 0 | 16.0494 | 0.00012073 | 1171 | 0.23 | 253 | 13.41 | 30.57% | 9 | 29 | 98.37% | 100%
1005 | ROB ROY 21045082 | 83692104 | ROB ROY 2104 | 5082 | FALSE | 33362.418 | 32012.7007 | 215 | 0.084711 | 2.1679 | 30.9599 | 0.0011628 | 0.0093023 | 0.96279 | 0.015116 | 0.93472 | 0.0046512 | 0.0046512 | 23.2185 | 0.00012065 | 1172 | 0.73 | 4 | 49.57 | 97.38% | 64 | 6 | 98.22% | 97%
6103 | CALPELLA 1102421412 | 43411102 | CALPELLA 1102 | 421412 | FALSE | 5653.9032 | 1616.3093 | 38 | 0.50933 | 2.37 | 52.0654 | 0.24123 | 0.13158 | 0.61842 | 0 | 0.60965 | 0.13158 | 0 | 7.2427 | 0.00012063 | 1173 |  | 3003
2280 | DESCHUTES 11011580 | 103351101 | DESCHUTES 1101 | 1580 | FALSE | 80785.153 | 76365.8976 | 383 | 0.11368 | 3.2673 | 23.4687 | 0 | 0.0052219 | 0.99478 | 0.57298 | 0.42311 | 0.0039164 | 0.013577 | 9.1633 | 0.00012062 | 1174 | 0.07 | 826 | 20.65 | 99.77% | 3 | 12 | 90.01% | 10%
10385 | ALLEGHANY 11011101/2 | 152101101 | ALLEGHANY 1101 | 1101/2 | TRUE | 36.9839 | 36.9839 | 1 |  |  | 11.7945 | 0 | 0 | 1 | 1 | 0 | 0 | 0 |  | 0.00012061 | 1175 |  | 3540
1881 | PENRYN 1103604 | 152561103 | PENRYN 1103 | 604 | FALSE | 42817.3578 | 42516.8793 | 240 | 0.11178 | 2.1806 | 16.4292 | 0 | 0.33559 | 0.66441 | 0.026042 | 0.63524 | 0.33455 | 0.036111 | 6.9642 | 0.00012061 | 1176 | 0.06 | 954 | 35.34 | 72.55% | 7 | 11 | 100% | 0%
1640 | JESSUP 1101CB | 103441101 | JESSUP 1101 | CB | FALSE | 9345.3494 | 2462.2686 | 66 | 0.38236 | 2.3975 | 19.938 | 0.2675 | 0.055736 | 0.67677 | 0.26641 | 0.44715 | 0.018939 | 0.015152 | 7.7085 | 0.00012054 | 1177 | 0.01 | 2392 | 30.83 | 100% | 0 | 0 | 19.43% | 0%
6569 | CURTIS 17058170 | 163351705 | CURTIS 1705 | 8170 | FALSE | 12697.6373 | 12388.5528 | 109 | 0.51103 | 2.501 | 45.3879 | 0 | 0 | 1 | 0.030581 | 0.96942 | 0 | 0 | 13.2069 | 0.00012036 | 1178 | 0.06 | 931 | 10 | 100% | 1 | 19 | 95.23% | 29%
4441 | OAKLAND X 1101CR224 | 12541101 | OAKLAND X 1101 | CR224 | TRUE | 1656.0037 | 656.3547 | 17 | 0.52704 | 1.71 | 11.2301 | 0.36765 | 0.51471 | 0.11765 | 0 | 0.20588 | 0.17647 | 0 | 16.6154 | 0.00012031 | 1179 | 0.01 | 2404 | 10 | 23.35% | 2 | 2 | 46.33% | 0%
3572 | OLETA 110113478 | 163541101 | OLETA 1101 | 13478 | FALSE | 24836.1056 | 19846.6513 | 169 | 0.2165 | 2.2657 | 33.9274 | 0.13085 | 0.33183 | 0.53584 | 0.12039 | 0.58407 | 0.16321 | 0 | 4.3496 | 0.0001203 | 1180 | 0.03 | 1732 | 25.43 | 51.06% | 1 | 4 | 86.71% | 0%
1725 | BOLINAS 1101CB | 42261101 | BOLINAS 1101 | CB | FALSE | 3500.023 | 3442.3441 | 26 | 0.18215 | 2.6553 | 49.6756 | 0.47619 | 0.48535 | 0.038462 | 0 | 0.3141 | 0.18407 | 0 | 13.7294 | 0.00012024 | 1181 | 0.08 | 780 | 69.27 | 1.12% | 3 | 1 | 100% | 78%
17 | SAN RAFAEL 1106910 | 42011106 | SAN RAFAEL 1106 | 910 | FALSE | 11465.6942 | 2722.6312 | 89 | 0.6678 | 2.6418 | 50.7241 | 0.36629 | 0.31367 | 0.32004 | 0.067416 | 0.32004 | 0.23783 | 0.016854 | 8.6162 | 0.00012024 | 1182 | 0.01 | 2596 | 10 | 41.18% | 0 | 1 | 20.8% | 0%
4143 | MENDOCINO 1101CB | 42951101 | MENDOCINO 1101 | CB | FALSE | 6642.1904 | 4240.0548 | 54 | 0.4596 | 2.646 | 59.0959 | 0.27877 | 0.046296 | 0.67493 | 0 | 0.67493 | 0.046296 | 0 | 11.6382 | 0.00012016 | 1183 | 0.05 | 1086 | 11.03 | 86.58% | 0 | 6 | 81.55% | 0%
6397 | BRUNSWICK 110584480 | 152481105 | BRUNSWICK 1105 | 84480 | FALSE | 7615.7819 | 7615.7819 | 50 | 0.039258 | 4.2158 | 27.9285 | 0.217 | 0.036667 | 0.72633 | 0.6599 | 0.055 | 0 | 0 | 26.0227 | 0.00012015 | 1184 | 0.17 | 418 | 96.53 | 65.31% | 1 | 0 | 100% | 100%
1793 | SAN RAFAEL 1109535284 | 42011109 | SAN RAFAEL 1109 | 535284 | TRUE | 913.1511 | 10.8615 | 9 | 0.76253 | 2.5539 | 37.8288 | 0 | 0.39444 | 0.49444 | 0 | 0.49444 | 0.39444 | 0 | 15.0646 | 0.00012012 | 1185 |  | 2746
6777 | BELL 11085703 | 152701108 | BELL 1108 | 5703 | FALSE | 12751.5705 | 8525.0586 | 96 | 0.088501 | 2.7415 | 31.9076 | 0 | 0.076389 | 0.92153 | 0 | 0.89028 | 0.076389 | 0.020833 | 7.1901 | 0.00012007 | 1186 | 0.02 | 2010 | 23.95 | 96.07% | 0 | 3 | 57.44% | 0%
4735 | ELK 11018779 | 42981101 | ELK 1101 | 8779 | FALSE | 6865.4129 | 6865.4129 | 41 | 0.052937 | 3.1069 | 50.5253 | 0 | 0.80488 | 0.19512 | 0 | 0.19512 | 0.80488 | 0 | 26.6882 | 0.00012002 | 1187 | 0.03 | 1570 | 21.52 | 21.57% | 6 | 10 | 100% | 0%
5598 | FROGTOWN 170236870 | 163451702 | FROGTOWN 1702 | 36870 | TRUE | 3829.3681 | 541.2922 | 29 | 0.6061 | 2.0991 | 24.0295 | 0 | 0.28715 | 0.71285 | 0.0086207 | 0.93411 | 0.057266 | 0.012931 | 5.6595 | 0.00011992 | 1188 | 0.02 | 1880 | 10 | 88.34% | 0 | 2 | 72.13% | 0%
3493 | MARTELL 110198374 | 163011101 | MARTELL 1101 | 98374 | FALSE | 6103.4021 | 1330.8093 | 46 | 0.61361 | 2.322 | 30.5294 | 0 | 0.39348 | 0.60652 | 0.036957 | 0.76304 | 0.18551 | 0.014493 | 7.3218 | 0.00011986 | 1189 | 0.01 | 2167 | 10 | 16.23% | 0 | 0 | 12.89% | 0%
2667 | FROGTOWN 170212282 | 163451702 | FROGTOWN 1702 | 12282 | FALSE | 58482.1143 | 58482.1143 | 261 | 0.12732 | 2.2186 | 26.5929 | 0.0076628 | 0.33263 | 0.65971 | 0.089336 | 0.77535 | 0.11616 | 0.015326 | 8.0452 | 0.00011986 | 1190 | 0.07 | 875 | 39.31 | 54.5% | 2 | 7 | 100% | 0%
2541 | BRUNSWICK 110651486 | 152481106 | BRUNSWICK 1106 | 51486 | FALSE | 91205.7549 | 91205.7549 | 656 | 0.047361 | 3.8234 | 31.2783 | 0.0021341 | 0.1172 | 0.87724 | 0.65432 | 0.33275 | 0.0012703 | 0.0060976 | 19.0003 | 0.00011965 | 1191 | 0.5 | 27 | 84.16 | 88.14% | 22 | 15 | 100% | 88%
9716 | WINDSOR 1103171410 | 43501103 | WINDSOR 1103 | 171410 | FALSE | 7035.3214 | 2217.9639 | 40 | 0.17558 | 2.8199 | 57.0321 | 0.0375 | 0.4875 | 0.475 | 0 | 0.475 | 0.4875 | 0 | 13.8403 | 0.00011961 | 1192 |  | 3405
6223 | MOLINO 1101152 | 42571101 | MOLINO 1101 | 152 | FALSE | 16493.2298 | 2668.6977 | 125 | 0.20784 | 2.6538 | 64.4782 | 0.0156 | 0.4968 | 0.4876 | 0.016 | 0.62533 | 0.34107 | 0 | 10.7685 | 0.0001196 | 1193 | 0.01 | 2432 | 35.04 | 46.62% | 3 | 1 | 17.51% | 2%
2989 | KONOCTI 11024300 | 43311102 | KONOCTI 1102 | 4300 | FALSE | 43675.508 | 43384.1036 | 268 | 0.11111 | 3.478 | 50.348 | 0.011567 | 0.31573 | 0.67146 | 0.39104 | 0.48377 | 0.1079 | 0 | 16.8294 | 0.00011959 | 1194 | 0.28 | 158 | 77.36 | 62.75% | 9 | 28 | 97.14% | 84%
7911 | OAKLAND K 110217430 | 12101102 | OAKLAND K 1102 | 17430 | FALSE | 2364.8217 | 2364.8217 | 15 | 0.20511 | 1.9743 | 17.2427 | 0.066667 | 0.4 | 0.53333 | 0.28889 | 0.46667 | 0.044444 | 0 | 14.2253 | 0.00011951 | 1195 | 0.13 | 552 | 84.07 | 31.48% | 0 | 1 | 100% | 100%
7112 | BELLEVUE 2103646 | 43182103 | BELLEVUE 2103 | 646 | FALSE | 19795.1478 | 13544.3225 | 154 | 0.23378 | 3.0932 | 49.7156 | 0 | 0.077922 | 0.92208 | 0 | 0.95887 | 0.030303 | 0.0037879 | 16.9839 | 0.00011949 | 1196 | 0.18 | 378 | 67.79 | 94.53% | 3 | 3 | 77.28% | 93%
4607 | SARATOGA 1107413816 | 83371107 | SARATOGA 1107 | 413816 | FALSE | 17928.3843 | 17928.3843 | 104 | 0.054907 | 2.6947 | 24.5699 | 0 | 0.12901 | 0.87099 | 0 | 0.87099 | 0.12901 | 0 | 17.5814 | 0.00011948 | 1197 | 0.26 | 193 | 62.85 | 90.16% | 13 | 7 | 100% | 90%
7965 | RINCON 1103568 | 43321103 | RINCON 1103 | 568 | FALSE | 20285.8832 | 20285.8832 | 129 | 0.095663 | 2.7891 | 55.2893 | 0 | 0.43747 | 0.56253 | 0.013178 | 0.54935 | 0.43747 | 0 | 20.9789 | 0.00011941 | 1198 | 0.33 | 103 | 71.7 | 48.67% | 11 | 11 | 100% | 100%
1496 | BRUNSWICK 1103173934 | 152481103 | BRUNSWICK 1103 | 173934 | FALSE | 17611.7153 | 17611.7153 | 125 | 0.016958 | 4.0671 | 21.1378 | 0 | 0 | 0.996 | 0.57533 | 0.14707 | 0 | 0 | 20.4023 | 0.00011937 | 1199 |  | 2727
3827 | HIGGINS 1109594 | 152691109 | HIGGINS 1109 | 594 | FALSE | 23079.0447 | 23079.0447 | 155 | 0.11485 | 2.6993 | 30.0384 | 0.088172 | 0.080338 | 0.82873 | 0.057757 | 0.77742 | 0.073886 | 0.043779 | 6.9306 | 0.00011929 | 1200 | 0.05 | 1155 | 11.2 | 80.24% | 1 | 11 | 100% | 0%
7546 | LAYTONVILLE 11022502 | 42681102 | LAYTONVILLE 1102 | 2502 | FALSE | 28650.0789 | 28650.0789 | 80 | 0.14817 | 3.644 | 55.3413 | 0 | 0.00625 | 0.99375 | 0.76875 | 0.23125 | 0 | 0 | 13.5122 | 0.00011917 | 1201 | 0.05 | 1162 | 72.98 | 99.59% | 0 | 9 | 100% | 0%
2247 | FROGTOWN 170113412 | 163451701 | FROGTOWN 1701 | 13412 | FALSE | 62439.7255 | 62439.7255 | 333 | 0.16654 | 2.5038 | 28.4827 | 0.050211 | 0.087777 | 0.86051 | 0.63412 | 0.30274 | 0.0022165 | 0 | 10.9115 | 0.00011911 | 1202 | 0.31 | 122 | 21.47 | 89.5% | 2 | 31 | 100% | 21%
4813 | CLOVERDALE 1102674 | 42821102 | CLOVERDALE 1102 | 674 | FALSE | 32462.2926 | 27296.9382 | 122 | 0.17835 | 2.8017 | 55.1542 | 0.14325 | 0.31343 | 0.54333 | 0.020492 | 0.63076 | 0.18911 | 0 | 8.525 | 0.00011908 | 1203 | 0.08 | 762 | 62.48 | 68.42% | 4 | 8 | 84.92% | 25%
4124 | CALPELLA 1102CB | 43411102 | CALPELLA 1102 | CB | TRUE | 7260.7146 | 263.08 | 61 | 0.67304 | 2.4024 | 41.2465 | 0.29686 | 0.3475 | 0.34744 | 0.055972 | 0.30645 | 0.33251 | 0 | 7.3774 | 0.00011907 | 1204 | 0.01 | 2163 | 10 | 88.62% | 0 | 2 | 18.53% | 0%
6611 | DESCHUTES 1101CB | 103351101 | DESCHUTES 1101 | CB | FALSE | 17940.9873 | 8017.5323 | 118 | 0.22514 | 2.4258 | 27.7814 | 0.17669 | 0 | 0.82119 | 0.44209 | 0.3791 | 0 | 0.0084746 | 6.6276 | 0.00011905 | 1205 | 0.01 | 2413 | 15.36 | 72.74% | 0 | 0 | 36.89% | 0%
7886 | OAKHURST 1102CB | 254421102 | OAKHURST 1102 | CB | FALSE | 7703.9355 | 4253.8822 | 61 | 0.52638 | 1.9429 | 44.6399 | 0.20383 | 0.040984 | 0.75519 | 0.20137 | 0.48361 | 0 | 0.0081967 | 8.9878 | 0.00011905 | 1206 | 0.05 | 1185 | 10 | 95.52% | 0 | 10 | 44.96% | 60%
5883 | SILVERADO 2104632 | 43432104 | SILVERADO 2104 | 632 | FALSE | 29843.7661 | 29492.7895 | 193 | 0.22157 | 2.7692 | 49.677 | 0.072107 | 0.25216 | 0.67573 | 0.0034542 | 0.78195 | 0.14249 | 0.0051813 | 18.6452 | 0.00011902 | 1207 | 0.42 | 52 | 77.54 | 73.72% | 15 | 5 | 96.09% | 100%
10880 | OAKLAND X 1104CR101 | 12541104 | OAKLAND X 1104 | CR101 | TRUE | 28.3921 | 28.3921 | 1 |  |  | 9.5943 | 1 | 0 | 0 | 0 | 0 | 0 | 0 |  | 0.00011894 | 1208 | 0.06 | 950 | 10 | 0% | 0 | 0 | 100% | 100%
7958 | GEYSERVILLE 110179788 | 42891101 | GEYSERVILLE 1101 | 79788 | FALSE | 67378.0299 | 63661.5746 | 157 | 0.20872 | 3.4969 | 51.5403 | 0.022824 | 0.15036 | 0.82681 | 0.041401 | 0.77904 | 0.15036 | 0.098726 | 13.503 | 0.00011886 | 1209 | 0.08 | 755 | 85.55 | 97.66% | 5 | 7 | 86.55% | 0%
9804 | FROGTOWN 1702694042 | 163451702 | FROGTOWN 1702 | 694042 | TRUE | 972.0471 | 972.0471 | 8 | 0.074647 | 2.0438 | 24.1876 | 0 | 0.66667 | 0.33333 | 0 | 0.33333 | 0.66667 | 0 | 5.5057 | 0.00011883 | 1210 |  | 3427
2558 | PENRYN 1103660 | 152561103 | PENRYN 1103 | 660 | FALSE | 31347.0514 | 16353.7146 | 233 | 0.10451 | 2.1923 | 17.2456 | 0.11152 | 0.16052 | 0.72797 | 0.020207 | 0.70776 | 0.16052 | 0.017525 | 7.7959 | 0.00011883 | 1211 | 0.02 | 1962 | 10.41 | 69.5% | 2 | 4 | 53.75% | 0%
2390 | WYANDOTTE 11091520 | 102911109 | WYANDOTTE 1109 | 1520 | FALSE | 31725.4009 | 6700.2969 | 230 | 0.22747 | 1.9379 | 36.0262 | 0.14696 | 0.36511 | 0.48793 | 0.0043478 | 0.48359 | 0.3575 | 0.0057971 | 4.9556 | 0.00011878 | 1212 | 0.01 | 2418 | 10 | 80.53% | 0 | 0 | 21.24% | 0%
5041 | MARTELL 1103CB | 163011103 | MARTELL 1103 | CB | FALSE | 10088.6649 | 2844.8661 | 76 | 0.68675 | 2.3437 | 32.9113 | 0.25965 | 0.41118 | 0.32917 | 0.089693 | 0.30066 | 0.32675 | 0 | 2.8958 | 0.00011862 | 1213 | 0.01 | 2228 | 10 | 17.84% | 0 | 0 | 13.95% | 0%
5655 | CHALLENGE 1101CB | 103201101 | CHALLENGE 1101 | CB | FALSE | 26652.3351 | 26652.3351 | 128 | 0.07396 | 5.0386 | 32.4515 | 0 | 0.0091146 | 0.99089 | 0.93177 | 0.066927 | 0 | 0.023958 | 23.0057 | 0.00011861 | 1214 | 0.37 | 76 | 96.14 | 99.73% | 4 | 3 | 100% | 100%
10640 | CALISTOGA 110266730 | 42711102 | CALISTOGA 1102 | 66730 | FALSE | 1703.3079 | 1703.3079 | 6 | 0.067676 | 2.5769 | 41.352 | 0 | 0 | 0.83333 | 0 | 0.83333 | 0 | 0 | 10.8168 | 0.00011857 | 1215 | 0.18 | 372 | 73.94 | 93.25% | 0 | 0 | 100% | 100%
3076 | PLACERVILLE 21061104 | 153082106 | PLACERVILLE 2106 | 1104 | FALSE | 79643.684 | 79643.684 | 462 | 0.039185 | 4.0398 | 22.0013 | 0.0010823 | 0.09212 | 0.8986 | 0.86264 | 0.12466 | 0.0045094 | 0.0032468 | 21.9857 | 0.00011856 | 1216 | 0.49 | 29 | 96.07 | 90.37% | 13 | 6 | 100% | 100%
69 | BROWNS VALLEY 110197188 | 152921101 | BROWNS VALLEY 1101 | 97188 | FALSE | 10919.7899 | 10919.7899 | 71 | 0.2937 | 1.833 | 19.9685 | 0.014085 | 0.042254 | 0.94366 | 0.21127 | 0.73239 | 0.042254 | 0.014085 | 6.7736 | 0.00011852 | 1217 | 0.04 | 1320 | 20 | 93.03% | 2 | 3 | 95.83% | 0%
1106 | BANGOR 11011958 | 103191101 | BANGOR 1101 | 1958 | FALSE | 54465.3426 | 54465.3426 | 353 | 0.064309 | 2.545 | 23.7188 | 0.10685 | 0.012748 | 0.88041 | 0 | 0.8738 | 0.012748 | 0.0014164 | 8.1525 | 0.00011848 | 1218 | 0.1 | 666 | 10.18 | 87.16% | 3 | 30 | 100% | 0%
4715 | GIRVAN 110280726 | 103401102 | GIRVAN 1102 | 80726 | FALSE | 29692.476 | 12661.4918 | 217 | 0.38639 | 2.4392 | 21.8829 | 0.12012 | 0 | 0.87988 | 0.1679 | 0.70276 | 0 | 0.019245 | 8.1402 | 0.00011841 | 1219 | 0.02 | 1767 | 10 | 96.6% | 0 | 5 | 31.79% | 0%
8624 | JESSUP 11012839 | 103441101 | JESSUP 1101 | 2839 | FALSE | 2358.3859 | 2358.3859 | 20 | 0.38318 | 2.4171 | 21.0512 | 0 | 0 | 1 | 0.2 | 0.8 | 0 | 0 | 8.9325 | 0.00011836 | 1220 | 0.03 | 1500 | 10 | 100% | 0 | 3 | 100% | 0%
10844 | SPRING GAP 1702188426 | 162831702 | SPRING GAP 1702 | 188426 | TRUE | 4.572 | 4.572 | 1 |  |  | 0 | 0 | 0 | 1 | 1 | 0 | 0 | 0 |  | 0.00011833 | 1221 |  | 3613
2370 | GEYSERVILLE 1102484 | 42891102 | GEYSERVILLE 1102 | 484 | FALSE | 78528.1935 | 53688.8082 | 379 | 0.39708 | 2.9269 | 51.1919 | 0.077265 | 0.34094 | 0.58179 | 0.10092 | 0.56332 | 0.25057 | 0.057872 | 12.1013 | 0.00011833 | 1222 | 0.13 | 548 | 63.53 | 83.52% | 3 | 7 | 68.39% | 44%
9983 | JAMESON 1105913400 | 63801105 | JAMESON 1105 | 913400 | TRUE | 1667.834 | 172.3529 | 14 | 0.13706 | 1.8369 | 15.4331 | 0 | 0.40476 | 0.57143 | 0.071429 | 0.5 | 0.40476 | 0 | 6.1804 | 0.00011832 | 1223 |  | 3465
6059 | RINCON 1103198 | 43321103 | RINCON 1103 | 198 | FALSE | 10335.8179 | 10335.8179 | 62 | 0.15257 | 2.891 | 50.9865 | 0.037634 | 0.22267 | 0.7397 | 0 | 0.7397 | 0.22267 | 0 | 13.0658 | 0.0001183 | 1224 | 0.2 | 318 | 72.57 | 80.26% | 6 | 3 | 100% | 100%
8925 | FRUITLAND 11418746 | 192311141 | FRUITLAND 1141 | 8746 | TRUE | 832.2162 | 645.6965 | 8 | 0.7597 | 3.5235 | 26.7709 | 0.75 | 0.125 | 0.125 | 0 | 0.125 | 0.125 | 0.125 | 13.7825 | 0.00011829 | 1225 | 0.01 | 2243 | 85 | 7.43% | 0 | 0 | 50.57% | 0%
4472 | WEST POINT 110277204 | 163201102 | WEST POINT 1102 | 77204 | FALSE | 11918.386 | 11918.386 | 68 | 0.10013 | 2.7505 | 22.9241 | 0 | 0 | 0.9902 | 0.96814 | 0.022059 | 0 | 0 | 15.0604 | 0.00011817 | 1226 |  | 2893
10395 | CLARKSVILLE 2109649874 | 153612109 | CLARKSVILLE 2109 | 649874 | TRUE | 608.4651 | 608.4651 | 5 | 0.12473 | 2.0526 | 11.4428 | 0 | 0 | 1 | 0 | 1 | 0 | 0 | 7.8104 | 0.00011808 | 1227 |  | 3543
9364 | MIWUK 170236888 | 163661702 | MIWUK 1702 | 36888 | TRUE | 977.9121 | 977.9121 | 7 | 0.066872 | 2.6625 | 34.7519 | 0 | 0.42857 | 0.57143 | 0.64286 | 0 | 0 | 0 | 30.2475 | 0.00011804 | 1228 | 0.13 | 539 | 72.47 | 39.92% | 0 | 2 | 100% | 100%
2634 | APPLE HILL 21028372 | 153662102 | APPLE HILL 2102 | 8372 | FALSE | 101264.4904 | 94481.7777 | 629 | 0.13037 | 3.1523 | 19.5381 | 0 | 0 | 0.99921 | 0.62655 | 0.36868 | 0 | 0.017753 | 15.2986 | 0.00011802 | 1229 | 0.12 | 577 | 51.15 | 100% | 7 | 2 | 89.5% | 31%
2696 | OLETA 110163500 | 163541101 | OLETA 1101 | 63500 | TRUE | 5562.1132 | 327.1501 | 46 | 0.72136 | 2.2475 | 42.3717 | 0.1942 | 0.57899 | 0.22681 | 0.021739 | 0.2413 | 0.54275 | 0 | 4.0439 | 0.00011792 | 1230 | 0.01 | 2390 | 22.1 | 38.92% | 0 | 1 | 53.39% | 0%
6625 | WYANDOTTE 1107829470 | 102911107 | WYANDOTTE 1107 | 829470 | FALSE | 16595.0205 | 16595.0205 | 93 | 0.044036 | 3.6902 | 25.7893 | 0 | 0 | 1 | 0.089606 | 0.91039 | 0 | 0 | 14.0206 | 0.00011788 | 1231 |  | 3047
7910 | SILVERADO 2105167360 | 43432105 | SILVERADO 2105 | 167360 | FALSE | 15830.4656 | 15413.5909 | 70 | 0.22695 | 2.9004 | 43.1809 | 0 | 0.22024 | 0.77738 | 0 | 0.82976 | 0.16786 | 0 | 16.4775 | 0.0001177 | 1232 |  | 3176
519 | POINT ARENA 110147952 | 43381101 | POINT ARENA 1101 | 47952 | FALSE | 16717.6297 | 16717.6297 | 88 | 0.055231 | 3.3215 | 50.4594 | 0 | 0.83144 | 0.16288 | 0.0094697 | 0.17045 | 0.82008 | 0.028409 | 27.5523 | 0.00011754 | 1233 | 0.04 | 1254 | 76.45 | 10.32% | 20 | 9 | 100% | 0%
599 | CURTIS 170356972 | 163351703 | CURTIS 1703 | 56972 | FALSE | 13791.0471 | 13791.0471 | 57 | 0.082168 | 2.0499 | 34.7405 | 0.59942 | 0.13158 | 0.25146 | 0.18421 | 0.067251 | 0.13158 | 0 | 9.4775 | 0.00011753 | 1234 | 0.02 | 1929 | 49.53 | 11.99% | 0 | 2 | 100% | 1%
9559 | SONOMA 1103581588 | 42721103 | SONOMA 1103 | 581588 | TRUE | 1519.7137 | 313.0143 | 14 | 0.18802 | 2.5145 | 56.8977 | 0 | 0.5 | 0.5 | 0 | 0.5 | 0.5 | 0 | 7.2849 | 0.00011751 | 1235 |  | 3376
8734 | LOS GATOS 110160052 | 82021101 | LOS GATOS 1101 | 60052 | FALSE | 3169.0097 | 3169.0097 | 28 | 0.25128 | 1.5071 | 30.7855 | 0 | 0.58929 | 0.31548 | 0.02381 | 0.31548 | 0.56548 | 0 | 12.0888 | 0.00011748 | 1236 | 0.02 | 1773 | 10 | 24.39% | 0 | 1 | 100% | 0%
1292 | EEL RIVER 1103CB | 192381103 | EEL RIVER 1103 | CB | TRUE | 64360.3141 | 0 | 374 | 0.29047 | 3.194 | 39.8803 | 0.085339 | 0.91292 | 0.001738 | 0.028476 | 0.067246 | 0.71038 | 0 | 13.5671 | 0.00011744 | 1237 |  | 2721
2486 | LOYOLA 110260082 | 82161102 | LOYOLA 1102 | 60082 | TRUE | 6614.3058 | 0 | 57 | 0.33166 | 1.4557 | 22.3642 | 0 | 0.39035 | 0.60965 | 0.017544 | 0.70687 | 0.27558 | 0.0087719 | 20.1503 | 0.00011735 | 1238 |  | 2780
1800 | BANGOR 11011804 | 103191101 | BANGOR 1101 | 1804 | FALSE | 69024.1301 | 69024.1301 | 394 | 0.043043 | 3.4071 | 26.5163 | 0.023477 | 0.056261 | 0.92026 | 0.0076142 | 0.91265 | 0.056261 | 0.0088832 | 8.5532 | 0.00011734 | 1239 | 0.06 | 1026 | 13.91 | 93.17% | 8 | 9 | 100% | 3%
9927 | FITCH MOUNTAIN 1111555644 | 42751111 | FITCH MOUNTAIN 1111 | 555644 | TRUE | 5004.528 | 268.6791 | 19 | 0.16376 | 2.8305 | 60.0525 | 0 | 0.25877 | 0.74123 | 0 | 0.74123 | 0.25877 | 0 | 8.209 | 0.00011733 | 1240 |  | 3453
3144 | MORGAN HILL 2105XR564 | 83242105 | MORGAN HILL 2105 | XR564 | FALSE | 11653.8006 | 9126.8572 | 81 | 0.26408 | 1.5277 | 28.4345 | 0.49321 | 0.14444 | 0.36235 | 0 | 0.38951 | 0.11728 | 0 | 4.3565 | 0.0001173 | 1241 | 0.02 | 2055 | 26.86 | 49.46% | 0 | 4 | 75.02% | 0%
2621 | LINCOLN 1101186060 | 153701101 | LINCOLN 1101 | 186060 | FALSE | 24068.765 | 17542.5963 | 161 | 0.15543 | 1.8165 | 31.0306 | 0.18582 | 0.17505 | 0.63913 | 0.0093168 | 0.63395 | 0.17091 | 0.0099379 | 5.9864 | 0.00011716 | 1242 |  | 2791
3633 | BIG BEND 11021972 | 103751102 | BIG BEND 1102 | 1972 | FALSE | 34265.9827 | 34265.9827 | 177 | 0.05706 | 4.423 | 35.1903 | 0 | 0.053672 | 0.94633 | 0.43814 | 0.50819 | 0.053672 | 0.020245 | 25.2669 | 0.00011711 | 1243 | 0.41 | 55 | 95.66 | 96.1% | 4 | 6 | 100% | 100%
8866 | SAN RAMON 2101CB | 14232101 | SAN RAMON 2101 | CB | FALSE | 1579.2012 | 1277.3495 | 11 | 0.41569 | 1.5952 | 32.811 | 1 | 0 | 0 | 0 | 0 | 0 | 0 | 2.5321 | 0.0001171 | 1244 | 0.01 | 2246 | 10 | 0% | 0 | 0 | 53.42% | 0%
7035 | SYCAMORE CREEK 1111CB | 102971111 | SYCAMORE CREEK 1111 | CB | TRUE | 11952.1608 | 777.7423 | 85 | 0.55552 | 1.8082 | 22.5733 | 0.38031 | 0.037255 | 0.56087 | 0.071653 | 0.50882 | 0.0039216 | 0 | 1.9886 | 0.00011707 | 1245 | 0.02 | 1940 | 56.86 | 45.31% | 1 | 3 | 47.06% | 0%
8635 | MOLINO 11026917 | 42571102 | MOLINO 1102 | 6917 | FALSE | 11229.1017 | 11229.1017 | 58 | 0.18467 | 3.2418 | 61.401 | 0.0086207 | 0.41379 | 0.57759 | 0 | 0.57759 | 0.41379 | 0.043103 | 14.9335 | 0.00011705 | 1246 | 0.19 | 351 | 86.82 | 45.11% | 6 | 1 | 100% | 100%
1085 | MORAGA 1101CB | 13801101 | MORAGA 1101 | CB | FALSE | 14345.0573 | 13611.4014 | 92 | 0.27054 | 1.975 | 23.8204 | 0.33181 | 0.52181 | 0.14529 | 0.022257 | 0.27687 | 0.32363 | 0 | 10.9193 | 0.00011705 | 1247 | 0.13 | 524 | 55.63 | 5.2% | 2 | 13 | 81.97% | 88%
10187 | LLAGAS 2105154256 | 83182105 | LLAGAS 2105 | 154256 | TRUE | 446.5228 | 430.6088 | 2 | 0.27796 | 1.517 | 9.5685 | 0 | 0 | 1 | 0 | 1 | 0 | 0 | 2.7742 | 0.00011705 | 1248 |  | 3510
8024 | PENRYN 11072708 | 152561107 | PENRYN 1107 | 2708 | FALSE | 17128.5396 | 15094.9992 | 124 | 0.14607 | 1.9982 | 17.8924 | 0.012769 | 0.34306 | 0.64418 | 0.025538 | 0.76004 | 0.19091 | 0.0080645 | 8.1963 | 0.00011703 | 1249 | 0.03 | 1672 | 10 | 67.69% | 3 | 4 | 79.72% | 0%
10360 | OLEMA 110175686 | 42291101 | OLEMA 1101 | 75686 | FALSE | 8282.1233 | 7450.4021 | 31 | 0.078345 | 2.4779 | 41.0749 | 0 | 0.39785 | 0.56989 | 0.064516 | 0.70968 | 0.064516 | 0 | 24.2343 | 0.00011699 | 1250 | 0.02 | 1889 | 80.32 | 25.14% | 0 | 0 | 69.82% | 0%
10342 | FROGTOWN 1702832694 | 163451702 | FROGTOWN 1702 | 832694 | TRUE | 477.5655 | 461.5634 | 5 | 0.39157 | 2.1429 | 24.6904 | 0 | 0 | 1 | 0 | 1 | 0 | 0 | 6.2211 | 0.0001169 | 1251 |  | 3535
7721 | CURTIS 17058110 | 163351705 | CURTIS 1705 | 8110 | FALSE | 13110.3306 | 13110.3306 | 99 | 0.15269 | 2.5031 | 37.8312 | 0.027357 | 0.23148 | 0.74116 | 0.28451 | 0.46044 | 0.057576 | 0.030303 | 10.4913 | 0.0001169 | 1252 | 0.04 | 1424 | 12.66 | 71.8% | 0 | 7 | 100% | 22%
5449 | PENRYN 110351658 | 152561103 | PENRYN 1103 | 51658 | FALSE | 14039.3789 | 13140.1209 | 108 | 0.095829 | 2.271 | 19.4696 | 0.21407 | 0.056327 | 0.72652 | 0.024691 | 0.70183 | 0.030864 | 0.0046296 | 6.7085 | 0.00011684 | 1253 | 0.03 | 1498 | 27.42 | 66.1% | 1 | 2 | 91.67% | 0%
612 | DIAMOND SPRINGS 11062100 | 152261106 | DIAMOND SPRINGS 1106 | 2100 | FALSE | 62879.0761 | 62879.0761 | 403 | 0.059959 | 3.0422 | 21.6564 | 0.044216 | 0.0079759 | 0.9445 | 0.53958 | 0.40244 | 0.0079759 | 0.00082713 | 12.9799 | 0.00011682 | 1254 | 0.06 | 964 | 13.52 | 95.18% | 3 | 8 | 100% | 0%
3395 | BOLINAS 1101504 | 42261101 | BOLINAS 1101 | 504 | FALSE | 10763.1252 | 10763.1252 | 53 | 0.21296 | 2.478 | 45.0744 | 0 | 0.98113 | 0 | 0.21631 | 0.48113 | 0.26482 | 0.0062893 | 23.1132 | 0.00011675 | 1255 | 0.08 | 792 | 26.2 | 0% | 2 | 2 | 100% | 100%
2235 | MOLINO 1102318 | 42571102 | MOLINO 1102 | 318 | FALSE | 31114.0365 | 31114.0365 | 228 | 0.052929 | 3.402 | 57.6157 | 0.0047515 | 0.36075 | 0.6345 | 0 | 0.6345 | 0.36075 | 0.021564 | 22.3265 | 0.00011669 | 1256 | 0.4 | 58 | 89.54 | 61.35% | 11 | 8 | 100% | 100%
7250 | ORINDA 04013442 | 12350401 | ORINDA 0401 | 3442 | FALSE | 8430.8944 | 5599.863 | 68 | 0.29136 | 1.8267 | 22.0528 | 0.077206 | 0.91054 | 0.012255 | 0.12966 | 0.51838 | 0.22328 | 0.039216 | 20.3412 | 0.00011662 | 1257 | 0.02 | 2009 | 14.25 | 5.15% | 4 | 12 | 73.89% | 0%
875 | FULTON 110777670 | 42561107 | FULTON 1107 | 77670 | FALSE | 10996.9079 | 10874.5833 | 98 | 0.20048 | 2.5829 | 51.0862 | 0 | 0.25085 | 0.74915 | 0.011905 | 0.71684 | 0.25085 | 0.02381 | 15.9595 | 0.00011661 | 1258 | 0.17 | 416 | 26.83 | 74.89% | 3 | 6 | 100% | 100%
9959 | BRIDGEVILLE 1102384530 | 192461102 | BRIDGEVILLE 1102 | 384530 | FALSE | 6144.6716 | 6144.6716 | 12 | 0.10143 | 3.7813 | 22.838 | 0 | 0 | 1 | 0.72222 | 0.27778 | 0 | 0 | 29.4658 | 0.00011661 | 1259 |  | 3460
501 | DOBBINS 11011264 | 153741101 | DOBBINS 1101 | 1264 | FALSE | 56286.9636 | 56286.9636 | 307 | 0.034703 | 4.1447 | 22.7272 | 0.0032573 | 0.050217 | 0.94653 | 0.13246 | 0.8108 | 0.050217 | 0.027687 | 13.111 | 0.00011647 | 1260 | 0.18 | 373 | 47 | 96.43% | 5 | 9 | 99.16% | 60%
6798 | SAN CARLOS 110475210 | 24181104 | SAN CARLOS 1104 | 75210 | TRUE | 618.926 | 618.926 | 6 | 0.67082 | 1.4441 | 12.587 | 0.83333 | 0 | 0.16667 | 0 | 0.16667 | 0 | 0 | 10.0683 | 0.00011638 | 1261 | 0.01 | 2486 | 10 | 11.56% | 0 | 1 | 100% | 0%
5174 | CALAVERAS CEMENT 110111236 | 162211101 | CALAVERAS CEMENT 1101 | 11236 | FALSE | 31777.9091 | 31777.9091 | 143 | 0.11924 | 2.2225 | 29.4719 | 0.028671 | 0.40385 | 0.56748 | 0.0034965 | 0.86422 | 0.057692 | 0.013986 | 4.7902 | 0.00011636 | 1262 | 0.03 | 1594 | 16.08 | 47.9% | 0 | 4 | 100% | 0%
2068 | OLETA 11021228 | 163541102 | OLETA 1102 | 1228 | FALSE | 69440.241 | 17449.9174 | 368 | 0.47132 | 2.5511 | 33.5722 | 0.073282 | 0.12505 | 0.7998 | 0.023156 | 0.85188 | 0.049819 | 0.0081522 | 8.7659 | 0.00011636 | 1263 | 0.02 | 1888 | 36.17 | 96.93% | 0 | 0 | 20.75% | 0%
193 | OREGON TRAIL 110335002 | 103521103 | OREGON TRAIL 1103 | 35002 | FALSE | 91942.988 | 91942.988 | 641 | 0.15488 | 2.9924 | 20.5883 | 0.058259 | 0 | 0.93875 | 0.66062 | 0.27774 | 0 | 0.0015601 | 6.228 | 0.00011631 | 1264 | 0.2 | 315 | 26.03 | 93.47% | 4 | 13 | 100% | 0%
10638 | SAN RAFAEL 11092213 | 42011109 | SAN RAFAEL 1109 | 2213 | TRUE | 689.8513 | 689.8513 | 6 | 0.4004 | 2.1094 | 43.8164 | 0 | 1 | 0 | 0 | 0 | 1 | 0 | 9.4444 | 0.00011622 | 1265 | 0 | 2646 | 10 | 0% | 0 | 0 | 3.4% | 0%
1420 | MIDDLETOWN 1102998 | 43141102 | MIDDLETOWN 1102 | 998 | FALSE | 27408.0031 | 23900.855 | 205 | 0.19402 | 2.5572 | 41.1361 | 0.02168 | 0 | 0.97832 | 0.21537 | 0.76295 | 0 | 0.0089431 | 5.8846 | 0.00011619 | 1266 | 0.06 | 914 | 30.26 | 100% | 0 | 1 | 86% | 0%
9009 | ALTO 1124553571 | 42031124 | ALTO 1124 | 553571 | TRUE | 319.9061 | 174.9029 | 4 | 0.6994 | 2.5259 | 40.9322 | 0 | 1 | 0 | 0 | 0 | 1 | 0 | 20.561 | 0.00011616 | 1267 |  | 3296
9942 | BRUNSWICK 1104327226 | 152481104 | BRUNSWICK 1104 | 327226 | TRUE | 144.3861 | 79.5833 | 2 | 0.11455 | 3.9794 | 22.5377 | 0 | 0 | 1 | 1 | 0 | 0 | 0 | 28.787 | 0.0001161 | 1268 |  | 3458
6381 | OAKLAND X 1106CR008 | 12541106 | OAKLAND X 1106 | CR008 | FALSE | 7178.6151 | 7178.6151 | 65 | 0.45192 | 2.0184 | 20.1421 | 0.31841 | 0.43121 | 0.25038 | 0.073077 | 0.25163 | 0.35689 | 0 | 11.2063 | 0.00011602 | 1269 | 0.05 | 1037 | 10.86 | 21.85% | 11 | 17 | 100% | 13%
3084 | GEYSERVILLE 1102274 | 42891102 | GEYSERVILLE 1102 | 274 | FALSE | 29743.739 | 10398.2127 | 173 | 0.59248 | 2.786 | 49.5839 | 0.19981 | 0.31281 | 0.48738 | 0.054432 | 0.4657 | 0.27428 | 0.05395 | 13.9964 | 0.00011599 | 1270 | 0.01 | 2568 | 46.86 | 69.12% | 1 | 0 | 22.13% | 0%
10013 | GREEN VALLEY 21016601 | 83192101 | GREEN VALLEY 2101 | 6601 | FALSE | 3063.6094 | 3063.6094 | 19 | 0.062389 | 1.8874 | 34.1823 | 0 | 0.97368 | 0.026316 | 0 | 0.052632 | 0.94737 | 0 | 24.1267 | 0.00011592 | 1271 |  | 3470
4157 | CALPELLA 1101600 | 43411101 | CALPELLA 1101 | 600 | FALSE | 39281.1533 | 30870.3 | 164 | 0.221 | 3.0989 | 43.1197 | 0.025261 | 0.17215 | 0.80136 | 0.042683 | 0.791 | 0.13984 | 0.0081301 | 9.4095 | 0.00011588 | 1272 | 0.08 | 769 | 63.03 | 92.94% | 2 | 3 | 76.37% | 16%
260 | BRUNSWICK 11067099 | 152481106 | BRUNSWICK 1106 | 7099 | FALSE | 12439.4387 | 12439.4387 | 83 | 0.06123 | 3.5069 | 35.4881 | 0 | 0.1243 | 0.86767 | 0.60562 | 0.38635 | 0 | 0.0060241 | 15.529 | 0.00011588 | 1273 | 0.11 | 623 | 32.72 | 90.35% | 0 | 3 | 100% | 52%
10070 | SILVERADO 2102772792 | 43432102 | SILVERADO 2102 | 772792 | FALSE | 4440.4408 | 3782.0495 | 19 | 0.22756 | 2.3408 | 55.9102 | 0.052632 | 0.38596 | 0.5614 | 0 | 0.5614 | 0.36842 | 0 | 14.2387 | 0.00011586 | 1274 |  | 3485
521 | WILLITS 1103696 | 42661103 | WILLITS 1103 | 696 | FALSE | 15381.4122 | 10464.5667 | 87 | 0.1028 | 3.5711 | 57.3269 | 0 | 0.53352 | 0.46648 | 0.086207 | 0.83046 | 0.083333 | 0 | 8.2896 | 0.00011584 | 1275 | 0.02 | 1916 | 41.25 | 62.23% | 0 | 3 | 69.69% | 0%
293 | MENDOCINO 110131322 | 42951101 | MENDOCINO 1101 | 31322 | FALSE | 46269.6305 | 9420.014 | 310 | 0.48836 | 2.7532 | 58.9074 | 0.0016129 | 0.33951 | 0.65888 | 0.034409 | 0.64141 | 0.31585 | 0 | 11.0372 | 0.00011583 | 1276 | 0.02 | 1807 | 35.32 | 77.6% | 2 | 7 | 15.42% | 0%
9129 | ROSSMOOR 1102457174 | 14161102 | ROSSMOOR 1102 | 457174 | TRUE | 1940.6507 | 925.5451 | 14 | 0.41281 | 1.7913 | 18.2043 | 0.64286 | 0 | 0.35714 | 0.042857 | 0.31429 | 0 | 0 | 7.2469 | 0.00011583 | 1277 |  | 3313
6920 | LAYTONVILLE 110268436 | 42681102 | LAYTONVILLE 1102 | 68436 | FALSE | 14664.9715 | 14664.9715 | 45 | 0.056923 | 4.1105 | 60.8915 | 0.066667 | 0 | 0.93333 | 0.1381 | 0.79524 | 0 | 0.011111 | 17.8276 | 0.00011581 | 1278 | 0.09 | 700 | 91.88 | 93.46% | 1 | 2 | 100% | 33%
6630 | MIDDLETOWN 1101644756 | 43141101 | MIDDLETOWN 1101 | 644756 | FALSE | 31848.1753 | 27875.8932 | 163 | 0.12706 | 3.0493 | 51.0753 | 0 | 0.3785 | 0.6215 | 0.17599 | 0.55402 | 0.27 | 0.006135 | 15.7413 | 0.00011577 | 1279 |  | 3049
1437 | HORSESHOE 110450142 | 152571104 | HORSESHOE 1104 | 50142 | FALSE | 6580.4447 | 3596.2025 | 55 | 0.27828 | 1.9315 | 24.2846 | 0.021212 | 0 | 0.96905 | 0 | 0.96905 | 0 | 0.0090909 | 15.6817 | 0.00011566 | 1280 | 0.02 | 2130 | 10 | 98.77% | 0 | 1 | 24.44% | 0%
2114 | WYANDOTTE 11091040 | 102911109 | WYANDOTTE 1109 | 1040 | FALSE | 9753.1063 | 1682.9824 | 62 | 0.2387 | 1.9522 | 35.6528 | 0.032258 | 0.41425 | 0.55349 | 0 | 0.81962 | 0.14812 | 0.016129 | 2.805 | 0.00011564 | 1281 | 0.01 | 2357 | 10 | 53.93% | 1 | 0 | 10.55% | 0%
2589 | FORT ROSS 1121124 | 42851121 | FORT ROSS 1121 | 124 | FALSE | 29762.4384 | 29762.4384 | 99 | 0.13066 | 3.7363 | 64.4516 | 0.0075758 | 0.41162 | 0.58081 | 0.15729 | 0.45202 | 0.25433 | 0 | 19.5412 | 0.00011564 | 1282 | 0.08 | 811 | 86.07 | 76.02% | 1 | 2 | 100% | 0%
2118 | LUCERNE 11031280 | 43351103 | LUCERNE 1103 | 1280 | FALSE | 37796.6985 | 12933.8174 | 238 | 0.35737 | 2.4774 | 52.6407 | 0.13613 | 0.34846 | 0.51436 | 0.058824 | 0.40896 | 0.29524 | 0.022059 | 8.9665 | 0.00011562 | 1283 | 0.01 | 2528 | 18.46 | 53.77% | 0 | 7 | 37.48% | 0%
8256 | MORGAN HILL 2105XR268 | 83242105 | MORGAN HILL 2105 | XR268 | FALSE | 12802.5937 | 12802.5937 | 61 | 0.12887 | 2.3495 | 29.244 | 0.021077 | 0.2418 | 0.61553 | 0.016393 | 0.61553 | 0.22541 | 0 | 11.3741 | 0.00011557 | 1284 | 0.15 | 460 | 60.29 | 70.21% | 1 | 2 | 100% | 100%
3555 | DUNBAR 1103CB | 43071103 | DUNBAR 1103 | CB | FALSE | 19272.7585 | 4335.2228 | 149 | 0.47861 | 2.5029 | 50.2852 | 0.36488 | 0.29519 | 0.33993 | 0 | 0.33993 | 0.29519 | 0.010067 | 7.1925 | 0.00011557 | 1285 | 0.03 | 1743 | 52.94 | 74.35% | 2 | 2 | 15.81% | 20%
4695 | SILVERADO 21043485 | 43432104 | SILVERADO 2104 | 3485 | FALSE | 2803.9876 | 2803.9876 | 23 | 0.32099 | 2.8032 | 53.5245 | 0 | 0.16667 | 0.83333 | 0 | 0.83333 | 0.1087 | 0 | 21.9678 | 0.00011552 | 1286 |  | 2910
10487 | HIGGINS 1107746082 | 152691107 | HIGGINS 1107 | 746082 | FALSE | 1306.1318 | 1306.1318 | 6 | 0.032634 | 2.8135 | 38.9672 | 0 | 0 | 1 | 0 | 1 | 0 | 0 | 4.7491 | 0.00011547 | 1287 | 0.03 | 1625 | 10 | 100% | 0 | 0 | 100% | 0%
5992 | MIWUK 17029270 | 163661702 | MIWUK 1702 | 9270 | FALSE | 9370.6933 | 9370.6933 | 68 | 0.14116 | 2.6455 | 31.9615 | 0.37553 | 0.18382 | 0.44065 | 0.61607 | 0.0084034 | 0 | 0 | 14.8787 | 0.00011547 | 1288 | 0.13 | 531 | 48.39 | 46.92% | 2 | 9 | 100% | 95%
5126 | CRESCENT MILLS 21012056 | 103132101 | CRESCENT MILLS 2101 | 2056 | FALSE | 10443.0868 | 8069.9513 | 70 | 0.15168 | 2.7086 | 27.8113 | 0.45357 | 0.17381 | 0.37262 | 0.38214 | 0.028571 | 0.07381 | 0.014286 | 13.3656 | 0.00011546 | 1289 | 0.02 | 1906 | 93.18 | 33.06% | 0 | 0 | 44.02% | 0%
8298 | STAFFORD 1102361952 | 43201102 | STAFFORD 1102 | 361952 | FALSE | 2196.587 | 2196.587 | 9 | 0.023594 | 2.8545 | 34.3878 | 0 | 0.11111 | 0.88889 | 0 | 0.88889 | 0.11111 | 0 | 13.9548 | 0.00011545 | 1290 | 0.05 | 1184 | 84.73 | 98.54% | 0 | 1 | 100% | 0%
6194 | CLARK ROAD 110292622 | 103091102 | CLARK ROAD 1102 | 92622 | FALSE | 50349.3756 | 50311.0535 | 257 | 0.056299 | 3.2648 | 34.2446 | 0.0038911 | 0.084955 | 0.90337 | 0.020428 | 0.89462 | 0.06939 | 0 | 6.373 | 0.00011545 | 1291 | 0.03 | 1579 | 14.3 | 87.09% | 2 | 9 | 100% | 0%
4343 | BOLINAS 11011236 | 42261101 | BOLINAS 1101 | 1236 | FALSE | 6557.8129 | 5809.1133 | 34 | 0.13928 | 2.4331 | 48.26 | 0.088235 | 0.91176 | 0 | 0.073529 | 0.39461 | 0.44363 | 0.029412 | 16.5621 | 0.00011532 | 1292 | 0.02 | 2111 | 58.03 | 0% | 0 | 0 | 73.67% | 0%
7813 | CLOVERDALE 1102383183 | 42821102 | CLOVERDALE 1102 | 383183 | FALSE | 23681.1054 | 23566.6207 | 53 | 0.15225 | 3.1744 | 58.5353 | 0.018868 | 0.11321 | 0.86792 | 0.056604 | 0.79245 | 0.11321 | 0 | 11.7328 | 0.0001153 | 1293 |  | 3164
522 | MONTE RIO 1111292 | 42811111 | MONTE RIO 1111 | 292 | FALSE | 31568.6739 | 25055.0465 | 165 | 0.13368 | 3.2502 | 61.5262 | 0.035859 | 0.78869 | 0.17091 | 0.014141 | 0.32747 | 0.61596 | 0.017172 | 31.1005 | 0.00011528 | 1294 | 0.05 | 1130 | 53.03 | 14.56% | 3 | 9 | 74.19% | 34%
1083 | CLARK ROAD 11022044 | 103091102 | CLARK ROAD 1102 | 2044 | FALSE | 20271.6961 | 13688.923 | 67 | 0.14189 | 2.3515 | 30.5295 | 0.16418 | 0.46269 | 0.35821 | 0.037313 | 0.33582 | 0.4403 | 0 | 3.5889 | 0.00011519 | 1295 | 0.02 | 1856 | 29.02 | 29.16% | 0 | 3 | 44.24% | 0%
4849 | ELECTRA 11017104 | 162161101 | ELECTRA 1101 | 7104 | FALSE | 19430.6652 | 19430.6652 | 148 | 0.034144 | 3.1071 | 30.529 | 0.13964 | 0.009009 | 0.85135 | 0.6295 | 0.23086 | 0 | 0 | 17.9396 | 0.0001151 | 1296 | 0.07 | 824 | 47.22 | 81.14% | 1 | 3 | 100% | 0%
7143 | COTATI 1103CB | 42271103 | COTATI 1103 | CB | FALSE | 19422.567 | 19422.567 | 106 | 0.13969 | 2.3925 | 52.2933 | 0.21069 | 0.45755 | 0.33176 | 0.044025 | 0.38208 | 0.20912 | 0 | 12.2991 | 0.00011506 | 1297 | 0.05 | 1046 | 77.7 | 26.01% | 1 | 5 | 100% | 0%
3349 | STANISLAUS 17026028 | 162821702 | STANISLAUS 1702 | 6028 | FALSE | 13370.3026 | 13370.3026 | 115 | 0.18452 | 3.3069 | 29.8792 | 0.0050725 | 0.044203 | 0.94106 | 0.98744 | 0 | 0 | 0 | 36.0834 | 0.00011502 | 1298 | 0.28 | 159 | 47.38 | 91.01% | 3 | 4 | 100% | 100%
1439 | TAR FLAT 0402CB | 163240402 | TAR FLAT 0402 | CB | FALSE | 2354.3543 | 1281.2412 | 18 | 0.76238 | 2.0992 | 30.79 | 0.096296 | 0.89259 | 0.011111 | 0 | 0.02963 | 0.033333 | 0.055556 | 10.73 | 0.00011498 | 1299 | 0.01 | 2316 | 10 | 7.1% | 0 | 0 | 35.32% | 0%
6536 | PINE GROVE 11026080 | 163751102 | PINE GROVE 1102 | 6080 | FALSE | 55307.7629 | 55307.7629 | 322 | 0.07224 | 2.857 | 26.7487 | 0 | 0 | 0.99741 | 0.20626 | 0.79115 | 0 | 0.0062112 | 14.5074 | 0.00011497 | 1300 | 0.09 | 706 | 21.85 | 100% | 6 | 11 | 100% | 1%
5439 | KONOCTI 110264664 | 43311102 | KONOCTI 1102 | 64664 | FALSE | 46084.8025 | 44670.3665 | 263 | 0.16561 | 2.6192 | 57.7776 | 0.0038023 | 0.31726 | 0.67723 | 0.10789 | 0.67153 | 0.21506 | 0.0019011 | 9.2935 | 0.00011497 | 1301 | 0.11 | 619 | 54.32 | 71% | 3 | 9 | 94.13% | 22%
6143 | OILFIELDS 1103N64 | 182391103 | OILFIELDS 1103 | N64 | FALSE | 20207.5385 | 17721.3198 | 101 | 0.2165 | 0.80245 | 26.7616 | 0.44389 | 0.009901 | 0.5462 | 0 | 0.51155 | 0.009901 | 0 | 4.984 | 0.00011489 | 1302 | 0.02 | 1752 | 31.05 | 50.23% | 0 | 4 | 78.14% | 0%
10392 | VINEYARD 2108383748 | 14502108 | VINEYARD 2108 | 383748 | TRUE | 582.318 | 582.318 | 4 | 0.11774 | 1.9157 | 24.9568 | 0 | 1 | 0 | 0 | 0 | 1 | 0 | 5.4686 | 0.00011476 | 1303 |  | 3542
967 | DUNBAR 1102903030 | 43071102 | DUNBAR 1102 | 903030 | FALSE | 2341.4408 | 2341.4408 | 17 | 0.19369 | 2.7159 | 62.7845 | 0 | 0.67647 | 0.32353 | 0 | 0.32353 | 0.67647 | 0 | 12.5543 | 0.00011468 | 1304 |  | 2699
3139 | WILLITS 11044650 | 42661104 | WILLITS 1104 | 4650 | FALSE | 9890.161 | 6190.488 | 80 | 0.38669 | 3.4582 | 52.4148 | 0.13146 | 0.45677 | 0.41177 | 0.11063 | 0.34927 | 0.39615 | 0 | 9.159 | 0.0001146 | 1305 | 0.01 | 2541 | 16.34 | 61.51% | 0 | 4 | 48.68% | 0%
10778 | PIT NO 5 110190846 | 101321101 | PIT NO 5 1101 | 90846 | TRUE | 149.205 | 149.205 | 2 | 0.024581 | 5.1101 | 23.6864 | 0 | 0 | 1 | 1 | 0 | 0 | 0 | 18.8208 | 0.00011453 | 1306 | 0.03 | 1618 | 10 | 100% | 0 | 0 | 100% | 0%
8476 | ALTO 1124810594 | 42031124 | ALTO 1124 | 810594 | TRUE | 1080.6364 | 899.4073 | 6 | 0.31676 | 2.4226 | 46.6614 | 0 | 0.91667 | 0.083333 | 0 | 0.10714 | 0.89286 | 0 | 17.8868 | 0.0001145 | 1307 |  | 3228
6170 | GIRVAN 11011330 | 103401101 | GIRVAN 1101 | 1330 | FALSE | 50161.9849 | 49990.913 | 264 | 0.13729 | 3.0219 | 21.0689 | 0 | 0 | 1 | 0.30808 | 0.69192 | 0 | 0.0037879 | 15.5066 | 0.00011447 | 1308 | 0.13 | 528 | 42.76 | 99.67% | 0 | 4 | 100% | 25%
2472 | SANTA ROSA A 1104220 | 42151104 | SANTA ROSA A 1104 | 220 | FALSE | 15438.0154 | 15438.0154 | 105 | 0.16617 | 2.6056 | 54.822 | 0.13241 | 0.21957 | 0.64802 | 0.0042328 | 0.64379 | 0.21957 | 0 | 9.6468 | 0.00011441 | 1309 | 0.11 | 605 | 27.6 | 64.91% | 1 | 14 | 100% | 64%
9734 | HIGHLANDS 110484640 | 43361104 | HIGHLANDS 1104 | 84640 | TRUE | 1219.4213 | 660.5476 | 14 | 0.7755 | 2.0045 | 30.372 | 0.30952 | 0.19643 | 0.49405 | 0 | 0.49405 | 0.19643 | 0 | 6.815 | 0.00011439 | 1310 | 0.02 | 2124 | 10 | 72.8% | 1 | 1 | 76.24% | 0%
7084 | VACAVILLE 111113652 | 63601111 | VACAVILLE 1111 | 13652 | FALSE | 6914.8485 | 6914.8485 | 58 | 0.24122 | 1.699 | 22.6171 | 0.27443 | 0.097701 | 0.62787 | 0 | 0.62787 | 0.097701 | 0 | 4.8182 | 0.00011431 | 1311 | 0.03 | 1627 | 25.64 | 64.23% | 1 | 3 | 100% | 0%
6825 | OLETA 1102186326 | 163541102 | OLETA 1102 | 186326 | FALSE | 20743.7329 | 19088.8539 | 123 | 0.21867 | 2.4061 | 30.4557 | 0.15772 | 0.056369 | 0.78591 | 0.0271 | 0.78808 | 0.0271 | 0 | 5.6795 | 0.00011431 | 1312 |  | 3066
7468 | ROB ROY 210410298 | 83692104 | ROB ROY 2104 | 10298 | FALSE | 21540.3253 | 17635.9746 | 138 | 0.13241 | 2.087 | 33.0375 | 0.0036232 | 0.24167 | 0.72935 | 0.0036232 | 0.75362 | 0.21377 | 0.018116 | 20.1902 | 0.00011425 | 1313 | 0.2 | 345 | 57.39 | 79.09% | 34 | 2 | 83.3% | 78%
10204 | DUNBAR 110113481 | 43071101 | DUNBAR 1101 | 13481 | TRUE | 1739.6965 | 0 | 14 | 0.43718 | 2.8416 | 65.8374 | 0 | 0.41667 | 0.58333 | 0 | 0.58333 | 0.41667 | 0.035714 | 10.9286 | 0.0001142 | 1314 | 0.01 | 2214 | 10 | 89.93% | 1 | 0 | 12.88% | 0%
7688 | PEABODY 2106250154 | 63642106 | PEABODY 2106 | 250154 | TRUE | 458.5489 | 458.5489 | 4 | 0.0097533 | 1.5297 | 3.8571 | 0 | 0 | 1 | 0 | 1 | 0 | 0 | 4.5753 | 0.00011419 | 1315 |  | 3150
4239 | TAR FLAT 0401CB | 163240401 | TAR FLAT 0401 | CB | FALSE | 5901.3044 | 5623.7964 | 45 | 0.61918 | 2.1026 | 42.7558 | 0 | 0.94286 | 0.057143 | 0.0037037 | 0.25661 | 0.42222 | 0 | 11.1487 | 0.00011418 | 1316 | 0.02 | 2117 | 10 | 7.18% | 1 | 2 | 94.76% | 18%
9420 | FRENCH GULCH 11011892 | 103381101 | FRENCH GULCH 1101 | 1892 | FALSE | 5154.3447 | 5154.3447 | 12 | 0.20289 | 3.0029 | 21.6279 | 0 | 0 | 1 | 1 | 0 | 0 | 0 | 8.222 | 0.00011418 | 1317 | 0.04 | 1326 | 75.81 | 100% | 0 | 0 | 100% | 0%
9906 | POINT MORETTI 110183716 | 82931101 | POINT MORETTI 1101 | 83716 | FALSE | 4275.4859 | 4027.3677 | 22 | 0.20491 | 2.3396 | 24.6701 | 0.015152 | 0.90909 | 0.075758 | 0 | 0.075758 | 0.59091 | 0 | 9.9371 | 0.00011418 | 1318 | 0.01 | 2207 | 18.07 | 6.58% | 5 | 0 | 94.36% | 0%
4294 | FITCH MOUNTAIN 11134566 | 42751113 | FITCH MOUNTAIN 1113 | 4566 | FALSE | 28160.2778 | 20128.0864 | 180 | 0.35767 | 3.0651 | 55.8518 | 0.012963 | 0.26435 | 0.71991 | 0.0055556 | 0.7088 | 0.26435 | 0.011111 | 14.1125 | 0.00011406 | 1319 | 0.04 | 1242 | 71.56 | 83.49% | 1 | 5 | 60.29% | 0%
2241 | CURTIS 170247488 | 163351702 | CURTIS 1702 | 47488 | FALSE | 33425.2179 | 30588.7641 | 207 | 0.14003 | 2.2651 | 26.4371 | 0.010467 | 0.23889 | 0.75064 | 0.23249 | 0.62146 | 0.10644 | 0.020934 | 11.2703 | 0.00011402 | 1320 | 0.06 | 971 | 16.95 | 84.37% | 2 | 17 | 87.6% | 0%
534 | STANISLAUS 170237278 | 162821702 | STANISLAUS 1702 | 37278 | FALSE | 10929.4406 | 10929.4406 | 99 | 0.27428 | 3.3872 | 33.6408 | 0 | 0 | 1 | 1 | 0 | 0 | 0.0025253 | 29.1533 | 0.00011401 | 1321 | 0.21 | 300 | 74.43 | 100% | 1 | 5 | 100% | 100%
5896 | CHALLENGE 11015460 | 103201101 | CHALLENGE 1101 | 5460 | FALSE | 18980.3372 | 18980.3372 | 91 | 0.10673 | 5.6207 | 30.5154 | 0 | 0 | 1 | 0.89744 | 0.10256 | 0 | 0.032967 | 24.5324 | 0.000114 | 1322 | 0.31 | 120 | 93.93 | 100% | 4 | 4 | 100% | 100%
7423 | CLAY 1103CB | 163341103 | CLAY 1103 | CB | FALSE | 21668.4067 | 9680.057 | 110 | 0.3617 | 1.5624 | 30.9263 | 0.42939 | 0.14788 | 0.42273 | 0.038636 | 0.38182 | 0.14788 | 0.0045455 | 8.5626 | 0.00011397 | 1323 | 0.01 | 2551 | 36.57 | 11.82% | 0 | 1 | 42.68% | 0%
3496 | APPLE HILL 21027502 | 153662102 | APPLE HILL 2102 | 7502 | FALSE | 36933.3454 | 36933.3454 | 267 | 0.066851 | 3.5054 | 21.0591 | 0.0037453 | 0.00093633 | 0.99532 | 0.92445 | 0.019517 | 0.00093633 | 0.0022888 | 20.4721 | 0.00011381 | 1324 | 0.25 | 210 | 77.58 | 99.99% | 4 | 7 | 100% | 83%
331 | WEST POINT 11024790 | 163201102 | WEST POINT 1102 | 4790 | FALSE | 52731.0383 | 52731.0383 | 305 | 0.070965 | 2.8695 | 37.0359 | 0.053698 | 0.0022951 | 0.94401 | 0.89142 | 0.0032787 | 0 | 0.020856 | 21.4379 | 0.00011374 | 1325 | 0.35 | 87 | 75.1 | 91.62% | 9 | 12 | 100% | 75%
6173 | OAKLAND X 1104645092 | 12541104 | OAKLAND X 1104 | 645092 | FALSE | 2229.6022 | 2229.6022 | 16 | 0.73857 | 1.7358 | 10.171 | 0.16667 | 0.73438 | 0.098958 | 0 | 0.098958 | 0.10417 | 0 | 10.0215 | 0.0001137 | 1326 |  | 3010
5038 | MOLINO 110241392 | 42571102 | MOLINO 1102 | 41392 | FALSE | 23588.435 | 7062.7077 | 171 | 0.34205 | 2.8757 | 60.6352 | 0.010721 | 0.44137 | 0.54791 | 0.0019493 | 0.54791 | 0.43844 | 0 | 12.3923 | 0.00011368 | 1327 | 0.02 | 1893 | 58.09 | 65.77% | 1 | 0 | 25.48% | 0%
7937 | CLARK ROAD 11022068 | 103091102 | CLARK ROAD 1102 | 2068 | FALSE | 17517.3264 | 17517.3264 | 90 | 0.037542 | 3.6584 | 25.6678 | 0 | 0.0027778 | 0.99722 | 0 | 0.87481 | 0.0027778 | 0 | 7.7048 | 0.00011364 | 1328 | 0.14 | 499 | 15.05 | 99.79% | 0 | 2 | 100% | 90%
9114 | LAS GALLINAS A 1105CB | 42991105 | LAS GALLINAS A 1105 | CB | TRUE | 3345.6946 | 710.3038 | 26 | 0.7035 | 2.4306 | 44.6386 | 0.82436 | 0 | 0.16795 | 0 | 0.16795 | 0 | 0 | 8.2915 | 0.00011363 | 1329 | 0.01 | 2343 | 10 | 12.89% | 0 | 0 | 14.92% | 0%
10123 | FULTON 110258990 | 42561102 | FULTON 1102 | 58990 | TRUE | 971.5045 | 427.9744 | 6 | 0.092356 | 2.7312 | 29.7905 | 0 | 0 | 1 | 0.33333 | 0.66667 | 0 | 0 | 8.2577 | 0.00011359 | 1330 |  | 3495
7987 | BELL 1108339792 | 152701108 | BELL 1108 | 339792 | FALSE | 5788.3897 | 4221.2236 | 43 | 0.16664 | 2.5641 | 25.0265 | 0 | 0.14341 | 0.83333 | 0.31395 | 0.51938 | 0.14341 | 0.079457 | 5.2514 | 0.00011358 | 1331 |  | 3181
10496 | FROGTOWN 1702814784 | 163451702 | FROGTOWN 1702 | 814784 | TRUE | 296.0572 | 280.0552 | 3 | 0.041806 | 2.1345 | 11.509 | 0 | 0 | 1 | 0 | 1 | 0 | 0 | 4.6791 | 0.00011354 | 1332 |  | 3559
10509 | PAUL SWEET 2102337544 | 83252102 | PAUL SWEET 2102 | 337544 | TRUE | 1419.0103 | 579.0642 | 13 | 0.11668 | 1.9263 | 33.7947 | 0 | 0.65385 | 0.34615 | 0 | 0.42308 | 0.53846 | 0 | 16.942 | 0.00011348 | 1333 |  | 3561
2201 | RACETRACK 1704CB | 163761704 | RACETRACK 1704 | CB | FALSE | 36834.5436 | 36834.5436 | 193 | 0.030472 | 1.9773 | 29.736 | 0.16192 | 0.49309 | 0.34499 | 0 | 0.50216 | 0.28929 | 0.007772 | 4.9015 | 0.00011343 | 1334 | 0.19 | 352 | 55.84 | 32.56% | 4 | 25 | 99.99% | 0%
1162 | DUNBAR 1101302 | 43071101 | DUNBAR 1101 | 302 | FALSE | 16561.5527 | 14104.3324 | 123 | 0.2548 | 2.7518 | 58.7815 | 0 | 0.36396 | 0.63604 | 0 | 0.64011 | 0.35989 | 0.0074526 | 11.8185 | 0.00011341 | 1335 | 0.15 | 459 | 55.37 | 64.87% | 1 | 11 | 75.08% | 69%
6413 | UKIAH 1114408 | 42771114 | UKIAH 1114 | 408 | FALSE | 61335.3992 | 60046.2209 | 280 | 0.10535 | 3.1624 | 47.1781 | 0.070536 | 0.25952 | 0.66994 | 0.44107 | 0.46756 | 0.020833 | 0.014881 | 11.6048 | 0.00011339 | 1336 | 0.07 | 859 | 66.35 | 67.33% | 5 | 13 | 97.48% | 0%
1518 | DIAMOND SPRINGS 110518935 | 152261105 | DIAMOND SPRINGS 1105 | 18935 | FALSE | 10773.8274 | 10773.8274 | 76 | 0.086562 | 2.5793 | 19.4725 | 0 | 0 | 1 | 0 | 1 | 0 | 0 | 6.7687 | 0.00011327 | 1337 | 0.12 | 582 | 21.22 | 100% | 2 | 4 | 100% | 73%
739 | COTATI 1105CB | 42271105 | COTATI 1105 | CB | FALSE | 4309.0759 | 4309.0759 | 35 | 0.30838 | 2.4521 | 49.5635 | 0.19728 | 0.24476 | 0.55796 | 0.028571 | 0.55796 | 0.21619 | 0 | 9.0916 | 0.00011326 | 1338 | 0.06 | 1018 | 63.54 | 54.85% | 1 | 0 | 100% | 0%
7167 | FRENCH GULCH 11012905 | 103381101 | FRENCH GULCH 1101 | 2905 | FALSE | 15594.3492 | 15594.3492 | 83 | 0.17225 | 3.1616 | 41.978 | 0 | 0 | 1 | 0.27811 | 0.72189 | 0 | 0 | 13.4422 | 0.00011324 | 1339 | 0.04 | 1288 | 49.43 | 100% | 1 | 0 | 100% | 0%
5338 | SAN JOAQUIN #3 1102CB | 252531102 | SAN JOAQUIN #3 1102 | CB | FALSE | 15601.4012 | 15601.4012 | 97 | 0.078548 | 2.2579 | 27.832 | 0.0051546 | 0.29811 | 0.69674 | 0.41151 | 0.30069 | 0 | 0 | 13.3026 | 0.00011323 | 1340 | 0.13 | 534 | 12.3 | 62.24% | 3 | 14 | 100% | 57%
6808 | PHILO 110137222 | 42601101 | PHILO 1101 | 37222 | FALSE | 40893.1758 | 40893.1758 | 152 | 0.1347 | 3.2882 | 56.8352 | 0 | 0.3591 | 0.6409 | 0.080044 | 0.81469 | 0.10526 | 0 | 11.3422 | 0.00011309 | 1341 | 0.06 | 937 | 53.39 | 64.87% | 9 | 12 | 100% | 0%
3381 | LUCERNE 110638436 | 43351106 | LUCERNE 1106 | 38436 | FALSE | 7699.8876 | 7253.5318 | 62 | 0.38439 | 2.6609 | 46.9662 | 0 | 0 | 1 | 0.056452 | 0.94355 | 0 | 0 | 9.8576 | 0.00011304 | 1342 | 0.04 | 1413 | 61.44 | 100% | 0 | 7 | 96.43% | 0%
4263 | HALF MOON BAY 11038894 | 24101103 | HALF MOON BAY 1103 | 8894 | FALSE | 18146.6988 | 18102.2842 | 110 | 0.12557 | 1.9695 | 20.3933 | 0 | 0.54015 | 0.45985 | 0 | 0.80758 | 0.18788 | 0.0045455 | 15.0984 | 0.00011302 | 1343 | 0.05 | 1041 | 71.36 | 49.24% | 24 | 2 | 100% | 0%
7352 | JAMESON 1102865502 | 63801102 | JAMESON 1102 | 865502 | TRUE | 4467.1172 | 644.9532 | 27 | 0.20822 | 1.7637 | 16.3566 | 0.16914 | 0.5963 | 0.23457 | 0 | 0.23457 | 0.5963 | 0 | 8.1529 | 0.00011299 | 1344 |  | 3119
5364 | FULTON 1104466 | 42561104 | FULTON 1104 | 466 | TRUE | 2421.8686 | 622.9644 | 21 | 0.56071 | 2.8018 | 49.6093 | 0.2381 | 0.26786 | 0.49405 | 0.011905 | 0.5 | 0.25 | 0 | 9.5952 | 0.00011297 | 1345 |  | 2947
6646 | UPPER LAKE 110175370 | 42871101 | UPPER LAKE 1101 | 75370 | FALSE | 23702.8229 | 17823.7139 | 133 | 0.24354 | 2.7043 | 50.7001 | 0 | 0.38346 | 0.61654 | 0.050752 | 0.59085 | 0.3584 | 0.052632 | 10.4046 | 0.0001129 | 1346 | 0.03 | 1592 | 35.13 | 70.43% | 2 | 8 | 80.82% | 6%
6991 | COVELO 1101478952 | 43061101 | COVELO 1101 | 478952 | FALSE | 5727.3171 | 1143.6662 | 39 | 0.17662 | 2.9235 | 53.7455 | 0 | 0 | 0.99359 | 0 | 0.99359 | 0 | 0 | 7.8195 | 0.00011288 | 1347 |  | 3082
296 | TASSAJARA 2112D514R | 14662112 | TASSAJARA 2112 | D514R | FALSE | 7698.3807 | 5032.0091 | 73 | 0.44562 | 1.5804 | 28.9521 | 0.351 | 0.40675 | 0.23494 | 0.1947 | 0.23037 | 0.21206 | 0 | 10.0351 | 0.00011281 | 1348 | 0.04 | 1423 | 10.52 | 20.09% | 0 | 5 | 72.43% | 35%
3266 | UKIAH 1113658899 | 42771113 | UKIAH 1113 | 658899 | TRUE | 987.2682 | 941.3759 | 8 | 0.43321 | 2.7779 | 59.4825 | 0 | 0 | 1 | 0 | 1 | 0 | 0 | 8.4514 | 0.00011266 | 1349 |  | 2819
461 | KONOCTI 1102354890 | 43311102 | KONOCTI 1102 | 354890 | FALSE | 19596.9379 | 15016.4864 | 131 | 0.42947 | 2.3942 | 44.4607 | 0.26018 | 0.22939 | 0.51043 | 0.0076336 | 0.50204 | 0.22634 | 0 | 7.4812 | 0.00011262 | 1350 |  | 2675
4322 | WYANDOTTE 11095973 | 102911109 | WYANDOTTE 1109 | 5973 | TRUE | 3972.7876 | 138.2354 | 35 | 0.40953 | 1.8857 | 31.4214 | 0 | 0.27619 | 0.70476 | 0 | 0.70476 | 0.27619 | 0 | 6.1707 | 0.00011259 | 1351 |  | 2881
10838 | LAS GALLINAS A 1106685852 | 42991106 | LAS GALLINAS A 1106 | 685852 | TRUE | 222.9305 | 104.9331 | 3 | 0.43091 | 2.1738 | 29.6064 | 0 | 0 | 1 | 0 | 1 | 0 | 0 | 9.3593 | 0.00011257 | 1352 |  | 3611
2384 | BONNIE NOOK 1102CB | 152301102 | BONNIE NOOK 1102 | CB | FALSE | 54723.5805 | 54723.5805 | 337 | 0.070786 | 4.2791 | 23.7885 | 0 | 0.16884 | 0.82967 | 0.81276 | 0.1368 | 0.048961 | 0.011869 | 24.9194 | 0.00011257 | 1353 | 0.45 | 38 | 94.49 | 85.18% | 18 | 16 | 100% | 100%
10502 | TRIDAM POWERHOUSE 2101CB | 168152101 | TRIDAM POWERHOUSE 2101 | CB | TRUE | 80.9954 | 80.9954 | 3 | 0.07013 | 2.7991 | 7.3151 | 0 | 0 | 1 | 1 | 0 | 0 | 0 | 19.9327 | 0.00011256 | 1354 | 0.03 | 1704 | 10 | 100% | 0 | 0 | 100% | 0%
9123 | UKIAH 1114296894 | 42771114 | UKIAH 1114 | 296894 | TRUE | 465.5322 | 278.1636 | 6 | 0.48473 | 2.433 | 44.7062 | 0 | 0 | 1 | 0 | 1 | 0 | 0 | 39.0823 | 0.00011252 | 1355 |  | 3312
4480 | LUCERNE 1106526 | 43351106 | LUCERNE 1106 | 526 | FALSE | 17461.3012 | 16256.6321 | 100 | 0.312 | 2.3671 | 47.3214 | 0.39233 | 0 | 0.60767 | 0 | 0.60767 | 0 | 0.01 | 27.0237 | 0.00011252 | 1356 | 0.03 | 1503 | 16.7 | 53.92% | 1 | 9 | 92.11% | 0%
3579 | WILLITS 1102CB | 42661102 | WILLITS 1102 | CB | FALSE | 15673.7726 | 8550.61 | 114 | 0.43253 | 3.4604 | 54.7116 | 0.21147 | 0.54515 | 0.24119 | 0.063596 | 0.22803 | 0.42806 | 0.039474 | 11.4459 | 0.00011244 | 1357 | 0.01 | 2619 | 15.16 | 26.36% | 0 | 4 | 54.45% | 0%
6863 | GREEN VALLEY 2101942143 | 83192101 | GREEN VALLEY 2101 | 942143 | FALSE | 13604.5625 | 8138.4591 | 74 | 0.14944 | 1.9224 | 31.7626 | 0 | 0.45608 | 0.54392 | 0.013514 | 0.53716 | 0.38176 | 0.0067568 | 14.8429 | 0.00011237 | 1358 |  | 3068
8836 | VOLTA 1101CB | 102541101 | VOLTA 1101 | CB | FALSE | 14817.1823 | 14817.1823 | 80 | 0.096874 | 2.4927 | 29.4619 | 0.19012 | 0.064583 | 0.74529 | 0.37121 | 0.37408 | 0.064583 | 0 | 7.7314 | 0.00011233 | 1359 | 0.06 | 1029 | 22.58 | 72.56% | 6 | 5 | 100% | 28%
9813 | BOLINAS 110137034 | 42261101 | BOLINAS 1101 | 37034 | FALSE | 7287.0481 | 7287.0481 | 16 | 0.039351 | 2.7269 | 53.9255 | 0.375 | 0.47917 | 0.14583 | 0 | 0.27083 | 0.35417 | 0 | 16.1341 | 0.00011223 | 1360 | 0.1 | 665 | 84.6 | 6.36% | 1 | 1 | 100% | 95%
4603 | UPPER LAKE 1101660 | 42871101 | UPPER LAKE 1101 | 660 | FALSE | 15616.9486 | 9914.559 | 91 | 0.2145 | 2.6315 | 50.9781 | 0.17216 | 0.20696 | 0.62088 | 0 | 0.62088 | 0.20696 | 0.010989 | 10.2909 | 0.00011219 | 1361 | 0.02 | 1926 | 10 | 50.04% | 0 | 2 | 74.17% | 0%
7361 | SARATOGA 11076867 | 83371107 | SARATOGA 1107 | 6867 | TRUE | 1328.3948 | 985.9493 | 11 | 0.62247 | 2.3985 | 20.041 | 0 | 0.090909 | 0.90909 | 0 | 0.90909 | 0.090909 | 0 | 9.4024 | 0.00011216 | 1362 | 0.01 | 2479 | 10 | 100% | 0 | 2 | 30.1% | 0%
812 | DUNBAR 1102246 | 43071102 | DUNBAR 1102 | 246 | FALSE | 21497.7557 | 21497.7557 | 148 | 0.15509 | 2.7966 | 59.2999 | 0.013514 | 0.42106 | 0.56543 | 0 | 0.58457 | 0.40191 | 0.0047297 | 12.3618 | 0.00011216 | 1363 | 0.06 | 978 | 40.71 | 52.1% | 6 | 13 | 100% | 2%
7713 | DUNBAR 11014817 | 43071101 | DUNBAR 1101 | 4817 | FALSE | 5079.2964 | 5079.2964 | 42 | 0.10231 | 2.9001 | 60.8937 | 0 | 0.46468 | 0.53532 | 0 | 0.53532 | 0.46468 | 0 | 14.5875 | 0.00011215 | 1364 | 0.15 | 474 | 21.71 | 52.45% | 3 | 3 | 100% | 100%
6364 | PLACERVILLE 2106935216 | 153082106 | PLACERVILLE 2106 | 935216 | FALSE | 33848.7529 | 33848.7529 | 204 | 0.062042 | 3.0751 | 20.9726 | 0.087418 | 0.031046 | 0.87908 | 0.67369 | 0.20245 | 0.029085 | 0 | 12.3618 | 0.00011214 | 1365 |  | 3025
2802 | PENRYN 11072410 | 152561107 | PENRYN 1107 | 2410 | FALSE | 12099.1952 | 5248.3008 | 96 | 0.15292 | 1.8582 | 16.7782 | 0.14323 | 0.080729 | 0.77257 | 0.010417 | 0.76215 | 0.080729 | 0.010417 | 8.6108 | 0.00011208 | 1366 | 0.02 | 1783 | 10 | 87.13% | 0 | 1 | 32.14% | 0%
1693 | BUCKS CREEK 1103338520 | 102211103 | BUCKS CREEK 1103 | 338520 | FALSE | 12890.8329 | 12653.3631 | 87 | 0.18608 | 6.3795 | 43.9587 | 0 | 0 | 1 | 0.9454 | 0.054598 | 0 | 0.063218 | 32.1291 | 0.00011206 | 1367 |  | 2737
8284 | FRENCH GULCH 11011464 | 103381101 | FRENCH GULCH 1101 | 1464 | FALSE | 1371.4854 | 1371.4854 | 10 | 0.37484 | 3.0856 | 49.7716 | 0 | 0 | 1 | 0.1 | 0.9 | 0 | 0 | 7.6328 | 0.00011205 | 1368 | 0.04 | 1261 | 72.31 | 100% | 3 | 0 | 100% | 0%
4576 | VALLEY VIEW 1106CB | 14341106 | VALLEY VIEW 1106 | CB | FALSE | 8114.1348 | 6042.2888 | 50 | 0.30408 | 1.6523 | 17.8836 | 0.71321 | 0.23212 | 0.048 | 0 | 0.061333 | 0.21879 | 0 | 8.2297 | 0.00011189 | 1369 | 0.01 | 2487 | 45.26 | 0.94% | 0 | 1 | 68.92% | 0%
9537 | POSO MOUNTAIN 2104CB | 253642104 | POSO MOUNTAIN 2104 | CB | FALSE | 12231.0905 | 8613.688 | 38 | 0.14145 | 0.56557 | 10.7546 | 0.87281 | 0.035088 | 0.078947 | 0.035088 | 0.078947 | 0 | 0 | 1.2472 | 0.00011189 | 1370 | 0.01 | 2417 | 10 | 6.23% | 0 | 6 | 72.59% | 0%
8403 | MOLINO 1101472660 | 42571101 | MOLINO 1101 | 472660 | FALSE | 2333.6937 | 2333.6937 | 18 | 0.022651 | 2.8527 | 57.0323 | 0 | 0.22222 | 0.77778 | 0 | 0.77778 | 0.22222 | 0 | 17.6173 | 0.00011189 | 1371 |  | 3221
4400 | CALISTOGA 1102769230 | 42711102 | CALISTOGA 1102 | 769230 | FALSE | 27505.7293 | 17732.852 | 160 | 0.51083 | 2.5966 | 50.9353 | 0.021875 | 0.4099 | 0.56615 | 0.0125 | 0.5599 | 0.37448 | 0 | 13.0134 | 0.00011179 | 1372 | 0.1 | 683 | 56.1 | 70.25% | 3 | 0 | 54.25% | 96%
5359 | SAN LUIS OBISPO 1104CB | 182631104 | SAN LUIS OBISPO 1104 | CB | TRUE | 10585.951 | 124.2488 | 65 | 0.55522 | 1.1026 | 22.0031 | 0.69949 | 0.035556 | 0.26496 | 0.030769 | 0.25949 | 0.010256 | 0 | 2.6105 | 0.00011177 | 1373 | 0.01 | 2173 | 63.44 | 2.83% | 0 | 0 | 5.22% | 0%
3142 | MOLINO 110279306 | 42571102 | MOLINO 1102 | 79306 | FALSE | 13157.0108 | 6087.9659 | 73 | 0.18337 | 2.7442 | 56.7284 | 0.089041 | 0.45662 | 0.45434 | 0 | 0.73516 | 0.1758 | 0.061644 | 7.8355 | 0.00011173 | 1374 | 0.04 | 1396 | 55.93 | 57.2% | 3 | 2 | 44.33% | 48%
9921 | OAKLAND X 1106CR266 | 12541106 | OAKLAND X 1106 | CR266 | FALSE | 1901.6084 | 1901.6084 | 8 | 0.037187 | 2.0335 | 21.341 | 0 | 0.875 | 0.125 | 0 | 1 | 0 | 0 | 20.4584 | 0.00011171 | 1375 | 0.1 | 654 | 88.56 | 1.9% | 0 | 0 | 100% | 100%
3182 | KONOCTI 1108950 | 43311108 | KONOCTI 1108 | 950 | FALSE | 11853.1557 | 9978.6098 | 85 | 0.42779 | 2.2677 | 49.3755 | 0.19725 | 0 | 0.80275 | 0 | 0.80275 | 0 | 0.0062745 | 15.0697 | 0.00011166 | 1376 | 0.03 | 1727 | 17.47 | 73.5% | 1 | 1 | 84.02% | 0%
1304 | CURTIS 17028000 | 163351702 | CURTIS 1702 | 8000 | FALSE | 23055.4602 | 23055.4602 | 174 | 0.16621 | 2.584 | 36.4494 | 0 | 0.0043103 | 0.99569 | 0.2659 | 0.71542 | 0 | 0.018199 | 15.3317 | 0.00011159 | 1377 | 0.15 | 453 | 17.47 | 99.98% | 1 | 11 | 100% | 51%
5032 | MOUNTAIN QUARRIES 21016953 | 152282101 | MOUNTAIN QUARRIES 2101 | 6953 | FALSE | 9187.973 | 9187.973 | 58 | 0.052839 | 2.7035 | 19.4343 | 0 | 0 | 1 | 0 | 1 | 0 | 0 | 10.1132 | 0.00011159 | 1378 | 0.04 | 1405 | 53.13 | 100% | 0 | 0 | 100% | 0%
4113 | PHILO 1101CB | 42601101 | PHILO 1101 | CB | FALSE | 79932.4071 | 51306.3985 | 469 | 0.25894 | 2.799 | 54.6064 | 0.10282 | 0.19763 | 0.69742 | 0.063182 | 0.6834 | 0.14846 | 0 | 16.2801 | 0.00011158 | 1379 | 0.07 | 827 | 49.35 | 76.4% | 12 | 16 | 60.92% | 0%
7276 | SAN CARLOS 11049052 | 24181104 | SAN CARLOS 1104 | 9052 | FALSE | 8315.3581 | 7722.3255 | 65 | 0.47924 | 1.4383 | 17.3314 | 0 | 0.64817 | 0.35183 | 0.0076923 | 0.40568 | 0.37326 | 0 | 10.1372 | 0.00011158 | 1380 | 0.02 | 2133 | 10 | 33.62% | 0 | 5 | 90.23% | 0%
4238 | NORTH BRANCH 1101CB | 163231101 | NORTH BRANCH 1101 | CB | FALSE | 32934.7957 | 25410.3119 | 114 | 0.1339 | 1.9578 | 27.8609 | 0.20346 | 0.25992 | 0.53662 | 0.078947 | 0.52785 | 0.16782 | 0 | 3.1234 | 0.00011157 | 1381 | 0.01 | 2593 | 27.7 | 39.92% | 0 | 5 | 56% | 0%
8034 | MARIPOSA 2102CB | 254452102 | MARIPOSA 2102 | CB | FALSE | 8571.1084 | 8453.5074 | 31 | 0.066849 | 1.9913 | 29.6873 | 0.48118 | 0 | 0.51882 | 0.51882 | 0 | 0 | 0.032258 | 7.6883 | 0.00011156 | 1382 | 0.02 | 1968 | 39.37 | 36.18% | 1 | 6 | 63.39% | 0%
899 | RACETRACK 170455798 | 163761704 | RACETRACK 1704 | 55798 | FALSE | 37886.6196 | 37886.6196 | 246 | 0.08784 | 2.0591 | 37.6451 | 0.042054 | 0.48335 | 0.47459 | 0.041667 | 0.63758 | 0.2787 | 0.0081301 | 7.0935 | 0.00011154 | 1383 | 0.06 | 970 | 56.81 | 46.06% | 3 | 13 | 100% | 0%
7392 | WINDSOR 1103CB | 43501103 | WINDSOR 1103 | CB | TRUE | 8832.9668 | 0 | 64 | 0.72243 | 2.8116 | 42.7835 | 0.23346 | 0.21289 | 0.55365 | 0 | 0.55365 | 0.21289 | 0 | 11.595 | 0.00011152 | 1384 |  | 3122
1187 | PENRYN 11051342 | 152561105 | PENRYN 1105 | 1342 | FALSE | 62297.5033 | 33351.1972 | 440 | 0.10806 | 1.9505 | 26.0367 | 0.12447 | 0.25076 | 0.61985 | 0.0068182 | 0.63814 | 0.22564 | 0.0032197 | 9.7564 | 0.00011151 | 1385 | 0.03 | 1584 | 12.39 | 56.11% | 3 | 12 | 53.03% | 0%
3879 | WILLITS 11032506 | 42661103 | WILLITS 1103 | 2506 | FALSE | 20286.2385 | 20286.2385 | 89 | 0.085847 | 3.6652 | 53.1651 | 0 | 0.13296 | 0.86704 | 0.19476 | 0.69288 | 0.11236 | 0.011236 | 22.0394 | 0.00011138 | 1386 | 0.06 | 953 | 67.52 | 88.76% | 15 | 4 | 100% | 17%
10232 | TIGER CREEK 0201CB | 161380201 | TIGER CREEK 0201 | CB | FALSE | 6022.6718 | 6022.6718 | 20 | 0.015466 | 3.7267 | 33.5701 | 0 | 0.05 | 0.95 | 0.4875 | 0.5125 | 0 | 0.05 | 29.1049 | 0.00011138 | 1387 | 0.15 | 446 | 93.04 | 100% | 1 | 1 | 100% | 67%
3403 | PENRYN 11051378 | 152561105 | PENRYN 1105 | 1378 | FALSE | 3084.1467 | 1447.5189 | 25 | 0.57586 | 2.2196 | 25.2248 | 0.08 | 0.22 | 0.7 | 0.02 | 0.6 | 0.013333 | 0.048 | 5.4038 | 0.00011131 | 1388 | 0.01 | 2172 | 10 | 15.69% | 2 | 1 | 16.27% | 0%
2379 | SAN LUIS OBISPO 1103CB | 182631103 | SAN LUIS OBISPO 1103 | CB | TRUE | 10934.0811 | 0 | 68 | 0.50932 | 1.101 | 20.5777 | 0.63995 | 0.052206 | 0.30784 | 0 | 0.30784 | 0.0375 | 0 | 2.4913 | 0.00011128 | 1389 | 0.01 | 2513 | 59.39 | 72.07% | 0 | 1 | 20.37% | 0%
9801 | KANAKA 1101CB | 103221101 | KANAKA 1101 | CB | FALSE | 7605.9803 | 7605.9803 | 37 | 0.010723 | 3.8688 | 21.2056 | 0.02027 | 0.2973 | 0.68243 | 0.28411 | 0.63964 | 0.013514 | 0 | 12.0765 | 0.00011114 | 1390 | 0.11 | 628 | 55.16 | 80.24% | 0 | 1 | 100% | 80%
10240 | LLAGAS 2105534019 | 83182105 | LLAGAS 2105 | 534019 | FALSE | 1193.5001 | 1147.9573 | 5 | 0.27413 | 1.6204 | 21.543 | 0 | 1 | 0 | 0 | 0 | 1 | 0 | 4.1275 | 0.0001111 | 1391 |  | 3519
3080 | PIKE CITY 1101CB | 152201101 | PIKE CITY 1101 | CB | FALSE | 31622.6384 | 31622.6384 | 162 | 0.0649 | 4.3987 | 25.9324 | 0 | 0.0041152 | 0.99588 | 0.99588 | 0 | 0 | 0 | 21.2648 | 0.00011093 | 1392 | 0.39 | 62 | 96.06 | 99.76% | 13 | 13 | 100% | 100%
6410 | SILVERADO 2105616 | 43432105 | SILVERADO 2105 | 616 | TRUE | 12968.0682 | 798.8754 | 103 | 0.72538 | 2.5242 | 48.6204 | 0.061489 | 0.54469 | 0.39058 | 0.018608 | 0.40514 | 0.14777 | 0.0072816 | 12.8777 | 0.00011091 | 1393 | 0.1 | 667 | 45.81 | 54.02% | 4 | 6 | 42.79% | 96%
2120 | BRUNSWICK 110350070 | 152481103 | BRUNSWICK 1103 | 50070 | FALSE | 28555.3412 | 28555.3412 | 201 | 0.017229 | 4.0425 | 24.7383 | 0.019624 | 0.0030404 | 0.97077 | 0.49793 | 0.28196 | 0 | 0 | 16.6076 | 0.00011083 | 1394 | 0.54 | 18 | 94.06 | 99.83% | 13 | 12 | 100% | 100%
6588 | HARRIS 1108705523 | 192431108 | HARRIS 1108 | 705523 | TRUE | 1068.2355 | 321.9298 | 11 | 0.75934 | 3.2082 | 20.9109 | 0 | 1 | 0 | 0 | 0 | 1 | 0 | 17.0453 | 0.00011081 | 1395 |  | 3044
9092 | FORT ROSS 11214614 | 42851121 | FORT ROSS 1121 | 4614 | FALSE | 20206.8972 | 20206.8972 | 95 | 0.049892 | 3.892 | 59.2951 | 0.026316 | 0.68604 | 0.28764 | 0.34581 | 0.26133 | 0.36654 | 0 | 20.2177 | 0.00011071 | 1396 |  | 3306
9268 | OLETA 1102799924 | 163541102 | OLETA 1102 | 799924 | TRUE | 621.6151 | 621.6151 | 4 | 0.0080026 | 2.2475 | 23.655 | 0 | 0 | 1 | 0 | 1 | 0 | 0 | 2.5174 | 0.00011059 | 1397 |  | 3334
10484 | SANTA ROSA A 1111407286 | 42151111 | SANTA ROSA A 1111 | 407286 | TRUE | 98.0196 | 98.0196 | 1 |  |  | 23.874 | 0 | 0 | 1 | 0 | 1 | 0 | 0 |  | 0.00011059 | 1398 |  | 3557
1208 | HOPLAND 1101CB | 42251101 | HOPLAND 1101 | CB | FALSE | 36057.8693 | 23579.7024 | 190 | 0.38882 | 2.6086 | 49.8094 | 0.084966 | 0.28293 | 0.62947 | 0 | 0.64175 | 0.22483 | 0 | 8.8497 | 0.00011058 | 1399 | 0.01 | 2326 | 10 | 100% | 0 | 1 | 6.5% | 0%
9642 | LUCERNE 11034200 | 43351103 | LUCERNE 1103 | 4200 | FALSE | 7940.3444 | 6495.7462 | 37 | 0.1878 | 2.4015 | 44.559 | 0.26126 | 0.054054 | 0.68468 | 0.036036 | 0.64865 | 0.054054 | 0 | 4.4472 | 0.00011057 | 1400 | 0.03 | 1534 | 45.47 | 81.38% | 0 | 1 | 86.14% | 0%
1850 | OAKHURST 1103CB | 254421103 | OAKHURST 1103 | CB | FALSE | 53866.9528 | 51789.1777 | 417 | 0.22235 | 2.0633 | 37.5749 | 0.11991 | 0.043445 | 0.83425 | 0.54595 | 0.31677 | 0.0039968 | 0.0035971 | 9.1007 | 0.00011056 | 1401 | 0.33 | 105 | 28.09 | 78.34% | 5 | 58 | 96.61% | 66%
3678 | RESEARCH 2102183888 | 14692102 | RESEARCH 2102 | 183888 | FALSE | 4871.8577 | 1898.9745 | 43 | 0.39948 | 1.7798 | 24.1405 | 0.0023256 | 0.6959 | 0.29264 | 0 | 0.29264 | 0.6959 | 0 | 12.5294 | 0.00011047 | 1402 |  | 2846
643 | PENRYN 1105154362 | 152561105 | PENRYN 1105 | 154362 | FALSE | 11970.1824 | 3480.2712 | 90 | 0.076184 | 2.0818 | 22.5888 | 0 | 0.39272 | 0.6045 | 0 | 0.6045 | 0.39272 | 0.011111 | 10.6482 | 0.00011044 | 1403 |  | 2686
2057 | SHINGLE SPRINGS 210911092 | 153652109 | SHINGLE SPRINGS 2109 | 11092 | FALSE | 36100.2834 | 36100.2834 | 239 | 0.057016 | 2.3778 | 22.3321 | 0.085923 | 0.053198 | 0.8553 | 0.043036 | 0.81455 | 0.04463 | 0.0020921 | 8.251 | 0.00011036 | 1404 | 0.08 | 751 | 21.11 | 82.77% | 7 | 7 | 100% | 0%
5114 | DUNBAR 110147964 | 43071101 | DUNBAR 1101 | 47964 | FALSE | 12397.0354 | 10475.6408 | 68 | 0.42836 | 2.9516 | 52.262 | 0 | 0.25588 | 0.72941 | 0 | 0.71471 | 0.25588 | 0 | 10.8322 | 0.00011035 | 1405 | 0.14 | 498 | 61.18 | 83.1% | 1 | 6 | 83.19% | 93%
3653 | PUEBLO 2103678 | 43292103 | PUEBLO 2103 | 678 | FALSE | 57111.2211 | 56857.8795 | 325 | 0.19001 | 2.8119 | 50.0808 | 0.0023077 | 0.49 | 0.50769 | 0.029026 | 0.79113 | 0.17754 | 0.0015385 | 16.8094 | 0.00011031 | 1406 | 0.69 | 7 | 63.74 | 53.4% | 28 | 21 | 98.22% | 87%
10086 | NAPA 1102561208 | 42021102 | NAPA 1102 | 561208 | FALSE | 4547.6852 | 1347.5454 | 15 | 0.19802 | 2.2477 | 44.2033 | 0 | 0.53333 | 0.46667 | 0 | 0.83333 | 0.16667 | 0 | 5.9321 | 0.0001103 | 1407 |  | 3487
4888 | DUNBAR 110179086 | 43071101 | DUNBAR 1101 | 79086 | FALSE | 11075.7434 | 10954.594 | 82 | 0.23771 | 2.7338 | 56.7037 | 0 | 0.46585 | 0.53415 | 0 | 0.54228 | 0.45772 | 0.03252 | 11.7669 | 0.00011015 | 1408 | 0.03 | 1482 | 21.69 | 56.75% | 1 | 5 | 90.82% | 0%
6423 | TASSAJARA 2113MR276 | 14662113 | TASSAJARA 2113 | MR276 | FALSE | 6265.9535 | 6199.9698 | 42 | 0.23155 | 1.7808 | 24.1594 | 0.27381 | 0.40476 | 0.29762 | 0.039683 | 0.35714 | 0.28571 | 0.02381 | 10.327 | 0.00011011 | 1409 | 0.14 | 493 | 62.9 | 34.15% | 1 | 2 | 92.48% | 100%
649 | ORO FINO 11022090 | 103031102 | ORO FINO 1102 | 2090 | FALSE | 23726.1931 | 23726.1931 | 183 | 0.026881 | 4.0379 | 30.5385 | 0.073276 | 0.23934 | 0.68465 | 0.52413 | 0.01275 | 0.23934 | 0 | 19.0793 | 0.00011006 | 1410 | 0.2 | 329 | 94.06 | 68.97% | 5 | 5 | 100% | 100%
3815 | PANORAMA 1102280170 | 103461102 | PANORAMA 1102 | 280170 | FALSE | 24945.6136 | 20943.3132 | 102 | 0.15107 | 2.0379 | 24.7848 | 0 | 0.49265 | 0.50735 | 0.27696 | 0.3268 | 0.37173 | 0.039216 | 14.279 | 0.00011005 | 1411 |  | 2855
593 | BRUNSWICK 11021010 | 152481102 | BRUNSWICK 1102 | 1010 | FALSE | 71394.2707 | 71394.2707 | 479 | 0.052937 | 4.1157 | 25.1706 | 0.0076051 | 0.12317 | 0.86631 | 0.93409 | 0.055398 | 0 | 0.0031315 | 18.3274 | 0.00011001 | 1412 | 0.6 | 13 | 87.37 | 84.93% | 12 | 13 | 100% | 99%
9769 | UKIAH 1111807988 | 42771111 | UKIAH 1111 | 807988 | FALSE | 6722.2779 | 6706.2477 | 15 | 0.1472 | 3.2115 | 63.5045 | 0 | 0.13333 | 0.86667 | 0 | 0.86667 | 0.13333 | 0 | 13.9307 | 0.00010987 | 1413 |  | 3415
9944 | WYANDOTTE 110366146 | 102911103 | WYANDOTTE 1103 | 66146 | TRUE | 252.3083 | 252.3083 | 4 | 0.16532 | 2.6367 | 13.1594 | 0 | 0 | 1 | 0 | 1 | 0 | 0 | 4.543 | 0.00010984 | 1414 | 0.03 | 1613 | 10 | 100% | 0 | 0 | 100% | 0%
9093 | BANGOR 110155206 | 103191101 | BANGOR 1101 | 55206 | TRUE | 3467.0084 | 0 | 28 | 0.16341 | 2.0808 | 29.0342 | 0 | 0.21429 | 0.78571 | 0 | 0.78571 | 0.21429 | 0 | 7.9879 | 0.00010976 | 1415 | 0.01 | 2601 | 34.22 | 61.32% | 1 | 0 | 28.49% | 0%
7481 | OTTER 11012052 | 182941101 | OTTER 1101 | 2052 | FALSE | 7781.6967 | 7781.6967 | 53 | 0.08732 | 1.8128 | 30.567 | 0 | 0.79717 | 0.20283 | 0.042453 | 0.16038 | 0.79717 | 0 | 23.4376 | 0.00010975 | 1416 | 0.14 | 502 | 80.23 | 20.15% | 9 | 2 | 100% | 100%
1877 | FORT BRAGG A 110231304 | 42761102 | FORT BRAGG A 1102 | 31304 | FALSE | 34880.3162 | 34880.3162 | 119 | 0.082313 | 3.1962 | 56.8763 | 0 | 0.65056 | 0.34944 | 0.033613 | 0.39146 | 0.57493 | 0.02521 | 31.0139 | 0.00010968 | 1417 | 0.09 | 690 | 61.6 | 34.35% | 17 | 8 | 100% | 0%
10788 | FITCH MOUNTAIN 1111752596 | 42751111 | FITCH MOUNTAIN 1111 | 752596 | TRUE | 1041.1396 | 395.1334 | 6 | 0.73774 | 2.857 | 28.8906 | 0 | 0.041667 | 0.95833 | 0 | 0.95833 | 0 | 0 | 7.6101 | 0.00010963 | 1418 |  | 3606
5179 | HARTLEY 1102CB | 43211102 | HARTLEY 1102 | CB | FALSE | 18838.7982 | 5515.7018 | 135 | 0.30347 | 2.3131 | 43.7031 | 0.27617 | 0.19667 | 0.52716 | 0.15963 | 0.52716 | 0.037037 | 0.022222 | 6.1095 | 0.00010957 | 1419 | 0.01 | 2342 | 10 | 40.84% | 0 | 2 | 23.94% | 0%
2963 | KONOCTI 110275382 | 43311102 | KONOCTI 1102 | 75382 | FALSE | 37601.9152 | 37336.0999 | 198 | 0.12725 | 3.0757 | 43.9831 | 0.019781 | 0.11407 | 0.86615 | 0.18588 | 0.68128 | 0.11306 | 0 | 13.2701 | 0.00010957 | 1420 | 0.27 | 174 | 65.71 | 85.11% | 11 | 7 | 94.25% | 84%
6187 | JESSUP 11013383 | 103441101 | JESSUP 1101 | 3383 | FALSE | 3031.9376 | 2267.9133 | 24 | 0.33847 | 2.404 | 17.6057 | 0 | 0.28472 | 0.71528 | 0.69444 | 0.25 | 0.055556 | 0 | 10.1055 | 0.00010952 | 1421 | 0.02 | 1905 | 10 | 88.48% | 0 | 0 | 68.06% | 0%
5726 | POINT MORETTI 11015104 | 82931101 | POINT MORETTI 1101 | 5104 | FALSE | 2898.3737 | 2898.3737 | 11 | 0.12481 | 2.1517 | 32.1996 | 0.045455 | 0.77273 | 0.18182 | 0.036364 | 0.18182 | 0 | 0 | 3.1594 | 0.00010952 | 1422 | 0.03 | 1497 | 40.9 | 21.17% | 4 | 0 | 100% | 0%
3069 | NARROWS 21052228 | 153132105 | NARROWS 2105 | 2228 | FALSE | 34201.7241 | 33727.1471 | 199 | 0.067324 | 3.0127 | 32.5551 | 0 | 0.049414 | 0.95059 | 0.0134 | 0.93886 | 0.037688 | 0.0050251 | 9.4592 | 0.0001094 | 1423 | 0.07 | 886 | 37.69 | 94.14% | 3 | 11 | 96.44% | 0%
2015 | SHINGLE SPRINGS 210912392 | 153652109 | SHINGLE SPRINGS 2109 | 12392 | FALSE | 23572.5391 | 23572.5391 | 178 | 0.094884 | 2.503 | 20.7653 | 0.060353 | 0.0014045 | 0.93824 | 0 | 0.93824 | 0.0014045 | 0 | 7.0466 | 0.00010936 | 1424 | 0.31 | 125 | 46.2 | 91.69% | 7 | 8 | 100% | 100%
3744 | FORESTHILL 110150486 | 152181101 | FORESTHILL 1101 | 50486 | FALSE | 18786.575 | 18786.575 | 163 | 0.043596 | 3.4575 | 25.9909 | 0.018405 | 0 | 0.9816 | 0.94683 | 0.034765 | 0 | 0.018405 | 21.691 | 0.00010932 | 1425 | 0.43 | 49 | 81.11 | 97.86% | 4 | 8 | 100% | 100%
2604 | JESSUP 11031540 | 103441103 | JESSUP 1103 | 1540 | TRUE | 20738.5879 | 256.3874 | 157 | 0.39411 | 2.3059 | 22.4607 | 0.10839 | 0 | 0.88843 | 0.093949 | 0.66285 | 0 | 0.014331 | 7.0746 | 0.00010932 | 1426 | 0.02 | 1832 | 22.08 | 100% | 1 | 1 | 18.03% | 0%
2259 | LAKEWOOD 210738404 | 13532107 | LAKEWOOD 2107 | 38404 | FALSE | 9333.1056 | 5730.6143 | 47 | 0.37008 | 1.7684 | 24.5264 | 0.042553 | 0.86525 | 0.092199 | 0 | 0.092199 | 0.35765 | 0.05984 | 9.9001 | 0.00010907 | 1427 | 0.02 | 2069 | 30.58 | 25.31% | 5 | 8 | 68.2% | 1%
8973 | DIAMOND SPRINGS 1103394169 | 152261103 | DIAMOND SPRINGS 1103 | 394169 | TRUE | 962.9958 | 642.0804 | 7 | 0.0064556 | 2.7774 | 25.9547 | 0 | 0 | 1 | 0.19048 | 0.80952 | 0 | 0 | 8.2753 | 0.00010894 | 1428 |  | 3287
2816 | HICKS 2101574315 | 83432101 | HICKS 2101 | 574315 | FALSE | 12024.0849 | 11904.9852 | 78 | 0.19587 | 1.9882 | 27.3215 | 0 | 0.53739 | 0.46261 | 0.012821 | 0.65385 | 0.33333 | 0.029915 | 19.1645 | 0.00010886 | 1429 |  | 2800
7906 | PIT NO 7 1101CB | 103501101 | PIT NO 7 1101 | CB | FALSE | 4357.8457 | 4357.8457 | 3 | 0.0068943 | 4.8287 | 47.4868 | 0 | 0 | 1 | 1 | 0 | 0 | 0.33333 | 22.362 | 0.00010885 | 1430 | 0.05 | 1076 | 77.12 | 100% | 0 | 2 | 100% | 0%
2098 | VOLTA 1102641544 | 102541102 | VOLTA 1102 | 641544 | FALSE | 7956.2573 | 7956.2573 | 58 | 0.023216 | 3.4818 | 13.5448 | 0.18295 | 0 | 0.81705 | 0.48573 | 0 | 0 | 0.070402 | 22.9542 | 0.00010868 | 1431 |  | 2763
3656 | HALF MOON BAY 11038089 | 24101103 | HALF MOON BAY 1103 | 8089 | FALSE | 4528.4761 | 4528.4761 | 29 | 0.0042086 | 2.015 | 19.4384 | 0 | 0.84483 | 0.15517 | 0.017241 | 0.42241 | 0.56034 | 0 | 26.4309 | 0.00010867 | 1432 | 0.04 | 1400 | 77.45 | 41.57% | 4 | 4 | 100% | 0%
29 | CALPELLA 1101542 | 43411101 | CALPELLA 1101 | 542 | FALSE | 54014.7834 | 53958.2006 | 311 | 0.20678 | 2.7703 | 46.1615 | 0 | 0.056592 | 0.94341 | 0.22964 | 0.63607 | 0.056592 | 0.017685 | 9.7859 | 0.00010864 | 1433 | 0.06 | 980 | 35.45 | 89.83% | 1 | 18 | 100% | 0%
9598 | MILPITAS 1109XR044 | 82831109 | MILPITAS 1109 | XR044 | TRUE | 3013.9349 | 677.8018 | 18 | 0.39051 | 1.3029 | 17.8673 | 0.083333 | 0.375 | 0.54167 | 0.47222 | 0.069444 | 0.11111 | 0 | 13.5171 | 0.00010855 | 1434 | 0 | 2635 | 10 | 0% | 0 | 0 | 4.21% | 0%
6055 | SILVERADO 2105191725 | 43432105 | SILVERADO 2105 | 191725 | TRUE | 766.9235 | 558.1402 | 8 | 0.14305 | 2.6057 | 55.1945 | 0 | 0.375 | 0.625 | 0 | 0.625 | 0.375 | 0 | 11.0274 | 0.00010854 | 1435 |  | 2999
3705 | ALTO 11221212 | 42031122 | ALTO 1122 | 1212 | FALSE | 3797.0171 | 2977.1941 | 25 | 0.59525 | 2.8184 | 49.0811 | 0.013333 | 0.435 | 0.55167 | 0 | 0.55167 | 0.435 | 0 | 15.879 | 0.00010853 | 1436 | 0.09 | 733 | 41.96 | 53.59% | 1 | 4 | 67.44% | 93%
2340 | JESSUP 1102CB | 103441102 | JESSUP 1102 | CB | TRUE | 5810.1426 | 159.6823 | 47 | 0.49406 | 2.2722 | 22.82 | 0.4196 | 0.034043 | 0.54635 | 0.46226 | 0.10537 | 0.012766 | 0 | 7.895 | 0.00010848 | 1437 | 0.01 | 2532 | 10 | 69.42% | 4 | 1 | 3.87% | 0%
9265 | ROSSMOOR 1104892332 | 14161104 | ROSSMOOR 1104 | 892332 | TRUE | 410.223 | 410.223 | 4 | 0.34632 | 1.8075 | 19.196 | 0 | 0.875 | 0.083333 | 0 | 0.95833 | 0 | 0.25 | 7.4075 | 0.00010843 | 1438 |  | 3332
10476 | SAN RAFAEL 1106618957 | 42011106 | SAN RAFAEL 1106 | 618957 | TRUE | 394.8447 | 301.119 | 4 | 0.52057 | 2.6171 | 27.8309 | 0 | 0 | 1 | 0 | 1 | 0 | 0 | 16.9737 | 0.00010843 | 1439 |  | 3555
9322 | MONTICELLO 1101CB | 43051101 | MONTICELLO 1101 | CB | TRUE | 859.9008 | 859.9008 | 5 | 0.16768 | 1.6597 | 29.4402 | 0.33333 | 0.4 | 0.26667 | 0 | 0.66667 | 0 | 0 | 47.9974 | 0.00010841 | 1440 | 0.02 | 1784 | 10 | 41.7% | 0 | 0 | 100% | 0%
10298 | PIT NO 5 11011618 | 101321101 | PIT NO 5 1101 | 1618 | FALSE | 9746.1598 | 9746.1598 | 15 | 0.0075103 | 5.3259 | 36.4518 | 0.13333 | 0 | 0.86667 | 0.05 | 0 | 0 | 0 | 23.5834 | 0.00010839 | 1441 | 0.05 | 1075 | 69 | 93.71% | 0 | 2 | 100% | 0%
5556 | WEST POINT 11021305 | 163201102 | WEST POINT 1102 | 1305 | FALSE | 18201.3708 | 18201.3708 | 105 | 0.079007 | 3.3671 | 28.3478 | 0 | 0 | 1 | 1 | 0 | 0 | 0.036508 | 18.8755 | 0.00010838 | 1442 | 0.34 | 97 | 52.56 | 100% | 4 | 5 | 100% | 100%
3538 | CORTINA 1101302192 | 63121101 | CORTINA 1101 | 302192 | TRUE | 22573.2133 | 0 | 79 | 0.18213 | 1.2399 | 13.9069 | 0.16624 | 0.30211 | 0.53165 | 0 | 0.51899 | 0.30211 | 0.012658 | 3.0085 | 0.00010836 | 1443 | 0.02 | 2043 | 90 | 100% | 0 | 0 | 5.8% | 0%
4910 | PUEBLO 2103373667 | 43292103 | PUEBLO 2103 | 373667 | FALSE | 6861.5817 | 5269.4021 | 45 | 0.26785 | 2.4694 | 58.3408 | 0 | 0.5963 | 0.4037 | 0 | 0.4037 | 0.5963 | 0 | 8.6796 | 0.00010834 | 1444 |  | 2927
1537 | BELL 11072400 | 152701107 | BELL 1107 | 2400 | FALSE | 44680.5549 | 41414.8349 | 320 | 0.086146 | 2.4581 | 36.7671 | 0.14271 | 0.27193 | 0.58411 | 0.038542 | 0.54557 | 0.27193 | 0.0078125 | 7.1819 | 0.00010832 | 1445 | 0.06 | 917 | 40.73 | 58.06% | 2 | 11 | 87.78% | 0%
5151 | EDES 1112CR312 | 13681112 | EDES 1112 | CR312 | FALSE | 5934.1286 | 5934.1286 | 42 | 0.43706 | 1.8212 | 14.5407 | 0.29904 | 0.54762 | 0.14541 | 0.011905 | 0.57398 | 0.10714 | 0 | 15.634 | 0.00010828 | 1446 | 0.04 | 1204 | 22.71 | 18.65% | 2 | 11 | 99.92% | 20%
5652 | CORRAL 110214028 | 162991102 | CORRAL 1102 | 14028 | FALSE | 12751.8037 | 6133.5417 | 103 | 0.39686 | 1.508 | 30.9453 | 0.23786 | 0.032362 | 0.72654 | 0.019417 | 0.72654 | 0.012945 | 0 | 4.9811 | 0.00010822 | 1447 | 0.01 | 2574 | 10 | 84.85% | 0 | 2 | 41.18% | 0%
9966 | MONROE 2107380760 | 43302107 | MONROE 2107 | 380760 | FALSE | 1136.5362 | 1053.0262 | 12 | 0.17402 | 2.5719 | 41.8582 | 0 | 0 | 1 | 0.16667 | 0.83333 | 0 | 0 | 19.1631 | 0.00010812 | 1448 |  | 3461
8156 | PIKE CITY 1102CB | 152201102 | PIKE CITY 1102 | CB | FALSE | 15315.8587 | 15315.8587 | 44 | 0.033724 | 4.8225 | 48.2669 | 0 | 0.25 | 0.75 | 0.48864 | 0.5 | 0 | 0 | 25.466 | 0.00010811 | 1449 | 0.2 | 323 | 96.74 | 75.24% | 4 | 3 | 100% | 100%
4276 | NARROWS 2105CB | 153132105 | NARROWS 2105 | CB | FALSE | 58448.7227 | 58073.6402 | 382 | 0.046454 | 2.9563 | 26.4219 | 0.1507 | 0 | 0.84538 | 0.0078534 | 0.8349 | 0 | 0.00065445 | 5.4285 | 0.00010807 | 1450 | 0.09 | 687 | 11.86 | 78.33% | 4 | 9 | 98.55% | 0%
381 | MOUNTAIN QUARRIES 21011102 | 152282101 | MOUNTAIN QUARRIES 2101 | 1102 | FALSE | 69889.6015 | 69889.6015 | 431 | 0.062055 | 2.4111 | 19.6814 | 0.055259 | 0.010441 | 0.89308 | 0.014462 | 0.86895 | 0.0092807 | 0.0011601 | 5.8685 | 0.00010803 | 1451 | 0.11 | 633 | 34.61 | 86.6% | 0 | 15 | 100% | 0%
6900 | SALT SPRINGS 210110416 | 163692101 | SALT SPRINGS 2101 | 10416 | FALSE | 1110.1976 | 1110.1976 | 7 | 0.13458 | 3.4571 | 22.9452 | 0 | 0.14286 | 0.85714 | 0.85714 | 0.14286 | 0 | 0 | 52.5353 | 0.00010788 | 1452 | 0.05 | 1033 | 81.61 | 94.63% | 2 | 1 | 100% | 0%
10116 | SANTA YNEZ 1104117616 | 182721104 | SANTA YNEZ 1104 | 117616 | TRUE | 584.7856 | 298.3487 | 5 | 0.31074 | 0.88175 | 22.9896 | 0.56 | 0.04 | 0.4 | 0 | 0.4 | 0.04 | 0 | 7.6236 | 0.00010782 | 1453 |  | 3494
3811 | OAKLAND X 1106950688 | 12541106 | OAKLAND X 1106 | 950688 | FALSE | 5883.5054 | 5883.5054 | 50 | 0.35458 | 1.8397 | 20.8937 | 0.057143 | 0.72286 | 0.22 | 0.05 | 0.77286 | 0.12 | 0 | 10.5178 | 0.00010781 | 1454 |  | 2854
3962 | POINT MORETTI 110112122 | 82931101 | POINT MORETTI 1101 | 12122 | FALSE | 12740.7086 | 10570.3766 | 63 | 0.26095 | 2.2873 | 32.8672 | 0.015873 | 0.75661 | 0.22751 | 0 | 0.41534 | 0.063492 | 0.063492 | 35.3111 | 0.00010779 | 1455 | 0.02 | 1824 | 11.18 | 26.23% | 14 | 1 | 86.19% | 0%
6355 | BIG RIVER 11017273 | 43081101 | BIG RIVER 1101 | 7273 | FALSE | 10648.4179 | 10648.4179 | 38 | 0.044002 | 3.0422 | 65.3158 | 0 | 0.89035 | 0.10965 | 0 | 0.13596 | 0.86404 | 0.0087719 | 29.744 | 0.00010776 | 1456 |  | 3023
2719 | SAN LUIS OBISPO 1104V10 | 182631104 | SAN LUIS OBISPO 1104 | V10 | FALSE | 7811.0705 | 3504.8307 | 54 | 0.40963 | 1.0546 | 26.6212 | 0.4037 | 0.41111 | 0.18519 | 0.092593 | 0.18519 | 0.31111 | 0 | 5.7799 | 0.00010776 | 1457 |  | 2796
6340 | ELECTRA 11011238 | 162161101 | ELECTRA 1101 | 1238 | FALSE | 11344.0767 | 5824.674 | 81 | 0.42471 | 2.415 | 45.8265 | 0.14979 | 0.46993 | 0.37205 | 0.0041152 | 0.54856 | 0.27284 | 0.019376 | 6.9135 | 0.00010773 | 1458 | 0.02 | 2007 | 30.16 | 44.85% | 1 | 1 | 66.69% | 0%
5880 | POINT MORETTI 11015076 | 82931101 | POINT MORETTI 1101 | 5076 | FALSE | 14477.3637 | 12059.1468 | 67 | 0.19543 | 2.2154 | 32.6618 | 0 | 0.8806 | 0.1194 | 0.052239 | 0.26567 | 0.29851 | 0.034826 | 11.481 | 0.00010771 | 1459 | 0.02 | 1920 | 15.86 | 16.59% | 11 | 1 | 79.19% | 0%
7636 | VACA DIXON 110118292 | 63591101 | VACA DIXON 1101 | 18292 | TRUE | 8145.543 | 73.0344 | 73 | 0.23019 | 1.6162 | 31.4943 | 0.26567 | 0.013699 | 0.72063 | 0.062889 | 0.64404 | 0.013699 | 0 | 4.4295 | 0.00010766 | 1460 | 0.02 | 1914 | 74.6 | 100% | 0 | 2 | 13.83% | 0%
6613 | HICKS 111660050 | 83431116 | HICKS 1116 | 60050 | FALSE | 13116.246 | 13116.246 | 98 | 0.2389 | 1.4692 | 22.7265 | 0 | 0.32483 | 0.67517 | 0 | 0.67517 | 0.32483 | 0.005102 | 8.5895 | 0.00010761 | 1461 | 0.03 | 1711 | 10 | 69.56% | 2 | 6 | 100% | 0%
7755 | HICKS 1116983580 | 83431116 | HICKS 1116 | 983580 | FALSE | 4036.4763 | 3958.5011 | 33 | 0.46227 | 1.4752 | 18.3155 | 0 | 0.64444 | 0.35556 | 0.15152 | 0.20404 | 0.64444 | 0.0050505 | 6.7115 | 0.00010756 | 1462 |  | 3159
2463 | OAKLAND K 1103CR188 | 12101103 | OAKLAND K 1103 | CR188 | FALSE | 5760.2047 | 5760.2047 | 47 | 0.48964 | 1.8727 | 16.1562 | 0.15284 | 0.28065 | 0.52624 | 0.080319 | 0.63083 | 0.085106 | 0 | 15.5999 | 0.00010753 | 1463 | 0.09 | 688 | 10 | 48.05% | 3 | 7 | 100% | 62%
4014 | CURTIS 1704CB | 163351704 | CURTIS 1704 | CB | FALSE | 22863.3142 | 22355.1304 | 170 | 0.13936 | 2.2653 | 35.742 | 0.11098 | 0.11333 | 0.77569 | 0.013725 | 0.76196 | 0.11333 | 0 | 15.5135 | 0.0001075 | 1464 | 0.04 | 1211 | 18.3 | 79.09% | 1 | 5 | 96.53% | 0%
7408 | KANAKA 11011044 | 103221101 | KANAKA 1101 | 1044 | FALSE | 9889.843 | 9889.843 | 17 | 0.018294 | 4.1106 | 23.0194 | 0.28431 | 0 | 0.71569 | 0.11765 | 0.098039 | 0 | 0 | 25.5747 | 0.00010748 | 1465 | 0.08 | 799 | 63.15 | 33.69% | 2 | 5 | 100% | 70%
8861 | GEYSERVILLE 1102331444 | 42891102 | GEYSERVILLE 1102 | 331444 | FALSE | 7051.4008 | 3579.9474 | 44 | 0.50052 | 2.7929 | 45.284 | 0.19318 | 0.30303 | 0.50379 | 0.022727 | 0.48106 | 0.30303 | 0.022727 | 8.9879 | 0.00010727 | 1466 |  | 3273
1443 | MENLO 11028952 | 24131102 | MENLO 1102 | 8952 | FALSE | 10739.4056 | 10739.4056 | 82 | 0.05724 | 2.3298 | 20.0488 | 0.01115 | 0.1856 | 0.80325 | 0.16463 | 0.68934 | 0.072677 | 0 | 15.0414 | 0.0001072 | 1467 | 0.07 | 849 | 37.37 | 79.3% | 6 | 6 | 97.26% | 0%
4914 | JESSUP 11019002 | 103441101 | JESSUP 1101 | 9002 | FALSE | 9863.4451 | 1568.4919 | 74 | 0.55875 | 2.404 | 22.8543 | 0.1723 | 0 | 0.82432 | 0.30743 | 0.52027 | 0 | 0.013514 | 9.9153 | 0.0001072 | 1468 | 0.02 | 1913 | 16.44 | 68.96% | 0 | 5 | 44.76% | 0%
7259 | SUMMIT 1101742 | 152591101 | SUMMIT 1101 | 742 | FALSE | 2084.4879 | 2084.4879 | 21 | 0.46735 | 5.0836 | 28.0201 | 0.55556 | 0.047619 | 0.34921 | 0.30159 | 0.047619 | 0 | 0 | 8.4193 | 0.00010714 | 1469 | 0.02 | 1925 | 10 | 60.19% | 0 | 1 | 66.72% | 0%
1591 | SAN JOAQUIN #3 1101673480 | 252531101 | SAN JOAQUIN #3 1101 | 673480 | FALSE | 20487.8392 | 20487.8392 | 88 | 0.08017 | 2.7903 | 39.5467 | 0 | 0.225 | 0.775 | 0.82614 | 0.17386 | 0 | 0 | 23.7214 | 0.00010713 | 1470 |  | 2733
9884 | ELK 1101311906 | 42981101 | ELK 1101 | 311906 | FALSE | 1528.1122 | 1112.4459 | 12 | 0.35476 | 3.0075 | 56.2194 | 0 | 1 | 0 | 0.29167 | 0.032051 | 0.20833 | 0 | 60.7475 | 0.00010712 | 1471 |  | 3445
6813 | CASTRO VALLEY 111010315 | 14091110 | CASTRO VALLEY 1110 | 10315 | FALSE | 8831.8074 | 8831.8074 | 53 | 0.13021 | 1.9979 | 37.4138 | 0.004717 | 0.79874 | 0.19654 | 0.028302 | 0.16824 | 0.79874 | 0 | 12.6382 | 0.00010699 | 1472 |  | 3064
4476 | CALISTOGA 1102705 | 42711102 | CALISTOGA 1102 | 705 | TRUE | 2028.0775 | 622.3172 | 20 | 0.71733 | 2.7077 | 46.8769 | 0 | 0.32917 | 0.67083 | 0.025 | 0.67083 | 0.30417 | 0 | 17.3366 | 0.00010699 | 1473 |  | 2895
6056 | MARIPOSA 2101309438 | 254452101 | MARIPOSA 2101 | 309438 | FALSE | 13011.7309 | 5938.6322 | 93 | 0.33116 | 2.0513 | 33.4068 | 0.1647 | 0.20341 | 0.62832 | 0.36326 | 0.29158 | 0.15538 | 0 | 5.1782 | 0.00010698 | 1474 |  | 3000
8049 | BROWNS VALLEY 110136622 | 152921101 | BROWNS VALLEY 1101 | 36622 | FALSE | 15095.8174 | 8277.82 | 42 | 0.40796 | 1.8558 | 34.9752 | 0 | 0.52778 | 0.47222 | 0.047619 | 0.51984 | 0.28968 | 0 | 19.6992 | 0.00010696 | 1475 | 0.01 | 2285 | 10 | 8.93% | 0 | 1 | 25.35% | 0%
262 | ROB ROY 21055090 | 83692105 | ROB ROY 2105 | 5090 | FALSE | 34218.6566 | 34218.6566 | 245 | 0.078331 | 2.033 | 31.5854 | 0.014286 | 0.18854 | 0.77881 | 0 | 0.82949 | 0.13786 | 0.0014966 | 20.1585 | 0.00010692 | 1476 | 0.38 | 65 | 44.75 | 78.23% | 40 | 3 | 100% | 97%
585 | LUCERNE 110647198 | 43351106 | LUCERNE 1106 | 47198 | FALSE | 9365.2067 | 4939.462 | 70 | 0.68914 | 2.987 | 59.2272 | 0 | 0.50247 | 0.49753 | 0 | 0.49753 | 0.50247 | 0 | 12.5104 | 0.00010692 | 1477 | 0.02 | 1928 | 20.66 | 59.47% | 1 | 7 | 65.28% | 0%
8038 | WILLITS 1103826 | 42661103 | WILLITS 1103 | 826 | FALSE | 12455.7726 | 12455.7726 | 89 | 0.097153 | 3.6068 | 51.0151 | 0.005618 | 0.029963 | 0.96442 | 0.32303 | 0.64139 | 0.029963 | 0.029695 | 24.6398 | 0.00010691 | 1478 | 0.11 | 599 | 68.47 | 97.36% | 4 | 8 | 100% | 36%
6843 | DUNBAR 11033127 | 43071103 | DUNBAR 1103 | 3127 | FALSE | 15418.4131 | 15054.5807 | 78 | 0.26941 | 3.0291 | 47.9345 | 0 | 0.11538 | 0.88462 | 0 | 0.88462 | 0.11538 | 0 | 9.4663 | 0.00010691 | 1479 | 0.19 | 348 | 48.25 | 93.29% | 0 | 4 | 91.69% | 100%
10861 | PEORIA 170492888 | 163781704 | PEORIA 1704 | 92888 | TRUE | 765.3621 | 400.6025 | 4 | 0.43988 | 1.7113 | 35.3381 | 0 | 0 | 1 | 0 | 1 | 0 | 0 | 1.4795 | 0.00010691 | 1480 | 0.02 | 1766 | 10 | 100% | 0 | 0 | 52.34% | 0%
8877 | WILLOW CREEK 11013050 | 192171101 | WILLOW CREEK 1101 | 3050 | FALSE | 4223.7094 | 4223.7094 | 18 | 0.036274 | 5.859 | 16.8125 | 0 | 0 | 1 | 1 | 0 | 0 | 0 | 22.6862 | 0.00010688 | 1481 | 0.2 | 313 | 81.98 | 100% | 0 | 2 | 100% | 100%
2292 | OAKLAND K 1104CR326 | 12101104 | OAKLAND K 1104 | CR326 | FALSE | 2098.9601 | 2098.9601 | 17 | 0.23203 | 2.0319 | 18.8607 | 0 | 0.058824 | 0.94118 | 0 | 0.94118 | 0.058824 | 0 | 20.1573 | 0.00010686 | 1482 | 0.15 | 457 | 10 | 98.1% | 3 | 0 | 100% | 100%
7707 | SUMMIT 110148632 | 152591101 | SUMMIT 1101 | 48632 | FALSE | 4391.6286 | 4391.6286 | 38 | 0.28025 | 5.0727 | 36.6341 | 0.12573 | 0.22515 | 0.64912 | 0.65088 | 0.22339 | 0 | 0.013158 | 20.537 | 0.00010681 | 1483 | 0.04 | 1244 | 10 | 63.45% | 5 | 6 | 100% | 0%
3278 | KONOCTI 1108CB | 43311108 | KONOCTI 1108 | CB | FALSE | 14256.0927 | 10229.3323 | 98 | 0.42497 | 2.299 | 42.4427 | 0.13384 | 0.010204 | 0.85595 | 0 | 0.85595 | 0.010204 | 0.018197 | 7.2131 | 0.00010673 | 1484 | 0.02 | 2062 | 32.67 | 74.99% | 0 | 6 | 75.6% | 0%
4335 | UKIAH 1114844294 | 42771114 | UKIAH 1114 | 844294 | FALSE | 9847.8884 | 3879.784 | 55 | 0.40537 | 2.8411 | 57.6278 | 0 | 0.20606 | 0.79394 | 0 | 0.79394 | 0.20606 | 0.036364 | 7.7805 | 0.0001067 | 1485 |  | 2882
9158 | COVELO 1101306476 | 43061101 | COVELO 1101 | 306476 | FALSE | 16292.4669 | 3106.377 | 49 | 0.15999 | 2.7859 | 52.4212 | 0 | 0 | 1 | 0.42857 | 0.57143 | 0 | 0 | 8.8186 | 0.00010648 | 1486 |  | 3316
9018 | GREEN VALLEY 2101509068 | 83192101 | GREEN VALLEY 2101 | 509068 | FALSE | 2868.1374 | 1655.4712 | 22 | 0.21192 | 1.6908 | 26.6483 | 0 | 0.31818 | 0.68182 | 0 | 0.68182 | 0.31818 | 0 | 8.4164 | 0.00010648 | 1487 |  | 3297
8386 | PEORIA 1705999 | 163781705 | PEORIA 1705 | 999 | FALSE | 3715.0604 | 3715.0604 | 22 | 0.20635 | 2.0494 | 36.5727 | 0.0090909 | 0 | 0.99091 | 0 | 0.99091 | 0 | 0 | 9.6198 | 0.00010639 | 1488 | 0.03 | 1678 | 18.75 | 99.88% | 0 | 0 | 100% | 0%
1376 | CLARKSVILLE 210419772 | 153612104 | CLARKSVILLE 2104 | 19772 | FALSE | 29712.1582 | 28840.3765 | 185 | 0.1145 | 2.0933 | 16.806 | 0 | 0 | 0.9964 | 0.010811 | 0.98559 | 0 | 0 | 5.7833 | 0.00010637 | 1489 | 0.21 | 279 | 58.71 | 99.97% | 3 | 3 | 99.31% | 100%
6687 | CLARK ROAD 110281296 | 103091102 | CLARK ROAD 1102 | 81296 | FALSE | 24680.7336 | 17571.0511 | 124 | 0.084787 | 2.4276 | 29.7298 | 0.16667 | 0.048387 | 0.78293 | 0.013441 | 0.75336 | 0.048387 | 0.0080645 | 3.8033 | 0.00010636 | 1490 | 0.03 | 1538 | 53.05 | 65.11% | 1 | 2 | 64.96% | 3%
398 | ROSSMOOR 1104CB | 14161104 | ROSSMOOR 1104 | CB | TRUE | 17820.8713 | 0 | 150 | 0.53206 | 1.8627 | 23.2878 | 0.38909 | 0.40987 | 0.194 | 0.0022222 | 0.21617 | 0.38136 | 0.014074 | 11.1618 | 0.00010626 | 1491 |  | 2669
9541 | RINCON 1101839669 | 43321101 | RINCON 1101 | 839669 | TRUE | 1273.7836 | 989.219 | 12 | 0.091383 | 2.7837 | 44.8639 | 0 | 0.25 | 0.75 | 0 | 0.75 | 0.25 | 0 | 9.5066 | 0.00010611 | 1492 |  | 3373
4318 | HIGGINS 11102408 | 152691110 | HIGGINS 1110 | 2408 | FALSE | 18614.5661 | 18614.5661 | 124 | 0.059816 | 2.9224 | 29.4563 | 0.0091398 | 0 | 0.9828 | 0 | 0.9828 | 0 | 0.018145 | 10.9551 | 0.000106 | 1493 | 0.12 | 559 | 10.56 | 99.97% | 6 | 7 | 100% | 0%
2644 | WILLITS 110391948 | 42661103 | WILLITS 1103 | 91948 | FALSE | 11942.5868 | 11942.5868 | 69 | 0.088653 | 3.5076 | 49.0418 | 0 | 0.35507 | 0.64493 | 0.26087 | 0.38406 | 0.35507 | 0 | 10.2097 | 0.00010599 | 1494 | 0.04 | 1406 | 55.69 | 72.29% | 1 | 4 | 82.53% | 6%
1389 | STANISLAUS 17011331 | 162821701 | STANISLAUS 1701 | 1331 | FALSE | 7064.7733 | 7064.7733 | 63 | 0.26853 | 3.2822 | 37.5652 | 0 | 0 | 1 | 1 | 0 | 0 | 0.035714 | 40.1933 | 0.00010598 | 1495 | 0.19 | 364 | 65.95 | 100% | 5 | 0 | 100% | 100%
9000 | CASTRO VALLEY 11088971 | 14091108 | CASTRO VALLEY 1108 | 8971 | FALSE | 12716.2407 | 12716.2407 | 72 | 0.13333 | 1.8412 | 27.8018 | 0 | 0.77546 | 0.22454 | 0 | 0.23843 | 0.76157 | 0 | 11.7078 | 0.00010597 | 1496 |  | 3293
7818 | SONOMA 1105575872 | 42721105 | SONOMA 1105 | 575872 | FALSE | 2328.1768 | 1906.857 | 12 | 0.21226 | 2.438 | 27.0913 | 0 | 0.083333 | 0.91667 | 0 | 0.75 | 0.083333 | 0 | 4.5161 | 0.00010594 | 1497 |  | 3165
625 | ROSSMOOR 1101L503R | 14161101 | ROSSMOOR 1101 | L503R | FALSE | 6910.8038 | 6910.8038 | 62 | 0.47241 | 1.8318 | 29.4244 | 0.24099 | 0.67433 | 0.073925 | 0 | 0.12231 | 0.62594 | 0.013441 | 12.2888 | 0.00010589 | 1498 | 0.02 | 1993 | 11.57 | 6.54% | 0 | 11 | 100% | 15%
465 | MOLINO 1102111666 | 42571102 | MOLINO 1102 | 111666 | TRUE | 1605.5548 | 182.6023 | 13 | 0.38613 | 2.8773 | 55.0479 | 0 | 0.49231 | 0.50769 | 0 | 0.50769 | 0.49231 | 0.16923 | 8.594 | 0.00010584 | 1499 |  | 2676
817 | CLOVERDALE 1102570 | 42821102 | CLOVERDALE 1102 | 570 | FALSE | 34272.8021 | 28557.0384 | 199 | 0.27279 | 2.8633 | 50.8505 | 0.010888 | 0.18844 | 0.80067 | 0 | 0.84841 | 0.1407 | 0 | 9.8002 | 0.00010582 | 1500 | 0.12 | 575 | 48.33 | 69.88% | 1 | 6 | 81.35% | 96%
6657 | SAN RAFAEL 110168970 | 42011101 | SAN RAFAEL 1101 | 68970 | TRUE | 5207.2001 | 75.6257 | 44 | 0.7364 | 2.6434 | 48.0518 | 0.17803 | 0.73382 | 0.088149 | 0 | 0.088149 | 0.60882 | 0.01461 | 13.8503 | 0.00010579 | 1501 | 0.02 | 2137 | 10 | 17.09% | 0 | 0 | 31.9% | 47%
710 | COARSEGOLD 2103CB | 254432103 | COARSEGOLD 2103 | CB | FALSE | 61825.449 | 61825.449 | 420 | 0.14722 | 1.7972 | 28.3422 | 0.13964 | 0 | 0.85956 | 0.002381 | 0.8048 | 0 | 0.002381 | 6.9722 | 0.00010575 | 1502 | 0.06 | 988 | 32.34 | 83.55% | 1 | 26 | 100% | 0%
2632 | APPLE HILL 110412947 | 153661104 | APPLE HILL 1104 | 12947 | FALSE | 5709.2465 | 5709.2465 | 49 | 0.036628 | 3.4332 | 17.9614 | 0 | 0 | 1 | 1 | 0 | 0 | 0 | 29.8816 | 0.00010562 | 1503 | 0.05 | 1193 | 89.42 | 100% | 0 | 1 | 100% | 0%
6145 | OAKHURST 110210100 | 254421102 | OAKHURST 1102 | 10100 | FALSE | 18902.6869 | 16723.3035 | 142 | 0.16569 | 2.08 | 40.0973 | 0.19668 | 0.0070423 | 0.78454 | 0.45481 | 0.33325 | 0 | 0.0070423 | 12.2636 | 0.0001056 | 1504 | 0.05 | 1123 | 28.13 | 94.5% | 4 | 24 | 77.46% | 0%
6800 | GEYSERVILLE 1101705777 | 42891101 | GEYSERVILLE 1101 | 705777 | FALSE | 9890.0744 | 9890.0744 | 46 | 0.088947 | 2.7641 | 50.7809 | 0.043478 | 0.40942 | 0.5471 | 0 | 0.5471 | 0.40942 | 0 | 14.9586 | 0.00010551 | 1505 |  | 3062
8732 | EL CERRITO G 1112418480 | 12501112 | EL CERRITO G 1112 | 418480 | FALSE | 1216.9885 | 1216.9885 | 13 | 0.34228 | 1.6908 | 16.7467 | 0 | 0.30769 | 0.69231 | 0 | 0.69231 | 0.30769 | 0 | 16.7396 | 0.00010549 | 1506 |  | 3256
1547 | WILLITS 110391810 | 42661103 | WILLITS 1103 | 91810 | FALSE | 47379.4324 | 47379.4324 | 296 | 0.13242 | 3.922 | 42.7358 | 0 | 0 | 1 | 0.59741 | 0.40259 | 0 | 0.012387 | 20.7574 | 0.00010548 | 1507 | 0.26 | 196 | 69.66 | 100% | 19 | 14 | 100% | 85%
8992 | TIDEWATER 2106781445 | 14652106 | TIDEWATER 2106 | 781445 | TRUE | 577.8877 | 405.5365 | 6 | 0.36813 | 1.4759 | 26.4113 | 0 | 1 | 0 | 0 | 0 | 1 | 0 | 3.1795 | 0.00010546 | 1508 |  | 3291
5271 | WILLITS 1104504 | 42661104 | WILLITS 1104 | 504 | FALSE | 36253.1832 | 36253.1832 | 205 | 0.1082 | 3.6126 | 43.2691 | 0.026423 | 0 | 0.97358 | 0.70951 | 0.25593 | 0 | 0 | 22.891 | 0.00010544 | 1509 | 0.26 | 197 | 70.09 | 92.93% | 13 | 8 | 100% | 61%
1917 | PANORAMA 1101CB | 103461101 | PANORAMA 1101 | CB | FALSE | 27174.1674 | 1828.844 | 175 | 0.30888 | 2.0157 | 30.5356 | 0.28305 | 0.13709 | 0.57986 | 0.1791 | 0.40876 | 0.019723 | 0.030476 | 8.5285 | 0.0001054 | 1510 | 0.01 | 2184 | 10 | 100% | 0 | 2 | 10.24% | 0%
2315 | MORAGA 1101108540 | 13801101 | MORAGA 1101 | 108540 | FALSE | 7751.409 | 7751.409 | 44 | 0.084569 | 1.8776 | 23.4109 | 0.43409 | 0.42386 | 0.14205 | 0.022727 | 0.27197 | 0.13295 | 0 | 13.0918 | 0.00010534 | 1511 | 0.1 | 643 | 66.07 | 6.53% | 0 | 5 | 99.19% | 94%
5571 | CLEAR LAKE 1101740076 | 42141101 | CLEAR LAKE 1101 | 740076 | TRUE | 14283.4902 | 632.3767 | 106 | 0.42643 | 2.2287 | 55.3243 | 0.18632 | 0.38208 | 0.4316 | 0.17138 | 0.42217 | 0.22013 | 0.031447 | 6.0262 | 0.00010531 | 1512 |  | 2963
4747 | SANTA ROSA A 1104716 | 42151104 | SANTA ROSA A 1104 | 716 | FALSE | 14319.9438 | 14319.9438 | 109 | 0.070268 | 2.8243 | 40.8062 | 0 | 0.018349 | 0.98165 | 0.055046 | 0.91437 | 0.018349 | 0 | 12.419 | 0.00010523 | 1513 | 0.19 | 356 | 55.65 | 91.58% | 1 | 3 | 100% | 100%
3533 | OAKLAND K 1104432850 | 12101104 | OAKLAND K 1104 | 432850 | FALSE | 1988.3274 | 1988.3274 | 26 | 0.46446 | 1.8722 | 20.1372 | 0.67244 | 0.038462 | 0.22821 | 0 | 0.26667 | 0 | 0 | 17.8068 | 0.0001052 | 1514 |  | 2834
9100 | BANGOR 1101870548 | 103191101 | BANGOR 1101 | 870548 | FALSE | 8185.9487 | 8185.9487 | 56 | 0.048244 | 2.935 | 23.877 | 0 | 0 | 1 | 0 | 1 | 0 | 0 | 14.0203 | 0.00010519 | 1515 |  | 3309
10273 | POINT ARENA 11014923 | 43381101 | POINT ARENA 1101 | 4923 | FALSE | 4611.3164 | 4611.3164 | 12 | 0.19629 | 3.101 | 63.6155 | 0 | 0.83333 | 0.16667 | 0.083333 | 0.083333 | 0.83333 | 0 | 24.1797 | 0.00010517 | 1516 | 0.03 | 1524 | 57.1 | 19.76% | 5 | 5 | 100% | 0%
6935 | CEDAR CREEK 1101CB | 103321101 | CEDAR CREEK 1101 | CB | FALSE | 24813.8274 | 24813.8274 | 127 | 0.027594 | 4.6371 | 18.0264 | 0.0026247 | 0.067782 | 0.92959 | 0.92828 | 0.069094 | 0 | 0 | 6.5555 | 0.00010514 | 1517 | 0.07 | 852 | 37.8 | 95.68% | 0 | 0 | 100% | 38%
8001 | MOLINO 1102189602 | 42571102 | MOLINO 1102 | 189602 | FALSE | 1011.2208 | 1011.2208 | 9 | 0.011364 | 2.9148 | 66.3887 | 0 | 0.55556 | 0.44444 | 0 | 0.44444 | 0.55556 | 0 | 24.7526 | 0.00010514 | 1518 |  | 3183
1888 | ROB ROY 2104CB | 83692104 | ROB ROY 2104 | CB | FALSE | 23033.3792 | 23033.3792 | 170 | 0.16294 | 1.8857 | 30.4392 | 0.048382 | 0.1032 | 0.84018 | 0.015686 | 0.83332 | 0.060948 | 0.0078431 | 16.94 | 0.00010514 | 1519 | 0.21 | 305 | 30.92 | 85.32% | 22 | 10 | 100% | 61%
10205 | BERKELEY F 1103813976 | 12061103 | BERKELEY F 1103 | 813976 | TRUE | 328.1808 | 312.2978 | 4 | 0.14403 | 1.903 | 11.6667 | 0 | 0.5 | 0.5 | 0 | 0.5 | 0.5 | 0 | 14.3118 | 0.00010513 | 1520 |  | 3515
1240 | EL DORADO PH 210126000 | 152762101 | EL DORADO PH 2101 | 26000 | FALSE | 55311.5705 | 55311.5705 | 339 | 0.07099 | 3.4835 | 17.3841 | 0.002107 | 0.0029499 | 0.99494 | 0.98855 | 0.0063913 | 0 | 0.017453 | 30.7956 | 0.00010511 | 1521 | 0.57 | 15 | 93.51 | 99.32% | 9 | 8 | 100% | 100%
10207 | MONTE RIO 111159046 | 42811111 | MONTE RIO 1111 | 59046 | FALSE | 6015.5462 | 5641.1576 | 15 | 0.18812 | 2.754 | 59.959 | 0 | 0.93333 | 0 | 0 | 0.13333 | 0.8 | 0 | 24.9701 | 0.00010509 | 1522 | 0.01 | 2369 | 61.81 | 0% | 1 | 1 | 70.69% | 0%
8090 | PENRYN 1105817491 | 152561105 | PENRYN 1105 | 817491 | FALSE | 3153.3616 | 2279.4584 | 24 | 0.17876 | 1.9529 | 18.1826 | 0 | 0.083333 | 0.91667 | 0.041667 | 0.875 | 0.083333 | 0 | 3.938 | 0.00010509 | 1523 |  | 3191
4142 | GIRVAN 1101323094 | 103401101 | GIRVAN 1101 | 323094 | FALSE | 58176.4815 | 58176.4815 | 208 | 0.098689 | 2.46 | 19.6685 | 0 | 0 | 1 | 0.27244 | 0.72276 | 0 | 0 | 7.4186 | 0.00010508 | 1524 | 0.07 | 832 | 55.52 | 99.98% | 1 | 3 | 100% | 0%
6380 | GUALALA 111135562 | 42841111 | GUALALA 1111 | 35562 | FALSE | 22914.0776 | 22914.0776 | 147 | 0.09025 | 3.0409 | 53.5991 | 0 | 0.74405 | 0.25595 | 0.0090703 | 0.3373 | 0.65363 | 0.055556 | 26.3727 | 0.00010505 | 1525 | 0.08 | 783 | 63.01 | 19.44% | 12 | 36 | 100% | 0%
9797 | DEL MONTE 21032204 | 182222103 | DEL MONTE 2103 | 2204 | TRUE | 592.6413 | 592.6413 | 8 | 0.09524 | 1.3273 | 24.6015 | 1 | 0 | 0 | 0 | 0 | 0 | 0.125 | 13.5191 | 0.00010504 | 1526 | 0.01 | 2473 | 10 | 0% | 0 | 0 | 100% | 0%
8922 | CLOVERDALE 1101964556 | 42821101 | CLOVERDALE 1101 | 964556 | FALSE | 8160.0956 | 8116.5647 | 31 | 0.075678 | 3.1471 | 49.9892 | 0.032258 | 0.27419 | 0.67742 | 0.096774 | 0.6129 | 0.24194 | 0 | 13.5523 | 0.00010503 | 1527 |  | 3279
5682 | CLOVERDALE 1102672 | 42821102 | CLOVERDALE 1102 | 672 | FALSE | 35787.4101 | 35088.8854 | 140 | 0.15272 | 3.1276 | 52.6473 | 0.014286 | 0.050238 | 0.93405 | 0.067857 | 0.86619 | 0.050238 | 0 | 15.5324 | 0.00010502 | 1528 | 0.34 | 96 | 69.89 | 97.84% | 1 | 12 | 98.19% | 95%
6299 | PEORIA 170587222 | 163781705 | PEORIA 1705 | 87222 | FALSE | 8479.914 | 8240.0573 | 57 | 0.36504 | 2.0647 | 35.3819 | 0 | 0.19298 | 0.80702 | 0.005848 | 0.9152 | 0.078947 | 0 | 10.4904 | 0.00010497 | 1529 | 0.03 | 1673 | 10 | 76.37% | 0 | 4 | 100% | 0%
5425 | CORNING 110187304 | 103331101 | CORNING 1101 | 87304 | FALSE | 23764.1584 | 4634.8119 | 100 | 0.12916 | 1.4601 | 19.0066 | 0.35567 | 0.15 | 0.48433 | 0.02 | 0.46433 | 0.15 | 0.01 | 3.744 | 0.00010497 | 1530 | 0.01 | 2256 | 10 | 14.41% | 0 | 3 | 10.47% | 0%
1293 | MIDDLETOWN 11014646 | 43141101 | MIDDLETOWN 1101 | 4646 | FALSE | 29868.2951 | 29868.2951 | 165 | 0.086284 | 3.9717 | 56.1638 | 0 | 0.013636 | 0.98636 | 0.2 | 0.78636 | 0.013636 | 0.015152 | 13.0406 | 0.00010487 | 1531 | 0.36 | 80 | 85.19 | 99.86% | 4 | 10 | 100% | 100%
451 | CALISTOGA 11011087 | 42711101 | CALISTOGA 1101 | 1087 | FALSE | 3157.1282 | 3157.1282 | 22 | 0.37283 | 2.6189 | 54.226 | 0 | 0.36364 | 0.63636 | 0 | 0.63636 | 0.36364 | 0 | 45.0377 | 0.00010484 | 1532 | 0.15 | 476 | 74.73 | 70.51% | 0 | 0 | 100% | 100%
4502 | WILLITS 1103968 | 42661103 | WILLITS 1103 | 968 | FALSE | 44551.6644 | 42969.09 | 283 | 0.096551 | 3.5598 | 47.3676 | 0.08844 | 0.084343 | 0.82604 | 0.4728 | 0.39152 | 0.046063 | 0.0053004 | 20.2567 | 0.00010481 | 1533 | 0.21 | 287 | 68.34 | 85.93% | 14 | 10 | 88.86% | 69%
1111 | PEORIA 17056697 | 163781705 | PEORIA 1705 | 6697 | FALSE | 6657.3541 | 6657.3541 | 46 | 0.2456 | 2.0376 | 36.574 | 0 | 0 | 1 | 0 | 1 | 0 | 0 | 8.3204 | 0.00010476 | 1534 | 0.04 | 1276 | 14.62 | 100% | 1 | 4 | 100% | 0%
8425 | PINE GROVE 110194936 | 163751101 | PINE GROVE 1101 | 94936 | FALSE | 14750.2856 | 14750.2856 | 82 | 0.045536 | 2.8148 | 27.0207 | 0 | 0.16972 | 0.83028 | 0 | 0.97561 | 0.02439 | 0.02439 | 11.1435 | 0.00010473 | 1535 | 0.03 | 1433 | 10 | 75.09% | 1 | 1 | 100% | 0%
2572 | VACA DIXON 11059792 | 63591105 | VACA DIXON 1105 | 9792 | FALSE | 44037.0343 | 1255.3676 | 329 | 0.20879 | 1.606 | 21.1278 | 0.11945 | 0.0040527 | 0.87649 | 0.0091185 | 0.86738 | 0.0040527 | 0.006079 | 4.7763 | 0.00010469 | 1536 | 0.02 | 1978 | 58.39 | 100% | 0 | 0 | 7.93% | 0%
1327 | DESCHUTES 1104CB | 103351104 | DESCHUTES 1104 | CB | FALSE | 39932.7775 | 21735.4144 | 273 | 0.25992 | 2.42 | 25.9884 | 0.11914 | 0 | 0.87903 | 0.58118 | 0.29785 | 0 | 0.0045788 | 8.6669 | 0.00010469 | 1537 | 0.03 | 1668 | 22.71 | 100% | 1 | 6 | 50.17% | 0%
2123 | IGNACIO 11011300 | 42481101 | IGNACIO 1101 | 1300 | FALSE | 9816.2612 | 5145.088 | 84 | 0.56197 | 2.3542 | 49.0021 | 0.37302 | 0 | 0.6246 | 0 | 0.6246 | 0 | 0.0017007 | 11.0473 | 0.00010467 | 1538 | 0.03 | 1747 | 23.86 | 75.16% | 0 | 4 | 40.74% | 22%
5358 | UKIAH 1113968652 | 42771113 | UKIAH 1113 | 968652 | FALSE | 3017.7923 | 1606.1834 | 25 | 0.51261 | 2.7944 | 60.8747 | 0 | 0.79333 | 0.20667 | 0 | 0.20667 | 0.79333 | 0 | 11.9714 | 0.00010466 | 1539 |  | 2946
3141 | DIAMOND SPRINGS 11057722 | 152261105 | DIAMOND SPRINGS 1105 | 7722 | FALSE | 100229.7186 | 96782.5255 | 572 | 0.041948 | 2.6492 | 19.5046 | 0.032388 | 0.047203 | 0.91844 | 0.070367 | 0.86847 | 0.026807 | 0.0017483 | 8.4393 | 0.00010462 | 1540 | 0.12 | 570 | 30.43 | 87.61% | 10 | 7 | 94.99% | 35%
1243 | SHINGLE SPRINGS 110419502 | 153651104 | SHINGLE SPRINGS 1104 | 19502 | FALSE | 92686.5675 | 72356.9682 | 672 | 0.081343 | 2.322 | 18.9056 | 0.053883 | 0 | 0.94562 | 0.011657 | 0.92801 | 0 | 0.0044643 | 7.0475 | 0.00010455 | 1541 | 0.15 | 468 | 45.68 | 99.02% | 5 | 5 | 73.54% | 87%
5671 | CURTIS 170190120 | 163351701 | CURTIS 1701 | 90120 | FALSE | 8309.1292 | 5041.5999 | 64 | 0.55921 | 2.0979 | 30.5942 | 0.47696 | 0.23281 | 0.29023 | 0 | 0.29335 | 0.17578 | 0 | 8.4155 | 0.00010439 | 1542 | 0.01 | 2591 | 10 | 28.78% | 0 | 1 | 50.57% | 0%
10663 | SAN RAMON 2102CB | 14232102 | SAN RAMON 2102 | CB | FALSE | 3412.1639 | 2836.6716 | 16 | 0.1739 | 1.625 | 26.5873 | 1 | 0 | 0 | 0 | 0 | 0 | 0 | 1.3333 | 0.00010435 | 1543 | 0.01 | 2321 | 41.23 | 0% | 0 | 0 | 65.73% | 0%
109 | WISE 11022054 | 152271102 | WISE 1102 | 2054 | FALSE | 20940.0353 | 20940.0353 | 147 | 0.12336 | 2.2603 | 35.5894 | 0.053288 | 0.37166 | 0.56967 | 0 | 0.58668 | 0.35465 | 0.0034014 | 7.5566 | 0.00010429 | 1544 | 0.03 | 1440 | 34.6 | 54.65% | 2 | 5 | 100% | 0%
7873 | MARIPOSA 210197142 | 254452101 | MARIPOSA 2101 | 97142 | FALSE | 7406.0615 | 7406.0615 | 40 | 0.11766 | 2.2635 | 31.9905 | 0.24375 | 0.075 | 0.68125 | 0.59375 | 0.0875 | 0.075 | 0 | 6.6722 | 0.00010428 | 1545 | 0.03 | 1545 | 28.89 | 53.68% | 0 | 6 | 100% | 0%
8017 | PIT NO 3 2101CB | 103732101 | PIT NO 3 2101 | CB | FALSE | 7292.0294 | 7292.0294 | 7 | 0.14377 | 2.1792 | 25.2884 | 0.14286 | 0.71429 | 0.14286 | 0 | 0 | 0 | 0 | 20.8376 | 0.00010421 | 1546 | 0.03 | 1487 | 34.8 | 2.14% | 10 | 3 | 100% | 0%
5933 | MIRABEL 1102524356 | 42091102 | MIRABEL 1102 | 524356 | FALSE | 4107.6805 | 2088.1166 | 29 | 0.34474 | 2.7619 | 53.8842 | 0 | 0.44253 | 0.55747 | 0 | 0.55747 | 0.44253 | 0.011494 | 21.5711 | 0.00010421 | 1547 |  | 2991
2961 | SYCAMORE CREEK 11112014 | 102971111 | SYCAMORE CREEK 1111 | 2014 | FALSE | 35984.1335 | 35984.1335 | 181 | 0.064201 | 3.2983 | 29.7285 | 0.015654 | 0 | 0.98435 | 0.4558 | 0.52855 | 0 | 0.0013812 | 9.1501 | 0.00010418 | 1548 | 0.07 | 862 | 53.02 | 99.04% | 1 | 4 | 99.97% | 26%
55 | CURTIS 170234426 | 163351702 | CURTIS 1702 | 34426 | FALSE | 11062.821 | 7591.2944 | 81 | 0.34884 | 2.517 | 37.052 | 0 | 0.16914 | 0.81605 | 0.50288 | 0.43498 | 0.04321 | 0.0030864 | 10.3889 | 0.0001041 | 1549 | 0.06 | 1028 | 10 | 82.09% | 0 | 4 | 71.87% | 67%
9817 | SUMMIT 11016627 | 152591101 | SUMMIT 1101 | 6627 | TRUE | 910.3808 | 910.3808 | 8 | 0.16636 | 5.0726 | 27.7411 | 0 | 0.59375 | 0.40625 | 0.33333 | 0.66667 | 0 | 0 | 13.6952 | 0.00010404 | 1550 | 0.02 | 1872 | 10 | 45.61% | 0 | 0 | 100% | 0%
2865 | MOLINO 1102344 | 42571102 | MOLINO 1102 | 344 | FALSE | 9676.0469 | 2427.2453 | 77 | 0.27821 | 2.9078 | 54.9107 | 0 | 0.23247 | 0.76753 | 0 | 0.76753 | 0.23247 | 0.084416 | 11.3706 | 0.00010403 | 1551 | 0.01 | 2581 | 30.1 | 80.53% | 0 | 2 | 18.52% | 0%
10024 | CLEAR LAKE 1101881362 | 42141101 | CLEAR LAKE 1101 | 881362 | TRUE | 1747.5089 | 480.0321 | 10 | 0.29365 | 2.374 | 42.1216 | 0 | 0.075 | 0.925 | 0 | 0.925 | 0.075 | 0 | 6.1428 | 0.00010401 | 1552 |  | 3475
3817 | DESCHUTES 11011380 | 103351101 | DESCHUTES 1101 | 1380 | FALSE | 37070.8959 | 28672.6173 | 204 | 0.15183 | 2.4398 | 22.3529 | 0.061275 | 0.069444 | 0.86928 | 0.42647 | 0.44281 | 0.069444 | 0.02549 | 6.3093 | 0.00010398 | 1553 | 0.03 | 1443 | 29.6 | 86.99% | 0 | 4 | 75.95% | 0%
4762 | SAN RAFAEL 110668694 | 42011106 | SAN RAFAEL 1106 | 68694 | TRUE | 3377.3751 | 0 | 32 | 0.84907 | 2.5539 | 37.0971 | 0.14062 | 0.63021 | 0.22917 | 0 | 0.22917 | 0.63021 | 0 | 10.2407 | 0.00010397 | 1554 |  | 2914
2799 | TASSAJARA 211238868 | 14662112 | TASSAJARA 2112 | 38868 | FALSE | 6917.0797 | 3119.1276 | 61 | 0.44706 | 1.54 | 28.7594 | 0.33106 | 0.35159 | 0.31325 | 0.025273 | 0.357 | 0.27164 | 0 | 12.1424 | 0.00010371 | 1555 | 0.01 | 2349 | 10 | 11.26% | 2 | 2 | 4.04% | 0%
10840 | CLOVERDALE 1101704542 | 42821101 | CLOVERDALE 1101 | 704542 | TRUE | 487.4963 | 345.9417 | 3 | 0.36332 | 2.7258 | 78.8411 | 0 | 0.66667 | 0.33333 | 0 | 0.33333 | 0.66667 | 0 | 7.4385 | 0.00010371 | 1556 |  | 3612
8422 | FROGTOWN 1702739858 | 163451702 | FROGTOWN 1702 | 739858 | FALSE | 8002.9028 | 7850.7225 | 46 | 0.1649 | 2.1527 | 31.3402 | 0 | 0.086957 | 0.91304 | 0.032609 | 0.88043 | 0.086957 | 0 | 21.8908 | 0.00010369 | 1557 |  | 3225
1039 | SILVERADO 2104726 | 43432104 | SILVERADO 2104 | 726 | FALSE | 56301.3396 | 48875.2274 | 263 | 0.25617 | 2.5775 | 52.278 | 0 | 0.20279 | 0.79721 | 0.068441 | 0.85551 | 0.076046 | 0.013308 | 17.9147 | 0.00010365 | 1558 | 0.07 | 856 | 77.57 | 85.35% | 3 | 1 | 83.81% | 21%
3728 | DESCHUTES 11041370 | 103351104 | DESCHUTES 1104 | 1370 | FALSE | 35764.2 | 21861.3958 | 272 | 0.16819 | 2.6685 | 25.7373 | 0.067402 | 0 | 0.92892 | 0.4856 | 0.44332 | 0 | 0 | 6.236 | 0.00010359 | 1559 | 0.02 | 1787 | 19.74 | 98.52% | 1 | 1 | 55.17% | 0%
4537 | LAKEWOOD 2107396264 | 13532107 | LAKEWOOD 2107 | 396264 | FALSE | 10259.9636 | 7704.2 | 95 | 0.39378 | 1.6667 | 23.1077 | 0.064474 | 0.62987 | 0.30565 | 0.010526 | 0.3232 | 0.59654 | 0.026316 | 13.0711 | 0.00010348 | 1560 |  | 2903
8713 | GANSNER 1101489276 | 103021101 | GANSNER 1101 | 489276 | TRUE | 1058.1278 | 723.7002 | 9 | 0.40442 | 3.0469 | 32.9603 | 0 | 0.33333 | 0.61111 | 0.87778 | 0.066667 | 0 | 0 | 15.7102 | 0.00010344 | 1561 |  | 3253
9002 | PAUL SWEET 2102168368 | 83252102 | PAUL SWEET 2102 | 168368 | TRUE | 1090.7031 | 590.4471 | 8 | 0.10522 | 1.9326 | 24.6112 | 0 | 0.5 | 0.5 | 0.041667 | 0.54167 | 0.41667 | 0.125 | 14.5143 | 0.00010339 | 1562 |  | 3294
5192 | HIGHLANDS 1103CB | 43361103 | HIGHLANDS 1103 | CB | FALSE | 19725.7628 | 17048.207 | 144 | 0.35147 | 2.0913 | 46.8317 | 0.26131 | 0.068171 | 0.67052 | 0.032986 | 0.65663 | 0.044907 | 0 | 8.6149 | 0.00010337 | 1563 | 0.03 | 1699 | 18.03 | 65.06% | 2 | 6 | 87.07% | 0%
4401 | SILVERADO 2103507513 | 43432103 | SILVERADO 2103 | 507513 | FALSE | 8339.9553 | 4803.4 | 65 | 0.66586 | 2.5016 | 50.6367 | 0 | 0.39744 | 0.60256 | 0.10897 | 0.49359 | 0.39744 | 0 | 9.7185 | 0.00010329 | 1564 |  | 2887
10468 | CALPINE 1144962 | 48011144 | CALPINE 1144 | 962 | TRUE | 63.3636 | 63.3636 | 1 | 0.55091 | 3.3185 | 43.0683 | 0.1 | 0.2 | 0.7 | 0 | 0.7 | 0.2 | 0 | 2.1138 | 0.00010321 | 1565 | 0.17 | 405 | 94.96 | 64.72% | 0 | 0 | 100% | 100%
10257 | CAYETANO 2111389190 | 14422111 | CAYETANO 2111 | 389190 | FALSE | 4452.7835 | 3542.8058 | 18 | 0.16757 | 1.2969 | 14.8227 | 0 | 0.83333 | 0.16667 | 0 | 0.16667 | 0.83333 | 0 | 2.0228 | 0.00010318 | 1566 |  | 3524
849 | STANISLAUS 170237276 | 162821702 | STANISLAUS 1702 | 37276 | FALSE | 18746.4684 | 18746.4684 | 168 | 0.1929 | 3.3812 | 29.2985 | 0 | 0 | 1 | 1 | 0 | 0 | 0.0056548 | 32.1468 | 0.00010311 | 1567 | 0.3 | 128 | 82.73 | 100% | 8 | 9 | 100% | 100%
4155 | BRUNSWICK 110532536 | 152481105 | BRUNSWICK 1105 | 32536 | FALSE | 17537.3204 | 17537.3204 | 144 | 0.047972 | 4.3223 | 26.5543 | 0.043981 | 0.0027778 | 0.92894 | 0.85417 | 0.053472 | 0.0027778 | 0 | 20.9917 | 0.00010307 | 1568 | 0.55 | 17 | 94.86 | 99.08% | 11 | 14 | 100% | 100%
6405 | ROB ROY 210571630 | 83692105 | ROB ROY 2105 | 71630 | FALSE | 3041.9597 | 2182.1843 | 26 | 0.49888 | 1.7306 | 27.5934 | 0.28526 | 0.14423 | 0.57051 | 0 | 0.57051 | 0.14423 | 0.0096154 | 14.949 | 0.00010295 | 1569 | 0.07 | 846 | 10 | 61.71% | 5 | 2 | 96.47% | 61%
6545 | TULUCAY 1101628 | 42301101 | TULUCAY 1101 | 628 | FALSE | 14091.1105 | 6713.6414 | 98 | 0.33966 | 1.7925 | 29.9192 | 0.13861 | 0.45153 | 0.40731 | 0 | 0.3869 | 0.45153 | 0.081633 | 6.633 | 0.00010294 | 1570 | 0.01 | 2480 | 65.28 | 26.9% | 0 | 1 | 50.38% | 0%
10743 | ANDERSON 1101909424 | 103261101 | ANDERSON 1101 | 909424 | TRUE | 642.3156 | 642.3156 | 8 | 0.66404 | 2.2573 | 15.4048 | 0 | 0 | 0.95833 | 0.95833 | 0 | 0 | 0 | 7.1162 | 0.00010292 | 1571 |  | 3602
10338 | FRANKLIN 1104P146 | 13921104 | FRANKLIN 1104 | P146 | FALSE | 5911.5651 | 5843.5425 | 36 | 0.31246 | 1.5201 | 16.2134 | 0.36343 | 0.10185 | 0.53472 | 0 | 0.54861 | 0.087963 | 0.027778 | 7.0476 | 0.00010288 | 1572 | 0.02 | 2091 | 10 | 98.96% | 0 | 2 | 31.88% | 0%
10828 | BUELLTON 110163389 | 183041101 | BUELLTON 1101 | 63389 | TRUE | 391.5938 | 0 | 2 | 0.045294 | 0.8917 | 15.7973 | 1 | 0 | 0 | 0 | 0 | 0 | 0 | 6.0626 | 0.00010287 | 1573 |  | 3610
10620 | OLETA 1102793776 | 163541102 | OLETA 1102 | 793776 | FALSE | 1956.9595 | 1956.9595 | 6 | 0.066259 | 2.2482 | 24.5166 | 0 | 0 | 1 | 0 | 1 | 0 | 0 | 6.2407 | 0.00010286 | 1574 |  | 3579
1284 | SARATOGA 1106LC22 | 83371106 | SARATOGA 1106 | LC22 | FALSE | 13269.3389 | 12038.7869 | 114 | 0.48805 | 1.8746 | 28.2268 | 0.0061404 | 0.66106 | 0.33104 | 0.10253 | 0.36506 | 0.39742 | 0.0087719 | 10.3409 | 0.0001028 | 1575 | 0.02 | 2082 | 10 | 35.66% | 5 | 5 | 86.79% | 0%
10780 | CALPINE 1144962 | 48011144 | CALPINE 1144 | 962 | FALSE | 6465.1165 | 6465.1165 | 13 | 0.0030775 | 2.8533 | 40.8071 | 0.15385 | 0.15385 | 0.69231 | 0 | 0.69231 | 0.15385 | 0 | 16.0364 | 0.00010277 | 1576 | 0.17 | 406 | 94.96 | 64.72% | 0 | 0 | 100% | 100%
2744 | WHITMORE 110145262 | 103601101 | WHITMORE 1101 | 45262 | FALSE | 46333.9347 | 46333.9347 | 221 | 0.046783 | 2.9408 | 18.8261 | 0 | 0.0060332 | 0.90807 | 0.57278 | 0.33982 | 0.0015083 | 0.011312 | 11.2214 | 0.00010272 | 1577 | 0.04 | 1334 | 25.72 | 87.63% | 2 | 2 | 100% | 0%
11045 | CLARK ROAD 1101CB | 103091101 | CLARK ROAD 1101 | CB | TRUE | 33.3215 | 28.7495 | 2 | 0.27988 | 1.9977 | 29.8082 | 0 | 0 | 1 | 1 | 0 | 0 | 0 | 3.1667 | 0.00010268 | 1578 |  | 3632
5526 | LLAGAS 2107XR188 | 83182107 | LLAGAS 2107 | XR188 | TRUE | 5000.7034 | 608.151 | 43 | 0.5244 | 1.5205 | 19.0447 | 0.12403 | 0.46899 | 0.39922 | 0.023256 | 0.6938 | 0.15116 | 0.05814 | 8.6064 | 0.00010266 | 1579 | 0.01 | 2441 | 20.24 | 46.06% | 0 | 0 | 43.36% | 5%
3494 | WILLITS 110434008 | 42661104 | WILLITS 1104 | 34008 | FALSE | 36886.2403 | 36886.2403 | 259 | 0.12865 | 3.6955 | 45.5716 | 0 | 0.0019305 | 0.99807 | 0.75837 | 0.24163 | 0 | 0.0048263 | 30.2023 | 0.00010265 | 1580 | 0.38 | 68 | 77.11 | 100% | 14 | 12 | 100% | 98%
3409 | PINE GROVE 110213438 | 163751102 | PINE GROVE 1102 | 13438 | FALSE | 26618.9181 | 26618.9181 | 172 | 0.068299 | 3.2783 | 31.8128 | 0 | 0 | 1 | 0.91376 | 0.06686 | 0 | 0.0084787 | 21.5566 | 0.00010264 | 1581 | 0.38 | 69 | 84.65 | 100% | 6 | 6 | 100% | 86%
59 | VACAVILLE 1111CB | 63601111 | VACAVILLE 1111 | CB | FALSE | 19525.0238 | 11777.3852 | 154 | 0.33415 | 1.6501 | 18.8639 | 0.05746 | 0.52482 | 0.40993 | 0.17035 | 0.39818 | 0.3588 | 0.019156 | 9.3505 | 0.00010262 | 1582 | 0.03 | 1677 | 19.05 | 34.16% | 0 | 5 | 64.21% | 0%
7166 | GANSNER 1101372132 | 103021101 | GANSNER 1101 | 372132 | TRUE | 2259.794 | 673.2222 | 13 | 0.23876 | 3.0555 | 24.35 | 0 | 0 | 1 | 0.53846 | 0.46154 | 0 | 0.15385 | 10.9647 | 0.00010261 | 1583 |  | 3103
826 | TASSAJARA 210419042 | 14662104 | TASSAJARA 2104 | 19042 | FALSE | 13701.0778 | 10069.7209 | 89 | 0.18609 | 1.742 | 21.448 | 0.097378 | 0.25581 | 0.64682 | 0 | 0.66592 | 0.20112 | 0 | 6.5657 | 0.00010259 | 1584 | 0.05 | 1036 | 47.38 | 57.65% | 1 | 2 | 83.81% | 26%
7995 | HOPLAND 110194006 | 42251101 | HOPLAND 1101 | 94006 | FALSE | 24566.5609 | 22341.6897 | 112 | 0.2171 | 3.0457 | 34.0904 | 0 | 0.089286 | 0.91071 | 0.26786 | 0.66964 | 0.0625 | 0 | 11.0709 | 0.00010255 | 1585 | 0.03 | 1559 | 51.7 | 99.02% | 0 | 1 | 84.05% | 0%
1288 | CALAVERAS CEMENT 11012646 | 162211101 | CALAVERAS CEMENT 1101 | 2646 | FALSE | 28413.9838 | 28413.9838 | 149 | 0.078892 | 2.4599 | 27.2331 | 0 | 0.036913 | 0.95973 | 0.53523 | 0.46141 | 0 | 0 | 9.948 | 0.00010253 | 1586 |  | 2720
5055 | FROGTOWN 17028482 | 163451702 | FROGTOWN 1702 | 8482 | FALSE | 23390.9929 | 23390.9929 | 117 | 0.05686 | 2.1186 | 28.8681 | 0.18519 | 0.17379 | 0.64103 | 0.042735 | 0.73789 | 0.025641 | 0.008547 | 7.8756 | 0.00010252 | 1587 | 0.03 | 1591 | 52.34 | 57.04% | 0 | 2 | 100% | 0%
8561 | FROGTOWN 1702307998 | 163451702 | FROGTOWN 1702 | 307998 | TRUE | 911.4775 | 895.4026 | 6 | 0.15841 | 2.0709 | 23.7378 | 0 | 0 | 1 | 0 | 1 | 0 | 0 | 6.0998 | 0.00010251 | 1588 |  | 3235
2828 | PANORAMA 11019092 | 103461101 | PANORAMA 1101 | 9092 | TRUE | 15725.9351 | 255.1238 | 113 | 0.15324 | 1.9238 | 31.0279 | 0.35339 | 0 | 0.64661 | 0.14749 | 0.49912 | 0 | 0.0022124 | 8.7376 | 0.0001025 | 1589 | 0.03 | 1593 | 10 | 99.08% | 0 | 8 | 48.48% | 0%
7797 | SAUSALITO 1101331806 | 42491101 | SAUSALITO 1101 | 331806 | TRUE | 1086.2067 | 799.0558 | 5 | 0.63325 | 2.1652 | 36.6699 | 0.4 | 0.6 | 0 | 0 | 0.2 | 0.2 | 0 | 13.202 | 0.00010249 | 1590 |  | 3162
2902 | WAYNE 0401954811 | 13810401 | WAYNE 0401 | 954811 | TRUE | 903.9347 | 282.8935 | 9 | 0.37965 | 1.6142 | 39.9971 | 0 | 0.75926 | 0.24074 | 0 | 0.24074 | 0 | 0.018519 | 13.4603 | 0.00010244 | 1591 |  | 2805
9789 | TASSAJARA 2106203380 | 14662106 | TASSAJARA 2106 | 203380 | TRUE | 3178.2991 | 809.5956 | 26 | 0.30682 | 1.7471 | 29.2231 | 0 | 0.62885 | 0.35192 | 0 | 0.35192 | 0.62885 | 0.019231 | 5.2417 | 0.00010239 | 1592 |  | 3423
9691 | STELLING 1109787007 | 83481109 | STELLING 1109 | 787007 | TRUE | 354.8281 | 307.1886 | 5 | 0.52304 | 1.3974 | 17.7532 | 0 | 0.1 | 0.9 | 0 | 0.9 | 0.1 | 0 | 6.9064 | 0.00010238 | 1593 |  | 3398
7829 | UKIAH 111472990 | 42771114 | UKIAH 1114 | 72990 | FALSE | 5262.4562 | 1175.6663 | 38 | 0.7032 | 2.5894 | 59.3783 | 0.10482 | 0.48289 | 0.41228 | 0.10526 | 0.41228 | 0.36447 | 0.078947 | 10.9478 | 0.00010233 | 1594 | 0.01 | 2360 | 10 | 33.42% | 1 | 5 | 22.74% | 0%
760 | BIG RIVER 1101952 | 43081101 | BIG RIVER 1101 | 952 | FALSE | 16341.5936 | 16341.5936 | 130 | 0.10585 | 3.0876 | 57.7713 | 0 | 0.79122 | 0.2075 | 0 | 0.2075 | 0.79122 | 0.03641 | 26.5917 | 0.00010228 | 1595 | 0.2 | 321 | 42.85 | 13.29% | 16 | 25 | 100% | 0%
7029 | PENRYN 1106212772 | 152561106 | PENRYN 1106 | 212772 | FALSE | 1753.1585 | 1609.198 | 11 | 0.013516 | 1.7891 | 15.4503 | 0 | 0.45455 | 0.54545 | 0 | 0.54545 | 0.45455 | 0 | 3.2835 | 0.00010227 | 1596 |  | 3087
2701 | PEORIA 170567898 | 163781705 | PEORIA 1705 | 67898 | FALSE | 9738.6344 | 6917.4777 | 70 | 0.2998 | 1.9384 | 37.9568 | 0.25226 | 0.048571 | 0.69917 | 0.076905 | 0.61083 | 0.042857 | 0 | 7.4467 | 0.00010226 | 1597 | 0.02 | 2128 | 20.73 | 47.42% | 1 | 2 | 80.37% | 0%
4688 | UPPER LAKE 1101452 | 42871101 | UPPER LAKE 1101 | 452 | FALSE | 31530.7427 | 8129.076 | 207 | 0.28148 | 2.607 | 60.7669 | 0.039683 | 0.47384 | 0.48647 | 0 | 0.49452 | 0.46579 | 0.069243 | 8.9308 | 0.00010226 | 1598 | 0.02 | 1958 | 30.59 | 77.99% | 1 | 7 | 7.94% | 0%
4858 | GUALALA 111223444 | 42841112 | GUALALA 1112 | 23444 | FALSE | 23380.6907 | 23380.6907 | 135 | 0.087253 | 3.1981 | 52.4131 | 0 | 0.83889 | 0.16111 | 0 | 0.16111 | 0.83889 | 0.034568 | 24.7775 | 0.00010219 | 1599 | 0.07 | 900 | 71.45 | 16.53% | 7 | 15 | 100% | 0%
971 | KANAKA 110183288 | 103221101 | KANAKA 1101 | 83288 | FALSE | 27936.7507 | 27936.7507 | 140 | 0.032179 | 4.3776 | 24.195 | 0 | 0 | 1 | 0.18138 | 0.81862 | 0 | 0.034524 | 18.3533 | 0.00010219 | 1600 | 0.26 | 191 | 90.19 | 100% | 7 | 4 | 100% | 100%
7173 | OTTER 110237132 | 182941102 | OTTER 1102 | 37132 | FALSE | 9343.2123 | 9343.2123 | 50 | 0.070954 | 1.606 | 33.6477 | 0 | 0.9 | 0.1 | 0.04 | 0.74 | 0.22 | 0 | 15.1049 | 0.00010209 | 1601 |  | 3104
2477 | CEDAR CREEK 11011656 | 103321101 | CEDAR CREEK 1101 | 1656 | FALSE | 51859.3271 | 51859.3271 | 208 | 0.051006 | 4.6859 | 20.1721 | 0 | 0 | 1 | 0.99038 | 0.0096154 | 0 | 0 | 17.4445 | 0.00010206 | 1602 | 0.1 | 664 | 60.81 | 100% | 10 | 9 | 100% | 0%
4081 | OREGON TRAIL 11021382 | 103521102 | OREGON TRAIL 1102 | 1382 | FALSE | 8797.2782 | 8797.2782 | 67 | 0.16038 | 3.0674 | 23.8892 | 0.044776 | 0 | 0.95274 | 0.6505 | 0.30224 | 0 | 0 | 19.2736 | 0.00010202 | 1603 | 0.03 | 1465 | 13.84 | 96.06% | 0 | 1 | 100% | 0%
2533 | MOLINO 1101338 | 42571101 | MOLINO 1101 | 338 | FALSE | 23338.4107 | 12496.8829 | 176 | 0.20872 | 2.7312 | 58.4269 | 0.019886 | 0.33573 | 0.64439 | 0.0056818 | 0.64628 | 0.32815 | 0 | 11.2132 | 0.00010195 | 1604 | 0.04 | 1389 | 75.71 | 66.21% | 4 | 4 | 51.47% | 0%
3625 | CAYETANO 2109884904 | 14422109 | CAYETANO 2109 | 884904 | FALSE | 18739.6016 | 18723.6816 | 77 | 0.16724 | 1.4697 | 20.4861 | 0.012987 | 0.68615 | 0.30087 | 0 | 0.30087 | 0.43117 | 0.0032468 | 2.8553 | 0.0001019 | 1605 |  | 2842
3899 | PEORIA 170510580 | 163781705 | PEORIA 1705 | 10580 | FALSE | 18949.2019 | 12416.9837 | 129 | 0.20678 | 1.8987 | 29.2737 | 0 | 0.10144 | 0.89507 | 0 | 0.99651 | 0 | 0 | 8.7079 | 0.00010187 | 1606 | 0.02 | 1815 | 24.72 | 93.54% | 1 | 4 | 54.9% | 0%
6727 | BRUNSWICK 11032200 | 152481103 | BRUNSWICK 1103 | 2200 | FALSE | 8965.9106 | 8965.9106 | 64 | 0.067211 | 4.1019 | 31.8202 | 0 | 0 | 0.97917 | 0.97917 | 0 | 0 | 0 | 21.6158 | 0.00010183 | 1607 | 0.22 | 256 | 90.92 | 99.7% | 2 | 4 | 100% | 100%
5536 | GUALALA 1111CB | 42841111 | GUALALA 1111 | CB | FALSE | 6227.6638 | 6227.6638 | 47 | 0.12928 | 2.7336 | 42.8461 | 0.52465 | 0.18404 | 0.29131 | 0.014184 | 0.31259 | 0.14149 | 0.080496 | 36.0212 | 0.00010177 | 1608 | 0.02 | 1821 | 10 | 20.51% | 4 | 5 | 100% | 0%
6487 | STILLWATER 110248952 | 103561102 | STILLWATER 1102 | 48952 | FALSE | 17050.5619 | 17050.5619 | 123 | 0.11662 | 3.3506 | 26.1263 | 0 | 0 | 1 | 0.74797 | 0.25203 | 0 | 0 | 10.2781 | 0.00010175 | 1609 | 0.04 | 1235 | 15.96 | 100% | 1 | 3 | 100% | 0%
1018 | APPLE HILL 21029722 | 153662102 | APPLE HILL 2102 | 9722 | FALSE | 62437.5165 | 62437.5165 | 359 | 0.053624 | 3.3112 | 19.4377 | 0.00092851 | 0 | 0.99907 | 0.72795 | 0.27112 | 0 | 0.0066852 | 16.7408 | 0.00010174 | 1610 | 0.37 | 77 | 63.35 | 100% | 10 | 4 | 100% | 82%
7979 | KONOCTI 1102716 | 43311102 | KONOCTI 1102 | 716 | FALSE | 27459.7262 | 24685.2253 | 109 | 0.28956 | 2.4815 | 48.014 | 0.03211 | 0.40979 | 0.5581 | 0.35398 | 0.40979 | 0.17661 | 0.0091743 | 9.7897 | 0.00010173 | 1611 | 0.03 | 1629 | 59.21 | 49.34% | 2 | 6 | 73.82% | 22%
9424 | VINEYARD 2110391250 | 14502110 | VINEYARD 2110 | 391250 | FALSE | 1481.3226 | 1481.3226 | 3 | 0.18372 | 1.2091 | 29.1653 | 0 | 1 | 0 | 0 | 0 | 1 | 0 | 3.3657 | 0.00010172 | 1612 |  | 3356
4515 | GIRVAN 11019732 | 103401101 | GIRVAN 1101 | 9732 | FALSE | 33758.8908 | 33758.8908 | 267 | 0.16436 | 3.1837 | 21.0584 | 0.0037453 | 0 | 0.99625 | 0.83521 | 0.013109 | 0 | 0 | 8.6418 | 0.00010167 | 1613 | 0.19 | 363 | 36.47 | 100% | 2 | 6 | 100% | 100%
1205 | MIWUK 17028090 | 163661702 | MIWUK 1702 | 8090 | FALSE | 6501.5338 | 6501.5338 | 53 | 0.14108 | 2.7609 | 49.0384 | 0 | 0.5413 | 0.45241 | 0.81027 | 0.030189 | 0.15325 | 0.009434 | 26.771 | 0.00010162 | 1614 | 0.15 | 455 | 68.08 | 40.03% | 1 | 7 | 100% | 100%
6002 | SAN RAFAEL 1105818262 | 42011105 | SAN RAFAEL 1105 | 818262 | TRUE | 1433.202 | 292.9133 | 11 | 0.66724 | 2.4597 | 53.0131 | 0 | 0.81818 | 0.18182 | 0 | 0.18182 | 0.81818 | 0.022727 | 42.9745 | 0.00010153 | 1615 |  | 2994
842 | ELK 11011272 | 42981101 | ELK 1101 | 1272 | FALSE | 36077.8728 | 35548.517 | 236 | 0.09329 | 3.0303 | 54.1157 | 0 | 0.80572 | 0.19287 | 0.026483 | 0.19499 | 0.77712 | 0.019068 | 27.0566 | 0.00010152 | 1616 | 0.15 | 454 | 39.09 | 18.17% | 28 | 27 | 99.76% | 0%
8371 | RINCON 1102782389 | 43321102 | RINCON 1102 | 782389 | TRUE | 861.6016 | 585.9597 | 8 | 0.41224 | 2.6529 | 46.5945 | 0 | 0 | 1 | 0 | 1 | 0 | 0 | 9.6011 | 0.00010151 | 1617 |  | 3216
2204 | OAKHURST 11035470 | 254421103 | OAKHURST 1103 | 5470 | FALSE | 14989.8273 | 14989.8273 | 104 | 0.045167 | 2.7606 | 36.2808 | 0 | 0 | 0.36106 | 0.33798 | 0.023077 | 0 | 0.0096154 | 23.1979 | 0.00010143 | 1618 | 0.09 | 728 | 65.53 | 32.55% | 7 | 21 | 100% | 20%
459 | HARTLEY 1102824 | 43211102 | HARTLEY 1102 | 824 | TRUE | 12575.4803 | 137.5107 | 103 | 0.51235 | 2.2489 | 53.6315 | 0.13546 | 0.31412 | 0.55042 | 0.0048544 | 0.54556 | 0.31412 | 0.0016181 | 45.9156 | 0.00010133 | 1619 |  | 2674
547 | STILLWATER 11021644 | 103561102 | STILLWATER 1102 | 1644 | FALSE | 36747.479 | 36747.479 | 244 | 0.11927 | 3.5281 | 27.3222 | 0 | 0 | 1 | 0.97172 | 0.028279 | 0 | 0.0081967 | 5.9469 | 0.00010131 | 1620 | 0.05 | 1142 | 11.51 | 100% | 1 | 6 | 100% | 0%
3300 | FULTON 1102CB | 42561102 | FULTON 1102 | CB | TRUE | 6358.3504 | 326.8592 | 48 | 0.77639 | 2.5111 | 36.2165 | 0.57686 | 0.072272 | 0.35087 | 0.022222 | 0.33003 | 0.05005 | 0 | 9.7805 | 0.00010128 | 1621 | 0.03 | 1501 | 10 | 29.14% | 0 | 0 | 30.03% | 82%
633 | RACETRACK 170310870 | 163761703 | RACETRACK 1703 | 10870 | FALSE | 4188.8092 | 3071.5505 | 28 | 0.35373 | 2.0992 | 40.2195 | 0.125 | 0.41131 | 0.44583 | 0 | 0.44583 | 0.41131 | 0 | 10.2118 | 0.00010127 | 1622 | 0.01 | 2380 | 10 | 45.22% | 0 | 3 | 41.49% | 0%
4076 | VACAVILLE 11046542 | 63601104 | VACAVILLE 1104 | 6542 | FALSE | 23588.1989 | 23588.1989 | 140 | 0.27327 | 1.645 | 19.2846 | 0.28139 | 0.28163 | 0.43697 | 0.027976 | 0.43162 | 0.23452 | 0.0071429 | 4.2504 | 0.00010109 | 1623 | 0.03 | 1654 | 37.93 | 37.99% | 1 | 5 | 100% | 0%
4895 | SARATOGA 1103LC16 | 83371103 | SARATOGA 1103 | LC16 | FALSE | 8170.2082 | 6889.2884 | 72 | 0.49889 | 1.7017 | 22.8455 | 0.21858 | 0.27493 | 0.50648 | 0.072917 | 0.43356 | 0.26799 | 0.039352 | 7.5182 | 0.00010102 | 1624 | 0.04 | 1416 | 10 | 47.33% | 3 | 10 | 80.63% | 0%
9998 | RESEARCH 2102644462 | 14692102 | RESEARCH 2102 | 644462 | TRUE | 2486.8085 | 567.6161 | 24 | 0.37695 | 1.7654 | 27.164 | 0 | 0.7 | 0.25 | 0 | 0.25 | 0.7 | 0 | 11.0431 | 0.00010098 | 1625 |  | 3468
380 | STANISLAUS 17021804 | 162821702 | STANISLAUS 1702 | 1804 | FALSE | 13482.9013 | 13482.9013 | 118 | 0.24391 | 3.4997 | 30.9444 | 0 | 0 | 1 | 1 | 0 | 0 | 0 | 30.9479 | 0.00010094 | 1626 | 0.38 | 67 | 84.61 | 100% | 9 | 6 | 100% | 100%
4526 | VACA DIXON 110540092 | 63591105 | VACA DIXON 1105 | 40092 | FALSE | 68288.9427 | 37272.9556 | 464 | 0.15546 | 1.6789 | 20.8637 | 0.11098 | 0.012987 | 0.87603 | 0.0079023 | 0.86231 | 0.012987 | 0.0043822 | 5.1656 | 0.00010079 | 1627 | 0.04 | 1398 | 65.78 | 89.52% | 2 | 6 | 55.42% | 0%
8609 | PETALUMA C 1108636 | 42631108 | PETALUMA C 1108 | 636 | FALSE | 15178.9816 | 15178.9816 | 108 | 0.18443 | 2.4188 | 50.1093 | 0.13333 | 0.37485 | 0.48873 | 0 | 0.62377 | 0.175 | 0.029321 | 9.2261 | 0.00010078 | 1628 | 0.05 | 1044 | 74.68 | 45.5% | 1 | 1 | 100% | 0%
2190 | DIAMOND SPRINGS 110519910 | 152261105 | DIAMOND SPRINGS 1105 | 19910 | FALSE | 33304.7006 | 33304.7006 | 226 | 0.043278 | 2.4921 | 21.5023 | 0.28872 | 0.036578 | 0.67471 | 0.014012 | 0.66364 | 0.033628 | 0 | 5.7832 | 0.00010076 | 1629 | 0.16 | 444 | 27.6 | 62.16% | 0 | 7 | 100% | 84%
9995 | GEYSERVILLE 1102180193 | 42891102 | GEYSERVILLE 1102 | 180193 | FALSE | 3981.725 | 3477.0858 | 23 | 0.29545 | 2.7395 | 43.5063 | 0 | 0 | 1 | 0 | 1 | 0 | 0.043478 | 15.9807 | 0.00010067 | 1630 |  | 3467
6109 | FITCH MOUNTAIN 1113583202 | 42751113 | FITCH MOUNTAIN 1113 | 583202 | FALSE | 15783.8472 | 7874.8461 | 106 | 0.44413 | 3.0071 | 57.3697 | 0.012579 | 0.49796 | 0.48947 | 0.21069 | 0.48947 | 0.28255 | 0.018868 | 13.4171 | 0.00010066 | 1631 | 0.02 | 1797 | 64.54 | 56.95% | 1 | 2 | 36.51% | 0%
7013 | SALT SPRINGS 2102L491 | 163692102 | SALT SPRINGS 2102 | L491 | FALSE | 3564.5514 | 3564.5514 | 31 | 0.15352 | 3.9013 | 40.4364 | 0 | 0 | 1 | 0.96774 | 0.032258 | 0 | 0 | 29.4313 | 0.00010065 | 1632 | 0.22 | 270 | 88.98 | 100% | 2 | 2 | 100% | 100%
7743 | HIGHLANDS 1102628 | 43361102 | HIGHLANDS 1102 | 628 | FALSE | 22883.905 | 22883.905 | 51 | 0.14985 | 1.9859 | 39.3924 | 0.35621 | 0.18627 | 0.45752 | 0.10784 | 0.50654 | 0.029412 | 0 | 6.067 | 0.00010064 | 1633 | 0.1 | 651 | 81.62 | 32.89% | 0 | 6 | 100% | 58%
7649 | HARTLEY 1101CB | 43211101 | HARTLEY 1101 | CB | FALSE | 4864.6418 | 2361.7078 | 33 | 0.21397 | 2.2048 | 52.8603 | 0.44949 | 0.14646 | 0.40404 | 0 | 0.40404 | 0.14646 | 0 | 8.1027 | 0.00010062 | 1634 | 0.01 | 2328 | 10 | 19.8% | 0 | 1 | 42.25% | 0%
4982 | WEST POINT 110136674 | 163201101 | WEST POINT 1101 | 36674 | FALSE | 15144.1466 | 15144.1466 | 125 | 0.078993 | 3.8438 | 28.7435 | 0 | 0.02 | 0.98 | 0.98 | 0 | 0 | 0.008 | 31.0655 | 0.00010056 | 1635 | 0.39 | 60 | 86.8 | 98.6% | 2 | 6 | 100% | 100%
9649 | LOS GATOS 1107LA60 | 82021107 | LOS GATOS 1107 | LA60 | FALSE | 13957.1729 | 13957.1729 | 61 | 0.046991 | 2.745 | 29.289 | 0 | 0.07377 | 0.92623 | 0 | 0.92623 | 0.07377 | 0 | 10.374 | 0.00010054 | 1636 | 0.25 | 213 | 90.51 | 96.22% | 1 | 0 | 100% | 100%
7603 | CLOVERDALE 1102262 | 42821102 | CLOVERDALE 1102 | 262 | FALSE | 9547.2777 | 2067.1657 | 61 | 0.57043 | 2.8121 | 53.8236 | 0.0054645 | 0.35984 | 0.6347 | 0.032787 | 0.6265 | 0.33525 | 0.036885 | 6.4051 | 0.00010047 | 1637 | 0.02 | 1816 | 28.57 | 25.58% | 2 | 0 | 19.75% | 48%
3234 | FULTON 1107604 | 42561107 | FULTON 1107 | 604 | FALSE | 28058.6741 | 28058.6741 | 169 | 0.089381 | 2.6968 | 55.1841 | 0 | 0.33136 | 0.66864 | 0.011834 | 0.64497 | 0.31953 | 0 | 12.061 | 0.00010038 | 1638 | 0.33 | 102 | 71.82 | 64.8% | 2 | 17 | 100% | 100%
5819 | COTTONWOOD 110359128 | 102931103 | COTTONWOOD 1103 | 59128 | FALSE | 11301.2737 | 1201.9482 | 65 | 0.2189 | 2.0139 | 30.9289 | 0.27179 | 0.015385 | 0.71282 | 0.45897 | 0.25385 | 0.015385 | 0 | 10.244 | 0.00010017 | 1639 |  | 2980
6568 | GEYSERVILLE 110137454 | 42891101 | GEYSERVILLE 1101 | 37454 | FALSE | 19681.6074 | 10482.9729 | 114 | 0.33974 | 2.818 | 48.339 | 0.20804 | 0.1962 | 0.59284 | 0 | 0.58845 | 0.18304 | 0.088743 | 12.566 | 0.00010014 | 1640 | 0.02 | 1873 | 58.28 | 62.29% | 0 | 0 | 62.62% | 0%
4131 | CURTIS 170565908 | 163351705 | CURTIS 1705 | 65908 | FALSE | 26966.3027 | 22380.0869 | 205 | 0.21214 | 2.1253 | 28.154 | 0 | 0.18693 | 0.81063 | 0.039895 | 0.81098 | 0.14669 | 0.0065041 | 9.7662 | 0.00010013 | 1641 | 0.04 | 1224 | 32.25 | 79.87% | 2 | 10 | 77.15% | 0%
4094 | HOPLAND 1101960 | 42251101 | HOPLAND 1101 | 960 | FALSE | 8826.9021 | 6237.2835 | 33 | 0.6051 | 2.5754 | 61.1542 | 0 | 0.42424 | 0.57576 | 0 | 0.57576 | 0.42424 | 0 | 19.3421 | 0.00010013 | 1642 | 0.03 | 1578 | 41.21 | 77.4% | 2 | 9 | 74.6% | 0%
9719 | PIT NO 5 11011614 | 101321101 | PIT NO 5 1101 | 1614 | FALSE | 3000.4112 | 3000.4112 | 5 | 0.019474 | 5.3394 | 25.6265 | 0 | 0 | 1 | 0 | 0 | 0 | 0 | 21.7514 | 0.00010012 | 1643 | 0.05 | 1074 | 92.51 | 100% | 0 | 0 | 100% | 0%
1916 | MOLINO 1104368158 | 42571104 | MOLINO 1104 | 368158 | FALSE | 14121.5307 | 4484.8758 | 105 | 0.21755 | 2.7506 | 59.8622 | 0 | 0.48968 | 0.51032 | 0 | 0.5246 | 0.4754 | 0.019048 | 10.873 | 0.0001001 | 1644 |  | 2756
4084 | JOLON 11027040 | 182981102 | JOLON 1102 | 7040 | FALSE | 36891.8795 | 33515.8907 | 119 | 0.24281 | 1.1362 | 55.5756 | 0.57675 | 0.016807 | 0.40644 | 0 | 0.40644 | 0.016807 | 0.02521 | 2.9672 | 0.00010008 | 1645 | 0.02 | 1830 | 63.51 | 29.02% | 0 | 1 | 88.79% | 0%
5122 | RIDGE 0401CB | 12840401 | RIDGE 0401 | CB | FALSE | 4270.3121 | 4270.3121 | 36 | 0.58383 | 1.8284 | 14.8109 | 0.030754 | 0.85351 | 0.11574 | 0.019444 | 0.34213 | 0.34028 | 0.10185 | 16.8161 | 0.00010003 | 1646 | 0.02 | 1965 | 10 | 10.22% | 3 | 4 | 100% | 0%
898 | COTATI 11055156 | 42271105 | COTATI 1105 | 5156 | FALSE | 16018.9017 | 7784.4976 | 114 | 0.3889 | 2.4463 | 53.1372 | 0.39599 | 0.28129 | 0.32272 | 0.0087719 | 0.32272 | 0.27251 | 0.0066625 | 7.6815 | 9.9942e-05 | 1647 | 0.01 | 2284 | 31.1 | 18.22% | 1 | 1 | 37.15% | 0%
5354 | FORT ROSS 1121560 | 42851121 | FORT ROSS 1121 | 560 | FALSE | 9061.7878 | 8145.5491 | 31 | 0.16633 | 2.7193 | 58.2293 | 0 | 0.98387 | 0.016129 | 0 | 0.016129 | 0.98387 | 0.010753 | 38.5665 | 9.9934e-05 | 1648 | 0.01 | 2194 | 23.1 | 0.06% | 1 | 0 | 90.51% | 0%
3671 | CAMP EVERS 2104CB | 83622104 | CAMP EVERS 2104 | CB | TRUE | 5967.294 | 629.206 | 71 | 0.86505 | 2.8524 | 31.1669 | 0.38649 | 0.2669 | 0.34661 | 0 | 0.33441 | 0.26408 | 0.027934 | 8.6588 | 9.9922e-05 | 1649 | 0.05 | 1051 | 10 | 55.62% | 0 | 2 | 23.71% | 100%
5421 | DUNBAR 1102261774 | 43071102 | DUNBAR 1102 | 261774 | FALSE | 21761.0718 | 21761.0718 | 142 | 0.29677 | 3.1444 | 61.034 | 0 | 0.4466 | 0.5534 | 0 | 0.5534 | 0.4466 | 0.0088028 | 11.7939 | 9.9916e-05 | 1650 |  | 2952
8611 | CAROLANDS 04018888 | 24060401 | CAROLANDS 0401 | 8888 | TRUE | 2206.3607 | 0 | 25 | 0.37633 | 1.8755 | 43.0995 | 0 | 0.78 | 0.22 | 0 | 0.22 | 0.15333 | 0 | 14.9956 | 9.99e-05 | 1651 |  | 3244
6926 | EL DORADO PH 210113532 | 152762101 | EL DORADO PH 2101 | 13532 | FALSE | 8576.7798 | 8576.7798 | 46 | 0.1639 | 3.7247 | 15.1887 | 0 | 0 | 1 | 1 | 0 | 0 | 0.065217 | 25.3622 | 9.988e-05 | 1652 | 0.08 | 795 | 64.18 | 100% | 5 | 1 | 100% | 0%
6213 | JESSUP 1103728460 | 103441103 | JESSUP 1103 | 728460 | FALSE | 2312.7118 | 1173.0161 | 17 | 0.57905 | 2.4041 | 26.9687 | 0 | 0.41246 | 0.58754 | 0.22479 | 0.58193 | 0.19328 | 0 | 9.0926 | 9.9769e-05 | 1653 |  | 3014
4344 | NOVATO 11041282 | 42211104 | NOVATO 1104 | 1282 | TRUE | 5984.1771 | 0 | 56 | 0.54327 | 2.1106 | 42.9321 | 0.3622 | 0.44732 | 0.19048 | 0 | 0.20833 | 0.42946 | 0 | 8.8413 | 9.973e-05 | 1654 | 0.01 | 2555 | 10 | 9.82% | 0 | 6 | 28.52% | 0%
1193 | FORT BRAGG A 1102418 | 42761102 | FORT BRAGG A 1102 | 418 | FALSE | 22746.3302 | 22539.2945 | 178 | 0.22611 | 3.1083 | 50.3193 | 0.071723 | 0.75304 | 0.17524 | 0.0018727 | 0.17524 | 0.75116 | 0.044904 | 24.1932 | 9.9716e-05 | 1655 | 0.05 | 1192 | 13.06 | 15.86% | 29 | 14 | 98.4% | 0%
2986 | PINE GROVE 110235576 | 163751102 | PINE GROVE 1102 | 35576 | FALSE | 12676.983 | 12676.983 | 77 | 0.074533 | 3.0678 | 27.1713 | 0 | 0 | 1 | 0.93831 | 0.061688 | 0 | 0 | 21.1743 | 9.958e-05 | 1656 | 0.22 | 266 | 78.35 | 100% | 3 | 1 | 100% | 100%
7033 | VACA DIXON 1105965390 | 63591105 | VACA DIXON 1105 | 965390 | FALSE | 2587.1085 | 1209.1092 | 21 | 0.2116 | 1.6585 | 19.0869 | 0 | 0 | 1 | 0 | 1 | 0 | 0 | 3.7399 | 9.949e-05 | 1657 |  | 3088
1451 | MIWUK 1701953336 | 163661701 | MIWUK 1701 | 953336 | FALSE | 19079.6136 | 19079.6136 | 132 | 0.13545 | 2.9328 | 40.3411 | 0.20602 | 0.033333 | 0.76064 | 0.67213 | 0.02904 | 0.017677 | 0.013288 | 26.4889 | 9.944e-05 | 1658 |  | 2724
9937 | OTTER 11022002 | 182941102 | OTTER 1102 | 2002 | FALSE | 4546.6103 | 4546.6103 | 27 | 0.21314 | 1.8717 | 29.488 | 0 | 0.90741 | 0.092593 | 0 | 0.87963 | 0.12037 | 0 | 16.9479 | 9.936e-05 | 1659 | 0.03 | 1476 | 34.32 | 5.09% | 6 | 1 | 100% | 0%
2838 | MENDOCINO 110148750 | 42951101 | MENDOCINO 1101 | 48750 | FALSE | 28839.2375 | 28839.2375 | 165 | 0.099504 | 3.3939 | 47.4818 | 0 | 0.015152 | 0.98485 | 0.40909 | 0.5697 | 0.015152 | 0 | 18.4998 | 9.931e-05 | 1660 | 0.19 | 353 | 87.23 | 98.93% | 5 | 5 | 100% | 70%
7081 | NOVATO 110455398 | 42211104 | NOVATO 1104 | 55398 | FALSE | 18355.8501 | 5879.4418 | 82 | 0.50082 | 2.2072 | 31.2935 | 0.35142 | 0.30711 | 0.33841 | 0.10976 | 0.3628 | 0.17297 | 0.0091463 | 11.3824 | 9.9295e-05 | 1661 | 0.02 | 1764 | 74.01 | 52.93% | 0 | 1 | 25.83% | 0%
10242 | ELK CREEK 1101CB | 102781101 | ELK CREEK 1101 | CB | TRUE | 135.534 | 135.534 | 1 | 0.034213 | 1.2093 | 29.8662 | 0.16667 | 0 | 0.83333 | 0.41667 | 0.41667 | 0 | 0 | 0.92843 | 9.9283e-05 | 1662 | 0.04 | 1360 | 80 | 68.8% | 0 | 0 | 100% | 0%
548 | SHINGLE SPRINGS 21107742 | 153652110 | SHINGLE SPRINGS 2110 | 7742 | FALSE | 73623.591 | 73535.6671 | 475 | 0.059486 | 2.3889 | 19.6367 | 0.027193 | 0.036702 | 0.93611 | 0.0080702 | 0.92593 | 0.036702 | 0.010526 | 7.3036 | 9.9171e-05 | 1663 | 0.53 | 21 | 28.5 | 92.18% | 17 | 14 | 99.89% | 99%
1984 | HALF MOON BAY 110369412 | 24101103 | HALF MOON BAY 1103 | 69412 | FALSE | 34124.5253 | 25048.7626 | 150 | 0.26334 | 1.9496 | 21.7202 | 0.02 | 0.74667 | 0.23333 | 0.011111 | 0.32889 | 0.29556 | 0.023333 | 21.5129 | 9.9166e-05 | 1664 | 0.04 | 1319 | 23.38 | 24.92% | 11 | 5 | 79.06% | 0%
1408 | ATASCADERO 1103A16 | 182541103 | ATASCADERO 1103 | A16 | FALSE | 32308.0619 | 31835.9088 | 122 | 0.21512 | 1.3686 | 27.1273 | 0 | 0.40574 | 0.59426 | 0.14754 | 0.76639 | 0.061475 | 0 | 3.6595 | 9.9134e-05 | 1665 | 0.05 | 1099 | 60.23 | 48.27% | 0 | 1 | 91.95% | 38%
2877 | MONTE RIO 11111701 | 42811111 | MONTE RIO 1111 | 1701 | FALSE | 2248.9876 | 2248.9876 | 18 | 0.0050163 | 3.7717 | 57.5095 | 0 | 0.060185 | 0.93981 | 0 | 0.93981 | 0.041667 | 0 | 30.5824 | 9.908e-05 | 1666 | 0.17 | 422 | 76.54 | 84.13% | 0 | 0 | 100% | 100%
2673 | PUEBLO 2102792 | 43292102 | PUEBLO 2102 | 792 | FALSE | 33585.8452 | 31119.1615 | 180 | 0.17808 | 2.7802 | 54.329 | 0.033333 | 0.056481 | 0.91019 | 0 | 0.91204 | 0.05463 | 0.013889 | 14.8957 | 9.905e-05 | 1667 | 0.41 | 54 | 85.88 | 96.12% | 13 | 4 | 86.21% | 100%
4477 | MIWUK 170238218 | 163661702 | MIWUK 1702 | 38218 | FALSE | 17605.0564 | 17605.0564 | 132 | 0.10782 | 2.7319 | 40.0174 | 0.18804 | 0.061553 | 0.74472 | 0.68696 | 0 | 0.058712 | 0.034722 | 28.2468 | 9.9008e-05 | 1668 | 0.27 | 170 | 77.7 | 74.49% | 4 | 9 | 100% | 100%
852 | PASO ROBLES 1104R56 | 182611104 | PASO ROBLES 1104 | R56 | FALSE | 19965.7505 | 18526.1855 | 117 | 0.19302 | 1.0584 | 29.3474 | 0.25527 | 0.15043 | 0.5943 | 0 | 0.69772 | 0.047009 | 0 | 2.9048 | 9.8997e-05 | 1669 | 0.04 | 1362 | 56.29 | 57.45% | 0 | 4 | 89.88% | 0%
8138 | FRANKLIN 1101P138 | 13921101 | FRANKLIN 1101 | P138 | FALSE | 2470.0232 | 2259.003 | 15 | 0.43463 | 1.4673 | 19.5155 | 0.45707 | 0.49848 | 0.022222 | 0 | 0.084343 | 0.26667 | 0 | 6.4636 | 9.8986e-05 | 1670 | 0.01 | 2389 | 10 | 0% | 0 | 0 | 97.65% | 0%
4818 | ROSSMOOR 11018132 | 14161101 | ROSSMOOR 1101 | 8132 | FALSE | 5814.9582 | 4248.014 | 47 | 0.42023 | 1.7214 | 33.2792 | 0 | 0.7227 | 0.2773 | 0 | 0.40426 | 0.59574 | 0 | 13.9442 | 9.8938e-05 | 1671 | 0.01 | 2468 | 13.16 | 38.14% | 0 | 7 | 64.04% | 0%
2248 | CORRAL 110313474 | 162991103 | CORRAL 1103 | 13474 | FALSE | 11606.5963 | 4726.1259 | 99 | 0.29616 | 1.4807 | 27.1936 | 0.2399 | 0 | 0.7601 | 0 | 0.7601 | 0 | 0 | 4.3024 | 9.8916e-05 | 1672 | 0.02 | 2031 | 31.51 | 69.33% | 0 | 0 | 44.02% | 0%
1713 | HALF MOON BAY 1103H80 | 24101103 | HALF MOON BAY 1103 | H80 | FALSE | 31889.194 | 31889.194 | 164 | 0.18345 | 1.9318 | 21.8302 | 0.072154 | 0.32581 | 0.60203 | 0.13313 | 0.4562 | 0.13364 | 0.017276 | 10.6227 | 9.888e-05 | 1673 |  | 2739
3809 | WISE 11022230 | 152271102 | WISE 1102 | 2230 | FALSE | 40267.1112 | 38210.8819 | 278 | 0.097854 | 2.1144 | 34.3566 | 0.16049 | 0.21624 | 0.61967 | 0.011811 | 0.59779 | 0.21624 | 0.014388 | 6.6178 | 9.8822e-05 | 1674 | 0.09 | 713 | 25.25 | 59.65% | 3 | 10 | 89.01% | 0%
4138 | ORO FINO 11022096 | 103031102 | ORO FINO 1102 | 2096 | FALSE | 22772.919 | 22772.919 | 129 | 0.045587 | 4.795 | 31.7138 | 0 | 0 | 1 | 0.87694 | 0.028424 | 0 | 0 | 24.3255 | 9.8802e-05 | 1675 | 0.29 | 143 | 93.77 | 100% | 8 | 2 | 100% | 100%
4741 | BRENTWOOD 2105B504R | 14592105 | BRENTWOOD 2105 | B504R | FALSE | 18129.2647 | 14074.6887 | 97 | 0.25998 | 0.9999 | 17.5333 | 0.27835 | 0.020619 | 0.70103 | 0 | 0.70103 | 0.020619 | 0 | 3.2642 | 9.8714e-05 | 1676 | 0.04 | 1256 | 10 | 79.77% | 0 | 6 | 65.97% | 0%
7663 | SOBRANTE 1103CB | 14671103 | SOBRANTE 1103 | CB | FALSE | 6937.627 | 6745.77 | 55 | 0.27871 | 1.869 | 24.998 | 0.39394 | 0.4 | 0.20606 | 0 | 0.19273 | 0.23515 | 0 | 11.0937 | 9.8691e-05 | 1677 | 0.03 | 1643 | 50.78 | 26.28% | 3 | 6 | 85.25% | 16%
6638 | SAN RAMON 2117CB | 14232117 | SAN RAMON 2117 | CB | FALSE | 2698.3212 | 1098.894 | 23 | 0.71755 | 1.5516 | 22.81 | 1 | 0 | 0 | 0 | 0 | 0 | 0 | 2.143 | 9.8521e-05 | 1678 | 0.01 | 2279 | 10 | 0% | 0 | 0 | 26.74% | 0%
4674 | WEST POINT 110112256 | 163201101 | WEST POINT 1101 | 12256 | FALSE | 10425.1159 | 10425.1159 | 86 | 0.031942 | 3.4417 | 34.6823 | 0.22074 | 0 | 0.77733 | 0.77733 | 0 | 0 | 0.0023256 | 27.9362 | 9.8504e-05 | 1679 | 0.22 | 258 | 90.97 | 74.92% | 4 | 4 | 100% | 100%
7620 | CASTRO VALLEY 1110MR341 | 14091110 | CASTRO VALLEY 1110 | MR341 | TRUE | 1045.185 | 417.225 | 11 | 0.67295 | 1.5404 | 24.3085 | 1 | 0 | 0 | 0 | 0 | 0 | 0 | 6.7924 | 9.8401e-05 | 1680 |  | 3142
11032 | HIGHLANDS 1101CB | 43361101 | HIGHLANDS 1101 | CB | TRUE | 42.5019 | 42.5019 | 1 |  |  | 36 | 1 | 0 | 0 | 0 | 0 | 0 | 0 |  | 9.8387e-05 | 1681 | 0.01 | 2536 | 10 | 0% | 0 | 0 | 100% | 0%
80 | WHEATLAND 1105248490 | 152811105 | WHEATLAND 1105 | 248490 | FALSE | 43282.2287 | 17726.6224 | 228 | 0.1121 | 1.7058 | 14.8149 | 0.024123 | 0 | 0.97588 | 0.014254 | 0.95285 | 0 | 0 | 2.877 | 9.8358e-05 | 1682 |  | 2654
8670 | COTATI 1102462 | 42271102 | COTATI 1102 | 462 | FALSE | 6310.2369 | 4550.7014 | 40 | 0.35605 | 2.1947 | 43.1548 | 0.475 | 0.3375 | 0.1875 | 0.0125 | 0.1875 | 0.325 | 0.025 | 6.9504 | 9.8301e-05 | 1683 | 0.02 | 1933 | 11.89 | 22% | 1 | 2 | 84.56% | 0%
6037 | COARSEGOLD 210210050 | 254432102 | COARSEGOLD 2102 | 10050 | FALSE | 11290.6239 | 11290.6239 | 81 | 0.099326 | 2.337 | 31.361 | 0 | 0.024691 | 0.97531 | 0.7856 | 0.072016 | 0 | 0.016461 | 13.2646 | 9.8289e-05 | 1684 | 0.26 | 182 | 18.03 | 97.64% | 2 | 12 | 100% | 100%
9067 | PEORIA 170570198 | 163781705 | PEORIA 1705 | 70198 | FALSE | 5102.4847 | 3628.2739 | 36 | 0.22818 | 1.9255 | 36.5595 | 0.023148 | 0.1412 | 0.83565 | 0.027778 | 0.50694 | 0.064815 | 0 | 6.4701 | 9.8288e-05 | 1685 | 0.03 | 1518 | 45.4 | 98.01% | 1 | 0 | 49.77% | 0%
682 | ROSSMOOR 110676468 | 14161106 | ROSSMOOR 1106 | 76468 | FALSE | 4744.0085 | 1281.0776 | 35 | 0.56881 | 1.9416 | 21.7488 | 0.23095 | 0.68333 | 0.085714 | 0 | 0.085714 | 0.68333 | 0 | 8.8176 | 9.8202e-05 | 1686 | 0.01 | 2199 | 10 | 14.83% | 1 | 2 | 51.08% | 0%
7335 | UPPER LAKE 11011276 | 42871101 | UPPER LAKE 1101 | 1276 | FALSE | 20806.9121 | 20806.9121 | 116 | 0.2349 | 2.867 | 68.215 | 0 | 0.4273 | 0.5727 | 0 | 0.5727 | 0.4273 | 0.08908 | 29.9658 | 9.8156e-05 | 1687 | 0.04 | 1338 | 76.26 | 54.71% | 3 | 4 | 100% | 0%
8113 | WOODSIDE 110411555 | 24251104 | WOODSIDE 1104 | 11555 | FALSE | 1379.9837 | 1379.9837 | 11 | 0.50081 | 1.4383 | 27.6269 | 0.022727 | 0.018182 | 0.95909 | 0 | 0.95909 | 0.018182 | 0 | 54.8847 | 9.8049e-05 | 1688 | 0.03 | 1641 | 10 | 96.59% | 0 | 1 | 100% | 0%
8705 | CARLOTTA 112144150 | 192291121 | CARLOTTA 1121 | 44150 | FALSE | 5746.8082 | 5746.8082 | 13 | 0.25186 | 3.5758 | 21.2805 | 0 | 0 | 1 | 0.92308 | 0.076923 | 0 | 0.076923 | 45.2824 | 9.8025e-05 | 1689 | 0.04 | 1214 | 56.64 | 100% | 0 | 1 | 100% | 0%
7573 | ROSSMOOR 110639424 | 14161106 | ROSSMOOR 1106 | 39424 | FALSE | 3992.9225 | 1481.6598 | 36 | 0.41673 | 1.9416 | 22.6438 | 0.21065 | 0.38657 | 0.40278 | 0 | 0.44907 | 0.34028 | 0 | 10.1283 | 9.8e-05 | 1690 |  | 3138
8592 | STELLING 11109265 | 83481110 | STELLING 1110 | 9265 | FALSE | 8915.672 | 8915.672 | 45 | 0.24435 | 2.2622 | 26.3001 | 0 | 0.061111 | 0.93889 | 0.022222 | 0.92778 | 0.044444 | 0 | 10.9388 | 9.8e-05 | 1691 | 0.03 | 1720 | 10 | 92.07% | 0 | 1 | 100% | 0%
7656 | PHILO 11022600 | 42601102 | PHILO 1102 | 2600 | FALSE | 32204.7216 | 32204.7216 | 114 | 0.06599 | 3.1231 | 59.268 | 0 | 0.43713 | 0.56287 | 0.11988 | 0.81871 | 0.04386 | 0 | 26.9562 | 9.7968e-05 | 1692 | 0.06 | 973 | 94.04 | 55.52% | 12 | 3 | 96.16% | 0%
3885 | BELLEVUE 2103478 | 43182103 | BELLEVUE 2103 | 478 | FALSE | 32233.0286 | 13396.6859 | 213 | 0.19104 | 2.6443 | 52.7611 | 0.16737 | 0.20266 | 0.62997 | 0.067684 | 0.62997 | 0.13498 | 0.034038 | 7.9562 | 9.7957e-05 | 1693 | 0.03 | 1667 | 71.56 | 88.7% | 0 | 2 | 38.92% | 0%
3676 | COTTONWOOD 1101CB | 102931101 | COTTONWOOD 1101 | CB | TRUE | 26588.5909 | 184.0196 | 188 | 0.30119 | 2.0842 | 33.7198 | 0.28728 | 0.20415 | 0.50857 | 0.2865 | 0.2305 | 0.18474 | 0.027216 | 10.3631 | 9.7905e-05 | 1694 | 0.01 | 2292 | 10 | 60.95% | 2 | 2 | 23.27% | 0%
3889 | RINCON 1103474 | 43321103 | RINCON 1103 | 474 | FALSE | 29501.1448 | 29501.1448 | 174 | 0.10172 | 3.0552 | 53.5479 | 0 | 0.022989 | 0.97701 | 0 | 0.97701 | 0.022989 | 0 | 19.6215 | 9.7853e-05 | 1695 | 0.45 | 42 | 87.23 | 99.41% | 8 | 6 | 100% | 100%
9619 | PETALUMA C 1108456397 | 42631108 | PETALUMA C 1108 | 456397 | FALSE | 2239.0721 | 2239.0721 | 19 | 0.22042 | 2.4942 | 60.5596 | 0 | 0.73684 | 0.26316 | 0 | 0.26316 | 0.73684 | 0 | 11.8387 | 9.783e-05 | 1696 |  | 3391
6399 | ROB ROY 21049973 | 83692104 | ROB ROY 2104 | 9973 | TRUE | 921.5182 | 921.5182 | 7 | 0.010889 | 2.1417 | 21.7255 | 0 | 0 | 1 | 0 | 1 | 0 | 0 | 28.9514 | 9.7761e-05 | 1697 |  | 3027
1630 | OREGON TRAIL 11041574 | 103521104 | OREGON TRAIL 1104 | 1574 | FALSE | 30217.612 | 27209.5234 | 221 | 0.13686 | 2.8156 | 23.0043 | 0.042986 | 0.0030166 | 0.954 | 0.61689 | 0.34012 | 0 | 0.0067873 | 7.6622 | 9.7752e-05 | 1698 | 0.05 | 1120 | 16.06 | 94.5% | 2 | 4 | 88.21% | 0%
4710 | VIEJO 220255787 | 182852202 | VIEJO 2202 | 55787 | TRUE | 58.9251 | 58.9251 | 1 | 0.47417 | 1.1552 | 4.9306 | 0 | 1 | 0 | 0 | 0 | 1 | 0 | 12.6513 | 9.7709e-05 | 1699 | 0.01 | 2495 | 10 | 0% | 0 | 0 | 100% | 0%
287 | WHITMORE 11011598 | 103601101 | WHITMORE 1101 | 1598 | FALSE | 53928.0023 | 53928.0023 | 251 | 0.053513 | 3.5138 | 19.8537 | 0 | 0.16135 | 0.83367 | 0.92795 | 0.067065 | 0 | 0.041833 | 20.519 | 9.7528e-05 | 1700 | 0.37 | 75 | 71.82 | 81.12% | 6 | 5 | 100% | 75%
7283 | COVELO 1101112804 | 43061101 | COVELO 1101 | 112804 | FALSE | 30691.3669 | 16512.5111 | 67 | 0.087074 | 3.4487 | 59.9273 | 0.014925 | 0.029851 | 0.95522 | 0.41791 | 0.53731 | 0.029851 | 0 | 10.653 | 9.7484e-05 | 1701 |  | 3111
9295 | BROWNS VALLEY 110117011 | 152921101 | BROWNS VALLEY 1101 | 17011 | FALSE | 3005.3172 | 3005.3172 | 22 | 0.096349 | 2.1192 | 29.1445 | 0 | 0 | 1 | 0 | 1 | 0 | 0 | 9.2186 | 9.7443e-05 | 1702 | 0.03 | 1455 | 10 | 100% | 0 | 2 | 100% | 0%
4060 | KONOCTI 11081278 | 43311108 | KONOCTI 1108 | 1278 | FALSE | 12855.1379 | 9099.8598 | 96 | 0.51405 | 2.0432 | 51.7174 | 0.4468 | 0.11198 | 0.44122 | 0 | 0.44643 | 0.10677 | 0.018601 | 40.3435 | 9.744e-05 | 1703 | 0.02 | 2098 | 24.8 | 63% | 1 | 3 | 49.95% | 0%
2168 | HOPLAND 11014626 | 42251101 | HOPLAND 1101 | 4626 | FALSE | 50138.0738 | 43527.4256 | 238 | 0.19378 | 3.0607 | 49.0923 | 0.012815 | 0.1537 | 0.83348 | 0.086134 | 0.73194 | 0.1516 | 0 | 7.5238 | 9.7355e-05 | 1704 | 0.06 | 974 | 57.11 | 92.12% | 0 | 5 | 79.18% | 0%
7252 | OILFIELDS 1103N42 | 182391103 | OILFIELDS 1103 | N42 | FALSE | 9607.0794 | 5997.3144 | 30 | 0.26957 | 0.69727 | 25.47 | 0.46667 | 0 | 0.5 | 0 | 0.46667 | 0 | 0 | 2.2625 | 9.7321e-05 | 1705 | 0.01 | 2278 | 52.67 | 47.6% | 0 | 0 | 37.49% | 0%
3391 | COTATI 1105734248 | 42271105 | COTATI 1105 | 734248 | TRUE | 774.6582 | 774.6582 | 9 | 0.24931 | 2.4506 | 40.3702 | 0 | 0 | 1 | 0 | 1 | 0 | 0 | 11.3932 | 9.7301e-05 | 1706 |  | 2824
53 | DUNBAR 1102448 | 43071102 | DUNBAR 1102 | 448 | FALSE | 14554.2556 | 3932.5973 | 116 | 0.36791 | 2.4286 | 62.1997 | 0.052299 | 0.5203 | 0.4274 | 0.019828 | 0.4274 | 0.26667 | 0.013218 | 8.0046 | 9.7296e-05 | 1707 |  | 2652
6178 | GEYSERVILLE 110135492 | 42891101 | GEYSERVILLE 1101 | 35492 | FALSE | 34847.1678 | 16074.976 | 219 | 0.50939 | 2.9651 | 56.0638 | 0.02207 | 0.32991 | 0.64802 | 0.0076104 | 0.64498 | 0.32534 | 0.098326 | 11.5148 | 9.7259e-05 | 1708 | 0.02 | 1876 | 69.04 | 85.9% | 0 | 0 | 39.22% | 0%
6582 | UPPER LAKE 1101412 | 42871101 | UPPER LAKE 1101 | 412 | FALSE | 27547.3528 | 16599.9817 | 152 | 0.15492 | 2.7556 | 65.8431 | 0 | 0.55044 | 0.44956 | 0.046053 | 0.40351 | 0.55044 | 0.032895 | 8.056 | 9.7196e-05 | 1709 | 0.03 | 1517 | 63.73 | 55.28% | 0 | 4 | 61.85% | 0%
738 | SAN RAFAEL 1104CB | 42011104 | SAN RAFAEL 1104 | CB | FALSE | 16824.5332 | 5560.2483 | 140 | 0.79789 | 2.6775 | 47.7059 | 0.18206 | 0.71955 | 0.095536 | 0.010952 | 0.10387 | 0.67026 | 0.013095 | 10.1197 | 9.7183e-05 | 1710 | 0.01 | 2478 | 10 | 2.08% | 0 | 0 | 23.27% | 20%
7095 | PUEBLO 2102618 | 43292102 | PUEBLO 2102 | 618 | TRUE | 16180.0386 | 742.2572 | 118 | 0.66767 | 2.3525 | 39.5023 | 0.18995 | 0.44088 | 0.35922 | 0.0042373 | 0.36021 | 0.43071 | 0.022599 | 10.2326 | 9.7103e-05 | 1711 | 0.12 | 571 | 88.16 | 93.93% | 0 | 0 | 12.3% | 100%
1129 | PETALUMA C 1109128 | 42631109 | PETALUMA C 1109 | 128 | FALSE | 60127.5406 | 56205.3694 | 269 | 0.15189 | 2.5588 | 55.2842 | 0.08829 | 0.41481 | 0.4969 | 0.0086741 | 0.61214 | 0.27602 | 0 | 10.071 | 9.706e-05 | 1712 | 0.1 | 669 | 67.84 | 37.87% | 1 | 18 | 85.88% | 0%
978 | BRYANT 0402CB | 13090402 | BRYANT 0402 | CB | FALSE | 12456.8292 | 3768.052 | 111 | 0.37406 | 1.9807 | 22.958 | 0 | 0.90601 | 0.093994 | 0.17718 | 0.29399 | 0.36562 | 0.015015 | 12.1622 | 9.7026e-05 | 1713 | 0.01 | 2265 | 10 | 3.77% | 0 | 5 | 15.75% | 0%
7452 | SAN RAMON 210853732 | 14232108 | SAN RAMON 2108 | 53732 | FALSE | 12542.8 | 12542.8 | 77 | 0.17732 | 1.8758 | 29.0916 | 0 | 0.568 | 0.42767 | 0.13745 | 0.85823 | 0 | 0.038961 | 10.2256 | 9.701e-05 | 1714 | 0.16 | 429 | 73.31 | 51.9% | 0 | 2 | 100% | 100%
5443 | DUNBAR 1103534 | 43071103 | DUNBAR 1103 | 534 | FALSE | 27841.2407 | 25519.0889 | 162 | 0.10783 | 2.9521 | 51.1028 | 0 | 0.10597 | 0.89403 | 0 | 0.89403 | 0.10597 | 0.0030864 | 15.1565 | 9.6936e-05 | 1715 | 0.29 | 142 | 79.08 | 96.69% | 3 | 12 | 89.43% | 97%
5235 | BELLEVUE 2103648 | 43182103 | BELLEVUE 2103 | 648 | FALSE | 26216.5179 | 6117.4965 | 187 | 0.21246 | 3.0245 | 52.5159 | 0 | 0.10606 | 0.89394 | 0.0040107 | 0.88993 | 0.10606 | 0.065062 | 10.3416 | 9.6901e-05 | 1716 | 0.02 | 1818 | 73.82 | 100% | 0 | 2 | 14.14% | 0%
5416 | ANNAPOLIS 1101528344 | 42861101 | ANNAPOLIS 1101 | 528344 | FALSE | 43372.0838 | 43372.0838 | 171 | 0.081609 | 3.1526 | 49.2376 | 0 | 0 | 1 | 0.0092593 | 0.95858 | 0 | 0.031189 | 22.9694 | 9.687e-05 | 1717 |  | 2950
6191 | COARSEGOLD 2104570682 | 254432104 | COARSEGOLD 2104 | 570682 | FALSE | 3264.3372 | 3264.3372 | 26 | 0.080447 | 1.8975 | 29.1028 | 0.24359 | 0 | 0.75641 | 0 | 0.75641 | 0 | 0 | 3.9839 | 9.6836e-05 | 1718 | 0.04 | 1395 | 37.45 | 79.77% | 2 | 5 | 100% | 0%
3580 | SOBRANTE 1102CB | 14671102 | SOBRANTE 1102 | CB | FALSE | 16799.2868 | 16799.2868 | 132 | 0.31907 | 1.816 | 28.449 | 0.31048 | 0.41304 | 0.26386 | 0.022727 | 0.30388 | 0.35028 | 0 | 18.2884 | 9.6671e-05 | 1719 | 0.04 | 1428 | 28.26 | 22.78% | 2 | 15 | 98.33% | 12%
6506 | CALAVERAS CEMENT 11014786 | 162211101 | CALAVERAS CEMENT 1101 | 4786 | FALSE | 28973.985 | 28973.985 | 173 | 0.075836 | 2.4834 | 29.2632 | 0.0077071 | 0.083815 | 0.90559 | 0.67919 | 0.31021 | 0 | 0 | 9.8945 | 9.6661e-05 | 1720 | 0.08 | 782 | 18.35 | 89.75% | 0 | 8 | 100% | 55%
7507 | NORTH BRANCH 110111158 | 163231101 | NORTH BRANCH 1101 | 11158 | FALSE | 47609.4929 | 20499.8935 | 229 | 0.073093 | 1.8961 | 23.6297 | 0 | 0.34207 | 0.65357 | 0.0131 | 0.64047 | 0.25473 | 0 | 3.018 | 9.6418e-05 | 1721 | 0.02 | 1938 | 47.58 | 78.02% | 0 | 4 | 41.95% | 0%
3181 | SONOMA 110478372 | 42721104 | SONOMA 1104 | 78372 | FALSE | 27765.2096 | 26751.8084 | 198 | 0.14385 | 3.2062 | 50.9113 | 0 | 0.22096 | 0.77904 | 0.030303 | 0.76136 | 0.20833 | 0.0025253 | 13.0616 | 9.64e-05 | 1722 | 0.05 | 1081 | 56.42 | 74.14% | 3 | 12 | 96.01% | 0%
8639 | GREEN VALLEY 2101135762 | 83192101 | GREEN VALLEY 2101 | 135762 | FALSE | 4515.3768 | 1189.5286 | 28 | 0.31514 | 1.8203 | 33.939 | 0 | 0.58929 | 0.41071 | 0 | 0.41071 | 0.58929 | 0 | 6.3872 | 9.6391e-05 | 1723 |  | 3246
3931 | LAS AROMAS 04013342 | 13600401 | LAS AROMAS 0401 | 3342 | FALSE | 3691.7497 | 3691.7497 | 30 | 0.34675 | 1.8267 | 30.4246 | 0.13194 | 0.77361 | 0.094444 | 0 | 0.66111 | 0.20694 | 0.047222 | 14.1896 | 9.6371e-05 | 1724 | 0.01 | 2377 | 10 | 3% | 3 | 0 | 100% | 0%
4135 | BRUNSWICK 11041020 | 152481104 | BRUNSWICK 1104 | 1020 | FALSE | 46299.321 | 46299.321 | 311 | 0.03765 | 3.8885 | 33.7725 | 0.020364 | 0.089389 | 0.87996 | 0.72706 | 0.20557 | 0.03671 | 0.012862 | 15.9243 | 9.6344e-05 | 1725 | 0.27 | 172 | 77.1 | 87.63% | 9 | 9 | 100% | 83%
7135 | MOLINO 1102982462 | 42571102 | MOLINO 1102 | 982462 | FALSE | 2320.5593 | 2320.5593 | 18 | 0.013478 | 2.9148 | 65.5264 | 0 | 0.5162 | 0.4838 | 0 | 0.4838 | 0.5162 | 0.16435 | 17.3073 | 9.629e-05 | 1726 |  | 3100
5708 | HARTLEY 1101658 | 43211101 | HARTLEY 1101 | 658 | FALSE | 21722.426 | 4561.1197 | 136 | 0.16316 | 2.3639 | 52.7683 | 0.092525 | 0.35257 | 0.5549 | 0.0073529 | 0.54755 | 0.35257 | 0.033088 | 8.3944 | 9.6216e-05 | 1727 | 0.02 | 2076 | 52.12 | 100% | 0 | 1 | 20.57% | 0%
2325 | COTTONWOOD 11011510 | 102931101 | COTTONWOOD 1101 | 1510 | TRUE | 5333.1807 | 613.4018 | 35 | 0.1652 | 2.1408 | 30.3459 | 0.50714 | 0 | 0.49286 | 0.46429 | 0.028571 | 0 | 0 | 6.4878 | 9.6024e-05 | 1728 | 0.01 | 2282 | 10 | 33.06% | 0 | 0 | 21.95% | 0%
10637 | SYCAMORE CREEK 1111153260 | 102971111 | SYCAMORE CREEK 1111 | 153260 | TRUE | 424.4592 | 424.4592 | 2 | 0 | 1.8241 | 13.9178 | 0 | 0 | 1 | 0 | 1 | 0 | 0 | 1.3367 | 9.6022e-05 | 1729 |  | 3584
10742 | GEYSERVILLE 1101463260 | 42891101 | GEYSERVILLE 1101 | 463260 | TRUE | 886.169 | 873.7132 | 6 | 0.26254 | 2.688 | 35.6652 | 0 | 0 | 1 | 0 | 1 | 0 | 0 | 11.9681 | 9.5911e-05 | 1730 |  | 3601
1834 | CASTRO VALLEY 1110MR748 | 14091110 | CASTRO VALLEY 1110 | MR748 | FALSE | 10026.1125 | 10026.1125 | 86 | 0.24495 | 1.8397 | 36.7634 | 0 | 0.77674 | 0.2126 | 0 | 0.92829 | 0.061047 | 0 | 9.8264 | 9.5898e-05 | 1731 |  | 2749
6392 | COARSEGOLD 210410335 | 254432104 | COARSEGOLD 2104 | 10335 | FALSE | 9369.0411 | 9369.0411 | 69 | 0.19798 | 1.8814 | 31.6763 | 0 | 0 | 1 | 0 | 1 | 0 | 0 | 4.8368 | 9.5888e-05 | 1732 | 0.04 | 1367 | 24.91 | 98.65% | 0 | 10 | 100% | 0%
1558 | RINCON 1103472 | 43321103 | RINCON 1103 | 472 | FALSE | 7739.1551 | 4930.8208 | 71 | 0.69043 | 2.8808 | 49.1993 | 0.13263 | 0.037559 | 0.81573 | 0 | 0.73122 | 0.037559 | 0 | 10.3475 | 9.5789e-05 | 1733 | 0.03 | 1488 | 10 | 93.65% | 0 | 2 | 70.54% | 4%
7402 | MARIPOSA 2102594143 | 254452102 | MARIPOSA 2102 | 594143 | TRUE | 6633.044 | 814.5641 | 60 | 0.78518 | 1.998 | 35.4913 | 0.10165 | 0.33132 | 0.56702 | 0.34806 | 0.38515 | 0.10635 | 0.0083333 | 5.7373 | 9.5762e-05 | 1734 |  | 3123
6608 | FORT ROSS 1121134 | 42851121 | FORT ROSS 1121 | 134 | FALSE | 13416.4816 | 13272.5409 | 99 | 0.12023 | 2.9677 | 52.5332 | 0.054994 | 0.86841 | 0.076599 | 0.012121 | 0.25185 | 0.67767 | 0.020202 | 36.3805 | 9.5754e-05 | 1735 | 0.03 | 1439 | 23.24 | 8.01% | 16 | 1 | 95.15% | 0%
9780 | SONOMA 1107854266 | 42721107 | SONOMA 1107 | 854266 | TRUE | 966.2653 | 321.4105 | 6 | 0.0063611 | 2.2523 | 23.2301 | 0 | 0 | 1 | 0 | 1 | 0 | 0 | 3.7857 | 9.5722e-05 | 1736 |  | 3418
1214 | ROB ROY 21055166 | 83692105 | ROB ROY 2105 | 5166 | FALSE | 8840.5786 | 8840.5786 | 81 | 0.038385 | 1.869 | 26.1379 | 0.01358 | 0.0024691 | 0.98395 | 0 | 0.96358 | 0 | 0 | 24.772 | 9.5629e-05 | 1737 | 0.2 | 339 | 45.15 | 99.95% | 6 | 2 | 100% | 100%
122 | STANISLAUS 17021888 | 162821702 | STANISLAUS 1702 | 1888 | FALSE | 30440.0056 | 30440.0056 | 231 | 0.14426 | 3.4004 | 32.2851 | 0.003367 | 0.0008658 | 0.99144 | 0.97845 | 0 | 0.0008658 | 0.004329 | 30.0954 | 9.5589e-05 | 1738 | 0.44 | 44 | 77.95 | 99.71% | 9 | 14 | 100% | 100%
6297 | PEORIA 170176030 | 163781701 | PEORIA 1701 | 76030 | FALSE | 10072.8355 | 8222.4339 | 55 | 0.13949 | 1.7626 | 32.6824 | 0.1697 | 0.11515 | 0.70909 | 0.033333 | 0.67576 | 0.11515 | 0 | 2.4281 | 9.557e-05 | 1739 | 0.02 | 1894 | 32.85 | 62.69% | 0 | 1 | 88.26% | 0%
6501 | SAN MIGUEL 1104895760 | 182661104 | SAN MIGUEL 1104 | 895760 | FALSE | 19502.5171 | 14756.3663 | 96 | 0.20551 | 0.75999 | 28.9794 | 0.19668 | 0.013021 | 0.7903 | 0.010417 | 0.7903 | 0.0026042 | 0 | 1.5445 | 9.5565e-05 | 1740 |  | 3035
9201 | HICKS 1116583284 | 83431116 | HICKS 1116 | 583284 | TRUE | 404.4133 | 236.5766 | 4 | 0.27058 | 1.473 | 16.3069 | 0 | 0.75 | 0.25 | 0 | 0.25 | 0.75 | 0 | 3.7776 | 9.5521e-05 | 1741 |  | 3325
3353 | KANAKA 11011406 | 103221101 | KANAKA 1101 | 1406 | FALSE | 43882.3619 | 43882.3619 | 204 | 0.017768 | 3.4654 | 27.3182 | 0 | 0.19608 | 0.80392 | 0.059232 | 0.93096 | 0.004902 | 0.002451 | 10.7524 | 9.5492e-05 | 1742 | 0.1 | 686 | 16.77 | 74.27% | 2 | 6 | 97.41% | 17%
10173 | CALPINE 1146400 | 48011146 | CALPINE 1146 | 400 | FALSE | 5057.3021 | 5057.3021 | 8 | 0.033898 | 4.073 | 57.5769 | 0.125 | 0.1875 | 0.6875 | 0.125 | 0.4375 | 0.1875 | 0 | 11.7942 | 9.5474e-05 | 1743 | 0.17 | 402 | 89.98 | 73.48% | 0 | 0 | 100% | 100%
8151 | SILVERADO 2105309298 | 43432105 | SILVERADO 2105 | 309298 | FALSE | 3091.9426 | 1768.6422 | 23 | 0.61311 | 2.57 | 56.0506 | 0 | 0.25362 | 0.74638 | 0 | 0.74638 | 0.25362 | 0.014493 | 9.8008 | 9.5445e-05 | 1744 |  | 3197
7950 | SONOMA 11033052 | 42721103 | SONOMA 1103 | 3052 | FALSE | 25170.0534 | 20257.093 | 163 | 0.22823 | 2.751 | 48.4384 | 0 | 0.17382 | 0.82618 | 0.006135 | 0.85685 | 0.13701 | 0 | 8.8214 | 9.5443e-05 | 1745 | 0.19 | 360 | 28.41 | 91.89% | 6 | 9 | 83.64% | 100%
4668 | KONOCTI 11084041 | 43311108 | KONOCTI 1108 | 4041 | FALSE | 7568.2918 | 2174.4689 | 54 | 0.53245 | 2.3053 | 48.7179 | 0 | 0.015608 | 0.98439 | 0 | 0.98439 | 0.015608 | 0.0061728 | 6.5382 | 9.5438e-05 | 1746 | 0.02 | 1839 | 10 | 99.47% | 0 | 0 | 40.69% | 0%
727 | APPLE HILL 2102186912 | 153662102 | APPLE HILL 2102 | 186912 | FALSE | 97116.525 | 94273.5723 | 606 | 0.063699 | 2.8681 | 19.3314 | 0 | 0.0031353 | 0.99686 | 0.71821 | 0.2676 | 0 | 0.01385 | 12.4311 | 9.5424e-05 | 1747 | 0.09 | 689 | 16.16 | 100% | 9 | 3 | 96.19% | 0%
9605 | NOTRE DAME 1104937710 | 102041104 | NOTRE DAME 1104 | 937710 | FALSE | 2292.7758 | 1372.1379 | 8 | 0.040329 | 2.2379 | 12.8553 | 0 | 0 | 1 | 0 | 1 | 0 | 0 | 4.3038 | 9.5377e-05 | 1748 |  | 3387
5039 | OREGON TRAIL 11031448 | 103521103 | OREGON TRAIL 1103 | 1448 | FALSE | 49484.9793 | 49484.9793 | 232 | 0.088721 | 3.4532 | 19.8228 | 0 | 0 | 1 | 0.69971 | 0.30029 | 0 | 0.0043103 | 6.3901 | 9.5357e-05 | 1749 | 0.04 | 1333 | 14.18 | 100% | 1 | 10 | 100% | 0%
9899 | LLAGAS 21014523 | 83182101 | LLAGAS 2101 | 4523 | FALSE | 4420.7892 | 1471.0588 | 28 | 0.34998 | 1.5714 | 27.4132 | 0 | 0.66369 | 0.33631 | 0.035714 | 0.76786 | 0.19643 | 0 | 6.6605 | 9.5345e-05 | 1750 |  | 3449
2304 | SAN JOAQUIN #3 1103CB | 252531103 | SAN JOAQUIN #3 1103 | CB | FALSE | 45670.4217 | 45670.4217 | 294 | 0.12626 | 2.1746 | 29.2862 | 0.058503 | 0.097279 | 0.84252 | 0.76684 | 0.15935 | 0.0068027 | 0.015986 | 14.3706 | 9.5334e-05 | 1751 | 0.38 | 66 | 13.27 | 82.63% | 4 | 63 | 100% | 36%
10645 | DIAMOND SPRINGS 1103635040 | 152261103 | DIAMOND SPRINGS 1103 | 635040 | TRUE | 340.9559 | 324.181 | 2 | 0 | 2.7774 | 20.0137 | 0 | 0 | 1 | 0.5 | 0.5 | 0 | 0 | 9.4064 | 9.5316e-05 | 1752 |  | 3585
2065 | EL DORADO PH 21026645 | 152762102 | EL DORADO PH 2102 | 6645 | FALSE | 6787.3604 | 6787.3604 | 52 | 0.020648 | 3.7753 | 15.496 | 0 | 0.12356 | 0.87644 | 0.96154 | 0.019231 | 0 | 0.027885 | 32.215 | 9.5316e-05 | 1753 | 0.23 | 243 | 91.61 | 86.84% | 4 | 3 | 100% | 100%
4517 | SILVERADO 2105CB | 43432105 | SILVERADO 2105 | CB | FALSE | 7432.6484 | 1011.6246 | 66 | 0.72547 | 2.4999 | 47.8247 | 0.17033 | 0.26856 | 0.55606 | 0 | 0.55331 | 0.26856 | 0.017677 | 11.4674 | 9.5309e-05 | 1754 | 0.04 | 1425 | 10 | 63.84% | 0 | 1 | 10.39% | 100%
8607 | ANNAPOLIS 1101608 | 42861101 | ANNAPOLIS 1101 | 608 | FALSE | 28658.1175 | 28658.1175 | 74 | 0.059937 | 3.2346 | 56.4107 | 0.013514 | 0.094595 | 0.875 | 0.24662 | 0.44482 | 0.081081 | 0.070946 | 22.3724 | 9.5295e-05 | 1755 | 0.13 | 527 | 87.15 | 94.8% | 10 | 5 | 100% | 0%
3168 | LUCERNE 1103630 | 43351103 | LUCERNE 1103 | 630 | FALSE | 21891.4244 | 20012.2615 | 154 | 0.55184 | 2.5558 | 47.9992 | 0.0021645 | 0.10303 | 0.89481 | 0.016667 | 0.75747 | 0.10303 | 0.042641 | 11.9997 | 9.5266e-05 | 1756 | 0.04 | 1207 | 13.68 | 90.26% | 2 | 19 | 92.62% | 0%
7050 | EAST QUINCY 1101678650 | 102551101 | EAST QUINCY 1101 | 678650 | FALSE | 2024.9152 | 1808.9819 | 14 | 0.21598 | 2.7619 | 40.3109 | 0 | 0.42857 | 0.57143 | 0.90238 | 0 | 0.083333 | 0 | 17.9763 | 9.5259e-05 | 1757 |  | 3091
2772 | WYANDOTTE 110913052 | 102911109 | WYANDOTTE 1109 | 13052 | FALSE | 31493.7185 | 31480.1828 | 213 | 0.058917 | 2.2645 | 35.1917 | 0.043707 | 0.31545 | 0.62989 | 0.0046948 | 0.77507 | 0.17027 | 0 | 2.4519 | 9.5258e-05 | 1758 | 0.04 | 1286 | 23.34 | 63.11% | 1 | 2 | 99.03% | 0%
7714 | FROGTOWN 17027134 | 163451702 | FROGTOWN 1702 | 7134 | FALSE | 37777.9012 | 32518.1243 | 172 | 0.13896 | 2.0453 | 23.4424 | 0.0077519 | 0.19574 | 0.79651 | 0.032946 | 0.89709 | 0.029264 | 0.005814 | 7.3023 | 9.5256e-05 | 1759 | 0.05 | 1131 | 44.05 | 84.25% | 0 | 2 | 84.8% | 0%
2895 | ALHAMBRA 11058302 | 14101105 | ALHAMBRA 1105 | 8302 | FALSE | 13154.2224 | 13154.2224 | 83 | 0.24112 | 1.5844 | 27.5485 | 0.056225 | 0.72691 | 0.21687 | 0.0090361 | 0.73193 | 0.20281 | 0.056225 | 8.5625 | 9.5232e-05 | 1760 | 0.03 | 1644 | 10 | 24.97% | 0 | 12 | 100% | 0%
1841 | NARROWS 21057203 | 153132105 | NARROWS 2105 | 7203 | FALSE | 30305.2229 | 29904.6733 | 197 | 0.072524 | 3.1041 | 27.7393 | 0 | 0 | 0.99492 | 0.010998 | 0.98393 | 0 | 0 | 8.3079 | 9.5139e-05 | 1761 | 0.08 | 738 | 13.4 | 99.97% | 2 | 5 | 95.78% | 0%
2672 | APPLE HILL 210277546 | 153662102 | APPLE HILL 2102 | 77546 | FALSE | 69346.9327 | 69346.9327 | 403 | 0.073545 | 2.8907 | 20.0277 | 0 | 0 | 1 | 0.57527 | 0.42473 | 0 | 0.0062035 | 13.3775 | 9.5092e-05 | 1762 | 0.08 | 741 | 10.06 | 100% | 8 | 8 | 100% | 4%
5858 | FAIRVIEW 2207P150 | 13432207 | FAIRVIEW 2207 | P150 | FALSE | 3652.8381 | 3652.8381 | 18 | 0.40068 | 1.461 | 22.2873 | 0 | 1 | 0 | 0 | 0.30556 | 0.69444 | 0 | 20.6603 | 9.5063e-05 | 1763 | 0.01 | 2620 | 19.16 | 0% | 0 | 0 | 75.67% | 0%
3147 | HOPLAND 1101768 | 42251101 | HOPLAND 1101 | 768 | FALSE | 31882.0115 | 27234.0747 | 115 | 0.2217 | 2.6634 | 55.1945 | 0.0043478 | 0.2087 | 0.78696 | 0 | 0.78696 | 0.2087 | 0 | 8.8653 | 9.5052e-05 | 1764 | 0.04 | 1281 | 49.91 | 90.85% | 1 | 4 | 80.79% | 0%
4592 | PHILO 1102928 | 42601102 | PHILO 1102 | 928 | FALSE | 24779.274 | 22468.3871 | 125 | 0.13678 | 2.8269 | 56.16 | 0 | 0.31907 | 0.68093 | 0.036 | 0.64493 | 0.31907 | 0 | 24.3969 | 9.505e-05 | 1765 | 0.06 | 932 | 61.46 | 77.17% | 8 | 4 | 85.6% | 0%
1981 | COTATI 1105328 | 42271105 | COTATI 1105 | 328 | FALSE | 22172.9748 | 2414.9476 | 173 | 0.20311 | 2.4662 | 57.361 | 0.060886 | 0.39243 | 0.54668 | 0 | 0.54668 | 0.39243 | 0.0072254 | 9.1268 | 9.4997e-05 | 1766 | 0.01 | 2147 | 48.63 | 27.07% | 0 | 1 | 3.1% | 0%
7844 | ELK 11011260 | 42981101 | ELK 1101 | 1260 | FALSE | 25231.41 | 25226.838 | 120 | 0.050021 | 3.0617 | 57.3976 | 0 | 0.57153 | 0.42847 | 0 | 0.80208 | 0.19792 | 0.020833 | 25.3602 | 9.4953e-05 | 1767 | 0.04 | 1289 | 74.45 | 25.71% | 10 | 4 | 100% | 0%
7414 | PUTAH CREEK 110246012 | 63681102 | PUTAH CREEK 1102 | 46012 | FALSE | 4834.6736 | 1025.1447 | 38 | 0.12002 | 1.6272 | 20.2125 | 0 | 0.64912 | 0.35088 | 0 | 0.35088 | 0.64912 | 0 | 27.7595 | 9.4944e-05 | 1768 |  | 3124
602 | STAFFORD 1102524 | 43201102 | STAFFORD 1102 | 524 | FALSE | 20718.9245 | 9871.5042 | 162 | 0.3873 | 2.3572 | 44.5085 | 0.1466 | 0.38868 | 0.46471 | 0.040123 | 0.45854 | 0.34342 | 0 | 11.5894 | 9.4892e-05 | 1769 | 0.02 | 1891 | 66.17 | 51.31% | 1 | 2 | 26.91% | 0%
1407 | SAN RAFAEL 11061230 | 42011106 | SAN RAFAEL 1106 | 1230 | FALSE | 7038.4432 | 1747.5573 | 57 | 0.69042 | 2.6027 | 44.8787 | 0.42623 | 0.27026 | 0.30351 | 0 | 0.31228 | 0.26149 | 0.017544 | 8.8571 | 9.4865e-05 | 1770 | 0.01 | 2155 | 10 | 0% | 0 | 1 | 5.21% | 0%
7395 | HALF MOON BAY 11018902 | 24101101 | HALF MOON BAY 1101 | 8902 | FALSE | 29281.8886 | 22787.1296 | 145 | 0.2255 | 2.1569 | 15.8815 | 0.065517 | 0.41724 | 0.51724 | 0.0034483 | 0.31092 | 0.40115 | 0.027586 | 9.8334 | 9.4843e-05 | 1771 | 0.1 | 677 | 73.13 | 41.51% | 11 | 3 | 82.58% | 40%
11061 | SAN LUIS OBISPO 1103365572 | 182631103 | SAN LUIS OBISPO 1103 | 365572 | TRUE | 696.8465 | 611.8589 | 2 | 0.016723 | 1.1038 | 15.2205 | 0.5 | 0 | 0.5 | 0 | 0.5 | 0 | 0 | 0.43327 | 9.4733e-05 | 1772 |  | 3633
8820 | HICKS 2101CB | 83432101 | HICKS 2101 | CB | FALSE | 17493.6949 | 8660.4867 | 20 | 0.40531 | 1.3739 | 27.1643 | 0.91667 | 0 | 0.083333 | 0 | 0.033333 | 0 | 0 | 3.8604 | 9.4687e-05 | 1773 |  | 3269
5979 | BIG RIVER 11012183 | 43081101 | BIG RIVER 1101 | 2183 | FALSE | 4246.8638 | 4246.8638 | 33 | 0.10427 | 3.1474 | 50.3705 | 0 | 0.70707 | 0.29293 | 0 | 0.29293 | 0.70707 | 0.12626 | 20.6343 | 9.4677e-05 | 1774 | 0.02 | 1900 | 37.62 | 33.84% | 1 | 4 | 100% | 0%
347 | BRUNSWICK 11052204 | 152481105 | BRUNSWICK 1105 | 2204 | FALSE | 11625.6324 | 11625.6324 | 84 | 0.042982 | 4.2717 | 27.3227 | 0 | 0.22876 | 0.73592 | 0.77997 | 0.043651 | 0 | 0.011905 | 22.3968 | 9.4601e-05 | 1775 | 0.2 | 314 | 87.55 | 78.12% | 3 | 0 | 100% | 100%
5371 | SUNOL 1101MR169 | 14241101 | SUNOL 1101 | MR169 | FALSE | 15006.414 | 4976.4795 | 96 | 0.14877 | 1.2371 | 24.3157 | 0.44271 | 0.3316 | 0.21875 | 0.046875 | 0.20833 | 0.29514 | 0 | 2.7893 | 9.4566e-05 | 1776 | 0.01 | 2208 | 57.34 | 37.68% | 0 | 0 | 41.76% | 0%
2441 | SILVERADO 2103617828 | 43432103 | SILVERADO 2103 | 617828 | FALSE | 4970.4215 | 2303.2847 | 28 | 0.37845 | 2.5157 | 43.0997 | 0 | 0.69643 | 0.30357 | 0 | 0.30357 | 0.69643 | 0 | 13.8616 | 9.4549e-05 | 1777 |  | 2776
9335 | SAN MIGUEL 1106N34 | 182661106 | SAN MIGUEL 1106 | N34 | FALSE | 22008.9702 | 6041.6356 | 62 | 0.26939 | 0.62262 | 27.3209 | 0.10484 | 0.46237 | 0.4328 | 0.075269 | 0.46371 | 0.21102 | 0 | 1.1214 | 9.4539e-05 | 1778 | 0.01 | 2271 | 10 | 21.51% | 0 | 0 | 2.14% | 0%
10679 | COVELO 1101627416 | 43061101 | COVELO 1101 | 627416 | TRUE | 5034.3822 | 971.5124 | 14 | 0.022841 | 2.825 | 20.1553 | 0 | 0 | 1 | 0 | 1 | 0 | 0 | 12.1404 | 9.4498e-05 | 1779 |  | 3590
5474 | COTATI 1105213984 | 42271105 | COTATI 1105 | 213984 | FALSE | 11162.845 | 11162.845 | 47 | 0.15292 | 2.2703 | 51.3429 | 0 | 0.33865 | 0.66135 | 0 | 0.80496 | 0.18794 | 0.042553 | 11.8185 | 9.4494e-05 | 1780 |  | 2957
9070 | SILVERADO 2102437194 | 43432102 | SILVERADO 2102 | 437194 | FALSE | 1741.9129 | 1702.9792 | 17 | 0.38978 | 2.3408 | 33.4059 | 0.029412 | 0.058824 | 0.91176 | 0 | 0.91176 | 0.058824 | 0 | 13.6898 | 9.4479e-05 | 1781 |  | 3303
8978 | BIG RIVER 1101954 | 43081101 | BIG RIVER 1101 | 954 | FALSE | 13095.0592 | 12372.699 | 78 | 0.16489 | 3.0107 | 53.6512 | 0.038462 | 0.75299 | 0.20855 | 0 | 0.20855 | 0.75299 | 0.083761 | 24.5556 | 9.4465e-05 | 1782 | 0.02 | 1775 | 11.92 | 13.02% | 4 | 10 | 95.19% | 0%
9107 | OAKLAND K 1103CR422 | 12101103 | OAKLAND K 1103 | CR422 | FALSE | 3299.6109 | 3238.2816 | 24 | 0.66512 | 1.8609 | 19.6757 | 0.23512 | 0.66071 | 0.083333 | 0.13889 | 0.083333 | 0.36111 | 0 | 15.953 | 9.4398e-05 | 1783 | 0.01 | 2437 | 10 | 4.05% | 0 | 3 | 90.41% | 0%
911 | PEORIA 170590374 | 163781705 | PEORIA 1705 | 90374 | FALSE | 7135.3675 | 6578.4615 | 48 | 0.24072 | 2.0072 | 44.8732 | 0.22431 | 0 | 0.77569 | 0 | 0.77569 | 0 | 0 | 8.7625 | 9.4382e-05 | 1784 | 0.02 | 1975 | 10 | 81.75% | 0 | 1 | 81.35% | 0%
5816 | PAUL SWEET 210710986 | 83252107 | PAUL SWEET 2107 | 10986 | FALSE | 31785.0255 | 14988.5933 | 180 | 0.33987 | 2.2068 | 27.7598 | 0.038148 | 0.64796 | 0.27019 | 0.1138 | 0.3188 | 0.26352 | 0.035185 | 12.5122 | 9.4351e-05 | 1785 | 0.07 | 873 | 30.43 | 52.14% | 3 | 2 | 53.14% | 45%
9423 | CLAY 110359714 | 163341103 | CLAY 1103 | 59714 | FALSE | 7503.916 | 7503.916 | 34 | 0.10544 | 1.7168 | 29.5394 | 0.058824 | 0.85882 | 0.082353 | 0.47059 | 0.38235 | 0.088235 | 0.088235 | 11.3567 | 9.4275e-05 | 1786 | 0.01 | 2406 | 25.78 | 4.31% | 0 | 1 | 95.22% | 0%
7655 | SHINGLE SPRINGS 210851476 | 153652108 | SHINGLE SPRINGS 2108 | 51476 | FALSE | 10437.2128 | 7926.327 | 74 | 0.028244 | 2.4316 | 21.1868 | 0.18468 | 0 | 0.81081 | 0.013514 | 0.7973 | 0 | 0 | 7.8431 | 9.4268e-05 | 1787 | 0.1 | 685 | 55.18 | 91.84% | 0 | 4 | 47.94% | 85%
2296 | LAURELES 11112028 | 182371111 | LAURELES 1111 | 2028 | FALSE | 14061.7847 | 14048.0686 | 107 | 0.17338 | 1.3364 | 39.6955 | 0 | 0.7609 | 0.2391 | 0 | 0.91121 | 0.088785 | 0.0046729 | 11.2848 | 9.4213e-05 | 1788 | 0.02 | 1822 | 36.2 | 23.71% | 6 | 1 | 95.28% | 0%
7144 | BELLEVUE 1102392 | 43181102 | BELLEVUE 1102 | 392 | TRUE | 10922.1116 | 404.9115 | 68 | 0.33379 | 2.3257 | 51.0021 | 0.22941 | 0.27157 | 0.49902 | 0.014706 | 0.5049 | 0.25098 | 0.064706 | 7.2442 | 9.4205e-05 | 1789 | 0 | 2648 | 10 | 0% | 0 | 0 | 2.02% | 0%
4909 | HARTLEY 1101698 | 43211101 | HARTLEY 1101 | 698 | FALSE | 16605.929 | 11071.0466 | 97 | 0.19782 | 2.5696 | 55.9132 | 0 | 0.36082 | 0.63918 | 0 | 0.63918 | 0.36082 | 0.020619 | 8.4808 | 9.4179e-05 | 1790 | 0.03 | 1600 | 57.29 | 69.42% | 1 | 7 | 61.15% | 0%
10170 | PUTAH CREEK 1105617260 | 63681105 | PUTAH CREEK 1105 | 617260 | FALSE | 4545.7003 | 1876.8402 | 15 | 0.22137 | 1.549 | 9.2398 | 0 | 0.56667 | 0.43333 | 0.066667 | 0.33333 | 0.56667 | 0 | 3.0211 | 9.4125e-05 | 1791 |  | 3506
9926 | BUCKS CREEK 1103CB | 102211103 | BUCKS CREEK 1103 | CB | FALSE | 3707.9332 | 3707.9332 | 31 | 0.096358 | 5.3544 | 30.7087 | 0 | 0 | 1 | 0.72581 | 0 | 0 | 0 | 34.4354 | 9.4015e-05 | 1792 | 0.24 | 231 | 96.12 | 100% | 2 | 1 | 100% | 100%
3178 | PENNGROVE 1101461338 | 43471101 | PENNGROVE 1101 | 461338 | FALSE | 2872.7742 | 2872.7742 | 24 | 0.25756 | 2.5371 | 47.4598 | 0 | 0 | 1 | 0 | 1 | 0 | 0 | 30.581 | 9.4013e-05 | 1793 |  | 2814
8428 | CALPELLA 11013419 | 43411101 | CALPELLA 1101 | 3419 | FALSE | 12848.2917 | 12848.2917 | 38 | 0.12238 | 3.448 | 49.145 | 0 | 0 | 1 | 0.33333 | 0.66667 | 0 | 0 | 17.6675 | 9.3996e-05 | 1794 | 0.05 | 1114 | 59.7 | 100% | 1 | 1 | 100% | 4%
3974 | FITCH MOUNTAIN 111324550 | 42751113 | FITCH MOUNTAIN 1113 | 24550 | FALSE | 34688.2788 | 17797.4846 | 203 | 0.54789 | 2.9307 | 58.3455 | 0.014251 | 0.46491 | 0.51986 | 0.32123 | 0.5059 | 0.15025 | 0.014778 | 12.0321 | 9.3917e-05 | 1795 | 0.02 | 2040 | 56.5 | 70.47% | 3 | 1 | 41.6% | 2%
7320 | FAIRVIEW 220799096 | 13432207 | FAIRVIEW 2207 | 99096 | FALSE | 15944.165 | 15895.8244 | 56 | 0.14916 | 1.5337 | 20.2042 | 0.20833 | 0.57738 | 0.21429 | 0.12798 | 0.27679 | 0.3869 | 0 | 8.4879 | 9.384e-05 | 1796 | 0.02 | 1757 | 14.1 | 19.38% | 0 | 2 | 100% | 0%
4759 | COTATI 110379140 | 42271103 | COTATI 1103 | 79140 | FALSE | 19909.2046 | 15742.3512 | 154 | 0.21709 | 2.4705 | 56.0759 | 0.076948 | 0.46991 | 0.45314 | 0 | 0.396 | 0.37446 | 0.025974 | 10.6175 | 9.382e-05 | 1797 | 0.05 | 1048 | 61.44 | 48.82% | 7 | 2 | 79.77% | 0%
2869 | NARROWS 21011202 | 153132101 | NARROWS 2101 | 1202 | FALSE | 73649.8789 | 73649.8789 | 459 | 0.051918 | 2.235 | 24.0475 | 0.073348 | 0.013798 | 0.90777 | 0.011983 | 0.89034 | 0.013798 | 0.0065359 | 8.1931 | 9.3805e-05 | 1798 | 0.11 | 612 | 16.77 | 94.84% | 2 | 35 | 100% | 0%
3757 | WILLITS 1104934 | 42661104 | WILLITS 1104 | 934 | FALSE | 49660.3767 | 49660.3767 | 279 | 0.09192 | 3.5465 | 41.5213 | 0.004779 | 0.11828 | 0.87694 | 0.40842 | 0.46135 | 0.11828 | 0 | 19.7231 | 9.3799e-05 | 1799 | 0.3 | 129 | 72.5 | 89.66% | 17 | 12 | 100% | 39%
8083 | ANDERSON 1101583708 | 103261101 | ANDERSON 1101 | 583708 | FALSE | 1263.0794 | 1011.3641 | 11 | 0.49721 | 2.2545 | 21.2436 | 0 | 0 | 0.96364 | 0.49394 | 0.4697 | 0 | 0 | 7.9398 | 9.3798e-05 | 1800 |  | 3189
5876 | OAKLAND X 1106CR020 | 12541106 | OAKLAND X 1106 | CR020 | FALSE | 3932.8974 | 3932.8974 | 15 | 0.19294 | 1.9887 | 19.9536 | 0.016667 | 0.25556 | 0.72778 | 0.11333 | 0.87 | 0 | 0 | 19.3611 | 9.3739e-05 | 1801 | 0.18 | 390 | 82.39 | 55.47% | 10 | 1 | 100% | 99%
3564 | JAMESON 1105466348 | 63801105 | JAMESON 1105 | 466348 | FALSE | 48812.3964 | 26039.2723 | 294 | 0.31099 | 1.7541 | 18.2382 | 0.013605 | 0.46323 | 0.52316 | 0 | 0.64816 | 0.33483 | 0.02551 | 6.6922 | 9.3721e-05 | 1802 |  | 2838
4536 | TASSAJARA 2108437582 | 14662108 | TASSAJARA 2108 | 437582 | FALSE | 3785.2974 | 1172.6243 | 31 | 0.34261 | 1.7349 | 31.2042 | 0 | 0.87097 | 0.12903 | 0 | 0.12903 | 0.87097 | 0.0046083 | 12.6448 | 9.3714e-05 | 1803 |  | 2902
2046 | LINCOLN 11042072 | 153701104 | LINCOLN 1104 | 2072 | TRUE | 27455.5664 | 501.4668 | 193 | 0.10804 | 1.7038 | 32.1011 | 0.10044 | 0.35291 | 0.54664 | 0.06943 | 0.47721 | 0.35118 | 0 | 4.9521 | 9.3699e-05 | 1804 | 0.01 | 2533 | 10 | 100% | 0 | 0 | 0.79% | 0%
7611 | DIAMOND SPRINGS 1106279670 | 152261106 | DIAMOND SPRINGS 1106 | 279670 | FALSE | 7840.1687 | 6244.093 | 54 | 0.16482 | 2.8395 | 20.4369 | 0 | 0 | 1 | 0.84947 | 0.15053 | 0 | 0.018519 | 8.257 | 9.3625e-05 | 1805 |  | 3141
3369 | ORO FINO 110276008 | 103031102 | ORO FINO 1102 | 76008 | FALSE | 25670.8015 | 25670.8015 | 170 | 0.016677 | 3.8757 | 31.3951 | 0 | 0 | 0.99412 | 0.50333 | 0.49078 | 0 | 0 | 17.5777 | 9.3618e-05 | 1806 | 0.37 | 72 | 80.19 | 99.98% | 4 | 7 | 100% | 100%
8217 | VINEYARD 2110CB | 14502110 | VINEYARD 2110 | CB | FALSE | 16260.0032 | 8994.5064 | 86 | 0.3239 | 1.2221 | 20.4666 | 0.38682 | 0.36899 | 0.24419 | 0 | 0.27442 | 0.33876 | 0 | 10.2288 | 9.3599e-05 | 1807 | 0.01 | 2372 | 49.54 | 17.49% | 1 | 0 | 52.96% | 0%
10532 | VACA DIXON 1101126774 | 63591101 | VACA DIXON 1101 | 126774 | FALSE | 1267.3386 | 1267.3386 | 11 | 0.14078 | 1.6343 | 16.3571 | 0 | 0 | 1 | 0.45455 | 0.54545 | 0 | 0 | 3.8059 | 9.3598e-05 | 1808 |  | 3568
3893 | FAIRVIEW 2207P304 | 13432207 | FAIRVIEW 2207 | P304 | FALSE | 9851.3779 | 8440.4652 | 47 | 0.33367 | 1.489 | 19.1944 | 0.40157 | 0.50623 | 0.088652 | 0.10993 | 0.26374 | 0.10284 | 0 | 4.7346 | 9.3563e-05 | 1809 | 0.03 | 1638 | 10 | 29.34% | 0 | 2 | 82.96% | 0%
6969 | PETALUMA C 1108208 | 42631108 | PETALUMA C 1108 | 208 | FALSE | 20077.9466 | 20077.9466 | 95 | 0.15817 | 2.4751 | 66.6733 | 0 | 0.67912 | 0.31737 | 0 | 0.58228 | 0.38754 | 0.073684 | 9.4827 | 9.3548e-05 | 1810 | 0.08 | 800 | 84.76 | 33.65% | 1 | 1 | 100% | 0%
3212 | HALF MOON BAY 1103H82 | 24101103 | HALF MOON BAY 1103 | H82 | FALSE | 58651.4755 | 52489.3402 | 262 | 0.18603 | 1.8998 | 19.9706 | 0.098919 | 0.64319 | 0.25789 | 0.022901 | 0.41247 | 0.35471 | 0.027672 | 9.9813 | 9.3414e-05 | 1811 | 0.29 | 146 | 52.01 | 39.35% | 29 | 11 | 92.34% | 3%
4811 | CALAVERAS CEMENT 1101502 | 162211101 | CALAVERAS CEMENT 1101 | 502 | FALSE | 65884.6113 | 60591.0346 | 331 | 0.074183 | 2.2897 | 29.5415 | 0.11521 | 0 | 0.88328 | 0.36617 | 0.51712 | 0 | 0.013595 | 7.8815 | 9.3364e-05 | 1812 | 0.1 | 653 | 27.66 | 90.32% | 2 | 8 | 92.84% | 0%
3287 | ANDERSON 11031600 | 103261103 | ANDERSON 1103 | 1600 | FALSE | 17254.9785 | 7231.4682 | 106 | 0.18472 | 2.2528 | 20.7897 | 0.037736 | 0 | 0.96226 | 0.34119 | 0.62107 | 0 | 0 | 7.8113 | 9.3311e-05 | 1813 | 0.02 | 1885 | 13.07 | 100% | 0 | 0 | 23.83% | 0%
5677 | BANGOR 110180670 | 103191101 | BANGOR 1101 | 80670 | FALSE | 26435.3887 | 23201.6685 | 158 | 0.072821 | 2.2729 | 28.8595 | 0 | 0.2347 | 0.75897 | 0 | 0.75897 | 0.24103 | 0.014768 | 4.4365 | 9.3264e-05 | 1814 | 0.02 | 2003 | 18.24 | 76% | 0 | 1 | 89.02% | 0%
9003 | HARTLEY 1102385838 | 43211102 | HARTLEY 1102 | 385838 | FALSE | 2645.3497 | 2006.1588 | 11 | 0.066957 | 2.4368 | 51.1494 | 0 | 0.27273 | 0.72727 | 0 | 0.72727 | 0.27273 | 0 | 10.3194 | 9.3256e-05 | 1815 |  | 3295
3379 | GEYSERVILLE 1101354 | 42891101 | GEYSERVILLE 1101 | 354 | FALSE | 12035.3765 | 1010.2026 | 79 | 0.79638 | 2.7054 | 49.2695 | 0.39874 | 0.21986 | 0.37718 | 0 | 0.37401 | 0.2072 | 0.071027 | 7.7303 | 9.3149e-05 | 1816 |  | 2822
7141 | WILDWOOD 11011454 | 103611101 | WILDWOOD 1101 | 1454 | FALSE | 12602.1173 | 12602.1173 | 31 | 0.17463 | 1.9352 | 20.348 | 0 | 0 | 1 | 0.52419 | 0.47581 | 0 | 0 | 5.6583 | 9.3126e-05 | 1817 | 0.03 | 1721 | 36.8 | 100% | 0 | 1 | 100% | 0%
9377 | COVELO 1101516510 | 43061101 | COVELO 1101 | 516510 | FALSE | 13673.0725 | 6073.3479 | 73 | 0.11781 | 2.9323 | 53.9199 | 0 | 0.0068493 | 0.99315 | 0.42922 | 0.53653 | 0.0068493 | 0 | 10.3712 | 9.3061e-05 | 1818 |  | 3347
2633 | PASO ROBLES 1103N54 | 182611103 | PASO ROBLES 1103 | N54 | FALSE | 34748.7236 | 32201.1783 | 221 | 0.23774 | 0.89807 | 33.3624 | 0.16757 | 0.19721 | 0.63371 | 0.0181 | 0.6371 | 0.17006 | 0.0045249 | 1.8775 | 9.3045e-05 | 1819 | 0.07 | 823 | 48.39 | 60.55% | 1 | 29 | 90.91% | 0%
9773 | MADISON 2101117644 | 63172101 | MADISON 2101 | 117644 | FALSE | 3757.3782 | 1080.3525 | 12 | 0.39902 | 1.3151 | 14.1528 | 0 | 0 | 1 | 0 | 1 | 0 | 0 | 4.2757 | 9.3021e-05 | 1820 |  | 3416
10192 | MADISON 2101725408 | 63172101 | MADISON 2101 | 725408 | FALSE | 2105.6406 | 1530.1897 | 9 | 0.17536 | 1.3387 | 14.5049 | 0 | 0.2963 | 0.7037 | 0 | 0.48148 | 0.2963 | 0 | 3.6786 | 9.3021e-05 | 1821 |  | 3511
8291 | CLEAR LAKE 1102904 | 42141102 | CLEAR LAKE 1102 | 904 | FALSE | 5777.0339 | 5445.6493 | 30 | 0.11814 | 2.1854 | 48.5544 | 0.40833 | 0 | 0.59167 | 0 | 0.59167 | 0 | 0 | 5.4359 | 9.2995e-05 | 1822 | 0.02 | 1994 | 10 | 44.47% | 0 | 0 | 94.14% | 0%
10181 | PEABODY 2108113684 | 63642108 | PEABODY 2108 | 113684 | TRUE | 748.9574 | 590.6521 | 4 | 0.12488 | 1.6127 | 24.2353 | 0 | 0 | 1 | 0 | 1 | 0 | 0 | 3.1938 | 9.2988e-05 | 1823 |  | 3509
5762 | CHALLENGE 11021064 | 103201102 | CHALLENGE 1102 | 1064 | FALSE | 31650.7422 | 31650.7422 | 179 | 0.018598 | 4.2527 | 34.189 | 0 | 0 | 1 | 0.10521 | 0.89479 | 0 | 0.0055866 | 17.2253 | 9.295e-05 | 1824 | 0.33 | 109 | 84.03 | 100% | 6 | 2 | 100% | 95%
5947 | GARCIA 0401666 | 43040401 | GARCIA 0401 | 666 | FALSE | 3872.5577 | 3872.5577 | 12 | 0.037652 | 4.0329 | 48.2274 | 0 | 0 | 1 | 0.66667 | 0.33333 | 0 | 0 | 25.2244 | 9.2943e-05 | 1825 | 0.05 | 1063 | 98 | 100% | 2 | 2 | 100% | 0%
5479 | ROSSMOOR 1108CB | 14161108 | ROSSMOOR 1108 | CB | FALSE | 11748.8949 | 6728.9489 | 92 | 0.32153 | 1.9252 | 27.5213 | 0.48913 | 0.29438 | 0.20562 | 0 | 0.20562 | 0.29438 | 0 | 11.4746 | 9.2886e-05 | 1826 | 0.04 | 1412 | 50.07 | 2.29% | 0 | 11 | 53.4% | 62%
9800 | CALISTOGA 110135588 | 42711101 | CALISTOGA 1101 | 35588 | FALSE | 4954.8551 | 4954.8551 | 18 | 0.0086907 | 3.3263 | 35.3668 | 0 | 0 | 0.98148 | 0.81481 | 0.16667 | 0 | 0.055556 | 13.9499 | 9.2798e-05 | 1827 | 0.25 | 212 | 87.02 | 100% | 0 | 0 | 100% | 100%
8262 | DESCHUTES 11019722 | 103351101 | DESCHUTES 1101 | 9722 | FALSE | 7647.7388 | 5139.2872 | 55 | 0.158 | 2.3968 | 22.9987 | 0.14758 | 0 | 0.83424 | 0.71576 | 0.11848 | 0 | 0 | 5.2461 | 9.2715e-05 | 1828 | 0.02 | 2127 | 47.28 | 92.43% | 0 | 2 | 60.75% | 0%
4631 | BRUNSWICK 11052210 | 152481105 | BRUNSWICK 1105 | 2210 | FALSE | 36938.5346 | 36938.5346 | 280 | 0.065517 | 4.3692 | 27.0477 | 0 | 0.002381 | 0.9828 | 0.96613 | 0.015476 | 0 | 0.0035714 | 22.6872 | 9.2627e-05 | 1829 | 0.53 | 20 | 97.19 | 99.8% | 8 | 12 | 100% | 100%
10783 | BEAR VALLEY 2105CB | 252192105 | BEAR VALLEY 2105 | CB | FALSE | 6175.4075 | 6175.4075 | 9 | 0.077901 | 1.6618 | 27.5091 | 0 | 0.22222 | 0.77778 | 0.44444 | 0 | 0 | 0.11111 | 4.459 | 9.2622e-05 | 1830 | 0.04 | 1307 | 80.72 | 62.63% | 2 | 1 | 100% | 0%
637 | DUNBAR 1101160 | 43071101 | DUNBAR 1101 | 160 | FALSE | 10761.0163 | 4469.2889 | 77 | 0.54704 | 2.7841 | 51.894 | 0.37067 | 0.17749 | 0.43885 | 0.071429 | 0.39773 | 0.10606 | 0 | 17.5206 | 9.2493e-05 | 1831 | 0.01 | 2383 | 21.9 | 29.76% | 0 | 0 | 62.23% | 10%
4389 | VOLTA 11011516 | 102541101 | VOLTA 1101 | 1516 | FALSE | 41402.7558 | 40856.6045 | 123 | 0.17819 | 2.2031 | 27.743 | 0 | 0 | 1 | 0.17751 | 0.82249 | 0 | 0.01626 | 6.579 | 9.2444e-05 | 1832 | 0.08 | 810 | 67.26 | 100% | 4 | 8 | 100% | 0%
6184 | PEORIA 170190090 | 163781701 | PEORIA 1701 | 90090 | FALSE | 48332.111 | 48332.111 | 168 | 0.10418 | 1.7797 | 33.1801 | 0.39385 | 0.025794 | 0.58036 | 0.18254 | 0.39187 | 0.0079365 | 0 | 8.9389 | 9.2359e-05 | 1833 | 0.05 | 1164 | 42.67 | 45.08% | 1 | 8 | 98.45% | 0%
8758 | PUTAH CREEK 11033783 | 63681103 | PUTAH CREEK 1103 | 3783 | TRUE | 16200.7401 | 142.5109 | 96 | 0.17027 | 1.6027 | 20.4073 | 0 | 0.23698 | 0.76302 | 0 | 0.76302 | 0.23698 | 0.010417 | 4.0732 | 9.2314e-05 | 1834 |  | 3259
345 | COTTONWOOD 1101384360 | 102931101 | COTTONWOOD 1101 | 384360 | FALSE | 10034.7798 | 7892.4211 | 70 | 0.24393 | 2.1748 | 36.5759 | 0.24048 | 0.038095 | 0.72143 | 0.50048 | 0.18286 | 0.038095 | 0.021429 | 8.2322 | 9.2299e-05 | 1835 |  | 2667
9700 | SAN RAMON 2103MR279 | 14232103 | SAN RAMON 2103 | MR279 | TRUE | 323.7748 | 4.572 | 5 | 0.53125 | 1.4752 | 30.5268 | 1 | 0 | 0 | 0 | 0 | 0 | 0 | 4.4546 | 9.2277e-05 | 1836 |  | 3402
581 | POINT ARENA 1101474 | 43381101 | POINT ARENA 1101 | 474 | FALSE | 14496.4925 | 14496.4925 | 77 | 0.07765 | 3.1593 | 50.5126 | 0 | 0.61472 | 0.38528 | 0 | 0.38528 | 0.61472 | 0.041126 | 24.8923 | 9.2233e-05 | 1837 | 0.04 | 1213 | 63.61 | 35.39% | 4 | 6 | 100% | 0%
223 | ROB ROY 210410960 | 83692104 | ROB ROY 2104 | 10960 | FALSE | 45089.9597 | 30132.5387 | 320 | 0.29428 | 1.6851 | 31.4694 | 0.058437 | 0.4647 | 0.47217 | 0.016667 | 0.47077 | 0.29609 | 0.0015625 | 10.5697 | 9.2109e-05 | 1838 | 0.04 | 1310 | 13.64 | 49.6% | 26 | 6 | 63.39% | 0%
6003 | CALPELLA 1102477890 | 43411102 | CALPELLA 1102 | 477890 | FALSE | 4846.0499 | 1726.9794 | 35 | 0.56189 | 2.618 | 50.8578 | 0 | 0.28095 | 0.71905 | 0 | 0.71905 | 0.28095 | 0.0095238 | 6.0433 | 9.2097e-05 | 1839 |  | 2995
5909 | CAMP EVERS 210392582 | 83622103 | CAMP EVERS 2103 | 92582 | TRUE | 4514.9648 | 245.7655 | 41 | 0.68792 | 1.9669 | 23.042 | 0.45528 | 0.19106 | 0.35366 | 0.02439 | 0.40244 | 0.11789 | 0.030488 | 11.28 | 9.2095e-05 | 1840 | 0.03 | 1438 | 10 | 0% | 0 | 0 | 8.04% | 100%
1947 | ROB ROY 210410930 | 83692104 | ROB ROY 2104 | 10930 | FALSE | 18316.5864 | 1585.2477 | 149 | 0.3518 | 1.6547 | 32.8168 | 0.047875 | 0.64049 | 0.31163 | 0 | 0.49251 | 0.34787 | 0.0067114 | 7.8182 | 9.2072e-05 | 1841 | 0.01 | 2564 | 10 | 54.81% | 0 | 0 | 12.82% | 0%
10351 | VACAVILLE 1109799940 | 63601109 | VACAVILLE 1109 | 799940 | TRUE | 1340.3375 | 954.7701 | 9 | 0.22249 | 1.5594 | 14.471 | 0 | 0.88889 | 0.11111 | 0 | 0.11111 | 0.88889 | 0 | 4.1376 | 9.2053e-05 | 1842 |  | 3537
7007 | ORO FINO 110238698 | 103031102 | ORO FINO 1102 | 38698 | FALSE | 25178.9612 | 25178.9612 | 103 | 0.12973 | 5.1011 | 33.2576 | 0 | 0 | 0.99757 | 0.99272 | 0.0048544 | 0 | 0 | 21.0518 | 9.2036e-05 | 1843 | 0.07 | 901 | 87.05 | 99.92% | 2 | 6 | 100% | 0%
7606 | NOTRE DAME 11042537 | 102041104 | NOTRE DAME 1104 | 2537 | FALSE | 8030.1143 | 8030.1143 | 37 | 0.02333 | 3.0764 | 22.902 | 0 | 0 | 1 | 0 | 1 | 0 | 0 | 4.6416 | 9.2031e-05 | 1844 | 0.06 | 1030 | 55.68 | 100% | 0 | 0 | 100% | 23%
2275 | BUTTE 11051243 | 103081105 | BUTTE 1105 | 1243 | FALSE | 8319.7013 | 8319.7013 | 50 | 0.0046561 | 3.4024 | 36.0169 | 0 | 0.30333 | 0.69667 | 0 | 0.69667 | 0.30333 | 0 | 9.7693 | 9.2023e-05 | 1845 |  | 2768
8295 | COTATI 110387402 | 42271103 | COTATI 1103 | 87402 | FALSE | 18273.7697 | 18273.7697 | 42 | 0.15569 | 2.4509 | 56.1971 | 0.075397 | 0.46032 | 0.46429 | 0 | 0.70238 | 0.22222 | 0 | 7.9534 | 9.1928e-05 | 1846 | 0.03 | 1484 | 74.88 | 25.02% | 0 | 0 | 100% | 0%
5853 | ROB ROY 210410954 | 83692104 | ROB ROY 2104 | 10954 | FALSE | 11428.7483 | 11428.7483 | 90 | 0.33444 | 1.7059 | 31.5685 | 0.030556 | 0.10938 | 0.86006 | 0 | 0.81062 | 0.085 | 0 | 12.2932 | 9.1892e-05 | 1847 | 0.05 | 1194 | 10 | 88.57% | 7 | 3 | 100% | 0%
9231 | ROB ROY 21045304 | 83692104 | ROB ROY 2104 | 5304 | FALSE | 8039.9737 | 5763.285 | 60 | 0.23421 | 1.6547 | 34.2219 | 0.038889 | 0.53611 | 0.425 | 0 | 0.50278 | 0.45833 | 0.020833 | 8.3163 | 9.186e-05 | 1848 | 0.02 | 1780 | 10 | 39.67% | 0 | 0 | 59.8% | 0%
6632 | SAN RAFAEL 1106588020 | 42011106 | SAN RAFAEL 1106 | 588020 | TRUE | 2885.7528 | 385.2385 | 19 | 0.67696 | 2.5544 | 46.7055 | 0 | 0.63158 | 0.36842 | 0 | 0.36842 | 0.63158 | 0 | 10.9064 | 9.1832e-05 | 1849 |  | 3050
7565 | SILVERADO 2104806 | 43432104 | SILVERADO 2104 | 806 | FALSE | 55052.2104 | 33831.6044 | 229 | 0.37882 | 2.3873 | 53.1971 | 0 | 0.20888 | 0.78894 | 0.0021834 | 0.78785 | 0.20451 | 0.0131 | 11.6819 | 9.1806e-05 | 1850 | 0.05 | 1186 | 80.88 | 82.09% | 0 | 5 | 59.08% | 3%
6133 | SALT SPRINGS 210237300 | 163692102 | SALT SPRINGS 2102 | 37300 | FALSE | 11208.5924 | 11208.5924 | 41 | 0.053405 | 3.7176 | 36.2927 | 0 | 0.20732 | 0.79268 | 0.58333 | 0.073171 | 0 | 0 | 28.1087 | 9.1788e-05 | 1851 | 0.21 | 290 | 87.69 | 82.66% | 1 | 2 | 100% | 100%
10277 | KIRKER 2104442850 | 14452104 | KIRKER 2104 | 442850 | FALSE | 9258.545 | 9258.545 | 30 | 0.13725 | 1.4531 | 20.4256 | 0.21111 | 0.54444 | 0.21111 | 0.14444 | 0.21111 | 0.4 | 0 | 2.0809 | 9.1768e-05 | 1852 | 0.02 | 1990 | 10 | 43.23% | 0 | 4 | 95.36% | 0%
4102 | SPAULDING 1101578852 | 152251101 | SPAULDING 1101 | 578852 | FALSE | 38890.7673 | 33210.6867 | 173 | 0.12804 | 5.1942 | 27.0359 | 0 | 0.24306 | 0.74441 | 0.80992 | 0.16368 | 0.0080925 | 0 | 15.1691 | 9.1712e-05 | 1853 | 0.14 | 505 | 56.81 | 73.09% | 2 | 12 | 82.23% | 9%
5283 | ANDERSON 11011752 | 103261101 | ANDERSON 1101 | 1752 | FALSE | 16018.6134 | 13551.3973 | 96 | 0.2218 | 2.074 | 22.072 | 0.086806 | 0.10243 | 0.81076 | 0.37326 | 0.39062 | 0 | 0 | 3.1634 | 9.1598e-05 | 1854 | 0.02 | 1848 | 22.52 | 29.42% | 0 | 0 | 74.73% | 0%
7337 | WYANDOTTE 110738438 | 102911107 | WYANDOTTE 1107 | 38438 | FALSE | 27128.309 | 27128.309 | 181 | 0.026946 | 4.0241 | 34.7136 | 0 | 0 | 1 | 0.042818 | 0.95718 | 0 | 0.0055249 | 8.107 | 9.156e-05 | 1855 | 0.05 | 1091 | 17.27 | 100% | 1 | 4 | 100% | 13%
2418 | CLEAR LAKE 11011302 | 42141101 | CLEAR LAKE 1101 | 1302 | FALSE | 28390.9957 | 12188.0095 | 189 | 0.30072 | 2.112 | 59.7396 | 0.017196 | 0.42668 | 0.55613 | 0 | 0.63294 | 0.34987 | 0.060847 | 20.9747 | 9.155e-05 | 1856 | 0.02 | 1954 | 19.31 | 67.28% | 0 | 7 | 36.56% | 0%
6998 | PUEBLO 1104640 | 43291104 | PUEBLO 1104 | 640 | FALSE | 5054.3067 | 1636.7685 | 43 | 0.55967 | 1.7398 | 49.5209 | 0.4175 | 0.19406 | 0.38845 | 0.084718 | 0.38845 | 0.10934 | 0 | 6.8607 | 9.1535e-05 | 1857 | 0.02 | 1979 | 10 | 45.71% | 1 | 4 | 32.52% | 0%
5183 | ALTO 1125902 | 42031125 | ALTO 1125 | 902 | FALSE | 19453.8935 | 19453.8935 | 83 | 0.19759 | 2.5986 | 51.3673 | 0 | 0.9759 | 0.024096 | 0.18072 | 0.098394 | 0.72088 | 0.018072 | 15.2733 | 9.1473e-05 | 1858 | 0.22 | 265 | 57.54 | 0.59% | 9 | 8 | 100% | 86%
7332 | LOS GATOS 1101184035 | 82021101 | LOS GATOS 1101 | 184035 | TRUE | 995.7775 | 905.936 | 9 | 0.63673 | 1.4747 | 22.6814 | 0 | 0.88889 | 0.11111 | 0 | 0.11111 | 0.88889 | 0.037037 | 10.6625 | 9.1457e-05 | 1859 |  | 3118
2290 | JESSUP 11021550 | 103441102 | JESSUP 1102 | 1550 | FALSE | 35703.4386 | 31009.474 | 237 | 0.17419 | 2.4583 | 24.7932 | 0.22686 | 0.0084388 | 0.7647 | 0.61118 | 0.16195 | 0 | 0 | 6.7536 | 9.1451e-05 | 1860 | 0.02 | 1974 | 29.92 | 71.58% | 1 | 0 | 80.02% | 0%
629 | LAURELES 11112020 | 182371111 | LAURELES 1111 | 2020 | FALSE | 55275.2572 | 55275.2572 | 281 | 0.087919 | 1.5389 | 29.9641 | 0.064353 | 0.23238 | 0.69437 | 0.13909 | 0.76335 | 0.0065243 | 0.0035587 | 8.4229 | 9.1434e-05 | 1861 | 0.11 | 611 | 48.73 | 70.7% | 2 | 9 | 100% | 10%
837 | DIAMOND SPRINGS 11071402 | 152261107 | DIAMOND SPRINGS 1107 | 1402 | FALSE | 71104.0432 | 71104.0432 | 541 | 0.049704 | 2.5652 | 26.6919 | 0.11186 | 0 | 0.88768 | 0.085351 | 0.80233 | 0 | 0.0064695 | 9.4581 | 9.1419e-05 | 1862 | 0.25 | 203 | 51.27 | 86.92% | 1 | 21 | 100% | 77%
8410 | CAMP EVERS 210611533 | 83622106 | CAMP EVERS 2106 | 11533 | FALSE | 4249.6596 | 4249.6596 | 28 | 0.0036061 | 3.1244 | 25.2688 | 0 | 0 | 1 | 0 | 0.92857 | 0 | 0.10714 | 21.4546 | 9.1401e-05 | 1863 | 0.21 | 303 | 88.38 | 100% | 3 | 0 | 100% | 100%
8364 | PEORIA 1705CB | 163781705 | PEORIA 1705 | CB | FALSE | 11342.4728 | 11342.4728 | 33 | 0.0085131 | 1.826 | 48.44 | 0.65152 | 0 | 0.34848 | 0 | 0.30303 | 0 | 0 | 4.2934 | 9.1397e-05 | 1864 | 0.02 | 2023 | 70.75 | 12.14% | 0 | 3 | 100% | 0%
2918 | JESSUP 110338864 | 103441103 | JESSUP 1103 | 38864 | FALSE | 12167.5887 | 2907.107 | 94 | 0.26986 | 2.304 | 29.0555 | 0 | 0.078901 | 0.9211 | 0.31011 | 0.32358 | 0.073582 | 0.021277 | 14.7728 | 9.1373e-05 | 1865 | 0.01 | 2177 | 10 | 100% | 1 | 3 | 7.85% | 0%
5325 | SAN RAFAEL 1105534 | 42011105 | SAN RAFAEL 1105 | 534 | FALSE | 2541.7011 | 1569.6662 | 22 | 0.52361 | 2.3802 | 46.4645 | 0.012987 | 0.31136 | 0.67565 | 0 | 0.7211 | 0.26591 | 0.022727 | 14.3005 | 9.1303e-05 | 1866 | 0.02 | 2012 | 10 | 81.92% | 3 | 4 | 85.31% | 0%
7407 | TEMPLETON 2113A12 | 183052113 | TEMPLETON 2113 | A12 | FALSE | 64854.5144 | 64854.5144 | 180 | 0.083587 | 1.6528 | 30.0799 | 0.0055556 | 0.48194 | 0.5125 | 0.038889 | 0.50694 | 0.44861 | 0.0055556 | 3.3145 | 9.1245e-05 | 1867 | 0.09 | 724 | 77.69 | 67.36% | 2 | 5 | 100% | 24%
10188 | BOLINAS 11011232 | 42261101 | BOLINAS 1101 | 1232 | FALSE | 3935.7724 | 3637.3088 | 22 | 0.17339 | 2.3567 | 44.8301 | 0.18182 | 0.81818 | 0 | 0 | 0.5 | 0.31818 | 0.045455 | 24.6415 | 9.124e-05 | 1868 | 0.02 | 1759 | 73.17 | 0% | 0 | 1 | 100% | 0%
8080 | SILVERADO 210258626 | 43432102 | SILVERADO 2102 | 58626 | FALSE | 24491.7338 | 24491.7338 | 125 | 0.25792 | 2.5181 | 53.7172 | 0 | 0.042667 | 0.95733 | 0 | 0.976 | 0.024 | 0.012 | 14.2459 | 9.1234e-05 | 1869 | 0.24 | 219 | 83.99 | 97.52% | 2 | 7 | 100% | 89%
10095 | SILVERADO 2104645 | 43432104 | SILVERADO 2104 | 645 | FALSE | 1626.8938 | 1626.8938 | 13 | 0.050427 | 2.4794 | 62.8423 | 0 | 0.51282 | 0.46154 | 0 | 0.46154 | 0.51282 | 0 | 25.7824 | 9.1232e-05 | 1870 | 0.18 | 382 | 86.43 | 53.43% | 4 | 2 | 100% | 100%
10579 | SAN CARLOS 11049048 | 24181104 | SAN CARLOS 1104 | 9048 | TRUE | 24.5909 | 24.5909 | 1 |  |  | 15.7973 | 1 | 0 | 0 | 0 | 0 | 0 | 0 |  | 9.1221e-05 | 1871 | 0.01 | 2445 | 10 | 0% | 0 | 0 | 100% | 0%
942 | WEST POINT 110293116 | 163201102 | WEST POINT 1102 | 93116 | FALSE | 68103.7314 | 68103.7314 | 453 | 0.059371 | 2.8558 | 28.4477 | 0 | 0 | 1 | 0.98749 | 0.012509 | 0 | 0.011773 | 22.1936 | 9.1189e-05 | 1872 | 0.17 | 419 | 66.8 | 100% | 9 | 9 | 100% | 51%
1441 | MIWUK 170111800 | 163661701 | MIWUK 1701 | 11800 | FALSE | 15325.4468 | 15325.4468 | 116 | 0.13336 | 2.7562 | 43.2 | 0 | 0.34407 | 0.65096 | 0.75503 | 0.045977 | 0.14641 | 0.056322 | 26.407 | 9.1188e-05 | 1873 | 0.21 | 298 | 50.07 | 65.97% | 8 | 9 | 100% | 100%
4781 | SONOMA 1105539450 | 42721105 | SONOMA 1105 | 539450 | FALSE | 3896.0108 | 2403.5482 | 28 | 0.35308 | 2.2796 | 56.2683 | 0 | 0.65476 | 0.34524 | 0 | 0.34524 | 0.65476 | 0.035714 | 10.4759 | 9.1165e-05 | 1874 |  | 2917
9099 | BELL 1110946229 | 152701110 | BELL 1110 | 946229 | TRUE | 3345.1938 | 352.3912 | 27 | 0.022644 | 2.6316 | 28.216 | 0 | 0.25679 | 0.74321 | 0 | 0.74321 | 0.25679 | 0.0074074 | 6.7545 | 9.1153e-05 | 1875 |  | 3308
1481 | SOBRANTE 1101CB | 14671101 | SOBRANTE 1101 | CB | FALSE | 24857.1517 | 22896.4557 | 209 | 0.40498 | 1.8407 | 26.1213 | 0.3701 | 0.40303 | 0.22257 | 0.020734 | 0.39753 | 0.20734 | 0.012759 | 12.2405 | 9.1121e-05 | 1876 | 0.03 | 1653 | 10.81 | 22.39% | 1 | 13 | 87.75% | 0%
2032 | LUCERNE 11031663 | 43351103 | LUCERNE 1103 | 1663 | FALSE | 1947.6462 | 1947.6462 | 17 | 0.59439 | 2.362 | 55.4758 | 0 | 0.4951 | 0.5049 | 0 | 0.5049 | 0.4951 | 0.058824 | 6.477 | 9.1109e-05 | 1877 | 0.02 | 2039 | 10 | 52.73% | 0 | 6 | 100% | 0%
5432 | ALLEGHANY 1101804 | 152101101 | ALLEGHANY 1101 | 804 | FALSE | 35223.4878 | 35223.4878 | 163 | 0.11643 | 4.7245 | 18.8793 | 0.006135 | 0.015337 | 0.97853 | 0.9816 | 0.01227 | 0 | 0 | 20.3552 | 9.1106e-05 | 1878 | 0.15 | 448 | 93.36 | 99.35% | 2 | 14 | 100% | 31%
8048 | DEL MONTE 21042762 | 182222104 | DEL MONTE 2104 | 2762 | FALSE | 17774.3074 | 15060.1277 | 138 | 0.2865 | 1.2743 | 20.5553 | 0.37162 | 0.42079 | 0.20397 | 0 | 0.54541 | 0.082971 | 0.045117 | 8.3427 | 9.1063e-05 | 1879 | 0.04 | 1219 | 27.76 | 17.65% | 2 | 4 | 85.79% | 0%
8821 | SANTA YNEZ 1104CB | 182721104 | SANTA YNEZ 1104 | CB | TRUE | 12832.3568 | 56.5182 | 105 | 0.31022 | 0.87969 | 31.0392 | 0.31921 | 0.24683 | 0.43397 | 0.030476 | 0.47048 | 0.16556 | 0.0031746 | 5.8045 | 9.1038e-05 | 1880 | 0.01 | 2607 | 10 | 74.93% | 2 | 0 | 9.44% | 0%
4078 | PENNGROVE 1101170 | 43471101 | PENNGROVE 1101 | 170 | FALSE | 33470.2158 | 28905.2433 | 223 | 0.14555 | 2.9183 | 51.6814 | 0.017937 | 0.17937 | 0.80269 | 0.012332 | 0.78064 | 0.17937 | 0.0014948 | 9.1975 | 9.0997e-05 | 1881 | 0.07 | 855 | 61.42 | 85.26% | 5 | 17 | 81.28% | 0%
10301 | SCE VEGAS 1701CB | 188881701 | SCE VEGAS 1701 | CB | TRUE | 168.4127 | 168.4127 | 1 | 0.016061 | 1.1586 | 8.7945 | 0 | 0 | 1 | 0 | 1 | 0 | 0 | 7.0164 | 9.0971e-05 | 1882 | 0.13 | 516 | 10 | 100% | 0 | 0 | 100% | 100%
7776 | NORTH DUBLIN 21039473 | 14052103 | NORTH DUBLIN 2103 | 9473 | FALSE | 4735.3386 | 3890.479 | 27 | 0.12744 | 1.6688 | 16.8732 | 0 | 0.65679 | 0.34321 | 0 | 0.84568 | 0.15432 | 0.2037 | 5.8605 | 9.0946e-05 | 1883 | 0.02 | 2006 | 55.46 | 10.6% | 0 | 1 | 86.9% | 2%
10335 | PETALUMA C 1109664732 | 42631109 | PETALUMA C 1109 | 664732 | FALSE | 1437.8147 | 1437.8147 | 6 | 0.10411 | 2.3795 | 54.1904 | 0 | 0.44444 | 0.5 | 0.11111 | 0.38889 | 0.44444 | 0 | 4.2087 | 9.0941e-05 | 1884 | 0.04 | 1364 | 76.19 | 84.67% | 0 | 0 | 100% | 0%
5260 | VOLTA 11011568 | 102541101 | VOLTA 1101 | 1568 | FALSE | 37176.4968 | 37176.4968 | 136 | 0.039789 | 2.3932 | 26.7995 | 0.20221 | 0.16176 | 0.62868 | 0.48162 | 0.24632 | 0.033088 | 0.022059 | 7.437 | 9.0935e-05 | 1885 | 0.07 | 881 | 45.53 | 55% | 0 | 5 | 100% | 29%
1792 | MORAGA 1102CB | 13801102 | MORAGA 1102 | CB | FALSE | 14982.4076 | 8539.83 | 130 | 0.38121 | 1.9799 | 31.7038 | 0.18601 | 0.57914 | 0.23485 | 0 | 0.42645 | 0.24808 | 0 | 11.9226 | 9.0885e-05 | 1886 | 0.02 | 1988 | 12.76 | 17.22% | 0 | 6 | 36.14% | 35%
4844 | SANTA ROSA A 1104173590 | 42151104 | SANTA ROSA A 1104 | 173590 | FALSE | 6901.197 | 6901.197 | 46 | 0.087238 | 2.6685 | 49.1224 | 0 | 0 | 1 | 0.021739 | 0.97826 | 0 | 0 | 13.745 | 9.087e-05 | 1887 |  | 2921
5434 | MADISON 1105495270 | 63171105 | MADISON 1105 | 495270 | TRUE | 13307.7021 | 863.3194 | 50 | 0.14039 | 1.4766 | 17.4425 | 0 | 0.19 | 0.81 | 0 | 0.81 | 0.19 | 0 | 2.2889 | 9.0841e-05 | 1888 |  | 2953
5615 | ELECTRA 110161816 | 162161101 | ELECTRA 1101 | 61816 | FALSE | 37826.9874 | 37826.9874 | 228 | 0.027803 | 2.886 | 33.4952 | 0.002193 | 0.056579 | 0.94123 | 0.015351 | 0.95585 | 0.012719 | 0.011696 | 12.973 | 9.0781e-05 | 1889 | 0.04 | 1245 | 16.19 | 89% | 5 | 6 | 100% | 0%
8867 | FORESTHILL 110137238 | 152181101 | FORESTHILL 1101 | 37238 | FALSE | 18384.2813 | 18384.2813 | 79 | 0.042443 | 4.0784 | 26.6342 | 0 | 0 | 1 | 1 | 0 | 0 | 0.0063291 | 19.3686 | 9.076e-05 | 1890 | 0.26 | 186 | 97.49 | 100% | 2 | 5 | 100% | 100%
8178 | DOLAN ROAD 1101156268 | 182381101 | DOLAN ROAD 1101 | 156268 | TRUE | 3622.1133 | 52.7453 | 31 | 0.21968 | 1.431 | 26.0782 | 0.26498 | 0 | 0.73502 | 0 | 0.48548 | 0 | 0 | 14.1246 | 9.074e-05 | 1891 |  | 3199
8122 | HATTON 1101CB | 182291101 | HATTON 1101 | CB | FALSE | 2551.5911 | 2551.5911 | 22 | 0.25011 | 1.3259 | 31.6091 | 0.56818 | 0.33333 | 0.098485 | 0 | 0.2197 | 0.21212 | 0 | 13.9803 | 9.066e-05 | 1892 | 0.02 | 2018 | 10 | 10.22% | 4 | 0 | 100% | 0%
4257 | REDBUD 1102CB | 43191102 | REDBUD 1102 | CB | FALSE | 32077.0701 | 28146.4256 | 170 | 0.24729 | 2.2306 | 46.8121 | 0.19941 | 0.10647 | 0.69412 | 0.052941 | 0.64118 | 0.10647 | 0.0014706 | 10.3598 | 9.0631e-05 | 1893 | 0.05 | 1043 | 65.3 | 72.86% | 2 | 2 | 77.01% | 10%
1746 | TEMPLETON 2111CB | 183052111 | TEMPLETON 2111 | CB | FALSE | 17908.5118 | 3627.2584 | 118 | 0.19065 | 1.0664 | 31.7721 | 0.42694 | 0.20601 | 0.36705 | 0.011299 | 0.35119 | 0.20601 | 0 | 3.6983 | 9.0618e-05 | 1894 | 0.01 | 2347 | 10 | 27.26% | 0 | 0 | 16.54% | 0%
11081 | OAKHURST 110310723 | 254421103 | OAKHURST 1103 | 10723 | TRUE | 6.3415 | 6.3415 | 1 |  |  | 3.9178 | 0 | 1 | 0 | 1 | 0 | 0 | 0 |  | 9.0549e-05 | 1895 | 0.21 | 296 | 95 | 100% | 0 | 0 | 100% | 100%
6388 | HALF MOON BAY 11036012 | 24101103 | HALF MOON BAY 1103 | 6012 | FALSE | 15479.7977 | 10729.2764 | 79 | 0.18767 | 1.9113 | 18.7983 | 0.037975 | 0.31435 | 0.64768 | 0.050633 | 0.59283 | 0.18987 | 0.0063291 | 11.3092 | 9.0533e-05 | 1896 | 0.04 | 1274 | 54.56 | 76.22% | 11 | 4 | 61.12% | 0%
6886 | ALTO 1124526955 | 42031124 | ALTO 1124 | 526955 | TRUE | 753.5469 | 713.9611 | 6 | 0.64695 | 2.5259 | 44.9782 | 0 | 1 | 0 | 0 | 0 | 1 | 0 | 16.7954 | 9.0519e-05 | 1897 |  | 3070
5975 | HARTLEY 11011306 | 43211101 | HARTLEY 1101 | 1306 | FALSE | 19638.9419 | 15260.277 | 117 | 0.1768 | 2.3384 | 56.7495 | 0.16702 | 0.24074 | 0.59224 | 0.068376 | 0.53241 | 0.21083 | 0.012821 | 8.0288 | 9.0495e-05 | 1898 | 0.03 | 1458 | 32.04 | 81.66% | 1 | 4 | 70.23% | 0%
9167 | WILDWOOD 1101CB | 103611101 | WILDWOOD 1101 | CB | TRUE | 200.8618 | 200.8618 | 2 | 0.021806 | 2.5977 | 11.7784 | 0 | 0 | 1 | 1 | 0 | 0 | 0 | 15.5071 | 9.0416e-05 | 1899 | 0.05 | 1116 | 81.19 | 100% | 0 | 0 | 100% | 0%
832 | ROSSMOOR 110168920 | 14161101 | ROSSMOOR 1101 | 68920 | FALSE | 11754.4382 | 10341.5361 | 91 | 0.33934 | 1.7944 | 30.3501 | 0.20181 | 0.47446 | 0.32153 | 0 | 0.37611 | 0.41988 | 0.0091575 | 12.9001 | 9.0413e-05 | 1900 | 0.05 | 1191 | 29.58 | 31.67% | 8 | 11 | 82.31% | 25%
5945 | SANTA ROSA A 1111758024 | 42151111 | SANTA ROSA A 1111 | 758024 | FALSE | 10378.3257 | 7589.8929 | 72 | 0.14325 | 2.7673 | 53.8695 | 0 | 0.36991 | 0.63009 | 0 | 0.63009 | 0.36991 | 0.013889 | 8.5306 | 9.0405e-05 | 1901 |  | 2992
5209 | OLETA 11022642 | 163541102 | OLETA 1102 | 2642 | FALSE | 7497.8568 | 7497.8568 | 27 | 0.026396 | 2.3274 | 37.5656 | 0 | 0.44444 | 0.55556 | 0 | 0.59259 | 0.40741 | 0 | 5.2854 | 9.0401e-05 | 1902 | 0.02 | 1871 | 10 | 54.08% | 0 | 0 | 100% | 1%
5164 | MORAGA 1104N532R | 13801104 | MORAGA 1104 | N532R | FALSE | 7429.2796 | 5942.762 | 65 | 0.3771 | 1.9615 | 35.3941 | 0.31111 | 0.15128 | 0.53761 | 0 | 0.53761 | 0.14103 | 0 | 12.5072 | 9.0315e-05 | 1903 | 0.02 | 1945 | 10 | 51.34% | 1 | 5 | 97.29% | 0%
7695 | JAMESON 110265516 | 63801102 | JAMESON 1102 | 65516 | FALSE | 18264.4613 | 12394.5836 | 137 | 0.27989 | 1.9498 | 18.6345 | 0.05292 | 0.31679 | 0.62847 | 0.0072993 | 0.62117 | 0.25827 | 0.0072993 | 8.5405 | 9.0277e-05 | 1904 | 0.02 | 2014 | 31.22 | 60.83% | 1 | 6 | 69.63% | 0%
9250 | MIWUK 17021808 | 163661702 | MIWUK 1702 | 1808 | FALSE | 2949.8139 | 2949.8139 | 27 | 0.087626 | 2.7344 | 43.29 | 0 | 0.82099 | 0.17901 | 0.8321 | 0.074074 | 0.093827 | 0 | 39.9281 | 9.0273e-05 | 1905 | 0.11 | 595 | 72.8 | 17.3% | 1 | 2 | 100% | 100%
1921 | WYANDOTTE 110641650 | 102911106 | WYANDOTTE 1106 | 41650 | FALSE | 26091.6846 | 1862.3816 | 152 | 0.11974 | 1.7741 | 29.8239 | 0 | 0.29408 | 0.70592 | 0.023026 | 0.6977 | 0.27928 | 0.063596 | 1.7779 | 9.0143e-05 | 1906 | 0.02 | 2134 | 59.4 | 100% | 0 | 0 | 12.07% | 0%
5850 | GEYSERVILLE 1101711966 | 42891101 | GEYSERVILLE 1101 | 711966 | FALSE | 19227.2924 | 6326.045 | 122 | 0.56745 | 2.7786 | 57.4259 | 0.14208 | 0.38798 | 0.46995 | 0.10738 | 0.46311 | 0.2724 | 0.10068 | 11.0827 | 9.0078e-05 | 1907 |  | 2982
9932 | ALTO 1125291744 | 42031125 | ALTO 1125 | 291744 | TRUE | 231.1314 | 195.7909 | 3 | 0.68049 | 2.4673 | 34.4417 | 0 | 1 | 0 | 0 | 0 | 1 | 0 | 13.7944 | 9.0072e-05 | 1908 |  | 3455
9574 | MONROE 2103848530 | 43302103 | MONROE 2103 | 848530 | TRUE | 2567.2359 | 715.3706 | 17 | 0.13788 | 2.5213 | 54.2419 | 0 | 0.35294 | 0.64706 | 0 | 0.64706 | 0.35294 | 0 | 14.0302 | 9.0059e-05 | 1909 |  | 3381
5435 | SUNOL 1101MR299 | 14241101 | SUNOL 1101 | MR299 | FALSE | 7955.2462 | 7955.2462 | 58 | 0.18154 | 1.5775 | 36.7716 | 0 | 0.6842 | 0.31149 | 0 | 0.94684 | 0.048851 | 0 | 10.1059 | 9.0049e-05 | 1910 | 0.16 | 440 | 63.79 | 27.4% | 3 | 3 | 100% | 100%
6124 | ANDERSON 1101CB | 103261101 | ANDERSON 1101 | CB | FALSE | 10780.8577 | 1904.2009 | 85 | 0.82291 | 2.2309 | 17.2296 | 0.13863 | 0.28543 | 0.56908 | 0.16006 | 0.51779 | 0.044118 | 0 | 6.9621 | 9.0041e-05 | 1911 | 0.02 | 1760 | 42.67 | 99.35% | 0 | 2 | 19.42% | 0%
2703 | COTATI 110536536 | 42271105 | COTATI 1105 | 36536 | FALSE | 31849.3061 | 27701.0415 | 206 | 0.18239 | 2.5442 | 57.1989 | 0.11258 | 0.40837 | 0.47905 | 0.1875 | 0.47419 | 0.21359 | 0.024272 | 9.7027 | 9.0039e-05 | 1912 | 0.04 | 1391 | 66.99 | 49.66% | 3 | 4 | 71.19% | 0%
10278 | PUEBLO 2102943820 | 43292102 | PUEBLO 2102 | 943820 | FALSE | 3953.9711 | 3039.5845 | 13 | 0.27041 | 2.3623 | 19.7525 | 0 | 0.26923 | 0.71154 | 0 | 0.90385 | 0.076923 | 0 | 9.339 | 9.0029e-05 | 1913 |  | 3527
807 | RESEARCH 210263274 | 14692102 | RESEARCH 2102 | 63274 | TRUE | 13077.1161 | 74.3652 | 119 | 0.55836 | 1.7402 | 26.4872 | 0.17711 | 0.65819 | 0.16471 | 0.0016807 | 0.21278 | 0.60003 | 0.0042017 | 11.9811 | 8.9998e-05 | 1914 | 0.04 | 1365 | 29.72 | 25.19% | 0 | 1 | 5.11% | 100%
2497 | ROB ROY 210410714 | 83692104 | ROB ROY 2104 | 10714 | FALSE | 31415.1888 | 22795.5157 | 212 | 0.19964 | 1.696 | 30.6852 | 0.20943 | 0.26348 | 0.50763 | 0.015723 | 0.507 | 0.19876 | 0.0076651 | 10.8833 | 8.9964e-05 | 1915 | 0.07 | 863 | 20.28 | 49.42% | 12 | 6 | 79.24% | 0%
6918 | DUNBAR 1103872066 | 43071103 | DUNBAR 1103 | 872066 | TRUE | 1285.5374 | 856.8881 | 13 | 0.30681 | 2.4219 | 56.6733 | 0 | 0.41538 | 0.58462 | 0 | 0.58462 | 0.41538 | 0 | 9.6277 | 8.9931e-05 | 1916 |  | 3074
3027 | PHILO 11021308 | 42601102 | PHILO 1102 | 1308 | FALSE | 51491.5441 | 51491.5441 | 245 | 0.060791 | 2.9716 | 52.3371 | 0 | 0 | 1 | 0 | 1 | 0 | 0 | 24.3244 | 8.9849e-05 | 1917 | 0.06 | 1002 | 64.26 | 100% | 9 | 11 | 100% | 0%
2893 | UKIAH 1114544 | 42771114 | UKIAH 1114 | 544 | TRUE | 16214.8056 | 786.2676 | 98 | 0.69289 | 2.4717 | 58.4174 | 0.21514 | 0.17721 | 0.60765 | 0.040816 | 0.60765 | 0.13639 | 0.066327 | 9.7316 | 8.9779e-05 | 1918 |  | 2803
8948 | CLARKSVILLE 2109102734 | 153612109 | CLARKSVILLE 2109 | 102734 | TRUE | 954.1374 | 954.1374 | 7 | 0.036878 | 2.0651 | 16.6148 | 0 | 0 | 1 | 0 | 1 | 0 | 0 | 3.2448 | 8.9773e-05 | 1919 |  | 3280
5849 | HOPLAND 11011100 | 42251101 | HOPLAND 1101 | 1100 | FALSE | 10937.7288 | 5979.935 | 68 | 0.37436 | 2.5639 | 54.0878 | 0 | 0 | 1 | 0 | 1 | 0 | 0 | 9.2583 | 8.9766e-05 | 1920 | 0.02 | 1827 | 13.39 | 100% | 0 | 1 | 39.2% | 0%
10386 | CALISTOGA 1101537148 | 42711101 | CALISTOGA 1101 | 537148 | TRUE | 2468.9992 | 923.0762 | 14 | 0.56926 | 2.6597 | 60.2986 | 0 | 0.40476 | 0.59524 | 0 | 0.59524 | 0.40476 | 0 | 14.6242 | 8.9697e-05 | 1921 |  | 3541
1545 | MARTELL 110191216 | 163011101 | MARTELL 1101 | 91216 | FALSE | 65291.6361 | 65291.6361 | 380 | 0.050097 | 2.6875 | 33.2577 | 0 | 0 | 1 | 0.30044 | 0.69956 | 0 | 0.0078947 | 13.864 | 8.9695e-05 | 1922 | 0.11 | 608 | 10.88 | 100% | 3 | 13 | 100% | 0%
7251 | PASO ROBLES 1103N58 | 182611103 | PASO ROBLES 1103 | N58 | FALSE | 11929.7838 | 7319.6094 | 91 | 0.19075 | 0.94785 | 29.1019 | 0.42289 | 0.15641 | 0.40971 | 0.007326 | 0.42802 | 0.12344 | 0 | 3.1193 | 8.9683e-05 | 1923 | 0.03 | 1473 | 48.62 | 39.94% | 0 | 1 | 60.11% | 0%
991 | PEORIA 170413494 | 163781704 | PEORIA 1704 | 13494 | FALSE | 12093.2449 | 4454.735 | 93 | 0.19705 | 1.5071 | 34.7868 | 0.17455 | 0 | 0.82545 | 0.0035842 | 0.82186 | 0 | 0 | 2.8586 | 8.9665e-05 | 1924 | 0.02 | 2077 | 18.85 | 98.09% | 0 | 1 | 43.79% | 0%
2524 | PHILO 1102920 | 42601102 | PHILO 1102 | 920 | FALSE | 42024.2659 | 28596.0082 | 258 | 0.28731 | 2.778 | 50.1648 | 0 | 0.16311 | 0.83689 | 0.0064599 | 0.83043 | 0.16311 | 0 | 20.9785 | 8.9648e-05 | 1925 | 0.08 | 794 | 57.02 | 91.25% | 3 | 12 | 67.45% | 0%
4112 | JESSUP 110141356 | 103441101 | JESSUP 1101 | 41356 | FALSE | 52238.1569 | 52238.1569 | 318 | 0.14509 | 2.5663 | 21.245 | 0 | 0 | 1 | 0.39869 | 0.60131 | 0 | 0 | 4.2957 | 8.9642e-05 | 1926 | 0.04 | 1372 | 40.12 | 100% | 1 | 5 | 100% | 0%
763 | LOS GATOS 1108LB86 | 82021108 | LOS GATOS 1108 | LB86 | FALSE | 8620.4875 | 7270.7679 | 69 | 0.55355 | 1.668 | 27.5246 | 0.044626 | 0.62104 | 0.33433 | 0.057971 | 0.35388 | 0.41388 | 0 | 11.7754 | 8.9584e-05 | 1927 | 0.03 | 1708 | 10 | 37.07% | 3 | 5 | 80.57% | 13%
2277 | ORO FINO 11022560 | 103031102 | ORO FINO 1102 | 2560 | FALSE | 26913.6157 | 26913.6157 | 179 | 0.041167 | 4.4203 | 30.4286 | 0 | 0 | 1 | 0.79143 | 0.20857 | 0 | 0 | 19.7567 | 8.9581e-05 | 1928 | 0.27 | 168 | 97.52 | 100% | 5 | 6 | 100% | 82%
5732 | SWIFT 2107XR526 | 83392107 | SWIFT 2107 | XR526 | FALSE | 8725.9018 | 3365.6589 | 64 | 0.27665 | 1.2215 | 26.9742 | 0.16406 | 0.51042 | 0.32552 | 0.03125 | 0.32552 | 0.47917 | 0.0052083 | 3.1336 | 8.9522e-05 | 1929 | 0.02 | 1996 | 10 | 42.91% | 0 | 1 | 49.21% | 0%
1822 | BELL 110750172 | 152701107 | BELL 1107 | 50172 | FALSE | 30233.9103 | 28142.3136 | 210 | 0.053472 | 2.5304 | 35.0238 | 0 | 0.33976 | 0.65865 | 0.028571 | 0.66889 | 0.30095 | 0.0080952 | 4.6977 | 8.9513e-05 | 1930 | 0.05 | 1166 | 13.1 | 68.99% | 0 | 6 | 94.29% | 0%
3800 | DESCHUTES 11049726 | 103351104 | DESCHUTES 1104 | 9726 | FALSE | 27359.7494 | 25257.4681 | 197 | 0.12909 | 2.6312 | 24.9525 | 0.13198 | 0 | 0.86802 | 0.3291 | 0.53384 | 0 | 0 | 3.7781 | 8.9511e-05 | 1931 | 0.04 | 1375 | 23.79 | 88.61% | 1 | 3 | 89% | 0%
6086 | SONOMA 1102113082 | 42721102 | SONOMA 1102 | 113082 | FALSE | 11746.8209 | 9857.3648 | 75 | 0.16237 | 2.3501 | 52.4349 | 0 | 0.26333 | 0.73667 | 0 | 0.73667 | 0.26333 | 0 | 9.1452 | 8.9487e-05 | 1932 |  | 3001
8121 | CAYETANO 2109MR186 | 14422109 | CAYETANO 2109 | MR186 | TRUE | 4135.7533 | 818.8837 | 27 | 0.12811 | 1.1111 | 21.1004 | 0 | 0.92593 | 0.074074 | 0 | 0.074074 | 0.92593 | 0 | 1.5962 | 8.9465e-05 | 1933 | 0.01 | 2160 | 10 | 0% | 0 | 0 | 4.27% | 0%
9696 | LAS GALLINAS A 1104507389 | 42991104 | LAS GALLINAS A 1104 | 507389 | TRUE | 305.6652 | 212.3341 | 4 | 0.43617 | 2.5231 | 40.5 | 0 | 0 | 1 | 0 | 1 | 0 | 0.25 | 10.2989 | 8.9376e-05 | 1934 |  | 3399
10570 | EL CERRITO G 1105BR164 | 12501105 | EL CERRITO G 1105 | BR164 | TRUE | 91.5845 | 91.5845 | 2 |  |  | 16.8531 | 0 | 1 | 0 | 0 | 0 | 0 | 0 |  | 8.9373e-05 | 1935 | 0.01 | 2459 | 10 | 0% | 0 | 0 | 100% | 0%
1254 | CURTIS 17039240 | 163351703 | CURTIS 1703 | 9240 | FALSE | 17656.496 | 17656.496 | 151 | 0.19051 | 2.2449 | 34.2579 | 0.10254 | 0.0074503 | 0.89001 | 0.83455 | 0.062914 | 0 | 0.00883 | 22.4473 | 8.9367e-05 | 1936 | 0.06 | 990 | 23.23 | 88.01% | 0 | 12 | 100% | 3%
987 | OAKHURST 110310140 | 254421103 | OAKHURST 1103 | 10140 | FALSE | 26724.0842 | 26724.0842 | 188 | 0.13437 | 2.3672 | 40.0972 | 0.0026596 | 0 | 0.99734 | 0.79961 | 0.04344 | 0 | 0 | 14.18 | 8.934e-05 | 1937 | 0.53 | 19 | 26.9 | 99.84% | 3 | 44 | 100% | 99%
3881 | CORRAL 110275622 | 162991102 | CORRAL 1102 | 75622 | FALSE | 9209.8908 | 1956.9061 | 78 | 0.43014 | 1.5162 | 30.5848 | 0.059982 | 0 | 0.93574 | 0 | 0.93574 | 0 | 0 | 3.3118 | 8.9335e-05 | 1938 | 0.01 | 2569 | 14.25 | 100% | 0 | 0 | 7.91% | 0%
4067 | LAS AROMAS 0401LA401R | 13600401 | LAS AROMAS 0401 | LA401R | FALSE | 6369.4185 | 4956.3951 | 55 | 0.41944 | 1.8267 | 40.1842 | 0.12091 | 0.86091 | 0.018182 | 0.022727 | 0.65333 | 0.13394 | 0.027879 | 21.44 | 8.9288e-05 | 1939 | 0.02 | 2125 | 10 | 0.31% | 3 | 6 | 93.3% | 0%
274 | GEYSERVILLE 1102350 | 42891102 | GEYSERVILLE 1102 | 350 | FALSE | 31334.246 | 8365.2365 | 194 | 0.60327 | 2.8104 | 58.2025 | 0.01134 | 0.50378 | 0.48488 | 0.015464 | 0.47457 | 0.49863 | 0.041237 | 11.59 | 8.9262e-05 | 1940 | 0.04 | 1260 | 50.26 | 84.68% | 0 | 1 | 20.33% | 44%
4772 | COARSEGOLD 2102CB | 254432102 | COARSEGOLD 2102 | CB | FALSE | 22596.9807 | 22596.9807 | 79 | 0.020426 | 2.0235 | 23.6537 | 0.029536 | 0.32869 | 0.64177 | 0.11224 | 0.51688 | 0 | 0.020042 | 7.1987 | 8.9146e-05 | 1941 | 0.03 | 1607 | 38.51 | 44.35% | 2 | 1 | 100% | 5%
5781 | SAN JOAQUIN #3 11035100 | 252531103 | SAN JOAQUIN #3 1103 | 5100 | FALSE | 34326.3844 | 34326.3844 | 204 | 0.13227 | 2.0306 | 32.3995 | 0 | 0.12353 | 0.87647 | 0.71054 | 0.25147 | 0 | 0.019608 | 9.4735 | 8.9144e-05 | 1942 | 0.25 | 202 | 20.28 | 88.04% | 8 | 29 | 100% | 83%
6894 | DESCHUTES 11011654 | 103351101 | DESCHUTES 1101 | 1654 | FALSE | 28221.2564 | 28221.2564 | 168 | 0.14226 | 2.3617 | 24.4103 | 0 | 0 | 1 | 0.98214 | 0.017857 | 0 | 0.0059524 | 9.63 | 8.908e-05 | 1943 | 0.06 | 993 | 41.21 | 100% | 1 | 5 | 100% | 7%
1849 | FORT BRAGG A 11044690 | 42761104 | FORT BRAGG A 1104 | 4690 | FALSE | 23028.3671 | 18710.8643 | 161 | 0.17804 | 3.0767 | 53.8739 | 0.014907 | 0.77371 | 0.21139 | 0.025259 | 0.21139 | 0.74845 | 0.013975 | 26.8068 | 8.9068e-05 | 1944 | 0.05 | 1147 | 49.02 | 37.04% | 15 | 12 | 85.93% | 0%
8987 | ROSSMOOR 110181770 | 14161101 | ROSSMOOR 1101 | 81770 | TRUE | 2254.8682 | 110.4225 | 21 | 0.6339 | 1.8075 | 27.7141 | 0.22619 | 0.73413 | 0.015873 | 0 | 0.015873 | 0.73413 | 0 | 12.2925 | 8.9058e-05 | 1945 |  | 3289
5920 | CASTRO VALLEY 1110MR243 | 14091110 | CASTRO VALLEY 1110 | MR243 | FALSE | 8929.805 | 8929.805 | 72 | 0.42331 | 1.729 | 36.2313 | 0.33747 | 0.52083 | 0.1331 | 0 | 0.60069 | 0.018519 | 0 | 10.9453 | 8.9046e-05 | 1946 |  | 2988
1087 | GRASS VALLEY 11032180 | 152031103 | GRASS VALLEY 1103 | 2180 | FALSE | 71112.0664 | 71112.0664 | 444 | 0.043655 | 3.2056 | 30.5879 | 0.011261 | 0.003003 | 0.98461 | 0.16517 | 0.81944 | 0.003003 | 0.0013138 | 10.7609 | 8.9044e-05 | 1947 | 0.12 | 561 | 22.37 | 98.77% | 3 | 16 | 100% | 0%
5056 | BANGOR 110182350 | 103191101 | BANGOR 1101 | 82350 | FALSE | 33588.8136 | 31579.2765 | 230 | 0.055955 | 2.202 | 23.7693 | 0.020507 | 0.07942 | 0.90007 | 0 | 0.90007 | 0.07942 | 0 | 7.8987 | 8.9019e-05 | 1948 | 0.09 | 719 | 13.64 | 91.07% | 2 | 31 | 93.75% | 0%
7216 | BIG RIVER 110169032 | 43081101 | BIG RIVER 1101 | 69032 | FALSE | 13655.5842 | 13655.5842 | 101 | 0.10513 | 3.0751 | 55.4448 | 0 | 0.79175 | 0.20825 | 0.011881 | 0.20825 | 0.77492 | 0.057756 | 25.527 | 8.8998e-05 | 1949 | 0.03 | 1495 | 31.98 | 17.96% | 7 | 9 | 100% | 0%
2355 | OLETA 11021204 | 163541102 | OLETA 1102 | 1204 | FALSE | 47393.9854 | 41374.6655 | 233 | 0.059346 | 2.6987 | 30.4098 | 0.0064378 | 0.12318 | 0.87039 | 0.0085837 | 0.85751 | 0.12318 | 0 | 9.7373 | 8.8982e-05 | 1950 | 0.04 | 1264 | 19.13 | 95.37% | 0 | 4 | 83.58% | 2%
6494 | WISE 1102697216 | 152271102 | WISE 1102 | 697216 | FALSE | 21374.2842 | 21374.2842 | 145 | 0.075001 | 2.3229 | 34.0139 | 0 | 0.30644 | 0.69011 | 0.013793 | 0.66943 | 0.30644 | 0.013793 | 10.7327 | 8.8971e-05 | 1951 | 0.03 | 1589 | 10.26 | 71.09% | 2 | 0 | 100% | 0%
4098 | WYANDOTTE 11071510 | 102911107 | WYANDOTTE 1107 | 1510 | FALSE | 41028.1557 | 41028.1557 | 243 | 0.023783 | 3.5866 | 33.9139 | 0 | 0 | 1 | 0.020576 | 0.97942 | 0 | 0.01749 | 6.716 | 8.893e-05 | 1952 | 0.06 | 963 | 11.12 | 100% | 1 | 4 | 100% | 0%
6600 | VIEJO 2202CB | 182852202 | VIEJO 2202 | CB | FALSE | 3450.2108 | 3450.2108 | 23 | 0.22595 | 1.2177 | 29.0885 | 0.63913 | 0.073913 | 0.28696 | 0 | 0.36087 | 0 | 0 | 16.8403 | 8.8928e-05 | 1953 | 0.02 | 2017 | 10 | 21.89% | 2 | 2 | 100% | 0%
10040 | PANORAMA 11021632 | 103461102 | PANORAMA 1102 | 1632 | FALSE | 13751.6318 | 13751.6318 | 19 | 0.011355 | 2.0723 | 26.9286 | 0 | 0.47368 | 0.52632 | 0 | 0.52632 | 0 | 0 | 2.5955 | 8.8891e-05 | 1954 | 0.04 | 1341 | 81.32 | 43.52% | 0 | 3 | 100% | 0%
4679 | ROB ROY 210412596 | 83692104 | ROB ROY 2104 | 12596 | FALSE | 17025.8657 | 12925.0786 | 140 | 0.34336 | 1.6986 | 31.3949 | 0.0035714 | 0.43643 | 0.56 | 0 | 0.70548 | 0.27429 | 0.0047619 | 8.2798 | 8.8891e-05 | 1955 | 0.02 | 1970 | 10 | 59% | 3 | 3 | 72.22% | 1%
10344 | CLARKSVILLE 210319572 | 153612103 | CLARKSVILLE 2103 | 19572 | TRUE | 4463.6596 | 595.3794 | 12 | 0.044907 | 1.9449 | 13.9478 | 0 | 0 | 1 | 0 | 1 | 0 | 0 | 1.0218 | 8.8886e-05 | 1956 | 0.15 | 465 | 41.86 | 99.97% | 3 | 7 | 77.35% | 59%
428 | SOBRANTE 1102690098 | 14671102 | SOBRANTE 1102 | 690098 | FALSE | 12079.1397 | 11883.9636 | 108 | 0.47064 | 1.8661 | 30.3052 | 0.28703 | 0.20381 | 0.4945 | 0.00061728 | 0.49954 | 0.19815 | 0 | 12.0635 | 8.8852e-05 | 1957 |  | 2672
10220 | ALLEGHANY 1101808 | 152101101 | ALLEGHANY 1101 | 808 | FALSE | 9941.3745 | 9941.3745 | 23 | 0.0042502 | 4.966 | 20.576 | 0.63768 | 0 | 0.36232 | 0.36232 | 0 | 0 | 0 | 20.9155 | 8.8814e-05 | 1958 | 0.13 | 525 | 95.66 | 12.49% | 0 | 2 | 100% | 100%
6235 | SHINGLE SPRINGS 210519522 | 153652105 | SHINGLE SPRINGS 2105 | 19522 | FALSE | 16493.1882 | 15565.1755 | 113 | 0.062363 | 2.5239 | 15.9307 | 0.028392 | 0 | 0.96276 | 0.0029499 | 0.95981 | 0 | 0.017699 | 6.1526 | 8.878e-05 | 1959 | 0.18 | 384 | 70.95 | 99.53% | 2 | 6 | 96.11% | 81%
8131 | HARTLEY 1101534548 | 43211101 | HARTLEY 1101 | 534548 | TRUE | 825.2513 | 643.683 | 7 | 0.19635 | 2.2281 | 50.2616 | 0 | 0.11429 | 0.88571 | 0.057143 | 0.88571 | 0.057143 | 0 | 8.9028 | 8.8763e-05 | 1960 |  | 3194
6146 | PETALUMA C 1108618 | 42631108 | PETALUMA C 1108 | 618 | FALSE | 17470.7407 | 13890.2601 | 119 | 0.22609 | 2.3589 | 64.271 | 0.033613 | 0.63095 | 0.33543 | 0.048669 | 0.56961 | 0.34811 | 0.062325 | 8.5141 | 8.8705e-05 | 1961 | 0.02 | 1897 | 67.37 | 25.14% | 5 | 1 | 74.64% | 0%
10692 | ROSSMOOR 1109CB | 14161109 | ROSSMOOR 1109 | CB | TRUE | 244.7023 | 7.571 | 6 |  |  | 0 | 1 | 0 | 0 | 0 | 0 | 0 | 0 |  | 8.8688e-05 | 1962 |  | 3593
6463 | SONOMA 1105229588 | 42721105 | SONOMA 1105 | 229588 | FALSE | 21565.3961 | 15531.0208 | 149 | 0.19562 | 2.657 | 56.1747 | 0 | 0.43568 | 0.56208 | 0 | 0.56208 | 0.43568 | 0 | 6.1186 | 8.8674e-05 | 1963 |  | 3033
1291 | MERCED FALLS 11029470 | 252811102 | MERCED FALLS 1102 | 9470 | FALSE | 36749.5976 | 36749.5976 | 277 | 0.24074 | 1.4093 | 30.7587 | 0.16426 | 0.0066185 | 0.82912 | 0.028881 | 0.66546 | 0 | 0.0018051 | 3.1329 | 8.8658e-05 | 1964 | 0.04 | 1306 | 12.63 | 82.62% | 0 | 4 | 100% | 0%
341 | COTATI 1102464 | 42271102 | COTATI 1102 | 464 | FALSE | 13038.4156 | 3443.5911 | 103 | 0.28731 | 2.2812 | 50.874 | 0.325 | 0.18843 | 0.48657 | 0.004315 | 0.48657 | 0.18412 | 0.0048544 | 8.2257 | 8.8656e-05 | 1965 | 0.01 | 2412 | 26.08 | 66.97% | 0 | 1 | 15.73% | 0%
9514 | HALF MOON BAY 110258448 | 24101102 | HALF MOON BAY 1102 | 58448 | FALSE | 7774.1256 | 7141.1012 | 22 | 0.17179 | 1.722 | 19.6822 | 0.66667 | 0.33333 | 0 | 0.13636 | 0.13636 | 0.060606 | 0 | 22.2611 | 8.8643e-05 | 1966 |  | 3368
1690 | DESCHUTES 11049718 | 103351104 | DESCHUTES 1104 | 9718 | FALSE | 56853.1165 | 29935.2858 | 357 | 0.13825 | 2.3443 | 26.5365 | 0.11116 | 0 | 0.88651 | 0.54953 | 0.33697 | 0 | 0 | 5.2682 | 8.8629e-05 | 1967 | 0.03 | 1588 | 37.08 | 75.84% | 1 | 1 | 34.09% | 0%
6121 | OTTER 110263868 | 182941102 | OTTER 1102 | 63868 | FALSE | 25546.2406 | 25546.2406 | 171 | 0.13164 | 1.5905 | 30.35 | 0.022417 | 0.79532 | 0.18226 | 0.02729 | 0.57783 | 0.36661 | 0 | 18.1423 | 8.8626e-05 | 1968 | 0.03 | 1432 | 30.17 | 15.67% | 12 | 5 | 100% | 0%
734 | SILVERADO 21051308 | 43432105 | SILVERADO 2105 | 1308 | TRUE | 7407.352 | 244.9631 | 60 | 0.59216 | 2.4928 | 53.9477 | 0.011111 | 0.37972 | 0.60083 | 0 | 0.5625 | 0.36722 | 0.016667 | 20.5778 | 8.8597e-05 | 1969 | 0.05 | 1050 | 81 | 16% | 3 | 1 | 0.36% | 100%
6283 | HATTON 11022010 | 182291102 | HATTON 1102 | 2010 | FALSE | 6409.6213 | 6409.6213 | 43 | 0.097053 | 1.2595 | 26.6488 | 0 | 0.88372 | 0.11628 | 0.042636 | 0.57209 | 0.30388 | 0.046512 | 19.0649 | 8.8563e-05 | 1970 | 0.04 | 1332 | 30.55 | 30.01% | 17 | 5 | 100% | 0%
7210 | WEST POINT 110234416 | 163201102 | WEST POINT 1102 | 34416 | FALSE | 16821.5127 | 16821.5127 | 113 | 0.04161 | 3.1688 | 28.1447 | 0 | 0 | 1 | 0.98673 | 0 | 0 | 0.0058997 | 22.0358 | 8.8542e-05 | 1971 | 0.25 | 211 | 86.86 | 100% | 7 | 3 | 100% | 100%
4949 | BRENTWOOD 210598606 | 14592105 | BRENTWOOD 2105 | 98606 | TRUE | 13179.7667 | 138.4782 | 88 | 0.38289 | 0.99697 | 22.2169 | 0.38282 | 0.23515 | 0.38203 | 0 | 0.39851 | 0.21867 | 0.028409 | 3.441 | 8.8531e-05 | 1972 |  | 2931
3945 | DOBBINS 11015202 | 153741101 | DOBBINS 1101 | 5202 | FALSE | 27474.7329 | 26267.8985 | 162 | 0.005247 | 3.4318 | 21.9772 | 0.11636 | 0 | 0.88364 | 0.024691 | 0.80391 | 0 | 0.0061728 | 13.7645 | 8.8527e-05 | 1973 | 0.06 | 911 | 33.08 | 86.66% | 1 | 6 | 92.01% | 0%
1377 | FROGTOWN 170211212 | 163451702 | FROGTOWN 1702 | 11212 | FALSE | 35943.9954 | 35943.9954 | 155 | 0.067608 | 2.0986 | 31.0539 | 0 | 0.27097 | 0.72581 | 0.083871 | 0.83333 | 0.027957 | 0.025806 | 7.4761 | 8.85e-05 | 1974 | 0.03 | 1603 | 27.45 | 70.17% | 2 | 7 | 100% | 0%
19 | CLEAR LAKE 1101406 | 42141101 | CLEAR LAKE 1101 | 406 | FALSE | 53036.2911 | 19984.6537 | 312 | 0.30227 | 2.3413 | 48.611 | 0.037179 | 0.21448 | 0.74834 | 0.022436 | 0.71683 | 0.21448 | 0.01015 | 8.48 | 8.8388e-05 | 1975 | 0.05 | 1104 | 76.54 | 93.36% | 0 | 1 | 32.19% | 54%
6912 | BANGOR 1101301886 | 103191101 | BANGOR 1101 | 301886 | FALSE | 12466.9499 | 4239.6365 | 90 | 0.08523 | 2.0887 | 31.6069 | 0 | 0.19815 | 0.80185 | 0 | 0.80185 | 0.19815 | 0 | 10.3121 | 8.8332e-05 | 1976 |  | 3073
1645 | COTATI 110599720 | 42271105 | COTATI 1105 | 99720 | FALSE | 19787.8115 | 14780.8133 | 134 | 0.20633 | 2.5284 | 52.4692 | 0 | 0.33203 | 0.66797 | 0 | 0.66797 | 0.33203 | 0.024254 | 9.4226 | 8.8188e-05 | 1977 | 0.04 | 1388 | 53.7 | 71.89% | 3 | 7 | 63.87% | 0%
10104 | LAKEWOOD 1102964292 | 13531102 | LAKEWOOD 1102 | 964292 | TRUE | 128.1599 | 128.1599 | 2 | 0.0625 | 1.6766 | 13.0667 | 0 | 0 | 1 | 0 | 1 | 0 | 0 | 12.8077 | 8.8164e-05 | 1978 |  | 3491
9519 | ARBUCKLE 1104669720 | 62081104 | ARBUCKLE 1104 | 669720 | FALSE | 7831.1318 | 3612.2461 | 22 | 0.080241 | 1.3372 | 14.5433 | 0.22727 | 0.22727 | 0.54545 | 0 | 0.54545 | 0.22727 | 0.045455 | 1.7313 | 8.813e-05 | 1979 |  | 3370
5642 | ALHAMBRA 110582622 | 14101105 | ALHAMBRA 1105 | 82622 | FALSE | 41703.3816 | 41703.3816 | 254 | 0.1396 | 1.6829 | 27.587 | 0.042815 | 0.43018 | 0.527 | 0.021982 | 0.83993 | 0.095276 | 0.021654 | 9.4391 | 8.8106e-05 | 1980 | 0.07 | 817 | 63.56 | 53.56% | 4 | 18 | 100% | 2%
7912 | HALF MOON BAY 1101818874 | 24101101 | HALF MOON BAY 1101 | 818874 | FALSE | 10865.8424 | 9148.5425 | 42 | 0.11828 | 2.0869 | 17.7599 | 0 | 0.90476 | 0.095238 | 0.16667 | 0.33214 | 0.50119 | 0.047619 | 14.3199 | 8.8075e-05 | 1981 |  | 3177
1958 | CURTIS 170411290 | 163351704 | CURTIS 1704 | 11290 | FALSE | 12662.0411 | 12662.0411 | 75 | 0.045525 | 2.3985 | 27.403 | 0.021333 | 0.19333 | 0.78533 | 0.16267 | 0.62267 | 0.19333 | 0.0066667 | 12.9024 | 8.7993e-05 | 1982 | 0.03 | 1669 | 12.46 | 83.91% | 5 | 0 | 100% | 0%
9499 | OILFIELDS 1103N46 | 182391103 | OILFIELDS 1103 | N46 | FALSE | 9360.6261 | 9360.6261 | 29 | 0.12841 | 0.93857 | 20.1734 | 0.15764 | 0.068966 | 0.75616 | 0 | 0.75616 | 0.0057471 | 0.034483 | 2.9474 | 8.7946e-05 | 1983 | 0.06 | 927 | 79.29 | 67.5% | 0 | 4 | 100% | 0%
8596 | SAN JOAQUIN #3 1101CB | 252531101 | SAN JOAQUIN #3 1101 | CB | FALSE | 19055.2866 | 19055.2866 | 80 | 0.089796 | 2.4378 | 49.0144 | 0.035417 | 0.18125 | 0.78333 | 0.47917 | 0.05 | 0.05 | 0.03125 | 27.1573 | 8.794e-05 | 1984 | 0.16 | 430 | 45.92 | 90.84% | 2 | 3 | 100% | 98%
2440 | VOLTA 110180454 | 102541101 | VOLTA 1101 | 80454 | FALSE | 51836.245 | 51220.5161 | 254 | 0.093648 | 2.6743 | 27.9802 | 0 | 0.064961 | 0.93504 | 0.53248 | 0.40256 | 0.064961 | 0.003937 | 14.7835 | 8.7906e-05 | 1985 | 0.08 | 797 | 39.84 | 95.78% | 4 | 1 | 97.71% | 1%
8271 | ROSSMOOR 1107857172 | 14161107 | ROSSMOOR 1107 | 857172 | TRUE | 1843.2099 | 152.0386 | 15 | 0.30689 | 1.7558 | 28.6797 | 0 | 0.6119 | 0.3881 | 0 | 0.3881 | 0.6119 | 0.0095238 | 10.6678 | 8.7874e-05 | 1986 |  | 3212
2990 | HICKS 2101XR548 | 83432101 | HICKS 2101 | XR548 | FALSE | 14288.8839 | 2708.1629 | 95 | 0.35244 | 1.5722 | 27.8917 | 0.090175 | 0.67852 | 0.22429 | 0.0035088 | 0.22429 | 0.67501 | 0.0035088 | 3.7571 | 8.7871e-05 | 1987 | 0.01 | 2428 | 53.11 | 61.37% | 0 | 0 | 20.35% | 0%
3063 | ELECTRA 1101L1697 | 162161101 | ELECTRA 1101 | L1697 | FALSE | 9283.5435 | 9283.5435 | 70 | 0.0029286 | 2.9123 | 20.5962 | 0.0057143 | 0 | 0.99429 | 0.85857 | 0.12143 | 0 | 0.0071429 | 15.9604 | 8.7849e-05 | 1988 | 0.04 | 1357 | 12.06 | 100% | 1 | 2 | 100% | 0%
3920 | LLAGAS 2107XR178 | 83182107 | LLAGAS 2107 | XR178 | FALSE | 20866.1928 | 9493.9491 | 138 | 0.28008 | 1.6827 | 23.9546 | 0 | 0.26389 | 0.68539 | 0.0028986 | 0.83321 | 0.11316 | 0.0038647 | 10.9123 | 8.7818e-05 | 1989 | 0.01 | 2185 | 27.13 | 68.86% | 0 | 0 | 9.69% | 0%
8269 | COTATI 1105893 | 42271105 | COTATI 1105 | 893 | TRUE | 16957.7992 | 312.2303 | 91 | 0.11459 | 2.6329 | 57.7323 | 0 | 0.28297 | 0.71703 | 0 | 0.73901 | 0.26099 | 0.06044 | 10.0527 | 8.78e-05 | 1990 | 0.01 | 2318 | 59.11 | 51.41% | 0 | 0 | 4.83% | 0%
5547 | KONOCTI 11084037 | 43311108 | KONOCTI 1108 | 4037 | FALSE | 2780.393 | 1840.2464 | 22 | 0.50807 | 2.3053 | 47.2733 | 0 | 0.0090909 | 0.96818 | 0 | 0.96818 | 0.0090909 | 0.045455 | 6.2748 | 8.7734e-05 | 1991 | 0.01 | 2424 | 10 | 100% | 0 | 0 | 22.52% | 0%
9473 | HARTLEY 1102524 | 43211102 | HARTLEY 1102 | 524 | TRUE | 4106.6103 | 399.4552 | 31 | 0.084103 | 2.2835 | 59.9116 | 0.15054 | 0.49462 | 0.35484 | 0 | 0.35484 | 0.49462 | 0.032258 | 7.3542 | 8.7723e-05 | 1992 | 0.02 | 2021 | 63.38 | 100% | 0 | 1 | 30.18% | 0%
8202 | DUNBAR 1102861496 | 43071102 | DUNBAR 1102 | 861496 | FALSE | 7188.816 | 7188.816 | 51 | 0.23818 | 2.6745 | 50.8313 | 0 | 0.18693 | 0.81307 | 0 | 0.81307 | 0.18693 | 0.019608 | 10.9279 | 8.7717e-05 | 1993 |  | 3201
6446 | FORT BRAGG A 1102956 | 42761102 | FORT BRAGG A 1102 | 956 | FALSE | 19682.0883 | 18278.7267 | 145 | 0.22193 | 2.9674 | 49.4681 | 0 | 0.60575 | 0.39425 | 0.013793 | 0.38736 | 0.59885 | 0.024138 | 21.1649 | 8.7665e-05 | 1994 | 0.07 | 840 | 10 | 43.99% | 19 | 14 | 88.12% | 0%
707 | DEL MONTE 21042760 | 182222104 | DEL MONTE 2104 | 2760 | FALSE | 4358.9956 | 4358.9956 | 28 | 0.18672 | 1.329 | 31.6136 | 0.14881 | 0.58333 | 0.23214 | 0 | 0.25595 | 0 | 0 | 6.1288 | 8.7661e-05 | 1995 | 0.02 | 1952 | 31.14 | 17.74% | 0 | 3 | 100% | 0%
2184 | GEYSERVILLE 110289714 | 42891102 | GEYSERVILLE 1102 | 89714 | TRUE | 11363.665 | 178.2278 | 71 | 0.86467 | 2.7393 | 48.5602 | 0.42337 | 0.20389 | 0.37274 | 0.018779 | 0.35396 | 0.20389 | 0.051643 | 5.5967 | 8.7635e-05 | 1996 | 0.02 | 1892 | 46.3 | 100% | 0 | 0 | 11.51% | 0%
1308 | RINCON 1101578 | 43321101 | RINCON 1101 | 578 | FALSE | 29556.6676 | 27517.4977 | 170 | 0.10757 | 2.9965 | 52.2647 | 0 | 0.019706 | 0.98029 | 0 | 0.98029 | 0.019706 | 0.004085 | 14.684 | 8.7604e-05 | 1997 | 0.2 | 328 | 67.03 | 100% | 2 | 9 | 93.38% | 92%
5907 | ORINDA 0401401/2 LR | 12350401 | ORINDA 0401 | 401/2 LR | TRUE | 235.881 | 158.249 | 4 | 0.65 | 1.8458 | 19.4363 | 0.4375 | 0.25 | 0.3125 | 0 | 0 | 0 | 0 | 13.0359 | 8.7563e-05 | 1998 |  | 2987
311 | SALT SPRINGS 21023142 | 163692102 | SALT SPRINGS 2102 | 3142 | FALSE | 28901.7283 | 28901.7283 | 256 | 0.16248 | 3.7559 | 31.932 | 0.0040365 | 0 | 0.99518 | 0.93958 | 0.0013021 | 0 | 0.034961 | 34.94 | 8.7499e-05 | 1999 | 0.62 | 12 | 90.21 | 100% | 15 | 9 | 100% | 100%
6897 | SALMON CREEK 110188998 | 43161101 | SALMON CREEK 1101 | 88998 | FALSE | 22218.0314 | 12794.9324 | 116 | 0.10569 | 2.7055 | 59.121 | 0.020115 | 0.66379 | 0.31609 | 0 | 0.36063 | 0.61063 | 0.018678 | 11.4745 | 8.749e-05 | 2000 | 0.1 | 670 | 72.15 | 32.11% | 1 | 1 | 59.97% | 97%
9065 | OTTER 11017611 | 182941101 | OTTER 1101 | 7611 | FALSE | 7068.0362 | 7068.0362 | 42 | 0.026014 | 2.3812 | 29.4943 | 0 | 0.25 | 0.75 | 0.071429 | 0.70238 | 0.22619 | 0 | 19.1833 | 8.7447e-05 | 2001 | 0.32 | 114 | 73.49 | 75.26% | 4 | 3 | 100% | 100%
2962 | CURTIS 1704803 | 163351704 | CURTIS 1704 | 803 | FALSE | 15630.8479 | 15630.8479 | 93 | 0.010595 | 2.2886 | 25.992 | 0 | 0.319 | 0.67563 | 0.062724 | 0.63978 | 0.29211 | 0.021505 | 14.3618 | 8.737e-05 | 2002 | 0.05 | 1140 | 57.42 | 65.91% | 1 | 6 | 100% | 28%
9580 | SUMMIT 110147786 | 152591101 | SUMMIT 1101 | 47786 | FALSE | 2915.7036 | 2915.7036 | 13 | 0.12431 | 5.0316 | 22.8132 | 0.84615 | 0 | 0.15385 | 0.15385 | 0 | 0 | 0 | 8.5656 | 8.7369e-05 | 2003 | 0.02 | 1765 | 10 | 6.42% | 0 | 1 | 100% | 0%
2016 | PETALUMA C 1108296 | 42631108 | PETALUMA C 1108 | 296 | FALSE | 23764.0701 | 23764.0701 | 123 | 0.16191 | 2.524 | 70.1165 | 0 | 0.72541 | 0.27459 | 0 | 0.55772 | 0.44228 | 0.074797 | 11.59 | 8.734e-05 | 2004 | 0.04 | 1390 | 78.76 | 21.22% | 3 | 7 | 100% | 0%
8194 | STANISLAUS 17017144 | 162821701 | STANISLAUS 1701 | 7144 | FALSE | 7491.0055 | 7491.0055 | 52 | 0.078682 | 2.992 | 42.9519 | 0.16923 | 0 | 0.83077 | 0.82692 | 0 | 0 | 0.0064103 | 17.7722 | 8.7335e-05 | 2005 | 0.11 | 587 | 18.86 | 79.41% | 0 | 8 | 100% | 0%
566 | MORGAN HILL 2110814616 | 83242110 | MORGAN HILL 2110 | 814616 | TRUE | 3902.6921 | 157.4015 | 28 | 0.4522 | 1.4827 | 29.1231 | 0 | 0.83631 | 0.16369 | 0 | 0.1994 | 0.8006 | 0.044643 | 4.7066 | 8.7257e-05 | 2006 |  | 2683
9679 | DOBBINS 1101CB | 153741101 | DOBBINS 1101 | CB | FALSE | 1079.0936 | 1079.0936 | 8 | 0 | 3.5429 | 21.4057 | 0.083333 | 0.15278 | 0.76389 | 0.13889 | 0.625 | 0.15278 | 0 | 8.3713 | 8.7249e-05 | 2007 | 0.03 | 1598 | 10 | 81.76% | 0 | 0 | 100% | 0%
5740 | SUMMIT 110148636 | 152591101 | SUMMIT 1101 | 48636 | TRUE | 4495.7291 | 86.4222 | 38 | 0.3881 | 5.0726 | 24.0416 | 0 | 0.0087719 | 0.99123 | 0.97807 | 0.013158 | 0.0087719 | 0.0032895 | 24.45 | 8.7238e-05 | 2008 | 0.01 | 2289 | 10 | 100% | 0 | 0 | 2.12% | 0%
9761 | HALF MOON BAY 1103341542 | 24101103 | HALF MOON BAY 1103 | 341542 | FALSE | 10584.332 | 9768.7602 | 47 | 0.16108 | 1.9698 | 20.9334 | 0 | 0.72553 | 0.27447 | 0 | 0.38936 | 0.61064 | 0.049645 | 9.7845 | 8.7167e-05 | 2009 |  | 3412
648 | KONOCTI 11084039 | 43311108 | KONOCTI 1108 | 4039 | FALSE | 3724.1919 | 3048.4169 | 32 | 0.38569 | 2.1931 | 54.1888 | 0 | 0 | 1 | 0 | 1 | 0 | 0.03125 | 28.8289 | 8.7081e-05 | 2010 | 0.02 | 2078 | 10 | 100% | 0 | 2 | 69.54% | 0%
5111 | ALHAMBRA 110581514 | 14101105 | ALHAMBRA 1105 | 81514 | FALSE | 7697.8392 | 4781.286 | 65 | 0.55465 | 1.5242 | 26.1609 | 0.36423 | 0.42603 | 0.20974 | 0.010256 | 0.27897 | 0.34038 | 0.0030769 | 12.0843 | 8.7032e-05 | 2011 | 0.01 | 2368 | 17.34 | 21.67% | 2 | 3 | 52.7% | 0%
138 | CLARKSVILLE 2103593454 | 153612103 | CLARKSVILLE 2103 | 593454 | FALSE | 65282.8123 | 51502.8241 | 324 | 0.078364 | 2.0678 | 15.2796 | 0.0012346 | 0 | 0.99815 | 0.0027778 | 0.9966 | 0 | 0.0061728 | 3.5309 | 8.6965e-05 | 2012 |  | 2656
8471 | MONTICELLO 1101654 | 43051101 | MONTICELLO 1101 | 654 | FALSE | 14047.9314 | 13220.1574 | 71 | 0.25508 | 1.6493 | 46.2812 | 0.070423 | 0.39789 | 0.53169 | 0.098592 | 0.69718 | 0.11972 | 0.028169 | 22.1826 | 8.6928e-05 | 2013 | 0.03 | 1564 | 46.46 | 35.79% | 0 | 2 | 92.66% | 0%
8026 | PEORIA 1704CB | 163781704 | PEORIA 1704 | CB | FALSE | 14181.9325 | 13470.2412 | 64 | 0.11193 | 1.587 | 30.2831 | 0.34375 | 0.039062 | 0.61719 | 0.039062 | 0.54688 | 0 | 0 | 13.8674 | 8.6926e-05 | 2014 | 0.02 | 1884 | 39.95 | 39.21% | 0 | 3 | 93.61% | 0%
2938 | PETALUMA C 110948000 | 42631109 | PETALUMA C 1109 | 48000 | FALSE | 21345.6496 | 15284.0145 | 115 | 0.41063 | 2.0206 | 41.3396 | 0.20121 | 0.35246 | 0.44633 | 0.057971 | 0.51908 | 0.21957 | 0.0086957 | 9.9232 | 8.6887e-05 | 2015 | 0.02 | 1946 | 40.22 | 37.55% | 1 | 9 | 65.59% | 0%
3526 | SILVERADO 2103920793 | 43432103 | SILVERADO 2103 | 920793 | FALSE | 12855.6086 | 10473.7039 | 51 | 0.2339 | 2.5906 | 46.7266 | 0.019608 | 0.039216 | 0.94118 | 0 | 0.96078 | 0.019608 | 0 | 15.4405 | 8.6884e-05 | 2016 |  | 2833
1298 | DESCHUTES 11011652 | 103351101 | DESCHUTES 1101 | 1652 | FALSE | 39344.5137 | 33895.2642 | 170 | 0.11016 | 2.348 | 21.019 | 0.023529 | 0 | 0.97647 | 0.65451 | 0.32196 | 0 | 0.011765 | 6.593 | 8.6737e-05 | 2017 | 0.04 | 1247 | 45.19 | 96.26% | 0 | 4 | 93.2% | 0%
3953 | JAMESON 11059472 | 63801105 | JAMESON 1105 | 9472 | FALSE | 11800.3384 | 4934.5741 | 90 | 0.31592 | 1.7529 | 17.3244 | 0.32722 | 0.028889 | 0.64389 | 0 | 0.655 | 0.017778 | 0.027778 | 5.5984 | 8.6625e-05 | 2018 | 0.02 | 1932 | 36.76 | 61.91% | 0 | 2 | 38.64% | 0%
5643 | CLEAR LAKE 1102991285 | 42141102 | CLEAR LAKE 1102 | 991285 | TRUE | 2786.1304 | 525.9001 | 24 | 0.27888 | 2.1854 | 57.6266 | 0 | 0.57639 | 0.41319 | 0 | 0.41319 | 0.57639 | 0 | 5.3283 | 8.6607e-05 | 2019 |  | 2968
8762 | VASONA 1102944560 | 83771102 | VASONA 1102 | 944560 | TRUE | 944.5774 | 282.6401 | 9 | 0.50258 | 1.4747 | 38.4632 | 0 | 0.86667 | 0.13333 | 0 | 0.13333 | 0.86667 | 0 | 9.0114 | 8.6599e-05 | 2020 |  | 3260
5356 | SOBRANTE 110142914 | 14671101 | SOBRANTE 1101 | 42914 | TRUE | 6917.2252 | 665.6425 | 51 | 0.4591 | 1.8393 | 23.4989 | 0.21835 | 0.16307 | 0.61858 | 0 | 0.61858 | 0.12549 | 0 | 14.3033 | 8.6589e-05 | 2021 | 0.01 | 2158 | 10 | 55.86% | 0 | 1 | 20.13% | 0%
3274 | RACETRACK 170310850 | 163761703 | RACETRACK 1703 | 10850 | TRUE | 3044.0072 | 994.8842 | 28 | 0.81821 | 2.0992 | 40.2101 | 0.10714 | 0.81122 | 0.081633 | 0 | 0.089286 | 0.79337 | 0 | 10.5313 | 8.6545e-05 | 2022 | 0.01 | 2391 | 10 | 0% | 0 | 0 | 95.5% | 0%
7905 | CAYETANO 2109CB | 14422109 | CAYETANO 2109 | CB | FALSE | 8828.3789 | 2269.8172 | 51 | 0.35305 | 1.1573 | 20.4332 | 0.31338 | 0.14006 | 0.54657 | 0 | 0.54657 | 0.039216 | 0 | 2.1318 | 8.6513e-05 | 2023 | 0.02 | 2086 | 49.7 | 30.41% | 0 | 2 | 76.33% | 4%
9035 | CLEAR LAKE 1101699062 | 42141101 | CLEAR LAKE 1101 | 699062 | FALSE | 3006.4235 | 1359.6473 | 20 | 0.13179 | 2.4297 | 43.3728 | 0 | 0 | 1 | 0 | 1 | 0 | 0 | 4.6866 | 8.6499e-05 | 2024 |  | 3300
6683 | UKIAH 11143606 | 42771114 | UKIAH 1114 | 3606 | FALSE | 26641.1753 | 17219.5096 | 129 | 0.32073 | 2.7995 | 62.1845 | 0 | 0.21667 | 0.78333 | 0.15698 | 0.62636 | 0.21667 | 0.047804 | 9.7152 | 8.6419e-05 | 2025 | 0.03 | 1628 | 79.03 | 97.2% | 3 | 5 | 58.23% | 0%
7884 | SONOMA 11045661 | 42721104 | SONOMA 1104 | 5661 | FALSE | 8173.4897 | 4658.2663 | 66 | 0.24218 | 2.4521 | 61.4124 | 0 | 0.4899 | 0.5101 | 0.0075758 | 0.52778 | 0.46465 | 0 | 16.5474 | 8.6364e-05 | 2026 | 0.02 | 1960 | 69.27 | 50.64% | 0 | 1 | 41.25% | 0%
319 | DUNBAR 1103725292 | 43071103 | DUNBAR 1103 | 725292 | TRUE | 1519.9145 | 339.5862 | 13 | 0.17511 | 2.2881 | 61.6292 | 0 | 0.37179 | 0.62821 | 0 | 0.62821 | 0.37179 | 0 | 12.0046 | 8.6305e-05 | 2027 |  | 2665
2752 | FULTON 1107CB | 42561107 | FULTON 1107 | CB | TRUE | 19915.785 | 875.3178 | 166 | 0.6836 | 2.4997 | 43.8271 | 0.42037 | 0.085241 | 0.49439 | 0.018474 | 0.46186 | 0.073193 | 0.015261 | 10.4108 | 8.6265e-05 | 2028 | 0.05 | 1150 | 10 | 62.57% | 2 | 0 | 4.95% | 100%
6642 | STANISLAUS 1702L5381 | 162821702 | STANISLAUS 1702 | L5381 | FALSE | 1955.4877 | 1955.4877 | 15 | 0.12216 | 3.4292 | 20.9272 | 0 | 0 | 1 | 1 | 0 | 0 | 0 | 33.5991 | 8.6227e-05 | 2029 | 0.21 | 280 | 89.76 | 100% | 0 | 1 | 100% | 100%
6157 | IGNACIO 11041290 | 42481104 | IGNACIO 1104 | 1290 | FALSE | 20913.8819 | 6586.7468 | 126 | 0.47982 | 2.0674 | 40.1686 | 0.12273 | 0.57661 | 0.30066 | 0.225 | 0.2959 | 0.35637 | 0.037698 | 24.0617 | 8.6173e-05 | 2030 | 0.01 | 2352 | 10 | 24.98% | 1 | 1 | 15.64% | 0%
7318 | PUEBLO 2102226562 | 43292102 | PUEBLO 2102 | 226562 | FALSE | 1660.7794 | 1371.9928 | 7 | 0.22735 | 1.909 | 22.4622 | 0 | 0 | 1 | 0 | 1 | 0 | 0 | 6.3313 | 8.6131e-05 | 2031 |  | 3116
1701 | CALAVERAS CEMENT 110136880 | 162211101 | CALAVERAS CEMENT 1101 | 36880 | FALSE | 13851.9467 | 9899.4771 | 92 | 0.17948 | 2.1905 | 30.7703 | 0.068841 | 0.19837 | 0.73279 | 0 | 0.76467 | 0.16649 | 0.013587 | 7.2647 | 8.6095e-05 | 2032 | 0.04 | 1272 | 30.97 | 81.65% | 0 | 2 | 83.77% | 0%
3187 | SAN MIGUEL 1104R58 | 182661104 | SAN MIGUEL 1104 | R58 | TRUE | 19359.8745 | 870.4973 | 130 | 0.27308 | 0.70823 | 32.8148 | 0.12077 | 0.13269 | 0.74397 | 0 | 0.70936 | 0.13269 | 0 | 1.7178 | 8.6053e-05 | 2033 | 0.02 | 1866 | 26.76 | 99.18% | 0 | 1 | 40.61% | 0%
8699 | UKIAH 1113548420 | 42771113 | UKIAH 1113 | 548420 | FALSE | 8380.7958 | 8369.7684 | 54 | 0.10213 | 2.9177 | 54.9533 | 0.0061728 | 0.05 | 0.93765 | 0.38642 | 0.56049 | 0.040741 | 0 | 11.0203 | 8.6035e-05 | 2034 |  | 3251
2481 | BROWNS VALLEY 11011268 | 152921101 | BROWNS VALLEY 1101 | 1268 | FALSE | 17550.3384 | 17538.5447 | 106 | 0.078321 | 2.204 | 30.5623 | 0 | 0.044811 | 0.95519 | 0 | 0.95519 | 0.044811 | 0.009434 | 8.8962 | 8.5846e-05 | 2035 | 0.05 | 1135 | 24.74 | 96.96% | 1 | 7 | 100% | 0%
2088 | COARSEGOLD 21035020 | 254432103 | COARSEGOLD 2103 | 5020 | FALSE | 26887.6514 | 26064.8634 | 159 | 0.10828 | 1.4862 | 26.8565 | 0.20807 | 0 | 0.79193 | 0.034591 | 0.75734 | 0 | 0.009434 | 4.9719 | 8.5726e-05 | 2036 | 0.05 | 1137 | 19.9 | 69.91% | 1 | 23 | 97.69% | 0%
1588 | CORRAL 110359770 | 162991103 | CORRAL 1103 | 59770 | FALSE | 11687.7507 | 7749.7634 | 97 | 0.30064 | 1.4493 | 26.2877 | 0 | 0 | 1 | 0 | 1 | 0 | 0 | 3.6389 | 8.5709e-05 | 2037 | 0.02 | 2013 | 12.4 | 100% | 1 | 1 | 62.81% | 0%
8268 | LLAGAS 2101587857 | 83182101 | LLAGAS 2101 | 587857 | TRUE | 3120.9828 | 171.8621 | 28 | 0.60223 | 1.5714 | 23.4675 | 0 | 0.72619 | 0.27381 | 0 | 0.625 | 0.375 | 0 | 7.3766 | 8.567e-05 | 2038 |  | 3211
9798 | BALCH NO 1 1101CB | 252501101 | BALCH NO 1 1101 | CB | FALSE | 16978.5039 | 16978.5039 | 33 | 0.065296 | 1.8283 | 41.5702 | 0 | 0.53586 | 0.46414 | 0.53232 | 0.20455 | 0.1798 | 0 | 7.9488 | 8.5557e-05 | 2039 | 0.03 | 1515 | 30.31 | 65.14% | 0 | 10 | 100% | 0%
5420 | PETALUMA C 1108600 | 42631108 | PETALUMA C 1108 | 600 | FALSE | 11716.5391 | 5966.5276 | 107 | 0.37539 | 2.3855 | 53.4913 | 0.11534 | 0.57718 | 0.30748 | 0 | 0.52936 | 0.32298 | 0.049455 | 8.0694 | 8.5491e-05 | 2040 | 0.02 | 2068 | 32.82 | 38.32% | 2 | 6 | 47.11% | 0%
4615 | PEORIA 170184318 | 163781701 | PEORIA 1701 | 84318 | FALSE | 16486.0902 | 16486.0902 | 142 | 0.29156 | 2.2883 | 35.0611 | 0 | 0 | 0.99765 | 0.94953 | 0.048122 | 0 | 0 | 19.9385 | 8.547e-05 | 2041 | 0.05 | 1171 | 10 | 99.97% | 1 | 8 | 100% | 0%
7662 | CASTRO VALLEY 1110610800 | 14091110 | CASTRO VALLEY 1110 | 610800 | FALSE | 4080.4254 | 3862.9953 | 33 | 0.42323 | 1.7263 | 35.02 | 0.24343 | 0.54141 | 0.21515 | 0 | 0.53939 | 0.21717 | 0 | 6.4604 | 8.5461e-05 | 2042 |  | 3147
660 | GABILAN 1101460414 | 182331101 | GABILAN 1101 | 460414 | FALSE | 10774.9077 | 8655.1604 | 38 | 0.10649 | 1.5424 | 39.4033 | 0 | 0.68421 | 0.31579 | 0 | 0.31579 | 0.63158 | 0 | 6.9909 | 8.546e-05 | 2043 |  | 2688
6828 | SILVERADO 210298998 | 43432102 | SILVERADO 2102 | 98998 | TRUE | 20001.4994 | 118.1019 | 136 | 0.76357 | 2.3453 | 37.0059 | 0.14303 | 0.18522 | 0.67174 | 0.034664 | 0.61747 | 0.18522 | 0.033088 | 8.4168 | 8.5457e-05 | 2044 | 0.02 | 1878 | 48.6 | 79.99% | 0 | 0 | 16.02% | 0%
5538 | BERKELEY F 1103162952 | 12061103 | BERKELEY F 1103 | 162952 | FALSE | 3475.2506 | 2846.7585 | 25 | 0.36151 | 1.9079 | 13.0314 | 0 | 0.68 | 0.32 | 0.48657 | 0.4521 | 0.061333 | 0 | 11.5705 | 8.5367e-05 | 2045 |  | 2962
1846 | BIG RIVER 11013002 | 43081101 | BIG RIVER 1101 | 3002 | FALSE | 13206.8342 | 11656.2739 | 76 | 0.10338 | 2.9576 | 49.0211 | 0.10746 | 0.83991 | 0.052632 | 0.087719 | 0.094298 | 0.6221 | 0.061404 | 29.4063 | 8.5336e-05 | 2046 | 0.06 | 984 | 10 | 4.34% | 11 | 17 | 83.84% | 0%
6192 | PEORIA 170169124 | 163781701 | PEORIA 1701 | 69124 | FALSE | 4347.2792 | 4347.2792 | 33 | 0.21877 | 2.2316 | 31.2146 | 0 | 0 | 1 | 1 | 0 | 0 | 0 | 14.3331 | 8.5315e-05 | 2047 | 0.04 | 1285 | 13.7 | 100% | 0 | 2 | 100% | 0%
2748 | HALF MOON BAY 11036018 | 24101103 | HALF MOON BAY 1103 | 6018 | FALSE | 30239.5339 | 25219.5525 | 160 | 0.22425 | 1.7994 | 20.6055 | 0.030208 | 0.72113 | 0.24866 | 0.084375 | 0.41949 | 0.12604 | 0.046875 | 5.9584 | 8.5245e-05 | 2048 | 0.02 | 1794 | 43.02 | 18.48% | 5 | 3 | 79.35% | 0%
3208 | WILLITS 11032500 | 42661103 | WILLITS 1103 | 2500 | FALSE | 48136.3959 | 48136.3959 | 143 | 0.063103 | 3.5723 | 59.488 | 0 | 0 | 1 | 0.075758 | 0.92424 | 0 | 0 | 16.5544 | 8.5236e-05 | 2049 | 0.14 | 490 | 83.85 | 100% | 11 | 13 | 100% | 0%
3844 | OLEMA 110150396 | 42291101 | OLEMA 1101 | 50396 | FALSE | 21037.3757 | 20827.3892 | 162 | 0.14702 | 2.2186 | 48.88 | 0.14835 | 0.60206 | 0.24959 | 0.12181 | 0.25206 | 0.47778 | 0.02037 | 29.3449 | 8.5221e-05 | 2050 | 0.12 | 581 | 59.03 | 35.48% | 29 | 15 | 95.94% | 0%
218 | MADISON 21017702 | 63172101 | MADISON 2101 | 7702 | TRUE | 30606.5708 | 0 | 168 | 0.18527 | 1.327 | 18.0722 | 0.27775 | 0.15794 | 0.56233 | 0.027778 | 0.55836 | 0.13413 | 0 | 4.9296 | 8.5206e-05 | 2051 | 0.02 | 1922 | 70.17 | 98.98% | 0 | 0 | 10.42% | 0%
5345 | ELK 11011300 | 42981101 | ELK 1101 | 1300 | FALSE | 15995.4516 | 5711.2619 | 64 | 0.16776 | 2.9389 | 58.3735 | 0 | 0.95312 | 0.046875 | 0.015625 | 0.10938 | 0.38281 | 0 | 15.7985 | 8.5201e-05 | 2052 | 0.01 | 2291 | 10 | 21.85% | 10 | 1 | 31.85% | 0%
6901 | JESSUP 11019752 | 103441101 | JESSUP 1101 | 9752 | FALSE | 6185.1828 | 6137.4536 | 41 | 0.17075 | 2.7059 | 26.6108 | 0 | 0 | 0.9878 | 0.9878 | 0 | 0 | 0 | 9.5665 | 8.5187e-05 | 2053 | 0.03 | 1695 | 33.54 | 99.93% | 0 | 1 | 100% | 0%
10017 | PASO ROBLES 1107289947 | 182611107 | PASO ROBLES 1107 | 289947 | TRUE | 3212.1673 | 447.6357 | 21 | 0.12918 | 0.904 | 39.2461 | 0.011905 | 0.35714 | 0.63095 | 0 | 0.63095 | 0.35714 | 0 | 1.9036 | 8.5184e-05 | 2054 |  | 3472
3649 | FROGTOWN 1702812366 | 163451702 | FROGTOWN 1702 | 812366 | FALSE | 4450.8969 | 4421.1038 | 28 | 0.041982 | 2.0456 | 20.0191 | 0 | 0.16071 | 0.83929 | 0 | 1 | 0 | 0.035714 | 5.2007 | 8.5129e-05 | 2055 |  | 2843
9835 | SPRING GAP 1702CB | 162831702 | SPRING GAP 1702 | CB | FALSE | 11971.7401 | 11971.7401 | 18 | 0.016585 | 2.922 | 25.2505 | 0.48148 | 0 | 0.51852 | 0.51852 | 0 | 0 | 0 | 18.9611 | 8.5097e-05 | 2056 | 0.17 | 415 | 94.11 | 60.1% | 3 | 1 | 100% | 86%
9325 | TASSAJARA 2108189700 | 14662108 | TASSAJARA 2108 | 189700 | TRUE | 2164.8558 | 306.7254 | 22 | 0.50486 | 1.5935 | 23.4258 | 0 | 0.48106 | 0.51894 | 0 | 0.60606 | 0.39394 | 0 | 13.6066 | 8.5054e-05 | 2057 |  | 3343
3289 | MONTICELLO 11011589 | 43051101 | MONTICELLO 1101 | 1589 | FALSE | 6873.0951 | 6873.0951 | 52 | 0.30775 | 2.2639 | 46.2092 | 0.0048077 | 0 | 0.99519 | 0 | 0.99519 | 0 | 0.057692 | 11.1996 | 8.5041e-05 | 2058 | 0.03 | 1475 | 10 | 98.73% | 0 | 3 | 100% | 0%
10526 | SANTA ROSA A 1108409621 | 42151108 | SANTA ROSA A 1108 | 409621 | TRUE | 945.4612 | 219.1314 | 4 | 0.1574 | 2.6577 | 71.308 | 0 | 1 | 0 | 0 | 0 | 1 | 0 | 7.9754 | 8.5029e-05 | 2059 |  | 3567
84 | LINCOLN 110451756 | 153701104 | LINCOLN 1104 | 51756 | FALSE | 56082.3102 | 17440.8058 | 264 | 0.088004 | 1.6671 | 27.0735 | 0.080177 | 0.29141 | 0.62841 | 0.0082071 | 0.6202 | 0.29141 | 0.015152 | 6.8032 | 8.4998e-05 | 2060 | 0.03 | 1491 | 62.18 | 61.25% | 0 | 6 | 27.35% | 0%
4656 | OAKLAND K 1104CR208 | 12101104 | OAKLAND K 1104 | CR208 | FALSE | 3895.4111 | 3895.4111 | 29 | 0.59122 | 1.8625 | 19.6155 | 0.26667 | 0.3977 | 0.33563 | 0 | 0.51494 | 0.10115 | 0 | 15.1606 | 8.498e-05 | 2061 | 0.04 | 1408 | 10 | 34.97% | 0 | 3 | 100% | 40%
5244 | DUNBAR 1103440 | 43071103 | DUNBAR 1103 | 440 | FALSE | 19525.153 | 3309.7658 | 158 | 0.51139 | 2.5046 | 58.3332 | 0.074051 | 0.53006 | 0.39589 | 0.035865 | 0.44968 | 0.4404 | 0.025316 | 7.7249 | 8.4963e-05 | 2062 | 0.05 | 1175 | 21.31 | 50.04% | 0 | 2 | 25.85% | 94%
1498 | SAN RAFAEL 1101189400 | 42011101 | SAN RAFAEL 1101 | 189400 | FALSE | 5552.3042 | 4446.7436 | 45 | 0.69882 | 2.5311 | 43.9848 | 0.27333 | 0.50074 | 0.22593 | 0.014815 | 0.21333 | 0.48741 | 0.0027778 | 10.257 | 8.4949e-05 | 2063 |  | 2728
6014 | OREGON TRAIL 11041634 | 103521104 | OREGON TRAIL 1104 | 1634 | FALSE | 29441.3626 | 29110.7694 | 192 | 0.12533 | 2.5932 | 24.7705 | 0.05816 | 0 | 0.94054 | 0.48186 | 0.45868 | 0 | 0 | 7.0217 | 8.4909e-05 | 2064 | 0.07 | 848 | 33.92 | 93.56% | 1 | 0 | 97.56% | 0%
7825 | HORSESHOE 1101416226 | 152571101 | HORSESHOE 1101 | 416226 | TRUE | 397.9238 | 186.6616 | 5 | 0.022866 | 1.8508 | 26.8274 | 0 | 0 | 1 | 0 | 1 | 0 | 0 | 5.0121 | 8.4899e-05 | 2065 |  | 3167
9302 | NEWBURG 1131987158 | 192151131 | NEWBURG 1131 | 987158 | TRUE | 443.4139 | 397.6831 | 2 | 0.44566 | 3.3481 | 31.3829 | 0 | 1 | 0 | 0 | 0 | 1 | 0.125 | 11.4785 | 8.4891e-05 | 2066 |  | 3339
10305 | MIDDLETOWN 1101612 | 43141101 | MIDDLETOWN 1101 | 612 | FALSE | 6362.7002 | 6362.7002 | 25 | 0.054854 | 3.2116 | 61.3752 | 0 | 0.612 | 0.388 | 0.272 | 0.388 | 0.34 | 0.04 | 30.5132 | 8.4863e-05 | 2067 | 0.2 | 316 | 82.85 | 40.87% | 13 | 3 | 100% | 100%
10358 | KONOCTI 11024421 | 43311102 | KONOCTI 1102 | 4421 | TRUE | 585.3593 | 585.3593 | 5 | 0.11149 | 3.8017 | 57.0266 | 0 | 0 | 1 | 0.7 | 0.3 | 0 | 0 | 24.9801 | 8.4837e-05 | 2068 | 0.18 | 385 | 69.06 | 100% | 0 | 0 | 100% | 100%
4484 | FROGTOWN 170274648 | 163451702 | FROGTOWN 1702 | 74648 | TRUE | 7581.2034 | 262.1986 | 63 | 0.73978 | 2.047 | 22.4526 | 0 | 0.096032 | 0.90079 | 0.055556 | 0.85516 | 0.052778 | 0.012875 | 6.2055 | 8.4795e-05 | 2069 | 0.01 | 2270 | 10 | 30.03% | 0 | 0 | 4.11% | 0%
6866 | EDENVALE 1102XR064 | 82951102 | EDENVALE 1102 | XR064 | FALSE | 6026.8923 | 1175.6095 | 35 | 0.20935 | 1.3274 | 24.9526 | 0.31429 | 0.34286 | 0.34286 | 0.22857 | 0.1 | 0.028571 | 0 | 13.7845 | 8.4777e-05 | 2070 |  | 3069
1695 | DESCHUTES 110449024 | 103351104 | DESCHUTES 1104 | 49024 | FALSE | 26972.4504 | 26707.9675 | 209 | 0.12713 | 2.8036 | 25.936 | 0 | 0 | 1 | 0.75399 | 0.24601 | 0 | 0.0011962 | 4.1628 | 8.4768e-05 | 2071 | 0.06 | 924 | 33.98 | 100% | 0 | 7 | 97.93% | 0%
1989 | ELECTRA 1101CB | 162161101 | ELECTRA 1101 | CB | FALSE | 50985.8349 | 50985.8349 | 293 | 0.0077468 | 2.5958 | 37.5208 | 0.072404 | 0.23276 | 0.69483 | 0.10421 | 0.63328 | 0.073379 | 0.021615 | 11.4177 | 8.4764e-05 | 2072 | 0.04 | 1216 | 31.81 | 57.82% | 4 | 8 | 100% | 0%
9213 | GREEN VALLEY 210197574 | 83192101 | GREEN VALLEY 2101 | 97574 | FALSE | 8779.1351 | 5743.5714 | 60 | 0.067507 | 1.6347 | 28.9739 | 0 | 0.25556 | 0.74444 | 0 | 0.74444 | 0.18889 | 0 | 8.9065 | 8.4627e-05 | 2073 |  | 3327
7588 | IGNACIO 1104450582 | 42481104 | IGNACIO 1104 | 450582 | FALSE | 6805.9936 | 4807.846 | 50 | 0.39248 | 2.0553 | 43.7755 | 0.328 | 0.43333 | 0.23867 | 0.01 | 0.24867 | 0.12333 | 0.035 | 6.9415 | 8.4551e-05 | 2074 | 0.02 | 1939 | 10 | 29.85% | 0 | 4 | 90.17% | 0%
1260 | PALO SECO 0401CB | 13180401 | PALO SECO 0401 | CB | FALSE | 7634.7258 | 7634.7258 | 55 | 0.60587 | 1.8183 | 14.4719 | 0.12879 | 0.84545 | 0.022727 | 0.1697 | 0.32909 | 0.12848 | 0.045455 | 12.6904 | 8.4537e-05 | 2075 | 0.04 | 1421 | 10 | 0% | 4 | 1 | 100% | 19%
4259 | DIAMOND SPRINGS 110676088 | 152261106 | DIAMOND SPRINGS 1106 | 76088 | FALSE | 17715.9929 | 17715.9929 | 124 | 0.0035602 | 2.9752 | 22.1242 | 0.084677 | 0 | 0.91532 | 0.4496 | 0.4496 | 0 | 0 | 15.6809 | 8.4526e-05 | 2076 | 0.04 | 1277 | 10.83 | 90.75% | 3 | 3 | 100% | 0%
742 | MORGAN HILL 2105XR176 | 83242105 | MORGAN HILL 2105 | XR176 | FALSE | 44222.2898 | 36252.5852 | 309 | 0.27942 | 1.6344 | 32.0864 | 0.20669 | 0.25822 | 0.52727 | 0.0084759 | 0.5483 | 0.21334 | 0.010383 | 10.2453 | 8.4526e-05 | 2077 | 0.11 | 615 | 37.95 | 61.14% | 2 | 13 | 67.38% | 11%
1942 | UKIAH 1113CB | 42771113 | UKIAH 1113 | CB | TRUE | 9680.979 | 75.4379 | 69 | 0.8232 | 2.5504 | 55.5661 | 0.39357 | 0.2408 | 0.36563 | 0 | 0.3746 | 0.18835 | 0 | 6.1249 | 8.4474e-05 | 2078 | 0.04 | 1347 | 56.85 | 87.48% | 1 | 9 | 40.25% | 0%
2833 | MARTELL 11033152 | 163011103 | MARTELL 1103 | 3152 | FALSE | 27364.6036 | 26923.3255 | 134 | 0.13698 | 1.9711 | 26.7064 | 0.039801 | 0.067164 | 0.89303 | 0.05597 | 0.73632 | 0.018657 | 0 | 2.2571 | 8.4438e-05 | 2079 | 0.03 | 1490 | 31.46 | 87.03% | 0 | 1 | 99.4% | 0%
2661 | CLAY 11031230 | 163341103 | CLAY 1103 | 1230 | FALSE | 31242.042 | 27069.5791 | 136 | 0.22218 | 1.6036 | 27.1188 | 0.019608 | 0 | 0.97304 | 0.047794 | 0.88113 | 0 | 0.014706 | 9.7325 | 8.4359e-05 | 2080 | 0.03 | 1489 | 29.05 | 99.85% | 0 | 2 | 80.49% | 0%
8572 | LOS GATOS 110760024 | 82021107 | LOS GATOS 1107 | 60024 | FALSE | 6398.0407 | 6398.0407 | 27 | 0.054771 | 3.2939 | 29.3193 | 0 | 0 | 1 | 0.26173 | 0.73827 | 0 | 0 | 7.3924 | 8.433e-05 | 2081 | 0.28 | 157 | 92.59 | 100% | 0 | 0 | 100% | 100%
5185 | SILVERADO 21023010 | 43432102 | SILVERADO 2102 | 3010 | TRUE | 14671.2868 | 569.5009 | 106 | 0.71786 | 2.3499 | 41.7939 | 0.073899 | 0.34654 | 0.5772 | 0 | 0.48679 | 0.33475 | 0.031447 | 9.7995 | 8.4289e-05 | 2082 | 0.02 | 1874 | 66.75 | 84.82% | 0 | 1 | 27.23% | 0%
10333 | SAN ARDO 1101650772 | 182191101 | SAN ARDO 1101 | 650772 | FALSE | 4368.3364 | 1261.3702 | 10 | 0.53777 | 0.81273 | 35.1849 | 0 | 0.7 | 0.3 | 0.2 | 0.3 | 0.5 | 0 | 0.8815 | 8.4256e-05 | 2083 |  | 3534
7044 | SALT SPRINGS 210297924 | 163692102 | SALT SPRINGS 2102 | 97924 | FALSE | 8287.4089 | 8287.4089 | 49 | 0.17948 | 3.9013 | 49.5983 | 0 | 0 | 1 | 0.63343 | 0 | 0 | 0.040816 | 29.3619 | 8.4247e-05 | 2084 | 0.23 | 241 | 68.12 | 100% | 5 | 4 | 100% | 100%
1175 | HIGGINS 11044281 | 152691104 | HIGGINS 1104 | 4281 | FALSE | 21439.832 | 21439.832 | 138 | 0.0012512 | 3.1572 | 27.7526 | 0.20031 | 0 | 0.79969 | 0.14614 | 0.56781 | 0 | 0.014493 | 10.1997 | 8.4234e-05 | 2085 | 0.03 | 1681 | 11.6 | 77.05% | 5 | 5 | 100% | 0%
9597 | MORGAN HILL 2105XR602 | 83242105 | MORGAN HILL 2105 | XR602 | TRUE | 1368.2778 | 391.3667 | 13 | 0.34701 | 1.4652 | 33.9706 | 0.55128 | 0.23077 | 0.21795 | 0 | 0.21795 | 0.23077 | 0 | 5.3226 | 8.4195e-05 | 2086 | 0.01 | 2604 | 10 | 11.22% | 0 | 0 | 69.56% | 0%
5218 | SYCAMORE CREEK 11112268 | 102971111 | SYCAMORE CREEK 1111 | 2268 | FALSE | 35117.3516 | 35117.3516 | 217 | 0.043812 | 4.1599 | 32.5083 | 0 | 0 | 0.99654 | 0.99009 | 0.0064516 | 0 | 0 | 20.6812 | 8.4177e-05 | 2087 | 0.27 | 166 | 96.74 | 99.96% | 3 | 8 | 100% | 100%
10050 | MIRABEL 110286326 | 42091102 | MIRABEL 1102 | 86326 | FALSE | 1145.996 | 1133.0955 | 5 | 0.20216 | 2.7619 | 49.6104 | 0 | 0.55 | 0.45 | 0 | 0.45 | 0.55 | 0 | 11.6774 | 8.4164e-05 | 2088 |  | 3481
4097 | SILVERADO 2103CB | 43432103 | SILVERADO 2103 | CB | TRUE | 22820.5615 | 0 | 197 | 0.76148 | 2.4093 | 47.8062 | 0.11777 | 0.28774 | 0.58739 | 0.00072516 | 0.58739 | 0.28702 | 0 | 16.1677 | 8.4141e-05 | 2089 | 0.27 | 167 | 84 | 89.49% | 1 | 4 | 46.48% | 100%
3795 | SAN LUIS OBISPO 1101V12 | 182631101 | SAN LUIS OBISPO 1101 | V12 | FALSE | 33868.1694 | 33868.1694 | 127 | 0.09964 | 1.9642 | 45.6265 | 0.090551 | 0.41339 | 0.49344 | 0.036745 | 0.60564 | 0.21522 | 0 | 7.7365 | 8.411e-05 | 2090 | 0.11 | 614 | 75.51 | 48.74% | 1 | 1 | 99.72% | 49%
133 | GEYSERVILLE 1102522 | 42891102 | GEYSERVILLE 1102 | 522 | FALSE | 17218.2435 | 12875.7792 | 109 | 0.44499 | 2.7169 | 60.5426 | 0.0091743 | 0.35168 | 0.63914 | 0 | 0.63914 | 0.35168 | 0.039755 | 15.6355 | 8.4103e-05 | 2091 | 0.04 | 1318 | 11.56 | 69.84% | 1 | 7 | 78.98% | 12%
1863 | DIAMOND SPRINGS 110610587 | 152261106 | DIAMOND SPRINGS 1106 | 10587 | FALSE | 35336.5514 | 35336.5514 | 212 | 0.018786 | 2.8537 | 20.5204 | 0 | 0 | 0.99882 | 0.49214 | 0.50668 | 0 | 0.009434 | 11.4227 | 8.4096e-05 | 2092 | 0.06 | 994 | 32.72 | 99.97% | 4 | 2 | 100% | 0%
6480 | TASSAJARA 21123202 | 14662112 | TASSAJARA 2112 | 3202 | TRUE | 630.3021 | 630.3021 | 9 | 0.09024 | 1.7365 | 26.7364 | 0.22222 | 0 | 0.66667 | 0 | 0 | 0 | 0.027778 | 2.7366 | 8.3995e-05 | 2093 | 0.15 | 471 | 84.67 | 60.56% | 0 | 0 | 100% | 100%
4707 | HIGHLANDS 1103828 | 43361103 | HIGHLANDS 1103 | 828 | FALSE | 17153.3338 | 13828.9706 | 112 | 0.19528 | 2.1558 | 45.1419 | 0.099596 | 0 | 0.89743 | 0.032738 | 0.70546 | 0 | 0 | 5.9991 | 8.3934e-05 | 2094 | 0.03 | 1649 | 63.32 | 90.74% | 0 | 3 | 64.07% | 0%
7155 | PEORIA 1701CB | 163781701 | PEORIA 1701 | CB | FALSE | 14117.7933 | 14117.7933 | 70 | 0.081255 | 1.8173 | 36.6552 | 0.24286 | 0.17143 | 0.58571 | 0.028571 | 0.65714 | 0.071429 | 0 | 6.4695 | 8.3932e-05 | 2095 | 0.04 | 1297 | 31.18 | 54.24% | 0 | 6 | 100% | 0%
3022 | DESCHUTES 11041582 | 103351104 | DESCHUTES 1104 | 1582 | FALSE | 24298.6245 | 10265.1395 | 173 | 0.1575 | 2.5551 | 28.0544 | 0 | 0.0057803 | 0.98844 | 0.57948 | 0.40896 | 0.0057803 | 0 | 6.7923 | 8.393e-05 | 2096 | 0.02 | 2088 | 21.37 | 99.66% | 0 | 1 | 41.84% | 0%
907 | COTTONWOOD 1102544790 | 102931102 | COTTONWOOD 1102 | 544790 | FALSE | 27462.4335 | 26342.4042 | 185 | 0.15763 | 2.2146 | 27.2083 | 0.12874 | 0 | 0.87126 | 0.43423 | 0.43703 | 0 | 0.0054054 | 4.2836 | 8.3921e-05 | 2097 |  | 2696
3196 | SPRING GAP 17029280 | 162831702 | SPRING GAP 1702 | 9280 | FALSE | 10262.6071 | 10262.6071 | 80 | 0.13004 | 2.9731 | 35.9432 | 0.18759 | 0.27292 | 0.53949 | 0.79574 | 0.016667 | 0 | 0 | 23.8813 | 8.3881e-05 | 2098 | 0.15 | 466 | 34.71 | 42.89% | 5 | 5 | 100% | 100%
5709 | HIGGINS 110950072 | 152691109 | HIGGINS 1109 | 50072 | FALSE | 68212.3656 | 68212.3656 | 424 | 0.036225 | 2.7513 | 27.1789 | 0.043082 | 0.034984 | 0.91958 | 0.073742 | 0.84741 | 0.033412 | 0.013561 | 10.1828 | 8.3823e-05 | 2099 | 0.07 | 898 | 25.48 | 92.02% | 2 | 15 | 100% | 0%
7087 | OAKLAND K 1101CR170 | 12101101 | OAKLAND K 1101 | CR170 | FALSE | 2012.9175 | 2012.9175 | 17 | 0.60669 | 1.9743 | 31.191 | 0.12745 | 0.73529 | 0.098039 | 0.22549 | 0.13725 | 0 | 0 | 10.0917 | 8.3822e-05 | 2100 | 0.06 | 1011 | 10 | 10.22% | 0 | 3 | 100% | 84%
6120 | PUEBLO 2103895784 | 43292103 | PUEBLO 2103 | 895784 | FALSE | 16727.2163 | 12538.91 | 110 | 0.22987 | 2.3324 | 50.3678 | 0 | 0.21636 | 0.78364 | 0 | 0.78364 | 0.21636 | 0 | 14.9808 | 8.3743e-05 | 2101 |  | 3006
8566 | CORONA 1103114284 | 43491103 | CORONA 1103 | 114284 | TRUE | 893.7863 | 451.7326 | 11 | 0.54359 | 2.0816 | 75.0851 | 0 | 0.77273 | 0.22727 | 0 | 0.22727 | 0.77273 | 0 | 6.8096 | 8.3715e-05 | 2102 |  | 3236
4785 | MORGAN HILL 2111XR398 | 83242111 | MORGAN HILL 2111 | XR398 | FALSE | 63835.5147 | 60665.5292 | 341 | 0.12265 | 1.9368 | 34.2203 | 0.0073314 | 0.1738 | 0.75142 | 0.014663 | 0.74262 | 0.14301 | 0.011241 | 9.4952 | 8.3663e-05 | 2103 | 0.24 | 223 | 62.4 | 77.2% | 15 | 15 | 93.25% | 35%
4491 | CALPELLA 1102144510 | 43411102 | CALPELLA 1102 | 144510 | FALSE | 8266.8346 | 5010.1846 | 41 | 0.44374 | 2.6071 | 53.8742 | 0 | 0.2439 | 0.7561 | 0 | 0.7561 | 0.2439 | 0 | 17.0267 | 8.3654e-05 | 2104 |  | 2896
320 | GREEN VALLEY 210112106 | 83192101 | GREEN VALLEY 2101 | 12106 | TRUE | 19539.3367 | 556.8348 | 139 | 0.38834 | 1.6393 | 31.4296 | 0.17374 | 0.39638 | 0.4083 | 0.002767 | 0.45921 | 0.31128 | 0 | 5.5799 | 8.3645e-05 | 2105 | 0.02 | 2114 | 10 | 54.91% | 5 | 0 | 33.81% | 32%
7823 | FORT BRAGG A 11013113 | 42761101 | FORT BRAGG A 1101 | 3113 | FALSE | 16133.333 | 16133.333 | 68 | 0.12496 | 3.162 | 59.1881 | 0 | 0.73529 | 0.26471 | 0 | 0.26471 | 0.73529 | 0 | 25.611 | 8.3643e-05 | 2106 | 0.03 | 1553 | 23.37 | 35.03% | 10 | 7 | 100% | 0%
6125 | JESSUP 1103348657 | 103441103 | JESSUP 1103 | 348657 | FALSE | 3761.8937 | 3253.8359 | 29 | 0.19808 | 2.3231 | 21.4565 | 0 | 0 | 0.98276 | 0.75862 | 0.22414 | 0 | 0 | 6.4816 | 8.3622e-05 | 2107 |  | 3007
4409 | HIGGINS 11071070 | 152691107 | HIGGINS 1107 | 1070 | FALSE | 13188.3135 | 12735.6646 | 100 | 0.041806 | 2.9278 | 29.8287 | 0 | 0 | 0.99923 | 0.0033333 | 0.9959 | 0 | 0.0033333 | 26.1094 | 8.36e-05 | 2108 | 0.03 | 1481 | 12.41 | 99.96% | 1 | 4 | 84.37% | 0%
176 | TASSAJARA 2108D520R | 14662108 | TASSAJARA 2108 | D520R | TRUE | 5652.8623 | 0 | 50 | 0.53193 | 1.7152 | 26.3613 | 0.26867 | 0.28467 | 0.44667 | 0.005 | 0.44167 | 0.258 | 0.01 | 13.7581 | 8.3586e-05 | 2109 |  | 2659
5688 | STANISLAUS 170275348 | 162821702 | STANISLAUS 1702 | 75348 | FALSE | 8532.4043 | 8532.4043 | 77 | 0.1917 | 3.6431 | 36.2318 | 0 | 0 | 1 | 1 | 0 | 0 | 0.012987 | 33.6379 | 8.3581e-05 | 2110 | 0.3 | 137 | 93.31 | 100% | 1 | 9 | 100% | 100%
712 | SILVERADO 2105247660 | 43432105 | SILVERADO 2105 | 247660 | FALSE | 5200.0544 | 3858.4886 | 35 | 0.28432 | 2.6118 | 55.9086 | 0 | 0.27857 | 0.70714 | 0 | 0.70714 | 0.27857 | 0.028571 | 16.2795 | 8.3565e-05 | 2111 |  | 2689
700 | MERCED FALLS 11029460 | 252811102 | MERCED FALLS 1102 | 9460 | FALSE | 18052.5322 | 17926.192 | 91 | 0.21098 | 1.4376 | 32.3729 | 0.24542 | 0 | 0.75458 | 0 | 0.7033 | 0 | 0 | 4.5562 | 8.3561e-05 | 2112 | 0.03 | 1680 | 30.97 | 53.31% | 0 | 0 | 95.4% | 0%
6398 | CAYETANO 2109MR572 | 14422109 | CAYETANO 2109 | MR572 | FALSE | 19863.5833 | 13342.8208 | 80 | 0.10287 | 1.3456 | 21.7131 | 0.20625 | 0.37292 | 0.42083 | 0.00625 | 0.45833 | 0.32917 | 0 | 2.1573 | 8.353e-05 | 2113 | 0.02 | 2050 | 10 | 47.67% | 0 | 2 | 66.51% | 19%
8529 | ROSSMOOR 110479146 | 14161104 | ROSSMOOR 1104 | 79146 | TRUE | 3115.0804 | 85.6157 | 28 | 0.697 | 1.8075 | 20.883 | 0.27652 | 0.48777 | 0.23571 | 0 | 0.35206 | 0.37143 | 0.0059524 | 8.16 | 8.3512e-05 | 2114 | 0.01 | 2313 | 10 | 0% | 0 | 0 | 11.42% | 0%
8493 | COTATI 1102282 | 42271102 | COTATI 1102 | 282 | FALSE | 8222.1189 | 4475.09 | 62 | 0.29209 | 2.311 | 55.1848 | 0.1129 | 0.40349 | 0.4836 | 0 | 0.55403 | 0.26452 | 0.0080645 | 7.3098 | 8.3509e-05 | 2115 | 0.03 | 1537 | 39.13 | 50.31% | 2 | 2 | 88.16% | 0%
2934 | LAKEWOOD 210769586 | 13532107 | LAKEWOOD 2107 | 69586 | TRUE | 9651.4745 | 688.9218 | 80 | 0.66296 | 1.666 | 20.4516 | 0.21667 | 0.44018 | 0.34315 | 0 | 0.34315 | 0.40107 | 0.01875 | 10.2794 | 8.3471e-05 | 2116 | 0.01 | 2178 | 16.48 | 12.07% | 0 | 2 | 6.99% | 0%
5372 | TEMPLETON 2113A20 | 183052113 | TEMPLETON 2113 | A20 | FALSE | 12666.4228 | 11999.0835 | 92 | 0.21024 | 1.0526 | 28.2496 | 0.31341 | 0.094203 | 0.59239 | 0 | 0.59239 | 0.050725 | 0 | 3.6893 | 8.3458e-05 | 2117 | 0.03 | 1686 | 26.15 | 66.41% | 2 | 0 | 89.65% | 0%
10415 | SAN LUIS OBISPO 1103934355 | 182631103 | SAN LUIS OBISPO 1103 | 934355 | TRUE | 1942.6666 | 915.6706 | 12 | 0.17678 | 1.2868 | 54.7695 | 0 | 0.75 | 0.25 | 0 | 0.25 | 0.75 | 0 | 5.7004 | 8.3455e-05 | 2118 |  | 3546
2736 | ROSSMOOR 110845268 | 14161108 | ROSSMOOR 1108 | 45268 | FALSE | 12405.1563 | 4400.5557 | 112 | 0.4806 | 1.9223 | 35.0731 | 0.40694 | 0.2712 | 0.31367 | 0.061012 | 0.31843 | 0.20096 | 0 | 9.6749 | 8.3437e-05 | 2119 | 0.01 | 2429 | 24.39 | 31.05% | 0 | 7 | 47.92% | 0%
5313 | HIGHLANDS 1103482 | 43361103 | HIGHLANDS 1103 | 482 | FALSE | 41604.9679 | 39433.4736 | 188 | 0.07163 | 2.1145 | 36.3868 | 0.23138 | 0.049012 | 0.71251 | 0.18972 | 0.5228 | 0.049012 | 0 | 8.8352 | 8.3389e-05 | 2120 | 0.05 | 1108 | 84.34 | 64.96% | 1 | 10 | 92.07% | 0%
7088 | SAUSALITO 11021500 | 42491102 | SAUSALITO 1102 | 1500 | FALSE | 2059.653 | 1869.3575 | 8 | 0.25526 | 2.3142 | 32.9358 | 0.5 | 0.375 | 0.125 | 0 | 0.125 | 0.25 | 0 | 6.5501 | 8.3383e-05 | 2121 | 0.02 | 2131 | 69.03 | 0% | 0 | 0 | 90.51% | 0%
847 | CURTIS 17026008 | 163351702 | CURTIS 1702 | 6008 | FALSE | 37504.3181 | 37504.3181 | 236 | 0.10174 | 2.538 | 31.0794 | 0 | 0.027542 | 0.97246 | 0.28884 | 0.6736 | 0.023305 | 0.0084746 | 16.0925 | 8.3382e-05 | 2122 | 0.1 | 671 | 49.39 | 89.43% | 4 | 7 | 100% | 47%
7293 | WISE 11022234 | 152271102 | WISE 1102 | 2234 | FALSE | 24349.9914 | 24349.9914 | 179 | 0.05384 | 2.1729 | 35.5434 | 0.041899 | 0.38687 | 0.57123 | 0.047486 | 0.77188 | 0.13873 | 0.0027933 | 7.0008 | 8.3357e-05 | 2123 | 0.03 | 1696 | 10 | 57.56% | 1 | 4 | 100% | 0%
252 | CLARK ROAD 11022582 | 103091102 | CLARK ROAD 1102 | 2582 | FALSE | 33578.71 | 32011.0943 | 186 | 0.070882 | 2.4755 | 32.035 | 0 | 0 | 1 | 0.0071685 | 0.99014 | 0 | 0.015233 | 3.8851 | 8.3332e-05 | 2124 | 0.1 | 674 | 33.43 | 100% | 2 | 6 | 97.24% | 9%
9406 | EDENVALE 2107469810 | 82952107 | EDENVALE 2107 | 469810 | FALSE | 9545.8932 | 3464.1714 | 14 | 0.085218 | 1.3993 | 26.8634 | 0.75 | 0.035714 | 0.21429 | 0.035714 | 0.21429 | 0 | 0 | 2.2894 | 8.3298e-05 | 2125 |  | 3354
886 | SALT SPRINGS 21024796 | 163692102 | SALT SPRINGS 2102 | 4796 | FALSE | 11571.4706 | 11571.4706 | 114 | 0.15558 | 3.9013 | 39.0059 | 0.011696 | 0 | 0.9883 | 0.9883 | 0 | 0 | 0.011696 | 31.2211 | 8.3272e-05 | 2126 | 0.35 | 89 | 85.66 | 100% | 4 | 1 | 100% | 100%
2215 | MIDDLETOWN 1101481876 | 43141101 | MIDDLETOWN 1101 | 481876 | FALSE | 2559.0375 | 1373.1162 | 14 | 0.074809 | 2.6729 | 51.7609 | 0 | 0.21429 | 0.78571 | 0.071429 | 0.71429 | 0.21429 | 0 | 8.5766 | 8.3175e-05 | 2127 |  | 2766
8685 | SANTA ROSA A 1111114 | 42151111 | SANTA ROSA A 1111 | 114 | TRUE | 4957.8887 | 17.4908 | 40 | 0.64274 | 2.5653 | 53.0919 | 0.10625 | 0.36931 | 0.52444 | 0 | 0.52444 | 0.36931 | 0.047917 | 11.7045 | 8.3173e-05 | 2128 | 0.04 | 1383 | 82.82 | 61.55% | 3 | 5 | 48.78% | 0%
2322 | KANAKA 11011034 | 103221101 | KANAKA 1101 | 1034 | FALSE | 17942.0463 | 17942.0463 | 80 | 0.0070366 | 3.7703 | 24.623 | 0 | 0.2875 | 0.7125 | 0.26875 | 0.5625 | 0.16875 | 0.05 | 16.3887 | 8.3104e-05 | 2129 | 0.23 | 246 | 96.94 | 65.02% | 4 | 2 | 100% | 100%
4407 | APPLE HILL 210297982 | 153662102 | APPLE HILL 2102 | 97982 | FALSE | 15545.7354 | 15545.7354 | 104 | 0.036443 | 3.4154 | 20.2719 | 0 | 0 | 1 | 0.99038 | 0.0096154 | 0 | 0.0096154 | 20.451 | 8.3073e-05 | 2130 | 0.23 | 245 | 88.72 | 100% | 1 | 1 | 100% | 100%
10018 | LINCOLN 1104275986 | 153701104 | LINCOLN 1104 | 275986 | TRUE | 934.5883 | 934.5883 | 5 | 0.031871 | 1.7159 | 23.4691 | 0 | 0 | 1 | 0 | 1 | 0 | 0 | 1.616 | 8.2974e-05 | 2131 |  | 3473
6356 | NORTH BRANCH 110113496 | 163231101 | NORTH BRANCH 1101 | 13496 | FALSE | 8111.7845 | 3211.8845 | 58 | 0.45129 | 1.6072 | 29.2917 | 0.23235 | 0.27586 | 0.49179 | 0.0086207 | 0.49179 | 0.26724 | 0.025862 | 7.0629 | 8.2907e-05 | 2132 | 0.01 | 2381 | 10 | 62.08% | 0 | 0 | 44.24% | 0%
871 | PEORIA 17019811 | 163781701 | PEORIA 1701 | 9811 | FALSE | 14351.9184 | 5776.4657 | 92 | 0.10348 | 1.6888 | 28.7431 | 0 | 0.067029 | 0.9221 | 0.11413 | 0.80797 | 0.067029 | 0 | 2.0242 | 8.2868e-05 | 2133 | 0.02 | 1861 | 39.63 | 92.09% | 0 | 0 | 62.43% | 0%
6344 | WEST POINT 11021303 | 163201102 | WEST POINT 1102 | 1303 | FALSE | 25207.4138 | 25207.4138 | 146 | 0.0417 | 3.4256 | 24.4126 | 0 | 0 | 1 | 0.98116 | 0.018836 | 0 | 0.03653 | 30.7165 | 8.2868e-05 | 2134 | 0.28 | 152 | 90.47 | 99.8% | 4 | 11 | 100% | 100%
1710 | ELK 110191336 | 42981101 | ELK 1101 | 91336 | FALSE | 13315.5222 | 12740.7114 | 78 | 0.10346 | 2.8331 | 51.4181 | 0.15705 | 0.84295 | 0 | 0 | 0.14573 | 0.69722 | 0 | 38.5658 | 8.2847e-05 | 2135 | 0.02 | 1910 | 12.59 | 0% | 14 | 5 | 92.25% | 0%
9993 | STELLING 1109478699 | 83481109 | STELLING 1109 | 478699 | FALSE | 1763.8687 | 1328.3865 | 14 | 0.1144 | 1.64 | 23.83 | 0 | 0.14762 | 0.85238 | 0 | 0.85238 | 0.071429 | 0 | 8.6648 | 8.2786e-05 | 2136 |  | 3466
656 | MORAGA 1105CB | 13801105 | MORAGA 1105 | CB | FALSE | 17419.9506 | 9244.2642 | 121 | 0.35306 | 1.9985 | 28.474 | 0.14891 | 0.48618 | 0.36492 | 0.011019 | 0.40486 | 0.1525 | 0.0072314 | 13.4383 | 8.2774e-05 | 2137 | 0.09 | 722 | 67.73 | 20.75% | 5 | 12 | 65.86% | 77%
6371 | BAY MEADOWS 210257886 | 24012102 | BAY MEADOWS 2102 | 57886 | FALSE | 8466.0843 | 6549.4745 | 81 | 0.59586 | 1.8046 | 17.205 | 0.46893 | 0.27058 | 0.22346 | 0 | 0.4035 | 0.078189 | 0 | 9.1804 | 8.2619e-05 | 2138 | 0.03 | 1493 | 10 | 28.89% | 2 | 6 | 80.67% | 0%
7386 | SAN RAMON 2108CB | 14232108 | SAN RAMON 2108 | CB | FALSE | 15329.2524 | 14012.7161 | 102 | 0.25494 | 1.8186 | 30.6857 | 0.10784 | 0.4222 | 0.46996 | 0.014706 | 0.51081 | 0.36664 | 0.0098039 | 10.551 | 8.2611e-05 | 2139 | 0.13 | 542 | 65.61 | 48.13% | 2 | 4 | 90.54% | 100%
10962 | POINT ARENA 1101CB | 43381101 | POINT ARENA 1101 | CB | TRUE | 64.9169 | 64.9169 | 2 |  |  | 53.3526 | 1 | 0 | 0 | 0 | 0 | 0 | 0 |  | 8.2597e-05 | 2140 | 0.02 | 1846 | 40.02 | 0% | 3 | 1 | 100% | 0%
3972 | CORRAL 1103936674 | 162991103 | CORRAL 1103 | 936674 | FALSE | 6354.8382 | 1063.5848 | 56 | 0.23749 | 1.4774 | 26.1118 | 0 | 0 | 1 | 0 | 1 | 0 | 0 | 3.7238 | 8.2565e-05 | 2141 |  | 2866
2162 | SOBRANTE 1102L510R | 14671102 | SOBRANTE 1102 | L510R | FALSE | 15698.8958 | 15538.9501 | 136 | 0.42689 | 1.8544 | 27.7456 | 0.11736 | 0.62572 | 0.2557 | 0.002451 | 0.30827 | 0.5707 | 0.018382 | 13.0792 | 8.2413e-05 | 2142 | 0.07 | 850 | 10 | 23.81% | 5 | 6 | 100% | 0%
1172 | CORRAL 110336680 | 162991103 | CORRAL 1103 | 36680 | FALSE | 32219.8242 | 15055.3944 | 265 | 0.28798 | 1.5053 | 34.0008 | 0.059119 | 0 | 0.94088 | 0.0018868 | 0.93899 | 0 | 0.0012579 | 3.1625 | 8.2363e-05 | 2143 | 0.02 | 1804 | 19.05 | 89.57% | 1 | 2 | 49.8% | 0%
52 | HIGHLANDS 1103520 | 43361103 | HIGHLANDS 1103 | 520 | FALSE | 75123.246 | 75123.246 | 437 | 0.1143 | 2.3348 | 40.6443 | 0.0011442 | 0.014645 | 0.98388 | 0.14754 | 0.68241 | 0.0077803 | 0 | 9.2688 | 8.2363e-05 | 2144 | 0.27 | 177 | 67.47 | 99% | 5 | 17 | 100% | 0%
3686 | UKIAH 1111534 | 42771111 | UKIAH 1111 | 534 | FALSE | 33775.8497 | 30432.3399 | 142 | 0.13379 | 3.1168 | 50.5034 | 0 | 0.0058685 | 0.99178 | 0.21127 | 0.78052 | 0.0058685 | 0 | 13.4848 | 8.2307e-05 | 2145 | 0.06 | 915 | 74.5 | 100% | 2 | 4 | 89.62% | 0%
10705 | CLOVERDALE 1102801904 | 42821102 | CLOVERDALE 1102 | 801904 | TRUE | 22.3881 | 22.3881 | 1 | 0 | 2.8424 | 1.4082 | 0 | 0 | 1 | 1 | 0 | 0 | 0 | 5.2591 | 8.2208e-05 | 2146 | 0.03 | 1533 | 10 | 100% | 0 | 0 | 100% | 0%
5718 | PETALUMA C 1108233646 | 42631108 | PETALUMA C 1108 | 233646 | FALSE | 18091.6284 | 15102.5612 | 127 | 0.22868 | 2.4352 | 56.0726 | 0.007874 | 0.60154 | 0.38665 | 0 | 0.38665 | 0.60154 | 0.053018 | 8.9748 | 8.2168e-05 | 2147 |  | 2976
2465 | JESSUP 11021314 | 103441102 | JESSUP 1102 | 1314 | FALSE | 23311.1376 | 9677.7607 | 161 | 0.1558 | 2.565 | 24.388 | 0 | 0.0093168 | 0.98447 | 0.4177 | 0.55435 | 0.0093168 | 0.0031056 | 5.7769 | 8.2165e-05 | 2148 | 0.02 | 1985 | 41.46 | 97.17% | 0 | 1 | 39.97% | 0%
2127 | OILFIELDS 1103N44 | 182391103 | OILFIELDS 1103 | N44 | FALSE | 29207.7388 | 29207.7388 | 109 | 0.13914 | 0.86438 | 25.9643 | 0.071101 | 0.0091743 | 0.91972 | 0 | 0.75229 | 0.0091743 | 0 | 4.0653 | 8.2092e-05 | 2149 | 0.08 | 749 | 55.85 | 96.36% | 0 | 0 | 100% | 0%
1488 | AUBERRY 1101CB | 254151101 | AUBERRY 1101 | CB | FALSE | 29229.2172 | 29229.2172 | 204 | 0.11045 | 1.6541 | 30.611 | 0.27365 | 0.080801 | 0.64293 | 0.015686 | 0.65829 | 0.049755 | 0 | 7.6033 | 8.2084e-05 | 2150 | 0.04 | 1237 | 19.22 | 60.88% | 0 | 19 | 100% | 0%
2971 | CASTRO VALLEY 1111MR334 | 14091111 | CASTRO VALLEY 1111 | MR334 | FALSE | 9742.4846 | 9116.5949 | 80 | 0.35994 | 1.802 | 31.2322 | 0.46583 | 0.36875 | 0.16042 | 0.0041667 | 0.2 | 0.32708 | 0 | 6.6918 | 8.203e-05 | 2151 |  | 2808
5159 | PAUL SWEET 2109634576 | 83252109 | PAUL SWEET 2109 | 634576 | FALSE | 3306.7049 | 2935.0444 | 29 | 0.3065 | 1.908 | 32.6513 | 0.036782 | 0.23046 | 0.73276 | 0.022989 | 0.76724 | 0.18448 | 0 | 15.3458 | 8.2017e-05 | 2152 |  | 2939
1419 | CURTIS 17048140 | 163351704 | CURTIS 1704 | 8140 | FALSE | 42456.9039 | 42456.9039 | 260 | 0.047152 | 2.2936 | 27.7397 | 0 | 0.19744 | 0.79872 | 0.44006 | 0.36019 | 0.093654 | 0.0076923 | 14.7462 | 8.2014e-05 | 2153 | 0.17 | 414 | 65.67 | 76.6% | 12 | 12 | 100% | 76%
3447 | WYANDOTTE 11031974 | 102911103 | WYANDOTTE 1103 | 1974 | FALSE | 36068.6353 | 36068.6353 | 259 | 0.0055459 | 3.9808 | 33.4337 | 0.0046332 | 0 | 0.99537 | 0.22619 | 0.68713 | 0 | 0.0048263 | 17.8586 | 8.2005e-05 | 2154 | 0.45 | 43 | 92.91 | 99.55% | 6 | 6 | 100% | 100%
10550 | SANTA ROSA A 1104834094 | 42151104 | SANTA ROSA A 1104 | 834094 | TRUE | 201.2345 | 155.4829 | 3 | 0.41805 | 2.1722 | 31.8374 | 0 | 0.5 | 0.5 | 0 | 0.5 | 0.33333 | 0 | 12.4434 | 8.2e-05 | 2155 |  | 3572
2414 | PINE GROVE 110245292 | 163751102 | PINE GROVE 1102 | 45292 | FALSE | 17350.6047 | 17350.6047 | 132 | 0.049241 | 3.49 | 31.9008 | 0 | 0 | 1 | 0.98485 | 0.015152 | 0 | 0.0037879 | 24.1461 | 8.1993e-05 | 2156 | 0.45 | 41 | 85.93 | 100% | 1 | 11 | 100% | 99%
2093 | ATASCADERO 1103A46 | 182541103 | ATASCADERO 1103 | A46 | TRUE | 13904.7944 | 633.1098 | 94 | 0.32811 | 1.4777 | 34.1848 | 0.12447 | 0.63949 | 0.23604 | 0.070922 | 0.41099 | 0.39362 | 0 | 4.5536 | 8.1941e-05 | 2157 | 0.01 | 2143 | 65.25 | 33.62% | 0 | 0 | 6.79% | 0%
1145 | OLEMA 11011200 | 42291101 | OLEMA 1101 | 1200 | FALSE | 4658.8808 | 4658.8808 | 34 | 0.14316 | 2.0304 | 54.3463 | 0 | 0.88725 | 0.11275 | 0.019118 | 0.14216 | 0.83873 | 0.0058824 | 31.1406 | 8.1804e-05 | 2158 | 0.03 | 1705 | 61.73 | 11.72% | 2 | 7 | 100% | 0%
4245 | SONOMA 1104914376 | 42721104 | SONOMA 1104 | 914376 | TRUE | 11215.1853 | 862.0577 | 93 | 0.51858 | 2.3027 | 61.1651 | 0.15394 | 0.45609 | 0.38728 | 0 | 0.38728 | 0.45609 | 0.010753 | 8.3418 | 8.1801e-05 | 2159 | 0.01 | 2576 | 32.67 | 64.75% | 0 | 0 | 6.07% | 0%
3427 | COTATI 1105616 | 42271105 | COTATI 1105 | 616 | FALSE | 49320.745 | 4247.523 | 198 | 0.22292 | 2.3336 | 56.2904 | 0.072391 | 0.65572 | 0.27189 | 0.018603 | 0.34049 | 0.55842 | 0.020202 | 7.1474 | 8.18e-05 | 2160 | 0.01 | 2154 | 51.51 | 16.32% | 0 | 0 | 2.88% | 0%
9350 | WEST POINT 1101L3355 | 163201101 | WEST POINT 1101 | L3355 | FALSE | 3618.1853 | 3618.1853 | 27 | 0.053001 | 3.7933 | 32.1065 | 0 | 0 | 1 | 1 | 0 | 0 | 0 | 29.2907 | 8.1776e-05 | 2161 | 0.2 | 310 | 89.09 | 100% | 0 | 0 | 100% | 100%
7487 | GANSNER 1101174072 | 103021101 | GANSNER 1101 | 174072 | TRUE | 172.7033 | 172.7033 | 3 | 0.31491 | 2.8099 | 24.1038 | 0 | 0 | 1 | 1 | 0 | 0 | 0 | 8.1657 | 8.1758e-05 | 2162 |  | 3129
5935 | MORAGA 1103CB | 13801103 | MORAGA 1103 | CB | FALSE | 10346.1129 | 2141.3708 | 82 | 0.56512 | 1.9645 | 20.8246 | 0.17927 | 0.42663 | 0.39411 | 0.012195 | 0.46707 | 0.28557 | 0.013415 | 10.3014 | 8.1676e-05 | 2163 | 0.01 | 2433 | 16.53 | 0% | 6 | 3 | 21.01% | 12%
8307 | SAN RAFAEL 11042235 | 42011104 | SAN RAFAEL 1104 | 2235 | TRUE | 1389.3312 | 296.6637 | 10 | 0.69612 | 2.646 | 63.1903 | 0 | 0.95 | 0.05 | 0 | 0.05 | 0.95 | 0 | 12.8794 | 8.163e-05 | 2164 | 0.01 | 2141 | 10 | 0% | 0 | 1 | 34.56% | 0%
26 | TASSAJARA 2103CB | 14662103 | TASSAJARA 2103 | CB | TRUE | 28346.0077 | 787.8623 | 259 | 0.58897 | 1.5681 | 27.0928 | 0.29641 | 0.40049 | 0.29558 | 0.0012548 | 0.33869 | 0.35274 | 0.005148 | 9.3334 | 8.1627e-05 | 2165 | 0.01 | 2224 | 10 | 14.73% | 0 | 4 | 9.61% | 35%
7180 | PASO ROBLES 11032731 | 182611103 | PASO ROBLES 1103 | 2731 | FALSE | 2630.6286 | 2630.6286 | 13 | 0.11257 | 0.82285 | 39.0969 | 0 | 0.66667 | 0.33333 | 0 | 0.33333 | 0.66667 | 0 | 2.3745 | 8.1626e-05 | 2166 | 0.02 | 1947 | 24.92 | 47.66% | 0 | 0 | 73.66% | 0%
10699 | SUNOL 110148180 | 14241101 | SUNOL 1101 | 48180 | TRUE | 21.1502 | 21.1502 | 2 | 0.67163 | 1.2441 | 5.5425 | 0 | 0 | 1 | 1 | 0 | 0 | 0 | 98.6191 | 8.1559e-05 | 2167 | 0.03 | 1547 | 10 | 100% | 0 | 0 | 100% | 0%
7742 | WEST POINT 110272036 | 163201102 | WEST POINT 1102 | 72036 | FALSE | 21135.8241 | 20864.4611 | 105 | 0.010772 | 2.9283 | 36.5753 | 0 | 0.14841 | 0.85159 | 0.85159 | 0.14841 | 0 | 0.0095238 | 14.8856 | 8.1485e-05 | 2168 | 0.06 | 966 | 87.76 | 47.51% | 4 | 2 | 100% | 23%
10276 | LAKEVILLE 1102367100 | 43371102 | LAKEVILLE 1102 | 367100 | TRUE | 1041.0726 | 900.8036 | 6 | 0.20736 | 1.9859 | 42.3139 | 0 | 0.33333 | 0.66667 | 0 | 0.66667 | 0.33333 | 0 | 6.5726 | 8.144e-05 | 2169 |  | 3526
1742 | MIWUK 1701CB | 163661701 | MIWUK 1701 | CB | FALSE | 26145.2982 | 26145.2982 | 187 | 0.093461 | 2.8849 | 37.772 | 0.14443 | 0.062834 | 0.79229 | 0.80388 | 0.0044563 | 0.012478 | 0.016667 | 25.4235 | 8.1435e-05 | 2170 | 0.65 | 11 | 91.66 | 81.59% | 16 | 15 | 100% | 100%
7530 | BUCKS CREEK 11031131 | 102211103 | BUCKS CREEK 1103 | 1131 | FALSE | 4424.1224 | 4424.1224 | 33 | 0.086475 | 6.2152 | 44.4231 | 0 | 0 | 0.9899 | 0.97475 | 0.015152 | 0 | 0.12626 | 17.0751 | 8.1427e-05 | 2171 | 0.13 | 547 | 88.87 | 99.9% | 0 | 1 | 100% | 57%
8222 | DUNBAR 1102528 | 43071102 | DUNBAR 1102 | 528 | FALSE | 6520.0631 | 5521.142 | 50 | 0.20329 | 2.4479 | 62.722 | 0 | 0.475 | 0.525 | 0 | 0.54333 | 0.43667 | 0.02 | 9.0367 | 8.1342e-05 | 2172 | 0.02 | 2096 | 30.59 | 54.13% | 1 | 3 | 85.5% | 0%
6336 | SAN RAFAEL 1101310 | 42011101 | SAN RAFAEL 1101 | 310 | TRUE | 5801.4081 | 319.7974 | 48 | 0.78473 | 2.6455 | 52.3121 | 0.24479 | 0.52396 | 0.23125 | 0.088542 | 0.23125 | 0.43542 | 0.03125 | 7.9621 | 8.1312e-05 | 2173 | 0.01 | 2255 | 10 | 2.82% | 0 | 0 | 39.65% | 0%
7168 | STANISLAUS 17024905 | 162821702 | STANISLAUS 1702 | 4905 | FALSE | 3704.1382 | 3704.1382 | 35 | 0.16247 | 3.6486 | 35.2369 | 0 | 0.0095238 | 0.99048 | 0.99048 | 0.0095238 | 0 | 0 | 30.2721 | 8.1261e-05 | 2174 | 0.25 | 214 | 97.85 | 99.88% | 2 | 2 | 100% | 100%
4086 | WEST POINT 110236676 | 163201102 | WEST POINT 1102 | 36676 | FALSE | 27305.8877 | 27305.8877 | 173 | 0.0045138 | 3.1122 | 30.9223 | 0 | 0.090751 | 0.90443 | 0.86975 | 0.12543 | 0 | 0.0038536 | 21.9955 | 8.1258e-05 | 2175 | 0.24 | 227 | 84.93 | 78.04% | 3 | 4 | 100% | 93%
4819 | GANSNER 1101590690 | 103021101 | GANSNER 1101 | 590690 | TRUE | 383.2694 | 102.0304 | 4 | 0.51707 | 2.8324 | 25.5775 | 0 | 0 | 1 | 1 | 0 | 0 | 0 | 14.3579 | 8.1235e-05 | 2176 |  | 2919
145 | MOUNTAIN QUARRIES 21011130 | 152282101 | MOUNTAIN QUARRIES 2101 | 1130 | FALSE | 32234.9294 | 32234.9294 | 231 | 0.022925 | 3.0156 | 22.5501 | 0 | 0 | 0.99856 | 0.39481 | 0.60375 | 0 | 0.005772 | 15.9284 | 8.1217e-05 | 2177 | 0.09 | 714 | 57.01 | 99.98% | 8 | 6 | 100% | 23%
5656 | PANORAMA 1102508502 | 103461102 | PANORAMA 1102 | 508502 | FALSE | 25902.2253 | 18917.893 | 115 | 0.12865 | 2.1457 | 20.9379 | 0 | 0.021739 | 0.97536 | 0.44493 | 0.52609 | 0.021739 | 0 | 7.8502 | 8.1215e-05 | 2178 |  | 2971
2516 | MIWUK 17028130 | 163661702 | MIWUK 1702 | 8130 | FALSE | 15961.1359 | 15961.1359 | 123 | 0.1264 | 2.6562 | 36.9341 | 0 | 0 | 1 | 0.86992 | 0.12737 | 0 | 0.033875 | 17.5999 | 8.1184e-05 | 2179 | 0.29 | 150 | 52.09 | 100% | 2 | 8 | 100% | 100%
6137 | CAROLANDS 04049024 | 24060404 | CAROLANDS 0404 | 9024 | FALSE | 6139.1912 | 5646.8015 | 62 | 0.49393 | 1.6807 | 31.1704 | 0 | 0.83871 | 0.16129 | 0 | 0.18548 | 0.58199 | 0.0026882 | 12.416 | 8.1167e-05 | 2180 | 0.03 | 1730 | 10 | 16.66% | 1 | 9 | 99.05% | 0%
956 | PAUL SWEET 2106CB | 83252106 | PAUL SWEET 2106 | CB | FALSE | 18604.4746 | 8502.7441 | 115 | 0.43136 | 2.0446 | 37.6326 | 0.31879 | 0.31135 | 0.36842 | 0 | 0.34507 | 0.24364 | 0.053913 | 9.1396 | 8.1074e-05 | 2181 | 0.06 | 955 | 14.01 | 33.08% | 1 | 5 | 37.05% | 92%
3368 | PEORIA 17051834 | 163781705 | PEORIA 1705 | 1834 | FALSE | 38353.1383 | 37922.7084 | 217 | 0.099551 | 1.8119 | 34.1228 | 0.094882 | 0.12228 | 0.78283 | 0 | 0.78283 | 0.12228 | 0 | 3.7571 | 8.1071e-05 | 2182 | 0.08 | 747 | 21.32 | 69.84% | 0 | 15 | 96.15% | 0%
4778 | SHINGLE SPRINGS 210961892 | 153652109 | SHINGLE SPRINGS 2109 | 61892 | FALSE | 48456.6488 | 48456.6488 | 318 | 0.048368 | 2.4199 | 22.5653 | 0 | 0 | 1 | 0.023585 | 0.97642 | 0 | 0.0070755 | 7.2961 | 8.0969e-05 | 2183 | 0.32 | 113 | 48.5 | 100% | 2 | 8 | 100% | 100%
3992 | VOLTA 11021502 | 102541102 | VOLTA 1102 | 1502 | FALSE | 11680.2523 | 11680.2523 | 80 | 0.031712 | 3.151 | 16.8335 | 0 | 0.0125 | 0.98438 | 0.71313 | 0 | 0.0125 | 0.0375 | 24.568 | 8.0915e-05 | 2184 | 0.21 | 299 | 84.47 | 99.46% | 2 | 2 | 100% | 100%
882 | MORGAN HILL 2105XR152 | 83242105 | MORGAN HILL 2105 | XR152 | FALSE | 20635.5048 | 14045.9028 | 156 | 0.2825 | 1.7371 | 33.3318 | 0.0018315 | 0.31464 | 0.68032 | 0.0042735 | 0.82529 | 0.1654 | 0.0032051 | 7.7839 | 8.0844e-05 | 2185 | 0.03 | 1724 | 31.97 | 72.23% | 0 | 5 | 65.24% | 0%
7701 | SILVERADO 2102808 | 43432102 | SILVERADO 2102 | 808 | FALSE | 8110.4608 | 4081.7731 | 39 | 0.4327 | 2.3613 | 52.9842 | 0.012821 | 0.025641 | 0.96154 | 0 | 0.9359 | 0.025641 | 0 | 16.4958 | 8.0754e-05 | 2186 | 0.04 | 1257 | 85.49 | 100% | 0 | 0 | 40.02% | 25%
63 | CORRAL 110175204 | 162991101 | CORRAL 1101 | 75204 | FALSE | 29879.1855 | 1376.4738 | 130 | 0.13843 | 1.2467 | 24.7605 | 0.1859 | 0.16026 | 0.65385 | 0.061538 | 0.54231 | 0.12949 | 0 | 5.0066 | 8.0747e-05 | 2187 | 0.01 | 2245 | 10 | 10.09% | 0 | 0 | 5.99% | 0%
6809 | OAKLAND D 1112CR192 | 12041112 | OAKLAND D 1112 | CR192 | FALSE | 6810.4625 | 3963.0316 | 54 | 0.50036 | 1.9241 | 20.5751 | 0.0643 | 0.72693 | 0.20877 | 0.28145 | 0.16593 | 0.24691 | 0 | 11.968 | 8.0733e-05 | 2188 | 0.05 | 1049 | 25.84 | 29.93% | 2 | 4 | 64.82% | 77%
3357 | TASSAJARA 210812712 | 14662108 | TASSAJARA 2108 | 12712 | FALSE | 5357.9341 | 1227.8521 | 46 | 0.41945 | 1.7178 | 27.8214 | 0 | 0.62778 | 0.37222 | 0 | 0.37705 | 0.62295 | 0.027174 | 11.6916 | 8.0658e-05 | 2189 | 0.09 | 694 | 70.7 | 76.13% | 0 | 2 | 18.42% | 100%
7043 | ANDERSON 1101514412 | 103261101 | ANDERSON 1101 | 514412 | FALSE | 1675.5188 | 1659.5168 | 5 | 0.085828 | 2.2441 | 12.6498 | 0 | 0 | 1 | 0.13333 | 0.86667 | 0 | 0 | 4.9108 | 8.0594e-05 | 2190 |  | 3090
9943 | FRANKLIN 1104P136 | 13921104 | FRANKLIN 1104 | P136 | FALSE | 9489.9011 | 7931.4997 | 43 | 0.42567 | 1.4785 | 19.0348 | 0.077519 | 0.87209 | 0.015504 | 0.29457 | 0.023256 | 0.29845 | 0.054264 | 10.6091 | 8.0523e-05 | 2191 | 0.01 | 2519 | 10 | 0% | 0 | 1 | 65.24% | 0%
1740 | GUALALA 1111402866 | 42841111 | GUALALA 1111 | 402866 | FALSE | 2560.4032 | 2560.4032 | 20 | 0.40529 | 2.7375 | 45.0934 | 0.625 | 0.375 | 0 | 0 | 0 | 0.375 | 0 | 41.6497 | 8.0485e-05 | 2192 | 0.01 | 2257 | 10 | 0% | 1 | 1 | 100% | 0%
3222 | WEST POINT 11014706 | 163201101 | WEST POINT 1101 | 4706 | FALSE | 18429.634 | 18429.634 | 138 | 0.040134 | 3.7607 | 34.0515 | 0 | 0 | 0.99758 | 0.99758 | 0 | 0 | 0 | 28.2322 | 8.047e-05 | 2193 | 0.37 | 73 | 90.55 | 100% | 4 | 4 | 100% | 100%
6626 | CLAY 1101CB | 163341101 | CLAY 1101 | CB | TRUE | 4411.9174 | 914.1112 | 33 | 0.6901 | 1.6464 | 26.1215 | 0.32381 | 0.22561 | 0.3667 | 0.25758 | 0.24549 | 0.031169 | 0.034632 | 5.1154 | 8.0383e-05 | 2194 |  | 3048
4452 | SILVERADO 2102942170 | 43432102 | SILVERADO 2102 | 942170 | FALSE | 14564.2628 | 5038.647 | 99 | 0.54479 | 2.0793 | 36.3092 | 0.20875 | 0.22222 | 0.56902 | 0.061616 | 0.50741 | 0.22222 | 0.020202 | 5.6164 | 8.0364e-05 | 2195 |  | 2892
1515 | WYANDOTTE 110979932 | 102911109 | WYANDOTTE 1109 | 79932 | FALSE | 52854.9374 | 35504.8505 | 345 | 0.088818 | 1.9671 | 33.5249 | 0 | 0.18768 | 0.81087 | 0.0028986 | 0.80797 | 0.18768 | 0.00096618 | 4.2058 | 8.0348e-05 | 2196 | 0.04 | 1251 | 10.61 | 90.79% | 1 | 2 | 59.11% | 0%
4970 | CASTRO VALLEY 1110264914 | 14091110 | CASTRO VALLEY 1110 | 264914 | FALSE | 1490.2678 | 1396.6171 | 14 | 0.48502 | 1.6247 | 34.8456 | 0.10714 | 0.89286 | 0 | 0 | 0 | 0.89286 | 0 | 7.9235 | 8.0285e-05 | 2197 |  | 2934
6996 | KONOCTI 1102714370 | 43311102 | KONOCTI 1102 | 714370 | FALSE | 4274.3031 | 3423.0115 | 28 | 0.43234 | 2.0479 | 61.8508 | 0.078571 | 0.63214 | 0.28929 | 0.0071429 | 0.28214 | 0.63214 | 0 | 49.6441 | 8.0252e-05 | 2198 |  | 3083
5081 | RED BLUFF 11041566 | 103541104 | RED BLUFF 1104 | 1566 | FALSE | 24740.5736 | 19451.0946 | 94 | 0.17166 | 1.9132 | 22.5564 | 0.0021277 | 0.25532 | 0.74255 | 0.12234 | 0.63085 | 0.24468 | 0.010638 | 9.3208 | 8.022e-05 | 2199 | 0.04 | 1283 | 45.58 | 76.5% | 0 | 1 | 74.23% | 0%
774 | MORGAN HILL 2110654924 | 83242110 | MORGAN HILL 2110 | 654924 | FALSE | 8067.2123 | 4423.0701 | 61 | 0.31013 | 1.4936 | 29.8409 | 0.040984 | 0.52404 | 0.43497 | 0.016393 | 0.61694 | 0.32568 | 0.02459 | 4.8737 | 8.0217e-05 | 2200 |  | 2692
7644 | LLAGAS 2101783467 | 83182101 | LLAGAS 2101 | 783467 | FALSE | 16521.4957 | 16448.6096 | 61 | 0.15275 | 1.6688 | 23.9701 | 0.032787 | 0.027322 | 0.9235 | 0.010929 | 0.9235 | 0.016393 | 0.04918 | 24.3073 | 8.018e-05 | 2201 |  | 3145
4109 | TEMPLETON 2113A60 | 183052113 | TEMPLETON 2113 | A60 | FALSE | 14423.3233 | 11709.0954 | 88 | 0.21521 | 1.0789 | 30.7333 | 0.34375 | 0.11364 | 0.54261 | 0 | 0.54261 | 0.11364 | 0 | 3.0056 | 8.0147e-05 | 2202 | 0.03 | 1456 | 57.7 | 62.45% | 1 | 2 | 82.52% | 0%
6540 | MORGAN HILL 2105XR070 | 83242105 | MORGAN HILL 2105 | XR070 | FALSE | 13972.8614 | 10519.5514 | 90 | 0.20557 | 1.5908 | 32.6398 | 0.016667 | 0.45907 | 0.52241 | 0 | 0.60944 | 0.36648 | 0.014815 | 6.2666 | 8.0053e-05 | 2203 | 0.05 | 1176 | 37.72 | 68.61% | 0 | 0 | 76.77% | 50%
835 | ZACA 1102Y54 | 182681102 | ZACA 1102 | Y54 | FALSE | 55238.5351 | 54847.9366 | 296 | 0.15986 | 1.0625 | 27.8258 | 0.046453 | 0.16723 | 0.78632 | 0.10895 | 0.69848 | 0.12697 | 0.016892 | 4.778 | 8.0013e-05 | 2204 | 0.24 | 225 | 50.47 | 82.24% | 0 | 23 | 99.37% | 51%
2550 | COTTONWOOD 110335470 | 102931103 | COTTONWOOD 1103 | 35470 | FALSE | 40109.7772 | 33111.1919 | 174 | 0.13083 | 2.0376 | 25.4607 | 0.14738 | 0.12471 | 0.72791 | 0.49227 | 0.23563 | 0.12471 | 0 | 6.5008 | 7.9998e-05 | 2205 | 0.04 | 1370 | 46.52 | 67.33% | 0 | 6 | 73.33% | 0%
9516 | WILDWOOD 11011576 | 103611101 | WILDWOOD 1101 | 1576 | FALSE | 12974.577 | 12974.577 | 51 | 0.18837 | 2.4071 | 23.8671 | 0 | 0 | 1 | 0.86275 | 0.13725 | 0 | 0.019608 | 20.7 | 7.9987e-05 | 2206 | 0.07 | 853 | 75.94 | 99.97% | 1 | 4 | 100% | 0%
10247 | MILPITAS 1108342498 | 82831108 | MILPITAS 1108 | 342498 | TRUE | 1151.7336 | 49.0072 | 9 | 0.070518 | 1.1113 | 29.193 | 0 | 1 | 0 | 0 | 0 | 1 | 0 | 3.1762 | 7.9908e-05 | 2207 |  | 3521
7564 | COLUMBIA HILL 11018233 | 152471101 | COLUMBIA HILL 1101 | 8233 | FALSE | 7978.7453 | 7978.7453 | 51 | 0 | 3.9982 | 19.3151 | 0 | 0 | 0.99346 | 0.85294 | 0.14052 | 0 | 0 | 12.897 | 7.9873e-05 | 2208 | 0.27 | 163 | 92.41 | 99.94% | 1 | 3 | 100% | 100%
41 | REDBUD 1101708166 | 43191101 | REDBUD 1101 | 708166 | FALSE | 33499.3555 | 18511.1854 | 162 | 0.14091 | 2.2704 | 44.1365 | 0.11492 | 0.0065844 | 0.8785 | 0.075309 | 0.80319 | 0.0065844 | 0.032922 | 6.5212 | 7.986e-05 | 2209 | 0.1 | 676 | 81.2 | 96.21% | 0 | 3 | 49.7% | 54%
3362 | REDBUD 110191960 | 43191101 | REDBUD 1101 | 91960 | FALSE | 11326.1042 | 10487.6883 | 90 | 0.51542 | 2.0257 | 56.0587 | 0.41553 | 0.050185 | 0.53428 | 0 | 0.54169 | 0.042778 | 0 | 44.7654 | 7.983e-05 | 2210 | 0.03 | 1522 | 10 | 50% | 3 | 16 | 100% | 0%
500 | ALTO 112278672 | 42031122 | ALTO 1122 | 78672 | FALSE | 14393.4787 | 6078.7898 | 123 | 0.6961 | 2.594 | 47.4946 | 0.066057 | 0.71685 | 0.21709 | 0.014905 | 0.21709 | 0.56672 | 0.020867 | 12.1264 | 7.9821e-05 | 2211 | 0.04 | 1410 | 18.17 | 27.03% | 6 | 9 | 33.13% | 67%
4164 | ELK 11014628 | 42981101 | ELK 1101 | 4628 | FALSE | 6688.9793 | 3975.7324 | 54 | 0.21833 | 2.9002 | 61.0199 | 0 | 1 | 0 | 0 | 0.30988 | 0.69012 | 0 | 48.5381 | 7.9821e-05 | 2212 | 0.01 | 2359 | 10 | 0% | 0 | 7 | 69.22% | 0%
9693 | WILDWOOD 110198896 | 103611101 | WILDWOOD 1101 | 98896 | FALSE | 8090.5275 | 8090.5275 | 25 | 0.12868 | 2.1801 | 25.0395 | 0 | 0 | 1 | 0.92 | 0.08 | 0 | 0 | 13.4079 | 7.975e-05 | 2213 | 0.04 | 1287 | 71.26 | 100% | 1 | 1 | 100% | 0%
6816 | REDBUD 1101400 | 43191101 | REDBUD 1101 | 400 | FALSE | 1650.11 | 1410.4889 | 14 | 0.68387 | 1.9944 | 49.9918 | 0.45952 | 0.071429 | 0.46905 | 0 | 0.54048 | 0 | 0 | 68.8539 | 7.9738e-05 | 2214 | 0.02 | 1890 | 10 | 44.91% | 0 | 5 | 100% | 0%
9745 | TASSAJARA 21126392 | 14662112 | TASSAJARA 2112 | 6392 | FALSE | 8838.9848 | 8838.9848 | 37 | 0.062319 | 1.7357 | 28.4332 | 0.34925 | 0.040541 | 0.61021 | 0.040541 | 0.040541 | 0 | 0 | 5.6526 | 7.9657e-05 | 2215 | 0.1 | 662 | 75.74 | 2.89% | 0 | 3 | 100% | 100%
5982 | SAN RAFAEL 1107434 | 42011107 | SAN RAFAEL 1107 | 434 | TRUE | 1839.9407 | 49.2215 | 16 | 0.98151 | 3.1156 | 50.73 | 0.14323 | 0.625 | 0.23177 | 0 | 0.23177 | 0.625 | 0 | 39.3192 | 7.9657e-05 | 2216 |  | 2993
9570 | SWIFT 2102889948 | 83392102 | SWIFT 2102 | 889948 | TRUE | 2120.3673 | 706.8877 | 8 | 0.28906 | 1.3991 | 20.1158 | 0 | 0.33333 | 0.66667 | 0 | 0.66667 | 0.33333 | 0 | 22.5859 | 7.9649e-05 | 2217 |  | 3380
6548 | WEST POINT 110113444 | 163201101 | WEST POINT 1101 | 13444 | FALSE | 27386.8447 | 27386.8447 | 221 | 0.032216 | 3.641 | 29.8138 | 0 | 0 | 0.99959 | 0.98698 | 0 | 0 | 0.0015083 | 25.4848 | 7.9645e-05 | 2218 | 0.32 | 117 | 82.16 | 100% | 5 | 15 | 100% | 100%
6057 | LLAGAS 2101XR264 | 83182101 | LLAGAS 2101 | XR264 | TRUE | 33068.0694 | 0 | 258 | 0.363 | 1.472 | 26.5297 | 0.087532 | 0.15424 | 0.75242 | 0.01292 | 0.72357 | 0.050065 | 0.011628 | 5.286 | 7.958e-05 | 2219 | 0.02 | 1998 | 64.44 | 100% | 0 | 0 | 3.56% | 0%
4637 | SAN LUIS OBISPO 1104V40 | 182631104 | SAN LUIS OBISPO 1104 | V40 | FALSE | 37151.701 | 23652.2282 | 194 | 0.32131 | 1.1237 | 34.2274 | 0 | 0.46324 | 0.53547 | 0.010309 | 0.75043 | 0.22766 | 0 | 6.3163 | 7.9558e-05 | 2220 | 0.03 | 1572 | 26.56 | 47.13% | 0 | 7 | 51.44% | 0%
5329 | ROSSMOOR 1106L522R | 14161106 | ROSSMOOR 1106 | L522R | FALSE | 6797.2077 | 3031.8636 | 56 | 0.66337 | 1.8394 | 24.9221 | 0.3729 | 0.5238 | 0.10074 | 0.005102 | 0.24777 | 0.37168 | 0.0089286 | 9.5476 | 7.9525e-05 | 2221 | 0.01 | 2560 | 10 | 19.41% | 3 | 11 | 24.6% | 0%
6457 | ATASCADERO 1103CB | 182541103 | ATASCADERO 1103 | CB | TRUE | 2195.0052 | 304.3324 | 18 | 0.42206 | 1.3022 | 38.6605 | 0.65494 | 0.055556 | 0.26481 | 0 | 0.26481 | 0.055556 | 0 | 25.965 | 7.9462e-05 | 2222 | 0.03 | 1512 | 46.24 | 39.81% | 0 | 1 | 74.99% | 13%
1323 | PEORIA 17013186 | 163781701 | PEORIA 1701 | 3186 | FALSE | 15806.1877 | 15806.1877 | 143 | 0.20388 | 2.235 | 35.5202 | 0 | 0 | 0.9965 | 0.9965 | 0 | 0 | 0 | 15.2017 | 7.9358e-05 | 2223 | 0.03 | 1508 | 10 | 99.94% | 1 | 2 | 100% | 0%
8714 | OTTER 1101CB | 182941101 | OTTER 1101 | CB | FALSE | 10759.8557 | 10367.8883 | 54 | 0.2366 | 1.5316 | 33.1282 | 0.47337 | 0.47108 | 0.037037 | 0 | 0.15185 | 0.37478 | 0 | 24.1455 | 7.9345e-05 | 2224 | 0.21 | 278 | 35.34 | 0.63% | 8 | 1 | 96.47% | 87%
7895 | PEORIA 1704877670 | 163781704 | PEORIA 1704 | 877670 | FALSE | 10595.2996 | 10595.2996 | 28 | 0.067608 | 1.7387 | 36.1598 | 0.089286 | 0.25 | 0.66071 | 0 | 0.60714 | 0 | 0 | 13.6777 | 7.9345e-05 | 2225 | 0.03 | 1604 | 69.93 | 47.8% | 1 | 5 | 95.84% | 0%
2038 | MORAGA 1104CB | 13801104 | MORAGA 1104 | CB | FALSE | 25157.6923 | 15741.0344 | 214 | 0.38357 | 1.9206 | 37.6963 | 0.2233 | 0.27226 | 0.50444 | 0 | 0.57453 | 0.16292 | 0.0046729 | 13.2056 | 7.9295e-05 | 2226 | 0.05 | 1056 | 11.17 | 54.34% | 6 | 17 | 72.33% | 3%
4881 | LINCOLN 11042070 | 153701104 | LINCOLN 1104 | 2070 | FALSE | 46879.1188 | 28951.6433 | 303 | 0.07217 | 1.7811 | 38.0581 | 0 | 0.33369 | 0.66631 | 0.011001 | 0.69931 | 0.28969 | 0.014301 | 4.1153 | 7.9201e-05 | 2227 | 0.04 | 1356 | 49.82 | 65.19% | 5 | 11 | 72.52% | 0%
10586 | LOS MOLINOS 1101297862 | 103481101 | LOS MOLINOS 1101 | 297862 | TRUE | 519.2262 | 503.2242 | 4 | 0.14736 | 1.7589 | 29.7855 | 0 | 0 | 1 | 0 | 1 | 0 | 0 | 4.6032 | 7.9187e-05 | 2228 |  | 3575
165 | CHALLENGE 110198174 | 103201101 | CHALLENGE 1101 | 98174 | FALSE | 19681.5881 | 19681.5881 | 66 | 0.12614 | 5.047 | 36.3796 | 0 | 0 | 1 | 0.89141 | 0.10859 | 0 | 0.045455 | 22.7762 | 7.9168e-05 | 2229 | 0.35 | 86 | 88.39 | 100% | 4 | 1 | 100% | 100%
189 | BIG RIVER 110179628 | 43081101 | BIG RIVER 1101 | 79628 | FALSE | 23813.9358 | 23813.9358 | 156 | 0.080012 | 3.1006 | 58.6512 | 0 | 0.69615 | 0.30385 | 0 | 0.30385 | 0.69615 | 0.072222 | 25.8061 | 7.9122e-05 | 2230 | 0.06 | 918 | 28.33 | 27.17% | 16 | 19 | 100% | 0%
8408 | GOLDTREE 1105CB | 182581105 | GOLDTREE 1105 | CB | FALSE | 15108.5071 | 11908.479 | 76 | 0.26122 | 1.3347 | 33.2021 | 0.30514 | 0.39748 | 0.29738 | 0.013158 | 0.31931 | 0.32801 | 0 | 4.4119 | 7.9073e-05 | 2231 | 0.01 | 2276 | 62.3 | 33.11% | 0 | 1 | 49.12% | 0%
9896 | PUEBLO 2102773926 | 43292102 | PUEBLO 2102 | 773926 | TRUE | 3395.2146 | 706.7417 | 25 | 0.56226 | 1.9821 | 37.973 | 0 | 0.468 | 0.532 | 0.024 | 0.508 | 0.468 | 0.013333 | 34.8626 | 7.9069e-05 | 2232 |  | 3448
5398 | HARTLEY 1101471 | 43211101 | HARTLEY 1101 | 471 | TRUE | 2001.813 | 0 | 16 | 0.6203 | 2.2048 | 66.5451 | 0 | 0.91667 | 0.083333 | 0 | 0.083333 | 0.91667 | 0.125 | 70.4489 | 7.9063e-05 | 2233 | 0.01 | 2262 | 10 | 33.51% | 0 | 1 | 31.01% | 0%
7263 | FORESTHILL 11011820 | 152181101 | FORESTHILL 1101 | 1820 | FALSE | 9227.6622 | 9227.6622 | 51 | 0.034551 | 3.9419 | 28.0339 | 0 | 0 | 1 | 1 | 0 | 0 | 0.019608 | 21.1979 | 7.9052e-05 | 2234 | 0.24 | 229 | 97.99 | 99.82% | 0 | 0 | 100% | 100%
7292 | TIDEWATER 2106745811 | 14652106 | TIDEWATER 2106 | 745811 | TRUE | 780.426 | 641.2916 | 8 | 0.54947 | 1.2913 | 17.0351 | 0 | 1 | 0 | 0 | 0 | 1 | 0 | 8.2842 | 7.9022e-05 | 2235 |  | 3113
9038 | OTTER 11022012 | 182941102 | OTTER 1102 | 2012 | FALSE | 16177.0749 | 14813.8509 | 64 | 0.095937 | 1.3685 | 19.9243 | 0.039062 | 0.96094 | 0 | 0.17969 | 0.39062 | 0.11719 | 0.015625 | 7.7189 | 7.8985e-05 | 2236 | 0.02 | 1875 | 41.69 | 0% | 3 | 4 | 91.18% | 0%
1354 | CORRAL 1102CB | 162991102 | CORRAL 1102 | CB | FALSE | 34280.1417 | 27168.7986 | 236 | 0.14597 | 1.3575 | 27.7431 | 0.18982 | 0.041243 | 0.76438 | 0 | 0.76438 | 0.041243 | 0.0035311 | 2.578 | 7.8906e-05 | 2237 | 0.04 | 1206 | 19.38 | 70.6% | 2 | 10 | 83.31% | 0%
7691 | POINT ARENA 110198224 | 43381101 | POINT ARENA 1101 | 98224 | FALSE | 3847.8762 | 3847.8762 | 23 | 0.13207 | 2.67 | 46.7782 | 0.1087 | 0.8913 | 0 | 0 | 0 | 0.8913 | 0.0054348 | 16.9669 | 7.8885e-05 | 2238 |  | 3151
6631 | HIGHLANDS 11031282 | 43361103 | HIGHLANDS 1103 | 1282 | FALSE | 26604.6713 | 22934.9277 | 164 | 0.15423 | 2.3097 | 45.4282 | 0.0012195 | 0.01205 | 0.98429 | 0.031359 | 0.9538 | 0.0081301 | 0 | 9.6974 | 7.8872e-05 | 2239 | 0.05 | 1055 | 42.64 | 99.84% | 3 | 8 | 89.98% | 0%
10912 | TOCALOMA 0241CB | 43150241 | TOCALOMA 0241 | CB | TRUE | 26.5151 | 26.5151 | 1 |  |  | 56.8274 | 0 | 1 | 0 | 0 | 0 | 0 | 0 |  | 7.8863e-05 | 2240 | 0.02 | 1841 | 60 | 0% | 0 | 0 | 100% | 0%
5899 | VOLTA 11011640 | 102541101 | VOLTA 1101 | 1640 | FALSE | 16804.166 | 16804.166 | 59 | 0.088415 | 4.044 | 22.8546 | 0 | 0.10311 | 0.62712 | 0.62712 | 0 | 0.10311 | 0 | 19.1827 | 7.8829e-05 | 2241 | 0.07 | 851 | 80.24 | 83.4% | 1 | 4 | 100% | 0%
1102 | MC KEE 1107XR010 | 83531107 | MC KEE 1107 | XR010 | FALSE | 22011.3924 | 4483.0278 | 160 | 0.37106 | 1.3363 | 24.6542 | 0.073646 | 0.45885 | 0.4675 | 0 | 0.52687 | 0.39323 | 0.03125 | 4.7217 | 7.8729e-05 | 2242 | 0.01 | 2443 | 34.8 | 81.62% | 0 | 0 | 19.75% | 0%
8725 | LLAGAS 2101984552 | 83182101 | LLAGAS 2101 | 984552 | FALSE | 9221.3481 | 7304.6852 | 53 | 0.15366 | 1.6278 | 25.5986 | 0 | 0.16981 | 0.83019 | 0.050314 | 0.79874 | 0.15094 | 0 | 8.9899 | 7.8725e-05 | 2243 |  | 3254
3596 | VACAVILLE 11088762 | 63601108 | VACAVILLE 1108 | 8762 | FALSE | 26274.6884 | 22259.6162 | 147 | 0.072247 | 1.9888 | 18.3172 | 0.012634 | 0.2966 | 0.69077 | 0.35034 | 0.45471 | 0.082313 | 0 | 7.0887 | 7.8661e-05 | 2244 | 0.04 | 1294 | 54.72 | 79.67% | 1 | 3 | 78.91% | 0%
7805 | POINT MORETTI 11015074 | 82931101 | POINT MORETTI 1101 | 5074 | FALSE | 4940.828 | 2196.7079 | 34 | 0.50856 | 2.1546 | 29.3254 | 0.029412 | 0.94118 | 0.029412 | 0.058824 | 0.12745 | 0.42892 | 0 | 27.5403 | 7.8643e-05 | 2245 | 0.01 | 2502 | 19.9 | 1.55% | 2 | 1 | 56.7% | 0%
9667 | NORTH TOWER 2101CB | 42042101 | NORTH TOWER 2101 | CB | FALSE | 7077.2532 | 2179.3543 | 22 | 0.76813 | 1.4665 | 6.7477 | 0.46061 | 0.53939 | 0 | 0 | 0 | 0 | 0 | 7.9237 | 7.8614e-05 | 2246 | 0 | 2640 | 10 | 0% | 0 | 0 | 4.66% | 0%
10811 | STAFFORD 1101803535 | 43201101 | STAFFORD 1101 | 803535 | TRUE | 262.4984 | 262.4984 | 3 | 0.43931 | 2.1488 | 35.947 | 0 | 0 | 1 | 0 | 1 | 0 | 0 | 4.9763 | 7.8567e-05 | 2247 |  | 3608
10520 | CASTRO VALLEY 1110MR273 | 14091110 | CASTRO VALLEY 1110 | MR273 | FALSE | 1164.6083 | 1164.6083 | 13 | 0.35611 | 1.7161 | 37.2088 | 0.11538 | 0.84615 | 0.038462 | 0.5 | 0.30769 | 0.076923 | 0 | 8.2753 | 7.8527e-05 | 2248 |  | 3564
7133 | DEL MONTE 21032000 | 182222103 | DEL MONTE 2103 | 2000 | FALSE | 14495.3301 | 14495.3301 | 101 | 0.12018 | 1.324 | 31.8405 | 0.21947 | 0.50396 | 0.27129 | 0 | 0.64375 | 0.13149 | 0.049505 | 17.7647 | 7.8422e-05 | 2249 | 0.04 | 1300 | 10 | 21.71% | 13 | 11 | 98.79% | 0%
4004 | COARSEGOLD 21025380 | 254432102 | COARSEGOLD 2102 | 5380 | FALSE | 22971.0374 | 22971.0374 | 143 | 0.054005 | 2.298 | 35.9731 | 0 | 0 | 0.98601 | 0.70909 | 0.15117 | 0 | 0.01049 | 12.872 | 7.8304e-05 | 2250 | 0.23 | 242 | 13.31 | 99.57% | 3 | 25 | 100% | 100%
7562 | IGNACIO 1105784032 | 42481105 | IGNACIO 1105 | 784032 | TRUE | 974.4826 | 863.751 | 11 | 0.72656 | 2.3864 | 47.641 | 0.37121 | 0 | 0.62879 | 0 | 0.62879 | 0 | 0 | 8.7305 | 7.8303e-05 | 2251 |  | 3137
3563 | SHINGLE SPRINGS 21092053 | 153652109 | SHINGLE SPRINGS 2109 | 2053 | FALSE | 9238.0472 | 9238.0472 | 74 | 0.04777 | 2.4404 | 21.2978 | 0 | 0 | 1 | 0 | 1 | 0 | 0.018018 | 7.7493 | 7.8295e-05 | 2252 | 0.17 | 425 | 32.63 | 100% | 0 | 1 | 100% | 100%
2407 | FROGTOWN 1702835115 | 163451702 | FROGTOWN 1702 | 835115 | FALSE | 29192.1081 | 29192.1081 | 191 | 0.030972 | 2.3052 | 30.6882 | 0 | 0.0069808 | 0.99302 | 0.0052356 | 0.98953 | 0 | 0 | 10.4697 | 7.8182e-05 | 2253 |  | 2775
2442 | CORRAL 110112612 | 162991101 | CORRAL 1101 | 12612 | FALSE | 32502.2662 | 31091.451 | 195 | 0.14918 | 1.4122 | 34.886 | 0.12991 | 0.15641 | 0.71368 | 0.012821 | 0.7265 | 0.13077 | 0 | 3.0088 | 7.8143e-05 | 2254 | 0.04 | 1349 | 47.6 | 68.25% | 0 | 10 | 93.49% | 0%
9856 | PUEBLO 1105419634 | 43291105 | PUEBLO 1105 | 419634 | TRUE | 1981.0133 | 165.107 | 14 | 0.53988 | 1.681 | 35.4693 | 0 | 0.55952 | 0.44048 | 0 | 0.44048 | 0.55952 | 0 | 36.6214 | 7.8094e-05 | 2255 |  | 3436
2085 | LINCOLN 1104685276 | 153701104 | LINCOLN 1104 | 685276 | FALSE | 34821.9656 | 10432.3869 | 216 | 0.07076 | 1.7387 | 28.8982 | 0.046296 | 0.17014 | 0.78241 | 0.048611 | 0.73148 | 0.17014 | 0.011574 | 3.8437 | 7.8086e-05 | 2256 |  | 2761
5625 | LAURELES 11116617 | 182371111 | LAURELES 1111 | 6617 | FALSE | 2923.677 | 2923.677 | 13 | 0.18581 | 1.6939 | 35.1323 | 0 | 0 | 1 | 0 | 1 | 0 | 0 | 10.7901 | 7.8082e-05 | 2257 | 0.04 | 1374 | 41.71 | 100% | 1 | 0 | 100% | 0%
1899 | SAN BENITO 2104785888 | 182742104 | SAN BENITO 2104 | 785888 | FALSE | 11268.8078 | 7730.7085 | 49 | 0.50238 | 1.433 | 27.7821 | 0.19592 | 0.72245 | 0.081633 | 0.030612 | 0.2619 | 0 | 0 | 5.9603 | 7.806e-05 | 2258 |  | 2753
10138 | LLAGAS 2107870396 | 83182107 | LLAGAS 2107 | 870396 | FALSE | 4752.0973 | 1326.4884 | 40 | 0.34275 | 1.5238 | 22.3705 | 0.0625 | 0.30833 | 0.62083 | 0.0083333 | 0.5375 | 0.30833 | 0.041667 | 30.3241 | 7.7997e-05 | 2259 |  | 3499
5396 | FORT BRAGG A 11041316 | 42761104 | FORT BRAGG A 1104 | 1316 | FALSE | 22645.6685 | 22101.0688 | 166 | 0.25258 | 2.9616 | 55.8168 | 0 | 0.85743 | 0.14257 | 0.065663 | 0.1506 | 0.67967 | 0.032329 | 18.5196 | 7.7968e-05 | 2260 | 0.04 | 1284 | 12.95 | 11.54% | 9 | 10 | 96.48% | 0%
2160 | HIGHLANDS 1104CB | 43361104 | HIGHLANDS 1104 | CB | FALSE | 13332.3504 | 7661.9306 | 102 | 0.67278 | 1.9881 | 46.6551 | 0.22267 | 0.021592 | 0.75574 | 0 | 0.75714 | 0.020191 | 0.0038515 | 10.0189 | 7.7932e-05 | 2261 | 0.02 | 1961 | 10 | 74.7% | 0 | 2 | 57.1% | 0%
3883 | COTATI 1102167726 | 42271102 | COTATI 1102 | 167726 | FALSE | 6114.3744 | 6114.3744 | 50 | 0.18722 | 2.4817 | 60.4412 | 0 | 0.545 | 0.455 | 0 | 0.455 | 0.545 | 0.016667 | 10.2861 | 7.7871e-05 | 2262 |  | 2859
3098 | PETALUMA C 1108630 | 42631108 | PETALUMA C 1108 | 630 | FALSE | 6902.8394 | 2654.0652 | 55 | 0.27323 | 2.319 | 56.1756 | 0 | 0.6697 | 0.3303 | 0.036364 | 0.29394 | 0.6697 | 0.10455 | 8.8228 | 7.7866e-05 | 2263 | 0.01 | 2161 | 54.3 | 11.61% | 0 | 2 | 29.56% | 0%
7674 | LLAGAS 21011451 | 83182101 | LLAGAS 2101 | 1451 | FALSE | 14799.0551 | 9963.2757 | 61 | 0.12977 | 1.6901 | 27.0826 | 0 | 0.30328 | 0.69672 | 0.032787 | 0.7459 | 0.22131 | 0.016393 | 4.5825 | 7.7841e-05 | 2264 | 0.03 | 1445 | 70.76 | 100% | 0 | 0 | 57.46% | 0%
8868 | SALMON CREEK 1101461703 | 43161101 | SALMON CREEK 1101 | 461703 | FALSE | 1414.65 | 1414.65 | 8 | 0.37482 | 2.213 | 62.3253 | 0 | 1 | 0 | 0 | 0 | 1 | 0 | 33.0864 | 7.7835e-05 | 2265 |  | 3274
5821 | HIGHLANDS 11034630 | 43361103 | HIGHLANDS 1103 | 4630 | FALSE | 5558.0773 | 1729.1767 | 42 | 0.48448 | 2.14 | 51.6947 | 0.1538 | 0.23226 | 0.61395 | 0.13685 | 0.47183 | 0.078401 | 0 | 16.9008 | 7.7824e-05 | 2266 | 0.02 | 1895 | 24.89 | 80.52% | 0 | 2 | 42.07% | 0%
8175 | WEST POINT 1101L1969 | 163201101 | WEST POINT 1101 | L1969 | FALSE | 1768.6139 | 1768.6139 | 16 | 0.048958 | 3.5032 | 43.4405 | 0 | 0 | 1 | 1 | 0 | 0 | 0 | 31.6259 | 7.7816e-05 | 2267 | 0.2 | 309 | 86.06 | 100% | 0 | 0 | 100% | 100%
1286 | CURTIS 170384944 | 163351703 | CURTIS 1703 | 84944 | FALSE | 93674.3078 | 93674.3078 | 439 | 0.065387 | 2.0078 | 31.6637 | 0.033941 | 0.022551 | 0.94351 | 0.028853 | 0.91067 | 0.022551 | 0.0045558 | 6.3854 | 7.7782e-05 | 2268 |  | 2719
6827 | PEORIA 170411232 | 163781704 | PEORIA 1704 | 11232 | FALSE | 27747.6591 | 20505.608 | 222 | 0.15112 | 1.5547 | 32.5947 | 0.058559 | 0 | 0.94144 | 0.0097598 | 0.93168 | 0 | 0 | 2.9537 | 7.7668e-05 | 2269 | 0.03 | 1447 | 19.46 | 87.58% | 0 | 2 | 75.44% | 0%
788 | OAKLAND K 1104CR210 | 12101104 | OAKLAND K 1104 | CR210 | FALSE | 4546.547 | 4546.547 | 35 | 0.60218 | 1.8212 | 17.7231 | 0.028571 | 0.77653 | 0.1949 | 0.082381 | 0.27524 | 0.61381 | 0 | 14.6548 | 7.7661e-05 | 2270 | 0.03 | 1700 | 10 | 11.97% | 1 | 0 | 100% | 43%
878 | FROGTOWN 170275252 | 163451702 | FROGTOWN 1702 | 75252 | FALSE | 98047.1456 | 93174.0996 | 401 | 0.085465 | 2.0317 | 27.2353 | 0.074314 | 0.075021 | 0.84817 | 0.012469 | 0.84776 | 0.051746 | 0.0099751 | 5.0626 | 7.7651e-05 | 2271 | 0.09 | 732 | 53.77 | 80.82% | 0 | 20 | 95.14% | 0%
7429 | MOUNTAIN QUARRIES 210151584 | 152282101 | MOUNTAIN QUARRIES 2101 | 51584 | FALSE | 35041.5534 | 35041.5534 | 224 | 0.036107 | 2.447 | 19.885 | 0 | 0 | 0.98929 | 0 | 0.98929 | 0 | 0.0089286 | 8.0141 | 7.7619e-05 | 2272 | 0.03 | 1516 | 34.29 | 99.29% | 0 | 1 | 100% | 0%
4034 | OAKHURST 11035120 | 254421103 | OAKHURST 1103 | 5120 | FALSE | 9912.3897 | 9912.3897 | 19 | 0.0072286 | 2.8439 | 31.0498 | 0 | 0.10175 | 0.052632 | 0.10175 | 0.052632 | 0 | 0.10526 | 25.3569 | 7.7594e-05 | 2273 | 0.11 | 597 | 97.31 | 0.04% | 0 | 2 | 100% | 100%
6220 | LAKEVILLE 1102530 | 43371102 | LAKEVILLE 1102 | 530 | TRUE | 7365.5043 | 114.9911 | 55 | 0.3885 | 1.9859 | 44.5889 | 0.37424 | 0.29697 | 0.32879 | 0.15758 | 0.32879 | 0.13939 | 0 | 5.1006 | 7.7592e-05 | 2274 | 0.01 | 2609 | 57.74 | 40.72% | 0 | 0 | 12.01% | 0%
5835 | APPLE HILL 110497086 | 153661104 | APPLE HILL 1104 | 97086 | FALSE | 41345.0987 | 41345.0987 | 301 | 0.016129 | 3.4291 | 18.8971 | 0.0033223 | 0 | 0.99518 | 0.95282 | 0.042359 | 0 | 0.01495 | 22.0756 | 7.7565e-05 | 2275 | 0.28 | 155 | 83.16 | 99.98% | 8 | 5 | 100% | 100%
9188 | HALF MOON BAY 1102350336 | 24101102 | HALF MOON BAY 1102 | 350336 | FALSE | 2699.1632 | 1936.9418 | 13 | 0.29779 | 1.9124 | 15.4224 | 0 | 0.73077 | 0.26923 | 0.076923 | 0.34615 | 0.57692 | 0 | 8.7507 | 7.7558e-05 | 2276 |  | 3323
10031 | SOLEDAD 2102346006 | 182052102 | SOLEDAD 2102 | 346006 | FALSE | 3918.3073 | 3650.4625 | 5 | 0.12129 | 0.74122 | 27.7274 | 0 | 0.4 | 0.6 | 0 | 0.6 | 0.4 | 0 | 3.4404 | 7.7555e-05 | 2277 |  | 3479
8728 | CORRAL 1103569005 | 162991103 | CORRAL 1103 | 569005 | FALSE | 3858.1769 | 1152.5978 | 38 | 0.39625 | 1.4757 | 32.0112 | 0 | 0 | 1 | 0 | 1 | 0 | 0.013158 | 4.0574 | 7.7445e-05 | 2278 |  | 3255
2281 | VOLTA 110185234 | 102541101 | VOLTA 1101 | 85234 | FALSE | 12730.8347 | 12730.8347 | 92 | 0.26638 | 4.1314 | 25.9726 | 0 | 0.054348 | 0.94565 | 0.65399 | 0.29167 | 0.054348 | 0.067331 | 22.2152 | 7.7367e-05 | 2279 | 0.12 | 567 | 44.47 | 95.46% | 10 | 12 | 100% | 0%
2946 | WOODSIDE 11049116 | 24251104 | WOODSIDE 1104 | 9116 | FALSE | 6878.1556 | 1335.9769 | 53 | 0.74359 | 1.8514 | 28.3956 | 0.19418 | 0.15252 | 0.6533 | 0 | 0.6533 | 0.063522 | 0.0031447 | 8.7985 | 7.7353e-05 | 2280 | 0.02 | 2051 | 10 | 91% | 2 | 5 | 24.81% | 0%
8147 | LAS GALLINAS A 1105648439 | 42991105 | LAS GALLINAS A 1105 | 648439 | TRUE | 225.8757 | 10.9115 | 3 | 0.58776 | 2.4308 | 33.2426 | 0 | 0 | 1 | 0 | 1 | 0 | 0 | 4.9095 | 7.7251e-05 | 2281 |  | 3196
8814 | CLAY 11037142 | 163341103 | CLAY 1103 | 7142 | FALSE | 24816.4121 | 6275.5413 | 100 | 0.28697 | 1.4881 | 31.6595 | 0.013333 | 0.22 | 0.76667 | 0.0066667 | 0.93 | 0.04 | 0.07 | 5.7022 | 7.7237e-05 | 2282 | 0.01 | 2523 | 10 | 67.68% | 2 | 0 | 29.1% | 0%
6337 | MIWUK 170219772 | 163661702 | MIWUK 1702 | 19772 | FALSE | 6198.5938 | 6198.5938 | 41 | 0.12962 | 2.7063 | 40.2206 | 0 | 0.18293 | 0.78049 | 0.80488 | 0 | 0.15854 | 0 | 23.9475 | 7.7179e-05 | 2283 | 0.17 | 407 | 59.55 | 82.54% | 2 | 3 | 100% | 100%
3339 | JESSUP 110276068 | 103441102 | JESSUP 1102 | 76068 | FALSE | 31093.7701 | 27642.9269 | 232 | 0.13256 | 2.6561 | 24.4881 | 0 | 0 | 1 | 0.60582 | 0.39418 | 0 | 0.0021552 | 7.4587 | 7.7128e-05 | 2284 | 0.06 | 1009 | 23.02 | 100% | 2 | 4 | 80.72% | 0%
3021 | SAN RAFAEL 1101494 | 42011101 | SAN RAFAEL 1101 | 494 | FALSE | 14793.4066 | 9034.9185 | 114 | 0.72375 | 2.5043 | 49.7485 | 0.16447 | 0.64985 | 0.18567 | 0 | 0.18567 | 0.64985 | 0.0087719 | 8.6733 | 7.7057e-05 | 2285 | 0.06 | 923 | 10 | 20.21% | 1 | 4 | 47.93% | 100%
6379 | PUTAH CREEK 11028352 | 63681102 | PUTAH CREEK 1102 | 8352 | FALSE | 19103.6731 | 10298.4219 | 133 | 0.13564 | 1.6328 | 16.8689 | 0 | 0.11583 | 0.88417 | 0.037594 | 0.84658 | 0.11583 | 0 | 14.4925 | 7.7051e-05 | 2286 | 0.02 | 1931 | 43.92 | 97.12% | 0 | 4 | 40.06% | 0%
1232 | VOLTA 110237350 | 102541102 | VOLTA 1102 | 37350 | FALSE | 39069.9006 | 39069.9006 | 255 | 0.071935 | 2.5007 | 24.0041 | 0.027059 | 0 | 0.97294 | 0.9566 | 0.01634 | 0 | 0.021046 | 12.8838 | 7.6956e-05 | 2287 | 0.17 | 420 | 64.14 | 95.8% | 2 | 5 | 100% | 58%
2170 | MC KEE 1111711900 | 83531111 | MC KEE 1111 | 711900 | FALSE | 20250.2667 | 14456.1594 | 116 | 0.31194 | 1.4808 | 25.1546 | 0.061063 | 0.39397 | 0.54497 | 0 | 0.52874 | 0.39109 | 0 | 5.5627 | 7.6946e-05 | 2288 | 0.06 | 938 | 57.11 | 68.22% | 0 | 5 | 66.5% | 0%
10316 | CORNING 110135974 | 103331101 | CORNING 1101 | 35974 | TRUE | 1338.7863 | 398.8739 | 11 | 0.078623 | 1.4836 | 21.7163 | 0.47727 | 0 | 0.52273 | 0 | 0.25 | 0 | 0 | 3.7809 | 7.6845e-05 | 2289 | 0.02 | 1829 | 10 | 47.68% | 0 | 0 | 100% | 0%
4436 | SAN RAMON 2119CB | 14232119 | SAN RAMON 2119 | CB | FALSE | 2345.4974 | 1187.935 | 21 | 0.67571 | 1.5054 | 26.3277 | 1 | 0 | 0 | 0 | 0 | 0 | 0 | 2.5267 | 7.6681e-05 | 2290 | 0.01 | 2341 | 10 | 0% | 0 | 2 | 29.99% | 0%
1366 | HALF MOON BAY 11036014 | 24101103 | HALF MOON BAY 1103 | 6014 | FALSE | 19985.2036 | 9962.9663 | 106 | 0.34044 | 1.701 | 21.3768 | 0.018868 | 0.9717 | 0.009434 | 0 | 0.11792 | 0.5434 | 0.037736 | 23.7097 | 7.6568e-05 | 2291 | 0.01 | 2260 | 14.67 | 1.87% | 0 | 0 | 42.92% | 0%
9296 | DUNBAR 1103835658 | 43071103 | DUNBAR 1103 | 835658 | TRUE | 1187.2489 | 50.0391 | 11 | 0.53272 | 2.2881 | 46.0047 | 0 | 0.18788 | 0.81212 | 0 | 0.81212 | 0.18788 | 0 | 11.7703 | 7.6553e-05 | 2292 |  | 3337
3508 | CLEAR LAKE 1102223792 | 42141102 | CLEAR LAKE 1102 | 223792 | FALSE | 1426.5673 | 1262.347 | 10 | 0.33985 | 2.1854 | 45.8231 | 0 | 0.16667 | 0.83333 | 0 | 0.83333 | 0.16667 | 0 | 7.0446 | 7.6537e-05 | 2293 |  | 2832
1119 | MERCED FALLS 110287352 | 252811102 | MERCED FALLS 1102 | 87352 | FALSE | 42830.7404 | 42830.7404 | 215 | 0.11528 | 1.7085 | 31.1442 | 0.0046512 | 0 | 0.99535 | 0.0054264 | 0.99302 | 0 | 0.023256 | 2.8537 | 7.6529e-05 | 2294 | 0.05 | 1039 | 32.9 | 99.99% | 0 | 0 | 98.93% | 0%
1748 | CLAY 110113450 | 163341101 | CLAY 1101 | 13450 | FALSE | 7994.7686 | 1509.284 | 42 | 0.42416 | 1.5933 | 30.7728 | 0 | 0.62672 | 0.35344 | 0.059524 | 0.49372 | 0.42692 | 0.010714 | 14.8411 | 7.6415e-05 | 2295 |  | 2741
6294 | OLETA 1101239062 | 163541101 | OLETA 1101 | 239062 | FALSE | 22613.4239 | 19618.6008 | 113 | 0.089667 | 1.9666 | 39.0324 | 0.036873 | 0.0066372 | 0.95649 | 0 | 0.95649 | 0.0066372 | 0.017699 | 3.6926 | 7.6414e-05 | 2296 |  | 3021
5524 | JESSUP 11011496 | 103441101 | JESSUP 1101 | 1496 | FALSE | 26084.969 | 23526.9728 | 201 | 0.14799 | 2.6718 | 23.4335 | 0 | 0 | 1 | 0.70158 | 0.2835 | 0 | 0.0074627 | 7.3145 | 7.6403e-05 | 2297 | 0.03 | 1575 | 17.89 | 100% | 1 | 3 | 90.72% | 2%
533 | HIGHLANDS 110439458 | 43361104 | HIGHLANDS 1104 | 39458 | FALSE | 8594.1592 | 1902.6531 | 72 | 0.62984 | 1.9736 | 51.4557 | 0.22715 | 0.056019 | 0.71683 | 0 | 0.7203 | 0.052546 | 0 | 20.7519 | 7.6303e-05 | 2298 | 0.01 | 2409 | 10 | 36.61% | 0 | 0 | 15.6% | 0%
6903 | VINEYARD 2107MR332 | 14502107 | VINEYARD 2107 | MR332 | TRUE | 4548.7457 | 520.6629 | 31 | 0.48994 | 1.1277 | 24.9613 | 0.47603 | 0.19355 | 0.33043 | 0 | 0.33043 | 0.19355 | 0 | 17.1375 | 7.6303e-05 | 2299 | 0.01 | 2266 | 10 | 100% | 1 | 0 | 2.47% | 0%
2326 | BRUNSWICK 11052140 | 152481105 | BRUNSWICK 1105 | 2140 | FALSE | 55629.2693 | 55629.2693 | 373 | 0.03507 | 4.4011 | 26.1701 | 0 | 0 | 0.984 | 0.97355 | 0.010724 | 0 | 0.0080429 | 21.9263 | 7.6296e-05 | 2300 | 0.51 | 24 | 95.49 | 99.76% | 25 | 10 | 100% | 100%
2133 | FROGTOWN 17011623 | 163451701 | FROGTOWN 1701 | 1623 | FALSE | 24554.2111 | 24554.2111 | 152 | 0.015674 | 2.5855 | 25.1846 | 0.0065789 | 0.046053 | 0.94737 | 0.14145 | 0.81908 | 0.032895 | 0 | 10.8106 | 7.6286e-05 | 2301 | 0.07 | 816 | 27.67 | 92.79% | 0 | 7 | 100% | 0%
4534 | MERCED FALLS 110285002 | 252811102 | MERCED FALLS 1102 | 85002 | FALSE | 57093.5104 | 57093.5104 | 394 | 0.21862 | 1.3919 | 31.1429 | 0.027284 | 0 | 0.96954 | 0.0084602 | 0.81332 | 0 | 0.0038071 | 2.9065 | 7.6265e-05 | 2302 | 0.06 | 995 | 29.69 | 97.17% | 0 | 6 | 100% | 0%
10966 | HICKS 2101984788 | 83432101 | HICKS 2101 | 984788 | TRUE | 5.0644 | 5.0644 | 1 |  |  | 0 | 0 | 0 | 1 | 0 | 1 | 0 | 0 |  | 7.6238e-05 | 2303 |  | 3623
1808 | HARTLEY 1101738 | 43211101 | HARTLEY 1101 | 738 | FALSE | 12990.1187 | 4208.5049 | 106 | 0.52602 | 2.2041 | 55.5952 | 0.14937 | 0.46496 | 0.38567 | 0.13868 | 0.38297 | 0.32898 | 0.040723 | 14.2421 | 7.6101e-05 | 2304 | 0.01 | 2606 | 10 | 42.13% | 1 | 2 | 37.87% | 0%
134 | SAN JOAQUIN #2 1103CB | 252521103 | SAN JOAQUIN #2 1103 | CB | FALSE | 109280.4349 | 109280.4349 | 589 | 0.087026 | 1.8086 | 34.1198 | 0 | 0.060838 | 0.93534 | 0.17832 | 0.69482 | 0.016695 | 0.0016978 | 7.4534 | 7.6086e-05 | 2305 | 0.44 | 46 | 13.37 | 94.77% | 0 | 65 | 100% | 14%
50 | MARIPOSA 210135244 | 254452101 | MARIPOSA 2101 | 35244 | FALSE | 28098.7686 | 28098.7686 | 146 | 0.070557 | 2.3328 | 36.6727 | 0.11986 | 0.034247 | 0.84589 | 0.7774 | 0.10274 | 0 | 0 | 9.5274 | 7.6076e-05 | 2306 | 0.05 | 1139 | 16.5 | 77.7% | 2 | 10 | 100% | 24%
7270 | LAKEVILLE 1102347280 | 43371102 | LAKEVILLE 1102 | 347280 | FALSE | 20187.7037 | 12761.9341 | 99 | 0.082765 | 2.567 | 45.9822 | 0 | 0.28956 | 0.71044 | 0.045455 | 0.66498 | 0.28956 | 0 | 6.3003 | 7.6036e-05 | 2307 |  | 3109
1230 | TEMPLETON 2113A08 | 183052113 | TEMPLETON 2113 | A08 | FALSE | 39406.6597 | 16842.5186 | 257 | 0.16291 | 1.2459 | 31.6578 | 0.14851 | 0.2607 | 0.59079 | 0.076524 | 0.57912 | 0.18807 | 0.019455 | 4.329 | 7.6018e-05 | 2308 | 0.03 | 1540 | 65.21 | 45.79% | 1 | 2 | 40.4% | 37%
891 | TEMPLETON 2108A64 | 183052108 | TEMPLETON 2108 | A64 | FALSE | 18905.9424 | 3242.5015 | 150 | 0.36564 | 1.073 | 32.2922 | 0.19578 | 0.42922 | 0.37111 | 0 | 0.37302 | 0.42657 | 0.0033333 | 5.2673 | 7.5966e-05 | 2309 | 0.01 | 2310 | 10 | 21.6% | 0 | 0 | 11.56% | 0%
8964 | MARIPOSA 2102527766 | 254452102 | MARIPOSA 2102 | 527766 | TRUE | 66.9649 | 66.9649 | 1 |  |  | 17.137 | 0 | 1 | 0 | 0 | 1 | 0 | 0 |  | 7.5879e-05 | 2310 |  | 3285
1675 | CASTRO VALLEY 1111227862 | 14091111 | CASTRO VALLEY 1111 | 227862 | TRUE | 2810.7104 | 319.3369 | 26 | 0.35632 | 1.6128 | 32.3654 | 0 | 0.84615 | 0.15385 | 0 | 0.15385 | 0.84615 | 0 | 7.1182 | 7.5864e-05 | 2311 |  | 2736
7230 | PINE GROVE 110283098 | 163751102 | PINE GROVE 1102 | 83098 | FALSE | 12739.0077 | 12739.0077 | 104 | 0.048926 | 3.0287 | 43.5505 | 0 | 0 | 1 | 0.98077 | 0.019231 | 0 | 0 | 20.3021 | 7.5775e-05 | 2312 | 0.22 | 269 | 80.28 | 100% | 2 | 7 | 100% | 98%
261 | CLARK ROAD 11022584 | 103091102 | CLARK ROAD 1102 | 2584 | FALSE | 15108.9141 | 14615.3184 | 83 | 0.078423 | 2.0209 | 27.5528 | 0.036145 | 0.084337 | 0.87349 | 0.012048 | 0.86145 | 0.084337 | 0.012048 | 5.0119 | 7.5728e-05 | 2313 | 0.03 | 1542 | 18.06 | 99.96% | 1 | 2 | 85.31% | 0%
2671 | LOS GATOS 1101LB40 | 82021101 | LOS GATOS 1101 | LB40 | FALSE | 14924.9201 | 13714.1212 | 131 | 0.46468 | 1.6496 | 31.6769 | 0.017812 | 0.2882 | 0.69026 | 0 | 0.69026 | 0.2882 | 0.0076336 | 10.3604 | 7.571e-05 | 2314 | 0.04 | 1417 | 10 | 65.42% | 2 | 3 | 77.51% | 0%
944 | CURTIS 17036064 | 163351703 | CURTIS 1703 | 6064 | FALSE | 31643.7207 | 30550.9366 | 199 | 0.10616 | 1.9666 | 38.4451 | 0.015075 | 0.015829 | 0.96826 | 0.035176 | 0.93886 | 0 | 0.0025126 | 7.5223 | 7.5696e-05 | 2315 | 0.07 | 818 | 23.36 | 96.92% | 3 | 15 | 97.54% | 0%
9640 | OLEMA 110149756 | 42291101 | OLEMA 1101 | 49756 | FALSE | 9480.1738 | 1727.7805 | 40 | 0.36539 | 2.1915 | 48.5926 | 0.033333 | 0.91042 | 0.03125 | 0.00625 | 0.45792 | 0.4775 | 0 | 39.1863 | 7.5687e-05 | 2316 | 0.01 | 2236 | 10 | 0% | 0 | 2 | 2.55% | 0%
4831 | ROB ROY 2105CB | 83692105 | ROB ROY 2105 | CB | FALSE | 2115.1186 | 1181.1241 | 17 | 0.63047 | 1.7172 | 26.9455 | 0.61252 | 0.039216 | 0.34826 | 0 | 0.34826 | 0.039216 | 0 | 7.6529 | 7.5667e-05 | 2317 | 0.01 | 2469 | 10 | 41.07% | 2 | 0 | 55.78% | 0%
10311 | MADISON 2101760730 | 63172101 | MADISON 2101 | 760730 | TRUE | 4317.2275 | 964.21 | 17 | 0.13196 | 1.3193 | 17.1291 | 0 | 0 | 1 | 0 | 1 | 0 | 0 | 3.2523 | 7.566e-05 | 2318 |  | 3530
10147 | WINDSOR 11035060 | 43501103 | WINDSOR 1103 | 5060 | TRUE | 1113.3002 | 291.5638 | 12 | 0.73084 | 2.8114 | 42.7 | 0.055556 | 0.40278 | 0.54167 | 0 | 0.54167 | 0.40278 | 0 | 9.8766 | 7.5643e-05 | 2319 |  | 3502
9814 | PENRYN 1105119949 | 152561105 | PENRYN 1105 | 119949 | FALSE | 3756.7927 | 2221.8702 | 25 | 0.084303 | 1.9529 | 19.2844 | 0 | 0 | 0.99 | 0 | 0.95 | 0 | 0 | 2.9995 | 7.5613e-05 | 2320 |  | 3429
1762 | VINEYARD 2108609690 | 14502108 | VINEYARD 2108 | 609690 | FALSE | 12043.451 | 7774.3071 | 72 | 0.27667 | 1.6953 | 25.4892 | 0.33476 | 0.30787 | 0.35539 | 0 | 0.49147 | 0.16782 | 0 | 8.6304 | 7.5587e-05 | 2321 |  | 2744
7634 | IONE 1101L3141 | 163881101 | IONE 1101 | L3141 | FALSE | 22528.5486 | 22255.8256 | 97 | 0.12643 | 1.6093 | 23.9017 | 0 | 0 | 1 | 0.010309 | 0.98969 | 0 | 0 | 6.1372 | 7.5574e-05 | 2322 | 0.03 | 1651 | 41.16 | 100% | 0 | 0 | 97.4% | 0%
3295 | REDBUD 1102510 | 43191102 | REDBUD 1102 | 510 | FALSE | 13083.2788 | 6767.6989 | 101 | 0.64512 | 1.883 | 54.5379 | 0.2797 | 0.074917 | 0.64538 | 0 | 0.64208 | 0.074917 | 0 | 57.9998 | 7.5461e-05 | 2323 | 0.02 | 2061 | 23.83 | 59.82% | 2 | 2 | 75.22% | 0%
6040 | RACETRACK 17032553 | 163761703 | RACETRACK 1703 | 2553 | FALSE | 3992.3117 | 1548.3173 | 32 | 0.42686 | 2.1061 | 49.811 | 0 | 0 | 1 | 0 | 1 | 0 | 0 | 11.4901 | 7.5372e-05 | 2324 | 0.02 | 1896 | 10 | 100% | 0 | 1 | 52.29% | 0%
4588 | COARSEGOLD 21025722 | 254432102 | COARSEGOLD 2102 | 5722 | FALSE | 3182.5999 | 3182.5999 | 23 | 0.08116 | 2.283 | 41.9443 | 0 | 0 | 1 | 0.51449 | 0.48551 | 0 | 0 | 12.4615 | 7.5358e-05 | 2325 | 0.14 | 495 | 10 | 100% | 0 | 5 | 100% | 100%
5885 | LAURELES 11122768 | 182371112 | LAURELES 1112 | 2768 | FALSE | 12969.9695 | 10109.7249 | 92 | 0.24447 | 1.3497 | 36.0553 | 0.13768 | 0.55978 | 0.2971 | 0 | 0.58424 | 0.17437 | 0.014493 | 8.0204 | 7.5187e-05 | 2326 | 0.02 | 1768 | 20.65 | 26.91% | 3 | 3 | 82.17% | 0%
6797 | EMERALD LAKE 04028858 | 24080402 | EMERALD LAKE 0402 | 8858 | FALSE | 3073.6226 | 3073.6226 | 27 | 0.48717 | 1.4383 | 45.7 | 0.037037 | 0.84259 | 0.12037 | 0 | 0.12037 | 0.43827 | 0.018519 | 9.9214 | 7.5167e-05 | 2327 | 0.02 | 1981 | 10 | 5.78% | 0 | 4 | 100% | 0%
7786 | UPPER LAKE 11016663 | 42871101 | UPPER LAKE 1101 | 6663 | FALSE | 3787.49 | 3787.49 | 17 | 0.080491 | 2.7565 | 45.0165 | 0 | 0 | 1 | 0.82353 | 0.11765 | 0 | 0 | 14.7347 | 7.5146e-05 | 2328 | 0.04 | 1371 | 74.55 | 100% | 0 | 0 | 100% | 0%
8479 | SALT SPRINGS 2102L7283 | 163692102 | SALT SPRINGS 2102 | L7283 | FALSE | 1053.4945 | 1053.4945 | 12 | 0.17382 | 3.9013 | 49.8219 | 0 | 0 | 1 | 1 | 0 | 0 | 0 | 27.441 | 7.514e-05 | 2329 | 0.21 | 306 | 87.16 | 100% | 0 | 1 | 100% | 100%
4422 | ROSSMOOR 1106CB | 14161106 | ROSSMOOR 1106 | CB | FALSE | 7735.7733 | 2937.1415 | 60 | 0.5723 | 1.9409 | 19.6364 | 0.31042 | 0 | 0.68958 | 0 | 0.68958 | 0 | 0 | 11.0179 | 7.5124e-05 | 2330 | 0.06 | 1010 | 10 | 68.08% | 0 | 8 | 30.91% | 93%
6409 | MIWUK 1702S2247 | 163661702 | MIWUK 1702 | S2247 | FALSE | 2394.0014 | 2394.0014 | 21 | 0.073202 | 2.7512 | 30.9771 | 0 | 0 | 1 | 0.90476 | 0.095238 | 0 | 0 | 29.076 | 7.5118e-05 | 2331 | 0.23 | 239 | 81.72 | 100% | 2 | 2 | 100% | 100%
4288 | SAN LUIS OBISPO 1103V82 | 182631103 | SAN LUIS OBISPO 1103 | V82 | FALSE | 22558.9801 | 14130.1147 | 174 | 0.36092 | 1.0328 | 37.4435 | 0.23036 | 0.17629 | 0.59335 | 0 | 0.59663 | 0.17109 | 0 | 4.3208 | 7.4918e-05 | 2332 | 0.03 | 1574 | 24.88 | 65.03% | 1 | 11 | 46.53% | 0%
3591 | SANTA YNEZ 1101277014 | 182721101 | SANTA YNEZ 1101 | 277014 | FALSE | 26491.1541 | 8850.8283 | 149 | 0.26785 | 0.93089 | 30.417 | 0.26756 | 0.14452 | 0.58792 | 0.051454 | 0.54318 | 0.12438 | 0 | 5.5096 | 7.4914e-05 | 2333 |  | 2840
8050 | BIG RIVER 11015065 | 43081101 | BIG RIVER 1101 | 5065 | FALSE | 3543.5774 | 3543.5774 | 27 | 0.10969 | 2.9809 | 51.9584 | 0 | 0.59259 | 0.40741 | 0 | 0.40741 | 0.59259 | 0.14815 | 26.806 | 7.4898e-05 | 2334 | 0.04 | 1270 | 10 | 42.78% | 5 | 11 | 100% | 0%
8613 | ZACA 1101Y72 | 182681101 | ZACA 1101 | Y72 | FALSE | 10347.4182 | 10265.6354 | 36 | 0.14616 | 1.0759 | 30.1462 | 0.037037 | 0.44444 | 0.51852 | 0.083333 | 0.51852 | 0.36111 | 0.055556 | 3.5147 | 7.4862e-05 | 2335 | 0.04 | 1314 | 51.67 | 31.17% | 0 | 0 | 97.2% | 23%
3261 | CRESCENT MILLS 2101CB | 103132101 | CRESCENT MILLS 2101 | CB | FALSE | 9227.3447 | 4545.9264 | 60 | 0.41145 | 2.8744 | 28.5247 | 0.052778 | 0.25167 | 0.69556 | 0.88722 | 0.013889 | 0 | 0.0041667 | 11.2713 | 7.4812e-05 | 2336 | 0.03 | 1631 | 89.81 | 75.4% | 0 | 1 | 71.09% | 0%
1189 | PEORIA 170575274 | 163781705 | PEORIA 1705 | 75274 | TRUE | 5361.6389 | 623.7122 | 43 | 0.70505 | 1.9387 | 34.225 | 0.011628 | 0.52171 | 0.46667 | 0 | 0.46667 | 0.52171 | 0 | 7.9543 | 7.4779e-05 | 2337 | 0.01 | 2447 | 10 | 100% | 0 | 0 | 18.06% | 0%
8485 | HOLLISTER 2102113634 | 182492102 | HOLLISTER 2102 | 113634 | FALSE | 13932.988 | 2941.0752 | 76 | 0.27569 | 1.4927 | 26.7119 | 0 | 0.44408 | 0.55592 | 0 | 0.6875 | 0.3125 | 0.019737 | 6.6967 | 7.4759e-05 | 2338 |  | 3229
929 | CORRAL 1101CB | 162991101 | CORRAL 1101 | CB | FALSE | 44193.7001 | 42311.3503 | 280 | 0.087189 | 1.3815 | 27.9977 | 0.16422 | 0.015397 | 0.82038 | 0.0071429 | 0.81324 | 0.015397 | 0 | 1.9096 | 7.4699e-05 | 2339 | 0.13 | 543 | 58.88 | 76.15% | 2 | 13 | 95.28% | 0%
1556 | HOPLAND 110180620 | 42251101 | HOPLAND 1101 | 80620 | FALSE | 8949.87 | 1997.9252 | 51 | 0.63274 | 2.5872 | 58.6475 | 0.013072 | 0.30065 | 0.68627 | 0.13725 | 0.55882 | 0.28431 | 0 | 6.7419 | 7.4695e-05 | 2340 | 0.01 | 2244 | 10 | 82.97% | 0 | 0 | 11.01% | 0%
4959 | VALLEY VIEW 1105305072 | 14341105 | VALLEY VIEW 1105 | 305072 | FALSE | 6216.8943 | 5044.0425 | 45 | 0.40905 | 1.6072 | 29.99 | 0 | 0.47222 | 0.52778 | 0 | 0.75556 | 0.24444 | 0 | 13.3547 | 7.4673e-05 | 2341 |  | 2933
2680 | SAN RAMON 2107MR284 | 14232107 | SAN RAMON 2107 | MR284 | FALSE | 24162.974 | 23633.8875 | 134 | 0.27592 | 1.7517 | 26.5603 | 0.11935 | 0.20274 | 0.67685 | 0.0037313 | 0.68058 | 0.19527 | 0.0074627 | 7.6285 | 7.4599e-05 | 2342 | 0.21 | 277 | 58.01 | 71.73% | 0 | 4 | 87.08% | 98%
2173 | PUEBLO 1105696 | 43291105 | PUEBLO 1105 | 696 | FALSE | 11659.1184 | 6037.9333 | 79 | 0.29233 | 1.8512 | 46.7511 | 0.022785 | 0.45992 | 0.5173 | 0.0025316 | 0.80359 | 0.1711 | 0 | 3.5369 | 7.4535e-05 | 2343 | 0.12 | 555 | 62.35 | 78.14% | 5 | 4 | 69.81% | 0%
9119 | SONOMA 1106296492 | 42721106 | SONOMA 1106 | 296492 | FALSE | 3708.9492 | 1270.5979 | 29 | 0.34454 | 2.2881 | 63.8836 | 0 | 0.45402 | 0.54598 | 0 | 0.54598 | 0.45402 | 0 | 8.522 | 7.4532e-05 | 2344 |  | 3311
1975 | RALSTON 11022028 | 24141102 | RALSTON 1102 | 2028 | FALSE | 3747.9741 | 3373.7724 | 38 | 0.63529 | 1.4811 | 17.2202 | 0.53838 | 0.0065789 | 0.45504 | 0 | 0.45504 | 0.0065789 | 0.030075 | 6.4669 | 7.449e-05 | 2345 | 0.02 | 2041 | 10 | 38.62% | 0 | 5 | 92.94% | 0%
4946 | WYANDOTTE 11031976 | 102911103 | WYANDOTTE 1103 | 1976 | FALSE | 38264.4277 | 38264.4277 | 217 | 0.005099 | 4.0669 | 34.3494 | 0 | 0 | 1 | 0.19668 | 0.80332 | 0 | 0.0023041 | 16.5566 | 7.4462e-05 | 2346 | 0.43 | 50 | 86.43 | 100% | 4 | 6 | 100% | 100%
9703 | VOLTA 110280982 | 102541102 | VOLTA 1102 | 80982 | TRUE | 836.5231 | 836.5231 | 8 | 0.056149 | 2.8108 | 27.3635 | 0 | 0 | 0.96875 | 0.96875 | 0 | 0 | 0 | 21.4645 | 7.4451e-05 | 2347 | 0.24 | 224 | 92.78 | 99.45% | 2 | 0 | 100% | 100%
9177 | MORAGA 1105829530 | 13801105 | MORAGA 1105 | 829530 | FALSE | 4171.4477 | 2687.7051 | 32 | 0.274 | 2.0508 | 32.1164 | 0.4401 | 0.29688 | 0.26302 | 0 | 0.34115 | 0.21875 | 0 | 8.2562 | 7.4329e-05 | 2348 |  | 3320
2317 | VACAVILLE 1112CB | 63601112 | VACAVILLE 1112 | CB | TRUE | 5313.0282 | 378.608 | 52 | 0.83884 | 1.585 | 15.2397 | 0.32308 | 0.028846 | 0.63846 | 0 | 0.63846 | 0.028846 | 0 | 4.8162 | 7.4297e-05 | 2349 |  | 2771
892 | MARIPOSA 210110240 | 254452101 | MARIPOSA 2101 | 10240 | FALSE | 34689.059 | 34689.059 | 189 | 0.084564 | 2.2558 | 36.9099 | 0.026455 | 0.20767 | 0.76587 | 0.87213 | 0.010582 | 0 | 0 | 9.807 | 7.4292e-05 | 2350 | 0.14 | 497 | 25.89 | 68.07% | 2 | 22 | 100% | 67%
7241 | ATASCADERO 1103A14 | 182541103 | ATASCADERO 1103 | A14 | FALSE | 40416.4237 | 40416.4237 | 152 | 0.14927 | 1.5041 | 36.274 | 0.0032895 | 0.26316 | 0.73355 | 0 | 0.79167 | 0.20504 | 0.013158 | 4.5572 | 7.4204e-05 | 2351 | 0.06 | 1008 | 61.04 | 72.56% | 0 | 2 | 99.83% | 36%
3264 | BEAR VALLEY 21059480 | 252192105 | BEAR VALLEY 2105 | 9480 | FALSE | 19971.3977 | 19971.3977 | 80 | 0.11612 | 1.8234 | 30.3645 | 0 | 0.078125 | 0.90938 | 0.46406 | 0.48594 | 0.025 | 0.0020833 | 6.5353 | 7.4134e-05 | 2352 | 0.04 | 1340 | 50.27 | 94.93% | 2 | 0 | 100% | 0%
10131 | CMC 1101CB | 183111101 | CMC 1101 | CB | FALSE | 3286.0633 | 3286.0633 | 16 | 0.22844 | 1.3133 | 20.1771 | 0.25 | 0 | 0.75 | 0 | 0.75 | 0 | 0 | 1.232 | 7.411e-05 | 2353 | 0.02 | 2059 | 25.53 | 52.24% | 0 | 0 | 100% | 0%
10121 | COARSEGOLD 210210610 | 254432102 | COARSEGOLD 2102 | 10610 | FALSE | 2196.7777 | 2196.7777 | 22 | 0.026043 | 2.2468 | 39.4056 | 0 | 0 | 1 | 0.36364 | 0.22727 | 0 | 0 | 12.056 | 7.4106e-05 | 2354 | 0.13 | 522 | 10 | 100% | 0 | 1 | 100% | 100%
8232 | FOOTHILL 1101251688 | 182951101 | FOOTHILL 1101 | 251688 | FALSE | 12475.4445 | 11233.7101 | 68 | 0.14561 | 1.4061 | 33.4087 | 0 | 0.68382 | 0.31618 | 0 | 0.31618 | 0.68382 | 0 | 5.9431 | 7.4101e-05 | 2355 |  | 3207
3283 | CURTIS 170390320 | 163351703 | CURTIS 1703 | 90320 | FALSE | 44849.664 | 44849.664 | 282 | 0.1428 | 2.283 | 34.2684 | 0 | 0 | 1 | 0.97577 | 0.024232 | 0 | 0.0070922 | 17.2112 | 7.4079e-05 | 2356 | 0.1 | 660 | 17.04 | 100% | 4 | 21 | 100% | 0%
808 | PEORIA 1701169700 | 163781701 | PEORIA 1701 | 169700 | FALSE | 13421.5222 | 13421.5222 | 63 | 0.069879 | 2.181 | 33.0889 | 0.13889 | 0 | 0.85317 | 0.85317 | 0 | 0 | 0 | 9.7959 | 7.4011e-05 | 2357 |  | 2693
2187 | NEWBURG 1131CB | 192151131 | NEWBURG 1131 | CB | TRUE | 10978.5428 | 257.3233 | 91 | 0.56185 | 3.2739 | 30.6924 | 0.29437 | 0.4907 | 0.21493 | 0.18972 | 0.22408 | 0.30831 | 0.0091575 | 8.3366 | 7.4003e-05 | 2358 | 0.01 | 2379 | 26.92 | 14.49% | 0 | 2 | 24.41% | 0%
9762 | HARTLEY 11014710 | 43211101 | HARTLEY 1101 | 4710 | FALSE | 2414.0517 | 2414.0517 | 18 | 0.11604 | 2.1854 | 59.7929 | 0.16667 | 0.22222 | 0.61111 | 0 | 0.61111 | 0.22222 | 0 | 5.0441 | 7.3983e-05 | 2359 | 0.02 | 2071 | 10 | 52.07% | 1 | 0 | 100% | 0%
9676 | PACIFICA 1103885952 | 22811103 | PACIFICA 1103 | 885952 | TRUE | 299.4502 | 283.4481 | 4 | 0.13086 | 2.5161 | 48.4226 | 0 | 1 | 0 | 0 | 0 | 1 | 0 | 25.5214 | 7.3952e-05 | 2360 |  | 3397
7864 | SISQUOC 1103867486 | 182811103 | SISQUOC 1103 | 867486 | FALSE | 5219.4397 | 3405.4305 | 20 | 0.67833 | 1.0168 | 8.3255 | 0.15 | 0.475 | 0.375 | 0.7 | 0.15 | 0 | 0 | 7.8853 | 7.3948e-05 | 2361 |  | 3172
9206 | SISQUOC 110245261 | 182811102 | SISQUOC 1102 | 45261 | TRUE | 20192.7526 | 164.9958 | 10 | 0.069049 | 1.1223 | 25.0779 | 0.9 | 0 | 0.1 | 0 | 0.1 | 0 | 0 | 2.2283 | 7.3888e-05 | 2362 |  | 3326
1886 | REDBUD 1101323962 | 43191101 | REDBUD 1101 | 323962 | FALSE | 46007.9913 | 33116.5425 | 282 | 0.12163 | 2.0113 | 44.5073 | 0.044326 | 0 | 0.95567 | 0.10225 | 0.85343 | 0 | 0.0070922 | 8.3171 | 7.3879e-05 | 2363 | 0.19 | 358 | 78.47 | 90.21% | 1 | 14 | 68.24% | 72%
905 | CORNING 110290036 | 103331102 | CORNING 1102 | 90036 | FALSE | 23187.5221 | 21561.1762 | 87 | 0.071799 | 1.5148 | 23.9854 | 0.1931 | 0 | 0.8069 | 0 | 0.8069 | 0 | 0 | 2.9209 | 7.3822e-05 | 2364 | 0.05 | 1118 | 60.29 | 81.06% | 0 | 11 | 98.89% | 0%
8996 | FORT ORD 210637286 | 182402106 | FORT ORD 2106 | 37286 | FALSE | 5924.4605 | 4150.8287 | 25 | 0.34473 | 1.2033 | 18.9867 | 0.12 | 0.88 | 0 | 0.12 | 0 | 0 | 0 | 5.4568 | 7.3809e-05 | 2365 | 0.01 | 2612 | 10 | 0% | 0 | 4 | 43% | 0%
1227 | MORAGA 110381146 | 13801103 | MORAGA 1103 | 81146 | FALSE | 9033.4152 | 1226.8593 | 79 | 0.58908 | 1.9571 | 20.1799 | 0.4286 | 0.18882 | 0.37625 | 0 | 0.36359 | 0.18882 | 0.015823 | 11.2101 | 7.3782e-05 | 2366 | 0.01 | 2547 | 10 | 24.05% | 0 | 0 | 14.46% | 0%
9073 | CORRAL 1103831781 | 162991103 | CORRAL 1103 | 831781 | FALSE | 2564.8738 | 1186.1396 | 19 | 0.19366 | 1.4965 | 36.4618 | 0 | 0 | 1 | 0 | 1 | 0 | 0.052632 | 4.0802 | 7.3782e-05 | 2367 |  | 3304
8370 | SWIFT 2110XR332 | 83392110 | SWIFT 2110 | XR332 | FALSE | 29699.1922 | 29699.1922 | 83 | 0.097738 | 1.4602 | 28.2462 | 0 | 0.30823 | 0.69177 | 0.019076 | 0.67871 | 0.29016 | 0 | 8.208 | 7.378e-05 | 2368 | 0.05 | 1167 | 79.49 | 80.03% | 0 | 0 | 100% | 0%
5220 | COTATI 1103132 | 42271103 | COTATI 1103 | 132 | FALSE | 40702.0776 | 40702.0776 | 184 | 0.15681 | 2.2919 | 65.8352 | 0.039855 | 0.65127 | 0.30888 | 0 | 0.45453 | 0.50562 | 0.048913 | 7.9819 | 7.3728e-05 | 2369 | 0.07 | 880 | 74.68 | 24.81% | 4 | 9 | 100% | 0%
4013 | LAURELES 1111CB | 182371111 | LAURELES 1111 | CB | FALSE | 13124.836 | 11515.5312 | 82 | 0.25434 | 1.3229 | 33.8069 | 0.17683 | 0.44919 | 0.37398 | 0 | 0.68902 | 0.13415 | 0.0060976 | 7.7447 | 7.3716e-05 | 2370 | 0.02 | 2044 | 26.89 | 36.65% | 2 | 3 | 86.44% | 0%
591 | MIWUK 170110600 | 163661701 | MIWUK 1701 | 10600 | FALSE | 21367.0688 | 21367.0688 | 161 | 0.075569 | 2.8931 | 35.7469 | 0.0089717 | 0.00088731 | 0.9897 | 0.94298 | 0.021739 | 0 | 0.032091 | 30.3831 | 7.3663e-05 | 2371 | 0.8 | 1 | 90.07 | 100% | 20 | 16 | 100% | 100%
5481 | VACAVILLE 110847860 | 63601108 | VACAVILLE 1108 | 47860 | TRUE | 6236.9476 | 466.0192 | 54 | 0.79176 | 1.6169 | 20.5477 | 0.50231 | 0.083179 | 0.41451 | 0 | 0.41451 | 0.083179 | 0.0061728 | 8.0402 | 7.3661e-05 | 2372 | 0.01 | 2196 | 10 | 0% | 0 | 0 | 7.33% | 0%
6083 | MILPITAS 1109XR524 | 82831109 | MILPITAS 1109 | XR524 | FALSE | 17990.142 | 17523.6666 | 59 | 0.082514 | 1.5806 | 19.1963 | 0.15678 | 0 | 0.84322 | 0.3178 | 0.52542 | 0 | 0 | 5.2003 | 7.365e-05 | 2373 | 0.04 | 1201 | 65.87 | 90.15% | 0 | 1 | 82.17% | 0%
8123 | OTTER 1102CB | 182941102 | OTTER 1102 | CB | FALSE | 10891.762 | 10891.762 | 40 | 0.080047 | 1.5386 | 26.1289 | 0.38333 | 0.61667 | 0 | 0.025 | 0.325 | 0.26667 | 0 | 11.4454 | 7.3648e-05 | 2374 | 0.12 | 572 | 58.39 | 0% | 3 | 0 | 98.35% | 56%
7672 | POINT ARENA 11012637 | 43381101 | POINT ARENA 1101 | 2637 | FALSE | 6500.6025 | 6500.6025 | 28 | 0.036167 | 3.4662 | 64.1684 | 0 | 0.44643 | 0.51786 | 0.41071 | 0.10714 | 0.44643 | 0 | 28.091 | 7.3634e-05 | 2375 | 0.05 | 1178 | 84.42 | 59.73% | 1 | 2 | 100% | 0%
2267 | ELK 11011298 | 42981101 | ELK 1101 | 1298 | FALSE | 25951.4505 | 19969.5788 | 119 | 0.17684 | 2.9319 | 58.8139 | 0 | 0.86204 | 0.13796 | 0.29412 | 0.13796 | 0.55112 | 0.012605 | 31.6104 | 7.3623e-05 | 2376 | 0.02 | 1870 | 33.1 | 18.55% | 6 | 11 | 83.72% | 0%
5943 | TEMPLETON 2113A10 | 183052113 | TEMPLETON 2113 | A10 | FALSE | 49945.6996 | 49945.6996 | 264 | 0.084535 | 1.5173 | 30.3426 | 0.0075758 | 0.30335 | 0.68813 | 0.12753 | 0.68434 | 0.17109 | 0.013258 | 4.3926 | 7.3622e-05 | 2377 | 0.22 | 263 | 69.1 | 70.57% | 5 | 5 | 100% | 94%
8415 | BIG MEADOWS 21012476 | 102812101 | BIG MEADOWS 2101 | 2476 | FALSE | 14000.8931 | 13050.7122 | 75 | 0.15251 | 2.5889 | 27.0893 | 0.29333 | 0.11 | 0.59222 | 0.60444 | 0.04 | 0 | 0 | 27.8946 | 7.3608e-05 | 2378 | 0.02 | 1850 | 24.14 | 65.6% | 4 | 4 | 53.74% | 0%
3607 | OCEANO 1104V38 | 182601104 | OCEANO 1104 | V38 | FALSE | 27926.3564 | 19405.5321 | 212 | 0.31114 | 1.0252 | 39.1989 | 0.16288 | 0.39628 | 0.44084 | 0.0031447 | 0.45499 | 0.37898 | 0 | 4.7695 | 7.3599e-05 | 2379 | 0.05 | 1165 | 24.08 | 46.82% | 5 | 8 | 68.56% | 8%
1401 | SAN JOAQUIN #2 110310320 | 252521103 | SAN JOAQUIN #2 1103 | 10320 | FALSE | 18962.0898 | 18962.0898 | 133 | 0.095039 | 2.1879 | 35.6046 | 0 | 0 | 0.99248 | 0.7619 | 0.23058 | 0 | 0 | 13.6492 | 7.3548e-05 | 2380 | 0.05 | 1181 | 12.47 | 98.89% | 1 | 18 | 100% | 0%
8362 | CASTRO VALLEY 1111CB | 14091111 | CASTRO VALLEY 1111 | CB | TRUE | 1304.8232 | 357.3361 | 16 | 0.44156 | 1.4996 | 26.1236 | 0.21528 | 0.34028 | 0.44444 | 0 | 0.44444 | 0.34028 | 0 | 9.4711 | 7.3542e-05 | 2381 |  | 3215
511 | COTTONWOOD 11029026 | 102931102 | COTTONWOOD 1102 | 9026 | FALSE | 39327.0742 | 20154.6992 | 282 | 0.15698 | 2.1832 | 24.5002 | 0.085993 | 0 | 0.91401 | 0.51714 | 0.39687 | 0 | 0 | 4.7836 | 7.3532e-05 | 2382 | 0.02 | 1919 | 17.77 | 84.41% | 1 | 2 | 58.01% | 0%
8421 | EL CERRITO G 1112779030 | 12501112 | EL CERRITO G 1112 | 779030 | TRUE | 1061.942 | 827.4759 | 11 | 0.43691 | 1.6908 | 16.946 | 0 | 0.45455 | 0.54545 | 0 | 0.54545 | 0.45455 | 0 | 16.3451 | 7.3516e-05 | 2383 |  | 3224
7847 | OILFIELDS 11032757 | 182391103 | OILFIELDS 1103 | 2757 | FALSE | 4222.897 | 4222.897 | 16 | 0.092866 | 0.82479 | 24.7046 | 0 | 0.0625 | 0.9375 | 0.0625 | 0.9375 | 0 | 0 | 6.0618 | 7.3477e-05 | 2384 | 0.03 | 1454 | 37.59 | 90.66% | 0 | 3 | 100% | 0%
1124 | COARSEGOLD 210210040 | 254432102 | COARSEGOLD 2102 | 10040 | FALSE | 28379.0201 | 28379.0201 | 213 | 0.044187 | 2.2215 | 34.6076 | 0 | 0.21768 | 0.77997 | 0.60094 | 0.36385 | 0.032864 | 0.014085 | 19.6269 | 7.3465e-05 | 2385 | 0.32 | 116 | 15.22 | 73.22% | 8 | 45 | 100% | 100%
5628 | PUEBLO 11041304 | 43291104 | PUEBLO 1104 | 1304 | FALSE | 30935.6957 | 30935.6957 | 175 | 0.19723 | 2.1773 | 56.7832 | 0.0028571 | 0.54714 | 0.45 | 0.02381 | 0.47429 | 0.49905 | 0 | 7.7502 | 7.3325e-05 | 2386 | 0.1 | 673 | 65.32 | 45.92% | 2 | 4 | 100% | 0%
1361 | RED BLUFF 11051564 | 103541105 | RED BLUFF 1105 | 1564 | FALSE | 17092.5832 | 1891.6003 | 133 | 0.29012 | 1.7204 | 26.9664 | 0.10725 | 0.34676 | 0.54599 | 0.024311 | 0.51416 | 0.34676 | 0.0037594 | 15.2505 | 7.329e-05 | 2387 | 0.01 | 2253 | 15.23 | 100% | 0 | 0 | 12.04% | 0%
4730 | HARTLEY 110194178 | 43211101 | HARTLEY 1101 | 94178 | FALSE | 6646.4632 | 3457.4484 | 57 | 0.5533 | 2.2014 | 49.7216 | 0.24805 | 0.061696 | 0.69025 | 0.0038986 | 0.68635 | 0.061696 | 0.017544 | 6.633 | 7.3272e-05 | 2388 | 0.01 | 2507 | 10 | 47.04% | 0 | 1 | 41.48% | 0%
4008 | OLETA 11011208 | 163541101 | OLETA 1101 | 1208 | FALSE | 61463.0017 | 53098.4432 | 334 | 0.080565 | 1.9089 | 31.6282 | 0 | 0.1493 | 0.8477 | 0.002994 | 0.90279 | 0.091218 | 0.003992 | 3.09 | 7.3226e-05 | 2389 | 0.04 | 1279 | 51.21 | 80.1% | 0 | 12 | 85.11% | 0%
9417 | DUNBAR 1102694641 | 43071102 | DUNBAR 1102 | 694641 | FALSE | 6527.852 | 6527.852 | 49 | 0.24573 | 2.4171 | 53.7814 | 0 | 0.29252 | 0.70748 | 0 | 0.62789 | 0.29252 | 0.020408 | 14.1964 | 7.3209e-05 | 2390 |  | 3355
2226 | FORT BRAGG A 11021226 | 42761102 | FORT BRAGG A 1102 | 1226 | FALSE | 12686.9371 | 2717.7424 | 102 | 0.3689 | 2.859 | 56.1293 | 0.02451 | 0.94412 | 0.031373 | 0 | 0.031373 | 0.74044 | 0 | 23.3128 | 7.3175e-05 | 2391 | 0.01 | 2230 | 10 | 21.46% | 0 | 3 | 14.45% | 0%
9626 | SAUSALITO 110284278 | 42491102 | SAUSALITO 1102 | 84278 | FALSE | 2506.1692 | 2490.1671 | 18 | 0.30125 | 1.9185 | 36.7942 | 0.56667 | 0.35 | 0.055556 | 0.055556 | 0.083333 | 0.21111 | 0 | 7.508 | 7.3083e-05 | 2392 | 0.02 | 2080 | 32.89 | 5.78% | 0 | 2 | 90.29% | 0%
2709 | CHOLAME 2102X10 | 182562102 | CHOLAME 2102 | X10 | FALSE | 70912.2192 | 34475.596 | 156 | 0.1981 | 0.84086 | 27.227 | 0.042735 | 0.28953 | 0.66774 | 0.080128 | 0.5844 | 0.28953 | 0.025641 | 2.3308 | 7.3071e-05 | 2393 | 0.03 | 1739 | 72.33 | 100% | 0 | 0 | 44.78% | 0%
4922 | BIG RIVER 11013019 | 43081101 | BIG RIVER 1101 | 3019 | TRUE | 1511.5981 | 426.9368 | 11 | 0.13946 | 2.7934 | 54.6416 | 0 | 0.69697 | 0.30303 | 0 | 0.30303 | 0.69697 | 0.022727 | 24.9015 | 7.3049e-05 | 2394 |  | 2928
3771 | CURTIS 170510590 | 163351705 | CURTIS 1705 | 10590 | FALSE | 26358.3376 | 26358.3376 | 199 | 0.076038 | 2.5485 | 41.6279 | 0 | 0.001005 | 0.99899 | 0.7731 | 0.06358 | 0 | 0 | 16.1051 | 7.2916e-05 | 2395 | 0.09 | 691 | 25.15 | 99.51% | 1 | 1 | 100% | 47%
5360 | ALHAMBRA 1105CB | 14101105 | ALHAMBRA 1105 | CB | FALSE | 3053.2387 | 1333.5262 | 33 | 0.66602 | 1.5317 | 25.9421 | 0.37133 | 0.54534 | 0.083333 | 0 | 0.43813 | 0.19054 | 0 | 9.0992 | 7.2893e-05 | 2396 | 0.01 | 2151 | 10 | 15.25% | 0 | 0 | 20.22% | 0%
11018 | CLAY 110398680 | 163341103 | CLAY 1103 | 98680 | TRUE | 46.5973 | 46.5973 | 1 | 0 | 1.7953 | 0.72603 | 0 | 0 | 1 | 1 | 0 | 0 | 0 | 3.5629 | 7.2821e-05 | 2397 |  | 3628
2287 | OCEANO 1104104102 | 182601104 | OCEANO 1104 | 104102 | FALSE | 5954.6843 | 5329.5584 | 32 | 0.33068 | 0.97248 | 21.1948 | 0 | 0.79688 | 0.20312 | 0.57812 | 0.20312 | 0.21875 | 0 | 3.1069 | 7.2705e-05 | 2398 |  | 2769
3598 | PAUL SWEET 210210290 | 83252102 | PAUL SWEET 2102 | 10290 | TRUE | 9277.251 | 4.572 | 75 | 0.71609 | 2.4452 | 33.3336 | 0.46429 | 0.33324 | 0.19714 | 0.096667 | 0.19905 | 0.26 | 0 | 15.2886 | 7.2679e-05 | 2399 |  | 2841
1264 | TEMPLETON 2113CB | 183052113 | TEMPLETON 2113 | CB | FALSE | 41366.5121 | 1446.4903 | 288 | 0.30178 | 1.0645 | 27.8642 | 0.17737 | 0.26678 | 0.55584 | 0.0086806 | 0.55133 | 0.26262 | 0 | 3.9179 | 7.2635e-05 | 2400 | 0.01 | 2497 | 10 | 22.58% | 0 | 0 | 1.89% | 0%
8497 | BEAR VALLEY 210576694 | 252192105 | BEAR VALLEY 2105 | 76694 | FALSE | 7317.351 | 7317.351 | 37 | 0.17648 | 2.2881 | 34.14 | 0 | 0 | 1 | 0.95946 | 0.040541 | 0 | 0.027027 | 10.71 | 7.2614e-05 | 2401 | 0.03 | 1558 | 19.61 | 100% | 0 | 0 | 100% | 0%
7666 | JAMESON 1103118944 | 63801103 | JAMESON 1103 | 118944 | FALSE | 8499.846 | 3772.9974 | 41 | 0.12806 | 1.8562 | 16.9499 | 0 | 0.14634 | 0.85366 | 0 | 0.85366 | 0.13415 | 0.02439 | 4.7892 | 7.2601e-05 | 2402 |  | 3148
8293 | VACAVILLE 110838316 | 63601108 | VACAVILLE 1108 | 38316 | FALSE | 36512.8123 | 25616.7426 | 232 | 0.10945 | 1.9177 | 19.1594 | 0 | 0.092672 | 0.90733 | 0.015086 | 0.86853 | 0.092672 | 0.0021552 | 5.7933 | 7.2587e-05 | 2403 | 0.05 | 1163 | 65.63 | 99.57% | 1 | 4 | 63.02% | 0%
1077 | CLAYTON 2212Y504R | 12022212 | CLAYTON 2212 | Y504R | FALSE | 18910.1435 | 18838.2347 | 112 | 0.22006 | 1.8241 | 29.8079 | 0.049107 | 0.49598 | 0.45491 | 0.23274 | 0.63348 | 0.063244 | 0.0089286 | 4.7624 | 7.2579e-05 | 2404 | 0.1 | 679 | 28.96 | 42.97% | 1 | 6 | 100% | 30%
7747 | ANITA 1106552724 | 102841106 | ANITA 1106 | 552724 | FALSE | 23613.9534 | 2363.8176 | 77 | 0.12769 | 1.7435 | 33.5025 | 0 | 0 | 1 | 0.0064935 | 0.99351 | 0 | 0.025974 | 3.4113 | 7.2387e-05 | 2405 |  | 3158
1133 | SAN CARLOS 1103586832 | 24181103 | SAN CARLOS 1103 | 586832 | FALSE | 6692.9945 | 6145.6408 | 53 | 0.67116 | 1.4384 | 20.7836 | 0.3208 | 0.35467 | 0.32453 | 0 | 0.37102 | 0.25606 | 0.027853 | 8.4876 | 7.2377e-05 | 2406 |  | 2711
8899 | NAPA 11025039 | 42021102 | NAPA 1102 | 5039 | TRUE | 4245.0462 | 0 | 28 | 0.79203 | 2.1948 | 52.5391 | 0.017857 | 0.73095 | 0.25119 | 0 | 0.44048 | 0.54167 | 0 | 40.4638 | 7.2354e-05 | 2407 |  | 3275
4560 | COARSEGOLD 210210330 | 254432102 | COARSEGOLD 2102 | 10330 | FALSE | 15550.3229 | 15550.3229 | 90 | 0.03019 | 2.5224 | 28.3503 | 0 | 0 | 1 | 0.60661 | 0.098148 | 0 | 0.033333 | 15.9785 | 7.2321e-05 | 2408 | 0.21 | 281 | 29.5 | 99.75% | 4 | 3 | 100% | 94%
8107 | EMERALD LAKE 0402CB | 24080402 | EMERALD LAKE 0402 | CB | FALSE | 3052.0291 | 3052.0291 | 23 | 0.3551 | 1.4397 | 46.5826 | 0 | 0.84928 | 0.15072 | 0 | 0.15072 | 0.42754 | 0.014493 | 9.5907 | 7.2318e-05 | 2409 | 0.02 | 2122 | 10 | 14.69% | 2 | 3 | 100% | 0%
4270 | LAS GALLINAS A 1104304 | 42991104 | LAS GALLINAS A 1104 | 304 | TRUE | 3131.1603 | 221.043 | 27 | 0.82847 | 2.4868 | 45.0924 | 0.42438 | 0.037037 | 0.53858 | 0 | 0.53858 | 0 | 0.0046296 | 6.6764 | 7.2267e-05 | 2410 | 0.01 | 2512 | 10 | 35.52% | 0 | 1 | 5.7% | 0%
7552 | WEST POINT 1101L2219 | 163201101 | WEST POINT 1101 | L2219 | FALSE | 5447.1163 | 5447.1163 | 41 | 0.01252 | 3.7909 | 20.1305 | 0 | 0 | 1 | 1 | 0 | 0 | 0 | 27.2663 | 7.2244e-05 | 2411 | 0.26 | 194 | 90.9 | 100% | 0 | 2 | 100% | 100%
7739 | OILFIELDS 1103N40 | 182391103 | OILFIELDS 1103 | N40 | FALSE | 4749.4542 | 4628.046 | 23 | 0.11421 | 0.79468 | 25.3843 | 0.23188 | 0 | 0.76812 | 0 | 0.76812 | 0 | 0.021739 | 10.1599 | 7.224e-05 | 2412 | 0.02 | 1999 | 20.14 | 3.23% | 0 | 2 | 100% | 0%
8597 | ORO FINO 1102127563 | 103031102 | ORO FINO 1102 | 127563 | FALSE | 11105.9314 | 11105.9314 | 63 | 0.0025739 | 3.8769 | 31.4345 | 0 | 0 | 0.98413 | 0.60847 | 0.37566 | 0 | 0 | 14.4507 | 7.2173e-05 | 2413 | 0.23 | 234 | 86.77 | 100% | 0 | 2 | 100% | 100%
2892 | WYANDOTTE 11071026 | 102911107 | WYANDOTTE 1107 | 1026 | FALSE | 44906.7347 | 36171.5421 | 273 | 0.032564 | 2.5858 | 33.5346 | 0.003663 | 0.12015 | 0.87619 | 0.002442 | 0.87375 | 0.12015 | 0.012821 | 3.1803 | 7.2065e-05 | 2414 | 0.03 | 1723 | 26.15 | 94.57% | 0 | 2 | 76.21% | 0%
6481 | DEL MONTE 21043088 | 182222104 | DEL MONTE 2104 | 3088 | FALSE | 24808.0862 | 24808.0862 | 175 | 0.16015 | 1.3053 | 31.7246 | 0.0038095 | 0.49838 | 0.48352 | 0.0095238 | 0.86762 | 0.10286 | 0.028571 | 6.7574 | 7.2041e-05 | 2415 | 0.06 | 957 | 31.63 | 48.83% | 2 | 7 | 100% | 0%
6300 | DRUM 11011602 | 152321101 | DRUM 1101 | 1602 | FALSE | 26067.9128 | 26067.9128 | 121 | 0.11359 | 4.7495 | 34.4524 | 0 | 0.024793 | 0.97521 | 0.97521 | 0.024793 | 0 | 0.019284 | 19.62 | 7.2028e-05 | 2416 | 0.44 | 45 | 80.59 | 98.54% | 5 | 3 | 100% | 100%
9234 | WILDWOOD 110185112 | 103611101 | WILDWOOD 1101 | 85112 | FALSE | 10932.2503 | 10932.2503 | 54 | 0.1241 | 2.6354 | 20.1172 | 0 | 0 | 1 | 0.85185 | 0.14815 | 0 | 0 | 21.1855 | 7.2027e-05 | 2417 | 0.06 | 1015 | 80.77 | 100% | 4 | 6 | 100% | 0%
3836 | PURISIMA 1101CB | 182971101 | PURISIMA 1101 | CB | FALSE | 7381.7293 | 5917.6189 | 32 | 0.33939 | 0.8526 | 38.4576 | 0.87396 | 0 | 0.12604 | 0 | 0.12604 | 0 | 0 | 8.4187 | 7.2016e-05 | 2418 | 0.01 | 2455 | 30.57 | 4.85% | 1 | 0 | 83.25% | 0%
4104 | GREENBRAE 1103CB | 43091103 | GREENBRAE 1103 | CB | TRUE | 6661.6605 | 0 | 61 | 0.90936 | 2.7004 | 42.354 | 0.52644 | 0.23175 | 0.23224 | 0.027322 | 0.23224 | 0.19077 | 0.01776 | 29.3352 | 7.201e-05 | 2419 | 0.03 | 1630 | 10 | 0% | 0 | 0 | 1.28% | 100%
9731 | FITCH MOUNTAIN 1111792628 | 42751111 | FITCH MOUNTAIN 1111 | 792628 | TRUE | 1482.8091 | 365.6177 | 13 | 0.76332 | 2.8612 | 55.8335 | 0 | 0.19231 | 0.80769 | 0 | 0.84615 | 0.15385 | 0 | 5.9724 | 7.1975e-05 | 2420 |  | 3408
2825 | COTATI 1104CB | 42271104 | COTATI 1104 | CB | FALSE | 12268.6539 | 7279.3949 | 93 | 0.50203 | 2.4413 | 51.4404 | 0.16263 | 0.34095 | 0.48746 | 0.03638 | 0.56093 | 0.23109 | 0.020609 | 8.3692 | 7.194e-05 | 2421 | 0.01 | 2503 | 10.96 | 56.63% | 1 | 1 | 30.19% | 0%
9040 | SAN RAFAEL 1101CB | 42011101 | SAN RAFAEL 1101 | CB | TRUE | 1531.5459 | 0 | 17 | 0.90883 | 2.5363 | 31.364 | 0.88235 | 0.029412 | 0.088235 | 0 | 0.088235 | 0.029412 | 0 | 5.7494 | 7.1938e-05 | 2422 | 0.06 | 905 | 10 | 28.81% | 3 | 3 | 39.77% | 100%
1817 | COARSEGOLD 210410110 | 254432104 | COARSEGOLD 2104 | 10110 | FALSE | 79840.1784 | 79840.1784 | 518 | 0.06197 | 2.1157 | 35.0814 | 0.034427 | 0.012548 | 0.95302 | 0.41133 | 0.51467 | 0.012548 | 0 | 10.0842 | 7.1892e-05 | 2423 | 0.36 | 83 | 26.3 | 95.51% | 5 | 92 | 100% | 6%
4281 | PUEBLO 1105637242 | 43291105 | PUEBLO 1105 | 637242 | FALSE | 35417.2163 | 27085.716 | 193 | 0.31771 | 2.299 | 44.3442 | 0.075993 | 0.067358 | 0.85492 | 0 | 0.85492 | 0.067358 | 0 | 9.9343 | 7.1873e-05 | 2424 |  | 2879
6711 | PUTAH CREEK 110396792 | 63681103 | PUTAH CREEK 1103 | 96792 | FALSE | 8212.3137 | 6394.0351 | 30 | 0.079675 | 1.6321 | 28.9756 | 0 | 0.016667 | 0.98333 | 0 | 0.98333 | 0.016667 | 0 | 2.4216 | 7.1793e-05 | 2425 |  | 3057
6448 | MERCED FALLS 110238748 | 252811102 | MERCED FALLS 1102 | 38748 | FALSE | 24704.6186 | 24704.6186 | 178 | 0.16837 | 1.4142 | 36.4059 | 0 | 0 | 1 | 0 | 0.79888 | 0 | 0 | 2.4906 | 7.1784e-05 | 2426 | 0.03 | 1664 | 16.95 | 100% | 0 | 0 | 100% | 0%
8708 | PUTAH CREEK 1105665952 | 63681105 | PUTAH CREEK 1105 | 665952 | TRUE | 1521.662 | 243.3824 | 13 | 0.2533 | 1.5986 | 9.5123 | 0 | 0 | 1 | 0 | 1 | 0 | 0 | 2.2594 | 7.1774e-05 | 2427 |  | 3252
3959 | SILVERADO 210234959 | 43432102 | SILVERADO 2102 | 34959 | FALSE | 42625.8356 | 41473.2756 | 205 | 0.19162 | 2.2108 | 45.6409 | 0 | 0 | 0.98862 | 0.001626 | 0.98699 | 0 | 0.0097561 | 9.8433 | 7.1759e-05 | 2428 | 0.34 | 95 | 77.65 | 100% | 5 | 11 | 91.78% | 69%
9839 | SAN RAFAEL 11073323 | 42011107 | SAN RAFAEL 1107 | 3323 | TRUE | 214.7286 | 214.7286 | 2 | 0.50124 | 3.1156 | 63.8301 | 0 | 1 | 0 | 0 | 0 | 1 | 0.25 | 9.086 | 7.1735e-05 | 2429 | 0.06 | 951 | 10 | 0% | 0 | 0 | 100% | 100%
6026 | ROSSMOOR 110837848 | 14161108 | ROSSMOOR 1108 | 37848 | FALSE | 9580.5994 | 9580.5994 | 60 | 0.11874 | 1.9866 | 40.8414 | 0 | 0.62917 | 0.3625 | 0 | 0.3625 | 0.62917 | 0.05 | 11.4969 | 7.1725e-05 | 2430 | 0.15 | 473 | 79.66 | 23.72% | 0 | 5 | 100% | 88%
4857 | SEACLIFF 040112946 | 83500401 | SEACLIFF 0401 | 12946 | FALSE | 5267.6978 | 3912.0696 | 41 | 0.33539 | 1.8381 | 35.3882 | 0.10976 | 0.038618 | 0.85163 | 0 | 0.85163 | 0.038618 | 0.037398 | 15.2328 | 7.1582e-05 | 2431 | 0.09 | 721 | 41.52 | 88.42% | 0 | 1 | 83.31% | 78%
8959 | OLETA 1101894006 | 163541101 | OLETA 1101 | 894006 | TRUE | 1042.8451 | 627.9545 | 8 | 0.25964 | 2.2475 | 59.0291 | 0 | 0.875 | 0.125 | 0 | 0.125 | 0.875 | 0.025 | 3.0866 | 7.1494e-05 | 2432 |  | 3282
1078 | BIG MEADOWS 21012260 | 102812101 | BIG MEADOWS 2101 | 2260 | FALSE | 36303.3353 | 25414.2279 | 185 | 0.18786 | 2.8248 | 32.9848 | 0.0088803 | 0.39279 | 0.59022 | 0.75684 | 0.068725 | 0.093243 | 0 | 13.6621 | 7.1484e-05 | 2433 | 0.03 | 1511 | 71.27 | 55.9% | 4 | 0 | 76.22% | 0%
6781 | PALMER 1101M84 | 183031101 | PALMER 1101 | M84 | FALSE | 39352.9214 | 37718.995 | 145 | 0.23214 | 0.90784 | 33.5967 | 0.31612 | 0.24089 | 0.44299 | 0.068966 | 0.44299 | 0.17192 | 0.02069 | 3.0747 | 7.1467e-05 | 2434 | 0.04 | 1311 | 65.39 | 31.64% | 0 | 6 | 79.33% | 0%
9560 | VINEYARD 2107246084 | 14502107 | VINEYARD 2107 | 246084 | TRUE | 830.435 | 385.2443 | 7 | 0.25119 | 1.0838 | 24.0982 | 0 | 0.57143 | 0.42857 | 0 | 0.42857 | 0.57143 | 0 | 4.6486 | 7.141e-05 | 2435 |  | 3377
9262 | LAKEVILLE 110287432 | 43371102 | LAKEVILLE 1102 | 87432 | FALSE | 21925.1583 | 15708.5355 | 81 | 0.066995 | 2.5875 | 58.2772 | 0 | 0.46296 | 0.53704 | 0.037037 | 0.58642 | 0.37654 | 0 | 6.3901 | 7.1409e-05 | 2436 | 0.03 | 1679 | 82.97 | 68.1% | 1 | 4 | 65.45% | 0%
2263 | SWIFT 2110XR366 | 83392110 | SWIFT 2110 | XR366 | FALSE | 17766.1133 | 13567.8022 | 129 | 0.33093 | 1.4665 | 28.6626 | 0.02261 | 0.40898 | 0.56453 | 0.028424 | 0.54903 | 0.39735 | 0.018088 | 3.9248 | 7.1306e-05 | 2437 | 0.05 | 1052 | 27.85 | 70.07% | 1 | 1 | 80.04% | 0%
1501 | PIERCY 2110XR258 | 83912110 | PIERCY 2110 | XR258 | FALSE | 42613.4021 | 35307.703 | 117 | 0.10813 | 1.6419 | 25.3156 | 0.15678 | 0.085755 | 0.73305 | 0.017094 | 0.75014 | 0.051567 | 0.034188 | 8.3392 | 7.1286e-05 | 2438 | 0.03 | 1468 | 60.84 | 97.27% | 4 | 1 | 54.5% | 0%
2738 | SAN BENITO 2101221165 | 182742101 | SAN BENITO 2101 | 221165 | FALSE | 7814.4254 | 7056.9288 | 39 | 0.14604 | 1.5375 | 25.9575 | 0 | 0.51282 | 0.48718 | 0.025641 | 0.46154 | 0.51282 | 0 | 6.4829 | 7.1264e-05 | 2439 |  | 2797
6713 | LAURELES 1112438 | 182371112 | LAURELES 1112 | 438 | FALSE | 9219.1151 | 8226.4088 | 48 | 0.091961 | 1.3095 | 48.4804 | 0 | 0.98958 | 0.010417 | 0 | 0.45833 | 0.16667 | 0 | 6.3681 | 7.125e-05 | 2440 | 0.02 | 1820 | 57.32 | 0.9% | 0 | 0 | 91.32% | 0%
9239 | BANGOR 1101979830 | 103191101 | BANGOR 1101 | 979830 | TRUE | 696.7531 | 680.7511 | 7 | 0 | 2.2192 | 29.8648 | 0 | 0.85714 | 0.14286 | 0 | 0.14286 | 0.85714 | 0 | 14.0758 | 7.12e-05 | 2441 |  | 3328
5582 | TAMARACK 1101CB | 152291101 | TAMARACK 1101 | CB | FALSE | 28734.8817 | 28123.7558 | 148 | 0.16565 | 5.2243 | 33.2029 | 0.0050676 | 0.14448 | 0.72757 | 0.74638 | 0.11216 | 0.0033784 | 0.010135 | 21.2136 | 7.11e-05 | 2442 | 0.38 | 70 | 32.67 | 67.46% | 23 | 13 | 91.62% | 0%
7849 | BEAR VALLEY 21014160 | 252192101 | BEAR VALLEY 2101 | 4160 | FALSE | 36723.9834 | 36723.9834 | 192 | 0.10425 | 1.8903 | 30.1183 | 0 | 0.046007 | 0.95399 | 0.34184 | 0.65122 | 0.0069444 | 0.0052083 | 6.8654 | 7.1016e-05 | 2443 | 0.03 | 1587 | 19.66 | 91.43% | 0 | 7 | 99.99% | 0%
10084 | SAN RAFAEL 1106307651 | 42011106 | SAN RAFAEL 1106 | 307651 | TRUE | 416.3767 | 169.0436 | 4 | 0.89325 | 2.5539 | 32.3755 | 0 | 0.5 | 0.5 | 0 | 0.5 | 0.5 | 0 | 10.675 | 7.1015e-05 | 2444 |  | 3486
4237 | PAUL SWEET 2109687295 | 83252109 | PAUL SWEET 2109 | 687295 | FALSE | 1495.545 | 1495.545 | 14 | 0.26681 | 1.8521 | 43.3108 | 0.02381 | 0.14286 | 0.83333 | 0 | 0.83333 | 0.14286 | 0 | 10.5805 | 7.0919e-05 | 2445 |  | 2878
6342 | MADISON 21011606 | 63172101 | MADISON 2101 | 1606 | TRUE | 42761.0948 | 254.3531 | 280 | 0.12232 | 1.3531 | 21.9476 | 0 | 0.38881 | 0.61048 | 0.020238 | 0.76673 | 0.21232 | 0.0071429 | 4.6059 | 7.0898e-05 | 2446 | 0.01 | 2336 | 28.34 | 86.09% | 0 | 0 | 3.93% | 0%
1236 | OAKHURST 11035480 | 254421103 | OAKHURST 1103 | 5480 | FALSE | 27352.0687 | 27352.0687 | 180 | 0.058543 | 2.585 | 42.4305 | 0 | 0.16389 | 0.83611 | 0.92407 | 0.075926 | 0 | 0 | 15.4882 | 7.0805e-05 | 2447 | 0.34 | 94 | 38.45 | 78.11% | 4 | 31 | 100% | 98%
3209 | ROB ROY 210512474 | 83692105 | ROB ROY 2105 | 12474 | FALSE | 13789.0355 | 5487.3001 | 105 | 0.48819 | 1.7253 | 29.8447 | 0.20113 | 0.30407 | 0.49026 | 0 | 0.50169 | 0.29026 | 0.0047619 | 11.8422 | 7.0779e-05 | 2448 | 0.01 | 2423 | 10 | 59.61% | 0 | 1 | 28.06% | 0%
9787 | ATASCADERO 1103395936 | 182541103 | ATASCADERO 1103 | 395936 | TRUE | 1081.2511 | 685.7662 | 6 | 0.27651 | 1.9315 | 23.2744 | 0 | 0 | 1 | 0 | 1 | 0 | 0 | 6.4806 | 7.0765e-05 | 2449 |  | 3422
4827 | ATASCADERO 1103A88 | 182541103 | ATASCADERO 1103 | A88 | FALSE | 4298.2003 | 1506.8203 | 41 | 0.43541 | 1.1891 | 26.3292 | 0.22398 | 0.21649 | 0.55952 | 0 | 0.55952 | 0.21649 | 0 | 3.6754 | 7.0724e-05 | 2450 | 0.01 | 2283 | 10 | 42.36% | 0 | 0 | 9.43% | 0%
9552 | JOLON 11027068 | 182981102 | JOLON 1102 | 7068 | FALSE | 6155.1451 | 6139.1207 | 12 | 0.14132 | 0.98929 | 81.7187 | 0 | 0 | 1 | 0.16667 | 0.83333 | 0 | 0 | 3.4794 | 7.071e-05 | 2451 | 0.04 | 1312 | 72.23 | 100% | 0 | 0 | 100% | 0%
1225 | SUNOL 1101MR298 | 14241101 | SUNOL 1101 | MR298 | FALSE | 8473.8006 | 8244.1822 | 39 | 0.29953 | 1.6686 | 32.6234 | 0.47222 | 0.24573 | 0.26923 | 0 | 0.26923 | 0.24573 | 0 | 6.8423 | 7.0694e-05 | 2452 | 0.14 | 484 | 53.15 | 44.07% | 1 | 5 | 100% | 100%
5649 | MORGAN HILL 2111XR186 | 83242111 | MORGAN HILL 2111 | XR186 | FALSE | 25721.3505 | 4651.2538 | 191 | 0.4421 | 1.4746 | 32.899 | 0.058901 | 0.54562 | 0.39547 | 0.011344 | 0.49931 | 0.20986 | 0.038831 | 3.7935 | 7.0623e-05 | 2453 | 0.01 | 2442 | 65 | 0% | 0 | 0 | 5.59% | 0%
3359 | WISE 1102307494 | 152271102 | WISE 1102 | 307494 | FALSE | 54418.6325 | 49958.7477 | 279 | 0.043609 | 2.0456 | 31.3813 | 0 | 0.25143 | 0.74498 | 0.039725 | 0.77485 | 0.18184 | 0.01135 | 8.8669 | 7.0522e-05 | 2454 | 0.08 | 801 | 34.32 | 79.46% | 1 | 9 | 98.67% | 0%
8059 | OILFIELDS 1103N62 | 182391103 | OILFIELDS 1103 | N62 | FALSE | 8948.1922 | 8948.1922 | 39 | 0.13932 | 0.97477 | 26.8633 | 0 | 0.025641 | 0.96581 | 0 | 0.96581 | 0 | 0 | 2.8045 | 7.0521e-05 | 2455 | 0.06 | 958 | 75.42 | 98.3% | 0 | 2 | 100% | 0%
8583 | UKIAH 1111168892 | 42771111 | UKIAH 1111 | 168892 | TRUE | 1078.2209 | 264.3207 | 8 | 0.71576 | 2.6592 | 63.0665 | 0 | 0.625 | 0.375 | 0 | 0.625 | 0.375 | 0 | 4.9917 | 7.0494e-05 | 2456 |  | 3240
1778 | WEIMAR 11026175 | 152491102 | WEIMAR 1102 | 6175 | FALSE | 4418.4642 | 4418.4642 | 30 | 0.004103 | 3.0919 | 32.7306 | 0 | 0 | 1 | 1 | 0 | 0 | 0 | 23.284 | 7.0467e-05 | 2457 | 0.03 | 1692 | 10 | 100% | 0 | 1 | 100% | 0%
3581 | JESSUP 110296554 | 103441102 | JESSUP 1102 | 96554 | FALSE | 23931.0858 | 12987.3897 | 172 | 0.13377 | 2.5259 | 24.5783 | 0 | 0.037984 | 0.96202 | 0.56928 | 0.39273 | 0.037984 | 0.010659 | 5.858 | 7.0376e-05 | 2458 | 0.03 | 1459 | 43.12 | 99.72% | 1 | 1 | 41.3% | 0%
6471 | SALMON CREEK 110137368 | 43161101 | SALMON CREEK 1101 | 37368 | FALSE | 9786.5772 | 9786.5772 | 48 | 0.24065 | 2.4417 | 58.2283 | 0.13542 | 0.75868 | 0.1059 | 0.0052083 | 0.11285 | 0.74653 | 0 | 18.2106 | 7.032e-05 | 2459 | 0.03 | 1562 | 10 | 3.2% | 1 | 7 | 100% | 0%
982 | WEST POINT 11024788 | 163201102 | WEST POINT 1102 | 4788 | FALSE | 111874.9537 | 111874.9537 | 673 | 0.034977 | 2.6398 | 30.9058 | 0.00074294 | 0.027489 | 0.97177 | 0.86776 | 0.1315 | 0 | 0.0059435 | 14.5945 | 7.0255e-05 | 2460 | 0.46 | 35 | 50.15 | 97.21% | 9 | 19 | 100% | 60%
1075 | LINCOLN 110195756 | 153701101 | LINCOLN 1101 | 95756 | FALSE | 29109.9093 | 11950.3804 | 200 | 0.070987 | 1.7829 | 38.8594 | 0 | 0.29542 | 0.70458 | 0.039167 | 0.70042 | 0.26042 | 0.005 | 5.3042 | 7.0248e-05 | 2461 | 0.01 | 2540 | 10.7 | 65.54% | 2 | 0 | 19.54% | 0%
6425 | MADISON 2101351038 | 63172101 | MADISON 2101 | 351038 | FALSE | 22506.9662 | 2661.6552 | 130 | 0.18058 | 1.3914 | 22.5583 | 0 | 0.26654 | 0.73346 | 0 | 0.87128 | 0.12679 | 0.0076923 | 7.0584 | 7.0209e-05 | 2462 |  | 3029
1125 | LAS GALLINAS A 1106CB | 42991106 | LAS GALLINAS A 1106 | CB | TRUE | 16165.5618 | 153.7468 | 111 | 0.59943 | 2.3006 | 49.6085 | 0.33155 | 0.36441 | 0.30403 | 0.024775 | 0.32055 | 0.27207 | 0.018018 | 6.4134 | 7.0207e-05 | 2463 | 0.03 | 1659 | 10 | 78.22% | 0 | 1 | 31.7% | 40%
7312 | PEABODY 2113CB | 63642113 | PEABODY 2113 | CB | TRUE | 8317.4057 | 587.3881 | 40 | 0.7005 | 1.5072 | 16.8541 | 0.5925 | 0.13 | 0.2775 | 0 | 0.2525 | 0.105 | 0 | 3.0388 | 7.0186e-05 | 2464 | 0.02 | 2063 | 58.58 | 80.04% | 0 | 1 | 27.33% | 0%
9940 | MILPITAS 110598568 | 82831105 | MILPITAS 1105 | 98568 | TRUE | 2444.4926 | 168.1421 | 7 | 0.077031 | 1.1742 | 33.7225 | 0 | 0.5 | 0.42857 | 0 | 0.42857 | 0.5 | 0 | 3.825 | 7.0182e-05 | 2465 |  | 3457
8404 | TEMPLETON 2110317796 | 183052110 | TEMPLETON 2110 | 317796 | FALSE | 11760.0744 | 8148.5566 | 65 | 0.13186 | 1.3117 | 19.9353 | 0.0051282 | 0.27641 | 0.71846 | 0.27256 | 0.68513 | 0.0038462 | 0.015385 | 8.6454 | 7.0178e-05 | 2466 |  | 3222
9339 | LAKEWOOD 2109432198 FM | 13532109 | LAKEWOOD 2109 | 432198 FM | TRUE | 3829.098 | 907.0096 | 31 | 0.51649 | 1.4292 | 30.6469 | 0 | 0.52688 | 0.47312 | 0 | 0.569 | 0.431 | 0.0035842 | 11.2305 | 7.0176e-05 | 2467 |  | 3344
9750 | COVELO 1101430286 | 43061101 | COVELO 1101 | 430286 | FALSE | 8696.3655 | 5942.5051 | 13 | 0.087228 | 2.9282 | 64.6166 | 0 | 0 | 0.96154 | 0 | 0.96154 | 0 | 0 | 6.9743 | 7.0159e-05 | 2468 |  | 3410
9137 | BERKELEY F 1103620294 | 12061103 | BERKELEY F 1103 | 620294 | TRUE | 312.2722 | 249.6637 | 4 | 0.48011 | 1.828 | 13.2972 | 0 | 1 | 0 | 0.25 | 0.75 | 0 | 0 | 4.73 | 7.0122e-05 | 2469 |  | 3315
9375 | BIG MEADOWS 2101439 | 102812101 | BIG MEADOWS 2101 | 439 | FALSE | 1501.1745 | 1069.2533 | 12 | 0.11276 | 2.6994 | 33.7786 | 0 | 0.375 | 0.625 | 0.625 | 0.31944 | 0.055556 | 0 | 18.1801 | 7.0104e-05 | 2470 | 0.02 | 2029 | 85 | 100% | 0 | 0 | 3.71% | 0%
4360 | CORRAL 110236666 | 162991102 | CORRAL 1102 | 36666 | FALSE | 29026.438 | 27295.7526 | 207 | 0.18393 | 1.526 | 28.3261 | 0 | 0.00096618 | 0.9942 | 0 | 0.9942 | 0.00096618 | 0 | 2.9961 | 7.008e-05 | 2471 | 0.05 | 1083 | 23.38 | 99.95% | 1 | 2 | 96.21% | 0%
10457 | ALTO 1124319320 | 42031124 | ALTO 1124 | 319320 | TRUE | 221.6252 | 210.6172 | 3 | 0.69754 | 2.4626 | 16.0242 | 0 | 1 | 0 | 0 | 0 | 1 | 0 | 17.8992 | 7.001e-05 | 2472 |  | 3552
2535 | COTATI 1102825 | 42271102 | COTATI 1102 | 825 | TRUE | 3371.6214 | 749.4567 | 26 | 0.25319 | 2.1925 | 53.381 | 0 | 0.16154 | 0.83846 | 0 | 0.83846 | 0.16154 | 0 | 11.0856 | 6.9953e-05 | 2473 |  | 2782
10903 | PEABODY 2106592742 | 63642106 | PEABODY 2106 | 592742 | TRUE | 684.4552 | 546.7453 | 5 | 0.12577 | 1.5297 | 9.2571 | 0 | 0 | 1 | 0 | 1 | 0 | 0 | 3.7741 | 6.9919e-05 | 2474 |  | 3618
2803 | ZACA 1102Y48 | 182681102 | ZACA 1102 | Y48 | FALSE | 19054.6896 | 7064.3192 | 157 | 0.32757 | 0.88239 | 33.6651 | 0.22229 | 0.30945 | 0.46826 | 0.014331 | 0.51815 | 0.23885 | 0.0095541 | 5.4245 | 6.9914e-05 | 2475 | 0.01 | 2524 | 10 | 41.4% | 0 | 6 | 34.23% | 0%
9433 | JAMESON 11028842 | 63801102 | JAMESON 1102 | 8842 | TRUE | 4786.8365 | 241.1115 | 42 | 0.64175 | 1.6923 | 20.0393 | 0.37211 | 0.12313 | 0.50476 | 0 | 0.50476 | 0.12313 | 0 | 6.4831 | 6.9889e-05 | 2476 | 0.01 | 2597 | 47.87 | 32.07% | 0 | 0 | 8.16% | 0%
8990 | HALF MOON BAY 1103540991 | 24101103 | HALF MOON BAY 1103 | 540991 | FALSE | 2594.6741 | 2544.5262 | 16 | 0.12847 | 1.8917 | 21.1777 | 0 | 0.5625 | 0.4375 | 0 | 0.4375 | 0.5625 | 0.0625 | 12.4488 | 6.9859e-05 | 2477 |  | 3290
3183 | PINE GROVE 11011021 | 163751101 | PINE GROVE 1101 | 1021 | FALSE | 6702.9103 | 6702.9103 | 56 | 0.0031682 | 2.9779 | 38.1721 | 0 | 0.089286 | 0.91071 | 0.8125 | 0.098214 | 0.089286 | 0.044643 | 17.5056 | 6.9851e-05 | 2478 | 0.04 | 1384 | 79.44 | 93.37% | 0 | 1 | 100% | 0%
5305 | SAN RAFAEL 1105CB | 42011105 | SAN RAFAEL 1105 | CB | TRUE | 14121.4272 | 0 | 124 | 0.78721 | 2.3509 | 42.4676 | 0.24485 | 0.44284 | 0.30962 | 0 | 0.29349 | 0.42833 | 0.034498 | 33.6306 | 6.9844e-05 | 2479 | 0.01 | 2209 | 10 | 6.78% | 3 | 1 | 5.07% | 0%
8923 | SUNOL 1101CB | 14241101 | SUNOL 1101 | CB | FALSE | 9278.0237 | 5281.0095 | 53 | 0.35873 | 1.2879 | 28.9703 | 0.3239 | 0.24371 | 0.43239 | 0 | 0.43239 | 0.018868 | 0 | 5.5637 | 6.9821e-05 | 2480 | 0.01 | 2334 | 29.35 | 12.99% | 0 | 0 | 58.39% | 0%
2151 | MIWUK 170153038 | 163661701 | MIWUK 1701 | 53038 | FALSE | 10729.3555 | 10729.3555 | 62 | 0.15584 | 3.0059 | 47.9715 | 0 | 0.0069124 | 0.99309 | 0.94247 | 0.051075 | 0 | 0.036738 | 25.892 | 6.9809e-05 | 2481 | 0.27 | 165 | 67.62 | 100% | 3 | 9 | 100% | 100%
6987 | TEMPLETON 2113641367 | 183052113 | TEMPLETON 2113 | 641367 | FALSE | 63879.2901 | 63879.2901 | 278 | 0.13821 | 1.5487 | 33.2418 | 0.010791 | 0.11511 | 0.8705 | 0.0053957 | 0.98381 | 0 | 0 | 3.4621 | 6.9782e-05 | 2482 |  | 3081
8143 | CLAYTON 2215W531R | 12022215 | CLAYTON 2215 | W531R | FALSE | 17380.2917 | 10443.673 | 100 | 0.33107 | 1.4224 | 28.8603 | 0.25851 | 0.44901 | 0.29248 | 0.077222 | 0.29248 | 0.36554 | 0 | 5.7327 | 6.9698e-05 | 2483 | 0.02 | 2020 | 49.63 | 12.81% | 0 | 3 | 54.09% | 19%
909 | TULE POWER HOUSE 1101CB | 258591101 | TULE POWER HOUSE 1101 | CB | FALSE | 6570.8 | 6570.8 | 11 | 0.012743 | 2.1136 | 44.7134 | 0 | 0.86364 | 0.13636 | 0.45455 | 0.54545 | 0 | 0 | 10.1966 | 6.9646e-05 | 2484 | 0.02 | 1907 | 57.03 | 3.22% | 0 | 0 | 100% | 0%
8574 | BIG RIVER 1101262924 | 43081101 | BIG RIVER 1101 | 262924 | FALSE | 3139.8868 | 3032.2865 | 30 | 0.3879 | 2.8036 | 59.8378 | 0 | 0.9869 | 0.013095 | 0 | 0.013095 | 0.62011 | 0.11508 | 22.1319 | 6.9614e-05 | 2485 |  | 3238
1008 | TEMPLETON 2113A70 | 183052113 | TEMPLETON 2113 | A70 | FALSE | 107377.7331 | 39764.0285 | 659 | 0.19278 | 1.2202 | 31.5224 | 0.013404 | 0.28907 | 0.69752 | 0.038316 | 0.70435 | 0.11773 | 0.0037936 | 1.9615 | 6.9565e-05 | 2486 | 0.03 | 1496 | 49.73 | 87.96% | 0 | 9 | 33.69% | 0%
4750 | PENNGROVE 1101554 | 43471101 | PENNGROVE 1101 | 554 | TRUE | 17322.4157 | 0 | 130 | 0.32482 | 2.1684 | 61.3743 | 0.092692 | 0.56397 | 0.34141 | 0.098526 | 0.34141 | 0.46353 | 0.0019231 | 6.8235 | 6.9536e-05 | 2487 | 0.01 | 2263 | 23.66 | 31.41% | 1 | 1 | 6.24% | 0%
8508 | PIKE CITY 11011720 | 152201101 | PIKE CITY 1101 | 1720 | FALSE | 9489.0848 | 9489.0848 | 34 | 0.013089 | 4.4034 | 24.8193 | 0 | 0 | 1 | 1 | 0 | 0 | 0 | 25.5309 | 6.9471e-05 | 2488 | 0.25 | 217 | 93.46 | 100% | 4 | 2 | 100% | 100%
10786 | PEABODY 2113873304 | 63642113 | PEABODY 2113 | 873304 | FALSE | 1312.9508 | 1312.9508 | 5 | 0.0034828 | 1.5734 | 16.5187 | 0 | 0 | 1 | 0.2 | 0.8 | 0 | 0 | 6.4403 | 6.945e-05 | 2489 |  | 3605
9084 | SWIFT 2110XR254 | 83392110 | SWIFT 2110 | XR254 | FALSE | 40510.5344 | 40510.5344 | 134 | 0.089021 | 1.6389 | 31.3778 | 0 | 0.43159 | 0.56841 | 0.067164 | 0.59515 | 0.33769 | 0.00082919 | 6.6023 | 6.9418e-05 | 2490 | 0.08 | 764 | 55.72 | 60.2% | 2 | 3 | 100% | 0%
7887 | EAST QUINCY 1101782320 | 102551101 | EAST QUINCY 1101 | 782320 | TRUE | 606.8883 | 340.3108 | 5 | 0.2737 | 2.7619 | 40.3617 | 0 | 0 | 1 | 0.46667 | 0.53333 | 0 | 0 | 12.1363 | 6.9413e-05 | 2491 |  | 3175
235 | KONOCTI 11022293 | 43311102 | KONOCTI 1102 | 2293 | FALSE | 2820.5709 | 2820.5709 | 21 | 0.39406 | 1.9684 | 56.2676 | 0 | 0.1746 | 0.8254 | 0.047619 | 0.77778 | 0.1746 | 0 | 61.8526 | 6.9405e-05 | 2492 | 0.01 | 2396 | 10 | 100% | 0 | 0 | 9.44% | 0%
10129 | VALLEY VIEW 1103218424 | 14341103 | VALLEY VIEW 1103 | 218424 | TRUE | 877.6167 | 866.5125 | 4 | 0.016845 | 1.6894 | 24.3457 | 0 | 1 | 0 | 0.75 | 0 | 0.25 | 0 | 14.0828 | 6.9394e-05 | 2493 |  | 3498
1994 | SILVERADO 2103218894 | 43432103 | SILVERADO 2103 | 218894 | TRUE | 1856.9722 | 540.1994 | 14 | 0.50204 | 2.4136 | 44.6203 | 0 | 0.28571 | 0.71429 | 0 | 0.71429 | 0.28571 | 0 | 11.6487 | 6.9371e-05 | 2494 |  | 2758
3097 | ATASCADERO 1103492068 | 182541103 | ATASCADERO 1103 | 492068 | FALSE | 13334.8935 | 11954.6281 | 75 | 0.20516 | 1.3649 | 37.3308 | 0.26511 | 0.25089 | 0.484 | 0.0088889 | 0.47511 | 0.172 | 0 | 6.4431 | 6.9325e-05 | 2495 |  | 2812
615 | KERCKHOFF 1101CB | 252561101 | KERCKHOFF 1101 | CB | FALSE | 27398.7529 | 27398.7529 | 154 | 0.093687 | 1.5745 | 37.893 | 0.31601 | 0.20938 | 0.46775 | 0.029221 | 0.5197 | 0.11848 | 0 | 5.6225 | 6.9314e-05 | 2496 | 0.03 | 1470 | 19.32 | 39.66% | 0 | 15 | 100% | 0%
4167 | COTTONWOOD 11031344 | 102931103 | COTTONWOOD 1103 | 1344 | FALSE | 20065.0071 | 16285.3354 | 152 | 0.13922 | 2.0195 | 28.7209 | 0.13525 | 0.0010965 | 0.86365 | 0.4841 | 0.37955 | 0.0010965 | 0 | 6.5915 | 6.9299e-05 | 2497 | 0.04 | 1403 | 44.5 | 98.83% | 0 | 5 | 62.89% | 0%
9397 | BEAR VALLEY 21059570 | 252192105 | BEAR VALLEY 2105 | 9570 | FALSE | 12951.7997 | 12951.7997 | 59 | 0.083074 | 1.9178 | 33.9153 | 0 | 0.13983 | 0.86017 | 0.16949 | 0.80932 | 0.021186 | 0.0084746 | 3.3679 | 6.9285e-05 | 2498 | 0.04 | 1293 | 57.82 | 84.85% | 0 | 1 | 100% | 0%
3199 | EL CERRITO G 1105BR160 | 12501105 | EL CERRITO G 1105 | BR160 | FALSE | 18386.4832 | 13394.711 | 132 | 0.42274 | 1.8517 | 19.1699 | 0.11088 | 0.56364 | 0.32549 | 0.022727 | 0.59064 | 0.20391 | 0 | 14.7732 | 6.9198e-05 | 2499 | 0.06 | 925 | 33.12 | 38.34% | 5 | 6 | 69.23% | 43%
1519 | FROGTOWN 17021573 | 163451702 | FROGTOWN 1702 | 1573 | FALSE | 29066.997 | 29066.997 | 156 | 0.034151 | 2.0431 | 25.3118 | 0 | 0.050214 | 0.94979 | 0.0064103 | 0.99359 | 0 | 0 | 4.2573 | 6.9197e-05 | 2500 | 0.04 | 1250 | 46.21 | 95.86% | 0 | 3 | 100% | 0%
9162 | PUTAH CREEK 1105748272 | 63681105 | PUTAH CREEK 1105 | 748272 | FALSE | 6311.5498 | 1206.1255 | 26 | 0.026262 | 1.5862 | 10.3312 | 0 | 0.076923 | 0.92308 | 0 | 0.92308 | 0.076923 | 0 | 3.3222 | 6.9164e-05 | 2501 |  | 3317
3679 | SUNOL 1101MR297 | 14241101 | SUNOL 1101 | MR297 | FALSE | 9710.6915 | 9531.5764 | 66 | 0.32571 | 1.4543 | 31.3032 | 0.015152 | 0.67172 | 0.31313 | 0.054545 | 0.73485 | 0.19545 | 0 | 7.3114 | 6.9143e-05 | 2502 | 0.02 | 2108 | 17.88 | 28.91% | 0 | 2 | 100% | 17%
1035 | CORRAL 110136652 | 162991101 | CORRAL 1101 | 36652 | FALSE | 58152.9177 | 58152.9177 | 357 | 0.083873 | 1.4502 | 27.3771 | 0 | 0.14388 | 0.85612 | 0 | 0.85331 | 0.14388 | 0 | 2.8057 | 6.9107e-05 | 2503 | 0.05 | 1153 | 36.09 | 87.44% | 1 | 8 | 100% | 0%
9589 | CLAY 11031821 | 163341103 | CLAY 1103 | 1821 | FALSE | 6061.921 | 5767.6056 | 33 | 0.13327 | 1.635 | 30.1312 | 0 | 0 | 1 | 0 | 1 | 0 | 0 | 20.2887 | 6.9086e-05 | 2504 | 0.03 | 1693 | 61.29 | 100% | 0 | 0 | 55.49% | 0%
3513 | FLORENCE 0401CR220 | 12690401 | FLORENCE 0401 | CR220 | TRUE | 2216.0779 | 325.3992 | 19 | 0.55743 | 1.7165 | 43.6423 | 0.017544 | 0.91667 | 0.065789 | 0 | 0.19298 | 0.017544 | 0 | 13.6929 | 6.9057e-05 | 2505 | 0.01 | 2448 | 10 | 0% | 0 | 0 | 100% | 0%
10452 | PIT NO 3 21011480 | 103732101 | PIT NO 3 2101 | 1480 | FALSE | 3913.3341 | 3463.9371 | 20 | 0.11845 | 1.9972 | 28.9642 | 0.3 | 0.29583 | 0.39167 | 0.39167 | 0.225 | 0 | 0 | 31.0208 | 6.904e-05 | 2506 | 0.02 | 1836 | 10 | 27.11% | 1 | 1 | 90.29% | 0%
10199 | SALT SPRINGS 21023116 | 163692102 | SALT SPRINGS 2102 | 3116 | TRUE | 87.1475 | 87.1475 | 2 | 0.039215 | 3.5551 | 30.2204 | 0 | 0 | 1 | 0 | 0.125 | 0 | 0 | 19.2653 | 6.9021e-05 | 2507 |  | 3514
2338 | CLAY 110113442 | 163341101 | CLAY 1101 | 13442 | FALSE | 49960.437 | 40749.3903 | 272 | 0.17704 | 1.8209 | 28.6671 | 0.047041 | 0.087474 | 0.86006 | 0.017157 | 0.87231 | 0.03462 | 0.018382 | 5.7786 | 6.9011e-05 | 2508 | 0.06 | 922 | 33.46 | 98.28% | 1 | 6 | 81.01% | 0%
1904 | SONOMA 1105404 | 42721105 | SONOMA 1105 | 404 | FALSE | 7372.5748 | 3785.8959 | 63 | 0.39013 | 2.071 | 67.1052 | 0 | 0.62487 | 0.37513 | 0 | 0.37513 | 0.62487 | 0 | 11.3464 | 6.9011e-05 | 2509 | 0.07 | 822 | 22.88 | 50.06% | 1 | 16 | 68.86% | 37%
4717 | CAMBRIA 1101V76 | 182771101 | CAMBRIA 1101 | V76 | FALSE | 30510.6388 | 30510.6388 | 59 | 0.17603 | 1.5286 | 42.0112 | 0.016949 | 0.9322 | 0.050847 | 0.016949 | 0.84746 | 0.11864 | 0 | 10.7995 | 6.8997e-05 | 2510 | 0.04 | 1282 | 13.75 | 1.83% | 1 | 2 | 100% | 0%
3132 | MORGAN HILL 210542348 | 83242105 | MORGAN HILL 2105 | 42348 | FALSE | 5997.998 | 2160.8096 | 53 | 0.54273 | 1.6118 | 31.3421 | 0.4033 | 0.048113 | 0.54858 | 0 | 0.55425 | 0.042453 | 0 | 4.7781 | 6.8961e-05 | 2511 | 0.01 | 2281 | 17.57 | 55.95% | 0 | 0 | 23.75% | 0%
2628 | EAST QUINCY 1101186938 | 102551101 | EAST QUINCY 1101 | 186938 | FALSE | 4893.222 | 2672.105 | 41 | 0.58526 | 2.799 | 43.224 | 0 | 0.04878 | 0.95122 | 0.69512 | 0 | 0 | 0 | 11.6813 | 6.8848e-05 | 2512 |  | 2792
5813 | PERRY 1101CB | 183071101 | PERRY 1101 | CB | FALSE | 4085.1757 | 4085.1757 | 27 | 0.2997 | 1.4037 | 40.0488 | 0.49383 | 0.3321 | 0.17407 | 0 | 0.1963 | 0.30988 | 0 | 6.3666 | 6.8809e-05 | 2513 | 0.03 | 1451 | 27.49 | 19.25% | 0 | 1 | 100% | 0%
6791 | CABRILLO 1104Y24 | 183101104 | CABRILLO 1104 | Y24 | FALSE | 31605.3339 | 30845.6135 | 91 | 0.14417 | 1.0491 | 40.08 | 0.17308 | 0.42125 | 0.40568 | 0.11996 | 0.25275 | 0.30586 | 0.010989 | 5.5122 | 6.8807e-05 | 2514 | 0.08 | 771 | 69.89 | 25.08% | 0 | 8 | 92.92% | 0%
6764 | MAXWELL 11053008 | 62881105 | MAXWELL 1105 | 3008 | FALSE | 24475.225 | 13636.9493 | 55 | 0.084782 | 1.2614 | 10.8847 | 0 | 0.072727 | 0.92727 | 0 | 0.92727 | 0.072727 | 0 | 2.3338 | 6.8766e-05 | 2515 | 0.02 | 1808 | 73.92 | 100% | 0 | 0 | 12.26% | 0%
284 | PERRY 1101V78 | 183071101 | PERRY 1101 | V78 | FALSE | 47471.3302 | 47471.3302 | 164 | 0.087903 | 1.7598 | 36.9949 | 0.021341 | 0.3313 | 0.64736 | 0.030488 | 0.79827 | 0.12246 | 0 | 7.6582 | 6.8753e-05 | 2516 | 0.08 | 740 | 56.27 | 60.85% | 2 | 3 | 100% | 22%
868 | PEORIA 170459596 | 163781704 | PEORIA 1704 | 59596 | FALSE | 58128.5973 | 33598.813 | 294 | 0.11682 | 1.3583 | 33.9661 | 0.074263 | 0.13685 | 0.78804 | 0.027211 | 0.76757 | 0.028912 | 0 | 13.6509 | 6.8689e-05 | 2517 | 0.02 | 2090 | 35.07 | 53.97% | 0 | 6 | 53.15% | 0%
2377 | GUALALA 11121294 | 42841112 | GUALALA 1112 | 1294 | FALSE | 32661.4744 | 31953.6798 | 234 | 0.13995 | 2.8087 | 59.6896 | 0 | 0.87486 | 0.12407 | 0.0049858 | 0.32821 | 0.66574 | 0.035256 | 35.4155 | 6.861e-05 | 2518 | 0.24 | 230 | 39.73 | 11.78% | 10 | 62 | 100% | 0%
7041 | JAMESON 1105371694 | 63801105 | JAMESON 1105 | 371694 | TRUE | 6199.8125 | 365.7311 | 40 | 0.53416 | 1.7842 | 16.9895 | 0 | 0.43333 | 0.56667 | 0 | 0.56667 | 0.43333 | 0.29375 | 4.1168 | 6.8585e-05 | 2519 |  | 3089
8451 | GUALALA 11124431 | 42841112 | GUALALA 1112 | 4431 | FALSE | 2379.8246 | 2267.622 | 16 | 0.13026 | 2.6334 | 55.9249 | 0 | 1 | 0 | 0 | 0 | 1 | 0.0625 | 31.2893 | 6.857e-05 | 2520 | 0.02 | 2105 | 70.17 | 0% | 0 | 4 | 100% | 0%
4690 | CORRAL 1103681991 | 162991103 | CORRAL 1103 | 681991 | FALSE | 6056.3505 | 2212.0344 | 50 | 0.28391 | 1.3401 | 36.2253 | 0 | 0 | 1 | 0 | 1 | 0 | 0 | 3.1885 | 6.8561e-05 | 2521 |  | 2909
3794 | HIGGINS 11077559 | 152691107 | HIGGINS 1107 | 7559 | FALSE | 7193.5229 | 7193.5229 | 52 | 0.0095519 | 2.9138 | 36.1861 | 0 | 0 | 1 | 0.019231 | 0.98077 | 0 | 0 | 9.0707 | 6.8486e-05 | 2522 | 0.03 | 1726 | 10 | 100% | 0 | 6 | 97.65% | 0%
10513 | OILFIELDS 1103441010 | 182391103 | OILFIELDS 1103 | 441010 | TRUE | 1310.5118 | 592.4873 | 4 | 0.66407 | 0.86081 | 23.2226 | 0 | 0 | 1 | 0 | 1 | 0 | 0 | 1.0226 | 6.8458e-05 | 2523 |  | 3562
1380 | HARRIS 11084674 | 192431108 | HARRIS 1108 | 4674 | TRUE | 11266.4783 | 72.8 | 85 | 0.65742 | 3.2082 | 24.3047 | 0.20653 | 0.70826 | 0.08521 | 0 | 0.24356 | 0.51756 | 0.015686 | 19.0452 | 6.8436e-05 | 2524 | 0 | 2642 | 10 | 0% | 0 | 0 | 1.98% | 0%
8531 | VALLEY VIEW 1106602871 | 14341106 | VALLEY VIEW 1106 | 602871 | FALSE | 1324.4478 | 1324.4478 | 14 | 0.46668 | 1.734 | 24.3672 | 0 | 0.14286 | 0.85714 | 0 | 0.85714 | 0.14286 | 0 | 14.6582 | 6.84e-05 | 2525 |  | 3232
10253 | CLOVERDALE 1102736078 | 42821102 | CLOVERDALE 1102 | 736078 | TRUE | 432.8669 | 373.6781 | 3 | 0.048545 | 2.8424 | 60.3886 | 0 | 0 | 1 | 0 | 1 | 0 | 0 | 2.4108 | 6.8384e-05 | 2526 |  | 3522
1372 | TASSAJARA 2112CB | 14662112 | TASSAJARA 2112 | CB | TRUE | 2118.6497 | 279.4297 | 22 | 0.70458 | 1.5209 | 27.0188 | 0.59091 | 0.35909 | 0.040909 | 0 | 0.040909 | 0.35909 | 0 | 7.7784 | 6.8306e-05 | 2527 | 0.01 | 2261 | 10 | 9.43% | 1 | 0 | 26.89% | 0%
6262 | HIGHLANDS 110448262 | 43361104 | HIGHLANDS 1104 | 48262 | FALSE | 9974.998 | 9974.998 | 74 | 0.67763 | 2.0046 | 48.4479 | 0.13874 | 0.0022523 | 0.85901 | 0 | 0.85901 | 0.0022523 | 0 | 7.6077 | 6.8225e-05 | 2528 | 0.05 | 1196 | 10 | 84.42% | 0 | 6 | 100% | 0%
6134 | CALAVERAS CEMENT 110180930 | 162211101 | CALAVERAS CEMENT 1101 | 80930 | FALSE | 29528.4888 | 29528.4888 | 180 | 0.069463 | 2.475 | 40.1239 | 0.0055556 | 0 | 0.99444 | 0.96157 | 0.03287 | 0 | 0.015278 | 10.8118 | 6.8218e-05 | 2529 | 0.09 | 695 | 30.19 | 99.81% | 1 | 6 | 100% | 0%
541 | TEMPLETON 2113R82 | 183052113 | TEMPLETON 2113 | R82 | FALSE | 111857.9563 | 61789.4025 | 563 | 0.29053 | 1.3978 | 30.434 | 0.0026643 | 0.14171 | 0.85562 | 0.067318 | 0.8341 | 0.090586 | 0 | 2.6454 | 6.819e-05 | 2530 | 0.04 | 1291 | 62.39 | 93.76% | 0 | 4 | 50.19% | 6%
2992 | EMERALD LAKE 0401CB | 24080401 | EMERALD LAKE 0401 | CB | FALSE | 21117.9549 | 15035.2163 | 130 | 0.36815 | 1.7632 | 27.9632 | 0.0038462 | 0.63212 | 0.36096 | 0 | 0.32442 | 0.43803 | 0.043205 | 9.8804 | 6.8162e-05 | 2531 | 0.11 | 588 | 21.12 | 27.73% | 5 | 20 | 73.41% | 27%
9831 | HALF MOON BAY 1101771258 | 24101101 | HALF MOON BAY 1101 | 771258 | TRUE | 308.3578 | 308.3578 | 4 | 0.53482 | 1.7738 | 12.6335 | 0 | 1 | 0 | 0 | 0 | 1 | 0 | 11.8581 | 6.8099e-05 | 2532 |  | 3432
8764 | TRES PINOS 1111203126 | 183221111 | TRES PINOS 1111 | 203126 | TRUE | 10848.7001 | 107.4611 | 58 | 0.12629 | 0.98648 | 39.0701 | 0 | 0.75287 | 0.24713 | 0.060345 | 0.24425 | 0.6954 | 0 | 2.0495 | 6.8097e-05 | 2533 |  | 3261
4126 | VACAVILLE 1104CB | 63601104 | VACAVILLE 1104 | CB | TRUE | 4213.006 | 696.6837 | 36 | 0.84557 | 1.6009 | 18.9676 | 0.48192 | 0.22388 | 0.2942 | 0 | 0.2942 | 0.16501 | 0 | 6.4497 | 6.8096e-05 | 2534 | 0.02 | 2135 | 38.15 | 69.79% | 0 | 1 | 28.2% | 0%
745 | PUTAH CREEK 110267858 | 63681102 | PUTAH CREEK 1102 | 67858 | FALSE | 18377.3415 | 18377.3415 | 107 | 0.072991 | 1.7621 | 18.1767 | 0 | 0.23364 | 0.76636 | 0 | 0.76636 | 0.23364 | 0.0093458 | 5.4374 | 6.8002e-05 | 2535 | 0.04 | 1354 | 51.73 | 80.2% | 2 | 0 | 99.07% | 0%
5570 | SAN CARLOS 11048942 | 24181104 | SAN CARLOS 1104 | 8942 | FALSE | 4451.7025 | 3407.8974 | 35 | 0.6973 | 1.4383 | 12.9263 | 0.31993 | 0.15816 | 0.5219 | 0 | 0.5219 | 0.15816 | 0 | 7.3256 | 6.7999e-05 | 2536 | 0.02 | 2038 | 10 | 52.6% | 0 | 5 | 59.7% | 0%
5312 | PETALUMA C 1108632 | 42631108 | PETALUMA C 1108 | 632 | FALSE | 23697.8024 | 23697.8024 | 81 | 0.10816 | 2.4531 | 68.2447 | 0 | 0.69136 | 0.30864 | 0 | 0.35802 | 0.64198 | 0.17284 | 7.3992 | 6.7966e-05 | 2537 | 0.03 | 1601 | 83.72 | 19.94% | 0 | 2 | 100% | 0%
7856 | FORT BRAGG A 1102CB | 42761102 | FORT BRAGG A 1102 | CB | FALSE | 9310.1865 | 3594.4279 | 73 | 0.35463 | 2.8462 | 52.7784 | 0.32363 | 0.57591 | 0.10046 | 0 | 0.10046 | 0.53368 | 0.024429 | 27.9086 | 6.7929e-05 | 2538 | 0.01 | 2514 | 13.81 | 19.07% | 2 | 1 | 29% | 0%
2512 | CLAY 110334338 | 163341103 | CLAY 1103 | 34338 | FALSE | 16775.5793 | 15726.6133 | 66 | 0.055051 | 1.689 | 32.9746 | 0.094697 | 0.13636 | 0.76894 | 0 | 0.89773 | 0 | 0.015152 | 3.3448 | 6.79e-05 | 2539 | 0.03 | 1509 | 36.52 | 71.29% | 1 | 2 | 73.13% | 0%
4796 | SISQUOC 1102M52 | 182811102 | SISQUOC 1102 | M52 | FALSE | 56469.342 | 54530.2399 | 131 | 0.10334 | 1.1356 | 27.546 | 0.10687 | 0.23919 | 0.65394 | 0 | 0.66158 | 0.036896 | 0 | 5.2805 | 6.7691e-05 | 2540 | 0.18 | 389 | 61.36 | 49.81% | 0 | 2 | 87.94% | 100%
2002 | HOLLISTER 21054018 | 182492105 | HOLLISTER 2105 | 4018 | FALSE | 85010.3668 | 71470.9964 | 280 | 0.14384 | 0.88463 | 31.4426 | 0 | 0.32976 | 0.66667 | 0.0089286 | 0.9375 | 0.044643 | 0 | 2.5741 | 6.7671e-05 | 2541 | 0.04 | 1228 | 78.38 | 68.88% | 1 | 1 | 81.19% | 0%
2452 | OAKHURST 1103719490 | 254421103 | OAKHURST 1103 | 719490 | FALSE | 4856.6254 | 4856.6254 | 44 | 0.077318 | 3.0156 | 34.3193 | 0 | 0.55 | 0.45 | 1 | 0 | 0 | 0 | 23.9756 | 6.7665e-05 | 2542 |  | 2777
4923 | GEYSERVILLE 1101480 | 42891101 | GEYSERVILLE 1101 | 480 | FALSE | 25809.6606 | 2502.4894 | 161 | 0.75659 | 2.7985 | 49.9205 | 0.089027 | 0.19281 | 0.71817 | 0.031056 | 0.69695 | 0.18142 | 0.048137 | 8.1297 | 6.7656e-05 | 2543 | 0.01 | 2235 | 10 | 99.61% | 0 | 0 | 9.2% | 0%
5366 | WYANDOTTE 11095607 | 102911109 | WYANDOTTE 1109 | 5607 | FALSE | 10708.8001 | 7265.9446 | 71 | 0.071545 | 2.0439 | 34.1112 | 0 | 0.065728 | 0.93427 | 0 | 0.93427 | 0.065728 | 0 | 2.4124 | 6.7647e-05 | 2544 | 0.02 | 1800 | 10 | 93.75% | 0 | 0 | 59.06% | 0%
5867 | ARLINGTON 0401404226 | 13700401 | ARLINGTON 0401 | 404226 | FALSE | 1578.9748 | 1403.5728 | 15 | 0.64722 | 1.8297 | 23.2522 | 0 | 1 | 0 | 0 | 0.115 | 0.16667 | 0 | 14.703 | 6.7624e-05 | 2545 |  | 2985
7129 | GANSNER 1101336664 | 103021101 | GANSNER 1101 | 336664 | FALSE | 2515.571 | 1158.7417 | 16 | 0.40145 | 3.0512 | 43.3091 | 0 | 0 | 0.95417 | 0.95417 | 0 | 0 | 0.0125 | 9.6741 | 6.759e-05 | 2546 |  | 3098
3684 | VASCO 1102MR178 | 13751102 | VASCO 1102 | MR178 | FALSE | 21546.6859 | 2579.6297 | 117 | 0.2884 | 1.332 | 30.389 | 0.027066 | 0.43903 | 0.53105 | 0.011681 | 0.78718 | 0.17692 | 0 | 3.901 | 6.7557e-05 | 2547 |  | 2847
8835 | SOLEDAD 2102955138 | 182052102 | SOLEDAD 2102 | 955138 | FALSE | 4475.7732 | 4227.5124 | 16 | 0.29123 | 0.69159 | 34.411 | 0 | 0.4375 | 0.5625 | 0 | 0.75 | 0.25 | 0 | 1.5295 | 6.7551e-05 | 2548 |  | 3270
8045 | PERRY 1101W26 | 183071101 | PERRY 1101 | W26 | FALSE | 4390.419 | 4390.419 | 18 | 0.14582 | 1.4038 | 36.8254 | 0 | 0.7 | 0.3 | 0 | 0.61481 | 0.38519 | 0 | 5.4228 | 6.7545e-05 | 2549 | 0.02 | 1786 | 25.83 | 23.85% | 3 | 0 | 100% | 0%
4627 | SAN LUIS OBISPO 1107V02 | 182631107 | SAN LUIS OBISPO 1107 | V02 | FALSE | 29266.1566 | 29266.1566 | 202 | 0.28146 | 1.0538 | 33.1833 | 0.17038 | 0.39356 | 0.43606 | 0.049505 | 0.43688 | 0.27888 | 0.009901 | 5.3943 | 6.7472e-05 | 2550 | 0.13 | 549 | 46.84 | 49.77% | 4 | 7 | 97.96% | 40%
2058 | COARSEGOLD 21045310 | 254432104 | COARSEGOLD 2104 | 5310 | FALSE | 45195.5088 | 45195.5088 | 299 | 0.043545 | 1.7433 | 28.7112 | 0.07107 | 0.019509 | 0.90942 | 0.023411 | 0.88712 | 0.011706 | 0.0050167 | 4.9348 | 6.7329e-05 | 2551 | 0.18 | 383 | 41.63 | 82.56% | 2 | 60 | 100% | 0%
1047 | DOLAN ROAD 110122158 | 182381101 | DOLAN ROAD 1101 | 22158 | TRUE | 14506.5343 | 184.8198 | 119 | 0.2637 | 1.3915 | 27.6542 | 0.18195 | 0.24538 | 0.57267 | 0.02521 | 0.52459 | 0.24538 | 0 | 11.8291 | 6.7278e-05 | 2552 | 0.01 | 2408 | 10 | 84.22% | 0 | 1 | 10.85% | 0%
716 | LAKEVILLE 1102280 | 43371102 | LAKEVILLE 1102 | 280 | FALSE | 10907.0769 | 1106.406 | 52 | 0.22202 | 2.1034 | 48.8716 | 0 | 0.20929 | 0.78109 | 0.057692 | 0.7234 | 0.19006 | 0 | 12.7636 | 6.7218e-05 | 2553 | 0.01 | 2354 | 72.91 | 15.25% | 0 | 2 | 23.31% | 0%
5385 | MONTICELLO 110137384 | 43051101 | MONTICELLO 1101 | 37384 | FALSE | 15082.1187 | 15082.1187 | 71 | 0.098813 | 2.0022 | 46.8286 | 0.014085 | 0.36549 | 0.61338 | 0 | 0.88263 | 0.096244 | 0.0028169 | 8.2187 | 6.7163e-05 | 2554 | 0.05 | 1126 | 47.03 | 65.93% | 7 | 4 | 99.86% | 0%
6682 | OILFIELDS 1103643162 | 182391103 | OILFIELDS 1103 | 643162 | FALSE | 9798.1377 | 5532.3244 | 41 | 0.28565 | 0.87562 | 24.6786 | 0 | 0 | 1 | 0.43902 | 0.56098 | 0 | 0 | 1.3233 | 6.7079e-05 | 2555 |  | 3054
828 | ATASCADERO 1103A18 | 182541103 | ATASCADERO 1103 | A18 | FALSE | 29115.6622 | 14189.3642 | 188 | 0.16528 | 1.2967 | 38.4434 | 0.041667 | 0.33093 | 0.62741 | 0.093528 | 0.60613 | 0.12665 | 0 | 4.4168 | 6.7022e-05 | 2556 | 0.02 | 2025 | 28.49 | 70.03% | 3 | 2 | 44.28% | 0%
9730 | MC KEE 1108976553 | 83531108 | MC KEE 1108 | 976553 | FALSE | 3112.5676 | 1744.6035 | 20 | 0.25218 | 1.1957 | 28.6633 | 0 | 0 | 1 | 0 | 1 | 0 | 0 | 2.4167 | 6.6999e-05 | 2557 |  | 3407
1894 | HALF MOON BAY 11028848 | 24101102 | HALF MOON BAY 1102 | 8848 | FALSE | 16215.0785 | 6200.2521 | 117 | 0.31235 | 1.7 | 12.4641 | 0.040812 | 0.64783 | 0.30922 | 0.008547 | 0.31777 | 0.63074 | 0.0017094 | 17.3935 | 6.6972e-05 | 2558 | 0.05 | 1079 | 27.57 | 29.99% | 4 | 3 | 38.64% | 80%
7571 | BROWNS VALLEY 110193870 | 152921101 | BROWNS VALLEY 1101 | 93870 | FALSE | 54990.4582 | 29826.9597 | 342 | 0.057948 | 1.9952 | 32.5409 | 0.005848 | 0.066764 | 0.92739 | 0.0065789 | 0.97442 | 0.013158 | 0.015838 | 7.6239 | 6.6942e-05 | 2559 | 0.04 | 1262 | 22.15 | 92.34% | 3 | 17 | 47.1% | 0%
4093 | RED BLUFF 1105146070 | 103541105 | RED BLUFF 1105 | 146070 | FALSE | 22680.3921 | 20479.5896 | 167 | 0.29348 | 1.7511 | 29.6317 | 0.13373 | 0.020958 | 0.84531 | 0 | 0.83333 | 0.020958 | 0 | 21.7868 | 6.6917e-05 | 2560 |  | 2871
1440 | MARIPOSA 21019400 | 254452101 | MARIPOSA 2101 | 9400 | FALSE | 101537.78 | 101537.78 | 667 | 0.048976 | 2.3578 | 32.8046 | 0.0014993 | 0.15905 | 0.83796 | 0.84105 | 0.13106 | 0.024888 | 0 | 9.9208 | 6.6859e-05 | 2561 | 0.72 | 5 | 22.02 | 81.32% | 9 | 129 | 100% | 41%
7134 | DEL MONTE 2103617344 | 182222103 | DEL MONTE 2103 | 617344 | FALSE | 3993.4046 | 2952.1893 | 34 | 0.34661 | 1.2571 | 33.0469 | 0 | 1 | 0 | 0 | 0.96078 | 0.039216 | 0.098039 | 13.2117 | 6.6754e-05 | 2562 |  | 3099
4732 | BIG RIVER 11011286 | 43081101 | BIG RIVER 1101 | 1286 | FALSE | 12241.8563 | 7682.9666 | 92 | 0.2041 | 2.7454 | 55.8079 | 0.024457 | 0.7346 | 0.24094 | 0 | 0.24094 | 0.54457 | 0.11051 | 33.1889 | 6.6713e-05 | 2563 | 0.03 | 1462 | 10 | 38.59% | 7 | 9 | 58.78% | 0%
7586 | KONOCTI 1102948 | 43311102 | KONOCTI 1102 | 948 | FALSE | 12598.6878 | 10159.6075 | 73 | 0.3116 | 2.0318 | 57.6836 | 0.0019569 | 0.43363 | 0.56442 | 0 | 0.56442 | 0.43363 | 0 | 17.8441 | 6.6707e-05 | 2564 | 0.02 | 1977 | 30.17 | 46.64% | 1 | 1 | 78.59% | 0%
5833 | DEL MONTE 21049500 | 182222104 | DEL MONTE 2104 | 9500 | FALSE | 10910.9002 | 9168.0738 | 71 | 0.18666 | 1.2971 | 32.497 | 0.36147 | 0.16294 | 0.47089 | 0 | 0.60131 | 0.025486 | 0 | 9.0461 | 6.6682e-05 | 2565 | 0.03 | 1449 | 26.32 | 40.33% | 0 | 7 | 96.32% | 0%
8606 | PUEBLO 1105684564 | 43291105 | PUEBLO 1105 | 684564 | TRUE | 4176.2924 | 443.3906 | 28 | 0.3003 | 1.8719 | 46.6581 | 0 | 0.14286 | 0.85714 | 0 | 0.85714 | 0.14286 | 0 | 5.4292 | 6.665e-05 | 2566 |  | 3243
10038 | JESSUP 110194468 | 103441101 | JESSUP 1101 | 94468 | FALSE | 2757.0604 | 2757.0604 | 21 | 0.12346 | 2.404 | 18.5095 | 0.047619 | 0.10714 | 0.84524 | 0.84524 | 0.10714 | 0 | 0 | 9.0916 | 6.6616e-05 | 2567 |  | 3480
6368 | EAST QUINCY 1101951424 | 102551101 | EAST QUINCY 1101 | 951424 | FALSE | 5857.3043 | 1124.2371 | 49 | 0.47521 | 2.8019 | 42.0824 | 0.0040816 | 0.3415 | 0.62993 | 0.77279 | 0 | 0 | 0 | 7.5419 | 6.6606e-05 | 2568 |  | 3026
9791 | LOS OSITOS 2103695270 | 182082103 | LOS OSITOS 2103 | 695270 | FALSE | 1764.2137 | 1116.1992 | 12 | 0.59175 | 0.98942 | 38.6336 | 0.4375 | 0.33333 | 0.22917 | 0 | 0.14583 | 0.33333 | 0 | 4.4808 | 6.659e-05 | 2569 |  | 3425
10215 | IGNACIO 11011779 | 42481101 | IGNACIO 1101 | 1779 | TRUE | 677.0293 | 540.9099 | 5 | 0.61029 | 2.3174 | 51.0733 | 0 | 0 | 1 | 0 | 1 | 0 | 0 | 7.3353 | 6.6577e-05 | 2570 |  | 3516
1976 | LAURELES 111268454 | 182371112 | LAURELES 1112 | 68454 | FALSE | 17728.9798 | 13589.2158 | 142 | 0.3069 | 1.3196 | 49.2518 | 0.13134 | 0.70082 | 0.1608 | 0.014085 | 0.42124 | 0.41162 | 0.019953 | 8.9723 | 6.656e-05 | 2571 | 0.06 | 968 | 11.18 | 20.6% | 3 | 7 | 75.56% | 0%
7777 | GANSNER 11012424 | 103021101 | GANSNER 1101 | 2424 | FALSE | 30415.1718 | 30186.9031 | 141 | 0.13475 | 2.6561 | 35.5216 | 0.0070922 | 0.22695 | 0.76241 | 0.7695 | 0.035461 | 0.19149 | 0.026596 | 17.4709 | 6.6531e-05 | 2572 | 0.08 | 739 | 82.31 | 77.09% | 4 | 10 | 100% | 0%
6456 | HIGGINS 110950078 | 152691109 | HIGGINS 1109 | 50078 | FALSE | 77925.0015 | 77925.0015 | 427 | 0.016317 | 2.5446 | 24.6192 | 0.0019516 | 0.00078064 | 0.99297 | 0.017509 | 0.97703 | 0 | 0.0042935 | 5.8436 | 6.6516e-05 | 2573 | 0.07 | 879 | 37.03 | 99.96% | 1 | 15 | 100% | 0%
4727 | REDBUD 1101454 | 43191101 | REDBUD 1101 | 454 | FALSE | 8909.2195 | 8909.2195 | 54 | 0.18874 | 2.0758 | 50.9424 | 0 | 0 | 1 | 0.018519 | 0.98148 | 0 | 0.0092593 | 5.5734 | 6.6514e-05 | 2574 | 0.2 | 312 | 80.35 | 100% | 0 | 0 | 100% | 100%
8841 | NORTH DUBLIN 210311101 | 14052103 | NORTH DUBLIN 2103 | 11101 | FALSE | 5931.2678 | 5931.2678 | 37 | 0.092524 | 1.6267 | 17.3594 | 0 | 0.094595 | 0.90541 | 0 | 0.90541 | 0.094595 | 0.027027 | 3.8727 | 6.6475e-05 | 2575 | 0.06 | 919 | 66.25 | 89.68% | 0 | 0 | 100% | 0%
4984 | PAUL SWEET 210212850 | 83252102 | PAUL SWEET 2102 | 12850 | FALSE | 6644.9449 | 1063.4476 | 52 | 0.64229 | 2.2327 | 29.5576 | 0.69391 | 0.1891 | 0.11699 | 0.0064103 | 0.11699 | 0.1859 | 0.0048077 | 7.5518 | 6.6462e-05 | 2576 | 0.01 | 2315 | 10 | 0% | 0 | 0 | 24.38% | 0%
4622 | EL CERRITO G 1105BR194 | 12501105 | EL CERRITO G 1105 | BR194 | FALSE | 8491.9295 | 6148.6965 | 74 | 0.62634 | 1.6686 | 19.0314 | 0.089414 | 0.70225 | 0.20495 | 0.027027 | 0.73694 | 0.12973 | 0 | 9.8032 | 6.6442e-05 | 2577 | 0.03 | 1548 | 15.35 | 23.01% | 1 | 2 | 58.3% | 30%
1714 | BUELLTON 1102Y50 | 183041102 | BUELLTON 1102 | Y50 | FALSE | 20651.346 | 17101.0403 | 147 | 0.2576 | 0.85504 | 38.238 | 0.25952 | 0.18367 | 0.5551 | 0.0062358 | 0.5585 | 0.16553 | 0.0081633 | 6.3525 | 6.643e-05 | 2578 | 0.04 | 1404 | 40.4 | 55.79% | 1 | 7 | 87.11% | 0%
6836 | LLAGAS 2106338878 | 83182106 | LLAGAS 2106 | 338878 | FALSE | 7522.3054 | 3300.0012 | 23 | 0.1734 | 1.6747 | 27.4105 | 0 | 0.13043 | 0.86957 | 0.021739 | 0.84783 | 0.13043 | 0 | 3.6722 | 6.6373e-05 | 2579 |  | 3067
4461 | SANTA YNEZ 1104Y04 | 182721104 | SANTA YNEZ 1104 | Y04 | FALSE | 35997.3396 | 25194.6309 | 238 | 0.27529 | 0.93197 | 33.3173 | 0.13866 | 0.18988 | 0.67007 | 0.02406 | 0.66001 | 0.17027 | 0.0098039 | 3.9742 | 6.6358e-05 | 2580 | 0.03 | 1525 | 51.82 | 75.91% | 0 | 12 | 68.36% | 0%
3955 | GRAYS FLAT 0401CB | 102530401 | GRAYS FLAT 0401 | CB | FALSE | 17261.1138 | 17261.1138 | 77 | 0.15467 | 2.6029 | 43.1228 | 0 | 0.12857 | 0.85844 | 0.8026 | 0.0090909 | 0.064935 | 0 | 18.098 | 6.6357e-05 | 2581 | 0.06 | 1004 | 82.98 | 68.42% | 5 | 6 | 100% | 0%
449 | CLAYTON 221296224 | 12022212 | CLAYTON 2212 | 96224 | FALSE | 31213.3049 | 31213.3049 | 174 | 0.12314 | 1.7725 | 33.6015 | 0.022989 | 0.28247 | 0.69454 | 0 | 0.69454 | 0.28247 | 0.0057471 | 6.8856 | 6.6243e-05 | 2582 | 0.24 | 222 | 53.87 | 38.47% | 4 | 5 | 100% | 98%
7255 | VIEJO 2203CB | 182852203 | VIEJO 2203 | CB | FALSE | 5468.4733 | 4727.7308 | 42 | 0.23287 | 1.3119 | 34.4277 | 0.20913 | 0.55714 | 0.22778 | 0.29762 | 0.29226 | 0.21091 | 0.071429 | 15.5666 | 6.6223e-05 | 2583 | 0.04 | 1205 | 10 | 21.75% | 26 | 9 | 92.05% | 0%
1940 | NORTH BRANCH 1101TS1115 | 163231101 | NORTH BRANCH 1101 | TS1115 | FALSE | 28340.5083 | 28340.5083 | 147 | 0.083635 | 1.5301 | 32.2014 | 0 | 0.19331 | 0.80397 | 0.034014 | 0.89751 | 0.058957 | 0.0068027 | 8.0314 | 6.6142e-05 | 2584 | 0.03 | 1528 | 17.72 | 77.63% | 1 | 0 | 100% | 0%
8586 | WEST POINT 1102L3733 | 163201102 | WEST POINT 1102 | L3733 | FALSE | 2820.1267 | 2820.1267 | 22 | 0.0082912 | 3.0348 | 35.9431 | 0 | 0 | 1 | 1 | 0 | 0 | 0.068182 | 23.2064 | 6.6103e-05 | 2585 | 0.19 | 357 | 90.08 | 100% | 0 | 0 | 100% | 95%
4277 | SAN JOAQUIN #2 1103157026 | 252521103 | SAN JOAQUIN #2 1103 | 157026 | FALSE | 5200.077 | 5200.077 | 44 | 0.065785 | 2.1945 | 39.6515 | 0 | 0 | 1 | 1 | 0 | 0 | 0 | 10.3514 | 6.6096e-05 | 2586 | 0.04 | 1342 | 10 | 100% | 2 | 9 | 100% | 0%
10256 | VACAVILLE 1104874798 | 63601104 | VACAVILLE 1104 | 874798 | TRUE | 662.24 | 662.24 | 3 | 0.022181 | 1.6132 | 28.6164 | 0 | 0 | 1 | 0 | 1 | 0 | 0.33333 | 3.5612 | 6.6045e-05 | 2587 |  | 3523
9659 | CAMBRIA 1101858200 | 182771101 | CAMBRIA 1101 | 858200 | FALSE | 9571.0308 | 9200.2096 | 31 | 0.1512 | 1.4329 | 35.246 | 0.41398 | 0.50538 | 0.080645 | 0 | 0.32258 | 0.26344 | 0 | 20.0703 | 6.601e-05 | 2588 |  | 3395
5485 | ZACA 1102CB | 182681102 | ZACA 1102 | CB | FALSE | 33441.4577 | 25226.3338 | 190 | 0.22992 | 0.99292 | 32.6398 | 0.1614 | 0.17339 | 0.6652 | 0.0052632 | 0.66257 | 0.17076 | 0 | 5.2079 | 6.5983e-05 | 2589 | 0.1 | 650 | 63.48 | 75.75% | 0 | 4 | 76.4% | 37%
4429 | SONOMA 1105138 | 42721105 | SONOMA 1105 | 138 | TRUE | 26504.92 | 104.0479 | 197 | 0.53023 | 2.0962 | 57.4342 | 0.041032 | 0.43291 | 0.52606 | 0.022843 | 0.50321 | 0.40059 | 0.011844 | 7.1064 | 6.5875e-05 | 2590 | 0.01 | 2254 | 60.58 | 43.92% | 0 | 0 | 3.3% | 0%
2717 | JOLON 11027002 | 182981102 | JOLON 1102 | 7002 | FALSE | 29669.7133 | 13447.6997 | 117 | 0.20271 | 0.89249 | 43.2926 | 0 | 0 | 1 | 0.017094 | 0.98291 | 0 | 0.0042735 | 1.8284 | 6.5838e-05 | 2591 | 0.03 | 1652 | 56.97 | 100% | 0 | 0 | 43.93% | 0%
6114 | GANSNER 110137550 | 103021101 | GANSNER 1101 | 37550 | TRUE | 5259.0816 | 590.535 | 33 | 0.23877 | 3.0519 | 34.4036 | 0 | 0 | 0.96212 | 0.96212 | 0 | 0 | 0 | 5.6366 | 6.5837e-05 | 2592 | 0.02 | 2034 | 95.73 | 100% | 0 | 0 | 12.36% | 0%
10216 | GUALALA 1111498 | 42841111 | GUALALA 1111 | 498 | FALSE | 4821.7264 | 4596.7491 | 18 | 0.33978 | 2.4838 | 45.2801 | 0.51481 | 0.36296 | 0.12222 | 0.011111 | 0.11111 | 0.074074 | 0.16667 | 18.4949 | 6.582e-05 | 2593 | 0.02 | 2089 | 32.43 | 1.09% | 0 | 12 | 100% | 0%
10292 | BIG MEADOWS 21012248 | 102812101 | BIG MEADOWS 2101 | 2248 | FALSE | 14727.9744 | 14727.9744 | 28 | 0.1289 | 2.5697 | 31.5552 | 0.10714 | 0.55357 | 0.33929 | 0.82143 | 0.071429 | 0 | 0 | 18.4522 | 6.5811e-05 | 2594 | 0.02 | 2094 | 42.37 | 7.27% | 0 | 1 | 100% | 0%
8914 | CLAYTON 2217CB | 12022217 | CLAYTON 2217 | CB | TRUE | 1021.9623 | 373.7851 | 8 | 0.58787 | 1.3617 | 22.8585 | 0.5 | 0.5 | 0 | 0 | 0.5 | 0 | 0 | 3.4722 | 6.5789e-05 | 2595 |  | 3278
9870 | PUEBLO 2103253312 | 43292103 | PUEBLO 2103 | 253312 | TRUE | 698.8026 | 682.8006 | 2 | 0.428 | 2.3261 | 45.1568 | 0 | 0 | 1 | 0 | 1 | 0 | 0 | 0.83406 | 6.5784e-05 | 2596 |  | 3438
5373 | VIEJO 22019490 | 182852201 | VIEJO 2201 | 9490 | FALSE | 2186.2244 | 2004.014 | 21 | 0.32754 | 1.1491 | 42.8822 | 0.32857 | 0.67143 | 0 | 0.02381 | 0.19048 | 0.43333 | 0.037037 | 15.4497 | 6.5775e-05 | 2597 | 0.02 | 1953 | 10 | 0.33% | 11 | 5 | 93.15% | 0%
10448 | DOLAN ROAD 1101173702 | 182381101 | DOLAN ROAD 1101 | 173702 | TRUE | 213.4901 | 86.6803 | 3 |  |  | 20.5437 | 0 | 0 | 1 | 0 | 1 | 0 | 0 |  | 6.5664e-05 | 2598 |  | 3550
5466 | WEST POINT 11025357 | 163201102 | WEST POINT 1102 | 5357 | FALSE | 5401.7845 | 5401.7845 | 37 | 0.01865 | 2.595 | 37.879 | 0 | 0 | 1 | 0.86486 | 0.13514 | 0 | 0 | 15.3309 | 6.5663e-05 | 2599 | 0.07 | 815 | 83.79 | 100% | 3 | 2 | 100% | 17%
3074 | GANSNER 1101480328 | 103021101 | GANSNER 1101 | 480328 | TRUE | 859.3222 | 472.375 | 7 | 0.58109 | 2.9072 | 32.3272 | 0 | 0.46667 | 0.53333 | 1 | 0 | 0 | 0.028571 | 14.7339 | 6.5647e-05 | 2600 |  | 2811
5741 | HICKS 2101XR250 | 83432101 | HICKS 2101 | XR250 | TRUE | 9406.4624 | 0 | 80 | 0.59122 | 1.7064 | 27.8334 | 0.2108 | 0.25274 | 0.53021 | 0 | 0.58854 | 0.1944 | 0 | 4.9418 | 6.5499e-05 | 2601 | 0.04 | 1378 | 55.62 | 44.17% | 2 | 7 | 53.71% | 28%
5505 | MARIPOSA 210237282 | 254452102 | MARIPOSA 2102 | 37282 | FALSE | 96262.8931 | 86430.7687 | 498 | 0.094155 | 1.7056 | 34.6186 | 0.058534 | 0.0028112 | 0.93865 | 0.44083 | 0.49481 | 0.0028112 | 0.0040161 | 5.3134 | 6.5439e-05 | 2602 | 0.21 | 297 | 28.63 | 92.59% | 4 | 51 | 82.09% | 40%
9627 | POINT ARENA 11011296 | 43381101 | POINT ARENA 1101 | 1296 | FALSE | 8913.723 | 5630.7668 | 37 | 0.12775 | 2.8124 | 64.6687 | 0 | 0.97297 | 0.027027 | 0 | 0.027027 | 0.97297 | 0.054054 | 12.9408 | 6.5385e-05 | 2603 | 0.01 | 2165 | 59.63 | 9.52% | 3 | 3 | 37.92% | 0%
4837 | SAN LUIS OBISPO 1104V46 | 182631104 | SAN LUIS OBISPO 1104 | V46 | FALSE | 33477.4498 | 32077.3964 | 206 | 0.16819 | 1.2248 | 24.7532 | 0.0016181 | 0.091019 | 0.90736 | 0 | 0.90615 | 0.091019 | 0 | 13.0445 | 6.5385e-05 | 2604 | 0.28 | 161 | 66.14 | 91.34% | 1 | 13 | 87.31% | 73%
10367 | PEORIA 170488630 | 163781704 | PEORIA 1704 | 88630 | FALSE | 1252.5971 | 1252.5971 | 6 | 0.31968 | 1.7121 | 28.6367 | 0 | 0 | 1 | 0 | 1 | 0 | 0 | 5.3952 | 6.5372e-05 | 2605 | 0.05 | 1060 | 38.07 | 100% | 0 | 0 | 100% | 0%
8006 | RISING RIVER 11011532 | 103551101 | RISING RIVER 1101 | 1532 | FALSE | 7926.8978 | 6133.1893 | 27 | 0.069479 | 1.6848 | 20.5083 | 0 | 0 | 0.42593 | 0.42593 | 0 | 0 | 0.074074 | 5.5196 | 6.5114e-05 | 2606 | 0.01 | 2239 | 21.21 | 32.28% | 0 | 0 | 62.2% | 0%
9387 | ANTELOPE 1101318686 | 252021101 | ANTELOPE 1101 | 318686 | FALSE | 4853.6414 | 2345.6024 | 7 | 0.2102 | 0.59688 | 18.9652 | 0 | 0 | 1 | 0 | 1 | 0 | 0 | 0.70717 | 6.5096e-05 | 2607 |  | 3349
2996 | BURNEY 11012402 | 103311101 | BURNEY 1101 | 2402 | FALSE | 6035.4639 | 2411.6802 | 18 | 0.11546 | 1.958 | 23.567 | 0.51944 | 0 | 0.425 | 0.425 | 0 | 0 | 0 | 4.2187 | 6.5093e-05 | 2608 | 0.02 | 1881 | 10 | 91.1% | 2 | 2 | 38.13% | 0%
4406 | COTATI 110475972 | 42271104 | COTATI 1104 | 75972 | FALSE | 7223.394 | 5386.1403 | 61 | 0.42859 | 2.3834 | 71.0317 | 0 | 0.68525 | 0.31475 | 0 | 0.31475 | 0.68525 | 0.016393 | 5.3386 | 6.5028e-05 | 2609 | 0.02 | 2074 | 10 | 35.68% | 0 | 3 | 41.48% | 0%
6952 | OLETA 110151740 | 163541101 | OLETA 1101 | 51740 | FALSE | 34181.0044 | 25031.397 | 129 | 0.11884 | 1.7045 | 30.9312 | 0 | 0.062016 | 0.93798 | 0.14729 | 0.78295 | 0.062016 | 0 | 4.9697 | 6.4996e-05 | 2610 | 0.02 | 2129 | 52.45 | 97.68% | 1 | 4 | 44.88% | 0%
10064 | WILLOW PASS 1101152874 | 13911101 | WILLOW PASS 1101 | 152874 | TRUE | 1306.3422 | 982.3028 | 10 | 0.3875 | 1.2963 | 20.2971 | 0.05 | 0 | 0.95 | 0 | 0.95 | 0 | 0 | 1.8787 | 6.4919e-05 | 2611 |  | 3483
2211 | DEL MONTE 21032654 | 182222103 | DEL MONTE 2103 | 2654 | FALSE | 2963.5999 | 2963.5999 | 23 | 0.41419 | 1.32 | 37.0862 | 0.21196 | 0.47343 | 0.31461 | 0.086957 | 0.57246 | 0.057971 | 0.021739 | 16.4261 | 6.4898e-05 | 2612 | 0.03 | 1640 | 10 | 36.65% | 2 | 2 | 100% | 0%
2602 | PRUNEDALE 11103716 | 182961110 | PRUNEDALE 1110 | 3716 | TRUE | 21171.7372 | 690.7324 | 157 | 0.32113 | 1.4671 | 34.2573 | 0.18344 | 0.25393 | 0.56263 | 0 | 0.70934 | 0.10722 | 0.0042463 | 11.0667 | 6.4877e-05 | 2613 | 0.01 | 2559 | 10 | 100% | 0 | 0 | 0.35% | 0%
4377 | MARIPOSA 2101752630 | 254452101 | MARIPOSA 2101 | 752630 | FALSE | 30558.9663 | 30558.9663 | 154 | 0.017041 | 2.2389 | 34.6782 | 0 | 0.31039 | 0.68312 | 0.77186 | 0.17944 | 0.019481 | 0 | 9.5222 | 6.484e-05 | 2614 |  | 2886
6010 | MORGAN HILL 2111XR292 | 83242111 | MORGAN HILL 2111 | XR292 | FALSE | 19536.8147 | 17975.9221 | 130 | 0.3733 | 1.7072 | 33.7963 | 0.04359 | 0.047756 | 0.90481 | 0.14808 | 0.67276 | 0.04391 | 0.015385 | 18.5087 | 6.4726e-05 | 2615 | 0.05 | 1102 | 23.34 | 98.35% | 1 | 8 | 89.12% | 0%
7430 | FOOTHILL 1101549904 | 182951101 | FOOTHILL 1101 | 549904 | TRUE | 8119.1519 | 250.4434 | 54 | 0.39256 | 1.0788 | 24.674 | 0.45741 | 0.27407 | 0.26852 | 0.061111 | 0.26852 | 0.21296 | 0 | 4.6003 | 6.4657e-05 | 2616 | 0.02 | 2121 | 49.57 | 45.77% | 1 | 3 | 40.61% | 0%
2780 | HIGHLANDS 1102CB | 43361102 | HIGHLANDS 1102 | CB | FALSE | 11922.4207 | 11922.4207 | 78 | 0.62791 | 2.0308 | 46.6835 | 0.14563 | 0 | 0.85116 | 0 | 0.84219 | 0 | 0.0042735 | 4.6678 | 6.4644e-05 | 2617 | 0.04 | 1324 | 28.11 | 80.17% | 1 | 6 | 100% | 0%
9563 | ELK CREEK 11012032 | 102781101 | ELK CREEK 1101 | 2032 | FALSE | 15248.6713 | 14097.676 | 52 | 0.19877 | 1.6058 | 46.9801 | 0 | 0 | 1 | 0.019231 | 0.98077 | 0 | 0 | 4.826 | 6.4621e-05 | 2618 | 0.04 | 1316 | 53.63 | 100% | 0 | 1 | 99.9% | 0%
5254 | SHINGLE SPRINGS 21092679 | 153652109 | SHINGLE SPRINGS 2109 | 2679 | FALSE | 11435.2637 | 11435.2637 | 70 | 0.0036253 | 2.4617 | 20.8843 | 0 | 0 | 1 | 0 | 1 | 0 | 0 | 5.8693 | 6.4611e-05 | 2619 | 0.18 | 377 | 59.07 | 100% | 0 | 2 | 100% | 100%
10275 | SAN MIGUEL 1105873457 | 182661105 | SAN MIGUEL 1105 | 873457 | FALSE | 3228.1461 | 2440.6531 | 18 | 0.29468 | 0.73389 | 28.8804 | 0 | 0 | 1 | 0 | 1 | 0 | 0 | 1.302 | 6.4601e-05 | 2620 |  | 3525
3275 | OCEANO 1104Q10 | 182601104 | OCEANO 1104 | Q10 | FALSE | 38031.0006 | 38031.0006 | 289 | 0.15661 | 1.0306 | 42.5483 | 0.022491 | 0.3951 | 0.58241 | 0 | 0.58183 | 0.24256 | 0 | 5.7316 | 6.4596e-05 | 2621 | 0.07 | 884 | 28.22 | 59% | 7 | 3 | 100% | 0%
1724 | LAURELES 1112CB | 182371112 | LAURELES 1112 | CB | TRUE | 3818.0634 | 493.1815 | 38 | 0.46735 | 1.2656 | 71.44 | 0.16813 | 0.68977 | 0.14211 | 0 | 0.65614 | 0.036842 | 0 | 8.2291 | 6.4589e-05 | 2622 | 0 | 2623 | 10 | 0% | 0 | 0 | 0.66% | 0%
2575 | BIG RIVER 110155402 | 43081101 | BIG RIVER 1101 | 55402 | FALSE | 14989.6887 | 3994.4825 | 104 | 0.26045 | 2.8419 | 59.9632 | 0 | 0.98846 | 0.011538 | 0 | 0.011538 | 0.59345 | 0.13768 | 21.6401 | 6.4572e-05 | 2623 | 0.01 | 2329 | 10 | 0.16% | 5 | 5 | 28.18% | 0%
7751 | MIWUK 17018050 | 163661701 | MIWUK 1701 | 8050 | FALSE | 19488.3045 | 19488.3045 | 137 | 0.085024 | 2.7815 | 41.9621 | 0.0072993 | 0.019465 | 0.97324 | 0.81934 | 0 | 0.0048662 | 0.014599 | 22.2399 | 6.4562e-05 | 2624 | 0.26 | 179 | 91.27 | 97.35% | 8 | 4 | 100% | 100%
5501 | FORT BRAGG A 11013100 | 42761101 | FORT BRAGG A 1101 | 3100 | FALSE | 23694.1727 | 19636.3272 | 198 | 0.42096 | 2.9269 | 49.1084 | 0.054293 | 0.87062 | 0.074074 | 0 | 0.087542 | 0.68956 | 0.084103 | 22.7578 | 6.4544e-05 | 2625 | 0.02 | 2066 | 10 | 7.34% | 8 | 11 | 88.01% | 0%
5386 | CAROLANDS 040484797 | 24060404 | CAROLANDS 0404 | 84797 | TRUE | 2211.5607 | 66.6995 | 21 | 0.7064 | 1.9271 | 26.3822 | 0.61005 | 0.23915 | 0.15079 | 0 | 0.15079 | 0.085714 | 0 | 11.1133 | 6.4533e-05 | 2626 | 0 | 2627 | 10 | 0% | 0 | 0 | 1.03% | 0%
9868 | VOLTA 110293418 | 102541102 | VOLTA 1102 | 93418 | FALSE | 4145.9232 | 4145.9232 | 23 | 0.051403 | 3.3703 | 21.9255 | 0 | 0 | 1 | 1 | 0 | 0 | 0.14493 | 25.7351 | 6.4515e-05 | 2627 | 0.09 | 717 | 65.9 | 100% | 5 | 0 | 100% | 45%
1598 | COTTONWOOD 11031348 | 102931103 | COTTONWOOD 1103 | 1348 | FALSE | 51267.8367 | 46964.6472 | 357 | 0.15566 | 2.0337 | 31.0234 | 0.07381 | 0.0039216 | 0.92134 | 0.48623 | 0.43371 | 0.0039216 | 0 | 7.4248 | 6.4485e-05 | 2628 | 0.07 | 888 | 33.81 | 99.17% | 2 | 10 | 81.37% | 0%
5862 | HOLLISTER 2102855412 | 182492102 | HOLLISTER 2102 | 855412 | FALSE | 50683.3516 | 45702.3865 | 108 | 0.12782 | 1.4481 | 22.9086 | 0 | 0.30324 | 0.69676 | 0.14583 | 0.55093 | 0.032407 | 0 | 4.6925 | 6.4443e-05 | 2629 | 0.02 | 1898 | 59.83 | 42.36% | 0 | 0 | 81.28% | 0%
7265 | ALTO 112265474 | 42031122 | ALTO 1122 | 65474 | FALSE | 5862.6816 | 3837.7425 | 47 | 0.60282 | 2.3447 | 48.2713 | 0.56312 | 0.2234 | 0.21348 | 0.021277 | 0.22766 | 0.15957 | 0 | 10.48 | 6.4376e-05 | 2630 | 0.01 | 2483 | 10 | 21.89% | 2 | 1 | 58.84% | 6%
1996 | MORAGA 1103E510R | 13801103 | MORAGA 1103 | E510R | TRUE | 9824.475 | 807.8365 | 84 | 0.54724 | 1.9615 | 19.32 | 0.12778 | 0.074405 | 0.79782 | 0 | 0.79782 | 0.074405 | 0.011905 | 9.7542 | 6.4371e-05 | 2631 | 0.01 | 2444 | 10 | 100% | 0 | 1 | 21.61% | 0%
5118 | SAN LUIS OBISPO 1107V60 | 182631107 | SAN LUIS OBISPO 1107 | V60 | FALSE | 25811.5583 | 25811.5583 | 142 | 0.069633 | 1.3074 | 39.1228 | 0 | 0.41901 | 0.57864 | 0.014085 | 0.61033 | 0.35915 | 0 | 9.4408 | 6.4335e-05 | 2632 | 0.23 | 244 | 59.29 | 63.57% | 4 | 4 | 100% | 91%
7467 | CORRAL 110214026 | 162991102 | CORRAL 1102 | 14026 | FALSE | 16308.5206 | 16308.5206 | 101 | 0.045841 | 1.3987 | 27.7834 | 0 | 0.4538 | 0.5462 | 0.029703 | 0.5165 | 0.4538 | 0 | 2.23 | 6.4324e-05 | 2633 | 0.03 | 1596 | 44.51 | 47.19% | 1 | 3 | 100% | 0%
6234 | SAN JUSTO 1101201311 | 183181101 | SAN JUSTO 1101 | 201311 | FALSE | 17668.9636 | 12645.7551 | 108 | 0.21245 | 1.4819 | 38.227 | 0 | 0.51389 | 0.48611 | 0 | 0.67222 | 0.32778 | 0 | 5.8092 | 6.4312e-05 | 2634 |  | 3015
7913 | JESSUP 11023105 | 103441102 | JESSUP 1102 | 3105 | FALSE | 9965.2703 | 9659.0441 | 65 | 0.14015 | 2.4333 | 22.4924 | 0 | 0 | 1 | 0.72821 | 0.27179 | 0 | 0 | 5.8142 | 6.4265e-05 | 2635 | 0.03 | 1521 | 31.8 | 100% | 0 | 2 | 92.48% | 0%
2029 | OCEANO 1102V56 | 182601102 | OCEANO 1102 | V56 | FALSE | 15985.6627 | 15022.8264 | 115 | 0.18832 | 0.9529 | 31.6847 | 0.094203 | 0.24928 | 0.64348 | 0.055072 | 0.67971 | 0.15797 | 0 | 5.2281 | 6.4252e-05 | 2636 | 0.04 | 1215 | 10 | 68.41% | 1 | 15 | 98.35% | 0%
9292 | PUEBLO 2102895310 | 43292102 | PUEBLO 2102 | 895310 | TRUE | 4366.1321 | 592.9592 | 31 | 0.54025 | 2.0366 | 45.2303 | 0 | 0.32258 | 0.67742 | 0.16129 | 0.51613 | 0.32258 | 0 | 4.7361 | 6.4236e-05 | 2637 |  | 3336
1512 | ATASCADERO 1102CB | 182541102 | ATASCADERO 1102 | CB | TRUE | 8168.5567 | 0 | 67 | 0.43019 | 1.0857 | 39.6936 | 0.30597 | 0.25871 | 0.43532 | 0.0099502 | 0.45025 | 0.23383 | 0.033582 | 11.0669 | 6.4156e-05 | 2638 |  | 2730
2289 | PASO ROBLES 1103351084 | 182611103 | PASO ROBLES 1103 | 351084 | FALSE | 14339.9461 | 3813.7275 | 91 | 0.24598 | 0.97547 | 39.0776 | 0.010989 | 0.54451 | 0.44451 | 0 | 0.44451 | 0.54451 | 0 | 3.2244 | 6.4148e-05 | 2639 |  | 2770
8669 | HORSESHOE 1101663244 | 152571101 | HORSESHOE 1101 | 663244 | TRUE | 704.8457 | 464.3934 | 6 | 0.032976 | 1.8606 | 27.8049 | 0 | 0 | 1 | 0 | 1 | 0 | 0 | 6.877 | 6.412e-05 | 2640 |  | 3250
9319 | GONZALES 11013094 | 182131101 | GONZALES 1101 | 3094 | FALSE | 14546.7613 | 6578.8406 | 63 | 0.27362 | 0.74925 | 27.1806 | 0.18519 | 0.12169 | 0.67725 | 0.021164 | 0.69048 | 0.087302 | 0.031746 | 4.4828 | 6.4104e-05 | 2641 | 0.03 | 1567 | 68.67 | 100% | 1 | 1 | 39.42% | 0%
4163 | WILLITS 1103538 | 42661103 | WILLITS 1103 | 538 | FALSE | 10176.8073 | 10176.8073 | 48 | 0.088369 | 3.5616 | 53.9075 | 0 | 0 | 1 | 0.57292 | 0.42708 | 0 | 0 | 22.2307 | 6.409e-05 | 2642 | 0.08 | 812 | 81.35 | 100% | 3 | 1 | 100% | 28%
7537 | LOS OSITOS 2102148504 | 182082102 | LOS OSITOS 2102 | 148504 | TRUE | 3218.0268 | 275.7602 | 14 | 0.50253 | 0.68433 | 32.0949 | 0.21429 | 0.47619 | 0.30952 | 0 | 0.57143 | 0 | 0.071429 | 3.3274 | 6.4053e-05 | 2643 |  | 3134
10670 | VACAVILLE 1111772224 | 63601111 | VACAVILLE 1111 | 772224 | TRUE | 126.2491 | 91.9583 | 2 | 0.80892 | 1.6814 | 15.2292 | 0 | 1 | 0 | 1 | 0 | 0 | 0 | 7.8368 | 6.4042e-05 | 2644 |  | 3588
8461 | PUTAH CREEK 110264044 | 63681102 | PUTAH CREEK 1102 | 64044 | FALSE | 11992.1979 | 9649.0485 | 46 | 0.12811 | 1.8179 | 21.8082 | 0 | 0.01087 | 0.98913 | 0 | 0.98913 | 0.01087 | 0.021739 | 23.5206 | 6.4018e-05 | 2645 | 0.03 | 1647 | 75.96 | 100% | 0 | 1 | 67.37% | 0%
3767 | HOLLISTER 210491424 | 182492104 | HOLLISTER 2104 | 91424 | TRUE | 14089.3649 | 303.1658 | 95 | 0.39254 | 1.4169 | 31.5523 | 0.052632 | 0.51053 | 0.43684 | 0 | 0.49474 | 0.31228 | 0.035088 | 3.7367 | 6.4005e-05 | 2646 | 0.01 | 2340 | 10 | 75.59% | 0 | 0 | 2.22% | 0%
757 | LAKEWOOD 1102CB | 13531102 | LAKEWOOD 1102 | CB | TRUE | 15331.9124 | 23.5925 | 121 | 0.77608 | 1.5786 | 20.3353 | 0.45212 | 0.23218 | 0.3157 | 0 | 0.32603 | 0.18087 | 0.025482 | 8.0592 | 6.3977e-05 | 2647 | 0.01 | 2320 | 10 | 18.19% | 0 | 0 | 4.92% | 0%
10611 | PEABODY 2113945670 | 63642113 | PEABODY 2113 | 945670 | TRUE | 403.0974 | 334.4297 | 3 | 0.15332 | 1.539 | 13.9253 | 0 | 0 | 1 | 0 | 1 | 0 | 0 | 3.9066 | 6.3935e-05 | 2648 |  | 3578
183 | CLEAR LAKE 110192870 | 42141101 | CLEAR LAKE 1101 | 92870 | TRUE | 25931.8169 | 185.9475 | 187 | 0.53988 | 2.0627 | 61.5658 | 0.024599 | 0.58627 | 0.38913 | 0.14626 | 0.40677 | 0.4213 | 0.035205 | 5.9306 | 6.3919e-05 | 2649 | 0.02 | 2079 | 58.43 | 90.41% | 0 | 0 | 6.07% | 0%
9726 | SALT SPRINGS 21028442 | 163692102 | SALT SPRINGS 2102 | 8442 | FALSE | 19428.9727 | 19428.9727 | 50 | 0.0516 | 3.7396 | 30.9671 | 0 | 0 | 1 | 0.26 | 0 | 0 | 0.02 | 21.9103 | 6.3912e-05 | 2650 | 0.14 | 483 | 48.43 | 100% | 5 | 7 | 100% | 10%
6208 | BIG MEADOWS 2101CB | 102812101 | BIG MEADOWS 2101 | CB | FALSE | 3388.6184 | 3388.6184 | 21 | 0.12791 | 2.5791 | 30.4981 | 0.11429 | 0.42143 | 0.46429 | 0.88571 | 0 | 0 | 0 | 15.2529 | 6.388e-05 | 2651 | 0.03 | 1499 | 66.49 | 39.01% | 1 | 2 | 100% | 0%
729 | RADUM 1105806392 | 13151105 | RADUM 1105 | 806392 | FALSE | 8744.0051 | 5446.9277 | 79 | 0.30528 | 1.2939 | 32.802 | 0.20741 | 0.20443 | 0.58635 | 0 | 0.63276 | 0.15802 | 0 | 10.3751 | 6.382e-05 | 2652 |  | 2691
7684 | PETALUMA C 1109738866 | 42631109 | PETALUMA C 1109 | 738866 | FALSE | 4335.7412 | 3280.2516 | 28 | 0.33629 | 2.0762 | 60.5366 | 0 | 0.77679 | 0.22321 | 0 | 0.22321 | 0.77679 | 0 | 8.0896 | 6.3795e-05 | 2653 | 0.03 | 1660 | 62.38 | 15.29% | 1 | 1 | 81.79% | 0%
3314 | LLAGAS 2101XR244 | 83182101 | LLAGAS 2101 | XR244 | TRUE | 22757.8317 | 0 | 157 | 0.6653 | 1.5443 | 28.1728 | 0.16985 | 0.55914 | 0.26888 | 0.081134 | 0.28435 | 0.40393 | 0.012739 | 6.6514 | 6.3757e-05 | 2654 | 0.01 | 2238 | 10 | 100% | 0 | 1 | 2.09% | 0%
6313 | SAN MIGUEL 1104N60 | 182661104 | SAN MIGUEL 1104 | N60 | FALSE | 14171.0101 | 13316.658 | 66 | 0.23899 | 0.81444 | 33.8858 | 0 | 0 | 1 | 0 | 1 | 0 | 0 | 1.0829 | 6.3749e-05 | 2655 | 0.03 | 1469 | 40.82 | 100% | 0 | 1 | 83.22% | 0%
2076 | SAN JUSTO 110136902 | 183181101 | SAN JUSTO 1101 | 36902 | FALSE | 23754.9885 | 19990.5557 | 147 | 0.32531 | 1.4334 | 41.2795 | 0.0068027 | 0.572 | 0.4212 | 0.011905 | 0.63889 | 0.33333 | 0.022676 | 6.1495 | 6.372e-05 | 2656 | 0.02 | 1879 | 14.48 | 44.84% | 5 | 5 | 82.09% | 0%
6155 | AUBERRY 1101R2839 | 254151101 | AUBERRY 1101 | R2839 | FALSE | 20608.9537 | 20608.9537 | 121 | 0.063629 | 1.6351 | 29.6685 | 0.16446 | 0.071901 | 0.73058 | 0.016529 | 0.73058 | 0.053719 | 0 | 8.7345 | 6.3713e-05 | 2657 | 0.04 | 1241 | 16.27 | 63.89% | 0 | 4 | 100% | 0%
5469 | FROGTOWN 1701L3361 | 163451701 | FROGTOWN 1701 | L3361 | FALSE | 3015.6838 | 3015.6838 | 21 | 0.020582 | 2.6349 | 41.7244 | 0 | 0 | 1 | 0.45238 | 0.54762 | 0 | 0 | 15.9741 | 6.3649e-05 | 2658 | 0.03 | 1688 | 10 | 100% | 0 | 0 | 100% | 0%
8439 | OAKHURST 110310190 | 254421103 | OAKHURST 1103 | 10190 | FALSE | 13591.0884 | 13591.0884 | 61 | 0.017094 | 2.892 | 32.1483 | 0.0081967 | 0.66011 | 0.33169 | 0.94809 | 0.010929 | 0.032787 | 0.0078064 | 27.257 | 6.3642e-05 | 2659 | 0.27 | 162 | 95.52 | 27.67% | 12 | 10 | 100% | 100%
6230 | MONTICELLO 110193384 | 43051101 | MONTICELLO 1101 | 93384 | FALSE | 27406.0322 | 25967.2197 | 101 | 0.067365 | 1.8382 | 38.324 | 0 | 0 | 1 | 0.069307 | 0.92574 | 0 | 0 | 13.2173 | 6.3629e-05 | 2660 | 0.05 | 1190 | 55.77 | 100% | 0 | 3 | 88.22% | 0%
5404 | PIT NO 3 21011386 | 103732101 | PIT NO 3 2101 | 1386 | FALSE | 11052.9537 | 11052.9537 | 47 | 0.11649 | 1.8096 | 21.8077 | 0.060284 | 0.074468 | 0.86525 | 0.47518 | 0.06383 | 0 | 0.021277 | 23.5366 | 6.3474e-05 | 2661 | 0.03 | 1624 | 10 | 93.45% | 4 | 0 | 84.51% | 0%
6350 | NAPA 11121302 | 42021112 | NAPA 1112 | 1302 | FALSE | 55353.0299 | 32333.7369 | 317 | 0.24485 | 1.8616 | 51.2553 | 0.039143 | 0.41435 | 0.54588 | 0.035226 | 0.55134 | 0.3009 | 0.0137 | 11.8384 | 6.346e-05 | 2662 | 0.03 | 1492 | 30.94 | 74.37% | 2 | 8 | 52.69% | 0%
4932 | MONTICELLO 1101720 | 43051101 | MONTICELLO 1101 | 720 | FALSE | 13087.7745 | 10923.6575 | 70 | 0.11477 | 1.8503 | 46.279 | 0 | 0 | 1 | 0.040476 | 0.95952 | 0 | 0.028571 | 7.0188 | 6.3429e-05 | 2663 | 0.06 | 941 | 64.53 | 99.74% | 1 | 2 | 90.69% | 0%
2684 | BEAR VALLEY 210110000 | 252192101 | BEAR VALLEY 2101 | 10000 | FALSE | 53656.1229 | 47097.1904 | 230 | 0.05255 | 1.7294 | 36.9817 | 0.0021739 | 0.35652 | 0.6413 | 0.097826 | 0.85652 | 0.021739 | 0.0057971 | 4.5391 | 6.3422e-05 | 2664 | 0.04 | 1301 | 56.79 | 61.86% | 4 | 0 | 88.5% | 0%
9293 | DUNLAP 110239190 | 254061102 | DUNLAP 1102 | 39190 | FALSE | 2877.2566 | 2877.2566 | 17 | 0.07699 | 2.2446 | 42.1026 | 0 | 0 | 0.98039 | 0.92157 | 0.058824 | 0 | 0 | 11.4323 | 6.3388e-05 | 2665 | 0.03 | 1709 | 10 | 99.73% | 0 | 0 | 100% | 0%
5062 | AUBERRY 1102R902 | 254151102 | AUBERRY 1102 | R902 | FALSE | 24261.144 | 24261.144 | 156 | 0.055341 | 1.4111 | 29.4269 | 0.22009 | 0 | 0.77991 | 0 | 0.77991 | 0 | 0 | 3.7743 | 6.3332e-05 | 2666 | 0.04 | 1231 | 11.53 | 82.04% | 0 | 7 | 100% | 0%
3692 | LAS GALLINAS A 1107554 | 42991107 | LAS GALLINAS A 1107 | 554 | TRUE | 4453.2978 | 52.9857 | 35 | 0.82654 | 2.6027 | 43.2731 | 0.4716 | 0.054762 | 0.47364 | 0.0095238 | 0.47364 | 0.045238 | 0 | 5.4538 | 6.333e-05 | 2667 |  | 2848
557 | GREENBRAE 11021254 | 43091102 | GREENBRAE 1102 | 1254 | FALSE | 15241.9933 | 9639.5738 | 130 | 0.85136 | 2.5706 | 53.5584 | 0.029167 | 0.66763 | 0.30321 | 0.013782 | 0.32628 | 0.60769 | 0.0025641 | 10.965 | 6.3299e-05 | 2668 | 0.21 | 291 | 10 | 37.52% | 8 | 16 | 74.16% | 100%
7625 | ATASCADERO 1103440856 | 182541103 | ATASCADERO 1103 | 440856 | FALSE | 56881.4108 | 56011.6123 | 349 | 0.13754 | 1.7222 | 32.7638 | 0.00057307 | 0.0035817 | 0.99585 | 0 | 0.99585 | 0.00071633 | 0.0095511 | 8.4253 | 6.3248e-05 | 2669 |  | 3143
8787 | GIRVAN 1102212096 | 103401102 | GIRVAN 1102 | 212096 | FALSE | 6500.9175 | 4124.0159 | 42 | 0.072046 | 2.4067 | 22.5134 | 0 | 0.095238 | 0.90476 | 0.13889 | 0.78968 | 0.071429 | 0.047619 | 9.1015 | 6.3229e-05 | 2670 |  | 3265
5138 | SUMMIT 11022302 | 152591102 | SUMMIT 1102 | 2302 | FALSE | 2152.9343 | 2152.9343 | 19 | 0.20281 | 4.3482 | 22.4553 | 0.21053 | 0.39474 | 0.39474 | 0.26316 | 0.39474 | 0 | 0 | 11.3723 | 6.3222e-05 | 2671 | 0.02 | 1809 | 10 | 25.54% | 1 | 4 | 100% | 0%
2655 | TEMPLETON 2110R90 | 183052110 | TEMPLETON 2110 | R90 | FALSE | 56951.1784 | 48580.6781 | 259 | 0.12639 | 1.5691 | 26.7999 | 0.021236 | 0.38906 | 0.5897 | 0.34009 | 0.53893 | 0.055341 | 0 | 8.1397 | 6.3209e-05 | 2672 | 0.08 | 770 | 57.95 | 69.12% | 2 | 5 | 77.95% | 0%
2449 | COARSEGOLD 210410400 | 254432104 | COARSEGOLD 2104 | 10400 | FALSE | 72169.1615 | 68567.3531 | 539 | 0.1085 | 1.2648 | 28.7933 | 0.045671 | 0 | 0.95433 | 0.0027829 | 0.93176 | 0 | 0.0037106 | 5.299 | 6.3171e-05 | 2673 | 0.27 | 169 | 18.54 | 94.25% | 4 | 95 | 94% | 0%
8962 | TEMPLETON 2110N30 | 183052110 | TEMPLETON 2110 | N30 | FALSE | 32768.3238 | 32768.3238 | 120 | 0.081637 | 1.0464 | 23.005 | 0.0041667 | 0.40556 | 0.59028 | 0.35556 | 0.56528 | 0.05 | 0 | 8.1683 | 6.3151e-05 | 2674 | 0.04 | 1258 | 52.48 | 52.2% | 1 | 3 | 100% | 0%
4136 | MONTICELLO 1101718 | 43051101 | MONTICELLO 1101 | 718 | FALSE | 47250.4225 | 43463.4041 | 247 | 0.23364 | 1.7943 | 45.5325 | 0.0040486 | 0.38394 | 0.61201 | 0 | 0.89912 | 0.094804 | 0.054116 | 7.8341 | 6.3139e-05 | 2675 | 0.07 | 891 | 60.18 | 63.96% | 4 | 11 | 90.43% | 0%
9358 | PACIFICA 1102267868 | 22811102 | PACIFICA 1102 | 267868 | FALSE | 1937.2772 | 1363.5441 | 13 | 0.33194 | 1.9485 | 35.1462 | 0 | 1 | 0 | 0 | 0 | 0.40385 | 0 | 8.8365 | 6.31e-05 | 2676 |  | 3346
386 | CORRAL 110112606 | 162991101 | CORRAL 1101 | 12606 | FALSE | 36144.366 | 36144.366 | 216 | 0.092223 | 1.4522 | 28.0644 | 0.033951 | 0.0023148 | 0.96373 | 0.0069444 | 0.95216 | 0 | 0 | 6.4159 | 6.3081e-05 | 2677 | 0.04 | 1351 | 31.77 | 96.48% | 1 | 4 | 100% | 0%
8173 | ZACA 1101CB | 182681101 | ZACA 1101 | CB | FALSE | 17435.9444 | 12032.4791 | 60 | 0.36749 | 0.96637 | 30.4203 | 0.24667 | 0.28111 | 0.47222 | 0.22833 | 0.47222 | 0.027778 | 0 | 3.9708 | 6.3071e-05 | 2678 | 0.02 | 1833 | 63.52 | 26.01% | 0 | 1 | 67.25% | 0%
1027 | OILFIELDS 110383158 | 182391103 | OILFIELDS 1103 | 83158 | FALSE | 31398.3782 | 28429.994 | 132 | 0.20429 | 0.8954 | 31.0543 | 0 | 0 | 1 | 0.35227 | 0.64773 | 0 | 0.0037879 | 1.8606 | 6.3068e-05 | 2679 | 0.07 | 844 | 60.5 | 100% | 0 | 4 | 93.79% | 0%
1571 | SAN MIGUEL 1106428314 | 182661106 | SAN MIGUEL 1106 | 428314 | FALSE | 29650.5939 | 23673.0872 | 73 | 0.18733 | 0.79802 | 33.2934 | 0 | 0.013699 | 0.9863 | 0.089041 | 0.91096 | 0 | 0 | 2.2431 | 6.2949e-05 | 2680 |  | 2732
9843 | SUNOL 1101MR387 | 14241101 | SUNOL 1101 | MR387 | FALSE | 8072.5307 | 8065.9096 | 24 | 0.33174 | 1.2753 | 24.1822 | 0.21667 | 0.016667 | 0.76667 | 0.033333 | 0.55833 | 0.016667 | 0.041667 | 10.8376 | 6.2945e-05 | 2681 | 0.04 | 1323 | 55.09 | 92.88% | 0 | 1 | 93.35% | 0%
5646 | SANTA YNEZ 1104512912 | 182721104 | SANTA YNEZ 1104 | 512912 | FALSE | 3140.8885 | 1435.1217 | 23 | 0.36749 | 0.88083 | 27.5741 | 0.043478 | 0.16667 | 0.78986 | 0 | 0.78986 | 0.16667 | 0 | 4.7562 | 6.2939e-05 | 2682 |  | 2970
7566 | CORRAL 110112608 | 162991101 | CORRAL 1101 | 12608 | FALSE | 27131.1027 | 27131.1027 | 187 | 0.061438 | 1.4167 | 26.4861 | 0 | 0.072193 | 0.92781 | 0.0053476 | 0.92246 | 0.072193 | 0.0053476 | 2.3714 | 6.2935e-05 | 2683 | 0.17 | 426 | 52.1 | 87.04% | 0 | 19 | 100% | 0%
1624 | CLAY 11037124 | 163341103 | CLAY 1103 | 7124 | FALSE | 51663.5431 | 17797.9944 | 286 | 0.12385 | 1.4945 | 28.7505 | 0.1266 | 0 | 0.8685 | 0.045455 | 0.74001 | 0 | 0.013986 | 3.3828 | 6.2921e-05 | 2684 | 0.02 | 1751 | 50.06 | 97.24% | 0 | 1 | 27.91% | 0%
9628 | SAN CARLOS 110436864 | 24181104 | SAN CARLOS 1104 | 36864 | TRUE | 910.3949 | 889.7222 | 10 | 0.8871 | 1.4383 | 11.5193 | 1 | 0 | 0 | 0 | 0 | 0 | 0 | 11.5946 | 6.2904e-05 | 2685 | 0.01 | 2217 | 10 | 0% | 0 | 1 | 37.17% | 0%
5985 | BERESFORD 04039154 | 24040403 | BERESFORD 0403 | 9154 | FALSE | 10556.7719 | 6776.6762 | 95 | 0.59367 | 1.576 | 33.2318 | 0.018596 | 0.79419 | 0.15564 | 0 | 0.19599 | 0.53531 | 0.012281 | 12.0815 | 6.2892e-05 | 2686 | 0.01 | 2584 | 10 | 17.34% | 4 | 1 | 48.83% | 0%
5950 | COTATI 1102260 | 42271102 | COTATI 1102 | 260 | FALSE | 9537.0372 | 4317.1662 | 68 | 0.24186 | 2.1209 | 67.3044 | 0.004902 | 0.78088 | 0.20931 | 0.42304 | 0.20931 | 0.36275 | 0.031127 | 7.9512 | 6.2862e-05 | 2687 | 0.01 | 2303 | 13.95 | 2.29% | 0 | 1 | 27.41% | 0%
1063 | MARIPOSA 210110990 | 254452101 | MARIPOSA 2101 | 10990 | FALSE | 64432.5092 | 64432.5092 | 390 | 0.06415 | 2.229 | 32.0427 | 0 | 0 | 1 | 0.9906 | 0.0094017 | 0 | 0.0025641 | 9.3972 | 6.2843e-05 | 2688 | 0.17 | 398 | 17.08 | 99.94% | 3 | 69 | 100% | 0%
279 | GEYSERVILLE 1101122 | 42891101 | GEYSERVILLE 1101 | 122 | FALSE | 11125.688 | 2112.7276 | 54 | 0.6984 | 2.7215 | 52.454 | 0.2284 | 0.26852 | 0.50309 | 0.018519 | 0.50309 | 0.25 | 0.037037 | 5.0459 | 6.2796e-05 | 2689 | 0.01 | 2516 | 48.43 | 60.55% | 0 | 3 | 18.96% | 0%
7091 | HATTON 11029642 | 182291102 | HATTON 1102 | 9642 | FALSE | 1925.8934 | 1925.8934 | 18 | 0.32905 | 1.0865 | 40.7637 | 0 | 0.93333 | 0.066667 | 0.30556 | 0.25 | 0.11667 | 0 | 46.1119 | 6.2785e-05 | 2690 | 0.01 | 2410 | 10 | 4.48% | 2 | 1 | 100% | 0%
1428 | ZACA 1102Y02 | 182681102 | ZACA 1102 | Y02 | FALSE | 21138.3499 | 16812.4916 | 158 | 0.28597 | 0.95162 | 31.3959 | 0.12945 | 0.077456 | 0.7931 | 0.021097 | 0.77569 | 0.065853 | 0.007384 | 4.0222 | 6.2768e-05 | 2691 | 0.04 | 1233 | 15.44 | 92.94% | 0 | 5 | 80.71% | 0%
8332 | VINEYARD 2108MR172 | 14502108 | VINEYARD 2108 | MR172 | TRUE | 1779.1253 | 856.8002 | 26 | 0.64754 | 1.4807 | 29.5669 | 0.53846 | 0.19231 | 0.26923 | 0 | 0.34615 | 0.11538 | 0.065385 | 7.8857 | 6.2738e-05 | 2692 | 0.13 | 512 | 86.47 | 47.06% | 1 | 2 | 35.54% | 100%
2592 | CAYUCOS 11014701 | 182551101 | CAYUCOS 1101 | 4701 | FALSE | 14095.9599 | 3388.7478 | 65 | 0.072661 | 1.2099 | 34.5029 | 0.047692 | 0.71385 | 0.23846 | 0.030769 | 0.23846 | 0.66769 | 0.015385 | 3.3344 | 6.2737e-05 | 2693 | 0.01 | 2509 | 72.23 | 28.46% | 1 | 0 | 23.77% | 0%
1961 | NARROWS 210534069 | 153132105 | NARROWS 2105 | 34069 | FALSE | 25331.8473 | 25331.8473 | 156 | 0.0013166 | 2.5623 | 24.8433 | 0.022436 | 0 | 0.97756 | 0.010684 | 0.96688 | 0 | 0 | 2.9727 | 6.2676e-05 | 2694 | 0.05 | 1124 | 15 | 98.66% | 0 | 6 | 100% | 0%
10987 | ECHO SUMMIT 1101CB | 158031101 | ECHO SUMMIT 1101 | CB | TRUE | 49.1761 | 49.1761 | 1 |  |  | 9.2381 | 0 | 0 | 1 | 1 | 0 | 0 | 0 |  | 6.2654e-05 | 2695 | 0.03 | 1635 | 10 | 100% | 0 | 0 | 100% | 0%
7653 | WOOD 0401265211 | 13380401 | WOOD 0401 | 265211 | TRUE | 282.195 | 238.1693 | 4 | 0.50201 | 1.7076 | 38.3317 | 0 | 0.875 | 0.125 | 0.625 | 0.125 | 0.25 | 0 | 17.2163 | 6.2639e-05 | 2696 |  | 3146
5351 | TEMPLETON 2113A32 | 183052113 | TEMPLETON 2113 | A32 | FALSE | 9519.6113 | 2633.3805 | 76 | 0.57888 | 1.0796 | 29.2112 | 0.087719 | 0.4588 | 0.45348 | 0.077851 | 0.58979 | 0.24026 | 0 | 6.7848 | 6.2625e-05 | 2697 | 0.01 | 2565 | 10 | 66.93% | 0 | 0 | 13.18% | 0%
1604 | COARSEGOLD 210310820 | 254432103 | COARSEGOLD 2103 | 10820 | FALSE | 46507.9226 | 46392.4448 | 327 | 0.13331 | 1.2411 | 27.5515 | 0.048012 | 0 | 0.95199 | 0 | 0.94587 | 0 | 0.010194 | 5.3989 | 6.2605e-05 | 2698 | 0.08 | 746 | 11.18 | 93.73% | 0 | 47 | 100% | 0%
1461 | LOS OSITOS 21033010 | 182082103 | LOS OSITOS 2103 | 3010 | FALSE | 50085.8598 | 50061.44 | 229 | 0.26778 | 1.297 | 42.6656 | 0.0131 | 0.0131 | 0.96943 | 0.017467 | 0.96507 | 0.0043668 | 0 | 5.2278 | 6.2602e-05 | 2699 | 0.06 | 1022 | 64.76 | 97.74% | 3 | 10 | 99.12% | 0%
6661 | HICKS 2103XR248 | 83432103 | HICKS 2103 | XR248 | TRUE | 2436.8191 | 0 | 22 | 0.73053 | 1.7804 | 28.4869 | 0 | 0.19545 | 0.80455 | 0 | 0.80455 | 0 | 0 | 6.6058 | 6.254e-05 | 2700 |  | 3052
4015 | DOLAN ROAD 11013012 | 182381101 | DOLAN ROAD 1101 | 3012 | TRUE | 22106.1049 | 301.9386 | 160 | 0.35444 | 1.3406 | 30.7717 | 0.023333 | 0.71708 | 0.25958 | 0.043333 | 0.42677 | 0.50656 | 0 | 13.7208 | 6.253e-05 | 2701 | 0.01 | 2395 | 10 | 65.12% | 1 | 1 | 12.08% | 0%
3421 | HIGGINS 1104324510 | 152691104 | HIGGINS 1104 | 324510 | FALSE | 20073.6016 | 20073.6016 | 154 | 0.0056175 | 3.2806 | 31.0711 | 0 | 0 | 0.99784 | 0.87446 | 0.12338 | 0 | 0.025974 | 13.5592 | 6.2523e-05 | 2702 | 0.05 | 1138 | 10 | 100% | 3 | 3 | 100% | 0%
1813 | PUEBLO 210375612 | 43292103 | PUEBLO 2103 | 75612 | TRUE | 15618.6787 | 0 | 114 | 0.65619 | 2.0955 | 45.8639 | 0.20492 | 0.33455 | 0.46053 | 0 | 0.46053 | 0.33455 | 0.011696 | 6.4072 | 6.2516e-05 | 2703 |  | 2747
6029 | PANORAMA 1101713592 | 103461101 | PANORAMA 1101 | 713592 | FALSE | 16948.2792 | 16715.2405 | 152 | 0.23211 | 2.0356 | 31.8614 | 0.0625 | 0 | 0.9375 | 0.93048 | 0.0070175 | 0 | 0 | 8.2537 | 6.2494e-05 | 2704 |  | 2997
582 | SWIFT 2110853720 | 83392110 | SWIFT 2110 | 853720 | FALSE | 50276.8108 | 50276.8108 | 140 | 0.055117 | 1.4487 | 25.5142 | 0 | 0.12762 | 0.8581 | 0.28643 | 0.55381 | 0.12405 | 0.010714 | 4.9342 | 6.2471e-05 | 2705 |  | 2684
3999 | CALAVERAS CEMENT 11011419 | 162211101 | CALAVERAS CEMENT 1101 | 1419 | FALSE | 24160.9517 | 24160.9517 | 130 | 0.0079034 | 2.4278 | 25.8676 | 0 | 0 | 1 | 0.70577 | 0.29423 | 0 | 0.0076923 | 10.8189 | 6.2459e-05 | 2706 | 0.07 | 825 | 14.84 | 100% | 2 | 7 | 100% | 0%
7732 | BIG MEADOWS 21012510 | 102812101 | BIG MEADOWS 2101 | 2510 | FALSE | 14243.477 | 12778.5068 | 22 | 0.39118 | 2.7015 | 29.7324 | 0 | 0.80909 | 0.19091 | 1 | 0 | 0 | 0 | 24.691 | 6.2454e-05 | 2707 | 0.02 | 1823 | 32.69 | 6.51% | 7 | 2 | 57.3% | 0%
2291 | SHINGLE SPRINGS 210913322 | 153652109 | SHINGLE SPRINGS 2109 | 13322 | FALSE | 66617.6825 | 66617.6825 | 490 | 0.0079174 | 2.4176 | 23.4593 | 0 | 0 | 0.99796 | 0.023469 | 0.97449 | 0 | 0 | 9.2564 | 6.243e-05 | 2708 | 0.22 | 257 | 33.75 | 99.99% | 7 | 13 | 100% | 26%
10504 | KANAKA 11011036 | 103221101 | KANAKA 1101 | 1036 | TRUE | 989.4598 | 989.4598 | 4 | 0 | 3.8908 | 29.8082 | 0 | 0 | 1 | 1 | 0 | 0 | 0 | 14.8546 | 6.243e-05 | 2709 | 0.04 | 1259 | 67.92 | 100% | 0 | 0 | 100% | 0%
196 | MILPITAS 1109XR082 | 82831109 | MILPITAS 1109 | XR082 | FALSE | 32889.5484 | 31674.5025 | 186 | 0.15704 | 1.5348 | 26.6507 | 0 | 0.021505 | 0.9776 | 0.0053763 | 0.97222 | 0.021505 | 0.0080645 | 4.9061 | 6.2383e-05 | 2710 | 0.06 | 1016 | 53.26 | 99.6% | 3 | 3 | 94.55% | 0%
7759 | BUELLTON 1101Y26 | 183041101 | BUELLTON 1101 | Y26 | FALSE | 25494.2608 | 24411.1885 | 133 | 0.21656 | 0.86751 | 37.9399 | 0.34211 | 0.099875 | 0.55802 | 0.02782 | 0.54486 | 0.062657 | 0.0075188 | 3.6455 | 6.226e-05 | 2711 | 0.04 | 1275 | 47.37 | 54.06% | 1 | 8 | 88.5% | 0%
9383 | CASTRO VALLEY 1110MR525 | 14091110 | CASTRO VALLEY 1110 | MR525 | TRUE | 98.2491 | 17.8831 | 2 | 0.625 | 1.6766 | 31.3202 | 0.5 | 0 | 0 | 0 | 0 | 0 | 0 | 4.6093 | 6.2244e-05 | 2712 |  | 3348
5605 | SANTA YNEZ 1101Y52 | 182721101 | SANTA YNEZ 1101 | Y52 | FALSE | 33466.442 | 31529.2091 | 141 | 0.18549 | 0.98895 | 30.2025 | 0.076832 | 0.19504 | 0.72813 | 0.079787 | 0.65189 | 0.10638 | 0 | 17.8016 | 6.2219e-05 | 2713 | 0.1 | 648 | 75.99 | 74.53% | 0 | 5 | 76.28% | 53%
9399 | CALAVERAS CEMENT 1101585 | 162211101 | CALAVERAS CEMENT 1101 | 585 | FALSE | 22730.6203 | 22730.6203 | 95 | 0.020419 | 2.3127 | 28.3702 | 0 | 0 | 1 | 0 | 1 | 0 | 0.010526 | 6.8913 | 6.2212e-05 | 2714 | 0.06 | 998 | 60.12 | 100% | 0 | 9 | 100% | 0%
2577 | HARTLEY 110186876 | 43211101 | HARTLEY 1101 | 86876 | FALSE | 13761.5335 | 3945.9351 | 110 | 0.67407 | 2.1883 | 55.6502 | 0.1666 | 0.35762 | 0.47275 | 0.0045455 | 0.47275 | 0.32924 | 0.011212 | 8.8124 | 6.2134e-05 | 2715 | 0.01 | 2511 | 10 | 49.85% | 0 | 0 | 28.66% | 0%
1117 | MORGAN HILL 2104152774 | 83242104 | MORGAN HILL 2104 | 152774 | FALSE | 12406.0754 | 10319.2603 | 84 | 0.30261 | 1.5792 | 32.8708 | 0.011905 | 0 | 0.9881 | 0.063492 | 0.9127 | 0 | 0.025794 | 19.6261 | 6.212e-05 | 2716 |  | 2709
551 | MC KEE 1103XR028 | 83531103 | MC KEE 1103 | XR028 | FALSE | 16732.9664 | 1226.5796 | 134 | 0.5948 | 1.3553 | 21.5425 | 0.12438 | 0.35609 | 0.51704 | 0.0074627 | 0.55622 | 0.30945 | 0.042289 | 7.0803 | 6.205e-05 | 2717 | 0.01 | 2579 | 15.99 | 15.4% | 0 | 2 | 26.81% | 0%
3373 | VOLTA 11021646 | 102541102 | VOLTA 1102 | 1646 | FALSE | 38843.3191 | 38535.0265 | 215 | 0.046914 | 2.5743 | 23.6467 | 0 | 0 | 0.99767 | 0.93217 | 0.065504 | 0 | 0.018605 | 17.6295 | 6.2043e-05 | 2718 | 0.15 | 463 | 70.37 | 99.98% | 0 | 4 | 92.24% | 76%
9393 | PUTAH CREEK 1103654021 | 63681103 | PUTAH CREEK 1103 | 654021 | TRUE | 1396.0557 | 329.1954 | 12 | 0.0097059 | 1.6272 | 19.3155 | 0 | 0 | 1 | 0 | 1 | 0 | 0 | 4.4401 | 6.2033e-05 | 2719 |  | 3351
4123 | MARIPOSA 21014410 | 254452101 | MARIPOSA 2101 | 4410 | FALSE | 36702.381 | 36702.381 | 232 | 0.037469 | 2.4402 | 29.799 | 0 | 0 | 1 | 0.99483 | 0.0051724 | 0 | 0 | 12.4908 | 6.2011e-05 | 2720 | 0.14 | 485 | 16.02 | 99.74% | 6 | 25 | 100% | 48%
9916 | SAN LUIS OBISPO 1104777686 | 182631104 | SAN LUIS OBISPO 1104 | 777686 | FALSE | 3079.762 | 2707.2733 | 17 | 0.11349 | 1.0493 | 34.7735 | 0 | 0.41176 | 0.58824 | 0 | 0.58824 | 0.41176 | 0 | 3.7434 | 6.1974e-05 | 2721 |  | 3452
9590 | OILFIELDS 11037006 | 182391103 | OILFIELDS 1103 | 7006 | TRUE | 11204.5058 | 0 | 42 | 0.52588 | 0.81046 | 25.2196 | 0 | 0 | 1 | 0.42063 | 0.57937 | 0 | 0 | 1.8236 | 6.1931e-05 | 2722 | 0.02 | 1812 | 10 | 100% | 0 | 0 | 16.07% | 0%
1190 | OCEANO 1104V36 | 182601104 | OCEANO 1104 | V36 | FALSE | 21377.0625 | 18028.895 | 150 | 0.27304 | 1.0465 | 45.0654 | 0 | 0.47644 | 0.52356 | 0 | 0.58856 | 0.41144 | 0 | 5.037 | 6.1929e-05 | 2723 | 0.05 | 1061 | 45.7 | 61.88% | 2 | 5 | 67.02% | 0%
7704 | GOLDTREE 1107CB | 182581107 | GOLDTREE 1107 | CB | FALSE | 5578.7405 | 1480.1268 | 28 | 0.44154 | 1.2396 | 30.9529 | 0.52126 | 0.1369 | 0.34184 | 0.035714 | 0.34184 | 0.10119 | 0 | 2.7503 | 6.1871e-05 | 2724 | 0.01 | 2427 | 39.2 | 5.23% | 0 | 0 | 30.84% | 0%
7212 | VIEJO 2201CB | 182852201 | VIEJO 2201 | CB | FALSE | 8287.061 | 8183.2875 | 67 | 0.32621 | 1.1656 | 27.7547 | 0.34233 | 0.45784 | 0.19983 | 0 | 0.36331 | 0.11194 | 0.062189 | 13.9358 | 6.1848e-05 | 2725 | 0.02 | 2032 | 10 | 12.86% | 16 | 6 | 89.76% | 0%
3396 | SARATOGA 1107CB | 83371107 | SARATOGA 1107 | CB | TRUE | 15770.5803 | 273.8424 | 135 | 0.76071 | 1.4881 | 24.8988 | 0.31083 | 0.15173 | 0.53744 | 0.0024691 | 0.53405 | 0.15173 | 0 | 8.9589 | 6.178e-05 | 2726 | 0 | 2645 | 10 | 0% | 0 | 1 | 1.74% | 0%
948 | MARIPOSA 21029590 | 254452102 | MARIPOSA 2102 | 9590 | FALSE | 58387.0707 | 58387.0707 | 387 | 0.069613 | 2.171 | 31.2724 | 0.0056848 | 0.019466 | 0.97485 | 0.98915 | 0.002584 | 0 | 0.002584 | 8.2024 | 6.1765e-05 | 2727 | 0.14 | 494 | 19.64 | 97.41% | 1 | 52 | 100% | 0%
3048 | LAURELES 1111432 | 182371111 | LAURELES 1111 | 432 | FALSE | 79373.0607 | 79373.0607 | 320 | 0.051888 | 1.6806 | 30.5634 | 0 | 0 | 1 | 0.24885 | 0.72667 | 0 | 0 | 8.2635 | 6.1723e-05 | 2728 | 0.11 | 607 | 74.79 | 100% | 10 | 10 | 100% | 0%
5965 | JOLON 1102CB | 182981102 | JOLON 1102 | CB | FALSE | 38608.5003 | 37939.8486 | 181 | 0.12148 | 1.0628 | 38.5344 | 0.40838 | 0.0046041 | 0.57597 | 0.050184 | 0.51381 | 0 | 0 | 2.2049 | 6.1591e-05 | 2729 | 0.03 | 1479 | 63.14 | 51.5% | 0 | 1 | 99.01% | 0%
7985 | MERCED FALLS 1102482838 | 252811102 | MERCED FALLS 1102 | 482838 | FALSE | 17714.345 | 14284.261 | 52 | 0.11136 | 1.1903 | 31.8706 | 0.3141 | 0 | 0.6859 | 0.019231 | 0.37628 | 0 | 0.023077 | 18.6513 | 6.1569e-05 | 2730 |  | 3180
2763 | GOLDTREE 1108CB | 182581108 | GOLDTREE 1108 | CB | FALSE | 7803.1232 | 3646.1026 | 50 | 0.48186 | 1.3125 | 43.9313 | 0.34714 | 0.093333 | 0.55952 | 0.02 | 0.53952 | 0.093333 | 0 | 4.4015 | 6.1558e-05 | 2731 | 0.02 | 2053 | 36.49 | 29.18% | 2 | 3 | 52.35% | 0%
7469 | PALMER 110198478 | 183031101 | PALMER 1101 | 98478 | FALSE | 9678.6987 | 9678.6987 | 34 | 0.183 | 0.92232 | 28.627 | 0 | 0.044118 | 0.95588 | 0.044118 | 0.82843 | 0 | 0 | 2.5905 | 6.1513e-05 | 2732 | 0.06 | 960 | 64.41 | 90.52% | 0 | 0 | 100% | 0%
1707 | HIGGINS 11039753 | 152691103 | HIGGINS 1103 | 9753 | FALSE | 3306.1166 | 3306.1166 | 23 | 0.0041691 | 2.7833 | 37.8189 | 0 | 0 | 1 | 0 | 1 | 0 | 0 | 6.3262 | 6.1494e-05 | 2733 | 0.03 | 1703 | 10 | 100% | 0 | 0 | 100% | 0%
2631 | TEMPLETON 2111A66 | 183052111 | TEMPLETON 2111 | A66 | FALSE | 54313.8381 | 54313.8381 | 429 | 0.1701 | 1.1823 | 34.9755 | 0.034177 | 0.1589 | 0.80693 | 0.0024864 | 0.80693 | 0.11733 | 0.0004662 | 8.5525 | 6.1474e-05 | 2734 | 0.09 | 704 | 15.02 | 78.96% | 12 | 6 | 100% | 1%
1425 | CLAY 110184572 | 163341101 | CLAY 1101 | 84572 | TRUE | 3629.8323 | 844.7995 | 27 | 0.73449 | 1.6464 | 24.0472 | 0.012346 | 0.35106 | 0.6366 | 0.038889 | 0.71993 | 0.22884 | 0.067284 | 5.6358 | 6.1461e-05 | 2735 | 0.01 | 2481 | 10 | 53.62% | 0 | 0 | 60.97% | 0%
5578 | VASCO 1102886522 | 13751102 | VASCO 1102 | 886522 | FALSE | 30828.6552 | 10908.527 | 154 | 0.17387 | 1.3578 | 27.9674 | 0 | 0.40541 | 0.59459 | 0 | 0.61407 | 0.38593 | 0 | 2.3601 | 6.1458e-05 | 2736 |  | 2965
6116 | IGNACIO 1105908 | 42481105 | IGNACIO 1105 | 908 | FALSE | 3616.7994 | 1126.3756 | 42 | 0.79468 | 2.1841 | 42.1865 | 0.23175 | 0.63651 | 0.1 | 0.0079365 | 0.1 | 0.62857 | 0 | 7.0322 | 6.1442e-05 | 2737 |  | 3005
8266 | LAS POSITAS 2108MR182 | 14402108 | LAS POSITAS 2108 | MR182 | FALSE | 11548.6884 | 10768.7759 | 56 | 0.22872 | 1.2646 | 29.6941 | 0.017857 | 0.72265 | 0.24164 | 0.18502 | 0.54266 | 0.23661 | 0 | 3.7857 | 6.1377e-05 | 2738 | 0.03 | 1656 | 52.1 | 25.77% | 0 | 0 | 85.34% | 0%
2054 | PUEBLO 1104580658 | 43291104 | PUEBLO 1104 | 580658 | FALSE | 16767.5085 | 15111.3604 | 107 | 0.18552 | 1.887 | 60.5927 | 0 | 0.57555 | 0.41511 | 0 | 0.67679 | 0.31386 | 0 | 11.7881 | 6.1348e-05 | 2739 |  | 2759
9463 | ATASCADERO 1103A06 | 182541103 | ATASCADERO 1103 | A06 | TRUE | 3295.4951 | 441.6127 | 27 | 0.23622 | 1.3723 | 36.5079 | 0.026749 | 0.1142 | 0.85905 | 0.018519 | 0.85905 | 0.1142 | 0.0092593 | 5.5816 | 6.1339e-05 | 2740 | 0.14 | 509 | 59.06 | 96.54% | 3 | 5 | 91.06% | 64%
6887 | HATTON 1102648928 | 182291102 | HATTON 1102 | 648928 | FALSE | 7727.8743 | 6359.2353 | 44 | 0.20781 | 1.1064 | 34.2299 | 0 | 0.97159 | 0.022727 | 0 | 0.22727 | 0.26326 | 0 | 15.3048 | 6.1331e-05 | 2741 | 0.01 | 2411 | 29.94 | 0% | 2 | 4 | 59.99% | 0%
195 | COARSEGOLD 21045300 | 254432104 | COARSEGOLD 2104 | 5300 | FALSE | 89782.9365 | 89782.9365 | 507 | 0.04511 | 1.4847 | 26.8368 | 0.049885 | 0.03879 | 0.90935 | 0.0078895 | 0.90146 | 0.03879 | 0.00098619 | 4.9765 | 6.1292e-05 | 2742 | 0.1 | 642 | 19.45 | 89.47% | 1 | 28 | 100% | 0%
8759 | KERCKHOFF 1101R308 | 252561101 | KERCKHOFF 1101 | R308 | FALSE | 6217.3701 | 6217.3701 | 22 | 0.097057 | 1.6413 | 40.6287 | 0 | 0.5 | 0.5 | 0.12121 | 0.60606 | 0.27273 | 0 | 8.4103 | 6.1262e-05 | 2743 | 0.02 | 1917 | 40.58 | 35.11% | 0 | 3 | 100% | 0%
9778 | HIGGINS 11097863 | 152691109 | HIGGINS 1109 | 7863 | FALSE | 6797.0988 | 6797.0988 | 42 | 0.00081456 | 2.6051 | 25.0368 | 0 | 0 | 0.9881 | 0 | 0.9881 | 0 | 0 | 7.4776 | 6.1162e-05 | 2744 | 0.03 | 1536 | 12.28 | 100% | 0 | 0 | 100% | 0%
9841 | MESA 1103126697 | 182821103 | MESA 1103 | 126697 | FALSE | 1766.1223 | 1641.863 | 10 | 0.30505 | 0.9418 | 33.3587 | 0 | 0.58 | 0.42 | 0 | 0.42 | 0.58 | 0 | 5.6409 | 6.1082e-05 | 2745 |  | 3433
2101 | SAN BENITO 210488772 | 182742104 | SAN BENITO 2104 | 88772 | FALSE | 69339.2928 | 39135.7756 | 474 | 0.35158 | 1.397 | 34.6343 | 0.090014 | 0.30144 | 0.60302 | 0.0059775 | 0.56702 | 0.22356 | 0 | 8.557 | 6.1067e-05 | 2746 | 0.07 | 838 | 25.51 | 54.82% | 18 | 5 | 55.63% | 0%
7956 | JESSUP 11011993 | 103441101 | JESSUP 1101 | 1993 | FALSE | 4771.9686 | 4470.3512 | 39 | 0.091718 | 2.6923 | 21.9085 | 0 | 0 | 1 | 0.68803 | 0.31197 | 0 | 0 | 7.7537 | 6.0989e-05 | 2747 | 0.03 | 1606 | 23.01 | 100% | 0 | 1 | 100% | 0%
6161 | HIGHLANDS 1102556 | 43361102 | HIGHLANDS 1102 | 556 | TRUE | 12171.5187 | 285.9131 | 90 | 0.51838 | 1.987 | 52.0571 | 0.13611 | 0.13278 | 0.73111 | 0.014815 | 0.70093 | 0.12537 | 0.0055556 | 5.4912 | 6.0969e-05 | 2748 | 0.01 | 2362 | 10 | 100% | 0 | 0 | 1.91% | 0%
9117 | WEST POINT 11021535 | 163201102 | WEST POINT 1102 | 1535 | FALSE | 4933.5895 | 4933.5895 | 30 | 0.0010915 | 3.0042 | 31.7614 | 0 | 0 | 1 | 1 | 0 | 0 | 0.033333 | 23.1756 | 6.0964e-05 | 2749 | 0.25 | 205 | 85.97 | 100% | 1 | 1 | 100% | 100%
8712 | ELK CREEK 110193504 | 102781101 | ELK CREEK 1101 | 93504 | FALSE | 4036.8011 | 3461.2366 | 15 | 0.1494 | 1.2084 | 43.4995 | 0 | 0 | 1 | 0.34667 | 0.65333 | 0 | 0 | 3.7719 | 6.0933e-05 | 2750 | 0.03 | 1563 | 54.39 | 100% | 0 | 0 | 90.07% | 0%
4033 | GANSNER 11012006 | 103021101 | GANSNER 1101 | 2006 | FALSE | 27571.1883 | 27571.1883 | 151 | 0.11088 | 3.2724 | 38.8577 | 0 | 0.0099338 | 0.99007 | 0.85292 | 0.14708 | 0 | 0.041943 | 16.0087 | 6.0918e-05 | 2751 | 0.09 | 693 | 53 | 98.77% | 5 | 5 | 100% | 3%
4101 | LAURELES 1112562376 | 182371112 | LAURELES 1112 | 562376 | FALSE | 12962.1789 | 12746.1039 | 82 | 0.15031 | 1.2676 | 45.6751 | 0 | 0.63008 | 0.36992 | 0 | 0.40752 | 0.45528 | 0.0060976 | 7.5299 | 6.0914e-05 | 2752 |  | 2872
5994 | RED BLUFF 11011334 | 103541101 | RED BLUFF 1101 | 1334 | FALSE | 25612.9912 | 2886.1165 | 155 | 0.14534 | 1.7816 | 27.235 | 0.21129 | 0.075269 | 0.71344 | 0.029032 | 0.71774 | 0.041935 | 0 | 3.3556 | 6.0867e-05 | 2753 | 0.02 | 1948 | 68.61 | 100% | 0 | 0 | 11.05% | 0%
5752 | MONTICELLO 110165454 | 43051101 | MONTICELLO 1101 | 65454 | FALSE | 3114.2101 | 2176.3172 | 23 | 0.39025 | 1.8638 | 63.5085 | 0 | 0 | 1 | 0 | 1 | 0 | 0 | 6.6821 | 6.0844e-05 | 2754 | 0.02 | 2113 | 75.72 | 100% | 0 | 0 | 9.58% | 0%
5291 | MIWUK 1702823548 | 163661702 | MIWUK 1702 | 823548 | FALSE | 31748.5399 | 31748.5399 | 231 | 0.052846 | 2.8702 | 39.0978 | 0.021248 | 0 | 0.97875 | 0.95718 | 0.0054113 | 0 | 0.0010823 | 22.6492 | 6.0776e-05 | 2755 |  | 2944
9020 | EAST QUINCY 1101424048 | 102551101 | EAST QUINCY 1101 | 424048 | FALSE | 1501.8611 | 1068.5882 | 12 | 0.40446 | 2.7631 | 40.8274 | 0 | 0.10417 | 0.89583 | 1 | 0 | 0 | 0 | 11.6417 | 6.0749e-05 | 2756 |  | 3298
9871 | SARATOGA 1103709451 | 83371103 | SARATOGA 1103 | 709451 | TRUE | 302.4738 | 302.4738 | 5 | 0.81014 | 1.7269 | 19.6123 | 0 | 1 | 0 | 0 | 0 | 1 | 0 | 8.443 | 6.0665e-05 | 2757 |  | 3439
751 | GUALALA 1112662 | 42841112 | GUALALA 1112 | 662 | FALSE | 13657.9642 | 10019.7655 | 104 | 0.34023 | 2.797 | 55.8596 | 0.027885 | 0.95929 | 0.012821 | 0 | 0.32099 | 0.65112 | 0.029647 | 48.9569 | 6.0639e-05 | 2758 | 0.03 | 1461 | 33.91 | 0.65% | 13 | 22 | 98.43% | 0%
8313 | RED BLUFF 1104135854 | 103541104 | RED BLUFF 1104 | 135854 | FALSE | 4250.0634 | 2325.1244 | 34 | 0.43737 | 1.721 | 25.6393 | 0 | 0 | 1 | 0 | 1 | 0 | 0 | 4.2506 | 6.0566e-05 | 2759 |  | 3213
4306 | RAWSON 1103428534 | 103531103 | RAWSON 1103 | 428534 | FALSE | 8740.0932 | 7301.7326 | 18 | 0.19728 | 1.785 | 29.7328 | 0 | 0.27778 | 0.72222 | 0 | 0.72222 | 0.27778 | 0 | 3.2455 | 6.0557e-05 | 2760 |  | 2880
9558 | BRENTWOOD 21056512 | 14592105 | BRENTWOOD 2105 | 6512 | FALSE | 1047.7996 | 1047.7996 | 5 | 0.64136 | 0.9599 | 19.0521 | 0.16 | 0 | 0.8 | 0 | 0.8 | 0 | 0 | 2.3802 | 6.0555e-05 | 2761 | 0.03 | 1694 | 10 | 96.38% | 0 | 1 | 100% | 0%
3970 | PUEBLO 1105348368 | 43291105 | PUEBLO 1105 | 348368 | FALSE | 14957.0247 | 4473.6471 | 107 | 0.46518 | 1.6764 | 49.0857 | 0 | 0.38754 | 0.58442 | 0 | 0.58255 | 0.37819 | 0 | 9.3395 | 6.0549e-05 | 2762 |  | 2865
2886 | VOLTA 11011596 | 102541101 | VOLTA 1101 | 1596 | FALSE | 35104.5465 | 35104.5465 | 132 | 0.11754 | 2.9197 | 30.7712 | 0 | 0 | 0.99621 | 0.80177 | 0.15152 | 0 | 0.037879 | 14.4538 | 6.0424e-05 | 2763 | 0.05 | 1057 | 45.5 | 99.98% | 1 | 12 | 100% | 0%
9266 | WILLOW PASS 2107445650 | 13912107 | WILLOW PASS 2107 | 445650 | FALSE | 1066.4109 | 1066.4109 | 5 | 0.23754 | 1.4651 | 23.0042 | 0.15 | 0 | 0.85 | 0 | 0.85 | 0 | 0 | 3.1343 | 6.0341e-05 | 2764 |  | 3333
6685 | OCEANO 1102749231 | 182601102 | OCEANO 1102 | 749231 | FALSE | 18200.1936 | 8940.1081 | 141 | 0.34552 | 0.9203 | 31.3982 | 0.35805 | 0.17962 | 0.46001 | 0.020095 | 0.46001 | 0.15898 | 0 | 6.3863 | 6.0256e-05 | 2765 |  | 3055
697 | SANTA ROSA A 1107CB | 42151107 | SANTA ROSA A 1107 | CB | FALSE | 9896.0278 | 4879.3813 | 92 | 0.68968 | 2.2133 | 54.7106 | 0.25791 | 0.24716 | 0.49493 | 0 | 0.49493 | 0.24354 | 0.0027174 | 13.4233 | 6.0199e-05 | 2766 | 0.1 | 663 | 10 | 71.96% | 6 | 3 | 60.44% | 100%
9390 | COAST RD 04015134 | 88820401 | COAST RD 0401 | 5134 | FALSE | 4886.1695 | 1018.6198 | 23 | 0.47619 | 1.7397 | 32.358 | 0 | 1 | 0 | 0.19565 | 0 | 0.32609 | 0 | 26.3687 | 6.0194e-05 | 2767 | 0.01 | 2333 | 10 | 0% | 0 | 0 | 53.13% | 0%
1128 | SAN MIGUEL 1106605393 | 182661106 | SAN MIGUEL 1106 | 605393 | FALSE | 40299.6716 | 33375.8865 | 119 | 0.19682 | 0.81978 | 36.782 | 0 | 0.0084034 | 0.9916 | 0.0084034 | 0.97479 | 0.0084034 | 0 | 1.534 | 6.0131e-05 | 2768 |  | 2710
5050 | ATASCADERO 1101A22 | 182541101 | ATASCADERO 1101 | A22 | TRUE | 21048.1737 | 0 | 167 | 0.48777 | 1.0084 | 34.7441 | 0.060508 | 0.29477 | 0.64472 | 0.000998 | 0.7033 | 0.1582 | 0.001497 | 5.6179 | 6.0117e-05 | 2769 | 0.01 | 2515 | 10 | 88.74% | 0 | 1 | 3.68% | 0%
9651 | PURISIMA 1101Y44 | 182971101 | PURISIMA 1101 | Y44 | FALSE | 18687.8674 | 16745.9311 | 45 | 0.10722 | 0.97535 | 31.1086 | 0.56667 | 0.1037 | 0.32963 | 0 | 0.38148 | 0.051852 | 0 | 4.7291 | 6.0111e-05 | 2770 | 0.03 | 1715 | 87.55 | 33.95% | 0 | 2 | 86.13% | 0%
7511 | BERKELEY F 1105189500 | 12061105 | BERKELEY F 1105 | 189500 | FALSE | 1726.2402 | 1225.686 | 17 | 0.75342 | 1.8218 | 17.8704 | 0 | 0.91422 | 0.034314 | 0 | 0.53431 | 0.17647 | 0 | 11.2459 | 6.0082e-05 | 2771 |  | 3131
2447 | SAN LUIS OBISPO 110342344 | 182631103 | SAN LUIS OBISPO 1103 | 42344 | FALSE | 17541.9825 | 15185.6709 | 123 | 0.21771 | 1.0083 | 37.8218 | 0.0081301 | 0.37249 | 0.61938 | 0.027642 | 0.60962 | 0.35461 | 0.01626 | 3.6546 | 6.005e-05 | 2772 | 0.03 | 1634 | 51.7 | 64.08% | 0 | 1 | 70.58% | 0%
3205 | COTATI 110361736 | 42271103 | COTATI 1103 | 61736 | FALSE | 26875.6469 | 19558.6498 | 129 | 0.22284 | 2.2903 | 69.6457 | 0.033592 | 0.73902 | 0.22739 | 0 | 0.48127 | 0.47739 | 0.054264 | 8.8797 | 6.0018e-05 | 2773 | 0.02 | 1826 | 78.88 | 12.09% | 0 | 11 | 59.74% | 0%
5028 | PUEBLO 21031970 | 43292103 | PUEBLO 2103 | 1970 | TRUE | 6915.717 | 0 | 60 | 0.77216 | 2.3211 | 51.2078 | 0.1945 | 0.23361 | 0.57189 | 0 | 0.60475 | 0.18805 | 0 | 8.0221 | 6.0013e-05 | 2774 | 0.02 | 2103 | 37.23 | 48.19% | 3 | 0 | 44.65% | 0%
6008 | GEYSERVILLE 1101482 | 42891101 | GEYSERVILLE 1101 | 482 | TRUE | 6000.1069 | 595.0555 | 38 | 0.79962 | 2.8856 | 64.1419 | 0 | 0.51404 | 0.48596 | 0 | 0.48596 | 0.51404 | 0.18421 | 8.5523 | 6e-05 | 2775 | 0.02 | 1995 | 77.96 | 100% | 0 | 0 | 13.09% | 0%
2728 | MESA 1103M72 | 182821103 | MESA 1103 | M72 | FALSE | 24045.3968 | 13551.8371 | 180 | 0.1688 | 0.97227 | 35.2501 | 0.20176 | 0.098796 | 0.69944 | 0 | 0.69944 | 0.098796 | 0.0083333 | 5.7296 | 5.9996e-05 | 2776 | 0.04 | 1271 | 10 | 75.44% | 1 | 10 | 38.47% | 0%
5621 | FORT ROSS 112137326 | 42851121 | FORT ROSS 1121 | 37326 | FALSE | 8213.253 | 8213.253 | 31 | 0.20813 | 2.7451 | 60.6587 | 0 | 0.91613 | 0.083871 | 0 | 0.40215 | 0.59785 | 0.032258 | 24.1909 | 5.9994e-05 | 2777 | 0.03 | 1446 | 13.09 | 4.2% | 4 | 1 | 100% | 0%
6205 | OILFIELDS 1103N48 | 182391103 | OILFIELDS 1103 | N48 | FALSE | 76703.6711 | 76703.6711 | 292 | 0.10064 | 0.99162 | 24.7892 | 0.0034247 | 0.0034247 | 0.99315 | 0.02226 | 0.96404 | 0 | 0 | 3.884 | 5.999e-05 | 2778 | 0.08 | 758 | 56.14 | 99.69% | 2 | 26 | 100% | 0%
3650 | ROB ROY 210512584 | 83692105 | ROB ROY 2105 | 12584 | FALSE | 41638.8897 | 5651.1648 | 297 | 0.47779 | 1.6404 | 26.4929 | 0.13962 | 0.67755 | 0.18081 | 0.016138 | 0.27455 | 0.55378 | 0.0081369 | 10.5421 | 5.9861e-05 | 2779 | 0.01 | 2617 | 10 | 22.02% | 2 | 1 | 25.72% | 0%
4165 | VIEJO 22022606 | 182852202 | VIEJO 2202 | 2606 | FALSE | 4663.4326 | 1279.376 | 52 | 0.44461 | 1.0002 | 27.5375 | 0.012821 | 0.98718 | 0 | 0.19103 | 0.32692 | 0.28654 | 0 | 19.4757 | 5.9834e-05 | 2780 | 0.01 | 2485 | 10 | 0% | 1 | 1 | 98.67% | 0%
8494 | BRENTWOOD 2105502672 | 14592105 | BRENTWOOD 2105 | 502672 | FALSE | 30486.256 | 2285.3291 | 127 | 0.28905 | 0.92017 | 43.9586 | 0.1168 | 0.45538 | 0.42782 | 0.013123 | 0.4147 | 0.45538 | 0.027559 | 6.1955 | 5.9745e-05 | 2781 | 0.01 | 2159 | 10 | 100% | 0 | 0 | 7.37% | 0%
10488 | HALF MOON BAY 1103531594 | 24101103 | HALF MOON BAY 1103 | 531594 | FALSE | 4284.5499 | 3998.7287 | 25 | 0.17147 | 1.8268 | 19.9094 | 0 | 0.36 | 0.64 | 0 | 0.64 | 0.36 | 0 | 7.4728 | 5.9727e-05 | 2782 |  | 3558
6176 | COARSEGOLD 21045525 | 254432104 | COARSEGOLD 2104 | 5525 | FALSE | 21152.7165 | 21152.7165 | 175 | 0.1256 | 1.3692 | 32.6335 | 0 | 0 | 0.9981 | 0.019048 | 0.97905 | 0 | 0.011429 | 5.4562 | 5.9719e-05 | 2783 | 0.07 | 878 | 10.8 | 99.82% | 2 | 45 | 100% | 0%
7194 | WEST POINT 1101L373 | 163201101 | WEST POINT 1101 | L373 | FALSE | 11899.5211 | 11899.5211 | 93 | 0.0011132 | 3.5781 | 28.458 | 0 | 0 | 1 | 1 | 0 | 0 | 0 | 26.8364 | 5.9702e-05 | 2784 | 0.3 | 127 | 94.69 | 100% | 2 | 9 | 100% | 100%
9432 | GUALALA 1111445166 | 42841111 | GUALALA 1111 | 445166 | FALSE | 15269.7955 | 12164.2635 | 71 | 0.18854 | 2.4986 | 53.848 | 0 | 0.94366 | 0.056338 | 0.028169 | 0.056338 | 0.87324 | 0.042254 | 33.3413 | 5.9661e-05 | 2785 | 0.04 | 1317 | 19.29 | 4.14% | 11 | 12 | 79.44% | 0%
483 | EL CERRITO G 1105CB | 12501105 | EL CERRITO G 1105 | CB | FALSE | 11982.8259 | 11982.8259 | 97 | 0.6754 | 1.7252 | 18.6509 | 0.086475 | 0.78544 | 0.12035 | 0.041237 | 0.56317 | 0.16065 | 0 | 10.4099 | 5.9625e-05 | 2786 | 0.04 | 1415 | 22.68 | 12.34% | 2 | 5 | 100% | 20%
5683 | OAKLAND K 1104CB | 12101104 | OAKLAND K 1104 | CB | FALSE | 2366.505 | 2366.505 | 17 | 0.60231 | 1.7705 | 18.9231 | 0.74111 | 0.058824 | 0.16516 | 0.0181 | 0.20588 | 0 | 0 | 13.7308 | 5.9542e-05 | 2787 | 0.03 | 1748 | 10 | 13.99% | 1 | 4 | 100% | 35%
9462 | BEAR VALLEY 210110019 | 252192101 | BEAR VALLEY 2101 | 10019 | FALSE | 3187.4941 | 3187.4941 | 11 | 0.017153 | 1.8121 | 30.8538 | 0 | 0 | 1 | 0.090909 | 0.90909 | 0 | 0 | 5.0654 | 5.9517e-05 | 2788 | 0.04 | 1305 | 23.75 | 100% | 0 | 6 | 100% | 0%
6780 | FOOTHILL 1102CB | 182951102 | FOOTHILL 1102 | CB | FALSE | 15763.1114 | 12699.351 | 97 | 0.28263 | 1.1767 | 38.5969 | 0.50318 | 0.072165 | 0.42466 | 0 | 0.42466 | 0.06701 | 0 | 6.1627 | 5.9509e-05 | 2789 | 0.03 | 1722 | 51.81 | 56.43% | 3 | 6 | 82.95% | 0%
4442 | OCEANO 1104Q06 | 182601104 | OCEANO 1104 | Q06 | FALSE | 20064.3385 | 20064.3385 | 154 | 0.18647 | 1.0098 | 37.6151 | 0.012662 | 0.2817 | 0.70564 | 0.0097403 | 0.71538 | 0.26222 | 0 | 4.9153 | 5.9491e-05 | 2790 | 0.07 | 836 | 18.16 | 68.47% | 10 | 12 | 100% | 0%
230 | CAROLANDS 04049026 | 24060404 | CAROLANDS 0404 | 9026 | FALSE | 8105.233 | 1184.1509 | 71 | 0.58438 | 1.5439 | 30.3457 | 0.13427 | 0.76385 | 0.10188 | 0.052817 | 0.10188 | 0.67723 | 0.025587 | 12.3061 | 5.949e-05 | 2791 | 0.01 | 2521 | 10 | 28.62% | 0 | 0 | 5.51% | 0%
2737 | VOLTA 110153118 | 102541101 | VOLTA 1101 | 53118 | FALSE | 15490.2629 | 15490.2629 | 47 | 0.034058 | 2.5379 | 34.9623 | 0 | 0 | 1 | 0.46099 | 0.53901 | 0 | 0 | 5.5666 | 5.9428e-05 | 2792 | 0.05 | 1113 | 40.81 | 100% | 0 | 1 | 100% | 0%
801 | OCEANO 1102CB | 182601102 | OCEANO 1102 | CB | FALSE | 26239.5079 | 25449.7716 | 183 | 0.25298 | 0.96466 | 37.9288 | 0.27341 | 0.32869 | 0.39499 | 0.081512 | 0.3918 | 0.24718 | 0 | 5.0702 | 5.9389e-05 | 2793 | 0.08 | 784 | 11.58 | 41.43% | 7 | 19 | 75.87% | 0%
9794 | SONOMA 1106510055 | 42721106 | SONOMA 1106 | 510055 | TRUE | 1976.5067 | 817.6203 | 11 | 0.38427 | 2.1861 | 52.2028 | 0 | 0.43506 | 0.56494 | 0 | 0.56494 | 0.43506 | 0 | 6.4601 | 5.9313e-05 | 2794 |  | 3426
5756 | CABRILLO 11031437 | 183101103 | CABRILLO 1103 | 1437 | FALSE | 7854.9148 | 4577.3445 | 39 | 0.2973 | 0.87265 | 40.6788 | 0.025641 | 0.46581 | 0.50855 | 0.025641 | 0.50855 | 0.41453 | 0 | 4.2119 | 5.9276e-05 | 2795 | 0.02 | 1834 | 37.97 | 72.77% | 0 | 0 | 66.31% | 0%
3710 | MARIPOSA 210110070 | 254452101 | MARIPOSA 2101 | 10070 | FALSE | 42054.457 | 42054.457 | 249 | 0.050982 | 2.3014 | 32.4482 | 0 | 0.027778 | 0.96419 | 0.86847 | 0.12349 | 0 | 0 | 7.9062 | 5.9269e-05 | 2796 | 0.08 | 744 | 26.9 | 96.01% | 1 | 27 | 100% | 0%
1215 | SAN RAMON 2106CB | 14232106 | SAN RAMON 2106 | CB | TRUE | 3504.1175 | 755.1177 | 25 | 0.85732 | 1.5557 | 26.1401 | 0.87111 | 0 | 0.12 | 0 | 0.12 | 0 | 0 | 3.9501 | 5.9264e-05 | 2797 |  | 2717
402 | REDBUD 1102922 | 43191102 | REDBUD 1102 | 922 | FALSE | 12634.8407 | 12589.4258 | 84 | 0.47016 | 1.908 | 61.7303 | 0.02381 | 0.0089286 | 0.96726 | 0 | 0.96726 | 0.0089286 | 0.015873 | 59.5706 | 5.9231e-05 | 2798 | 0.03 | 1539 | 10 | 97% | 1 | 5 | 42.49% | 0%
4580 | WEST POINT 11021341 | 163201102 | WEST POINT 1102 | 1341 | FALSE | 15927.2159 | 15927.2159 | 87 | 0.0033063 | 2.6787 | 27.8504 | 0 | 0 | 1 | 1 | 0 | 0 | 0 | 19.2939 | 5.9226e-05 | 2799 | 0.34 | 91 | 74.45 | 100% | 1 | 5 | 100% | 100%
7021 | DOLAN ROAD 1101590402 | 182381101 | DOLAN ROAD 1101 | 590402 | FALSE | 9614.0154 | 3916.034 | 78 | 0.23163 | 1.3673 | 28.4551 | 0 | 0.53419 | 0.46581 | 0 | 0.46581 | 0.53419 | 0 | 8.9857 | 5.9195e-05 | 2800 |  | 3086
952 | SANTA YNEZ 1104Y66 | 182721104 | SANTA YNEZ 1104 | Y66 | FALSE | 29410.1773 | 27268.3855 | 138 | 0.11382 | 0.99868 | 30.5222 | 0.018116 | 0.26449 | 0.71594 | 0 | 0.73768 | 0.24275 | 0.0072464 | 3.2986 | 5.9163e-05 | 2801 | 0.11 | 626 | 85.16 | 76.69% | 1 | 3 | 92.13% | 27%
5972 | TASSAJARA 2104CB | 14662104 | TASSAJARA 2104 | CB | TRUE | 1951.9603 | 159.1645 | 22 | 0.92135 | 1.636 | 20.4519 | 0.76894 | 0.17045 | 0.060606 | 0 | 0.060606 | 0.13636 | 0 | 4.9512 | 5.9141e-05 | 2802 | 0.01 | 2573 | 10 | 0% | 0 | 1 | 9.09% | 0%
5027 | PEORIA 17048040 | 163781704 | PEORIA 1704 | 8040 | FALSE | 41434.2849 | 11785.9847 | 145 | 0.0843 | 1.6077 | 39.3718 | 0 | 0.0068966 | 0.9931 | 0 | 0.91207 | 0.0068966 | 0 | 2.1349 | 5.9131e-05 | 2803 | 0.02 | 1772 | 41.63 | 97.88% | 2 | 3 | 34.87% | 0%
2757 | BURNEY 11011358 | 103311101 | BURNEY 1101 | 1358 | FALSE | 15167.5785 | 13566.1241 | 51 | 0.068046 | 2.8851 | 22.5428 | 0.18487 | 0.0098039 | 0.79972 | 0.76704 | 0.03268 | 0.0098039 | 0.029412 | 10.3969 | 5.9055e-05 | 2804 | 0.03 | 1565 | 60.59 | 76.98% | 1 | 3 | 74.4% | 0%
4181 | MONTICELLO 1101666 | 43051101 | MONTICELLO 1101 | 666 | FALSE | 21923.7063 | 19462.335 | 90 | 0.19173 | 1.8243 | 43.0247 | 0.022222 | 0.25 | 0.72778 | 0.074074 | 0.88426 | 0.0083333 | 0.044444 | 14.7117 | 5.9029e-05 | 2805 | 0.03 | 1623 | 67.74 | 65.91% | 1 | 1 | 73.12% | 0%
4593 | POSO MOUNTAIN 2101CB | 253642101 | POSO MOUNTAIN 2101 | CB | FALSE | 6924.1001 | 6924.1001 | 22 | 0.21104 | 0.60744 | 33.0337 | 0.20455 | 0.3 | 0.13788 | 0.27727 | 0.12652 | 0.022727 | 0 | 0.54167 | 5.902e-05 | 2806 | 0.03 | 1471 | 10 | 10.82% | 0 | 0 | 100% | 0%
8481 | PERRY 110185870 | 183071101 | PERRY 1101 | 85870 | FALSE | 27055.9571 | 18409.1169 | 109 | 0.1756 | 1.3498 | 40.9256 | 0.19536 | 0.55418 | 0.25046 | 0 | 0.25046 | 0.47875 | 0 | 4.2502 | 5.897e-05 | 2807 | 0.02 | 2093 | 34.87 | 24.59% | 0 | 0 | 72.93% | 0%
3312 | OLETA 11011217 | 163541101 | OLETA 1101 | 1217 | FALSE | 27736.9205 | 22843.3853 | 116 | 0.044623 | 1.8866 | 36.1125 | 0 | 0 | 1 | 0.038793 | 0.96121 | 0 | 0 | 5.5292 | 5.896e-05 | 2808 | 0.07 | 843 | 60.77 | 100% | 1 | 3 | 83.71% | 43%
9280 | FREMONT 1104MR339 | 14351104 | FREMONT 1104 | MR339 | FALSE | 11213.6735 | 1921.2331 | 73 | 0.17705 | 1.4019 | 32.3018 | 0 | 0.56279 | 0.43721 | 0 | 0.43721 | 0.56279 | 0.030822 | 6.06 | 5.8956e-05 | 2809 | 0.01 | 2176 | 84.5 | 6.26% | 0 | 0 | 17.79% | 0%
10410 | PUEBLO 2102391312 | 43292102 | PUEBLO 2102 | 391312 | TRUE | 1866.0468 | 229.6394 | 13 | 0.72688 | 2.3622 | 60.4018 | 0 | 0.90769 | 0.076923 | 0 | 0.10256 | 0.88205 | 0 | 4.4738 | 5.8919e-05 | 2810 |  | 3544
6610 | GREEN VALLEY 210112824 | 83192101 | GREEN VALLEY 2101 | 12824 | FALSE | 19725.4463 | 1410.0846 | 97 | 0.49827 | 1.6286 | 35.6008 | 0.033873 | 0.73544 | 0.22038 | 0.017182 | 0.26654 | 0.46564 | 0.0017182 | 6.5234 | 5.8888e-05 | 2811 | 0.01 | 2458 | 70 | 0% | 0 | 0 | 0.55% | 0%
4499 | MORGAN HILL 2109145998 | 83242109 | MORGAN HILL 2109 | 145998 | FALSE | 4112.6069 | 4027.966 | 28 | 0.43223 | 1.5596 | 32.7043 | 0 | 0 | 1 | 0.29762 | 0.70238 | 0 | 0.0625 | 25.3917 | 5.8787e-05 | 2812 |  | 2898
10885 | MORGAN HILL 2111940112 | 83242111 | MORGAN HILL 2111 | 940112 | TRUE | 489.7385 | 455.0253 | 2 | 0.12156 | 1.4939 | 25 | 0 | 0 | 1 | 0 | 1 | 0 | 0 | 4.7905 | 5.8767e-05 | 2813 |  | 3616
3888 | PUEBLO 1105716 | 43291105 | PUEBLO 1105 | 716 | TRUE | 14760.549 | 161.153 | 124 | 0.51242 | 1.7097 | 50.6848 | 0.15054 | 0.37231 | 0.46678 | 0 | 0.46678 | 0.37231 | 0 | 9.6038 | 5.8731e-05 | 2814 | 0.01 | 2286 | 34.71 | 67.65% | 0 | 0 | 14.86% | 0%
8037 | CAYUCOS 1102613456 | 182551102 | CAYUCOS 1102 | 613456 | FALSE | 38029.4611 | 21637.0644 | 145 | 0.049442 | 1.4705 | 40.0809 | 0 | 0.31264 | 0.68736 | 0.072414 | 0.56667 | 0.31264 | 0.0068966 | 8.7554 | 5.8725e-05 | 2815 |  | 3187
3654 | PENNGROVE 1101247511 | 43471101 | PENNGROVE 1101 | 247511 | FALSE | 3219.7109 | 1938.4111 | 26 | 0.25895 | 2.0902 | 67.7782 | 0 | 0.72821 | 0.27179 | 0 | 0.27179 | 0.72821 | 0.032051 | 9.1736 | 5.8722e-05 | 2816 |  | 2844
1014 | VIEJO 22019114 | 182852201 | VIEJO 2201 | 9114 | FALSE | 11036.3123 | 10977.6209 | 92 | 0.29229 | 1.1345 | 31.1564 | 0.098128 | 0.75185 | 0.13916 | 0.02808 | 0.4246 | 0.38681 | 0.017059 | 14.681 | 5.8649e-05 | 2817 | 0.04 | 1427 | 10 | 15.64% | 12 | 5 | 93.11% | 0%
2196 | ATASCADERO 1101A02 | 182541101 | ATASCADERO 1101 | A02 | FALSE | 41006.5742 | 41006.5742 | 253 | 0.12058 | 1.3955 | 35.4623 | 0.0019763 | 0.24297 | 0.75505 | 0 | 0.76296 | 0.23309 | 0.0039526 | 8.4299 | 5.864e-05 | 2818 | 0.04 | 1359 | 10.77 | 66.74% | 2 | 2 | 100% | 8%
6911 | DEL MONTE 21042624 | 182222104 | DEL MONTE 2104 | 2624 | FALSE | 30794.7642 | 29790.8638 | 148 | 0.18865 | 1.3137 | 30.7743 | 0.23517 | 0.35732 | 0.40751 | 0.0022523 | 0.54321 | 0.21486 | 0.023649 | 6.4173 | 5.858e-05 | 2819 | 0.06 | 967 | 31.87 | 33.21% | 2 | 17 | 94.85% | 0%
6322 | SALMON CREEK 1101196 | 43161101 | SALMON CREEK 1101 | 196 | FALSE | 11699.1957 | 9030.0657 | 36 | 0.0098212 | 2.6045 | 64.9387 | 0.055556 | 0.82222 | 0.12222 | 0 | 0.12222 | 0.82222 | 0 | 6.3664 | 5.8544e-05 | 2820 | 0.02 | 1966 | 72.91 | 4.05% | 3 | 0 | 69.63% | 0%
151 | SUMMIT 1102CB | 152591102 | SUMMIT 1102 | CB | FALSE | 1694.4122 | 1694.4122 | 22 | 0.088867 | 5.0568 | 20.4595 | 0.24242 | 0.045455 | 0.68409 | 0.53636 | 0.045455 | 0 | 0.0090909 | 14.3167 | 5.8522e-05 | 2821 | 0.03 | 1645 | 10 | 73.24% | 1 | 3 | 100% | 0%
7354 | JOLON 11027004 | 182981102 | JOLON 1102 | 7004 | FALSE | 31981.9475 | 12745.3246 | 128 | 0.27896 | 0.86951 | 49.1192 | 0 | 0 | 1 | 0.23828 | 0.76172 | 0 | 0 | 1.8276 | 5.8428e-05 | 2822 | 0.02 | 1854 | 47.89 | 100% | 0 | 0 | 27.2% | 0%
9923 | CLOVERDALE 110247214 | 42821102 | CLOVERDALE 1102 | 47214 | TRUE | 43.972 | 43.972 | 1 |  |  | 6.7918 | 0 | 0 | 1 | 0 | 1 | 0 | 0 |  | 5.8357e-05 | 2823 | 0.03 | 1544 | 10 | 100% | 0 | 0 | 100% | 0%
8255 | CRESCENT MILLS 21012562 | 103132101 | CRESCENT MILLS 2101 | 2562 | FALSE | 55111.7044 | 31122.7322 | 222 | 0.13717 | 2.5509 | 29.3588 | 0 | 0.12613 | 0.86937 | 0.83784 | 0 | 0.12613 | 0.024024 | 8.0312 | 5.835e-05 | 2824 | 0.03 | 1550 | 76.7 | 88.81% | 4 | 1 | 50.76% | 0%
2586 | VOLTA 11021504 | 102541102 | VOLTA 1102 | 1504 | FALSE | 13347.4853 | 13347.4853 | 95 | 0.048351 | 2.9143 | 24.7628 | 0 | 0 | 1 | 0.98246 | 0.017544 | 0 | 0.073684 | 26.0684 | 5.8288e-05 | 2825 | 0.24 | 226 | 82.97 | 100% | 2 | 3 | 100% | 100%
10928 | FORT ORD 21069656 | 182402106 | FORT ORD 2106 | 9656 | TRUE | 188.9883 | 188.9883 | 2 | 0.41573 | 1.2061 | 24.8055 | 0 | 1 | 0 | 0 | 0 | 0 | 0 | 4.4622 | 5.8277e-05 | 2826 |  | 3621
9538 | PIT NO 1 1101CB | 103721101 | PIT NO 1 1101 | CB | FALSE | 10535.3716 | 10535.3716 | 40 | 0.13253 | 1.4396 | 17.1062 | 0.035 | 0.49583 | 0.45667 | 0.48167 | 0.19583 | 0.011111 | 0.05 | 5.3574 | 5.8247e-05 | 2827 | 0.02 | 1851 | 10 | 29.8% | 1 | 2 | 98.02% | 0%
4211 | FAIRVIEW 2207P142 | 13432207 | FAIRVIEW 2207 | P142 | FALSE | 5002.4344 | 1963.5704 | 41 | 0.79703 | 1.4692 | 19.2631 | 0 | 0.99797 | 0.0020325 | 0 | 0.60305 | 0.15915 | 0 | 5.8655 | 5.8204e-05 | 2828 | 0.01 | 2145 | 10 | 4.93% | 0 | 0 | 20.76% | 0%
1040 | GANSNER 110152664 | 103021101 | GANSNER 1101 | 52664 | TRUE | 5174.4008 | 284.4033 | 44 | 0.70043 | 2.8346 | 35.1686 | 0 | 0.37614 | 0.62386 | 0.84329 | 0 | 0.047727 | 0.045545 | 10.5244 | 5.8197e-05 | 2829 |  | 2705
908 | PUTAH CREEK 1102710384 | 63681102 | PUTAH CREEK 1102 | 710384 | FALSE | 15468.9282 | 8584.2298 | 84 | 0.11877 | 1.6021 | 19.8778 | 0 | 0.051587 | 0.94841 | 0 | 0.94841 | 0.051587 | 0.029762 | 2.7831 | 5.8195e-05 | 2830 |  | 2697
8527 | HIGGINS 11097831 | 152691109 | HIGGINS 1109 | 7831 | FALSE | 14300.9674 | 14300.9674 | 86 | 0.009706 | 2.6204 | 26.5993 | 0 | 0 | 0.99612 | 0.03876 | 0.95736 | 0 | 0.011628 | 12.9097 | 5.8164e-05 | 2831 | 0.04 | 1266 | 26.58 | 100% | 4 | 1 | 100% | 0%
2464 | SHEPHERD 2111327814 | 252062111 | SHEPHERD 2111 | 327814 | FALSE | 23697.2526 | 18621.0587 | 119 | 0.063312 | 1.0877 | 22.9145 | 0.14547 | 0.0042017 | 0.85033 | 0.030882 | 0.57183 | 0.0042017 | 0 | 5.8649 | 5.813e-05 | 2832 |  | 2778
3140 | BAYWOOD 1101CB | 182801101 | BAYWOOD 1101 | CB | FALSE | 46476.8109 | 7426.5465 | 214 | 0.24535 | 1.1614 | 33.8596 | 0.22196 | 0.48598 | 0.29206 | 0.081776 | 0.30374 | 0.38785 | 0.0070093 | 4.2358 | 5.8116e-05 | 2833 | 0.01 | 2192 | 43.3 | 38.16% | 0 | 0 | 4.9% | 0%
4571 | TEMPLETON 2113A30 | 183052113 | TEMPLETON 2113 | A30 | TRUE | 2568.419 | 401.1046 | 25 | 0.59561 | 1.029 | 27.7097 | 0.05 | 0.65455 | 0.29545 | 0 | 0.79 | 0.16 | 0 | 4.8289 | 5.8029e-05 | 2834 | 0.01 | 2304 | 10 | 10.42% | 0 | 0 | 34.36% | 0%
9655 | VOLTA 110149742 | 102541101 | VOLTA 1101 | 49742 | FALSE | 5593.8568 | 5593.8568 | 28 | 0.0010968 | 2.4251 | 33.2392 | 0.10714 | 0 | 0.89286 | 0.30357 | 0.19048 | 0 | 0 | 5.674 | 5.8016e-05 | 2835 | 0.04 | 1343 | 49.92 | 84.98% | 0 | 1 | 100% | 0%
7127 | SONOMA 1107844168 | 42721107 | SONOMA 1107 | 844168 | FALSE | 18710.7045 | 7309.0201 | 100 | 0.44246 | 2.1206 | 52.6343 | 0.01 | 0.36167 | 0.62333 | 0.015 | 0.62333 | 0.17083 | 0 | 5.288 | 5.7956e-05 | 2836 |  | 3097
531 | SAN RAFAEL 1109418 | 42011109 | SAN RAFAEL 1109 | 418 | FALSE | 19645.0637 | 8262.136 | 130 | 0.50206 | 2.2255 | 53.8869 | 0.23068 | 0.36731 | 0.39817 | 0 | 0.36099 | 0.36731 | 0.019231 | 9.4788 | 5.7927e-05 | 2837 | 0.01 | 2451 | 10 | 55.54% | 4 | 2 | 35.66% | 0%
9697 | DOLAN ROAD 1101882610 | 182381101 | DOLAN ROAD 1101 | 882610 | TRUE | 653.6335 | 228.3158 | 8 | 0.1978 | 1.342 | 22.7447 | 0 | 0 | 1 | 0 | 1 | 0 | 0 | 15.4924 | 5.7922e-05 | 2838 |  | 3400
5034 | OAKLAND J 1102CR184 | 12091102 | OAKLAND J 1102 | CR184 | FALSE | 5568.9906 | 5568.9906 | 43 | 0.71038 | 1.8396 | 22.7102 | 0.3814 | 0.58372 | 0.023256 | 0 | 0.22093 | 0.38605 | 0 | 9.8085 | 5.7871e-05 | 2839 | 0.02 | 1903 | 10 | 2.13% | 3 | 2 | 100% | 0%
4702 | BURNEY 110145984 | 103311101 | BURNEY 1101 | 45984 | FALSE | 7772.9197 | 7772.9197 | 68 | 0.4729 | 2.2201 | 29.3947 | 0 | 0.59534 | 0.39485 | 0.98725 | 0.0029412 | 0 | 0.0018382 | 14.6918 | 5.7852e-05 | 2840 | 0.03 | 1611 | 10 | 42.42% | 2 | 3 | 98.54% | 0%
10430 | BELL 1107643778 | 152701107 | BELL 1107 | 643778 | TRUE | 406.3148 | 270.3051 | 4 | 0 | 2.5868 | 25.1553 | 0 | 0 | 1 | 0 | 1 | 0 | 0 | 4.7322 | 5.7794e-05 | 2841 |  | 3549
8715 | OLEMA 1101602 | 42291101 | OLEMA 1101 | 602 | FALSE | 38446.6728 | 26032.3379 | 115 | 0.068669 | 2.0227 | 50.3511 | 0 | 0.98261 | 0.017391 | 0.16449 | 0.29203 | 0.54348 | 0.0043478 | 10.8157 | 5.7752e-05 | 2842 | 0.04 | 1222 | 65.99 | 1.26% | 8 | 10 | 59.79% | 0%
3159 | SALMON CREEK 1101194 | 43161101 | SALMON CREEK 1101 | 194 | FALSE | 13676.557 | 10907.7439 | 62 | 0.32622 | 2.7091 | 61.0918 | 0 | 0.90323 | 0.096774 | 0 | 0.16129 | 0.83871 | 0.056452 | 19.123 | 5.7737e-05 | 2843 | 0.05 | 1143 | 49.19 | 4.11% | 3 | 3 | 77.1% | 22%
5186 | DUNLAP 11027360 | 254061102 | DUNLAP 1102 | 7360 | FALSE | 14342.2552 | 14342.2552 | 83 | 0.046279 | 2.1722 | 37.8147 | 0.014056 | 0 | 0.9739 | 0.67958 | 0.29432 | 0 | 0 | 8.028 | 5.7731e-05 | 2844 | 0.05 | 1069 | 14.14 | 99.93% | 0 | 0 | 100% | 0%
4871 | BRUNSWICK 11052130 | 152481105 | BRUNSWICK 1105 | 2130 | FALSE | 23180.7639 | 23180.7639 | 163 | 0.0098042 | 4.3721 | 25.6741 | 0 | 0 | 0.96575 | 0.94785 | 0.017894 | 0 | 0.013804 | 26.3637 | 5.7718e-05 | 2845 | 0.3 | 131 | 96.35 | 99.69% | 5 | 6 | 100% | 100%
9346 | LAURELES 11116421 | 182371111 | LAURELES 1111 | 6421 | FALSE | 2777.3682 | 2777.3682 | 20 | 0.029821 | 1.5105 | 36.1219 | 0 | 0 | 1 | 0.025 | 0.975 | 0 | 0 | 9.7822 | 5.7665e-05 | 2846 | 0.07 | 828 | 54.18 | 100% | 1 | 1 | 100% | 0%
2973 | TEMPLETON 2111R86 | 183052111 | TEMPLETON 2111 | R86 | FALSE | 23197.4547 | 17574.2947 | 160 | 0.12839 | 1.2165 | 34.7339 | 0.043958 | 0.24083 | 0.71312 | 0.047917 | 0.71312 | 0.19292 | 0 | 7.3232 | 5.7553e-05 | 2847 | 0.03 | 1483 | 35.05 | 79.62% | 2 | 6 | 70.64% | 0%
5141 | AUBERRY 1101R2578 | 254151101 | AUBERRY 1101 | R2578 | FALSE | 74560.0099 | 74560.0099 | 506 | 0.046704 | 1.6976 | 29.5622 | 0.0389 | 0.062253 | 0.89885 | 0.0016469 | 0.88738 | 0.062253 | 0 | 4.8521 | 5.751e-05 | 2848 | 0.08 | 736 | 12.91 | 87.94% | 4 | 13 | 100% | 0%
3179 | CHOLAME 2102796386 | 182562102 | CHOLAME 2102 | 796386 | FALSE | 64232.6683 | 57391.9753 | 159 | 0.16792 | 0.86789 | 41.4092 | 0 | 0.004717 | 0.99214 | 0.0062893 | 0.98585 | 0.004717 | 0 | 2.4814 | 5.7453e-05 | 2849 |  | 2815
1728 | TEMPLETON 2112116402 | 183052112 | TEMPLETON 2112 | 116402 | FALSE | 11255.0357 | 3810.8828 | 64 | 0.25041 | 1.0184 | 35.1899 | 0 | 0.19531 | 0.80469 | 0 | 0.80469 | 0.1849 | 0 | 3.1385 | 5.7437e-05 | 2850 |  | 2740
9535 | HOLLISTER 2105480430 | 182492105 | HOLLISTER 2105 | 480430 | FALSE | 8153.37 | 1450.1348 | 39 | 0.52749 | 0.93324 | 35.3504 | 0 | 0.5641 | 0.4359 | 0 | 0.68803 | 0.31197 | 0 | 4.1391 | 5.7435e-05 | 2851 |  | 3372
5155 | FOOTHILL 1101CB | 182951101 | FOOTHILL 1101 | CB | FALSE | 35256.7174 | 21554.4713 | 149 | 0.20396 | 1.2195 | 29.8183 | 0.23881 | 0.22092 | 0.54027 | 0.026846 | 0.53356 | 0.20078 | 0 | 3.9249 | 5.7418e-05 | 2852 | 0.04 | 1352 | 70.07 | 52.58% | 0 | 2 | 48.74% | 0%
170 | NORTH BRANCH 110111206 | 163231101 | NORTH BRANCH 1101 | 11206 | FALSE | 28786.4552 | 28782.1678 | 146 | 0.049258 | 1.6244 | 32.3369 | 0.01484 | 0.11416 | 0.871 | 0.090183 | 0.871 | 0.023973 | 0.0068493 | 6.0994 | 5.7399e-05 | 2853 | 0.06 | 1000 | 65 | 87.98% | 1 | 4 | 96.4% | 0%
4626 | COTATI 1104426 | 42271104 | COTATI 1104 | 426 | FALSE | 6243.6329 | 3219.5011 | 52 | 0.54728 | 2.4498 | 56.6231 | 0 | 0.66026 | 0.32051 | 0 | 0.32051 | 0.66026 | 0.024038 | 7.4883 | 5.7367e-05 | 2854 | 0.01 | 2498 | 10 | 43.82% | 0 | 2 | 54.27% | 0%
9345 | CHOLAME 21025597 | 182562102 | CHOLAME 2102 | 5597 | FALSE | 8229.9238 | 8229.9238 | 22 | 0.12155 | 0.80372 | 36.9953 | 0 | 0 | 1 | 0 | 1 | 0 | 0 | 1.6729 | 5.7292e-05 | 2855 | 0.05 | 1189 | 69.17 | 100% | 0 | 2 | 100% | 0%
1241 | CALAVERAS CEMENT 110147968 | 162211101 | CALAVERAS CEMENT 1101 | 47968 | FALSE | 65100.4862 | 65100.4862 | 306 | 0.0093342 | 2.5233 | 38.8356 | 0 | 0 | 0.9951 | 0.93301 | 0.062092 | 0 | 0.001634 | 12.84 | 5.7195e-05 | 2856 | 0.06 | 962 | 25.99 | 99.97% | 0 | 4 | 100% | 6%
4549 | ALHAMBRA 110595016 | 14101105 | ALHAMBRA 1105 | 95016 | FALSE | 7771.8455 | 1223.0109 | 69 | 0.67311 | 1.6028 | 26.6967 | 0.62999 | 0.10145 | 0.26856 | 0 | 0.26856 | 0.10145 | 0.028986 | 7.7562 | 5.7126e-05 | 2857 | 0.01 | 2305 | 51.89 | 0% | 0 | 0 | 9.21% | 0%
920 | RED BLUFF 11041630 | 103541104 | RED BLUFF 1104 | 1630 | FALSE | 22751.2492 | 4020.9242 | 152 | 0.23338 | 1.8391 | 31.5179 | 0 | 0 | 1 | 0 | 1 | 0 | 0 | 19.1935 | 5.7083e-05 | 2858 | 0.01 | 2358 | 10 | 100% | 0 | 1 | 18.04% | 0%
3172 | RED BLUFF 1105161818 | 103541105 | RED BLUFF 1105 | 161818 | TRUE | 7658.7384 | 212.3638 | 59 | 0.31599 | 1.6913 | 29.6783 | 0 | 0.19209 | 0.80791 | 0.028249 | 0.77966 | 0.19209 | 0 | 20.0996 | 5.7073e-05 | 2859 | 0.01 | 2195 | 10 | 100% | 0 | 0 | 8.05% | 0%
5809 | TEMPLETON 2110N32 | 183052110 | TEMPLETON 2110 | N32 | FALSE | 47644.4105 | 47470.9597 | 251 | 0.072384 | 0.87889 | 24.324 | 0.0033201 | 0.01992 | 0.96879 | 0.0039841 | 0.96401 | 0.015936 | 0.0039841 | 9.3835 | 5.7034e-05 | 2860 | 0.06 | 1005 | 53.49 | 95.78% | 1 | 9 | 94.62% | 0%
2810 | OAKHURST 110110090 | 254421101 | OAKHURST 1101 | 10090 | FALSE | 70938.5406 | 70938.5406 | 435 | 0.075834 | 2.1002 | 34.0029 | 0 | 0.039316 | 0.95762 | 0.78686 | 0.20662 | 0 | 0.0045977 | 9.3792 | 5.7014e-05 | 2861 | 0.13 | 532 | 32.63 | 93.91% | 4 | 19 | 100% | 7%
4492 | DEL MONTE 2103468158 | 182222103 | DEL MONTE 2103 | 468158 | TRUE | 1565.7596 | 826.6133 | 12 | 0.35955 | 1.2551 | 31.3046 | 0 | 1 | 0 | 0 | 0.91667 | 0.083333 | 0.19444 | 9.6137 | 5.6983e-05 | 2862 |  | 2897
5996 | MONTICELLO 1101630 | 43051101 | MONTICELLO 1101 | 630 | FALSE | 31341.2103 | 30113.0466 | 93 | 0.21 | 1.7859 | 54.0114 | 0 | 0.4828 | 0.5172 | 0.053763 | 0.81935 | 0.12688 | 0.053763 | 13.5686 | 5.6908e-05 | 2863 | 0.07 | 864 | 68.06 | 26.54% | 2 | 4 | 90.07% | 0%
2676 | BUELLTON 1102CB | 183041102 | BUELLTON 1102 | CB | FALSE | 22068.3915 | 11401.8921 | 148 | 0.39187 | 0.85198 | 35.438 | 0.11532 | 0.21926 | 0.66543 | 0.1036 | 0.50687 | 0.1607 | 0.013514 | 5.0215 | 5.6901e-05 | 2864 | 0.02 | 1959 | 55.45 | 60.97% | 0 | 2 | 34.48% | 0%
6742 | ALTO 11251158 | 42031125 | ALTO 1125 | 1158 | FALSE | 8353.2531 | 3588.3989 | 65 | 0.70578 | 2.4555 | 47.6802 | 0.49177 | 0.42669 | 0.081538 | 0.0068376 | 0.11231 | 0.37458 | 0 | 11.7127 | 5.6863e-05 | 2865 | 0.04 | 1430 | 25 | 11.61% | 1 | 1 | 41.4% | 88%
6070 | CRESCENT MILLS 21012230 | 103132101 | CRESCENT MILLS 2101 | 2230 | FALSE | 17863.1589 | 10972.6709 | 112 | 0.17504 | 2.7937 | 29.8623 | 0 | 0.078444 | 0.79656 | 0.78763 | 0.087372 | 0 | 0.035714 | 10.6101 | 5.685e-05 | 2866 | 0.02 | 2118 | 89.57 | 97.05% | 0 | 1 | 9.7% | 0%
238 | LOS GATOS 1102526868 | 82021102 | LOS GATOS 1102 | 526868 | FALSE | 2061.1443 | 1780.5165 | 20 | 0.66866 | 1.4747 | 28.2518 | 0 | 0.48667 | 0.51333 | 0 | 0.51333 | 0.33667 | 0.025 | 11.9224 | 5.6772e-05 | 2867 |  | 2663
5436 | TEMPLETON 2110901690 | 183052110 | TEMPLETON 2110 | 901690 | FALSE | 63574.4496 | 60028.2631 | 306 | 0.080425 | 1.6896 | 27.3183 | 0 | 0.031046 | 0.96732 | 0 | 0.93791 | 0.031046 | 0 | 10.3125 | 5.6692e-05 | 2868 | 0.3 | 133 | 44.5 | 99.02% | 7 | 6 | 93.11% | 84%
2233 | IGNACIO 11011264 | 42481101 | IGNACIO 1101 | 1264 | FALSE | 5420.1776 | 3078.9362 | 50 | 0.79998 | 2.3174 | 53.8854 | 0.5147 | 0.024 | 0.45463 | 0 | 0.45463 | 0.024 | 0 | 7.2915 | 5.6664e-05 | 2869 | 0.02 | 1936 | 13.96 | 55.83% | 0 | 4 | 38.01% | 5%
6316 | BIG RIVER 11011052 | 43081101 | BIG RIVER 1101 | 1052 | FALSE | 6204.8696 | 5356.147 | 49 | 0.33145 | 2.7286 | 53.6641 | 0 | 1 | 0 | 0.26395 | 0 | 0.6034 | 0.05102 | 46.0144 | 5.6569e-05 | 2870 | 0.02 | 1980 | 10 | 0% | 7 | 11 | 77.62% | 0%
7260 | SUMMIT 110158642 | 152591101 | SUMMIT 1101 | 58642 | FALSE | 2892.0319 | 2892.0319 | 13 | 0.12781 | 5.0726 | 28.2049 | 0 | 0.15385 | 0.51282 | 0.37179 | 0.17949 | 0 | 0 | 10.4345 | 5.6521e-05 | 2871 | 0.02 | 1924 | 10 | 32.51% | 0 | 1 | 100% | 0%
535 | ATASCADERO 11012379 | 182541101 | ATASCADERO 1101 | 2379 | FALSE | 1171.3689 | 1171.3689 | 11 | 0.19161 | 1.3471 | 40.6928 | 0 | 0 | 1 | 0 | 1 | 0 | 0 | 3.5922 | 5.6518e-05 | 2872 | 0.03 | 1684 | 10 | 100% | 1 | 2 | 100% | 0%
177 | KING CITY 11037038 | 182031103 | KING CITY 1103 | 7038 | FALSE | 35749.3707 | 29491.4615 | 186 | 0.23661 | 0.96519 | 32.9841 | 0.0026882 | 0.14331 | 0.854 | 0.0026882 | 0.854 | 0.13794 | 0.0017921 | 3.2656 | 5.6518e-05 | 2873 | 0.06 | 933 | 72.85 | 99.95% | 0 | 5 | 81.26% | 0%
2950 | HICKS 2101XR162 | 83432101 | HICKS 2101 | XR162 | TRUE | 14645.8548 | 989.1765 | 122 | 0.59149 | 1.3717 | 29.5694 | 0.28996 | 0.1412 | 0.56884 | 0.028689 | 0.54015 | 0.1412 | 0.0040984 | 5.7026 | 5.6508e-05 | 2874 | 0.01 | 2446 | 22.92 | 92.08% | 0 | 3 | 24.69% | 0%
8188 | LAKEVILLE 1102152632 | 43371102 | LAKEVILLE 1102 | 152632 | FALSE | 3427.183 | 3099.3949 | 13 | 0.041262 | 2.39 | 61.4025 | 0 | 0.76923 | 0.23077 | 0.23077 | 0.19231 | 0.57692 | 0 | 5.6652 | 5.6437e-05 | 2875 |  | 3200
2518 | OCEANO 1104Q08 | 182601104 | OCEANO 1104 | Q08 | FALSE | 19981.628 | 19981.628 | 148 | 0.14532 | 1.0112 | 43.093 | 0.015541 | 0.26881 | 0.71565 | 0.0022523 | 0.71903 | 0.26318 | 0 | 6.0862 | 5.6432e-05 | 2876 | 0.04 | 1402 | 24.35 | 67.44% | 7 | 8 | 100% | 0%
4296 | MORGAN HILL 2105XR494 | 83242105 | MORGAN HILL 2105 | XR494 | TRUE | 11814.5496 | 737.5052 | 98 | 0.58957 | 1.4828 | 34.9386 | 0.29249 | 0.19609 | 0.51142 | 0.013435 | 0.56244 | 0.13418 | 0 | 5.8178 | 5.6428e-05 | 2877 | 0.01 | 2414 | 25.72 | 100% | 0 | 0 | 3.18% | 0%
3446 | ELK CREEK 11012228 | 102781101 | ELK CREEK 1101 | 2228 | FALSE | 16654.619 | 5410.2105 | 80 | 0.20368 | 1.3311 | 42.5711 | 0 | 0.00625 | 0.99375 | 0.125 | 0.86875 | 0.00625 | 0 | 6.431 | 5.6416e-05 | 2878 | 0.02 | 1825 | 51.67 | 100% | 0 | 0 | 29.46% | 0%
669 | CABRILLO 1103CB | 183101103 | CABRILLO 1103 | CB | TRUE | 7060.6838 | 875.6492 | 45 | 0.4826 | 0.80989 | 36.9801 | 0.44074 | 0.33704 | 0.22222 | 0.037037 | 0.23333 | 0.28889 | 0 | 3.1932 | 5.6384e-05 | 2879 | 0.01 | 2156 | 80 | 0% | 0 | 0 | 3.14% | 0%
3055 | LAS POSITAS 2108MR190 | 14402108 | LAS POSITAS 2108 | MR190 | FALSE | 18265.303 | 1336.9264 | 130 | 0.5203 | 1.0965 | 27.5724 | 0.395 | 0.077564 | 0.52744 | 0.015385 | 0.53513 | 0.037179 | 0 | 3.5514 | 5.632e-05 | 2880 | 0.01 | 2166 | 39.28 | 52.56% | 0 | 0 | 10.54% | 0%
4023 | DUNLAP 11037080 | 254061103 | DUNLAP 1103 | 7080 | FALSE | 17026.2434 | 17026.2434 | 67 | 0.051709 | 2.4611 | 34.2273 | 0 | 0.0074627 | 0.50267 | 0.45789 | 0.059701 | 0.0074627 | 0 | 18.7717 | 5.6266e-05 | 2881 | 0.05 | 1188 | 53.14 | 56.92% | 4 | 5 | 100% | 0%
8130 | LAURELES 111110141 | 182371111 | LAURELES 1111 | 10141 | FALSE | 4694.7775 | 4694.7775 | 21 | 0 | 1.8669 | 32.5406 | 0 | 0 | 1 | 0 | 1 | 0 | 0 | 21.9275 | 5.6214e-05 | 2882 | 0.22 | 259 | 83.28 | 100% | 0 | 0 | 100% | 100%
8230 | SAN LUIS OBISPO 1102357407 | 182631102 | SAN LUIS OBISPO 1102 | 357407 | TRUE | 396.3684 | 382.6506 | 5 | 0.2953 | 1.1681 | 21.2953 | 0 | 0 | 1 | 0 | 1 | 0 | 0 | 2.4389 | 5.6115e-05 | 2883 |  | 3206
6028 | RISING RIVER 11011530 | 103551101 | RISING RIVER 1101 | 1530 | FALSE | 28483.8521 | 18168.0106 | 167 | 0.11177 | 2.0855 | 18.525 | 0 | 0.008982 | 0.7008 | 0.70978 | 0 | 0 | 0.055888 | 8.2611 | 5.6107e-05 | 2884 | 0.02 | 1758 | 10.54 | 70.85% | 4 | 0 | 58.6% | 0%
4243 | CLAYTON 22122944 | 12022212 | CLAYTON 2212 | 2944 | FALSE | 24391.9365 | 24262.4198 | 148 | 0.097528 | 1.4606 | 32.1606 | 0 | 0.49572 | 0.50428 | 0.2536 | 0.69234 | 0.054054 | 0 | 4.5101 | 5.6051e-05 | 2885 | 0.02 | 1976 | 10 | 45.06% | 1 | 4 | 97.25% | 7%
2598 | ELK CREEK 11012008 | 102781101 | ELK CREEK 1101 | 2008 | FALSE | 29196.2282 | 9225.9589 | 154 | 0.17959 | 1.4032 | 43.0638 | 0 | 0 | 0.99188 | 0.022727 | 0.96916 | 0 | 0.0064935 | 2.6157 | 5.6038e-05 | 2886 | 0.02 | 2056 | 78.92 | 100% | 0 | 1 | 11.89% | 0%
4908 | DIVIDE 1103567884 | 182571103 | DIVIDE 1103 | 567884 | FALSE | 4535.2993 | 4025.5628 | 27 | 0.2839 | 0.87956 | 41.3538 | 0.037037 | 0.76852 | 0.19444 | 0 | 0.19444 | 0.76852 | 0 | 2.0893 | 5.6021e-05 | 2887 |  | 2926
1876 | HATTON 1102CB | 182291102 | HATTON 1102 | CB | FALSE | 7725.5743 | 3167.0883 | 66 | 0.44476 | 1.3002 | 31.0565 | 0.41869 | 0.48367 | 0.092593 | 0 | 0.26902 | 0.22138 | 0 | 9.6105 | 5.6002e-05 | 2888 | 0.01 | 2394 | 10 | 0.13% | 1 | 3 | 45.47% | 0%
616 | SONOMA 1104414 | 42721104 | SONOMA 1104 | 414 | FALSE | 35132.3675 | 2113.8048 | 260 | 0.64432 | 2.1518 | 58.3321 | 0.1564 | 0.40914 | 0.43254 | 0.0070513 | 0.4351 | 0.38055 | 0.0086538 | 7.8591 | 5.6e-05 | 2889 | 0.02 | 2116 | 88.09 | 100% | 0 | 0 | 3.28% | 0%
9085 | SAN LUIS OBISPO 1107V62 | 182631107 | SAN LUIS OBISPO 1107 | V62 | FALSE | 11154.8311 | 11108.5021 | 50 | 0.17545 | 1.0255 | 32.1328 | 0.0033333 | 0.64333 | 0.35333 | 0.19015 | 0.34 | 0.29985 | 0 | 16.8854 | 5.5981e-05 | 2890 | 0.13 | 533 | 31.52 | 48.48% | 0 | 11 | 100% | 71%
6769 | ATASCADERO 1101A50 | 182541101 | ATASCADERO 1101 | A50 | FALSE | 33669.9383 | 31118.7087 | 269 | 0.27364 | 1.1887 | 39.681 | 0.036865 | 0.17143 | 0.7917 | 0 | 0.7917 | 0.12252 | 0.0037175 | 6.2466 | 5.5958e-05 | 2891 | 0.07 | 865 | 10 | 78.19% | 4 | 9 | 94.43% | 5%
698 | RESERVATION ROAD 11013026 | 182731101 | RESERVATION ROAD 1101 | 3026 | FALSE | 36330.5251 | 35201.2582 | 238 | 0.21729 | 1.4183 | 42.7543 | 0.0090036 | 0.6228 | 0.36526 | 0.052521 | 0.57203 | 0.36351 | 0.0029412 | 5.9433 | 5.5886e-05 | 2892 | 0.07 | 845 | 54.24 | 36.93% | 7 | 8 | 96.87% | 0%
2397 | MILPITAS 1109XR374 | 82831109 | MILPITAS 1109 | XR374 | TRUE | 4853.8508 | 763.9032 | 29 | 0.23019 | 1.2626 | 27.3676 | 0 | 0 | 1 | 0.75862 | 0.24138 | 0 | 0 | 17.615 | 5.5868e-05 | 2893 | 0.01 | 2421 | 10 | 100% | 0 | 1 | 21.62% | 0%
389 | VASCO 1102MR176 | 13751102 | VASCO 1102 | MR176 | FALSE | 68684.3236 | 62474.1803 | 256 | 0.10066 | 1.3882 | 33.9889 | 0.026042 | 0.29385 | 0.68011 | 0.0078125 | 0.90137 | 0.064779 | 0.0052083 | 3.4951 | 5.5783e-05 | 2894 | 0.08 | 793 | 70.55 | 85.5% | 0 | 7 | 89.92% | 0%
10363 | SAN LEANDRO U 1114653758 | 13111114 | SAN LEANDRO U 1114 | 653758 | TRUE | 582.3673 | 582.3673 | 5 | 0 | 1.7074 | 30.6519 | 0 | 0.2 | 0.8 | 0 | 1 | 0 | 0 | 3.9861 | 5.5782e-05 | 2895 |  | 3538
6493 | POINT ARENA 11013702 | 43381101 | POINT ARENA 1101 | 3702 | FALSE | 7962.9538 | 7864.1375 | 35 | 0.041043 | 2.712 | 53.5995 | 0 | 0.94286 | 0.057143 | 0 | 0.45238 | 0.54762 | 0 | 19.5425 | 5.5767e-05 | 2896 | 0.01 | 2169 | 19.07 | 4.68% | 4 | 1 | 86.66% | 0%
6690 | GUALALA 1111887180 | 42841111 | GUALALA 1111 | 887180 | FALSE | 8692.4371 | 8589.4892 | 61 | 0.36412 | 2.4657 | 54.3849 | 0.0081967 | 0.95902 | 0.032787 | 0.0081967 | 0.032787 | 0.4724 | 0.016393 | 19.2171 | 5.5738e-05 | 2897 | 0.03 | 1431 | 10 | 0.31% | 7 | 8 | 100% | 0%
1164 | BEAR VALLEY 2105454432 | 252192105 | BEAR VALLEY 2105 | 454432 | FALSE | 23226.2401 | 23226.2401 | 112 | 0.053217 | 2.4011 | 36.4969 | 0 | 0 | 1 | 1 | 0 | 0 | 0.0089286 | 15.8263 | 5.5708e-05 | 2898 |  | 2714
336 | CAMBRIA 1102CB | 182771102 | CAMBRIA 1102 | CB | FALSE | 37414.4172 | 25753.259 | 153 | 0.21486 | 1.6113 | 40.2101 | 0.037745 | 0.81454 | 0.14771 | 0.040305 | 0.32936 | 0.52375 | 0.001634 | 7.4901 | 5.557e-05 | 2899 | 0.03 | 1599 | 41.86 | 39.26% | 1 | 1 | 64.1% | 0%
7124 | SANTA YNEZ 1102CB | 182721102 | SANTA YNEZ 1102 | CB | FALSE | 14342.9846 | 2348.085 | 124 | 0.4321 | 0.86105 | 37.5212 | 0.41523 | 0.10831 | 0.47645 | 0.038982 | 0.43041 | 0.094004 | 0 | 5.7644 | 5.5469e-05 | 2900 | 0.01 | 2548 | 10 | 42.97% | 0 | 2 | 15.51% | 0%
2749 | ELK 1101900 | 42981101 | ELK 1101 | 900 | FALSE | 34419.9463 | 14125.5477 | 185 | 0.17586 | 2.6509 | 59.4809 | 0.033333 | 0.86036 | 0.10631 | 0.10739 | 0.26018 | 0.52432 | 0.036937 | 13.693 | 5.5462e-05 | 2901 | 0.01 | 2233 | 22.78 | 2.1% | 2 | 3 | 29.53% | 0%
7343 | ATASCADERO 1101CB | 182541101 | ATASCADERO 1101 | CB | TRUE | 1686.9104 | 61.191 | 24 | 0.47246 | 1.1174 | 36.5071 | 0.15833 | 0.3125 | 0.52917 | 0.083333 | 0.52917 | 0.22917 | 0 | 19.0852 | 5.5357e-05 | 2902 | 0.01 | 2539 | 10 | 57.34% | 0 | 0 | 21.26% | 0%
4961 | TEMPLETON 2110R94 | 183052110 | TEMPLETON 2110 | R94 | FALSE | 33827.9009 | 22380.6586 | 179 | 0.21123 | 1.1459 | 25.8756 | 0 | 0.24022 | 0.75419 | 0.013035 | 0.73557 | 0.24022 | 0 | 5.4572 | 5.5341e-05 | 2903 | 0.04 | 1217 | 53.97 | 81.64% | 0 | 3 | 66.74% | 0%
9344 | HALF MOON BAY 1101821698 | 24101101 | HALF MOON BAY 1101 | 821698 | FALSE | 1364.9269 | 1364.9269 | 9 | 0.38185 | 1.7673 | 16.7664 | 0 | 0.51852 | 0.48148 | 0 | 0.48148 | 0.51852 | 0.14815 | 11.5734 | 5.5293e-05 | 2904 |  | 3345
43 | WOODSIDE 1104555372 | 24251104 | WOODSIDE 1104 | 555372 | FALSE | 6684.5288 | 6684.5288 | 54 | 0.72143 | 1.4413 | 28.7524 | 0.14259 | 0.4679 | 0.38951 | 0.018519 | 0.32099 | 0.44938 | 0 | 15.2847 | 5.5277e-05 | 2905 | 0.03 | 1535 | 10 | 35.51% | 2 | 3 | 100% | 0%
6418 | DUNLAP 1102CB | 254061102 | DUNLAP 1102 | CB | FALSE | 10840.0956 | 10840.0956 | 79 | 0.12248 | 2.2445 | 42.668 | 0 | 0 | 0.9942 | 0.96477 | 0.02943 | 0 | 0 | 12.0684 | 5.5221e-05 | 2906 | 0.03 | 1639 | 11.61 | 99.83% | 1 | 2 | 100% | 0%
6375 | HOLLISTER 21054048 | 182492105 | HOLLISTER 2105 | 4048 | FALSE | 45554.4794 | 29209.8997 | 157 | 0.1958 | 1.0634 | 32.5942 | 0.019108 | 0.33333 | 0.64756 | 0.0063694 | 0.60934 | 0.33333 | 0.0063694 | 5.0136 | 5.5174e-05 | 2907 | 0.03 | 1504 | 85.57 | 83.97% | 1 | 0 | 53.3% | 0%
8301 | ELK CREEK 11012002 | 102781101 | ELK CREEK 1101 | 2002 | FALSE | 48391.7593 | 35045.7729 | 109 | 0.097713 | 1.2591 | 39.1346 | 0 | 0 | 1 | 0.16514 | 0.83486 | 0 | 0 | 4.4647 | 5.5059e-05 | 2908 | 0.05 | 1156 | 82.04 | 100% | 0 | 0 | 58.67% | 0%
9510 | PUEBLO 2103776244 | 43292103 | PUEBLO 2103 | 776244 | TRUE | 783.9385 | 274.5802 | 5 | 0.64192 | 2.3213 | 31.3616 | 0 | 0 | 1 | 0 | 1 | 0 | 0 | 2.6102 | 5.5048e-05 | 2909 |  | 3366
7774 | RED BLUFF 110176020 | 103541101 | RED BLUFF 1101 | 76020 | FALSE | 23407.8426 | 15031.7581 | 137 | 0.1891 | 1.863 | 27.2331 | 0 | 0 | 1 | 0.036496 | 0.9635 | 0 | 0 | 4.6034 | 5.4998e-05 | 2910 | 0.02 | 2109 | 16.3 | 99.96% | 0 | 1 | 62.16% | 0%
10659 | ECHO SUMMIT 110155262 | 158031101 | ECHO SUMMIT 1101 | 55262 | TRUE | 266.534 | 266.534 | 4 | 0.22772 | 2.9158 | 9.1548 | 0 | 0 | 1 | 1 | 0 | 0 | 0 | 15.571 | 5.499e-05 | 2911 | 0.03 | 1532 | 10 | 100% | 0 | 0 | 100% | 0%
9664 | PASO ROBLES 110359763 | 182611103 | PASO ROBLES 1103 | 59763 | FALSE | 4532.1933 | 4532.1933 | 30 | 0.079222 | 0.97956 | 34.6239 | 0.066667 | 0.32778 | 0.60556 | 0.077778 | 0.52778 | 0.32778 | 0 | 4.0849 | 5.4981e-05 | 2912 | 0.03 | 1595 | 65.72 | 66.01% | 0 | 0 | 100% | 0%
7441 | SAN LUIS OBISPO 110596874 | 182631105 | SAN LUIS OBISPO 1105 | 96874 | FALSE | 1722.0177 | 1345.5157 | 16 | 0.70037 | 1.3156 | 43.8574 | 0.03125 | 0.96875 | 0 | 0.03125 | 0 | 0.95312 | 0 | 11.1238 | 5.4971e-05 | 2913 |  | 3127
4506 | TIDEWATER 210657926 | 14652106 | TIDEWATER 2106 | 57926 | TRUE | 18926.9724 | 200.7916 | 97 | 0.62716 | 1.2792 | 26.1383 | 0.52216 | 0.26988 | 0.20648 | 0.0051546 | 0.23483 | 0.21637 | 0 | 11.9381 | 5.4965e-05 | 2914 |  | 2900
1818 | MORRO BAY 1101V66 | 183011101 | MORRO BAY 1101 | V66 | FALSE | 26099.4541 | 5840.07 | 151 | 0.2246 | 1.1494 | 40.5577 | 0.051325 | 0.79139 | 0.15728 | 0.029801 | 0.14404 | 0.77483 | 0.018212 | 5.7959 | 5.4939e-05 | 2915 | 0.01 | 2567 | 32.93 | 34.81% | 0 | 0 | 22.6% | 18%
1159 | LONE TREE 210521210 | 13232105 | LONE TREE 2105 | 21210 | FALSE | 26056.9931 | 20686.2377 | 111 | 0.065281 | 1.3219 | 22.8474 | 0 | 0.16066 | 0.83934 | 0 | 0.91141 | 0.088589 | 0.009009 | 3.6502 | 5.4908e-05 | 2916 | 0.02 | 1967 | 10 | 95.6% | 0 | 2 | 59.2% | 0%
2056 | BUELLTON 1101Y06 | 183041101 | BUELLTON 1101 | Y06 | FALSE | 63281.543 | 48855.5405 | 304 | 0.29256 | 0.90025 | 36.8045 | 0.13734 | 0.27311 | 0.58955 | 0.044572 | 0.56653 | 0.23775 | 0.0065789 | 3.6461 | 5.4903e-05 | 2917 | 0.08 | 779 | 49.49 | 60.5% | 0 | 10 | 72.26% | 0%
7426 | SANTA MARIA 1108M18 | 182671108 | SANTA MARIA 1108 | M18 | FALSE | 28757.9291 | 24562.1098 | 81 | 0.16937 | 0.98236 | 41.3455 | 0.15638 | 0.10185 | 0.74177 | 0.024691 | 0.6893 | 0.070988 | 0.012346 | 3.8492 | 5.4886e-05 | 2918 | 0.22 | 261 | 77.54 | 92.38% | 1 | 8 | 82.48% | 57%
3541 | SEACLIFF 0402558727 | 83500402 | SEACLIFF 0402 | 558727 | TRUE | 2270.5335 | 217.1494 | 22 | 0.62216 | 1.8169 | 47.8847 | 0.060606 | 0.7197 | 0.2197 | 0 | 0.2197 | 0.7197 | 0.075758 | 13.1724 | 5.4871e-05 | 2919 |  | 2835
9136 | VIEJO 2204CB | 182852204 | VIEJO 2204 | CB | FALSE | 4041.5057 | 3727.5543 | 24 | 0.20748 | 1.3273 | 41.5786 | 0.4 | 0.43333 | 0.16667 | 0.15625 | 0.44375 | 0 | 0.055556 | 15.4047 | 5.482e-05 | 2920 | 0.01 | 2598 | 10 | 31.01% | 10 | 1 | 54.6% | 0%
2008 | OAKHURST 11015490 | 254421101 | OAKHURST 1101 | 5490 | FALSE | 40241.3391 | 40241.3391 | 276 | 0.11586 | 1.8661 | 41.2748 | 0.082729 | 0.13521 | 0.78207 | 0.46078 | 0.40969 | 0.0468 | 0 | 7.8769 | 5.4815e-05 | 2921 | 0.19 | 361 | 65.85 | 73.62% | 1 | 51 | 100% | 0%
7420 | DEL MONTE 210342226 | 182222103 | DEL MONTE 2103 | 42226 | TRUE | 4032.3201 | 940.1806 | 32 | 0.5902 | 1.2626 | 30.9869 | 0.015625 | 0.78646 | 0.16667 | 0 | 0.85486 | 0.098264 | 0.0625 | 12.8159 | 5.4774e-05 | 2922 |  | 3126
8700 | VIEJO 22029488 | 182852202 | VIEJO 2202 | 9488 | FALSE | 2122.5518 | 1460.401 | 18 | 0.33261 | 1.0467 | 34.0337 | 0 | 1 | 0 | 0 | 0.18981 | 0.14815 | 0 | 12.3136 | 5.4746e-05 | 2923 | 0.01 | 2311 | 10 | 0% | 0 | 0 | 14.19% | 0%
4971 | EDES 1112CR282 | 13681112 | EDES 1112 | CR282 | FALSE | 6573.0208 | 6573.0208 | 45 | 0.64502 | 1.7828 | 18.3515 | 0.27778 | 0.02963 | 0.69259 | 0 | 0.69259 | 0 | 0 | 10.1661 | 5.4739e-05 | 2924 | 0.02 | 2100 | 10 | 46.24% | 0 | 3 | 83.7% | 0%
3891 | MARIPOSA 210210880 | 254452102 | MARIPOSA 2102 | 10880 | FALSE | 64212.5757 | 63861.6467 | 362 | 0.032635 | 1.7622 | 33.0033 | 0 | 0.096455 | 0.90355 | 0.092081 | 0.90631 | 0.0016114 | 0.0082873 | 5.4581 | 5.4719e-05 | 2925 | 0.13 | 551 | 24.62 | 88.93% | 0 | 41 | 98.36% | 24%
1532 | HAMILTON BRANCH 1101CB | 102361101 | HAMILTON BRANCH 1101 | CB | FALSE | 5887.1186 | 3755.8808 | 56 | 0.38728 | 2.155 | 38.613 | 0.29224 | 0 | 0.70776 | 0.70776 | 0 | 0 | 0 | 30.4275 | 5.471e-05 | 2926 | 0.02 | 2011 | 27.1 | 61.17% | 1 | 2 | 74.22% | 0%
8755 | HALF MOON BAY 1101903182 | 24101101 | HALF MOON BAY 1101 | 903182 | FALSE | 1770.3755 | 1052.7078 | 15 | 0.39879 | 2.0185 | 14.9401 | 0 | 0.033333 | 0.96667 | 0 | 1 | 0 | 0.053333 | 11.9834 | 5.4676e-05 | 2927 |  | 3258
5040 | TEMPLETON 2112238418 | 183052112 | TEMPLETON 2112 | 238418 | TRUE | 1291.252 | 331.2384 | 6 | 0.88594 | 0.998 | 34.1861 | 0 | 0.38889 | 0.61111 | 0 | 0.61111 | 0.38889 | 0 | 2.8019 | 5.4643e-05 | 2928 |  | 2935
1564 | SAN LUIS OBISPO 1101483444 | 182631101 | SAN LUIS OBISPO 1101 | 483444 | FALSE | 8714.6826 | 3311.0968 | 67 | 0.69322 | 1.407 | 47.7055 | 0.1597 | 0.71883 | 0.10739 | 0.033831 | 0.21187 | 0.37157 | 0 | 6.4387 | 5.4635e-05 | 2929 |  | 2731
8353 | VOLTA 110254932 | 102541102 | VOLTA 1102 | 54932 | FALSE | 7042.6654 | 7042.6654 | 46 | 0.024319 | 3.4806 | 23.1379 | 0 | 0 | 1 | 1 | 0 | 0 | 0.021739 | 19.8581 | 5.4607e-05 | 2930 | 0.2 | 330 | 73.06 | 100% | 0 | 1 | 100% | 95%
5931 | EAST QUINCY 11012452 | 102551101 | EAST QUINCY 1101 | 2452 | TRUE | 11049.8485 | 228.5177 | 87 | 0.77868 | 2.7619 | 44.259 | 0.081418 | 0.43521 | 0.45526 | 0.66032 | 0.061303 | 0.1631 | 0 | 8.1514 | 5.4568e-05 | 2931 | 0.04 | 1379 | 63.15 | 79.93% | 0 | 1 | 13.25% | 52%
2411 | MARIPOSA 210190180 | 254452101 | MARIPOSA 2101 | 90180 | FALSE | 7976.0066 | 7976.0066 | 49 | 0.022455 | 2.192 | 33.664 | 0 | 0.27041 | 0.72449 | 0.55102 | 0.42347 | 0.020408 | 0 | 7.5111 | 5.4502e-05 | 2932 | 0.03 | 1663 | 52.25 | 63.07% | 0 | 2 | 100% | 0%
4063 | REDBUD 1102432 | 43191102 | REDBUD 1102 | 432 | FALSE | 18069.9686 | 1802.3639 | 130 | 0.76465 | 1.9786 | 53.7107 | 0.24545 | 0.15462 | 0.59994 | 0.0019231 | 0.60558 | 0.14705 | 0 | 19.7092 | 5.4493e-05 | 2933 | 0.01 | 2218 | 10 | 69.46% | 0 | 1 | 11.62% | 0%
5834 | SANTA YNEZ 1102320270 | 182721102 | SANTA YNEZ 1102 | 320270 | FALSE | 27707.7793 | 13648.6049 | 137 | 0.18767 | 1.0111 | 34.2913 | 0.038929 | 0.18601 | 0.77506 | 0.0072993 | 0.87603 | 0.077737 | 0 | 5.9839 | 5.4419e-05 | 2934 | 0.01 | 2174 | 10 | 90.55% | 0 | 2 | 19.74% | 0%
7115 | LAS GALLINAS A 1104309087 | 42991104 | LAS GALLINAS A 1104 | 309087 | TRUE | 645.6047 | 302.4969 | 6 | 0.56223 | 2.5685 | 46.4813 | 0 | 0 | 1 | 0 | 1 | 0 | 0 | 6.6586 | 5.4354e-05 | 2935 |  | 3096
7880 | POINT ARENA 110183354 | 43381101 | POINT ARENA 1101 | 83354 | FALSE | 8260.8147 | 8260.8147 | 36 | 0.087833 | 2.7591 | 58.082 | 0 | 1 | 0 | 0 | 0.45833 | 0.54167 | 0.055556 | 22.6292 | 5.4313e-05 | 2936 | 0.03 | 1555 | 37.18 | 0% | 2 | 5 | 100% | 0%
6511 | PACIFICA 1103218962 | 22811103 | PACIFICA 1103 | 218962 | TRUE | 167.2894 | 86.3363 | 2 | 0.16865 | 2.5161 | 55.576 | 0 | 0 | 1 | 0 | 1 | 0 | 0 | 9.0201 | 5.4301e-05 | 2937 |  | 3037
9244 | KERN OIL 110646960 | 252721106 | KERN OIL 1106 | 46960 | FALSE | 3112.6164 | 1465.0556 | 14 | 0.14548 | 0.60274 | 24.8458 | 0.41703 | 0.2967 | 0.27527 | 0.2967 | 0.26429 | 0 | 0 | 0.46699 | 5.4278e-05 | 2938 | 0.01 | 2345 | 10 | 1.74% | 0 | 0 | 59.65% | 0%
10052 | POSO MOUNTAIN 2103CB | 253642103 | POSO MOUNTAIN 2103 | CB | FALSE | 3746.9222 | 3746.9222 | 10 | 0.059039 | 0.61331 | 18.5562 | 0.17143 | 0.11429 | 0.25 | 0.014286 | 0.35 | 0 | 0 | 0.70791 | 5.421e-05 | 2939 | 0.02 | 1790 | 10 | 26.74% | 0 | 0 | 100% | 0%
1870 | TEMPLETON 2110307832 | 183052110 | TEMPLETON 2110 | 307832 | FALSE | 22986.441 | 2614.1136 | 133 | 0.41715 | 1.0463 | 26.1174 | 0.027569 | 0.26441 | 0.70802 | 0 | 0.8396 | 0.11779 | 0.0025063 | 4.6951 | 5.4142e-05 | 2940 |  | 2750
6437 | HAMILTON BRANCH 110153192 | 102361101 | HAMILTON BRANCH 1101 | 53192 | TRUE | 3316.9892 | 889.758 | 30 | 0.13708 | 2.1591 | 32.7376 | 0.73667 | 0 | 0.26333 | 0.26333 | 0 | 0 | 0 | 43.3151 | 5.4105e-05 | 2941 |  | 3032
3089 | CAMBRIA 1101CB | 182771101 | CAMBRIA 1101 | CB | TRUE | 9964.9315 | 415.9182 | 45 | 0.24726 | 1.3187 | 36.614 | 0.30278 | 0.68722 | 0.01 | 0 | 0.014938 | 0.63784 | 0 | 11.6347 | 5.4044e-05 | 2942 | 0.01 | 2168 | 30.23 | 1.52% | 0 | 1 | 62.43% | 0%
77 | ALTO 1124428 | 42031124 | ALTO 1124 | 428 | TRUE | 2739.6912 | 0 | 21 | 0.86581 | 2.5138 | 33.1064 | 0.10544 | 0.89456 | 0 | 0 | 0 | 0.89456 | 0 | 13.4608 | 5.3944e-05 | 2943 | 0.08 | 767 | 17.29 | 1.42% | 0 | 4 | 81.37% | 100%
8790 | MONTICELLO 110152910 | 43051101 | MONTICELLO 1101 | 52910 | FALSE | 5038.2048 | 3510.8305 | 41 | 0.25451 | 1.6612 | 47.8146 | 0.012195 | 0 | 0.9878 | 0.34756 | 0.64024 | 0 | 0 | 22.9004 | 5.3924e-05 | 2944 | 0.03 | 1683 | 24.22 | 98.28% | 0 | 1 | 69.32% | 0%
288 | MORGAN HILL 2110XR326 | 83242110 | MORGAN HILL 2110 | XR326 | TRUE | 21948.0156 | 0 | 163 | 0.68841 | 1.4499 | 24.8762 | 0.32143 | 0.3553 | 0.31897 | 0.033742 | 0.31315 | 0.25019 | 0.039059 | 4.0487 | 5.3862e-05 | 2945 | 0.01 | 2400 | 29.9 | 63.47% | 0 | 2 | 9.63% | 0%
1388 | MIWUK 170193062 | 163661701 | MIWUK 1701 | 93062 | FALSE | 13326.2559 | 13326.2559 | 84 | 0.034068 | 2.744 | 38.0631 | 0 | 0.0099206 | 0.99008 | 0.80709 | 0 | 0.0099206 | 0.011905 | 21.6481 | 5.3764e-05 | 2946 | 0.17 | 427 | 73.29 | 98.21% | 5 | 3 | 100% | 79%
10634 | EDENVALE 2107288980 | 82952107 | EDENVALE 2107 | 288980 | TRUE | 1137.5268 | 532.3299 | 6 | 0.014046 | 1.2809 | 17.7018 | 0 | 0 | 1 | 0 | 1 | 0 | 0 | 2.126 | 5.3751e-05 | 2947 |  | 3583
7444 | HOLLISTER 21064004 | 182492106 | HOLLISTER 2106 | 4004 | FALSE | 32627.9425 | 14083.7966 | 180 | 0.26662 | 1.0218 | 29.0025 | 0.0018519 | 0.28444 | 0.7137 | 0.21944 | 0.62769 | 0.14454 | 0.018056 | 3.8486 | 5.3736e-05 | 2948 | 0.02 | 1791 | 64.86 | 59.97% | 2 | 1 | 36.51% | 0%
10315 | CLAYTON 2212523764 | 12022212 | CLAYTON 2212 | 523764 | TRUE | 581.2133 | 177.5745 | 5 | 0.68199 | 1.3675 | 24.9412 | 0 | 1 | 0 | 0 | 1 | 0 | 0 | 5.3471 | 5.3526e-05 | 2949 |  | 3531
1912 | SANTA ROSA A 110439786 | 42151104 | SANTA ROSA A 1104 | 39786 | TRUE | 5442.5467 | 454.7368 | 44 | 0.78841 | 2.2214 | 60.264 | 0.30774 | 0.43447 | 0.25779 | 0 | 0.25779 | 0.39735 | 0 | 11.9297 | 5.3497e-05 | 2950 | 0.06 | 959 | 10 | 49.93% | 0 | 3 | 16.83% | 100%
7516 | SAN LUIS OBISPO 1107CB | 182631107 | SAN LUIS OBISPO 1107 | CB | FALSE | 1947.472 | 1251.1033 | 19 | 0.66587 | 1.0192 | 24.5581 | 0.82807 | 0.070175 | 0.084211 | 0 | 0.10175 | 0.052632 | 0 | 3.3903 | 5.3489e-05 | 2951 | 0.01 | 2361 | 10 | 25.92% | 0 | 0 | 48.86% | 0%
2224 | COTATI 1103148 | 42271103 | COTATI 1103 | 148 | FALSE | 24974.2018 | 24850.3478 | 107 | 0.20461 | 2.107 | 72.9012 | 0 | 0.96262 | 0.037383 | 0 | 0.36137 | 0.63863 | 0.021807 | 18.0987 | 5.3405e-05 | 2952 | 0.07 | 892 | 49.29 | 1.41% | 9 | 10 | 90.64% | 0%
9957 | DEL MONTE 21043066 | 182222104 | DEL MONTE 2104 | 3066 | TRUE | 26.0345 | 26.0345 | 2 | 0.66031 | 1.3067 | 20.8027 | 1 | 0 | 0 | 0 | 0 | 0 | 0 | 4.9706 | 5.3309e-05 | 2953 | 0.01 | 2275 | 10 | 0% | 0 | 0 | 100% | 0%
6503 | VIEJO 22029118 | 182852202 | VIEJO 2202 | 9118 | FALSE | 4822.7839 | 1265.7827 | 41 | 0.4453 | 1.1552 | 30.7601 | 0.067364 | 0.765 | 0.16492 | 0 | 0.44365 | 0.37584 | 0 | 12.899 | 5.3297e-05 | 2954 | 0.01 | 2269 | 10 | 0.9% | 1 | 0 | 19.02% | 0%
1909 | MORAGA 1104750618 | 13801104 | MORAGA 1104 | 750618 | FALSE | 1583.7149 | 1538.3917 | 13 | 0.74601 | 1.8633 | 38.2181 | 0.57692 | 0.25641 | 0.16667 | 0 | 0.16667 | 0.25641 | 0 | 10.903 | 5.3287e-05 | 2955 |  | 2755
5847 | OAKHURST 11035732 | 254421103 | OAKHURST 1103 | 5732 | FALSE | 5445.3198 | 5445.3198 | 37 | 0.024356 | 2.3135 | 34.6759 | 0 | 0 | 1 | 0.88739 | 0.11261 | 0 | 0 | 8.7122 | 5.3285e-05 | 2956 | 0.09 | 723 | 10.75 | 100% | 0 | 1 | 100% | 55%
8753 | HALF MOON BAY 1102650808 | 24101102 | HALF MOON BAY 1102 | 650808 | TRUE | 998.3572 | 843.3592 | 8 | 0.43707 | 2.0252 | 10.68 | 0 | 0.5625 | 0.4375 | 0 | 0.4375 | 0.5625 | 0 | 14.4691 | 5.3264e-05 | 2957 |  | 3257
4771 | OCEANO 1104Q12 | 182601104 | OCEANO 1104 | Q12 | FALSE | 25798.2458 | 18203.0478 | 142 | 0.22709 | 1.1471 | 38.9816 | 0.0070423 | 0.41315 | 0.57981 | 0.016432 | 0.56338 | 0.41315 | 0 | 4.1561 | 5.3235e-05 | 2958 | 0.05 | 1168 | 55.41 | 73.47% | 0 | 5 | 57.92% | 28%
2924 | ROB ROY 210538430 | 83692105 | ROB ROY 2105 | 38430 | FALSE | 10237.4777 | 6060.3575 | 90 | 0.5276 | 1.7338 | 31.7442 | 0.18948 | 0.46605 | 0.34448 | 0.038472 | 0.35003 | 0.39455 | 0.012346 | 12.0729 | 5.3215e-05 | 2959 | 0.05 | 1054 | 27.46 | 42.48% | 11 | 1 | 61.21% | 68%
10364 | MADISON 2101745850 | 63172101 | MADISON 2101 | 745850 | TRUE | 1558.6923 | 771.4701 | 7 | 0.11533 | 1.2885 | 24.6623 | 0 | 0 | 1 | 0 | 1 | 0 | 0 | 5.3567 | 5.3176e-05 | 2960 |  | 3539
4513 | SAN LUIS OBISPO 1104V14 | 182631104 | SAN LUIS OBISPO 1104 | V14 | FALSE | 13117.1277 | 13103.4117 | 69 | 0.33454 | 0.97895 | 39.166 | 0.11147 | 0.67971 | 0.175 | 0.21691 | 0.17983 | 0.45616 | 0 | 5.4823 | 5.3161e-05 | 2961 | 0.02 | 2036 | 22.99 | 13.75% | 0 | 2 | 100% | 0%
6986 | RESERVATION ROAD 1102303870 | 182731102 | RESERVATION ROAD 1102 | 303870 | FALSE | 1292.4248 | 1028.4638 | 7 | 0.096908 | 1.1973 | 22.4061 | 0 | 0 | 1 | 0 | 1 | 0 | 0 | 6.5534 | 5.3155e-05 | 2962 |  | 3080
429 | COTTONWOOD 11021578 | 102931102 | COTTONWOOD 1102 | 1578 | FALSE | 56424.6884 | 48498.4276 | 269 | 0.10893 | 2.1233 | 27.8473 | 0 | 0 | 1 | 0.48991 | 0.51009 | 0 | 0.02974 | 7.1438 | 5.3137e-05 | 2963 | 0.05 | 1098 | 38.09 | 100% | 1 | 7 | 81.08% | 0%
8148 | MIWUK 1702S1547 | 163661702 | MIWUK 1702 | S1547 | FALSE | 4459.8848 | 4459.8848 | 39 | 0.03536 | 2.8822 | 35.1063 | 0 | 0 | 1 | 1 | 0 | 0 | 0 | 22.8012 | 5.3114e-05 | 2964 | 0.24 | 220 | 85.42 | 100% | 1 | 5 | 100% | 100%
9426 | GREEN VALLEY 2101380922 | 83192101 | GREEN VALLEY 2101 | 380922 | FALSE | 4341.3947 | 1588.6005 | 30 | 0.54485 | 1.6533 | 34.2123 | 0 | 0.75 | 0.25 | 0 | 0.28333 | 0.71667 | 0 | 7.0054 | 5.3037e-05 | 2965 |  | 3357
4876 | SISQUOC 1102M54 | 182811102 | SISQUOC 1102 | M54 | FALSE | 48740.6445 | 31884.2274 | 166 | 0.26493 | 1.0067 | 28.5146 | 0.096386 | 0.26958 | 0.63404 | 0.013052 | 0.62098 | 0.26958 | 0 | 2.8168 | 5.3034e-05 | 2966 | 0.02 | 1915 | 11.34 | 62.6% | 1 | 3 | 56.95% | 1%
8382 | MORGAN HILL 2109XR246 | 83242109 | MORGAN HILL 2109 | XR246 | TRUE | 6374.5348 | 71.5932 | 61 | 0.602 | 1.4821 | 29.7996 | 0.40167 | 0.17921 | 0.4125 | 0.11612 | 0.32917 | 0.15462 | 0.021858 | 5.309 | 5.3027e-05 | 2967 |  | 3218
9367 | REDBUD 110244119 | 43191102 | REDBUD 1102 | 44119 | TRUE | 4510.2451 | 512.7214 | 35 | 0.61337 | 1.9995 | 58.1687 | 0 | 0.054286 | 0.94571 | 0 | 0.94571 | 0.054286 | 0 | 9.4484 | 5.2979e-05 | 2968 | 0.01 | 2398 | 10 | 86.82% | 0 | 0 | 23.81% | 0%
5231 | BURNEY 1101CB | 103311101 | BURNEY 1101 | CB | FALSE | 3204.0009 | 1997.9569 | 29 | 0.4862 | 2.1055 | 24.3619 | 0.33142 | 0.26245 | 0.39464 | 0.56897 | 0.072797 | 0.015326 | 0.0068966 | 11.3718 | 5.2977e-05 | 2969 | 0.01 | 2613 | 10 | 59.07% | 1 | 0 | 46.14% | 0%
9674 | GUALALA 1112CB | 42841112 | GUALALA 1112 | CB | FALSE | 3448.2579 | 2568.9228 | 22 | 0.34401 | 2.759 | 56.5726 | 0.38853 | 0.52056 | 0.090909 | 0 | 0.090909 | 0.34632 | 0 | 27.7032 | 5.2908e-05 | 2970 | 0.03 | 1530 | 40.24 | 4.36% | 2 | 4 | 94.33% | 0%
4440 | SANTA ROSA A 1104991788 | 42151104 | SANTA ROSA A 1104 | 991788 | FALSE | 5495.9742 | 1222.0634 | 43 | 0.72128 | 2.414 | 57.4555 | 0 | 0.18217 | 0.81783 | 0 | 0.81783 | 0.18217 | 0.013566 | 10.9425 | 5.288e-05 | 2971 |  | 2890
8540 | DEL MONTE 210436720 | 182222104 | DEL MONTE 2104 | 36720 | FALSE | 12840.8619 | 9577.7665 | 87 | 0.22701 | 1.2757 | 31.2896 | 0.1602 | 0.19636 | 0.64344 | 0 | 0.68846 | 0.14176 | 0 | 10.74 | 5.288e-05 | 2972 | 0.04 | 1295 | 15.1 | 78.82% | 1 | 2 | 76.61% | 0%
2713 | ELK CREEK 110137334 | 102781101 | ELK CREEK 1101 | 37334 | FALSE | 15392.9848 | 15392.9848 | 70 | 0.13757 | 1.2769 | 40.8718 | 0 | 0 | 1 | 0.047619 | 0.95238 | 0 | 0 | 7.6372 | 5.2877e-05 | 2973 | 0.07 | 857 | 59.86 | 100% | 0 | 0 | 100% | 0%
8657 | OCEANO 110376678 | 182601103 | OCEANO 1103 | 76678 | TRUE | 597.8557 | 88.7522 | 8 | 0.7078 | 0.91233 | 21.6957 | 0.40625 | 0.46875 | 0.125 | 0 | 0.125 | 0.46875 | 0 | 3.6197 | 5.2866e-05 | 2974 | 0.01 | 2142 | 10 | 22.91% | 0 | 2 | 14.84% | 0%
4446 | OTTER 1101440 | 182941101 | OTTER 1101 | 440 | FALSE | 17666.8696 | 13392.7701 | 107 | 0.30847 | 1.2415 | 35.9288 | 0.060748 | 0.92212 | 0.010903 | 0.066355 | 0.1391 | 0.58069 | 0.018692 | 36.8118 | 5.2851e-05 | 2975 | 0.02 | 2099 | 21.39 | 0.86% | 24 | 4 | 77.84% | 0%
1199 | BEAR VALLEY 21059560 | 252192105 | BEAR VALLEY 2105 | 9560 | FALSE | 35435.963 | 35435.963 | 226 | 0.040757 | 2.3064 | 36.5157 | 0 | 0 | 0.99902 | 0.91716 | 0.081858 | 0 | 0.019912 | 15.8611 | 5.282e-05 | 2976 | 0.13 | 535 | 45.88 | 99.97% | 7 | 2 | 100% | 13%
881 | RED BLUFF 11011556 | 103541101 | RED BLUFF 1101 | 1556 | FALSE | 64601.0138 | 61930.0824 | 411 | 0.17006 | 1.9057 | 29.7534 | 0 | 0 | 1 | 0.094079 | 0.90592 | 0 | 0 | 4.9353 | 5.2815e-05 | 2977 | 0.1 | 641 | 32.66 | 100% | 1 | 11 | 88.02% | 0%
8063 | COARSEGOLD 210210207 | 254432102 | COARSEGOLD 2102 | 10207 | FALSE | 5731.5328 | 5731.5328 | 38 | 0.0048227 | 2.1436 | 38.8631 | 0 | 0 | 1 | 0.56579 | 0.43421 | 0 | 0 | 15.3216 | 5.2727e-05 | 2978 | 0.2 | 344 | 10 | 99.5% | 3 | 11 | 100% | 100%
4872 | SUNOL 1101MR196 | 14241101 | SUNOL 1101 | MR196 | FALSE | 21187.4678 | 6333.1478 | 96 | 0.2084 | 1.4087 | 32.6982 | 0.11797 | 0.59392 | 0.28811 | 0.0086806 | 0.70998 | 0.15642 | 0 | 8.2071 | 5.2612e-05 | 2979 | 0.01 | 2252 | 75.19 | 26.76% | 0 | 1 | 18.84% | 0%
4514 | SOLEDAD 2101526864 | 182052101 | SOLEDAD 2101 | 526864 | FALSE | 5659.7355 | 5008.6837 | 18 | 0.13817 | 0.75103 | 24.8451 | 0 | 0.33333 | 0.66667 | 0.11111 | 0.55556 | 0.33333 | 0 | 1.0621 | 5.2603e-05 | 2980 |  | 2901
1636 | LOS COCHES 1101625902 | 182151101 | LOS COCHES 1101 | 625902 | FALSE | 9066.5477 | 4214.4266 | 26 | 0.60769 | 1.0327 | 39.9284 | 0 | 0.69231 | 0.30769 | 0 | 0.96154 | 0.038462 | 0.076923 | 6.8909 | 5.2521e-05 | 2981 |  | 2735
1231 | RED BLUFF 1103CB | 103541103 | RED BLUFF 1103 | CB | TRUE | 31613.0704 | 164.6636 | 261 | 0.65476 | 1.6736 | 32.853 | 0.24246 | 0.29376 | 0.46377 | 0.013652 | 0.45431 | 0.28414 | 0.017246 | 6.5207 | 5.2389e-05 | 2982 |  | 2718
9576 | LLAGAS 2104603392 | 83182104 | LLAGAS 2104 | 603392 | FALSE | 5227.4341 | 4685.9835 | 17 | 0.07788 | 1.5166 | 21.5656 | 0 | 0.17647 | 0.82353 | 0 | 1 | 0 | 0 | 10.2988 | 5.2363e-05 | 2983 |  | 3382
4432 | BRUNSWICK 11053611 | 152481105 | BRUNSWICK 1105 | 3611 | FALSE | 2597.3823 | 2597.3823 | 23 | 0 | 4.4518 | 27.7641 | 0 | 0 | 1 | 1 | 0 | 0 | 0.043478 | 28.4564 | 5.2349e-05 | 2984 | 0.23 | 247 | 98 | 100% | 0 | 3 | 100% | 100%
3350 | OAKHURST 110310570 | 254421103 | OAKHURST 1103 | 10570 | FALSE | 15440.8056 | 15440.8056 | 92 | 0.030537 | 2.1511 | 29.6048 | 0 | 0 | 1 | 0.89402 | 0.10598 | 0 | 0 | 8.6475 | 5.2246e-05 | 2985 | 0.13 | 521 | 19.59 | 100% | 0 | 5 | 100% | 84%
8179 | LOS OSITOS 21037062 | 182082103 | LOS OSITOS 2103 | 7062 | FALSE | 19664.1429 | 19664.1429 | 53 | 0.20823 | 1.2286 | 44.9695 | 0 | 0.38679 | 0.61321 | 0.037736 | 0.59434 | 0.36792 | 0 | 3.6296 | 5.2216e-05 | 2986 | 0.05 | 1112 | 84.16 | 73.22% | 2 | 3 | 100% | 0%
3966 | SAN BENITO 2101295566 | 182742101 | SAN BENITO 2101 | 295566 | TRUE | 3409.6411 | 751.534 | 18 | 0.15114 | 1.2329 | 31.5927 | 0 | 0.42593 | 0.57407 | 0 | 0.57407 | 0.42593 | 0 | 4.7637 | 5.22e-05 | 2987 |  | 2864
3075 | REDBUD 11022013 | 43191102 | REDBUD 1102 | 2013 | TRUE | 7412.4545 | 238.9679 | 51 | 0.67926 | 1.9913 | 46.3766 | 0.013725 | 0.043301 | 0.94297 | 0 | 0.95114 | 0.035131 | 0 | 7.1206 | 5.2169e-05 | 2988 | 0.01 | 2274 | 35.11 | 100% | 0 | 0 | 2.45% | 0%
1795 | BOLINAS 11011064 | 42261101 | BOLINAS 1101 | 1064 | FALSE | 7144.3316 | 1005.39 | 51 | 0.53121 | 1.8723 | 46.1995 | 0.11438 | 0.82353 | 0.062092 | 0 | 0.062092 | 0.82353 | 0.057734 | 31.6212 | 5.2154e-05 | 2989 | 0.01 | 2182 | 10 | 14.47% | 2 | 1 | 17.88% | 0%
4671 | PURISIMA 1101Y42 | 182971101 | PURISIMA 1101 | Y42 | FALSE | 26985.4956 | 5628.4599 | 127 | 0.47256 | 0.91832 | 37.5528 | 0.035433 | 0.60892 | 0.35171 | 0.0091864 | 0.61024 | 0.34121 | 0 | 5.4685 | 5.2153e-05 | 2990 | 0.01 | 2542 | 72.3 | 27.05% | 0 | 0 | 2.02% | 0%
7109 | AUBERRY 1102R1013 | 254151102 | AUBERRY 1102 | R1013 | FALSE | 20054.4308 | 20054.4308 | 132 | 0.039604 | 1.6369 | 34.6071 | 0.14394 | 0.0018939 | 0.85417 | 0.0018939 | 0.85417 | 0 | 0 | 6.2502 | 5.2064e-05 | 2991 | 0.04 | 1246 | 22.64 | 85.13% | 0 | 11 | 100% | 0%
9058 | LOS GATOS 1101502026 | 82021101 | LOS GATOS 1101 | 502026 | TRUE | 1729.6385 | 180.5393 | 17 | 0.84384 | 1.4749 | 27.5932 | 0.16681 | 0.16387 | 0.66933 | 0.070588 | 0.59874 | 0.16387 | 0 | 7.9502 | 5.2048e-05 | 2992 |  | 3302
1107 | COARSEGOLD 210410030 | 254432104 | COARSEGOLD 2104 | 10030 | FALSE | 59186.5885 | 54599.1868 | 227 | 0.058516 | 1.2089 | 27.3538 | 0.0066079 | 0.23304 | 0.75338 | 0.0088106 | 0.78275 | 0.11601 | 0.0022026 | 5.5474 | 5.1982e-05 | 2993 | 0.02 | 1828 | 10.71 | 33.01% | 0 | 3 | 88.51% | 0%
9774 | WILDWOOD 1101384582 | 103611101 | WILDWOOD 1101 | 384582 | FALSE | 7304.3535 | 7304.3535 | 8 | 0.11451 | 2.17 | 18.635 | 0 | 0 | 1 | 1 | 0 | 0 | 0 | 14.4025 | 5.1941e-05 | 2994 |  | 3417
874 | RISING RIVER 1101CB | 103551101 | RISING RIVER 1101 | CB | FALSE | 21509.9694 | 15956.2359 | 121 | 0.16872 | 1.5553 | 18.0866 | 0.00091827 | 0.05877 | 0.81497 | 0.81566 | 0.043388 | 0.00091827 | 0.0082645 | 10.4543 | 5.192e-05 | 2995 | 0.02 | 1859 | 10 | 88.75% | 1 | 2 | 70.58% | 0%
3081 | SARATOGA 1103LC40 | 83371103 | SARATOGA 1103 | LC40 | TRUE | 2260.1219 | 26.7728 | 28 | 0.84362 | 1.4222 | 19.253 | 0.28214 | 0.36161 | 0.35179 | 0 | 0.3375 | 0.36161 | 0.022321 | 7.308 | 5.1876e-05 | 2996 | 0.01 | 2201 | 10 | 0% | 0 | 0 | 6.58% | 0%
8459 | CAYETANO 21099504 | 14422109 | CAYETANO 2109 | 9504 | FALSE | 23288.5561 | 23283.8699 | 97 | 0.072482 | 1.6483 | 23.9975 | 0 | 0.046392 | 0.94183 | 0 | 0.93152 | 0.046392 | 0 | 5.738 | 5.1866e-05 | 2997 | 0.21 | 302 | 53.84 | 95.53% | 0 | 2 | 97.78% | 76%
474 | COTTONWOOD 11031616 | 102931103 | COTTONWOOD 1103 | 1616 | FALSE | 79228.8196 | 75536.2374 | 454 | 0.1065 | 2.0651 | 29.1778 | 0.0049559 | 0.00073421 | 0.99431 | 0.35411 | 0.6402 | 0.00073421 | 0 | 5.3425 | 5.1839e-05 | 2998 | 0.1 | 647 | 47.35 | 99.79% | 2 | 10 | 92.93% | 0%
4531 | CRESCENT MILLS 21013113 | 103132101 | CRESCENT MILLS 2101 | 3113 | FALSE | 1919.7007 | 1919.7007 | 9 | 0.048392 | 3.0616 | 28.9861 | 0 | 0 | 1 | 0.55556 | 0.44444 | 0 | 0 | 14.3265 | 5.1754e-05 | 2999 | 0.05 | 1088 | 94.47 | 100% | 0 | 0 | 100% | 0%
7824 | CAYUCOS 1102317156 | 182551102 | CAYUCOS 1102 | 317156 | FALSE | 18303.2443 | 3816.311 | 67 | 0.13262 | 1.1886 | 46.4642 | 0 | 0.88806 | 0.11194 | 0.014925 | 0.097015 | 0.88806 | 0.014925 | 3.6376 | 5.1745e-05 | 3000 |  | 3166
392 | BELMONT 11038958 | 24031103 | BELMONT 1103 | 8958 | FALSE | 9585.6333 | 5438.9297 | 73 | 0.69369 | 1.4432 | 24.4936 | 0.10046 | 0.54581 | 0.35145 | 0.07469 | 0.33995 | 0.46427 | 0.0015221 | 8.0146 | 5.1694e-05 | 3001 | 0.01 | 2595 | 10 | 49.35% | 0 | 4 | 26.9% | 0%
9324 | ECHO SUMMIT 1101741586 | 158031101 | ECHO SUMMIT 1101 | 741586 | FALSE | 1137.7952 | 1137.7952 | 9 | 0.32941 | 3.383 | 9.8222 | 0 | 0 | 1 | 1 | 0 | 0 | 0 | 19.4654 | 5.1683e-05 | 3002 |  | 3342
1799 | MORGAN HILL 2105XR578 | 83242105 | MORGAN HILL 2105 | XR578 | TRUE | 1108.6732 | 261.0602 | 12 | 0.73222 | 1.5475 | 28.5907 | 0.46528 | 0.11111 | 0.42361 | 0 | 0.42361 | 0.11111 | 0 | 6.3633 | 5.1652e-05 | 3003 | 0.01 | 2175 | 10 | 8.67% | 0 | 0 | 31.62% | 0%
1763 | RED BLUFF 110451238 | 103541104 | RED BLUFF 1104 | 51238 | FALSE | 63137.7388 | 63137.7388 | 335 | 0.096832 | 2.0267 | 26.6096 | 0 | 0.016915 | 0.98308 | 0.092537 | 0.89055 | 0.016915 | 0 | 3.6962 | 5.1642e-05 | 3004 | 0.09 | 705 | 43.72 | 96.09% | 3 | 21 | 100% | 0%
4185 | PASO ROBLES 1104R12 | 182611104 | PASO ROBLES 1104 | R12 | FALSE | 64632.5351 | 52796.2686 | 278 | 0.24972 | 1.2036 | 33.5372 | 0.0071942 | 0.11468 | 0.87813 | 0.15647 | 0.79062 | 0.03717 | 0 | 4.2814 | 5.1483e-05 | 3005 | 0.05 | 1136 | 63.48 | 89.23% | 0 | 7 | 66.23% | 0%
2028 | HICKS 1116LB16 | 83431116 | HICKS 1116 | LB16 | FALSE | 13211.9515 | 4399.0652 | 97 | 0.77547 | 1.4752 | 21.0197 | 0.24531 | 0.22059 | 0.5341 | 0 | 0.48914 | 0.22059 | 0.0034364 | 5.5052 | 5.1468e-05 | 3006 | 0.01 | 2504 | 10 | 12.53% | 1 | 1 | 15.83% | 0%
5370 | FROGTOWN 17027108 | 163451702 | FROGTOWN 1702 | 7108 | FALSE | 20715.9427 | 15478.9307 | 99 | 0.0034078 | 1.6677 | 24.6301 | 0.11448 | 0.030303 | 0.85017 | 0.010101 | 0.86027 | 0.010101 | 0.010101 | 2.8358 | 5.144e-05 | 3007 | 0.02 | 2060 | 39.09 | 66.95% | 0 | 1 | 78.26% | 0%
3773 | RINCON 1104CB | 43321104 | RINCON 1104 | CB | TRUE | 3983.613 | 901.4332 | 34 | 0.85727 | 2.6099 | 40.2278 | 0.41129 | 0.0058824 | 0.58283 | 0 | 0.58283 | 0.0058824 | 0.014706 | 9.8052 | 5.1406e-05 | 3008 | 0.05 | 1148 | 10 | 22.48% | 3 | 5 | 47.86% | 77%
332 | MESA 1101CB | 182821101 | MESA 1101 | CB | FALSE | 40952.4168 | 22299.6831 | 230 | 0.34651 | 0.92798 | 33.4341 | 0.19344 | 0.38261 | 0.41961 | 0.017391 | 0.37758 | 0.36217 | 0.044493 | 2.6582 | 5.1221e-05 | 3009 | 0.01 | 2614 | 48.82 | 12.29% | 0 | 3 | 51.32% | 0%
207 | AUBERRY 1102CB | 254151102 | AUBERRY 1102 | CB | FALSE | 55860.8325 | 55860.8325 | 368 | 0.053568 | 1.5264 | 33.7549 | 0.12547 | 0.032835 | 0.8417 | 0.11911 | 0.74229 | 0.009058 | 0 | 6.0547 | 5.1188e-05 | 3010 | 0.09 | 702 | 23.09 | 82.62% | 0 | 22 | 100% | 0%
3939 | ZACA 1101Y70 | 182681101 | ZACA 1101 | Y70 | FALSE | 13947.1347 | 10839.1211 | 61 | 0.34199 | 1.0752 | 37.377 | 0.22295 | 0.016393 | 0.76066 | 0.07377 | 0.6377 | 0.016393 | 0 | 4.9367 | 5.1111e-05 | 3011 | 0.02 | 1909 | 39.08 | 69.39% | 0 | 1 | 58.75% | 0%
6945 | CHOLAME 2102X06 | 182562102 | CHOLAME 2102 | X06 | TRUE | 20798.4951 | 651.9578 | 40 | 0.25842 | 0.75042 | 49.123 | 0 | 0.05 | 0.95 | 0.375 | 0.575 | 0.05 | 0 | 1.0156 | 5.1105e-05 | 3012 | 0.03 | 1486 | 47.82 | 99.99% | 1 | 7 | 63.4% | 0%
10450 | OAKLAND J 1102951816 | 12091102 | OAKLAND J 1102 | 951816 | TRUE | 539.1734 | 539.1734 | 6 | 0.5857 | 2.0276 | 18.3898 | 0 | 0 | 1 | 0 | 1 | 0 | 0 | 8.2276 | 5.1065e-05 | 3013 |  | 3551
4963 | BEAR VALLEY 210190550 | 252192101 | BEAR VALLEY 2101 | 90550 | FALSE | 12911.2772 | 12911.2772 | 47 | 0.045342 | 2.2472 | 29.4871 | 0 | 0 | 0.98227 | 0.98227 | 0 | 0 | 0 | 9.3825 | 5.1033e-05 | 3014 | 0.03 | 1675 | 10 | 99.83% | 0 | 6 | 100% | 0%
5875 | MESA 11016113 | 182821101 | MESA 1101 | 6113 | FALSE | 15649.5972 | 2800.3205 | 100 | 0.10203 | 1.0729 | 37.2295 | 0 | 0.26667 | 0.73333 | 0.01 | 0.72333 | 0.26667 | 0.06 | 3.223 | 5.0937e-05 | 3015 | 0.02 | 2008 | 57.29 | 100% | 0 | 0 | 15.55% | 0%
2808 | PASO ROBLES 1104P02 | 182611104 | PASO ROBLES 1104 | P02 | TRUE | 11656.6661 | 515.0322 | 93 | 0.58031 | 0.85039 | 39.9077 | 0.2374 | 0.28119 | 0.4814 | 0.032258 | 0.55003 | 0.18031 | 0.016129 | 2.4661 | 5.0919e-05 | 3016 | 0.01 | 2492 | 10 | 100% | 0 | 0 | 1.07% | 0%
9379 | SUNOL 11018721 | 14241101 | SUNOL 1101 | 8721 | FALSE | 4901.8588 | 4400.8399 | 29 | 0.14131 | 1.2847 | 42.6047 | 0 | 0.4569 | 0.5431 | 0.10345 | 0.43966 | 0.4569 | 0 | 4.6497 | 5.0888e-05 | 3017 | 0.02 | 1840 | 51.72 | 49.03% | 0 | 1 | 76.51% | 0%
5298 | SAN LEANDRO U 1109CR182 | 13111109 | SAN LEANDRO U 1109 | CR182 | FALSE | 7768.8154 | 7768.8154 | 56 | 0.53447 | 1.7138 | 22.034 | 0.037415 | 0.35991 | 0.60268 | 0 | 0.75128 | 0.21131 | 0 | 11.9778 | 5.0879e-05 | 3018 | 0.05 | 1100 | 10 | 62.88% | 5 | 1 | 100% | 19%
9781 | SAN LUIS OBISPO 1108903036 | 182631108 | SAN LUIS OBISPO 1108 | 903036 | TRUE | 576.6112 | 306.6437 | 5 | 0.79592 | 1.2666 | 49.2104 | 0 | 1 | 0 | 0 | 0 | 1 | 0 | 4.8941 | 5.0816e-05 | 3019 |  | 3419
1000 | MORGAN HILL 2111CB | 83242111 | MORGAN HILL 2111 | CB | TRUE | 3629.5545 | 353.0082 | 38 | 0.80765 | 1.4553 | 27.8437 | 0.50407 | 0.35739 | 0.13327 | 0.0052632 | 0.16748 | 0.17231 | 0.0037594 | 5.1533 | 5.0792e-05 | 3020 | 0.01 | 2431 | 10 | 12.74% | 0 | 0 | 12.6% | 0%
559 | PACIFICA 110266732 | 22811102 | PACIFICA 1102 | 66732 | TRUE | 3298.663 | 334.9483 | 23 | 0.67433 | 2.0194 | 33.2485 | 0.16522 | 0.81304 | 0.021739 | 0.024845 | 0.23188 | 0.25507 | 0 | 12.7274 | 5.0745e-05 | 3021 | 0.01 | 2363 | 10 | 0% | 1 | 0 | 38.02% | 25%
9878 | CEDAR CREEK 1101451856 | 103321101 | CEDAR CREEK 1101 | 451856 | TRUE | 105.147 | 105.147 | 2 | 0 | 5.0804 | 15.5451 | 0 | 0 | 1 | 1 | 0 | 0 | 0 | 5.1629 | 5.0483e-05 | 3022 |  | 3442
4686 | ELK CREEK 11012212 | 102781101 | ELK CREEK 1101 | 2212 | FALSE | 54144.6309 | 25107.5196 | 136 | 0.072711 | 1.6132 | 39.9505 | 0 | 0 | 1 | 0.10539 | 0.89461 | 0 | 0 | 3.9749 | 5.0479e-05 | 3023 | 0.03 | 1597 | 85.64 | 100% | 0 | 1 | 29.79% | 0%
6247 | ELK CREEK 11012004 | 102781101 | ELK CREEK 1101 | 2004 | FALSE | 86935.2431 | 40225.06 | 174 | 0.11185 | 1.2827 | 40.7924 | 0 | 0.0057471 | 0.99425 | 0.017241 | 0.97701 | 0.0057471 | 0 | 3.2665 | 5.0473e-05 | 3024 | 0.03 | 1740 | 82.01 | 100% | 0 | 1 | 27.7% | 0%
5276 | SANTA YNEZ 110477098 | 182721104 | SANTA YNEZ 1104 | 77098 | FALSE | 20978.2648 | 19250.5668 | 112 | 0.30311 | 0.88523 | 34.4998 | 0.022321 | 0.1439 | 0.83378 | 0 | 0.82708 | 0.12202 | 0.03125 | 6.1673 | 5.0472e-05 | 3025 | 0.04 | 1358 | 59.06 | 89.18% | 0 | 4 | 81.31% | 0%
1847 | ALTO 1122CB | 42031122 | ALTO 1122 | CB | FALSE | 5576.1236 | 3611.6831 | 46 | 0.72641 | 2.2565 | 49.2409 | 0.33333 | 0.5471 | 0.11957 | 0 | 0.11957 | 0.38696 | 0 | 10.0291 | 5.0453e-05 | 3026 | 0.05 | 1078 | 10 | 11.27% | 0 | 1 | 68.83% | 100%
2480 | REDBUD 1101CB | 43191101 | REDBUD 1101 | CB | FALSE | 11764.5735 | 5407.5285 | 91 | 0.76551 | 2.0927 | 54.7441 | 0.21149 | 0.28192 | 0.50659 | 0 | 0.50659 | 0.28192 | 0.0219 | 23.4841 | 5.0448e-05 | 3027 | 0.03 | 1637 | 32.56 | 40.27% | 2 | 12 | 69.43% | 0%
9623 | SANTA YNEZ 1104685160 | 182721104 | SANTA YNEZ 1104 | 685160 | TRUE | 2780.4715 | 943.7591 | 17 | 0.55775 | 0.88357 | 29.9844 | 0.058824 | 0.11765 | 0.82353 | 0 | 0.82353 | 0.11765 | 0 | 3.4214 | 5.0437e-05 | 3028 |  | 3392
7848 | OAKHURST 1101636114 | 254421101 | OAKHURST 1101 | 636114 | FALSE | 32974.1643 | 32974.1643 | 153 | 0.038 | 1.6513 | 32.4213 | 0 | 0.13508 | 0.86492 | 0.20915 | 0.67538 | 0.11547 | 0 | 5.1449 | 5.0431e-05 | 3029 |  | 3171
6271 | COTTONWOOD 110131500 | 102931101 | COTTONWOOD 1101 | 31500 | FALSE | 18887.7142 | 7501.4293 | 111 | 0.090442 | 2.0265 | 33.8802 | 0.085586 | 0 | 0.91441 | 0.33709 | 0.57733 | 0 | 0.045045 | 5.5775 | 5.0427e-05 | 3030 | 0.01 | 2337 | 22.5 | 96% | 0 | 0 | 27.31% | 0%
3545 | PACIFICA 1104230272 | 22811104 | PACIFICA 1104 | 230272 | FALSE | 1833.3676 | 1377.39 | 18 | 0.51879 | 1.5965 | 31.9081 | 0.027778 | 0.94444 | 0.027778 | 0.10185 | 0.15278 | 0.59259 | 0 | 6.6714 | 5.0412e-05 | 3031 |  | 2836
4841 | OAKHURST 110363334 | 254421103 | OAKHURST 1103 | 63334 | FALSE | 27819.9713 | 27819.9713 | 154 | 0.061049 | 2.021 | 37.8844 | 0 | 0 | 1 | 0.4882 | 0.5118 | 0 | 0 | 8.2653 | 5.0298e-05 | 3032 | 0.05 | 1145 | 47.38 | 100% | 1 | 11 | 100% | 11%
2834 | WILLOW PASS 1101CB | 13911101 | WILLOW PASS 1101 | CB | FALSE | 10055.4219 | 1899.3733 | 75 | 0.69896 | 1.285 | 25.267 | 0.56222 | 0.093333 | 0.34444 | 0.02 | 0.32444 | 0.093333 | 0 | 3.695 | 5.022e-05 | 3033 | 0.01 | 2430 | 10 | 100% | 0 | 1 | 6.68% | 0%
8553 | RED BLUFF 11041302 | 103541104 | RED BLUFF 1104 | 1302 | FALSE | 23388.5169 | 22389.9711 | 113 | 0.12854 | 1.8441 | 25.8812 | 0.084071 | 0 | 0.91593 | 0.30088 | 0.45133 | 0 | 0 | 7.6156 | 5.0169e-05 | 3034 | 0.04 | 1327 | 39.81 | 84.84% | 0 | 4 | 98.04% | 0%
10420 | SANTA YNEZ 1101673618 | 182721101 | SANTA YNEZ 1101 | 673618 | TRUE | 533.16 | 171.3788 | 4 | 0.57148 | 0.86317 | 26.2535 | 0.125 | 0 | 0.875 | 0 | 0.875 | 0 | 0 | 7.2393 | 5.0101e-05 | 3035 |  | 3547
3103 | JOLON 11027070 | 182981102 | JOLON 1102 | 7070 | FALSE | 26486.1632 | 10307.0829 | 132 | 0.22073 | 0.91803 | 50.6103 | 0.011364 | 0.0075758 | 0.97652 | 0.30732 | 0.55556 | 0.0075758 | 0 | 1.9166 | 5.0065e-05 | 3036 | 0.02 | 1858 | 33.89 | 99.18% | 0 | 3 | 30.01% | 0%
9503 | SAN LUIS OBISPO 1103153199 | 182631103 | SAN LUIS OBISPO 1103 | 153199 | FALSE | 8788.2197 | 4750.5459 | 53 | 0.16432 | 1.1681 | 40.5919 | 0 | 0.16981 | 0.83019 | 0 | 0.83019 | 0.16981 | 0 | 9.5267 | 4.9986e-05 | 3037 |  | 3364
7812 | LUCERNE 11062355 | 43351106 | LUCERNE 1106 | 2355 | TRUE | 1676.4836 | 644.3598 | 13 | 0.88759 | 2.0486 | 54.3116 | 0 | 0 | 1 | 0 | 1 | 0 | 0 | 80.1897 | 4.9957e-05 | 3038 | 0.03 | 1571 | 10 | 100% | 1 | 0 | 88.59% | 0%
10166 | TEMPLETON 21132949 | 183052113 | TEMPLETON 2113 | 2949 | TRUE | 766.5719 | 766.5719 | 6 | 0.10237 | 1.0995 | 30.6046 | 0 | 0 | 1 | 0 | 1 | 0 | 0 | 2.0315 | 4.9947e-05 | 3039 | 0.03 | 1551 | 10 | 100% | 0 | 0 | 100% | 0%
6573 | SISQUOC 1103858898 | 182811103 | SISQUOC 1103 | 858898 | FALSE | 31911.4059 | 31551.7735 | 152 | 0.068337 | 1.0853 | 39.3639 | 0.0065789 | 0.26425 | 0.72917 | 0.019737 | 0.83443 | 0.13925 | 0.0065789 | 7.9504 | 4.9929e-05 | 3040 |  | 3043
427 | SAUSALITO 1101688590 | 42491101 | SAUSALITO 1101 | 688590 | FALSE | 3500.4301 | 1691.536 | 32 | 0.65875 | 1.9011 | 39.4568 | 0.1026 | 0.78281 | 0.11458 | 0 | 0.1224 | 0.68125 | 0.015625 | 33.4273 | 4.9847e-05 | 3041 |  | 2671
4319 | MESA 11016111 | 182821101 | MESA 1101 | 6111 | FALSE | 41513.5486 | 39023.9015 | 202 | 0.075362 | 1.1226 | 37.4072 | 0.069307 | 0.086221 | 0.83952 | 0 | 0.83952 | 0.080033 | 0.0049505 | 4.8593 | 4.9757e-05 | 3042 | 0.23 | 249 | 66.27 | 84.61% | 0 | 7 | 92.83% | 48%
6252 | CHESTER 1101922138 | 103181101 | CHESTER 1101 | 922138 | FALSE | 3566.848 | 2524.6386 | 24 | 0.24013 | 2.2258 | 19.5031 | 0 | 0 | 0.98333 | 0.98333 | 0 | 0 | 0 | 14.0571 | 4.9756e-05 | 3043 |  | 3016
5964 | RALSTON 1102CB | 24141102 | RALSTON 1102 | CB | FALSE | 6891.3641 | 1520.1281 | 66 | 0.71119 | 1.4917 | 17.5053 | 0.45382 | 0.051317 | 0.49107 | 0.010101 | 0.49802 | 0.022727 | 0 | 6.2614 | 4.9607e-05 | 3044 | 0.01 | 2605 | 10 | 71.25% | 0 | 0 | 25.36% | 0%
7623 | PANOCHE 11034008 | 253671103 | PANOCHE 1103 | 4008 | FALSE | 56919.5652 | 56919.5652 | 138 | 0.12086 | 0.93482 | 37.1082 | 0.0072464 | 0 | 0.99275 | 0.036232 | 0.9529 | 0 | 0.0072464 | 2.9253 | 4.9605e-05 | 3045 | 0.06 | 940 | 69.55 | 99.82% | 0 | 2 | 100% | 0%
5988 | SPRING GAP 1702693441 | 162831702 | SPRING GAP 1702 | 693441 | FALSE | 6859.835 | 6859.835 | 59 | 0.089359 | 2.9591 | 31.3442 | 0.009887 | 0 | 0.99011 | 0.80367 | 0.18644 | 0 | 0 | 31.3362 | 4.9575e-05 | 3046 | 0.28 | 153 | 35.89 | 98.37% | 5 | 2 | 100% | 100%
8806 | CLAYTON 2212859443 | 12022212 | CLAYTON 2212 | 859443 | TRUE | 777.6394 | 475.2837 | 5 | 0.34038 | 1.5608 | 37.8272 | 0 | 0.8 | 0.2 | 0 | 0.2 | 0.8 | 0 | 3.8633 | 4.9574e-05 | 3047 |  | 3268
2842 | SAN LUIS OBISPO 1101CB | 182631101 | SAN LUIS OBISPO 1101 | CB | FALSE | 10872.4032 | 5779.9667 | 75 | 0.44749 | 1.312 | 46.9066 | 0.25889 | 0.37778 | 0.36333 | 0.095556 | 0.35444 | 0.29333 | 0 | 5.8126 | 4.9567e-05 | 3048 | 0.01 | 2348 | 57.45 | 18.1% | 1 | 2 | 37.74% | 0%
6182 | BERESFORD 0403435168 | 24040403 | BERESFORD 0403 | 435168 | FALSE | 2902.2955 | 2068.4077 | 26 | 0.61038 | 1.6752 | 33.7276 | 0 | 0.89744 | 0.10256 | 0 | 0.28205 | 0.71795 | 0 | 10.7537 | 4.9503e-05 | 3049 |  | 3011
1099 | HIGHLANDS 110275140 | 43361102 | HIGHLANDS 1102 | 75140 | FALSE | 32224.0105 | 13968.9875 | 238 | 0.64684 | 1.9853 | 53.6884 | 0.12156 | 0.16976 | 0.70763 | 0.00084034 | 0.703 | 0.16892 | 0.017274 | 6.2002 | 4.9487e-05 | 3050 | 0.02 | 2037 | 33.33 | 88.94% | 0 | 4 | 43.92% | 0%
9811 | PACIFICA 1103119798 | 22811103 | PACIFICA 1103 | 119798 | TRUE | 129.7041 | 129.7041 | 2 | 0.18958 | 1.7033 | 43.8164 | 0 | 1 | 0 | 0 | 0 | 1 | 0 | 16.9879 | 4.9475e-05 | 3051 |  | 3428
9763 | WISHON 1101CB | 251511101 | WISHON 1101 | CB | FALSE | 12293.5283 | 12293.5283 | 36 | 0.15853 | 1.3392 | 42.0166 | 0 | 0.18889 | 0.81111 | 0.25 | 0.73333 | 0.016667 | 0 | 30.195 | 4.9465e-05 | 3052 | 0.07 | 831 | 34.14 | 78.45% | 1 | 2 | 100% | 51%
796 | MESA 1101M86 | 182821101 | MESA 1101 | M86 | FALSE | 33517.8054 | 20500.8716 | 217 | 0.263 | 1.0207 | 37.8078 | 0.06298 | 0.13233 | 0.80469 | 0.0061444 | 0.65108 | 0.12312 | 0.010753 | 3.5112 | 4.9333e-05 | 3053 | 0.02 | 1886 | 14.46 | 78% | 0 | 7 | 48.4% | 0%
8215 | GREENBRAE 1104107508 | 43091104 | GREENBRAE 1104 | 107508 | TRUE | 282.9574 | 0 | 2 | 0.6683 | 2.247 | 13.8226 | 1 | 0 | 0 | 0 | 0 | 0 | 0 | 9.0769 | 4.9331e-05 | 3054 |  | 3203
2104 | LINCOLN 11045391 | 153701104 | LINCOLN 1104 | 5391 | FALSE | 1530.1829 | 1530.1829 | 7 | 0 | 1.8166 | 46.2179 | 0 | 0.78571 | 0.21429 | 0.21429 | 0 | 0.78571 | 0 | 5.0932 | 4.9284e-05 | 3055 | 0.02 | 1806 | 68.86 | 19.08% | 0 | 0 | 100% | 0%
164 | CORONA 11034446 | 43491103 | CORONA 1103 | 4446 | TRUE | 17302.7635 | 0 | 124 | 0.37003 | 2.0282 | 60.6387 | 0.024002 | 0.48808 | 0.48792 | 0.071557 | 0.48792 | 0.40577 | 0.038978 | 7.6542 | 4.9277e-05 | 3056 | 0.01 | 2376 | 50.77 | 83.54% | 0 | 0 | 7.89% | 0%
4788 | COTTONWOOD 11039072 | 102931103 | COTTONWOOD 1103 | 9072 | FALSE | 46343.9208 | 46343.9208 | 279 | 0.10433 | 2.0761 | 29.0395 | 0 | 0 | 1 | 0.79241 | 0.20759 | 0 | 0 | 3.9802 | 4.9258e-05 | 3057 | 0.06 | 1025 | 60.32 | 100% | 4 | 3 | 99.13% | 0%
6890 | CHALLENGE 110113026 | 103201101 | CHALLENGE 1101 | 13026 | FALSE | 12912.9615 | 12912.9615 | 70 | 0.064335 | 4.7863 | 35.8253 | 0 | 0 | 1 | 1 | 0 | 0 | 0.025 | 20.2352 | 4.9241e-05 | 3058 | 0.26 | 200 | 63.86 | 100% | 1 | 1 | 97.67% | 96%
10195 | ALTO 112081716 | 42031120 | ALTO 1120 | 81716 | TRUE | 406.7505 | 406.7505 | 5 | 0.59405 | 2.3751 | 40.1251 | 0 | 0.8 | 0.2 | 0 | 0.2 | 0.75 | 0 | 13.9871 | 4.9207e-05 | 3059 |  | 3512
7729 | AUBERRY 110149122 | 254151101 | AUBERRY 1101 | 49122 | FALSE | 6376.3554 | 6376.3554 | 40 | 0.11585 | 1.6264 | 33.0986 | 0.045833 | 0.079167 | 0.875 | 0.34958 | 0.60458 | 0 | 0 | 5.2122 | 4.9196e-05 | 3060 | 0.04 | 1369 | 26.93 | 92.34% | 0 | 3 | 100% | 0%
6620 | LOS GATOS 1101950286 | 82021101 | LOS GATOS 1101 | 950286 | FALSE | 1710.7995 | 1710.7995 | 17 | 0.70718 | 1.4747 | 29.8175 | 0 | 0.55882 | 0.44118 | 0.22353 | 0.41176 | 0.36471 | 0 | 8.9691 | 4.911e-05 | 3061 |  | 3046
6983 | BASALT 1106657038 | 42461106 | BASALT 1106 | 657038 | FALSE | 16275.5331 | 4182.6167 | 72 | 0.61105 | 2.0937 | 48.8854 | 0.055556 | 0.33565 | 0.6088 | 0.18287 | 0.6088 | 0.0625 | 0.027778 | 16.4575 | 4.9064e-05 | 3062 |  | 3078
1096 | CABRILLO 1103Y12 | 183101103 | CABRILLO 1103 | Y12 | FALSE | 49636.2362 | 42701.7878 | 274 | 0.18038 | 0.88118 | 36.388 | 0.12774 | 0.14903 | 0.72324 | 0.018248 | 0.7101 | 0.1208 | 0 | 4.2347 | 4.9026e-05 | 3063 | 0.21 | 283 | 62.73 | 69.42% | 1 | 11 | 84.42% | 0%
5389 | BEAR VALLEY 210511210 | 252192105 | BEAR VALLEY 2105 | 11210 | FALSE | 27492.7886 | 27492.7886 | 139 | 0.066993 | 1.5619 | 34.4304 | 0 | 0 | 1 | 0.086331 | 0.91367 | 0 | 0 | 4.6255 | 4.899e-05 | 3064 | 0.05 | 1040 | 54.73 | 100% | 0 | 6 | 100% | 0%
1635 | OAKLAND K 1101CR172 | 12101101 | OAKLAND K 1101 | CR172 | TRUE | 3350.0951 | 904.9661 | 30 | 0.77483 | 1.9547 | 19.4067 | 0.19587 | 0.5454 | 0.20873 | 0.31206 | 0.24841 | 0.13889 | 0 | 9.4715 | 4.8943e-05 | 3065 | 0.01 | 2462 | 10 | 27.9% | 0 | 1 | 30.68% | 24%
2425 | PIT NO 3 21011360 | 103732101 | PIT NO 3 2101 | 1360 | FALSE | 36445.2787 | 36106.6297 | 92 | 0.07563 | 2.1622 | 21.5691 | 0 | 0.20652 | 0.78804 | 0.79891 | 0.17391 | 0.021739 | 0.038043 | 14.3279 | 4.8938e-05 | 3066 | 0.03 | 1716 | 46.6 | 72.84% | 2 | 7 | 96.78% | 0%
3749 | VINEYARD 2107978364 | 14502107 | VINEYARD 2107 | 978364 | FALSE | 4026.4295 | 1557.6573 | 36 | 0.53948 | 1.2758 | 31.906 | 0.0069444 | 0.68472 | 0.30139 | 0.12917 | 0.24861 | 0.61528 | 0.027778 | 7.0396 | 4.8923e-05 | 3067 |  | 2850
9738 | ECHO SUMMIT 1101344250 | 158031101 | ECHO SUMMIT 1101 | 344250 | FALSE | 1668.1837 | 1299.2708 | 10 | 0.10963 | 3.5048 | 8.0833 | 0 | 0 | 1 | 0.85 | 0.15 | 0 | 0 | 20.0345 | 4.8899e-05 | 3068 | 0.01 | 2616 | 10 | 100% | 1 | 0 | 14.32% | 0%
7876 | PUEBLO 2103706399 | 43292103 | PUEBLO 2103 | 706399 | TRUE | 1848.7276 | 537.9717 | 16 | 0.64716 | 2.1251 | 40.1776 | 0 | 0 | 1 | 0 | 1 | 0 | 0 | 2.9623 | 4.8672e-05 | 3069 |  | 3173
6729 | SAN LUIS OBISPO 110788962 | 182631107 | SAN LUIS OBISPO 1107 | 88962 | FALSE | 6442.5415 | 3996.9259 | 45 | 0.52527 | 1.0262 | 33.4782 | 0.080952 | 0.81442 | 0.097222 | 0 | 0.097222 | 0.63812 | 0.044444 | 3.9676 | 4.8649e-05 | 3070 | 0.01 | 2476 | 48.75 | 22.43% | 0 | 1 | 40.61% | 0%
9882 | VOLTA 1102453266 | 102541102 | VOLTA 1102 | 453266 | TRUE | 510.1509 | 510.1509 | 5 | 0 | 3.144 | 14.3194 | 0 | 0 | 1 | 1 | 0 | 0 | 0 | 28.545 | 4.863e-05 | 3071 |  | 3444
9779 | COARSEGOLD 21046210 | 254432104 | COARSEGOLD 2104 | 6210 | FALSE | 17177.2503 | 17177.2503 | 49 | 0.019154 | 1.8266 | 49.3926 | 0.010204 | 0.38095 | 0.60884 | 0.010204 | 0.59864 | 0.37075 | 0 | 7.0845 | 4.8609e-05 | 3072 | 0.03 | 1526 | 44.06 | 48.52% | 0 | 11 | 100% | 0%
7720 | SAN RAFAEL 1106764698 | 42011106 | SAN RAFAEL 1106 | 764698 | TRUE | 357.0375 | 133.4071 | 5 | 0.88329 | 2.558 | 58.2756 | 0 | 1 | 0 | 0 | 0 | 1 | 0 | 10.5975 | 4.8608e-05 | 3073 |  | 3156
8087 | SAN RAMON 2107MR441 | 14232107 | SAN RAMON 2107 | MR441 | TRUE | 350.4949 | 40.2016 | 8 | 0.87886 | 1.5008 | 22.1959 | 1 | 0 | 0 | 0 | 0 | 0 | 0 | 6.5268 | 4.8606e-05 | 3074 |  | 3190
3013 | BIG MEADOWS 21012586 | 102812101 | BIG MEADOWS 2101 | 2586 | FALSE | 17615.5168 | 10070.6101 | 91 | 0.072616 | 2.7325 | 36.026 | 0 | 0.10958 | 0.88217 | 0.93223 | 0.003663 | 0.055861 | 0 | 9.2051 | 4.8503e-05 | 3075 | 0.04 | 1267 | 78.67 | 93% | 0 | 0 | 87.41% | 0%
7680 | PALMER 1101M88 | 183031101 | PALMER 1101 | M88 | FALSE | 24723.9577 | 4969.351 | 85 | 0.49771 | 0.89975 | 35.2649 | 0.080392 | 0.47059 | 0.44902 | 0.24314 | 0.57647 | 0.047059 | 0.011765 | 5.0717 | 4.85e-05 | 3076 | 0.01 | 2241 | 68.23 | 27.53% | 0 | 1 | 14.75% | 0%
9382 | CORNING 110185162 | 103331101 | CORNING 1101 | 85162 | FALSE | 9267.4821 | 9267.4821 | 28 | 0.11497 | 1.5523 | 32.367 | 0 | 0 | 1 | 0.20833 | 0.16786 | 0 | 0 | 2.6139 | 4.8495e-05 | 3077 | 0.05 | 1117 | 60.26 | 100% | 0 | 2 | 100% | 0%
2670 | GREENBRAE 11037315 | 43091103 | GREENBRAE 1103 | 7315 | TRUE | 3607.614 | 0 | 32 | 0.96938 | 2.4933 | 29.1291 | 0.14375 | 0.825 | 0.03125 | 0.42708 | 0.03125 | 0.39792 | 0 | 39.1154 | 4.8486e-05 | 3078 |  | 2795
3500 | DUNLAP 11037040 | 254061103 | DUNLAP 1103 | 7040 | FALSE | 39870.081 | 39870.081 | 230 | 0.046944 | 1.7685 | 35.5149 | 0 | 0 | 1 | 0.16014 | 0.83986 | 0 | 0.0043478 | 4.4462 | 4.8475e-05 | 3079 | 0.04 | 1234 | 12.32 | 100% | 0 | 2 | 100% | 0%
5433 | HATTON 110137088 | 182291101 | HATTON 1101 | 37088 | FALSE | 18269.9988 | 11434.4875 | 135 | 0.30572 | 1.5049 | 34.0901 | 0.042118 | 0.43689 | 0.50988 | 0.024691 | 0.64872 | 0.25484 | 0 | 10.5973 | 4.8424e-05 | 3080 | 0.01 | 2520 | 13.81 | 55.58% | 4 | 4 | 48.38% | 0%
2345 | MORGAN HILL 2106CB | 83242106 | MORGAN HILL 2106 | CB | FALSE | 6247.2514 | 1003.198 | 47 | 0.60646 | 1.4637 | 31.6652 | 0.19326 | 0.57979 | 0.2234 | 0 | 0.2234 | 0.42376 | 0.010638 | 4.3656 | 4.8424e-05 | 3081 |  | 2772
3774 | PAUL SWEET 210411074 | 83252104 | PAUL SWEET 2104 | 11074 | FALSE | 4972.7567 | 4718.31 | 41 | 0.63491 | 1.9723 | 40.8261 | 0.091463 | 0 | 0.90854 | 0 | 0.90854 | 0 | 0.02439 | 10.2933 | 4.8374e-05 | 3082 | 0.13 | 511 | 10 | 96.78% | 2 | 0 | 97.58% | 100%
1572 | ECHO SUMMIT 11012500 | 158031101 | ECHO SUMMIT 1101 | 2500 | FALSE | 3521.417 | 3521.417 | 26 | 0.11166 | 3.0703 | 8.1775 | 0 | 0 | 1 | 1 | 0 | 0 | 0.096154 | 14.9875 | 4.8353e-05 | 3083 | 0.07 | 860 | 10 | 100% | 2 | 2 | 100% | 0%
6253 | FORT BRAGG A 110233064 | 42761102 | FORT BRAGG A 1102 | 33064 | TRUE | 5902.0297 | 0 | 49 | 0.46088 | 2.8449 | 59.7197 | 0 | 1 | 0 | 0.010204 | 0 | 0.86667 | 0.010204 | 28.9615 | 4.8351e-05 | 3084 |  | 3017
3736 | VALLEY VIEW 1105P126 | 14341105 | VALLEY VIEW 1105 | P126 | FALSE | 3297.3508 | 1680.8363 | 25 | 0.61859 | 1.6126 | 28.5329 | 0.41762 | 0.23667 | 0.34571 | 0 | 0.34571 | 0.23667 | 0 | 8.6373 | 4.8344e-05 | 3085 | 0.01 | 2618 | 10 | 5.1% | 0 | 0 | 45.94% | 0%
3868 | HATTON 11012026 | 182291101 | HATTON 1101 | 2026 | FALSE | 16422.8166 | 8438.7955 | 126 | 0.30793 | 1.2254 | 33.9509 | 0.15565 | 0.51285 | 0.3315 | 0.018519 | 0.49486 | 0.32303 | 0.0079365 | 7.7368 | 4.8317e-05 | 3086 | 0.02 | 2002 | 38.93 | 46.88% | 0 | 2 | 62.03% | 0%
2214 | MONTICELLO 11014360 | 43051101 | MONTICELLO 1101 | 4360 | FALSE | 14899.0043 | 12170.4858 | 76 | 0.22278 | 2.0078 | 55.2534 | 0 | 0.40307 | 0.59693 | 0 | 0.80702 | 0.19298 | 0.052632 | 8.3615 | 4.8295e-05 | 3087 | 0.04 | 1253 | 66.03 | 57.84% | 4 | 3 | 80.69% | 0%
1031 | VOLTA 110253130 | 102541102 | VOLTA 1102 | 53130 | FALSE | 22213.2961 | 22213.2961 | 168 | 0.02743 | 3.4001 | 28.0964 | 0 | 0 | 1 | 0.97768 | 0 | 0 | 0.047577 | 23.4539 | 4.8271e-05 | 3088 | 0.3 | 130 | 76.7 | 100% | 3 | 7 | 100% | 92%
4186 | MARIPOSA 210110170 | 254452101 | MARIPOSA 2101 | 10170 | FALSE | 26253.3221 | 26253.3221 | 149 | 0.0077381 | 2.6201 | 29.5421 | 0 | 0.1717 | 0.8283 | 0.98658 | 0.013423 | 0 | 0.0067114 | 19.2262 | 4.8216e-05 | 3089 | 0.51 | 25 | 93.22 | 77.6% | 14 | 34 | 100% | 100%
1730 | LOS GATOS 1101CB | 82021101 | LOS GATOS 1101 | CB | TRUE | 3679.779 | 47.6524 | 34 | 0.81504 | 1.4747 | 27.0808 | 0.65564 | 0.18873 | 0.15564 | 0 | 0.23897 | 0.10539 | 0 | 9.6394 | 4.8123e-05 | 3090 | 0.01 | 2580 | 10 | 32.44% | 0 | 1 | 21.19% | 0%
3592 | CURTIS 17039330 | 163351703 | CURTIS 1703 | 9330 | FALSE | 66516.2766 | 66516.2766 | 345 | 0.035637 | 2.4476 | 32.7816 | 0 | 0 | 1 | 0.98986 | 0.010145 | 0 | 0.0028986 | 14.2209 | 4.8089e-05 | 3091 | 0.18 | 370 | 48.69 | 100% | 9 | 13 | 100% | 41%
5067 | EL CERRITO G 1112BR178 | 12501112 | EL CERRITO G 1112 | BR178 | TRUE | 10667.1601 | 48.2003 | 93 | 0.7732 | 1.683 | 16.2502 | 0.1297 | 0.72501 | 0.14529 | 0.034229 | 0.28418 | 0.45965 | 0 | 8.0516 | 4.805e-05 | 3092 | 0.05 | 1053 | 10 | 57.49% | 2 | 1 | 23.53% | 93%
1669 | SPRING GAP 17029690 | 162831702 | SPRING GAP 1702 | 9690 | FALSE | 27916.5832 | 27916.5832 | 185 | 0.081873 | 2.9653 | 49.3575 | 0.010811 | 0 | 0.98919 | 0.98108 | 0.0081081 | 0 | 0 | 23.4876 | 4.7987e-05 | 3093 | 0.66 | 9 | 90.58 | 98.76% | 12 | 12 | 100% | 100%
7024 | VIEJO 220292792 | 182852202 | VIEJO 2202 | 92792 | TRUE | 2338.4551 | 0 | 21 | 0.4182 | 1.0227 | 25.286 | 0 | 0.65873 | 0.31746 | 0.21825 | 0.32937 | 0.45238 | 0.047619 | 12.518 | 4.7946e-05 | 3094 | 0.01 | 2397 | 10 | 100% | 0 | 0 | 1.27% | 0%
2083 | ALTO 11201214 | 42031120 | ALTO 1120 | 1214 | FALSE | 7293.1721 | 5549.8668 | 45 | 0.48001 | 2.2871 | 50.8203 | 0.11111 | 0.85185 | 0.037037 | 0.0055556 | 0.18519 | 0.69815 | 0.044444 | 9.8578 | 4.7944e-05 | 3095 | 0.02 | 1763 | 49.14 | 3.1% | 3 | 5 | 48.69% | 0%
9301 | VOLTA 110165764 | 102541101 | VOLTA 1101 | 65764 | FALSE | 16669.4005 | 16669.4005 | 34 | 0.017069 | 2.371 | 33.3242 | 0 | 0 | 1 | 0.44216 | 0.48431 | 0 | 0.029412 | 6.104 | 4.7811e-05 | 3096 | 0.04 | 1344 | 58.91 | 100% | 1 | 0 | 100% | 0%
9178 | CORNING 1102915324 | 103331102 | CORNING 1102 | 915324 | FALSE | 5487.5306 | 3584.8296 | 27 | 0.09948 | 1.4731 | 26.7519 | 0.062963 | 0.57407 | 0.36296 | 0.57407 | 0.36296 | 0 | 0 | 2.0363 | 4.7601e-05 | 3097 |  | 3321
5168 | CORNING 11021622 | 103331102 | CORNING 1102 | 1622 | FALSE | 54701.9644 | 54701.9644 | 126 | 0.077252 | 1.7765 | 34.2549 | 0.0079365 | 0 | 0.99206 | 0.063492 | 0.92857 | 0 | 0.011905 | 4.126 | 4.7554e-05 | 3098 | 0.11 | 636 | 83.64 | 99.67% | 1 | 6 | 100% | 0%
3732 | SOBRANTE 1101L534R | 14671101 | SOBRANTE 1101 | L534R | FALSE | 3066.0904 | 1291.9266 | 34 | 0.83447 | 1.8267 | 24.9323 | 0.41998 | 0.28342 | 0.29661 | 0 | 0.29661 | 0.23203 | 0 | 6.7548 | 4.7553e-05 | 3099 | 0.02 | 2075 | 10 | 22.75% | 1 | 1 | 80.03% | 8%
10068 | SAN LUIS OBISPO 1108809986 | 182631108 | SAN LUIS OBISPO 1108 | 809986 | FALSE | 3460.671 | 1661.0044 | 18 | 0.47198 | 1.0199 | 22.0875 | 0.63431 | 0.24603 | 0.11966 | 0 | 0.11966 | 0.079365 | 0 | 3.4957 | 4.7551e-05 | 3100 |  | 3484
8774 | TULUCAY 1101504524 | 42301101 | TULUCAY 1101 | 504524 | TRUE | 2446.524 | 610.0991 | 15 | 0.78177 | 1.7302 | 25.1395 | 0 | 0.2 | 0.8 | 0.26667 | 0.53333 | 0.2 | 0 | 3.6986 | 4.7542e-05 | 3101 |  | 3262
10324 | SANTA YNEZ 1104564710 | 182721104 | SANTA YNEZ 1104 | 564710 | TRUE | 541.7371 | 273.7323 | 7 | 0.4089 | 0.88075 | 34.4268 | 0 | 0 | 1 | 0 | 0.96429 | 0 | 0 | 6.8023 | 4.7515e-05 | 3102 |  | 3533
9561 | ATASCADERO 1101747522 | 182541101 | ATASCADERO 1101 | 747522 | TRUE | 1686.5664 | 412.9409 | 16 | 0.57781 | 1.1191 | 37.5636 | 0 | 0.67708 | 0.32292 | 0.4375 | 0.26042 | 0.23958 | 0 | 9.4389 | 4.7461e-05 | 3103 |  | 3378
4550 | VALLEY VIEW 1106P176 | 14341106 | VALLEY VIEW 1106 | P176 | TRUE | 5384.4602 | 354.4687 | 44 | 0.79168 | 1.7323 | 18.8592 | 0.074242 | 0.90871 | 0.0056818 | 0 | 0.0056818 | 0.50909 | 0 | 9.1813 | 4.7444e-05 | 3104 | 0.01 | 2388 | 14.84 | 80.1% | 1 | 0 | 21.45% | 0%
1839 | VOLTA 11021650 | 102541102 | VOLTA 1102 | 1650 | FALSE | 34931.9743 | 34931.9743 | 154 | 0.044563 | 3.1989 | 24.9211 | 0 | 0 | 1 | 1 | 0 | 0 | 0.041126 | 23.0447 | 4.7419e-05 | 3105 | 0.08 | 743 | 54.48 | 100% | 4 | 9 | 100% | 0%
1553 | MEADOW LANE 2106C558R | 14302106 | MEADOW LANE 2106 | C558R | FALSE | 23093.6755 | 1942.5032 | 180 | 0.64656 | 1.6664 | 31.9829 | 0.1935 | 0.29016 | 0.51495 | 0.0055556 | 0.52051 | 0.20741 | 0 | 8.5204 | 4.7416e-05 | 3106 | 0.04 | 1380 | 95 | 0% | 0 | 0 | 1.46% | 100%
822 | PERRY 1101V74 | 183071101 | PERRY 1101 | V74 | FALSE | 8209.0598 | 6901.1378 | 61 | 0.50579 | 1.3634 | 37.8465 | 0 | 0.96393 | 0.030601 | 0.016393 | 0.099702 | 0.87844 | 0 | 10.8246 | 4.7405e-05 | 3107 | 0.02 | 2042 | 10 | 2.67% | 10 | 7 | 58.33% | 0%
8023 | HOLLISTER 2105903238 | 182492105 | HOLLISTER 2105 | 903238 | FALSE | 9893.8007 | 6450.8713 | 30 | 0.082275 | 0.88679 | 32.0273 | 0 | 0 | 1 | 0 | 1 | 0 | 0 | 1.4916 | 4.7333e-05 | 3108 |  | 3186
4022 | EDES 1112CR100 | 13681112 | EDES 1112 | CR100 | FALSE | 5399.0675 | 5399.0675 | 40 | 0.82308 | 1.7828 | 16.9738 | 0.27738 | 0.72262 | 0 | 0 | 0.51875 | 0.058333 | 0 | 9.964 | 4.7216e-05 | 3109 | 0.01 | 2375 | 10 | 0% | 1 | 0 | 100% | 0%
1201 | RINCON 1102640 | 43321102 | RINCON 1102 | 640 | TRUE | 6850.9553 | 0 | 56 | 0.84889 | 2.6277 | 56.2582 | 0.22824 | 0.16086 | 0.60376 | 0 | 0.574 | 0.16086 | 0.044643 | 8.3664 | 4.7109e-05 | 3110 | 0 | 2625 | 10 | 0% | 0 | 0 | 1.14% | 0%
1757 | OAKLAND X 1106121588 | 12541106 | OAKLAND X 1106 | 121588 | FALSE | 3050.4627 | 1356.1967 | 27 | 0.77389 | 1.7864 | 20.0628 | 0 | 0.88889 | 0.11111 | 0 | 0.58025 | 0.41975 | 0 | 10.5624 | 4.7074e-05 | 3111 |  | 2743
3079 | OCEANO 1102V50 | 182601102 | OCEANO 1102 | V50 | FALSE | 16840.5394 | 11517.5193 | 107 | 0.4723 | 0.91322 | 37.784 | 0.018692 | 0.71308 | 0.26822 | 0.0093458 | 0.28692 | 0.68505 | 0 | 14.613 | 4.7059e-05 | 3112 | 0.03 | 1733 | 10 | 32.53% | 6 | 4 | 56.2% | 0%
7693 | SARATOGA 1103595689 | 83371103 | SARATOGA 1103 | 595689 | TRUE | 356.3825 | 44.7654 | 4 | 0.85527 | 1.4495 | 20.1545 | 0 | 1 | 0 | 0 | 0 | 1 | 0 | 6.2943 | 4.6978e-05 | 3113 |  | 3152
3334 | VOLTA 110297816 | 102541102 | VOLTA 1102 | 97816 | FALSE | 8457.2763 | 8457.2763 | 50 | 0.01453 | 3.3188 | 24.964 | 0 | 0 | 1 | 1 | 0 | 0 | 0.026857 | 22.7917 | 4.697e-05 | 3114 | 0.11 | 609 | 25.91 | 100% | 2 | 2 | 100% | 80%
5402 | PACIFICA 1101CB | 22811101 | PACIFICA 1101 | CB | TRUE | 4340.9857 | 216.2085 | 38 | 0.47069 | 1.9948 | 50.9361 | 0.7807 | 0.052632 | 0.16667 | 0 | 0.16667 | 0.026316 | 0 | 9.0942 | 4.6882e-05 | 3115 | 0.04 | 1385 | 10 | 25.99% | 0 | 0 | 43.55% | 100%
8205 | ATASCADERO 1102825520 | 182541102 | ATASCADERO 1102 | 825520 | FALSE | 2407.6531 | 1896.9242 | 21 | 0.32121 | 1.1455 | 40.9046 | 0 | 0.2381 | 0.7619 | 0 | 0.7619 | 0.2381 | 0.02381 | 6.0892 | 4.6815e-05 | 3116 |  | 3202
1025 | MARIPOSA 2101439030 | 254452101 | MARIPOSA 2101 | 439030 | FALSE | 31570.1115 | 31570.1115 | 200 | 0.0099992 | 2.5138 | 32.2453 | 0 | 0 | 0.99833 | 0.97417 | 0.024167 | 0 | 0 | 14.1304 | 4.6813e-05 | 3117 | 0.29 | 139 | 36.68 | 99.56% | 7 | 29 | 100% | 98%
872 | FAIRVIEW 2207M501R | 13432207 | FAIRVIEW 2207 | M501R | FALSE | 7503.1067 | 4016.4433 | 60 | 0.74317 | 1.4017 | 20.1171 | 0.073056 | 0.80528 | 0.12167 | 0.059722 | 0.41174 | 0.16335 | 0 | 7.584 | 4.6793e-05 | 3118 | 0.01 | 2561 | 10 | 11.91% | 1 | 2 | 29.22% | 0%
8254 | DOLAN ROAD 1101857972 | 182381101 | DOLAN ROAD 1101 | 857972 | FALSE | 2082.0425 | 1672.4824 | 18 | 0.23466 | 1.3406 | 28.8482 | 0 | 0 | 1 | 0 | 1 | 0 | 0 | 9.2698 | 4.6793e-05 | 3119 |  | 3208
6396 | MC ARTHUR 11011490 | 103491101 | MC ARTHUR 1101 | 1490 | FALSE | 24262.143 | 16986.9503 | 122 | 0.10896 | 2.2174 | 27.1769 | 0 | 0.17213 | 0.81967 | 0.79918 | 0.13115 | 0.061475 | 0.11885 | 12.2751 | 4.6732e-05 | 3120 | 0.02 | 1799 | 10 | 79.7% | 0 | 4 | 60.48% | 0%
641 | ALTO 11251256 | 42031125 | ALTO 1125 | 1256 | FALSE | 12257.9124 | 12003.1718 | 88 | 0.54305 | 2.218 | 43.2937 | 0.090152 | 0.66515 | 0.2447 | 0.32292 | 0.26174 | 0.32519 | 0.0094697 | 10.7997 | 4.6726e-05 | 3121 | 0.02 | 2028 | 10 | 15.55% | 1 | 0 | 94.69% | 20%
4523 | TIDEWATER 210665866 | 14652106 | TIDEWATER 2106 | 65866 | FALSE | 13028.5461 | 5501.1432 | 65 | 0.49524 | 1.3099 | 26.3976 | 0.40531 | 0.3354 | 0.20581 | 0 | 0.20581 | 0.30183 | 0.015385 | 3.6764 | 4.6622e-05 | 3122 | 0.01 | 2592 | 36.28 | 12.3% | 0 | 0 | 47.54% | 0%
2229 | EL DORADO PH 210136764 | 152762101 | EL DORADO PH 2101 | 36764 | FALSE | 7038.6749 | 5034.5882 | 46 | 0.11568 | 3.5402 | 16.7412 | 0 | 0 | 1 | 1 | 0 | 0 | 0 | 21.1011 | 4.659e-05 | 3123 | 0.12 | 566 | 79.87 | 100% | 3 | 0 | 72.39% | 0%
5544 | TYLER 11051536 | 103571105 | TYLER 1105 | 1536 | FALSE | 29066.1076 | 28603.8149 | 79 | 0.07307 | 1.7984 | 36.0745 | 0 | 0 | 1 | 0 | 1 | 0 | 0.056962 | 5.4864 | 4.6575e-05 | 3124 | 0.04 | 1232 | 70.28 | 100% | 0 | 5 | 94.18% | 0%
6712 | CORNING 110182846 | 103331101 | CORNING 1101 | 82846 | FALSE | 8140.1207 | 7626.8316 | 61 | 0.27009 | 1.6576 | 30.2353 | 0 | 0 | 1 | 0.97268 | 0.027322 | 0 | 0 | 4.1826 | 4.657e-05 | 3125 | 0.05 | 1129 | 29.07 | 100% | 1 | 5 | 99.85% | 0%
5252 | POINT ARENA 110137426 | 43381101 | POINT ARENA 1101 | 37426 | FALSE | 8142.4343 | 1270.4089 | 65 | 0.33104 | 2.7226 | 58.4191 | 0.10769 | 0.89231 | 0 | 0.061538 | 0.086264 | 0.74451 | 0.015385 | 10.7259 | 4.6458e-05 | 3126 | 0.01 | 2365 | 10 | 0% | 2 | 1 | 1.62% | 0%
417 | RALSTON 1101CB | 24141101 | RALSTON 1101 | CB | TRUE | 4645.037 | 606.8044 | 37 | 0.66375 | 1.7738 | 27.837 | 0.45321 | 0.18151 | 0.36527 | 0 | 0.51976 | 0.027027 | 0 | 7.8557 | 4.6425e-05 | 3127 | 0.02 | 1777 | 10 | 67.13% | 0 | 1 | 62.97% | 0%
3787 | BEAR VALLEY 21014500 | 252192101 | BEAR VALLEY 2101 | 4500 | FALSE | 132540.1743 | 38902.9544 | 516 | 0.072402 | 1.3432 | 29.2469 | 0 | 0.070736 | 0.92926 | 0.11951 | 0.87565 | 0.002907 | 0.0067829 | 4.9987 | 4.6379e-05 | 3128 | 0.02 | 1865 | 23.95 | 99.26% | 0 | 3 | 33.35% | 0%
5761 | SAN LUIS OBISPO 1102597518 | 182631102 | SAN LUIS OBISPO 1102 | 597518 | TRUE | 2581.15 | 65.1647 | 30 | 0.78516 | 1.1654 | 28.3994 | 0.27516 | 0.44447 | 0.24704 | 0.066667 | 0.26926 | 0.32225 | 0.0037037 | 4.8005 | 4.6337e-05 | 3129 | 0.02 | 1944 | 17.59 | 98.92% | 0 | 1 | 28.41% | 0%
8249 | VIEJO 22029089 | 182852202 | VIEJO 2202 | 9089 | FALSE | 2700.0603 | 2319.95 | 20 | 0.51574 | 1.1499 | 26.0677 | 0.066667 | 0.93333 | 0 | 0 | 0.17222 | 0.76111 | 0 | 12.4706 | 4.6292e-05 | 3130 | 0.01 | 2153 | 10 | 0% | 1 | 3 | 26.75% | 0%
10268 | TEJON 11023760 | 252931102 | TEJON 1102 | 3760 | FALSE | 10446.6343 | 10415.8967 | 6 | 0.11467 | 0.58945 | 24.2266 | 0 | 0.33333 | 0.66667 | 1 | 0 | 0 | 0 | 3.7766 | 4.6244e-05 | 3131 | 0.04 | 1299 | 84.69 | 100% | 0 | 0 | 84.6% | 0%
7455 | SAN MIGUEL 1104514987 | 182661104 | SAN MIGUEL 1104 | 514987 | FALSE | 21614.682 | 13379.7927 | 63 | 0.072893 | 0.86024 | 38.4577 | 0 | 0.015873 | 0.98413 | 0 | 0.96825 | 0.015873 | 0 | 1.3999 | 4.6195e-05 | 3132 |  | 3128
4500 | PACIFICA 1102968736 | 22811102 | PACIFICA 1102 | 968736 | FALSE | 1533.9821 | 1132.2658 | 9 | 0.32081 | 2.0194 | 38.0153 | 0 | 1 | 0 | 0.56481 | 0 | 0.43519 | 0 | 18.3679 | 4.6179e-05 | 3133 |  | 2899
3086 | PANOCHE 11034016 | 253671103 | PANOCHE 1103 | 4016 | FALSE | 20664.9565 | 3776.8409 | 59 | 0.16945 | 0.6066 | 41.8118 | 0.16949 | 0 | 0.83051 | 0.092655 | 0.73785 | 0 | 0 | 0.34072 | 4.6142e-05 | 3134 | 0.02 | 1811 | 61.2 | 100% | 0 | 0 | 18.31% | 0%
2446 | FOOTHILL 1102V06 | 182951102 | FOOTHILL 1102 | V06 | FALSE | 10508.9376 | 3602.7995 | 66 | 0.37145 | 1.2084 | 47.4464 | 0.17121 | 0.53939 | 0.28561 | 0 | 0.28561 | 0.32727 | 0 | 4.0693 | 4.6125e-05 | 3135 | 0.01 | 2226 | 48.15 | 31.22% | 0 | 1 | 21.48% | 0%
8994 | SAN LUIS OBISPO 1104982992 | 182631104 | SAN LUIS OBISPO 1104 | 982992 | FALSE | 14390.2086 | 14390.2086 | 52 | 0.059007 | 1.3274 | 42.1013 | 0 | 0.27564 | 0.72436 | 0 | 0.6859 | 0.27564 | 0 | 8.8304 | 4.6115e-05 | 3136 |  | 3292
3124 | SAN RAFAEL 110648752 | 42011106 | SAN RAFAEL 1106 | 48752 | TRUE | 3375.7798 | 23.2085 | 28 | 0.93457 | 2.5838 | 33.4191 | 0.4106 | 0.31956 | 0.2619 | 0.125 | 0.1369 | 0.19932 | 0 | 7.6546 | 4.6007e-05 | 3137 | 0.01 | 2144 | 10 | 0% | 0 | 1 | 26.76% | 0%
9851 | PANORAMA 1101885215 | 103461101 | PANORAMA 1101 | 885215 | FALSE | 3239.6899 | 3225.5678 | 23 | 0.071018 | 2.0421 | 31.961 | 0 | 0 | 1 | 0.63043 | 0.36957 | 0 | 0 | 4.7913 | 4.5966e-05 | 3138 |  | 3435
6737 | POINT ARENA 1101476 | 43381101 | POINT ARENA 1101 | 476 | FALSE | 24463.8896 | 4825.127 | 97 | 0.19 | 2.4716 | 58.6888 | 0 | 1 | 0 | 0.18832 | 0 | 0.81168 | 0.051546 | 17.0419 | 4.5962e-05 | 3139 | 0.01 | 2162 | 21.45 | 0% | 6 | 2 | 18.23% | 0%
8641 | PETALUMA C 1109857148 | 42631109 | PETALUMA C 1109 | 857148 | FALSE | 3180.8041 | 1503.7135 | 31 | 0.65979 | 2.0016 | 48.6446 | 0.33803 | 0.25499 | 0.40699 | 0 | 0.40699 | 0.25499 | 0 | 8.1753 | 4.5954e-05 | 3140 |  | 3247
5121 | BURNEY 110237284 | 103311102 | BURNEY 1102 | 37284 | TRUE | 823.8475 | 303.068 | 15 | 0.77247 | 2.0377 | 26.725 | 0 | 0.58286 | 0.41714 | 0.48381 | 0.51619 | 0 | 0 | 10.7179 | 4.5944e-05 | 3141 |  | 2937
377 | FROGTOWN 1702L5407 | 163451702 | FROGTOWN 1702 | L5407 | FALSE | 29410.8857 | 29410.8857 | 153 | 0.0043401 | 1.6792 | 23.9649 | 0 | 0 | 1 | 0.0065359 | 0.99183 | 0 | 0.0065359 | 2.8742 | 4.5895e-05 | 3142 | 0.04 | 1255 | 33.04 | 100% | 0 | 9 | 98.72% | 0%
2545 | FAIRVIEW 2207P148 | 13432207 | FAIRVIEW 2207 | P148 | FALSE | 7362.5215 | 1361.9079 | 54 | 0.77565 | 1.4686 | 18.2726 | 0.022222 | 0.95926 | 0.018519 | 0.10154 | 0.17222 | 0.49105 | 0 | 23.6147 | 4.5868e-05 | 3143 |  | 2783
5812 | LAS GALLINAS A 11051218 | 42991105 | LAS GALLINAS A 1105 | 1218 | TRUE | 3546.1366 | 106.7452 | 28 | 0.7903 | 2.4308 | 46.9405 | 0.50425 | 0.026786 | 0.46896 | 0 | 0.46896 | 0.026786 | 0 | 5.9857 | 4.5839e-05 | 3144 | 0.01 | 2215 | 10 | 100% | 0 | 0 | 5.57% | 0%
744 | GABILAN 11013034 | 182331101 | GABILAN 1101 | 3034 | TRUE | 31905.8871 | 80.3377 | 193 | 0.56851 | 1.3219 | 33.0433 | 0.033851 | 0.6576 | 0.30661 | 0.011399 | 0.39175 | 0.46606 | 0.01209 | 4.7946 | 4.5789e-05 | 3145 | 0.01 | 2319 | 10 | 76.33% | 0 | 0 | 1.98% | 0%
6202 | COARSEGOLD 210490356 | 254432104 | COARSEGOLD 2104 | 90356 | FALSE | 27619.1431 | 7749.0513 | 148 | 0.11333 | 1.0255 | 29.6649 | 0 | 0.097973 | 0.90203 | 0.15529 | 0.77642 | 0.068292 | 0 | 6.1164 | 4.5741e-05 | 3146 | 0.01 | 2344 | 10 | 96.81% | 0 | 4 | 27.05% | 0%
3611 | SANTA MARIA 1108M80 | 182671108 | SANTA MARIA 1108 | M80 | FALSE | 93735.5013 | 93735.5013 | 397 | 0.045953 | 1.1322 | 38.0724 | 0.00083963 | 0.011755 | 0.98741 | 0.0075567 | 0.97229 | 0.011755 | 0 | 4.712 | 4.5707e-05 | 3147 | 0.21 | 294 | 79.29 | 99.51% | 1 | 8 | 100% | 61%
5928 | IGNACIO 110584764 | 42481105 | IGNACIO 1105 | 84764 | TRUE | 4092.9318 | 339.9136 | 33 | 0.8632 | 2.3445 | 43.0127 | 0.24646 | 0.035354 | 0.71818 | 0 | 0.75354 | 0 | 0 | 6.3099 | 4.5707e-05 | 3148 |  | 2990
9631 | EDENVALE 2107739448 | 82952107 | EDENVALE 2107 | 739448 | FALSE | 3763.2993 | 2860.1443 | 12 | 0.38365 | 1.4483 | 27.3158 | 0 | 0 | 1 | 0 | 1 | 0 | 0 | 15.761 | 4.5704e-05 | 3149 |  | 3393
8429 | FOOTHILL 1101386844 | 182951101 | FOOTHILL 1101 | 386844 | TRUE | 2561.2262 | 615.6019 | 19 | 0.41668 | 1.0391 | 38.3463 | 0 | 0.80702 | 0.19298 | 0.026316 | 0.19298 | 0.7807 | 0 | 6.8852 | 4.5617e-05 | 3150 |  | 3226
8511 | SAN ARDO 1101610148 | 182191101 | SAN ARDO 1101 | 610148 | FALSE | 19896.3037 | 3154.5584 | 58 | 0.36168 | 0.8234 | 32.5564 | 0 | 0 | 1 | 0.38793 | 0.61207 | 0 | 0.017241 | 3.1334 | 4.5598e-05 | 3151 |  | 3231
7316 | HOLLISTER 2102676164 | 182492102 | HOLLISTER 2102 | 676164 | TRUE | 4417.8948 | 487.5008 | 26 | 0.75117 | 1.5259 | 30.877 | 0 | 0.6 | 0.4 | 0.028846 | 0.75962 | 0.21154 | 0 | 4.6024 | 4.5549e-05 | 3152 |  | 3115
10993 | MESA 1103737698 | 182821103 | MESA 1103 | 737698 | TRUE | 340.8251 | 324.8619 | 3 | 0.15236 | 1.0007 | 33.5479 | 0 | 0.16667 | 0.83333 | 0 | 0.83333 | 0.16667 | 0 | 4.0791 | 4.5459e-05 | 3153 |  | 3626
8452 | HARRIS 1108395498 | 192431108 | HARRIS 1108 | 395498 | TRUE | 792.3855 | 171.0291 | 8 | 0.83164 | 3.2082 | 26.0108 | 0.5625 | 0.4375 | 0 | 0 | 0 | 0.4375 | 0 | 13.6232 | 4.5439e-05 | 3154 |  | 3227
4378 | RESERVATION ROAD 110222136 | 182731102 | RESERVATION ROAD 1102 | 22136 | FALSE | 8542.0356 | 2842.9957 | 59 | 0.5306 | 1.1443 | 31.5145 | 0 | 0.77542 | 0.22458 | 0.033898 | 0.54944 | 0.32768 | 0.016949 | 3.9688 | 4.541e-05 | 3155 | 0.01 | 2242 | 40.76 | 13.41% | 0 | 0 | 19.9% | 0%
5678 | SAN LUIS OBISPO 1102348318 | 182631102 | SAN LUIS OBISPO 1102 | 348318 | TRUE | 597.0392 | 597.0392 | 6 | 0.10265 | 1.1681 | 48.0712 | 0 | 0 | 1 | 0 | 1 | 0 | 0 | 2.2788 | 4.521e-05 | 3156 |  | 2972
292 | RIDGE 0402CB | 12840402 | RIDGE 0402 | CB | FALSE | 3860.7171 | 2930.2271 | 31 | 0.73535 | 1.6794 | 47.8795 | 0 | 0.74775 | 0.23856 | 0.058065 | 0.37053 | 0.30376 | 0 | 10.3916 | 4.5082e-05 | 3157 | 0.01 | 2463 | 10 | 31.81% | 1 | 0 | 69.66% | 0%
6289 | STAFFORD 1101405812 | 43201101 | STAFFORD 1101 | 405812 | TRUE | 695.3753 | 295.2493 | 7 | 0.8178 | 2.157 | 29.4927 | 0 | 0.8 | 0.17143 | 0 | 0.17143 | 0.8 | 0.035714 | 5.1666 | 4.5015e-05 | 3158 |  | 3019
8541 | ROSSMOOR 1106L541R | 14161106 | ROSSMOOR 1106 | L541R | TRUE | 978.5878 | 0 | 11 | 0.67159 | 1.818 | 32.5187 | 0.28687 | 0.12727 | 0.58586 | 0 | 0.58586 | 0.12727 | 0 | 6.5654 | 4.5011e-05 | 3159 |  | 3233
6724 | CURTIS 17039210 | 163351703 | CURTIS 1703 | 9210 | FALSE | 36192.6146 | 36192.6146 | 124 | 0.02092 | 2.5334 | 29.1896 | 0 | 0 | 0.99597 | 0.99194 | 0.0040323 | 0 | 0 | 13.8756 | 4.5003e-05 | 3160 | 0.11 | 618 | 62.96 | 99.96% | 11 | 7 | 100% | 0%
231 | PAUL SWEET 210912828 | 83252109 | PAUL SWEET 2109 | 12828 | FALSE | 7906.6719 | 1834.1595 | 66 | 0.6994 | 1.8522 | 35.7211 | 0.062169 | 0.44377 | 0.49406 | 0 | 0.49153 | 0.43114 | 0 | 8.3262 | 4.4984e-05 | 3161 |  | 2662
5926 | CASTRO VALLEY 1110CB | 14091110 | CASTRO VALLEY 1110 | CB | TRUE | 2059.8957 | 523.3275 | 23 | 0.69199 | 1.4996 | 34.2523 | 0.26636 | 0.47847 | 0.24275 | 0.0043478 | 0.24275 | 0.47412 | 0 | 6.6614 | 4.4906e-05 | 3162 |  | 2989
6314 | TEJON 11023751 | 252931102 | TEJON 1102 | 3751 | FALSE | 16451.1737 | 15802.8651 | 65 | 0.16571 | 0.59346 | 27.3739 | 0 | 0.36154 | 0.63846 | 0.78462 | 0.053846 | 0.015385 | 0 | 3.1427 | 4.4896e-05 | 3163 | 0.03 | 1478 | 14.41 | 57.09% | 0 | 4 | 78.15% | 0%
10720 | OCEANO 1103839302 | 182601103 | OCEANO 1103 | 839302 | FALSE | 1806.4039 | 1806.4039 | 8 | 0.013585 | 1.008 | 26.4075 | 0 | 0 | 1 | 0 | 1 | 0 | 0 | 4.2888 | 4.4881e-05 | 3164 |  | 3595
3501 | CRESCENT MILLS 21012232 | 103132101 | CRESCENT MILLS 2101 | 2232 | FALSE | 32508.1294 | 25513.6468 | 128 | 0.098492 | 2.7799 | 27.2992 | 0 | 0 | 0.98828 | 0.98828 | 0 | 0 | 0.015625 | 13.5851 | 4.4844e-05 | 3165 | 0.05 | 1067 | 82.54 | 99.96% | 2 | 0 | 84.55% | 0%
8219 | CAMPHORA 1101613562 | 182071101 | CAMPHORA 1101 | 613562 | FALSE | 9602.6341 | 5945.3079 | 29 | 0.36883 | 1.0084 | 30.0209 | 0 | 0 | 1 | 0.10345 | 0.89655 | 0 | 0 | 3.6759 | 4.482e-05 | 3166 |  | 3204
2286 | BEAR VALLEY 210521160 | 252192105 | BEAR VALLEY 2105 | 21160 | FALSE | 38269.4773 | 38269.4773 | 194 | 0.029935 | 2.231 | 36.0372 | 0 | 0.0051546 | 0.99485 | 0.68814 | 0.3067 | 0.0051546 | 0.0051546 | 8.6036 | 4.477e-05 | 3167 | 0.04 | 1243 | 48.03 | 99.88% | 2 | 5 | 100% | 3%
3754 | PALMER 1101M82 | 183031101 | PALMER 1101 | M82 | FALSE | 23986.1463 | 17447.2632 | 149 | 0.43339 | 0.83742 | 39.0914 | 0.1123 | 0.35436 | 0.53333 | 0.088926 | 0.53445 | 0.2604 | 0.010291 | 3.966 | 4.471e-05 | 3168 | 0.02 | 1912 | 48.02 | 61.68% | 0 | 5 | 69.3% | 0%
1363 | BURNEY 11011322 | 103311101 | BURNEY 1101 | 1322 | FALSE | 30035.9017 | 25851.0688 | 81 | 0.25477 | 1.9365 | 22.5817 | 0.10494 | 0.049383 | 0.84568 | 0.84568 | 0.049383 | 0 | 0 | 8.4607 | 4.4702e-05 | 3169 | 0.02 | 1852 | 29.84 | 61.19% | 0 | 0 | 87.48% | 0%
3674 | AUBERRY 1102R309 | 254151102 | AUBERRY 1102 | R309 | FALSE | 13825.8859 | 13825.8859 | 92 | 0.040063 | 1.3104 | 34.7471 | 0.13225 | 0 | 0.86775 | 0 | 0.86775 | 0 | 0 | 2.3208 | 4.4689e-05 | 3170 | 0.04 | 1238 | 21.95 | 78.92% | 1 | 2 | 100% | 0%
6824 | MARIPOSA 21021960 | 254452102 | MARIPOSA 2102 | 1960 | FALSE | 39696.7204 | 39696.7204 | 223 | 0.036007 | 1.9112 | 37.4999 | 0 | 0 | 1 | 0.80306 | 0.19694 | 0 | 0 | 4.6855 | 4.465e-05 | 3171 | 0.25 | 208 | 47.75 | 99.87% | 3 | 23 | 100% | 69%
5839 | SOLEDAD 21027048 | 182052102 | SOLEDAD 2102 | 7048 | FALSE | 47036.8755 | 18663.2877 | 173 | 0.49665 | 0.71124 | 33.3658 | 0.10822 | 0.40045 | 0.49133 | 0.011561 | 0.58446 | 0.29576 | 0.04817 | 3.1426 | 4.4641e-05 | 3172 | 0.02 | 1899 | 59.87 | 88.98% | 0 | 0 | 48.94% | 0%
4590 | REDBUD 11021212 | 43191102 | REDBUD 1102 | 1212 | TRUE | 6586.9975 | 0 | 62 | 0.88163 | 2.1986 | 49.9184 | 0.25 | 0.018817 | 0.72796 | 0 | 0.72796 | 0.018817 | 0 | 29.0059 | 4.464e-05 | 3173 | 0.01 | 2272 | 23.32 | 21.35% | 0 | 1 | 11.49% | 0%
329 | CORNING 110253184 | 103331102 | CORNING 1102 | 53184 | FALSE | 51204.6527 | 51204.6527 | 123 | 0.10198 | 1.4938 | 32.9574 | 0 | 0.052846 | 0.94715 | 0.078591 | 0.89295 | 0.004065 | 0.0081301 | 3.3187 | 4.4635e-05 | 3174 | 0.05 | 1187 | 68.3 | 86.89% | 0 | 7 | 100% | 0%
7373 | TIVY VALLEY 11077380 | 252941107 | TIVY VALLEY 1107 | 7380 | FALSE | 45386.7416 | 20845.5533 | 240 | 0.093281 | 1.2909 | 39.65 | 0.14306 | 0.15313 | 0.70382 | 0.12639 | 0.58368 | 0.13646 | 0.0083333 | 2.9546 | 4.451e-05 | 3175 | 0.03 | 1435 | 20.02 | 100% | 1 | 4 | 45.52% | 0%
10157 | CASTRO VALLEY 1108MR233 | 14091108 | CASTRO VALLEY 1108 | MR233 | TRUE | 1023.3374 | 370.9448 | 7 | 0.54103 | 1.5936 | 31.716 | 0 | 0.55952 | 0.44048 | 0 | 0.55952 | 0.44048 | 0 | 18.9296 | 4.4443e-05 | 3176 |  | 3504
2882 | WILLOW PASS 2108CB | 13912108 | WILLOW PASS 2108 | CB | TRUE | 14676.6694 | 318.0802 | 91 | 0.67036 | 1.2879 | 20.0481 | 0.24439 | 0.34038 | 0.41523 | 0.077839 | 0.45918 | 0.065934 | 0.038004 | 16.147 | 4.4438e-05 | 3177 |  | 2802
859 | SALT SPRINGS 21011216 | 163692101 | SALT SPRINGS 2101 | 1216 | FALSE | 8821.9491 | 8821.9491 | 32 | 0.017985 | 3.7479 | 45.3335 | 0.03125 | 0 | 0.96875 | 0.47917 | 0.0625 | 0 | 0 | 17.4675 | 4.4432e-05 | 3178 | 0.06 | 944 | 73.74 | 99.91% | 0 | 1 | 98.38% | 0%
4556 | MARIPOSA 210237288 | 254452102 | MARIPOSA 2102 | 37288 | FALSE | 137232.3506 | 137232.3506 | 678 | 0.023766 | 1.7505 | 33.8899 | 0 | 0 | 1 | 0.60286 | 0.39451 | 0 | 0.0051622 | 3.5686 | 4.4383e-05 | 3179 | 0.4 | 59 | 35.71 | 99.54% | 6 | 74 | 100% | 8%
8569 | IGNACIO 1105683542 | 42481105 | IGNACIO 1105 | 683542 | TRUE | 222.9115 | 222.9115 | 2 | 0.67404 | 2.1978 | 50.5726 | 0 | 0 | 1 | 0 | 1 | 0 | 0 | 17.5041 | 4.4358e-05 | 3180 |  | 3237
3913 | CORNING 110164090 | 103331101 | CORNING 1101 | 64090 | FALSE | 21993.72 | 21993.72 | 170 | 0.19101 | 1.6618 | 29.9016 | 0 | 0 | 1 | 1 | 0 | 0 | 0.004902 | 3.2551 | 4.4336e-05 | 3181 | 0.06 | 942 | 19.43 | 100% | 1 | 9 | 100% | 0%
3531 | HALF MOON BAY 11039112 | 24101103 | HALF MOON BAY 1103 | 9112 | FALSE | 8500.5119 | 1386.5143 | 68 | 0.59984 | 1.6729 | 19.4578 | 0.58264 | 0.34984 | 0.067513 | 0.018382 | 0.082442 | 0.30673 | 0.058824 | 20.3554 | 4.4335e-05 | 3182 | 0.01 | 2602 | 36.59 | 39.16% | 3 | 0 | 43.21% | 0%
3481 | IGNACIO 1105318 | 42481105 | IGNACIO 1105 | 318 | FALSE | 18622.6335 | 2887.2825 | 150 | 0.88589 | 2.2596 | 46.3059 | 0.30244 | 0.38041 | 0.31667 | 0 | 0.35905 | 0.3307 | 0 | 5.6568 | 4.4269e-05 | 3183 |  | 2830
5480 | PUEBLO 2102647842 | 43292102 | PUEBLO 2102 | 647842 | TRUE | 1016.9284 | 187.7325 | 6 | 0.38283 | 2.0339 | 59.6607 | 0 | 0.66667 | 0.33333 | 0 | 0.33333 | 0.66667 | 0 | 7.4908 | 4.4258e-05 | 3184 |  | 2958
3241 | OAKLAND K 1101CB | 12101101 | OAKLAND K 1101 | CB | TRUE | 3805.7329 | 538.4598 | 40 | 0.88719 | 1.8796 | 26.7495 | 0.42208 | 0.40417 | 0.052083 | 0 | 0.33958 | 0.016667 | 0.025 | 6.8593 | 4.4235e-05 | 3185 | 0.01 | 2577 | 10 | 0% | 1 | 1 | 14.81% | 24%
5452 | PUEBLO 2102850102 | 43292102 | PUEBLO 2102 | 850102 | TRUE | 3948.9067 | 287.4404 | 23 | 0.57865 | 1.9348 | 39.7265 | 0 | 0 | 1 | 0 | 1 | 0 | 0 | 5.9218 | 4.4232e-05 | 3186 |  | 2955
6045 | OAKLAND J 1105CR256 | 12091105 | OAKLAND J 1105 | CR256 | FALSE | 2967.1612 | 1965.4224 | 27 | 0.78833 | 1.717 | 17.9124 | 0.26852 | 0.71296 | 0.018519 | 0 | 0.24691 | 0.48457 | 0 | 10.0393 | 4.4194e-05 | 3187 | 0.01 | 2484 | 10 | 0.86% | 1 | 0 | 83.22% | 0%
87 | CORNING 110185152 | 103331101 | CORNING 1101 | 85152 | FALSE | 37332.1384 | 37332.1384 | 279 | 0.19155 | 1.7014 | 29.874 | 0 | 0 | 1 | 1 | 0 | 0 | 0.0035842 | 4.7518 | 4.413e-05 | 3188 | 0.12 | 579 | 26.07 | 100% | 2 | 8 | 100% | 0%
1324 | SONOMA 11054456 | 42721105 | SONOMA 1105 | 4456 | TRUE | 8052.7827 | 0 | 62 | 0.5846 | 1.929 | 61.709 | 0.016129 | 0.59543 | 0.38844 | 0.025538 | 0.3629 | 0.59543 | 0.053379 | 7.6528 | 4.4073e-05 | 3189 | 0.01 | 2505 | 23.18 | 52.93% | 0 | 1 | 22.31% | 0%
1392 | SAND CREEK 110345190 | 254601103 | SAND CREEK 1103 | 45190 | FALSE | 60483.5997 | 60483.5997 | 416 | 0.031159 | 1.8889 | 35.599 | 0.0038061 | 0 | 0.99619 | 0.11338 | 0.6885 | 0 | 0 | 5.5712 | 4.4054e-05 | 3190 | 0.08 | 766 | 13.38 | 99.51% | 0 | 5 | 100% | 0%
9874 | JARVIS 1108767280 | 13501108 | JARVIS 1108 | 767280 | TRUE | 1164.558 | 816.4039 | 11 | 0.7698 | 1.5087 | 20.0298 | 0 | 0.74026 | 0.24675 | 0 | 0.98701 | 0 | 0 | 4.6621 | 4.3875e-05 | 3191 |  | 3440
3271 | STAFFORD 1101CB | 43201101 | STAFFORD 1101 | CB | FALSE | 19644.2096 | 2188.9817 | 180 | 0.85515 | 2.1692 | 47.6764 | 0.35491 | 0.050463 | 0.59463 | 0 | 0.59463 | 0.049537 | 0.0083333 | 6.7958 | 4.3869e-05 | 3192 | 0.02 | 2087 | 10 | 64.37% | 5 | 3 | 21.89% | 0%
1612 | CABRILLO 1104Y22 | 183101104 | CABRILLO 1104 | Y22 | FALSE | 40867.3286 | 16721.66 | 178 | 0.60465 | 0.79305 | 27.8877 | 0.032303 | 0.6456 | 0.3221 | 0.36236 | 0.25421 | 0.21067 | 0.051966 | 4.3806 | 4.3833e-05 | 3193 | 0.01 | 2374 | 12.83 | 36.03% | 1 | 10 | 27.87% | 0%
4474 | SPENCE 1104965598 | 182201104 | SPENCE 1104 | 965598 | FALSE | 25622.1563 | 14815.8266 | 139 | 0.50067 | 0.91492 | 40.4745 | 0 | 0.55337 | 0.43943 | 0 | 0.78957 | 0.20324 | 0 | 3.8112 | 4.3766e-05 | 3194 |  | 2894
2620 | AUBERRY 1101R2579 | 254151101 | AUBERRY 1101 | R2579 | FALSE | 56162.7607 | 56162.7607 | 286 | 0.023503 | 1.659 | 28.786 | 0 | 0.0034965 | 0.9965 | 0.0034965 | 0.99301 | 0.0034965 | 0 | 3.9261 | 4.3679e-05 | 3195 | 0.05 | 1157 | 14.45 | 99.64% | 2 | 14 | 100% | 0%
8419 | SAN CARLOS 1103785521 | 24181103 | SAN CARLOS 1103 | 785521 | TRUE | 292.996 | 109.0213 | 3 | 0.77718 | 1.4383 | 14.4305 | 0 | 0.66667 | 0.33333 | 0 | 0.33333 | 0.66667 | 0.16667 | 12.2861 | 4.3673e-05 | 3196 |  | 3223
1003 | SANTA ROSA A 1111CB | 42151111 | SANTA ROSA A 1111 | CB | TRUE | 9060.4473 | 490.8425 | 88 | 0.7604 | 2.2132 | 58.6222 | 0.30032 | 0.50208 | 0.17835 | 0 | 0.18782 | 0.48125 | 0.015152 | 7.5064 | 4.3627e-05 | 3197 |  | 2703
3848 | REEDLEY 11127240 | 252341112 | REEDLEY 1112 | 7240 | FALSE | 41066.7491 | 1553.9231 | 234 | 0.14101 | 0.96397 | 38.5727 | 0 | 0.067236 | 0.92849 | 0 | 0.80741 | 0.067236 | 0 | 4.2248 | 4.3626e-05 | 3198 | 0 | 2644 | 10 | 0% | 0 | 0 | 0.01% | 0%
1523 | HAMILTON BRANCH 110187784 | 102361101 | HAMILTON BRANCH 1101 | 87784 | FALSE | 2328.7215 | 2328.7215 | 23 | 0.35119 | 2.368 | 41.6502 | 0 | 0 | 0.97826 | 0.97826 | 0 | 0 | 0 | 18.4293 | 4.3587e-05 | 3199 | 0.03 | 1610 | 18.12 | 99.8% | 0 | 3 | 100% | 0%
7841 | STONE CORRAL 1110975698 | 252921110 | STONE CORRAL 1110 | 975698 | FALSE | 7671.0517 | 1441.7984 | 44 | 0.14493 | 0.98856 | 35.5069 | 0 | 0.75 | 0.25 | 0 | 0.55303 | 0.44697 | 0.13636 | 2.726 | 4.3563e-05 | 3200 |  | 3170
10922 | PINECREST 0401CB | 163160401 | PINECREST 0401 | CB | TRUE | 22.2055 | 22.2055 | 1 | 0.026167 | 2.9449 | 33.811 | 0 | 0 | 1 | 1 | 0 | 0 | 0 | 16.9217 | 4.352e-05 | 3201 | 0.13 | 517 | 10 | 100% | 0 | 0 | 100% | 100%
3718 | TEMPLETON 2108A40 | 183052108 | TEMPLETON 2108 | A40 | FALSE | 20639.8903 | 6084.3101 | 174 | 0.63275 | 1.1031 | 36.0823 | 0.17059 | 0.39342 | 0.43598 | 0.042784 | 0.46424 | 0.31663 | 0.017241 | 5.9313 | 4.3444e-05 | 3202 | 0.01 | 2608 | 10 | 85.64% | 0 | 0 | 9.43% | 0%
3473 | COTTONWOOD 11011610 | 102931101 | COTTONWOOD 1101 | 1610 | FALSE | 61821.9357 | 61821.9357 | 295 | 0.069508 | 1.958 | 25.1875 | 0 | 0 | 1 | 0.61158 | 0.37486 | 0 | 0.0050847 | 5.1674 | 4.3413e-05 | 3203 | 0.1 | 661 | 59.74 | 100% | 4 | 5 | 100% | 0%
10001 | PANOCHE 11034036 | 253671103 | PANOCHE 1103 | 4036 | FALSE | 40366.1816 | 16000.3845 | 57 | 0.1869 | 0.71792 | 44.0092 | 0 | 0 | 1 | 0 | 1 | 0 | 0.017544 | 0.75684 | 4.3272e-05 | 3204 | 0.02 | 1845 | 77.63 | 100% | 0 | 1 | 32.26% | 0%
5265 | IGNACIO 1103CB | 42481103 | IGNACIO 1103 | CB | TRUE | 3068.5523 | 350.3296 | 34 | 0.96765 | 2.2614 | 25.5675 | 0.79865 | 0.098039 | 0.10331 | 0 | 0.10331 | 0.098039 | 0 | 3.222 | 4.3221e-05 | 3205 |  | 2943
5593 | SNEATH LANE 1102CB | 22721102 | SNEATH LANE 1102 | CB | FALSE | 4044.2651 | 2195.0074 | 37 | 0.72028 | 1.8788 | 23.0994 | 0.49678 | 0.45097 | 0.052252 | 0 | 0.052252 | 0.25405 | 0 | 9.706 | 4.3121e-05 | 3206 | 0.01 | 2139 | 10 | 3.96% | 0 | 1 | 11.21% | 0%
5589 | BUELLTON 1101Y36 | 183041101 | BUELLTON 1101 | Y36 | FALSE | 73124.8896 | 60717.9561 | 283 | 0.23275 | 0.9697 | 42.1845 | 0.042992 | 0.29641 | 0.6606 | 0.17479 | 0.55518 | 0.16402 | 0 | 5.7956 | 4.3104e-05 | 3207 | 0.08 | 748 | 70.23 | 71.54% | 1 | 11 | 92.67% | 6%
1455 | LAS GALLINAS A 1105904 | 42991105 | LAS GALLINAS A 1105 | 904 | FALSE | 11554.8525 | 2469.2456 | 78 | 0.76615 | 2.4343 | 51.9983 | 0.35299 | 0.24679 | 0.40021 | 0.051282 | 0.42585 | 0.16987 | 0 | 5.2686 | 4.3101e-05 | 3208 | 0.01 | 2426 | 10 | 36.59% | 0 | 1 | 34.95% | 0%
6629 | BIG MEADOWS 21012246 | 102812101 | BIG MEADOWS 2101 | 2246 | FALSE | 2937.4924 | 2937.4924 | 23 | 0.079153 | 2.5872 | 31.8966 | 0 | 0 | 1 | 1 | 0 | 0 | 0 | 25.259 | 4.2984e-05 | 3209 | 0.08 | 772 | 10 | 100% | 1 | 20 | 75.1% | 0%
7181 | BEAR VALLEY 21054170 | 252192105 | BEAR VALLEY 2105 | 4170 | FALSE | 15319.6405 | 15319.6405 | 45 | 0.054283 | 1.9281 | 32.992 | 0 | 0 | 1 | 0.82222 | 0.15556 | 0 | 0 | 7.2518 | 4.2938e-05 | 3210 | 0.04 | 1298 | 57.2 | 100% | 3 | 1 | 100% | 0%
692 | ECHO SUMMIT 11018922 | 158031101 | ECHO SUMMIT 1101 | 8922 | FALSE | 1940.3902 | 1940.3902 | 11 | 0.21716 | 2.9158 | 7.6572 | 0 | 0 | 1 | 1 | 0 | 0 | 0.090909 | 14.5563 | 4.2932e-05 | 3211 | 0.13 | 520 | 12.85 | 99.62% | 6 | 2 | 64% | 0%
5946 | SALT SPRINGS 21011232 | 163692101 | SALT SPRINGS 2101 | 1232 | FALSE | 14610.263 | 12420.8061 | 64 | 0.10831 | 3.3505 | 40.2949 | 0.015625 | 0.010937 | 0.95781 | 0.24349 | 0.089063 | 0.0078125 | 0.046875 | 14.9862 | 4.2772e-05 | 3212 | 0.06 | 934 | 10 | 100% | 4 | 2 | 68.77% | 0%
7382 | VIEJO 220235388 | 182852202 | VIEJO 2202 | 35388 | TRUE | 727.2974 | 517.0139 | 8 | 0.59899 | 1.1552 | 31.6511 | 0.54167 | 0.45833 | 0 | 0 | 0.13125 | 0.05625 | 0 | 9.6134 | 4.2702e-05 | 3213 | 0.01 | 2180 | 10 | 0% | 0 | 1 | 100% | 0%
90 | TYLER 1105816852 | 103571105 | TYLER 1105 | 816852 | FALSE | 70141.7466 | 20545.6876 | 423 | 0.1647 | 1.712 | 34.5297 | 0.0094563 | 0.0047281 | 0.98582 | 0.0047281 | 0.98109 | 0.0047281 | 0.018068 | 4.2101 | 4.2631e-05 | 3214 |  | 2655
8007 | SAN JUSTO 11014002 | 183181101 | SAN JUSTO 1101 | 4002 | FALSE | 30655.7932 | 29553.7891 | 140 | 0.14683 | 1.4112 | 39.8062 | 0 | 0.050238 | 0.94976 | 0.44762 | 0.51762 | 0.034762 | 0.0071429 | 7.1578 | 4.2612e-05 | 3215 | 0.09 | 729 | 71.04 | 96.75% | 4 | 7 | 95.15% | 0%
6088 | TYLER 110585132 | 103571105 | TYLER 1105 | 85132 | FALSE | 50093.0189 | 50093.0189 | 217 | 0.14069 | 1.7437 | 38.2265 | 0 | 0 | 1 | 0.039171 | 0.96083 | 0 | 0.020737 | 6.0054 | 4.257e-05 | 3216 | 0.08 | 788 | 56.91 | 100% | 0 | 21 | 100% | 0%
523 | DUNLAP 11037220 | 254061103 | DUNLAP 1103 | 7220 | FALSE | 39952.2483 | 39952.2483 | 188 | 0.025907 | 1.9248 | 35.217 | 0 | 0.0053191 | 0.99468 | 0.60869 | 0.38599 | 0.0053191 | 0 | 9.751 | 4.2565e-05 | 3217 | 0.04 | 1330 | 17.86 | 99.97% | 1 | 5 | 100% | 0%
8791 | GLENN 11012012 | 102601101 | GLENN 1101 | 2012 | FALSE | 48303.6952 | 3708.2991 | 73 | 0.059117 | 1.3682 | 37.9726 | 0 | 0 | 1 | 0.013699 | 0.9863 | 0 | 0.013699 | 3.5788 | 4.249e-05 | 3218 | 0.02 | 1810 | 85 | 100% | 0 | 0 | 7.81% | 0%
8195 | SAUSALITO 11021268 | 42491102 | SAUSALITO 1102 | 1268 | FALSE | 7937.7862 | 7937.7862 | 46 | 0.33908 | 1.6844 | 40.3136 | 0 | 0.98913 | 0.01087 | 0.043478 | 0.021739 | 0.71739 | 0.054348 | 21.3053 | 4.2343e-05 | 3219 | 0.03 | 1661 | 23.38 | 0.42% | 3 | 4 | 100% | 0%
5583 | RED BLUFF 11031702 | 103541103 | RED BLUFF 1103 | 1702 | FALSE | 29294.348 | 26958.2044 | 177 | 0.1409 | 1.7861 | 34.565 | 0 | 0 | 1 | 0 | 1 | 0 | 0.042844 | 4.6228 | 4.2191e-05 | 3220 | 0.07 | 869 | 23.85 | 100% | 1 | 4 | 87.44% | 0%
9102 | HICKS 1116733078 | 83431116 | HICKS 1116 | 733078 | TRUE | 567.873 | 551.871 | 7 | 0.97931 | 1.4752 | 22.1315 | 0 | 0 | 1 | 0 | 1 | 0 | 0 | 3.2222 | 4.2163e-05 | 3221 |  | 3310
8913 | WOOD 0401880795 | 13380401 | WOOD 0401 | 880795 | TRUE | 506.0077 | 163.9752 | 6 | 0.57542 | 1.7076 | 38.3182 | 0 | 0.83333 | 0.16667 | 0 | 1 | 0 | 0 | 13.752 | 4.2077e-05 | 3222 |  | 3277
7538 | CABRILLO 1103Y46 | 183101103 | CABRILLO 1103 | Y46 | FALSE | 76660.9296 | 50653.8838 | 277 | 0.40133 | 0.92984 | 38.7889 | 0.024669 | 0.45728 | 0.51444 | 0.21209 | 0.46209 | 0.25481 | 0.0072202 | 4.2087 | 4.2068e-05 | 3223 | 0.04 | 1202 | 55.53 | 56.98% | 1 | 5 | 42.55% | 0%
199 | OAKLAND K 1103CB | 12101103 | OAKLAND K 1103 | CB | TRUE | 7954.9462 | 769.1621 | 66 | 0.86435 | 1.906 | 16.5809 | 0.13368 | 0.65363 | 0.14672 | 0.037879 | 0.5282 | 0.11287 | 0 | 12.4486 | 4.1996e-05 | 3224 | 0.01 | 2179 | 10 | 0% | 1 | 2 | 13.28% | 0%
4532 | RESERVATION ROAD 1102CB | 182731102 | RESERVATION ROAD 1102 | CB | FALSE | 27553.0792 | 12591.5795 | 180 | 0.53085 | 1.2219 | 32.9272 | 0.16914 | 0.47065 | 0.36022 | 0.020833 | 0.35481 | 0.35324 | 0.0085185 | 4.4696 | 4.197e-05 | 3225 | 0.02 | 1860 | 54.61 | 43.73% | 1 | 5 | 38.43% | 0%
9472 | LLAGAS 2105XR234 | 83182105 | LLAGAS 2105 | XR234 | TRUE | 1908.9722 | 4.1246 | 26 | 0.703 | 1.5146 | 28.0505 | 0 | 0.34615 | 0.65385 | 0.032967 | 0.73077 | 0.1978 | 0 | 4.9612 | 4.1932e-05 | 3226 | 0.01 | 2582 | 10 | 70.52% | 0 | 1 | 18.63% | 0%
7178 | BURNEY 11019042 | 103311101 | BURNEY 1101 | 9042 | FALSE | 5080.7921 | 5080.7921 | 31 | 0.29353 | 1.908 | 25.5941 | 0 | 0.25376 | 0.74624 | 0.96505 | 0.034946 | 0 | 0 | 13.2243 | 4.1887e-05 | 3227 | 0.05 | 1087 | 28.76 | 87.06% | 1 | 1 | 96.72% | 0%
6877 | COARSEGOLD 21036110 | 254432103 | COARSEGOLD 2103 | 6110 | FALSE | 47929.948 | 17714.3763 | 179 | 0.038896 | 1.2397 | 26.5724 | 0 | 0.089385 | 0.91061 | 0.013966 | 0.89665 | 0.089385 | 0.0055866 | 3.8613 | 4.1885e-05 | 3228 | 0.02 | 1862 | 20.67 | 95.13% | 0 | 5 | 33.47% | 0%
5754 | SANTA YNEZ 1102Y18 | 182721102 | SANTA YNEZ 1102 | Y18 | FALSE | 12113.6185 | 7856.8971 | 60 | 0.32891 | 0.93616 | 39.5727 | 0.047222 | 0.46313 | 0.48964 | 0.0083333 | 0.48964 | 0.4548 | 0.016667 | 6.6067 | 4.1779e-05 | 3229 | 0.04 | 1225 | 77.52 | 99.57% | 1 | 1 | 61.2% | 0%
2072 | RALSTON 1101420730 | 24141101 | RALSTON 1101 | 420730 | FALSE | 2651.706 | 1292.6324 | 21 | 0.70896 | 1.7607 | 28.832 | 0.31973 | 0 | 0.68027 | 0 | 0.66667 | 0 | 0 | 4.2966 | 4.1694e-05 | 3230 |  | 2760
6538 | DUNLAP 11027060 | 254061102 | DUNLAP 1102 | 7060 | FALSE | 28760.1957 | 28760.1957 | 162 | 0.027235 | 2.0948 | 40.2536 | 0 | 0 | 1 | 0.64609 | 0.35391 | 0 | 0 | 8.8198 | 4.1619e-05 | 3231 | 0.05 | 1170 | 21.43 | 100% | 3 | 11 | 100% | 0%
2143 | VOLTA 11029742 | 102541102 | VOLTA 1102 | 9742 | FALSE | 14685.6636 | 14685.6636 | 120 | 0.00068817 | 3.3197 | 24.1305 | 0 | 0 | 0.99833 | 0.99694 | 0 | 0 | 0.030556 | 25.0655 | 4.1561e-05 | 3232 | 0.26 | 184 | 78.99 | 100% | 1 | 2 | 100% | 94%
1703 | SAN LUIS OBISPO 1105796050 | 182631105 | SAN LUIS OBISPO 1105 | 796050 | TRUE | 5067.2794 | 383.7484 | 45 | 0.82533 | 1.3043 | 38.6472 | 0.31037 | 0.57333 | 0.11259 | 0.19111 | 0.094815 | 0.4 | 0.0092593 | 6.6797 | 4.1549e-05 | 3233 |  | 2738
8336 | OLEMA 110137074 | 42291101 | OLEMA 1101 | 37074 | TRUE | 506.0081 | 21.9456 | 6 | 0.7437 | 2.1232 | 47.4401 | 0 | 0.61429 | 0.38571 | 0 | 0.80952 | 0.19048 | 0 | 4.3713 | 4.1439e-05 | 3234 | 0.01 | 2223 | 10 | 100% | 0 | 0 | 4.34% | 0%
2047 | VALLEY VIEW 1103CB | 14341103 | VALLEY VIEW 1103 | CB | TRUE | 10480.8911 | 272.5459 | 83 | 0.81247 | 1.6574 | 20.6128 | 0.39204 | 0.46078 | 0.14037 | 0 | 0.15443 | 0.4187 | 0.024096 | 9.2543 | 4.1439e-05 | 3235 | 0.03 | 1622 | 65 | 0% | 0 | 0 | 0.93% | 100%
7811 | VIEJO 2203947314 | 182852203 | VIEJO 2203 | 947314 | TRUE | 2331.8511 | 461.4011 | 22 | 0.55956 | 1.1531 | 78.8872 | 0.67424 | 0.32576 | 0 | 0 | 0.045455 | 0.022727 | 0 | 14.1471 | 4.1433e-05 | 3236 |  | 3163
9522 | STONE CORRAL 1110894956 | 252921110 | STONE CORRAL 1110 | 894956 | FALSE | 2635.3424 | 1243.2231 | 16 | 0.1137 | 0.97607 | 33.6663 | 0 | 0.30208 | 0.69792 | 0 | 0.69792 | 0.30208 | 0 | 4.2415 | 4.142e-05 | 3237 |  | 3371
5704 | SHEPHERD 2111707358 | 252062111 | SHEPHERD 2111 | 707358 | FALSE | 37001.2559 | 30537.9753 | 219 | 0.039934 | 1.0847 | 28.9428 | 0.0091324 | 0 | 0.99087 | 0.0045662 | 0.9863 | 0 | 0.0091324 | 2.4746 | 4.1347e-05 | 3238 |  | 2974
430 | TEJON 1102732836 | 252931102 | TEJON 1102 | 732836 | FALSE | 24952.5776 | 18788.6293 | 154 | 0.33761 | 0.55592 | 32.6034 | 0.0064935 | 0.35575 | 0.63646 | 0.75566 | 0.10019 | 0.071429 | 0 | 3.4602 | 4.1312e-05 | 3239 |  | 2673
5728 | HALF MOON BAY 1101CB | 24101101 | HALF MOON BAY 1101 | CB | FALSE | 10068.8846 | 2571.5148 | 80 | 0.73838 | 1.7701 | 16.1461 | 0.45542 | 0.48208 | 0.0625 | 0.030833 | 0.033333 | 0.38562 | 0.0125 | 5.8244 | 4.1301e-05 | 3240 | 0.11 | 602 | 59.01 | 12.7% | 3 | 2 | 59.24% | 76%
2094 | ROB ROY 210512586 | 83692105 | ROB ROY 2105 | 12586 | FALSE | 10478.2506 | 3041.3304 | 85 | 0.74674 | 1.725 | 32.9436 | 0.13255 | 0.70882 | 0.15863 | 0 | 0.11059 | 0.69706 | 0.0058824 | 9.5705 | 4.1068e-05 | 3241 | 0.02 | 1770 | 10 | 13.9% | 3 | 2 | 50.3% | 0%
1887 | NAPA 1112CB | 42021112 | NAPA 1112 | CB | TRUE | 26742.8753 | 940.9991 | 226 | 0.6869 | 1.7402 | 49.9233 | 0.16404 | 0.38603 | 0.44845 | 0.012537 | 0.44224 | 0.36299 | 0.0022124 | 8.219 | 4.1039e-05 | 3242 |  | 2752
6651 | PINECREST 04011818 | 163160401 | PINECREST 0401 | 1818 | FALSE | 5027.483 | 4942.4923 | 26 | 0.15872 | 2.9384 | 34.4748 | 0 | 0 | 1 | 1 | 0 | 0 | 0.0096154 | 26.7227 | 4.1e-05 | 3243 | 0.06 | 986 | 47.93 | 100% | 2 | 2 | 61.15% | 49%
7077 | CORONA 1103776806 | 43491103 | CORONA 1103 | 776806 | TRUE | 1634.4876 | 412.4097 | 15 | 0.32465 | 2.0816 | 70.8936 | 0 | 0.8 | 0.2 | 0 | 0.2 | 0.8 | 0.26667 | 7.8779 | 4.0998e-05 | 3244 |  | 3094
5380 | CASTROVILLE 210436922 | 182352104 | CASTROVILLE 2104 | 36922 | TRUE | 8825.2123 | 0 | 37 | 0.41546 | 1.097 | 21.4252 | 0.3536 | 0.56532 | 0.027027 | 0.25 | 0.027027 | 0.31532 | 0.009009 | 2.9864 | 4.0991e-05 | 3245 |  | 2948
2756 | AUBERRY 1101R2845 | 254151101 | AUBERRY 1101 | R2845 | FALSE | 28680.0593 | 28680.0593 | 172 | 0.035643 | 1.8619 | 28.744 | 0 | 0 | 1 | 0.86047 | 0.13953 | 0 | 0 | 14.8183 | 4.0941e-05 | 3246 | 0.11 | 632 | 28.76 | 100% | 4 | 13 | 100% | 0%
6224 | SAN CARLOS 110479774 | 24181104 | SAN CARLOS 1104 | 79774 | FALSE | 2604.0952 | 1435.8821 | 24 | 0.83514 | 1.4383 | 12.5909 | 0.48611 | 0.052083 | 0.46181 | 0.010417 | 0.45139 | 0 | 0 | 5.1564 | 4.0919e-05 | 3247 | 0.01 | 2488 | 10 | 65.63% | 1 | 1 | 30.37% | 0%
8843 | HOLLISTER 2104117328 | 182492104 | HOLLISTER 2104 | 117328 | FALSE | 23158.4732 | 9894.6539 | 44 | 0.067487 | 1.2895 | 28.6584 | 0 | 0.068182 | 0.93182 | 0.13636 | 0.79545 | 0.068182 | 0.022727 | 4.2737 | 4.0861e-05 | 3248 |  | 3271
1687 | BIG MEADOWS 21012016 | 102812101 | BIG MEADOWS 2101 | 2016 | TRUE | 6829.6992 | 150.9724 | 65 | 0.26433 | 2.5266 | 47.8528 | 0.041026 | 0 | 0.94359 | 0.94359 | 0 | 0 | 0 | 58.2723 | 4.0813e-05 | 3249 | 0.01 | 2599 | 10 | 100% | 0 | 0 | 0.07% | 0%
6593 | FOOTHILL 1101798137 | 182951101 | FOOTHILL 1101 | 798137 | TRUE | 581.8228 | 68.0149 | 5 | 0.50357 | 1.018 | 29.3357 | 0.2 | 0.3 | 0.5 | 0 | 0.5 | 0.3 | 0 | 4.7827 | 4.0802e-05 | 3250 |  | 3045
3009 | GREENBRAE 1102CB | 43091102 | GREENBRAE 1102 | CB | TRUE | 3469.4672 | 0 | 28 | 0.9182 | 2.4933 | 46.5049 | 0.48087 | 0.47321 | 0.045918 | 0.060204 | 0 | 0.43214 | 0 | 44.45 | 4.0756e-05 | 3251 | 0.03 | 1687 | 10 | 0% | 0 | 0 | 7.35% | 100%
5158 | MORRO BAY 1101W20 | 183011101 | MORRO BAY 1101 | W20 | FALSE | 6313.3606 | 3551.7376 | 48 | 0.57431 | 0.98666 | 31.264 | 0.10962 | 0.88343 | 0.0069444 | 0.32292 | 0.0069444 | 0.56052 | 0.0034722 | 6.2899 | 4.0736e-05 | 3252 | 0.01 | 2338 | 10 | 0% | 0 | 1 | 48.29% | 0%
8276 | OAKLAND J 1102CR254 | 12091102 | OAKLAND J 1102 | CR254 | FALSE | 2477.3187 | 1687.0283 | 20 | 0.81895 | 1.9387 | 20.5838 | 0 | 0.98571 | 0 | 0.21476 | 0.63298 | 0.13798 | 0 | 6.8321 | 4.0719e-05 | 3253 | 0.01 | 2213 | 10 | 0% | 1 | 0 | 66.21% | 0%
1476 | BOLINAS 1101528 | 42261101 | BOLINAS 1101 | 528 | FALSE | 4980.15 | 2865.7848 | 46 | 0.81899 | 2.372 | 42.5901 | 0 | 1 | 0 | 0.078623 | 0.051242 | 0.87013 | 0.063794 | 26.4886 | 4.0677e-05 | 3254 | 0.06 | 1012 | 10 | 0% | 1 | 5 | 74.53% | 100%
6430 | FORT BRAGG A 110465894 | 42761104 | FORT BRAGG A 1104 | 65894 | TRUE | 1441.6391 | 0 | 12 | 0.85702 | 2.932 | 48.517 | 0 | 1 | 0 | 0.0625 | 0 | 0.9375 | 0.048611 | 7.8329 | 4.0627e-05 | 3255 |  | 3031
8374 | SAN JOAQUIN #3 1103501771 | 252531103 | SAN JOAQUIN #3 1103 | 501771 | FALSE | 7891.6601 | 7891.6601 | 54 | 0.0011616 | 2.0923 | 37.7946 | 0 | 0.033951 | 0.96605 | 0.76852 | 0.23148 | 0 | 0.037037 | 16.706 | 4.0591e-05 | 3256 |  | 3217
10186 | CLAYTON 22159765 | 12022215 | CLAYTON 2215 | 9765 | TRUE | 1507.3257 | 425.4979 | 16 | 0.69773 | 1.3375 | 29.3544 | 0.11012 | 0.50893 | 0.38095 | 0 | 0.38095 | 0.50893 | 0.0625 | 7.4177 | 4.0376e-05 | 3257 | 0.01 | 2549 | 10 | 100% | 0 | 0 | 14.93% | 0%
5273 | SAND CREEK 11037110 | 254601103 | SAND CREEK 1103 | 7110 | FALSE | 29983.2616 | 29983.2616 | 132 | 0.034262 | 2.1362 | 43.3035 | 0 | 0 | 0.96212 | 0.26237 | 0.69975 | 0 | 0 | 11.4475 | 4.0372e-05 | 3258 | 0.08 | 804 | 27.83 | 94.86% | 5 | 7 | 100% | 0%
9193 | LOS GATOS 1106CB | 82021106 | LOS GATOS 1106 | CB | TRUE | 1170.6003 | 164.2523 | 11 | 0.91595 | 1.4747 | 28.684 | 0.58333 | 0.21212 | 0.20455 | 0 | 0.20455 | 0.020202 | 0 | 9.8746 | 4.0346e-05 | 3259 | 0.08 | 750 | 14.25 | 23.95% | 2 | 3 | 87.56% | 92%
3475 | SO. CAL. EDISON #3 1101CB | 258861101 | SO. CAL. EDISON #3 1101 | CB | FALSE | 13738.3645 | 13738.3645 | 32 | 0.027221 | 1.6563 | 31.6295 | 0 | 0.28125 | 0.71875 | 0.28125 | 0.4375 | 0 | 0 | 15.8671 | 4.0322e-05 | 3260 | 0.04 | 1322 | 72.23 | 15.88% | 0 | 1 | 100% | 35%
8372 | LAURELES 11122142 | 182371112 | LAURELES 1112 | 2142 | TRUE | 2588.0177 | 151.8851 | 26 | 0.70534 | 1.2656 | 44.2524 | 0.089744 | 0.91026 | 0 | 0 | 0.44231 | 0.25321 | 0 | 4.7404 | 4.0293e-05 | 3261 | 0.03 | 1585 | 31.56 | 39.83% | 4 | 4 | 87.21% | 0%
6292 | RIO DEL MAR 0401931192 | 83260401 | RIO DEL MAR 0401 | 931192 | FALSE | 11415.5971 | 3615.6701 | 87 | 0.83652 | 1.7306 | 35.7908 | 0.24208 | 0.70853 | 0.049389 | 0.045977 | 0.067588 | 0.55259 | 0 | 14.4282 | 4.0212e-05 | 3262 |  | 3020
4763 | SNEATH LANE 11071277 | 22721107 | SNEATH LANE 1107 | 1277 | TRUE | 3471.3767 | 0 | 30 | 0.70081 | 1.952 | 22.706 | 0.50111 | 0 | 0.49889 | 0 | 0.49889 | 0 | 0 | 6.4381 | 4.0209e-05 | 3263 | 0.01 | 2600 | 10 | 100% | 0 | 1 | 11.7% | 0%
8722 | POSO MOUNTAIN 21033988 | 253642103 | POSO MOUNTAIN 2103 | 3988 | FALSE | 29512.4633 | 27217.7374 | 68 | 0.048272 | 0.70439 | 22.3907 | 0.17843 | 0.13235 | 0.42647 | 0.36029 | 0.10294 | 0.095588 | 0 | 1.3281 | 4.0141e-05 | 3264 | 0.04 | 1269 | 49.6 | 64.44% | 0 | 0 | 92.36% | 0%
8604 | MORGAN HILL 2105975388 | 83242105 | MORGAN HILL 2105 | 975388 | TRUE | 2101.0589 | 775.2264 | 18 | 0.72669 | 1.6811 | 32.7268 | 0 | 0.75 | 0.25 | 0.0092593 | 0.24074 | 0.75 | 0 | 5.7366 | 4.0105e-05 | 3265 |  | 3242
4353 | FLORENCE 0401CB | 12690401 | FLORENCE 0401 | CB | FALSE | 4654.0755 | 1041.2537 | 39 | 0.74642 | 1.7869 | 43.5409 | 0.26838 | 0.58632 | 0.13675 | 0 | 0.21795 | 0.32137 | 0 | 9.7819 | 4.0081e-05 | 3266 | 0.01 | 2419 | 10 | 2.29% | 5 | 1 | 39.92% | 0%
3923 | AUBERRY 110137536 | 254151101 | AUBERRY 1101 | 37536 | FALSE | 8687.6907 | 8687.6907 | 60 | 0.035369 | 1.8798 | 28.5226 | 0 | 0 | 1 | 0.985 | 0.015 | 0 | 0 | 12.2421 | 4.0037e-05 | 3267 | 0.06 | 1020 | 31.33 | 100% | 3 | 2 | 100% | 21%
1560 | SANTA ROSA A 1104CB | 42151104 | SANTA ROSA A 1104 | CB | TRUE | 9581.6812 | 369.0017 | 76 | 0.87995 | 2.1772 | 59.0192 | 0.14555 | 0.65003 | 0.20442 | 0 | 0.22021 | 0.57372 | 0 | 11.5298 | 4.0032e-05 | 3268 | 0.04 | 1409 | 10 | 48.07% | 0 | 1 | 19.25% | 100%
10145 | GREENBRAE 1104317890 | 43091104 | GREENBRAE 1104 | 317890 | TRUE | 125.8315 | 125.8315 | 2 | 0.715 | 2.2076 | 62.8301 | 0 | 1 | 0 | 0 | 0 | 1 | 0 | 13.5789 | 3.9991e-05 | 3269 |  | 3501
7311 | LOS OSITOS 2102258878 | 182082102 | LOS OSITOS 2102 | 258878 | FALSE | 7396.9293 | 5357.1763 | 26 | 0.43112 | 0.74815 | 28.9193 | 0.076923 | 0.34615 | 0.57692 | 0.076923 | 0.61538 | 0.23077 | 0.11538 | 2.2748 | 3.9953e-05 | 3270 |  | 3114
9931 | CORTINA 1101528460 | 63121101 | CORTINA 1101 | 528460 | FALSE | 6121.8319 | 3043.5918 | 12 | 0.0083319 | 1.4203 | 11.1357 | 0 | 0 | 1 | 0 | 1 | 0 | 0 | 2.1604 | 3.9909e-05 | 3271 |  | 3454
7872 | PIT NO 1 110170952 | 103721101 | PIT NO 1 1101 | 70952 | FALSE | 2749.7949 | 2724.6488 | 29 | 0.41869 | 1.4927 | 17.0382 | 0 | 0.35345 | 0.64655 | 0.68103 | 0.22126 | 0.097701 | 0.0086207 | 7.2 | 3.988e-05 | 3272 | 0.02 | 1992 | 10 | 71.41% | 1 | 1 | 89.97% | 0%
9255 | LAS GALLINAS A 1106228906 | 42991106 | LAS GALLINAS A 1106 | 228906 | TRUE | 2215.3527 | 988.5949 | 21 | 0.81274 | 2.4308 | 53.7981 | 0 | 0 | 1 | 0 | 1 | 0 | 0.047619 | 9.134 | 3.9761e-05 | 3273 |  | 3330
4900 | CHESTER 11022564 | 103181102 | CHESTER 1102 | 2564 | FALSE | 3603.0114 | 3598.4394 | 21 | 0.44143 | 2.3434 | 17.2272 | 0 | 0 | 1 | 1 | 0 | 0 | 0 | 5.1445 | 3.9721e-05 | 3274 | 0.05 | 1132 | 10 | 100% | 0 | 3 | 93.3% | 0%
1487 | STAFFORD 11021258 | 43201102 | STAFFORD 1102 | 1258 | TRUE | 7855.298 | 501.9247 | 65 | 0.85575 | 2.1566 | 41.9658 | 0.19251 | 0.37799 | 0.42951 | 0 | 0.41412 | 0.37286 | 0.019231 | 7.3416 | 3.9619e-05 | 3275 |  | 2726
2551 | SOLEDAD 2102823854 | 182052102 | SOLEDAD 2102 | 823854 | FALSE | 6899.0553 | 3307.4207 | 33 | 0.42237 | 0.64075 | 36.003 | 0 | 0.31818 | 0.68182 | 0 | 0.71212 | 0.28788 | 0 | 2.486 | 3.9519e-05 | 3276 |  | 2786
3050 | AUBERRY 1101R324 | 254151101 | AUBERRY 1101 | R324 | FALSE | 17238.3934 | 17238.3934 | 119 | 0.029314 | 2.0899 | 24.6673 | 0 | 0 | 1 | 0.76429 | 0.23571 | 0 | 0 | 16.332 | 3.9517e-05 | 3277 | 0.26 | 180 | 83.72 | 99.89% | 3 | 1 | 100% | 100%
9790 | PAUL SWEET 2109680537 | 83252109 | PAUL SWEET 2109 | 680537 | TRUE | 1060.8184 | 362.7293 | 9 | 0.71852 | 1.8521 | 40.2368 | 0 | 0.77778 | 0.22222 | 0 | 0.22222 | 0.77778 | 0 | 8.5342 | 3.9362e-05 | 3278 |  | 3424
2547 | CASTRO VALLEY 1102MR204 | 14091102 | CASTRO VALLEY 1102 | MR204 | TRUE | 4739.0907 | 326.5252 | 46 | 0.72215 | 1.5282 | 37.2066 | 0.52024 | 0.34213 | 0.12319 | 0 | 0.30711 | 0.15821 | 0 | 6.7298 | 3.9361e-05 | 3279 |  | 2785
2324 | ALTO 1124CB | 42031124 | ALTO 1124 | CB | FALSE | 9084.5965 | 2733.348 | 81 | 0.87882 | 2.4757 | 46.1203 | 0.093122 | 0.80266 | 0.091872 | 0.077837 | 0.091872 | 0.61774 | 0 | 10.7442 | 3.9255e-05 | 3280 | 0.05 | 1064 | 10 | 7.14% | 1 | 6 | 46.3% | 100%
7085 | MESA 1103854149 | 182821103 | MESA 1103 | 854149 | FALSE | 1703.8848 | 1563.4443 | 12 | 0.071957 | 1.0047 | 37.063 | 0 | 0 | 1 | 0 | 1 | 0 | 0 | 3.5174 | 3.9219e-05 | 3281 |  | 3095
5303 | STONE CORRAL 11087100 | 252921108 | STONE CORRAL 1108 | 7100 | FALSE | 29355.7923 | 3757.8694 | 130 | 0.12749 | 0.95069 | 46.2339 | 0 | 0.43269 | 0.56731 | 0.030769 | 0.63654 | 0.33269 | 0 | 4.1406 | 3.9155e-05 | 3282 | 0.01 | 2249 | 10 | 14.41% | 0 | 0 | 15.91% | 0%
7145 | HICKS 111512494 | 83431115 | HICKS 1115 | 12494 | TRUE | 4190.5486 | 220.1167 | 35 | 0.87695 | 1.4752 | 30.7808 | 0.22857 | 0.35952 | 0.4119 | 0.011429 | 0.40048 | 0.35952 | 0.0095238 | 3.6289 | 3.9122e-05 | 3283 |  | 3101
970 | CAYUCOS 1102CB | 182551102 | CAYUCOS 1102 | CB | TRUE | 8504.0553 | 0 | 41 | 0.27826 | 1.098 | 46.4827 | 0.03794 | 0.80352 | 0.15854 | 0 | 0.15854 | 0.4001 | 0 | 6.8928 | 3.9093e-05 | 3284 | 0.08 | 742 | 72.31 | 83.3% | 3 | 2 | 41.34% | 71%
9764 | PACIFICA 1102512070 | 22811102 | PACIFICA 1102 | 512070 | TRUE | 481.613 | 279.6247 | 5 | 0.53378 | 1.9826 | 38.6312 | 0 | 1 | 0 | 0 | 0.15 | 0.85 | 0 | 15.1317 | 3.9072e-05 | 3285 |  | 3413
8245 | BEAR VALLEY 210513430 | 252192105 | BEAR VALLEY 2105 | 13430 | FALSE | 21106.6036 | 21106.6036 | 129 | 0.010331 | 2.4859 | 35.8818 | 0 | 0 | 0.99779 | 0.99779 | 0 | 0 | 0 | 15.5787 | 3.9032e-05 | 3286 | 0.13 | 530 | 78.84 | 99.94% | 4 | 1 | 100% | 49%
2181 | MERCED FALLS 110222774 | 252811102 | MERCED FALLS 1102 | 22774 | FALSE | 5970.2453 | 1624.1247 | 27 | 0.20061 | 1.3399 | 39.5915 | 0 | 0 | 1 | 0 | 1 | 0 | 0.037037 | 4.899 | 3.9002e-05 | 3287 | 0.02 | 1803 | 37.02 | 100% | 0 | 0 | 27.2% | 0%
7960 | LOS GATOS 1101206248 | 82021101 | LOS GATOS 1101 | 206248 | TRUE | 893.3087 | 83.0039 | 10 | 0.80597 | 1.4747 | 30.5164 | 0 | 0 | 1 | 0 | 1 | 0 | 0 | 7.5843 | 3.895e-05 | 3288 |  | 3179
2461 | HAMILTON BRANCH 110137436 | 102361101 | HAMILTON BRANCH 1101 | 37436 | FALSE | 3311.0305 | 1208.0743 | 33 | 0.31821 | 2.5221 | 49.5879 | 0 | 0 | 0.99495 | 0.99495 | 0 | 0 | 0.015152 | 49.6514 | 3.8691e-05 | 3289 | 0.03 | 1690 | 10 | 99.62% | 2 | 5 | 51.07% | 0%
5208 | VIEJO 22029120 | 182852202 | VIEJO 2202 | 9120 | FALSE | 11903.5244 | 2858.0041 | 112 | 0.50999 | 1.1026 | 29.2399 | 0.087426 | 0.77716 | 0.13542 | 0.017857 | 0.20365 | 0.66875 | 0 | 11.2274 | 3.8665e-05 | 3290 | 0.02 | 1956 | 10 | 20.08% | 9 | 3 | 26.52% | 0%
5327 | FAIRVIEW 2207CB | 13432207 | FAIRVIEW 2207 | CB | TRUE | 8128.5867 | 387.1496 | 57 | 0.86892 | 1.3751 | 17.9802 | 0.58363 | 0.19708 | 0.2193 | 0.03655 | 0.23977 | 0.048246 | 0 | 9.0953 | 3.8448e-05 | 3291 | 0.01 | 2526 | 10 | 69.19% | 0 | 0 | 1.18% | 0%
885 | EDES 1112CR308 | 13681112 | EDES 1112 | CR308 | FALSE | 5698.3231 | 5168.8003 | 53 | 0.79234 | 1.7934 | 15.887 | 0.45126 | 0.35975 | 0.16384 | 0 | 0.30346 | 0.13522 | 0.037736 | 8.3934 | 3.8446e-05 | 3292 | 0.02 | 1943 | 10 | 15.92% | 2 | 4 | 100% | 0%
4945 | CASTRO VALLEY 1102837904 | 14091102 | CASTRO VALLEY 1102 | 837904 | FALSE | 3252.9939 | 1669.2171 | 25 | 0.59404 | 1.4609 | 31.2511 | 0.04 | 0.08 | 0.88 | 0 | 0.96 | 0 | 0 | 11.5989 | 3.8294e-05 | 3293 |  | 2930
141 | MORRO BAY 1102W34 | 183011102 | MORRO BAY 1102 | W34 | FALSE | 15456.5208 | 12223.0154 | 112 | 0.55401 | 1.0189 | 32.9444 | 0.058418 | 0.93265 | 0.0089286 | 0.047619 | 0.022321 | 0.87164 | 0 | 6.1 | 3.8291e-05 | 3294 |  | 2657
4053 | OAKLAND X 1105184672 | 12541105 | OAKLAND X 1105 | 184672 | FALSE | 5259.1473 | 2666.0437 | 46 | 0.82425 | 2.0333 | 27.7206 | 0 | 0.83696 | 0.16304 | 0.12174 | 0.48986 | 0.36667 | 0 | 8.5741 | 3.8231e-05 | 3295 |  | 2869
1147 | STAFFORD 11011082 | 43201101 | STAFFORD 1101 | 1082 | FALSE | 4959.0869 | 2511.2326 | 36 | 0.69962 | 2.3063 | 51.3416 | 0.019444 | 0 | 0.975 | 0 | 0.975 | 0 | 0.019444 | 6.404 | 3.822e-05 | 3296 | 0.03 | 1466 | 43.98 | 98.79% | 0 | 0 | 81.83% | 0%
10027 | PACIFICA 1103398620 | 22811103 | PACIFICA 1103 | 398620 | TRUE | 770.3641 | 758.0837 | 7 | 0.52105 | 1.9846 | 49.9855 | 0 | 0.95238 | 0 | 0 | 0 | 0.95238 | 0 | 11.0281 | 3.8215e-05 | 3297 |  | 3477
3802 | MORRO BAY 1102868170 | 183011102 | MORRO BAY 1102 | 868170 | FALSE | 15451.7071 | 14595.2194 | 59 | 0.33598 | 0.97966 | 37.5267 | 0 | 0.57797 | 0.42203 | 0 | 0.37119 | 0.57797 | 0 | 6.2642 | 3.81e-05 | 3298 |  | 2853
5301 | REEDLEY 1104887932 | 252341104 | REEDLEY 1104 | 887932 | FALSE | 7830.582 | 2732.0868 | 34 | 0.071226 | 0.98501 | 36.8655 | 0 | 0.33333 | 0.66667 | 0.029412 | 0.63725 | 0.33333 | 0.029412 | 2.7554 | 3.8049e-05 | 3299 |  | 2945
9699 | LOGAN CREEK 2102795010 | 103142102 | LOGAN CREEK 2102 | 795010 | FALSE | 6022.8068 | 5964.9276 | 12 | 0.018264 | 1.1591 | 37.5402 | 0 | 0 | 1 | 0 | 1 | 0 | 0 | 2.9392 | 3.8042e-05 | 3300 |  | 3401
6571 | MC ARTHUR 11011488 | 103491101 | MC ARTHUR 1101 | 1488 | FALSE | 53867.328 | 3970.6557 | 217 | 0.39309 | 1.7919 | 24.535 | 0.016129 | 0.24685 | 0.73702 | 0.6725 | 0.13164 | 0.11982 | 0.067204 | 6.6402 | 3.7897e-05 | 3301 | 0.01 | 2234 | 10 | 70.57% | 0 | 2 | 7.46% | 0%
8575 | ELK CREEK 11012106 | 102781101 | ELK CREEK 1101 | 2106 | FALSE | 21303.4581 | 21303.4581 | 67 | 0.07005 | 1.6312 | 51.0908 | 0 | 0 | 1 | 0.64179 | 0.35821 | 0 | 0 | 9.0539 | 3.7752e-05 | 3302 | 0.05 | 1082 | 80.55 | 100% | 0 | 1 | 100% | 0%
3662 | SONOMA 1107294 | 42721107 | SONOMA 1107 | 294 | TRUE | 13929.6308 | 0 | 66 | 0.53731 | 1.9052 | 50.2167 | 0.14784 | 0.41692 | 0.43525 | 0 | 0.61126 | 0.24091 | 0 | 4.6859 | 3.7559e-05 | 3303 | 0.02 | 1997 | 80 | 100% | 0 | 0 | 1.25% | 0%
3180 | STAFFORD 110242542 | 43201102 | STAFFORD 1102 | 42542 | TRUE | 5717.1489 | 862.3483 | 52 | 0.9 | 2.1692 | 37.1462 | 0.4772 | 0.2087 | 0.29487 | 0.0064103 | 0.28846 | 0.2087 | 0 | 7.4038 | 3.7508e-05 | 3304 | 0.01 | 2550 | 10 | 53.57% | 0 | 0 | 26.56% | 0%
1098 | VIEJO 22012064 | 182852201 | VIEJO 2201 | 2064 | FALSE | 1409.3976 | 1409.3976 | 15 | 0.39757 | 1.157 | 30.2621 | 0.066667 | 0.58667 | 0.34667 | 0 | 0.93333 | 0 | 0.066667 | 14.5724 | 3.7422e-05 | 3305 | 0.02 | 2045 | 10 | 42.79% | 0 | 3 | 100% | 0%
5609 | BURNEY 110297318 | 103311102 | BURNEY 1102 | 97318 | TRUE | 1594.8254 | 294.9732 | 18 | 0.47859 | 1.918 | 30.1711 | 0 | 0.47222 | 0.52778 | 0.97222 | 0 | 0 | 0.055556 | 7.5076 | 3.7395e-05 | 3306 | 0.02 | 1857 | 14.65 | 68.47% | 0 | 0 | 50.51% | 0%
5817 | TIVY VALLEY 110737522 | 252941107 | TIVY VALLEY 1107 | 37522 | TRUE | 4999.5672 | 833.6297 | 43 | 0.10675 | 0.98256 | 40.9147 | 0 | 0.32558 | 0.67442 | 0 | 0.67442 | 0.32558 | 0 | 3.5209 | 3.7339e-05 | 3307 | 0.02 | 2102 | 52.36 | 87.8% | 0 | 0 | 16.67% | 0%
1342 | AUBERRY 1101R2838 | 254151101 | AUBERRY 1101 | R2838 | FALSE | 32896.73 | 32896.73 | 210 | 0.031492 | 1.8255 | 33.97 | 0 | 0 | 1 | 0.83643 | 0.15881 | 0 | 0 | 13.1054 | 3.7309e-05 | 3308 | 0.1 | 656 | 19.16 | 100% | 5 | 21 | 100% | 0%
4684 | SNEATH LANE 110134438 | 22721101 | SNEATH LANE 1101 | 34438 | FALSE | 8258.6725 | 3709.6211 | 67 | 0.69107 | 2.0409 | 39.2286 | 0.23383 | 0.3177 | 0.44101 | 0.090796 | 0.3742 | 0.10323 | 0 | 13.178 | 3.7308e-05 | 3309 | 0.01 | 2482 | 10 | 46% | 1 | 0 | 33.32% | 0%
8333 | BEAR VALLEY 21054609 | 252192105 | BEAR VALLEY 2105 | 4609 | FALSE | 7321.9227 | 7321.9227 | 41 | 0.013385 | 2.0855 | 39.5016 | 0 | 0 | 1 | 1 | 0 | 0 | 0 | 12.1999 | 3.728e-05 | 3310 | 0.03 | 1554 | 18.02 | 100% | 1 | 5 | 100% | 0%
3503 | CLAYTON 2215184604 | 12022215 | CLAYTON 2215 | 184604 | FALSE | 16467.2376 | 3361.2922 | 106 | 0.61829 | 1.3402 | 31.7794 | 0.28652 | 0.1566 | 0.55687 | 0 | 0.55687 | 0.096541 | 0 | 6.0302 | 3.7123e-05 | 3311 |  | 2831
3808 | HAMILTON BRANCH 11013049 | 102361101 | HAMILTON BRANCH 1101 | 3049 | FALSE | 2682.1998 | 1650.9947 | 23 | 0.33023 | 2.3416 | 43.8603 | 0 | 0 | 1 | 0.98551 | 0.014493 | 0 | 0 | 17.0552 | 3.708e-05 | 3312 | 0.02 | 2104 | 41.47 | 100% | 0 | 1 | 32.98% | 0%
4610 | KERCKHOFF 1101R353 | 252561101 | KERCKHOFF 1101 | R353 | FALSE | 22190.5443 | 22190.5443 | 53 | 0.00997 | 1.5036 | 33.5697 | 0 | 0 | 0.9434 | 0.075472 | 0.86792 | 0 | 0 | 6.8779 | 3.7075e-05 | 3313 | 0.04 | 1278 | 33.12 | 88.25% | 0 | 1 | 100% | 0%
7554 | SAN LUIS OBISPO 1105512313 | 182631105 | SAN LUIS OBISPO 1105 | 512313 | TRUE | 1333.0799 | 785.9125 | 10 | 0.57416 | 1.3068 | 47.808 | 0 | 0.25 | 0.75 | 0 | 0.75 | 0.25 | 0 | 9.9224 | 3.7023e-05 | 3314 |  | 3136
6232 | POSO MOUNTAIN 21012181 | 253642101 | POSO MOUNTAIN 2101 | 2181 | FALSE | 38165.6009 | 27116.6383 | 120 | 0.082631 | 0.65109 | 27.0011 | 0.054167 | 0.59722 | 0.29861 | 0.40278 | 0.30556 | 0.12361 | 0 | 1.1531 | 3.7006e-05 | 3315 | 0.02 | 1755 | 10 | 29.81% | 0 | 0 | 71.06% | 0%
2519 | CAMPHORA 110122412 | 182071101 | CAMPHORA 1101 | 22412 | FALSE | 24417.5389 | 3680.7169 | 130 | 0.64104 | 1.0044 | 27.0039 | 0.019231 | 0.63846 | 0.34231 | 0.048077 | 0.63654 | 0.29615 | 0 | 3.2862 | 3.6957e-05 | 3316 |  | 2781
7609 | SAN LUIS OBISPO 1107V58 | 182631107 | SAN LUIS OBISPO 1107 | V58 | FALSE | 3619.1201 | 1838.4445 | 25 | 0.68996 | 1.0217 | 29.5816 | 0.52038 | 0.15733 | 0.24229 | 0 | 0.24229 | 0.19733 | 0 | 1.6122 | 3.6836e-05 | 3317 | 0.01 | 2364 | 10 | 0% | 0 | 0 | 37.96% | 0%
10660 | CLAYTON 2212334476 | 12022212 | CLAYTON 2212 | 334476 | TRUE | 102.0354 | 89.9428 | 2 | 0.1875 | 1.5134 | 27.201 | 0 | 0 | 1 | 0 | 1 | 0 | 0 | 2.3622 | 3.6826e-05 | 3318 |  | 3587
2223 | PAUL SWEET 2109CB | 83252109 | PAUL SWEET 2109 | CB | TRUE | 18410.6369 | 20.7388 | 171 | 0.75493 | 1.8678 | 32.4003 | 0.23544 | 0.35241 | 0.4037 | 0.0016708 | 0.38507 | 0.3387 | 0 | 9.5395 | 3.6749e-05 | 3319 | 0.07 | 899 | 10 | 67.66% | 4 | 1 | 34.14% | 43%
10978 | ALTO 1124965060 | 42031124 | ALTO 1124 | 965060 | TRUE | 112.5171 | 99.6543 | 1 |  |  | 24.166 | 0 | 1 | 0 | 0 | 0 | 1 | 0 |  | 3.6723e-05 | 3320 |  | 3624
4648 | HALF MOON BAY 1102863822 | 24101102 | HALF MOON BAY 1102 | 863822 | TRUE | 1030.95 | 168.7519 | 8 | 0.61996 | 1.7781 | 19.9073 | 0 | 0.59375 | 0.40625 | 0 | 0.40625 | 0.59375 | 0 | 11.3079 | 3.6716e-05 | 3321 |  | 2906
4020 | CABRILLO 1103Y10 | 183101103 | CABRILLO 1103 | Y10 | FALSE | 24460.4132 | 7788.8369 | 122 | 0.56717 | 0.82543 | 47.3106 | 0.27268 | 0.16107 | 0.56626 | 0.040574 | 0.57445 | 0.11025 | 0 | 4.6424 | 3.6552e-05 | 3322 | 0.01 | 2457 | 68.65 | 11.89% | 0 | 1 | 43.98% | 0%
9855 | DUNLAP 1102778286 | 254061102 | DUNLAP 1102 | 778286 | FALSE | 4188.0047 | 4188.0047 | 5 | 0.012864 | 2.274 | 40.1151 | 0.2 | 0 | 0.6 | 0.3 | 0.5 | 0 | 0 | 23.4269 | 3.6444e-05 | 3323 | 0.04 | 1280 | 93.44 | 63.93% | 0 | 0 | 100% | 0%
4848 | VALLEY VIEW 1103P160 | 14341103 | VALLEY VIEW 1103 | P160 | TRUE | 10321.2013 | 0 | 96 | 0.77794 | 1.6288 | 20.6165 | 0.058854 | 0.71421 | 0.22396 | 0.075521 | 0.40223 | 0.44306 | 0.027778 | 7.8091 | 3.6431e-05 | 3324 | 0.04 | 1355 | 80 | 0% | 0 | 0 | 7.88% | 100%
10767 | SAUSALITO 1102758798 | 42491102 | SAUSALITO 1102 | 758798 | TRUE | 68.038 | 53.2652 | 2 | 0.88567 | 2.3751 | 31.3638 | 0 | 1 | 0 | 0 | 0 | 1 | 0 | 3.4374 | 3.6428e-05 | 3325 |  | 3603
5668 | ALLEGHANY 1101978 | 152101101 | ALLEGHANY 1101 | 978 | FALSE | 47571.501 | 22458.2021 | 130 | 0.071326 | 4.6467 | 19.6705 | 0 | 0 | 1 | 0.97692 | 0.023077 | 0 | 0.0076923 | 20.4819 | 3.6377e-05 | 3326 | 0.04 | 1230 | 53.85 | 100% | 3 | 4 | 44.63% | 0%
82 | SNEATH LANE 1107CB | 22721107 | SNEATH LANE 1107 | CB | FALSE | 6249.0561 | 1615.0564 | 45 | 0.67603 | 2.0351 | 25.314 | 0.30113 | 0.026667 | 0.67221 | 0 | 0.67221 | 0 | 0 | 6.333 | 3.6368e-05 | 3327 | 0.01 | 2563 | 10 | 41.65% | 0 | 1 | 9.68% | 0%
6919 | COTTONWOOD 110168190 | 102931101 | COTTONWOOD 1101 | 68190 | FALSE | 40559.778 | 38588.9503 | 238 | 0.074153 | 1.9086 | 33.2266 | 0 | 0 | 1 | 0.70308 | 0.2472 | 0 | 0.033613 | 6.3287 | 3.6266e-05 | 3328 | 0.05 | 1182 | 39.57 | 100% | 3 | 4 | 90.15% | 0%
5052 | BIG MEADOWS 21012474 | 102812101 | BIG MEADOWS 2101 | 2474 | FALSE | 13467.3498 | 13410.8685 | 83 | 0.1916 | 2.3157 | 38.5493 | 0 | 0 | 1 | 1 | 0 | 0 | 0 | 46.5362 | 3.6201e-05 | 3329 | 0.06 | 916 | 74.06 | 100% | 0 | 14 | 96.17% | 0%
1200 | OCEANO 1106CB | 182601106 | OCEANO 1106 | CB | FALSE | 7207.9497 | 1811.9234 | 57 | 0.68264 | 0.90267 | 31.7419 | 0.71479 | 0.25096 | 0.034252 | 0.015789 | 0.034252 | 0.23517 | 0.022807 | 5.2396 | 3.6174e-05 | 3330 | 0.01 | 2295 | 10 | 5.57% | 1 | 4 | 19.68% | 0%
6442 | PIT NO 1 11019702 | 103721101 | PIT NO 1 1101 | 9702 | FALSE | 14797.576 | 1035.9167 | 91 | 0.34774 | 1.4934 | 19.3053 | 0 | 0.28077 | 0.65513 | 0.88095 | 0.043956 | 0.010989 | 0.021978 | 3.7217 | 3.6155e-05 | 3331 | 0.01 | 2229 | 10 | 24.55% | 0 | 0 | 4.85% | 0%
1157 | MORAGA 1105116034 | 13801105 | MORAGA 1105 | 116034 | TRUE | 4982.0059 | 539.5091 | 41 | 0.66897 | 2.03 | 27.0468 | 0 | 0 | 1 | 0 | 1 | 0 | 0.0081301 | 7.5097 | 3.6154e-05 | 3332 |  | 2713
3840 | SAND CREEK 11037070 | 254601103 | SAND CREEK 1103 | 7070 | FALSE | 28250.671 | 28250.671 | 103 | 0.039873 | 1.8485 | 54.1871 | 0 | 0 | 1 | 0.50566 | 0.49434 | 0 | 0 | 4.8307 | 3.6129e-05 | 3333 | 0.05 | 1199 | 24.51 | 100% | 1 | 3 | 100% | 0%
6259 | RISING RIVER 11019032 | 103551101 | RISING RIVER 1101 | 9032 | FALSE | 37853.3581 | 36827.5633 | 175 | 0.12423 | 2.0755 | 20.2343 | 0.0019048 | 0 | 0.99619 | 0.99048 | 0 | 0 | 0.048571 | 11.6853 | 3.6108e-05 | 3334 | 0.03 | 1691 | 16.88 | 99.94% | 5 | 2 | 100% | 0%
5103 | SAN LUIS OBISPO 1107V18 | 182631107 | SAN LUIS OBISPO 1107 | V18 | FALSE | 6444.7052 | 4344.0922 | 41 | 0.51996 | 1.0171 | 36.6975 | 0.046842 | 0.90109 | 0.042683 | 0.091057 | 0.14024 | 0.58114 | 0.036585 | 10.5915 | 3.6107e-05 | 3335 | 0.04 | 1223 | 28.96 | 4.19% | 1 | 0 | 84.27% | 31%
6700 | TIVY VALLEY 1107CB | 252941107 | TIVY VALLEY 1107 | CB | TRUE | 35309.4801 | 290.0531 | 155 | 0.060786 | 1.1187 | 37.119 | 0.25751 | 0.054839 | 0.68765 | 0 | 0.68765 | 0.054839 | 0 | 2.4145 | 3.607e-05 | 3336 |  | 3056
3530 | AUBERRY 1102R2850 | 254151102 | AUBERRY 1102 | R2850 | FALSE | 42428.4265 | 42428.4265 | 222 | 0.03208 | 1.2881 | 32.4949 | 0 | 0 | 1 | 0.10886 | 0.89114 | 0 | 0 | 5.3177 | 3.6057e-05 | 3337 | 0.1 | 684 | 30.84 | 100% | 0 | 16 | 100% | 0%
10167 | HAMILTON BRANCH 11012436 | 102361101 | HAMILTON BRANCH 1101 | 2436 | FALSE | 8535.8961 | 8535.8961 | 19 | 0.33857 | 2.3956 | 37.9806 | 0 | 0 | 1 | 1 | 0 | 0 | 0 | 25.9514 | 3.5783e-05 | 3338 | 0.03 | 1523 | 10 | 100% | 0 | 1 | 100% | 0%
8134 | MORAGA 110518396 | 13801105 | MORAGA 1105 | 18396 | TRUE | 1851.7327 | 293.2889 | 16 | 0.71439 | 2.0193 | 29.026 | 0 | 0 | 1 | 0 | 1 | 0 | 0 | 10.5969 | 3.5702e-05 | 3339 | 0.02 | 1837 | 45.57 | 100% | 0 | 2 | 18.41% | 0%
6537 | SNEATH LANE 110275844 | 22721102 | SNEATH LANE 1102 | 75844 | TRUE | 864.7167 | 272.6844 | 10 | 0.66799 | 1.8844 | 21.1449 | 0.9 | 0 | 0.1 | 0 | 0.1 | 0 | 0 | 6.4014 | 3.5678e-05 | 3340 | 0 | 2622 | 10 | 0% | 0 | 0 | 4.72% | 0%
10152 | SPENCE 1102321000 | 182201102 | SPENCE 1102 | 321000 | FALSE | 4053.5113 | 2330.3266 | 13 | 0.46599 | 0.94136 | 37.8114 | 0 | 0.69231 | 0.30769 | 0 | 0.53846 | 0.46154 | 0 | 3.4718 | 3.5425e-05 | 3341 |  | 3503
10162 | MADISON 210113372 | 63172101 | MADISON 2101 | 13372 | FALSE | 6191.0561 | 6152.1597 | 5 | 0.00090589 | 1.3191 | 17.6903 | 0 | 0 | 1 | 0 | 1 | 0 | 0 | 1.6577 | 3.5403e-05 | 3342 | 0.05 | 1092 | 89.86 | 100% | 0 | 0 | 99.16% | 0%
7536 | WILLITS 11021270 | 42661102 | WILLITS 1102 | 1270 | TRUE | 2454.7077 | 0 | 21 | 0.90763 | 3.4541 | 55.9363 | 0 | 0.44114 | 0.55886 | 0 | 0.55886 | 0.44114 | 0 | 9.2728 | 3.5345e-05 | 3343 |  | 3133
8780 | SAN LUIS OBISPO 1108144690 | 182631108 | SAN LUIS OBISPO 1108 | 144690 | TRUE | 900.0003 | 418.942 | 10 | 0.54489 | 1.2785 | 38.9644 | 0 | 0.575 | 0.425 | 0 | 0.425 | 0.575 | 0 | 3.6976 | 3.5334e-05 | 3344 |  | 3264
5922 | SNEATH LANE 1101CB | 22721101 | SNEATH LANE 1101 | CB | TRUE | 1584.8668 | 745.3166 | 19 | 0.78804 | 2.0409 | 31.696 | 0.83459 | 0.052632 | 0.10526 | 0 | 0.078947 | 0 | 0 | 4.3751 | 3.5327e-05 | 3345 | 0.01 | 2198 | 10 | 2.87% | 0 | 1 | 21.58% | 0%
3608 | PIT NO 1 11011552 | 103721101 | PIT NO 1 1101 | 1552 | FALSE | 42573.1939 | 23841.5992 | 221 | 0.32338 | 1.8377 | 18.6035 | 0 | 0.019877 | 0.98012 | 0.98012 | 0.019877 | 0 | 0.0060332 | 7.7411 | 3.5304e-05 | 3346 | 0.02 | 1842 | 12.47 | 95.95% | 1 | 1 | 37.18% | 0%
1692 | SAN CARLOS 11048846 | 24181104 | SAN CARLOS 1104 | 8846 | FALSE | 7060.9911 | 3588.6165 | 61 | 0.8507 | 1.4383 | 13.8484 | 0.27077 | 0.45301 | 0.27623 | 0 | 0.28361 | 0.44563 | 0.051639 | 7.2901 | 3.5185e-05 | 3347 | 0.01 | 2586 | 10 | 42.43% | 0 | 1 | 25.48% | 0%
68 | TEJON 11022455 | 252931102 | TEJON 1102 | 2455 | FALSE | 10165.5764 | 10165.5764 | 84 | 0.32829 | 0.55206 | 28.3896 | 0 | 0.02381 | 0.97619 | 0.73512 | 0.17976 | 0 | 0 | 4.5521 | 3.5175e-05 | 3348 | 0.04 | 1227 | 10 | 98.01% | 0 | 2 | 100% | 0%
3782 | AUBERRY 1101R322 | 254151101 | AUBERRY 1101 | R322 | FALSE | 12336.4699 | 12336.4699 | 44 | 0.010285 | 1.7495 | 37.6381 | 0 | 0.022727 | 0.97727 | 0.022727 | 0.95455 | 0.022727 | 0 | 6.2118 | 3.5123e-05 | 3349 | 0.03 | 1543 | 34.31 | 99.18% | 0 | 0 | 100% | 0%
2976 | STAFFORD 1101902998 | 43201101 | STAFFORD 1101 | 902998 | FALSE | 9746.2747 | 1732.2882 | 81 | 0.88903 | 2.15 | 37.3563 | 0.28621 | 0.32186 | 0.3852 | 0 | 0.3852 | 0.32186 | 0.058436 | 7.2949 | 3.5078e-05 | 3350 |  | 2809
2618 | ARVIN 110194892 | 253801101 | ARVIN 1101 | 94892 | TRUE | 15531.7609 | 345.9853 | 66 | 0.39674 | 0.50774 | 36.5324 | 0 | 0.49747 | 0.50253 | 0.29293 | 0.50253 | 0.20455 | 0 | 2.0076 | 3.5047e-05 | 3351 |  | 2790
3937 | AUBERRY 1101176050 | 254151101 | AUBERRY 1101 | 176050 | FALSE | 33994.9384 | 33994.9384 | 168 | 0.018195 | 1.9701 | 29.1912 | 0 | 0.011905 | 0.98512 | 0.67093 | 0.32609 | 0 | 0 | 17.223 | 3.5007e-05 | 3352 |  | 2863
4529 | MC ARTHUR 110138998 | 103491101 | MC ARTHUR 1101 | 38998 | TRUE | 9317.0359 | 189.4976 | 61 | 0.30404 | 1.4838 | 21.1839 | 0 | 0.32459 | 0.67541 | 0.67541 | 0.32459 | 0 | 0.027322 | 5.5083 | 3.5e-05 | 3353 | 0.02 | 1756 | 56.15 | 63.76% | 0 | 2 | 67.61% | 0%
4087 | BURNEY 11011340 | 103311101 | BURNEY 1101 | 1340 | FALSE | 28996.5273 | 28996.5273 | 144 | 0.19873 | 1.6097 | 24.8336 | 0 | 0.13478 | 0.86522 | 0.98611 | 0.013889 | 0 | 0.0069444 | 10.4819 | 3.4761e-05 | 3354 | 0.05 | 1183 | 21.83 | 89.51% | 4 | 2 | 100% | 0%
28 | RALSTON 110148936 | 24141101 | RALSTON 1101 | 48936 | FALSE | 9703.0008 | 7437.214 | 86 | 0.794 | 1.6994 | 29.3145 | 0.27511 | 0.44149 | 0.2834 | 0 | 0.41324 | 0.1686 | 0.011628 | 8.372 | 3.4701e-05 | 3355 | 0.03 | 1513 | 10 | 32.09% | 0 | 3 | 56.99% | 0%
3263 | SAN LEANDRO U 1109936988 | 13111109 | SAN LEANDRO U 1109 | 936988 | FALSE | 10891.0554 | 10891.0554 | 86 | 0.7413 | 1.5932 | 19.6584 | 0.31667 | 0.41202 | 0.25969 | 0.027132 | 0.23547 | 0.38934 | 0 | 7.6415 | 3.4698e-05 | 3356 |  | 2818
6723 | VALLEY VIEW 1106P128 | 14341106 | VALLEY VIEW 1106 | P128 | TRUE | 4067.7934 | 190.9091 | 31 | 0.83484 | 1.5938 | 17.9434 | 0.52097 | 0.095161 | 0.38387 | 0 | 0.38172 | 0.084409 | 0 | 8.4562 | 3.4672e-05 | 3357 | 0.01 | 2219 | 10 | 44.15% | 0 | 0 | 28.68% | 0%
2607 | WALDO 0402258792 | 13350402 | WALDO 0402 | 258792 | FALSE | 4808.6867 | 4793.9751 | 36 | 0.70147 | 1.5779 | 41.4075 | 0.034722 | 0.76389 | 0.20139 | 0.39583 | 0.50694 | 0.0625 | 0 | 9.6854 | 3.4657e-05 | 3358 |  | 2788
8792 | DUNLAP 1103CB | 254061103 | DUNLAP 1103 | CB | FALSE | 9029.352 | 9029.352 | 38 | 0.03173 | 2.1894 | 36.956 | 0 | 0 | 1 | 0.80263 | 0.19737 | 0 | 0 | 19.0185 | 3.4574e-05 | 3359 | 0.04 | 1407 | 46.65 | 99.77% | 2 | 1 | 100% | 0%
4651 | PACIFICA 1102320094 | 22811102 | PACIFICA 1102 | 320094 | TRUE | 1539.8883 | 440.0576 | 11 | 0.58298 | 1.9442 | 46.046 | 0 | 1 | 0 | 0 | 0 | 1 | 0 | 12.9858 | 3.4565e-05 | 3360 |  | 2907
9323 | POSO MOUNTAIN 21013990 | 253642101 | POSO MOUNTAIN 2101 | 3990 | FALSE | 8945.4958 | 6963.5326 | 25 | 0.11321 | 0.54439 | 22.8004 | 0 | 0.44 | 0.56 | 0.36 | 0.56 | 0.08 | 0 | 0.97387 | 3.4486e-05 | 3361 | 0.02 | 1785 | 10 | 34.01% | 0 | 1 | 80.62% | 0%
10196 | SANTA YNEZ 1101980192 | 182721101 | SANTA YNEZ 1101 | 980192 | FALSE | 6178.6453 | 6178.6453 | 19 | 0.068677 | 1.0207 | 32.4769 | 0 | 0.026316 | 0.97368 | 0 | 0.97368 | 0.026316 | 0 | 12.06 | 3.4326e-05 | 3362 |  | 3513
8432 | SNEATH LANE 110715341 | 22721107 | SNEATH LANE 1107 | 15341 | TRUE | 2075.9695 | 391.2765 | 18 | 0.84223 | 1.9183 | 21.7552 | 0.3642 | 0.46914 | 0.16667 | 0 | 0.16667 | 0.064815 | 0 | 7.5682 | 3.4322e-05 | 3363 | 0.01 | 2297 | 10 | 29.45% | 0 | 0 | 55.75% | 0%
6389 | PERRY 1101W10 | 183071101 | PERRY 1101 | W10 | FALSE | 3001.7775 | 2354.9644 | 29 | 0.51001 | 1.3601 | 50.9688 | 0 | 0.9931 | 0.0068966 | 0.011494 | 0.093103 | 0.8954 | 0.011494 | 6.7975 | 3.4275e-05 | 3364 | 0.01 | 2378 | 22.22 | 1.27% | 0 | 2 | 91.87% | 0%
3635 | PERRY 1101V88 | 183071101 | PERRY 1101 | V88 | FALSE | 5002.7309 | 1732.6065 | 48 | 0.57008 | 1.3616 | 41.5864 | 0.13889 | 0.78299 | 0.078125 | 0.041667 | 0.088542 | 0.66319 | 0.010417 | 8.0931 | 3.4227e-05 | 3365 | 0.01 | 2227 | 10 | 3.94% | 0 | 0 | 39.45% | 0%
7509 | WESTLEY 1103237522 | 162671103 | WESTLEY 1103 | 237522 | FALSE | 26805.1596 | 1485.982 | 39 | 0.035756 | 0.92594 | 32.7704 | 0 | 0 | 1 | 0.33333 | 0.66667 | 0 | 0 | 3.3118 | 3.422e-05 | 3366 |  | 3130
3471 | LOS GATOS 110160136 | 82021101 | LOS GATOS 1101 | 60136 | TRUE | 6522.6172 | 0 | 57 | 0.88412 | 1.4747 | 30.2992 | 0.22168 | 0.47223 | 0.30609 | 0 | 0.37042 | 0.38877 | 0 | 7.6171 | 3.4156e-05 | 3367 |  | 2829
2106 | SPRUCE 0402BR304 | 13340402 | SPRUCE 0402 | BR304 | FALSE | 5760.7882 | 2392.7287 | 53 | 0.76404 | 1.8297 | 43.2721 | 0.16038 | 0.78302 | 0.056604 | 0 | 0.36792 | 0.36258 | 0.12642 | 10.2896 | 3.4151e-05 | 3368 | 0.02 | 2058 | 10 | 5.59% | 0 | 5 | 53.05% | 19%
3661 | LAS GALLINAS A 1106685656 | 42991106 | LAS GALLINAS A 1106 | 685656 | FALSE | 5880.2294 | 1923.4165 | 43 | 0.84338 | 2.4308 | 53.2109 | 0.24031 | 0.023256 | 0.73643 | 0.023256 | 0.73643 | 0 | 0.003876 | 6.0423 | 3.4111e-05 | 3369 |  | 2845
6647 | TIVY VALLEY 1107584840 | 252941107 | TIVY VALLEY 1107 | 584840 | FALSE | 72531.1064 | 72531.1064 | 449 | 0.024391 | 1.6461 | 32.3535 | 0.00074239 | 0 | 0.99926 | 0.12231 | 0.87695 | 0 | 0.0014848 | 3.8779 | 3.4014e-05 | 3370 | 0.08 | 781 | 14.75 | 99.99% | 0 | 18 | 100% | 0%
9192 | PURISIMA 110154728 | 182971101 | PURISIMA 1101 | 54728 | FALSE | 7898.4984 | 1667.872 | 37 | 0.75915 | 0.88018 | 23.0649 | 0.16667 | 0.31081 | 0.48198 | 0.22973 | 0.36036 | 0.2027 | 0 | 3.2462 | 3.3775e-05 | 3371 | 0.01 | 2308 | 45.46 | 76.61% | 0 | 0 | 8.25% | 0%
1116 | SNEATH LANE 110168070 | 22721101 | SNEATH LANE 1101 | 68070 | TRUE | 3445.6939 | 373.7094 | 30 | 0.71128 | 2.0409 | 38.4791 | 0.49583 | 0 | 0.50417 | 0 | 0.47083 | 0 | 0 | 9.0148 | 3.3642e-05 | 3372 | 0.01 | 2302 | 10 | 0% | 0 | 2 | 4.65% | 0%
5332 | CLAYTON 2212CB | 12022212 | CLAYTON 2212 | CB | FALSE | 17569.8608 | 1899.4744 | 140 | 0.78271 | 1.4626 | 29.7734 | 0.30871 | 0.33081 | 0.36048 | 0.020159 | 0.45358 | 0.15082 | 0 | 5.4057 | 3.3628e-05 | 3373 | 0.01 | 2290 | 28.11 | 22.31% | 0 | 2 | 11% | 15%
9613 | REEDLEY 1112477952 | 252341112 | REEDLEY 1112 | 477952 | TRUE | 2593.1423 | 282.8465 | 14 | 0.053321 | 1.004 | 41.1378 | 0 | 0 | 1 | 0 | 1 | 0 | 0 | 1.3772 | 3.3616e-05 | 3374 |  | 3390
5102 | DEL MONTE 21049096 | 182222104 | DEL MONTE 2104 | 9096 | FALSE | 10649.9386 | 5304.2381 | 78 | 0.54906 | 1.2222 | 32.7473 | 0.63965 | 0.21688 | 0.14347 | 0 | 0.23321 | 0.12714 | 0.053846 | 7.0854 | 3.3536e-05 | 3375 | 0.01 | 2384 | 10 | 10.71% | 2 | 5 | 31.81% | 0%
9859 | CUYAMA 1103684566 | 253141103 | CUYAMA 1103 | 684566 | FALSE | 4872.6951 | 4856.693 | 4 | 0.07195 | 0.93949 | 23.4147 | 0 | 0 | 1 | 1 | 0 | 0 | 0 | 3.3521 | 3.3492e-05 | 3376 |  | 3437
4494 | VIEJO 22019704 | 182852201 | VIEJO 2201 | 9704 | TRUE | 4114.9938 | 786.5986 | 29 | 0.4417 | 1.1721 | 37.0354 | 0.12869 | 0.64027 | 0.23103 | 0.093596 | 0.11281 | 0.52697 | 0.056034 | 14.7041 | 3.3423e-05 | 3377 | 0.01 | 2268 | 10 | 50.89% | 1 | 2 | 40.52% | 0%
6984 | GABILAN 1101566352 | 182331101 | GABILAN 1101 | 566352 | TRUE | 1524.3755 | 680.7554 | 9 | 0.62119 | 1.4283 | 30.986 | 0 | 0.074074 | 0.92593 | 0.037037 | 0.92593 | 0.037037 | 0 | 5.7902 | 3.3385e-05 | 3378 |  | 3079
10245 | GREENBRAE 1104972264 | 43091104 | GREENBRAE 1104 | 972264 | TRUE | 337.1983 | 0 | 4 | 0.88103 | 2.2424 | 47.1986 | 0 | 1 | 0 | 0 | 0.25 | 0.75 | 0 | 8.6608 | 3.3356e-05 | 3379 |  | 3520
9849 | FOOTHILL 1101722270 | 182951101 | FOOTHILL 1101 | 722270 | TRUE | 712.8056 | 283.5574 | 5 | 0.37682 | 1.1416 | 26.0522 | 0 | 0 | 1 | 0 | 1 | 0 | 0.2 | 4.1102 | 3.323e-05 | 3380 |  | 3434
9555 | IGNACIO 1103504941 | 42481103 | IGNACIO 1103 | 504941 | TRUE | 1025.616 | 663.24 | 6 | 0.8159 | 2.312 | 62.5047 | 0 | 0.83333 | 0.16667 | 0 | 0.16667 | 0.83333 | 0 | 6.5064 | 3.3217e-05 | 3381 |  | 3375
4292 | EMERALD LAKE 04028872 | 24080402 | EMERALD LAKE 0402 | 8872 | FALSE | 9042.2667 | 7244.0552 | 77 | 0.82067 | 1.4757 | 44.4128 | 0.10584 | 0.68831 | 0.20584 | 0.024675 | 0.2026 | 0.38333 | 0.13095 | 15.4316 | 3.3183e-05 | 3382 | 0.02 | 1963 | 10 | 19.14% | 0 | 11 | 74.11% | 0%
4601 | HATTON 11022070 | 182291102 | HATTON 1102 | 2070 | TRUE | 3077.1707 | 843.4628 | 26 | 0.62711 | 1.322 | 34.472 | 0 | 0.78388 | 0.21612 | 0.19048 | 0.36081 | 0.076923 | 0 | 11.1015 | 3.3159e-05 | 3383 | 0.01 | 2420 | 10 | 29.42% | 0 | 3 | 25.81% | 0%
3505 | WOODSIDE 11049030 | 24251104 | WOODSIDE 1104 | 9030 | FALSE | 4149.4333 | 3272.4558 | 37 | 0.7685 | 1.6545 | 30.0775 | 0.25766 | 0.013514 | 0.72883 | 0 | 0.72883 | 0.013514 | 0 | 10.8992 | 3.3072e-05 | 3384 | 0.02 | 1950 | 10 | 77.85% | 0 | 2 | 86.64% | 0%
8530 | MORRO BAY 1102CB | 183011102 | MORRO BAY 1102 | CB | FALSE | 8911.8997 | 7279.8498 | 36 | 0.47207 | 1.0099 | 34.5393 | 0.59077 | 0.38145 | 0.027778 | 0 | 0.027778 | 0.18948 | 0.027778 | 6.049 | 3.3044e-05 | 3385 | 0.01 | 2366 | 10 | 1% | 0 | 0 | 71.82% | 0%
6649 | SAN LUIS OBISPO 1108337126 | 182631108 | SAN LUIS OBISPO 1108 | 337126 | FALSE | 3227.6651 | 1128.521 | 28 | 0.6839 | 1.0887 | 35.5153 | 0.47926 | 0.3817 | 0.13903 | 0.053571 | 0.22832 | 0.1926 | 0 | 2.9498 | 3.3027e-05 | 3386 |  | 3051
10927 | SCE REFUGIO 1701CB | 188071701 | SCE REFUGIO 1701 | CB | TRUE | 3.6129 | 3.6129 | 1 |  |  | 14.7973 | 0 | 0 | 1 | 0 | 1 | 0 | 0 |  | 3.2861e-05 | 3387 |  | 3620
7268 | HICKS 1116203897 | 83431116 | HICKS 1116 | 203897 | TRUE | 1017.3713 | 367.9073 | 9 | 0.93397 | 1.4752 | 19.7454 | 0 | 0 | 0.94444 | 0.055556 | 0.88889 | 0 | 0 | 4.2972 | 3.2839e-05 | 3388 |  | 3108
2299 | VINEYARD 2107CB | 14502107 | VINEYARD 2107 | CB | FALSE | 12364.4219 | 3069.8489 | 111 | 0.68894 | 1.2452 | 32.4774 | 0.13228 | 0.091892 | 0.76426 | 0.018018 | 0.70691 | 0.091892 | 0.0043758 | 8.0594 | 3.2822e-05 | 3389 | 0.01 | 2200 | 13.02 | 48.11% | 0 | 2 | 16.67% | 0%
6525 | HAMILTON BRANCH 11012082 | 102361101 | HAMILTON BRANCH 1101 | 2082 | FALSE | 4925.5933 | 2445.1965 | 46 | 0.29821 | 2.3609 | 53.8986 | 0 | 0 | 1 | 1 | 0 | 0 | 0 | 51.3269 | 3.2758e-05 | 3390 | 0.02 | 2070 | 32.23 | 100% | 1 | 0 | 53.18% | 0%
659 | EL CERRITO G 1112BR196 | 12501112 | EL CERRITO G 1112 | BR196 | TRUE | 5817.7228 | 0 | 51 | 0.8628 | 1.6896 | 17.9558 | 0.3305 | 0.55065 | 0.11667 | 0.16176 | 0.32908 | 0.10621 | 0 | 5.8519 | 3.2633e-05 | 3391 | 0.01 | 2460 | 10 | 100% | 0 | 0 | 0.63% | 0%
5472 | CHESTER 1101656108 | 103181101 | CHESTER 1101 | 656108 | TRUE | 1195.0984 | 838.7097 | 10 | 0.578 | 2.2258 | 20.748 | 0 | 0 | 1 | 0.75 | 0.25 | 0 | 0 | 8.8006 | 3.2603e-05 | 3392 |  | 2956
3193 | AUBERRY 1101R314 | 254151101 | AUBERRY 1101 | R314 | FALSE | 71701.2396 | 68245.5324 | 390 | 0.017086 | 1.387 | 28.7371 | 0.0064103 | 0.0089744 | 0.98462 | 0.015385 | 0.96752 | 0.0089744 | 0 | 1.8881 | 3.2526e-05 | 3393 | 0.07 | 837 | 21.06 | 99.17% | 0 | 7 | 96.03% | 0%
10706 | GONZALES 1104807000 | 182131104 | GONZALES 1104 | 807000 | FALSE | 1709.8584 | 1354.2941 | 7 | 0.065274 | 0.82296 | 37.6861 | 0 | 0 | 1 | 0 | 1 | 0 | 0 | 5.7512 | 3.235e-05 | 3394 |  | 3594
4384 | AUBERRY 110237466 | 254151102 | AUBERRY 1102 | 37466 | FALSE | 50978.0825 | 50460.2287 | 345 | 0.020696 | 1.2223 | 29.2014 | 0.046377 | 0.0028986 | 0.95 | 0 | 0.95145 | 0 | 0 | 1.9929 | 3.2323e-05 | 3395 | 0.05 | 1141 | 23.2 | 95.92% | 2 | 3 | 100% | 0%
7330 | HAMILTON BRANCH 110190334 | 102361101 | HAMILTON BRANCH 1101 | 90334 | FALSE | 5394.0455 | 5394.0455 | 44 | 0.16485 | 2.2013 | 33.6734 | 0 | 0 | 1 | 1 | 0 | 0 | 0 | 32.8294 | 3.2303e-05 | 3396 | 0.05 | 1179 | 83.9 | 99.76% | 0 | 0 | 100% | 0%
10683 | SAN BERNARD 1101438074 | 253191101 | SAN BERNARD 1101 | 438074 | TRUE | 2039.2275 | 516.2478 | 6 | 0.09189 | 0.55682 | 27.3425 | 0 | 0 | 1 | 0 | 1 | 0 | 0 | 2.4213 | 3.2276e-05 | 3397 |  | 3592
6831 | INDIAN FLAT 110410270 | 252691104 | INDIAN FLAT 1104 | 10270 | FALSE | 6119.8962 | 6119.8962 | 39 | 0.003684 | 2.5477 | 28.0819 | 0.008547 | 0 | 0.97863 | 0.97863 | 0 | 0 | 0.032051 | 7.9549 | 3.2245e-05 | 3398 | 0.05 | 1096 | 10 | 100% | 0 | 0 | 100% | 0%
286 | OAKLAND X 1106CB | 12541106 | OAKLAND X 1106 | CB | FALSE | 15907.2746 | 5284.9861 | 136 | 0.84866 | 1.8765 | 23.1318 | 0.36794 | 0.42568 | 0.19718 | 0.044118 | 0.39492 | 0.14191 | 0 | 8.3864 | 3.2105e-05 | 3399 | 0.01 | 2494 | 10 | 15.55% | 5 | 5 | 41.41% | 19%
491 | TIVY VALLEY 1107822606 | 252941107 | TIVY VALLEY 1107 | 822606 | FALSE | 29230.0954 | 21701.9466 | 144 | 0.088887 | 1.1846 | 34.6559 | 0.077546 | 0.18461 | 0.73785 | 0.13194 | 0.73958 | 0.023148 | 0 | 25.3556 | 3.2057e-05 | 3400 |  | 2678
1905 | TIVY VALLEY 1107R1817 | 252941107 | TIVY VALLEY 1107 | R1817 | FALSE | 31029.2187 | 31029.2187 | 145 | 0.064061 | 1.4213 | 37.6956 | 0 | 0.02069 | 0.97931 | 0.013793 | 0.98621 | 0 | 0 | 3.0937 | 3.1982e-05 | 3401 | 0.04 | 1226 | 15.37 | 99.23% | 0 | 5 | 99.01% | 0%
6528 | LAS GALLINAS A 1106206332 | 42991106 | LAS GALLINAS A 1106 | 206332 | TRUE | 973.8303 | 488.8653 | 7 | 0.85548 | 2.4283 | 47.9324 | 0 | 0 | 1 | 0 | 1 | 0 | 0 | 5.6535 | 3.1898e-05 | 3402 |  | 3039
694 | PIT NO 1 11013312 | 103721101 | PIT NO 1 1101 | 3312 | FALSE | 14682.6253 | 12944.3529 | 82 | 0.24855 | 1.4937 | 20.178 | 0 | 0.1131 | 0.88202 | 0.94038 | 0.054743 | 0 | 0 | 5.6071 | 3.1897e-05 | 3403 | 0.03 | 1616 | 11.35 | 100% | 0 | 1 | 82.66% | 0%
3401 | VIEJO 22029104 | 182852202 | VIEJO 2202 | 9104 | FALSE | 9586.0766 | 9148.567 | 79 | 0.6113 | 1.1884 | 32.6191 | 0.16076 | 0.80127 | 0.037975 | 0.044304 | 0.4836 | 0.31133 | 0.0063291 | 11.1295 | 3.1817e-05 | 3404 | 0.05 | 1065 | 10 | 5.95% | 8 | 7 | 99.2% | 0%
6046 | WOODWARD 210878448 | 255292108 | WOODWARD 2108 | 78448 | FALSE | 47671.1997 | 31387.7639 | 188 | 0.017767 | 1.0676 | 25.4353 | 0 | 0.14716 | 0.85284 | 0 | 0.89096 | 0.10106 | 0.015957 | 3.7539 | 3.1679e-05 | 3405 | 0.03 | 1580 | 31.64 | 94.91% | 1 | 5 | 62.76% | 0%
4720 | DUNLAP 11027849F | 254061102 | DUNLAP 1102 | 7849F | FALSE | 13949.6344 | 13949.6344 | 61 | 0.020547 | 2.0069 | 44.6524 | 0 | 0 | 1 | 0.95082 | 0.04918 | 0 | 0 | 6.038 | 3.1633e-05 | 3406 | 0.04 | 1290 | 17.48 | 100% | 3 | 9 | 100% | 0%
6936 | LAMONT 11024222 | 253911102 | LAMONT 1102 | 4222 | FALSE | 26146.3036 | 4245.3884 | 87 | 0.27262 | 0.59869 | 32.5834 | 0.19157 | 0.27011 | 0.53831 | 0.011494 | 0.65326 | 0.14368 | 0.091954 | 2.8845 | 3.1604e-05 | 3407 | 0.02 | 1927 | 85 | 100% | 0 | 0 | 3.08% | 0%
617 | OAK 0401CB | 12600401 | OAK 0401 | CB | FALSE | 8716.4726 | 5585.5806 | 68 | 0.82627 | 1.6828 | 23.9552 | 0.12721 | 0.83553 | 0.029412 | 0.069363 | 0.36095 | 0.28038 | 0 | 9.2183 | 3.153e-05 | 3408 | 0.02 | 1986 | 10 | 1.24% | 2 | 7 | 79.82% | 0%
1625 | SAN LUIS OBISPO 1105CB | 182631105 | SAN LUIS OBISPO 1105 | CB | TRUE | 5657.7233 | 67.4906 | 43 | 0.81859 | 1.3068 | 49.04 | 0.33876 | 0.46455 | 0.19669 | 0.003876 | 0.19281 | 0.46455 | 0 | 5.9468 | 3.1411e-05 | 3409 | 0.01 | 2474 | 40 | 43.06% | 3 | 3 | 16.92% | 0%
4792 | HALF MOON BAY 1102CB | 24101102 | HALF MOON BAY 1102 | CB | TRUE | 5451.3154 | 266.9695 | 50 | 0.6642 | 1.7781 | 12.3438 | 0.43 | 0.34333 | 0.22667 | 0.016667 | 0.22667 | 0.32667 | 0 | 3.6853 | 3.1382e-05 | 3410 | 0.01 | 2164 | 10 | 9.94% | 0 | 1 | 10.85% | 0%
2740 | SUNOL 1101MR650 | 14241101 | SUNOL 1101 | MR650 | FALSE | 4320.1366 | 2086.6412 | 30 | 0.51288 | 1.3586 | 30.1739 | 0.07 | 0.275 | 0.64833 | 0.026667 | 0.69944 | 0.17222 | 0 | 6.6932 | 3.1219e-05 | 3411 | 0.03 | 1437 | 10 | 30.92% | 0 | 2 | 64.08% | 55%
6325 | LOS GATOS 1108CB | 82021108 | LOS GATOS 1108 | CB | TRUE | 1166.6657 | 0 | 15 | 0.90719 | 1.4747 | 28.8802 | 0.61667 | 0.15 | 0.23333 | 0 | 0.36667 | 0.016667 | 0 | 7.528 | 3.1212e-05 | 3412 |  | 3022
7179 | EL CERRITO G 111257953 | 12501112 | EL CERRITO G 1112 | 57953 | TRUE | 1217.1907 | 353.2769 | 11 | 0.86199 | 1.6908 | 19.906 | 0 | 1 | 0 | 0 | 0.61364 | 0.38636 | 0 | 8.0779 | 3.1168e-05 | 3413 | 0.06 | 912 | 10 | 0% | 0 | 1 | 100% | 100%
5036 | FRANKLIN 1104CB | 13921104 | FRANKLIN 1104 | CB | TRUE | 8361.6686 | 466.2641 | 63 | 0.89743 | 1.5184 | 16.0947 | 0.37037 | 0.62831 | 0 | 0.0079365 | 0.005291 | 0.61508 | 0.011905 | 5.0782 | 3.1091e-05 | 3414 | 0.01 | 2171 | 10 | 0% | 0 | 2 | 12.31% | 0%
5991 | VIEJO 22019698 | 182852201 | VIEJO 2201 | 9698 | TRUE | 1062.5186 | 929.6624 | 10 | 0.45567 | 1.1312 | 73.5168 | 0 | 1 | 0 | 0.028571 | 0.3 | 0.2 | 0.05 | 12.2022 | 3.1068e-05 | 3415 | 0.02 | 1942 | 10 | 0% | 2 | 3 | 100% | 0%
2044 | SPRUCE 0401BR316 | 13340401 | SPRUCE 0401 | BR316 | FALSE | 6608.6922 | 6608.6922 | 56 | 0.76356 | 1.8252 | 47.8237 | 0.2531 | 0.66952 | 0.059524 | 0 | 0.40774 | 0.25731 | 0.02381 | 9.3847 | 3.0991e-05 | 3416 | 0.02 | 2084 | 16.22 | 7.46% | 3 | 5 | 100% | 24%
7381 | PACIFICA 1102660408 | 22811102 | PACIFICA 1102 | 660408 | TRUE | 3217.4282 | 570.687 | 26 | 0.64236 | 2.0194 | 44.8857 | 0.032051 | 0.96795 | 0 | 0 | 0.44423 | 0.52372 | 0 | 12.5735 | 3.0978e-05 | 3417 |  | 3121
6874 | LOS GATOS 1102CB | 82021102 | LOS GATOS 1102 | CB | TRUE | 7506.165 | 0 | 70 | 0.90019 | 1.4747 | 26.9049 | 0.094869 | 0.29286 | 0.61077 | 0.027891 | 0.62648 | 0.17 | 0 | 7.924 | 3.0936e-05 | 3418 | 0.01 | 2465 | 10 | 59.61% | 1 | 4 | 18.46% | 0%
6347 | PACIFICA 11015001 | 22811101 | PACIFICA 1101 | 5001 | TRUE | 2742.1134 | 0 | 25 | 0.6201 | 2.0392 | 49.0009 | 0.416 | 0 | 0.584 | 0 | 0.584 | 0 | 0 | 8.2103 | 3.0913e-05 | 3419 | 0.04 | 1394 | 13.6 | 57.13% | 0 | 0 | 33.8% | 76%
1424 | PACIFICA 1103CB | 22811103 | PACIFICA 1103 | CB | TRUE | 7799.5565 | 109.5296 | 62 | 0.62351 | 1.9466 | 38.8694 | 0.30753 | 0.43477 | 0.24964 | 0.13817 | 0.24964 | 0.26272 | 0 | 12.1691 | 3.075e-05 | 3420 | 0.01 | 2324 | 50.42 | 0% | 0 | 0 | 0.9% | 0%
3837 | AUBERRY 1101D4982 | 254151101 | AUBERRY 1101 | D4982 | FALSE | 4312.861 | 4312.861 | 21 | 0.0014205 | 2.0937 | 29.0675 | 0 | 0 | 1 | 0.65873 | 0.34127 | 0 | 0 | 16.0325 | 3.0625e-05 | 3421 | 0.21 | 286 | 92 | 100% | 0 | 0 | 100% | 100%
10000 | ALTO 1125781759 | 42031125 | ALTO 1125 | 781759 | TRUE | 264.5561 | 210.4887 | 4 | 0.97756 | 2.4673 | 45.6281 | 0 | 0.5 | 0.5 | 0 | 0.5 | 0.41667 | 0 | 14.0204 | 3.0572e-05 | 3422 |  | 3469
3470 | OILFIELDS 1103370932 | 182391103 | OILFIELDS 1103 | 370932 | TRUE | 2172.9579 | 619.9296 | 6 | 0.68895 | 0.73783 | 28.3064 | 0 | 0 | 1 | 0 | 1 | 0 | 0 | 0.88155 | 3.0451e-05 | 3423 |  | 2828
3301 | RALSTON 1101836528 | 24141101 | RALSTON 1101 | 836528 | FALSE | 4695.3621 | 4679.584 | 39 | 0.74274 | 1.7804 | 29.3342 | 0.36538 | 0 | 0.63462 | 0 | 0.63462 | 0 | 0 | 6.8827 | 3.0209e-05 | 3424 |  | 2820
910 | DUNLAP 11027050 | 254061102 | DUNLAP 1102 | 7050 | FALSE | 15143.783 | 15143.783 | 67 | 0.053584 | 2.4115 | 46.1138 | 0 | 0 | 0.96269 | 0.91294 | 0.049751 | 0 | 0 | 20.7531 | 3.0197e-05 | 3425 | 0.16 | 435 | 57.34 | 92.11% | 4 | 10 | 100% | 0%
254 | HICKS 1116CB | 83431116 | HICKS 1116 | CB | TRUE | 22837.5991 | 336.1648 | 165 | 0.90413 | 1.3835 | 22.2381 | 0.23986 | 0.01798 | 0.74216 | 0.0030303 | 0.73913 | 0.01798 | 0.013838 | 4.3091 | 2.9963e-05 | 3426 | 0.01 | 2371 | 10 | 43.95% | 1 | 3 | 7.74% | 0%
201 | RESERVATION ROAD 1101CB | 182731101 | RESERVATION ROAD 1101 | CB | FALSE | 15128.6127 | 8212.888 | 106 | 0.62654 | 1.2206 | 45.4956 | 0.34238 | 0.061557 | 0.59606 | 0.009434 | 0.63875 | 0.018868 | 0.016509 | 5.748 | 2.9958e-05 | 3427 | 0.01 | 2611 | 10 | 45.32% | 0 | 3 | 39.08% | 0%
1238 | STAFFORD 11021019 | 43201102 | STAFFORD 1102 | 1019 | TRUE | 1173.8689 | 432.0709 | 10 | 0.88572 | 2.1692 | 38.9599 | 0 | 0 | 1 | 0 | 1 | 0 | 0 | 9.0624 | 2.9828e-05 | 3428 | 0.02 | 2000 | 10 | 100% | 0 | 0 | 74.36% | 0%
2630 | MC ARTHUR 110153120 | 103491101 | MC ARTHUR 1101 | 53120 | TRUE | 12732.032 | 173.1766 | 92 | 0.36248 | 1.4902 | 23.1493 | 0 | 0.056159 | 0.94384 | 0.94022 | 0.059783 | 0 | 0.027174 | 7.0464 | 2.9816e-05 | 3429 |  | 2793
4721 | COPPERMINE 1104613086 | 252411104 | COPPERMINE 1104 | 613086 | FALSE | 14704.7375 | 8243.1424 | 63 | 0.066017 | 1.2328 | 36.1202 | 0 | 0.047619 | 0.95238 | 0 | 1 | 0 | 0 | 5.0319 | 2.9814e-05 | 3430 |  | 2913
8546 | SPENCE 1102990464 | 182201102 | SPENCE 1102 | 990464 | FALSE | 8550.7923 | 3365.9887 | 53 | 0.47991 | 0.97104 | 29.67 | 0.21186 | 0 | 0.78814 | 0 | 0.78814 | 0 | 0 | 3.7758 | 2.9572e-05 | 3431 |  | 3234
10072 | BALCH NO 1 1101R372 | 252501101 | BALCH NO 1 1101 | R372 | FALSE | 6703.9319 | 6703.9319 | 14 | 0.035737 | 2.0488 | 34.5418 | 0 | 0 | 1 | 0.90476 | 0.095238 | 0 | 0.071429 | 20.5552 | 2.9441e-05 | 3432 | 0.04 | 1309 | 42.1 | 100% | 0 | 0 | 100% | 0%
10030 | MC ARTHUR 1102542920 | 103491102 | MC ARTHUR 1102 | 542920 | FALSE | 2484.216 | 2034.8319 | 10 | 0.27054 | 1.4934 | 15.9329 | 0 | 0 | 1 | 1 | 0 | 0 | 0 | 3.0782 | 2.943e-05 | 3433 |  | 3478
1810 | CABRILLO 1104CB | 183101104 | CABRILLO 1104 | CB | FALSE | 27455.7877 | 6641.9361 | 121 | 0.62816 | 0.81139 | 41.9964 | 0.42211 | 0.10329 | 0.47461 | 0 | 0.47461 | 0.070228 | 0.011019 | 4.7757 | 2.9423e-05 | 3434 | 0.01 | 2435 | 16.61 | 47.38% | 0 | 1 | 28.73% | 0%
10590 | CHESTER 1102546744 | 103181102 | CHESTER 1102 | 546744 | TRUE | 633.1716 | 428.8696 | 7 | 0.74122 | 2.2452 | 20.7097 | 0 | 0 | 1 | 1 | 0 | 0 | 0 | 4.7625 | 2.921e-05 | 3435 |  | 3577
4913 | SAN LUIS OBISPO 1108CB | 182631108 | SAN LUIS OBISPO 1108 | CB | TRUE | 7402.9758 | 10.2676 | 69 | 0.89856 | 1.2746 | 32.8039 | 0.34187 | 0.31014 | 0.34799 | 0.062802 | 0.34799 | 0.24734 | 0 | 3.7964 | 2.9198e-05 | 3436 | 0.01 | 2351 | 53.83 | 22.96% | 0 | 1 | 8.67% | 0%
6891 | ALTO 1124994213 | 42031124 | ALTO 1124 | 994213 | TRUE | 860.1534 | 198.7798 | 8 | 0.91151 | 2.3975 | 49.7311 | 0 | 1 | 0 | 0 | 0 | 1 | 0 | 11.4361 | 2.9167e-05 | 3437 |  | 3071
5150 | HAMILTON BRANCH 11012046 | 102361101 | HAMILTON BRANCH 1101 | 2046 | FALSE | 14788.0543 | 14724.19 | 57 | 0.14516 | 2.1846 | 42.0638 | 0.017544 | 0.22368 | 0.75877 | 0.89474 | 0 | 0.035088 | 0.017544 | 22.2427 | 2.9135e-05 | 3438 | 0.04 | 1350 | 77.81 | 51.04% | 2 | 2 | 99.57% | 0%
10280 | SAUSALITO 1102964592 | 42491102 | SAUSALITO 1102 | 964592 | TRUE | 1787.6075 | 941.9387 | 15 | 0.77066 | 2.3733 | 42.6059 | 0.71778 | 0.28222 | 0 | 0 | 0 | 0.28222 | 0 | 42.4508 | 2.9092e-05 | 3439 |  | 3528
7626 | RESERVATION ROAD 11023030 | 182731102 | RESERVATION ROAD 1102 | 3030 | FALSE | 41820.8596 | 16131.8418 | 186 | 0.67867 | 1.0103 | 33.8051 | 0.021505 | 0.5103 | 0.46685 | 0.054659 | 0.69041 | 0.23208 | 0.017921 | 4.0707 | 2.9058e-05 | 3440 | 0.04 | 1313 | 56.48 | 100% | 0 | 1 | 16.48% | 0%
6814 | SAN ARDO 11017632 | 182191101 | SAN ARDO 1101 | 7632 | FALSE | 13210.2353 | 3566.1023 | 35 | 0.58736 | 0.80359 | 39.3505 | 0 | 0.057143 | 0.94286 | 0.028571 | 0.94286 | 0 | 0.034286 | 2.3501 | 2.897e-05 | 3441 | 0.01 | 2240 | 10 | 100% | 0 | 0 | 9.73% | 0%
2020 | DUNLAP 11037170 | 254061103 | DUNLAP 1103 | 7170 | FALSE | 8726.7127 | 8726.7127 | 54 | 0.070732 | 2.4338 | 38.6167 | 0 | 0.074074 | 0.92593 | 0.87037 | 0.055556 | 0 | 0 | 34.4284 | 2.872e-05 | 3442 | 0.06 | 1007 | 51.45 | 91.12% | 7 | 8 | 100% | 0%
9394 | ALTO 1124884949 | 42031124 | ALTO 1124 | 884949 | TRUE | 693.01 | 312.7335 | 5 | 0.88546 | 2.4589 | 36.4229 | 0 | 0.8 | 0.2 | 0 | 0.2 | 0.8 | 0 | 15.3862 | 2.8569e-05 | 3443 |  | 3352
6092 | VIEJO 22049540 | 182852204 | VIEJO 2204 | 9540 | FALSE | 3592.089 | 2319.7097 | 32 | 0.67825 | 1.327 | 39.3771 | 0.010417 | 0.98958 | 0 | 0 | 0.63802 | 0.35156 | 0 | 11.3083 | 2.8532e-05 | 3444 | 0.01 | 2331 | 10 | 0% | 3 | 2 | 38.01% | 0%
10411 | BURNEY 1102272636 | 103311102 | BURNEY 1102 | 272636 | TRUE | 431.3681 | 431.3681 | 5 | 0.75974 | 1.8507 | 20.2515 | 0 | 0 | 1 | 0.94 | 0 | 0 | 0 | 8.4997 | 2.8514e-05 | 3445 |  | 3545
8033 | MORAGA 110531512 | 13801105 | MORAGA 1105 | 31512 | TRUE | 3255.9931 | 0 | 29 | 0.85631 | 2.0055 | 26.0729 | 0.47069 | 0 | 0.52931 | 0 | 0.52931 | 0 | 0 | 8.1948 | 2.8486e-05 | 3446 | 0.04 | 1393 | 82.7 | 6.91% | 0 | 1 | 35.45% | 68%
9434 | BERKELEY F 1105849701 | 12061105 | BERKELEY F 1105 | 849701 | TRUE | 220.6039 | 213.7724 | 2 | 0.88707 | 1.7905 | 11.7538 | 0 | 1 | 0 | 0 | 0 | 1 | 0 | 13.9614 | 2.8441e-05 | 3447 |  | 3358
10306 | SOLEDAD 1114413916 | 182051114 | SOLEDAD 1114 | 413916 | FALSE | 6367.8068 | 2275.8898 | 24 | 0.65369 | 0.61374 | 40.101 | 0 | 0.60417 | 0.39583 | 0 | 0.39583 | 0.60417 | 0 | 6.1527 | 2.8421e-05 | 3448 |  | 3529
4423 | SAN RAFAEL 1105344 | 42011105 | SAN RAFAEL 1105 | 344 | FALSE | 12052.7047 | 1314.7551 | 97 | 0.85749 | 2.2417 | 47.9092 | 0.35901 | 0.1215 | 0.51949 | 0 | 0.51949 | 0.10825 | 0.024055 | 8.6152 | 2.8339e-05 | 3449 | 0.02 | 2065 | 10 | 70.24% | 0 | 2 | 30.4% | 0%
10750 | BOGARD 1101CB | 103301101 | BOGARD 1101 | CB | TRUE | 830.5012 | 830.5012 | 7 | 0.17735 | 2.2157 | 35.3353 | 0 | 0 | 1 | 1 | 0 | 0 | 0 | 14.4159 | 2.8327e-05 | 3450 | 0.04 | 1212 | 20.48 | 100% | 1 | 0 | 100% | 0%
4883 | LAS PULGAS 0401104588 | 24120401 | LAS PULGAS 0401 | 104588 | TRUE | 1238.8359 | 581.4114 | 11 | 0.89522 | 1.4383 | 14.5829 | 0 | 0.70455 | 0.29545 | 0 | 0.29545 | 0.70455 | 0.048485 | 6.7831 | 2.8291e-05 | 3451 |  | 2924
10287 | DUNLAP 11027290 | 254061102 | DUNLAP 1102 | 7290 | FALSE | 1075.4071 | 1075.4071 | 8 | 0.0083333 | 2.4243 | 42.4614 | 0.03125 | 0 | 0.9375 | 0.9375 | 0 | 0 | 0 | 18.0022 | 2.8269e-05 | 3452 | 0.05 | 1032 | 39.15 | 99.26% | 0 | 9 | 100% | 0%
3855 | SAND CREEK 11037140 | 254601103 | SAND CREEK 1103 | 7140 | FALSE | 42300.5526 | 42300.5526 | 296 | 0.0042397 | 1.4338 | 34.6646 | 0.065315 | 0 | 0.93384 | 0 | 0.76745 | 0 | 0 | 2.3091 | 2.8237e-05 | 3453 | 0.04 | 1348 | 18.5 | 91.83% | 0 | 4 | 100% | 0%
3308 | SNEATH LANE 1106CB | 22721106 | SNEATH LANE 1106 | CB | FALSE | 9891.2145 | 4885.2685 | 66 | 0.65697 | 1.9723 | 34.4835 | 0.34252 | 0.26995 | 0.38374 | 0.010101 | 0.39435 | 0.21717 | 0 | 8.5059 | 2.8183e-05 | 3454 | 0.01 | 2221 | 10 | 47.15% | 3 | 3 | 17.83% | 0%
8975 | SPRING GAP 170286032 | 162831702 | SPRING GAP 1702 | 86032 | FALSE | 4656.0497 | 1615.684 | 23 | 0.016531 | 2.9572 | 30.0322 | 0 | 0 | 1 | 0.95652 | 0.043478 | 0 | 0 | 22.0191 | 2.8164e-05 | 3455 | 0.04 | 1377 | 66.01 | 100% | 0 | 0 | 34.72% | 25%
2767 | EL CERRITO G 1112BR180 | 12501112 | EL CERRITO G 1112 | BR180 | TRUE | 3108.6276 | 675.0712 | 25 | 0.86768 | 1.6908 | 16.3938 | 0 | 0.96 | 0.04 | 0 | 0.852 | 0.148 | 0 | 6.694 | 2.814e-05 | 3456 | 0.04 | 1376 | 12.17 | 3.33% | 1 | 0 | 71.61% | 75%
8014 | WALDO 0401965216 | 13350401 | WALDO 0401 | 965216 | FALSE | 2651.8859 | 2642.7419 | 21 | 0.69985 | 1.5743 | 40.1316 | 0.038095 | 0.77778 | 0.18413 | 0.34127 | 0.18413 | 0.33492 | 0.11111 | 6.2711 | 2.8136e-05 | 3457 |  | 3185
8223 | POSO MOUNTAIN 210448268 | 253642104 | POSO MOUNTAIN 2104 | 48268 | FALSE | 8165.6241 | 8152.5339 | 30 | 0.087882 | 0.60785 | 29.4418 | 0.011111 | 0.77333 | 0.21556 | 0.62333 | 0.27111 | 0.094444 | 0 | 0.62335 | 2.8075e-05 | 3458 | 0.01 | 2189 | 10 | 10.21% | 0 | 0 | 90.31% | 0%
3011 | PERRY 1101W52 | 183071101 | PERRY 1101 | W52 | FALSE | 6677.88 | 5033.3373 | 51 | 0.63033 | 1.3653 | 42.833 | 0 | 0.92582 | 0.064379 | 0 | 0.064379 | 0.92582 | 0 | 10.4504 | 2.807e-05 | 3459 | 0.01 | 2450 | 10 | 12.36% | 3 | 2 | 69.83% | 0%
9031 | SAND CREEK 1103CB | 254601103 | SAND CREEK 1103 | CB | FALSE | 20983.2028 | 20983.2028 | 77 | 0 | 1.5113 | 42.2751 | 0.16104 | 0 | 0.83896 | 0.11039 | 0.71558 | 0 | 0 | 1.9297 | 2.8008e-05 | 3460 | 0.03 | 1583 | 20.97 | 70.85% | 0 | 3 | 100% | 0%
7676 | JARVIS 1108289662 | 13501108 | JARVIS 1108 | 289662 | TRUE | 1302.884 | 533.3553 | 11 | 0.70633 | 1.3444 | 29.3466 | 0.030303 | 0.51515 | 0.45455 | 0.030303 | 0.45455 | 0.51515 | 0 | 4.4181 | 2.7822e-05 | 3461 |  | 3149
4424 | POSO MOUNTAIN 21014456 | 253642101 | POSO MOUNTAIN 2101 | 4456 | FALSE | 37862.2156 | 37862.2156 | 102 | 0.048541 | 0.79253 | 29.1297 | 0 | 0.029412 | 0.97059 | 0.27124 | 0.68954 | 0.029412 | 0 | 1.54 | 2.7821e-05 | 3462 | 0.05 | 1090 | 61.95 | 91.99% | 0 | 4 | 100% | 0%
7505 | EDES 1112CR306 | 13681112 | EDES 1112 | CR306 | FALSE | 1619.5833 | 1619.5833 | 16 | 0.85474 | 1.6647 | 17.1577 | 0.60938 | 0.39062 | 0 | 0 | 0.34375 | 0 | 0 | 9.7978 | 2.7663e-05 | 3463 | 0.01 | 2407 | 10 | 0% | 3 | 0 | 100% | 0%
9767 | SAN BERNARD 1101641042 | 253191101 | SAN BERNARD 1101 | 641042 | FALSE | 10558.7861 | 2300.7684 | 22 | 0.52159 | 0.54625 | 35.5826 | 0 | 0.36364 | 0.63636 | 0.16667 | 0.63636 | 0.19697 | 0.045455 | 3.1786 | 2.7605e-05 | 3464 |  | 3414
4125 | SAND CREEK 11037420 | 254601103 | SAND CREEK 1103 | 7420 | FALSE | 37320.8645 | 37320.8645 | 263 | 0.0067737 | 1.6043 | 38.3645 | 0 | 0.0015209 | 0.99848 | 0 | 0.81337 | 0.0015209 | 0 | 3.8775 | 2.746e-05 | 3465 | 0.05 | 1084 | 10 | 99.98% | 4 | 4 | 100% | 0%
4070 | CLAYTON 2213CB | 12022213 | CLAYTON 2213 | CB | FALSE | 9981.732 | 6230.9216 | 51 | 0.34912 | 1.5479 | 15.8257 | 0.5915 | 0.093931 | 0.31457 | 0.013072 | 0.30149 | 0.093931 | 0.026144 | 3.354 | 2.7369e-05 | 3466 |  | 2870
200 | PETALUMA C 1109270 | 42631109 | PETALUMA C 1109 | 270 | FALSE | 12312.4188 | 3397.4138 | 101 | 0.74828 | 1.9399 | 56.7459 | 0.12146 | 0.58834 | 0.28524 | 0.070674 | 0.28524 | 0.51767 | 0.009901 | 12.053 | 2.7315e-05 | 3467 | 0.01 | 2367 | 25.98 | 62.25% | 0 | 3 | 21.02% | 0%
349 | ALHAMBRA 1102CB | 14101102 | ALHAMBRA 1102 | CB | TRUE | 9244.1392 | 431.1151 | 75 | 0.88608 | 1.4846 | 37.5604 | 0.24633 | 0.59575 | 0.15792 | 0.085741 | 0.32059 | 0.27778 | 0.017905 | 8.3222 | 2.7307e-05 | 3468 | 0 | 2634 | 10 | 0% | 0 | 0 | 2.96% | 0%
5900 | CHESTER 1102CB | 103181102 | CHESTER 1102 | CB | TRUE | 4463.0648 | 40.2966 | 38 | 0.80877 | 2.2292 | 19.7484 | 0.028708 | 0.092105 | 0.86885 | 0.86885 | 0 | 0.092105 | 0.026316 | 18.2665 | 2.7246e-05 | 3469 | 0.01 | 2466 | 10 | 100% | 0 | 0 | 10.17% | 0%
2888 | FOOTHILL 110299432 | 182951102 | FOOTHILL 1102 | 99432 | FALSE | 13966.781 | 2359.0159 | 115 | 0.76483 | 1.094 | 36.6721 | 0.21351 | 0.12743 | 0.65906 | 0.052029 | 0.62699 | 0.10312 | 0 | 12.2928 | 2.7226e-05 | 3470 | 0.02 | 1955 | 62.58 | 100% | 0 | 3 | 16.66% | 0%
6024 | WOODSIDE 11028862 | 24251102 | WOODSIDE 1102 | 8862 | TRUE | 4562.4649 | 0 | 38 | 0.86448 | 1.5093 | 43.8609 | 0.1886 | 0.71053 | 0.10088 | 0 | 0.33835 | 0.47306 | 0 | 4.3798 | 2.7115e-05 | 3471 | 0 | 2632 | 10 | 0% | 0 | 0 | 2.76% | 0%
5328 | OROSI 11027948F | 252841102 | OROSI 1102 | 7948F | FALSE | 13813.6905 | 1712.0139 | 74 | 0.10887 | 1.1053 | 47.4553 | 0 | 0.0086873 | 0.99131 | 0.013514 | 0.9778 | 0.0086873 | 0 | 3.5972 | 2.7103e-05 | 3472 | 0.01 | 2211 | 10 | 100% | 0 | 0 | 3.08% | 0%
2640 | PERRY 1101V72 | 183071101 | PERRY 1101 | V72 | FALSE | 14155.2453 | 9610.0836 | 101 | 0.64487 | 1.3726 | 45.7264 | 0.0033003 | 0.96216 | 0.031235 | 0 | 0.07579 | 0.91563 | 0.0049505 | 10.8301 | 2.6938e-05 | 3473 | 0.01 | 2452 | 10 | 2.36% | 4 | 2 | 65.46% | 0%
4122 | BURNEY 110257046 | 103311102 | BURNEY 1102 | 57046 | TRUE | 1135.0639 | 48.9091 | 12 | 0.71179 | 2.0011 | 24.2894 | 0 | 0.027778 | 0.97222 | 1 | 0 | 0 | 0 | 8.9297 | 2.6931e-05 | 3474 |  | 2873
2110 | CASTRO VALLEY 1108MR205 | 14091108 | CASTRO VALLEY 1108 | MR205 | TRUE | 8740.8692 | 0 | 73 | 0.8509 | 1.6881 | 31.1663 | 0.29155 | 0.43725 | 0.26778 | 0 | 0.41321 | 0.29181 | 0 | 5.5666 | 2.6763e-05 | 3475 |  | 2764
3902 | SOLEDAD 2102858388 | 182052102 | SOLEDAD 2102 | 858388 | FALSE | 13234.6519 | 7717.2675 | 72 | 0.60002 | 0.79966 | 37.0378 | 0 | 0.43056 | 0.56944 | 0.11574 | 0.52778 | 0.35648 | 0.018519 | 3.7171 | 2.6749e-05 | 3476 |  | 2860
766 | SISQUOC 1103M98 | 182811103 | SISQUOC 1103 | M98 | FALSE | 15843.0204 | 12614.6664 | 56 | 0.6971 | 0.93637 | 28.3564 | 0 | 0.098214 | 0.90179 | 0.098214 | 0.90179 | 0 | 0 | 4.1898 | 2.6579e-05 | 3477 | 0.06 | 935 | 29.43 | 100% | 0 | 1 | 65.51% | 60%
10478 | STONE CORRAL 1110189488 | 252921110 | STONE CORRAL 1110 | 189488 | FALSE | 1343.2605 | 1327.2585 | 8 | 0.089195 | 1.1275 | 30.4233 | 0 | 1 | 0 | 0 | 0.625 | 0.375 | 0 | 0.83854 | 2.6518e-05 | 3478 |  | 3556
10514 | SCE TEHACHAPI 1101CB | 258131101 | SCE TEHACHAPI 1101 | CB | FALSE | 1862.134 | 1862.134 | 2 | 0.0030727 | 0.77266 | 24.3041 | 0 | 0 | 1 | 0 | 0.5 | 0 | 0 | 6.5531 | 2.6503e-05 | 3479 | 0.05 | 1105 | 82.15 | 100% | 0 | 0 | 100% | 0%
2448 | VIEJO 22029112 | 182852202 | VIEJO 2202 | 9112 | FALSE | 5302.286 | 1359.4094 | 43 | 0.6376 | 1.1552 | 31.4651 | 0.39446 | 0.44784 | 0.15105 | 0.091251 | 0.33007 | 0.17176 | 0 | 10.1866 | 2.6492e-05 | 3480 | 0.01 | 2277 | 10 | 22.17% | 1 | 0 | 23.74% | 0%
1294 | VIEJO 2203573610 | 182852203 | VIEJO 2203 | 573610 | TRUE | 5029.4735 | 0 | 41 | 0.63407 | 1.1493 | 45.2053 | 0.1122 | 0.8878 | 0 | 0 | 0.47453 | 0.16545 | 0 | 17.3946 | 2.6462e-05 | 3481 |  | 2722
2844 | SAN CARLOS 11039148 | 24181103 | SAN CARLOS 1103 | 9148 | TRUE | 6634.7635 | 0 | 51 | 0.88482 | 1.4383 | 17.3783 | 0.2134 | 0.51732 | 0.26928 | 0.11895 | 0.30065 | 0.35915 | 0.049673 | 7.9894 | 2.6423e-05 | 3482 | 0.02 | 1937 | 10 | 27.37% | 0 | 9 | 43.54% | 0%
469 | VIEJO 22039094 | 182852203 | VIEJO 2203 | 9094 | TRUE | 4020.7215 | 160.2742 | 32 | 0.63 | 1.2703 | 42.8034 | 0.0625 | 0.90625 | 0.03125 | 0 | 0.225 | 0.50938 | 0.054688 | 12.1549 | 2.6274e-05 | 3483 | 0 | 2633 | 10 | 0% | 0 | 0 | 1.57% | 0%
8885 | EL CERRITO G 1110BR236 | 12501110 | EL CERRITO G 1110 | BR236 | TRUE | 850.4173 | 819.8964 | 7 | 1 | 1.5895 | 21.0652 | 0.35714 | 0.64286 | 0 | 0 | 0 | 0 | 0 | 2.7282 | 2.6231e-05 | 3484 | 0.01 | 2440 | 10 | 0% | 0 | 0 | 100% | 0%
7598 | ALTO 1123820379 | 42031123 | ALTO 1123 | 820379 | TRUE | 298.2228 | 245.2911 | 2 | 0.67857 | 2.2467 | 37.2103 | 0 | 1 | 0 | 0 | 0 | 1 | 0.25 | 13.8319 | 2.6136e-05 | 3485 |  | 3139
9342 | SAND CREEK 11037823F | 254601103 | SAND CREEK 1103 | 7823F | FALSE | 7527.4054 | 7527.4054 | 49 | 0.011953 | 1.4219 | 35.4538 | 0 | 0 | 1 | 0 | 1 | 0 | 0 | 2.8555 | 2.6117e-05 | 3486 | 0.03 | 1568 | 10 | 100% | 0 | 1 | 100% | 0%
10408 | POSO MOUNTAIN 21011703 | 253642101 | POSO MOUNTAIN 2101 | 1703 | FALSE | 3959.9015 | 1455.5285 | 7 | 0.067587 | 0.59592 | 28.0984 | 0 | 0.42857 | 0.57143 | 0.42857 | 0.57143 | 0 | 0 | 0.8804 | 2.6035e-05 | 3487 | 0.01 | 2287 | 10 | 0% | 0 | 0 | 0.3% | 0%
5993 | LAS GALLINAS A 11041220 | 42991104 | LAS GALLINAS A 1104 | 1220 | TRUE | 7829.4679 | 0 | 57 | 0.95175 | 2.4325 | 53.1188 | 0.093567 | 0.38596 | 0.52047 | 0 | 0.56433 | 0.34211 | 0 | 5.2999 | 2.5969e-05 | 3488 | 0.01 | 2585 | 10 | 17.87% | 0 | 0 | 20.99% | 0%
2343 | OCEANO 1104CB | 182601104 | OCEANO 1104 | CB | FALSE | 17856.3948 | 7352.5883 | 146 | 0.62763 | 0.94535 | 37.8469 | 0.30358 | 0.48584 | 0.20685 | 0.0121 | 0.23139 | 0.40434 | 0 | 4.5472 | 2.5847e-05 | 3489 | 0.03 | 1750 | 24.75 | 22.23% | 2 | 9 | 52.54% | 10%
7298 | VIEJO 22032634 | 182852203 | VIEJO 2203 | 2634 | TRUE | 2692.6366 | 0 | 23 | 0.58308 | 1.2222 | 47.5074 | 0 | 0.82919 | 0.17081 | 0.01087 | 0.29814 | 0.69099 | 0.03882 | 13.9551 | 2.5666e-05 | 3490 | 0.01 | 2307 | 10 | 10.45% | 0 | 0 | 22.39% | 0%
7733 | FORT BRAGG A 1103CB | 42761103 | FORT BRAGG A 1103 | CB | TRUE | 3993.2278 | 151.4693 | 40 | 0.84351 | 2.7947 | 50.0894 | 0.0071429 | 0.95952 | 0.033333 | 0.028125 | 0.033333 | 0.80042 | 0.099583 | 11.5664 | 2.5491e-05 | 3491 |  | 3157
995 | HALF MOON BAY 11022032 | 24101102 | HALF MOON BAY 1102 | 2032 | TRUE | 14427.8487 | 905.5345 | 103 | 0.74882 | 1.8375 | 11.5456 | 0.38468 | 0.55383 | 0.061489 | 0.058877 | 0.061489 | 0.48913 | 0.0097087 | 10.2108 | 2.5379e-05 | 3492 | 0.03 | 1714 | 24.3 | 27.09% | 1 | 0 | 29.71% | 74%
3716 | CASTRO VALLEY 1102MR359 | 14091102 | CASTRO VALLEY 1102 | MR359 | TRUE | 10891.9524 | 0 | 90 | 0.77715 | 1.4676 | 34.2928 | 0.3978 | 0.29574 | 0.29461 | 0 | 0.33757 | 0.25278 | 0 | 7.899 | 2.5295e-05 | 3493 |  | 2849
8157 | OAKLAND J 1105CR150 | 12091105 | OAKLAND J 1105 | CR150 | TRUE | 755.1885 | 348.5421 | 6 | 0.92117 | 1.7218 | 16.1761 | 0.57407 | 0.22222 | 0.2037 | 0 | 0.42593 | 0 | 0 | 7.3554 | 2.5203e-05 | 3494 | 0.01 | 2449 | 10 | 10.02% | 0 | 1 | 100% | 0%
9029 | MORGAN HILL 2105375239 | 83242105 | MORGAN HILL 2105 | 375239 | TRUE | 343.55 | 145.1624 | 4 | 0.79151 | 1.6987 | 29.0067 | 0 | 0 | 1 | 0 | 1 | 0 | 0 | 5.1924 | 2.5051e-05 | 3495 |  | 3299
9198 | MORGAN HILL 2105345099 | 83242105 | MORGAN HILL 2105 | 345099 | TRUE | 497.3995 | 293.3262 | 5 | 0.66333 | 1.728 | 30.1708 | 0 | 0 | 1 | 0 | 1 | 0 | 0 | 5.4632 | 2.4872e-05 | 3496 |  | 3324
8694 | MC ARTHUR 11011544 | 103491101 | MC ARTHUR 1101 | 1544 | FALSE | 44972.2866 | 27291.0085 | 135 | 0.14185 | 1.4256 | 20.4527 | 0 | 0.35926 | 0.64074 | 0.66296 | 0.31852 | 0.018519 | 0.022222 | 3.5925 | 2.4864e-05 | 3497 | 0.02 | 1782 | 61.04 | 66.86% | 0 | 1 | 51.35% | 0%
8168 | SAUSALITO 1102410 | 42491102 | SAUSALITO 1102 | 410 | FALSE | 3634.5971 | 2502.9293 | 28 | 0.70109 | 2.3751 | 46.1446 | 0.16964 | 0.34226 | 0.4881 | 0 | 0.4881 | 0.34226 | 0 | 14.9594 | 2.4862e-05 | 3498 | 0.02 | 2123 | 10 | 84.58% | 1 | 1 | 48.49% | 0%
10498 | CLAYTON 2212158138 | 12022212 | CLAYTON 2212 | 158138 | TRUE | 1490.1049 | 829.4376 | 10 | 0.80978 | 1.3757 | 25.8312 | 0 | 1 | 0 | 0 | 1 | 0 | 0 | 3.5624 | 2.484e-05 | 3499 |  | 3560
8274 | SALT SPRINGS 21013116 | 163692101 | SALT SPRINGS 2101 | 3116 | FALSE | 1685.1043 | 1250.9687 | 10 | 0.0083613 | 3.5906 | 40.784 | 0 | 0 | 1 | 0.84167 | 0 | 0 | 0 | 20.7442 | 2.4549e-05 | 3500 | 0.02 | 1754 | 10 | 100% | 0 | 1 | 70.33% | 0%
1788 | BERKELEY F 0402502466 | 12060402 | BERKELEY F 0402 | 502466 | TRUE | 854.2839 | 226.0238 | 10 | 0.8998 | 1.5992 | 18.5371 | 0 | 0.75714 | 0.24286 | 0 | 0.88571 | 0.1 | 0 | 7.0984 | 2.4427e-05 | 3501 |  | 2745
179 | EL CERRITO G 1108BR346 | 12501108 | EL CERRITO G 1108 | BR346 | TRUE | 11386.6089 | 0 | 102 | 0.90007 | 1.7735 | 18.2559 | 0.14372 | 0.75726 | 0.051471 | 0 | 0.2373 | 0.48156 | 0 | 5.4134 | 2.4397e-05 | 3502 | 0 | 2629 | 10 | 0% | 0 | 0 | 1.48% | 0%
7108 | RESERVATION ROAD 11023032 | 182731102 | RESERVATION ROAD 1102 | 3032 | FALSE | 15762.9704 | 5799.169 | 84 | 0.65045 | 1.0992 | 26.8749 | 0.25595 | 0.38294 | 0.36111 | 0.065476 | 0.3869 | 0.25198 | 0 | 3.9621 | 2.4376e-05 | 3503 | 0.01 | 2546 | 10 | 40.39% | 0 | 1 | 17.91% | 0%
2459 | BERKELEY F 1105CB | 12061105 | BERKELEY F 1105 | CB | FALSE | 12969.6445 | 1669.1452 | 103 | 0.91299 | 1.6495 | 17.5946 | 0.12783 | 0.58619 | 0.23592 | 0.037864 | 0.3748 | 0.14764 | 0 | 4.9331 | 2.4362e-05 | 3504 | 0.01 | 2525 | 10 | 33.54% | 1 | 1 | 21.32% | 0%
6981 | HALF MOON BAY 110148868 | 24101101 | HALF MOON BAY 1101 | 48868 | TRUE | 3010.868 | 0 | 21 | 0.74749 | 1.8868 | 15.369 | 0 | 0.58889 | 0.41111 | 0 | 0.48254 | 0.51746 | 0 | 12.4634 | 2.3959e-05 | 3505 | 0.06 | 947 | 26.93 | 98.35% | 0 | 1 | 38.91% | 73%
1066 | JARVIS 1101MR210 | 13501101 | JARVIS 1101 | MR210 | FALSE | 12199.0798 | 1314.2646 | 103 | 0.79292 | 1.3977 | 34.235 | 0.17902 | 0.4116 | 0.39482 | 0 | 0.53981 | 0.2528 | 0 | 4.6411 | 2.3777e-05 | 3506 | 0.01 | 2490 | 56.1 | 64.09% | 0 | 0 | 5.82% | 0%
1332 | HOLLYWOOD 0401CB | 13170401 | HOLLYWOOD 0401 | CB | FALSE | 8520.938 | 4604.9325 | 70 | 0.84444 | 1.7131 | 39.7347 | 0.0071429 | 0.98571 | 0.0071429 | 0.18262 | 0.35357 | 0.12786 | 0 | 7.5623 | 2.3671e-05 | 3507 | 0.01 | 2489 | 10 | 0% | 0 | 1 | 55.84% | 0%
10622 | TEJON 1103286542 | 252931103 | TEJON 1103 | 286542 | FALSE | 9381.8687 | 3501.8559 | 25 | 0.090582 | 0.62228 | 37.1016 | 0 | 0.2 | 0.8 | 0 | 1 | 0 | 0.04 | 1.4655 | 2.3634e-05 | 3508 |  | 3581
9782 | SAND CREEK 110397354 | 254601103 | SAND CREEK 1103 | 97354 | FALSE | 16339.8299 | 14168.242 | 59 | 0.056073 | 1.3809 | 52.7241 | 0 | 0 | 1 | 0.35367 | 0.64633 | 0 | 0 | 2.5694 | 2.3546e-05 | 3509 | 0.04 | 1325 | 10 | 100% | 0 | 1 | 80.11% | 0%
6502 | ESTUDILLO 0401850884 | 13480401 | ESTUDILLO 0401 | 850884 | FALSE | 2534.335 | 1368.1711 | 19 | 0.79109 | 1.5699 | 37.8845 | 0.3614 | 0.46754 | 0.14474 | 0 | 0.34211 | 0.18596 | 0 | 7.6736 | 2.3486e-05 | 3510 |  | 3036
1386 | PACIFICA 1103915474 | 22811103 | PACIFICA 1103 | 915474 | TRUE | 13475.5148 | 697.4237 | 98 | 0.75742 | 2.2498 | 43.156 | 0.15412 | 0.47103 | 0.36465 | 0.16184 | 0.42962 | 0.24422 | 0 | 8.5535 | 2.3059e-05 | 3511 |  | 2723
10090 | TIVY VALLEY 1107599142 | 252941107 | TIVY VALLEY 1107 | 599142 | TRUE | 3668.6338 | 573.3105 | 19 | 0.015857 | 1.1442 | 39.1487 | 0 | 0 | 1 | 0 | 1 | 0 | 0 | 3.4014 | 2.2881e-05 | 3512 |  | 3488
4410 | MC ARTHUR 1101501106 | 103491101 | MC ARTHUR 1101 | 501106 | FALSE | 16962.6839 | 16083.896 | 86 | 0.015136 | 1.4552 | 21.5919 | 0 | 0.26227 | 0.73773 | 0.73579 | 0.26421 | 0 | 0.047481 | 3.3749 | 2.2874e-05 | 3513 |  | 2889
1210 | COTATI 110283200 | 42271102 | COTATI 1102 | 83200 | TRUE | 4654.5591 | 0 | 48 | 0.92046 | 2.2243 | 47.1506 | 0.48336 | 0.16424 | 0.3524 | 0 | 0.35761 | 0.15903 | 0.027778 | 5.4183 | 2.2575e-05 | 3514 |  | 2716
7453 | SNEATH LANE 110748338 | 22721107 | SNEATH LANE 1107 | 48338 | TRUE | 1760.6636 | 181.1517 | 17 | 0.81093 | 1.8898 | 17.1532 | 0.45882 | 0.47647 | 0.064706 | 0 | 0.10882 | 0.22647 | 0 | 7.5155 | 2.2364e-05 | 3515 | 0.01 | 2553 | 10 | 2.1% | 0 | 0 | 45.41% | 0%
1076 | MC ARTHUR 1101648698 | 103491101 | MC ARTHUR 1101 | 648698 | FALSE | 30462.3699 | 17135.0454 | 173 | 0.19381 | 1.4955 | 25.7387 | 0 | 0 | 1 | 1 | 0 | 0 | 0.013487 | 5.4534 | 2.2209e-05 | 3516 |  | 2707
4207 | SPRING GAP 170210720 | 162831702 | SPRING GAP 1702 | 10720 | FALSE | 7675.033 | 7675.033 | 25 | 0.0013107 | 2.8809 | 47.2996 | 0 | 0 | 1 | 1 | 0 | 0 | 0 | 24.6079 | 2.2157e-05 | 3517 | 0.27 | 164 | 90.11 | 100% | 2 | 3 | 100% | 100%
3464 | SERRAMONTE 110412705 | 22861104 | SERRAMONTE 1104 | 12705 | TRUE | 9361.8686 | 0 | 74 | 0.79831 | 1.8881 | 26.7463 | 0.15003 | 0.84321 | 0.0067568 | 0.016892 | 0.14189 | 0.55605 | 0 | 6.803 | 2.2116e-05 | 3518 |  | 2827
5279 | MC ARTHUR 110137344 | 103491101 | MC ARTHUR 1101 | 37344 | TRUE | 14261.5059 | 181.3406 | 75 | 0.51721 | 1.3354 | 26.7028 | 0 | 0.46956 | 0.53044 | 0.59711 | 0.40289 | 0 | 0.0071111 | 1.9307 | 2.2098e-05 | 3519 | 0.01 | 2250 | 10 | 48.66% | 0 | 0 | 2.97% | 0%
5023 | MC ARTHUR 11021324 | 103491102 | MC ARTHUR 1102 | 1324 | FALSE | 38651.4549 | 1638.5898 | 169 | 0.38907 | 1.471 | 19.594 | 0 | 0.029586 | 0.97041 | 0.9645 | 0.035503 | 0 | 0.0059172 | 3.1728 | 2.205e-05 | 3520 | 0.01 | 2314 | 54.32 | 100% | 0 | 0 | 3.57% | 0%
7237 | PACIFIC GROVE 04222614 | 182440422 | PACIFIC GROVE 0422 | 2614 | FALSE | 3446.6772 | 1037.2147 | 28 | 0.6124 | 1.121 | 33.9771 | 0 | 1 | 0 | 0 | 0.13095 | 0.2619 | 0 | 20.8291 | 2.1909e-05 | 3521 | 0.01 | 2552 | 10 | 0% | 1 | 0 | 28.91% | 0%
5172 | LOS OSITOS 2103220608 | 182082103 | LOS OSITOS 2103 | 220608 | FALSE | 3563.3452 | 1678.7883 | 10 | 0.51196 | 0.94755 | 42.2025 | 0 | 0.2 | 0.8 | 0 | 0.9 | 0 | 0 | 1.0601 | 2.1846e-05 | 3522 |  | 2941
4995 | SOLEDAD 21027008 | 182052102 | SOLEDAD 2102 | 7008 | FALSE | 29112.5788 | 8088.7008 | 122 | 0.75935 | 0.80402 | 45.6067 | 0.028689 | 0.60246 | 0.36885 | 0.0081967 | 0.37158 | 0.45765 | 0.0081967 | 4.0193 | 2.175e-05 | 3523 | 0.01 | 2212 | 69 | 38.01% | 0 | 0 | 6.97% | 0%
8851 | SAN CARLOS 1103888954 | 24181103 | SAN CARLOS 1103 | 888954 | TRUE | 504.7129 | 0 | 6 | 0.97421 | 1.4383 | 10.4714 | 0.73333 | 0.033333 | 0.23333 | 0 | 0.23333 | 0.033333 | 0 | 4.356 | 2.1724e-05 | 3524 |  | 3272
1100 | DEL MONTE 210386496 | 182222103 | DEL MONTE 2103 | 86496 | FALSE | 10364.0845 | 1600.54 | 94 | 0.77769 | 1.1688 | 28.4201 | 0.48015 | 0.47375 | 0.035461 | 0.019149 | 0.24477 | 0.24529 | 0.0088652 | 13.7456 | 2.1714e-05 | 3525 | 0.01 | 2306 | 10 | 0% | 3 | 0 | 5.33% | 0%
4821 | RALSTON 11029126 | 24141102 | RALSTON 1102 | 9126 | FALSE | 3038.2902 | 1621.4045 | 25 | 0.85572 | 1.4077 | 18.169 | 0.33 | 0.01 | 0.66 | 0 | 0.66 | 0.01 | 0 | 8.4548 | 2.1702e-05 | 3526 | 0.01 | 2467 | 10 | 100% | 0 | 1 | 2.64% | 0%
1776 | TIVY VALLEY 1107869946 | 252941107 | TIVY VALLEY 1107 | 869946 | FALSE | 47850.9 | 47850.9 | 197 | 0.0035548 | 1.533 | 31.2927 | 0 | 0 | 1 | 0.098308 | 0.90169 | 0 | 0.0076142 | 5.2112 | 2.1689e-05 | 3527 | 0.04 | 1399 | 31.6 | 100% | 0 | 2 | 100% | 0%
45 | OAKLAND J 1105153228 | 12091105 | OAKLAND J 1105 | 153228 | TRUE | 6680.4391 | 463.496 | 54 | 0.89715 | 1.717 | 16.4626 | 0.37471 | 0.37888 | 0.24178 | 0.0092593 | 0.47384 | 0.10031 | 0 | 7.9941 | 2.1538e-05 | 3528 | 0.01 | 2149 | 10 | 4.6% | 0 | 0 | 11.41% | 0%
7417 | EL CERRITO G 1112209865 | 12501112 | EL CERRITO G 1112 | 209865 | TRUE | 1489.582 | 423.0102 | 11 | 0.84148 | 1.6908 | 14.4182 | 0 | 1 | 0 | 0 | 0.36364 | 0.63636 | 0 | 8.7897 | 2.1415e-05 | 3529 |  | 3125
2645 | OAKLAND J 1106CR164 | 12091106 | OAKLAND J 1106 | CR164 | FALSE | 10563.0436 | 2405.3877 | 85 | 0.89194 | 1.7395 | 20.4155 | 0.086368 | 0.57059 | 0.32637 | 0 | 0.60206 | 0.23582 | 0 | 7.0199 | 2.1366e-05 | 3530 | 0.01 | 2566 | 10 | 46.08% | 2 | 1 | 22.66% | 0%
8437 | SWIFT 2109XR300 | 83392109 | SWIFT 2109 | XR300 | TRUE | 1391.3933 | 526.7556 | 14 | 0.83424 | 1.2846 | 33.3 | 0.11905 | 0.53401 | 0.34694 | 0 | 0.34694 | 0.53401 | 0 | 2.9433 | 2.1221e-05 | 3531 | 0.01 | 2382 | 10 | 37.52% | 0 | 0 | 37.32% | 0%
9286 | SOLEDAD 2101315500 | 182052101 | SOLEDAD 2101 | 315500 | FALSE | 5515.195 | 1783.0288 | 22 | 0.71725 | 0.65053 | 28.2591 | 0 | 0.40909 | 0.59091 | 0 | 0.59091 | 0.40909 | 0.015152 | 2.8287 | 2.1144e-05 | 3532 |  | 3335
2884 | MC ARTHUR 110137388 | 103491101 | MC ARTHUR 1101 | 37388 | FALSE | 20103.5682 | 13050.4067 | 56 | 0.10361 | 1.4584 | 24.129 | 0 | 0.16964 | 0.83036 | 0.8125 | 0.1875 | 0 | 0.125 | 4.512 | 2.1126e-05 | 3533 | 0.02 | 1779 | 54.61 | 74.62% | 0 | 2 | 69.39% | 0%
10517 | EL CERRITO G 1110173396 | 12501110 | EL CERRITO G 1110 | 173396 | TRUE | 265.7346 | 265.7346 | 3 | 0.6203 | 1.5495 | 22.8385 | 0 | 0 | 1 | 0 | 1 | 0 | 0 | 12.1949 | 2.0973e-05 | 3534 |  | 3563
6140 | OCEANO 1106V28 | 182601106 | OCEANO 1106 | V28 | FALSE | 14462.1376 | 1958.2873 | 99 | 0.78726 | 0.89657 | 38.2181 | 0.17458 | 0.71911 | 0.10505 | 0.021886 | 0.12525 | 0.65278 | 0.044613 | 6.16 | 2.0931e-05 | 3535 | 0.01 | 2530 | 10 | 22.73% | 0 | 0 | 11.28% | 0%
1013 | CASTRO VALLEY 1108MR337 | 14091108 | CASTRO VALLEY 1108 | MR337 | FALSE | 30458.1324 | 14629.5479 | 193 | 0.67229 | 1.7157 | 36.8314 | 0.18472 | 0.44287 | 0.36009 | 0.0051813 | 0.45548 | 0.34229 | 0 | 10.627 | 2.0736e-05 | 3536 |  | 2704
9170 | SAN CARLOS 1103313472 | 24181103 | SAN CARLOS 1103 | 313472 | TRUE | 1178.1951 | 43.1608 | 9 | 0.93064 | 1.4383 | 16.99 | 0 | 0.84444 | 0.15556 | 0 | 0.15556 | 0.84444 | 0.24074 | 4.8476 | 2.0676e-05 | 3537 |  | 3319
365 | PURISIMA 110149394 | 182971101 | PURISIMA 1101 | 49394 | FALSE | 14105.1915 | 1836.8422 | 111 | 0.71287 | 0.82432 | 45.2278 | 0.14059 | 0.054805 | 0.8046 | 0.013213 | 0.8031 | 0.036787 | 0 | 5.513 | 2.0592e-05 | 3538 | 0.01 | 2517 | 10 | 25.81% | 1 | 0 | 4.39% | 0%
2445 | MC ARTHUR 11011546 | 103491101 | MC ARTHUR 1101 | 1546 | FALSE | 37312.9087 | 22193.9329 | 102 | 0.36089 | 1.4048 | 21.9571 | 0 | 0.15359 | 0.83333 | 0.83333 | 0.12418 | 0.029412 | 0.03268 | 3.146 | 2.0489e-05 | 3539 | 0.03 | 1685 | 54.8 | 96.53% | 1 | 1 | 58.43% | 0%
9880 | IGNACIO 1103151462 | 42481103 | IGNACIO 1103 | 151462 | TRUE | 247.7748 | 247.7748 | 3 | 0.98951 | 2.1831 | 23.9167 | 0 | 0.66667 | 0.33333 | 0 | 0.33333 | 0.66667 | 0 | 9.7357 | 2.0466e-05 | 3540 |  | 3443
8103 | WOODSIDE 1102472928 | 24251102 | WOODSIDE 1102 | 472928 | TRUE | 1622.1027 | 124.8253 | 14 | 0.93696 | 1.4455 | 43.4506 | 0.26905 | 0.26667 | 0.46429 | 0 | 0.4881 | 0.24286 | 0.071429 | 4.669 | 2.0412e-05 | 3541 |  | 3192
4374 | OCEANO 1103V22 | 182601103 | OCEANO 1103 | V22 | TRUE | 810.5999 | 50.4916 | 14 | 0.81009 | 0.98855 | 29.6714 | 0.5 | 0.42857 | 0.071429 | 0 | 0.071429 | 0.42857 | 0 | 3.7136 | 2.0015e-05 | 3542 |  | 2885
657 | OAKLAND J 1102CR252 | 12091102 | OAKLAND J 1102 | CR252 | FALSE | 9962.669 | 1765.2604 | 92 | 0.93814 | 1.8002 | 20.9922 | 0.16497 | 0.5622 | 0.24234 | 0.071558 | 0.32549 | 0.24741 | 0 | 4.8231 | 2.0001e-05 | 3543 | 0.01 | 2152 | 10 | 48.94% | 0 | 1 | 19.56% | 0%
2161 | LAKEWOOD 2227W503R | 13532227 | LAKEWOOD 2227 | W503R | TRUE | 12304.5424 | 121.8736 | 89 | 0.88104 | 1.3862 | 38.2589 | 0.25827 | 0.069101 | 0.67263 | 0 | 0.69276 | 0.035112 | 0 | 6.9318 | 1.999e-05 | 3544 |  | 2765
146 | CASTRO VALLEY 1110MR379 | 14091110 | CASTRO VALLEY 1110 | MR379 | FALSE | 2535.6763 | 1749.5827 | 22 | 0.82643 | 1.665 | 38.5511 | 0.045455 | 0 | 0.91364 | 0 | 0.91364 | 0 | 0 | 5.5633 | 1.987e-05 | 3545 |  | 2658
7746 | SALT SPRINGS 21014913 | 163692101 | SALT SPRINGS 2101 | 4913 | FALSE | 6065.3094 | 6065.3094 | 54 | 0.0048091 | 3.4246 | 42.74 | 0 | 0 | 1 | 0.89969 | 0.087963 | 0 | 0.055556 | 18.0418 | 1.9829e-05 | 3546 | 0.03 | 1749 | 10 | 100% | 0 | 2 | 100% | 0%
9441 | MORRO BAY 11013487 | 183011101 | MORRO BAY 1101 | 3487 | TRUE | 2909.578 | 0 | 20 | 0.84492 | 0.95372 | 42.2448 | 0 | 0.98333 | 0.016667 | 0.01875 | 0.016667 | 0.96458 | 0.016667 | 18.563 | 1.9374e-05 | 3547 |  | 3359
5751 | FORT BRAGG A 1104CB | 42761104 | FORT BRAGG A 1104 | CB | TRUE | 4613.0306 | 118.7443 | 41 | 0.75835 | 2.8207 | 55.4608 | 0.15528 | 0.84472 | 0 | 0.019512 | 0 | 0.61585 | 0.022358 | 15.5619 | 1.9334e-05 | 3548 | 0 | 2624 | 10 | 0% | 1 | 0 | 1.77% | 0%
8075 | ALTO 1124246034 | 42031124 | ALTO 1124 | 246034 | TRUE | 413.5355 | 202.2758 | 4 | 1 | 2.5259 | 38.8137 | 0.66667 | 0.33333 | 0 | 0 | 0 | 0.33333 | 0 | 11.9379 | 1.9193e-05 | 3549 |  | 3188
650 | OAKLAND J 1116CR328 | 12091116 | OAKLAND J 1116 | CR328 | TRUE | 7907.5061 | 956.1241 | 68 | 0.92001 | 1.7647 | 17.7559 | 0 | 0.91544 | 0.084559 | 0 | 0.62304 | 0.23431 | 0 | 7.124 | 1.9049e-05 | 3550 |  | 2687
447 | OCEANO 1105V44 | 182601105 | OCEANO 1105 | V44 | FALSE | 1767.9988 | 1259.7645 | 17 | 0.76339 | 0.96052 | 39.2773 | 0 | 1 | 0 | 0.34034 | 0.039216 | 0.62045 | 0.029412 | 5.0639 | 1.8999e-05 | 3551 | 0.01 | 2527 | 10 | 6.25% | 0 | 2 | 80.43% | 0%
3262 | OAKLAND J 1106CR330 | 12091106 | OAKLAND J 1106 | CR330 | FALSE | 3874.576 | 1155.5838 | 31 | 0.91884 | 1.784 | 20.9615 | 0.22581 | 0.60215 | 0.17204 | 0 | 0.38978 | 0.16129 | 0 | 6.3746 | 1.8986e-05 | 3552 | 0.01 | 2558 | 10 | 40.09% | 0 | 0 | 20.57% | 0%
10676 | KERN OIL 1106397902 | 252721106 | KERN OIL 1106 | 397902 | TRUE | 2608.3236 | 717.5326 | 9 | 0.092109 | 0.51892 | 27.2651 | 0 | 0 | 1 | 0.22222 | 0.77778 | 0 | 0 | 0.61941 | 1.8967e-05 | 3553 |  | 3589
4873 | ALHAMBRA 110213333 | 14101102 | ALHAMBRA 1102 | 13333 | TRUE | 480.3389 | 70.7861 | 4 | 0.8223 | 1.4999 | 29.2236 | 0 | 0.80556 | 0.19444 | 0.19444 | 0 | 0.80556 | 0 | 5.7708 | 1.8911e-05 | 3554 | 0.01 | 2323 | 10 | 23.29% | 0 | 0 | 25.18% | 0%
4530 | VIEJO 220285904 | 182852202 | VIEJO 2202 | 85904 | FALSE | 3179.0036 | 1684.9898 | 24 | 0.69423 | 1.1552 | 32.5193 | 0.31597 | 0.54861 | 0.13542 | 0 | 0.40278 | 0.28125 | 0 | 12.2069 | 1.8827e-05 | 3555 | 0.01 | 2537 | 10 | 5.1% | 1 | 0 | 22.34% | 0%
6151 | EDENVALE 2113CB | 82952113 | EDENVALE 2113 | CB | TRUE | 2357.516 | 24.568 | 24 | 0.98458 | 1.2962 | 36.3613 | 0.30833 | 0 | 0.69167 | 0.35387 | 0.29613 | 0 | 0 | 4.4893 | 1.8797e-05 | 3556 |  | 3009
5686 | MORRO BAY 1102V80 | 183011102 | MORRO BAY 1102 | V80 | TRUE | 3197.8948 | 222.7519 | 28 | 0.75429 | 1.0033 | 39.3131 | 0.14881 | 0.85119 | 0 | 0 | 0 | 0.77083 | 0 | 4.6036 | 1.8567e-05 | 3557 |  | 2973
5390 | SOLEDAD 2102304826 | 182052102 | SOLEDAD 2102 | 304826 | FALSE | 14243.5781 | 8398.3076 | 61 | 0.76824 | 0.71339 | 45.9519 | 0 | 0.34426 | 0.65574 | 0.016393 | 0.70492 | 0.27869 | 0.016393 | 3.3252 | 1.8551e-05 | 3558 |  | 2949
495 | BELMONT 11109090 | 24031110 | BELMONT 1110 | 9090 | TRUE | 4202.8057 | 0 | 38 | 0.90488 | 1.4077 | 25.6251 | 0.40439 | 0.3864 | 0.20921 | 0.026316 | 0.31447 | 0.25482 | 0 | 7.0209 | 1.848e-05 | 3559 |  | 2679
1493 | SAN RAMON 2107CB | 14232107 | SAN RAMON 2107 | CB | TRUE | 14648.5405 | 486.1753 | 107 | 0.9122 | 1.5904 | 30.7753 | 0.22876 | 0.018692 | 0.74008 | 0 | 0.74008 | 0.018692 | 0.0031153 | 4.5543 | 1.7992e-05 | 3560 | 0.07 | 872 | 60 | 100% | 0 | 0 | 0.97% | 100%
1032 | ALTO 1123CB | 42031123 | ALTO 1123 | CB | TRUE | 9405.5468 | 893.6462 | 84 | 0.94627 | 2.2271 | 48.8049 | 0.48664 | 0.47619 | 0.022619 | 0 | 0.022619 | 0.46032 | 0.039087 | 9.8283 | 1.7813e-05 | 3561 | 0.01 | 2403 | 10 | 3.35% | 0 | 0 | 39.61% | 4%
8228 | GONZALES 1104415382 | 182131104 | GONZALES 1104 | 415382 | TRUE | 1920.3588 | 97.0433 | 8 | 0.81112 | 0.82306 | 43.3997 | 0 | 0 | 1 | 0 | 1 | 0 | 0 | 3.149 | 1.7728e-05 | 3562 |  | 3205
3862 | GREENBRAE 1104751 | 43091104 | GREENBRAE 1104 | 751 | TRUE | 4384.8994 | 264.612 | 31 | 0.87493 | 2.191 | 48.9754 | 0.10108 | 0.29217 | 0.60676 | 0 | 0.63257 | 0.26636 | 0.065591 | 6.5305 | 1.7653e-05 | 3563 | 0 | 2641 | 10 | 0% | 0 | 1 | 2.53% | 0%
4356 | BELMONT 11038956 | 24031103 | BELMONT 1103 | 8956 | TRUE | 2231.1917 | 474.6132 | 18 | 0.87096 | 1.3948 | 28.2014 | 0 | 0.4366 | 0.54951 | 0.34709 | 0.50507 | 0.089506 | 0 | 5.2375 | 1.7617e-05 | 3564 |  | 2884
3522 | CHESTER 1101CB | 103181101 | CHESTER 1101 | CB | TRUE | 8238.1953 | 128.9588 | 69 | 0.9079 | 2.2258 | 22.3659 | 0.018116 | 0.05245 | 0.91856 | 0.53514 | 0.39334 | 0.035887 | 0.0072464 | 8.6967 | 1.7565e-05 | 3565 | 0.01 | 2594 | 10 | 96.88% | 0 | 0 | 31.91% | 0%
1797 | BERKELEY F 1103BR110 | 12061103 | BERKELEY F 1103 | BR110 | TRUE | 5064.9775 | 0 | 45 | 0.93703 | 1.7238 | 13.5895 | 0.36673 | 0.25105 | 0.37444 | 0.12907 | 0.40654 | 0.089877 | 0 | 4.319 | 1.7521e-05 | 3566 | 0.07 | 870 | 58.15 | 51.38% | 3 | 2 | 32.55% | 100%
3950 | MONTEREY 04022644 | 182090402 | MONTEREY 0402 | 2644 | FALSE | 2922.7748 | 1828.1218 | 23 | 0.73264 | 1.0808 | 38.1335 | 0.37681 | 0.62319 | 0 | 0.17391 | 0.16667 | 0.27391 | 0 | 8.0076 | 1.7252e-05 | 3567 | 0.01 | 2140 | 10 | 0% | 1 | 1 | 53.52% | 0%
72 | PACIFICA 11026783 | 22811102 | PACIFICA 1102 | 6783 | TRUE | 6579.5365 | 0 | 50 | 0.83063 | 1.9292 | 40.1773 | 0 | 1 | 0 | 0.030476 | 0.13242 | 0.55352 | 0 | 9.3773 | 1.7237e-05 | 3568 | 0.01 | 2385 | 10 | 0% | 0 | 2 | 24.72% | 24%
973 | DEL MONTE 110138582 | 182221101 | DEL MONTE 1101 | 38582 | TRUE | 8624.1276 | 853.8778 | 53 | 0.66854 | 1.2334 | 32.9251 | 0.12376 | 0.719 | 0.15723 | 0.28625 | 0.16509 | 0.3274 | 0 | 6.5582 | 1.7201e-05 | 3569 |  | 2701
2705 | FORT ORD 210736596 | 182402107 | FORT ORD 2107 | 36596 | FALSE | 20043.7619 | 6572.3951 | 145 | 0.73724 | 1.1141 | 27.1997 | 0.12167 | 0.78276 | 0.095567 | 0.033292 | 0.16617 | 0.37668 | 0.020304 | 3.7725 | 1.719e-05 | 3570 | 0.01 | 2203 | 10 | 1.43% | 0 | 3 | 23.77% | 0%
3110 | KIRKER 2104CB | 14452104 | KIRKER 2104 | CB | TRUE | 16910.3925 | 74.5132 | 140 | 0.95549 | 1.3114 | 24.7554 | 0.09915 | 0.55744 | 0.31912 | 0.0125 | 0.42651 | 0.43339 | 0.0085714 | 4.5442 | 1.6863e-05 | 3571 |  | 2813
390 | PETALUMA C 110856774 | 42631108 | PETALUMA C 1108 | 56774 | TRUE | 4425.2807 | 385.0871 | 39 | 0.87466 | 2.0029 | 57.8116 | 0.23632 | 0.43162 | 0.33205 | 0.032051 | 0.33205 | 0.39957 | 0 | 4.9087 | 1.6584e-05 | 3572 |  | 2668
3828 | ALTO 1120500 | 42031120 | ALTO 1120 | 500 | TRUE | 5066.4275 | 426.2211 | 39 | 0.84452 | 2.3014 | 45.741 | 0.15385 | 0.33718 | 0.50897 | 0 | 0.50897 | 0.33718 | 0.029915 | 12.027 | 1.6529e-05 | 3573 |  | 2856
6401 | COPPERMINE 1104556430 | 252411104 | COPPERMINE 1104 | 556430 | FALSE | 26122.847 | 7792.8441 | 122 | 0.0010966 | 1.1731 | 29.989 | 0 | 0.0081967 | 0.9918 | 0.07377 | 0.92623 | 0 | 0 | 1.234 | 1.6369e-05 | 3574 |  | 3028
3740 | BERKELEY F 0402CB | 12060402 | BERKELEY F 0402 | CB | TRUE | 2575.0657 | 47.0231 | 21 | 0.95678 | 1.5995 | 16.49 | 0.035714 | 0.92971 | 0.015873 | 0.15079 | 0.10317 | 0.14598 | 0 | 4.1042 | 1.6197e-05 | 3575 | 0.01 | 2518 | 10 | 26.87% | 0 | 0 | 22.4% | 0%
2665 | VALLEY VIEW 1105P190 | 14341105 | VALLEY VIEW 1105 | P190 | TRUE | 3318.5959 | 0 | 28 | 0.85052 | 1.6126 | 29.8958 | 0.28036 | 0.37619 | 0.30774 | 0 | 0.52917 | 0.15476 | 0 | 7.9376 | 1.6177e-05 | 3576 | 0.01 | 2493 | 10 | 43.53% | 0 | 2 | 59.31% | 0%
2036 | SAN LEANDRO U 1114MR218 | 13111114 | SAN LEANDRO U 1114 | MR218 | FALSE | 18150.1664 | 10386.8132 | 134 | 0.85914 | 1.5862 | 40.1833 | 0.16828 | 0.29078 | 0.51748 | 0 | 0.68602 | 0.11105 | 0 | 5.7259 | 1.6173e-05 | 3577 | 0.02 | 2064 | 10 | 55.46% | 3 | 0 | 61.53% | 0%
6756 | FAIRMOUNT 0401395180 | 12650401 | FAIRMOUNT 0401 | 395180 | FALSE | 2394.7505 | 2263.8752 | 20 | 0.90368 | 1.5448 | 39.9644 | 0 | 1 | 0 | 0 | 0.81667 | 0.05 | 0 | 5.5048 | 1.6162e-05 | 3578 |  | 3059
66 | OAKLAND X 1105CB | 12541105 | OAKLAND X 1105 | CB | FALSE | 18622.3449 | 1675.1277 | 153 | 0.94784 | 1.8177 | 34.849 | 0.060131 | 0.82364 | 0.11623 | 0.047712 | 0.4902 | 0.20566 | 0 | 5.3738 | 1.6122e-05 | 3579 | 0.01 | 2506 | 10 | 21.39% | 0 | 3 | 23.79% | 0%
62 | BAY MEADOWS 2102CB | 24012102 | BAY MEADOWS 2102 | CB | TRUE | 11158.113 | 159.3502 | 95 | 0.97708 | 1.2926 | 13.8148 | 0.52161 | 0.36407 | 0.11281 | 0.0015038 | 0.13737 | 0.29889 | 0.02193 | 3.6145 | 1.5874e-05 | 3580 |  | 2653
6129 | PERRY 1101W12 | 183071101 | PERRY 1101 | W12 | FALSE | 10251.7677 | 6046.1264 | 70 | 0.80461 | 1.2779 | 42.7319 | 0.016667 | 0.93929 | 0.044048 | 0.13571 | 0.044048 | 0.80357 | 0 | 17.0579 | 1.562e-05 | 3581 | 0.02 | 1951 | 10 | 2.79% | 5 | 9 | 75.15% | 0%
3225 | VALLEY VIEW 1105CB | 14341105 | VALLEY VIEW 1105 | CB | TRUE | 7478.2552 | 0 | 59 | 0.89861 | 1.6109 | 30.0924 | 0.36949 | 0.025424 | 0.60508 | 0 | 0.60508 | 0.025424 | 0 | 7.3278 | 1.558e-05 | 3582 | 0.01 | 2575 | 10 | 56.45% | 0 | 0 | 18.73% | 0%
9168 | CAL WATER 1102690954 | 255451102 | CAL WATER 1102 | 690954 | FALSE | 6889.4894 | 6410.0397 | 12 | 0.017627 | 0.78814 | 31.9393 | 0 | 0 | 1 | 0.20833 | 0.79167 | 0 | 0 | 1.5014 | 1.5494e-05 | 3583 |  | 3318
1682 | OAKLAND J 1118CR198 | 12091118 | OAKLAND J 1118 | CR198 | TRUE | 8475.9687 | 515.4771 | 70 | 0.93648 | 1.5923 | 21.6029 | 0.26165 | 0.58287 | 0.15548 | 0.056667 | 0.45952 | 0.15668 | 0 | 10.2039 | 1.5357e-05 | 3584 | 0.01 | 2339 | 10 | 34.69% | 0 | 0 | 7.35% | 0%
416 | PACIFICA 1102CB | 22811102 | PACIFICA 1102 | CB | TRUE | 6265.5755 | 560.1275 | 51 | 0.83768 | 1.7432 | 38.206 | 0.41349 | 0.52442 | 0.062092 | 0.018419 | 0.073975 | 0.39167 | 0.0039216 | 16.6893 | 1.5294e-05 | 3585 | 0.04 | 1419 | 19.4 | 0% | 0 | 1 | 33.56% | 100%
950 | JARVIS 1108MR366 | 13501108 | JARVIS 1108 | MR366 | TRUE | 15876.8969 | 0 | 134 | 0.90252 | 1.3385 | 30.2124 | 0.055817 | 0.67655 | 0.26428 | 0.012189 | 0.30507 | 0.58438 | 0.0014925 | 3.6014 | 1.4916e-05 | 3586 |  | 2698
61 | CAMBRIA 1102W50 | 182771102 | CAMBRIA 1102 | W50 | TRUE | 5818.6322 | 997.9458 | 40 | 0.80316 | 1.3519 | 43.7823 | 0.025 | 0.87673 | 0.098268 | 0.0375 | 0.11077 | 0.82673 | 0 | 20.9499 | 1.4796e-05 | 3587 | 0.01 | 2510 | 10 | 10.45% | 0 | 0 | 58.83% | 0%
6551 | EL CERRITO G 1111760530 | 12501111 | EL CERRITO G 1111 | 760530 | TRUE | 2038.4891 | 342.5788 | 13 | 0.89738 | 1.6303 | 16.9328 | 0 | 0.82051 | 0.1641 | 0 | 0.20897 | 0.77564 | 0 | 6.6286 | 1.4653e-05 | 3588 |  | 3041
2660 | CASTRO VALLEY 1105MR201 | 14091105 | CASTRO VALLEY 1105 | MR201 | FALSE | 13962.3911 | 2014.3888 | 112 | 0.89692 | 1.6421 | 35.7114 | 0.13605 | 0.71829 | 0.11431 | 0.0625 | 0.36153 | 0.40857 | 0 | 5.0199 | 1.4628e-05 | 3589 |  | 2794
838 | MORRO BAY 1102W22 | 183011102 | MORRO BAY 1102 | W22 | FALSE | 10106.4598 | 4174.2289 | 85 | 0.79208 | 1.0176 | 37.1676 | 0.19685 | 0.75609 | 0.047059 | 0 | 0.047059 | 0.73845 | 0.0082353 | 5.9253 | 1.451e-05 | 3590 | 0.02 | 1983 | 10 | 4.74% | 0 | 3 | 47.35% | 0%
6961 | SAUSALITO 11021224 | 42491102 | SAUSALITO 1102 | 1224 | TRUE | 3249.7676 | 17.2769 | 29 | 0.96847 | 2.3571 | 46.286 | 0.25854 | 0.6101 | 0.13136 | 0 | 0.12562 | 0.39228 | 0.045977 | 25.517 | 1.4357e-05 | 3591 | 0.01 | 2355 | 10 | 29.73% | 0 | 0 | 1.49% | 0%
2515 | EL CERRITO G 1113CB | 12501113 | EL CERRITO G 1113 | CB | TRUE | 6943.4772 | 158.1749 | 63 | 0.9669 | 1.5487 | 9.0264 | 0.20966 | 0.59471 | 0.18571 | 0.22392 | 0.23031 | 0.10714 | 0 | 2.8287 | 1.4057e-05 | 3592 | 0.01 | 2477 | 10 | 100% | 0 | 0 | 4.98% | 0%
3037 | EL CERRITO G 1108CB | 12501108 | EL CERRITO G 1108 | CB | TRUE | 11783.4703 | 4.3429 | 99 | 0.95422 | 1.6505 | 16.8211 | 0.25937 | 0.62026 | 0.11532 | 0.090236 | 0.2601 | 0.22901 | 0 | 4.4354 | 1.3941e-05 | 3593 | 0.01 | 2197 | 10 | 0% | 0 | 0 | 6.48% | 0%
2758 | VALLEY VIEW 1105P124 | 14341105 | VALLEY VIEW 1105 | P124 | TRUE | 5089.5347 | 0 | 43 | 0.91062 | 1.6126 | 27.0871 | 0.23895 | 0.50872 | 0.24186 | 0 | 0.25349 | 0.49709 | 0.023256 | 4.5282 | 1.3878e-05 | 3594 | 0 | 2639 | 10 | 0% | 0 | 0 | 2.94% | 0%
3672 | EDES 1112CB | 13681112 | EDES 1112 | CB | TRUE | 911.838 | 70.4619 | 16 | 0.96837 | 1.5137 | 11.5595 | 0.30972 | 0.66528 | 0.025 | 0 | 0.1375 | 0.52778 | 0 | 10.0029 | 1.3748e-05 | 3595 | 0.01 | 2522 | 10 | 11.31% | 0 | 0 | 52.35% | 0%
2376 | VIEJO 22049110 | 182852204 | VIEJO 2204 | 9110 | TRUE | 6943.3735 | 472.9116 | 58 | 0.80353 | 1.1549 | 35.7042 | 0.17035 | 0.66129 | 0.16836 | 0 | 0.51434 | 0.31531 | 0.043103 | 10.8487 | 1.3463e-05 | 3596 | 0.01 | 2562 | 10 | 16.91% | 0 | 0 | 20.66% | 0%
2359 | PACIFICA 1101777484 | 22811101 | PACIFICA 1101 | 777484 | FALSE | 5712.0142 | 1455.0408 | 50 | 0.78722 | 2.0337 | 49.5041 | 0.27643 | 0.06 | 0.66357 | 0 | 0.70357 | 0 | 0.01 | 8.08 | 1.3219e-05 | 3597 |  | 2773
552 | ALTO 112088190 | 42031120 | ALTO 1120 | 88190 | TRUE | 4658.7637 | 163.0348 | 34 | 0.94376 | 2.3189 | 36.2569 | 0.38067 | 0.50777 | 0.11155 | 0.17139 | 0.11155 | 0.3327 | 0.014706 | 8.2632 | 1.3144e-05 | 3598 | 0 | 2649 | 10 | 0% | 0 | 0 | 0.62% | 0%
5498 | VIEJO 22049440 | 182852204 | VIEJO 2204 | 9440 | TRUE | 5507.5 | 123.7395 | 55 | 0.80661 | 1.059 | 17.7536 | 0.056385 | 0.90907 | 0.016364 | 0.29448 | 0.48065 | 0.1129 | 0 | 6.5691 | 1.3106e-05 | 3599 |  | 2959
10858 | SOLEDAD 2101125484 | 182052101 | SOLEDAD 2101 | 125484 | FALSE | 2451.828 | 1202.5462 | 4 | 0.66972 | 0.71905 | 22.5832 | 0 | 0 | 1 | 0 | 1 | 0 | 0 | 1.4457 | 1.3036e-05 | 3600 |  | 3614
9971 | LOS OSITOS 2103258688 | 182082103 | LOS OSITOS 2103 | 258688 | FALSE | 5700.7117 | 1727.2951 | 17 | 0.86115 | 0.81947 | 30.631 | 0 | 0 | 1 | 0 | 1 | 0 | 0 | 8.0047 | 1.3021e-05 | 3601 |  | 3463
10655 | OCEANO 1104793774 | 182601104 | OCEANO 1104 | 793774 | TRUE | 378.8633 | 111.8888 | 3 | 0.67507 | 0.93598 | 49.5788 | 0 | 0.88889 | 0.11111 | 0 | 0.11111 | 0.88889 | 0 | 3.4969 | 1.2894e-05 | 3602 |  | 3586
4160 | EL CERRITO G 1110CB | 12501110 | EL CERRITO G 1110 | CB | TRUE | 4157.1829 | 423.1153 | 35 | 0.93312 | 1.5438 | 22.7347 | 0.69016 | 0.28921 | 0.015873 | 0.0047619 | 0.15873 | 0.011429 | 0 | 4.0163 | 1.2627e-05 | 3603 | 0.01 | 2393 | 10 | 13.89% | 0 | 3 | 52.88% | 0%
2691 | BOSTON 0401CR242 | 13320401 | BOSTON 0401 | CR242 | TRUE | 7351.3672 | 499.489 | 59 | 0.94384 | 1.749 | 33.5008 | 0.079661 | 0.89492 | 0.0084746 | 0.037288 | 0.25169 | 0.044068 | 0 | 5.5701 | 1.2355e-05 | 3604 | 0.01 | 2138 | 10 | 0% | 0 | 0 | 9.85% | 0%
5087 | EDES 1112714759 | 13681112 | EDES 1112 | 714759 | TRUE | 1469.7626 | 361.9191 | 11 | 0.97502 | 1.5732 | 14.7797 | 0.030303 | 0.87879 | 0.090909 | 0 | 0.21212 | 0.78788 | 0 | 3.7754 | 1.2348e-05 | 3605 |  | 2936
5569 | MORRO BAY 1101CB | 183011101 | MORRO BAY 1101 | CB | TRUE | 3472.0335 | 0 | 28 | 0.92436 | 0.9618 | 28.6342 | 0.60119 | 0.36905 | 0.029762 | 0 | 0.029762 | 0.36905 | 0.011905 | 3.7912 | 1.2296e-05 | 3606 | 0.01 | 2206 | 10 | 6.38% | 0 | 0 | 29.39% | 0%
425 | CASTRO VALLEY 1105MR236 | 14091105 | CASTRO VALLEY 1105 | MR236 | FALSE | 13624.1451 | 2212.8784 | 112 | 0.93524 | 1.4737 | 33.2678 | 0.21994 | 0.63571 | 0.11979 | 0 | 0.20908 | 0.38958 | 0 | 3.0387 | 1.2234e-05 | 3607 |  | 2670
513 | OAKLAND J 1116CB | 12091116 | OAKLAND J 1116 | CB | TRUE | 30164.8941 | 0 | 253 | 0.96789 | 1.7171 | 17.1047 | 0.088337 | 0.77897 | 0.12554 | 0.051597 | 0.46125 | 0.23542 | 0 | 4.01 | 1.2121e-05 | 3608 |  | 2681
4433 | MONTEREY 04012642 | 182090401 | MONTEREY 0401 | 2642 | TRUE | 3637.2616 | 0 | 28 | 0.76787 | 1.165 | 45.0747 | 0 | 1 | 0 | 0.071429 | 0.5625 | 0.34821 | 0.029762 | 11.3125 | 1.2095e-05 | 3609 | 0.01 | 2296 | 10 | 0% | 0 | 0 | 10.11% | 0%
1060 | SAN LEANDRO U 1114MR545 | 13111114 | SAN LEANDRO U 1114 | MR545 | FALSE | 7246.1985 | 3496.0754 | 66 | 0.92197 | 1.4955 | 61.3015 | 0.25 | 0.57879 | 0.17121 | 0 | 0.17879 | 0.57121 | 0 | 4.3086 | 1.1654e-05 | 3610 | 0.02 | 1989 | 10 | 16.34% | 0 | 2 | 62.83% | 0%
8159 | SAN LUIS OBISPO 1103191498 | 182631103 | SAN LUIS OBISPO 1103 | 191498 | TRUE | 267.6915 | 189.8568 | 2 | 0.94294 | 1.0074 | 23.5 | 0 | 0.875 | 0.125 | 0 | 0.125 | 0.875 | 0 | 9.8935 | 1.1046e-05 | 3611 |  | 3198
749 | WALDO 0401CB | 13350401 | WALDO 0401 | CB | TRUE | 6516.7767 | 0 | 56 | 0.98677 | 1.5592 | 33.8291 | 0.39167 | 0.60536 | 0 | 0.11756 | 0.33495 | 0.051658 | 0.026786 | 2.8108 | 1.0513e-05 | 3612 | 0.01 | 2191 | 10 | 12.79% | 0 | 1 | 29.42% | 0%
8960 | OCEANO 1104337754 | 182601104 | OCEANO 1104 | 337754 | TRUE | 259.7315 | 97.7177 | 3 | 0.8712 | 0.90755 | 41.4423 | 0 | 1 | 0 | 0 | 0 | 1 | 0 | 6.7361 | 9.3717e-06 | 3613 |  | 3283
9582 | LOS OSITOS 2102624200 | 182082102 | LOS OSITOS 2102 | 624200 | FALSE | 3744.0071 | 2491.858 | 6 | 0.70453 | 0.92725 | 25.1539 | 0 | 0.16667 | 0.83333 | 0.16667 | 0.83333 | 0 | 0.16667 | 1.3961 | 9.1262e-06 | 3614 |  | 3383
2410 | SAN LEANDRO U 1114MR544 | 13111114 | SAN LEANDRO U 1114 | MR544 | TRUE | 7120.8066 | 27.9821 | 62 | 0.98955 | 1.5234 | 64.0327 | 0.34699 | 0.54274 | 0.095046 | 0 | 0.1427 | 0.3725 | 0 | 2.9292 | 9.0189e-06 | 3615 | 0.01 | 2422 | 10 | 45.25% | 0 | 0 | 34.37% | 0%
11035 | SOLEDAD 2101404754 | 182052101 | SOLEDAD 2101 | 404754 | FALSE | 1404.0353 | 1388.0334 | 2 | 0.49155 | 0.65564 | 14.479 | 0 | 0 | 1 | 0 | 1 | 0 | 0 | 1.0433 | 8.7569e-06 | 3616 |  | 3630
2616 | DEL MONTE 21029060 | 182222102 | DEL MONTE 2102 | 9060 | FALSE | 14415.2582 | 1524.9134 | 98 | 0.96792 | 1.1012 | 28.3556 | 0.4187 | 0.54173 | 0.039577 | 0.002551 | 0.21973 | 0.35035 | 0.0068027 | 3.3649 | 8.4533e-06 | 3617 | 0 | 2647 | 10 | 0% | 0 | 0 | 0.03% | 0%
3316 | SAN LEANDRO U 1114501762 | 13111114 | SAN LEANDRO U 1114 | 501762 | TRUE | 2438.6275 | 775.0508 | 23 | 0.98817 | 1.6507 | 41.5889 | 0.014493 | 0.53986 | 0.40217 | 0 | 0.46014 | 0.48188 | 0 | 3.1811 | 8.4178e-06 | 3618 |  | 2821
9297 | PACIFICA 1102934870 | 22811102 | PACIFICA 1102 | 934870 | TRUE | 804.8523 | 147.5524 | 7 | 0.94207 | 1.8881 | 24.328 | 0 | 1 | 0 | 0 | 0 | 0.21429 | 0 | 4.5732 | 8.4048e-06 | 3619 |  | 3338
3930 | SAN LEANDRO U 1109CR002 | 13111109 | SAN LEANDRO U 1109 | CR002 | TRUE | 1715.8521 | 269.8408 | 16 | 1 | 1.5698 | 19.4976 | 0.28437 | 0.24063 | 0.475 | 0.22812 | 0.475 | 0.0125 | 0 | 3.1934 | 7.83e-06 | 3620 | 0.04 | 1429 | 10 | 24.57% | 6 | 16 | 90.45% | 0%
5801 | BELMONT 1110330790 | 24031110 | BELMONT 1110 | 330790 | TRUE | 714.0791 | 199.5624 | 8 | 0.96748 | 1.4077 | 23.0782 | 0 | 0 | 1 | 0 | 1 | 0 | 0 | 5.6232 | 7.7899e-06 | 3621 |  | 2979
915 | WALDO 0402CB | 13350402 | WALDO 0402 | CB | TRUE | 3475.548 | 0 | 27 | 0.99552 | 1.5438 | 37.9862 | 0 | 0.96296 | 0.037037 | 0.037037 | 0.3358 | 0.2037 | 0 | 2.6721 | 7.7732e-06 | 3622 | 0.01 | 2456 | 10 | 16.14% | 2 | 4 | 59.8% | 0%
7940 | SAN LEANDRO U 1109CR284 | 13111109 | SAN LEANDRO U 1109 | CR284 | FALSE | 1550.6574 | 1235.8311 | 14 | 0.94955 | 1.5698 | 38.9798 | 0.014286 | 0.97551 | 0 | 0 | 0 | 0.97551 | 0 | 4.919 | 7.7666e-06 | 3623 | 0.01 | 2425 | 10 | 0% | 0 | 0 | 100% | 0%
472 | BANCROFT 0401CB | 13030401 | BANCROFT 0401 | CB | TRUE | 13277.3465 | 69.3073 | 103 | 0.98982 | 1.4949 | 28.2044 | 0.27594 | 0.67811 | 0.024272 | 0.057282 | 0.33262 | 0.24452 | 0 | 2.7467 | 7.67e-06 | 3624 |  | 2677
4940 | BERKELEY T 0404CB | 12660404 | BERKELEY T 0404 | CB | TRUE | 1942.0349 | 0 | 20 | 0.97505 | 1.6789 | 50.4741 | 0 | 0.94167 | 0 | 0 | 0.225 | 0.15 | 0 | 4.8481 | 7.5209e-06 | 3625 |  | 2929
206 | PACIFICA 110252715 | 22811102 | PACIFICA 1102 | 52715 | TRUE | 6122.4469 | 0 | 60 | 0.97534 | 1.8967 | 37.9852 | 0.022222 | 0.97778 | 0 | 0.18024 | 0.12024 | 0.5526 | 0.0083333 | 35.981 | 7.374e-06 | 3626 |  | 2661
3909 | MORRO BAY 1102V84 | 183011102 | MORRO BAY 1102 | V84 | TRUE | 15879.9521 | 369.7837 | 126 | 0.91689 | 1.0078 | 38.271 | 0.20718 | 0.79282 | 0 | 0 | 0.032011 | 0.71676 | 0.0047052 | 4.3964 | 7.2115e-06 | 3627 |  | 2861
4875 | OCEANO 1105V48 | 182601105 | OCEANO 1105 | V48 | TRUE | 4125.7287 | 198.7298 | 39 | 0.9635 | 0.96052 | 31.6318 | 0.22145 | 0.77855 | 0 | 0.055556 | 0.042735 | 0.68026 | 0.008547 | 8.7861 | 7.0816e-06 | 3628 | 0.01 | 2322 | 10 | 0% | 0 | 1 | 30.2% | 0%
3910 | SAN LEANDRO U 1114458451 | 13111114 | SAN LEANDRO U 1114 | 458451 | FALSE | 3952.1728 | 1967.4653 | 29 | 0.96656 | 1.4767 | 64.2948 | 0 | 0.97126 | 0.017241 | 0.017241 | 0 | 0.97126 | 0 | 3.6533 | 6.9026e-06 | 3629 |  | 2862
1300 | BANCROFT 0402CB | 13030402 | BANCROFT 0402 | CB | TRUE | 7369.6347 | 597.2084 | 58 | 0.99235 | 1.5698 | 39.731 | 0 | 0.91236 | 0.04023 | 0.079023 | 0.40603 | 0.17385 | 0 | 5.1108 | 6.6635e-06 | 3630 | 0.01 | 2356 | 10 | 1.69% | 0 | 0 | 23.45% | 0%
1186 | VIEJO 220436948 | 182852204 | VIEJO 2204 | 36948 | TRUE | 13534.0061 | 809.6273 | 109 | 0.88228 | 1.0843 | 38.2213 | 0.36241 | 0.55966 | 0.072418 | 0.011095 | 0.22887 | 0.31548 | 0.043323 | 8.4217 | 6.1078e-06 | 3631 |  | 2715
8981 | CASTRO VALLEY 1105132304 | 14091105 | CASTRO VALLEY 1105 | 132304 | TRUE | 1491.8996 | 118.6631 | 13 | 0.96511 | 1.4945 | 40.1818 | 0 | 0.48718 | 0.49359 | 0 | 0.49359 | 0.48718 | 0 | 3.5872 | 5.8099e-06 | 3632 |  | 3288
3358 | FORT BRAGG A 110436526 | 42761104 | FORT BRAGG A 1104 | 36526 | TRUE | 10589.2357 | 72.2645 | 84 | 0.96468 | 2.7817 | 61.2772 | 0 | 0.9881 | 0.011905 | 0.096131 | 0.019841 | 0.79673 | 0.022024 | 5.1922 | 5.5602e-06 | 3633 | 0 | 2637 | 10 | 0% | 0 | 0 | 6.12% | 0%
6760 | MORRO BAY 1101W04 | 183011101 | MORRO BAY 1101 | W04 | TRUE | 3941.4804 | 437.2441 | 26 | 0.96261 | 0.95447 | 49.082 | 0 | 0.91026 | 0.089744 | 0 | 0.14455 | 0.85545 | 0.025321 | 5.1943 | 3.5981e-06 | 3634 |  | 3060
11118 | DIABLO CANYON 1101CB | 189001101 | DIABLO CANYON 1101 | CB | TRUE | 0 | 0 | [13 empty] | 3635 |  | 3635

## Consequence Comparison
PZ_idx | circuit_protection_zone_id | feeder_id | feeder_name | device_operating_number | hftd_23_primary_length_under_1km | primary_length_m | primary_length_m_hftd_23 | pixel_count | mean_technosylva_structure_impact | mean_technosylva_fire_area | mean_technosylva_fire_burn_index | mean_mavf_core | mavf_consequence_rank | kpmg_Likelihood of spread and consequence
10600 | UPPER LAKE 1101CB | 42871101 | UPPER LAKE 1101 | CB | FALSE | 1791.2622 | 1791.2622 | 3 | 18.2065 | 506.8395 | 1.6445 | 4819.6954 | 90 | 1
8894 | KESWICK 11011586 | 103451101 | KESWICK 1101 | 1586 | FALSE | 11983.5348 | 11983.5348 | 39 | 2.6907 | 454.2286 | 1.5876 | 3225.6011 | 233 | 1
6776 | MIDDLETOWN 1102302610 | 43141102 | MIDDLETOWN 1102 | 302610 | FALSE | 9188.9357 | 7571.5921 | 53 | 28.2726 | 950.9895 | 1.6233 | 4327.9371 | 121
2373 | KONOCTI 1102965078 | 43311102 | KONOCTI 1102 | 965078 | FALSE | 11264.1399 | 10089.0761 | 59 | 9.3361 | 375.5193 | 1.5552 | 3338.3605 | 220
5527 | MARIPOSA 2102241564 | 254452102 | MARIPOSA 2102 | 241564 | FALSE | 1774.1526 | 1146.9072 | 14 | 18.0586 | 768.014 | 1.7623 | 6191.5313 | 26
7968 | BUCKS CREEK 1101CB | 102211101 | BUCKS CREEK 1101 | CB | FALSE | 7724.4676 | 7724.4676 | 13 | 0.57596 | 403.5107 | 1.8018 | 3512.0536 | 200 | 1
3511 | MIDDLETOWN 1103830 | 43141103 | MIDDLETOWN 1103 | 830 | FALSE | 62803.2175 | 44622.1036 | 212 | 13.6782 | 1341.4275 | 1.7193 | 4619.5228 | 102 | 1
9537 | POSO MOUNTAIN 2104CB | 253642104 | POSO MOUNTAIN 2104 | CB | FALSE | 12231.0905 | 8613.688 | 38 | 2.8887 | 1892.5498 | 1.5608 | 5318.8037 | 51 | 1
5791 | TIDEWATER 210614072 | 14652106 | TIDEWATER 2106 | 14072 | FALSE | 6206.8729 | 5897.3117 | 30 | 53.5418 | 1920.1517 | 1.7061 | 5236.689 | 59 | 1
10532 | VACA DIXON 1101126774 | 63591101 | VACA DIXON 1101 | 126774 | FALSE | 1267.3386 | 1267.3386 | 11 | 151.3846 | 812.1979 | 1.567 | 6310.2508 | 24
10277 | KIRKER 2104442850 | 14452104 | KIRKER 2104 | 442850 | FALSE | 9258.545 | 9258.545 | 30 | 62.2777 | 1757.0451 | 1.9486 | 6349.6612 | 21 | 1
8742 | COARSEGOLD 2104CB | 254432104 | COARSEGOLD 2104 | CB | FALSE | 3906.143 | 3906.143 | 27 | 28.3463 | 575.5888 | 1.7273 | 4767.3932 | 95 | 47.64
8905 | MIDDLETOWN 1101118494 | 43141101 | MIDDLETOWN 1101 | 118494 | FALSE | 1737.509 | 1714.9565 | 12 | 28.7762 | 1205.8977 | 1.7697 | 4982.7835 | 79
7743 | HIGHLANDS 1102628 | 43361102 | HIGHLANDS 1102 | 628 | FALSE | 22883.905 | 22883.905 | 51 | 5.8348 | 1213.8424 | 1.8669 | 5903.6105 | 33 | 20
10043 | WYANDOTTE 110932586 | 102911109 | WYANDOTTE 1109 | 32586 | FALSE | 2375.6773 | 2158.8587 | 15 | 31.1882 | 402.734 | 1.7344 | 3072.9006 | 260 | 11.22
10052 | POSO MOUNTAIN 2103CB | 253642103 | POSO MOUNTAIN 2103 | CB | FALSE | 3746.9222 | 3746.9222 | 10 | 5.8488 | 3143.9884 | 2.1445 | 9615.8541 | 2 | 1
4828 | CRESTA 1101546650 | 102251101 | CRESTA 1101 | 546650 | FALSE | 1443.177 | 1443.177 | 6 | 0.0022124 | 84.2326 | 1.1648 | 978.3256 | 845
8034 | MARIPOSA 2102CB | 254452102 | MARIPOSA 2102 | CB | FALSE | 8571.1084 | 8453.5074 | 31 | 8.39 | 439.8628 | 1.6111 | 3466.6155 | 205 | 1
7873 | MARIPOSA 210197142 | 254452101 | MARIPOSA 2101 | 97142 | FALSE | 7406.0615 | 7406.0615 | 40 | 18.1866 | 432.25 | 1.6208 | 5130.9585 | 66 | 1
4526 | VACA DIXON 110540092 | 63591105 | VACA DIXON 1105 | 40092 | FALSE | 68288.9427 | 37272.9556 | 464 | 167.4536 | 1155.2104 | 1.2729 | 4668.9585 | 100 | 65.39
2215 | MIDDLETOWN 1101481876 | 43141101 | MIDDLETOWN 1101 | 481876 | FALSE | 2559.0375 | 1373.1162 | 14 | 32.6839 | 1327.6344 | 1.9014 | 5568.7809 | 46
9655 | VOLTA 110149742 | 102541101 | VOLTA 1101 | 49742 | FALSE | 5593.8568 | 5593.8568 | 28 | 41.7861 | 1283.6345 | 1.9648 | 7932.3948 | 6 | 1
7414 | PUTAH CREEK 110246012 | 63681102 | PUTAH CREEK 1102 | 46012 | FALSE | 4834.6736 | 1025.1447 | 38 | 128.0684 | 1427.3319 | 1.5757 | 4755.8708 | 96
4076 | VACAVILLE 11046542 | 63601104 | VACAVILLE 1104 | 6542 | FALSE | 23588.1989 | 23588.1989 | 140 | 40.8165 | 828.3221 | 1.6554 | 4849.1896 | 86 | 1
7056 | POTTER VALLEY P H 110564118 | 42281105 | POTTER VALLEY P H 1105 | 64118 | FALSE | 15416.9418 | 2646.9433 | 101 | 22.7214 | 258.1855 | 1.353 | 2096.5335 | 427 | 1
5032 | MOUNTAIN QUARRIES 21016953 | 152282101 | MOUNTAIN QUARRIES 2101 | 6953 | FALSE | 9187.973 | 9187.973 | 58 | 29.5243 | 531.4926 | 1.6023 | 4228.1533 | 135 | 35.33
6662 | NORTH DUBLIN 2101CB | 14052101 | NORTH DUBLIN 2101 | CB | FALSE | 2942.9352 | 2836.5864 | 23 | 8.6359 | 1225.4956 | 1.3074 | 2272.276 | 388 | 1
1690 | DESCHUTES 11049718 | 103351104 | DESCHUTES 1104 | 9718 | FALSE | 56853.1165 | 29935.2858 | 357 | 93.1557 | 1236.3382 | 1.6817 | 4802.059 | 94 | 1
193 | OREGON TRAIL 110335002 | 103521103 | OREGON TRAIL 1103 | 35002 | FALSE | 91942.988 | 91942.988 | 641 | 61.1813 | 530.347 | 1.3934 | 3934.2214 | 153 | 1
7274 | MARIPOSA 2102440236 | 254452102 | MARIPOSA 2102 | 440236 | FALSE | 6874.8043 | 6874.8043 | 38 | 19.6486 | 530.8592 | 1.5043 | 3899.3651 | 157
7141 | WILDWOOD 11011454 | 103611101 | WILDWOOD 1101 | 1454 | FALSE | 12602.1173 | 12602.1173 | 31 | 7.1298 | 1110.2719 | 1.6621 | 5114.2446 | 68 | 1
7033 | VACA DIXON 1105965390 | 63591105 | VACA DIXON 1105 | 965390 | FALSE | 2587.1085 | 1209.1092 | 21 | 231.5081 | 1229.7442 | 1.5498 | 4819.484 | 91
9936 | OLETA 1101754718 | 163541101 | OLETA 1101 | 754718 | FALSE | 4640.5633 | 4640.5633 | 29 | 10.7327 | 495.2255 | 1.4532 | 2737.1841 | 306
9252 | STANISLAUS 1701CB | 162821701 | STANISLAUS 1701 | CB | FALSE | 11032.7196 | 11032.7196 | 54 | 2.1474 | 110.9656 | 1.3959 | 2134.6994 | 416 | 1
9014 | MARIPOSA 2101CB | 254452101 | MARIPOSA 2101 | CB | FALSE | 4029.4321 | 4029.4321 | 34 | 9.371 | 226.1376 | 1.3834 | 2332.9065 | 378 | 1
4909 | HARTLEY 1101698 | 43211101 | HARTLEY 1101 | 698 | FALSE | 16605.929 | 11071.0466 | 97 | 40.3928 | 782.8979 | 1.5977 | 4392.8078 | 115 | 1
4242 | POTTER VALLEY P H 110495878 | 42281104 | POTTER VALLEY P H 1104 | 95878 | FALSE | 30094.5573 | 9856.7705 | 191 | 22.9639 | 349.0196 | 1.3769 | 2217.9989 | 398 | 1
2058 | COARSEGOLD 21045310 | 254432104 | COARSEGOLD 2104 | 5310 | FALSE | 45195.5088 | 45195.5088 | 299 | 66.69 | 1064.346 | 1.7329 | 6694.8526 | 15 | 47.64
8298 | STAFFORD 1102361952 | 43201102 | STAFFORD 1102 | 361952 | FALSE | 2196.587 | 2196.587 | 9 | 16.659 | 578.8705 | 1.5988 | 3151.4111 | 248 | 14.95
1488 | AUBERRY 1101CB | 254151101 | AUBERRY 1101 | CB | FALSE | 29229.2172 | 29229.2172 | 204 | 59.9917 | 722.5728 | 1.616 | 5306.8686 | 52 | 1
3596 | VACAVILLE 11088762 | 63601108 | VACAVILLE 1108 | 8762 | FALSE | 26274.6884 | 22259.6162 | 147 | 59.6125 | 641.1376 | 1.6819 | 4502.8739 | 108 | 1
6014 | OREGON TRAIL 11041634 | 103521104 | OREGON TRAIL 1104 | 1634 | FALSE | 29441.3626 | 29110.7694 | 192 | 61.1013 | 763.6597 | 1.5543 | 4929.5026 | 80 | 1
6392 | COARSEGOLD 210410335 | 254432104 | COARSEGOLD 2104 | 10335 | FALSE | 9369.0411 | 9369.0411 | 69 | 32.6743 | 376.2604 | 1.6541 | 4247.144 | 133 | 14.95
3943 | MOUNTAIN QUARRIES 2101CB | 152282101 | MOUNTAIN QUARRIES 2101 | CB | FALSE | 40215.5467 | 40215.5467 | 262 | 27.3813 | 334.763 | 1.4822 | 2606.3425 | 328 | 65.39
2633 | PASO ROBLES 1103N54 | 182611103 | PASO ROBLES 1103 | N54 | FALSE | 34748.7236 | 32201.1783 | 221 | 43.7206 | 714.4416 | 1.5012 | 4184.3432 | 138 | 35.33
6808 | PHILO 110137222 | 42601101 | PHILO 1101 | 37222 | FALSE | 40893.1758 | 40893.1758 | 152 | 5.3781 | 381.8424 | 1.6034 | 3498.721 | 202 | 1
8006 | RISING RIVER 11011532 | 103551101 | RISING RIVER 1101 | 1532 | FALSE | 7926.8978 | 6133.1893 | 27 | 20.6181 | 1737.1083 | 1.9854 | 6536.3281 | 17 | 1
8754 | NOTRE DAME 11042408 | 102041104 | NOTRE DAME 1104 | 2408 | FALSE | 22439.0865 | 18541.2413 | 76 | 4.3235 | 203.6834 | 1.4175 | 1710.6647 | 521 | 1
5603 | HIGHLANDS 1102623120 | 43361102 | HIGHLANDS 1102 | 623120 | FALSE | 12233.579 | 10535.1094 | 67 | 18.2048 | 501.4145 | 1.5118 | 3211.1058 | 239
2079 | POTTER VALLEY P H 11051904 | 42281105 | POTTER VALLEY P H 1105 | 1904 | FALSE | 64429.3728 | 51242.8521 | 332 | 12.9374 | 411.3589 | 1.393 | 1914.8501 | 471 | 1
8836 | VOLTA 1101CB | 102541101 | VOLTA 1101 | CB | FALSE | 14817.1823 | 14817.1823 | 80 | 15.4279 | 535.7339 | 1.5705 | 3549.008 | 194 | 1
6191 | COARSEGOLD 2104570682 | 254432104 | COARSEGOLD 2104 | 570682 | FALSE | 3264.3372 | 3264.3372 | 26 | 37.3281 | 406.605 | 1.4887 | 4471.4183 | 111 | 65.39
8841 | NORTH DUBLIN 210311101 | 14052103 | NORTH DUBLIN 2103 | 11101 | FALSE | 5931.2678 | 5931.2678 | 37 | 53.6144 | 1888.7504 | 1.6683 | 6042.3197 | 28 | 26.55
7776 | NORTH DUBLIN 21039473 | 14052103 | NORTH DUBLIN 2103 | 9473 | FALSE | 4735.3386 | 3890.479 | 27 | 51.0402 | 1642.5087 | 1.4867 | 3855.297 | 162 | 20
9266 | WILLOW PASS 2107445650 | 13912107 | WILLOW PASS 2107 | 445650 | FALSE | 1066.4109 | 1066.4109 | 5 | 78.4168 | 1016.2023 | 1.6584 | 6011.651 | 29
2272 | MIDDLETOWN 1102414 | 43141102 | MIDDLETOWN 1102 | 414 | FALSE | 18899.455 | 9544.4247 | 114 | 17.8575 | 597.6675 | 1.4494 | 3081.157 | 259 | 14.95
3625 | CAYETANO 2109884904 | 14422109 | CAYETANO 2109 | 884904 | FALSE | 18739.6016 | 18723.6816 | 77 | 28.2712 | 1913.9876 | 1.571 | 3934.604 | 152
5260 | VOLTA 11011568 | 102541101 | VOLTA 1101 | 1568 | FALSE | 37176.4968 | 37176.4968 | 136 | 8.9878 | 771.9304 | 1.6096 | 3456.9848 | 206 | 1
4693 | MIDDLETOWN 1101CB | 43141101 | MIDDLETOWN 1101 | CB | FALSE | 22365.4615 | 7612.1604 | 146 | 28.0656 | 565.0907 | 1.4372 | 2568.6158 | 335 | 85.45
2088 | COARSEGOLD 21035020 | 254432103 | COARSEGOLD 2103 | 5020 | FALSE | 26887.6514 | 26064.8634 | 159 | 30.4178 | 822.7055 | 1.6549 | 4882.5801 | 85 | 1
7913 | JESSUP 11023105 | 103441102 | JESSUP 1102 | 3105 | FALSE | 9965.2703 | 9659.0441 | 65 | 82.2844 | 721.3344 | 1.5175 | 5852.1243 | 38 | 35.33
10257 | CAYETANO 2111389190 | 14422111 | CAYETANO 2111 | 389190 | FALSE | 4452.7835 | 3542.8058 | 18 | 28.5077 | 1618.9056 | 1.4312 | 3658.7668 | 184
745 | PUTAH CREEK 110267858 | 63681102 | PUTAH CREEK 1102 | 67858 | FALSE | 18377.3415 | 18377.3415 | 107 | 62.4966 | 1641.1607 | 1.7322 | 5416.4769 | 50 | 47.64
835 | ZACA 1102Y54 | 182681102 | ZACA 1102 | Y54 | FALSE | 55238.5351 | 54847.9366 | 296 | 36.7789 | 1176.6437 | 1.6227 | 4332.6246 | 120 | 1
7864 | SISQUOC 1103867486 | 182811103 | SISQUOC 1103 | 867486 | FALSE | 5219.4397 | 3405.4305 | 20 | 9.3765 | 723.5565 | 1.1262 | 3380.0089 | 213
10173 | CALPINE 1146400 | 48011146 | CALPINE 1146 | 400 | FALSE | 5057.3021 | 5057.3021 | 8 | 4.3963 | 280.6742 | 1.6956 | 3849.0683 | 163 | 1
615 | KERCKHOFF 1101CB | 252561101 | KERCKHOFF 1101 | CB | FALSE | 27398.7529 | 27398.7529 | 154 | 33.6833 | 722.441 | 1.6937 | 5271.5559 | 56 | 1
1695 | DESCHUTES 110449024 | 103351104 | DESCHUTES 1104 | 49024 | FALSE | 26972.4504 | 26707.9675 | 209 | 93.658 | 584.4359 | 1.4331 | 4699.5815 | 98 | 65.39
3728 | DESCHUTES 11041370 | 103351104 | DESCHUTES 1104 | 1370 | FALSE | 35764.2 | 21861.3958 | 272 | 73.5799 | 523.2518 | 1.4378 | 3756.8301 | 175 | 1
6277 | WILLITS 1103964 | 42661103 | WILLITS 1103 | 964 | FALSE | 8651.6925 | 4999.6692 | 41 | 18.4177 | 784.0423 | 1.5294 | 2706.926 | 309 | 11.22
6777 | BELL 11085703 | 152701108 | BELL 1108 | 5703 | FALSE | 12751.5705 | 8525.0586 | 96 | 39.2937 | 300.4716 | 1.4029 | 2775.9092 | 303 | 1
10040 | PANORAMA 11021632 | 103461102 | PANORAMA 1102 | 1632 | FALSE | 13751.6318 | 13751.6318 | 19 | 2.2776 | 1800.6401 | 1.6812 | 4338.5101 | 118 | 1
9960 | WILLITS 1103CB | 42661103 | WILLITS 1103 | CB | FALSE | 6348.7863 | 4804 | 44 | 27.6046 | 310.1803 | 1.293 | 1870.2515 | 482 | 1
6501 | SAN MIGUEL 1104895760 | 182661104 | SAN MIGUEL 1104 | 895760 | FALSE | 19502.5171 | 14756.3663 | 96 | 35.074 | 636.2711 | 1.3877 | 3633.0115 | 188
4461 | SANTA YNEZ 1104Y04 | 182721104 | SANTA YNEZ 1104 | Y04 | FALSE | 35997.3396 | 25194.6309 | 238 | 61.5615 | 771.2418 | 1.5379 | 5141.1422 | 64 | 35.33
3147 | HOPLAND 1101768 | 42251101 | HOPLAND 1101 | 768 | FALSE | 31882.0115 | 27234.0747 | 115 | 4.436 | 500.1507 | 1.427 | 3417.6208 | 210 | 1
6991 | COVELO 1101478952 | 43061101 | COVELO 1101 | 478952 | FALSE | 5727.3171 | 1143.6662 | 39 | 74.6881 | 589.4006 | 1.183 | 2674.3103 | 318
9010 | STAFFORD 11021202 | 43201102 | STAFFORD 1102 | 1202 | FALSE | 12713.8882 | 12713.8882 | 41 | 16.075 | 421.3686 | 1.4002 | 2432.9018 | 355 | 35.33
5081 | RED BLUFF 11041566 | 103541104 | RED BLUFF 1104 | 1566 | FALSE | 24740.5736 | 19451.0946 | 94 | 17.9618 | 1165.4473 | 1.7088 | 4262.1109 | 129 | 1
3800 | DESCHUTES 11049726 | 103351104 | DESCHUTES 1104 | 9726 | FALSE | 27359.7494 | 25257.4681 | 197 | 71.4897 | 510.5969 | 1.4128 | 4058.7556 | 145 | 35.33
4142 | GIRVAN 1101323094 | 103401101 | GIRVAN 1101 | 323094 | FALSE | 58176.4815 | 58176.4815 | 208 | 8.9822 | 834.0119 | 1.5297 | 3224.7709 | 234 | 1
4869 | BELL 11082202 | 152701108 | BELL 1108 | 2202 | FALSE | 53635.0932 | 52339.4363 | 363 | 26.6847 | 327.2614 | 1.365 | 2599.5441 | 330 | 1
9492 | OLETA 1101296804 | 163541101 | OLETA 1101 | 296804 | FALSE | 5287.5044 | 5287.5044 | 12 | 9.0052 | 663.1284 | 1.5887 | 2252.1128 | 392
10541 | CLARKSVILLE 2105CB | 153612105 | CLARKSVILLE 2105 | CB | FALSE | 1481.3738 | 1293.943 | 9 | 22.7876 | 696.9001 | 1.4558 | 1193.2799 | 733 | 14.95
5372 | TEMPLETON 2113A20 | 183052113 | TEMPLETON 2113 | A20 | FALSE | 12666.4228 | 11999.0835 | 92 | 51.1462 | 594.6002 | 1.3918 | 4208.4041 | 137 | 1
8293 | VACAVILLE 110838316 | 63601108 | VACAVILLE 1108 | 38316 | FALSE | 36512.8123 | 25616.7426 | 232 | 83.4921 | 1230.8761 | 1.6077 | 4684.5531 | 99 | 35.33
907 | COTTONWOOD 1102544790 | 102931102 | COTTONWOOD 1102 | 544790 | FALSE | 27462.4335 | 26342.4042 | 185 | 52.7606 | 588.6309 | 1.5205 | 3941.9662 | 151
6176 | COARSEGOLD 21045525 | 254432104 | COARSEGOLD 2104 | 5525 | FALSE | 21152.7165 | 21152.7165 | 175 | 55.3391 | 922.9867 | 1.6337 | 5306.8404 | 53 | 1
3989 | MIDDLETOWN 1102878 | 43141102 | MIDDLETOWN 1102 | 878 | FALSE | 9206.6572 | 5430.6654 | 49 | 15.5167 | 482.5174 | 1.4325 | 2682.7456 | 315 | 11.22
2201 | RACETRACK 1704CB | 163761704 | RACETRACK 1704 | CB | FALSE | 36834.5436 | 36834.5436 | 193 | 11.7519 | 279.2528 | 1.4641 | 2972.4937 | 272 | 26.55
4707 | HIGHLANDS 1103828 | 43361103 | HIGHLANDS 1103 | 828 | FALSE | 17153.3338 | 13828.9706 | 112 | 41.9844 | 549.4514 | 1.4599 | 3831.1552 | 164 | 65.39
8759 | KERCKHOFF 1101R308 | 252561101 | KERCKHOFF 1101 | R308 | FALSE | 6217.3701 | 6217.3701 | 22 | 8.2537 | 465.4833 | 1.6851 | 4314.2777 | 123 | 1
7918 | FORESTHILL 1102CB | 152181102 | FORESTHILL 1102 | CB | FALSE | 2646.4634 | 2646.4634 | 13 | 1.1331 | 40.8819 | 1.243 | 1109.8091 | 772 | 11.22
9076 | SYCAMORE CREEK 1111976428 | 102971111 | SYCAMORE CREEK 1111 | 976428 | FALSE | 16955.2499 | 14081.5812 | 82 | 19.6634 | 617.5004 | 1.3055 | 2148.1965 | 412
6711 | PUTAH CREEK 110396792 | 63681103 | PUTAH CREEK 1103 | 96792 | FALSE | 8212.3137 | 6394.0351 | 30 | 115.7273 | 1770.8786 | 1.6006 | 5020.5256 | 72
9779 | COARSEGOLD 21046210 | 254432104 | COARSEGOLD 2104 | 6210 | FALSE | 17177.2503 | 17177.2503 | 49 | 14.523 | 1146.1122 | 1.7391 | 5877.8631 | 34 | 1
7407 | TEMPLETON 2113A12 | 183052113 | TEMPLETON 2113 | A12 | FALSE | 64854.5144 | 64854.5144 | 180 | 8.0048 | 732.4469 | 1.5557 | 3289.4433 | 226 | 1
6929 | CLARKSVILLE 2104CB | 153612104 | CLARKSVILLE 2104 | CB | FALSE | 16489.2317 | 14163.76 | 107 | 24.2576 | 380.3933 | 1.4561 | 2292.759 | 385 | 65.39
8076 | NORTH DUBLIN 2103CB | 14052103 | NORTH DUBLIN 2103 | CB | FALSE | 24190.4571 | 22339.3117 | 147 | 21.9049 | 1248.5941 | 1.3367 | 2373.5412 | 366 | 1
9798 | BALCH NO 1 1101CB | 252501101 | BALCH NO 1 1101 | CB | FALSE | 16978.5039 | 16978.5039 | 33 | 3.5229 | 409.3137 | 1.7067 | 4275.4303 | 128 | 1
12 | PASO ROBLES 1103N50 | 182611103 | PASO ROBLES 1103 | N50 | FALSE | 3586.1974 | 3586.1974 | 24 | 18.2805 | 280.2536 | 1.3131 | 1403.0605 | 636 | 47.64
461 | KONOCTI 1102354890 | 43311102 | KONOCTI 1102 | 354890 | FALSE | 19596.9379 | 15016.4864 | 131 | 7.4214 | 297.9847 | 1.9249 | 1727.5671 | 518
4081 | OREGON TRAIL 11021382 | 103521102 | OREGON TRAIL 1102 | 1382 | FALSE | 8797.2782 | 8797.2782 | 67 | 34.6285 | 350.4798 | 1.265 | 2904.98 | 289 | 1
207 | AUBERRY 1102CB | 254151102 | AUBERRY 1102 | CB | FALSE | 55860.8325 | 55860.8325 | 368 | 78.186 | 972.7251 | 1.7068 | 6445.9013 | 19 | 1
929 | CORRAL 1101CB | 162991101 | CORRAL 1101 | CB | FALSE | 44193.7001 | 42311.3503 | 280 | 44.8559 | 791.9078 | 1.4334 | 3983.5914 | 150 | 65.39
3287 | ANDERSON 11031600 | 103261103 | ANDERSON 1103 | 1600 | FALSE | 17254.9785 | 7231.4682 | 106 | 39.0274 | 887.8976 | 1.5201 | 3227.6771 | 231 | 1
1107 | COARSEGOLD 210410030 | 254432104 | COARSEGOLD 2104 | 10030 | FALSE | 59186.5885 | 54599.1868 | 227 | 24.9627 | 1515.3081 | 1.8093 | 5711.1735 | 43 | 1
9519 | ARBUCKLE 1104669720 | 62081104 | ARBUCKLE 1104 | 669720 | FALSE | 7831.1318 | 3612.2461 | 22 | 10.5853 | 1390.3179 | 1.3614 | 4178.9611 | 140
3809 | WISE 11022230 | 152271102 | WISE 1102 | 2230 | FALSE | 40267.1112 | 38210.8819 | 278 | 41.2229 | 404.8095 | 1.2957 | 3101.6196 | 254 | 47.64
2464 | SHEPHERD 2111327814 | 252062111 | SHEPHERD 2111 | 327814 | FALSE | 23697.2526 | 18621.0587 | 119 | 31.5031 | 1212.7258 | 1.6791 | 5439.3493 | 48
3815 | PANORAMA 1102280170 | 103461102 | PANORAMA 1102 | 280170 | FALSE | 24945.6136 | 20943.3132 | 102 | 9.803 | 997.9922 | 1.5316 | 2725.4901 | 307
6611 | DESCHUTES 1101CB | 103351101 | DESCHUTES 1101 | CB | FALSE | 17940.9873 | 8017.5323 | 118 | 41.4884 | 368.9946 | 1.3837 | 2481.2226 | 344 | 1
195 | COARSEGOLD 21045300 | 254432104 | COARSEGOLD 2104 | 5300 | FALSE | 89782.9365 | 89782.9365 | 507 | 49.8993 | 778.2831 | 1.6207 | 5197.3797 | 62 | 1
5871 | FLINT 1101750 | 152531101 | FLINT 1101 | 750 | FALSE | 14900.5272 | 7342.9025 | 93 | 32.2637 | 213.8789 | 1.4408 | 2183.6202 | 404 | 65.39
952 | SANTA YNEZ 1104Y66 | 182721104 | SANTA YNEZ 1104 | Y66 | FALSE | 29410.1773 | 27268.3855 | 138 | 16.475 | 1783.1955 | 1.8051 | 4926.5491 | 81 | 35.33
1401 | SAN JOAQUIN #2 110310320 | 252521103 | SAN JOAQUIN #2 1103 | 10320 | FALSE | 18962.0898 | 18962.0898 | 133 | 21.8855 | 387.6218 | 1.5368 | 3652.1529 | 186 | 1
3591 | SANTA YNEZ 1101277014 | 182721101 | SANTA YNEZ 1101 | 277014 | FALSE | 26491.1541 | 8850.8283 | 149 | 30.0823 | 820.1721 | 1.4798 | 3435.5989 | 208
2737 | VOLTA 110153118 | 102541101 | VOLTA 1101 | 53118 | FALSE | 15490.2629 | 15490.2629 | 47 | 15.2646 | 1062.3089 | 1.8653 | 5134.3568 | 65 | 1
5717 | SHINGLE SPRINGS 210935598 | 153652109 | SHINGLE SPRINGS 2109 | 35598 | FALSE | 17452.8092 | 17452.8092 | 122 | 23.3882 | 296.7387 | 1.4125 | 2054.3578 | 443 | 14.95
1630 | OREGON TRAIL 11041574 | 103521104 | OREGON TRAIL 1104 | 1574 | FALSE | 30217.612 | 27209.5234 | 221 | 51.3355 | 380.3933 | 1.3567 | 3321.0394 | 222 | 1
2168 | HOPLAND 11014626 | 42251101 | HOPLAND 1101 | 4626 | FALSE | 50138.0738 | 43527.4256 | 238 | 12.4195 | 395.1285 | 1.4071 | 2906.275 | 288 | 1
10275 | SAN MIGUEL 1105873457 | 182661105 | SAN MIGUEL 1105 | 873457 | FALSE | 3228.1461 | 2440.6531 | 18 | 43.4813 | 775.8451 | 1.6122 | 3816.6955 | 166
5141 | AUBERRY 1101R2578 | 254151101 | AUBERRY 1101 | R2578 | FALSE | 74560.0099 | 74560.0099 | 506 | 57.6922 | 810.3069 | 1.6384 | 5003.4373 | 77 | 1
710 | COARSEGOLD 2103CB | 254432103 | COARSEGOLD 2103 | CB | FALSE | 61825.449 | 61825.449 | 420 | 18.8935 | 377.2751 | 1.4388 | 2969.029 | 273 | 1
9397 | BEAR VALLEY 21059570 | 252192105 | BEAR VALLEY 2105 | 9570 | FALSE | 12951.7997 | 12951.7997 | 59 | 7.6807 | 1249.2027 | 1.8701 | 4812.6159 | 92 | 1
4772 | COARSEGOLD 2102CB | 254432102 | COARSEGOLD 2102 | CB | FALSE | 22596.9807 | 22596.9807 | 79 | 9.6899 | 342.4518 | 1.5859 | 3040.7048 | 264 | 1
5439 | KONOCTI 110264664 | 43311102 | KONOCTI 1102 | 64664 | FALSE | 46084.8025 | 44670.3665 | 263 | 12.8303 | 451.873 | 1.4905 | 2595.543 | 331 | 26.55
307 | MOUNTAIN QUARRIES 21011350 | 152282101 | MOUNTAIN QUARRIES 2101 | 1350 | FALSE | 34999.9271 | 34999.9271 | 212 | 10.7385 | 273.0249 | 1.401 | 2128.0484 | 418 | 1
8396 | NORTH DUBLIN 2101MR765 | 14052101 | NORTH DUBLIN 2101 | MR765 | FALSE | 3411.7079 | 3330.9197 | 15 | 18.1471 | 1211.3383 | 1.319 | 1924.3853 | 466
6379 | PUTAH CREEK 11028352 | 63681102 | PUTAH CREEK 1102 | 8352 | FALSE | 19103.6731 | 10298.4219 | 133 | 60.5624 | 929.1833 | 1.2272 | 3533.4319 | 197 | 1
7979 | KONOCTI 1102716 | 43311102 | KONOCTI 1102 | 716 | FALSE | 27459.7262 | 24685.2253 | 109 | 7.4625 | 242.6899 | 1.3646 | 2445.3377 | 351 | 1
1249 | PENRYN 11032198 | 152561103 | PENRYN 1103 | 2198 | FALSE | 33673.9837 | 32552.0609 | 248 | 29.2241 | 186.8841 | 1.2075 | 1901.3176 | 477 | 47.64
3674 | AUBERRY 1102R309 | 254151102 | AUBERRY 1102 | R309 | FALSE | 13825.8859 | 13825.8859 | 92 | 49.3035 | 1091.4599 | 1.7522 | 5876.5086 | 35 | 1
1420 | MIDDLETOWN 1102998 | 43141102 | MIDDLETOWN 1102 | 998 | FALSE | 27408.0031 | 23900.855 | 205 | 23.2401 | 406.6821 | 1.4097 | 2601.6522 | 329 | 47.64
6398 | CAYETANO 2109MR572 | 14422109 | CAYETANO 2109 | MR572 | FALSE | 19863.5833 | 13342.8208 | 80 | 25.9067 | 3161.6812 | 1.5736 | 3855.5003 | 161 | 1
6361 | APPLE HILL 21026552 | 153662102 | APPLE HILL 2102 | 6552 | FALSE | 20088.9562 | 20088.9562 | 139 | 7.5473 | 83.0645 | 1.2907 | 1458.479 | 613 | 1
5677 | BANGOR 110180670 | 103191101 | BANGOR 1101 | 80670 | FALSE | 26435.3887 | 23201.6685 | 158 | 36.3786 | 574.0106 | 1.4149 | 3120.2999 | 252 | 1
7666 | JAMESON 1103118944 | 63801103 | JAMESON 1103 | 118944 | FALSE | 8499.846 | 3772.9974 | 41 | 30.5587 | 923.8543 | 1.4249 | 3739.9482 | 177
5313 | HIGHLANDS 1103482 | 43361103 | HIGHLANDS 1103 | 482 | FALSE | 41604.9679 | 39433.4736 | 188 | 13.4284 | 592.295 | 1.5444 | 3402.5308 | 212 | 1
5299 | HIGGINS 1109CB | 152691109 | HIGGINS 1109 | CB | FALSE | 37179.8547 | 36440.0989 | 254 | 17.9428 | 200.8786 | 1.3648 | 2336.1435 | 377 | 1
7848 | OAKHURST 1101636114 | 254421101 | OAKHURST 1101 | 636114 | FALSE | 32974.1643 | 32974.1643 | 153 | 17.4655 | 1008.7865 | 1.7929 | 5596.4616 | 45
5709 | HIGGINS 110950072 | 152691109 | HIGGINS 1109 | 50072 | FALSE | 68212.3656 | 68212.3656 | 424 | 25.8564 | 409.8763 | 1.4629 | 2904.6654 | 290 | 1
3710 | MARIPOSA 210110070 | 254452101 | MARIPOSA 2101 | 10070 | FALSE | 42054.457 | 42054.457 | 249 | 10.4141 | 330.3139 | 1.5472 | 3802.6518 | 169 | 1
3891 | MARIPOSA 210210880 | 254452102 | MARIPOSA 2102 | 10880 | FALSE | 64212.5757 | 63861.6467 | 362 | 39.2675 | 872.5588 | 1.6729 | 5019.3026 | 74 | 1
1822 | BELL 110750172 | 152701107 | BELL 1107 | 50172 | FALSE | 30233.9103 | 28142.3136 | 210 | 41.4146 | 439.0662 | 1.428 | 3226.5987 | 232 | 26.55
7084 | VACAVILLE 111113652 | 63601111 | VACAVILLE 1111 | 13652 | FALSE | 6914.8485 | 6914.8485 | 58 | 37.1379 | 320.599 | 1.2424 | 2370.7576 | 367 | 47.64
3429 | CLOVERDALE 1101399855 | 42821101 | CLOVERDALE 1101 | 399855 | FALSE | 4438.9669 | 4409.9199 | 19 | 6.3993 | 107.1608 | 1.4344 | 1799.172 | 506
9762 | HARTLEY 11014710 | 43211101 | HARTLEY 1101 | 4710 | FALSE | 2414.0517 | 2414.0517 | 18 | 39.8769 | 242.6754 | 1.5033 | 3402.6996 | 211 | 1
2103 | DOBBINS 11011808 | 153741101 | DOBBINS 1101 | 1808 | FALSE | 25003.3757 | 25003.3757 | 171 | 13.2697 | 262.0072 | 1.48 | 2096.2914 | 428 | 1
3817 | DESCHUTES 11011380 | 103351101 | DESCHUTES 1101 | 1380 | FALSE | 37070.8959 | 28672.6173 | 204 | 26.7529 | 733.9954 | 1.4356 | 2782.7866 | 301 | 1
1392 | SAND CREEK 110345190 | 254601103 | SAND CREEK 1103 | 45190 | FALSE | 60483.5997 | 60483.5997 | 416 | 40.3884 | 933.8468 | 1.7599 | 5858.6509 | 37 | 1
4741 | BRENTWOOD 2105B504R | 14592105 | BRENTWOOD 2105 | B504R | FALSE | 18129.2647 | 14074.6887 | 97 | 16.7662 | 933.2185 | 1.3631 | 3474.2779 | 204 | 1
4859 | OREGON TRAIL 1102CB | 103521102 | OREGON TRAIL 1102 | CB | FALSE | 15377.0316 | 15053.0301 | 98 | 21.597 | 251.3011 | 1.4194 | 2689.4423 | 314 | 20
1063 | MARIPOSA 210110990 | 254452101 | MARIPOSA 2101 | 10990 | FALSE | 64432.5092 | 64432.5092 | 390 | 26.1546 | 398.5987 | 1.6141 | 4452.3041 | 112 | 1
9382 | CORNING 110185162 | 103331101 | CORNING 1101 | 85162 | FALSE | 9267.4821 | 9267.4821 | 28 | 19.545 | 2875.2568 | 1.8539 | 5246.1165 | 57 | 1
1035 | CORRAL 110136652 | 162991101 | CORRAL 1101 | 36652 | FALSE | 58152.9177 | 58152.9177 | 357 | 38.4837 | 689.6835 | 1.46 | 3912.9423 | 155 | 35.33
4603 | UPPER LAKE 1101660 | 42871101 | UPPER LAKE 1101 | 660 | FALSE | 15616.9486 | 9914.559 | 91 | 22.8877 | 380.7826 | 1.4688 | 2640.3198 | 322 | 1
521 | WILLITS 1103696 | 42661103 | WILLITS 1103 | 696 | FALSE | 15381.4122 | 10464.5667 | 87 | 28.5044 | 522.6333 | 1.5576 | 2155.4593 | 411 | 1
134 | SAN JOAQUIN #2 1103CB | 252521103 | SAN JOAQUIN #2 1103 | CB | FALSE | 109280.4349 | 109280.4349 | 589 | 17.6578 | 494.5527 | 1.6236 | 3828.8466 | 165 | 1
3686 | UKIAH 1111534 | 42771111 | UKIAH 1111 | 534 | FALSE | 33775.8497 | 30432.3399 | 142 | 5.6161 | 460.2441 | 1.5104 | 3212.6445 | 237 | 1
8712 | ELK CREEK 110193504 | 102781101 | ELK CREEK 1101 | 93504 | FALSE | 4036.8011 | 3461.2366 | 15 | 18.8791 | 1527.825 | 1.6323 | 4082.5968 | 144 | 1
10786 | PEABODY 2113873304 | 63642113 | PEABODY 2113 | 873304 | FALSE | 1312.9508 | 1312.9508 | 5 | 19.477 | 1125.8533 | 1.3712 | 4833.6394 | 88
9423 | CLAY 110359714 | 163341103 | CLAY 1103 | 59714 | FALSE | 7503.916 | 7503.916 | 34 | 5.0562 | 542.4548 | 1.6679 | 2408.1592 | 360 | 1
4480 | LUCERNE 1106526 | 43351106 | LUCERNE 1106 | 526 | FALSE | 17461.3012 | 16256.6321 | 100 | 4.5038 | 137.672 | 1.3873 | 2700.181 | 312 | 1
3034 | HOPLAND 1101558 | 42251101 | HOPLAND 1101 | 558 | FALSE | 15006.3638 | 4818.3603 | 72 | 1.5419 | 83.3396 | 1.1546 | 857.3477 | 909 | 1
4451 | HIGHLANDS 1103568 | 43361103 | HIGHLANDS 1103 | 568 | FALSE | 14789.9903 | 12940.6184 | 118 | 19.1891 | 383.0834 | 1.5286 | 2034.9748 | 449 | 1
5062 | AUBERRY 1102R902 | 254151102 | AUBERRY 1102 | R902 | FALSE | 24261.144 | 24261.144 | 156 | 31.7075 | 729.4974 | 1.6994 | 4129.7341 | 141 | 1
5371 | SUNOL 1101MR169 | 14241101 | SUNOL 1101 | MR169 | FALSE | 15006.414 | 4976.4795 | 96 | 6.4324 | 809.3183 | 1.1093 | 2310.912 | 383 | 1
8139 | LAS GALLINAS A 110599904 | 42991105 | LAS GALLINAS A 1105 | 99904 | FALSE | 8949.4853 | 8949.4853 | 54 | 1.2075 | 101.2466 | 1.27 | 1184.3918 | 739 | 65.39
4462 | WILLITS 110337504 | 42661103 | WILLITS 1103 | 37504 | FALSE | 5704.6998 | 1890.9339 | 41 | 27.6076 | 301.877 | 1.219 | 1727.1376 | 519 | 1
4593 | POSO MOUNTAIN 2101CB | 253642101 | POSO MOUNTAIN 2101 | CB | FALSE | 6924.1001 | 6924.1001 | 22 | 2.218 | 1970.7719 | 1.6976 | 4006.0392 | 149 | 1
6909 | WYANDOTTE 1109702710 | 102911109 | WYANDOTTE 1109 | 702710 | FALSE | 7335.7671 | 4286.5556 | 49 | 22.1451 | 177.5324 | 1.2398 | 1323.547 | 672
10031 | SOLEDAD 2102346006 | 182052102 | SOLEDAD 2102 | 346006 | FALSE | 3918.3073 | 3650.4625 | 5 | 0.79425 | 318.2973 | 1.5624 | 3061.2643 | 262
905 | CORNING 110290036 | 103331102 | CORNING 1102 | 90036 | FALSE | 23187.5221 | 21561.1762 | 87 | 19.8763 | 2406.7857 | 1.7103 | 4520.2585 | 105 | 1
5847 | OAKHURST 11035732 | 254421103 | OAKHURST 1103 | 5732 | FALSE | 5445.3198 | 5445.3198 | 37 | 17.964 | 354.5021 | 1.7301 | 4484.9828 | 109 | 1
5505 | MARIPOSA 210237282 | 254452102 | MARIPOSA 2102 | 37282 | FALSE | 96262.8931 | 86430.7687 | 498 | 19.288 | 686.7493 | 1.625 | 4244.8756 | 134 | 1
4841 | OAKHURST 110363334 | 254421103 | OAKHURST 1103 | 63334 | FALSE | 27819.9713 | 27819.9713 | 154 | 36.6418 | 660.9447 | 1.6199 | 5273.9392 | 55 | 65.39
8342 | BANGOR 110131502 | 103191101 | BANGOR 1101 | 31502 | FALSE | 19104.3686 | 19104.3686 | 102 | 17.8334 | 452.8743 | 1.4335 | 1982.4694 | 459 | 1
2854 | SHINGLE SPRINGS 21099372 | 153652109 | SHINGLE SPRINGS 2109 | 9372 | FALSE | 28750.7098 | 28750.7098 | 190 | 18.2235 | 351.5641 | 1.4612 | 1860.3939 | 487 | 26.55
6313 | SAN MIGUEL 1104N60 | 182661104 | SAN MIGUEL 1104 | N60 | FALSE | 14171.0101 | 13316.658 | 66 | 24.5506 | 801.7987 | 1.5397 | 3875.817 | 160 | 1
2085 | LINCOLN 1104685276 | 153701104 | LINCOLN 1104 | 685276 | FALSE | 34821.9656 | 10432.3869 | 216 | 55.0925 | 1035.5607 | 1.0947 | 3212.4401 | 238
9295 | BROWNS VALLEY 110117011 | 152921101 | BROWNS VALLEY 1101 | 17011 | FALSE | 3005.3172 | 3005.3172 | 22 | 24.388 | 643.5971 | 1.5864 | 2978.7374 | 270 | 1
1428 | ZACA 1102Y02 | 182681102 | ZACA 1102 | Y02 | FALSE | 21138.3499 | 16812.4916 | 158 | 51.6504 | 645.4235 | 1.3464 | 3729.2174 | 180 | 1
6825 | OLETA 1102186326 | 163541102 | OLETA 1102 | 186326 | FALSE | 20743.7329 | 19088.8539 | 123 | 11.2449 | 255.5675 | 1.5029 | 2157.6907 | 410
7670 | STANISLAUS 1702CB | 162821702 | STANISLAUS 1702 | CB | FALSE | 13066.3244 | 13066.3244 | 67 | 0.94382 | 65.4375 | 1.16 | 1253.7272 | 700 | 1
9773 | MADISON 2101117644 | 63172101 | MADISON 2101 | 117644 | FALSE | 3757.3782 | 1080.3525 | 12 | 6.6729 | 441.932 | 1.4237 | 2949.3645 | 280
10170 | PUTAH CREEK 1105617260 | 63681105 | PUTAH CREEK 1105 | 617260 | FALSE | 4545.7003 | 1876.8402 | 15 | 7.5276 | 982.0993 | 1.2453 | 3143.4533 | 249
8291 | CLEAR LAKE 1102904 | 42141102 | CLEAR LAKE 1102 | 904 | FALSE | 5777.0339 | 5445.6493 | 30 | 32.5876 | 242.5706 | 1.395 | 2564.652 | 336 | 26.55
6235 | SHINGLE SPRINGS 210519522 | 153652105 | SHINGLE SPRINGS 2105 | 19522 | FALSE | 16493.1882 | 15565.1755 | 113 | 22.6245 | 303.863 | 1.4415 | 3187.9029 | 244 | 65.39
9843 | SUNOL 1101MR387 | 14241101 | SUNOL 1101 | MR387 | FALSE | 8072.5307 | 8065.9096 | 24 | 1.5448 | 581.5815 | 1.5874 | 3500.2914 | 201 | 1
109 | WISE 11022054 | 152271102 | WISE 1102 | 2054 | FALSE | 20940.0353 | 20940.0353 | 147 | 38.6461 | 372.8575 | 1.2772 | 2815.7078 | 298 | 47.64
9387 | ANTELOPE 1101318686 | 252021101 | ANTELOPE 1101 | 318686 | FALSE | 4853.6414 | 2345.6024 | 7 | 0.37579 | 2061.9137 | 1.2658 | 3652.241 | 185
2465 | JESSUP 11021314 | 103441102 | JESSUP 1102 | 1314 | FALSE | 23311.1376 | 9677.7607 | 161 | 57.3032 | 497.7476 | 1.459 | 3017.906 | 267 | 26.55
4610 | KERCKHOFF 1101R353 | 252561101 | KERCKHOFF 1101 | R353 | FALSE | 22190.5443 | 22190.5443 | 53 | 5.3296 | 1495.8419 | 1.8603 | 6512.8186 | 18 | 1
7566 | CORRAL 110112608 | 162991101 | CORRAL 1101 | 12608 | FALSE | 27131.1027 | 27131.1027 | 187 | 39.0322 | 622.8767 | 1.4172 | 3772.462 | 174 | 47.64
5704 | SHEPHERD 2111707358 | 252062111 | SHEPHERD 2111 | 707358 | FALSE | 37001.2559 | 30537.9753 | 219 | 46.2092 | 1799.7415 | 1.6234 | 5721.8442 | 41
5055 | FROGTOWN 17028482 | 163451702 | FROGTOWN 1702 | 8482 | FALSE | 23390.9929 | 23390.9929 | 117 | 5.4375 | 254.8347 | 1.4814 | 2287.3259 | 386 | 1
10192 | MADISON 2101725408 | 63172101 | MADISON 2101 | 725408 | FALSE | 2105.6406 | 1530.1897 | 9 | 16.7013 | 1042.8533 | 1.3591 | 2838.0743 | 294
852 | PASO ROBLES 1104R56 | 182611104 | PASO ROBLES 1104 | R56 | FALSE | 19965.7505 | 18526.1855 | 117 | 29.4051 | 388.4421 | 1.3893 | 2922.3966 | 284 | 26.55
9420 | FRENCH GULCH 11011892 | 103381101 | FRENCH GULCH 1101 | 1892 | FALSE | 5154.3447 | 5154.3447 | 12 | 3.8102 | 368.3814 | 1.3759 | 1393.5299 | 640 | 1
2713 | ELK CREEK 110137334 | 102781101 | ELK CREEK 1101 | 37334 | FALSE | 15392.9848 | 15392.9848 | 70 | 17.6105 | 1858.7736 | 1.6826 | 4838.4242 | 87 | 1
8722 | POSO MOUNTAIN 21033988 | 253642103 | POSO MOUNTAIN 2103 | 3988 | FALSE | 29512.4633 | 27217.7374 | 68 | 5.3718 | 2171.3759 | 1.7773 | 5944.554 | 32 | 1
6130 | OREGON TRAIL 1104CB | 103521104 | OREGON TRAIL 1104 | CB | FALSE | 23543.7827 | 17030.244 | 164 | 26.8242 | 178.4955 | 1.2405 | 1638.3807 | 548 | 1
6781 | PALMER 1101M84 | 183031101 | PALMER 1101 | M84 | FALSE | 39352.9214 | 37718.995 | 145 | 4.7577 | 696.1404 | 1.4928 | 3431.3832 | 209 | 1
7251 | PASO ROBLES 1103N58 | 182611103 | PASO ROBLES 1103 | N58 | FALSE | 11929.7838 | 7319.6094 | 91 | 33.5667 | 329.6004 | 1.0481 | 2958.7213 | 277 | 26.55
9345 | CHOLAME 21025597 | 182562102 | CHOLAME 2102 | 5597 | FALSE | 8229.9238 | 8229.9238 | 22 | 8.3009 | 1394.8272 | 1.6706 | 4008.4187 | 148 | 1
6582 | UPPER LAKE 1101412 | 42871101 | UPPER LAKE 1101 | 412 | FALSE | 27547.3528 | 16599.9817 | 152 | 30.7814 | 548.4424 | 1.4296 | 2705.0187 | 311 | 1
7180 | PASO ROBLES 11032731 | 182611103 | PASO ROBLES 1103 | 2731 | FALSE | 2630.6286 | 2630.6286 | 13 | 37.8376 | 726.5148 | 1.3315 | 3132.5166 | 251 | 11.22
6731 | DEL MAR 2109CB | 152582109 | DEL MAR 2109 | CB | FALSE | 9780.4489 | 2376.9126 | 72 | 21.7542 | 189.3238 | 1.0582 | 1136.289 | 760 | 1
4193 | ANDERSON 1103226050 | 103261103 | ANDERSON 1103 | 226050 | FALSE | 24153.2004 | 7845.4549 | 160 | 28.3711 | 359.734 | 1.3284 | 1958.1377 | 463
2449 | COARSEGOLD 210410400 | 254432104 | COARSEGOLD 2104 | 10400 | FALSE | 72169.1615 | 68567.3531 | 539 | 51.1582 | 703.1723 | 1.5548 | 4382.9111 | 117 | 1
6456 | HIGGINS 110950078 | 152691109 | HIGGINS 1109 | 50078 | FALSE | 77925.0015 | 77925.0015 | 427 | 27.6271 | 531.236 | 1.5329 | 3492.1838 | 203 | 1
6171 | WYANDOTTE 110737472 | 102911107 | WYANDOTTE 1107 | 37472 | FALSE | 23988.0552 | 14935.9015 | 157 | 25.1122 | 273.7027 | 1.3374 | 1878.4311 | 481 | 1
1604 | COARSEGOLD 210310820 | 254432103 | COARSEGOLD 2103 | 10820 | FALSE | 46507.9226 | 46392.4448 | 327 | 43.1208 | 788.2842 | 1.5164 | 4312.1018 | 124 | 1
3581 | JESSUP 110296554 | 103441102 | JESSUP 1102 | 96554 | FALSE | 23931.0858 | 12987.3897 | 172 | 61.9306 | 476.7356 | 1.4002 | 3307.1204 | 223 | 26.55
10176 | CLARK ROAD 1102CB | 103091102 | CLARK ROAD 1102 | CB | FALSE | 2444.9029 | 1435.1005 | 20 | 13.3288 | 374.5714 | 1.2177 | 1029.6753 | 809 | 1
1714 | BUELLTON 1102Y50 | 183041102 | BUELLTON 1102 | Y50 | FALSE | 20651.346 | 17101.0403 | 147 | 42.7169 | 303.3299 | 1.4545 | 3157.5997 | 246 | 47.64
2661 | CLAY 11031230 | 163341103 | CLAY 1103 | 1230 | FALSE | 31242.042 | 27069.5791 | 136 | 6.33 | 463.5577 | 1.4851 | 2820.2882 | 297 | 1
511 | COTTONWOOD 11029026 | 102931102 | COTTONWOOD 1102 | 9026 | FALSE | 39327.0742 | 20154.6992 | 282 | 45.2306 | 602.6433 | 1.1705 | 3010.4191 | 268 | 1
5682 | CLOVERDALE 1102672 | 42821102 | CLOVERDALE 1102 | 672 | FALSE | 35787.4101 | 35088.8854 | 140 | 3.1357 | 224.4867 | 1.4526 | 2485.285 | 343 | 1
920 | RED BLUFF 11041630 | 103541104 | RED BLUFF 1104 | 1630 | FALSE | 22751.2492 | 4020.9242 | 152 | 81.8064 | 752.7887 | 1.6166 | 3897.064 | 159 | 1
6155 | AUBERRY 1101R2839 | 254151101 | AUBERRY 1101 | R2839 | FALSE | 20608.9537 | 20608.9537 | 121 | 21.7152 | 506.0474 | 1.5836 | 3802.0162 | 170 | 1
252 | CLARK ROAD 11022582 | 103091102 | CLARK ROAD 1102 | 2582 | FALSE | 33578.71 | 32011.0943 | 186 | 26.1498 | 654.212 | 1.4577 | 2966.3342 | 275 | 1
5168 | CORNING 11021622 | 103331102 | CORNING 1102 | 1622 | FALSE | 54701.9644 | 54701.9644 | 126 | 12.5308 | 2098.8458 | 1.7822 | 5068.1116 | 70 | 1
2620 | AUBERRY 1101R2579 | 254151101 | AUBERRY 1101 | R2579 | FALSE | 56162.7607 | 56162.7607 | 286 | 22.9119 | 1063.812 | 1.7661 | 4995.9654 | 78 | 1
7109 | AUBERRY 1102R1013 | 254151102 | AUBERRY 1102 | R1013 | FALSE | 20054.4308 | 20054.4308 | 132 | 49.2257 | 640.5255 | 1.6001 | 4310.3961 | 125 | 1
1039 | SILVERADO 2104726 | 43432104 | SILVERADO 2104 | 726 | FALSE | 56301.3396 | 48875.2274 | 263 | 8.1667 | 356.6194 | 1.3969 | 2367.3738 | 368 | 26.55
8364 | PEORIA 1705CB | 163781705 | PEORIA 1705 | CB | FALSE | 11342.4728 | 11342.4728 | 33 | 7.2903 | 248.2302 | 1.3853 | 1823.5922 | 499 | 26.55
42 | CEDAR CREEK 11011664 | 103321101 | CEDAR CREEK 1101 | 1664 | FALSE | 47581.2918 | 47581.2918 | 244 | 11.4731 | 270.6159 | 1.2654 | 1257.5627 | 697 | 1
8613 | ZACA 1101Y72 | 182681101 | ZACA 1101 | Y72 | FALSE | 10347.4182 | 10265.6354 | 36 | 14.5221 | 795.844 | 1.5828 | 2941.2416 | 282 | 1
5656 | PANORAMA 1102508502 | 103461102 | PANORAMA 1102 | 508502 | FALSE | 25902.2253 | 18917.893 | 115 | 11.7209 | 719.4377 | 1.1409 | 2793.3826 | 300
2018 | SMARTVILLE 1101CB | 153791101 | SMARTVILLE 1101 | CB | FALSE | 26399.8993 | 26026.0287 | 152 | 20.1265 | 457.0042 | 1.483 | 2226.2508 | 395 | 1
8459 | CAYETANO 21099504 | 14422109 | CAYETANO 2109 | 9504 | FALSE | 23288.5561 | 23283.8699 | 97 | 16.822 | 1502.9986 | 1.725 | 4524.1542 | 104 | 1
3475 | SO. CAL. EDISON #3 1101CB | 258861101 | SO. CAL. EDISON #3 1101 | CB | FALSE | 13738.3645 | 13738.3645 | 32 | 6.1015 | 677.1369 | 1.7529 | 5713.5203 | 42 | 1
5637 | NARROWS 2101CB | 153132101 | NARROWS 2101 | CB | FALSE | 25047.8448 | 25047.8448 | 65 | 4.4482 | 399.3659 | 1.5306 | 2147.2351 | 413 | 1
8049 | BROWNS VALLEY 110136622 | 152921101 | BROWNS VALLEY 1101 | 36622 | FALSE | 15095.8174 | 8277.82 | 42 | 7.9543 | 403.0426 | 1.1178 | 1906.2139 | 474 | 1
5251 | WYANDOTTE 110313018 | 102911103 | WYANDOTTE 1103 | 13018 | FALSE | 2657.2717 | 1090.3862 | 20 | 10.7229 | 106.3174 | 1.2717 | 916.9696 | 877 | 1
7438 | OREGON TRAIL 1103CB | 103521103 | OREGON TRAIL 1103 | CB | FALSE | 4716.8976 | 4354.341 | 38 | 18.105 | 224.7963 | 1.2696 | 1548.9969 | 580 | 1
9233 | PASO ROBLES 1103N52 | 182611103 | PASO ROBLES 1103 | N52 | FALSE | 10571.3698 | 10571.3698 | 32 | 5.3393 | 431.5668 | 1.3328 | 1370.1644 | 652 | 1
5544 | TYLER 11051536 | 103571105 | TYLER 1105 | 1536 | FALSE | 29066.1076 | 28603.8149 | 79 | 26.5694 | 2361.3356 | 1.7941 | 4923.7257 | 83 | 1
9580 | SUMMIT 110147786 | 152591101 | SUMMIT 1101 | 47786 | FALSE | 2915.7036 | 2915.7036 | 13 | 3.4061 | 170.0686 | 1.3918 | 2875.37 | 291 | 1
9314 | CALPINE 1146CB | 48011146 | CALPINE 1146 | CB | FALSE | 4947.493 | 4947.493 | 21 | 5.429 | 185.149 | 1.569 | 2090.7818 | 430 | 1
5389 | BEAR VALLEY 210511210 | 252192105 | BEAR VALLEY 2105 | 11210 | FALSE | 27492.7886 | 27492.7886 | 139 | 8.9921 | 1024.3329 | 1.7 | 4555.1801 | 103 | 1
9003 | HARTLEY 1102385838 | 43211102 | HARTLEY 1102 | 385838 | FALSE | 2645.3497 | 2006.1588 | 11 | 16.8443 | 398.0091 | 1.4025 | 1869.8054 | 483
4243 | CLAYTON 22122944 | 12022212 | CLAYTON 2212 | 2944 | FALSE | 24391.9365 | 24262.4198 | 148 | 34.7484 | 1473.4612 | 1.6313 | 4103.8075 | 143 | 1
3022 | DESCHUTES 11041582 | 103351104 | DESCHUTES 1104 | 1582 | FALSE | 24298.6245 | 10265.1395 | 173 | 65.1403 | 369.5355 | 1.4049 | 2774.3491 | 305 | 1
5186 | DUNLAP 11027360 | 254061102 | DUNLAP 1102 | 7360 | FALSE | 14342.2552 | 14342.2552 | 83 | 10.8421 | 563.6711 | 1.695 | 3097.6367 | 256 | 1
7188 | UPPER LAKE 1101472084 | 42871101 | UPPER LAKE 1101 | 472084 | FALSE | 11718.4795 | 7454.711 | 66 | 12.8344 | 192.5919 | 1.1942 | 1759.7585 | 512 | 1
1958 | CURTIS 170411290 | 163351704 | CURTIS 1704 | 11290 | FALSE | 12662.0411 | 12662.0411 | 75 | 7.1232 | 122.4692 | 1.3595 | 2545.3939 | 339 | 1
4384 | AUBERRY 110237466 | 254151102 | AUBERRY 1102 | 37466 | FALSE | 50978.0825 | 50460.2287 | 345 | 72.3048 | 1451.506 | 1.807 | 6743.7065 | 13 | 1
2676 | BUELLTON 1102CB | 183041102 | BUELLTON 1102 | CB | FALSE | 22068.3915 | 11401.8921 | 148 | 31.8711 | 290.7724 | 1.3563 | 2830.5359 | 295 | 35.33
5276 | SANTA YNEZ 110477098 | 182721104 | SANTA YNEZ 1104 | 77098 | FALSE | 20978.2648 | 19250.5668 | 112 | 48.9228 | 555.3255 | 1.4984 | 4289.2504 | 127 | 26.55
7565 | SILVERADO 2104806 | 43432104 | SILVERADO 2104 | 806 | FALSE | 55052.2104 | 33831.6044 | 229 | 4.4122 | 404.198 | 1.3 | 2097.6482 | 426 | 1
1159 | LONE TREE 210521210 | 13232105 | LONE TREE 2105 | 21210 | FALSE | 26056.9931 | 20686.2377 | 111 | 40.0239 | 1361.3667 | 1.5926 | 4309.2408 | 126 | 1
1515 | WYANDOTTE 110979932 | 102911109 | WYANDOTTE 1109 | 79932 | FALSE | 52854.9374 | 35504.8505 | 345 | 43.7855 | 498.5811 | 1.1389 | 2706.2696 | 310 | 1
4727 | REDBUD 1101454 | 43191101 | REDBUD 1101 | 454 | FALSE | 8909.2195 | 8909.2195 | 54 | 11.2797 | 512.0176 | 1.5321 | 3069.2553 | 261 | 1
2411 | MARIPOSA 210190180 | 254452101 | MARIPOSA 2101 | 90180 | FALSE | 7976.0066 | 7976.0066 | 49 | 7.2699 | 605.2629 | 1.6076 | 3678.4222 | 183 | 1
6630 | MIDDLETOWN 1101644756 | 43141101 | MIDDLETOWN 1101 | 644756 | FALSE | 31848.1753 | 27875.8932 | 163 | 14.682 | 260.9685 | 1.376 | 1915.4825 | 470
8301 | ELK CREEK 11012002 | 102781101 | ELK CREEK 1101 | 2002 | FALSE | 48391.7593 | 35045.7729 | 109 | 11.1239 | 1773.2466 | 1.7009 | 4261.2835 | 130 | 1
1537 | BELL 11072400 | 152701107 | BELL 1107 | 2400 | FALSE | 44680.5549 | 41414.8349 | 320 | 33.1355 | 236.665 | 1.2411 | 2117.8289 | 423 | 65.39
2016 | PETALUMA C 1108296 | 42631108 | PETALUMA C 1108 | 296 | FALSE | 23764.0701 | 23764.0701 | 123 | 24.9757 | 656.7941 | 1.3167 | 2337.6554 | 376 | 65.39
1327 | DESCHUTES 1104CB | 103351104 | DESCHUTES 1104 | CB | FALSE | 39932.7775 | 21735.4144 | 273 | 44.927 | 408.7101 | 1.3214 | 2355.7077 | 371 | 1
2512 | CLAY 110334338 | 163341103 | CLAY 1103 | 34338 | FALSE | 16775.5793 | 15726.6133 | 66 | 8.6388 | 664.0273 | 1.6406 | 3085.8385 | 258 | 1
3530 | AUBERRY 1102R2850 | 254151102 | AUBERRY 1102 | R2850 | FALSE | 42428.4265 | 42428.4265 | 222 | 49.118 | 1127.5557 | 1.7445 | 5548.3018 | 47 | 1
4238 | NORTH BRANCH 1101CB | 163231101 | NORTH BRANCH 1101 | CB | FALSE | 32934.7957 | 25410.3119 | 114 | 4.0909 | 465.8099 | 1.4483 | 1859.3886 | 488 | 1
389 | VASCO 1102MR176 | 13751102 | VASCO 1102 | MR176 | FALSE | 68684.3236 | 62474.1803 | 256 | 14.6422 | 1143.1371 | 1.4911 | 3634.7993 | 187 | 1
7455 | SAN MIGUEL 1104514987 | 182661104 | SAN MIGUEL 1104 | 514987 | FALSE | 21614.682 | 13379.7927 | 63 | 9.132 | 2045.0138 | 1.5887 | 4320.4063 | 122
7507 | NORTH BRANCH 110111158 | 163231101 | NORTH BRANCH 1101 | 11158 | FALSE | 47609.4929 | 20499.8935 | 229 | 17.485 | 691.6169 | 1.5004 | 2379.6196 | 364 | 1
3193 | AUBERRY 1101R314 | 254151101 | AUBERRY 1101 | R314 | FALSE | 71701.2396 | 68245.5324 | 390 | 30.1584 | 1547.3236 | 1.7952 | 6228.9607 | 25 | 1
1293 | MIDDLETOWN 11014646 | 43141101 | MIDDLETOWN 1101 | 4646 | FALSE | 29868.2951 | 29868.2951 | 165 | 6.7977 | 283.4794 | 1.4043 | 2139.2524 | 415 | 47.64
9642 | LUCERNE 11034200 | 43351103 | LUCERNE 1103 | 4200 | FALSE | 7940.3444 | 6495.7462 | 37 | 6.4534 | 359.8889 | 1.3527 | 2908.2309 | 287 | 1
7729 | AUBERRY 110149122 | 254151101 | AUBERRY 1101 | 49122 | FALSE | 6376.3554 | 6376.3554 | 40 | 21.8642 | 387.4531 | 1.5718 | 3584.6164 | 191 | 14.95
464 | WOODACRE 110196844 | 43021101 | WOODACRE 1101 | 96844 | FALSE | 9556.2941 | 9556.2941 | 63 | 3.8686 | 108.3044 | 1.2348 | 862.5947 | 906 | 102.14
4726 | SHINGLE SPRINGS 210985766 | 153652109 | SHINGLE SPRINGS 2109 | 85766 | FALSE | 29746.7523 | 29746.7523 | 166 | 9.2822 | 349.9642 | 1.3704 | 2062.5576 | 442 | 1
9424 | VINEYARD 2110391250 | 14502110 | VINEYARD 2110 | 391250 | FALSE | 1481.3226 | 1481.3226 | 3 | 17.5922 | 1234.9449 | 1.5737 | 1985.1612 | 457
308 | CALPINE 1144CB | 48011144 | CALPINE 1144 | CB | FALSE | 42270.0145 | 42270.0145 | 131 | 4.5686 | 206.1883 | 1.3272 | 1407.8483 | 633 | 1
7335 | UPPER LAKE 11011276 | 42871101 | UPPER LAKE 1101 | 1276 | FALSE | 20806.9121 | 20806.9121 | 116 | 7.1619 | 345.3564 | 1.3902 | 2220.124 | 397 | 1
3179 | CHOLAME 2102796386 | 182562102 | CHOLAME 2102 | 796386 | FALSE | 64232.6683 | 57391.9753 | 159 | 9.8841 | 1320.8562 | 1.4158 | 3563.2207 | 192
9031 | SAND CREEK 1103CB | 254601103 | SAND CREEK 1103 | CB | FALSE | 20983.2028 | 20983.2028 | 77 | 42.452 | 1661.7723 | 1.8285 | 6753.7935 | 12 | 1
6545 | TULUCAY 1101628 | 42301101 | TULUCAY 1101 | 628 | FALSE | 14091.1105 | 6713.6414 | 98 | 10.6715 | 670.424 | 1.0428 | 2036.6122 | 448 | 1
4963 | BEAR VALLEY 210190550 | 252192101 | BEAR VALLEY 2101 | 90550 | FALSE | 12911.2772 | 12911.2772 | 47 | 4.1354 | 390.9378 | 1.668 | 3547.8361 | 195 | 1
8575 | ELK CREEK 11012106 | 102781101 | ELK CREEK 1101 | 2106 | FALSE | 21303.4581 | 21303.4581 | 67 | 9.5764 | 1548.4919 | 1.8233 | 5722.5441 | 40 | 1
3500 | DUNLAP 11037040 | 254061103 | DUNLAP 1103 | 7040 | FALSE | 39870.081 | 39870.081 | 230 | 26.1017 | 812.9691 | 1.7562 | 4388.1035 | 116 | 1
2568 | LAYTONVILLE 1102500 | 42681102 | LAYTONVILLE 1102 | 500 | FALSE | 47144.6891 | 34375.7452 | 214 | 5.6263 | 248.6804 | 1.3456 | 1298.6787 | 684 | 47.64
2190 | DIAMOND SPRINGS 110519910 | 152261105 | DIAMOND SPRINGS 1105 | 19910 | FALSE | 33304.7006 | 33304.7006 | 226 | 17.5032 | 188.2717 | 1.4112 | 2072.4287 | 435 | 1
41 | REDBUD 1101708166 | 43191101 | REDBUD 1101 | 708166 | FALSE | 33499.3555 | 18511.1854 | 162 | 9.7408 | 584.1332 | 1.5015 | 2528.2807 | 340 | 47.64
8428 | CALPELLA 11013419 | 43411101 | CALPELLA 1101 | 3419 | FALSE | 12848.2917 | 12848.2917 | 38 | 15.3941 | 350.6773 | 1.3454 | 2318.7771 | 381 | 1
4645 | OLETA 110241396 | 163541102 | OLETA 1102 | 41396 | FALSE | 11819.9639 | 10868.1559 | 75 | 1.7162 | 112.736 | 1.2014 | 1168.3526 | 746 | 1
1354 | CORRAL 1102CB | 162991102 | CORRAL 1102 | CB | FALSE | 34280.1417 | 27168.7986 | 236 | 39.3758 | 455.2814 | 1.3288 | 2954.5395 | 278 | 1
6647 | TIVY VALLEY 1107584840 | 252941107 | TIVY VALLEY 1107 | 584840 | FALSE | 72531.1064 | 72531.1064 | 449 | 35.9462 | 1073.582 | 1.744 | 5963.8827 | 31 | 1
4112 | JESSUP 110141356 | 103441101 | JESSUP 1101 | 41356 | FALSE | 52238.1569 | 52238.1569 | 318 | 19.8203 | 562.0452 | 1.3876 | 2383.6073 | 362 | 14.95
1219 | APPLE HILL 21021532 | 153662102 | APPLE HILL 2102 | 1532 | FALSE | 68074.9976 | 62691.3369 | 465 | 10.5812 | 107.727 | 1.3143 | 1398.4344 | 638 | 1
4008 | OLETA 11011208 | 163541101 | OLETA 1101 | 1208 | FALSE | 61463.0017 | 53098.4432 | 334 | 23.6798 | 835.5047 | 1.5265 | 2975.7795 | 271 | 1
9763 | WISHON 1101CB | 251511101 | WISHON 1101 | CB | FALSE | 12293.5283 | 12293.5283 | 36 | 2.2041 | 507.0961 | 1.6238 | 3520.3689 | 199 | 1
4721 | COPPERMINE 1104613086 | 252411104 | COPPERMINE 1104 | 613086 | FALSE | 14704.7375 | 8243.1424 | 63 | 41.0834 | 1843.5176 | 1.5708 | 6359.1487 | 20
8166 | BANGOR 1101CB | 103191101 | BANGOR 1101 | CB | FALSE | 34332.3301 | 30178.5623 | 171 | 13.5469 | 389.7932 | 1.2719 | 1585.4725 | 565 | 1
10620 | OLETA 1102793776 | 163541102 | OLETA 1102 | 793776 | FALSE | 1956.9595 | 1956.9595 | 6 | 8.4417 | 475.3753 | 1.4347 | 1821.9134 | 500
1881 | PENRYN 1103604 | 152561103 | PENRYN 1103 | 604 | FALSE | 42817.3578 | 42516.8793 | 240 | 18.7673 | 194.9075 | 1.237 | 1665.6014 | 537 | 47.64
10174 | LAS GALLINAS A 1105532 | 42991105 | LAS GALLINAS A 1105 | 532 | FALSE | 7102.1777 | 7099.179 | 34 | 4.116 | 88.9907 | 1.2878 | 1247.6791 | 702 | 1
9563 | ELK CREEK 11012032 | 102781101 | ELK CREEK 1101 | 2032 | FALSE | 15248.6713 | 14097.676 | 52 | 9.8774 | 951.7606 | 1.5988 | 3297.3647 | 225 | 1
7617 | WYANDOTTE 110213044 | 102911102 | WYANDOTTE 1102 | 13044 | FALSE | 9652.7072 | 7674.8454 | 51 | 5.3858 | 455.694 | 1.3623 | 1674.4804 | 533 | 1
3855 | SAND CREEK 11037140 | 254601103 | SAND CREEK 1103 | 7140 | FALSE | 42300.5526 | 42300.5526 | 296 | 63.4294 | 1346.9993 | 1.7513 | 6738.8921 | 14 | 35.33
5056 | BANGOR 110182350 | 103191101 | BANGOR 1101 | 82350 | FALSE | 33588.8136 | 31579.2765 | 230 | 29.1618 | 305.9403 | 1.3172 | 2107.591 | 425 | 1
523 | DUNLAP 11037220 | 254061103 | DUNLAP 1103 | 7220 | FALSE | 39952.2483 | 39952.2483 | 188 | 18.6229 | 780.011 | 1.68 | 4516.9217 | 107 | 1
7469 | PALMER 110198478 | 183031101 | PALMER 1101 | 98478 | FALSE | 9678.6987 | 9678.6987 | 34 | 3.9787 | 953.1876 | 1.5888 | 3101.9251 | 253 | 1
5366 | WYANDOTTE 11095607 | 102911109 | WYANDOTTE 1109 | 5607 | FALSE | 10708.8001 | 7265.9446 | 71 | 43.5341 | 380.4481 | 1.4536 | 3213.7492 | 235 | 1
6494 | WISE 1102697216 | 152271102 | WISE 1102 | 697216 | FALSE | 21374.2842 | 21374.2842 | 145 | 27.2204 | 262.3065 | 1.2145 | 1998.7247 | 456 | 26.55
4257 | REDBUD 1102CB | 43191102 | REDBUD 1102 | CB | FALSE | 32077.0701 | 28146.4256 | 170 | 7.297 | 361.2228 | 1.3179 | 2204.8048 | 402 | 47.64
9558 | BRENTWOOD 21056512 | 14592105 | BRENTWOOD 2105 | 6512 | FALSE | 1047.7996 | 1047.7996 | 5 | 7.9566 | 242.3861 | 0.95354 | 1094.509 | 777 | 1
2068 | OLETA 11021228 | 163541102 | OLETA 1102 | 1228 | FALSE | 69440.241 | 17449.9174 | 368 | 5.4628 | 146.094 | 1.2436 | 1613.8231 | 557 | 1
2280 | DESCHUTES 11011580 | 103351101 | DESCHUTES 1101 | 1580 | FALSE | 80785.153 | 76365.8976 | 383 | 15.293 | 512.7743 | 1.3232 | 1821.2183 | 501 | 1
6271 | COTTONWOOD 110131500 | 102931101 | COTTONWOOD 1101 | 31500 | FALSE | 18887.7142 | 7501.4293 | 111 | 49.4448 | 696.0097 | 1.5613 | 3238.0724 | 229 | 1
449 | CLAYTON 221296224 | 12022212 | CLAYTON 2212 | 96224 | FALSE | 31213.3049 | 31213.3049 | 174 | 23.4373 | 529.8575 | 1.4161 | 2944.2439 | 281 | 1
9225 | BUCKS CREEK 1102CB | 102211102 | BUCKS CREEK 1102 | CB | FALSE | 47599.3495 | 47599.3495 | 121 | 0.82171 | 103.6934 | 1.3819 | 1075.8896 | 783 | 1
4556 | MARIPOSA 210237288 | 254452102 | MARIPOSA 2102 | 37288 | FALSE | 137232.3506 | 137232.3506 | 678 | 18.5844 | 680.6294 | 1.6991 | 4408.5685 | 114 | 1
9851 | PANORAMA 1101885215 | 103461101 | PANORAMA 1101 | 885215 | FALSE | 3239.6899 | 3225.5678 | 23 | 57.5752 | 861.8825 | 1.4855 | 3739.8152 | 178
1129 | PETALUMA C 1109128 | 42631109 | PETALUMA C 1109 | 128 | FALSE | 60127.5406 | 56205.3694 | 269 | 15.1804 | 521.7743 | 1.3604 | 2077.9375 | 434 | 1
5974 | DOBBINS 110169722 | 153741101 | DOBBINS 1101 | 69722 | FALSE | 10673.4289 | 10673.4289 | 68 | 4.9207 | 110.9934 | 1.3413 | 1483.0501 | 601 | 1
6088 | TYLER 110585132 | 103571105 | TYLER 1105 | 85132 | FALSE | 50093.0189 | 50093.0189 | 217 | 19.1735 | 2332.6674 | 1.7036 | 4662.7247 | 101 | 1
6487 | STILLWATER 110248952 | 103561102 | STILLWATER 1102 | 48952 | FALSE | 17050.5619 | 17050.5619 | 123 | 35.1873 | 319.1249 | 1.2188 | 2266.9677 | 389 | 1
7029 | PENRYN 1106212772 | 152561106 | PENRYN 1106 | 212772 | FALSE | 1753.1585 | 1609.198 | 11 | 29.0374 | 264.5636 | 1.1931 | 1767.7041 | 510
7958 | GEYSERVILLE 110179788 | 42891101 | GEYSERVILLE 1101 | 79788 | FALSE | 67378.0299 | 63661.5746 | 157 | 1.0586 | 154.8611 | 1.2772 | 1546.745 | 582 | 1
2772 | WYANDOTTE 110913052 | 102911109 | WYANDOTTE 1109 | 13052 | FALSE | 31493.7185 | 31480.1828 | 213 | 26.2634 | 342.388 | 1.3687 | 2083.3172 | 433 | 1
9699 | LOGAN CREEK 2102795010 | 103142102 | LOGAN CREEK 2102 | 795010 | FALSE | 6022.8068 | 5964.9276 | 12 | 4.2029 | 2470.9003 | 1.743 | 5006.5635 | 76
2290 | JESSUP 11021550 | 103441102 | JESSUP 1102 | 1550 | FALSE | 35703.4386 | 31009.474 | 237 | 33.4565 | 398.2041 | 1.3666 | 2378.2716 | 365 | 1
881 | RED BLUFF 11011556 | 103541101 | RED BLUFF 1101 | 1556 | FALSE | 64601.0138 | 61930.0824 | 411 | 46.2103 | 965.2858 | 1.4873 | 3779.2145 | 173 | 1
6935 | CEDAR CREEK 1101CB | 103321101 | CEDAR CREEK 1101 | CB | FALSE | 24813.8274 | 24813.8274 | 127 | 12.3743 | 342.995 | 1.3101 | 1354.0744 | 662 | 1
3564 | JAMESON 1105466348 | 63801105 | JAMESON 1105 | 466348 | FALSE | 48812.3964 | 26039.2723 | 294 | 20.0564 | 396.2378 | 1.1304 | 2063.8243 | 440
2550 | COTTONWOOD 110335470 | 102931103 | COTTONWOOD 1103 | 35470 | FALSE | 40109.7772 | 33111.1919 | 174 | 18.6799 | 737.9076 | 1.3748 | 2635.2321 | 323 | 20
6694 | POTTER VALLEY P H 110537476 | 42281105 | POTTER VALLEY P H 1105 | 37476 | FALSE | 14076.4929 | 4231.6102 | 82 | 14.6155 | 247.8765 | 1.2651 | 1332.1225 | 666 | 1
2442 | CORRAL 110112612 | 162991101 | CORRAL 1101 | 12612 | FALSE | 32502.2662 | 31091.451 | 195 | 28.9063 | 477.134 | 1.267 | 2667.8797 | 319 | 35.33
6987 | TEMPLETON 2113641367 | 183052113 | TEMPLETON 2113 | 641367 | FALSE | 63879.2901 | 63879.2901 | 278 | 12.9192 | 621.9212 | 1.4672 | 2628.7284 | 324
1077 | CLAYTON 2212Y504R | 12022212 | CLAYTON 2212 | Y504R | FALSE | 18910.1435 | 18838.2347 | 112 | 11.5922 | 584.6001 | 1.4896 | 2414.4364 | 358 | 1
6538 | DUNLAP 11027060 | 254061102 | DUNLAP 1102 | 7060 | FALSE | 28760.1957 | 28760.1957 | 162 | 15.7826 | 703.6298 | 1.6862 | 4251.992 | 132 | 1
8223 | POSO MOUNTAIN 210448268 | 253642104 | POSO MOUNTAIN 2104 | 48268 | FALSE | 8165.6241 | 8152.5339 | 30 | 3.7931 | 1977.8458 | 1.915 | 6541.9938 | 16 | 1
7847 | OILFIELDS 11032757 | 182391103 | OILFIELDS 1103 | 2757 | FALSE | 4222.897 | 4222.897 | 16 | 1.1771 | 349.0121 | 1.501 | 2563.9177 | 338 | 1
1905 | TIVY VALLEY 1107R1817 | 252941107 | TIVY VALLEY 1107 | R1817 | FALSE | 31029.2187 | 31029.2187 | 145 | 40.3431 | 935.4486 | 1.7026 | 5976.6981 | 30 | 1
3840 | SAND CREEK 11037070 | 254601103 | SAND CREEK 1103 | 7070 | FALSE | 28250.671 | 28250.671 | 103 | 12.7937 | 939.5658 | 1.7319 | 5058.188 | 71 | 1
1011 | CALISTOGA 1101890 | 42711101 | CALISTOGA 1101 | 890 | FALSE | 39539.8399 | 39211.6931 | 203 | 4.3881 | 345.7199 | 1.2746 | 1564.6167 | 573 | 1
1851 | KONOCTI 1102CB | 43311102 | KONOCTI 1102 | CB | FALSE | 15262.2312 | 6326.3363 | 97 | 5.4673 | 107.4478 | 1.1036 | 1232.8613 | 712 | 1
7708 | COLUMBIA HILL 110190730 | 152471101 | COLUMBIA HILL 1101 | 90730 | FALSE | 13402.9331 | 13402.9331 | 77 | 3.7643 | 106.7979 | 1.2249 | 801.5027 | 942 | 1
10514 | SCE TEHACHAPI 1101CB | 258131101 | SCE TEHACHAPI 1101 | CB | FALSE | 1862.134 | 1862.134 | 2 | 10.4845 | 1117.3203 | 1.8451 | 5012.0663 | 75 | 1
5375 | TASSAJARA 2109CB | 14662109 | TASSAJARA 2109 | CB | FALSE | 3124.8792 | 3111.1631 | 12 | 14.9992 | 427.8114 | 1.0901 | 1033.5651 | 803 | 1
8181 | APPLE HILL 210289934 | 153662102 | APPLE HILL 2102 | 89934 | FALSE | 8917.9013 | 8917.9013 | 56 | 4.032 | 109.3098 | 1.2212 | 791.9341 | 950 | 1
3827 | HIGGINS 1109594 | 152691109 | HIGGINS 1109 | 594 | FALSE | 23079.0447 | 23079.0447 | 155 | 12.8604 | 180.1377 | 1.3261 | 1640.4713 | 546 | 1
329 | CORNING 110253184 | 103331102 | CORNING 1102 | 53184 | FALSE | 51204.6527 | 51204.6527 | 123 | 11.936 | 2191.6172 | 1.6817 | 4517.1008 | 106 | 1
6969 | PETALUMA C 1108208 | 42631108 | PETALUMA C 1108 | 208 | FALSE | 20077.9466 | 20077.9466 | 95 | 20.9052 | 466.2702 | 1.2429 | 1783.8562 | 508 | 65.39
8229 | GARBERVILLE 11012026 | 192221101 | GARBERVILLE 1101 | 2026 | FALSE | 10220.4249 | 10220.4249 | 26 | 0.26787 | 20.7789 | 1.07 | 363.8152 | 1347 | 65.39
8173 | ZACA 1101CB | 182681101 | ZACA 1101 | CB | FALSE | 17435.9444 | 12032.4791 | 60 | 5.5749 | 691.4487 | 1.2492 | 1838.5396 | 494 | 1
5131 | PHILO 11013700 | 42601101 | PHILO 1101 | 3700 | FALSE | 29156.0449 | 29156.0449 | 116 | 2.6781 | 229.0802 | 1.3081 | 1560.5823 | 576 | 1
908 | PUTAH CREEK 1102710384 | 63681102 | PUTAH CREEK 1102 | 710384 | FALSE | 15468.9282 | 8584.2298 | 84 | 53.0439 | 849.6278 | 1.1426 | 3710.5415 | 182
6899 | FORT SEWARD 11211690 | 192321121 | FORT SEWARD 1121 | 1690 | FALSE | 26217.8201 | 17377.7027 | 77 | 1.4596 | 149.0511 | 1.1136 | 901.067 | 883 | 65.39
2810 | OAKHURST 110110090 | 254421101 | OAKHURST 1101 | 10090 | FALSE | 70938.5406 | 70938.5406 | 435 | 33.5078 | 514.4593 | 1.482 | 3810.3636 | 167 | 1
8488 | BROWNS VALLEY 1101CB | 152921101 | BROWNS VALLEY 1101 | CB | FALSE | 4580.4088 | 3639.3631 | 17 | 11.7266 | 545.2955 | 1.3894 | 1563.9973 | 574
1886 | REDBUD 1101323962 | 43191101 | REDBUD 1101 | 323962 | FALSE | 46007.9913 | 33116.5425 | 282 | 20.6045 | 456.7043 | 1.4119 | 2674.5475 | 317 | 65.39
7655 | SHINGLE SPRINGS 210851476 | 153652108 | SHINGLE SPRINGS 2108 | 51476 | FALSE | 10437.2128 | 7926.327 | 74 | 25.237 | 210.1924 | 1.2794 | 2122.2216 | 419 | 47.64
6143 | OILFIELDS 1103N64 | 182391103 | OILFIELDS 1103 | N64 | FALSE | 20207.5385 | 17721.3198 | 101 | 3.9728 | 450.8663 | 1.3408 | 1611.5581 | 558 | 1
3312 | OLETA 11011217 | 163541101 | OLETA 1101 | 1217 | FALSE | 27736.9205 | 22843.3853 | 116 | 7.1949 | 819.7029 | 1.3567 | 3212.896 | 236 | 14.95
50 | MARIPOSA 210135244 | 254452101 | MARIPOSA 2101 | 35244 | FALSE | 28098.7686 | 28098.7686 | 146 | 4.4493 | 148.1341 | 1.3365 | 1918.8043 | 468 | 1
6824 | MARIPOSA 21021960 | 254452102 | MARIPOSA 2102 | 1960 | FALSE | 39696.7204 | 39696.7204 | 223 | 17.2763 | 441.1187 | 1.6847 | 4411.9471 | 113 | 1
7293 | WISE 11022234 | 152271102 | WISE 1102 | 2234 | FALSE | 24349.9914 | 24349.9914 | 179 | 30.8226 | 206.2487 | 1.1865 | 2208.9033 | 401 | 20
6103 | CALPELLA 1102421412 | 43411102 | CALPELLA 1102 | 421412 | FALSE | 5653.9032 | 1616.3093 | 38 | 11.4302 | 130.66 | 1.3933 | 1137.8972 | 758
8262 | DESCHUTES 11019722 | 103351101 | DESCHUTES 1101 | 9722 | FALSE | 7647.7388 | 5139.2872 | 55 | 27.9608 | 420.5082 | 1.357 | 2011.1796 | 454 | 35.33
3350 | OAKHURST 110310570 | 254421103 | OAKHURST 1103 | 10570 | FALSE | 15440.8056 | 15440.8056 | 92 | 13.5528 | 318.0336 | 1.4677 | 3374.5233 | 214 | 1
7252 | OILFIELDS 1103N42 | 182391103 | OILFIELDS 1103 | N42 | FALSE | 9607.0794 | 5997.3144 | 30 | 0.71494 | 633.0196 | 0.88998 | 2091.1209 | 429 | 1
2738 | SAN BENITO 2101221165 | 182742101 | SAN BENITO 2101 | 221165 | FALSE | 7814.4254 | 7056.9288 | 39 | 17.6426 | 225.786 | 1.2987 | 2286.9555 | 387
10162 | MADISON 210113372 | 63172101 | MADISON 2101 | 13372 | FALSE | 6191.0561 | 6152.1597 | 5 | 3.455 | 1505.0459 | 1.7647 | 4181.8896 | 139 | 26.55
4788 | COTTONWOOD 11039072 | 102931103 | COTTONWOOD 1103 | 9072 | FALSE | 46343.9208 | 46343.9208 | 279 | 24.6189 | 700.3867 | 1.5697 | 3602.3143 | 190 | 47.64
5708 | HARTLEY 1101658 | 43211101 | HARTLEY 1101 | 658 | FALSE | 21722.426 | 4561.1197 | 136 | 24.4411 | 308.501 | 0.81538 | 1846.2822 | 492 | 11.22
52 | HIGHLANDS 1103520 | 43361103 | HIGHLANDS 1103 | 520 | FALSE | 75123.246 | 75123.246 | 437 | 11.2684 | 412.7633 | 1.4813 | 2644.041 | 320 | 47.64
5485 | ZACA 1102CB | 182681102 | ZACA 1102 | CB | FALSE | 33441.4577 | 25226.3338 | 190 | 33.7043 | 443.8348 | 1.4207 | 2246.0111 | 394 | 35.33
2709 | CHOLAME 2102X10 | 182562102 | CHOLAME 2102 | X10 | FALSE | 70912.2192 | 34475.596 | 156 | 2.2904 | 989.2432 | 0.84818 | 2615.2408 | 327 | 1
2509 | HIGGINS 111051794 | 152691110 | HIGGINS 1110 | 51794 | FALSE | 6308.4167 | 6303.8446 | 32 | 1.2547 | 72.3091 | 1.2604 | 651.61 | 1061 | 1
3144 | MORGAN HILL 2105XR564 | 83242105 | MORGAN HILL 2105 | XR564 | FALSE | 11653.8006 | 9126.8572 | 81 | 18.9425 | 232.7506 | 0.93883 | 1539.4612 | 583 | 1
6712 | CORNING 110182846 | 103331101 | CORNING 1101 | 82846 | FALSE | 8140.1207 | 7626.8316 | 61 | 37.27 | 1826.3028 | 1.4024 | 3781.4967 | 171 | 1
3069 | NARROWS 21052228 | 153132105 | NARROWS 2105 | 2228 | FALSE | 34201.7241 | 33727.1471 | 199 | 15.1325 | 324.6424 | 1.3432 | 1826.2902 | 498 | 1
10070 | SILVERADO 2102772792 | 43432102 | SILVERADO 2102 | 772792 | FALSE | 4440.4408 | 3782.0495 | 19 | 1.782 | 78.1177 | 1.3041 | 1705.2974 | 522
6113 | MIDDLETOWN 1101439572 | 43141101 | MIDDLETOWN 1101 | 439572 | FALSE | 2069.8545 | 1977.3978 | 18 | 19.4854 | 183.6155 | 1.2153 | 1750.9686 | 514
1940 | NORTH BRANCH 1101TS1115 | 163231101 | NORTH BRANCH 1101 | TS1115 | FALSE | 28340.5083 | 28340.5083 | 147 | 11.8689 | 559.5123 | 1.4202 | 2220.2472 | 396 | 1
7043 | ANDERSON 1101514412 | 103261101 | ANDERSON 1101 | 514412 | FALSE | 1675.5188 | 1659.5168 | 5 | 28.6934 | 579.1762 | 1.55 | 2318.4458 | 382
7318 | PUEBLO 2102226562 | 43292102 | PUEBLO 2102 | 226562 | FALSE | 1660.7794 | 1371.9928 | 7 | 5.6342 | 297.5936 | 1.5852 | 1632.6529 | 550
9693 | WILDWOOD 110198896 | 103611101 | WILDWOOD 1101 | 98896 | FALSE | 8090.5275 | 8090.5275 | 25 | 7.4652 | 402.4523 | 1.3979 | 2478.9758 | 348 | 1
8907 | SHINGLE SPRINGS 1103CB | 153651103 | SHINGLE SPRINGS 1103 | CB | FALSE | 19101.7778 | 10648.1095 | 143 | 22.5278 | 156.1408 | 1.2657 | 1368.6904 | 653 | 1
3737 | KESWICK 110148480 | 103451101 | KESWICK 1101 | 48480 | FALSE | 16927.9852 | 16927.9852 | 125 | 16.4589 | 218.339 | 1.287 | 1828.9756 | 497 | 1
9178 | CORNING 1102915324 | 103331102 | CORNING 1102 | 915324 | FALSE | 5487.5306 | 3584.8296 | 27 | 12.2065 | 2312.4079 | 1.6379 | 3729.4821 | 179
9985 | BOLINAS 1101530 | 42261101 | BOLINAS 1101 | 530 | FALSE | 17644.1656 | 17644.1656 | 23 | 0.035901 | 107.6662 | 1.2616 | 1687.6433 | 526 | 1
10086 | NAPA 1102561208 | 42021102 | NAPA 1102 | 561208 | FALSE | 4547.6852 | 1347.5454 | 15 | 8.1999 | 481.9613 | 1.0401 | 1867.3968 | 484
7995 | HOPLAND 110194006 | 42251101 | HOPLAND 1101 | 94006 | FALSE | 24566.5609 | 22341.6897 | 112 | 4.166 | 187.5517 | 1.1047 | 1667.7925 | 536 | 1
5192 | HIGHLANDS 1103CB | 43361103 | HIGHLANDS 1103 | CB | FALSE | 19725.7628 | 17048.207 | 144 | 19.1342 | 161.5086 | 1.3713 | 1745.3469 | 516 | 1
1961 | NARROWS 210534069 | 153132105 | NARROWS 2105 | 34069 | FALSE | 25331.8473 | 25331.8473 | 156 | 24.4877 | 555.7045 | 1.6352 | 2622.4246 | 326 | 1
5283 | ANDERSON 11011752 | 103261101 | ANDERSON 1101 | 1752 | FALSE | 16018.6134 | 13551.3973 | 96 | 33.464 | 411.6376 | 1.4217 | 2012.9288 | 453 | 1
4672 | LOW GAP 110137498 | 192411101 | LOW GAP 1101 | 37498 | FALSE | 26197.7415 | 26197.7415 | 129 | 4.0389 | 118.6114 | 1.3148 | 890.6369 | 887 | 1
1841 | NARROWS 21057203 | 153132105 | NARROWS 2105 | 7203 | FALSE | 30305.2229 | 29904.6733 | 197 | 16.8507 | 173.6944 | 1.3384 | 1859.3118 | 489 | 1
652 | MIDDLETOWN 110148212 | 43141101 | MIDDLETOWN 1101 | 48212 | FALSE | 17385.8137 | 17215.2669 | 110 | 3.8798 | 205.3795 | 1.2622 | 1204.0224 | 729 | 47.64
1128 | SAN MIGUEL 1106605393 | 182661106 | SAN MIGUEL 1106 | 605393 | FALSE | 40299.6716 | 33375.8865 | 119 | 4.6134 | 876.7173 | 1.336 | 2777.2648 | 302
3473 | COTTONWOOD 11011610 | 102931101 | COTTONWOOD 1101 | 1610 | FALSE | 61821.9357 | 61821.9357 | 295 | 13.5547 | 780.4319 | 1.6024 | 3907.4677 | 156 | 1
1571 | SAN MIGUEL 1106428314 | 182661106 | SAN MIGUEL 1106 | 428314 | FALSE | 29650.5939 | 23673.0872 | 73 | 2.9292 | 954.3706 | 1.1772 | 2640.9062 | 321
6359 | FROGTOWN 1702592404 | 163451702 | FROGTOWN 1702 | 592404 | FALSE | 2658.3381 | 2642.3361 | 20 | 5.9531 | 134.9078 | 1.3142 | 1297.0483 | 685
7337 | WYANDOTTE 110738438 | 102911107 | WYANDOTTE 1107 | 38438 | FALSE | 27128.309 | 27128.309 | 181 | 9.3532 | 95.9635 | 1.3583 | 1679.673 | 529 | 1
932 | MIDDLETOWN 1101548 | 43141101 | MIDDLETOWN 1101 | 548 | FALSE | 45554.629 | 44099.7789 | 298 | 6.3424 | 184.7932 | 1.1105 | 593.8352 | 1108 | 102.14
9379 | SUNOL 11018721 | 14241101 | SUNOL 1101 | 8721 | FALSE | 4901.8588 | 4400.8399 | 29 | 24.019 | 556.5269 | 1.5352 | 2918.1731 | 285 | 1
1763 | RED BLUFF 110451238 | 103541104 | RED BLUFF 1104 | 51238 | FALSE | 63137.7388 | 63137.7388 | 335 | 27.7004 | 680.7548 | 1.4661 | 2984.3431 | 269 | 20
1814 | CLOVERDALE 110184088 | 42821101 | CLOVERDALE 1101 | 84088 | FALSE | 28026.8017 | 25963.7603 | 127 | 3.1386 | 149.6155 | 1.2535 | 1457.8018 | 614
4306 | RAWSON 1103428534 | 103531103 | RAWSON 1103 | 428534 | FALSE | 8740.0932 | 7301.7326 | 18 | 9.6184 | 1549.9123 | 1.3752 | 3052.7595 | 263
8922 | CLOVERDALE 1101964556 | 42821101 | CLOVERDALE 1101 | 964556 | FALSE | 8160.0956 | 8116.5647 | 31 | 6.1878 | 83.2708 | 1.4351 | 1599.6673 | 562
5391 | FITCH MOUNTAIN 111324918 | 42751113 | FITCH MOUNTAIN 1113 | 24918 | FALSE | 8843.8557 | 8843.8557 | 49 | 1.034 | 40.9058 | 1.2253 | 1042.2333 | 799 | 102.14
6800 | GEYSERVILLE 1101705777 | 42891101 | GEYSERVILLE 1101 | 705777 | FALSE | 9890.0744 | 9890.0744 | 46 | 2.5202 | 71.9353 | 1.4245 | 1615.1994 | 555
29 | CALPELLA 1101542 | 43411101 | CALPELLA 1101 | 542 | FALSE | 54014.7834 | 53958.2006 | 311 | 5.8895 | 149.4422 | 1.2455 | 1525.8914 | 585 | 1
9538 | PIT NO 1 1101CB | 103721101 | PIT NO 1 1101 | CB | FALSE | 10535.3716 | 10535.3716 | 40 | 5.6484 | 333.2 | 1.4189 | 2851.4073 | 292 | 1
7813 | CLOVERDALE 1102383183 | 42821102 | CLOVERDALE 1102 | 383183 | FALSE | 23681.1054 | 23566.6207 | 53 | 1.4437 | 184.2249 | 1.3039 | 1780.7074 | 509
8188 | LAKEVILLE 1102152632 | 43371102 | LAKEVILLE 1102 | 152632 | FALSE | 3427.183 | 3099.3949 | 13 | 8.7546 | 560.7712 | 1.3017 | 2775.5237 | 304
5065 | WOODACRE 11011456 | 43021101 | WOODACRE 1101 | 1456 | FALSE | 6155.4627 | 6155.4627 | 46 | 2.8526 | 71.0431 | 1.2524 | 701.6004 | 1021 | 85.45
5726 | POINT MORETTI 11015104 | 82931101 | POINT MORETTI 1101 | 5104 | FALSE | 2898.3737 | 2898.3737 | 11 | 9.7064 | 223.1948 | 1.3699 | 1407.1508 | 634 | 1
3142 | MOLINO 110279306 | 42571102 | MOLINO 1102 | 79306 | FALSE | 13157.0108 | 6087.9659 | 73 | 14.559 | 260.4157 | 0.79116 | 1345.2863 | 664 | 65.39
10072 | BALCH NO 1 1101R372 | 252501101 | BALCH NO 1 1101 | R372 | FALSE | 6703.9319 | 6703.9319 | 14 | 0.58067 | 222.8685 | 1.6493 | 4227.7566 | 136 | 1
1776 | TIVY VALLEY 1107869946 | 252941107 | TIVY VALLEY 1107 | 869946 | FALSE | 47850.9 | 47850.9 | 197 | 74.3846 | 1399.139 | 1.7345 | 7360.2383 | 8 | 65.39
1243 | SHINGLE SPRINGS 110419502 | 153651104 | SHINGLE SPRINGS 1104 | 19502 | FALSE | 92686.5675 | 72356.9682 | 672 | 20.9469 | 237.2231 | 1.3645 | 1716.1429 | 520 | 65.39
3579 | WILLITS 1102CB | 42661102 | WILLITS 1102 | CB | FALSE | 15673.7726 | 8550.61 | 114 | 15.6333 | 167.3153 | 1.486 | 1000.9631 | 834 | 1
6413 | UKIAH 1114408 | 42771114 | UKIAH 1114 | 408 | FALSE | 61335.3992 | 60046.2209 | 280 | 1.9412 | 142.3309 | 1.3271 | 1624.3846 | 553 | 1
4125 | SAND CREEK 11037420 | 254601103 | SAND CREEK 1103 | 7420 | FALSE | 37320.8645 | 37320.8645 | 263 | 51.824 | 1192.2491 | 1.6884 | 5752.6874 | 39 | 1
6897 | SALMON CREEK 110188998 | 43161101 | SALMON CREEK 1101 | 88998 | FALSE | 22218.0314 | 12794.9324 | 116 | 20.8673 | 625.878 | 1.1286 | 1675.3538 | 531 | 47.64
4452 | SILVERADO 2102942170 | 43432102 | SILVERADO 2102 | 942170 | FALSE | 14564.2628 | 5038.647 | 99 | 3.7146 | 151.2591 | 0.9937 | 1848.528 | 490
59 | VACAVILLE 1111CB | 63601111 | VACAVILLE 1111 | CB | FALSE | 19525.0238 | 11777.3852 | 154 | 27.5646 | 248.0237 | 1.0258 | 1549.2867 | 579 | 1
5605 | SANTA YNEZ 1101Y52 | 182721101 | SANTA YNEZ 1101 | Y52 | FALSE | 33466.442 | 31529.2091 | 141 | 6.6572 | 404.6828 | 1.3735 | 2469.9036 | 349 | 1
4437 | STILLWATER 1102CB | 103561102 | STILLWATER 1102 | CB | FALSE | 40316.4241 | 40301.3395 | 275 | 21.8814 | 178.7252 | 1.1517 | 1360.5287 | 658 | 1
3264 | BEAR VALLEY 21059480 | 252192105 | BEAR VALLEY 2105 | 9480 | FALSE | 19971.3977 | 19971.3977 | 80 | 3.9871 | 328.3057 | 1.4879 | 2457.1272 | 350 | 1
1519 | FROGTOWN 17021573 | 163451702 | FROGTOWN 1702 | 1573 | FALSE | 29066.997 | 29066.997 | 156 | 5.3802 | 289.5684 | 1.4508 | 1984.6936 | 458 | 1
1732 | NARROWS 21022220 | 153132102 | NARROWS 2102 | 2220 | FALSE | 45533.9477 | 44226.4373 | 266 | 9.5501 | 139.3987 | 1.2916 | 1115.795 | 768 | 1
2529 | FULTON 1102287172 | 42561102 | FULTON 1102 | 287172 | FALSE | 42975.8424 | 32888.5181 | 258 | 4.3734 | 124.3767 | 1.1847 | 1064.6586 | 789 | 1
9038 | OTTER 11022012 | 182941102 | OTTER 1102 | 2012 | FALSE | 16177.0749 | 14813.8509 | 64 | 3.3246 | 414.9716 | 1.2936 | 2049.1767 | 445 | 1
6205 | OILFIELDS 1103N48 | 182391103 | OILFIELDS 1103 | N48 | FALSE | 76703.6711 | 76703.6711 | 292 | 8.4268 | 566.8499 | 1.4781 | 2624.8703 | 325 | 1
6912 | BANGOR 1101301886 | 103191101 | BANGOR 1101 | 301886 | FALSE | 12466.9499 | 4239.6365 | 90 | 28.0481 | 373.4601 | 0.82859 | 1844.2972 | 493
10126 | WINDSOR 1103701650 | 43501103 | WINDSOR 1103 | 701650 | FALSE | 1191.0562 | 1191.0562 | 12 | 6.201 | 92.5512 | 1.134 | 500.0347 | 1199
2118 | LUCERNE 11031280 | 43351103 | LUCERNE 1103 | 1280 | FALSE | 37796.6985 | 12933.8174 | 238 | 10.9335 | 168.2931 | 0.86118 | 1326.8732 | 670 | 1
7467 | CORRAL 110214026 | 162991102 | CORRAL 1102 | 14026 | FALSE | 16308.5206 | 16308.5206 | 101 | 22.018 | 593.7302 | 1.4812 | 2347.8148 | 374 | 35.33
2447 | SAN LUIS OBISPO 110342344 | 182631103 | SAN LUIS OBISPO 1103 | 42344 | FALSE | 17541.9825 | 15185.6709 | 123 | 30.2117 | 288.0015 | 1.3341 | 2518.1117 | 341 | 65.39
9162 | PUTAH CREEK 1105748272 | 63681105 | PUTAH CREEK 1105 | 748272 | FALSE | 6311.5498 | 1206.1255 | 26 | 10.3547 | 773.7583 | 0.80568 | 2825.842 | 296
6146 | PETALUMA C 1108618 | 42631108 | PETALUMA C 1108 | 618 | FALSE | 17470.7407 | 13890.2601 | 119 | 22.7127 | 379.7527 | 1.1541 | 1646.4565 | 544 | 47.64
7759 | BUELLTON 1101Y26 | 183041101 | BUELLTON 1101 | Y26 | FALSE | 25494.2608 | 24411.1885 | 133 | 17.0077 | 477.0633 | 1.4408 | 2408.6488 | 359 | 1
8614 | WILLOW CREEK 110237374 | 192171102 | WILLOW CREEK 1102 | 37374 | FALSE | 3616.7474 | 3616.7474 | 9 | 0.39012 | 50.4968 | 1.2389 | 652.1813 | 1060 | 65.39
1351 | FULTON 11024522 | 42561102 | FULTON 1102 | 4522 | FALSE | 19482.3353 | 14178.9489 | 128 | 8.8625 | 153.6143 | 1.2491 | 1211.0142 | 727 | 14.95
5116 | APPLE HILL 210251792 | 153662102 | APPLE HILL 2102 | 51792 | FALSE | 15055.1772 | 15055.1772 | 99 | 5.5631 | 209.5265 | 1.2899 | 1431.6373 | 622 | 1
2803 | ZACA 1102Y48 | 182681102 | ZACA 1102 | Y48 | FALSE | 19054.6896 | 7064.3192 | 157 | 69.9346 | 311.3276 | 1.3958 | 2423.7326 | 357 | 1
453 | GARBERVILLE 11011604 | 192221101 | GARBERVILLE 1101 | 1604 | FALSE | 29168.7634 | 6733.9297 | 166 | 4.6256 | 73.3467 | 0.84048 | 698.8592 | 1023 | 1
1087 | GRASS VALLEY 11032180 | 152031103 | GRASS VALLEY 1103 | 2180 | FALSE | 71112.0664 | 71112.0664 | 444 | 10.4839 | 224.1066 | 1.3306 | 1832.2635 | 495 | 1
6232 | POSO MOUNTAIN 21012181 | 253642101 | POSO MOUNTAIN 2101 | 2181 | FALSE | 38165.6009 | 27116.6383 | 120 | 4.1547 | 1926.4489 | 1.4858 | 4260.274 | 131 | 1
1083 | CLARK ROAD 11022044 | 103091102 | CLARK ROAD 1102 | 2044 | FALSE | 20271.6961 | 13688.923 | 67 | 7.0464 | 494.2873 | 1.307 | 1533.5317 | 584 | 1
1119 | MERCED FALLS 110287352 | 252811102 | MERCED FALLS 1102 | 87352 | FALSE | 42830.7404 | 42830.7404 | 215 | 9.8015 | 465.4131 | 1.3521 | 2120.5795 | 420 | 1
3359 | WISE 1102307494 | 152271102 | WISE 1102 | 307494 | FALSE | 54418.6325 | 49958.7477 | 279 | 26.7753 | 486.5055 | 1.3522 | 2167.8038 | 409 | 20
8461 | PUTAH CREEK 110264044 | 63681102 | PUTAH CREEK 1102 | 64044 | FALSE | 11992.1979 | 9649.0485 | 46 | 23.5734 | 654.1875 | 1.4296 | 2318.9503 | 380 | 14.95
7436 | MENLO 110212249 | 24131102 | MENLO 1102 | 12249 | FALSE | 3869.5175 | 3869.5175 | 25 | 6.8118 | 250.843 | 1.3065 | 1383.6803 | 645 | 1
170 | NORTH BRANCH 110111206 | 163231101 | NORTH BRANCH 1101 | 11206 | FALSE | 28786.4552 | 28782.1678 | 146 | 11.6646 | 513.5804 | 1.5731 | 3353.7714 | 217 | 35.33
2440 | VOLTA 110180454 | 102541101 | VOLTA 1101 | 80454 | FALSE | 51836.245 | 51220.5161 | 254 | 8.2089 | 308.7812 | 1.3546 | 1652.3048 | 542 | 1
6322 | SALMON CREEK 1101196 | 43161101 | SALMON CREEK 1101 | 196 | FALSE | 11699.1957 | 9030.0657 | 36 | 15.0817 | 902.0699 | 1.5293 | 2429.7049 | 356 | 35.33
6558 | MOLINO 110266006 | 42571102 | MOLINO 1102 | 66006 | FALSE | 14550.7056 | 14550.7056 | 98 | 10.4435 | 123.7505 | 1.2141 | 1078.2399 | 782 | 65.39
6860 | GARBERVILLE 1101CB | 192221101 | GARBERVILLE 1101 | CB | FALSE | 14152.8775 | 11300.0596 | 87 | 3.849 | 44.9114 | 1.1306 | 452.1633 | 1245 | 1
2892 | WYANDOTTE 11071026 | 102911107 | WYANDOTTE 1107 | 1026 | FALSE | 44906.7347 | 36171.5421 | 273 | 28.2282 | 390.9886 | 1.5041 | 2265.0826 | 390 | 1
1817 | COARSEGOLD 210410110 | 254432104 | COARSEGOLD 2104 | 10110 | FALSE | 79840.1784 | 79840.1784 | 518 | 12.6945 | 225.9909 | 1.3648 | 1946.3474 | 464 | 1
5315 | GIRVAN 11011636 | 103401101 | GIRVAN 1101 | 1636 | FALSE | 29887.6303 | 29071.18 | 200 | 10.3187 | 185.126 | 1.2816 | 1282.4693 | 688 | 1
7739 | OILFIELDS 1103N40 | 182391103 | OILFIELDS 1103 | N40 | FALSE | 4749.4542 | 4628.046 | 23 | 12.7743 | 261.3104 | 1.4228 | 1911.8815 | 472 | 20
1598 | COTTONWOOD 11031348 | 102931103 | COTTONWOOD 1103 | 1348 | FALSE | 51267.8367 | 46964.6472 | 357 | 34.585 | 428.7022 | 1.3287 | 2847.109 | 293 | 1
2008 | OAKHURST 11015490 | 254421101 | OAKHURST 1101 | 5490 | FALSE | 40241.3391 | 40241.3391 | 276 | 32.6779 | 328.6807 | 1.3791 | 3287.8025 | 227 | 65.39
6294 | OLETA 1101239062 | 163541101 | OLETA 1101 | 239062 | FALSE | 22613.4239 | 19618.6008 | 113 | 11.7064 | 761.1956 | 1.4655 | 2401.1977 | 361
6920 | LAYTONVILLE 110268436 | 42681102 | LAYTONVILLE 1102 | 68436 | FALSE | 14664.9715 | 14664.9715 | 45 | 4.0251 | 258.4199 | 1.4489 | 1690.836 | 525 | 26.55
1698 | GARBERVILLE 11022010 | 192221102 | GARBERVILLE 1102 | 2010 | FALSE | 10727.9171 | 10727.9171 | 39 | 0.95518 | 44.503 | 1.0889 | 277.3564 | 1477 | 1
2911 | SHINGLE SPRINGS 210819762 | 153652108 | SHINGLE SPRINGS 2108 | 19762 | FALSE | 8713.8007 | 7078.7756 | 72 | 15.7466 | 143.3061 | 1.1972 | 1134.0874 | 762 | 1
2598 | ELK CREEK 11012008 | 102781101 | ELK CREEK 1101 | 2008 | FALSE | 29196.2282 | 9225.9589 | 154 | 29.1346 | 1133.8033 | 1.0453 | 2966.3445 | 274 | 65.39
2127 | OILFIELDS 1103N44 | 182391103 | OILFIELDS 1103 | N44 | FALSE | 29207.7388 | 29207.7388 | 109 | 8.6266 | 394.1751 | 1.3746 | 1862.5151 | 486 | 1
381 | MOUNTAIN QUARRIES 21011102 | 152282101 | MOUNTAIN QUARRIES 2101 | 1102 | FALSE | 69889.6015 | 69889.6015 | 431 | 10.9138 | 224.9363 | 1.3595 | 1375.9559 | 650 | 1
3913 | CORNING 110164090 | 103331101 | CORNING 1101 | 64090 | FALSE | 21993.72 | 21993.72 | 170 | 34.2638 | 1092.3766 | 1.3104 | 3248.9701 | 228 | 35.33
2481 | BROWNS VALLEY 11011268 | 152921101 | BROWNS VALLEY 1101 | 1268 | FALSE | 17550.3384 | 17538.5447 | 106 | 21.0433 | 391.2496 | 1.3921 | 1744.856 | 517 | 1
948 | MARIPOSA 21029590 | 254452102 | MARIPOSA 2102 | 9590 | FALSE | 58387.0707 | 58387.0707 | 387 | 15.5796 | 194.8124 | 1.4379 | 2433.9636 | 353 | 1
4109 | TEMPLETON 2113A60 | 183052113 | TEMPLETON 2113 | A60 | FALSE | 14423.3233 | 11709.0954 | 88 | 23.1531 | 505.9603 | 1.3442 | 2043.3402 | 447 | 26.55
9361 | CLOVERDALE 1102429006 | 42821102 | CLOVERDALE 1102 | 429006 | FALSE | 3229.4467 | 3213.4446 | 23 | 4.689 | 66.6453 | 1.1854 | 805.9602 | 934 | 1
429 | COTTONWOOD 11021578 | 102931102 | COTTONWOOD 1102 | 1578 | FALSE | 56424.6884 | 48498.4276 | 269 | 16.4116 | 575.9713 | 1.4068 | 2721.7009 | 308 | 1
3755 | INDIAN FLAT 1104CB | 252691104 | INDIAN FLAT 1104 | CB | FALSE | 20557.4413 | 20557.4413 | 85 | 4.1076 | 195.974 | 1.2375 | 1467.6776 | 609 | 1
5039 | OREGON TRAIL 11031448 | 103521103 | OREGON TRAIL 1103 | 1448 | FALSE | 49484.9793 | 49484.9793 | 232 | 14.2781 | 493.1296 | 1.2551 | 1437.1719 | 620 | 1
5385 | MONTICELLO 110137384 | 43051101 | MONTICELLO 1101 | 37384 | FALSE | 15082.1187 | 15082.1187 | 71 | 8.0292 | 232.8712 | 1.6331 | 2257.655 | 391 | 1
9323 | POSO MOUNTAIN 21013990 | 253642101 | POSO MOUNTAIN 2101 | 3990 | FALSE | 8945.4958 | 6963.5326 | 25 | 2.8993 | 1822.6186 | 1.6384 | 3780.3852 | 172 | 1
8609 | PETALUMA C 1108636 | 42631108 | PETALUMA C 1108 | 636 | FALSE | 15178.9816 | 15178.9816 | 108 | 22.2025 | 215.2098 | 1.103 | 1486.0094 | 600 | 47.64
9301 | VOLTA 110165764 | 102541101 | VOLTA 1101 | 65764 | FALSE | 16669.4005 | 16669.4005 | 34 | 5.1673 | 964.0828 | 1.5985 | 3350.0688 | 218 | 1
10478 | STONE CORRAL 1110189488 | 252921110 | STONE CORRAL 1110 | 189488 | FALSE | 1343.2605 | 1327.2585 | 8 | 52.1394 | 2001.3015 | 1.769 | 5673.1262 | 44
1096 | CABRILLO 1103Y12 | 183101103 | CABRILLO 1103 | Y12 | FALSE | 49636.2362 | 42701.7878 | 274 | 15.8276 | 380.5582 | 1.4768 | 2917.17 | 286 | 47.64
9745 | TASSAJARA 21126392 | 14662112 | TASSAJARA 2112 | 6392 | FALSE | 8838.9848 | 8838.9848 | 37 | 3.2693 | 436.5151 | 1.3486 | 1801.3357 | 505 | 47.64
4697 | CALISTOGA 1101242919 | 42711101 | CALISTOGA 1101 | 242919 | FALSE | 2111.493 | 2111.493 | 15 | 2.2416 | 55.6278 | 1.2215 | 815.191 | 928
5376 | FORT SEWARD 1121CB | 192321121 | FORT SEWARD 1121 | CB | FALSE | 14807.5224 | 14807.5224 | 54 | 2.953 | 109.7831 | 1.1949 | 804.6312 | 935 | 1
4876 | SISQUOC 1102M54 | 182811102 | SISQUOC 1102 | M54 | FALSE | 48740.6445 | 31884.2274 | 166 | 2.2445 | 641.0273 | 0.96248 | 2348.1035 | 373 | 1
4881 | LINCOLN 11042070 | 153701104 | LINCOLN 1104 | 2070 | FALSE | 46879.1188 | 28951.6433 | 303 | 28.5696 | 540.2896 | 1.0384 | 1863.8372 | 485 | 26.55
8866 | SAN RAMON 2101CB | 14232101 | SAN RAMON 2101 | CB | FALSE | 1579.2012 | 1277.3495 | 11 | 11.4988 | 218.1664 | 1.4387 | 1362.5146 | 655 | 20
10487 | HIGGINS 1107746082 | 152691107 | HIGGINS 1107 | 746082 | FALSE | 1306.1318 | 1306.1318 | 6 | 9.5063 | 173.5791 | 1.3838 | 1442.5612 | 617 | 1
3139 | WILLITS 11044650 | 42661104 | WILLITS 1104 | 4650 | FALSE | 9890.161 | 6190.488 | 80 | 6.7983 | 41.6946 | 0.97743 | 915.7398 | 878 | 1
474 | COTTONWOOD 11031616 | 102931103 | COTTONWOOD 1103 | 1616 | FALSE | 79228.8196 | 75536.2374 | 454 | 25.7276 | 584.8451 | 1.451 | 2965.2949 | 276 | 26.55
4424 | POSO MOUNTAIN 21014456 | 253642101 | POSO MOUNTAIN 2101 | 4456 | FALSE | 37862.2156 | 37862.2156 | 102 | 11.2063 | 2542.2392 | 1.7787 | 5239.6007 | 58 | 1
7546 | LAYTONVILLE 11022502 | 42681102 | LAYTONVILLE 1102 | 2502 | FALSE | 28650.0789 | 28650.0789 | 80 | 0.96599 | 174.2921 | 1.3376 | 1243.1177 | 705 | 1
7849 | BEAR VALLEY 21014160 | 252192101 | BEAR VALLEY 2101 | 4160 | FALSE | 36723.9834 | 36723.9834 | 192 | 10.1997 | 370.524 | 1.4261 | 2062.9169 | 441 | 1
2621 | LINCOLN 1101186060 | 153701101 | LINCOLN 1101 | 186060 | FALSE | 24068.765 | 17542.5963 | 161 | 19.7064 | 266.0406 | 1.0552 | 1235.1524 | 709
5254 | SHINGLE SPRINGS 21092679 | 153652109 | SHINGLE SPRINGS 2109 | 2679 | FALSE | 11435.2637 | 11435.2637 | 70 | 11.8254 | 286.3489 | 1.3805 | 2176.5839 | 406 | 47.64
3959 | SILVERADO 210234959 | 43432102 | SILVERADO 2102 | 34959 | FALSE | 42625.8356 | 41473.2756 | 205 | 1.804 | 155.1839 | 1.3333 | 1907.4668 | 473 | 1
4389 | VOLTA 11011516 | 102541101 | VOLTA 1101 | 1516 | FALSE | 41402.7558 | 40856.6045 | 123 | 4.8914 | 545.4612 | 1.3799 | 1638.3577 | 549 | 1
9812 | CURTIS 170411300 | 163351704 | CURTIS 1704 | 11300 | FALSE | 5912.6947 | 5912.6947 | 41 | 5.0036 | 93.7274 | 1.2252 | 1480.6406 | 604 | 1
4676 | NARROWS 210551582 | 153132105 | NARROWS 2105 | 51582 | FALSE | 15330.2671 | 15330.2671 | 105 | 10.2104 | 201.6503 | 1.4211 | 981.2465 | 843 | 1
430 | TEJON 1102732836 | 252931102 | TEJON 1102 | 732836 | FALSE | 24952.5776 | 18788.6293 | 154 | 21.9836 | 752.9305 | 1.4904 | 3303.5879 | 224
4932 | MONTICELLO 1101720 | 43051101 | MONTICELLO 1101 | 720 | FALSE | 13087.7745 | 10923.6575 | 70 | 8.7568 | 263.6619 | 1.4827 | 2299.4316 | 384 | 20
6310 | RIO DELL 11024230 | 192251102 | RIO DELL 1102 | 4230 | FALSE | 36923.3874 | 36847.6248 | 59 | 0.53155 | 43.4376 | 1.1338 | 373.6796 | 1331 | 1
517 | CLARKSVILLE 210413352 | 153612104 | CLARKSVILLE 2104 | 13352 | FALSE | 58907.8743 | 55896.819 | 409 | 14.8499 | 213.6257 | 1.2185 | 1100.974 | 774 | 47.64
19 | CLEAR LAKE 1101406 | 42141101 | CLEAR LAKE 1101 | 406 | FALSE | 53036.2911 | 19984.6537 | 312 | 11.9924 | 228.9104 | 0.82852 | 1508.2873 | 594 | 1
4720 | DUNLAP 11027849F | 254061102 | DUNLAP 1102 | 7849F | FALSE | 13949.6344 | 13949.6344 | 61 | 16.4657 | 882.6657 | 1.782 | 5019.3612 | 73 | 1
6125 | JESSUP 1103348657 | 103441103 | JESSUP 1103 | 348657 | FALSE | 3761.8937 | 3253.8359 | 29 | 29.3728 | 536.7801 | 1.3208 | 2006.4651 | 455
9100 | BANGOR 1101870548 | 103191101 | BANGOR 1101 | 870548 | FALSE | 8185.9487 | 8185.9487 | 56 | 4.6447 | 109.7315 | 1.3583 | 1377.0688 | 649
7774 | RED BLUFF 110176020 | 103541101 | RED BLUFF 1101 | 76020 | FALSE | 23407.8426 | 15031.7581 | 137 | 35.2789 | 461.5001 | 1.2039 | 2512.6527 | 342 | 14.95
5975 | HARTLEY 11011306 | 43211101 | HARTLEY 1101 | 1306 | FALSE | 19638.9419 | 15260.277 | 117 | 12.3867 | 153.0709 | 1.2481 | 1507.2616 | 595 | 1
3100 | GARBERVILLE 11022540 | 192221102 | GARBERVILLE 1102 | 2540 | FALSE | 28748.5934 | 26122.3431 | 135 | 0.98168 | 61.0552 | 1.0882 | 203.3955 | 1636 | 1
6900 | SALT SPRINGS 210110416 | 163692101 | SALT SPRINGS 2101 | 10416 | FALSE | 1110.1976 | 1110.1976 | 7 | 0.25695 | 82.5576 | 1.171 | 1426.8175 | 628 | 1
1019 | HOPLAND 1101770 | 42251101 | HOPLAND 1101 | 770 | FALSE | 24751.8286 | 13838.1959 | 110 | 3.2212 | 251.7431 | 1.2547 | 1361.4118 | 656 | 1
9774 | WILDWOOD 1101384582 | 103611101 | WILDWOOD 1101 | 384582 | FALSE | 7304.3535 | 7304.3535 | 8 | 1.2933 | 427.7709 | 1.621 | 4044.7807 | 147
6290 | WYANDOTTE 110796390 | 102911107 | WYANDOTTE 1107 | 96390 | FALSE | 16282.4885 | 13753.525 | 124 | 21.6939 | 113.0575 | 1.1822 | 924.5376 | 871 | 1
8217 | VINEYARD 2110CB | 14502110 | VINEYARD 2110 | CB | FALSE | 16260.0032 | 8994.5064 | 86 | 13.6255 | 746.9548 | 1.1284 | 1513.1588 | 589 | 1
7155 | PEORIA 1701CB | 163781701 | PEORIA 1701 | CB | FALSE | 14117.7933 | 14117.7933 | 70 | 1.8964 | 282.6479 | 1.3176 | 1625.1549 | 551 | 1
1707 | HIGGINS 11039753 | 152691103 | HIGGINS 1103 | 9753 | FALSE | 3306.1166 | 3306.1166 | 23 | 18.1284 | 236.8269 | 1.4575 | 2174.098 | 407 | 1
2248 | CORRAL 110313474 | 162991103 | CORRAL 1103 | 13474 | FALSE | 11606.5963 | 4726.1259 | 99 | 14.6446 | 387.2189 | 1.2509 | 1472.7962 | 605 | 20
6056 | MARIPOSA 2101309438 | 254452101 | MARIPOSA 2101 | 309438 | FALSE | 13011.7309 | 5938.6322 | 93 | 5.6601 | 104.2359 | 1.2157 | 1153.73 | 754
5806 | COLUMBIA HILL 11012212 | 152471101 | COLUMBIA HILL 1101 | 2212 | FALSE | 14695.9754 | 14695.9754 | 76 | 1.7884 | 32.0084 | 1.1276 | 358.4844 | 1358 | 102.14
5628 | PUEBLO 11041304 | 43291104 | PUEBLO 1104 | 1304 | FALSE | 30935.6957 | 30935.6957 | 175 | 8.2672 | 256.0353 | 1.349 | 1973.0848 | 460 | 1
5578 | VASCO 1102886522 | 13751102 | VASCO 1102 | 886522 | FALSE | 30828.6552 | 10908.527 | 154 | 23.101 | 1697.5995 | 0.90669 | 2215.6632 | 400
2390 | WYANDOTTE 11091520 | 102911109 | WYANDOTTE 1109 | 1520 | FALSE | 31725.4009 | 6700.2969 | 230 | 23.5171 | 162.2758 | 0.69261 | 1243.3344 | 704 | 1
2104 | LINCOLN 11045391 | 153701104 | LINCOLN 1104 | 5391 | FALSE | 1530.1829 | 1530.1829 | 7 | 37.3704 | 848.7488 | 1.4008 | 2595.0683 | 333 | 47.64
826 | TASSAJARA 210419042 | 14662104 | TASSAJARA 2104 | 19042 | FALSE | 13701.0778 | 10069.7209 | 89 | 20.0172 | 722.7134 | 1.3421 | 1548.81 | 581 | 1
7172 | FITCH MOUNTAIN 1113356 | 42751113 | FITCH MOUNTAIN 1113 | 356 | FALSE | 24352.0152 | 17245.1485 | 136 | 4.1518 | 61.6887 | 1.2131 | 991.1123 | 839 | 47.64
761 | BANGOR 11017446 | 103191101 | BANGOR 1101 | 7446 | FALSE | 69991.8942 | 69991.8942 | 427 | 9.3911 | 148.934 | 1.292 | 983.1088 | 842 | 1
9800 | CALISTOGA 110135588 | 42711101 | CALISTOGA 1101 | 35588 | FALSE | 4954.8551 | 4954.8551 | 18 | 0.47046 | 101.0161 | 1.4569 | 1278.0574 | 690 | 1
9664 | PASO ROBLES 110359763 | 182611103 | PASO ROBLES 1103 | 59763 | FALSE | 4532.1933 | 4532.1933 | 30 | 21.22 | 403.4657 | 1.4172 | 2480.207 | 346 | 35.33
5583 | RED BLUFF 11031702 | 103541103 | RED BLUFF 1103 | 1702 | FALSE | 29294.348 | 26958.2044 | 177 | 46.6512 | 891.5783 | 1.3925 | 3360.288 | 216 | 1
4955 | WILLITS 1104188268 | 42661104 | WILLITS 1104 | 188268 | FALSE | 8709.5262 | 6867.4982 | 66 | 6.3054 | 45.823 | 0.83119 | 756.6199 | 968
9342 | SAND CREEK 11037823F | 254601103 | SAND CREEK 1103 | 7823F | FALSE | 7527.4054 | 7527.4054 | 49 | 42.4485 | 1143.2115 | 1.7398 | 5142.2922 | 63 | 1
7895 | PEORIA 1704877670 | 163781704 | PEORIA 1704 | 877670 | FALSE | 10595.2996 | 10595.2996 | 28 | 5.1337 | 480.7335 | 1.4516 | 1606.4027 | 561 | 1
1593 | MENLO 1102W80 | 24131102 | MENLO 1102 | W80 | FALSE | 30507.2399 | 30491.2345 | 129 | 1.9153 | 132.6153 | 1.2621 | 990.5879 | 840 | 1
9134 | SAN LUIS OBISPO 1104350030 | 182631104 | SAN LUIS OBISPO 1104 | 350030 | FALSE | 14009.015 | 9325.238 | 107 | 9.1811 | 247.8167 | 1.1261 | 957.5657 | 855
8835 | SOLEDAD 2102955138 | 182052102 | SOLEDAD 2102 | 955138 | FALSE | 4475.7732 | 4227.5124 | 16 | 2.9329 | 298.5983 | 1.3088 | 1883.3994 | 478
6170 | GIRVAN 11011330 | 103401101 | GIRVAN 1101 | 1330 | FALSE | 50161.9849 | 49990.913 | 264 | 7.5266 | 298.5714 | 1.2736 | 1373.7242 | 651 | 1
9760 | RINCON 11035152 | 43321103 | RINCON 1103 | 5152 | FALSE | 2685.0442 | 2685.0442 | 17 | 1.9288 | 70.025 | 1.2855 | 675.7903 | 1038 | 35.33
6631 | HIGHLANDS 11031282 | 43361103 | HIGHLANDS 1103 | 1282 | FALSE | 26604.6713 | 22934.9277 | 164 | 8.4307 | 336.254 | 1.4538 | 1748.6654 | 515 | 35.33
7124 | SANTA YNEZ 1102CB | 182721102 | SANTA YNEZ 1102 | CB | FALSE | 14342.9846 | 2348.085 | 124 | 32.8638 | 196.6671 | 1.8347 | 1580.4692 | 569 | 1
547 | STILLWATER 11021644 | 103561102 | STILLWATER 1102 | 1644 | FALSE | 36747.479 | 36747.479 | 244 | 20.1901 | 365.0277 | 1.2464 | 1382.8849 | 646 | 1
6046 | WOODWARD 210878448 | 255292108 | WOODWARD 2108 | 78448 | FALSE | 47671.1997 | 31387.7639 | 188 | 9.2328 | 1066.0844 | 1.5727 | 4051.9056 | 146 | 1
7443 | GARBERVILLE 11011770 | 192221101 | GARBERVILLE 1101 | 1770 | FALSE | 13849.8333 | 13849.8333 | 66 | 0.62434 | 17.0445 | 1.0972 | 343.9532 | 1380 | 1
2056 | BUELLTON 1101Y06 | 183041101 | BUELLTON 1101 | Y06 | FALSE | 63281.543 | 48855.5405 | 304 | 11.8544 | 353.0963 | 1.3838 | 2033.2985 | 450 | 1
1863 | DIAMOND SPRINGS 110610587 | 152261106 | DIAMOND SPRINGS 1106 | 10587 | FALSE | 35336.5514 | 35336.5514 | 212 | 8.931 | 135.0192 | 1.3046 | 1469.4238 | 607 | 1
5060 | CLOVERDALE 1102156 | 42821102 | CLOVERDALE 1102 | 156 | FALSE | 18958.8699 | 9919.8336 | 110 | 4.3234 | 54.4423 | 1.0508 | 875.9596 | 896 | 1
8874 | BRIDGEVILLE 110169866 | 192461101 | BRIDGEVILLE 1101 | 69866 | FALSE | 10571.2356 | 10571.2356 | 46 | 1.5218 | 134.6034 | 1.1958 | 514.4343 | 1188 | 65.39
7200 | DIAMOND SPRINGS 1104705100 | 152261104 | DIAMOND SPRINGS 1104 | 705100 | FALSE | 13322.8036 | 11885.1942 | 78 | 4.4039 | 79.0242 | 1.2714 | 900.0548 | 884
5273 | SAND CREEK 11037110 | 254601103 | SAND CREEK 1103 | 7110 | FALSE | 29983.2616 | 29983.2616 | 132 | 5.3071 | 517.3143 | 1.5244 | 3332.8764 | 221 | 1
3234 | FULTON 1107604 | 42561107 | FULTON 1107 | 604 | FALSE | 28058.6741 | 28058.6741 | 169 | 13.8661 | 235.5561 | 1.2364 | 1390.9913 | 641 | 47.64
9503 | SAN LUIS OBISPO 1103153199 | 182631103 | SAN LUIS OBISPO 1103 | 153199 | FALSE | 8788.2197 | 4750.5459 | 53 | 20.1337 | 866.9099 | 1.4034 | 2588.0496 | 334
8489 | LAYTONVILLE 1102572 | 42681102 | LAYTONVILLE 1102 | 572 | FALSE | 34429.3225 | 34429.3225 | 155 | 1.6799 | 122.9906 | 1.1883 | 588.4642 | 1115 | 26.55
1408 | ATASCADERO 1103A16 | 182541103 | ATASCADERO 1103 | A16 | FALSE | 32308.0619 | 31835.9088 | 122 | 4.5519 | 374.1336 | 1.3993 | 1262.4628 | 693 | 1
68 | TEJON 11022455 | 252931102 | TEJON 1102 | 2455 | FALSE | 10165.5764 | 10165.5764 | 84 | 25.4079 | 551.0995 | 1.4371 | 3535.7199 | 196 | 1
6764 | MAXWELL 11053008 | 62881105 | MAXWELL 1105 | 3008 | FALSE | 24475.225 | 13636.9493 | 55 | 4.5351 | 1206.9083 | 1.2444 | 2119.5029 | 421 | 1
3997 | APPLE HILL 2102CB | 153662102 | APPLE HILL 2102 | CB | FALSE | 66423.2503 | 66423.2503 | 448 | 9.6898 | 92.1841 | 1.2264 | 1022.0989 | 813 | 65.39
4706 | WYANDOTTE 11031504 | 102911103 | WYANDOTTE 1103 | 1504 | FALSE | 23629.2409 | 17735.4007 | 186 | 13.1761 | 66.8498 | 1.1267 | 618.3499 | 1084 | 1
8185 | CLARKSVILLE 2109CB | 153612109 | CLARKSVILLE 2109 | CB | FALSE | 1831.3319 | 1593.4993 | 15 | 10.0082 | 146.9374 | 1.0953 | 713.5234 | 1009 | 1
5862 | HOLLISTER 2102855412 | 182492102 | HOLLISTER 2102 | 855412 | FALSE | 50683.3516 | 45702.3865 | 108 | 4.0279 | 431.5883 | 1.1685 | 1812.7947 | 504 | 1
2833 | MARTELL 11033152 | 163011103 | MARTELL 1103 | 3152 | FALSE | 27364.6036 | 26923.3255 | 134 | 7.9307 | 543.6065 | 1.4787 | 1552.0849 | 578 | 1
3141 | DIAMOND SPRINGS 11057722 | 152261105 | DIAMOND SPRINGS 1105 | 7722 | FALSE | 100229.7186 | 96782.5255 | 572 | 11.0639 | 147.8059 | 1.2727 | 1087.3028 | 779 | 1
501 | DOBBINS 11011264 | 153741101 | DOBBINS 1101 | 1264 | FALSE | 56286.9636 | 56286.9636 | 307 | 7.1155 | 147.077 | 1.3028 | 1094.5256 | 776 | 1
855 | HIGGINS 1103CB | 152691103 | HIGGINS 1103 | CB | FALSE | 45692.926 | 45174.6839 | 315 | 8.8197 | 99.4536 | 1.2579 | 1166.4722 | 747 | 1
491 | TIVY VALLEY 1107822606 | 252941107 | TIVY VALLEY 1107 | 822606 | FALSE | 29230.0954 | 21701.9466 | 144 | 8.5177 | 966.4877 | 1.4396 | 3717.2296 | 181
2634 | APPLE HILL 21028372 | 153662102 | APPLE HILL 2102 | 8372 | FALSE | 101264.4904 | 94481.7777 | 629 | 4.1826 | 87.8066 | 1.2908 | 985.1922 | 841 | 1
1440 | MARIPOSA 21019400 | 254452101 | MARIPOSA 2101 | 9400 | FALSE | 101537.78 | 101537.78 | 667 | 11.2277 | 167.9398 | 1.3624 | 1882.7942 | 479 | 1
8059 | OILFIELDS 1103N62 | 182391103 | OILFIELDS 1103 | N62 | FALSE | 8948.1922 | 8948.1922 | 39 | 3.8812 | 590.62 | 1.4627 | 1674.5706 | 532 | 1
1860 | SHINGLE SPRINGS 2105CB | 153652105 | SHINGLE SPRINGS 2105 | CB | FALSE | 30610.8387 | 30610.8387 | 245 | 5.9167 | 48.4138 | 1.2739 | 745.8005 | 978 | 1
1237 | NARROWS 2102CB | 153132102 | NARROWS 2102 | CB | FALSE | 39248.3153 | 36287.6403 | 243 | 7.7209 | 127.6311 | 1.3844 | 1177.1526 | 742 | 1
9931 | CORTINA 1101528460 | 63121101 | CORTINA 1101 | 528460 | FALSE | 6121.8319 | 3043.5918 | 12 | 5.2898 | 1056.846 | 1.2303 | 3097.7847 | 255
6877 | COARSEGOLD 21036110 | 254432103 | COARSEGOLD 2103 | 6110 | FALSE | 47929.948 | 17714.3763 | 179 | 7.3494 | 744.8469 | 0.88835 | 2595.4532 | 332 | 1
3126 | HORSESHOE 110150140 | 152571101 | HORSESHOE 1101 | 50140 | FALSE | 10038.7802 | 6357.3386 | 82 | 14.1989 | 90.2957 | 1.1064 | 724.1364 | 995 | 1
9916 | SAN LUIS OBISPO 1104777686 | 182631104 | SAN LUIS OBISPO 1104 | 777686 | FALSE | 3079.762 | 2707.2733 | 17 | 20.727 | 373.8472 | 1.4472 | 2050.5492 | 444
8080 | SILVERADO 210258626 | 43432102 | SILVERADO 2102 | 58626 | FALSE | 24491.7338 | 24491.7338 | 125 | 3.1359 | 157.6302 | 1.193 | 1427.3169 | 627 | 47.64
4277 | SAN JOAQUIN #2 1103157026 | 252521103 | SAN JOAQUIN #2 1103 | 157026 | FALSE | 5200.077 | 5200.077 | 44 | 16.046 | 202.1946 | 1.5309 | 1923.6933 | 467 | 1
6827 | PEORIA 170411232 | 163781704 | PEORIA 1704 | 11232 | FALSE | 27747.6591 | 20505.608 | 222 | 23.9304 | 181.1228 | 1.273 | 1686.0292 | 527 | 35.33
772 | DIAMOND SPRINGS 11052102 | 152261105 | DIAMOND SPRINGS 1105 | 2102 | FALSE | 62912.0633 | 60307.8799 | 417 | 10.0902 | 123.062 | 1.231 | 1146.8943 | 755 | 1
1946 | WILLITS 1104CB | 42661104 | WILLITS 1104 | CB | FALSE | 12241.4218 | 6260.0525 | 90 | 14.2832 | 151.5281 | 1.6821 | 773.6055 | 956 | 1
2370 | GEYSERVILLE 1102484 | 42891102 | GEYSERVILLE 1102 | 484 | FALSE | 78528.1935 | 53688.8082 | 379 | 2.1277 | 101.9815 | 0.92543 | 896.8187 | 885 | 1
7186 | HIGGINS 1104CB | 152691104 | HIGGINS 1104 | CB | FALSE | 18716.511 | 18050.1072 | 124 | 6.9795 | 105.7332 | 1.2712 | 792.6979 | 948 | 1
9814 | PENRYN 1105119949 | 152561105 | PENRYN 1105 | 119949 | FALSE | 3756.7927 | 2221.8702 | 25 | 28.2005 | 361.6411 | 1.3106 | 1497.9784 | 598
7423 | CLAY 1103CB | 163341103 | CLAY 1103 | CB | FALSE | 21668.4067 | 9680.057 | 110 | 3.3117 | 146.1463 | 0.72507 | 734.8074 | 989 | 1
8864 | WOODACRE 110191900 | 43021101 | WOODACRE 1101 | 91900 | FALSE | 22248.6035 | 14519.294 | 91 | 7.3649 | 326.9996 | 1.2585 | 1012.5441 | 824 | 26.55
9782 | SAND CREEK 110397354 | 254601103 | SAND CREEK 1103 | 97354 | FALSE | 16339.8299 | 14168.242 | 59 | 5.4547 | 1412.6373 | 1.8028 | 5418.3509 | 49 | 1
7321 | CLARKSVILLE 210619642 | 153612106 | CLARKSVILLE 2106 | 19642 | FALSE | 2579.2739 | 1246.4399 | 17 | 9.496 | 82.5768 | 0.99571 | 453.1258 | 1242 | 35.33
1291 | MERCED FALLS 11029470 | 252811102 | MERCED FALLS 1102 | 9470 | FALSE | 36749.5976 | 36749.5976 | 277 | 12.8372 | 155.6463 | 1.2604 | 1395.4992 | 639 | 1
10278 | PUEBLO 2102943820 | 43292102 | PUEBLO 2102 | 943820 | FALSE | 3953.9711 | 3039.5845 | 13 | 0.34615 | 44.5377 | 0.85807 | 1434.295 | 621
2358 | WHITMORE 11011594 | 103601101 | WHITMORE 1101 | 1594 | FALSE | 39042.2093 | 39042.2093 | 160 | 3.5757 | 135.528 | 1.2936 | 1126.4421 | 765 | 1
892 | MARIPOSA 210110240 | 254452101 | MARIPOSA 2101 | 10240 | FALSE | 34689.059 | 34689.059 | 189 | 4.4097 | 160.139 | 1.269 | 1439.7612 | 619 | 1
4813 | CLOVERDALE 1102674 | 42821102 | CLOVERDALE 1102 | 674 | FALSE | 32462.2926 | 27296.9382 | 122 | 3.0994 | 183.8937 | 1.2585 | 1499.689 | 597 | 1
4778 | SHINGLE SPRINGS 210961892 | 153652109 | SHINGLE SPRINGS 2109 | 61892 | FALSE | 48456.6488 | 48456.6488 | 318 | 9.3896 | 160.3128 | 1.333 | 1584.3018 | 567 | 47.64
395 | CALISTOGA 1101734 | 42711101 | CALISTOGA 1101 | 734 | FALSE | 26724.941 | 22050.8989 | 162 | 2.468 | 78.2368 | 1.2053 | 885.8837 | 889 | 1
7143 | COTATI 1103CB | 42271103 | COTATI 1103 | CB | FALSE | 19422.567 | 19422.567 | 106 | 17.3056 | 305.7967 | 1.1744 | 1154.679 | 753 | 47.64
2744 | WHITMORE 110145262 | 103601101 | WHITMORE 1101 | 45262 | FALSE | 46333.9347 | 46333.9347 | 221 | 5.4558 | 365.0141 | 1.2703 | 1038.3077 | 800 | 1
4167 | COTTONWOOD 11031344 | 102931103 | COTTONWOOD 1103 | 1344 | FALSE | 20065.0071 | 16285.3354 | 152 | 25.8975 | 492.8968 | 1.2371 | 2362.2491 | 369 | 65.39
9035 | CLEAR LAKE 1101699062 | 42141101 | CLEAR LAKE 1101 | 699062 | FALSE | 3006.4235 | 1359.6473 | 20 | 17.3046 | 211.0535 | 1.3372 | 1257.9802 | 696
2015 | SHINGLE SPRINGS 210912392 | 153652109 | SHINGLE SPRINGS 2109 | 12392 | FALSE | 23572.5391 | 23572.5391 | 178 | 12.4388 | 113.0393 | 1.2796 | 1246.8521 | 703 | 65.39
2546 | PLACERVILLE 1110421358 | 153081110 | PLACERVILLE 1110 | 421358 | FALSE | 23870.6711 | 23870.6711 | 169 | 8.3412 | 137.8311 | 1.352 | 802.5537 | 940
6240 | SILVERADO 2104722 | 43432104 | SILVERADO 2104 | 722 | FALSE | 12705.3582 | 12705.3582 | 99 | 3.8801 | 53.3716 | 1.1564 | 569.6012 | 1130 | 85.45
6314 | TEJON 11023751 | 252931102 | TEJON 1102 | 3751 | FALSE | 16451.1737 | 15802.8651 | 65 | 8.211 | 1106.5115 | 1.5488 | 3153.8117 | 247 | 1
8377 | CAYETANO 2111CB | 14422111 | CAYETANO 2111 | CB | FALSE | 14665.1565 | 5449.7896 | 81 | 9.5615 | 620.4666 | 0.68669 | 1050.3758 | 796 | 1
84 | LINCOLN 110451756 | 153701104 | LINCOLN 1104 | 51756 | FALSE | 56082.3102 | 17440.8058 | 264 | 17.3295 | 434.6729 | 0.71031 | 1131.9939 | 763 | 26.55
4410 | MC ARTHUR 1101501106 | 103491101 | MC ARTHUR 1101 | 501106 | FALSE | 16962.6839 | 16083.896 | 86 | 33.986 | 1346.0678 | 1.6398 | 4753.376 | 97
1376 | CLARKSVILLE 210419772 | 153612104 | CLARKSVILLE 2104 | 19772 | FALSE | 29712.1582 | 28840.3765 | 185 | 7.4837 | 291.8541 | 1.2818 | 1084.3194 | 780 | 65.39
138 | CLARKSVILLE 2103593454 | 153612103 | CLARKSVILLE 2103 | 593454 | FALSE | 65282.8123 | 51502.8241 | 324 | 14.7701 | 377.7493 | 1.1989 | 1565.5344 | 572
6028 | RISING RIVER 11011530 | 103551101 | RISING RIVER 1101 | 1530 | FALSE | 28483.8521 | 18168.0106 | 167 | 15.9229 | 873.7914 | 1.424 | 2176.9842 | 405 | 1
6687 | CLARK ROAD 110281296 | 103091102 | CLARK ROAD 1102 | 81296 | FALSE | 24680.7336 | 17571.0511 | 124 | 10.9267 | 339.9203 | 0.98655 | 869.9858 | 899 | 1
2672 | APPLE HILL 210277546 | 153662102 | APPLE HILL 2102 | 77546 | FALSE | 69346.9327 | 69346.9327 | 403 | 7.0101 | 133.6279 | 1.3564 | 1309.4241 | 678 | 1
4377 | MARIPOSA 2101752630 | 254452101 | MARIPOSA 2101 | 752630 | FALSE | 30558.9663 | 30558.9663 | 154 | 5.2799 | 176.0982 | 1.3886 | 1699.6449 | 523
5474 | COTATI 1105213984 | 42271105 | COTATI 1105 | 213984 | FALSE | 11162.845 | 11162.845 | 47 | 12.9444 | 446.5521 | 1.2682 | 1225.6338 | 715
6448 | MERCED FALLS 110238748 | 252811102 | MERCED FALLS 1102 | 38748 | FALSE | 24704.6186 | 24704.6186 | 178 | 16.711 | 147.7105 | 1.2486 | 1618.5371 | 554 | 1
1645 | COTATI 110599720 | 42271105 | COTATI 1105 | 99720 | FALSE | 19787.8115 | 14780.8133 | 134 | 23.5863 | 130.4172 | 1.0602 | 1157.381 | 751 | 65.39
439 | HIGGINS 1110CB | 152691110 | HIGGINS 1110 | CB | FALSE | 17394.4702 | 14019.0952 | 134 | 5.7728 | 50.6901 | 1.1896 | 615.3789 | 1088 | 1
6646 | UPPER LAKE 110175370 | 42871101 | UPPER LAKE 1101 | 75370 | FALSE | 23702.8229 | 17823.7139 | 133 | 9.8528 | 257.0175 | 1.2968 | 1122.5953 | 767 | 1
3320 | LAYTONVILLE 110237586 | 42681102 | LAYTONVILLE 1102 | 37586 | FALSE | 22457.0278 | 22457.0278 | 72 | 0.77563 | 121.1079 | 1.3071 | 959.2045 | 854 | 1
8527 | HIGGINS 11097831 | 152691109 | HIGGINS 1109 | 7831 | FALSE | 14300.9674 | 14300.9674 | 86 | 18.1436 | 284.1513 | 1.4221 | 1904.4724 | 475 | 1
8404 | TEMPLETON 2110317796 | 183052110 | TEMPLETON 2110 | 317796 | FALSE | 11760.0744 | 8148.5566 | 65 | 9.3288 | 203.992 | 1.2582 | 1382.5193 | 647
9399 | CALAVERAS CEMENT 1101585 | 162211101 | CALAVERAS CEMENT 1101 | 585 | FALSE | 22730.6203 | 22730.6203 | 95 | 7.5012 | 358.0932 | 1.3833 | 1313.2645 | 677 | 1
9168 | CAL WATER 1102690954 | 255451102 | CAL WATER 1102 | 690954 | FALSE | 6889.4894 | 6410.0397 | 12 | 2.9093 | 2548.8442 | 2.0628 | 7160.5307 | 9
1850 | OAKHURST 1103CB | 254421103 | OAKHURST 1103 | CB | FALSE | 53866.9528 | 51789.1777 | 417 | 12.5414 | 112.8445 | 1.2343 | 1269.855 | 691 | 1
10720 | OCEANO 1103839302 | 182601103 | OCEANO 1103 | 839302 | FALSE | 1806.4039 | 1806.4039 | 8 | 25.6435 | 183.7574 | 1.3247 | 2564.3756 | 337
2355 | OLETA 11021204 | 163541102 | OLETA 1102 | 1204 | FALSE | 47393.9854 | 41374.6655 | 233 | 6.817 | 186.8778 | 1.3925 | 1305.1155 | 679 | 1
635 | BRUNSWICK 11062790 | 152481106 | BRUNSWICK 1106 | 2790 | FALSE | 17696.042 | 16028.2028 | 115 | 10.6177 | 103.505 | 1.2709 | 967.5085 | 850 | 1
6919 | COTTONWOOD 110168190 | 102931101 | COTTONWOOD 1101 | 68190 | FALSE | 40559.778 | 38588.9503 | 238 | 28.7338 | 483.828 | 1.4613 | 3033.8848 | 265 | 1
10335 | PETALUMA C 1109664732 | 42631109 | PETALUMA C 1109 | 664732 | FALSE | 1437.8147 | 1437.8147 | 6 | 18.5653 | 502.3161 | 1.2117 | 1650.3416 | 543 | 14.95
4157 | CALPELLA 1101600 | 43411101 | CALPELLA 1101 | 600 | FALSE | 39281.1533 | 30870.3 | 164 | 4.5944 | 141.0233 | 1.2385 | 1083.2564 | 781 | 1
3546 | LUCERNE 1103CB | 43351103 | LUCERNE 1103 | CB | FALSE | 7158.565 | 3619.1597 | 59 | 1.3581 | 31.5623 | 1.1083 | 299.7205 | 1447 | 1
6463 | SONOMA 1105229588 | 42721105 | SONOMA 1105 | 229588 | FALSE | 21565.3961 | 15531.0208 | 149 | 6.3007 | 152.3435 | 1.2632 | 1224.4513 | 716
2133 | FROGTOWN 17011623 | 163451701 | FROGTOWN 1701 | 1623 | FALSE | 24554.2111 | 24554.2111 | 152 | 4.138 | 126.2371 | 1.3182 | 1590.8242 | 564 | 1
9605 | NOTRE DAME 1104937710 | 102041104 | NOTRE DAME 1104 | 937710 | FALSE | 2292.7758 | 1372.1379 | 8 | 11.0999 | 574.1603 | 1.0673 | 1144.507 | 756
3953 | JAMESON 11059472 | 63801105 | JAMESON 1105 | 9472 | FALSE | 11800.3384 | 4934.5741 | 90 | 8.5661 | 174.0283 | 1.0335 | 1503.1801 | 596 | 1
6952 | OLETA 110151740 | 163541101 | OLETA 1101 | 51740 | FALSE | 34181.0044 | 25031.397 | 129 | 9.0776 | 711.3777 | 1.4017 | 1615.1565 | 556 | 1
4360 | CORRAL 110236666 | 162991102 | CORRAL 1102 | 36666 | FALSE | 29026.438 | 27295.7526 | 207 | 19.4595 | 220.6846 | 1.3615 | 1591.1088 | 563 | 1
10467 | BIG BEND 11011704 | 103751101 | BIG BEND 1101 | 1704 | FALSE | 4825.0456 | 4825.0456 | 9 | 0.17699 | 268.1231 | 1.266 | 1060.4778 | 792 | 20
2963 | KONOCTI 110275382 | 43311102 | KONOCTI 1102 | 75382 | FALSE | 37601.9152 | 37336.0999 | 198 | 7.7811 | 223.5719 | 1.2298 | 1232.3374 | 713 | 20
4276 | NARROWS 2105CB | 153132105 | NARROWS 2105 | CB | FALSE | 58448.7227 | 58073.6402 | 382 | 11.4482 | 134.3556 | 1.3084 | 1111.2712 | 769 | 1
4123 | MARIPOSA 21014410 | 254452101 | MARIPOSA 2101 | 4410 | FALSE | 36702.381 | 36702.381 | 232 | 5.6372 | 133.2588 | 1.3872 | 1654.2525 | 541 | 1
5996 | MONTICELLO 1101630 | 43051101 | MONTICELLO 1101 | 630 | FALSE | 31341.2103 | 30113.0466 | 93 | 1.4224 | 277.6531 | 1.3181 | 1625.0866 | 552 | 1
7010 | WILLITS 1103966 | 42661103 | WILLITS 1103 | 966 | FALSE | 3670.4356 | 1555.849 | 34 | 6.245 | 110.7106 | 1.0821 | 514.9608 | 1186 | 11.22
6094 | PARADISE 110443008 | 102831104 | PARADISE 1104 | 43008 | FALSE | 20752.8612 | 20697.7732 | 145 | 11.243 | 162.4831 | 1.1772 | 866.3217 | 903
6540 | MORGAN HILL 2105XR070 | 83242105 | MORGAN HILL 2105 | XR070 | FALSE | 13972.8614 | 10519.5514 | 90 | 16.9647 | 204.2596 | 1.2167 | 1459.1172 | 612 | 1
1104 | BRUNSWICK 11042112 | 152481104 | BRUNSWICK 1104 | 2112 | FALSE | 31201.9016 | 31201.9016 | 222 | 6.042 | 67.2052 | 1.1907 | 755.541 | 969 | 35.33
3331 | NARROWS 21052216 | 153132105 | NARROWS 2105 | 2216 | FALSE | 93046.0132 | 91192.0768 | 663 | 7.6291 | 73.8526 | 1.1881 | 744.5838 | 980 | 1
7695 | JAMESON 110265516 | 63801102 | JAMESON 1102 | 65516 | FALSE | 18264.4613 | 12394.5836 | 137 | 7.5338 | 230.424 | 1.114 | 1198.218 | 730 | 20
4131 | CURTIS 170565908 | 163351705 | CURTIS 1705 | 65908 | FALSE | 26966.3027 | 22380.0869 | 205 | 8.8817 | 65.325 | 1.2382 | 1026.2121 | 810 | 1
386 | CORRAL 110112606 | 162991101 | CORRAL 1101 | 12606 | FALSE | 36144.366 | 36144.366 | 216 | 21.5742 | 393.957 | 1.292 | 1680.4042 | 528 | 35.33
1298 | DESCHUTES 11011652 | 103351101 | DESCHUTES 1101 | 1652 | FALSE | 39344.5137 | 33895.2642 | 170 | 7.3875 | 417.2492 | 1.316 | 1367.2683 | 654 | 1
2338 | CLAY 110113442 | 163341101 | CLAY 1101 | 13442 | FALSE | 49960.437 | 40749.3903 | 272 | 9.8169 | 412.8473 | 1.2195 | 1672.073 | 535 | 1
1080 | PLACER 1103284874 | 152461103 | PLACER 1103 | 284874 | FALSE | 7928.0423 | 3450.771 | 56 | 22.9942 | 133.2866 | 1.1883 | 825.2112 | 923
2572 | VACA DIXON 11059792 | 63591105 | VACA DIXON 1105 | 9792 | FALSE | 44037.0343 | 1255.3676 | 329 | 63.5646 | 430.7758 | 0.41183 | 1266.1791 | 692 | 47.64
9526 | DOBBINS 110191464 | 153741101 | DOBBINS 1101 | 91464 | FALSE | 11314.1038 | 11314.1038 | 81 | 4.3682 | 54.5446 | 1.2058 | 737.1972 | 986 | 1
4686 | ELK CREEK 11012212 | 102781101 | ELK CREEK 1101 | 2212 | FALSE | 54144.6309 | 25107.5196 | 136 | 10.0834 | 749.334 | 0.80739 | 1941.9065 | 465 | 1
2703 | COTATI 110536536 | 42271105 | COTATI 1105 | 36536 | FALSE | 31849.3061 | 27701.0415 | 206 | 17.8692 | 213.2267 | 1.0934 | 1240.3355 | 706 | 65.39
261 | CLARK ROAD 11022584 | 103091102 | CLARK ROAD 1102 | 2584 | FALSE | 15108.9141 | 14615.3184 | 83 | 12.5146 | 668.246 | 1.3587 | 1697.4775 | 524 | 1
6202 | COARSEGOLD 210490356 | 254432104 | COARSEGOLD 2104 | 90356 | FALSE | 27619.1431 | 7749.0513 | 148 | 12.6576 | 719.8882 | 0.95774 | 2250.7696 | 393 | 1
10164 | CALPELLA 1101345230 | 43411101 | CALPELLA 1101 | 345230 | FALSE | 4014.2831 | 1908.1944 | 22 | 9.6901 | 65.7173 | 1.1133 | 832.9519 | 920
10097 | GARBERVILLE 110256048 | 192221102 | GARBERVILLE 1102 | 56048 | FALSE | 8009.5026 | 8009.5026 | 27 | 0.31389 | 18.7067 | 1.065 | 201.585 | 1638 | 1
2214 | MONTICELLO 11014360 | 43051101 | MONTICELLO 1101 | 4360 | FALSE | 14899.0043 | 12170.4858 | 76 | 3.0631 | 190.4128 | 1.2804 | 2072.1488 | 436 | 1
2869 | NARROWS 21011202 | 153132101 | NARROWS 2101 | 1202 | FALSE | 73649.8789 | 73649.8789 | 459 | 12.7933 | 305.7903 | 1.4149 | 1469.356 | 608 | 1
2918 | JESSUP 110338864 | 103441103 | JESSUP 1103 | 38864 | FALSE | 12167.5887 | 2907.107 | 94 | 24.7466 | 115.3376 | 0.96967 | 1176.5294 | 743 | 1
8434 | FORT ROSS 1121204 | 42851121 | FORT ROSS 1121 | 204 | FALSE | 31553.8482 | 31553.8482 | 107 | 0.9024 | 70.5963 | 1.066 | 673.9659 | 1039 | 65.39
9462 | BEAR VALLEY 210110019 | 252192101 | BEAR VALLEY 2101 | 10019 | FALSE | 3187.4941 | 3187.4941 | 11 | 6.6044 | 151.0622 | 1.3159 | 1607.8644 | 559 | 1
3132 | MORGAN HILL 210542348 | 83242105 | MORGAN HILL 2105 | 42348 | FALSE | 5997.998 | 2160.8096 | 53 | 15.1197 | 89.9365 | 0.92954 | 1015.3292 | 819 | 14.95
800 | NARROWS 210248484 | 153132102 | NARROWS 2102 | 48484 | FALSE | 67054.8672 | 67054.8672 | 450 | 6.2789 | 92.3975 | 1.229 | 878.6779 | 893 | 1
3794 | HIGGINS 11077559 | 152691107 | HIGGINS 1107 | 7559 | FALSE | 7193.5229 | 7193.5229 | 52 | 17.3114 | 123.9563 | 1.3583 | 1663.4994 | 538 | 1
4136 | MONTICELLO 1101718 | 43051101 | MONTICELLO 1101 | 718 | FALSE | 47250.4225 | 43463.4041 | 247 | 6.7728 | 244.9628 | 1.2631 | 1440.3304 | 618 | 1
3595 | CEDAR CREEK 11011608 | 103321101 | CEDAR CREEK 1101 | 1608 | FALSE | 53827.5719 | 53827.5719 | 252 | 4.8434 | 165.331 | 1.1698 | 523.0258 | 1180 | 1
80 | WHEATLAND 1105248490 | 152811105 | WHEATLAND 1105 | 248490 | FALSE | 43282.2287 | 17726.6224 | 228 | 14.2717 | 392.2209 | 0.7158 | 1137.7994 | 759
24 | FITCH MOUNTAIN 1113443164 | 42751113 | FITCH MOUNTAIN 1113 | 443164 | FALSE | 15151.4475 | 4499.5872 | 111 | 8.7412 | 75.2894 | 0.96729 | 720.9883 | 997
6194 | CLARK ROAD 110292622 | 103091102 | CLARK ROAD 1102 | 92622 | FALSE | 50349.3756 | 50311.0535 | 257 | 5.7639 | 210.2582 | 1.3134 | 1017.6191 | 817 | 1
643 | PENRYN 1105154362 | 152561105 | PENRYN 1105 | 154362 | FALSE | 11970.1824 | 3480.2712 | 90 | 22.8467 | 214.1635 | 1.0667 | 797.5542 | 943
10663 | SAN RAMON 2102CB | 14232102 | SAN RAMON 2102 | CB | FALSE | 3412.1639 | 2836.6716 | 16 | 8.0596 | 168.3854 | 1.2587 | 961.0572 | 853 | 20
7571 | BROWNS VALLEY 110193870 | 152921101 | BROWNS VALLEY 1101 | 93870 | FALSE | 54990.4582 | 29826.9597 | 342 | 18.3123 | 361.2584 | 0.95141 | 1508.5624 | 593 | 1
5943 | TEMPLETON 2113A10 | 183052113 | TEMPLETON 2113 | A10 | FALSE | 49945.6996 | 49945.6996 | 264 | 9.908 | 335.7517 | 1.4494 | 1325.7939 | 671 | 26.55
5478 | PENRYN 11072706 | 152561107 | PENRYN 1107 | 2706 | FALSE | 23999.9081 | 9304.8867 | 190 | 17.5624 | 101.3708 | 1.1121 | 837.755 | 918 | 26.55
3757 | WILLITS 1104934 | 42661104 | WILLITS 1104 | 934 | FALSE | 49660.3767 | 49660.3767 | 279 | 7.1624 | 144.3314 | 1.3089 | 1233.6573 | 711 | 65.39
7329 | CORRAL 110213498 | 162991102 | CORRAL 1102 | 13498 | FALSE | 1603.6406 | 1585.9579 | 13 | 6.7357 | 96.1262 | 1.2668 | 567.2293 | 1131 | 1
6184 | PEORIA 170190090 | 163781701 | PEORIA 1701 | 90090 | FALSE | 48332.111 | 48332.111 | 168 | 3.9368 | 160.2427 | 1.3506 | 1129.7718 | 764 | 1
1027 | OILFIELDS 110383158 | 182391103 | OILFIELDS 1103 | 83158 | FALSE | 31398.3782 | 28429.994 | 132 | 7.1655 | 488.9439 | 1.3087 | 1552.5213 | 577 | 1
3208 | WILLITS 11032500 | 42661103 | WILLITS 1103 | 2500 | FALSE | 48136.3959 | 48136.3959 | 143 | 2.0462 | 205.8955 | 1.392 | 1216.4356 | 720 | 1
9576 | LLAGAS 2104603392 | 83182104 | LLAGAS 2104 | 603392 | FALSE | 5227.4341 | 4685.9835 | 17 | 5.7454 | 566.1619 | 1.2549 | 1917.7994 | 469
211 | APPLE HILL 110313312 | 153661103 | APPLE HILL 1103 | 13312 | FALSE | 28501.0245 | 21155.7388 | 190 | 4.1073 | 60.1248 | 1.1666 | 408.8559 | 1287 | 1
1106 | BANGOR 11011958 | 103191101 | BANGOR 1101 | 1958 | FALSE | 54465.3426 | 54465.3426 | 353 | 12.9863 | 171.3697 | 1.2673 | 944.1299 | 865 | 1
5073 | LAYTONVILLE 1102CB | 42681102 | LAYTONVILLE 1102 | CB | FALSE | 20899.9329 | 19267.3702 | 95 | 2.0263 | 72.8329 | 1.2633 | 574.8898 | 1127 | 85.45
7859 | MOUNTAIN QUARRIES 210135466 | 152282101 | MOUNTAIN QUARRIES 2101 | 35466 | FALSE | 11836.6618 | 11836.6618 | 82 | 4.6637 | 61.945 | 1.2572 | 531.3358 | 1171 | 1
871 | PEORIA 17019811 | 163781701 | PEORIA 1701 | 9811 | FALSE | 14351.9184 | 5776.4657 | 92 | 4.3276 | 161.3097 | 0.91877 | 845.358 | 914 | 1
8923 | SUNOL 1101CB | 14241101 | SUNOL 1101 | CB | FALSE | 9278.0237 | 5281.0095 | 53 | 2.3781 | 252.8032 | 1.2185 | 949.0975 | 862 | 1
5883 | SILVERADO 2104632 | 43432104 | SILVERADO 2104 | 632 | FALSE | 29843.7661 | 29492.7895 | 193 | 1.6427 | 37.2285 | 1.2045 | 950.7759 | 861 | 65.39
5762 | CHALLENGE 11021064 | 103201102 | CHALLENGE 1102 | 1064 | FALSE | 31650.7422 | 31650.7422 | 179 | 1.862 | 103.1294 | 1.2167 | 1110.3932 | 771 | 102.14
847 | CURTIS 17026008 | 163351702 | CURTIS 1702 | 6008 | FALSE | 37504.3181 | 37504.3181 | 236 | 3.4539 | 36.1999 | 1.29 | 1032.7499 | 806 | 1
7905 | CAYETANO 2109CB | 14422109 | CAYETANO 2109 | CB | FALSE | 8828.3789 | 2269.8172 | 51 | 15.9149 | 923.7794 | 0.6871 | 1197.2249 | 732 | 1
6145 | OAKHURST 110210100 | 254421102 | OAKHURST 1102 | 10100 | FALSE | 18902.6869 | 16723.3035 | 142 | 6.8743 | 102.963 | 1.1864 | 1406.8011 | 635 | 1
6083 | MILPITAS 1109XR524 | 82831109 | MILPITAS 1109 | XR524 | FALSE | 17990.142 | 17523.6666 | 59 | 5.7027 | 485.2028 | 1.3959 | 1425.9142 | 629 | 1
370 | UKIAH 1114CB | 42771114 | UKIAH 1114 | CB | FALSE | 14024.7064 | 1067.201 | 93 | 6.139 | 38.0435 | 1.4724 | 560.4187 | 1134 | 1
7085 | MESA 1103854149 | 182821103 | MESA 1103 | 854149 | FALSE | 1703.8848 | 1563.4443 | 12 | 19.7843 | 271.9913 | 1.3824 | 2116.0059 | 424
8026 | PEORIA 1704CB | 163781704 | PEORIA 1704 | CB | FALSE | 14181.9325 | 13470.2412 | 64 | 3.7862 | 366.415 | 1.4343 | 1158.1157 | 750 | 1
4910 | PUEBLO 2103373667 | 43292103 | PUEBLO 2103 | 373667 | FALSE | 6861.5817 | 5269.4021 | 45 | 3.1323 | 113.417 | 1.0685 | 757.3214 | 967
3504 | MOLINO 1102396 | 42571102 | MOLINO 1102 | 396 | FALSE | 25908.1895 | 25908.1895 | 182 | 6.1097 | 51.9445 | 1.1025 | 571.5533 | 1129 | 65.39
8266 | LAS POSITAS 2108MR182 | 14402108 | LAS POSITAS 2108 | MR182 | FALSE | 11548.6884 | 10768.7759 | 56 | 5.8223 | 514.5964 | 1.2756 | 1819.6137 | 502 | 1
6506 | CALAVERAS CEMENT 11014786 | 162211101 | CALAVERAS CEMENT 1101 | 4786 | FALSE | 28973.985 | 28973.985 | 173 | 3.4688 | 119.2966 | 1.2207 | 894.0898 | 886 | 1
1161 | WYANDOTTE 110777578 | 102911107 | WYANDOTTE 1107 | 77578 | FALSE | 51848.8987 | 34427.9014 | 389 | 17.5417 | 122.7228 | 1.2166 | 862.3434 | 907 | 1
5393 | GARBERVILLE 11024744 | 192221102 | GARBERVILLE 1102 | 4744 | FALSE | 32972.1771 | 27938.0536 | 161 | 3.2457 | 94.2133 | 1.129 | 386.3695 | 1311 | 1
5755 | PENRYN 11072704 | 152561107 | PENRYN 1107 | 2704 | FALSE | 9132.5937 | 2300.3426 | 76 | 15.7341 | 84.5242 | 0.9853 | 611.8282 | 1093 | 14.95
8038 | WILLITS 1103826 | 42661103 | WILLITS 1103 | 826 | FALSE | 12455.7726 | 12455.7726 | 89 | 5.5693 | 83.0465 | 1.183 | 923.3771 | 872 | 65.39
5718 | PETALUMA C 1108233646 | 42631108 | PETALUMA C 1108 | 233646 | FALSE | 18091.6284 | 15102.5612 | 127 | 22.1885 | 151.301 | 0.99048 | 1174.21 | 744
7314 | CLARKSVILLE 210575884 | 153612105 | CLARKSVILLE 2105 | 75884 | FALSE | 18035.3275 | 17165.4943 | 94 | 10.9196 | 275.032 | 1.177 | 718.5697 | 1003 | 20
837 | DIAMOND SPRINGS 11071402 | 152261107 | DIAMOND SPRINGS 1107 | 1402 | FALSE | 71104.0432 | 71104.0432 | 541 | 16.0508 | 154.022 | 1.2676 | 1211.8423 | 726 | 65.39
1640 | JESSUP 1101CB | 103441101 | JESSUP 1101 | CB | FALSE | 9345.3494 | 2462.2686 | 66 | 20.8887 | 162.0034 | 1.0236 | 1190.2745 | 738 | 1
2558 | PENRYN 1103660 | 152561103 | PENRYN 1103 | 660 | FALSE | 31347.0514 | 16353.7146 | 233 | 20.3973 | 119.5767 | 1.1018 | 1011.3875 | 826 | 14.95
9244 | KERN OIL 110646960 | 252721106 | KERN OIL 1106 | 46960 | FALSE | 3112.6164 | 1465.0556 | 14 | 3.0381 | 817.8448 | 1.3274 | 2071.3937 | 437 | 1
4181 | MONTICELLO 1101666 | 43051101 | MONTICELLO 1101 | 666 | FALSE | 21923.7063 | 19462.335 | 90 | 4.1757 | 174.0508 | 1.3274 | 1514.7635 | 588 | 14.95
8910 | BRIDGEVILLE 110255612 | 192461102 | BRIDGEVILLE 1102 | 55612 | FALSE | 35781.5314 | 35781.5314 | 93 | 1.0936 | 105.513 | 1.2251 | 611.9681 | 1092 | 1
3415 | PARADISE 1104409622 | 102831104 | PARADISE 1104 | 409622 | FALSE | 20757.639 | 20534.7896 | 156 | 6.6107 | 111.4604 | 1.2204 | 622.0881 | 1080
4056 | CALAVERAS CEMENT 110113424 | 162211101 | CALAVERAS CEMENT 1101 | 13424 | FALSE | 5801.6622 | 2404.2277 | 43 | 8.6708 | 116.5377 | 1.1449 | 649.8195 | 1066 | 1
345 | COTTONWOOD 1101384360 | 102931101 | COTTONWOOD 1101 | 384360 | FALSE | 10034.7798 | 7892.4211 | 70 | 24.3222 | 201.7452 | 1.1878 | 1163.0519 | 748
287 | WHITMORE 11011598 | 103601101 | WHITMORE 1101 | 1598 | FALSE | 53928.0023 | 53928.0023 | 251 | 2.8609 | 224.7306 | 1.2214 | 806.3409 | 933 | 85.45
8279 | LOW GAP 110186816 | 192411101 | LOW GAP 1101 | 86816 | FALSE | 7103.5026 | 7103.5026 | 51 | 5.203 | 53.7321 | 1.1986 | 393.4562 | 1304 | 65.39
7426 | SANTA MARIA 1108M18 | 182671108 | SANTA MARIA 1108 | M18 | FALSE | 28757.9291 | 24562.1098 | 81 | 2.1484 | 296.5619 | 1.2507 | 1831.3141 | 496 | 1
7586 | KONOCTI 1102948 | 43311102 | KONOCTI 1102 | 948 | FALSE | 12598.6878 | 10159.6075 | 73 | 1.8813 | 86.7642 | 1.2402 | 1385.8323 | 644 | 1
8787 | GIRVAN 1102212096 | 103401102 | GIRVAN 1102 | 212096 | FALSE | 6500.9175 | 4124.0159 | 42 | 30.1892 | 234.2914 | 1.089 | 1654.3016 | 540
6573 | SISQUOC 1103858898 | 182811103 | SISQUOC 1103 | 858898 | FALSE | 31911.4059 | 31551.7735 | 152 | 4.8254 | 266.0531 | 1.3261 | 1510.095 | 592
817 | CLOVERDALE 1102570 | 42821102 | CLOVERDALE 1102 | 570 | FALSE | 34272.8021 | 28557.0384 | 199 | 4.5704 | 75.0123 | 1.1436 | 921.351 | 874 | 1
5781 | SAN JOAQUIN #3 11035100 | 252531103 | SAN JOAQUIN #3 1103 | 5100 | FALSE | 34326.3844 | 34326.3844 | 204 | 5.5453 | 128.9652 | 1.2777 | 1331.1763 | 667 | 1
6729 | SAN LUIS OBISPO 110788962 | 182631107 | SAN LUIS OBISPO 1107 | 88962 | FALSE | 6442.5415 | 3996.9259 | 45 | 8.644 | 209.5759 | 0.81436 | 1156.9132 | 752 | 1
5238 | DIAMOND SPRINGS 110656026 | 152261106 | DIAMOND SPRINGS 1106 | 56026 | FALSE | 24339.1905 | 24339.1905 | 158 | 9.4146 | 84.3724 | 1.1888 | 717.5714 | 1005 | 1
4137 | UKIAH 1114528 | 42771114 | UKIAH 1114 | 528 | FALSE | 19817.3234 | 6048.4547 | 110 | 2.0772 | 78.5633 | 1.0903 | 614.5051 | 1089 | 1
2145 | CALISTOGA 1101736 | 42711101 | CALISTOGA 1101 | 736 | FALSE | 55772.0682 | 55772.0682 | 350 | 4.8273 | 81.1471 | 1.198 | 690.2141 | 1030 | 47.64
8817 | WYANDOTTE 1105CB | 102911105 | WYANDOTTE 1105 | CB | FALSE | 21689.1163 | 18499.2196 | 14 | 1.564 | 79.8383 | 0.89517 | 754.1992 | 970 | 1
3899 | PEORIA 170510580 | 163781705 | PEORIA 1705 | 10580 | FALSE | 18949.2019 | 12416.9837 | 129 | 9.5095 | 146.3567 | 1.2669 | 1422.4147 | 630 | 1
5666 | WOODSIDE 110147872 | 24251101 | WOODSIDE 1101 | 47872 | FALSE | 6709.5897 | 6709.5897 | 52 | 0.53961 | 12.576 | 1.0746 | 451.2799 | 1248 | 1
7241 | ATASCADERO 1103A14 | 182541103 | ATASCADERO 1103 | A14 | FALSE | 40416.4237 | 40416.4237 | 152 | 6.7621 | 361.7407 | 1.328 | 1301.8625 | 681 | 1
878 | FROGTOWN 170275252 | 163451702 | FROGTOWN 1702 | 75252 | FALSE | 98047.1456 | 93174.0996 | 401 | 9.0876 | 344.5835 | 1.3578 | 1110.9654 | 770 | 1
4836 | GRASS VALLEY 11031700 | 152031103 | GRASS VALLEY 1103 | 1700 | FALSE | 35014.8434 | 34930.2373 | 255 | 5.2804 | 66.1939 | 1.1689 | 706.0979 | 1016 | 1
7987 | BELL 1108339792 | 152701108 | BELL 1108 | 339792 | FALSE | 5788.3897 | 4221.2236 | 43 | 15.3533 | 134.7647 | 1.2938 | 632.6218 | 1077
8725 | LLAGAS 2101984552 | 83182101 | LLAGAS 2101 | 984552 | FALSE | 9221.3481 | 7304.6852 | 53 | 8.5028 | 335.7406 | 1.2195 | 1388.9327 | 642
4715 | GIRVAN 110280726 | 103401102 | GIRVAN 1102 | 80726 | FALSE | 29692.476 | 12661.4918 | 217 | 10.949 | 126.0872 | 0.85903 | 698.1741 | 1024 | 1
8497 | BEAR VALLEY 210576694 | 252192105 | BEAR VALLEY 2105 | 76694 | FALSE | 7317.351 | 7317.351 | 37 | 0.89871 | 176.6429 | 1.3305 | 1607.6376 | 560 | 1
4933 | RACETRACK 17039190 | 163761703 | RACETRACK 1703 | 9190 | FALSE | 14438.9195 | 14438.9195 | 104 | 3.6738 | 25.5084 | 1.0909 | 560.2186 | 1135 | 1
10437 | RIO DELL 110275970 | 192251102 | RIO DELL 1102 | 75970 | FALSE | 11378.8384 | 11378.8384 | 33 | 0.16593 | 60.6841 | 1.188 | 549.4916 | 1145 | 1
3279 | OAKHURST 1101CB | 254421101 | OAKHURST 1101 | CB | FALSE | 4772.9739 | 3724.6766 | 47 | 6.0048 | 71.5937 | 1.1145 | 1037.4258 | 802 | 26.55
6810 | KESWICK 11011590 | 103451101 | KESWICK 1101 | 1590 | FALSE | 10388.8945 | 10388.8945 | 63 | 5.5924 | 119.0509 | 1.1426 | 828.3749 | 922 | 1
2304 | SAN JOAQUIN #3 1103CB | 252531103 | SAN JOAQUIN #3 1103 | CB | FALSE | 45670.4217 | 45670.4217 | 294 | 7.8299 | 107.6609 | 1.2994 | 1012.9872 | 821 | 1
7373 | TIVY VALLEY 11077380 | 252941107 | TIVY VALLEY 1107 | 7380 | FALSE | 45386.7416 | 20845.5533 | 240 | 14.4138 | 570.0268 | 0.86192 | 2480.8683 | 345 | 1
1492 | STILLWATER 110148950 | 103561101 | STILLWATER 1101 | 48950 | FALSE | 20081.7793 | 20081.7793 | 145 | 15.5998 | 94.3095 | 1.0754 | 612.4235 | 1091 | 1
5834 | SANTA YNEZ 1102320270 | 182721102 | SANTA YNEZ 1102 | 320270 | FALSE | 27707.7793 | 13648.6049 | 137 | 14.5449 | 289.6492 | 1.338 | 1519.0093 | 586 | 1
742 | MORGAN HILL 2105XR176 | 83242105 | MORGAN HILL 2105 | XR176 | FALSE | 44222.2898 | 36252.5852 | 309 | 12.9612 | 135.9167 | 1.1532 | 1005.2282 | 831 | 1
8450 | MARTELL 1102CB | 163011102 | MARTELL 1102 | CB | FALSE | 10972.0561 | 9142.0744 | 69 | 8.207 | 149.2048 | 1.4024 | 861.7339 | 908 | 1
3883 | COTATI 1102167726 | 42271102 | COTATI 1102 | 167726 | FALSE | 6114.3744 | 6114.3744 | 50 | 18.4144 | 116.8155 | 1.0485 | 1006.5075 | 830
5425 | CORNING 110187304 | 103331101 | CORNING 1101 | 87304 | FALSE | 23764.1584 | 4634.8119 | 100 | 4.3569 | 759.4312 | 0.52637 | 1066.2761 | 788 | 1
4113 | PHILO 1101CB | 42601101 | PHILO 1101 | CB | FALSE | 79932.4071 | 51306.3985 | 469 | 5.5407 | 124.7289 | 1.1591 | 802.5661 | 939 | 1
9409 | CLAY 1102CB | 163341102 | CLAY 1102 | CB | FALSE | 3161.2302 | 1492.4904 | 19 | 0.74592 | 62.1857 | 0.54995 | 421.9203 | 1271 | 1
6247 | ELK CREEK 11012004 | 102781101 | ELK CREEK 1101 | 2004 | FALSE | 86935.2431 | 40225.06 | 174 | 3.7122 | 820.8445 | 0.75562 | 1960.2216 | 462 | 1
2719 | SAN LUIS OBISPO 1104V10 | 182631104 | SAN LUIS OBISPO 1104 | V10 | FALSE | 7811.0705 | 3504.8307 | 54 | 4.7473 | 91.448 | 0.54294 | 473.6801 | 1219
541 | TEMPLETON 2113R82 | 183052113 | TEMPLETON 2113 | R82 | FALSE | 111857.9563 | 61789.4025 | 563 | 6.229 | 399.5058 | 0.79533 | 1317.1207 | 675 | 1
7060 | BIG BEND 1102CB | 103751102 | BIG BEND 1102 | CB | FALSE | 27411.8293 | 27411.8293 | 139 | 1.9762 | 58.7129 | 1.2033 | 619.8955 | 1081 | 1
7634 | IONE 1101L3141 | 163881101 | IONE 1101 | L3141 | FALSE | 22528.5486 | 22255.8256 | 97 | 4.9145 | 577.973 | 1.351 | 1221.0879 | 717 | 1
1449 | FORT SEWARD 1122CB | 192321122 | FORT SEWARD 1122 | CB | FALSE | 35287.6178 | 28413.1031 | 111 | 1.6432 | 109.3847 | 0.90844 | 382.0524 | 1317 | 1
3137 | MOLINO 1102104 | 42571102 | MOLINO 1102 | 104 | FALSE | 34991.65 | 34991.65 | 235 | 5.1139 | 60.7773 | 1.1438 | 473.3298 | 1220 | 65.39
4967 | NARROWS 21052748 | 153132105 | NARROWS 2105 | 2748 | FALSE | 31538.4076 | 20831.4864 | 245 | 6.9952 | 59.7232 | 1.1516 | 692.2861 | 1029 | 1
9631 | EDENVALE 2107739448 | 82952107 | EDENVALE 2107 | 739448 | FALSE | 3763.2993 | 2860.1443 | 12 | 3.6744 | 552.0678 | 0.79224 | 1064.5547 | 790
5449 | PENRYN 110351658 | 152561103 | PENRYN 1103 | 51658 | FALSE | 14039.3789 | 13140.1209 | 108 | 18.9091 | 125.6725 | 1.2986 | 818.1348 | 925 | 20
4281 | PUEBLO 1105637242 | 43291105 | PUEBLO 1105 | 637242 | FALSE | 35417.2163 | 27085.716 | 193 | 2.9804 | 144.0019 | 1.1979 | 1184.0184 | 740
3446 | ELK CREEK 11012228 | 102781101 | ELK CREEK 1101 | 2228 | FALSE | 16654.619 | 5410.2105 | 80 | 15.6402 | 576.619 | 0.93895 | 1582.2639 | 568 | 1
2644 | WILLITS 110391948 | 42661103 | WILLITS 1103 | 91948 | FALSE | 11942.5868 | 11942.5868 | 69 | 8.1362 | 184.9466 | 1.313 | 1019.808 | 815 | 14.95
2263 | SWIFT 2110XR366 | 83392110 | SWIFT 2110 | XR366 | FALSE | 17766.1133 | 13567.8022 | 129 | 14.4796 | 271.7579 | 1.0261 | 1012.8648 | 822 | 1
7942 | FULTON 11024994 | 42561102 | FULTON 1102 | 4994 | FALSE | 6920.6464 | 2185.8295 | 45 | 3.205 | 34.8145 | 0.69323 | 520.9041 | 1182 | 14.95
4041 | FROGTOWN 1702737236 | 163451702 | FROGTOWN 1702 | 737236 | FALSE | 14223.4405 | 14101.6239 | 88 | 6.2967 | 111.2617 | 1.2182 | 720.3446 | 999
4759 | COTATI 110379140 | 42271103 | COTATI 1103 | 79140 | FALSE | 19909.2046 | 15742.3512 | 154 | 22.324 | 123.1435 | 0.9823 | 973.1017 | 848 | 65.39
1164 | BEAR VALLEY 2105454432 | 252192105 | BEAR VALLEY 2105 | 454432 | FALSE | 23226.2401 | 23226.2401 | 112 | 1.7882 | 88.3169 | 1.2457 | 1234.8209 | 710
4634 | SHINGLE SPRINGS 211051790 | 153652110 | SHINGLE SPRINGS 2110 | 51790 | FALSE | 13931.0144 | 12725.5168 | 106 | 9.2171 | 77.3614 | 1.3112 | 660.4485 | 1052 | 1
4491 | CALPELLA 1102144510 | 43411102 | CALPELLA 1102 | 144510 | FALSE | 8266.8346 | 5010.1846 | 41 | 1.4723 | 31.04 | 1.1654 | 950.8265 | 860
3945 | DOBBINS 11015202 | 153741101 | DOBBINS 1101 | 5202 | FALSE | 27474.7329 | 26267.8985 | 162 | 4.4781 | 161.011 | 1.2773 | 910.6874 | 881 | 1
5174 | CALAVERAS CEMENT 110111236 | 162211101 | CALAVERAS CEMENT 1101 | 11236 | FALSE | 31777.9091 | 31777.9091 | 143 | 4.1845 | 235.7423 | 1.3874 | 616.8333 | 1086 | 1
4695 | SILVERADO 21043485 | 43432104 | SILVERADO 2104 | 3485 | FALSE | 2803.9876 | 2803.9876 | 23 | 1.7299 | 28.4341 | 1.1654 | 723.112 | 996
5312 | PETALUMA C 1108632 | 42631108 | PETALUMA C 1108 | 632 | FALSE | 23697.8024 | 23697.8024 | 81 | 10.3191 | 367.5539 | 1.224 | 1288.5976 | 686 | 1
8333 | BEAR VALLEY 21054609 | 252192105 | BEAR VALLEY 2105 | 4609 | FALSE | 7321.9227 | 7321.9227 | 41 | 3.7858 | 198.5857 | 1.3625 | 2145.8949 | 414 | 1
7354 | JOLON 11027004 | 182981102 | JOLON 1102 | 7004 | FALSE | 31981.9475 | 12745.3246 | 128 | 8.8205 | 533.2822 | 1.252 | 1357.6846 | 659 | 1
4785 | MORGAN HILL 2111XR398 | 83242111 | MORGAN HILL 2111 | XR398 | FALSE | 63835.5147 | 60665.5292 | 341 | 8.0619 | 203.5408 | 1.2003 | 945.2451 | 864 | 1
9589 | CLAY 11031821 | 163341103 | CLAY 1103 | 1821 | FALSE | 6061.921 | 5767.6056 | 33 | 6.2864 | 329.6036 | 1.3105 | 1429.8724 | 624 | 1
1075 | LINCOLN 110195756 | 153701101 | LINCOLN 1101 | 95756 | FALSE | 29109.9093 | 11950.3804 | 200 | 19.1884 | 217.9964 | 0.80458 | 1033.0935 | 805 | 1
3754 | PALMER 1101M82 | 183031101 | PALMER 1101 | M82 | FALSE | 23986.1463 | 17447.2632 | 149 | 8.3842 | 273.837 | 1.2436 | 1573.1869 | 570 | 1
5126 | CRESCENT MILLS 21012056 | 103132101 | CRESCENT MILLS 2101 | 2056 | FALSE | 10443.0868 | 8069.9513 | 70 | 6.6628 | 149.5553 | 1.2148 | 677.9317 | 1037 | 85.45
7701 | SILVERADO 2102808 | 43432102 | SILVERADO 2102 | 808 | FALSE | 8110.4608 | 4081.7731 | 39 | 1.6489 | 118.0434 | 1.0495 | 1061.2531 | 791 | 1
1034 | HOOPA 11013290 | 192401101 | HOOPA 1101 | 3290 | FALSE | 21820.8937 | 21820.8937 | 135 | 0.82914 | 21.2717 | 1.0801 | 278.5419 | 1474 | 1
9769 | UKIAH 1111807988 | 42771111 | UKIAH 1111 | 807988 | FALSE | 6722.2779 | 6706.2477 | 15 | 1.0398 | 53.7555 | 1.2195 | 855.2361 | 912
6682 | OILFIELDS 1103643162 | 182391103 | OILFIELDS 1103 | 643162 | FALSE | 9798.1377 | 5532.3244 | 41 | 2.5117 | 238.8854 | 1.1619 | 1192.2958 | 736
2989 | KONOCTI 11024300 | 43311102 | KONOCTI 1102 | 4300 | FALSE | 43675.508 | 43384.1036 | 268 | 3.3683 | 87.715 | 1.1775 | 736.9291 | 987 | 47.64
10408 | POSO MOUNTAIN 21011703 | 253642101 | POSO MOUNTAIN 2101 | 1703 | FALSE | 3959.9015 | 1455.5285 | 7 | 0.77528 | 1625.4647 | 1.8195 | 3088.567 | 257 | 1
6364 | PLACERVILLE 2106935216 | 153082106 | PLACERVILLE 2106 | 935216 | FALSE | 33848.7529 | 33848.7529 | 204 | 4.4027 | 66.0208 | 1.1886 | 509.4897 | 1191
4098 | WYANDOTTE 11071510 | 102911107 | WYANDOTTE 1107 | 1510 | FALSE | 41028.1557 | 41028.1557 | 243 | 4.5647 | 77.0351 | 1.294 | 939.2458 | 866 | 1
7076 | CLARKSVILLE 210419632 | 153612104 | CLARKSVILLE 2104 | 19632 | FALSE | 14659.9971 | 8997.9268 | 110 | 16.5939 | 214.1953 | 1.4253 | 1009.1241 | 828 | 65.39
1230 | TEMPLETON 2113A08 | 183052113 | TEMPLETON 2113 | A08 | FALSE | 39406.6597 | 16842.5186 | 257 | 14.2156 | 204.2256 | 0.87946 | 953.5418 | 857 | 1
5155 | FOOTHILL 1101CB | 182951101 | FOOTHILL 1101 | CB | FALSE | 35256.7174 | 21554.4713 | 149 | 11.0088 | 311.1451 | 1.2452 | 1255.3202 | 698 | 26.55
2049 | FRUITLAND 1141CB | 192311141 | FRUITLAND 1141 | CB | FALSE | 5135.5453 | 5135.5453 | 17 | 0.043207 | 17.2 | 1.0489 | 166.3867 | 1733 | 26.55
4771 | OCEANO 1104Q12 | 182601104 | OCEANO 1104 | Q12 | FALSE | 25798.2458 | 18203.0478 | 142 | 12.592 | 357.7426 | 1.2667 | 1483.0103 | 602 | 1
1175 | HIGGINS 11044281 | 152691104 | HIGGINS 1104 | 4281 | FALSE | 21439.832 | 21439.832 | 138 | 6.6424 | 122.6024 | 1.268 | 980.9559 | 844 | 1
9778 | HIGGINS 11097863 | 152691109 | HIGGINS 1109 | 7863 | FALSE | 6797.0988 | 6797.0988 | 42 | 10.9357 | 134.6307 | 1.3641 | 1254.5183 | 699 | 1
6230 | MONTICELLO 110193384 | 43051101 | MONTICELLO 1101 | 93384 | FALSE | 27406.0322 | 25967.2197 | 101 | 1.749 | 139.2625 | 1.4123 | 1407.9794 | 632 | 1
9152 | MIDDLETOWN 11011314 | 43141101 | MIDDLETOWN 1101 | 1314 | FALSE | 1489.219 | 1489.219 | 13 | 5.752 | 67.0429 | 1.1038 | 554.638 | 1141 | 65.39
10292 | BIG MEADOWS 21012248 | 102812101 | BIG MEADOWS 2101 | 2248 | FALSE | 14727.9744 | 14727.9744 | 28 | 4.0881 | 135.3307 | 1.2388 | 1037.9427 | 801 | 1
3275 | OCEANO 1104Q10 | 182601104 | OCEANO 1104 | Q10 | FALSE | 38031.0006 | 38031.0006 | 289 | 20.4689 | 115.0952 | 1.1894 | 1216.6013 | 719 | 35.33
5179 | HARTLEY 1102CB | 43211102 | HARTLEY 1102 | CB | FALSE | 18838.7982 | 5515.7018 | 135 | 20.442 | 98.2571 | 1.0278 | 752.8216 | 973 | 1
8256 | MORGAN HILL 2105XR268 | 83242105 | MORGAN HILL 2105 | XR268 | FALSE | 12802.5937 | 12802.5937 | 61 | 3.4205 | 50.0411 | 1.1534 | 557.5427 | 1138 | 1
1037 | MIDDLETOWN 11021312 | 43141102 | MIDDLETOWN 1102 | 1312 | FALSE | 15822.8795 | 15822.8795 | 120 | 9.3913 | 111.8321 | 1.2082 | 772.6153 | 957 | 1
3607 | OCEANO 1104V38 | 182601104 | OCEANO 1104 | V38 | FALSE | 27926.3564 | 19405.5321 | 212 | 11.8904 | 112.6298 | 1.1379 | 651.082 | 1062 | 1
3974 | FITCH MOUNTAIN 111324550 | 42751113 | FITCH MOUNTAIN 1113 | 24550 | FALSE | 34688.2788 | 17797.4846 | 203 | 3.0445 | 51.61 | 0.81478 | 616.7423 | 1087 | 1
962 | MIDDLETOWN 1102514 | 43141102 | MIDDLETOWN 1102 | 514 | FALSE | 8494.876 | 5391.2208 | 71 | 9.5868 | 47.2263 | 1.2698 | 482.2809 | 1214 | 1
3098 | PETALUMA C 1108630 | 42631108 | PETALUMA C 1108 | 630 | FALSE | 6902.8394 | 2654.0652 | 55 | 21.6634 | 100.6476 | 0.84038 | 873.6447 | 897 | 1
6234 | SAN JUSTO 1101201311 | 183181101 | SAN JUSTO 1101 | 201311 | FALSE | 17668.9636 | 12645.7551 | 108 | 11.9494 | 145.959 | 1.0778 | 1215.4291 | 722
6221 | GARBERVILLE 110135706 | 192221101 | GARBERVILLE 1101 | 35706 | FALSE | 16269.027 | 16269.027 | 97 | 0.65345 | 11.1864 | 1.0537 | 185.2954 | 1670 | 65.39
2802 | PENRYN 11072410 | 152561107 | PENRYN 1107 | 2410 | FALSE | 12099.1952 | 5248.3008 | 96 | 16.7538 | 100.302 | 1.0398 | 705.3971 | 1019 | 1
8295 | COTATI 110387402 | 42271103 | COTATI 1103 | 87402 | FALSE | 18273.7697 | 18273.7697 | 42 | 4.9849 | 295.4927 | 1.1907 | 973.3911 | 847 | 20
10268 | TEJON 11023760 | 252931102 | TEJON 1102 | 3760 | FALSE | 10446.6343 | 10415.8967 | 6 | 0.73119 | 1330.5465 | 1.6355 | 4483.9501 | 110 | 1
10279 | VOLTA 1102CB | 102541102 | VOLTA 1102 | CB | FALSE | 5307.8327 | 5307.8327 | 25 | 0.46294 | 55.6557 | 1.0909 | 430.0286 | 1260 | 47.64
9092 | FORT ROSS 11214614 | 42851121 | FORT ROSS 1121 | 4614 | FALSE | 20206.8972 | 20206.8972 | 95 | 1.661 | 117.796 | 1.1685 | 701.2564 | 1022
3923 | AUBERRY 110137536 | 254151101 | AUBERRY 1101 | 37536 | FALSE | 8687.6907 | 8687.6907 | 60 | 7.5972 | 117.2374 | 1.3826 | 1761.4133 | 511 | 1
5756 | CABRILLO 11031437 | 183101103 | CABRILLO 1103 | 1437 | FALSE | 7854.9148 | 4577.3445 | 39 | 13.5863 | 396.1413 | 1.3038 | 1361.2842 | 657 | 1
6109 | FITCH MOUNTAIN 1113583202 | 42751113 | FITCH MOUNTAIN 1113 | 583202 | FALSE | 15783.8472 | 7874.8461 | 106 | 2.4801 | 40.864 | 0.66568 | 594.6514 | 1106 | 1
4163 | WILLITS 1103538 | 42661103 | WILLITS 1103 | 538 | FALSE | 10176.8073 | 10176.8073 | 48 | 3.3555 | 118.9581 | 1.3828 | 1480.7363 | 603 | 14.95
260 | BRUNSWICK 11067099 | 152481106 | BRUNSWICK 1106 | 7099 | FALSE | 12439.4387 | 12439.4387 | 83 | 4.1229 | 50.8306 | 1.1785 | 664.3931 | 1047 | 1
3084 | GEYSERVILLE 1102274 | 42891102 | GEYSERVILLE 1102 | 274 | FALSE | 29743.739 | 10398.2127 | 173 | 2.8271 | 53.8102 | 0.54118 | 494.2707 | 1207 | 35.33
10492 | DRUM 1101CB | 152321101 | DRUM 1101 | CB | FALSE | 3483.5782 | 3483.5782 | 16 | 0.057522 | 39.8484 | 1.3596 | 558.6934 | 1136 | 85.45
874 | RISING RIVER 1101CB | 103551101 | RISING RIVER 1101 | CB | FALSE | 21509.9694 | 15956.2359 | 121 | 6.0048 | 489.2095 | 1.6793 | 1288.0652 | 687 | 1
8386 | PEORIA 1705999 | 163781705 | PEORIA 1705 | 999 | FALSE | 3715.0604 | 3715.0604 | 22 | 6.3353 | 53.1077 | 1.1745 | 1017.494 | 818 | 1
7502 | FITCH MOUNTAIN 11136751 | 42751113 | FITCH MOUNTAIN 1113 | 6751 | FALSE | 36483.9202 | 36483.9202 | 139 | 0.67627 | 39.9424 | 1.1233 | 410.6545 | 1284 | 85.45
5338 | SAN JOAQUIN #3 1102CB | 252531102 | SAN JOAQUIN #3 1102 | CB | FALSE | 15601.4012 | 15601.4012 | 97 | 8.7566 | 124.9126 | 1.2892 | 789.9349 | 952 | 1
7052 | CALISTOGA 1101134232 | 42711101 | CALISTOGA 1101 | 134232 | FALSE | 11553.3534 | 2618.9112 | 89 | 5.2525 | 38.0396 | 1.1043 | 426.3987 | 1264
6791 | CABRILLO 1104Y24 | 183101104 | CABRILLO 1104 | Y24 | FALSE | 31605.3339 | 30845.6135 | 91 | 1.0709 | 245.1986 | 1.1704 | 1387.2959 | 643 | 1
2673 | PUEBLO 2102792 | 43292102 | PUEBLO 2102 | 792 | FALSE | 33585.8452 | 31119.1615 | 180 | 0.76384 | 47.4058 | 1.085 | 711.86 | 1012 | 85.45
4637 | SAN LUIS OBISPO 1104V40 | 182631104 | SAN LUIS OBISPO 1104 | V40 | FALSE | 37151.701 | 23652.2282 | 194 | 9.3344 | 231.3288 | 1.0834 | 1050.089 | 797 | 1
2241 | CURTIS 170247488 | 163351702 | CURTIS 1702 | 47488 | FALSE | 33425.2179 | 30588.7641 | 207 | 4.8946 | 63.4224 | 1.2193 | 706.1851 | 1015 | 1
9651 | PURISIMA 1101Y44 | 182971101 | PURISIMA 1101 | Y44 | FALSE | 18687.8674 | 16745.9311 | 45 | 1.2403 | 200.6582 | 1.0403 | 1213.3424 | 724 | 1
1008 | TEMPLETON 2113A70 | 183052113 | TEMPLETON 2113 | A70 | FALSE | 107377.7331 | 39764.0285 | 659 | 14.2666 | 222.642 | 0.56221 | 1197.409 | 731 | 47.64
3782 | AUBERRY 1101R322 | 254151101 | AUBERRY 1101 | R322 | FALSE | 12336.4699 | 12336.4699 | 44 | 4.6116 | 204.2566 | 1.5179 | 2118.7775 | 422 | 1
700 | MERCED FALLS 11029460 | 252811102 | MERCED FALLS 1102 | 9460 | FALSE | 18052.5322 | 17926.192 | 91 | 3.1723 | 161.8486 | 1.2846 | 856.971 | 910 | 1
1286 | CURTIS 170384944 | 163351703 | CURTIS 1703 | 84944 | FALSE | 93674.3078 | 93674.3078 | 439 | 5.8283 | 134.7189 | 1.2824 | 921.9165 | 873
1350 | PENRYN 1107CB | 152561107 | PENRYN 1107 | CB | FALSE | 25933.7558 | 8735.2446 | 200 | 17.8104 | 84.194 | 1.0985 | 521.6714 | 1181 | 14.95
10196 | SANTA YNEZ 1101980192 | 182721101 | SANTA YNEZ 1101 | 980192 | FALSE | 6178.6453 | 6178.6453 | 19 | 1.2717 | 282.2658 | 1.4829 | 2382.3266 | 363
6142 | JOLON 1103CB | 182981103 | JOLON 1103 | CB | FALSE | 29664.4521 | 21174.1488 | 91 | 3.2183 | 268.7199 | 1.2003 | 720.7685 | 998 | 1
4505 | LOW GAP 11014086 | 192411101 | LOW GAP 1101 | 4086 | FALSE | 18494.2051 | 18494.2051 | 66 | 2.3446 | 157.5925 | 1.2633 | 634.8288 | 1073 | 1
5220 | COTATI 1103132 | 42271103 | COTATI 1103 | 132 | FALSE | 40702.0776 | 40702.0776 | 184 | 12.0577 | 300.4999 | 1.1775 | 1030.4196 | 808 | 26.55
2886 | VOLTA 11011596 | 102541101 | VOLTA 1101 | 1596 | FALSE | 35104.5465 | 35104.5465 | 132 | 3.6485 | 143.2824 | 1.2189 | 1180.3203 | 741 | 1
7748 | PEORIA 170413490 | 163781704 | PEORIA 1704 | 13490 | FALSE | 8773.504 | 6875.4256 | 49 | 1.4166 | 181.4002 | 1.1392 | 538.4381 | 1161 | 1
1885 | OREGON TRAIL 110249144 | 103521102 | OREGON TRAIL 1102 | 49144 | FALSE | 34128.6869 | 29574.1503 | 169 | 9.7501 | 104.6331 | 1.5409 | 803.7485 | 937 | 1
7714 | FROGTOWN 17027134 | 163451702 | FROGTOWN 1702 | 7134 | FALSE | 37777.9012 | 32518.1243 | 172 | 4.4841 | 153.4242 | 1.2486 | 696.6949 | 1025 | 1
4319 | MESA 11016111 | 182821101 | MESA 1101 | 6111 | FALSE | 41513.5486 | 39023.9015 | 202 | 15.5366 | 394.4779 | 1.2103 | 1337.456 | 665 | 20
1141 | BELL 1109724884 | 152701109 | BELL 1109 | 724884 | FALSE | 22726.0215 | 22589.092 | 167 | 3.5504 | 42.4944 | 1.1159 | 443.793 | 1254
9406 | EDENVALE 2107469810 | 82952107 | EDENVALE 2107 | 469810 | FALSE | 9545.8932 | 3464.1714 | 14 | 1.179 | 346.6368 | 0.49643 | 778.0104 | 955
2788 | WYANDOTTE 1110980944 | 102911110 | WYANDOTTE 1110 | 980944 | FALSE | 26900.3072 | 16783.2453 | 198 | 9.1551 | 51.0367 | 1.1165 | 366.1605 | 1345
3339 | JESSUP 110276068 | 103441102 | JESSUP 1102 | 76068 | FALSE | 31093.7701 | 27642.9269 | 232 | 23.5251 | 166.0064 | 1.1388 | 1055.6938 | 794 | 47.64
9158 | COVELO 1101306476 | 43061101 | COVELO 1101 | 306476 | FALSE | 16292.4669 | 3106.377 | 49 | 2.6092 | 131.3823 | 0.54955 | 598.7531 | 1101
5752 | MONTICELLO 110165454 | 43051101 | MONTICELLO 1101 | 65454 | FALSE | 3114.2101 | 2176.3172 | 23 | 9.9353 | 137.7268 | 1.2278 | 1192.0123 | 737 | 47.64
2727 | OREGON TRAIL 11031500 | 103521103 | OREGON TRAIL 1103 | 1500 | FALSE | 41880.4686 | 41880.4686 | 261 | 7.6892 | 88.2804 | 1.2724 | 750.2992 | 975 | 1
2684 | BEAR VALLEY 210110000 | 252192101 | BEAR VALLEY 2101 | 10000 | FALSE | 53656.1229 | 47097.1904 | 230 | 4.7476 | 233.3747 | 1.2598 | 1330.8242 | 668 | 1
1190 | OCEANO 1104V36 | 182601104 | OCEANO 1104 | V36 | FALSE | 21377.0625 | 18028.895 | 150 | 14.764 | 169.239 | 1.1513 | 1033.145 | 804 | 47.64
9260 | DIAMOND SPRINGS 110777086 | 152261107 | DIAMOND SPRINGS 1107 | 77086 | FALSE | 6051.2822 | 4371.5846 | 47 | 8.4467 | 56.1833 | 1.3211 | 405.3593 | 1291
87 | CORNING 110185152 | 103331101 | CORNING 1101 | 85152 | FALSE | 37332.1384 | 37332.1384 | 279 | 18.2826 | 622.3169 | 1.2621 | 1657.8134 | 539 | 26.55
69 | BROWNS VALLEY 110197188 | 152921101 | BROWNS VALLEY 1101 | 97188 | FALSE | 10919.7899 | 10919.7899 | 71 | 6.3456 | 160.716 | 1.1345 | 794.0069 | 946 | 1
1342 | AUBERRY 1101R2838 | 254151101 | AUBERRY 1101 | R2838 | FALSE | 32896.73 | 32896.73 | 210 | 8.497 | 174.6602 | 1.3487 | 2069.6718 | 438 | 1
2407 | FROGTOWN 1702835115 | 163451702 | FROGTOWN 1702 | 835115 | FALSE | 29192.1081 | 29192.1081 | 191 | 3.6319 | 65.0406 | 1.2064 | 868.4883 | 902
3939 | ZACA 1101Y70 | 182681101 | ZACA 1101 | Y70 | FALSE | 13947.1347 | 10839.1211 | 61 | 3.7056 | 500.4775 | 1.3026 | 1300.1446 | 683 | 1
1800 | BANGOR 11011804 | 103191101 | BANGOR 1101 | 1804 | FALSE | 69024.1301 | 69024.1301 | 394 | 4.3119 | 101.8893 | 1.1697 | 495.1119 | 1205 | 1
1078 | BIG MEADOWS 21012260 | 102812101 | BIG MEADOWS 2101 | 2260 | FALSE | 36303.3353 | 25414.2279 | 185 | 5.3755 | 96.9762 | 1.2761 | 1004.259 | 833 | 1
8083 | ANDERSON 1101583708 | 103261101 | ANDERSON 1101 | 583708 | FALSE | 1263.0794 | 1011.3641 | 11 | 13.2251 | 180.1842 | 1.1589 | 952.2243 | 858
6638 | SAN RAMON 2117CB | 14232117 | SAN RAMON 2117 | CB | FALSE | 2698.3212 | 1098.894 | 23 | 6.4009 | 113.3534 | 0.72317 | 430.579 | 1258 | 20
7538 | CABRILLO 1103Y46 | 183101103 | CABRILLO 1103 | Y46 | FALSE | 76660.9296 | 50653.8838 | 277 | 3.945 | 192.6792 | 1.1844 | 1429.3656 | 626 | 1
4175 | MARTELL 1101CB | 163011101 | MARTELL 1101 | CB | FALSE | 21488.1146 | 9459.2642 | 171 | 4.5053 | 64.8339 | 1.3222 | 382.8028 | 1314 | 1
9619 | PETALUMA C 1108456397 | 42631108 | PETALUMA C 1108 | 456397 | FALSE | 2239.0721 | 2239.0721 | 19 | 18.0668 | 76.3338 | 1.039 | 785.4652 | 954
3701 | FRENCH GULCH 1101CB | 103381101 | FRENCH GULCH 1101 | CB | FALSE | 3697.5337 | 3697.5337 | 32 | 2.8798 | 165.3142 | 1.1553 | 762.0604 | 962 | 1
4093 | RED BLUFF 1105146070 | 103541105 | RED BLUFF 1105 | 146070 | FALSE | 22680.3921 | 20479.5896 | 167 | 19.2021 | 106.1075 | 1.1562 | 1071.9697 | 786
1562 | LAYTONVILLE 110264908 | 42681102 | LAYTONVILLE 1102 | 64908 | FALSE | 10254.7707 | 6238.0239 | 84 | 5.93 | 71.3473 | 1.3079 | 246.1325 | 1550 | 20
7452 | SAN RAMON 210853732 | 14232108 | SAN RAMON 2108 | 53732 | FALSE | 12542.8 | 12542.8 | 77 | 4.5411 | 130.9301 | 1.1532 | 766.0355 | 959 | 35.33
509 | CALISTOGA 110143924 | 42711101 | CALISTOGA 1101 | 43924 | FALSE | 15096.7446 | 12523.7999 | 107 | 7.0042 | 31.169 | 1.1723 | 446.2971 | 1252 | 85.45
6400 | PHILO 1102CB | 42601102 | PHILO 1102 | CB | FALSE | 20191.5411 | 12387.7147 | 131 | 4.2933 | 53.5291 | 1.1683 | 356.2256 | 1362 | 1
1390 | CURTIS 170539256 | 163351705 | CURTIS 1705 | 39256 | FALSE | 42581.0612 | 42581.0612 | 287 | 5.6949 | 48.9808 | 1.1657 | 694.1209 | 1026 | 1
9080 | SUMMIT 110249484 | 152591102 | SUMMIT 1102 | 49484 | FALSE | 4257.4421 | 4257.4421 | 27 | 2.7317 | 55.1666 | 1.1328 | 880.5018 | 890 | 1
493 | BRUNSWICK 11102664 | 152481110 | BRUNSWICK 1110 | 2664 | FALSE | 17552.7674 | 12910.8902 | 132 | 2.9245 | 25.3493 | 1.3492 | 283.8161 | 1468 | 65.39
828 | ATASCADERO 1103A18 | 182541103 | ATASCADERO 1103 | A18 | FALSE | 29115.6622 | 14189.3642 | 188 | 21.9836 | 210.741 | 1.272 | 932.8875 | 868 | 35.33
7881 | CALISTOGA 1102141073 | 42711102 | CALISTOGA 1102 | 141073 | FALSE | 3422.9373 | 1996.4523 | 27 | 0.47681 | 9.7664 | 1.0647 | 208.8541 | 1621
5591 | CURTIS 17029220 | 163351702 | CURTIS 1702 | 9220 | FALSE | 18356.5403 | 17704.0281 | 123 | 3.5157 | 42.107 | 1.1648 | 658.7055 | 1055 | 1
1187 | PENRYN 11051342 | 152561105 | PENRYN 1105 | 1342 | FALSE | 62297.5033 | 33351.1972 | 440 | 9.954 | 92.0927 | 0.67859 | 593.3765 | 1111 | 35.33
8143 | CLAYTON 2215W531R | 12022215 | CLAYTON 2215 | W531R | FALSE | 17380.2917 | 10443.673 | 100 | 6.8282 | 328.191 | 1.0349 | 735.723 | 988 | 1
2291 | SHINGLE SPRINGS 210913322 | 153652109 | SHINGLE SPRINGS 2109 | 13322 | FALSE | 66617.6825 | 66617.6825 | 490 | 17.9616 | 153.6591 | 1.2855 | 1047.9717 | 798 | 1
2286 | BEAR VALLEY 210521160 | 252192105 | BEAR VALLEY 2105 | 21160 | FALSE | 38269.4773 | 38269.4773 | 194 | 2.1968 | 122.2995 | 1.3096 | 1259.0438 | 695 | 1
9841 | MESA 1103126697 | 182821103 | MESA 1103 | 126697 | FALSE | 1766.1223 | 1641.863 | 10 | 5.908 | 337.1517 | 1.2086 | 1011.3761 | 827
9670 | FRENCH GULCH 1102CB | 103381102 | FRENCH GULCH 1102 | CB | FALSE | 2729.0129 | 2729.0129 | 12 | 3.1563 | 201.4585 | 1.1702 | 298.7993 | 1449 | 1
2589 | FORT ROSS 1121124 | 42851121 | FORT ROSS 1121 | 124 | FALSE | 29762.4384 | 29762.4384 | 99 | 1.4029 | 86.6316 | 1.1853 | 546.7406 | 1151 | 47.64
2518 | OCEANO 1104Q08 | 182601104 | OCEANO 1104 | Q08 | FALSE | 19981.628 | 19981.628 | 148 | 21.7657 | 110.5304 | 1.1623 | 1236.4827 | 708 | 35.33
10030 | MC ARTHUR 1102542920 | 103491102 | MC ARTHUR 1102 | 542920 | FALSE | 2484.216 | 2034.8319 | 10 | 17.3617 | 802.683 | 1.4819 | 2350.3357 | 372
4185 | PASO ROBLES 1104R12 | 182611104 | PASO ROBLES 1104 | R12 | FALSE | 64632.5351 | 52796.2686 | 278 | 3.6098 | 206.6193 | 1.2358 | 1212.0624 | 725 | 1
7956 | JESSUP 11011993 | 103441101 | JESSUP 1101 | 1993 | FALSE | 4771.9686 | 4470.3512 | 39 | 18.7464 | 115.4839 | 1.1165 | 818.0593 | 926 | 47.64
10640 | CALISTOGA 110266730 | 42711102 | CALISTOGA 1102 | 66730 | FALSE | 1703.3079 | 1703.3079 | 6 | 1.3072 | 56.9997 | 0.89971 | 919.8595 | 875 | 1
9262 | LAKEVILLE 110287432 | 43371102 | LAKEVILLE 1102 | 87432 | FALSE | 21925.1583 | 15708.5355 | 81 | 7.8353 | 443.4999 | 0.99277 | 994.1805 | 837 | 1
6678 | MIDDLETOWN 11011325 | 43141101 | MIDDLETOWN 1101 | 1325 | FALSE | 13829.5499 | 13829.5499 | 80 | 1.398 | 87.9267 | 1.1738 | 449.2232 | 1249 | 26.55
5737 | UKIAH 11151216 | 42771115 | UKIAH 1115 | 1216 | FALSE | 30877.2329 | 21628.5531 | 182 | 2.2019 | 53.1613 | 1.1388 | 525.6183 | 1178 | 1
1518 | DIAMOND SPRINGS 110518935 | 152261105 | DIAMOND SPRINGS 1105 | 18935 | FALSE | 10773.8274 | 10773.8274 | 76 | 7.0879 | 146.6974 | 1.1673 | 910.0927 | 882 | 26.55
8962 | TEMPLETON 2110N30 | 183052110 | TEMPLETON 2110 | N30 | FALSE | 32768.3238 | 32768.3238 | 120 | 2.3925 | 244.8146 | 1.2366 | 927.1943 | 870 | 1
5800 | CLARK ROAD 11022070 | 103091102 | CLARK ROAD 1102 | 2070 | FALSE | 15059.4591 | 14786.6222 | 72 | 6.6253 | 219.5157 | 1.3312 | 498.0458 | 1203 | 1
1728 | TEMPLETON 2112116402 | 183052112 | TEMPLETON 2112 | 116402 | FALSE | 11255.0357 | 3810.8828 | 64 | 12.9149 | 186.5884 | 0.76504 | 1320.2856 | 674
727 | APPLE HILL 2102186912 | 153662102 | APPLE HILL 2102 | 186912 | FALSE | 97116.525 | 94273.5723 | 606 | 4.9399 | 105.6058 | 1.2287 | 711.7437 | 1013 | 1
7181 | BEAR VALLEY 21054170 | 252192105 | BEAR VALLEY 2105 | 4170 | FALSE | 15319.6405 | 15319.6405 | 45 | 2.9482 | 201.5863 | 1.4149 | 1356.0496 | 661 | 1
8856 | GARBERVILLE 11028189 | 192221102 | GARBERVILLE 1102 | 8189 | FALSE | 1685.4401 | 1685.4401 | 11 | 0.87228 | 53.0331 | 1.2373 | 166.396 | 1732 | 1
1917 | PANORAMA 1101CB | 103461101 | PANORAMA 1101 | CB | FALSE | 27174.1674 | 1828.844 | 175 | 11.3137 | 146.4879 | 0.36795 | 467.1503 | 1226 | 1
3572 | OLETA 110113478 | 163541101 | OLETA 1101 | 13478 | FALSE | 24836.1056 | 19846.6513 | 169 | 6.2655 | 282.5022 | 1.3031 | 594.448 | 1107 | 1
1028 | LOW GAP 11012094 | 192411101 | LOW GAP 1101 | 2094 | FALSE | 27452.3558 | 25248.6295 | 139 | 2.0855 | 61.8838 | 1.3677 | 379.7853 | 1321 | 35.33
3105 | NOTRE DAME 11042028 | 102041104 | NOTRE DAME 1104 | 2028 | FALSE | 17437.7183 | 17437.7183 | 86 | 1.601 | 30.1581 | 1.1031 | 243.285 | 1559 | 1
2667 | FROGTOWN 170212282 | 163451702 | FROGTOWN 1702 | 12282 | FALSE | 58482.1143 | 58482.1143 | 261 | 3.9551 | 89.21 | 1.1968 | 718.4403 | 1004 | 1
7606 | NOTRE DAME 11042537 | 102041104 | NOTRE DAME 1104 | 2537 | FALSE | 8030.1143 | 8030.1143 | 37 | 7.6884 | 151.6397 | 1.3327 | 618.6971 | 1083 | 1
284 | PERRY 1101V78 | 183071101 | PERRY 1101 | V78 | FALSE | 47471.3302 | 47471.3302 | 164 | 1.7691 | 285.2447 | 1.1914 | 918.2768 | 876 | 1
8597 | ORO FINO 1102127563 | 103031102 | ORO FINO 1102 | 127563 | FALSE | 11105.9314 | 11105.9314 | 63 | 2.2828 | 92.5775 | 1.1902 | 803.5682 | 938 | 47.64
6425 | MADISON 2101351038 | 63172101 | MADISON 2101 | 351038 | FALSE | 22506.9662 | 2661.6552 | 130 | 9.5912 | 374.1368 | 0.86088 | 1068.3127 | 787
5524 | JESSUP 11011496 | 103441101 | JESSUP 1101 | 1496 | FALSE | 26084.969 | 23526.9728 | 201 | 18.0359 | 114.3637 | 1.1698 | 864.7228 | 905 | 1
4318 | HIGGINS 11102408 | 152691110 | HIGGINS 1110 | 2408 | FALSE | 18614.5661 | 18614.5661 | 124 | 6.9161 | 74.3228 | 1.2279 | 623.6203 | 1079 | 1
7906 | PIT NO 7 1101CB | 103501101 | PIT NO 7 1101 | CB | FALSE | 4357.8457 | 4357.8457 | 3 | 0 | 79.6997 | 1.2212 | 808.7175 | 931 | 1
4688 | UPPER LAKE 1101452 | 42871101 | UPPER LAKE 1101 | 452 | FALSE | 31530.7427 | 8129.076 | 207 | 6.1159 | 126.9378 | 0.7481 | 743.369 | 981 | 20
9980 | BRIDGEVILLE 1101CB | 192461101 | BRIDGEVILLE 1101 | CB | FALSE | 13703.2012 | 13703.2012 | 51 | 1.816 | 71.8459 | 1.1892 | 315.2875 | 1424 | 65.39
377 | FROGTOWN 1702L5407 | 163451702 | FROGTOWN 1702 | L5407 | FALSE | 29410.8857 | 29410.8857 | 153 | 9.8749 | 480.7644 | 1.51 | 1349.9596 | 663 | 1
599 | CURTIS 170356972 | 163351703 | CURTIS 1703 | 56972 | FALSE | 13791.0471 | 13791.0471 | 57 | 1.3125 | 59.6654 | 1.1881 | 612.4545 | 1090 | 1
9546 | COTATI 1102CB | 42271102 | COTATI 1102 | CB | FALSE | 3229.2079 | 2904.3184 | 19 | 10.0966 | 105.4492 | 1.0714 | 366.1668 | 1344 | 1
9754 | CALPELLA 1102708161 | 43411102 | CALPELLA 1102 | 708161 | FALSE | 1824.6356 | 1615.0007 | 12 | 0.32504 | 13.7441 | 1.1296 | 461.5277 | 1234
7941 | FRUITLAND 11426064 | 192311142 | FRUITLAND 1142 | 6064 | FALSE | 13322.7276 | 10776.9352 | 66 | 1.3495 | 25.5371 | 0.97981 | 244.0042 | 1557 | 47.64
1172 | CORRAL 110336680 | 162991103 | CORRAL 1103 | 36680 | FALSE | 32219.8242 | 15055.3944 | 265 | 6.8084 | 187.9045 | 1.2381 | 715.9031 | 1008 | 47.64
7127 | SONOMA 1107844168 | 42721107 | SONOMA 1107 | 844168 | FALSE | 18710.7045 | 7309.0201 | 100 | 4.267 | 186.1316 | 0.66559 | 877.0353 | 894
2372 | GRASS VALLEY 11032110 | 152031103 | GRASS VALLEY 1103 | 2110 | FALSE | 32283.1191 | 31798.2221 | 224 | 4.0563 | 78.7773 | 1.1044 | 464.9832 | 1230 | 1
2173 | PUEBLO 1105696 | 43291105 | PUEBLO 1105 | 696 | FALSE | 11659.1184 | 6037.9333 | 79 | 4.8244 | 86.8344 | 0.8271 | 617.4166 | 1085 | 1
8024 | PENRYN 11072708 | 152561107 | PENRYN 1107 | 2708 | FALSE | 17128.5396 | 15094.9992 | 124 | 12.103 | 92.6269 | 1.0923 | 634.212 | 1074 | 1
660 | GABILAN 1101460414 | 182331101 | GABILAN 1101 | 460414 | FALSE | 10774.9077 | 8655.1604 | 38 | 3.5511 | 188.1686 | 1.0544 | 785.6181 | 953
2838 | MENDOCINO 110148750 | 42951101 | MENDOCINO 1101 | 48750 | FALSE | 28839.2375 | 28839.2375 | 165 | 1.505 | 86.8756 | 1.2069 | 705.0697 | 1020 | 65.39
5642 | ALHAMBRA 110582622 | 14101105 | ALHAMBRA 1105 | 82622 | FALSE | 41703.3816 | 41703.3816 | 254 | 7.5271 | 149.0864 | 1.163 | 753.4327 | 972 | 1
5965 | JOLON 1102CB | 182981102 | JOLON 1102 | CB | FALSE | 38608.5003 | 37939.8486 | 181 | 5.553 | 442.226 | 1.2316 | 1004.6328 | 832 | 1
5646 | SANTA YNEZ 1104512912 | 182721104 | SANTA YNEZ 1104 | 512912 | FALSE | 3140.8885 | 1435.1217 | 23 | 10.8381 | 406.6726 | 1.1957 | 742.0792 | 982
1584 | COLUMBIA HILL 1101CB | 152471101 | COLUMBIA HILL 1101 | CB | FALSE | 63324.3345 | 63324.3345 | 375 | 3.4622 | 61.4128 | 1.1988 | 477.8627 | 1217 | 1
8255 | CRESCENT MILLS 21012562 | 103132101 | CRESCENT MILLS 2101 | 2562 | FALSE | 55111.7044 | 31122.7322 | 222 | 4.4982 | 295.5122 | 1.293 | 1193.0263 | 734 | 1
2533 | MOLINO 1101338 | 42571101 | MOLINO 1101 | 338 | FALSE | 23338.4107 | 12496.8829 | 176 | 9.7795 | 92.6056 | 0.8823 | 593.3845 | 1110 | 65.39
9899 | LLAGAS 21014523 | 83182101 | LLAGAS 2101 | 4523 | FALSE | 4420.7892 | 1471.0588 | 28 | 8.9192 | 302.5582 | 0.78263 | 593.4447 | 1109
451 | CALISTOGA 11011087 | 42711101 | CALISTOGA 1101 | 1087 | FALSE | 3157.1282 | 3157.1282 | 22 | 7.1452 | 138.7463 | 1.2687 | 532.5062 | 1170 | 20
90 | TYLER 1105816852 | 103571105 | TYLER 1105 | 816852 | FALSE | 70141.7466 | 20545.6876 | 423 | 20.3004 | 488.6418 | 0.5978 | 1516.9463 | 587
67 | WOODACRE 1102CB | 43021102 | WOODACRE 1102 | CB | FALSE | 20142.5456 | 20085.8093 | 141 | 1.0168 | 28.2741 | 1.0917 | 382.2019 | 1316 | 1
3103 | JOLON 11027070 | 182981102 | JOLON 1102 | 7070 | FALSE | 26486.1632 | 10307.0829 | 132 | 8.5264 | 466.7594 | 1.3212 | 1217.7073 | 718 | 1
6894 | DESCHUTES 11011654 | 103351101 | DESCHUTES 1101 | 1654 | FALSE | 28221.2564 | 28221.2564 | 168 | 8.924 | 248.9242 | 1.2493 | 662.2613 | 1051 | 1
1819 | ALTO 11243745 | 42031124 | ALTO 1124 | 3745 | FALSE | 7247.2343 | 7247.2343 | 52 | 0.42125 | 8.9102 | 1.0487 | 535.7815 | 1164 | 1
1989 | ELECTRA 1101CB | 162161101 | ELECTRA 1101 | CB | FALSE | 50985.8349 | 50985.8349 | 293 | 5.1992 | 138.2888 | 1.3144 | 750.5824 | 974 | 1
994 | BUTTE 1105751990 | 103081105 | BUTTE 1105 | 751990 | FALSE | 39452.6049 | 39436.6029 | 243 | 4.4694 | 119.154 | 1.1427 | 355.8632 | 1363
7429 | MOUNTAIN QUARRIES 210151584 | 152282101 | MOUNTAIN QUARRIES 2101 | 51584 | FALSE | 35041.5534 | 35041.5534 | 224 | 8.5232 | 138.4359 | 1.2616 | 869.1368 | 901 | 1
7628 | WISE 11011404 | 152271101 | WISE 1101 | 1404 | FALSE | 5740.3584 | 2402.8891 | 47 | 7.0859 | 37.1867 | 1.135 | 397.9556 | 1298 | 1
7386 | SAN RAMON 2108CB | 14232108 | SAN RAMON 2108 | CB | FALSE | 15329.2524 | 14012.7161 | 102 | 7.3018 | 198.8643 | 1.0595 | 748.7975 | 976 | 47.64
9327 | CALISTOGA 110189150 | 42711101 | CALISTOGA 1101 | 89150 | FALSE | 15332.2939 | 15332.2939 | 88 | 1.8124 | 64.8759 | 1.1943 | 582.7266 | 1121 | 1
4436 | SAN RAMON 2119CB | 14232119 | SAN RAMON 2119 | CB | FALSE | 2345.4974 | 1187.935 | 21 | 5.6897 | 100.7585 | 0.64282 | 471.5803 | 1223 | 26.55
4471 | ELECTRA 11024756 | 162161102 | ELECTRA 1102 | 4756 | FALSE | 18962.2338 | 15139.4165 | 95 | 4.5733 | 177.1284 | 1.3786 | 459.0245 | 1236 | 1
10516 | GARBERVILLE 11022124 | 192221102 | GARBERVILLE 1102 | 2124 | FALSE | 5026.2322 | 5026.2322 | 6 | 0.55715 | 15.2744 | 1.0608 | 170.3508 | 1714 | 47.64
10428 | ANNAPOLIS 1101CB | 42861101 | ANNAPOLIS 1101 | CB | FALSE | 1058.7166 | 1058.7166 | 7 | 0.077118 | 47.4741 | 1.1315 | 221.0499 | 1604 | 1
5436 | TEMPLETON 2110901690 | 183052110 | TEMPLETON 2110 | 901690 | FALSE | 63574.4496 | 60028.2631 | 306 | 4.3588 | 116.5632 | 1.177 | 1011.6278 | 825 | 1
1208 | HOPLAND 1101CB | 42251101 | HOPLAND 1101 | CB | FALSE | 36057.8693 | 23579.7024 | 190 | 2.3573 | 73.5154 | 1.0483 | 511.8263 | 1189 | 1
582 | SWIFT 2110853720 | 83392110 | SWIFT 2110 | 853720 | FALSE | 50276.8108 | 50276.8108 | 140 | 3.2685 | 349.5968 | 1.3735 | 1012.617 | 823
6471 | SALMON CREEK 110137368 | 43161101 | SALMON CREEK 1101 | 37368 | FALSE | 9786.5772 | 9786.5772 | 48 | 4.0255 | 220.5217 | 1.1847 | 880.1307 | 892 | 1
7036 | WOODACRE 1101CB | 43021101 | WOODACRE 1101 | CB | FALSE | 4540.438 | 4454.6417 | 35 | 1.6205 | 41.3931 | 1.0612 | 248.765 | 1543 | 1
9354 | FRUITLAND 114137410 | 192311141 | FRUITLAND 1141 | 37410 | FALSE | 8875.6069 | 8413.1179 | 42 | 0.3149 | 18.9634 | 1.0579 | 348.1422 | 1375 | 1
8408 | GOLDTREE 1105CB | 182581105 | GOLDTREE 1105 | CB | FALSE | 15108.5071 | 11908.479 | 76 | 6.6238 | 242.3476 | 0.75245 | 565.89 | 1132 | 11.22
1036 | FRUITLAND 1142CB | 192311142 | FRUITLAND 1142 | CB | FALSE | 24719.9919 | 16900.9683 | 116 | 2.1466 | 29.317 | 0.81843 | 245.6875 | 1552 | 47.64
5437 | FITCH MOUNTAIN 1113775992 | 42751113 | FITCH MOUNTAIN 1113 | 775992 | FALSE | 5059.1291 | 3381.5311 | 34 | 4.7243 | 17.0096 | 1.1184 | 374.1489 | 1330
8868 | SALMON CREEK 1101461703 | 43161101 | SALMON CREEK 1101 | 461703 | FALSE | 1414.65 | 1414.65 | 8 | 1.1225 | 82.0414 | 1.0589 | 327.199 | 1402
1882 | SHINGLE SPRINGS 211051800 | 153652110 | SHINGLE SPRINGS 2110 | 51800 | FALSE | 15718.5986 | 14796.5287 | 128 | 5.1251 | 46.0221 | 1.1205 | 342.7814 | 1383 | 26.55
3611 | SANTA MARIA 1108M80 | 182671108 | SANTA MARIA 1108 | M80 | FALSE | 93735.5013 | 93735.5013 | 397 | 5.992 | 258.0535 | 1.2902 | 1161.6823 | 749 | 1
6376 | MONTE RIO 11131991 | 42811113 | MONTE RIO 1113 | 1991 | FALSE | 11465.3295 | 11465.3295 | 51 | 1.4284 | 59.7368 | 1.2608 | 395.6046 | 1299 | 102.14
1111 | PEORIA 17056697 | 163781705 | PEORIA 1705 | 6697 | FALSE | 6657.3541 | 6657.3541 | 46 | 2.5248 | 34.4194 | 1.105 | 551.7785 | 1143 | 1
3012 | RACETRACK 170311270 | 163761703 | RACETRACK 1703 | 11270 | FALSE | 20312.1456 | 20312.1456 | 123 | 2.5614 | 44.7481 | 1.1275 | 499.3074 | 1201 | 1
722 | MONTE RIO 11125040 | 42811112 | MONTE RIO 1112 | 5040 | FALSE | 6507.5662 | 6507.5662 | 46 | 2.1309 | 27.3166 | 1.1511 | 218.6982 | 1609 | 65.39
9716 | WINDSOR 1103171410 | 43501103 | WINDSOR 1103 | 171410 | FALSE | 7035.3214 | 2217.9639 | 40 | 5.0341 | 130.8657 | 0.71272 | 536.0514 | 1163
15 | MENDOCINO 1101450 | 42951101 | MENDOCINO 1101 | 450 | FALSE | 30451.6805 | 9311.1997 | 208 | 5.7842 | 49.8012 | 1.1138 | 484.352 | 1210 | 1
6036 | PLACER 1103CB | 152461103 | PLACER 1103 | CB | FALSE | 14529.9116 | 11213.2305 | 99 | 5.7311 | 52.1665 | 1.4079 | 471.1517 | 1224 | 1
6178 | GEYSERVILLE 110135492 | 42891101 | GEYSERVILLE 1101 | 35492 | FALSE | 34847.1678 | 16074.976 | 219 | 1.646 | 24.1808 | 0.92668 | 426.1888 | 1265 | 1
6625 | WYANDOTTE 1107829470 | 102911107 | WYANDOTTE 1107 | 829470 | FALSE | 16595.0205 | 16595.0205 | 93 | 1.4309 | 33.045 | 1.148 | 515.0682 | 1185
7721 | CURTIS 17058110 | 163351705 | CURTIS 1705 | 8110 | FALSE | 13110.3306 | 13110.3306 | 99 | 3.4441 | 34.5837 | 1.2074 | 657.3966 | 1057 | 1
8792 | DUNLAP 1103CB | 254061103 | DUNLAP 1103 | CB | FALSE | 9029.352 | 9029.352 | 38 | 2.8064 | 323.7702 | 1.533 | 1447.0842 | 615 | 1
4534 | MERCED FALLS 110285002 | 252811102 | MERCED FALLS 1102 | 85002 | FALSE | 57093.5104 | 57093.5104 | 394 | 9.8894 | 133.2076 | 1.1155 | 729.1639 | 992 | 26.55
2247 | FROGTOWN 170113412 | 163451701 | FROGTOWN 1701 | 13412 | FALSE | 62439.7255 | 62439.7255 | 333 | 2.3921 | 51.3949 | 1.2208 | 811.1905 | 930 | 1
3205 | COTATI 110361736 | 42271103 | COTATI 1103 | 61736 | FALSE | 26875.6469 | 19558.6498 | 129 | 7.4139 | 294.7062 | 1.1803 | 726.4231 | 994 | 1
9516 | WILDWOOD 11011576 | 103611101 | WILDWOOD 1101 | 1576 | FALSE | 12974.577 | 12974.577 | 51 | 1.2927 | 105.305 | 1.1693 | 832.2405 | 921 | 1
4729 | FITCH MOUNTAIN 1113352 | 42751113 | FITCH MOUNTAIN 1113 | 352 | FALSE | 19238.6019 | 9086.2434 | 123 | 3.1429 | 79.354 | 1.1065 | 547.944 | 1149 | 1
6906 | IONE 1101CB | 163881101 | IONE 1101 | CB | FALSE | 22613.9915 | 2970.8687 | 85 | 3.774 | 274.7521 | 0.66859 | 646.6464 | 1068 | 1
1910 | FROGTOWN 17016807 | 163451701 | FROGTOWN 1701 | 6807 | FALSE | 7894.5527 | 7894.5527 | 49 | 2.3744 | 59.8375 | 1.1071 | 586.6523 | 1116 | 1
1099 | HIGHLANDS 110275140 | 43361102 | HIGHLANDS 1102 | 75140 | FALSE | 32224.0105 | 13968.9875 | 238 | 10.7789 | 119.9167 | 0.5695 | 824.0667 | 924 | 1
9073 | CORRAL 1103831781 | 162991103 | CORRAL 1103 | 831781 | FALSE | 2564.8738 | 1186.1396 | 19 | 13.5589 | 299.8182 | 1.1652 | 806.9369 | 932
1018 | APPLE HILL 21029722 | 153662102 | APPLE HILL 2102 | 9722 | FALSE | 62437.5165 | 62437.5165 | 359 | 2.6018 | 106.5748 | 1.2103 | 529.226 | 1174 | 1
882 | MORGAN HILL 2105XR152 | 83242105 | MORGAN HILL 2105 | XR152 | FALSE | 20635.5048 | 14045.9028 | 156 | 9.8473 | 87.8173 | 1.1799 | 646.2065 | 1069 | 1
8313 | RED BLUFF 1104135854 | 103541104 | RED BLUFF 1104 | 135854 | FALSE | 4250.0634 | 2325.1244 | 34 | 19.0962 | 93.6513 | 1.1683 | 1134.6908 | 761
8191 | KESWICK 11011588 | 103451101 | KESWICK 1101 | 1588 | FALSE | 13991.4401 | 13991.4401 | 33 | 2.4612 | 96.0438 | 1.1487 | 584.74 | 1118 | 1
5209 | OLETA 11022642 | 163541102 | OLETA 1102 | 2642 | FALSE | 7497.8568 | 7497.8568 | 27 | 1.3539 | 123.1892 | 1.3437 | 716.2407 | 1006 | 1
2961 | SYCAMORE CREEK 11112014 | 102971111 | SYCAMORE CREEK 1111 | 2014 | FALSE | 35984.1335 | 35984.1335 | 181 | 2.663 | 120.5468 | 1.1661 | 602.3767 | 1097 | 1
5221 | EL DORADO PH 210163464 | 152762101 | EL DORADO PH 2101 | 63464 | FALSE | 21920.8692 | 21920.8692 | 70 | 0.30531 | 58.9941 | 1.1507 | 659.6276 | 1053 | 1
1685 | WILLOW CREEK 110347966 | 192171103 | WILLOW CREEK 1103 | 47966 | FALSE | 27271.3222 | 27271.3222 | 167 | 1.4027 | 21.1568 | 1.0998 | 215.8045 | 1610 | 1
1361 | RED BLUFF 11051564 | 103541105 | RED BLUFF 1105 | 1564 | FALSE | 17092.5832 | 1891.6003 | 133 | 12.7207 | 152.0663 | 0.40433 | 869.3002 | 900 | 35.33
548 | SHINGLE SPRINGS 21107742 | 153652110 | SHINGLE SPRINGS 2110 | 7742 | FALSE | 73623.591 | 73535.6671 | 475 | 5.4297 | 134.9241 | 1.2023 | 595.5649 | 1104 | 1
4014 | CURTIS 1704CB | 163351704 | CURTIS 1704 | CB | FALSE | 22863.3142 | 22355.1304 | 170 | 5.0629 | 38.1134 | 1.0788 | 527.7867 | 1176 | 1
5744 | WOODSIDE 11018974 | 24251101 | WOODSIDE 1101 | 8974 | FALSE | 21278.6691 | 21278.6691 | 149 | 0.75279 | 10.857 | 1.0702 | 324.7416 | 1406 | 47.64
4200 | MOLINO 1101322 | 42571101 | MOLINO 1101 | 322 | FALSE | 23201.9813 | 22860.7646 | 167 | 8.2682 | 64.5067 | 1.1921 | 458.1425 | 1238 | 65.39
7680 | PALMER 1101M88 | 183031101 | PALMER 1101 | M88 | FALSE | 24723.9577 | 4969.351 | 85 | 0.51632 | 93.4481 | 0.37137 | 599.8118 | 1100 | 1
2401 | WOODSIDE 11018884 | 24251101 | WOODSIDE 1101 | 8884 | FALSE | 12033.5669 | 12033.5669 | 74 | 0.96517 | 18.0561 | 1.1173 | 305.5705 | 1438 | 65.39
5333 | GARBERVILLE 11022500 | 192221102 | GARBERVILLE 1102 | 2500 | FALSE | 25777.1884 | 25777.1884 | 106 | 0.58498 | 48.8663 | 1.097 | 205.0308 | 1627 | 85.45
3787 | BEAR VALLEY 21014500 | 252192101 | BEAR VALLEY 2101 | 4500 | FALSE | 132540.1743 | 38902.9544 | 516 | 9.4706 | 425.8898 | 0.86187 | 1229.9776 | 714 | 1
8553 | RED BLUFF 11041302 | 103541104 | RED BLUFF 1104 | 1302 | FALSE | 23388.5169 | 22389.9711 | 113 | 8.0037 | 347.881 | 1.2944 | 1215.8532 | 721 | 1
10783 | BEAR VALLEY 2105CB | 252192105 | BEAR VALLEY 2105 | CB | FALSE | 6175.4075 | 6175.4075 | 9 | 0.31554 | 94.3988 | 1.3147 | 515.1474 | 1184 | 1
10429 | BUTTE 1105244246 | 103081105 | BUTTE 1105 | 244246 | FALSE | 1936.2709 | 1936.2709 | 11 | 6.9835 | 96.3528 | 1.3409 | 330.8536 | 1396
1753 | BRUNSWICK 110651484 | 152481106 | BRUNSWICK 1106 | 51484 | FALSE | 26385.5393 | 24741.7275 | 195 | 6.3862 | 56.9917 | 1.1476 | 372.49 | 1333 | 1
7841 | STONE CORRAL 1110975698 | 252921110 | STONE CORRAL 1110 | 975698 | FALSE | 7671.0517 | 1441.7984 | 44 | 4.0843 | 627.8543 | 0.69866 | 962.1828 | 852
10305 | MIDDLETOWN 1101612 | 43141101 | MIDDLETOWN 1101 | 612 | FALSE | 6362.7002 | 6362.7002 | 25 | 1.1519 | 78.0136 | 1.2296 | 719.6048 | 1000 | 1
2874 | FORT ROSS 11214947 | 42851121 | FORT ROSS 1121 | 4947 | FALSE | 16652.8009 | 16652.8009 | 56 | 0.39848 | 32.1698 | 1.1582 | 298.2938 | 1450 | 47.64
5370 | FROGTOWN 17027108 | 163451702 | FROGTOWN 1702 | 7108 | FALSE | 20715.9427 | 15478.9307 | 99 | 13.7807 | 451.4598 | 1.3584 | 993.4887 | 838 | 1
7742 | WEST POINT 110272036 | 163201102 | WEST POINT 1102 | 72036 | FALSE | 21135.8241 | 20864.4611 | 105 | 4.6244 | 122.0612 | 1.3378 | 844.1543 | 916 | 85.45
8013 | WILLITS 110337506 | 42661103 | WILLITS 1103 | 37506 | FALSE | 18602.139 | 18602.139 | 77 | 0.47563 | 43.1701 | 1.2324 | 345.7654 | 1377 | 65.39
8123 | OTTER 1102CB | 182941102 | OTTER 1102 | CB | FALSE | 10891.762 | 10891.762 | 40 | 1.1465 | 161.441 | 1.3743 | 760.2437 | 965 | 1
7649 | HARTLEY 1101CB | 43211101 | HARTLEY 1101 | CB | FALSE | 4864.6418 | 2361.7078 | 33 | 12.3376 | 104.163 | 1.1895 | 651.0467 | 1063 | 1
4094 | HOPLAND 1101960 | 42251101 | HOPLAND 1101 | 960 | FALSE | 8826.9021 | 6237.2835 | 33 | 0.66966 | 28.8338 | 0.87099 | 470.8479 | 1225 | 1
7517 | PENRYN 110790970 | 152561107 | PENRYN 1107 | 90970 | FALSE | 6924.4221 | 2317.6472 | 45 | 8.1909 | 58.6701 | 0.85157 | 359.43 | 1356 | 26.55
371 | CURTIS 1701CB | 163351701 | CURTIS 1701 | CB | FALSE | 20034.2871 | 12973.5363 | 159 | 1.885 | 20.867 | 1.1152 | 555.1824 | 1140 | 1
8728 | CORRAL 1103569005 | 162991103 | CORRAL 1103 | 569005 | FALSE | 3858.1769 | 1152.5978 | 38 | 5.8939 | 237.2266 | 0.931 | 606.2479 | 1095
3664 | PLACERVILLE 2106CB | 153082106 | PLACERVILLE 2106 | CB | FALSE | 10545.3693 | 10545.3693 | 31 | 1.1285 | 21.4829 | 1.1117 | 137.2983 | 1822 | 1
9859 | CUYAMA 1103684566 | 253141103 | CUYAMA 1103 | 684566 | FALSE | 4872.6951 | 4856.693 | 4 | 0.54056 | 439.6429 | 1.2301 | 2480.1079 | 347
7777 | GANSNER 11012424 | 103021101 | GANSNER 1101 | 2424 | FALSE | 30415.1718 | 30186.9031 | 141 | 0.91959 | 47.491 | 1.1637 | 747.4809 | 977 | 1
10622 | TEJON 1103286542 | 252931103 | TEJON 1103 | 286542 | FALSE | 9381.8687 | 3501.8559 | 25 | 4.8878 | 1701.993 | 1.2999 | 2087.6942 | 432
2224 | COTATI 1103148 | 42271103 | COTATI 1103 | 148 | FALSE | 24974.2018 | 24850.3478 | 107 | 4.6181 | 296.1331 | 1.2667 | 932.2932 | 869 | 1
2728 | MESA 1103M72 | 182821103 | MESA 1103 | M72 | FALSE | 24045.3968 | 13551.8371 | 180 | 13.5655 | 106.5281 | 0.8488 | 772.2065 | 958 | 1
4743 | WYANDOTTE 11031508 | 102911103 | WYANDOTTE 1103 | 1508 | FALSE | 43792.5733 | 43792.5733 | 249 | 1.8524 | 51.9387 | 1.1882 | 269.7872 | 1498 | 1
1729 | LUCERNE 1106664 | 43351106 | LUCERNE 1106 | 664 | FALSE | 17972.9054 | 15503.1919 | 140 | 2.8681 | 11.6369 | 1.0682 | 291.1861 | 1461 | 1
1094 | HIGGINS 110332120 | 152691103 | HIGGINS 1103 | 32120 | FALSE | 65924.4872 | 65394.3269 | 485 | 3.9845 | 55.5664 | 1.121 | 454.7289 | 1240 | 1
1827 | BELL 11082226 | 152701108 | BELL 1108 | 2226 | FALSE | 41003.1194 | 38762.6482 | 329 | 5.4157 | 38.4197 | 1.1981 | 321.4507 | 1412 | 1
971 | KANAKA 110183288 | 103221101 | KANAKA 1101 | 83288 | FALSE | 27936.7507 | 27936.7507 | 140 | 1.5597 | 54.2361 | 1.1434 | 523.0336 | 1179 | 102.14
6396 | MC ARTHUR 11011490 | 103491101 | MC ARTHUR 1101 | 1490 | FALSE | 24262.143 | 16986.9503 | 122 | 6.8632 | 265.87 | 1.3001 | 1014.4444 | 820 | 1
1501 | PIERCY 2110XR258 | 83912110 | PIERCY 2110 | XR258 | FALSE | 42613.4021 | 35307.703 | 117 | 1.7305 | 260.7708 | 1.0539 | 813.0901 | 929 | 1
4371 | BELLEVUE 2103552 | 43182103 | BELLEVUE 2103 | 552 | FALSE | 24092.9744 | 15233.6156 | 172 | 10.398 | 108.0443 | 1.0567 | 420.6103 | 1272 | 35.33
774 | MORGAN HILL 2110654924 | 83242110 | MORGAN HILL 2110 | 654924 | FALSE | 8067.2123 | 4423.0701 | 61 | 17.0673 | 122.1232 | 0.98002 | 663.8303 | 1048
4796 | SISQUOC 1102M52 | 182811102 | SISQUOC 1102 | M52 | FALSE | 56469.342 | 54530.2399 | 131 | 1.5248 | 230.3234 | 1.2196 | 719.2711 | 1001 | 1
899 | RACETRACK 170455798 | 163761704 | RACETRACK 1704 | 55798 | FALSE | 37886.6196 | 37886.6196 | 246 | 5.0695 | 62.37 | 1.146 | 632.8382 | 1075 | 47.64
8632 | STELLING 11102243 | 83481110 | STELLING 1110 | 2243 | FALSE | 3051.2175 | 3051.2175 | 16 | 0.43114 | 39.0829 | 1.1504 | 257.113 | 1528 | 47.64
4409 | HIGGINS 11071070 | 152691107 | HIGGINS 1107 | 1070 | FALSE | 13188.3135 | 12735.6646 | 100 | 7.5086 | 78.5235 | 1.153 | 545.0696 | 1153 | 1
2076 | SAN JUSTO 110136902 | 183181101 | SAN JUSTO 1101 | 36902 | FALSE | 23754.9885 | 19990.5557 | 147 | 9.5537 | 82.7642 | 1.0069 | 753.8177 | 971 | 1
6423 | TASSAJARA 2113MR276 | 14662113 | TASSAJARA 2113 | MR276 | FALSE | 6265.9535 | 6199.9698 | 42 | 6.6587 | 151.3566 | 1.0982 | 507.3387 | 1193 | 1
7009 | PENRYN 110551676 | 152561105 | PENRYN 1105 | 51676 | FALSE | 18975.7232 | 12910.4516 | 145 | 11.7942 | 77.0446 | 1.104 | 372.9974 | 1332 | 35.33
9522 | STONE CORRAL 1110894956 | 252921110 | STONE CORRAL 1110 | 894956 | FALSE | 2635.3424 | 1243.2231 | 16 | 12.9761 | 890.3562 | 1.2558 | 1280.1289 | 689
4908 | DIVIDE 1103567884 | 182571103 | DIVIDE 1103 | 567884 | FALSE | 4535.2993 | 4025.5628 | 27 | 4.809 | 218.2413 | 1.1814 | 815.5904 | 927
537 | FORT SEWARD 11211602 | 192321121 | FORT SEWARD 1121 | 1602 | FALSE | 36538.7848 | 29307.7542 | 109 | 0.97621 | 57.6162 | 0.98378 | 344.2493 | 1379 | 1
522 | MONTE RIO 1111292 | 42811111 | MONTE RIO 1111 | 292 | FALSE | 31568.6739 | 25055.0465 | 165 | 1.4669 | 73.6691 | 1.1745 | 534.9666 | 1165 | 1
6679 | LAYTONVILLE 11011760 | 42681101 | LAYTONVILLE 1101 | 1760 | FALSE | 20336.5883 | 15610.272 | 73 | 0.32101 | 23.8134 | 1.0425 | 220.0765 | 1605 | 1
7262 | LOW GAP 11014160 | 192411101 | LOW GAP 1101 | 4160 | FALSE | 34990.3559 | 34990.3559 | 194 | 0.71957 | 34.3551 | 1.1418 | 332.5299 | 1395 | 1
2115 | GARBERVILLE 1102CB | 192221102 | GARBERVILLE 1102 | CB | FALSE | 26803.1335 | 19300.4618 | 191 | 1.0826 | 12.1568 | 0.98831 | 153.1917 | 1768 | 1
859 | SALT SPRINGS 21011216 | 163692101 | SALT SPRINGS 2101 | 1216 | FALSE | 8821.9491 | 8821.9491 | 32 | 0.032972 | 36.1968 | 1.1218 | 673.2647 | 1041 | 1
4717 | CAMBRIA 1101V76 | 182771101 | CAMBRIA 1101 | V76 | FALSE | 30510.6388 | 30510.6388 | 59 | 0.84673 | 140.1143 | 1.1592 | 662.2635 | 1050 | 1
3890 | KANAKA 110165606 | 103221101 | KANAKA 1101 | 65606 | FALSE | 20505.679 | 20505.679 | 145 | 1.9405 | 25.2531 | 1.103 | 329.1085 | 1398 | 85.45
868 | PEORIA 170459596 | 163781704 | PEORIA 1704 | 59596 | FALSE | 58128.5973 | 33598.813 | 294 | 6.242 | 154.9405 | 0.98406 | 659.4011 | 1054 | 1
2996 | BURNEY 11012402 | 103311101 | BURNEY 1101 | 2402 | FALSE | 6035.4639 | 2411.6802 | 18 | 4.2667 | 180.0239 | 1.2125 | 759.0384 | 966 | 1
982 | WEST POINT 11024788 | 163201102 | WEST POINT 1102 | 4788 | FALSE | 111874.9537 | 111874.9537 | 673 | 2.6259 | 118.4034 | 1.2039 | 791.3267 | 951 | 1
6337 | MIWUK 170219772 | 163661702 | MIWUK 1702 | 19772 | FALSE | 6198.5938 | 6198.5938 | 41 | 2.6163 | 26.9303 | 1.3888 | 525.9561 | 1177 | 85.45
1317 | MOLINO 1102178 | 42571102 | MOLINO 1102 | 178 | FALSE | 21896.763 | 19626.441 | 182 | 5.4232 | 29.209 | 1.052 | 376.3772 | 1328 | 47.64
2756 | AUBERRY 1101R2845 | 254151101 | AUBERRY 1101 | R2845 | FALSE | 28680.0593 | 28680.0593 | 172 | 3.1229 | 72.0944 | 1.1562 | 1025.9007 | 811 | 1
1878 | JESSUP 110168362 | 103441101 | JESSUP 1101 | 68362 | FALSE | 11797.2095 | 8312.3827 | 96 | 12.4905 | 49.4217 | 1.2661 | 343.9077 | 1382
1899 | SAN BENITO 2104785888 | 182742104 | SAN BENITO 2104 | 785888 | FALSE | 11268.8078 | 7730.7085 | 49 | 2.8696 | 75.3755 | 0.80858 | 321.3673 | 1413
1312 | MOUNTAIN QUARRIES 210192474 | 152282101 | MOUNTAIN QUARRIES 2101 | 92474 | FALSE | 25104.6477 | 24305.4181 | 173 | 2.6635 | 40.5314 | 1.1756 | 428.2739 | 1261 | 1
9280 | FREMONT 1104MR339 | 14351104 | FREMONT 1104 | MR339 | FALSE | 11213.6735 | 1921.2331 | 73 | 4.3046 | 247.3847 | 0.4409 | 692.7863 | 1028 | 65.39
10367 | PEORIA 170488630 | 163781704 | PEORIA 1704 | 88630 | FALSE | 1252.5971 | 1252.5971 | 6 | 0.49484 | 143.6593 | 0.78392 | 876.4135 | 895 | 1
3920 | LLAGAS 2107XR178 | 83182107 | LLAGAS 2107 | XR178 | FALSE | 20866.1928 | 9493.9491 | 138 | 8.6685 | 47.866 | 1.0088 | 483.5128 | 1211 | 26.55
9293 | DUNLAP 110239190 | 254061102 | DUNLAP 1102 | 39190 | FALSE | 2877.2566 | 2877.2566 | 17 | 4.2099 | 351.5938 | 1.4819 | 760.9398 | 964 | 1
9995 | GEYSERVILLE 1102180193 | 42891102 | GEYSERVILLE 1102 | 180193 | FALSE | 3981.725 | 3477.0858 | 23 | 1.2299 | 29.9441 | 1.1635 | 430.5545 | 1259
2795 | BELL 1108467470 | 152701108 | BELL 1108 | 467470 | FALSE | 4805.9002 | 2987.9 | 40 | 6.1424 | 28.8583 | 1.0343 | 103.254 | 1936
6866 | EDENVALE 1102XR064 | 82951102 | EDENVALE 1102 | XR064 | FALSE | 6026.8923 | 1175.6095 | 35 | 2.5012 | 177.9716 | 0.60275 | 462.9277 | 1232
2884 | MC ARTHUR 110137388 | 103491101 | MC ARTHUR 1101 | 37388 | FALSE | 20103.5682 | 13050.4067 | 56 | 4.4474 | 726.6369 | 1.2439 | 2437.488 | 352 | 1
8090 | PENRYN 1105817491 | 152561105 | PENRYN 1105 | 817491 | FALSE | 3153.3616 | 2279.4584 | 24 | 13.1558 | 193.8748 | 1.1123 | 532.8427 | 1169
196 | MILPITAS 1109XR082 | 82831109 | MILPITAS 1109 | XR082 | FALSE | 32889.5484 | 31674.5025 | 186 | 8.9856 | 246.9809 | 1.1852 | 716.1395 | 1007 | 1
3653 | PUEBLO 2103678 | 43292103 | PUEBLO 2103 | 678 | FALSE | 57111.2211 | 56857.8795 | 325 | 1.5788 | 45.1423 | 1.1304 | 496.7562 | 1204 | 1
9562 | MOLINO 1101600112 | 42571101 | MOLINO 1101 | 600112 | FALSE | 2016.2056 | 1283.9759 | 18 | 16.0364 | 59.9069 | 1.0231 | 185.2798 | 1671
8471 | MONTICELLO 1101654 | 43051101 | MONTICELLO 1101 | 654 | FALSE | 14047.9314 | 13220.1574 | 71 | 2.0329 | 60.4309 | 1.1997 | 576.6406 | 1126 | 1
9084 | SWIFT 2110XR254 | 83392110 | SWIFT 2110 | XR254 | FALSE | 40510.5344 | 40510.5344 | 134 | 2.8705 | 206.3222 | 1.2589 | 745.0432 | 979 | 1
5247 | MOLINO 1102658 | 42571102 | MOLINO 1102 | 658 | FALSE | 17510.52 | 17510.52 | 107 | 3.8028 | 59.5465 | 1.1707 | 343.9435 | 1381 | 65.39
1624 | CLAY 11037124 | 163341103 | CLAY 1103 | 7124 | FALSE | 51663.5431 | 17797.9944 | 286 | 4.0266 | 212.3068 | 0.68247 | 727.3308 | 993 | 1
6683 | UKIAH 11143606 | 42771114 | UKIAH 1114 | 3606 | FALSE | 26641.1753 | 17219.5096 | 129 | 2.5749 | 88.8321 | 1.2462 | 738.4699 | 985 | 1
3592 | CURTIS 17039330 | 163351703 | CURTIS 1703 | 9330 | FALSE | 66516.2766 | 66516.2766 | 345 | 1.7308 | 56.8003 | 1.1869 | 936.7226 | 867 | 1
1338 | SILVERADO 210437632 | 43432104 | SILVERADO 2104 | 37632 | FALSE | 42770.2942 | 42770.2942 | 304 | 1.1111 | 15.0184 | 1.0625 | 314.3513 | 1426 | 1
9543 | GARBERVILLE 110237054 | 192221102 | GARBERVILLE 1102 | 37054 | FALSE | 14849.4038 | 14394.233 | 76 | 0.9786 | 36.3579 | 1.1629 | 99.7602 | 1954 | 1
528 | PLACERVILLE 210692012 | 153082106 | PLACERVILLE 2106 | 92012 | FALSE | 29794.6367 | 29794.6367 | 219 | 3.4445 | 48.7818 | 1.1475 | 266.7744 | 1505 | 47.64
2289 | PASO ROBLES 1103351084 | 182611103 | PASO ROBLES 1103 | 351084 | FALSE | 14339.9461 | 3813.7275 | 91 | 10.0862 | 110.8454 | 0.45969 | 844.8485 | 915
4151 | SHINGLE SPRINGS 2109CB | 153652109 | SHINGLE SPRINGS 2109 | CB | FALSE | 44653.7534 | 44000.0643 | 341 | 9.1074 | 58.6135 | 1.2754 | 546.8562 | 1150 | 1
8694 | MC ARTHUR 11011544 | 103491101 | MC ARTHUR 1101 | 1544 | FALSE | 44972.2866 | 27291.0085 | 135 | 3.9461 | 442.2821 | 1.2577 | 2130.6474 | 417 | 1
5303 | STONE CORRAL 11087100 | 252921108 | STONE CORRAL 1108 | 7100 | FALSE | 29355.7923 | 3757.8694 | 130 | 3.513 | 478.0756 | 0.46635 | 1207.5405 | 728 | 1
5138 | SUMMIT 11022302 | 152591102 | SUMMIT 1102 | 2302 | FALSE | 2152.9343 | 2152.9343 | 19 | 2.959 | 54.9145 | 1.1952 | 648.1357 | 1067 | 1
3403 | PENRYN 11051378 | 152561105 | PENRYN 1105 | 1378 | FALSE | 3084.1467 | 1447.5189 | 25 | 10.5831 | 101.9871 | 1.0933 | 372.4728 | 1334 | 1
5562 | GARBERVILLE 110139524 | 192221101 | GARBERVILLE 1101 | 39524 | FALSE | 24862.4083 | 8232.0089 | 138 | 1.5734 | 24.7287 | 0.8512 | 130.5694 | 1844 | 1
3303 | BIG BEND 1101180398 | 103751101 | BIG BEND 1101 | 180398 | FALSE | 8946.0191 | 8946.0191 | 48 | 3.5348 | 57.9191 | 1.1007 | 244.7887 | 1555 | 65.39
8994 | SAN LUIS OBISPO 1104982992 | 182631104 | SAN LUIS OBISPO 1104 | 982992 | FALSE | 14390.2086 | 14390.2086 | 52 | 1.8477 | 95.8464 | 1.2454 | 911.2189 | 880
6482 | UKIAH 1113691436 | 42771113 | UKIAH 1113 | 691436 | FALSE | 3576.8147 | 1680.7069 | 28 | 2.1928 | 29.0275 | 1.0937 | 323.1464 | 1409
7283 | COVELO 1101112804 | 43061101 | COVELO 1101 | 112804 | FALSE | 30691.3669 | 16512.5111 | 67 | 0.51015 | 89.6018 | 0.61867 | 651.0362 | 1064
2688 | STILLWATER 11021466 | 103561102 | STILLWATER 1102 | 1466 | FALSE | 33154.3349 | 33039.7041 | 211 | 9.7334 | 306.5295 | 1.1389 | 705.5165 | 1017 | 1
6122 | EEL RIVER 11024814 | 192381102 | EEL RIVER 1102 | 4814 | FALSE | 44262.9015 | 43433.15 | 117 | 0.48513 | 76.523 | 1.0953 | 271.8858 | 1490 | 1
8658 | MENLO 11037902 | 24131103 | MENLO 1103 | 7902 | FALSE | 26218.9532 | 18823.9554 | 143 | 0.66982 | 27.464 | 0.86008 | 146.5682 | 1787 | 1
5986 | SILVERADO 210478268 | 43432104 | SILVERADO 2104 | 78268 | FALSE | 15647.3206 | 15647.3206 | 114 | 1.283 | 15.6575 | 1.0839 | 303.7186 | 1445 | 65.39
3705 | ALTO 11221212 | 42031122 | ALTO 1122 | 1212 | FALSE | 3797.0171 | 2977.1941 | 25 | 0.74788 | 2.9504 | 0.5685 | 197.8244 | 1646 | 85.45
565 | CALPELLA 1101CB | 43411101 | CALPELLA 1101 | CB | FALSE | 32987.4913 | 18947.9362 | 226 | 1.9642 | 13.6831 | 1.0594 | 327.7945 | 1401 | 1
1815 | OTTER 110298036 | 182941102 | OTTER 1102 | 98036 | FALSE | 14803.9566 | 14803.9566 | 64 | 0.59026 | 88.839 | 1.3212 | 294.291 | 1456 | 1
5821 | HIGHLANDS 11034630 | 43361103 | HIGHLANDS 1103 | 4630 | FALSE | 5558.0773 | 1729.1767 | 42 | 6.134 | 83.5636 | 1.1253 | 548.6975 | 1148 | 1
1927 | HIGGINS 1110166282 | 152691110 | HIGGINS 1110 | 166282 | FALSE | 38601.364 | 38601.364 | 256 | 5.0358 | 60.3257 | 1.1897 | 425.8459 | 1266
6705 | GIRVAN 11021028 | 103401102 | GIRVAN 1102 | 1028 | FALSE | 28404.1063 | 28404.1063 | 208 | 5.8098 | 59.603 | 1.0833 | 555.8921 | 1139 | 14.95
9825 | GIRVAN 1101CB | 103401101 | GIRVAN 1101 | CB | FALSE | 5303.193 | 2471.5392 | 31 | 3.1667 | 19.0516 | 1.0576 | 200.4454 | 1640 | 1
4531 | CRESCENT MILLS 21013113 | 103132101 | CRESCENT MILLS 2101 | 3113 | FALSE | 1919.7007 | 1919.7007 | 9 | 3.4307 | 185.5715 | 1.3063 | 970.9306 | 849 | 85.45
4502 | WILLITS 1103968 | 42661103 | WILLITS 1103 | 968 | FALSE | 44551.6644 | 42969.09 | 283 | 4.3873 | 87.1462 | 1.1963 | 381.6576 | 1318 | 85.45
293 | MENDOCINO 110131322 | 42951101 | MENDOCINO 1101 | 31322 | FALSE | 46269.6305 | 9420.014 | 310 | 5.6237 | 66.4762 | 1.0715 | 412.2583 | 1282 | 1
332 | MESA 1101CB | 182821101 | MESA 1101 | CB | FALSE | 40952.4168 | 22299.6831 | 230 | 2.2038 | 285.4678 | 0.64145 | 603.2532 | 1096 | 1
4789 | APPLE HILL 110412842 | 153661104 | APPLE HILL 1104 | 12842 | FALSE | 27066.2595 | 25454.1408 | 209 | 3.0502 | 30.3681 | 1.0609 | 122.8933 | 1862 | 102.14
5435 | SUNOL 1101MR299 | 14241101 | SUNOL 1101 | MR299 | FALSE | 7955.2462 | 7955.2462 | 58 | 2.1949 | 73.892 | 1.1011 | 452.8222 | 1243 | 1
5875 | MESA 11016113 | 182821101 | MESA 1101 | 6113 | FALSE | 15649.5972 | 2800.3205 | 100 | 8.3059 | 479.8838 | 0.74509 | 1017.9876 | 816 | 20
6536 | PINE GROVE 11026080 | 163751102 | PINE GROVE 1102 | 6080 | FALSE | 55307.7629 | 55307.7629 | 322 | 3.2692 | 84.95 | 1.2842 | 414.8336 | 1277 | 1
10453 | RIO DELL 11027124 | 192251102 | RIO DELL 1102 | 7124 | FALSE | 1081.3743 | 1081.3743 | 5 | 0.076991 | 90.9073 | 1.0739 | 190.3883 | 1663 | 1
9767 | SAN BERNARD 1101641042 | 253191101 | SAN BERNARD 1101 | 641042 | FALSE | 10558.7861 | 2300.7684 | 22 | 0.33133 | 781.9307 | 0.70112 | 1880.7413 | 480
7173 | OTTER 110237132 | 182941102 | OTTER 1102 | 37132 | FALSE | 9343.2123 | 9343.2123 | 50 | 1.1101 | 90.6865 | 1.2153 | 598.7122 | 1102
1556 | HOPLAND 110180620 | 42251101 | HOPLAND 1101 | 80620 | FALSE | 8949.87 | 1997.9252 | 51 | 1.8878 | 23.0982 | 1.0221 | 506.899 | 1194 | 35.33
796 | MESA 1101M86 | 182821101 | MESA 1101 | M86 | FALSE | 33517.8054 | 20500.8716 | 217 | 12.2645 | 173.765 | 0.89877 | 762.6869 | 961 | 1
4020 | CABRILLO 1103Y10 | 183101103 | CABRILLO 1103 | Y10 | FALSE | 24460.4132 | 7788.8369 | 122 | 3.94 | 78.6012 | 1.27 | 632.6734 | 1076 | 1
4294 | FITCH MOUNTAIN 11134566 | 42751113 | FITCH MOUNTAIN 1113 | 4566 | FALSE | 28160.2778 | 20128.0864 | 180 | 2.2522 | 20.9473 | 1.0209 | 393.9766 | 1301 | 1
3368 | PEORIA 17051834 | 163781705 | PEORIA 1705 | 1834 | FALSE | 38353.1383 | 37922.7084 | 217 | 7.4272 | 146.5307 | 1.209 | 531.0758 | 1172 | 1
4811 | CALAVERAS CEMENT 1101502 | 162211101 | CALAVERAS CEMENT 1101 | 502 | FALSE | 65884.6113 | 60591.0346 | 331 | 5.6137 | 129.6987 | 1.3593 | 435.9933 | 1257 | 1
8493 | COTATI 1102282 | 42271102 | COTATI 1102 | 282 | FALSE | 8222.1189 | 4475.09 | 62 | 11.8916 | 101.5765 | 1.2183 | 543.5705 | 1155 | 35.33
3229 | WISE 1102CB | 152271102 | WISE 1102 | CB | FALSE | 23260.435 | 22633.2401 | 177 | 9.2047 | 57.7454 | 1.1013 | 392.5466 | 1305 | 1
2423 | APPLE HILL 110413512 | 153661104 | APPLE HILL 1104 | 13512 | FALSE | 49131.7705 | 45791.8869 | 345 | 1.371 | 19.9337 | 1.0854 | 199.5912 | 1642 | 102.14
3013 | BIG MEADOWS 21012586 | 102812101 | BIG MEADOWS 2101 | 2586 | FALSE | 17615.5168 | 10070.6101 | 91 | 6.2084 | 175.8016 | 1.2384 | 1089.5717 | 778 | 1
6401 | COPPERMINE 1104556430 | 252411104 | COPPERMINE 1104 | 556430 | FALSE | 26122.847 | 7792.8441 | 122 | 5.6085 | 922.8715 | 0.65439 | 2433.0686 | 354
9989 | ORO FINO 11022236 | 103031102 | ORO FINO 1102 | 2236 | FALSE | 4120.4561 | 4120.4561 | 11 | 0.42377 | 40.7142 | 1.1939 | 116.7508 | 1889 | 1
3633 | BIG BEND 11021972 | 103751102 | BIG BEND 1102 | 1972 | FALSE | 34265.9827 | 34265.9827 | 177 | 0.90374 | 31.8012 | 1.0998 | 377.3246 | 1326 | 85.45
7419 | MARTELL 110299214 | 163011102 | MARTELL 1102 | 99214 | FALSE | 3296.9506 | 2953.539 | 21 | 3.0674 | 72.4521 | 1.1333 | 541.677 | 1157 | 1
5589 | BUELLTON 1101Y36 | 183041101 | BUELLTON 1101 | Y36 | FALSE | 73124.8896 | 60717.9561 | 283 | 3.4405 | 170.8798 | 1.1542 | 946.8115 | 863 | 1
2824 | GEYSERVILLE 1101166 | 42891101 | GEYSERVILLE 1101 | 166 | FALSE | 15936.7517 | 9969.1209 | 110 | 1.1506 | 18.4903 | 1.0017 | 339.9187 | 1388 | 1
612 | DIAMOND SPRINGS 11062100 | 152261106 | DIAMOND SPRINGS 1106 | 2100 | FALSE | 62879.0761 | 62879.0761 | 403 | 3.1823 | 46.9168 | 1.1265 | 355.7448 | 1364 | 1
4758 | LAYTONVILLE 1101402 | 42681101 | LAYTONVILLE 1101 | 402 | FALSE | 37926.2925 | 37584.6138 | 151 | 1.4763 | 78.5737 | 1.1559 | 293.7692 | 1458 | 1
7625 | ATASCADERO 1103440856 | 182541103 | ATASCADERO 1103 | 440856 | FALSE | 56881.4108 | 56011.6123 | 349 | 7.4274 | 59.0477 | 1.1467 | 673.5389 | 1040
3291 | FRUITLAND 11426054 | 192311142 | FRUITLAND 1142 | 6054 | FALSE | 11579.672 | 11579.672 | 58 | 0.56584 | 22.2136 | 1.0557 | 184.0031 | 1677 | 1
2753 | CALPELLA 11011204 | 43411101 | CALPELLA 1101 | 1204 | FALSE | 18353.2445 | 15255.8356 | 124 | 4.9806 | 24.8428 | 1.1024 | 378.7617 | 1322 | 1
6226 | FULTON 1107214 | 42561107 | FULTON 1107 | 214 | FALSE | 18868.3768 | 18868.3768 | 142 | 2.2711 | 34.8021 | 1.0958 | 205.0666 | 1626 | 47.64
6297 | PEORIA 170176030 | 163781701 | PEORIA 1701 | 76030 | FALSE | 10072.8355 | 8222.4339 | 55 | 3.395 | 181.119 | 1.1139 | 498.7327 | 1202 | 1
4946 | WYANDOTTE 11031976 | 102911103 | WYANDOTTE 1103 | 1976 | FALSE | 38264.4277 | 38264.4277 | 217 | 2.1835 | 57.2255 | 1.1694 | 572.7278 | 1128 | 85.45
3803 | CALAVERAS CEMENT 1101CB | 162211101 | CALAVERAS CEMENT 1101 | CB | FALSE | 29408.7196 | 16846.5197 | 203 | 6.9681 | 104.9207 | 1.3969 | 318.5868 | 1420 | 1
601 | FORESTHILL 11022106 | 152181102 | FORESTHILL 1102 | 2106 | FALSE | 44861.5543 | 44861.5543 | 264 | 1.4768 | 42.1934 | 1.1225 | 368.597 | 1341 | 102.14
3937 | AUBERRY 1101176050 | 254151101 | AUBERRY 1101 | 176050 | FALSE | 33994.9384 | 33994.9384 | 168 | 2.848 | 84.8273 | 1.2614 | 1021.4734 | 814
3563 | SHINGLE SPRINGS 21092053 | 153652109 | SHINGLE SPRINGS 2109 | 2053 | FALSE | 9238.0472 | 9238.0472 | 74 | 7.0178 | 69.0462 | 1.1243 | 578.9534 | 1125 | 47.64
639 | LAYTONVILLE 1101CB | 42681101 | LAYTONVILLE 1101 | CB | FALSE | 14777.824 | 9580.003 | 90 | 3.8738 | 61.0088 | 1.1414 | 250.1874 | 1539 | 85.45
6071 | SHINGLE SPRINGS 210981390 | 153652109 | SHINGLE SPRINGS 2109 | 81390 | FALSE | 29957.8137 | 29957.8137 | 208 | 4.3478 | 82.1673 | 1.1583 | 348.4797 | 1374 | 1
5271 | WILLITS 1104504 | 42661104 | WILLITS 1104 | 504 | FALSE | 36253.1832 | 36253.1832 | 205 | 0.94266 | 43.296 | 1.0904 | 471.8115 | 1221 | 85.45
8156 | PIKE CITY 1102CB | 152201102 | PIKE CITY 1102 | CB | FALSE | 15315.8587 | 15315.8587 | 44 | 0.62289 | 40.8856 | 1.1534 | 444.7581 | 1253 | 65.39
1834 | CASTRO VALLEY 1110MR748 | 14091110 | CASTRO VALLEY 1110 | MR748 | FALSE | 10026.1125 | 10026.1125 | 86 | 3.4991 | 157.6371 | 1.119 | 353.7631 | 1368
4232 | GABILAN 1101989608 | 182331101 | GABILAN 1101 | 989608 | FALSE | 3673.9458 | 1209.612 | 6 | 0.85398 | 232.6863 | 1.1173 | 503.7259 | 1195
2029 | OCEANO 1102V56 | 182601102 | OCEANO 1102 | V56 | FALSE | 15985.6627 | 15022.8264 | 115 | 13.3981 | 81.1853 | 1.1722 | 557.9025 | 1137 | 1
6282 | MOLINO 1101891 | 42571101 | MOLINO 1101 | 891 | FALSE | 5070.4899 | 5070.4899 | 41 | 7.0169 | 25.5017 | 1.0305 | 268.5604 | 1501 | 20
7224 | MIRABEL 1101116 | 42091101 | MIRABEL 1101 | 116 | FALSE | 17433.6477 | 16625.8808 | 112 | 4.0544 | 37.0829 | 1.0807 | 262.5016 | 1515 | 47.64
3752 | MONTE RIO 1113539938 | 42811113 | MONTE RIO 1113 | 539938 | FALSE | 4460.237 | 4460.237 | 26 | 0.4077 | 17.8053 | 1.2116 | 141.7664 | 1805
8901 | BRIDGEVILLE 110237486 | 192461102 | BRIDGEVILLE 1102 | 37486 | FALSE | 12199.5088 | 11162.2658 | 85 | 3.5884 | 28.9941 | 1.0356 | 224.247 | 1597 | 1
3640 | FROGTOWN 1702CB | 163451702 | FROGTOWN 1702 | CB | FALSE | 6932.7551 | 2351.3614 | 47 | 1.5619 | 29.9326 | 1.2146 | 176.7445 | 1692 | 1
4627 | SAN LUIS OBISPO 1107V02 | 182631107 | SAN LUIS OBISPO 1107 | V02 | FALSE | 29266.1566 | 29266.1566 | 202 | 6.3363 | 63.7462 | 1.1172 | 602.2374 | 1099 | 1
2477 | CEDAR CREEK 11011656 | 103321101 | CEDAR CREEK 1101 | 1656 | FALSE | 51859.3271 | 51859.3271 | 208 | 2.5158 | 74.2889 | 1.1437 | 466.1612 | 1228 | 1
6350 | NAPA 11121302 | 42021112 | NAPA 1112 | 1302 | FALSE | 55353.0299 | 32333.7369 | 317 | 3.161 | 90.346 | 0.88823 | 792.5298 | 949 | 1
798 | HIGGINS 1107CB | 152691107 | HIGGINS 1107 | CB | FALSE | 30614.8922 | 9216.7854 | 243 | 2.1977 | 13.2652 | 1.0438 | 176.6871 | 1693 | 1
9150 | SPANISH CREEK 4401CB | 103104401 | SPANISH CREEK 4401 | CB | FALSE | 12760.2493 | 12447.7538 | 22 | 1.8991 | 107.8188 | 1.1587 | 391.2799 | 1306 | 85.45
561 | ALTO 11221260 | 42031122 | ALTO 1122 | 1260 | FALSE | 4901.8674 | 4807.0969 | 36 | 0.85921 | 5.5895 | 0.99109 | 168.4314 | 1724
2054 | PUEBLO 1104580658 | 43291104 | PUEBLO 1104 | 580658 | FALSE | 16767.5085 | 15111.3604 | 107 | 2.3089 | 96.9497 | 1.1652 | 693.004 | 1027
3362 | REDBUD 110191960 | 43191101 | REDBUD 1101 | 91960 | FALSE | 11326.1042 | 10487.6883 | 90 | 3.8723 | 51.3372 | 1.133 | 850.9359 | 913 | 1
3879 | WILLITS 11032506 | 42661103 | WILLITS 1103 | 2506 | FALSE | 20286.2385 | 20286.2385 | 89 | 2.5066 | 110.5656 | 1.1694 | 409.6677 | 1285 | 1
2472 | SANTA ROSA A 1104220 | 42151104 | SANTA ROSA A 1104 | 220 | FALSE | 15438.0154 | 15438.0154 | 105 | 7.6133 | 63.6717 | 1.0305 | 311.3432 | 1429 | 26.55
2655 | TEMPLETON 2110R90 | 183052110 | TEMPLETON 2110 | R90 | FALSE | 56951.1784 | 48580.6781 | 259 | 3.8644 | 140.4679 | 1.0355 | 705.4586 | 1018 | 1
4442 | OCEANO 1104Q06 | 182601104 | OCEANO 1104 | Q06 | FALSE | 20064.3385 | 20064.3385 | 154 | 13.1376 | 61.6803 | 1.1309 | 680.2301 | 1036 | 1
3161 | MARTELL 110368192 | 163011103 | MARTELL 1103 | 68192 | FALSE | 10168.9958 | 4402.6894 | 72 | 5.1336 | 97.7748 | 1.4601 | 238.5636 | 1570 | 1
7038 | MIRABEL 1102334 | 42091102 | MIRABEL 1102 | 334 | FALSE | 14855.8514 | 9584.4637 | 84 | 2.6796 | 32.5325 | 0.80902 | 232.8142 | 1581 | 1
6568 | GEYSERVILLE 110137454 | 42891101 | GEYSERVILLE 1101 | 37454 | FALSE | 19681.6074 | 10482.9729 | 114 | 0.93165 | 23.2418 | 0.90529 | 404.6575 | 1292 | 1
9085 | SAN LUIS OBISPO 1107V62 | 182631107 | SAN LUIS OBISPO 1107 | V62 | FALSE | 11154.8311 | 11108.5021 | 50 | 3.8052 | 51.1361 | 1.148 | 671.7711 | 1042 | 1
3181 | SONOMA 110478372 | 42721104 | SONOMA 1104 | 78372 | FALSE | 27765.2096 | 26751.8084 | 198 | 5.0374 | 70.5219 | 1.1036 | 422.9319 | 1270 | 1
296 | TASSAJARA 2112D514R | 14662112 | TASSAJARA 2112 | D514R | FALSE | 7698.3807 | 5032.0091 | 73 | 3.871 | 58.77 | 1.0851 | 304.6429 | 1441 | 1
5732 | SWIFT 2107XR526 | 83392107 | SWIFT 2107 | XR526 | FALSE | 8725.9018 | 3365.6589 | 64 | 9.1268 | 284.5675 | 0.78851 | 366.774 | 1343 | 1
4671 | PURISIMA 1101Y42 | 182971101 | PURISIMA 1101 | Y42 | FALSE | 26985.4956 | 5628.4599 | 127 | 2.9169 | 157.274 | 0.66783 | 480.936 | 1215 | 1
7642 | PENRYN 1105168616 | 152561105 | PENRYN 1105 | 168616 | FALSE | 13634.7639 | 5078.9905 | 102 | 10.9672 | 82.5198 | 0.90352 | 319.4815 | 1417
2287 | OCEANO 1104104102 | 182601104 | OCEANO 1104 | 104102 | FALSE | 5954.6843 | 5329.5584 | 32 | 2.2227 | 150.6121 | 1.0978 | 458.1953 | 1237
9499 | OILFIELDS 1103N46 | 182391103 | OILFIELDS 1103 | N46 | FALSE | 9360.6261 | 9360.6261 | 29 | 4.0721 | 200.8313 | 1.2128 | 551.9562 | 1142 | 35.33
5619 | NARROWS 21052426 | 153132105 | NARROWS 2105 | 2426 | FALSE | 27934.4989 | 13782.7728 | 226 | 7.5245 | 40.3256 | 1.1061 | 240.3744 | 1566 | 1
3889 | RINCON 1103474 | 43321103 | RINCON 1103 | 474 | FALSE | 29501.1448 | 29501.1448 | 174 | 1.2476 | 34.8302 | 1.1195 | 328.9251 | 1399 | 65.39
6070 | CRESCENT MILLS 21012230 | 103132101 | CRESCENT MILLS 2101 | 2230 | FALSE | 17863.1589 | 10972.6709 | 112 | 4.8937 | 138.0123 | 1.1833 | 738.5033 | 984 | 26.55
7395 | HALF MOON BAY 11018902 | 24101101 | HALF MOON BAY 1101 | 8902 | FALSE | 29281.8886 | 22787.1296 | 145 | 1.3518 | 63.5753 | 1.1185 | 290.9381 | 1462 | 1
8155 | PIT NO 5 11011606 | 101321101 | PIT NO 5 1101 | 1606 | FALSE | 8892.9459 | 8892.9459 | 40 | 2.24 | 98.1278 | 1.1158 | 232.8508 | 1580 | 1
6340 | ELECTRA 11011238 | 162161101 | ELECTRA 1101 | 1238 | FALSE | 11344.0767 | 5824.674 | 81 | 8.1224 | 163.3622 | 1.2728 | 597.355 | 1103 | 26.55
988 | FROGTOWN 1701CB | 163451701 | FROGTOWN 1701 | CB | FALSE | 18045.0473 | 16189.7881 | 76 | 2.8029 | 83.1115 | 1.1586 | 355.2175 | 1365 | 1
6703 | POTTER VALLEY P H 110576498 | 42281105 | POTTER VALLEY P H 1105 | 76498 | FALSE | 23942.9529 | 23942.9529 | 119 | 0.90955 | 54.2301 | 1.1014 | 219.4832 | 1606 | 1
10138 | LLAGAS 2107870396 | 83182107 | LLAGAS 2107 | 870396 | FALSE | 4752.0973 | 1326.4884 | 40 | 13.7296 | 140.2797 | 0.9714 | 529.8735 | 1173
7528 | LAYTONVILLE 110189606 | 42681101 | LAYTONVILLE 1101 | 89606 | FALSE | 19260.5468 | 18716.1946 | 100 | 2.6153 | 53.852 | 1.0854 | 280.3009 | 1471 | 35.33
1489 | CURTIS 1702CB | 163351702 | CURTIS 1702 | CB | FALSE | 36887.0265 | 35506.5152 | 293 | 5.7681 | 33.4873 | 1.1294 | 388.0347 | 1309 | 1
3159 | SALMON CREEK 1101194 | 43161101 | SALMON CREEK 1101 | 194 | FALSE | 13676.557 | 10907.7439 | 62 | 1.6897 | 173.2258 | 0.87083 | 536.066 | 1162 | 1
5649 | MORGAN HILL 2111XR186 | 83242111 | MORGAN HILL 2111 | XR186 | FALSE | 25721.3505 | 4651.2538 | 191 | 7.0472 | 105.5404 | 0.42125 | 451.6726 | 1246 | 11.22
972 | BRUNSWICK 11062392 | 152481106 | BRUNSWICK 1106 | 2392 | FALSE | 14284.081 | 9811.7074 | 111 | 4.5803 | 38.2748 | 1.071 | 159.9243 | 1747
4961 | TEMPLETON 2110R94 | 183052110 | TEMPLETON 2110 | R94 | FALSE | 33827.9009 | 22380.6586 | 179 | 3.5694 | 121.9218 | 0.92709 | 687.195 | 1033 | 1
2592 | CAYUCOS 11014701 | 182551101 | CAYUCOS 1101 | 4701 | FALSE | 14095.9599 | 3388.7478 | 65 | 1.1041 | 403.9661 | 0.54919 | 533.9217 | 1166 | 1
160 | MOUNTAIN QUARRIES 21011346 | 152282101 | MOUNTAIN QUARRIES 2101 | 1346 | FALSE | 49591.6622 | 49591.6622 | 410 | 4.888 | 39.3872 | 1.0639 | 241.2851 | 1564 | 1
8179 | LOS OSITOS 21037062 | 182082103 | LOS OSITOS 2103 | 7062 | FALSE | 19664.1429 | 19664.1429 | 53 | 3.0236 | 178.0669 | 1.1151 | 685.2904 | 1034 | 1
7911 | OAKLAND K 110217430 | 12101102 | OAKLAND K 1102 | 17430 | FALSE | 2364.8217 | 2364.8217 | 15 | 0.55221 | 40.9946 | 1.1311 | 247.4437 | 1547 | 85.45
88 | SILVERADO 2105658898 | 43432105 | SILVERADO 2105 | 658898 | FALSE | 27632.4579 | 27632.4579 | 151 | 0.80432 | 19.1572 | 1.0703 | 248.309 | 1546 | 65.39
2757 | BURNEY 11011358 | 103311101 | BURNEY 1101 | 1358 | FALSE | 15167.5785 | 13566.1241 | 51 | 4.6337 | 123.1249 | 1.1543 | 689.2289 | 1031 | 1
2335 | PLACERVILLE 21067522 | 153082106 | PLACERVILLE 2106 | 7522 | FALSE | 108391.3301 | 108391.3301 | 745 | 4.3552 | 63.1176 | 1.1353 | 356.6073 | 1360 | 1
10054 | GARBERVILLE 110197300 | 192221101 | GARBERVILLE 1101 | 97300 | FALSE | 5161.3802 | 5161.3802 | 32 | 0.38793 | 20.3323 | 1.0953 | 106.2466 | 1924 | 1
2680 | SAN RAMON 2107MR284 | 14232107 | SAN RAMON 2107 | MR284 | FALSE | 24162.974 | 23633.8875 | 134 | 5.6263 | 199.5126 | 1.1374 | 581.0664 | 1123 | 1
6323 | FORT ROSS 112170288 | 42851121 | FORT ROSS 1121 | 70288 | FALSE | 18879.7984 | 18879.7984 | 94 | 0.60548 | 27.5496 | 1.0579 | 228.6007 | 1590 | 85.45
4070 | CLAYTON 2213CB | 12022213 | CLAYTON 2213 | CB | FALSE | 9981.732 | 6230.9216 | 51 | 1.3833 | 273.4383 | 0.2323 | 650.8554 | 1065
5947 | GARCIA 0401666 | 43040401 | GARCIA 0401 | 666 | FALSE | 3872.5577 | 3872.5577 | 12 | 1.6219 | 25.2299 | 1.1315 | 378.2419 | 1323 | 65.39
8699 | UKIAH 1113548420 | 42771113 | UKIAH 1113 | 548420 | FALSE | 8380.7958 | 8369.7684 | 54 | 2.752 | 63.2404 | 1.1393 | 589.6218 | 1114
7081 | NOVATO 110455398 | 42211104 | NOVATO 1104 | 55398 | FALSE | 18355.8501 | 5879.4418 | 82 | 0.89277 | 62.9872 | 0.82707 | 371.6607 | 1336 | 1
2938 | PETALUMA C 110948000 | 42631109 | PETALUMA C 1109 | 48000 | FALSE | 21345.6496 | 15284.0145 | 115 | 4.8251 | 113.2192 | 1.0926 | 388.2741 | 1308 | 1
1921 | WYANDOTTE 110641650 | 102911106 | WYANDOTTE 1106 | 41650 | FALSE | 26091.6846 | 1862.3816 | 152 | 6.6866 | 164.6063 | 0.25135 | 368.6652 | 1340 | 26.55
7481 | OTTER 11012052 | 182941101 | OTTER 1101 | 2052 | FALSE | 7781.6967 | 7781.6967 | 53 | 2.0508 | 79.3419 | 1.3471 | 342.2139 | 1385 | 65.39
3295 | REDBUD 1102510 | 43191102 | REDBUD 1102 | 510 | FALSE | 13083.2788 | 6767.6989 | 101 | 2.6936 | 29.6521 | 1.0369 | 619.5024 | 1082 | 1
4887 | WOODSIDE 11018972 | 24251101 | WOODSIDE 1101 | 8972 | FALSE | 10000.1577 | 10000.1577 | 60 | 0.93422 | 25.3765 | 1.0908 | 262.3952 | 1516 | 65.39
5225 | SHADY GLEN 110248894 | 152431102 | SHADY GLEN 1102 | 48894 | FALSE | 16156.7591 | 14293.1803 | 119 | 4.241 | 32.0745 | 1.1969 | 147.0551 | 1786 | 65.39
4594 | WEIMAR 11012058 | 152491101 | WEIMAR 1101 | 2058 | FALSE | 34315.2065 | 34315.2065 | 256 | 3.4979 | 34.3755 | 1.147 | 212.3054 | 1613 | 1
4872 | SUNOL 1101MR196 | 14241101 | SUNOL 1101 | MR196 | FALSE | 21187.4678 | 6333.1478 | 96 | 4.42 | 138.5691 | 0.94151 | 626.9753 | 1078 | 35.33
1388 | MIWUK 170193062 | 163661701 | MIWUK 1701 | 93062 | FALSE | 13326.2559 | 13326.2559 | 84 | 2.2697 | 27.5124 | 1.1393 | 519.6534 | 1183 | 85.45
10333 | SAN ARDO 1101650772 | 182191101 | SAN ARDO 1101 | 650772 | FALSE | 4368.3364 | 1261.3702 | 10 | 0.66691 | 123.4711 | 0.75492 | 361.8664 | 1350
132 | APPLE HILL 1103CB | 153661103 | APPLE HILL 1103 | CB | FALSE | 36721.9242 | 31128.549 | 268 | 3.7529 | 45.3106 | 1.1302 | 162.0895 | 1742 | 1
7451 | LOW GAP 1101CB | 192411101 | LOW GAP 1101 | CB | FALSE | 3490.2509 | 3490.2509 | 23 | 1.1133 | 46.0615 | 1.1003 | 222.197 | 1600 | 65.39
10038 | JESSUP 110194468 | 103441101 | JESSUP 1101 | 94468 | FALSE | 2757.0604 | 2757.0604 | 21 | 6.2505 | 125.742 | 1.1502 | 514.9233 | 1187
3608 | PIT NO 1 11011552 | 103721101 | PIT NO 1 1101 | 1552 | FALSE | 42573.1939 | 23841.5992 | 221 | 8.3552 | 234.8434 | 0.91778 | 839.4452 | 917 | 1
6901 | JESSUP 11019752 | 103441101 | JESSUP 1101 | 9752 | FALSE | 6185.1828 | 6137.4536 | 41 | 6.7903 | 62.5119 | 1.0738 | 359.3768 | 1357 | 1
8898 | RACETRACK 17036014 | 163761703 | RACETRACK 1703 | 6014 | FALSE | 11167.2532 | 11167.2532 | 73 | 4.2412 | 55.3647 | 1.1127 | 322.1745 | 1410 | 1
7674 | LLAGAS 21011451 | 83182101 | LLAGAS 2101 | 1451 | FALSE | 14799.0551 | 9963.2757 | 61 | 2.2154 | 156.2691 | 0.63237 | 590.7109 | 1112 | 1
5880 | POINT MORETTI 11015076 | 82931101 | POINT MORETTI 1101 | 5076 | FALSE | 14477.3637 | 12059.1468 | 67 | 1.5326 | 82.8997 | 0.95555 | 265.797 | 1508 | 1
5420 | PETALUMA C 1108600 | 42631108 | PETALUMA C 1108 | 600 | FALSE | 11716.5391 | 5966.5276 | 107 | 16.7604 | 51.5031 | 0.6977 | 380.66 | 1319 | 47.64
5203 | HALSEY 11012414 | 152241101 | HALSEY 1101 | 2414 | FALSE | 23793.415 | 23793.415 | 168 | 4.3232 | 38.4158 | 1.0556 | 312.3629 | 1427 | 1
322 | PIKE CITY 11011730 | 152201101 | PIKE CITY 1101 | 1730 | FALSE | 13645.4759 | 13645.4759 | 73 | 3.1645 | 41.2887 | 1.1316 | 278.461 | 1475 | 85.45
5994 | RED BLUFF 11011334 | 103541101 | RED BLUFF 1101 | 1334 | FALSE | 25612.9912 | 2886.1165 | 155 | 13.2081 | 274.1641 | 0.30707 | 682.7098 | 1035 | 35.33
3212 | HALF MOON BAY 1103H82 | 24101103 | HALF MOON BAY 1103 | H82 | FALSE | 58651.4755 | 52489.3402 | 262 | 1.4423 | 112.2 | 1.075 | 388.9088 | 1307 | 1
1462 | GIRVAN 11029012 | 103401102 | GIRVAN 1102 | 9012 | FALSE | 25166.2142 | 25166.2142 | 176 | 4.8469 | 62.9748 | 1.0737 | 372.3651 | 1335 | 1
10706 | GONZALES 1104807000 | 182131104 | GONZALES 1104 | 807000 | FALSE | 1709.8584 | 1354.2941 | 7 | 1.6055 | 248.8784 | 1.3167 | 880.4035 | 891
5652 | CORRAL 110214028 | 162991102 | CORRAL 1102 | 14028 | FALSE | 12751.8037 | 6133.5417 | 103 | 5.0604 | 28.6599 | 1.187 | 214.1406 | 1611 | 1
7408 | KANAKA 11011044 | 103221101 | KANAKA 1101 | 1044 | FALSE | 9889.843 | 9889.843 | 17 | 0.37334 | 39.8183 | 1.1636 | 324.5037 | 1407 | 102.14
2114 | WYANDOTTE 11091040 | 102911109 | WYANDOTTE 1109 | 1040 | FALSE | 9753.1063 | 1682.9824 | 62 | 8.7706 | 72.5881 | 0.38942 | 448.3969 | 1250 | 20
9307 | LINCOLN 11012310 | 153701101 | LINCOLN 1101 | 2310 | FALSE | 4180.455 | 1304.6994 | 34 | 6.6463 | 120.8936 | 0.6781 | 509.3332 | 1192 | 1
4870 | BEAR VALLEY 2101CB | 252192101 | BEAR VALLEY 2101 | CB | FALSE | 30214.013 | 30214.013 | 154 | 2.7618 | 103.7252 | 1.116 | 326.6135 | 1403 | 1
3833 | APPLE HILL 110412832 | 153661104 | APPLE HILL 1104 | 12832 | FALSE | 24421.2649 | 23234.3604 | 166 | 3.9313 | 57.9791 | 1.1246 | 211.8635 | 1615 | 65.39
2297 | STANISLAUS 17011812 | 162821701 | STANISLAUS 1701 | 1812 | FALSE | 30912.6745 | 30912.6745 | 234 | 0.88955 | 12.2311 | 1.0953 | 157.2117 | 1758 | 1
8485 | HOLLISTER 2102113634 | 182492102 | HOLLISTER 2102 | 113634 | FALSE | 13932.988 | 2941.0752 | 76 | 4.2094 | 163.3032 | 0.67687 | 364.1214 | 1346
7193 | ELECTRA 1102CB | 162161102 | ELECTRA 1102 | CB | FALSE | 4270.3268 | 4270.3268 | 7 | 0.86173 | 121.3619 | 1.3149 | 194.5881 | 1655 | 1
5731 | PLACERVILLE 21062224 | 153082106 | PLACERVILLE 2106 | 2224 | FALSE | 16910.6519 | 16910.6519 | 123 | 2.0751 | 24.8075 | 1.0564 | 204.3067 | 1631 | 47.64
4312 | MENDOCINO 110137462 | 42951101 | MENDOCINO 1101 | 37462 | FALSE | 7845.6326 | 3795.803 | 63 | 3.6357 | 11.9659 | 1.0722 | 230.0252 | 1586 | 1
4513 | SAN LUIS OBISPO 1104V14 | 182631104 | SAN LUIS OBISPO 1104 | V14 | FALSE | 13117.1277 | 13103.4117 | 69 | 3.5146 | 76.7587 | 1.1015 | 462.6018 | 1233 | 1
4357 | APPLE HILL 11038412 | 153661103 | APPLE HILL 1103 | 8412 | FALSE | 31508.6751 | 31508.6751 | 201 | 2.6724 | 37.3311 | 1.1352 | 308.2082 | 1435 | 1
2717 | JOLON 11027002 | 182981102 | JOLON 1102 | 7002 | FALSE | 29669.7133 | 13447.6997 | 117 | 8.7346 | 402.3498 | 1.1635 | 548.8506 | 1147 | 1
5768 | BIG BASIN 110210254 | 82841102 | BIG BASIN 1102 | 10254 | FALSE | 3449.8351 | 3449.8351 | 11 | 0.86504 | 65.5955 | 1.1283 | 138.3979 | 1814 | 1
5734 | APPLE HILL 1104CB | 153661104 | APPLE HILL 1104 | CB | FALSE | 6578.3972 | 6578.3972 | 51 | 1.2276 | 11.3937 | 1.272 | 89.0767 | 2007 | 47.64
7601 | JARVIS 1111907698 | 13501111 | JARVIS 1111 | 907698 | FALSE | 3034.3117 | 2466.4182 | 14 | 0.34466 | 73.3878 | 1.0563 | 261.4537 | 1520
7801 | HALF MOON BAY 11012500 | 24101101 | HALF MOON BAY 1101 | 2500 | FALSE | 11167.0911 | 10490.7768 | 74 | 1.2631 | 24.3619 | 1.0929 | 218.7989 | 1608 | 65.39
4135 | BRUNSWICK 11041020 | 152481104 | BRUNSWICK 1104 | 1020 | FALSE | 46299.321 | 46299.321 | 311 | 3.5947 | 42.9034 | 1.1231 | 368.887 | 1339 | 102.14
7772 | FRUITLAND 11422006 | 192311142 | FRUITLAND 1142 | 2006 | FALSE | 14941.7424 | 13398.0902 | 75 | 0.40594 | 18.1431 | 1.0932 | 97.9891 | 1968 | 1
1525 | CHALLENGE 11025462 | 103201102 | CHALLENGE 1102 | 5462 | FALSE | 37447.0905 | 37447.0905 | 248 | 2.6526 | 33.6104 | 1.058 | 227.1186 | 1593 | 65.39
7510 | FRUITLAND 114263170 | 192311142 | FRUITLAND 1142 | 63170 | FALSE | 21717.2784 | 20031.3406 | 86 | 0.95291 | 23.0014 | 1.0473 | 126.7281 | 1853 | 1
8635 | MOLINO 11026917 | 42571102 | MOLINO 1102 | 6917 | FALSE | 11229.1017 | 11229.1017 | 58 | 2.392 | 55.1024 | 1.102 | 334.9674 | 1393 | 65.39
5301 | REEDLEY 1104887932 | 252341104 | REEDLEY 1104 | 887932 | FALSE | 7830.582 | 2732.0868 | 34 | 2.6436 | 660.6603 | 0.5297 | 1172.2774 | 745
8600 | CALPELLA 1101619542 | 43411101 | CALPELLA 1101 | 619542 | FALSE | 2424.259 | 2408.2569 | 21 | 6.67 | 25.6987 | 1.0919 | 252.7945 | 1536
145 | MOUNTAIN QUARRIES 21011130 | 152282101 | MOUNTAIN QUARRIES 2101 | 1130 | FALSE | 32234.9294 | 32234.9294 | 231 | 3.9007 | 66.1124 | 1.1578 | 401.3828 | 1295 | 1
8867 | FORESTHILL 110137238 | 152181101 | FORESTHILL 1101 | 37238 | FALSE | 18384.2813 | 18384.2813 | 79 | 1.4861 | 23.2356 | 1.2158 | 274.1817 | 1485 | 85.45
10121 | COARSEGOLD 210210610 | 254432102 | COARSEGOLD 2102 | 10610 | FALSE | 2196.7777 | 2196.7777 | 22 | 6.6485 | 72.8708 | 1.4063 | 439.5957 | 1256 | 1
8481 | PERRY 110185870 | 183071101 | PERRY 1101 | 85870 | FALSE | 27055.9571 | 18409.1169 | 109 | 2.1063 | 377.3502 | 1.0364 | 581.2408 | 1122 | 1
3885 | BELLEVUE 2103478 | 43182103 | BELLEVUE 2103 | 478 | FALSE | 32233.0286 | 13396.6859 | 213 | 6.7309 | 109.4689 | 0.72013 | 387.6512 | 1310 | 65.39
8417 | CURTIS 1703CB | 163351703 | CURTIS 1703 | CB | FALSE | 17669.2412 | 14555.9213 | 119 | 3.0217 | 29.8289 | 1.0964 | 316.505 | 1422 | 1
1279 | ORO FINO 11022556 | 103031102 | ORO FINO 1102 | 2556 | FALSE | 10719.4797 | 10719.4797 | 41 | 0.33258 | 19.1044 | 1.0388 | 170.5273 | 1713 | 65.39
1200 | OCEANO 1106CB | 182601106 | OCEANO 1106 | CB | FALSE | 7207.9497 | 1811.9234 | 57 | 4.9412 | 25.0085 | 0.56557 | 275.7036 | 1484 | 1
766 | SISQUOC 1103M98 | 182811103 | SISQUOC 1103 | M98 | FALSE | 15843.0204 | 12614.6664 | 56 | 0.45046 | 75.3414 | 0.95528 | 870.0926 | 898 | 1
8592 | STELLING 11109265 | 83481110 | STELLING 1110 | 9265 | FALSE | 8915.672 | 8915.672 | 45 | 2.9408 | 51.381 | 1.258 | 342.4629 | 1384 | 1
5933 | MIRABEL 1102524356 | 42091102 | MIRABEL 1102 | 524356 | FALSE | 4107.6805 | 2088.1166 | 29 | 5.4993 | 90.7584 | 0.96659 | 511.0846 | 1190
802 | ALLEGHANY 1101806 | 152101101 | ALLEGHANY 1101 | 806 | FALSE | 18143.3915 | 18143.3915 | 65 | 1.0952 | 42.5438 | 1.2673 | 338.7274 | 1390 | 102.14
1506 | GARBERVILLE 11011750 | 192221101 | GARBERVILLE 1101 | 1750 | FALSE | 13589.0424 | 13584.4704 | 62 | 0.7073 | 37.081 | 1.0691 | 98.8868 | 1959 | 1
4004 | COARSEGOLD 21025380 | 254432102 | COARSEGOLD 2102 | 5380 | FALSE | 22971.0374 | 22971.0374 | 143 | 4.015 | 63.3602 | 1.2187 | 414.5903 | 1278 | 1
1308 | RINCON 1101578 | 43321101 | RINCON 1101 | 578 | FALSE | 29556.6676 | 27517.4977 | 170 | 1.3173 | 37.6548 | 1.1081 | 393.466 | 1303 | 65.39
10309 | BOLINAS 1101806 | 42261101 | BOLINAS 1101 | 806 | FALSE | 4898.4533 | 4898.4533 | 17 | 0.11297 | 40.3174 | 0.99723 | 135.7877 | 1828 | 1
6983 | BASALT 1106657038 | 42461106 | BASALT 1106 | 657038 | FALSE | 16275.5331 | 4182.6167 | 72 | 0.6246 | 32.5339 | 0.65726 | 415.5682 | 1276
3194 | DIAMOND SPRINGS 1103467046 | 152261103 | DIAMOND SPRINGS 1103 | 467046 | FALSE | 34550.7467 | 24654.328 | 266 | 2.9622 | 16.8391 | 1.2016 | 166.8005 | 1729
4703 | WISE 1101CB | 152271101 | WISE 1101 | CB | FALSE | 14435.5526 | 7662.7202 | 112 | 5.0723 | 40.5258 | 1.3369 | 243.3221 | 1558 | 1
6843 | DUNBAR 11033127 | 43071103 | DUNBAR 1103 | 3127 | FALSE | 15418.4131 | 15054.5807 | 78 | 0.93969 | 27.5885 | 1.0526 | 266.083 | 1507 | 1
3373 | VOLTA 11021646 | 102541102 | VOLTA 1102 | 1646 | FALSE | 38843.3191 | 38535.0265 | 215 | 2.6066 | 111.0599 | 1.1754 | 560.4541 | 1133 | 47.64
1377 | FROGTOWN 170211212 | 163451702 | FROGTOWN 1702 | 11212 | FALSE | 35943.9954 | 35943.9954 | 155 | 2.8306 | 156.7488 | 1.181 | 349.3135 | 1372 | 1
2196 | ATASCADERO 1101A02 | 182541101 | ATASCADERO 1101 | A02 | FALSE | 41006.5742 | 41006.5742 | 253 | 11.1358 | 71.8552 | 1.1704 | 542.8818 | 1156 | 14.95
6596 | STELLING 111060090 | 83481110 | STELLING 1110 | 60090 | FALSE | 10545.4488 | 10545.4488 | 62 | 2.0597 | 36.6922 | 1.1392 | 206.0102 | 1623 | 1
6029 | PANORAMA 1101713592 | 103461101 | PANORAMA 1101 | 713592 | FALSE | 16948.2792 | 16715.2405 | 152 | 12.4584 | 87.4811 | 1.1878 | 490.9201 | 1208
3261 | CRESCENT MILLS 2101CB | 103132101 | CRESCENT MILLS 2101 | CB | FALSE | 9227.3447 | 4545.9264 | 60 | 1.5942 | 142.176 | 1.1497 | 409.6387 | 1286 | 65.39
4399 | PLACERVILLE 210619552 | 153082106 | PLACERVILLE 2106 | 19552 | FALSE | 34339.9089 | 34339.9089 | 238 | 2.8382 | 32.7875 | 1.2085 | 361.0634 | 1351 | 1
10240 | LLAGAS 2105534019 | 83182105 | LLAGAS 2105 | 534019 | FALSE | 1193.5001 | 1147.9573 | 5 | 12.4217 | 67.3072 | 1.0473 | 269.5494 | 1499
5361 | HOOPA 11013174 | 192401101 | HOOPA 1101 | 3174 | FALSE | 35498.7494 | 29750.1978 | 162 | 1.8863 | 29.8165 | 1.0962 | 115.2454 | 1894 | 1
5027 | PEORIA 17048040 | 163781704 | PEORIA 1704 | 8040 | FALSE | 41434.2849 | 11785.9847 | 145 | 1.2638 | 139.3879 | 0.63846 | 495.056 | 1206 | 1
9000 | CASTRO VALLEY 11088971 | 14091108 | CASTRO VALLEY 1108 | 8971 | FALSE | 12716.2407 | 12716.2407 | 72 | 1.7502 | 113.2213 | 1.1043 | 268.1837 | 1504
3972 | CORRAL 1103936674 | 162991103 | CORRAL 1103 | 936674 | FALSE | 6354.8382 | 1063.5848 | 56 | 8.3732 | 164.0652 | 1.0149 | 408.407 | 1288
5038 | MOLINO 110241392 | 42571102 | MOLINO 1102 | 41392 | FALSE | 23588.435 | 7062.7077 | 171 | 9.8621 | 36.0057 | 0.68843 | 289.7407 | 1465 | 65.39
10009 | OREGON TRAIL 110346860 | 103521103 | OREGON TRAIL 1103 | 46860 | FALSE | 5362.8484 | 1149.598 | 15 | 3.7587 | 37.1024 | 0.97408 | 145.8531 | 1790 | 1
944 | CURTIS 17036064 | 163351703 | CURTIS 1703 | 6064 | FALSE | 31643.7207 | 30550.9366 | 199 | 4.5658 | 68.5243 | 1.1469 | 471.6661 | 1222 | 1
5754 | SANTA YNEZ 1102Y18 | 182721102 | SANTA YNEZ 1102 | Y18 | FALSE | 12113.6185 | 7856.8971 | 60 | 2.87 | 218.7782 | 1.1047 | 658.0763 | 1056 | 1
1748 | CLAY 110113450 | 163341101 | CLAY 1101 | 13450 | FALSE | 7994.7686 | 1509.284 | 42 | 4.2328 | 89.4905 | 0.66485 | 360.8067 | 1352
2073 | WILLOW CREEK 11032936 | 192171103 | WILLOW CREEK 1103 | 2936 | FALSE | 53378.6829 | 53378.6829 | 249 | 1.2623 | 29.6652 | 1.1417 | 191.382 | 1659 | 1
4182 | GARBERVILLE 11021510 | 192221102 | GARBERVILLE 1102 | 1510 | FALSE | 21171.8285 | 21171.8285 | 107 | 0.74406 | 28.6926 | 1.0457 | 80.26 | 2047 | 1
3154 | CALISTOGA 1102634 | 42711102 | CALISTOGA 1102 | 634 | FALSE | 27022.9414 | 18046.5459 | 178 | 1.3875 | 16.656 | 0.92761 | 223.109 | 1599 | 1
133 | GEYSERVILLE 1102522 | 42891102 | GEYSERVILLE 1102 | 522 | FALSE | 17218.2435 | 12875.7792 | 109 | 3.2111 | 41.5876 | 0.91239 | 350.0759 | 1371 | 1
10360 | OLEMA 110175686 | 42291101 | OLEMA 1101 | 75686 | FALSE | 8282.1233 | 7450.4021 | 31 | 1.1847 | 99.8635 | 1.1202 | 264.1333 | 1511 | 1
9801 | KANAKA 1101CB | 103221101 | KANAKA 1101 | CB | FALSE | 7605.9803 | 7605.9803 | 37 | 2.3682 | 61.6473 | 1.197 | 255.7947 | 1533 | 1
4062 | WHITMORE 1101CB | 103601101 | WHITMORE 1101 | CB | FALSE | 9497.7631 | 9497.7631 | 69 | 2.0368 | 35.9727 | 1.0427 | 141.7322 | 1806 | 1
1547 | WILLITS 110391810 | 42661103 | WILLITS 1103 | 91810 | FALSE | 47379.4324 | 47379.4324 | 296 | 1.6893 | 36.7891 | 1.1851 | 312.0704 | 1428 | 85.45
8861 | GEYSERVILLE 1102331444 | 42891102 | GEYSERVILLE 1102 | 331444 | FALSE | 7051.4008 | 3579.9474 | 44 | 0.88566 | 37.1142 | 0.46148 | 260.3745 | 1523
3080 | PIKE CITY 1101CB | 152201101 | PIKE CITY 1101 | CB | FALSE | 31622.6384 | 31622.6384 | 162 | 0.62843 | 26.6404 | 1.0906 | 299.4116 | 1448 | 102.14
9245 | FRUITLAND 1142899734 | 192311142 | FRUITLAND 1142 | 899734 | FALSE | 5471.5337 | 5471.5337 | 36 | 0.12457 | 7.5454 | 1.0155 | 103.6873 | 1931
2842 | SAN LUIS OBISPO 1101CB | 182631101 | SAN LUIS OBISPO 1101 | CB | FALSE | 10872.4032 | 5779.9667 | 75 | 4.7957 | 112.4783 | 1.0852 | 502.0965 | 1196 | 20
3749 | VINEYARD 2107978364 | 14502107 | VINEYARD 2107 | 978364 | FALSE | 4026.4295 | 1557.6573 | 36 | 4.1642 | 148.0024 | 0.67318 | 319.1206 | 1419
1264 | TEMPLETON 2113CB | 183052113 | TEMPLETON 2113 | CB | FALSE | 41366.5121 | 1446.4903 | 288 | 6.3322 | 101.8392 | 0.18206 | 424.917 | 1268 | 11.22
6493 | POINT ARENA 11013702 | 43381101 | POINT ARENA 1101 | 3702 | FALSE | 7962.9538 | 7864.1375 | 35 | 1.8234 | 119.545 | 1.159 | 546.4749 | 1152 | 1
2973 | TEMPLETON 2111R86 | 183052111 | TEMPLETON 2111 | R86 | FALSE | 23197.4547 | 17574.2947 | 160 | 8.8708 | 96.8213 | 0.93126 | 490.6496 | 1209 | 1
2170 | MC KEE 1111711900 | 83531111 | MC KEE 1111 | 711900 | FALSE | 20250.2667 | 14456.1594 | 116 | 5.6077 | 108.4505 | 0.86044 | 301.111 | 1446 | 1
5235 | BELLEVUE 2103648 | 43182103 | BELLEVUE 2103 | 648 | FALSE | 26216.5179 | 6117.4965 | 187 | 7.1533 | 97.825 | 1.1505 | 305.0125 | 1439 | 47.64
10298 | PIT NO 5 11011618 | 101321101 | PIT NO 5 1101 | 1618 | FALSE | 9746.1598 | 9746.1598 | 15 | 0.0025074 | 38.4962 | 1.1401 | 237.7895 | 1574 | 1
2469 | ELECTRA 11026014 | 162161102 | ELECTRA 1102 | 6014 | FALSE | 8043.0218 | 8043.0218 | 50 | 6.9931 | 118.6416 | 1.291 | 242.0554 | 1562 | 1
1225 | SUNOL 1101MR298 | 14241101 | SUNOL 1101 | MR298 | FALSE | 8473.8006 | 8244.1822 | 39 | 1.5778 | 77.9375 | 1.073 | 586.0273 | 1117 | 1
739 | COTATI 1105CB | 42271105 | COTATI 1105 | CB | FALSE | 4309.0759 | 4309.0759 | 35 | 9.3372 | 97.2717 | 1.6302 | 266.28 | 1506 | 65.39
1612 | CABRILLO 1104Y22 | 183101104 | CABRILLO 1104 | Y22 | FALSE | 40867.3286 | 16721.66 | 178 | 0.0010547 | 69.9769 | 0.99402 | 413.6922 | 1281 | 1
2769 | ANNAPOLIS 110176842 | 42861101 | ANNAPOLIS 1101 | 76842 | FALSE | 9156.7064 | 9156.7064 | 33 | 0.84963 | 52.5681 | 1.1098 | 276.9184 | 1479 | 1
2631 | TEMPLETON 2111A66 | 183052111 | TEMPLETON 2111 | A66 | FALSE | 54313.8381 | 54313.8381 | 429 | 13.764 | 56.1175 | 1.1853 | 473.9679 | 1218 | 1
4288 | SAN LUIS OBISPO 1103V82 | 182631103 | SAN LUIS OBISPO 1103 | V82 | FALSE | 22558.9801 | 14130.1147 | 174 | 6.0245 | 73.269 | 0.95519 | 326.0495 | 1404 | 1
3496 | APPLE HILL 21027502 | 153662102 | APPLE HILL 2102 | 7502 | FALSE | 36933.3454 | 36933.3454 | 267 | 4.0222 | 41.7199 | 1.1379 | 264.2675 | 1509 | 85.45
3795 | SAN LUIS OBISPO 1101V12 | 182631101 | SAN LUIS OBISPO 1101 | V12 | FALSE | 33868.1694 | 33868.1694 | 127 | 2.5335 | 138.7718 | 1.1623 | 399.923 | 1297 | 1
5816 | PAUL SWEET 210710986 | 83252107 | PAUL SWEET 2107 | 10986 | FALSE | 31785.0255 | 14988.5933 | 180 | 2.2745 | 68.3045 | 0.77222 | 282.1821 | 1470 | 1
9709 | LAYTONVILLE 1102682 | 42681102 | LAYTONVILLE 1102 | 682 | FALSE | 23844.5349 | 23844.5349 | 97 | 1.1017 | 23.2324 | 1.0633 | 167.4124 | 1727 | 65.39
1461 | LOS OSITOS 21033010 | 182082103 | LOS OSITOS 2103 | 3010 | FALSE | 50085.8598 | 50061.44 | 229 | 2.7839 | 101.2763 | 1.1395 | 457.2691 | 1239 | 1
8442 | MARTELL 11016074 | 163011101 | MARTELL 1101 | 6074 | FALSE | 5923.6574 | 5923.6574 | 34 | 2.8838 | 77.1709 | 1.1138 | 156.7867 | 1759 | 20
7912 | HALF MOON BAY 1101818874 | 24101101 | HALF MOON BAY 1101 | 818874 | FALSE | 10865.8424 | 9148.5425 | 42 | 1.5743 | 42.9847 | 1.0392 | 323.2606 | 1408
9335 | SAN MIGUEL 1106N34 | 182661106 | SAN MIGUEL 1106 | N34 | FALSE | 22008.9702 | 6041.6356 | 62 | 0.20973 | 54.844 | 0.35556 | 242.6816 | 1560 | 1
8060 | MONTE RIO 1112120 | 42811112 | MONTE RIO 1112 | 120 | FALSE | 10326.1868 | 10326.1868 | 67 | 0.69142 | 32.375 | 1.0476 | 93.788 | 1989 | 85.45
2780 | HIGHLANDS 1102CB | 43361102 | HIGHLANDS 1102 | CB | FALSE | 11922.4207 | 11922.4207 | 78 | 0.42511 | 79.4541 | 1.0257 | 270.2338 | 1497 | 1
5253 | HOOPA 110182542 | 192401101 | HOOPA 1101 | 82542 | FALSE | 24330.9579 | 19513.0606 | 150 | 2.1757 | 29.6596 | 1.0764 | 125.8806 | 1856 | 1
9493 | BRUNSWICK 1103904574 | 152481103 | BRUNSWICK 1103 | 904574 | FALSE | 2518.7659 | 2518.7659 | 25 | 2.7649 | 17.4735 | 1.0814 | 119.8467 | 1870
2834 | WILLOW PASS 1101CB | 13911101 | WILLOW PASS 1101 | CB | FALSE | 10055.4219 | 1899.3733 | 75 | 1.6253 | 88.092 | 0.34341 | 198.6367 | 1643 | 1
5020 | BONNIE NOOK 1101CB | 152301101 | BONNIE NOOK 1101 | CB | FALSE | 23251.1044 | 23251.1044 | 153 | 0.88701 | 12.015 | 1.028 | 98.7244 | 1962 | 102.14
5621 | FORT ROSS 112137326 | 42851121 | FORT ROSS 1121 | 37326 | FALSE | 8213.253 | 8213.253 | 31 | 1.2067 | 54.6567 | 1.0768 | 369.1163 | 1338 | 1
7707 | SUMMIT 110148632 | 152591101 | SUMMIT 1101 | 48632 | FALSE | 4391.6286 | 4391.6286 | 38 | 0.30461 | 10.7585 | 1.0263 | 115.1661 | 1895 | 1
4086 | WEST POINT 110236676 | 163201102 | WEST POINT 1102 | 36676 | FALSE | 27305.8877 | 27305.8877 | 173 | 2.0635 | 41.1478 | 1.1255 | 346.1968 | 1376 | 65.39
3634 | CHALLENGE 11021902 | 103201102 | CHALLENGE 1102 | 1902 | FALSE | 7840.3138 | 7840.3138 | 44 | 0.94404 | 26.7948 | 1.0747 | 253.4699 | 1535 | 65.39
5849 | HOPLAND 11011100 | 42251101 | HOPLAND 1101 | 1100 | FALSE | 10937.7288 | 5979.935 | 68 | 4.3723 | 49.4691 | 1.0102 | 293.7962 | 1457 | 1
6186 | CALAVERAS CEMENT 110111188 | 162211101 | CALAVERAS CEMENT 1101 | 11188 | FALSE | 48202.5217 | 48202.5217 | 294 | 3.7106 | 95.1273 | 1.2381 | 211.2891 | 1617 | 1
6575 | CLARK ROAD 110247006 | 103091102 | CLARK ROAD 1102 | 47006 | FALSE | 7194.664 | 7194.664 | 51 | 1.8548 | 31.326 | 1.0488 | 106.8362 | 1923 | 1
5041 | MARTELL 1103CB | 163011103 | MARTELL 1103 | CB | FALSE | 10088.6649 | 2844.8661 | 76 | 3.2197 | 30.8273 | 1.578 | 152.4537 | 1770 | 1
7535 | PARADISE 11042034 | 102831104 | PARADISE 1104 | 2034 | FALSE | 17672.0047 | 17659.7087 | 99 | 4.5007 | 60.8167 | 1.0814 | 172.9141 | 1707 | 1
3586 | PENRYN 1107346 | 152561107 | PENRYN 1107 | 346 | FALSE | 40386.1099 | 22629.4944 | 309 | 7.3019 | 51.7058 | 1.0769 | 232.58 | 1582 | 1
8624 | JESSUP 11012839 | 103441101 | JESSUP 1101 | 2839 | FALSE | 2358.3859 | 2358.3859 | 20 | 6.3378 | 28.4408 | 1.0549 | 279.5294 | 1473 | 1
2763 | GOLDTREE 1108CB | 182581108 | GOLDTREE 1108 | CB | FALSE | 7803.1232 | 3646.1026 | 50 | 4.2744 | 66.6063 | 0.98645 | 249.9677 | 1540 | 1
9750 | COVELO 1101430286 | 43061101 | COVELO 1101 | 430286 | FALSE | 8696.3655 | 5942.5051 | 13 | 0.26364 | 124.3868 | 0.59347 | 482.818 | 1213
8494 | BRENTWOOD 2105502672 | 14592105 | BRENTWOOD 2105 | 502672 | FALSE | 30486.256 | 2285.3291 | 127 | 2.8899 | 298.1096 | 0.25434 | 641.4967 | 1071 | 1
5780 | GREEN VALLEY 210111054 | 83192101 | GREEN VALLEY 2101 | 11054 | FALSE | 41601.4757 | 39167.0021 | 272 | 2.4046 | 30.6164 | 1.0468 | 157.984 | 1754 | 1
3427 | COTATI 1105616 | 42271105 | COTATI 1105 | 616 | FALSE | 49320.745 | 4247.523 | 198 | 2.5593 | 90.7749 | 0.3108 | 268.44 | 1503 | 1
9956 | CLARKSVILLE 2109781566 | 153612109 | CLARKSVILLE 2109 | 781566 | FALSE | 1246.3402 | 1113.5139 | 11 | 2.5211 | 32.4973 | 1.0599 | 155.6264 | 1762
1199 | BEAR VALLEY 21059560 | 252192105 | BEAR VALLEY 2105 | 9560 | FALSE | 35435.963 | 35435.963 | 226 | 1.6778 | 52.2755 | 1.1727 | 582.977 | 1120 | 1
4849 | ELECTRA 11017104 | 162161101 | ELECTRA 1101 | 7104 | FALSE | 19430.6652 | 19430.6652 | 148 | 1.31 | 22.7029 | 1.1015 | 163.538 | 1738 | 65.39
4914 | JESSUP 11019002 | 103441101 | JESSUP 1101 | 9002 | FALSE | 9863.4451 | 1568.4919 | 74 | 2.1634 | 24.3491 | 0.90119 | 178.96 | 1685 | 1
6329 | SILVERADO 2102636 | 43432102 | SILVERADO 2102 | 636 | FALSE | 10208.6635 | 8793.2474 | 81 | 0.90271 | 8.9165 | 0.97878 | 135.9278 | 1827 | 1
7235 | BRIDGEVILLE 110137484 | 192461101 | BRIDGEVILLE 1101 | 37484 | FALSE | 15938.0756 | 12688.6958 | 74 | 0.8815 | 53.7756 | 1.1277 | 197.6391 | 1647 | 85.45
4335 | UKIAH 1114844294 | 42771114 | UKIAH 1114 | 844294 | FALSE | 9847.8884 | 3879.784 | 55 | 2.922 | 38.3231 | 1.0914 | 276.8057 | 1480
402 | REDBUD 1102922 | 43191102 | REDBUD 1102 | 922 | FALSE | 12634.8407 | 12589.4258 | 84 | 2.3572 | 10.5681 | 1.0604 | 352.2884 | 1369 | 1
4837 | SAN LUIS OBISPO 1104V46 | 182631104 | SAN LUIS OBISPO 1104 | V46 | FALSE | 33477.4498 | 32077.3964 | 206 | 2.3313 | 123.3085 | 1.123 | 359.6086 | 1354 | 1
6418 | DUNLAP 1102CB | 254061102 | DUNLAP 1102 | CB | FALSE | 10840.0956 | 10840.0956 | 79 | 4.7835 | 198.0471 | 1.3767 | 463.403 | 1231 | 1
8607 | ANNAPOLIS 1101608 | 42861101 | ANNAPOLIS 1101 | 608 | FALSE | 28658.1175 | 28658.1175 | 74 | 0.46934 | 64.7787 | 1.1015 | 248.4816 | 1545 | 1
8805 | FRUITLAND 114293234 | 192311142 | FRUITLAND 1142 | 93234 | FALSE | 18471.7273 | 18471.7273 | 96 | 0.76164 | 20.0128 | 1.0386 | 135.7036 | 1830 | 65.39
4515 | GIRVAN 11019732 | 103401101 | GIRVAN 1101 | 9732 | FALSE | 33758.8908 | 33758.8908 | 267 | 6.2625 | 53.2323 | 1.0775 | 282.8705 | 1469 | 14.95
602 | STAFFORD 1102524 | 43201102 | STAFFORD 1102 | 524 | FALSE | 20718.9245 | 9871.5042 | 162 | 3.2587 | 35.5933 | 0.71272 | 289.834 | 1464 | 47.64
6121 | OTTER 110263868 | 182941102 | OTTER 1102 | 63868 | FALSE | 25546.2406 | 25546.2406 | 171 | 1.1838 | 46.0199 | 1.1234 | 190.8082 | 1660 | 1
4102 | SPAULDING 1101578852 | 152251101 | SPAULDING 1101 | 578852 | FALSE | 38890.7673 | 33210.6867 | 173 | 0.47938 | 22.6305 | 0.92655 | 190.7466 | 1661 | 1
9390 | COAST RD 04015134 | 88820401 | COAST RD 0401 | 5134 | FALSE | 4886.1695 | 1018.6198 | 23 | 0.77886 | 50.3705 | 1.0552 | 173.1479 | 1703 | 1
9959 | BRIDGEVILLE 1102384530 | 192461102 | BRIDGEVILLE 1102 | 384530 | FALSE | 6144.6716 | 6144.6716 | 12 | 0.00040225 | 14.322 | 1.0589 | 223.8048 | 1598
2322 | KANAKA 11011034 | 103221101 | KANAKA 1101 | 1034 | FALSE | 17942.0463 | 17942.0463 | 80 | 1.0518 | 41.9716 | 1.1149 | 308.8782 | 1434 | 85.45
5230 | BANGOR 11011806 | 103191101 | BANGOR 1101 | 1806 | FALSE | 6482.8365 | 6482.8365 | 17 | 1.7876 | 79.9274 | 1.1176 | 310.6981 | 1431 | 1
4084 | JOLON 11027040 | 182981102 | JOLON 1102 | 7040 | FALSE | 36891.8795 | 33515.8907 | 119 | 2.5907 | 118.1309 | 1.0911 | 276.795 | 1481 | 1
7751 | MIWUK 17018050 | 163661701 | MIWUK 1701 | 8050 | FALSE | 19488.3045 | 19488.3045 | 137 | 0.97168 | 12.1831 | 1.229 | 296.266 | 1454 | 102.14
5615 | ELECTRA 110161816 | 162161101 | ELECTRA 1101 | 61816 | FALSE | 37826.9874 | 37826.9874 | 228 | 3.1078 | 55.6023 | 1.1571 | 261.0762 | 1521 | 1
801 | OCEANO 1102CB | 182601102 | OCEANO 1102 | CB | FALSE | 26239.5079 | 25449.7716 | 183 | 7.6935 | 105.592 | 1.1097 | 407.261 | 1290 | 1
8403 | MOLINO 1101472660 | 42571101 | MOLINO 1101 | 472660 | FALSE | 2333.6937 | 2333.6937 | 18 | 11.0701 | 60.7515 | 1.0785 | 307.8995 | 1436
10152 | SPENCE 1102321000 | 182201102 | SPENCE 1102 | 321000 | FALSE | 4053.5113 | 2330.3266 | 13 | 2.6656 | 101.4311 | 0.65844 | 465.5516 | 1229
9545 | WYANDOTTE 110942650 | 102911109 | WYANDOTTE 1109 | 42650 | FALSE | 4322.5083 | 1459.6214 | 37 | 3.872 | 28.6389 | 0.97196 | 100.7676 | 1951 | 1
4392 | CLARK ROAD 110290548 | 103091102 | CLARK ROAD 1102 | 90548 | FALSE | 28870.4925 | 28870.4925 | 168 | 5.1455 | 93.0464 | 1.1506 | 196.9334 | 1651 | 1
9548 | FROGTOWN 1702224708 | 163451702 | FROGTOWN 1702 | 224708 | FALSE | 1049.1603 | 1033.1582 | 9 | 3.9235 | 27.3858 | 1.0575 | 235.0194 | 1578
2473 | COLUMBIA HILL 110135424 | 152471101 | COLUMBIA HILL 1101 | 35424 | FALSE | 22308.0719 | 22308.0719 | 147 | 2.3822 | 38.0013 | 1.087 | 171.1392 | 1711 | 65.39
3207 | SHADY GLEN 110151696 | 152431101 | SHADY GLEN 1101 | 51696 | FALSE | 32551.2584 | 28077.2635 | 238 | 2.108 | 18.4126 | 1.242 | 165.4297 | 1734 | 11.22
7684 | PETALUMA C 1109738866 | 42631109 | PETALUMA C 1109 | 738866 | FALSE | 4335.7412 | 3280.2516 | 28 | 8.3755 | 150.8358 | 1.0744 | 268.4844 | 1502 | 1
274 | GEYSERVILLE 1102350 | 42891102 | GEYSERVILLE 1102 | 350 | FALSE | 31334.246 | 8365.2365 | 194 | 1.5098 | 29.7947 | 0.63372 | 270.3135 | 1496 | 1
6780 | FOOTHILL 1102CB | 182951102 | FOOTHILL 1102 | CB | FALSE | 15763.1114 | 12699.351 | 97 | 4.259 | 94.8197 | 1.063 | 274.1428 | 1486 | 1
5469 | FROGTOWN 1701L3361 | 163451701 | FROGTOWN 1701 | L3361 | FALSE | 3015.6838 | 3015.6838 | 21 | 1.8604 | 28.72 | 1.0791 | 377.9344 | 1325 | 1
279 | GEYSERVILLE 1101122 | 42891101 | GEYSERVILLE 1101 | 122 | FALSE | 11125.688 | 2112.7276 | 54 | 0.42657 | 10.1579 | 0.33307 | 203.6365 | 1635 | 1
1737 | FORT BRAGG A 110195294 | 42761101 | FORT BRAGG A 1101 | 95294 | FALSE | 43494.7194 | 43494.7194 | 186 | 0.46258 | 27.4461 | 1.064 | 194.7256 | 1654 | 1
1091 | COLUMBIA HILL 1101764 | 152471101 | COLUMBIA HILL 1101 | 764 | FALSE | 23643.468 | 23643.468 | 146 | 2.429 | 39.7563 | 1.0886 | 171.5032 | 1710 | 85.45
9377 | COVELO 1101516510 | 43061101 | COVELO 1101 | 516510 | FALSE | 13673.0725 | 6073.3479 | 73 | 0.74152 | 39.023 | 0.6234 | 270.871 | 1493
2700 | PINE GROVE 11023172 | 163751102 | PINE GROVE 1102 | 3172 | FALSE | 60635.9905 | 60635.9905 | 448 | 1.3109 | 14.9138 | 1.0226 | 59.0594 | 2161 | 85.45
4078 | PENNGROVE 1101170 | 43471101 | PENNGROVE 1101 | 170 | FALSE | 33470.2158 | 28905.2433 | 223 | 5.7234 | 104.8064 | 1.1023 | 278.3702 | 1476 | 65.39
7270 | LAKEVILLE 1102347280 | 43371102 | LAKEVILLE 1102 | 347280 | FALSE | 20187.7037 | 12761.9341 | 99 | 9.2449 | 278.4634 | 0.91679 | 290.5041 | 1463
2895 | ALHAMBRA 11058302 | 14101105 | ALHAMBRA 1105 | 8302 | FALSE | 13154.2224 | 13154.2224 | 83 | 4.5176 | 73.2626 | 1.0569 | 244.7794 | 1556 | 1
9502 | WILLOW CREEK 11033090 | 192171103 | WILLOW CREEK 1103 | 3090 | FALSE | 17393.6531 | 17393.6531 | 58 | 1.208 | 45.6273 | 1.2137 | 142.6437 | 1798 | 1
6394 | ORO FINO 11022040 | 103031102 | ORO FINO 1102 | 2040 | FALSE | 14724.8662 | 14724.8662 | 21 | 0.15357 | 20.0246 | 1.0733 | 141.5532 | 1807 | 102.14
2990 | HICKS 2101XR548 | 83432101 | HICKS 2101 | XR548 | FALSE | 14288.8839 | 2708.1629 | 95 | 4.5314 | 65.6466 | 0.69967 | 271.2652 | 1492 | 1
633 | RACETRACK 170310870 | 163761703 | RACETRACK 1703 | 10870 | FALSE | 4188.8092 | 3071.5505 | 28 | 1.8545 | 6.0765 | 1.1226 | 246.1327 | 1549 | 1
4692 | PINE GROVE 11023168 | 163751102 | PINE GROVE 1102 | 3168 | FALSE | 48228.3961 | 48228.3961 | 285 | 3.2778 | 60.7058 | 1.1334 | 176.2133 | 1695 | 1
10488 | HALF MOON BAY 1103531594 | 24101103 | HALF MOON BAY 1103 | 531594 | FALSE | 4284.5499 | 3998.7287 | 25 | 3.6126 | 90.1225 | 1.095 | 338.5434 | 1391
1419 | CURTIS 17048140 | 163351704 | CURTIS 1704 | 8140 | FALSE | 42456.9039 | 42456.9039 | 260 | 1.5921 | 27.9516 | 1.06 | 273.2886 | 1487 | 85.45
4033 | GANSNER 11012006 | 103021101 | GANSNER 1101 | 2006 | FALSE | 27571.1883 | 27571.1883 | 151 | 1.9522 | 34.3583 | 1.1021 | 384.5024 | 1313 | 1
5518 | BIG BEND 1101641808 | 103751101 | BIG BEND 1101 | 641808 | FALSE | 41435.7029 | 41435.7029 | 234 | 2.6239 | 69.067 | 1.0783 | 181.2789 | 1681 | 1
8814 | CLAY 11037142 | 163341103 | CLAY 1103 | 7142 | FALSE | 24816.4121 | 6275.5413 | 100 | 2.3503 | 110.0265 | 0.75757 | 356.2375 | 1361 | 1
9514 | HALF MOON BAY 110258448 | 24101102 | HALF MOON BAY 1102 | 58448 | FALSE | 7774.1256 | 7141.1012 | 22 | 0.78529 | 61.9408 | 1.1402 | 261.6309 | 1519
4404 | EEL RIVER 1102630456 | 192381102 | EEL RIVER 1102 | 630456 | FALSE | 8616.6169 | 8616.6169 | 37 | 0.99032 | 38.7572 | 1.4771 | 84.9164 | 2030
9626 | SAUSALITO 110284278 | 42491102 | SAUSALITO 1102 | 84278 | FALSE | 2506.1692 | 2490.1671 | 18 | 3.3185 | 21.2795 | 1.0565 | 245.6104 | 1553 | 35.33
5345 | ELK 11011300 | 42981101 | ELK 1101 | 1300 | FALSE | 15995.4516 | 5711.2619 | 64 | 1.0312 | 88.7664 | 1.0104 | 259.4524 | 1525 | 1
3272 | KESWICK 11019712 | 103451101 | KESWICK 1101 | 9712 | FALSE | 29909.7326 | 29909.7326 | 214 | 1.9719 | 29.4425 | 1.0317 | 156.1721 | 1761 | 1
7529 | EEL RIVER 11021902 | 192381102 | EEL RIVER 1102 | 1902 | FALSE | 11685.375 | 10562.7391 | 43 | 0.51168 | 41.8932 | 1.0693 | 134.194 | 1834 | 1
3684 | VASCO 1102MR178 | 13751102 | VASCO 1102 | MR178 | FALSE | 21546.6859 | 2579.6297 | 117 | 6.2052 | 223.2724 | 0.22926 | 427.86 | 1263
6059 | RINCON 1103198 | 43321103 | RINCON 1103 | 198 | FALSE | 10335.8179 | 10335.8179 | 62 | 1.9596 | 38.2192 | 1.0899 | 193.0004 | 1658 | 65.39
8232 | FOOTHILL 1101251688 | 182951101 | FOOTHILL 1101 | 251688 | FALSE | 12475.4445 | 11233.7101 | 68 | 2.87 | 92.6565 | 1.1192 | 394.4035 | 1300
9659 | CAMBRIA 1101858200 | 182771101 | CAMBRIA 1101 | 858200 | FALSE | 9571.0308 | 9200.2096 | 31 | 0.5957 | 185.8744 | 1.1042 | 330.1244 | 1397
5819 | COTTONWOOD 110359128 | 102931103 | COTTONWOOD 1103 | 59128 | FALSE | 11301.2737 | 1201.9482 | 65 | 3.5681 | 173.2872 | 0.35349 | 414.1368 | 1279
9234 | WILDWOOD 110185112 | 103611101 | WILDWOOD 1101 | 85112 | FALSE | 10932.2503 | 10932.2503 | 54 | 1.7986 | 38.6883 | 1.1348 | 306.4662 | 1437 | 1
2051 | LAYTONVILLE 1101518 | 42681101 | LAYTONVILLE 1101 | 518 | FALSE | 36303.8238 | 4840.0159 | 165 | 0.32581 | 24.1523 | 0.32803 | 133.4232 | 1837 | 26.55
4400 | CALISTOGA 1102769230 | 42711102 | CALISTOGA 1102 | 769230 | FALSE | 27505.7293 | 17732.852 | 160 | 0.63054 | 11.9173 | 0.74528 | 159.0323 | 1749 | 1
1232 | VOLTA 110237350 | 102541102 | VOLTA 1102 | 37350 | FALSE | 39069.9006 | 39069.9006 | 255 | 7.3917 | 140.3174 | 1.1245 | 360.2031 | 1353 | 47.64
1076 | MC ARTHUR 1101648698 | 103491101 | MC ARTHUR 1101 | 648698 | FALSE | 30462.3699 | 17135.0454 | 173 | 9.644 | 388.3337 | 1.0238 | 1031.0161 | 807
6771 | HALSEY 1102CB | 152241102 | HALSEY 1102 | CB | FALSE | 12882.1278 | 12682.5013 | 86 | 1.3288 | 17.9854 | 1.0712 | 75.4177 | 2064 | 1
1966 | GARBERVILLE 11011514 | 192221101 | GARBERVILLE 1101 | 1514 | FALSE | 23767.6372 | 23767.6372 | 123 | 0.80166 | 12.5034 | 1.0277 | 46.0416 | 2239 | 1
6120 | PUEBLO 2103895784 | 43292103 | PUEBLO 2103 | 895784 | FALSE | 16727.2163 | 12538.91 | 110 | 1.5676 | 23.4154 | 0.91412 | 275.8868 | 1483
63 | CORRAL 110175204 | 162991101 | CORRAL 1101 | 75204 | FALSE | 29879.1855 | 1376.4738 | 130 | 2.8351 | 111.2086 | 0.2186 | 212.0292 | 1614 | 1
7210 | WEST POINT 110234416 | 163201102 | WEST POINT 1102 | 34416 | FALSE | 16821.5127 | 16821.5127 | 113 | 2.7095 | 50.7938 | 1.1591 | 264.2059 | 1510 | 65.39
2105 | WEST POINT 1102CB | 163201102 | WEST POINT 1102 | CB | FALSE | 28620.471 | 28620.471 | 195 | 2.5891 | 37.4343 | 1.0852 | 153.8768 | 1765 | 65.39
9884 | ELK 1101311906 | 42981101 | ELK 1101 | 311906 | FALSE | 1528.1122 | 1112.4459 | 12 | 3.1707 | 39.2834 | 1.0527 | 200.1105 | 1641
1046 | GARBERVILLE 11028652 | 192221102 | GARBERVILLE 1102 | 8652 | FALSE | 21158.9046 | 21158.9046 | 114 | 0.8668 | 15.7614 | 1.1006 | 77.6007 | 2059 | 47.64
3164 | BRUNSWICK 11062416 | 152481106 | BRUNSWICK 1106 | 2416 | FALSE | 50020.1074 | 46563.0328 | 360 | 1.9221 | 22.9031 | 1.0798 | 156.2016 | 1760 | 1
3168 | LUCERNE 1103630 | 43351103 | LUCERNE 1103 | 630 | FALSE | 21891.4244 | 20012.2615 | 154 | 1.49 | 41.3573 | 1.5108 | 292.7922 | 1460 | 1
8239 | FRUITLAND 11413902 | 192311141 | FRUITLAND 1141 | 3902 | FALSE | 8223.6344 | 8223.6344 | 9 | 0.00031606 | 12.6357 | 1.0288 | 110.945 | 1907 | 1
4880 | CURTIS 1705CB | 163351705 | CURTIS 1705 | CB | FALSE | 22023.4026 | 21461.232 | 163 | 3.6187 | 32.0914 | 1.1682 | 170.2363 | 1715 | 1
1762 | VINEYARD 2108609690 | 14502108 | VINEYARD 2108 | 609690 | FALSE | 12043.451 | 7774.3071 | 72 | 2.3497 | 29.6411 | 0.85676 | 321.8791 | 1411
7400 | CLARKSVILLE 21096502 | 153612109 | CLARKSVILLE 2109 | 6502 | FALSE | 6145.0425 | 1500.682 | 52 | 4.3294 | 44.242 | 1.8194 | 88.4192 | 2012 | 14.95
10207 | MONTE RIO 111159046 | 42811111 | MONTE RIO 1111 | 59046 | FALSE | 6015.5462 | 5641.1576 | 15 | 0.22861 | 20.9005 | 0.97094 | 101.9046 | 1945 | 11.22
4878 | PLACERVILLE 21069712 | 153082106 | PLACERVILLE 2106 | 9712 | FALSE | 39765.9579 | 39765.9579 | 226 | 2.02 | 43.0405 | 1.096 | 116.696 | 1890 | 1
7243 | SILVERADO 2104708 | 43432104 | SILVERADO 2104 | 708 | FALSE | 7904.2269 | 6040.8568 | 61 | 1.1602 | 6.2933 | 0.9848 | 152.2948 | 1771 | 1
593 | BRUNSWICK 11021010 | 152481102 | BRUNSWICK 1102 | 1010 | FALSE | 71394.2707 | 71394.2707 | 479 | 1.639 | 26.2553 | 1.0938 | 172.5805 | 1708 | 102.14
5896 | CHALLENGE 11015460 | 103201101 | CHALLENGE 1101 | 5460 | FALSE | 18980.3372 | 18980.3372 | 91 | 0.67298 | 14.6684 | 1.0515 | 193.3663 | 1657 | 102.14
9400 | BELL 110880680 | 152701108 | BELL 1108 | 80680 | FALSE | 2866.5185 | 1030.5857 | 24 | 5.5418 | 47.1637 | 1.0417 | 175.0191 | 1697 | 1
6134 | CALAVERAS CEMENT 110180930 | 162211101 | CALAVERAS CEMENT 1101 | 80930 | FALSE | 29528.4888 | 29528.4888 | 180 | 2.8228 | 55.751 | 1.1653 | 304.5139 | 1442 | 1
5183 | ALTO 1125902 | 42031125 | ALTO 1125 | 902 | FALSE | 19453.8935 | 19453.8935 | 83 | 0.57148 | 28.587 | 1.0373 | 227.244 | 1592 | 1
7644 | LLAGAS 2101783467 | 83182101 | LLAGAS 2101 | 783467 | FALSE | 16521.4957 | 16448.6096 | 61 | 5.0131 | 88.6041 | 1.1198 | 245.1782 | 1554
7011 | MOUNTAIN QUARRIES 21011180 | 152282101 | MOUNTAIN QUARRIES 2101 | 1180 | FALSE | 20847.2086 | 20847.2086 | 141 | 1.635 | 34.2194 | 1.0817 | 118.9045 | 1874 | 1
9926 | BUCKS CREEK 1103CB | 102211103 | BUCKS CREEK 1103 | CB | FALSE | 3707.9332 | 3707.9332 | 31 | 0.097419 | 27.793 | 1.0537 | 320.4886 | 1415 | 1
3649 | FROGTOWN 1702812366 | 163451702 | FROGTOWN 1702 | 812366 | FALSE | 4450.8969 | 4421.1038 | 28 | 8.5121 | 137.9573 | 1.1553 | 149.7437 | 1778
9417 | DUNBAR 1102694641 | 43071102 | DUNBAR 1102 | 694641 | FALSE | 6527.852 | 6527.852 | 49 | 1.7297 | 16.9964 | 1.0787 | 257.8416 | 1526
8194 | STANISLAUS 17017144 | 162821701 | STANISLAUS 1701 | 7144 | FALSE | 7491.0055 | 7491.0055 | 52 | 1.9669 | 17.7944 | 1.1136 | 376.542 | 1327 | 1
3463 | WOODACRE 1102851 | 43021102 | WOODACRE 1102 | 851 | FALSE | 2029.0984 | 2029.0984 | 14 | 1.0461 | 13.8478 | 1.0416 | 190.4229 | 1662 | 85.45
331 | WEST POINT 11024790 | 163201102 | WEST POINT 1102 | 4790 | FALSE | 52731.0383 | 52731.0383 | 305 | 1.5177 | 35.0469 | 1.1323 | 232.2083 | 1584 | 65.39
8939 | STELLING 111060080 | 83481110 | STELLING 1110 | 60080 | FALSE | 16285.3103 | 15418.9407 | 64 | 1.1771 | 41.5261 | 1.2144 | 185.0893 | 1672 | 1
5387 | PLACERVILLE 210611132 | 153082106 | PLACERVILLE 2106 | 11132 | FALSE | 69633.6958 | 69633.6958 | 420 | 1.4317 | 40.1724 | 1.1754 | 197.2748 | 1649 | 1
3326 | ORO FINO 110265932 | 103031102 | ORO FINO 1102 | 65932 | FALSE | 7276.7194 | 7276.7194 | 48 | 0.6828 | 20.0405 | 1.0936 | 211.5152 | 1616 | 102.14
7230 | PINE GROVE 110283098 | 163751102 | PINE GROVE 1102 | 83098 | FALSE | 12739.0077 | 12739.0077 | 104 | 2.3199 | 31.8134 | 1.1156 | 344.4746 | 1378 | 65.39
2235 | MOLINO 1102318 | 42571102 | MOLINO 1102 | 318 | FALSE | 31114.0365 | 31114.0365 | 228 | 2.2421 | 44.1865 | 1.0679 | 178.6742 | 1688 | 85.45
9552 | JOLON 11027068 | 182981102 | JOLON 1102 | 7068 | FALSE | 6155.1451 | 6139.1207 | 12 | 1.2836 | 263.0582 | 1.1681 | 336.2364 | 1392 | 1
7621 | UKIAH 1115CB | 42771115 | UKIAH 1115 | CB | FALSE | 10025.1577 | 6936.1203 | 73 | 0.81135 | 12.0353 | 1.4249 | 100.6191 | 1952 | 1
5118 | SAN LUIS OBISPO 1107V60 | 182631107 | SAN LUIS OBISPO 1107 | V60 | FALSE | 25811.5583 | 25811.5583 | 142 | 4.3752 | 57.4159 | 1.0918 | 354.0238 | 1367 | 1
1916 | MOLINO 1104368158 | 42571104 | MOLINO 1104 | 368158 | FALSE | 14121.5307 | 4484.8758 | 105 | 5.7496 | 42.4079 | 0.62604 | 219.1144 | 1607
8812 | ANTLER 11011376 | 103271101 | ANTLER 1101 | 1376 | FALSE | 14477.8455 | 14477.8455 | 70 | 1.0774 | 31.8157 | 1.1522 | 179.7284 | 1683 | 1
3393 | SILVERADO 2102714 | 43432102 | SILVERADO 2102 | 714 | FALSE | 17594.5823 | 5568.6627 | 121 | 0.6147 | 12.7075 | 0.54216 | 138.0832 | 1817 | 1
8102 | FORESTHILL 110175340 | 152181101 | FORESTHILL 1101 | 75340 | FALSE | 7696.0179 | 7696.0179 | 62 | 1.8779 | 22.9745 | 1.0345 | 112.7853 | 1902 | 102.14
7713 | DUNBAR 11014817 | 43071101 | DUNBAR 1101 | 4817 | FALSE | 5079.2964 | 5079.2964 | 42 | 1.806 | 18.8684 | 1.0341 | 172.256 | 1709 | 20
6368 | EAST QUINCY 1101951424 | 102551101 | EAST QUINCY 1101 | 951424 | FALSE | 5857.3043 | 1124.2371 | 49 | 5.7135 | 67.3865 | 1.0981 | 260.8969 | 1522
6762 | HOOPA 11013304 | 192401101 | HOOPA 1101 | 3304 | FALSE | 27901.6416 | 27901.6416 | 88 | 0.34706 | 15.0103 | 1.0313 | 72.4308 | 2081 | 1
4845 | SAN JOAQUIN #3 110210342 | 252531102 | SAN JOAQUIN #3 1102 | 10342 | FALSE | 2930.8819 | 2930.8819 | 23 | 6.012 | 29.9962 | 1.1723 | 225.3144 | 1595 | 1
3381 | LUCERNE 110638436 | 43351106 | LUCERNE 1106 | 38436 | FALSE | 7699.8876 | 7253.5318 | 62 | 1.1938 | 20.8011 | 1.0419 | 129.1673 | 1847 | 1
8990 | HALF MOON BAY 1103540991 | 24101103 | HALF MOON BAY 1103 | 540991 | FALSE | 2594.6741 | 2544.5262 | 16 | 1.5982 | 56.206 | 1.0882 | 260.165 | 1524
1522 | RIO DELL 11021504 | 192251102 | RIO DELL 1102 | 1504 | FALSE | 19432.0475 | 17454.8051 | 64 | 1.2487 | 15.4052 | 1.1141 | 148.5088 | 1782 | 1
6286 | DUNBAR 1101416 | 43071101 | DUNBAR 1101 | 416 | FALSE | 5187.8358 | 4249.986 | 28 | 0.50336 | 33.9474 | 1.0965 | 177.6431 | 1689 | 1
2445 | MC ARTHUR 11011546 | 103491101 | MC ARTHUR 1101 | 1546 | FALSE | 37312.9087 | 22193.9329 | 102 | 2.0106 | 198.8895 | 0.67929 | 794.3875 | 945 | 1
2748 | HALF MOON BAY 11036018 | 24101103 | HALF MOON BAY 1103 | 6018 | FALSE | 30239.5339 | 25219.5525 | 160 | 2.5128 | 77.6628 | 1.3402 | 248.6459 | 1544 | 1
3508 | CLEAR LAKE 1102223792 | 42141102 | CLEAR LAKE 1102 | 223792 | FALSE | 1426.5673 | 1262.347 | 10 | 3.5484 | 51.7337 | 1.0615 | 237.9603 | 1572
3278 | KONOCTI 1108CB | 43311108 | KONOCTI 1108 | CB | FALSE | 14256.0927 | 10229.3323 | 98 | 1.4635 | 32.4432 | 1.0074 | 150.89 | 1774 | 1
5100 | RIO DELL 110270960 | 192251102 | RIO DELL 1102 | 70960 | FALSE | 18837.8278 | 9297.8122 | 103 | 2.9778 | 41.2927 | 1.0731 | 91.5029 | 1995 | 1
1226 | FORT ROSS 11212987 | 42851121 | FORT ROSS 1121 | 2987 | FALSE | 3171.9583 | 3171.9583 | 18 | 3.2039 | 58.301 | 1.1368 | 74.107 | 2072 | 47.64
4217 | CHALLENGE 1102CB | 103201102 | CHALLENGE 1102 | CB | FALSE | 24644.898 | 24644.898 | 123 | 0.79421 | 21.0241 | 1.0443 | 162.3912 | 1740 | 102.14
4592 | PHILO 1102928 | 42601102 | PHILO 1102 | 928 | FALSE | 24779.274 | 22468.3871 | 125 | 1.0245 | 28.5961 | 1.0695 | 208.5932 | 1622 | 1
4143 | MENDOCINO 1101CB | 42951101 | MENDOCINO 1101 | CB | FALSE | 6642.1904 | 4240.0548 | 54 | 3.6478 | 13.8898 | 1.0759 | 144.2308 | 1793 | 1
5556 | WEST POINT 11021305 | 163201102 | WEST POINT 1102 | 1305 | FALSE | 18201.3708 | 18201.3708 | 105 | 1.547 | 47.6168 | 1.1646 | 197.4917 | 1648 | 1
7818 | SONOMA 1105575872 | 42721105 | SONOMA 1105 | 575872 | FALSE | 2328.1768 | 1906.857 | 12 | 1.3116 | 89.5355 | 0.97032 | 157.6636 | 1757
1713 | HALF MOON BAY 1103H80 | 24101103 | HALF MOON BAY 1103 | H80 | FALSE | 31889.194 | 31889.194 | 164 | 1.4082 | 53.3386 | 1.0646 | 213.2657 | 1612
3304 | DIAMOND SPRINGS 11039432 | 152261103 | DIAMOND SPRINGS 1103 | 9432 | FALSE | 32768.2312 | 28100.4349 | 251 | 1.7548 | 20.3623 | 1.1219 | 86.1349 | 2022 | 1
1922 | ALLEGHANY 1102CB | 152101102 | ALLEGHANY 1102 | CB | FALSE | 28981.2992 | 28981.2992 | 104 | 0.90848 | 26.5402 | 1.127 | 141.7915 | 1804 | 65.39
4888 | DUNBAR 110179086 | 43071101 | DUNBAR 1101 | 79086 | FALSE | 11075.7434 | 10954.594 | 82 | 1.4366 | 18.7225 | 1.0529 | 169.8424 | 1717 | 1
4459 | CLARK ROAD 11022094 | 103091102 | CLARK ROAD 1102 | 2094 | FALSE | 5517.0419 | 5517.0419 | 11 | 2.7728 | 68.3575 | 1.1418 | 101.8231 | 1947 | 1
8596 | SAN JOAQUIN #3 1101CB | 252531101 | SAN JOAQUIN #3 1101 | CB | FALSE | 19055.2866 | 19055.2866 | 80 | 0.57922 | 20.2278 | 1.0638 | 356.7774 | 1359 | 1
7985 | MERCED FALLS 1102482838 | 252811102 | MERCED FALLS 1102 | 482838 | FALSE | 17714.345 | 14284.261 | 52 | 1.3756 | 160.8839 | 1.0223 | 318.0089 | 1421
5651 | MOUNTAIN QUARRIES 21012422 | 152282101 | MOUNTAIN QUARRIES 2101 | 2422 | FALSE | 13951.5772 | 13951.5772 | 81 | 1.4989 | 35.5441 | 1.1214 | 229.8045 | 1587 | 1
9070 | SILVERADO 2102437194 | 43432102 | SILVERADO 2102 | 437194 | FALSE | 1741.9129 | 1702.9792 | 17 | 1.2747 | 11.24 | 0.69729 | 148.2733 | 1783
2577 | HARTLEY 110186876 | 43211101 | HARTLEY 1101 | 86876 | FALSE | 13761.5335 | 3945.9351 | 110 | 1.8251 | 12.0485 | 0.72132 | 110.516 | 1909 | 1
5850 | GEYSERVILLE 1101711966 | 42891101 | GEYSERVILLE 1101 | 711966 | FALSE | 19227.2924 | 6326.045 | 122 | 0.98165 | 17.5396 | 0.50617 | 205.4077 | 1625
8508 | PIKE CITY 11011720 | 152201101 | PIKE CITY 1101 | 1720 | FALSE | 9489.0848 | 9489.0848 | 34 | 0.78657 | 53.7789 | 1.1499 | 304.935 | 1440 | 65.39
4021 | GRASS VALLEY 11012766 | 152031101 | GRASS VALLEY 1101 | 2766 | FALSE | 5300.562 | 5300.562 | 31 | 0.87461 | 21.1494 | 1.0203 | 59.8653 | 2154 | 102.14
5421 | DUNBAR 1102261774 | 43071102 | DUNBAR 1102 | 261774 | FALSE | 21761.0718 | 21761.0718 | 142 | 2.5553 | 31.8286 | 1.0054 | 183.8239 | 1678
1746 | TEMPLETON 2111CB | 183052111 | TEMPLETON 2111 | CB | FALSE | 17908.5118 | 3627.2584 | 118 | 4.5425 | 28.5333 | 0.30688 | 263.1957 | 1514 | 35.33
2820 | ALTO 1124432 | 42031124 | ALTO 1124 | 432 | FALSE | 12624.3351 | 12624.3351 | 72 | 0.58807 | 4.3319 | 0.75633 | 132.4511 | 1841 | 1
3283 | CURTIS 170390320 | 163351703 | CURTIS 1703 | 90320 | FALSE | 44849.664 | 44849.664 | 282 | 1.6371 | 54.2285 | 1.2326 | 382.5749 | 1315 | 1
3501 | CRESCENT MILLS 21012232 | 103132101 | CRESCENT MILLS 2101 | 2232 | FALSE | 32508.1294 | 25513.6468 | 128 | 1.019 | 106.1588 | 1.2247 | 539.0362 | 1160 | 65.39
3289 | MONTICELLO 11011589 | 43051101 | MONTICELLO 1101 | 1589 | FALSE | 6873.0951 | 6873.0951 | 52 | 1.0895 | 23.7749 | 1.5218 | 184.9596 | 1673 | 1
1138 | ELECTRA 110136816 | 162161101 | ELECTRA 1101 | 36816 | FALSE | 8023.9266 | 8023.9266 | 60 | 0.90059 | 23.3711 | 1.0494 | 139.9542 | 1810 | 1
9331 | WILLOW CREEK 1102CB | 192171102 | WILLOW CREEK 1102 | CB | FALSE | 11789.4236 | 11789.4236 | 71 | 2.4869 | 23.9191 | 1.0757 | 73.697 | 2075 | 65.39
6284 | ANTLER 11011378 | 103271101 | ANTLER 1101 | 1378 | FALSE | 40111.5829 | 39490.7149 | 201 | 1.3224 | 28.3805 | 1.0985 | 148.5755 | 1780 | 1
8843 | HOLLISTER 2104117328 | 182492104 | HOLLISTER 2104 | 117328 | FALSE | 23158.4732 | 9894.6539 | 44 | 0.80396 | 191.0747 | 0.60862 | 400.677 | 1296
106 | WYANDOTTE 11101954 | 102911110 | WYANDOTTE 1110 | 1954 | FALSE | 17187.784 | 4223.5591 | 132 | 3.5155 | 20.6185 | 0.82316 | 102.5688 | 1939 | 1
7269 | CURTIS 17046060 | 163351704 | CURTIS 1704 | 6060 | FALSE | 6540.8971 | 6540.8971 | 50 | 0.7673 | 13.5195 | 1.0154 | 178.7675 | 1687 | 1
4024 | MOLINO 11015042 | 42571101 | MOLINO 1101 | 5042 | FALSE | 11222.6237 | 9737.3633 | 90 | 7.4646 | 32.8571 | 1.0522 | 141.9193 | 1803 | 65.39
8422 | FROGTOWN 1702739858 | 163451702 | FROGTOWN 1702 | 739858 | FALSE | 8002.9028 | 7850.7225 | 46 | 2.3699 | 88.2921 | 1.1128 | 204.17 | 1632
3353 | KANAKA 11011406 | 103221101 | KANAKA 1101 | 1406 | FALSE | 43882.3619 | 43882.3619 | 204 | 1.4616 | 39.6875 | 1.1288 | 157.7153 | 1755 | 1
2587 | MENLO 11031721 | 24131103 | MENLO 1103 | 1721 | FALSE | 10927.2973 | 10927.2973 | 52 | 0.75292 | 31.4806 | 1.1175 | 107.9769 | 1918 | 1
5617 | MIRABEL 1101298 | 42091101 | MIRABEL 1101 | 298 | FALSE | 20337.8041 | 20253.8323 | 123 | 0.58817 | 22.3553 | 1.1173 | 115.628 | 1892 | 85.45
694 | PIT NO 1 11013312 | 103721101 | PIT NO 1 1101 | 3312 | FALSE | 14682.6253 | 12944.3529 | 82 | 4.6354 | 201.8061 | 1.0707 | 501.3484 | 1197 | 1
6571 | MC ARTHUR 11011488 | 103491101 | MC ARTHUR 1101 | 1488 | FALSE | 53867.328 | 3970.6557 | 217 | 1.9969 | 46.8254 | 0.27501 | 226.8447 | 1594 | 1
7993 | STILLWATER 1101CB | 103561101 | STILLWATER 1101 | CB | FALSE | 6895.2449 | 6754.5413 | 47 | 4.9769 | 42.9408 | 1.0374 | 102.4575 | 1940 | 1
3453 | LOS GATOS 110760114 | 82021107 | LOS GATOS 1107 | 60114 | FALSE | 39130.9882 | 39130.9882 | 220 | 2.1258 | 37.0573 | 1.1476 | 173.2936 | 1702 | 65.39
3503 | CLAYTON 2215184604 | 12022215 | CLAYTON 2215 | 184604 | FALSE | 16467.2376 | 3361.2922 | 106 | 2.4991 | 38.9236 | 0.21585 | 169.9457 | 1716
5231 | BURNEY 1101CB | 103311101 | BURNEY 1101 | CB | FALSE | 3204.0009 | 1997.9569 | 29 | 5.6323 | 31.0337 | 1.0403 | 262.0724 | 1517 | 1
5033 | ALTO 11243121 | 42031124 | ALTO 1124 | 3121 | FALSE | 4501.3904 | 4501.3904 | 36 | 2.1147 | 2.3419 | 0.99213 | 129.4168 | 1846 | 85.45
4749 | FRUITLAND 11418860 | 192311141 | FRUITLAND 1141 | 8860 | FALSE | 6108.7785 | 3211.911 | 34 | 2.8192 | 8.9675 | 1.0657 | 173.1129 | 1705 | 1
8284 | FRENCH GULCH 11011464 | 103381101 | FRENCH GULCH 1101 | 1464 | FALSE | 1371.4854 | 1371.4854 | 10 | 1.0993 | 101.3381 | 1.0628 | 126.5814 | 1854 | 1
10232 | TIGER CREEK 0201CB | 161380201 | TIGER CREEK 0201 | CB | FALSE | 6022.6718 | 6022.6718 | 20 | 0.24115 | 33.653 | 1.2011 | 174.7898 | 1698 | 65.39
5809 | TEMPLETON 2110N32 | 183052110 | TEMPLETON 2110 | N32 | FALSE | 47644.4105 | 47470.9597 | 251 | 4.0344 | 76.9305 | 1.1469 | 298.1993 | 1451 | 1
7289 | PLACERVILLE 111019582 | 153081110 | PLACERVILLE 1110 | 19582 | FALSE | 11698.5344 | 11698.5344 | 80 | 2.544 | 34.7533 | 1.2545 | 110.8991 | 1908 | 1
9046 | OTTER 11022166 | 182941102 | OTTER 1102 | 2166 | FALSE | 6559.0006 | 6559.0006 | 41 | 0.93741 | 51.3109 | 1.1326 | 196.1831 | 1652 | 1
3955 | GRAYS FLAT 0401CB | 102530401 | GRAYS FLAT 0401 | CB | FALSE | 17261.1138 | 17261.1138 | 77 | 0.84253 | 41.9327 | 1.1602 | 354.4682 | 1366 | 1
4383 | FRUITLAND 114195324 | 192311141 | FRUITLAND 1141 | 95324 | FALSE | 10430.483 | 10430.483 | 40 | 0.030973 | 8.3435 | 1.0094 | 97.4816 | 1970 | 1
9718 | GARBERVILLE 1101323694 | 192221101 | GARBERVILLE 1101 | 323694 | FALSE | 10298.1869 | 10298.1869 | 17 | 0.10826 | 17.4267 | 1.0706 | 89.5148 | 2002
7551 | GARBERVILLE 1101438596 | 192221101 | GARBERVILLE 1101 | 438596 | FALSE | 17736.2716 | 17736.2716 | 69 | 0.15437 | 16.3379 | 1.0508 | 66.1845 | 2114
9937 | OTTER 11022002 | 182941102 | OTTER 1102 | 2002 | FALSE | 4546.6103 | 4546.6103 | 27 | 1.6376 | 61.2848 | 1.1743 | 177.0336 | 1690 | 1
5432 | ALLEGHANY 1101804 | 152101101 | ALLEGHANY 1101 | 804 | FALSE | 35223.4878 | 35223.4878 | 163 | 0.51839 | 20.2993 | 1.0952 | 209.4933 | 1620 | 85.45
6356 | NORTH BRANCH 110113496 | 163231101 | NORTH BRANCH 1101 | 13496 | FALSE | 8111.7845 | 3211.8845 | 58 | 3.069 | 147.6424 | 1.1214 | 168.1169 | 1725 | 1
249 | RINCON 1103CB | 43321103 | RINCON 1103 | CB | FALSE | 6066.7415 | 3931.2505 | 41 | 1.1044 | 23.1797 | 0.64469 | 84.7695 | 2033 | 35.33
1025 | MARIPOSA 2101439030 | 254452101 | MARIPOSA 2101 | 439030 | FALSE | 31570.1115 | 31570.1115 | 200 | 1.2346 | 23.3442 | 1.1 | 247.3908 | 1548 | 1
8791 | GLENN 11012012 | 102601101 | GLENN 1101 | 2012 | FALSE | 48303.6952 | 3708.2991 | 73 | 1.213 | 342.6524 | 0.19027 | 610.7432 | 1094 | 1
10780 | CALPINE 1144962 | 48011144 | CALPINE 1144 | 962 | FALSE | 6465.1165 | 6465.1165 | 13 | 1.1578 | 92.8066 | 1.0774 | 122.9227 | 1861 | 26.55
715 | ALTO 1124430 | 42031124 | ALTO 1124 | 430 | FALSE | 11355.5979 | 11355.5979 | 92 | 0.23158 | 0.89858 | 0.30839 | 143.4477 | 1796 | 1
9633 | MONTE RIO 11131067 | 42811113 | MONTE RIO 1113 | 1067 | FALSE | 1306.3843 | 1306.3843 | 11 | 1.2834 | 22.4236 | 1.0137 | 25.9963 | 2377 | 1
1412 | PLACERVILLE 1109CB | 153081109 | PLACERVILLE 1109 | CB | FALSE | 17781.8863 | 17449.8742 | 133 | 1.0419 | 20.6105 | 1.1039 | 98.8838 | 1960 | 1
8245 | BEAR VALLEY 210513430 | 252192105 | BEAR VALLEY 2105 | 13430 | FALSE | 21106.6036 | 21106.6036 | 129 | 1.4679 | 51.3113 | 1.1346 | 375.4366 | 1329 | 85.45
8966 | MORAGA 1101772781 | 13801101 | MORAGA 1101 | 772781 | FALSE | 2316.7745 | 2316.7745 | 12 | 1.1195 | 24.5527 | 1.1031 | 85.3434 | 2027
3619 | PINE GROVE 11013166 | 163751101 | PINE GROVE 1101 | 3166 | FALSE | 19778.1528 | 19778.1528 | 147 | 2.5661 | 22.6428 | 1.0668 | 96.7473 | 1974 | 1
4486 | WEST POINT 1101CB | 163201101 | WEST POINT 1101 | CB | FALSE | 7713.2869 | 7713.2869 | 20 | 0.67748 | 39.1985 | 1.1964 | 123.6935 | 1859 | 1
3894 | BONNIE NOOK 110186696 | 152301101 | BONNIE NOOK 1101 | 86696 | FALSE | 15512.3886 | 15512.3886 | 86 | 1.0785 | 21.8509 | 1.0368 | 118.1033 | 1879 | 85.45
1913 | OLEMA 1101416 | 42291101 | OLEMA 1101 | 416 | FALSE | 26082.6279 | 26031.4486 | 79 | 0.44509 | 63.6528 | 1.0693 | 81.2878 | 2042 | 1
2787 | PINE GROVE 11013170 | 163751101 | PINE GROVE 1101 | 3170 | FALSE | 64049.8846 | 64049.8846 | 445 | 2.5817 | 39.4606 | 1.0959 | 151.3568 | 1773 | 1
8370 | SWIFT 2110XR332 | 83392110 | SWIFT 2110 | XR332 | FALSE | 29699.1922 | 29699.1922 | 83 | 1.2468 | 167.5606 | 1.1397 | 296.6239 | 1452 | 1
6569 | CURTIS 17058170 | 163351705 | CURTIS 1705 | 8170 | FALSE | 12697.6373 | 12388.5528 | 109 | 0.70395 | 9.1927 | 1.0701 | 138.0395 | 1818 | 1
9835 | SPRING GAP 1702CB | 162831702 | SPRING GAP 1702 | CB | FALSE | 11971.7401 | 11971.7401 | 18 | 0.63509 | 48.9143 | 1.1218 | 173.0854 | 1706 | 1
1693 | BUCKS CREEK 1103338520 | 102211103 | BUCKS CREEK 1103 | 338520 | FALSE | 12890.8329 | 12653.3631 | 87 | 0.33173 | 20.6674 | 0.98385 | 151.4662 | 1772
4370 | OREGON TRAIL 11021584 | 103521102 | OREGON TRAIL 1102 | 1584 | FALSE | 20998.6153 | 20998.6153 | 136 | 1.3796 | 20.2006 | 1.0496 | 117.4189 | 1885 | 1
6223 | MOLINO 1101152 | 42571101 | MOLINO 1101 | 152 | FALSE | 16493.2298 | 2668.6977 | 125 | 7.3158 | 28.56 | 0.4684 | 103.0488 | 1937 | 65.39
991 | PEORIA 170413494 | 163781704 | PEORIA 1704 | 13494 | FALSE | 12093.2449 | 4454.735 | 93 | 5.4038 | 40.4595 | 1.0506 | 170.6202 | 1712 | 47.64
5782 | GARBERVILLE 11026084 | 192221102 | GARBERVILLE 1102 | 6084 | FALSE | 24635.3535 | 24635.3535 | 120 | 0.39255 | 14.4168 | 1.0213 | 46.9926 | 2233 | 1
8670 | COTATI 1102462 | 42271102 | COTATI 1102 | 462 | FALSE | 6310.2369 | 4550.7014 | 40 | 4.485 | 39.558 | 1.0156 | 125.2992 | 1858 | 1
5839 | SOLEDAD 21027048 | 182052102 | SOLEDAD 2102 | 7048 | FALSE | 47036.8755 | 18663.2877 | 173 | 0.47786 | 30.4045 | 0.39602 | 271.6147 | 1491 | 1
5090 | BRIDGEVILLE 1102CB | 192461102 | BRIDGEVILLE 1102 | CB | FALSE | 19625.3536 | 4723.1827 | 52 | 0.38841 | 27.693 | 0.62924 | 86.4729 | 2019 | 35.33
10131 | CMC 1101CB | 183111101 | CMC 1101 | CB | FALSE | 3286.0633 | 3286.0633 | 16 | 4.3537 | 266.2035 | 1.096 | 272.3255 | 1488 | 1
4953 | FRENCH GULCH 11021462 | 103381102 | FRENCH GULCH 1102 | 1462 | FALSE | 16147.0874 | 16116.0676 | 51 | 0.71152 | 67.6184 | 1.1303 | 137.3214 | 1821 | 1
8365 | GRASS VALLEY 110358498 | 152031103 | GRASS VALLEY 1103 | 58498 | FALSE | 3648.0777 | 1920.6561 | 34 | 1.2045 | 8.1253 | 0.80616 | 43.134 | 2259 | 1
4523 | TIDEWATER 210665866 | 14652106 | TIDEWATER 2106 | 65866 | FALSE | 13028.5461 | 5501.1432 | 65 | 1.6065 | 78.4772 | 0.73167 | 158.5163 | 1752 | 1
6685 | OCEANO 1102749231 | 182601102 | OCEANO 1102 | 749231 | FALSE | 18200.1936 | 8940.1081 | 141 | 4.4664 | 23.2592 | 1.0683 | 210.5727 | 1619
2541 | BRUNSWICK 110651486 | 152481106 | BRUNSWICK 1106 | 51486 | FALSE | 91205.7549 | 91205.7549 | 656 | 1.7944 | 24.748 | 1.0639 | 123.462 | 1860 | 85.45
7132 | ANTLER 11011612 | 103271101 | ANTLER 1101 | 1612 | FALSE | 14766.2971 | 14766.2971 | 86 | 1.7926 | 31.3345 | 1.0653 | 147.1224 | 1785 | 1
7872 | PIT NO 1 110170952 | 103721101 | PIT NO 1 1101 | 70952 | FALSE | 2749.7949 | 2724.6488 | 29 | 4.079 | 56.3759 | 1.031 | 320.7855 | 1414 | 1
5114 | DUNBAR 110147964 | 43071101 | DUNBAR 1101 | 47964 | FALSE | 12397.0354 | 10475.6408 | 68 | 0.56481 | 18.6589 | 0.89084 | 129.5748 | 1845 | 1
7691 | POINT ARENA 110198224 | 43381101 | POINT ARENA 1101 | 98224 | FALSE | 3847.8762 | 3847.8762 | 23 | 1.2303 | 38.6265 | 1.0789 | 166.5531 | 1730
2530 | BRUNSWICK 111061602 | 152481110 | BRUNSWICK 1110 | 61602 | FALSE | 17974.447 | 15796.3436 | 137 | 2.3972 | 20.915 | 1.2392 | 142.021 | 1802 | 1
7167 | FRENCH GULCH 11012905 | 103381101 | FRENCH GULCH 1101 | 2905 | FALSE | 15594.3492 | 15594.3492 | 83 | 2.0649 | 102.8125 | 1.2172 | 142.3421 | 1801 | 1
4457 | HIGGINS 11041006 | 152691104 | HIGGINS 1104 | 1006 | FALSE | 32324.6992 | 17529.4826 | 266 | 1.2631 | 16.5883 | 1.1028 | 184.0652 | 1676 | 1
9405 | SILVERADO 2105861266 | 43432105 | SILVERADO 2105 | 861266 | FALSE | 3852.0148 | 2503.894 | 31 | 0.15094 | 4.4787 | 0.66729 | 101.2826 | 1949
463 | WEIMAR 11012084 | 152491101 | WEIMAR 1101 | 2084 | FALSE | 29723.3403 | 29723.3403 | 219 | 2.4054 | 30.5204 | 1.0991 | 131.3983 | 1843 | 1
3551 | WILLOW CREEK 11014904 | 192171101 | WILLOW CREEK 1101 | 4904 | FALSE | 29337.0631 | 29337.0631 | 121 | 0.20914 | 22.0014 | 1.0718 | 61.1434 | 2146 | 1
6996 | KONOCTI 1102714370 | 43311102 | KONOCTI 1102 | 714370 | FALSE | 4274.3031 | 3423.0115 | 28 | 1.6207 | 120.9601 | 1.2299 | 368.3867 | 1342
1102 | MC KEE 1107XR010 | 83531107 | MC KEE 1107 | XR010 | FALSE | 22011.3924 | 4483.0278 | 160 | 3.4349 | 51.5429 | 0.29887 | 168.0653 | 1726 | 1
2551 | SOLEDAD 2102823854 | 182052102 | SOLEDAD 2102 | 823854 | FALSE | 6899.0553 | 3307.4207 | 33 | 1.5812 | 46.0757 | 0.84185 | 363.6041 | 1348
2101 | SAN BENITO 210488772 | 182742104 | SAN BENITO 2104 | 88772 | FALSE | 69339.2928 | 39135.7756 | 474 | 2.7501 | 41.8537 | 0.91571 | 187.0188 | 1668 | 1
7410 | RIO DELL 11028852 | 192251102 | RIO DELL 1102 | 8852 | FALSE | 7650.5094 | 7473.9899 | 46 | 1.1292 | 21.7266 | 1.0266 | 54.47 | 2184 | 1
5404 | PIT NO 3 21011386 | 103732101 | PIT NO 3 2101 | 1386 | FALSE | 11052.9537 | 11052.9537 | 47 | 1.3382 | 84.306 | 1.0881 | 296.3406 | 1453 | 1
4186 | MARIPOSA 210110170 | 254452101 | MARIPOSA 2101 | 10170 | FALSE | 26253.3221 | 26253.3221 | 149 | 1.3051 | 51.1453 | 1.146 | 256.1773 | 1532 | 102.14
7884 | SONOMA 11045661 | 42721104 | SONOMA 1104 | 5661 | FALSE | 8173.4897 | 4658.2663 | 66 | 7.2747 | 50.261 | 0.95388 | 169.0465 | 1721 | 26.55
967 | DUNBAR 1102903030 | 43071102 | DUNBAR 1102 | 903030 | FALSE | 2341.4408 | 2341.4408 | 17 | 3.1124 | 41.1336 | 1.06 | 137.2956 | 1823
5103 | SAN LUIS OBISPO 1107V18 | 182631107 | SAN LUIS OBISPO 1107 | V18 | FALSE | 6444.7052 | 4344.0922 | 41 | 0.57851 | 10.4568 | 1.0208 | 204.0579 | 1633 | 1
177 | KING CITY 11037038 | 182031103 | KING CITY 1103 | 7038 | FALSE | 35749.3707 | 29491.4615 | 186 | 3.1956 | 66.444 | 1.0221 | 250.588 | 1538 | 1
4472 | WEST POINT 110277204 | 163201102 | WEST POINT 1102 | 77204 | FALSE | 11918.386 | 11918.386 | 68 | 1.8841 | 50.2375 | 1.1775 | 128.4194 | 1848
8017 | PIT NO 3 2101CB | 103732101 | PIT NO 3 2101 | CB | FALSE | 7292.0294 | 7292.0294 | 7 | 0.47212 | 66.7128 | 1.3412 | 1059.6264 | 793 | 1
4764 | ALLEGHANY 1101CB | 152101101 | ALLEGHANY 1101 | CB | FALSE | 7034.6563 | 7034.6563 | 40 | 3.1018 | 19.3999 | 1.0556 | 93.9669 | 1986 | 85.45
2091 | STELLING 111060094 | 83481110 | STELLING 1110 | 60094 | FALSE | 15867.8413 | 15867.8413 | 95 | 0.4973 | 14.3574 | 1.092 | 93.9049 | 1987 | 65.39
2701 | PEORIA 170567898 | 163781705 | PEORIA 1705 | 67898 | FALSE | 9738.6344 | 6917.4777 | 70 | 2.3859 | 19.0486 | 1.056 | 138.197 | 1816 | 1
8037 | CAYUCOS 1102613456 | 182551102 | CAYUCOS 1102 | 613456 | FALSE | 38029.4611 | 21637.0644 | 145 | 0.70529 | 56.5297 | 0.78412 | 256.2574 | 1531
4958 | WILLOW CREEK 11035012 | 192171103 | WILLOW CREEK 1103 | 5012 | FALSE | 17904.0624 | 17904.0624 | 131 | 1.0219 | 10.9329 | 1.45 | 62.8252 | 2137 | 1
1586 | MARTELL 110111244 | 163011101 | MARTELL 1101 | 11244 | FALSE | 34513.2878 | 33294.1457 | 202 | 1.4118 | 23.3704 | 1.1059 | 70.2755 | 2093 | 1
8222 | DUNBAR 1102528 | 43071102 | DUNBAR 1102 | 528 | FALSE | 6520.0631 | 5521.142 | 50 | 4.0054 | 30.7254 | 1.0729 | 173.339 | 1701 | 1
6649 | SAN LUIS OBISPO 1108337126 | 182631108 | SAN LUIS OBISPO 1108 | 337126 | FALSE | 3227.6651 | 1128.521 | 28 | 3.1224 | 45.5312 | 1.0047 | 257.5116 | 1527
716 | LAKEVILLE 1102280 | 43371102 | LAKEVILLE 1102 | 280 | FALSE | 10907.0769 | 1106.406 | 52 | 2.5456 | 110.566 | 0.18979 | 180.7486 | 1682 | 26.55
1162 | DUNBAR 1101302 | 43071101 | DUNBAR 1101 | 302 | FALSE | 16561.5527 | 14104.3324 | 123 | 2.5711 | 20.127 | 1.0333 | 134.8667 | 1832 | 35.33
5443 | DUNBAR 1103534 | 43071103 | DUNBAR 1103 | 534 | FALSE | 27841.2407 | 25519.0889 | 162 | 1.2754 | 36.2458 | 1.0759 | 161.0686 | 1743 | 47.64
3834 | STILLWATER 11011320 | 103561101 | STILLWATER 1101 | 1320 | FALSE | 32275.3239 | 31878.2376 | 179 | 2.3633 | 23.8002 | 1.0648 | 41.1443 | 2271 | 1
3066 | SHADY GLEN 1102CB | 152431102 | SHADY GLEN 1102 | CB | FALSE | 34051.8134 | 34051.8134 | 240 | 2.3089 | 21.9325 | 1.0444 | 88.9032 | 2008 | 85.45
8639 | GREEN VALLEY 2101135762 | 83192101 | GREEN VALLEY 2101 | 135762 | FALSE | 4515.3768 | 1189.5286 | 28 | 1.5525 | 68.6767 | 0.56084 | 173.1219 | 1704
1363 | BURNEY 11011322 | 103311101 | BURNEY 1101 | 1322 | FALSE | 30035.9017 | 25851.0688 | 81 | 5.8617 | 123.695 | 1.0114 | 378.0361 | 1324 | 1
5427 | PENRYN 1103CB | 152561103 | PENRYN 1103 | CB | FALSE | 5107.0559 | 3866.6599 | 37 | 7.1895 | 31.5805 | 1.0365 | 86.715 | 2017 | 14.95
8202 | DUNBAR 1102861496 | 43071102 | DUNBAR 1102 | 861496 | FALSE | 7188.816 | 7188.816 | 51 | 3.8169 | 34.6529 | 0.97389 | 163.8005 | 1737
3776 | ALTO 1125510 | 42031125 | ALTO 1125 | 510 | FALSE | 11861.6385 | 11861.6385 | 77 | 0.86327 | 7.8612 | 1.0276 | 112.7525 | 1903 | 26.55
2524 | PHILO 1102920 | 42601102 | PHILO 1102 | 920 | FALSE | 42024.2659 | 28596.0082 | 258 | 1.9068 | 45.6488 | 1.0279 | 168.9827 | 1722 | 1
3582 | SAN RAFAEL 1108516 | 42011108 | SAN RAFAEL 1108 | 516 | FALSE | 17602.5759 | 17602.5759 | 135 | 1.2235 | 7.3496 | 1.2447 | 70.1443 | 2094 | 1
6863 | GREEN VALLEY 2101942143 | 83192101 | GREEN VALLEY 2101 | 942143 | FALSE | 13604.5625 | 8138.4591 | 74 | 2.578 | 23.6315 | 0.87341 | 105.0805 | 1928
7880 | POINT ARENA 110183354 | 43381101 | POINT ARENA 1101 | 83354 | FALSE | 8260.8147 | 8260.8147 | 36 | 1.1409 | 48.101 | 1.0776 | 210.679 | 1618 | 1
2799 | TASSAJARA 211238868 | 14662112 | TASSAJARA 2112 | 38868 | FALSE | 6917.0797 | 3119.1276 | 61 | 2.1201 | 32.8222 | 1.2229 | 103.4846 | 1934 | 1
6124 | ANDERSON 1101CB | 103261101 | ANDERSON 1101 | CB | FALSE | 10780.8577 | 1904.2009 | 85 | 3.009 | 41.2849 | 1.3395 | 158.1087 | 1753 | 1
6165 | BRUNSWICK 1105CB | 152481105 | BRUNSWICK 1105 | CB | FALSE | 2138.4101 | 1870.8826 | 21 | 0.62865 | 7.6921 | 1.0238 | 21.5686 | 2432 | 102.14
9119 | SONOMA 1106296492 | 42721106 | SONOMA 1106 | 296492 | FALSE | 3708.9492 | 1270.5979 | 29 | 0.99566 | 14.1928 | 0.5236 | 198.5181 | 1644
3902 | SOLEDAD 2102858388 | 182052102 | SOLEDAD 2102 | 858388 | FALSE | 13234.6519 | 7717.2675 | 72 | 0.5808 | 16.3815 | 0.73211 | 315.5206 | 1423
6187 | JESSUP 11013383 | 103441101 | JESSUP 1101 | 3383 | FALSE | 3031.9376 | 2267.9133 | 24 | 1.944 | 14.3245 | 1.0195 | 99.0724 | 1957 | 1
4407 | APPLE HILL 210297982 | 153662102 | APPLE HILL 2102 | 97982 | FALSE | 15545.7354 | 15545.7354 | 104 | 1.1786 | 25.7921 | 1.0528 | 187.9326 | 1666 | 102.14
3447 | WYANDOTTE 11031974 | 102911103 | WYANDOTTE 1103 | 1974 | FALSE | 36068.6353 | 36068.6353 | 259 | 2.0812 | 31.077 | 1.0429 | 157.702 | 1756 | 102.14
7950 | SONOMA 11033052 | 42721103 | SONOMA 1103 | 3052 | FALSE | 25170.0534 | 20257.093 | 163 | 1.7881 | 22.452 | 0.83121 | 138.2678 | 1815 | 1
5166 | LOS GATOS 1106LB48 | 82021106 | LOS GATOS 1106 | LB48 | FALSE | 23668.374 | 23668.374 | 142 | 1.1936 | 16.6077 | 1.0671 | 89.798 | 2000 | 1
3055 | LAS POSITAS 2108MR190 | 14402108 | LAS POSITAS 2108 | MR190 | FALSE | 18265.303 | 1336.9264 | 130 | 1.5029 | 92.5977 | 0.36754 | 303.8443 | 1444 | 1
8820 | HICKS 2101CB | 83432101 | HICKS 2101 | CB | FALSE | 17493.6949 | 8660.4867 | 20 | 4.6775 | 31.9385 | 0.59688 | 120.7431 | 1868
987 | OAKHURST 110310140 | 254421103 | OAKHURST 1103 | 10140 | FALSE | 26724.0842 | 26724.0842 | 188 | 2.1365 | 20.6781 | 1.0524 | 119.5136 | 1871 | 1
1124 | COARSEGOLD 210210040 | 254432102 | COARSEGOLD 2102 | 10040 | FALSE | 28379.0201 | 28379.0201 | 213 | 3.5052 | 36.16 | 1.1123 | 189.319 | 1665 | 1
6998 | PUEBLO 1104640 | 43291104 | PUEBLO 1104 | 640 | FALSE | 5054.3067 | 1636.7685 | 43 | 1.9527 | 15.7837 | 0.36396 | 103.5522 | 1933 | 1
2113 | HALSEY 11025739 | 152241102 | HALSEY 1102 | 5739 | FALSE | 10731.8696 | 10731.8696 | 74 | 3.5119 | 32.0066 | 1.1219 | 107.9805 | 1917 | 1
6086 | SONOMA 1102113082 | 42721102 | SONOMA 1102 | 113082 | FALSE | 11746.8209 | 9857.3648 | 75 | 1.717 | 13.5995 | 0.88625 | 142.6253 | 1799
4138 | ORO FINO 11022096 | 103031102 | ORO FINO 1102 | 2096 | FALSE | 22772.919 | 22772.919 | 129 | 1.0454 | 23.7416 | 1.0491 | 133.1159 | 1838 | 85.45
1101 | HOOPA 110137202 | 192401101 | HOOPA 1101 | 37202 | FALSE | 46485.9706 | 40065.4375 | 190 | 0.13742 | 10.6696 | 0.81789 | 17.2008 | 2500 | 1
1135 | LOS GATOS 1106LB44 | 82021106 | LOS GATOS 1106 | LB44 | FALSE | 31139.8726 | 31139.8726 | 213 | 2.2421 | 23.7701 | 1.0731 | 100.8516 | 1950 | 1
5450 | FORESTHILL 11011802 | 152181101 | FORESTHILL 1101 | 1802 | FALSE | 35771.0229 | 35771.0229 | 259 | 1.0577 | 18.3871 | 1.0736 | 79.811 | 2049 | 102.14
5898 | WISE 1102465074 | 152271102 | WISE 1102 | 465074 | FALSE | 7662.1855 | 7662.1855 | 57 | 2.99 | 16.0863 | 1.0435 | 95.1304 | 1981
7150 | FRUITLAND 1141200856 | 192311141 | FRUITLAND 1141 | 200856 | FALSE | 4144.4334 | 4144.4334 | 31 | 0.22788 | 5.5784 | 1.0141 | 73.6449 | 2076
6814 | SAN ARDO 11017632 | 182191101 | SAN ARDO 1101 | 7632 | FALSE | 13210.2353 | 3566.1023 | 35 | 1.0532 | 153.8237 | 0.37684 | 263.7953 | 1512 | 1
4514 | SOLEDAD 2101526864 | 182052101 | SOLEDAD 2101 | 526864 | FALSE | 5659.7355 | 5008.6837 | 18 | 0.794 | 147.9595 | 1.0894 | 261.8161 | 1518
368 | POINT MORETTI 11015078 | 82931101 | POINT MORETTI 1101 | 5078 | FALSE | 23873.1972 | 23873.1972 | 154 | 1.479 | 24.2248 | 1.0478 | 41.9114 | 2267 | 26.55
4025 | CARLOTTA 1121CB | 192291121 | CARLOTTA 1121 | CB | FALSE | 37542.2534 | 4224.1485 | 255 | 4.5848 | 38.7137 | 0.5808 | 102.3882 | 1942 | 1
9319 | GONZALES 11013094 | 182131101 | GONZALES 1101 | 3094 | FALSE | 14546.7613 | 6578.8406 | 63 | 0.62146 | 103.0082 | 0.62533 | 239.8109 | 1568 | 1
5655 | CHALLENGE 1101CB | 103201101 | CHALLENGE 1101 | CB | FALSE | 26652.3351 | 26652.3351 | 128 | 0.67699 | 17.5287 | 1.0425 | 102.4016 | 1941 | 102.14
9730 | MC KEE 1108976553 | 83531108 | MC KEE 1108 | 976553 | FALSE | 3112.5676 | 1744.6035 | 20 | 1.7345 | 154.8756 | 0.57866 | 174.5173 | 1699
8214 | BRUNSWICK 1106CB | 152481106 | BRUNSWICK 1106 | CB | FALSE | 14175.8367 | 14066.7084 | 88 | 1.1767 | 14.9209 | 1.034 | 43.8173 | 2253 | 85.45
1366 | HALF MOON BAY 11036014 | 24101103 | HALF MOON BAY 1103 | 6014 | FALSE | 19985.2036 | 9962.9663 | 106 | 1.1968 | 30.8515 | 0.95433 | 149.4232 | 1779 | 1
2140 | BRUNSWICK 1102CB | 152481102 | BRUNSWICK 1102 | CB | FALSE | 10098.7974 | 10098.7974 | 73 | 0.71139 | 12.8003 | 1.0293 | 35.5525 | 2306 | 85.45
916 | WYANDOTTE 1105329930 | 102911105 | WYANDOTTE 1105 | 329930 | FALSE | 19740.5748 | 10526.1812 | 137 | 5.0669 | 23.8797 | 1.1203 | 89.3966 | 2004 | 1
4781 | SONOMA 1105539450 | 42721105 | SONOMA 1105 | 539450 | FALSE | 3896.0108 | 2403.5482 | 28 | 3.6674 | 21.7307 | 0.83162 | 148.5497 | 1781
5493 | SHADY GLEN 11012768 | 152431101 | SHADY GLEN 1101 | 2768 | FALSE | 13051.8561 | 12269.0577 | 88 | 3.0691 | 33.2688 | 1.1863 | 88.7266 | 2009 | 65.39
1441 | MIWUK 170111800 | 163661701 | MIWUK 1701 | 11800 | FALSE | 15325.4468 | 15325.4468 | 116 | 1.1814 | 14.8389 | 1.2554 | 242.093 | 1561 | 65.39
2749 | ELK 1101900 | 42981101 | ELK 1101 | 900 | FALSE | 34419.9463 | 14125.5477 | 185 | 1.2882 | 61.6505 | 0.71322 | 228.3452 | 1591 | 1
1288 | CALAVERAS CEMENT 11012646 | 162211101 | CALAVERAS CEMENT 1101 | 2646 | FALSE | 28413.9838 | 28413.9838 | 149 | 3.0661 | 64.6874 | 1.1821 | 176.2359 | 1694
5358 | UKIAH 1113968652 | 42771113 | UKIAH 1113 | 968652 | FALSE | 3017.7923 | 1606.1834 | 25 | 2.2991 | 15.5974 | 0.82584 | 114.1474 | 1898
9622 | SAN RAFAEL 110863598 | 42011108 | SAN RAFAEL 1108 | 63598 | FALSE | 3076.8023 | 3076.8023 | 24 | 1.7318 | 18.4049 | 1.0394 | 74.3537 | 2071 | 85.45
6523 | ALTO 1124870444 | 42031124 | ALTO 1124 | 870444 | FALSE | 4770.1261 | 4746.504 | 35 | 0.63388 | 4.5262 | 1.0214 | 122.3071 | 1864
4747 | SANTA ROSA A 1104716 | 42151104 | SANTA ROSA A 1104 | 716 | FALSE | 14319.9438 | 14319.9438 | 109 | 2.8522 | 36.6232 | 1.0699 | 113.9799 | 1900 | 26.55
9188 | HALF MOON BAY 1102350336 | 24101102 | HALF MOON BAY 1102 | 350336 | FALSE | 2699.1632 | 1936.9418 | 13 | 0.98945 | 31.5805 | 0.90197 | 139.0255 | 1813
10068 | SAN LUIS OBISPO 1108809986 | 182631108 | SAN LUIS OBISPO 1108 | 809986 | FALSE | 3460.671 | 1661.0044 | 18 | 1.8846 | 54.2294 | 0.89381 | 119.23 | 1872
3493 | MARTELL 110198374 | 163011101 | MARTELL 1101 | 98374 | FALSE | 6103.4021 | 1330.8093 | 46 | 2.7679 | 44.3826 | 1.6384 | 56.1694 | 2175 | 1
7603 | CLOVERDALE 1102262 | 42821102 | CLOVERDALE 1102 | 262 | FALSE | 9547.2777 | 2067.1657 | 61 | 0.92173 | 10.0678 | 0.39025 | 112.2285 | 1905 | 1
712 | SILVERADO 2105247660 | 43432105 | SILVERADO 2105 | 247660 | FALSE | 5200.0544 | 3858.4886 | 35 | 0.13641 | 11.6081 | 1.0294 | 144.077 | 1794
4631 | BRUNSWICK 11052210 | 152481105 | BRUNSWICK 1105 | 2210 | FALSE | 36938.5346 | 36938.5346 | 280 | 0.60175 | 11.5825 | 1.1396 | 84.7902 | 2032 | 102.14
1236 | OAKHURST 11035480 | 254421103 | OAKHURST 1103 | 5480 | FALSE | 27352.0687 | 27352.0687 | 180 | 4.5063 | 55.0811 | 1.0523 | 169.2363 | 1720 | 1
2425 | PIT NO 3 21011360 | 103732101 | PIT NO 3 2101 | 1360 | FALSE | 36445.2787 | 36106.6297 | 92 | 2.0316 | 106.2838 | 1.0812 | 304.0594 | 1443 | 1
3999 | CALAVERAS CEMENT 11011419 | 162211101 | CALAVERAS CEMENT 1101 | 1419 | FALSE | 24160.9517 | 24160.9517 | 130 | 2.4462 | 61.5653 | 1.2509 | 145.1035 | 1792 | 1
3421 | HIGGINS 1104324510 | 152691104 | HIGGINS 1104 | 324510 | FALSE | 20073.6016 | 20073.6016 | 154 | 2.6581 | 44.0241 | 1.1535 | 194.5257 | 1656 | 1
6037 | COARSEGOLD 210210050 | 254432102 | COARSEGOLD 2102 | 10050 | FALSE | 11290.6239 | 11290.6239 | 81 | 1.6366 | 16.7105 | 1.0526 | 101.871 | 1946 | 1
942 | WEST POINT 110293116 | 163201102 | WEST POINT 1102 | 93116 | FALSE | 68103.7314 | 68103.7314 | 453 | 1.9306 | 34.7115 | 1.1273 | 118.4962 | 1875 | 65.39
1810 | CABRILLO 1104CB | 183101104 | CABRILLO 1104 | CB | FALSE | 27455.7877 | 6641.9361 | 121 | 1.4454 | 26.1364 | 0.85979 | 158.5842 | 1751 | 1
1626 | MOLINO 110251788 | 42571102 | MOLINO 1102 | 51788 | FALSE | 20901.6945 | 8188.5748 | 153 | 2.3619 | 11.1338 | 0.57735 | 89.1639 | 2005 | 11.22
6259 | RISING RIVER 11019032 | 103551101 | RISING RIVER 1101 | 9032 | FALSE | 37853.3581 | 36827.5633 | 175 | 3.3081 | 118.3656 | 1.1032 | 413.8546 | 1280 | 1
1825 | FORT BRAGG A 11014622 | 42761101 | FORT BRAGG A 1101 | 4622 | FALSE | 21650.6648 | 21650.6648 | 109 | 0.44333 | 20.0627 | 1.1012 | 73.5891 | 2077 | 1
5920 | CASTRO VALLEY 1110MR243 | 14091110 | CASTRO VALLEY 1110 | MR243 | FALSE | 8929.805 | 8929.805 | 72 | 3.2103 | 51.6382 | 1.0131 | 128.0484 | 1849
3864 | PLACER 1103429574 | 152461103 | PLACER 1103 | 429574 | FALSE | 15346.7415 | 8004.0474 | 114 | 3.8893 | 26.3675 | 1.0602 | 99.3413 | 1955
4013 | LAURELES 1111CB | 182371111 | LAURELES 1111 | CB | FALSE | 13124.836 | 11515.5312 | 82 | 1.5548 | 69.3994 | 1.4552 | 185.6036 | 1669 | 1
9810 | MENLO 11028896 | 24131102 | MENLO 1102 | 8896 | FALSE | 2488.0112 | 1537.9857 | 14 | 0.125 | 15.2311 | 0.8219 | 52.1302 | 2200 | 65.39
8395 | CARLOTTA 112142896 | 192291121 | CARLOTTA 1121 | 42896 | FALSE | 8829.785 | 3686.5968 | 71 | 3.2735 | 21.7134 | 0.8704 | 80.3834 | 2046 | 1
5390 | SOLEDAD 2102304826 | 182052102 | SOLEDAD 2102 | 304826 | FALSE | 14243.5781 | 8398.3076 | 61 | 0.52419 | 7.2069 | 0.51962 | 384.6024 | 1312
4943 | PINE GROVE 1102CB | 163751102 | PINE GROVE 1102 | CB | FALSE | 17461.9206 | 17461.9206 | 136 | 1.5421 | 17.8123 | 1.0731 | 159.9625 | 1746 | 65.39
2277 | ORO FINO 11022560 | 103031102 | ORO FINO 1102 | 2560 | FALSE | 26913.6157 | 26913.6157 | 179 | 1.0329 | 20.4141 | 1.0474 | 135.7772 | 1829 | 102.14
8219 | CAMPHORA 1101613562 | 182071101 | CAMPHORA 1101 | 613562 | FALSE | 9602.6341 | 5945.3079 | 29 | 0.67912 | 62.8413 | 0.65234 | 198.1499 | 1645
8001 | MOLINO 1102189602 | 42571102 | MOLINO 1102 | 189602 | FALSE | 1011.2208 | 1011.2208 | 9 | 3.4226 | 22.661 | 1.0305 | 134.7619 | 1833
8797 | CAMP EVERS 210533542 | 83622105 | CAMP EVERS 2105 | 33542 | FALSE | 4316.4835 | 4316.4835 | 39 | 1.5186 | 8.1442 | 1.0086 | 29.934 | 2346 | 35.33
6026 | ROSSMOOR 110837848 | 14161108 | ROSSMOOR 1108 | 37848 | FALSE | 9580.5994 | 9580.5994 | 60 | 1.3471 | 48.0432 | 1.0567 | 176.9482 | 1691 | 65.39
9862 | MONTE RIO 11113891 | 42811111 | MONTE RIO 1111 | 3891 | FALSE | 5583.0951 | 5583.0951 | 23 | 0.24909 | 28.3 | 1.0565 | 68.3151 | 2101 | 65.39
9761 | HALF MOON BAY 1103341542 | 24101103 | HALF MOON BAY 1103 | 341542 | FALSE | 10584.332 | 9768.7602 | 47 | 1.1796 | 52.0373 | 1.0791 | 161.0484 | 1744
6971 | WILLOW CREEK 11037514 | 192171103 | WILLOW CREEK 1103 | 7514 | FALSE | 16121.906 | 14595.7178 | 118 | 2.1853 | 16.7529 | 1.084 | 51.2832 | 2206 | 47.64
8324 | MONTE RIO 1112999 | 42811112 | MONTE RIO 1112 | 999 | FALSE | 1412.3755 | 1412.3755 | 7 | 1.2249 | 18.2271 | 1.6021 | 122.3126 | 1863 | 85.45
3097 | ATASCADERO 1103492068 | 182541103 | ATASCADERO 1103 | 492068 | FALSE | 13334.8935 | 11954.6281 | 75 | 10.0164 | 90.5464 | 1.6538 | 169.7517 | 1718
1839 | VOLTA 11021650 | 102541102 | VOLTA 1102 | 1650 | FALSE | 34931.9743 | 34931.9743 | 154 | 2.5222 | 40.6367 | 1.0913 | 252.2302 | 1537 | 1
5835 | APPLE HILL 110497086 | 153661104 | APPLE HILL 1104 | 97086 | FALSE | 41345.0987 | 41345.0987 | 301 | 2.3319 | 27.2775 | 1.0658 | 132.4839 | 1840 | 102.14
1545 | MARTELL 110191216 | 163011101 | MARTELL 1101 | 91216 | FALSE | 65291.6361 | 65291.6361 | 380 | 1.3257 | 48.3146 | 1.1211 | 143.7419 | 1795 | 1
812 | DUNBAR 1102246 | 43071102 | DUNBAR 1102 | 246 | FALSE | 21497.7557 | 21497.7557 | 148 | 2.7865 | 20.128 | 1.0324 | 98.1055 | 1967 | 35.33
6481 | DEL MONTE 21043088 | 182222104 | DEL MONTE 2104 | 3088 | FALSE | 24808.0862 | 24808.0862 | 175 | 3.4976 | 90.7153 | 1.1052 | 135.1128 | 1831 | 1
336 | CAMBRIA 1102CB | 182771102 | CAMBRIA 1102 | CB | FALSE | 37414.4172 | 25753.259 | 153 | 0.95503 | 89.8857 | 1.0058 | 155.1527 | 1763 | 1
3334 | VOLTA 110297816 | 102541102 | VOLTA 1102 | 97816 | FALSE | 8457.2763 | 8457.2763 | 50 | 1.4848 | 34.5024 | 1.0619 | 169.4239 | 1719 | 1
1241 | CALAVERAS CEMENT 110147968 | 162211101 | CALAVERAS CEMENT 1101 | 47968 | FALSE | 65100.4862 | 65100.4862 | 306 | 0.98091 | 58.0319 | 1.2139 | 229.0575 | 1588 | 1
8572 | LOS GATOS 110760024 | 82021107 | LOS GATOS 1107 | 60024 | FALSE | 6398.0407 | 6398.0407 | 27 | 2.2734 | 39.415 | 1.1807 | 118.0471 | 1880 | 47.64
8425 | PINE GROVE 110194936 | 163751101 | PINE GROVE 1101 | 94936 | FALSE | 14750.2856 | 14750.2856 | 82 | 2.5734 | 37.0315 | 1.1044 | 117.7375 | 1883 | 1
10220 | ALLEGHANY 1101808 | 152101101 | ALLEGHANY 1101 | 808 | FALSE | 9941.3745 | 9941.3745 | 23 | 0.016794 | 17.3407 | 0.89612 | 107.5525 | 1920 | 1
1021 | EL DORADO PH 210119752 | 152762101 | EL DORADO PH 2101 | 19752 | FALSE | 58764.7318 | 58764.7318 | 436 | 1.1515 | 18.5552 | 1.0584 | 104.6256 | 1929 | 102.14
5417 | SILVERADO 2105131568 | 43432105 | SILVERADO 2105 | 131568 | FALSE | 7881.7386 | 6658.8017 | 57 | 0.28722 | 6.2032 | 1.0029 | 77.208 | 2060
3018 | LUCERNE 110638632 | 43351106 | LUCERNE 1106 | 38632 | FALSE | 7538.4158 | 7535.3678 | 58 | 0.444 | 4.3499 | 1.0327 | 125.725 | 1857 | 1
9909 | OLEMA 1101337220 | 42291101 | OLEMA 1101 | 337220 | FALSE | 8725.086 | 7959.8917 | 28 | 0.38748 | 33.0175 | 1.0326 | 76.0082 | 2062
7162 | BIG BEND 1101CB | 103751101 | BIG BEND 1101 | CB | FALSE | 37377.2089 | 37377.2089 | 171 | 1.5235 | 40.1497 | 1.0705 | 60.8273 | 2149 | 85.45
9067 | PEORIA 170570198 | 163781705 | PEORIA 1705 | 70198 | FALSE | 5102.4847 | 3628.2739 | 36 | 2.9313 | 30.81 | 1.1268 | 164.1355 | 1736 | 1
6816 | REDBUD 1101400 | 43191101 | REDBUD 1101 | 400 | FALSE | 1650.11 | 1410.4889 | 14 | 1.3357 | 15.3229 | 1.0414 | 97.4469 | 1971 | 1
5252 | POINT ARENA 110137426 | 43381101 | POINT ARENA 1101 | 37426 | FALSE | 8142.4343 | 1270.4089 | 65 | 0.94295 | 39.7381 | 0.46504 | 164.8689 | 1735 | 14.95
7444 | HOLLISTER 21064004 | 182492106 | HOLLISTER 2106 | 4004 | FALSE | 32627.9425 | 14083.7966 | 180 | 0.5931 | 26.3778 | 0.2881 | 159.4123 | 1748 | 1
2021 | WOODACRE 11021280 | 43021102 | WOODACRE 1102 | 1280 | FALSE | 13974.6466 | 13812.836 | 111 | 1.6321 | 7.1059 | 0.96111 | 83.4065 | 2034 | 1
9350 | WEST POINT 1101L3355 | 163201101 | WEST POINT 1101 | L3355 | FALSE | 3618.1853 | 3618.1853 | 27 | 0.55031 | 7.6031 | 1.0335 | 67.8566 | 2102 | 102.14
4549 | ALHAMBRA 110595016 | 14101105 | ALHAMBRA 1105 | 95016 | FALSE | 7771.8455 | 1223.0109 | 69 | 1.9525 | 28.8212 | 0.34622 | 109.0983 | 1914 | 1
5052 | BIG MEADOWS 21012474 | 102812101 | BIG MEADOWS 2101 | 2474 | FALSE | 13467.3498 | 13410.8685 | 83 | 0.64708 | 16.3018 | 1.0483 | 276.607 | 1482 | 65.39
616 | SONOMA 1104414 | 42721104 | SONOMA 1104 | 414 | FALSE | 35132.3675 | 2113.8048 | 260 | 1.3647 | 14.1264 | 0.083666 | 105.7924 | 1925 | 35.33
8621 | FELTON 0401CB | 83140401 | FELTON 0401 | CB | FALSE | 4118.8768 | 4062.5857 | 34 | 0.12858 | 1.0629 | 1.0025 | 21.0417 | 2435 | 1
6010 | MORGAN HILL 2111XR292 | 83242111 | MORGAN HILL 2111 | XR292 | FALSE | 19536.8147 | 17975.9221 | 130 | 3.0352 | 45.2776 | 1.0444 | 181.5173 | 1680 | 1
222 | DUNBAR 1102CB | 43071102 | DUNBAR 1102 | CB | FALSE | 13834.375 | 12733.914 | 113 | 1.282 | 13.2297 | 1.2055 | 85.2135 | 2029 | 1
8045 | PERRY 1101W26 | 183071101 | PERRY 1101 | W26 | FALSE | 4390.419 | 4390.419 | 18 | 2.6928 | 175.2722 | 1.0707 | 162.1198 | 1741 | 1
7530 | BUCKS CREEK 11031131 | 102211103 | BUCKS CREEK 1103 | 1131 | FALSE | 4424.1224 | 4424.1224 | 33 | 0.22041 | 24.1046 | 1.0367 | 131.8339 | 1842 | 85.45
7965 | RINCON 1103568 | 43321103 | RINCON 1103 | 568 | FALSE | 20285.8832 | 20285.8832 | 129 | 1.5196 | 37.1184 | 1.0496 | 98.3927 | 1966 | 47.64
7623 | PANOCHE 11034008 | 253671103 | PANOCHE 1103 | 4008 | FALSE | 56919.5652 | 56919.5652 | 138 | 2.3394 | 199.6741 | 1.1366 | 221.1468 | 1603 | 1
1557 | WILLOW CREEK 11015002 | 192171101 | WILLOW CREEK 1101 | 5002 | FALSE | 22234.4783 | 21939.7249 | 161 | 1.9966 | 16.1615 | 1.0589 | 37.2556 | 2295 | 65.39
2260 | EL DORADO PH 210152456 | 152762101 | EL DORADO PH 2101 | 52456 | FALSE | 16414.576 | 16414.576 | 96 | 0.45883 | 27.59 | 1.2562 | 96.4288 | 1977 | 1
4474 | SPENCE 1104965598 | 182201104 | SPENCE 1104 | 965598 | FALSE | 25622.1563 | 14815.8266 | 139 | 3.7652 | 59.6821 | 0.79061 | 205.6396 | 1624
7259 | SUMMIT 1101742 | 152591101 | SUMMIT 1101 | 742 | FALSE | 2084.4879 | 2084.4879 | 21 | 0.25506 | 34.856 | 1.0258 | 98.5688 | 1964 | 1
3486 | GRASS VALLEY 11012208 | 152031101 | GRASS VALLEY 1101 | 2208 | FALSE | 20533.4109 | 18971.647 | 159 | 2.0809 | 18.4636 | 1.0418 | 55.2252 | 2180 | 1
6926 | EL DORADO PH 210113532 | 152762101 | EL DORADO PH 2101 | 13532 | FALSE | 8576.7798 | 8576.7798 | 46 | 0.16732 | 25.6113 | 1.1372 | 99.3016 | 1956 | 1
4034 | OAKHURST 11035120 | 254421103 | OAKHURST 1103 | 5120 | FALSE | 9912.3897 | 9912.3897 | 19 | 0.0034415 | 15.5966 | 1.0997 | 140.142 | 1809 | 85.45
2441 | SILVERADO 2103617828 | 43432103 | SILVERADO 2103 | 617828 | FALSE | 4970.4215 | 2303.2847 | 28 | 0.27086 | 19.2929 | 0.47535 | 105.7723 | 1926
5129 | NEWBURG 1131380686 | 192151131 | NEWBURG 1131 | 380686 | FALSE | 4931.6119 | 3014.5331 | 34 | 1.4162 | 13.5009 | 1.0203 | 55.7388 | 2176
2275 | BUTTE 11051243 | 103081105 | BUTTE 1105 | 1243 | FALSE | 8319.7013 | 8319.7013 | 50 | 3.02 | 62.3203 | 1.0778 | 108.0493 | 1916
4445 | PINE GROVE 1102467560 | 163751102 | PINE GROVE 1102 | 467560 | FALSE | 3279.179 | 3279.179 | 27 | 0.72902 | 11.7722 | 1.0081 | 44.0774 | 2252
6213 | JESSUP 1103728460 | 103441103 | JESSUP 1103 | 728460 | FALSE | 2312.7118 | 1173.0161 | 17 | 3.3789 | 29.7201 | 1.5259 | 103.6058 | 1932
3085 | SHINGLE SPRINGS 210819622 | 153652108 | SHINGLE SPRINGS 2108 | 19622 | FALSE | 18790.8494 | 9040.145 | 165 | 3.4152 | 19.8642 | 1.594 | 119.9283 | 1869 | 1
9214 | SAN RAFAEL 11081250 | 42011108 | SAN RAFAEL 1108 | 1250 | FALSE | 5741.9405 | 5741.9405 | 26 | 0.67876 | 16.1851 | 1.0505 | 75.9474 | 2063 | 85.45
5172 | LOS OSITOS 2103220608 | 182082103 | LOS OSITOS 2103 | 220608 | FALSE | 3563.3452 | 1678.7883 | 10 | 0.087266 | 102.842 | 0.74828 | 416.4617 | 1275
1655 | BRUNSWICK 110750010 | 152481107 | BRUNSWICK 1107 | 50010 | FALSE | 15036.1048 | 9841.1126 | 117 | 1.1377 | 7.2714 | 0.77956 | 56.6031 | 2173 | 102.14
3494 | WILLITS 110434008 | 42661104 | WILLITS 1104 | 34008 | FALSE | 36886.2403 | 36886.2403 | 259 | 0.85746 | 12.8102 | 1.0169 | 90.3162 | 1998 | 85.45
7626 | RESERVATION ROAD 11023030 | 182731102 | RESERVATION ROAD 1102 | 3030 | FALSE | 41820.8596 | 16131.8418 | 186 | 2.1989 | 40.9352 | 0.7144 | 203.8088 | 1634 | 1
7656 | PHILO 11022600 | 42601102 | PHILO 1102 | 2600 | FALSE | 32204.7216 | 32204.7216 | 114 | 0.82009 | 21.3119 | 1.0297 | 92.2082 | 1992 | 85.45
7863 | SANTA ROSA A 1104642 | 42151104 | SANTA ROSA A 1104 | 642 | FALSE | 14995.9698 | 14995.9698 | 127 | 2.136 | 19.7279 | 1.0273 | 94.1376 | 1984 | 26.55
581 | POINT ARENA 1101474 | 43381101 | POINT ARENA 1101 | 474 | FALSE | 14496.4925 | 14496.4925 | 77 | 0.43857 | 22.1318 | 1.0297 | 111.515 | 1906 | 1
9791 | LOS OSITOS 2103695270 | 182082103 | LOS OSITOS 2103 | 695270 | FALSE | 1764.2137 | 1116.1992 | 12 | 0.58923 | 29.9156 | 1.0487 | 184.7862 | 1675
5023 | MC ARTHUR 11021324 | 103491102 | MC ARTHUR 1102 | 1324 | FALSE | 38651.4549 | 1638.5898 | 169 | 2.0019 | 104.2688 | 0.22406 | 325.2371 | 1405 | 1
7662 | CASTRO VALLEY 1110610800 | 14091110 | CASTRO VALLEY 1110 | 610800 | FALSE | 4080.4254 | 3862.9953 | 33 | 6.8272 | 39.0753 | 1.0034 | 102.3732 | 1943
6717 | NEWBURG 1132910230 | 192151132 | NEWBURG 1132 | 910230 | FALSE | 3166.5297 | 1560.5069 | 27 | 1.0655 | 6.1417 | 0.9332 | 37.0091 | 2298
10 | KONOCTI 1102532 | 43311102 | KONOCTI 1102 | 532 | FALSE | 15658.0016 | 15658.0016 | 124 | 2.4111 | 10.9287 | 1.1077 | 48.9408 | 2215 | 85.45
5170 | EL DORADO PH 2102542272 | 152762102 | EL DORADO PH 2102 | 542272 | FALSE | 12585.3616 | 12585.3616 | 80 | 0.31513 | 9.7494 | 1.0254 | 31.5637 | 2334
10053 | ROB ROY 21046577 | 83692104 | ROB ROY 2104 | 6577 | FALSE | 5581.4139 | 5581.4139 | 33 | 0.94006 | 31.3282 | 1.1317 | 33.2037 | 2318
8505 | NEWBURG 113190242 | 192151131 | NEWBURG 1131 | 90242 | FALSE | 7016.5204 | 6652.6427 | 51 | 0.91502 | 32.5627 | 1.0394 | 54.8847 | 2183 | 1
283 | SAN RAFAEL 1104802 | 42011104 | SAN RAFAEL 1104 | 802 | FALSE | 20585.105 | 13782.7792 | 162 | 1.7088 | 8.6701 | 0.97745 | 59.5964 | 2158 | 1
9446 | ECHO SUMMIT 1101481660 | 158031101 | ECHO SUMMIT 1101 | 481660 | FALSE | 1777.5904 | 1750.3957 | 21 | 0.00094817 | 12.5031 | 1.0602 | 66.8278 | 2109
1636 | LOS COCHES 1101625902 | 182151101 | LOS COCHES 1101 | 625902 | FALSE | 9066.5477 | 4214.4266 | 26 | 0.10956 | 25.6648 | 0.79146 | 97.9588 | 1969
8007 | SAN JUSTO 11014002 | 183181101 | SAN JUSTO 1101 | 4002 | FALSE | 30655.7932 | 29553.7891 | 140 | 1.5555 | 59.3827 | 1.0906 | 236.2342 | 1577 | 1
4827 | ATASCADERO 1103A88 | 182541103 | ATASCADERO 1103 | A88 | FALSE | 4298.2003 | 1506.8203 | 41 | 4.2931 | 23.023 | 0.83763 | 118.2966 | 1877 | 26.55
6300 | DRUM 11011602 | 152321101 | DRUM 1101 | 1602 | FALSE | 26067.9128 | 26067.9128 | 121 | 0.69209 | 13.4711 | 1.0324 | 103.4039 | 1935 | 1
7254 | ALLEGHANY 1101VR816 | 152101101 | ALLEGHANY 1101 | VR816 | FALSE | 6675.8935 | 6675.8935 | 49 | 1.4208 | 14.4845 | 1.0557 | 34.0265 | 2312 | 102.14
2986 | PINE GROVE 110235576 | 163751102 | PINE GROVE 1102 | 35576 | FALSE | 12676.983 | 12676.983 | 77 | 0.97834 | 20.651 | 1.0394 | 90.2081 | 1999 | 85.45
299 | MONTE RIO 111164758 | 42811111 | MONTE RIO 1111 | 64758 | FALSE | 16840.1197 | 16840.1197 | 97 | 0.95032 | 24.5573 | 1.0558 | 41.2688 | 2270 | 85.45
3395 | BOLINAS 1101504 | 42261101 | BOLINAS 1101 | 504 | FALSE | 10763.1252 | 10763.1252 | 53 | 0.33475 | 26.2871 | 1.0753 | 93.9031 | 1988 | 1
8104 | MONTE RIO 111137520 | 42811111 | MONTE RIO 1111 | 37520 | FALSE | 3437.9631 | 3437.9631 | 20 | 0.36925 | 16.5305 | 1.1566 | 45.2659 | 2244 | 85.45
5024 | MONTE RIO 1113180 | 42811113 | MONTE RIO 1113 | 180 | FALSE | 3158.1165 | 3158.1165 | 28 | 0.72511 | 6.394 | 1.0052 | 37.4189 | 2293 | 102.14
2418 | CLEAR LAKE 11011302 | 42141101 | CLEAR LAKE 1101 | 1302 | FALSE | 28390.9957 | 12188.0095 | 189 | 1.1099 | 18.5842 | 0.77505 | 135.9642 | 1826 | 1
6344 | WEST POINT 11021303 | 163201102 | WEST POINT 1102 | 1303 | FALSE | 25207.4138 | 25207.4138 | 146 | 1.0976 | 21.8923 | 1.0426 | 109.1634 | 1912 | 85.45
147 | SHADY GLEN 11022232 | 152431102 | SHADY GLEN 1102 | 2232 | FALSE | 16843.7265 | 16843.7265 | 88 | 0.39681 | 14.5135 | 1.0231 | 81.1031 | 2043 | 85.45
10013 | GREEN VALLEY 21016601 | 83192101 | GREEN VALLEY 2101 | 6601 | FALSE | 3063.6094 | 3063.6094 | 19 | 2.4114 | 24.9139 | 1.0685 | 66.3782 | 2113
3970 | PUEBLO 1105348368 | 43291105 | PUEBLO 1105 | 348368 | FALSE | 14957.0247 | 4473.6471 | 107 | 2.1909 | 14.0399 | 0.75225 | 137.0477 | 1824
5419 | MIRABEL 11014859 | 42091101 | MIRABEL 1101 | 4859 | FALSE | 3008.5895 | 3008.5895 | 22 | 0.54093 | 19.6394 | 1.0627 | 65.9715 | 2116 | 47.64
3836 | PURISIMA 1101CB | 182971101 | PURISIMA 1101 | CB | FALSE | 7381.7293 | 5917.6189 | 32 | 0.62749 | 16.5744 | 1.5808 | 150.0597 | 1776 | 1
589 | EL DORADO PH 21016852 | 152762101 | EL DORADO PH 2101 | 6852 | FALSE | 40624.2727 | 40624.2727 | 309 | 0.38434 | 8.1341 | 1.0275 | 140.8238 | 1808 | 102.14
7704 | GOLDTREE 1107CB | 182581107 | GOLDTREE 1107 | CB | FALSE | 5578.7405 | 1480.1268 | 28 | 2.0787 | 63.6423 | 0.34011 | 91.0203 | 1996 | 11.22
10273 | POINT ARENA 11014923 | 43381101 | POINT ARENA 1101 | 4923 | FALSE | 4611.3164 | 4611.3164 | 12 | 0.13596 | 15.5443 | 1.0414 | 65.4057 | 2122 | 1
327 | CURTIS 170463502 | 163351704 | CURTIS 1704 | 63502 | FALSE | 16836.9835 | 16836.9835 | 107 | 1.4184 | 12.1665 | 1.0291 | 60.239 | 2153 | 1
7937 | CLARK ROAD 11022068 | 103091102 | CLARK ROAD 1102 | 2068 | FALSE | 17517.3264 | 17517.3264 | 90 | 1.9783 | 81.4559 | 1.1489 | 80.7377 | 2044 | 1
4769 | WYANDOTTE 1107CB | 102911107 | WYANDOTTE 1107 | CB | FALSE | 24321.9127 | 2030.3761 | 199 | 3.7268 | 13.1545 | 0.53301 | 61.5586 | 2143 | 1
7564 | COLUMBIA HILL 11018233 | 152471101 | COLUMBIA HILL 1101 | 8233 | FALSE | 7978.7453 | 7978.7453 | 51 | 2.2714 | 52.2778 | 1.0877 | 109.5763 | 1910 | 102.14
2536 | HALSEY 1101CB | 152241101 | HALSEY 1101 | CB | FALSE | 27644.3487 | 27644.3487 | 231 | 1.7142 | 16.4122 | 1.0199 | 70.3363 | 2092 | 1
2174 | DIAMOND SPRINGS 1104CB | 152261104 | DIAMOND SPRINGS 1104 | CB | FALSE | 15842.0085 | 9046.8091 | 127 | 2.3822 | 17.0428 | 1.438 | 65.6703 | 2119 | 1
4975 | EL DORADO PH 210119612 | 152762101 | EL DORADO PH 2101 | 19612 | FALSE | 14689.1647 | 14689.1647 | 102 | 0.53713 | 11.1463 | 1.0105 | 33.636 | 2313 | 102.14
7088 | SAUSALITO 11021500 | 42491102 | SAUSALITO 1102 | 1500 | FALSE | 2059.653 | 1869.3575 | 8 | 0.14325 | 34.1157 | 1.0644 | 83.3451 | 2035 | 1
4510 | CAMP EVERS 210511010 | 83622105 | CAMP EVERS 2105 | 11010 | FALSE | 3501.2634 | 3501.2634 | 26 | 0.476 | 4.5294 | 1.0134 | 31.1531 | 2340 | 26.55
7509 | WESTLEY 1103237522 | 162671103 | WESTLEY 1103 | 237522 | FALSE | 26805.1596 | 1485.982 | 39 | 0.14725 | 92.0251 | 0.10977 | 404.1911 | 1293
2971 | CASTRO VALLEY 1111MR334 | 14091111 | CASTRO VALLEY 1111 | MR334 | FALSE | 9742.4846 | 9116.5949 | 80 | 1.1605 | 17.7166 | 1.0011 | 200.4591 | 1639
143 | RACETRACK 1703CB | 163761703 | RACETRACK 1703 | CB | FALSE | 28877.5917 | 25353.1416 | 216 | 1.4686 | 9.3131 | 1.0023 | 45.587 | 2242 | 1
1117 | MORGAN HILL 2104152774 | 83242104 | MORGAN HILL 2104 | 152774 | FALSE | 12406.0754 | 10319.2603 | 84 | 2.7728 | 44.8313 | 0.97936 | 152.7782 | 1769
3526 | SILVERADO 2103920793 | 43432103 | SILVERADO 2103 | 920793 | FALSE | 12855.6086 | 10473.7039 | 51 | 0.91769 | 19.7187 | 0.87584 | 85.5215 | 2025
7263 | FORESTHILL 11011820 | 152181101 | FORESTHILL 1101 | 1820 | FALSE | 9227.6622 | 9227.6622 | 51 | 0.42343 | 26.3871 | 1.0336 | 127.8002 | 1850 | 102.14
7786 | UPPER LAKE 11016663 | 42871101 | UPPER LAKE 1101 | 6663 | FALSE | 3787.49 | 3787.49 | 17 | 3.9626 | 128.357 | 1.0505 | 97.3101 | 1972 | 20
797 | DUNBAR 1101CB | 43071101 | DUNBAR 1101 | CB | FALSE | 23959.1283 | 5020.5865 | 191 | 1.1387 | 10.0388 | 0.94716 | 54.2982 | 2185 | 1
1103 | HOOPA 1101CB | 192401101 | HOOPA 1101 | CB | FALSE | 63333.9358 | 37375.4287 | 440 | 2.0503 | 13.3713 | 1.1933 | 30.0518 | 2342 | 1
8668 | BIG BASIN 110211062 | 82841102 | BIG BASIN 1102 | 11062 | FALSE | 21428.2343 | 21428.2343 | 88 | 1.0819 | 16.5336 | 1.0866 | 71.1136 | 2090 | 1
7844 | ELK 11011260 | 42981101 | ELK 1101 | 1260 | FALSE | 25231.41 | 25226.838 | 120 | 0.79054 | 26.2604 | 1.0559 | 70.6215 | 2091 | 1
2387 | HALSEY 110239104 | 152241102 | HALSEY 1102 | 39104 | FALSE | 49366.035 | 49366.035 | 346 | 3.2743 | 20.7377 | 1.0425 | 33.5173 | 2314 | 1
1085 | MORAGA 1101CB | 13801101 | MORAGA 1101 | CB | FALSE | 14345.0573 | 13611.4014 | 92 | 1.4831 | 15.5184 | 0.97537 | 67.2853 | 2106 | 1
1984 | HALF MOON BAY 110369412 | 24101103 | HALF MOON BAY 1103 | 69412 | FALSE | 34124.5253 | 25048.7626 | 150 | 0.86167 | 31.6871 | 0.97955 | 96.7198 | 1975 | 1
2299 | VINEYARD 2107CB | 14502107 | VINEYARD 2107 | CB | FALSE | 12364.4219 | 3069.8489 | 111 | 2.6537 | 57.8147 | 0.2866 | 173.8407 | 1700 | 1
9627 | POINT ARENA 11011296 | 43381101 | POINT ARENA 1101 | 1296 | FALSE | 8913.723 | 5630.7668 | 37 | 1.2023 | 36.5067 | 0.94577 | 134.0606 | 1835 | 1
2765 | FORESTHILL 1101CB | 152181101 | FORESTHILL 1101 | CB | FALSE | 14659.7522 | 14659.7522 | 110 | 1.0398 | 12.4254 | 1.0264 | 46.7348 | 2235 | 65.39
4087 | BURNEY 11011340 | 103311101 | BURNEY 1101 | 1340 | FALSE | 28996.5273 | 28996.5273 | 144 | 4.9761 | 155.7464 | 1.1773 | 286.6355 | 1466 | 1
8844 | MIDDLETOWN 1101614 | 43141101 | MIDDLETOWN 1101 | 614 | FALSE | 2222.7419 | 2222.7419 | 18 | 2.2421 | 11.285 | 1.0155 | 52.9107 | 2196 | 85.45
3083 | MONTE RIO 1113320 | 42811113 | MONTE RIO 1113 | 320 | FALSE | 4467.496 | 4467.496 | 29 | 1.457 | 13.725 | 1.0219 | 31.2121 | 2339 | 102.14
7740 | POINT MORETTI 110136514 | 82931101 | POINT MORETTI 1101 | 36514 | FALSE | 11050.0531 | 11050.0531 | 64 | 0.9225 | 28.3838 | 1.0319 | 62.082 | 2141 | 1
898 | COTATI 11055156 | 42271105 | COTATI 1105 | 5156 | FALSE | 16018.9017 | 7784.4976 | 114 | 5.18 | 34.0768 | 0.67047 | 85.2613 | 2028 | 14.95
3027 | PHILO 11021308 | 42601102 | PHILO 1102 | 1308 | FALSE | 51491.5441 | 51491.5441 | 245 | 1.2471 | 37.3195 | 1.0927 | 98.5183 | 1965 | 1
2446 | FOOTHILL 1102V06 | 182951102 | FOOTHILL 1102 | V06 | FALSE | 10508.9376 | 3602.7995 | 66 | 1.7328 | 43.4594 | 0.24318 | 94.4714 | 1983 | 26.55
4588 | COARSEGOLD 21025722 | 254432102 | COARSEGOLD 2102 | 5722 | FALSE | 3182.5999 | 3182.5999 | 23 | 1.8954 | 24.4216 | 1.0884 | 108.5957 | 1915 | 1
8714 | OTTER 1101CB | 182941101 | OTTER 1101 | CB | FALSE | 10759.8557 | 10367.8883 | 54 | 0.50516 | 37.3157 | 1.0982 | 98.8454 | 1961 | 1
9866 | DUNBAR 1101343 | 43071101 | DUNBAR 1101 | 343 | FALSE | 7140.9406 | 7140.9406 | 39 | 1.0513 | 40.7823 | 1.1573 | 75.0943 | 2067 | 65.39
723 | BIG BASIN 110296986 | 82841102 | BIG BASIN 1102 | 96986 | FALSE | 9497.5055 | 9497.5055 | 63 | 0.66818 | 11.2672 | 1.0175 | 38.932 | 2285 | 1
5272 | NEWBURG 1133CB | 192151133 | NEWBURG 1133 | CB | FALSE | 14786.8555 | 5089.2485 | 92 | 1.8895 | 12.7152 | 0.6427 | 47.0523 | 2232 | 1
6817 | HALF MOON BAY 1103695411 | 24101103 | HALF MOON BAY 1103 | 695411 | FALSE | 13352.973 | 13352.973 | 99 | 1.3654 | 21.0437 | 1.5121 | 79.3253 | 2051
9735 | EEL RIVER 1103216324 | 192381103 | EEL RIVER 1103 | 216324 | FALSE | 4626.1816 | 3681.9233 | 23 | 0.22634 | 20.7489 | 1.0287 | 50.0452 | 2210
2229 | EL DORADO PH 210136764 | 152762101 | EL DORADO PH 2101 | 36764 | FALSE | 7038.6749 | 5034.5882 | 46 | 0.2867 | 8.8082 | 0.91492 | 107.3772 | 1922 | 65.39
5945 | SANTA ROSA A 1111758024 | 42151111 | SANTA ROSA A 1111 | 758024 | FALSE | 10378.3257 | 7589.8929 | 72 | 4.5898 | 99.3241 | 1.0435 | 69.6669 | 2097
726 | DIAMOND SPRINGS 1106930190 | 152261106 | DIAMOND SPRINGS 1106 | 930190 | FALSE | 30053.7833 | 27579.5424 | 207 | 1.6247 | 19.6068 | 1.1026 | 53.3783 | 2192
353 | CURTIS 170210940 | 163351702 | CURTIS 1702 | 10940 | FALSE | 17097.711 | 13824.9592 | 138 | 4.7486 | 21.7714 | 1.3661 | 78.9158 | 2055 | 1
10001 | PANOCHE 11034036 | 253671103 | PANOCHE 1103 | 4036 | FALSE | 40366.1816 | 16000.3845 | 57 | 0.44941 | 104.5129 | 0.57489 | 184.9055 | 1674 | 1
9426 | GREEN VALLEY 2101380922 | 83192101 | GREEN VALLEY 2101 | 380922 | FALSE | 4341.3947 | 1588.6005 | 30 | 1.9019 | 131.2316 | 0.46084 | 107.6713 | 1919
1700 | LUCERNE 110676850 | 43351106 | LUCERNE 1106 | 76850 | FALSE | 5941.1146 | 3458.1261 | 51 | 0.83542 | 21.6056 | 0.87489 | 65.4632 | 2120 | 1
2002 | HOLLISTER 21054018 | 182492105 | HOLLISTER 2105 | 4018 | FALSE | 85010.3668 | 71470.9964 | 280 | 2.261 | 128.1549 | 0.95477 | 115.5373 | 1893 | 1
2867 | MONTE RIO 1113346 | 42811113 | MONTE RIO 1113 | 346 | FALSE | 16160.3417 | 16160.3417 | 101 | 0.52034 | 14.3913 | 1.1132 | 67.6609 | 2104 | 1
7311 | LOS OSITOS 2102258878 | 182082102 | LOS OSITOS 2102 | 258878 | FALSE | 7396.9293 | 5357.1763 | 26 | 0.64253 | 43.8009 | 0.71333 | 107.5084 | 1921
1213 | WOODACRE 1102137662 | 43021102 | WOODACRE 1102 | 137662 | FALSE | 13866.4902 | 13813.2405 | 104 | 0.92129 | 5.8058 | 1.4141 | 94.0043 | 1985 | 1
2384 | BONNIE NOOK 1102CB | 152301102 | BONNIE NOOK 1102 | CB | FALSE | 54723.5805 | 54723.5805 | 337 | 0.60328 | 17.8483 | 1.0353 | 93.6722 | 1990 | 102.14
324 | PLACERVILLE 1110953474 | 153081110 | PLACERVILLE 1110 | 953474 | FALSE | 17115.5789 | 17115.5789 | 133 | 0.73519 | 9.1261 | 1.039 | 47.063 | 2231
3510 | MONTE RIO 1111140 | 42811111 | MONTE RIO 1111 | 140 | FALSE | 13525.925 | 13525.925 | 96 | 0.65698 | 10.9832 | 1.2967 | 19.1476 | 2459 | 26.55
1551 | CARLOTTA 11214914 | 192291121 | CARLOTTA 1121 | 4914 | FALSE | 22650.1521 | 17097.4476 | 138 | 0.79462 | 8.4145 | 0.98929 | 39.2521 | 2282 | 1
4560 | COARSEGOLD 210210330 | 254432102 | COARSEGOLD 2102 | 10330 | FALSE | 15550.3229 | 15550.3229 | 90 | 2.989 | 40.6268 | 1.066 | 118.1064 | 1878 | 1
6442 | PIT NO 1 11019702 | 103721101 | PIT NO 1 1101 | 9702 | FALSE | 14797.576 | 1035.9167 | 91 | 2.8302 | 49.9019 | 0.18481 | 189.6534 | 1664 | 1
8877 | WILLOW CREEK 11013050 | 192171101 | WILLOW CREEK 1101 | 3050 | FALSE | 4223.7094 | 4223.7094 | 18 | 0.085546 | 19.4033 | 0.97714 | 71.3502 | 2089 | 65.39
2326 | BRUNSWICK 11052140 | 152481105 | BRUNSWICK 1105 | 2140 | FALSE | 55629.2693 | 55629.2693 | 373 | 0.7835 | 18.1613 | 1.0429 | 87.1186 | 2015 | 102.14
1778 | WEIMAR 11026175 | 152491102 | WEIMAR 1102 | 6175 | FALSE | 4418.4642 | 4418.4642 | 30 | 4.885 | 35.3652 | 1.0375 | 113.3507 | 1901 | 1
2962 | CURTIS 1704803 | 163351704 | CURTIS 1704 | 803 | FALSE | 15630.8479 | 15630.8479 | 93 | 1.6767 | 23.6847 | 1.0648 | 89.4789 | 2003 | 1
5429 | MIRABEL 1101228 | 42091101 | MIRABEL 1101 | 228 | FALSE | 15665.2534 | 3403.012 | 123 | 1.4662 | 5.6188 | 0.4303 | 47.1197 | 2230 | 26.55
3848 | REEDLEY 11127240 | 252341112 | REEDLEY 1112 | 7240 | FALSE | 41066.7491 | 1553.9231 | 234 | 0.53342 | 98.8059 | 0.09499 | 175.637 | 1696 | 1
1588 | CORRAL 110359770 | 162991103 | CORRAL 1103 | 59770 | FALSE | 11687.7507 | 7749.7634 | 97 | 9.8518 | 45.3204 | 1.2139 | 89.7185 | 2001 | 1
8546 | SPENCE 1102990464 | 182201102 | SPENCE 1102 | 990464 | FALSE | 8550.7923 | 3365.9887 | 53 | 1.1173 | 47.9893 | 0.66063 | 166.8203 | 1728
9813 | BOLINAS 110137034 | 42261101 | BOLINAS 1101 | 37034 | FALSE | 7287.0481 | 7287.0481 | 16 | 0.10205 | 25.754 | 1.035 | 44.6194 | 2249 | 1
533 | HIGHLANDS 110439458 | 43361104 | HIGHLANDS 1104 | 39458 | FALSE | 8594.1592 | 1902.6531 | 72 | 3.235 | 22.3362 | 1.0114 | 85.8335 | 2024 | 11.22
6908 | MENLO 11038512 | 24131103 | MENLO 1103 | 8512 | FALSE | 39804.5313 | 39804.5313 | 228 | 0.3231 | 12.8533 | 1.0363 | 38.9598 | 2284 | 35.33
1455 | LAS GALLINAS A 1105904 | 42991105 | LAS GALLINAS A 1105 | 904 | FALSE | 11554.8525 | 2469.2456 | 78 | 2.4845 | 8.049 | 0.81697 | 64.1478 | 2127 | 1
2865 | MOLINO 1102344 | 42571102 | MOLINO 1102 | 344 | FALSE | 9676.0469 | 2427.2453 | 77 | 8.6406 | 29.8694 | 0.97167 | 64.3203 | 2126 | 35.33
2057 | SHINGLE SPRINGS 210911092 | 153652109 | SHINGLE SPRINGS 2109 | 11092 | FALSE | 36100.2834 | 36100.2834 | 239 | 4.21 | 60.1269 | 1.0922 | 74.4691 | 2070 | 1
10095 | SILVERADO 2104645 | 43432104 | SILVERADO 2104 | 645 | FALSE | 1626.8938 | 1626.8938 | 13 | 0.55327 | 8.7189 | 1.0182 | 67.7241 | 2103 | 85.45
891 | TEMPLETON 2108A64 | 183052108 | TEMPLETON 2108 | A64 | FALSE | 18905.9424 | 3242.5015 | 150 | 4.2485 | 34.6708 | 0.77544 | 88.4837 | 2011 | 1
851 | HIGGINS 1110861610 | 152691110 | HIGGINS 1110 | 861610 | FALSE | 11222.3603 | 1689.7743 | 99 | 1.7872 | 19.1819 | 0.98092 | 23.4916 | 2410
10050 | MIRABEL 110286326 | 42091102 | MIRABEL 1102 | 86326 | FALSE | 1145.996 | 1133.0955 | 5 | 1.3164 | 41.2759 | 1.1777 | 38.1596 | 2289
1904 | SONOMA 1105404 | 42721105 | SONOMA 1105 | 404 | FALSE | 7372.5748 | 3785.8959 | 63 | 1.5422 | 12.3819 | 0.88499 | 86.9459 | 2016 | 1
4884 | PLACERVILLE 1112CB | 153081112 | PLACERVILLE 1112 | CB | FALSE | 15016.5066 | 13697.3672 | 117 | 1.1598 | 10.1706 | 0.93756 | 34.5981 | 2310 | 1
3571 | OAKHURST 110377384 | 254421103 | OAKHURST 1103 | 77384 | FALSE | 7595.6346 | 7595.6346 | 61 | 0.7994 | 6.0997 | 1.0287 | 62.7847 | 2138 | 1
2586 | VOLTA 11021504 | 102541102 | VOLTA 1102 | 1504 | FALSE | 13347.4853 | 13347.4853 | 95 | 0.5463 | 15.3919 | 1.0224 | 84.8611 | 2031 | 85.45
5574 | PARADISE 1104920400 | 102831104 | PARADISE 1104 | 920400 | FALSE | 7975.407 | 7538.764 | 66 | 0.5415 | 1.384 | 1.004 | 18.0732 | 2478
3679 | SUNOL 1101MR297 | 14241101 | SUNOL 1101 | MR297 | FALSE | 9710.6915 | 9531.5764 | 66 | 3.5012 | 85.3565 | 1.0728 | 221.7666 | 1602 | 1
3379 | GEYSERVILLE 1101354 | 42891101 | GEYSERVILLE 1101 | 354 | FALSE | 12035.3765 | 1010.2026 | 79 | 0.13855 | 6.2348 | 0.70535 | 134.0043 | 1836
5354 | FORT ROSS 1121560 | 42851121 | FORT ROSS 1121 | 560 | FALSE | 9061.7878 | 8145.5491 | 31 | 0.040323 | 14.8346 | 1.0334 | 60.8351 | 2148 | 1
1701 | CALAVERAS CEMENT 110136880 | 162211101 | CALAVERAS CEMENT 1101 | 36880 | FALSE | 13851.9467 | 9899.4771 | 92 | 3.3303 | 72.9208 | 1.2133 | 179.7214 | 1684 | 1
3076 | PLACERVILLE 21061104 | 153082106 | PLACERVILLE 2106 | 1104 | FALSE | 79643.684 | 79643.684 | 462 | 0.87675 | 17.287 | 1.0346 | 56.9205 | 2171 | 102.14
6813 | CASTRO VALLEY 111010315 | 14091110 | CASTRO VALLEY 1110 | 10315 | FALSE | 8831.8074 | 8831.8074 | 53 | 1.1019 | 19.7495 | 1.0242 | 59.7801 | 2155
7135 | MOLINO 1102982462 | 42571102 | MOLINO 1102 | 982462 | FALSE | 2320.5593 | 2320.5593 | 18 | 4.2458 | 22.7491 | 1.0248 | 75.3379 | 2065
3244 | PLACERVILLE 111219712 | 153081112 | PLACERVILLE 1112 | 19712 | FALSE | 20850.3369 | 20776.2868 | 151 | 2.2671 | 28.5522 | 1.0451 | 90.5715 | 1997 | 1
3409 | PINE GROVE 110213438 | 163751102 | PINE GROVE 1102 | 13438 | FALSE | 26618.9181 | 26618.9181 | 172 | 1.9273 | 28.7825 | 1.1774 | 69.7074 | 2096 | 102.14
9640 | OLEMA 110149756 | 42291101 | OLEMA 1101 | 49756 | FALSE | 9480.1738 | 1727.7805 | 40 | 1.4839 | 99.5855 | 1.0612 | 118.0346 | 1881 | 1
5813 | PERRY 1101CB | 183071101 | PERRY 1101 | CB | FALSE | 4085.1757 | 4085.1757 | 27 | 0.9274 | 68.4776 | 1.0306 | 75.2459 | 2066 | 1
7823 | FORT BRAGG A 11013113 | 42761101 | FORT BRAGG A 1101 | 3113 | FALSE | 16133.333 | 16133.333 | 68 | 0.99473 | 16.6398 | 1.017 | 76.2422 | 2061 | 1
3839 | PARADISE 11052214 | 102831105 | PARADISE 1105 | 2214 | FALSE | 29878.7054 | 24265.0129 | 233 | 0.66289 | 11.5864 | 1.0545 | 48.0844 | 2221 | 102.14
955 | STANISLAUS 170179826 | 162821701 | STANISLAUS 1701 | 79826 | FALSE | 16584.8842 | 16584.8842 | 95 | 0.57379 | 21.6774 | 1.0457 | 91.848 | 1994 | 1
165 | CHALLENGE 110198174 | 103201101 | CHALLENGE 1101 | 98174 | FALSE | 19681.5881 | 19681.5881 | 66 | 0.34668 | 6.8019 | 1.0086 | 58.0357 | 2166 | 85.45
2120 | BRUNSWICK 110350070 | 152481103 | BRUNSWICK 1103 | 50070 | FALSE | 28555.3412 | 28555.3412 | 201 | 1.7646 | 25.8267 | 1.0394 | 43.6964 | 2255 | 102.14
4607 | SARATOGA 1107413816 | 83371107 | SARATOGA 1107 | 413816 | FALSE | 17928.3843 | 17928.3843 | 104 | 1.7425 | 39.1513 | 1.223 | 65.9071 | 2117 | 1
1564 | SAN LUIS OBISPO 1101483444 | 182631101 | SAN LUIS OBISPO 1101 | 483444 | FALSE | 8714.6826 | 3311.0968 | 67 | 1.4096 | 63.5722 | 0.8283 | 67.496 | 2105
4427 | PLACERVILLE 11118582 | 153081111 | PLACERVILLE 1111 | 8582 | FALSE | 19173.6398 | 15254.7771 | 163 | 2.0257 | 12.8285 | 1.3883 | 41.133 | 2272 | 1
9649 | LOS GATOS 1107LA60 | 82021107 | LOS GATOS 1107 | LA60 | FALSE | 13957.1729 | 13957.1729 | 61 | 0.81695 | 31.2654 | 1.1176 | 81.9054 | 2041 | 85.45
3992 | VOLTA 11021502 | 102541102 | VOLTA 1102 | 1502 | FALSE | 11680.2523 | 11680.2523 | 80 | 1.1515 | 15.8998 | 1.0102 | 65.4099 | 2121 | 47.64
4576 | VALLEY VIEW 1106CB | 14341106 | VALLEY VIEW 1106 | CB | FALSE | 8114.1348 | 6042.2888 | 50 | 0.70359 | 61.5339 | 1.3388 | 66.0103 | 2115 | 1
7007 | ORO FINO 110238698 | 103031102 | ORO FINO 1102 | 38698 | FALSE | 25178.9612 | 25178.9612 | 103 | 0.32045 | 10.0794 | 1.013 | 61.204 | 2145 | 65.39
3531 | HALF MOON BAY 11039112 | 24101103 | HALF MOON BAY 1103 | 9112 | FALSE | 8500.5119 | 1386.5143 | 68 | 0.97187 | 30.9638 | 1.0326 | 101.7861 | 1948 | 1
9344 | HALF MOON BAY 1101821698 | 24101101 | HALF MOON BAY 1101 | 821698 | FALSE | 1364.9269 | 1364.9269 | 9 | 1.7088 | 44.6749 | 2.384 | 187.6587 | 1667
3796 | CAMP EVERS 210612518 | 83622106 | CAMP EVERS 2106 | 12518 | FALSE | 25177.1399 | 25177.1399 | 145 | 0.79807 | 11.9694 | 1.0323 | 28.5941 | 2352 | 1
2601 | BRUNSWICK 11062104 | 152481106 | BRUNSWICK 1106 | 2104 | FALSE | 15810.2753 | 15810.2753 | 123 | 3.3209 | 19.9246 | 1.0215 | 19.3883 | 2456 | 85.45
2204 | OAKHURST 11035470 | 254421103 | OAKHURST 1103 | 5470 | FALSE | 14989.8273 | 14989.8273 | 104 | 0.6673 | 11.3707 | 1.0372 | 96.9488 | 1973 | 65.39
6041 | CAMP EVERS 210694770 | 83622106 | CAMP EVERS 2106 | 94770 | FALSE | 6459.1608 | 3806.5671 | 55 | 1.1005 | 7.0307 | 0.91114 | 16.4987 | 2510 | 1
1981 | COTATI 1105328 | 42271105 | COTATI 1105 | 328 | FALSE | 22172.9748 | 2414.9476 | 173 | 4.6447 | 14.1737 | 0.63705 | 59.7612 | 2156 | 47.64
519 | POINT ARENA 110147952 | 43381101 | POINT ARENA 1101 | 47952 | FALSE | 16717.6297 | 16717.6297 | 88 | 0.45359 | 14.0519 | 1.021 | 58.6557 | 2163 | 1
698 | RESERVATION ROAD 11013026 | 182731101 | RESERVATION ROAD 1101 | 3026 | FALSE | 36330.5251 | 35201.2582 | 238 | 3.2864 | 70.0266 | 1.2203 | 99.002 | 1958 | 20
875 | FULTON 110777670 | 42561107 | FULTON 1107 | 77670 | FALSE | 10996.9079 | 10874.5833 | 98 | 1.8339 | 7.5573 | 1.4658 | 47.4912 | 2228 | 47.64
2839 | CAMP EVERS 210510294 | 83622105 | CAMP EVERS 2105 | 10294 | FALSE | 13501.9938 | 13501.9938 | 95 | 0.55659 | 4.6837 | 1.0041 | 22.5874 | 2416 | 47.64
4923 | GEYSERVILLE 1101480 | 42891101 | GEYSERVILLE 1101 | 480 | FALSE | 25809.6606 | 2502.4894 | 161 | 0.72873 | 8.5796 | 0.29351 | 89.1189 | 2006 | 1
5117 | WOODSIDE 11018912 | 24251101 | WOODSIDE 1101 | 8912 | FALSE | 6310.9141 | 6268.7877 | 52 | 0.80483 | 4.2397 | 1.0077 | 25.8096 | 2383 | 47.64
3612 | BIG BASIN 110212992 | 82841102 | BIG BASIN 1102 | 12992 | FALSE | 22915.4569 | 22915.4569 | 160 | 1.0109 | 11.8153 | 1.0368 | 28.593 | 2353 | 1
151 | SUMMIT 1102CB | 152591102 | SUMMIT 1102 | CB | FALSE | 1694.4122 | 1694.4122 | 22 | 3.2325 | 21.6209 | 1.019 | 53.0175 | 2195 | 1
585 | LUCERNE 110647198 | 43351106 | LUCERNE 1106 | 47198 | FALSE | 9365.2067 | 4939.462 | 70 | 0.89915 | 19.3693 | 0.90446 | 39.3397 | 2280 | 1
7910 | SILVERADO 2105167360 | 43432105 | SILVERADO 2105 | 167360 | FALSE | 15830.4656 | 15413.5909 | 70 | 0.96498 | 24.4177 | 0.98982 | 51.7218 | 2203
1304 | CURTIS 17028000 | 163351702 | CURTIS 1702 | 8000 | FALSE | 23055.4602 | 23055.4602 | 174 | 0.78429 | 9.3865 | 1.0874 | 95.7818 | 1979 | 1
1975 | RALSTON 11022028 | 24141102 | RALSTON 1102 | 2028 | FALSE | 3747.9741 | 3373.7724 | 38 | 4.4991 | 15.9582 | 1.6577 | 86.2641 | 2021 | 1
6769 | ATASCADERO 1101A50 | 182541101 | ATASCADERO 1101 | A50 | FALSE | 33669.9383 | 31118.7087 | 269 | 6.4305 | 25.9458 | 1.5192 | 116.8319 | 1888 | 1
2377 | GUALALA 11121294 | 42841112 | GUALALA 1112 | 1294 | FALSE | 32661.4744 | 31953.6798 | 234 | 0.50524 | 9.5969 | 1.0192 | 79.062 | 2054 | 1
5858 | FAIRVIEW 2207P150 | 13432207 | FAIRVIEW 2207 | P150 | FALSE | 3652.8381 | 3652.8381 | 18 | 1.8355 | 41.0062 | 1.0222 | 45.0393 | 2245 | 1
2861 | PIT NO 5 11011660 | 101321101 | PIT NO 5 1101 | 1660 | FALSE | 7855.6793 | 7855.6793 | 43 | 1.6727 | 28.1694 | 1.0417 | 43.7408 | 2254 | 1
4568 | RINCON 1101CB | 43321101 | RINCON 1101 | CB | FALSE | 7739.8411 | 2580.5041 | 68 | 0.66971 | 10.2834 | 0.4638 | 21.7605 | 2428 | 1
8511 | SAN ARDO 1101610148 | 182191101 | SAN ARDO 1101 | 610148 | FALSE | 19896.3037 | 3154.5584 | 58 | 0.26947 | 54.4026 | 0.21122 | 102.3263 | 1944
4730 | HARTLEY 110194178 | 43211101 | HARTLEY 1101 | 94178 | FALSE | 6646.4632 | 3457.4484 | 57 | 1.2098 | 6.7821 | 0.77736 | 42.0306 | 2265 | 1
1445 | BIG BASIN 1102CB | 82841102 | BIG BASIN 1102 | CB | FALSE | 9963.4073 | 9963.4073 | 59 | 1.2454 | 21.6556 | 1.0916 | 33.5088 | 2315 | 1
6388 | HALF MOON BAY 11036012 | 24101103 | HALF MOON BAY 1103 | 6012 | FALSE | 15479.7977 | 10729.2764 | 79 | 1.062 | 45.0003 | 1.0313 | 70.018 | 2095 | 1
629 | LAURELES 11112020 | 182371111 | LAURELES 1111 | 2020 | FALSE | 55275.2572 | 55275.2572 | 281 | 1.9675 | 59.5818 | 1.0998 | 43.1327 | 2260 | 1
3079 | OCEANO 1102V50 | 182601102 | OCEANO 1102 | V50 | FALSE | 16840.5394 | 11517.5193 | 107 | 2.8093 | 12.8514 | 1.0081 | 96.3505 | 1978 | 1
342 | WOODACRE 1101404 | 43021101 | WOODACRE 1101 | 404 | FALSE | 19975.081 | 19975.081 | 152 | 0.47867 | 5.4777 | 1.2794 | 26.3611 | 2372 | 102.14
6794 | CAMP EVERS 21055188 | 83622105 | CAMP EVERS 2105 | 5188 | FALSE | 3280.6197 | 3280.6197 | 19 | 1.8002 | 29.4749 | 1.0302 | 16.3316 | 2511 | 20
4962 | MONTE RIO 1113652 | 42811113 | MONTE RIO 1113 | 652 | FALSE | 2607.8717 | 2607.8717 | 25 | 1.0959 | 3.6004 | 1.0094 | 20.0324 | 2448 | 102.14
5950 | COTATI 1102260 | 42271102 | COTATI 1102 | 260 | FALSE | 9537.0372 | 4317.1662 | 68 | 7.5613 | 25.8829 | 0.62903 | 71.585 | 2084 | 35.33
2816 | HICKS 2101574315 | 83432101 | HICKS 2101 | 574315 | FALSE | 12024.0849 | 11904.9852 | 78 | 1.269 | 22.1336 | 1.0243 | 65.6711 | 2118
4882 | NARROWS 210276952 | 153132102 | NARROWS 2102 | 76952 | FALSE | 18206.8026 | 3648.4496 | 161 | 1.3621 | 9.47 | 1.2209 | 39.5343 | 2276 | 1
8374 | SAN JOAQUIN #3 1103501771 | 252531103 | SAN JOAQUIN #3 1103 | 501771 | FALSE | 7891.6601 | 7891.6601 | 54 | 2.5571 | 15.7641 | 1.0294 | 137.8049 | 1819
4446 | OTTER 1101440 | 182941101 | OTTER 1101 | 440 | FALSE | 17666.8696 | 13392.7701 | 107 | 0.14955 | 19.0749 | 1.0336 | 95.646 | 1980 | 1
3962 | POINT MORETTI 110112122 | 82931101 | POINT MORETTI 1101 | 12122 | FALSE | 12740.7086 | 10570.3766 | 63 | 0.64226 | 34.2479 | 1.0811 | 51.4668 | 2205 | 1
6972 | BRUNSWICK 1102940 | 152481102 | BRUNSWICK 1102 | 940 | FALSE | 5636.9672 | 1911.101 | 46 | 0.43126 | 4.1556 | 1.2453 | 23.9825 | 2400 | 47.64
2994 | SHADY GLEN 110132726 | 152431101 | SHADY GLEN 1101 | 32726 | FALSE | 19770.2597 | 19581.5665 | 146 | 2.4489 | 23.3103 | 1.0811 | 48.5752 | 2218 | 1
5416 | ANNAPOLIS 1101528344 | 42861101 | ANNAPOLIS 1101 | 528344 | FALSE | 43372.0838 | 43372.0838 | 171 | 0.95193 | 28.6599 | 1.0176 | 60.4469 | 2152
235 | KONOCTI 11022293 | 43311102 | KONOCTI 1102 | 2293 | FALSE | 2820.5709 | 2820.5709 | 21 | 2.2557 | 8.0816 | 0.96818 | 78.9038 | 2056 | 1
3072 | ANTLER 1101CB | 103271101 | ANTLER 1101 | CB | FALSE | 2574.4725 | 2574.4725 | 18 | 7.8564 | 28.9233 | 1.043 | 33.0833 | 2322 | 1
8410 | CAMP EVERS 210611533 | 83622106 | CAMP EVERS 2106 | 11533 | FALSE | 4249.6596 | 4249.6596 | 28 | 2.3688 | 16.373 | 1.1399 | 58.6478 | 2164 | 65.39
3050 | AUBERRY 1101R324 | 254151101 | AUBERRY 1101 | R324 | FALSE | 17238.3934 | 17238.3934 | 119 | 0.81518 | 18.8077 | 1.0449 | 112.2851 | 1904 | 85.45
9906 | POINT MORETTI 110183716 | 82931101 | POINT MORETTI 1101 | 83716 | FALSE | 4275.4859 | 4027.3677 | 22 | 0.94077 | 30.8235 | 1.0583 | 54.1847 | 2187 | 1
5631 | PARADISE 1105878870 | 102831105 | PARADISE 1105 | 878870 | FALSE | 4057.446 | 4057.446 | 29 | 0.2439 | 4.1735 | 0.96964 | 4.9842 | 2754
1901 | MOUNTAIN QUARRIES 21011184 | 152282101 | MOUNTAIN QUARRIES 2101 | 1184 | FALSE | 18935.6341 | 18820.6068 | 136 | 1.3416 | 20.65 | 1.2264 | 34.7864 | 2309 | 85.45
4871 | BRUNSWICK 11052130 | 152481105 | BRUNSWICK 1105 | 2130 | FALSE | 23180.7639 | 23180.7639 | 163 | 0.73156 | 18.8438 | 1.0237 | 88.5821 | 2010 | 102.14
10520 | CASTRO VALLEY 1110MR273 | 14091110 | CASTRO VALLEY 1110 | MR273 | FALSE | 1164.6083 | 1164.6083 | 13 | 1.3393 | 36.1112 | 1.0388 | 62.481 | 2140
1147 | STAFFORD 11011082 | 43201101 | STAFFORD 1101 | 1082 | FALSE | 4959.0869 | 2511.2326 | 36 | 1.8262 | 9.1104 | 1.0265 | 64.7708 | 2123 | 20
2516 | MIWUK 17028130 | 163661702 | MIWUK 1702 | 8130 | FALSE | 15961.1359 | 15961.1359 | 123 | 0.80326 | 9.2129 | 1.276 | 72.5007 | 2080 | 65.39
9177 | MORAGA 1105829530 | 13801105 | MORAGA 1105 | 829530 | FALSE | 4171.4477 | 2687.7051 | 32 | 0.65943 | 62.7614 | 0.88343 | 92.7573 | 1991
1591 | SAN JOAQUIN #3 1101673480 | 252531101 | SAN JOAQUIN #3 1101 | 673480 | FALSE | 20487.8392 | 20487.8392 | 88 | 1.3794 | 10.3154 | 1.039 | 66.7652 | 2110
7450 | WILLOW CREEK 1103CB | 192171103 | WILLOW CREEK 1103 | CB | FALSE | 6307.2067 | 6307.2067 | 54 | 0.19821 | 3.8103 | 1.2289 | 17.6674 | 2486 | 1
3048 | LAURELES 1111432 | 182371111 | LAURELES 1111 | 432 | FALSE | 79373.0607 | 79373.0607 | 320 | 0.82947 | 42.4314 | 1.0999 | 74.7952 | 2069 | 1
9657 | PIT NO 5 1101CB | 101321101 | PIT NO 5 1101 | CB | FALSE | 1162.2395 | 1162.2395 | 10 | 0.013496 | 12.5373 | 1.0192 | 47.6107 | 2224 | 1
2107 | MIRABEL 110238514 | 42091102 | MIRABEL 1102 | 38514 | FALSE | 17257.2473 | 17257.2473 | 102 | 1.1032 | 10.927 | 0.99196 | 24.5363 | 2394 | 1
4382 | WOODSIDE 11011922 | 24251101 | WOODSIDE 1101 | 1922 | FALSE | 7694.4261 | 7391.7604 | 70 | 0.19472 | 2.299 | 1.0043 | 30.2755 | 2341 | 47.64
4539 | LOS GATOS 110760118 | 82021107 | LOS GATOS 1107 | 60118 | FALSE | 44902.9478 | 44902.9478 | 323 | 2.0825 | 15.734 | 1.0432 | 26.0465 | 2376 | 47.64
4690 | CORRAL 1103681991 | 162991103 | CORRAL 1103 | 681991 | FALSE | 6056.3505 | 2212.0344 | 50 | 7.1302 | 41.104 | 0.8477 | 61.126 | 2147
10188 | BOLINAS 11011232 | 42261101 | BOLINAS 1101 | 1232 | FALSE | 3935.7724 | 3637.3088 | 22 | 2.0195 | 41.946 | 1.0725 | 55.6272 | 2178 | 47.64
7824 | CAYUCOS 1102317156 | 182551102 | CAYUCOS 1102 | 317156 | FALSE | 18303.2443 | 3816.311 | 67 | 0.75719 | 86.2255 | 0.26383 | 86.4803 | 2018
9117 | WEST POINT 11021535 | 163201102 | WEST POINT 1102 | 1535 | FALSE | 4933.5895 | 4933.5895 | 30 | 1.3361 | 30.2304 | 1.0372 | 63.4215 | 2132 | 85.45
420 | ARCATA 11225384 | 192021122 | ARCATA 1122 | 5384 | FALSE | 28128.0957 | 25050.2712 | 202 | 0.54415 | 6.7092 | 0.97023 | 21.9397 | 2426 | 1
268 | MIRABEL 1102332 | 42091102 | MIRABEL 1102 | 332 | FALSE | 9174.8238 | 9174.8238 | 67 | 1.4082 | 7.0485 | 1.3112 | 15.3212 | 2526 | 65.39
6281 | MONTE RIO 11131989 | 42811113 | MONTE RIO 1113 | 1989 | FALSE | 1195.1936 | 1195.1936 | 9 | 0.50639 | 9.8678 | 1.1713 | 55.5275 | 2179 | 102.14
8151 | SILVERADO 2105309298 | 43432105 | SILVERADO 2105 | 309298 | FALSE | 3091.9426 | 1768.6422 | 23 | 0.33022 | 4.9897 | 0.96826 | 39.3183 | 2281
4858 | GUALALA 111223444 | 42841112 | GUALALA 1112 | 23444 | FALSE | 23380.6907 | 23380.6907 | 135 | 0.29907 | 12.61 | 1.0177 | 47.2338 | 2229 | 1
2658 | CAMP EVERS 210660124 | 83622106 | CAMP EVERS 2106 | 60124 | FALSE | 36140.2282 | 36140.2282 | 267 | 1.3667 | 12.3905 | 1.0702 | 37.1047 | 2296 | 65.39
5164 | MORAGA 1104N532R | 13801104 | MORAGA 1104 | N532R | FALSE | 7429.2796 | 5942.762 | 65 | 2.3619 | 8.9745 | 1.0256 | 44.8885 | 2247 | 1
9096 | BIG BASIN 11022253 | 82841102 | BIG BASIN 1102 | 2253 | FALSE | 2335.3363 | 2335.3363 | 12 | 1.8319 | 18.3446 | 1.1154 | 19.8765 | 2451 | 1
4580 | WEST POINT 11021341 | 163201102 | WEST POINT 1102 | 1341 | FALSE | 15927.2159 | 15927.2159 | 87 | 0.48505 | 23.0742 | 1.0352 | 79.2605 | 2052 | 1
2500 | EL DORADO PH 2101CB | 152762101 | EL DORADO PH 2101 | CB | FALSE | 11999.4505 | 11999.4505 | 74 | 0.53589 | 14.3716 | 1.0087 | 29.3004 | 2350 | 102.14
2083 | ALTO 11201214 | 42031120 | ALTO 1120 | 1214 | FALSE | 7293.1721 | 5549.8668 | 45 | 0.58925 | 10.0869 | 0.86244 | 64.0131 | 2129 | 1
1240 | EL DORADO PH 210126000 | 152762101 | EL DORADO PH 2101 | 26000 | FALSE | 55311.5705 | 55311.5705 | 339 | 0.40541 | 9.6439 | 1.0244 | 49.7196 | 2212 | 85.45
2830 | MENLO 11029110 | 24131102 | MENLO 1102 | 9110 | FALSE | 15217.7544 | 1491.4373 | 138 | 0.82233 | 11.1477 | 0.40072 | 26.6167 | 2370 | 1
2181 | MERCED FALLS 110222774 | 252811102 | MERCED FALLS 1102 | 22774 | FALSE | 5970.2453 | 1624.1247 | 27 | 3.7067 | 64.9874 | 0.83038 | 127.212 | 1851 | 1
2725 | BIG BASIN 110212124 | 82841102 | BIG BASIN 1102 | 12124 | FALSE | 7217.2962 | 7217.2962 | 59 | 0.88076 | 14.8443 | 1.057 | 21.0181 | 2436 | 1
1448 | PARADISE 1103CB | 102831103 | PARADISE 1103 | CB | FALSE | 5575.8129 | 2217.6155 | 61 | 0.39468 | 2.2365 | 1.0017 | 4.7351 | 2763 | 65.39
3467 | WEIMAR 11012740 | 152491101 | WEIMAR 1101 | 2740 | FALSE | 30939.0056 | 30939.0056 | 235 | 2.025 | 14.7868 | 1.0423 | 38.193 | 2288 | 1
497 | AUBURN 1101173014 | 152161101 | AUBURN 1101 | 173014 | FALSE | 5456.0353 | 5290.5313 | 43 | 1.3101 | 6.0074 | 1.7261 | 19.9675 | 2449
7194 | WEST POINT 1101L373 | 163201101 | WEST POINT 1101 | L373 | FALSE | 11899.5211 | 11899.5211 | 93 | 1.0538 | 16.9357 | 1.0147 | 62.944 | 2136 | 102.14
6474 | STAFFORD 11021048 | 43201102 | STAFFORD 1102 | 1048 | FALSE | 8484.8832 | 8484.8832 | 72 | 1.7853 | 10.0162 | 1.3473 | 26.1474 | 2375 | 1
4378 | RESERVATION ROAD 110222136 | 182731102 | RESERVATION ROAD 1102 | 22136 | FALSE | 8542.0356 | 2842.9957 | 59 | 0.3172 | 22.5039 | 0.38856 | 51.6014 | 2204 | 1
7747 | ANITA 1106552724 | 102841106 | ANITA 1106 | 552724 | FALSE | 23613.9534 | 2363.8176 | 77 | 0.57241 | 88.0864 | 0.17583 | 63.51 | 2130
6189 | PLACER 1101106534 | 152461101 | PLACER 1101 | 106534 | FALSE | 4199.7803 | 1949.2483 | 38 | 0.53802 | 7.3933 | 0.92717 | 15.6992 | 2522
1451 | MIWUK 1701953336 | 163661701 | MIWUK 1701 | 953336 | FALSE | 19079.6136 | 19079.6136 | 132 | 1.0333 | 10.3823 | 1.0185 | 31.4057 | 2336
8189 | CAMP EVERS 210660120 | 83622106 | CAMP EVERS 2106 | 60120 | FALSE | 6993.663 | 6993.663 | 42 | 1.344 | 14.1733 | 1.031 | 23.8386 | 2403 | 65.39
3086 | PANOCHE 11034016 | 253671103 | PANOCHE 1103 | 4016 | FALSE | 20664.9565 | 3776.8409 | 59 | 0.22837 | 42.5461 | 0.1781 | 98.5723 | 1963 | 1
3744 | FORESTHILL 110150486 | 152181101 | FORESTHILL 1101 | 50486 | FALSE | 18786.575 | 18786.575 | 163 | 0.47748 | 9.09 | 1.0326 | 43.079 | 2261 | 102.14
1371 | PINE GROVE 11021222 | 163751102 | PINE GROVE 1102 | 1222 | FALSE | 27771.0153 | 27771.0153 | 218 | 0.70764 | 13.3769 | 1.0167 | 22.6532 | 2414 | 102.14
2904 | MONTE RIO 111153477 | 42811111 | MONTE RIO 1111 | 53477 | FALSE | 3295.7871 | 3295.7871 | 21 | 0.94322 | 9.8287 | 1.0136 | 22.7228 | 2413 | 85.45
4467 | RINCON 1102CB | 43321102 | RINCON 1102 | CB | FALSE | 5699.8132 | 4772.4685 | 49 | 2.2979 | 24.2014 | 0.98894 | 39.048 | 2283 | 1
3893 | FAIRVIEW 2207P304 | 13432207 | FAIRVIEW 2207 | P304 | FALSE | 9851.3779 | 8440.4652 | 47 | 2.1191 | 48.6439 | 0.75678 | 31.6902 | 2333 | 1
7178 | BURNEY 11019042 | 103311101 | BURNEY 1101 | 9042 | FALSE | 5080.7921 | 5080.7921 | 31 | 0.89897 | 13.7803 | 1.3829 | 82.8476 | 2036 | 1
8790 | MONTICELLO 110152910 | 43051101 | MONTICELLO 1101 | 52910 | FALSE | 5038.2048 | 3510.8305 | 41 | 2.2744 | 33.6824 | 1.0117 | 73.7782 | 2074 | 20
8586 | WEST POINT 1102L3733 | 163201102 | WEST POINT 1102 | L3733 | FALSE | 2820.1267 | 2820.1267 | 22 | 1.916 | 35.0585 | 1.0505 | 57.3124 | 2169 | 85.45
2143 | VOLTA 11029742 | 102541102 | VOLTA 1102 | 9742 | FALSE | 14685.6636 | 14685.6636 | 120 | 0.86016 | 16.2712 | 1.0219 | 86.0041 | 2023 | 85.45
8195 | SAUSALITO 11021268 | 42491102 | SAUSALITO 1102 | 1268 | FALSE | 7937.7862 | 7937.7862 | 46 | 0.78972 | 23.2551 | 1.0347 | 82.2871 | 2039 | 1
200 | PETALUMA C 1109270 | 42631109 | PETALUMA C 1109 | 270 | FALSE | 12312.4188 | 3397.4138 | 101 | 1.1679 | 13.3385 | 0.38841 | 46.9819 | 2234 | 1
10306 | SOLEDAD 1114413916 | 182051114 | SOLEDAD 1114 | 413916 | FALSE | 6367.8068 | 2275.8898 | 24 | 0.47271 | 24.5346 | 0.36836 | 60.5803 | 2151
6836 | LLAGAS 2106338878 | 83182106 | LLAGAS 2106 | 338878 | FALSE | 7522.3054 | 3300.0012 | 23 | 1.6546 | 79.2552 | 0.65009 | 72.1128 | 2083
685 | MONTE RIO 1113524 | 42811113 | MONTE RIO 1113 | 524 | FALSE | 10078.6837 | 10078.6837 | 76 | 1.6547 | 4.0483 | 1.207 | 18.5187 | 2467 | 102.14
3555 | DUNBAR 1103CB | 43071103 | DUNBAR 1103 | CB | FALSE | 19272.7585 | 4335.2228 | 149 | 1.128 | 18.3723 | 0.87385 | 29.7426 | 2348 | 11.22
6157 | IGNACIO 11041290 | 42481104 | IGNACIO 1104 | 1290 | FALSE | 20913.8819 | 6586.7468 | 126 | 0.55675 | 7.499 | 0.82158 | 27.953 | 2362 | 1
1177 | ORO FINO 1101CB | 103031101 | ORO FINO 1101 | CB | FALSE | 35929.6836 | 35929.6836 | 271 | 0.53234 | 7.7172 | 1.0988 | 43.307 | 2257 | 102.14
3178 | PENNGROVE 1101461338 | 43471101 | PENNGROVE 1101 | 461338 | FALSE | 2872.7742 | 2872.7742 | 24 | 2.6698 | 26.6802 | 1.018 | 40.8144 | 2273
3360 | GRASS VALLEY 1101CB | 152031101 | GRASS VALLEY 1101 | CB | FALSE | 3780.8041 | 1415.7705 | 32 | 0.40293 | 5.6158 | 0.85039 | 20.6051 | 2441 | 35.33
6548 | WEST POINT 110113444 | 163201101 | WEST POINT 1101 | 13444 | FALSE | 27386.8447 | 27386.8447 | 221 | 0.73622 | 9.2952 | 1.0789 | 41.9022 | 2268 | 102.14
3073 | CAMP EVERS 210510728 | 83622105 | CAMP EVERS 2105 | 10728 | FALSE | 16852.1183 | 16852.1183 | 134 | 0.36881 | 2.4495 | 0.99508 | 6.6304 | 2693 | 1
7203 | BRUNSWICK 110663124 | 152481106 | BRUNSWICK 1106 | 63124 | FALSE | 9481.8427 | 9481.8427 | 65 | 0.65528 | 8.9193 | 1.0186 | 31.8764 | 2329 | 65.39
7594 | SHINGLE SPRINGS 2108CB | 153652108 | SHINGLE SPRINGS 2108 | CB | FALSE | 2376.1029 | 2376.1029 | 18 | 1.2752 | 13.6265 | 1.0323 | 147.9963 | 1784 | 1
180 | HIGGINS 11041374 | 152691104 | HIGGINS 1104 | 1374 | FALSE | 13460.5941 | 12470.1527 | 117 | 2.3144 | 8.8592 | 1.5571 | 21.2592 | 2433 | 1
6133 | SALT SPRINGS 210237300 | 163692102 | SALT SPRINGS 2102 | 37300 | FALSE | 11208.5924 | 11208.5924 | 41 | 0.78302 | 9.3105 | 1.0102 | 39.4946 | 2278 | 85.45
8353 | VOLTA 110254932 | 102541102 | VOLTA 1102 | 54932 | FALSE | 7042.6654 | 7042.6654 | 46 | 0.30675 | 13.6987 | 1.0309 | 80.6481 | 2045 | 65.39
1504 | HUMBOLDT BAY 1102741980 | 192341102 | HUMBOLDT BAY 1102 | 741980 | FALSE | 15211.0337 | 9241.1429 | 81 | 0.80827 | 15.2409 | 0.90727 | 20.6165 | 2440
341 | COTATI 1102464 | 42271102 | COTATI 1102 | 464 | FALSE | 13038.4156 | 3443.5911 | 103 | 3.784 | 16.4744 | 0.38771 | 37.0346 | 2297 | 1
1877 | FORT BRAGG A 110231304 | 42761102 | FORT BRAGG A 1102 | 31304 | FALSE | 34880.3162 | 34880.3162 | 119 | 0.33749 | 9.9341 | 1.1124 | 25.8228 | 2381 | 1
10338 | FRANKLIN 1104P146 | 13921104 | FRANKLIN 1104 | P146 | FALSE | 5911.5651 | 5843.5425 | 36 | 0.59071 | 46.8263 | 1.0163 | 24.7391 | 2392 | 1
7073 | RINCON 1101663641 | 43321101 | RINCON 1101 | 663641 | FALSE | 1909.334 | 1173.5613 | 13 | 1.3623 | 11.5085 | 1.0111 | 35.4244 | 2307
37 | CURTIS 17019230 | 163351701 | CURTIS 1701 | 9230 | FALSE | 5065.9524 | 4064.6381 | 41 | 1.1092 | 6.6254 | 1.0262 | 32.1288 | 2327 | 1
7129 | GANSNER 1101336664 | 103021101 | GANSNER 1101 | 336664 | FALSE | 2515.571 | 1158.7417 | 16 | 1.9226 | 40.2017 | 1.0145 | 46.5783 | 2238
6003 | CALPELLA 1102477890 | 43411102 | CALPELLA 1102 | 477890 | FALSE | 4846.0499 | 1726.9794 | 35 | 1.3218 | 7.0074 | 1.0251 | 48.2183 | 2219
6936 | LAMONT 11024222 | 253911102 | LAMONT 1102 | 4222 | FALSE | 26146.3036 | 4245.3884 | 87 | 0.25388 | 113.0086 | 0.1171 | 230.387 | 1585 | 1
1031 | VOLTA 110253130 | 102541102 | VOLTA 1102 | 53130 | FALSE | 22213.2961 | 22213.2961 | 168 | 1.8877 | 22.2481 | 1.0408 | 94.8297 | 1982 | 85.45
729 | RADUM 1105806392 | 13151105 | RADUM 1105 | 806392 | FALSE | 8744.0051 | 5446.9277 | 79 | 2.5166 | 23.788 | 1.4915 | 38.9119 | 2286
6737 | POINT ARENA 1101476 | 43381101 | POINT ARENA 1101 | 476 | FALSE | 24463.8896 | 4825.127 | 97 | 0.99735 | 25.2438 | 0.38561 | 73.5453 | 2078 | 1
9971 | LOS OSITOS 2103258688 | 182082103 | LOS OSITOS 2103 | 258688 | FALSE | 5700.7117 | 1727.2951 | 17 | 0.0031234 | 8.5259 | 0.067543 | 51.8497 | 2202
2467 | HARRIS 1109183860 | 192431109 | HARRIS 1109 | 183860 | FALSE | 12288.1398 | 7942.1796 | 92 | 0.32046 | 3.3022 | 0.75097 | 20.123 | 2446
3741 | PINE GROVE 110152088 | 163751101 | PINE GROVE 1101 | 52088 | FALSE | 3986.2342 | 3986.2342 | 28 | 1.2567 | 17.3065 | 1.006 | 17.8963 | 2482 | 1
8487 | PIT NO 3 21011482 | 103732101 | PIT NO 3 2101 | 1482 | FALSE | 19365.2645 | 19365.2645 | 43 | 0.16283 | 18.0563 | 1.0504 | 53.6934 | 2189 | 1
9213 | GREEN VALLEY 210197574 | 83192101 | GREEN VALLEY 2101 | 97574 | FALSE | 8779.1351 | 5743.5714 | 60 | 1.6733 | 14.5067 | 0.86862 | 42.7148 | 2264
1559 | PAUL SWEET 21065178 | 83252106 | PAUL SWEET 2106 | 5178 | FALSE | 11550.9267 | 11550.9267 | 84 | 0.39554 | 7.9732 | 1.027 | 17.8913 | 2483 | 1
8048 | DEL MONTE 21042762 | 182222104 | DEL MONTE 2104 | 2762 | FALSE | 17774.3074 | 15060.1277 | 138 | 2.4383 | 25.8328 | 1.1908 | 28.3252 | 2356 | 1
394 | WOODSIDE 11049032 | 24251104 | WOODSIDE 1104 | 9032 | FALSE | 7741.5059 | 3452.7748 | 72 | 1.1239 | 4.0885 | 0.79336 | 20.493 | 2443 | 1
3140 | BAYWOOD 1101CB | 182801101 | BAYWOOD 1101 | CB | FALSE | 46476.8109 | 7426.5465 | 214 | 0.77961 | 40.2551 | 0.32605 | 45.5892 | 2241 | 1
197 | BRUNSWICK 1105733408 | 152481105 | BRUNSWICK 1105 | 733408 | FALSE | 5546.1563 | 5546.1563 | 45 | 0.72679 | 10.3105 | 0.98618 | 18.0229 | 2479
1600 | RINCON 1104786782 | 43321104 | RINCON 1104 | 786782 | FALSE | 5173.0207 | 3549.2326 | 46 | 0.089401 | 0.23825 | 2.6755 | 8.3437 | 2661
7931 | PIT NO 5 11011658 | 101321101 | PIT NO 5 1101 | 1658 | FALSE | 7306.3402 | 7306.3402 | 25 | 0.19087 | 26.3418 | 1.3628 | 46.6629 | 2236 | 1
4023 | DUNLAP 11037080 | 254061103 | DUNLAP 1103 | 7080 | FALSE | 17026.2434 | 17026.2434 | 67 | 0.55464 | 8.0772 | 1.0215 | 33.4031 | 2317 | 1
7290 | ARCATA 1121716954 | 192021121 | ARCATA 1121 | 716954 | FALSE | 18261.1322 | 11115.6995 | 97 | 0.15906 | 4.6791 | 0.57556 | 15.7424 | 2521
8705 | CARLOTTA 112144150 | 192291121 | CARLOTTA 1121 | 44150 | FALSE | 5746.8082 | 5746.8082 | 13 | 0.0049779 | 10.364 | 1.0131 | 54.8965 | 2182 | 1
5063 | WOODSIDE 11043583 | 24251104 | WOODSIDE 1104 | 3583 | FALSE | 4565.0094 | 4565.0094 | 38 | 0.62529 | 4.6715 | 1.0112 | 25.7125 | 2385 | 1
8125 | PINE GROVE 1101CB | 163751101 | PINE GROVE 1101 | CB | FALSE | 6922.9717 | 6922.9717 | 57 | 1.4166 | 8.0682 | 1.0028 | 15.0767 | 2531 | 85.45
6730 | CAMP EVERS 210637210 | 83622106 | CAMP EVERS 2106 | 37210 | FALSE | 9746.716 | 9746.716 | 65 | 1.4954 | 12.9239 | 1.013 | 16.5241 | 2509 | 1
82 | SNEATH LANE 1107CB | 22721107 | SNEATH LANE 1107 | CB | FALSE | 6249.0561 | 1615.0564 | 45 | 1.5764 | 20.148 | 2.0696 | 61.4823 | 2144 | 1
201 | RESERVATION ROAD 1101CB | 182731101 | RESERVATION ROAD 1101 | CB | FALSE | 15128.6127 | 8212.888 | 106 | 1.9045 | 45.3614 | 1.033 | 117.1254 | 1887 | 1
22 | PARADISE 1104457900 | 102831104 | PARADISE 1104 | 457900 | FALSE | 26252.3118 | 19380.7293 | 208 | 1.0485 | 7.2976 | 0.95027 | 18.1285 | 2474
8415 | BIG MEADOWS 21012476 | 102812101 | BIG MEADOWS 2101 | 2476 | FALSE | 14000.8931 | 13050.7122 | 75 | 0.51005 | 9.2805 | 1.0269 | 31.4311 | 2335 | 1
2480 | REDBUD 1101CB | 43191101 | REDBUD 1101 | CB | FALSE | 11764.5735 | 5407.5285 | 91 | 0.44444 | 0.53683 | 1.0368 | 32.7091 | 2324 | 1
10178 | MAPLE CREEK 1101555034 | 192101101 | MAPLE CREEK 1101 | 555034 | FALSE | 4077.2208 | 2404.9179 | 8 | 0.024652 | 5.7041 | 0.57396 | 13.913 | 2553
1443 | MENLO 11028952 | 24131102 | MENLO 1102 | 8952 | FALSE | 10739.4056 | 10739.4056 | 82 | 1.5984 | 18.2377 | 1.0581 | 39.4973 | 2277 | 35.33
5316 | PAUL SWEET 210610424 | 83252106 | PAUL SWEET 2106 | 10424 | FALSE | 11629.4934 | 9151.9906 | 87 | 1.1312 | 8.9628 | 1.0061 | 22.367 | 2420 | 1
2267 | ELK 11011298 | 42981101 | ELK 1101 | 1298 | FALSE | 25951.4505 | 19969.5788 | 119 | 1.0844 | 24.955 | 0.98925 | 48.6421 | 2217 | 1
6724 | CURTIS 17039210 | 163351703 | CURTIS 1703 | 9210 | FALSE | 36192.6146 | 36192.6146 | 124 | 0.80231 | 45.1718 | 1.0871 | 67.0376 | 2108 | 1
3063 | ELECTRA 1101L1697 | 162161101 | ELECTRA 1101 | L1697 | FALSE | 9283.5435 | 9283.5435 | 70 | 0.52476 | 8.1179 | 1.3004 | 45.9015 | 2240 | 26.55
8682 | CLARKSVILLE 210951744 | 153612109 | CLARKSVILLE 2109 | 51744 | FALSE | 2867.8226 | 2099.9047 | 25 | 2.2167 | 30.3642 | 1.0156 | 25.8185 | 2382 | 1
2231 | HICKS 2103LB50 | 83432103 | HICKS 2103 | LB50 | FALSE | 18304.0568 | 18130.2581 | 65 | 0.43675 | 14.4211 | 0.99417 | 26.2606 | 2373 | 1
1742 | MIWUK 1701CB | 163661701 | MIWUK 1701 | CB | FALSE | 26145.2982 | 26145.2982 | 187 | 0.73573 | 11.4078 | 1.3818 | 64.1413 | 2128 | 102.14
4916 | SARATOGA 1107167792 | 83371107 | SARATOGA 1107 | 167792 | FALSE | 7540.5809 | 7540.5809 | 48 | 0.76452 | 29.1187 | 1.1773 | 22.3539 | 2421 | 65.39
55 | CURTIS 170234426 | 163351702 | CURTIS 1702 | 34426 | FALSE | 11062.821 | 7591.2944 | 81 | 1.7998 | 14.6984 | 1.4125 | 18.642 | 2465 | 1
4236 | LOS GATOS 1106LA64 | 82021106 | LOS GATOS 1106 | LA64 | FALSE | 20425.5788 | 20425.5788 | 152 | 0.69354 | 6.0985 | 1.0103 | 12.4217 | 2580 | 1
6476 | PAUL SWEET 21068091 | 83252106 | PAUL SWEET 2106 | 8091 | FALSE | 9678.478 | 9678.478 | 69 | 1.1031 | 9.1741 | 1.0203 | 17.2834 | 2497 | 1
7197 | BIG BASIN 110212758 | 82841102 | BIG BASIN 1102 | 12758 | FALSE | 9624.9945 | 9624.9945 | 70 | 0.35863 | 6.2774 | 1.0207 | 10.9337 | 2611 | 11.22
2069 | BIG BASIN 11025066 | 82841102 | BIG BASIN 1102 | 5066 | FALSE | 22120.764 | 22120.764 | 121 | 0.26417 | 13.7685 | 1.1232 | 16.1765 | 2514 | 1
8715 | OLEMA 1101602 | 42291101 | OLEMA 1101 | 602 | FALSE | 38446.6728 | 26032.3379 | 115 | 0.42287 | 25.7646 | 0.88831 | 48.2008 | 2220 | 1
5548 | ANTLER 11011384 | 103271101 | ANTLER 1101 | 1384 | FALSE | 14709.9253 | 14709.9253 | 106 | 1.8034 | 15.0005 | 1.0286 | 17.1106 | 2502 | 1
2497 | ROB ROY 210410714 | 83692104 | ROB ROY 2104 | 10714 | FALSE | 31415.1888 | 22795.5157 | 212 | 1.7335 | 10.3191 | 0.86675 | 34.8828 | 2308 | 1
2343 | OCEANO 1104CB | 182601104 | OCEANO 1104 | CB | FALSE | 17856.3948 | 7352.5883 | 146 | 1.7759 | 18.963 | 0.88963 | 57.0849 | 2170 | 1
7790 | SANTA ROSA A 1111147198 | 42151111 | SANTA ROSA A 1111 | 147198 | FALSE | 3096.6231 | 2173.9439 | 24 | 0.77839 | 17.839 | 1.0165 | 27.8556 | 2363
5803 | BEN LOMOND 04015206 | 83040401 | BEN LOMOND 0401 | 5206 | FALSE | 11520.3774 | 11520.3774 | 78 | 0.31154 | 8.1988 | 1.0133 | 13.4764 | 2563 | 26.55
6276 | MONTE RIO 1113202 | 42811113 | MONTE RIO 1113 | 202 | FALSE | 8481.1425 | 8481.1425 | 55 | 0.72607 | 12.4984 | 1.0113 | 9.574 | 2632 | 85.45
6911 | DEL MONTE 21042624 | 182222104 | DEL MONTE 2104 | 2624 | FALSE | 30794.7642 | 29790.8638 | 148 | 1.2614 | 32.0588 | 1.0361 | 45.0109 | 2246 | 1
3771 | CURTIS 170510590 | 163351705 | CURTIS 1705 | 10590 | FALSE | 26358.3376 | 26358.3376 | 199 | 1.6396 | 18.7991 | 1.3174 | 56.6573 | 2172 | 1
2714 | MIWUK 1702CB | 163661702 | MIWUK 1702 | CB | FALSE | 14569.4696 | 14569.4696 | 110 | 0.88807 | 9.2565 | 1.0048 | 17.5722 | 2489 | 102.14
3825 | SARATOGA 1105LC14 | 83371105 | SARATOGA 1105 | LC14 | FALSE | 17935.8798 | 15879.1839 | 137 | 1.8646 | 18.1813 | 0.95268 | 25.9229 | 2378 | 1
5150 | HAMILTON BRANCH 11012046 | 102361101 | HAMILTON BRANCH 1101 | 2046 | FALSE | 14788.0543 | 14724.19 | 57 | 1.4345 | 23.0879 | 1.0434 | 49.5192 | 2213 | 35.33
6397 | BRUNSWICK 110584480 | 152481105 | BRUNSWICK 1105 | 84480 | FALSE | 7615.7819 | 7615.7819 | 50 | 0.23584 | 11.132 | 1.1642 | 18.1285 | 2473 | 102.14
7609 | SAN LUIS OBISPO 1107V58 | 182631107 | SAN LUIS OBISPO 1107 | V58 | FALSE | 3619.1201 | 1838.4445 | 25 | 0.5969 | 10.4829 | 0.65903 | 42.8997 | 2262 | 11.22
10167 | HAMILTON BRANCH 11012436 | 102361101 | HAMILTON BRANCH 1101 | 2436 | FALSE | 8535.8961 | 8535.8961 | 19 | 0.44236 | 37.2155 | 1.0622 | 86.4703 | 2020 | 1
289 | BIG BASIN 110169550 | 82841101 | BIG BASIN 1101 | 69550 | FALSE | 28222.9499 | 28222.9499 | 188 | 0.68794 | 13.6542 | 1.0176 | 15.1137 | 2529 | 1
6355 | BIG RIVER 11017273 | 43081101 | BIG RIVER 1101 | 7273 | FALSE | 10648.4179 | 10648.4179 | 38 | 0.43572 | 20.5135 | 1.047 | 24.4514 | 2395
7672 | POINT ARENA 11012637 | 43381101 | POINT ARENA 1101 | 2637 | FALSE | 6500.6025 | 6500.6025 | 28 | 0.14602 | 13.8065 | 1.0371 | 33.1621 | 2319 | 1
1790 | CAMP EVERS 210510912 | 83622105 | CAMP EVERS 2105 | 10912 | FALSE | 7824.9032 | 7824.9032 | 54 | 0.34104 | 16.4505 | 1.0245 | 14.5938 | 2539 | 20
6610 | GREEN VALLEY 210112824 | 83192101 | GREEN VALLEY 2101 | 12824 | FALSE | 19725.4463 | 1410.0846 | 97 | 0.041943 | 9.1514 | 0.049917 | 61.7022 | 2142 | 11.22
6375 | HOLLISTER 21054048 | 182492105 | HOLLISTER 2105 | 4048 | FALSE | 45554.4794 | 29209.8997 | 157 | 1.1276 | 38.7655 | 0.69814 | 56.2888 | 2174 | 1
317 | PARADISE 11042206 | 102831104 | PARADISE 1104 | 2206 | FALSE | 27876.5924 | 6659.3031 | 227 | 0.18436 | 1.132 | 1.0561 | 12.7346 | 2573
6305 | WILLOW CREEK 110191926 | 192171101 | WILLOW CREEK 1101 | 91926 | FALSE | 17004.3113 | 10358.7223 | 48 | 0.084263 | 14.0658 | 0.87813 | 9.7992 | 2628 | 1
122 | STANISLAUS 17021888 | 162821702 | STANISLAUS 1702 | 1888 | FALSE | 30440.0056 | 30440.0056 | 231 | 0.43108 | 8.3629 | 1.0827 | 52.6578 | 2198 | 102.14
7468 | ROB ROY 210410298 | 83692104 | ROB ROY 2104 | 10298 | FALSE | 21540.3253 | 17635.9746 | 138 | 1.3575 | 19.2749 | 1.0529 | 23.0219 | 2412 | 1
3981 | CAMP EVERS 210510214 | 83622105 | CAMP EVERS 2105 | 10214 | FALSE | 22409.5851 | 22409.5851 | 149 | 0.50689 | 14.6273 | 1.0487 | 18.095 | 2476 | 65.39
4982 | WEST POINT 110136674 | 163201101 | WEST POINT 1101 | 36674 | FALSE | 15144.1466 | 15144.1466 | 125 | 1.0614 | 7.4154 | 1.1502 | 28.0218 | 2361 | 102.14
7345 | WILLOW CREEK 110129362 | 192171101 | WILLOW CREEK 1101 | 29362 | FALSE | 18377.6602 | 12371.5145 | 74 | 0.16722 | 11.9302 | 0.87877 | 17.4096 | 2493 | 1
8996 | FORT ORD 210637286 | 182402106 | FORT ORD 2106 | 37286 | FALSE | 5924.4605 | 4150.8287 | 25 | 0.37463 | 18.973 | 0.97798 | 26.9712 | 2368 | 1
8063 | COARSEGOLD 210210207 | 254432102 | COARSEGOLD 2102 | 10207 | FALSE | 5731.5328 | 5731.5328 | 38 | 1.7538 | 20.9566 | 1.1233 | 53.21 | 2193 | 11.22
4536 | TASSAJARA 2108437582 | 14662108 | TASSAJARA 2108 | 437582 | FALSE | 3785.2974 | 1172.6243 | 31 | 0.32109 | 4.2681 | 1.5729 | 36.8732 | 2299
1013 | CASTRO VALLEY 1108MR337 | 14091108 | CASTRO VALLEY 1108 | MR337 | FALSE | 30458.1324 | 14629.5479 | 193 | 0.12985 | 1.8847 | 0.50399 | 31.7021 | 2331
1167 | BIG BASIN 110195690 | 82841101 | BIG BASIN 1101 | 95690 | FALSE | 6226.9882 | 6226.9882 | 58 | 0.44356 | 3.498 | 1.0005 | 3.7552 | 2782 | 1
7588 | IGNACIO 1104450582 | 42481104 | IGNACIO 1104 | 450582 | FALSE | 6805.9936 | 4807.846 | 50 | 2.3057 | 10.9645 | 0.95301 | 22.3998 | 2418 | 1
976 | BRUNSWICK 1103CB | 152481103 | BRUNSWICK 1103 | CB | FALSE | 8801.7452 | 2701.0978 | 82 | 0.70096 | 1.8316 | 1.4262 | 15.1124 | 2530 | 1
3119 | BIG BASIN 1101CB | 82841101 | BIG BASIN 1101 | CB | FALSE | 7486.7827 | 7486.7827 | 45 | 1.9306 | 24.8571 | 1.3293 | 11.6886 | 2594 | 65.39
8530 | MORRO BAY 1102CB | 183011102 | MORRO BAY 1102 | CB | FALSE | 8911.8997 | 7279.8498 | 36 | 0.91839 | 44.4231 | 1.0248 | 43.2592 | 2258 | 1
1496 | BRUNSWICK 1103173934 | 152481103 | BRUNSWICK 1103 | 173934 | FALSE | 17611.7153 | 17611.7153 | 125 | 0.85177 | 21.7432 | 1.0294 | 28.2053 | 2358
1818 | MORRO BAY 1101V66 | 183011101 | MORRO BAY 1101 | V66 | FALSE | 26099.4541 | 5840.07 | 151 | 0.68636 | 43.8166 | 0.37416 | 48.8236 | 2216 | 1
3722 | BRUNSWICK 11032784 | 152481103 | BRUNSWICK 1103 | 2784 | FALSE | 24673.5503 | 23592.2379 | 202 | 1.3474 | 7.4248 | 1.185 | 16.1455 | 2515 | 65.39
3654 | PENNGROVE 1101247511 | 43471101 | PENNGROVE 1101 | 247511 | FALSE | 3219.7109 | 1938.4111 | 26 | 11.0844 | 28.3362 | 1.021 | 39.41 | 2279
1430 | ANTLER 11011520 | 103271101 | ANTLER 1101 | 1520 | FALSE | 14435.9237 | 14435.9237 | 69 | 0.92364 | 13.5756 | 1.0246 | 18.3262 | 2471 | 1
9020 | EAST QUINCY 1101424048 | 102551101 | EAST QUINCY 1101 | 424048 | FALSE | 1501.8611 | 1068.5882 | 12 | 0.44045 | 6.0199 | 0.92312 | 33.0472 | 2323
5728 | HALF MOON BAY 1101CB | 24101101 | HALF MOON BAY 1101 | CB | FALSE | 10068.8846 | 2571.5148 | 80 | 1.3417 | 22.0025 | 1.2648 | 78.3943 | 2057 | 1
2399 | MONTE RIO 1113477 | 42811113 | MONTE RIO 1113 | 477 | FALSE | 2946.6356 | 2946.6356 | 25 | 0.54829 | 9.8434 | 1.1704 | 16.2294 | 2513 | 11.22
5291 | MIWUK 1702823548 | 163661702 | MIWUK 1702 | 823548 | FALSE | 31748.5399 | 31748.5399 | 231 | 0.97824 | 11.5775 | 1.484 | 41.9518 | 2266
2843 | PLACERVILLE 111219742 | 153081112 | PLACERVILLE 1112 | 19742 | FALSE | 12071.9353 | 10549.7356 | 92 | 0.7719 | 2.6707 | 1.4484 | 8.0743 | 2669 | 1
7112 | BELLEVUE 2103646 | 43182103 | BELLEVUE 2103 | 646 | FALSE | 19795.1478 | 13544.3225 | 154 | 1.8889 | 25.393 | 1.257 | 18.0896 | 2477 | 65.39
637 | DUNBAR 1101160 | 43071101 | DUNBAR 1101 | 160 | FALSE | 10761.0163 | 4469.2889 | 77 | 1.631 | 9.7259 | 1.1612 | 17.9801 | 2481 | 1
551 | MC KEE 1103XR028 | 83531103 | MC KEE 1103 | XR028 | FALSE | 16732.9664 | 1226.5796 | 134 | 2.3082 | 32.0433 | 0.69719 | 31.865 | 2330 | 1
4532 | RESERVATION ROAD 1102CB | 182731102 | RESERVATION ROAD 1102 | CB | FALSE | 27553.0792 | 12591.5795 | 180 | 1.7893 | 17.6462 | 0.62257 | 36.6519 | 2300 | 1
2736 | ROSSMOOR 110845268 | 14161108 | ROSSMOOR 1108 | 45268 | FALSE | 12405.1563 | 4400.5557 | 112 | 1.3692 | 18.6426 | 1.6922 | 27.4918 | 2366 | 1
9993 | STELLING 1109478699 | 83481109 | STELLING 1109 | 478699 | FALSE | 1763.8687 | 1328.3865 | 14 | 1.8172 | 13.7017 | 1.0054 | 37.3598 | 2294
1421 | ORO FINO 11012022 | 103031101 | ORO FINO 1101 | 2022 | FALSE | 25888.9554 | 25888.9554 | 207 | 0.32237 | 4.1942 | 0.95814 | 14.0752 | 2547 | 102.14
4226 | RIO DELL 1102772210 | 192251102 | RIO DELL 1102 | 772210 | FALSE | 5622.5297 | 1329.7793 | 32 | 2.0307 | 9.9505 | 1.4062 | 8.4673 | 2658
3489 | WEIMAR 1101CB | 152491101 | WEIMAR 1101 | CB | FALSE | 14897.5939 | 14897.5939 | 116 | 1.9351 | 14.3894 | 1.0106 | 10.7214 | 2615 | 1
9667 | NORTH TOWER 2101CB | 42042101 | NORTH TOWER 2101 | CB | FALSE | 7077.2532 | 2179.3543 | 22 | 0.29125 | 7.804 | 0.2176 | 23.8165 | 2407 | 11.22
4259 | DIAMOND SPRINGS 110676088 | 152261106 | DIAMOND SPRINGS 1106 | 76088 | FALSE | 17715.9929 | 17715.9929 | 124 | 1.7746 | 24.2973 | 1.0361 | 27.0945 | 2367 | 1
1607 | MONTE RIO 11133970 | 42811113 | MONTE RIO 1113 | 3970 | FALSE | 11750.7224 | 11750.7224 | 87 | 0.29464 | 4.7718 | 1.6022 | 11.2679 | 2601 | 1
4343 | BOLINAS 11011236 | 42261101 | BOLINAS 1101 | 1236 | FALSE | 6557.8129 | 5809.1133 | 34 | 1.2177 | 38.8849 | 1.0398 | 31.2219 | 2338 | 1
4341 | PLACERVILLE 210623190 | 153082106 | PLACERVILLE 2106 | 23190 | FALSE | 5918.813 | 5918.813 | 45 | 1.412 | 9.2961 | 1.0117 | 11.1572 | 2604 | 1
6831 | INDIAN FLAT 110410270 | 252691104 | INDIAN FLAT 1104 | 10270 | FALSE | 6119.8962 | 6119.8962 | 39 | 3.1884 | 174.2835 | 1.1013 | 67.2012 | 2107 | 1
822 | PERRY 1101V74 | 183071101 | PERRY 1101 | V74 | FALSE | 8209.0598 | 6901.1378 | 61 | 0.29512 | 2.0038 | 1.0121 | 40.6895 | 2274 | 1
1876 | HATTON 1102CB | 182291102 | HATTON 1102 | CB | FALSE | 7725.5743 | 3167.0883 | 66 | 0.60804 | 20.2332 | 1.1775 | 47.8787 | 2223 | 1
5363 | BIG BASIN 110110720 | 82841101 | BIG BASIN 1101 | 10720 | FALSE | 7578.3102 | 7578.3102 | 44 | 0.59117 | 9.311 | 0.99784 | 5.4692 | 2730 | 85.45
3635 | PERRY 1101V88 | 183071101 | PERRY 1101 | V88 | FALSE | 5002.7309 | 1732.6065 | 48 | 0.95995 | 39.7396 | 1.0179 | 36.539 | 2301 | 26.55
4348 | SANTA ROSA A 110432180 | 42151104 | SANTA ROSA A 1104 | 32180 | FALSE | 4085.725 | 3970.2131 | 36 | 1.0043 | 6.4163 | 1.0019 | 9.9964 | 2624 | 1
9525 | BIG BASIN 11028403 | 82841102 | BIG BASIN 1102 | 8403 | FALSE | 7867.7292 | 7867.7292 | 42 | 0.30785 | 20.2601 | 1.0188 | 14.7825 | 2533 | 1
7227 | SAN RAFAEL 11071415 | 42011107 | SAN RAFAEL 1107 | 1415 | FALSE | 1913.2696 | 1280.0188 | 14 | 0.7677 | 1.9635 | 0.93078 | 13.6482 | 2558 | 11.22
649 | ORO FINO 11022090 | 103031102 | ORO FINO 1102 | 2090 | FALSE | 23726.1931 | 23726.1931 | 183 | 0.58764 | 7.5691 | 1.0065 | 20.7182 | 2438 | 102.14
8081 | CAMP EVERS 210612840 | 83622106 | CAMP EVERS 2106 | 12840 | FALSE | 6323.0478 | 6323.0478 | 50 | 1.319 | 12.7267 | 1.0504 | 15.7468 | 2520 | 1
365 | PURISIMA 110149394 | 182971101 | PURISIMA 1101 | 49394 | FALSE | 14105.1915 | 1836.8422 | 111 | 1.6584 | 8.3985 | 1.0166 | 59.3555 | 2160 | 1
707 | DEL MONTE 21042760 | 182222104 | DEL MONTE 2104 | 2760 | FALSE | 4358.9956 | 4358.9956 | 28 | 2.6091 | 25.9395 | 1.0601 | 28.0773 | 2360 | 11.22
7540 | LUCERNE 11062327 | 43351106 | LUCERNE 1106 | 2327 | FALSE | 2038.9698 | 1914.889 | 20 | 0.42633 | 10.3444 | 1.0048 | 15.5189 | 2523 | 1
9432 | GUALALA 1111445166 | 42841111 | GUALALA 1111 | 445166 | FALSE | 15269.7955 | 12164.2635 | 71 | 0.5774 | 27.2188 | 0.99692 | 28.1893 | 2359 | 1
2414 | PINE GROVE 110245292 | 163751102 | PINE GROVE 1102 | 45292 | FALSE | 17350.6047 | 17350.6047 | 132 | 0.68438 | 7.3603 | 1.0333 | 36.0802 | 2304 | 102.14
7039 | IGNACIO 1101CB | 42481101 | IGNACIO 1101 | CB | FALSE | 2942.811 | 2690.5619 | 19 | 3.9729 | 12.9673 | 1.0489 | 20.0821 | 2447 | 1
6713 | LAURELES 1112438 | 182371112 | LAURELES 1112 | 438 | FALSE | 9219.1151 | 8226.4088 | 48 | 0.92547 | 29.9147 | 1.2435 | 29.805 | 2347 | 1
1808 | HARTLEY 1101738 | 43211101 | HARTLEY 1101 | 738 | FALSE | 12990.1187 | 4208.5049 | 106 | 1.7372 | 5.9244 | 0.51197 | 26.5188 | 2371 | 1
9055 | ORO FINO 1102CB | 103031102 | ORO FINO 1102 | CB | FALSE | 3376.1921 | 3376.1921 | 27 | 0.4764 | 11.4725 | 1.0057 | 22.0757 | 2425 | 102.14
500 | ALTO 112278672 | 42031122 | ALTO 1122 | 78672 | FALSE | 14393.4787 | 6078.7898 | 123 | 0.066352 | 0.36788 | 0.53968 | 9.5346 | 2635 | 1
9919 | MONTE RIO 1113678 | 42811113 | MONTE RIO 1113 | 678 | FALSE | 3004.004 | 3004.004 | 17 | 0.57522 | 9.9105 | 1.0077 | 26.6461 | 2369 | 85.45
8710 | SUMMIT 110186658 | 152591101 | SUMMIT 1101 | 86658 | FALSE | 1081.812 | 1029.0279 | 7 | 0.067636 | 10.3937 | 1.0066 | 13.6494 | 2557 | 1
3183 | PINE GROVE 11011021 | 163751101 | PINE GROVE 1101 | 1021 | FALSE | 6702.9103 | 6702.9103 | 56 | 1.1202 | 12.3657 | 1.0062 | 34.4442 | 2311 | 65.39
3039 | BIG BASIN 110110296 | 82841101 | BIG BASIN 1101 | 10296 | FALSE | 23203.5804 | 23203.5804 | 181 | 0.37977 | 5.2162 | 1.1376 | 8.472 | 2657 | 14.95
10621 | EEL RIVER 1103987714 | 192381103 | EEL RIVER 1103 | 987714 | FALSE | 1590.9598 | 1218.9668 | 6 | 0.069912 | 14.508 | 1.0128 | 18.5736 | 2466
2552 | HALSEY 11022514 | 152241102 | HALSEY 1102 | 2514 | FALSE | 31420.4965 | 17648.4979 | 212 | 1.6281 | 10.447 | 1.0849 | 17.5789 | 2488 | 1
1900 | PLACERVILLE 1111508410 | 153081111 | PLACERVILLE 1111 | 508410 | FALSE | 8406.5825 | 7530.8771 | 73 | 1.0535 | 5.2883 | 1.2879 | 8.8564 | 2647
7805 | POINT MORETTI 11015074 | 82931101 | POINT MORETTI 1101 | 5074 | FALSE | 4940.828 | 2196.7079 | 34 | 2.9887 | 34.5001 | 0.93343 | 54.9615 | 2181 | 1
9738 | ECHO SUMMIT 1101344250 | 158031101 | ECHO SUMMIT 1101 | 344250 | FALSE | 1668.1837 | 1299.2708 | 10 | 0.065265 | 7.5463 | 1.0111 | 38.0392 | 2290 | 1
3248 | HARRIS 1109355914 | 192431109 | HARRIS 1109 | 355914 | FALSE | 14935.3832 | 13002.7807 | 104 | 0.70229 | 5.6557 | 0.96658 | 13.3148 | 2566
5158 | MORRO BAY 1101W20 | 183011101 | MORRO BAY 1101 | W20 | FALSE | 6313.3606 | 3551.7376 | 48 | 0.52447 | 4.8851 | 0.9782 | 28.7718 | 2351 | 1
5206 | CAMP EVERS 21065020 | 83622106 | CAMP EVERS 2106 | 5020 | FALSE | 24253.1314 | 24253.1314 | 185 | 0.84019 | 10.2864 | 1.0289 | 14.5867 | 2540 | 65.39
8641 | PETALUMA C 1109857148 | 42631109 | PETALUMA C 1109 | 857148 | FALSE | 3180.8041 | 1503.7135 | 31 | 1.2032 | 9.1189 | 0.63798 | 22.3402 | 2422
5805 | PARADISE 110439216 | 102831104 | PARADISE 1104 | 39216 | FALSE | 5158.2623 | 2624.8047 | 41 | 0.31173 | 1.3309 | 0.97788 | 7.6005 | 2675 | 1
3222 | WEST POINT 11014706 | 163201101 | WEST POINT 1101 | 4706 | FALSE | 18429.634 | 18429.634 | 138 | 0.81669 | 6.2761 | 1.0054 | 25.0428 | 2390 | 102.14
2065 | EL DORADO PH 21026645 | 152762102 | EL DORADO PH 2102 | 6645 | FALSE | 6787.3604 | 6787.3604 | 52 | 0.76694 | 7.5083 | 1.2421 | 25.6675 | 2386 | 102.14
3802 | MORRO BAY 1102868170 | 183011102 | MORRO BAY 1102 | 868170 | FALSE | 15451.7071 | 14595.2194 | 59 | 1.3715 | 17.5087 | 1.0184 | 52.9097 | 2197
3290 | TAR FLAT 04023144 | 163240402 | TAR FLAT 0402 | 3144 | FALSE | 8269.2517 | 7828.9119 | 58 | 2.1001 | 38.7028 | 0.99641 | 19.1385 | 2460 | 1
671 | CAMP EVERS 21045096 | 83622104 | CAMP EVERS 2104 | 5096 | FALSE | 32680.7032 | 32680.7032 | 232 | 1.0131 | 12.0151 | 1.0418 | 13.592 | 2561 | 11.22
6416 | PLACER 1102CB | 152461102 | PLACER 1102 | CB | FALSE | 3445.1403 | 3361.7302 | 23 | 2.1674 | 17.7762 | 1.0359 | 17.2869 | 2496 | 11.22
9674 | GUALALA 1112CB | 42841112 | GUALALA 1112 | CB | FALSE | 3448.2579 | 2568.9228 | 22 | 0.56235 | 5.4715 | 1.0078 | 18.4256 | 2469 | 1
1510 | MONTE RIO 1113CB | 42811113 | MONTE RIO 1113 | CB | FALSE | 7286.2366 | 7286.2366 | 49 | 0.83541 | 2.3962 | 1.0009 | 6.3725 | 2702 | 85.45
1572 | ECHO SUMMIT 11012500 | 158031101 | ECHO SUMMIT 1101 | 2500 | FALSE | 3521.417 | 3521.417 | 26 | 0.36445 | 5.9855 | 1.0129 | 44.8707 | 2248 | 1
808 | PEORIA 1701169700 | 163781701 | PEORIA 1701 | 169700 | FALSE | 13421.5222 | 13421.5222 | 63 | 1.0921 | 60.8043 | 1.0765 | 25.346 | 2387
1792 | MORAGA 1102CB | 13801102 | MORAGA 1102 | CB | FALSE | 14982.4076 | 8539.83 | 130 | 0.74456 | 2.6723 | 1.008 | 25.7754 | 2384 | 11.22
6608 | FORT ROSS 1121134 | 42851121 | FORT ROSS 1121 | 134 | FALSE | 13416.4816 | 13272.5409 | 99 | 0.61355 | 10.0143 | 1.0117 | 24.5453 | 2393 | 1
5795 | HIGGINS 1103995672 | 152691103 | HIGGINS 1103 | 995672 | FALSE | 9263.8953 | 5928.6387 | 79 | 1.1917 | 7.1362 | 1.2589 | 13.4013 | 2564 | 1
7320 | FAIRVIEW 220799096 | 13432207 | FAIRVIEW 2207 | 99096 | FALSE | 15944.165 | 15895.8244 | 56 | 0.67414 | 35.7749 | 0.99795 | 20.9972 | 2437 | 1
1460 | PARADISE 1105121988 | 102831105 | PARADISE 1105 | 121988 | FALSE | 11219.1712 | 11219.1712 | 92 | 0.45053 | 0.73821 | 1.0009 | 5.2336 | 2742
223 | ROB ROY 210410960 | 83692104 | ROB ROY 2104 | 10960 | FALSE | 45089.9597 | 30132.5387 | 320 | 0.89337 | 7.6886 | 0.81839 | 18.2529 | 2472 | 1
2825 | COTATI 1104CB | 42271104 | COTATI 1104 | CB | FALSE | 12268.6539 | 7279.3949 | 93 | 4.8412 | 17.5073 | 0.98418 | 13.0319 | 2569 | 35.33
9868 | VOLTA 110293418 | 102541102 | VOLTA 1102 | 93418 | FALSE | 4145.9232 | 4145.9232 | 23 | 0.25452 | 23.04 | 1.0442 | 45.5233 | 2243 | 1
7915 | LOS GATOS 1106697500 | 82021106 | LOS GATOS 1106 | 697500 | FALSE | 10836.6474 | 10836.6474 | 74 | 0.71616 | 6.167 | 1.0115 | 8.0975 | 2667
6742 | ALTO 11251158 | 42031125 | ALTO 1125 | 1158 | FALSE | 8353.2531 | 3588.3989 | 65 | 0.2958 | 1.4998 | 0.43761 | 5.9152 | 2715 | 1
4000 | RINCON 1101576 | 43321101 | RINCON 1101 | 576 | FALSE | 13079.4255 | 1582.5592 | 116 | 1.8997 | 10.0638 | 0.76402 | 17.5488 | 2490 | 1
4995 | SOLEDAD 21027008 | 182052102 | SOLEDAD 2102 | 7008 | FALSE | 29112.5788 | 8088.7008 | 122 | 1.0175 | 6.5912 | 0.36845 | 36.2639 | 2302 | 1
6887 | HATTON 1102648928 | 182291102 | HATTON 1102 | 648928 | FALSE | 7727.8743 | 6359.2353 | 44 | 1.4006 | 18.9846 | 1.0161 | 57.7042 | 2168 | 1
9513 | GREEN VALLEY 2101535998 | 83192101 | GREEN VALLEY 2101 | 535998 | FALSE | 7941.4498 | 7140.4635 | 43 | 2.4115 | 28.1035 | 1.0208 | 19.4088 | 2455
2632 | APPLE HILL 110412947 | 153661104 | APPLE HILL 1104 | 12947 | FALSE | 5709.2465 | 5709.2465 | 49 | 0.64421 | 10.1564 | 1.0106 | 18.015 | 2480 | 102.14
7783 | MIRABEL 110257840 | 42091102 | MIRABEL 1102 | 57840 | FALSE | 4238.9331 | 4238.9331 | 29 | 1.1874 | 2.2683 | 1.0012 | 7.443 | 2678 | 1
8978 | BIG RIVER 1101954 | 43081101 | BIG RIVER 1101 | 954 | FALSE | 13095.0592 | 12372.699 | 78 | 0.50405 | 7.864 | 1.0111 | 22.5908 | 2415 | 1
85 | HALSEY 11011704 | 152241101 | HALSEY 1101 | 1704 | FALSE | 21239.3917 | 21231.8185 | 160 | 0.99774 | 12.6111 | 1.1412 | 19.3786 | 2457 | 1
2388 | CAMP EVERS 21059031 | 83622105 | CAMP EVERS 2105 | 9031 | FALSE | 1741.4201 | 1741.4201 | 17 | 0.14836 | 3.8208 | 1.0005 | 5.6599 | 2722 | 65.39
2038 | MORAGA 1104CB | 13801104 | MORAGA 1104 | CB | FALSE | 25157.6923 | 15741.0344 | 214 | 0.83708 | 5.9476 | 1.4452 | 25.8956 | 2379 | 1
6140 | OCEANO 1106V28 | 182601106 | OCEANO 1106 | V28 | FALSE | 14462.1376 | 1958.2873 | 99 | 1.2437 | 5.3991 | 0.47055 | 31.9058 | 2328 | 1
9346 | LAURELES 11116421 | 182371111 | LAURELES 1111 | 6421 | FALSE | 2777.3682 | 2777.3682 | 20 | 0.58131 | 18.1325 | 1.0668 | 26.2004 | 2374 | 1
680 | CAMP EVERS 210612760 | 83622106 | CAMP EVERS 2106 | 12760 | FALSE | 42462.3954 | 42462.3954 | 299 | 0.84305 | 9.7732 | 1.022 | 10.5604 | 2618 | 1
1725 | BOLINAS 1101CB | 42261101 | BOLINAS 1101 | CB | FALSE | 3500.023 | 3442.3441 | 26 | 0.58135 | 18.9123 | 1.0225 | 17.4311 | 2492 | 1
1486 | BEN LOMOND 1101BL 1101 | 83041101 | BEN LOMOND 1101 | BL 1101 | FALSE | 13568.3761 | 13568.3761 | 101 | 0.54911 | 4.7107 | 1.0011 | 6.186 | 2709 | 26.55
8439 | OAKHURST 110310190 | 254421103 | OAKHURST 1103 | 10190 | FALSE | 13591.0884 | 13591.0884 | 61 | 0.72946 | 22.3873 | 1.0181 | 28.5039 | 2355 | 102.14
1870 | TEMPLETON 2110307832 | 183052110 | TEMPLETON 2110 | 307832 | FALSE | 22986.441 | 2614.1136 | 133 | 0.10374 | 5.3668 | 0.11559 | 52.2996 | 2199
4149 | EL DORADO PH 210219542 | 152762102 | EL DORADO PH 2102 | 19542 | FALSE | 15319.5774 | 15319.5774 | 111 | 0.36734 | 3.5567 | 0.99518 | 13.9871 | 2550 | 102.14
5394 | BRUNSWICK 11052100 | 152481105 | BRUNSWICK 1105 | 2100 | FALSE | 6391.6672 | 6391.6672 | 47 | 0.48009 | 12.5909 | 1.0028 | 17.2588 | 2498 | 102.14
7138 | MONTE RIO 11138299 | 42811113 | MONTE RIO 1113 | 8299 | FALSE | 1934.2169 | 1934.2169 | 13 | 1.5844 | 20.8905 | 1.055 | 14.6935 | 2537 | 102.14
2315 | MORAGA 1101108540 | 13801101 | MORAGA 1101 | 108540 | FALSE | 7751.409 | 7751.409 | 44 | 0.64758 | 5.6484 | 1.8217 | 10.8681 | 2613 | 65.39
110 | RACETRACK 17038120 | 163761703 | RACETRACK 1703 | 8120 | FALSE | 14371.6326 | 14371.6326 | 108 | 0.96473 | 7.6291 | 1.0176 | 24.2646 | 2397 | 1
2784 | FRENCH GULCH 11022902 | 103381102 | FRENCH GULCH 1102 | 2902 | FALSE | 11242.8228 | 11242.8228 | 8 | 0.24668 | 19.1198 | 1.0288 | 50.5933 | 2209 | 1
4537 | LAKEWOOD 2107396264 | 13532107 | LAKEWOOD 2107 | 396264 | FALSE | 10259.9636 | 7704.2 | 95 | 1.1118 | 5.0978 | 0.89469 | 21.8184 | 2427
6727 | BRUNSWICK 11032200 | 152481103 | BRUNSWICK 1103 | 2200 | FALSE | 8965.9106 | 8965.9106 | 64 | 0.94334 | 18.4081 | 1.0094 | 17.8909 | 2484 | 102.14
9065 | OTTER 11017611 | 182941101 | OTTER 1101 | 7611 | FALSE | 7068.0362 | 7068.0362 | 42 | 0.6833 | 29.6039 | 1.0742 | 37.9943 | 2291 | 1
4321 | BRUNSWICK 110633050 | 152481106 | BRUNSWICK 1106 | 33050 | FALSE | 6143.4432 | 1793.1664 | 56 | 0.51315 | 3.8005 | 1.0096 | 9.4021 | 2637 | 65.39
7573 | ROSSMOOR 110639424 | 14161106 | ROSSMOOR 1106 | 39424 | FALSE | 3992.9225 | 1481.6598 | 36 | 0.89328 | 10.1371 | 0.91456 | 17.4915 | 2491
1005 | ROB ROY 21045082 | 83692104 | ROB ROY 2104 | 5082 | FALSE | 33362.418 | 32012.7007 | 215 | 0.56211 | 12.7295 | 1.0466 | 16.3155 | 2512 | 1
5885 | LAURELES 11122768 | 182371112 | LAURELES 1112 | 2768 | FALSE | 12969.9695 | 10109.7249 | 92 | 1.4625 | 13.2622 | 1.1056 | 22.2701 | 2424 | 1
2281 | VOLTA 110185234 | 102541101 | VOLTA 1101 | 85234 | FALSE | 12730.8347 | 12730.8347 | 92 | 0.6636 | 10.622 | 1.0052 | 30.0376 | 2343 | 1
3545 | PACIFICA 1104230272 | 22811104 | PACIFICA 1104 | 230272 | FALSE | 1833.3676 | 1377.39 | 18 | 1.216 | 8.1194 | 1.0119 | 15.9138 | 2516
6564 | NEWBURG 1131557468 | 192151131 | NEWBURG 1131 | 557468 | FALSE | 3768.3144 | 1423.6732 | 28 | 2.1746 | 9.5541 | 1.0081 | 10.813 | 2614
2123 | IGNACIO 11011300 | 42481101 | IGNACIO 1101 | 1300 | FALSE | 9816.2612 | 5145.088 | 84 | 0.47058 | 2.6984 | 1.0932 | 15.4386 | 2525 | 1
7516 | SAN LUIS OBISPO 1107CB | 182631107 | SAN LUIS OBISPO 1107 | CB | FALSE | 1947.472 | 1251.1033 | 19 | 0.70109 | 5.86 | 0.95191 | 32.6064 | 2325 | 1
3837 | AUBERRY 1101D4982 | 254151101 | AUBERRY 1101 | D4982 | FALSE | 4312.861 | 4312.861 | 21 | 0.26173 | 18.1981 | 1.0321 | 38.5371 | 2287 | 85.45
586 | WEIMAR 11022038 | 152491102 | WEIMAR 1102 | 2038 | FALSE | 21510.9233 | 21510.9233 | 155 | 2.2307 | 13.5831 | 1.0545 | 18.4659 | 2468 | 1
5218 | SYCAMORE CREEK 11112268 | 102971111 | SYCAMORE CREEK 1111 | 2268 | FALSE | 35117.3516 | 35117.3516 | 217 | 0.34923 | 15.3249 | 1.0154 | 23.7294 | 2408 | 102.14
3804 | POINT MORETTI 110110726 | 82931101 | POINT MORETTI 1101 | 10726 | FALSE | 16936.721 | 16936.721 | 124 | 0.65992 | 9.6966 | 1.0139 | 7.1636 | 2683 | 26.55
1389 | STANISLAUS 17011331 | 162821701 | STANISLAUS 1701 | 1331 | FALSE | 7064.7733 | 7064.7733 | 63 | 0.2541 | 2.3464 | 1.177 | 12.1416 | 2583 | 85.45
8302 | VALLEY VIEW 1106P166 | 14341106 | VALLEY VIEW 1106 | P166 | FALSE | 7343.1285 | 7068.5222 | 27 | 0.051213 | 4.6397 | 1.0037 | 10.6287 | 2617 | 11.22
7677 | POINT MORETTI 110136516 | 82931101 | POINT MORETTI 1101 | 36516 | FALSE | 6699.7019 | 6699.7019 | 53 | 0.95001 | 6.4254 | 1.0068 | 6.3459 | 2704 | 47.64
9231 | ROB ROY 21045304 | 83692104 | ROB ROY 2104 | 5304 | FALSE | 8039.9737 | 5763.285 | 60 | 0.9578 | 14.0312 | 1.4107 | 18.674 | 2464 | 1
6613 | HICKS 111660050 | 83431116 | HICKS 1116 | 60050 | FALSE | 13116.246 | 13116.246 | 98 | 2.2519 | 14.8842 | 1.0305 | 16.5517 | 2508 | 1
3988 | SAN RAFAEL 1108322 | 42011108 | SAN RAFAEL 1108 | 322 | FALSE | 11857.5634 | 11550.5948 | 88 | 0.68803 | 1.4273 | 0.58151 | 11.411 | 2599 | 1
3811 | OAKLAND X 1106950688 | 12541106 | OAKLAND X 1106 | 950688 | FALSE | 5883.5054 | 5883.5054 | 50 | 0.60813 | 2.3367 | 1.0535 | 17.1924 | 2501
1254 | CURTIS 17039240 | 163351703 | CURTIS 1703 | 9240 | FALSE | 17656.496 | 17656.496 | 151 | 0.63816 | 6.4392 | 1.3109 | 23.8246 | 2406 | 1
8204 | BEN LOMOND 04015144 | 83040401 | BEN LOMOND 0401 | 5144 | FALSE | 6368.9288 | 6368.9288 | 36 | 0.33979 | 13.6744 | 1.018 | 8.6508 | 2650 | 65.39
4844 | SANTA ROSA A 1104173590 | 42151104 | SANTA ROSA A 1104 | 173590 | FALSE | 6901.197 | 6901.197 | 46 | 1.452 | 24.8431 | 1.3577 | 19.2098 | 2458
7483 | FLINT 1101CB | 152531101 | FLINT 1101 | CB | FALSE | 4176.9151 | 1037.2766 | 36 | 0.78534 | 5.6602 | 0.80853 | 8.6501 | 2651 | 1
6669 | DUNBAR 1101234 | 43071101 | DUNBAR 1101 | 234 | FALSE | 10290.6171 | 5584.5077 | 81 | 1.5944 | 8.5837 | 1.0097 | 12.3014 | 2581 | 1
7886 | OAKHURST 1102CB | 254421102 | OAKHURST 1102 | CB | FALSE | 7703.9355 | 4253.8822 | 61 | 0.97461 | 7.8213 | 0.89359 | 11.75 | 2592 | 14.95
1710 | ELK 110191336 | 42981101 | ELK 1101 | 91336 | FALSE | 13315.5222 | 12740.7114 | 78 | 0.54615 | 9.9498 | 1.0147 | 14.0784 | 2546 | 1
583 | MONTE RIO 1111969182 | 42811111 | MONTE RIO 1111 | 969182 | FALSE | 8578.2654 | 8578.2654 | 64 | 0.52821 | 12.2709 | 0.97998 | 7.8723 | 2672
3182 | KONOCTI 1108950 | 43311108 | KONOCTI 1108 | 950 | FALSE | 11853.1557 | 9978.6098 | 85 | 1.6426 | 7.6714 | 1.0055 | 9.5946 | 2629 | 1
5332 | CLAYTON 2212CB | 12022212 | CLAYTON 2212 | CB | FALSE | 17569.8608 | 1899.4744 | 140 | 0.40905 | 13.0955 | 0.3326 | 17.212 | 2499 | 11.22
886 | SALT SPRINGS 21024796 | 163692102 | SALT SPRINGS 2102 | 4796 | FALSE | 11571.4706 | 11571.4706 | 114 | 0.19927 | 2.9966 | 1.2313 | 15.4981 | 2524 | 102.14
1846 | BIG RIVER 11013002 | 43081101 | BIG RIVER 1101 | 3002 | FALSE | 13206.8342 | 11656.2739 | 76 | 1.1214 | 10.1422 | 1.115 | 10.9995 | 2610 | 1
6005 | MIRABEL 1101201156 | 42091101 | MIRABEL 1101 | 201156 | FALSE | 2780.2158 | 2335.0863 | 26 | 3.4257 | 12.0042 | 2.1281 | 11.0364 | 2609
9286 | SOLEDAD 2101315500 | 182052101 | SOLEDAD 2101 | 315500 | FALSE | 5515.195 | 1783.0288 | 22 | 0.10198 | 12.69 | 0.43721 | 19.9522 | 2450
2001 | SAN RAFAEL 110839156 | 42011108 | SAN RAFAEL 1108 | 39156 | FALSE | 7678.6279 | 5580.9258 | 62 | 0.14407 | 1.6507 | 1.5818 | 5.0499 | 2749 | 1
2593 | HIGGINS 1104533648 | 152691104 | HIGGINS 1104 | 533648 | FALSE | 10867.8258 | 10867.8258 | 93 | 1.2991 | 4.6234 | 1.0493 | 8.4995 | 2655 | 1
2853 | EL DORADO PH 2101668674 | 152762101 | EL DORADO PH 2101 | 668674 | FALSE | 15298.6549 | 15298.6549 | 112 | 0.26119 | 5.0488 | 1.1915 | 8.5559 | 2654
701 | CAMP EVERS 210512590 | 83622105 | CAMP EVERS 2105 | 12590 | FALSE | 8818.0631 | 8233.9726 | 69 | 0.075895 | 1.6647 | 0.98695 | 7.9903 | 2671 | 1
6505 | MONTE RIO 11131313 | 42811113 | MONTE RIO 1113 | 1313 | FALSE | 1996.4298 | 1996.4298 | 19 | 0.17091 | 8.8741 | 1.2125 | 12.5764 | 2576 | 85.45
4406 | COTATI 110475972 | 42271104 | COTATI 1104 | 75972 | FALSE | 7223.394 | 5386.1403 | 61 | 4.6751 | 18.5885 | 1.3358 | 22.3 | 2423 | 11.22
7967 | MENLO 11038982 | 24131103 | MENLO 1103 | 8982 | FALSE | 7434.3823 | 7434.3823 | 50 | 0.0039823 | 8.914 | 1.014 | 11.9525 | 2587 | 1
9897 | ORO FINO 110239154 | 103031102 | ORO FINO 1102 | 39154 | FALSE | 1419.8889 | 1419.8889 | 11 | 0.69087 | 20.0643 | 1.0068 | 21.6746 | 2430 | 102.14
5536 | GUALALA 1111CB | 42841111 | GUALALA 1111 | CB | FALSE | 6227.6638 | 6227.6638 | 47 | 0.92299 | 8.5667 | 1.0069 | 5.1216 | 2747 | 1
3869 | PINE GROVE 11021765 | 163751102 | PINE GROVE 1102 | 1765 | FALSE | 2336.7952 | 2336.7952 | 20 | 0.17998 | 2.006 | 1.0017 | 6.0123 | 2713 | 47.64
2705 | FORT ORD 210736596 | 182402107 | FORT ORD 2107 | 36596 | FALSE | 20043.7619 | 6572.3951 | 145 | 0.053845 | 3.6102 | 0.50157 | 17.052 | 2503 | 1
5302 | BIG BASIN 11015000 | 82841101 | BIG BASIN 1101 | 5000 | FALSE | 3149.0186 | 3149.0186 | 23 | 0.27578 | 3.9232 | 1.0006 | 2.1336 | 2834 | 65.39
5396 | FORT BRAGG A 11041316 | 42761104 | FORT BRAGG A 1104 | 1316 | FALSE | 22645.6685 | 22101.0688 | 166 | 0.98304 | 8.2759 | 1.4462 | 13.3542 | 2565 | 1
6380 | GUALALA 111135562 | 42841111 | GUALALA 1111 | 35562 | FALSE | 22914.0776 | 22914.0776 | 147 | 0.43506 | 7.3291 | 1.0085 | 11.7038 | 2593 | 1
5878 | OLEMA 11011318 | 42291101 | OLEMA 1101 | 1318 | FALSE | 16637.0018 | 13693.4076 | 113 | 0.26989 | 3.7651 | 0.99691 | 8.2659 | 2664 | 85.45
7013 | SALT SPRINGS 2102L491 | 163692102 | SALT SPRINGS 2102 | L491 | FALSE | 3564.5514 | 3564.5514 | 31 | 0.078761 | 2.4233 | 1.1299 | 5.4343 | 2732 | 102.14
842 | ELK 11011272 | 42981101 | ELK 1101 | 1272 | FALSE | 36077.8728 | 35548.517 | 236 | 0.71303 | 11.7217 | 1.1427 | 17.6496 | 2487 | 1
3308 | SNEATH LANE 1106CB | 22721106 | SNEATH LANE 1106 | CB | FALSE | 9891.2145 | 4885.2685 | 66 | 0.50864 | 7.2357 | 1.1551 | 23.8416 | 2402 | 1
4674 | WEST POINT 110112256 | 163201101 | WEST POINT 1101 | 12256 | FALSE | 10425.1159 | 10425.1159 | 86 | 0.63658 | 6.52 | 1.0041 | 19.6956 | 2453 | 102.14
141 | MORRO BAY 1102W34 | 183011102 | MORRO BAY 1102 | W34 | FALSE | 15456.5208 | 12223.0154 | 112 | 0.26732 | 6.9403 | 0.9201 | 31.2471 | 2337
8023 | HOLLISTER 2105903238 | 182492105 | HOLLISTER 2105 | 903238 | FALSE | 9893.8007 | 6450.8713 | 30 | 0.12242 | 43.401 | 0.52786 | 30.0306 | 2344
53 | DUNBAR 1102448 | 43071102 | DUNBAR 1102 | 448 | FALSE | 14554.2556 | 3932.5973 | 116 | 1.8153 | 8.452 | 0.80291 | 15.8508 | 2519
5111 | ALHAMBRA 110581514 | 14101105 | ALHAMBRA 1105 | 81514 | FALSE | 7697.8392 | 4781.286 | 65 | 1.3061 | 19.7455 | 0.97372 | 13.7396 | 2556 | 1
347 | BRUNSWICK 11052204 | 152481105 | BRUNSWICK 1105 | 2204 | FALSE | 11625.6324 | 11625.6324 | 84 | 0.95079 | 13.0932 | 1.1024 | 11.1006 | 2606 | 85.45
2860 | CAMP EVERS 210311046 | 83622103 | CAMP EVERS 2103 | 11046 | FALSE | 25866.5621 | 25866.5621 | 194 | 0.59213 | 8.9835 | 1.0089 | 6.3121 | 2705 | 1
5152 | WOODSIDE 11018522 | 24251101 | WOODSIDE 1101 | 8522 | FALSE | 15153.8377 | 3071.2008 | 123 | 0.33171 | 2.1951 | 0.51002 | 8.4903 | 2656 | 1
10217 | PAUL SWEET 2102959032 | 83252102 | PAUL SWEET 2102 | 959032 | FALSE | 1582.9544 | 1283.5288 | 11 | 0.65398 | 12.0212 | 1.0179 | 15.1847 | 2528
5057 | WEIMAR 11012764 | 152491101 | WEIMAR 1101 | 2764 | FALSE | 9871.3778 | 9871.3778 | 68 | 1.4328 | 9.7724 | 1.0147 | 5.6584 | 2724 | 1
8401 | IGNACIO 11051943 | 42481105 | IGNACIO 1105 | 1943 | FALSE | 1959.963 | 1959.963 | 17 | 1.183 | 3.1985 | 1.0025 | 5.6591 | 2723
2098 | VOLTA 1102641544 | 102541102 | VOLTA 1102 | 641544 | FALSE | 7956.2573 | 7956.2573 | 58 | 0.7574 | 12.1612 | 1.0015 | 9.0793 | 2642
5971 | SANTA ROSA A 110464565 | 42151104 | SANTA ROSA A 1104 | 64565 | FALSE | 1284.2848 | 1284.2848 | 13 | 0.12849 | 0.34818 | 1.0029 | 14.7117 | 2534 | 1
5833 | DEL MONTE 21049500 | 182222104 | DEL MONTE 2104 | 9500 | FALSE | 10910.9002 | 9168.0738 | 71 | 3.1409 | 18.3357 | 1.0287 | 18.8342 | 2462 | 20
3301 | RALSTON 1101836528 | 24141101 | RALSTON 1101 | 836528 | FALSE | 4695.3621 | 4679.584 | 39 | 0.98735 | 1.922 | 1.0098 | 39.6633 | 2275
1278 | LOS GATOS 1107CB | 82021107 | LOS GATOS 1107 | CB | FALSE | 25409.8546 | 24616.6476 | 192 | 0.49924 | 5.7429 | 0.87684 | 9.4762 | 2636 | 1
9582 | LOS OSITOS 2102624200 | 182082102 | LOS OSITOS 2102 | 624200 | FALSE | 3744.0071 | 2491.858 | 6 | 0.095575 | 42.7403 | 0.67301 | 78.1632 | 2058
6642 | STANISLAUS 1702L5381 | 162821702 | STANISLAUS 1702 | L5381 | FALSE | 1955.4877 | 1955.4877 | 15 | 0.97906 | 4.2167 | 1.0034 | 11.1601 | 2603 | 102.14
2575 | BIG RIVER 110155402 | 43081101 | BIG RIVER 1101 | 55402 | FALSE | 14989.6887 | 3994.4825 | 104 | 0.64159 | 5.489 | 0.97869 | 16.7266 | 2505 | 1
2609 | MIRABEL 1102503000 | 42091102 | MIRABEL 1102 | 503000 | FALSE | 7554.2208 | 7373.131 | 54 | 0.32252 | 0.63444 | 0.98206 | 3.5877 | 2787
8405 | MONTE RIO 1111240 | 42811111 | MONTE RIO 1111 | 240 | FALSE | 4953.3762 | 4953.3762 | 42 | 1.1008 | 10.733 | 1.0195 | 8.5626 | 2653 | 47.64
1947 | ROB ROY 210410930 | 83692104 | ROB ROY 2104 | 10930 | FALSE | 18316.5864 | 1585.2477 | 149 | 1.8713 | 9.1666 | 0.54487 | 11.2167 | 2602 | 1
6789 | MIRABEL 11021139 | 42091102 | MIRABEL 1102 | 1139 | FALSE | 3291.1128 | 3291.1128 | 25 | 0.35419 | 2.2494 | 1.3207 | 5.771 | 2718 | 47.64
10452 | PIT NO 3 21011480 | 103732101 | PIT NO 3 2101 | 1480 | FALSE | 3913.3341 | 3463.9371 | 20 | 0.2585 | 31.0724 | 0.95331 | 14.3241 | 2543 | 1
3881 | CORRAL 110275622 | 162991102 | CORRAL 1102 | 75622 | FALSE | 9209.8908 | 1956.9061 | 78 | 1.6781 | 19.2401 | 0.7915 | 14.1186 | 2545 | 35.33
656 | MORAGA 1105CB | 13801105 | MORAGA 1105 | CB | FALSE | 17419.9506 | 9244.2642 | 121 | 0.91465 | 8.7925 | 0.97014 | 22.4988 | 2417 | 102.14
7044 | SALT SPRINGS 210297924 | 163692102 | SALT SPRINGS 2102 | 97924 | FALSE | 8287.4089 | 8287.4089 | 49 | 0.95686 | 7.0061 | 1.0064 | 16.5614 | 2507 | 85.45
1866 | HIGGINS 1104842642 | 152691104 | HIGGINS 1104 | 842642 | FALSE | 9353.842 | 9353.842 | 80 | 1.3443 | 7.3752 | 1.1014 | 10.167 | 2622 | 1
1316 | SHADY GLEN 1101CB | 152431101 | SHADY GLEN 1101 | CB | FALSE | 8798.7393 | 5676.9517 | 72 | 2.3186 | 12.9902 | 1.606 | 7.3277 | 2682 | 85.45
8148 | MIWUK 1702S1547 | 163661702 | MIWUK 1702 | S1547 | FALSE | 4459.8848 | 4459.8848 | 39 | 1.3765 | 8.5223 | 1.2092 | 14.6954 | 2536 | 102.14
10287 | DUNLAP 11027290 | 254061102 | DUNLAP 1102 | 7290 | FALSE | 1075.4071 | 1075.4071 | 8 | 0.073562 | 41.2304 | 1.1842 | 23.8308 | 2405 | 1
1937 | SARATOGA 1107LC12 | 83371107 | SARATOGA 1107 | LC12 | FALSE | 12044.6481 | 12044.6481 | 86 | 0.53254 | 9.5849 | 1.1843 | 13.8877 | 2554 | 1
3 | HIGGINS 1104498932 | 152691104 | HIGGINS 1104 | 498932 | FALSE | 6861.4641 | 6024.2456 | 57 | 1.6401 | 9.5714 | 1.0031 | 8.6826 | 2649 | 1
7928 | HALSEY 11015731 | 152241101 | HALSEY 1101 | 5731 | FALSE | 5029.6194 | 5029.6194 | 41 | 1.6726 | 6.3942 | 1.0105 | 3.5444 | 2790 | 1
5582 | TAMARACK 1101CB | 152291101 | TAMARACK 1101 | CB | FALSE | 28734.8817 | 28123.7558 | 148 | 0.44113 | 10.4812 | 0.99953 | 13.9274 | 2552 | 1
5935 | MORAGA 1103CB | 13801103 | MORAGA 1103 | CB | FALSE | 10346.1129 | 2141.3708 | 82 | 0.40414 | 2.5833 | 1.1598 | 6.4364 | 2698 | 1
6299 | PEORIA 170587222 | 163781705 | PEORIA 1705 | 87222 | FALSE | 8479.914 | 8240.0573 | 57 | 1.3917 | 6.6907 | 1.0039 | 10.4869 | 2620 | 1
2943 | PAUL SWEET 2105CB | 83252105 | PAUL SWEET 2105 | CB | FALSE | 14092.576 | 11980.8022 | 86 | 0.6752 | 4.2233 | 0.98949 | 5.5912 | 2727 | 1
9018 | GREEN VALLEY 2101509068 | 83192101 | GREEN VALLEY 2101 | 509068 | FALSE | 2868.1374 | 1655.4712 | 22 | 0.28017 | 7.8898 | 0.73401 | 17.3491 | 2495
5120 | PAUL SWEET 21045394 | 83252104 | PAUL SWEET 2104 | 5394 | FALSE | 24529.1372 | 23340.3938 | 180 | 1.2205 | 11.5016 | 0.99498 | 7.7218 | 2674 | 47.64
6690 | GUALALA 1111887180 | 42841111 | GUALALA 1111 | 887180 | FALSE | 8692.4371 | 8589.4892 | 61 | 1.9724 | 16.3179 | 1.0107 | 12.9178 | 2572 | 1
3875 | FORT BRAGG A 11014698 | 42761101 | FORT BRAGG A 1101 | 4698 | FALSE | 12883.0062 | 12883.0062 | 101 | 0.36234 | 4.1478 | 1.1223 | 12.0639 | 2584 | 1
8479 | SALT SPRINGS 2102L7283 | 163692102 | SALT SPRINGS 2102 | L7283 | FALSE | 1053.4945 | 1053.4945 | 12 | 0.043142 | 4.0116 | 2.3365 | 13.9335 | 2551 | 102.14
1105 | PLACER 110451732 | 152461104 | PLACER 1104 | 51732 | FALSE | 12971.5884 | 1093.5921 | 110 | 0.5831 | 1.7758 | 1.7808 | 3.0886 | 2809 | 1
6916 | BEN LOMOND 110196738 | 83041101 | BEN LOMOND 1101 | 96738 | FALSE | 10792.8538 | 10792.8538 | 84 | 0.80181 | 6.0421 | 1.0299 | 5.4435 | 2731 | 26.55
5851 | SAN RAFAEL 1109692576 | 42011109 | SAN RAFAEL 1109 | 692576 | FALSE | 5517.9962 | 3874.9491 | 51 | 0.27346 | 2.6979 | 0.65212 | 7.0569 | 2686
1894 | HALF MOON BAY 11028848 | 24101102 | HALF MOON BAY 1102 | 8848 | FALSE | 16215.0785 | 6200.2521 | 117 | 0.27914 | 5.3988 | 0.79862 | 11.0461 | 2608 | 1
3844 | OLEMA 110150396 | 42291101 | OLEMA 1101 | 50396 | FALSE | 21037.3757 | 20827.3892 | 162 | 0.55268 | 3.3143 | 1.1515 | 11.5065 | 2597 | 65.39
3877 | LOS GATOS 110660116 | 82021106 | LOS GATOS 1106 | 60116 | FALSE | 19634.1928 | 19634.1928 | 151 | 0.90752 | 6.8167 | 1.0129 | 4.9468 | 2757 | 1
46 | MONTE RIO 11111703 | 42811111 | MONTE RIO 1111 | 1703 | FALSE | 2213.9946 | 2213.9946 | 16 | 1.8262 | 9.1758 | 1.008 | 6.0137 | 2712 | 85.45
2992 | EMERALD LAKE 0401CB | 24080401 | EMERALD LAKE 0401 | CB | FALSE | 21117.9549 | 15035.2163 | 130 | 0.10945 | 3.4555 | 0.65569 | 7.7386 | 2673 | 1
5798 | DIAMOND SPRINGS 1107217974 | 152261107 | DIAMOND SPRINGS 1107 | 217974 | FALSE | 6862.6922 | 6593.0651 | 44 | 1.3975 | 7.56 | 1.0015 | 7.0882 | 2685
5351 | TEMPLETON 2113A32 | 183052113 | TEMPLETON 2113 | A32 | FALSE | 9519.6113 | 2633.3805 | 76 | 0.57508 | 6.9018 | 0.55068 | 14.4505 | 2541 | 1
5142 | STANISLAUS 17021850 | 162821702 | STANISLAUS 1702 | 1850 | FALSE | 21661.1812 | 21661.1812 | 182 | 0.5339 | 3.8828 | 1.9625 | 5.1605 | 2745 | 65.39
7375 | ARCATA 11224218 | 192021122 | ARCATA 1122 | 4218 | FALSE | 7931.9123 | 7690.241 | 27 | 0.18953 | 9.4039 | 1.3006 | 5.3463 | 2735 | 1
2956 | BIG BASIN 110276752 | 82841102 | BIG BASIN 1102 | 76752 | FALSE | 4380.3192 | 4380.3192 | 36 | 2.2615 | 8.263 | 1.0489 | 5.3491 | 2733 | 1
3629 | BRUNSWICK 11051030 | 152481105 | BRUNSWICK 1105 | 1030 | FALSE | 25567.0003 | 25567.0003 | 217 | 0.69979 | 4.9151 | 1.0663 | 5.1044 | 2748 | 102.14
9250 | MIWUK 17021808 | 163661702 | MIWUK 1702 | 1808 | FALSE | 2949.8139 | 2949.8139 | 27 | 0.51467 | 2.4268 | 1.4461 | 7.9905 | 2670 | 102.14
8540 | DEL MONTE 210436720 | 182222104 | DEL MONTE 2104 | 36720 | FALSE | 12840.8619 | 9577.7665 | 87 | 3.4244 | 13.3858 | 1.016 | 18.0958 | 2475 | 1
1888 | ROB ROY 2104CB | 83692104 | ROB ROY 2104 | CB | FALSE | 23033.3792 | 23033.3792 | 170 | 0.6602 | 6.5111 | 1.0089 | 8.871 | 2646 | 1
311 | SALT SPRINGS 21023142 | 163692102 | SALT SPRINGS 2102 | 3142 | FALSE | 28901.7283 | 28901.7283 | 256 | 0.4977 | 3.7086 | 1.2371 | 11.3039 | 2600 | 102.14
978 | BRYANT 0402CB | 13090402 | BRYANT 0402 | CB | FALSE | 12456.8292 | 3768.052 | 111 | 1.537 | 5.9198 | 1.3187 | 9.3336 | 2638 | 14.95
7054 | STANISLAUS 1702L3151 | 162821702 | STANISLAUS 1702 | L3151 | FALSE | 1595.4085 | 1595.4085 | 13 | 1.0553 | 1.5279 | 0.92376 | 7.3809 | 2679 | 47.64
3980 | BIG BASIN 110112838 | 82841101 | BIG BASIN 1101 | 12838 | FALSE | 3807.4911 | 3807.4911 | 32 | 0.51106 | 3.4447 | 1.0017 | 1.5522 | 2860 | 26.55
6283 | HATTON 11022010 | 182291102 | HATTON 1102 | 2010 | FALSE | 6409.6213 | 6409.6213 | 43 | 0.16555 | 5.671 | 1.2141 | 8.3553 | 2660 | 1
5512 | MORAGA 1101669542 | 13801101 | MORAGA 1101 | 669542 | FALSE | 5668.7589 | 5668.7589 | 49 | 0.40312 | 7.4488 | 1.4913 | 4.4449 | 2769
5671 | CURTIS 170190120 | 163351701 | CURTIS 1701 | 90120 | FALSE | 8309.1292 | 5041.5999 | 64 | 1.3114 | 7.5059 | 0.94718 | 5.6342 | 2725 | 1
5328 | OROSI 11027948F | 252841102 | OROSI 1102 | 7948F | FALSE | 13813.6905 | 1712.0139 | 74 | 0.18234 | 36.0849 | 0.068676 | 53.0836 | 2194 | 1
3271 | STAFFORD 1101CB | 43201101 | STAFFORD 1101 | CB | FALSE | 19644.2096 | 2188.9817 | 180 | 0.36485 | 1.527 | 0.97168 | 3.8934 | 2779 | 1
3349 | STANISLAUS 17026028 | 162821702 | STANISLAUS 1702 | 6028 | FALSE | 13370.3026 | 13370.3026 | 115 | 0.42336 | 1.3024 | 1.4011 | 6.888 | 2688 | 65.39
4063 | REDBUD 1102432 | 43191102 | REDBUD 1102 | 432 | FALSE | 18069.9686 | 1802.3639 | 130 | 0.41258 | 1.2875 | 0.40238 | 13.5928 | 2560 | 1
4207 | SPRING GAP 170210720 | 162831702 | SPRING GAP 1702 | 10720 | FALSE | 7675.033 | 7675.033 | 25 | 0.6446 | 8.2575 | 1.0067 | 32.3965 | 2326 | 85.45
6208 | BIG MEADOWS 2101CB | 102812101 | BIG MEADOWS 2101 | CB | FALSE | 3388.6184 | 3388.6184 | 21 | 0.98957 | 12.4726 | 1.0038 | 12.5128 | 2578 | 1
682 | ROSSMOOR 110676468 | 14161106 | ROSSMOOR 1106 | 76468 | FALSE | 4744.0085 | 1281.0776 | 35 | 2.0047 | 10.6424 | 1.0068 | 6.3972 | 2700 | 1
5936 | OAKLAND K 1102CB | 12101102 | OAKLAND K 1102 | CB | FALSE | 4816.3453 | 4816.3453 | 40 | 0.37321 | 5.8723 | 1.0035 | 11.9588 | 2585 | 65.39
5479 | ROSSMOOR 1108CB | 14161108 | ROSSMOOR 1108 | CB | FALSE | 11748.8949 | 6728.9489 | 92 | 1.2548 | 11.0077 | 1.1865 | 6.3592 | 2703 | 1
3739 | WEIMAR 1102CB | 152491102 | WEIMAR 1102 | CB | FALSE | 19605.5563 | 19605.5563 | 151 | 2.1107 | 16.8996 | 1.0057 | 11.5584 | 2596 | 1
4477 | MIWUK 170238218 | 163661702 | MIWUK 1702 | 38218 | FALSE | 17605.0564 | 17605.0564 | 132 | 0.47452 | 4.0201 | 1.2746 | 8.1704 | 2665 | 102.14
262 | ROB ROY 21055090 | 83692105 | ROB ROY 2105 | 5090 | FALSE | 34218.6566 | 34218.6566 | 245 | 0.63291 | 8.8838 | 1.0131 | 6.8561 | 2689 | 1
3196 | SPRING GAP 17029280 | 162831702 | SPRING GAP 1702 | 9280 | FALSE | 10262.6071 | 10262.6071 | 80 | 0.60064 | 4.1783 | 1.0056 | 8.09 | 2668 | 11.22
1359 | CAMP EVERS 210311056 | 83622103 | CAMP EVERS 2103 | 11056 | FALSE | 6785.5939 | 6717.0632 | 48 | 0.37486 | 2.7611 | 1.0032 | 4.026 | 2778 | 1
6651 | PINECREST 04011818 | 163160401 | PINECREST 0401 | 1818 | FALSE | 5027.483 | 4942.4923 | 26 | 0.33441 | 13.4041 | 0.96886 | 14.3865 | 2542 | 14.95
413 | BRUNSWICK 11062796 | 152481106 | BRUNSWICK 1106 | 2796 | FALSE | 31981.5846 | 31981.5846 | 253 | 1.5774 | 11.7815 | 1.0063 | 6.8299 | 2691 | 85.45
4105 | CAMP EVERS 210410442 | 83622104 | CAMP EVERS 2104 | 10442 | FALSE | 16579.0287 | 9105.2092 | 133 | 0.21325 | 3.8125 | 0.71118 | 3.6401 | 2786 | 1
2116 | LUCERNE 1106CB | 43351106 | LUCERNE 1106 | CB | FALSE | 5806.4035 | 3043.2971 | 48 | 0.47526 | 4.4977 | 1.4843 | 3.6937 | 2784 | 1
10094 | HARRIS 1109237791 | 192431109 | HARRIS 1109 | 237791 | FALSE | 3420.2949 | 2280.4467 | 23 | 0.20334 | 2.1124 | 1.0003 | 3.165 | 2804
9596 | BRUNSWICK 1104285704 | 152481104 | BRUNSWICK 1104 | 285704 | FALSE | 1923.7717 | 1685.8276 | 17 | 0.86023 | 2.7198 | 1.0012 | 9.8522 | 2626
591 | MIWUK 170110600 | 163661701 | MIWUK 1701 | 10600 | FALSE | 21367.0688 | 21367.0688 | 161 | 1.0179 | 3.6679 | 1.1447 | 8.335 | 2662 | 102.14
7040 | PAUL SWEET 2106428102 | 83252106 | PAUL SWEET 2106 | 428102 | FALSE | 20879.8446 | 19729.9421 | 158 | 1.2232 | 7.964 | 1.0024 | 4.9782 | 2755 | 1
9535 | HOLLISTER 2105480430 | 182492105 | HOLLISTER 2105 | 480430 | FALSE | 8153.37 | 1450.1348 | 39 | 0.27899 | 11.8873 | 0.41092 | 18.7653 | 2463
751 | GUALALA 1112662 | 42841112 | GUALALA 1112 | 662 | FALSE | 13657.9642 | 10019.7655 | 104 | 0.46435 | 5.0911 | 1.0031 | 8.9744 | 2644 | 1
9192 | PURISIMA 110154728 | 182971101 | PURISIMA 1101 | 54728 | FALSE | 7898.4984 | 1667.872 | 37 | 0.098182 | 19.5639 | 0.36768 | 43.321 | 2256 | 20
6603 | MIRABEL 11027347 | 42091102 | MIRABEL 1102 | 7347 | FALSE | 1315.3758 | 1315.3758 | 10 | 0.51057 | 3.1709 | 1.0009 | 4.8202 | 2760 | 102.14
6890 | CHALLENGE 110113026 | 103201101 | CHALLENGE 1101 | 13026 | FALSE | 12912.9615 | 12912.9615 | 70 | 0.32782 | 6.5841 | 1.0023 | 11.6076 | 2595 | 85.45
7773 | MONTE RIO 111215401 | 42811112 | MONTE RIO 1112 | 15401 | FALSE | 1388.1732 | 1388.1732 | 11 | 0.49417 | 1.802 | 1.001 | 6.5489 | 2694 | 85.45
8375 | MONTE RIO 1111256 | 42811111 | MONTE RIO 1111 | 256 | FALSE | 2415.6319 | 2415.6319 | 17 | 0.43242 | 2.8958 | 1.9413 | 1.4646 | 2867 | 35.33
6923 | OLEMA 1101758594 | 42291101 | OLEMA 1101 | 758594 | FALSE | 3264.6914 | 1943.4938 | 21 | 1.2528 | 18.3707 | 1.0129 | 6.1576 | 2711
5501 | FORT BRAGG A 11013100 | 42761101 | FORT BRAGG A 1101 | 3100 | FALSE | 23694.1727 | 19636.3272 | 198 | 0.53304 | 3.4286 | 1.3537 | 14.9697 | 2532 | 1
7330 | HAMILTON BRANCH 110190334 | 102361101 | HAMILTON BRANCH 1101 | 90334 | FALSE | 5394.0455 | 5394.0455 | 44 | 1.0752 | 22.8523 | 1.0233 | 20.5875 | 2442 | 85.45
3053 | HIGGINS 11032194 | 152691103 | HIGGINS 1103 | 2194 | FALSE | 4329.2096 | 2142.6429 | 36 | 1.5611 | 6.1714 | 1.5627 | 3.3664 | 2801 | 35.33
5378 | DIAMOND SPRINGS 1105CB | 152261105 | DIAMOND SPRINGS 1105 | CB | FALSE | 7588.8389 | 3330.3293 | 47 | 0.88912 | 6.6406 | 1.5961 | 1.7499 | 2851 | 14.95
1437 | HORSESHOE 110450142 | 152571104 | HORSESHOE 1104 | 50142 | FALSE | 6580.4447 | 3596.2025 | 55 | 0.78438 | 9.1376 | 0.93548 | 5.2494 | 2740 | 35.33
7798 | LOS GATOS 110712041 | 82021107 | LOS GATOS 1107 | 12041 | FALSE | 10143.7851 | 10143.7851 | 65 | 0.61287 | 10.0743 | 1.0355 | 5.1866 | 2743 | 47.64
1553 | MEADOW LANE 2106C558R | 14302106 | MEADOW LANE 2106 | C558R | FALSE | 23093.6755 | 1942.5032 | 180 | 0.41922 | 3.6045 | 0.073021 | 10.0864 | 2623 | 85.45
380 | STANISLAUS 17021804 | 162821702 | STANISLAUS 1702 | 1804 | FALSE | 13482.9013 | 13482.9013 | 118 | 0.21025 | 3.0506 | 1.5436 | 6.3117 | 2706 | 102.14
4432 | BRUNSWICK 11053611 | 152481105 | BRUNSWICK 1105 | 3611 | FALSE | 2597.3823 | 2597.3823 | 23 | 1.4824 | 8.5149 | 0.95902 | 11.435 | 2598 | 102.14
2151 | MIWUK 170153038 | 163661701 | MIWUK 1701 | 53038 | FALSE | 10729.3555 | 10729.3555 | 62 | 0.49282 | 7.329 | 1.006 | 8.8864 | 2645 | 1
5668 | ALLEGHANY 1101978 | 152101101 | ALLEGHANY 1101 | 978 | FALSE | 47571.501 | 22458.2021 | 130 | 0.28848 | 11.089 | 0.60536 | 24.8644 | 2391 | 1
6116 | IGNACIO 1105908 | 42481105 | IGNACIO 1105 | 908 | FALSE | 3616.7994 | 1126.3756 | 42 | 0.57828 | 0.9842 | 1.3341 | 3.4612 | 2796
2452 | OAKHURST 1103719490 | 254421103 | OAKHURST 1103 | 719490 | FALSE | 4856.6254 | 4856.6254 | 44 | 0.64451 | 4.0662 | 1.0009 | 6.5472 | 2695
1532 | HAMILTON BRANCH 1101CB | 102361101 | HAMILTON BRANCH 1101 | CB | FALSE | 5887.1186 | 3755.8808 | 56 | 0.59766 | 4.6866 | 0.97693 | 5.5819 | 2728 | 1
8732 | EL CERRITO G 1112418480 | 12501112 | EL CERRITO G 1112 | 418480 | FALSE | 1216.9885 | 1216.9885 | 13 | 0.22685 | 11.9237 | 1.0141 | 5.5937 | 2726
4263 | HALF MOON BAY 11038894 | 24101103 | HALF MOON BAY 1103 | 8894 | FALSE | 18146.6988 | 18102.2842 | 110 | 0.39819 | 9.3636 | 1.0413 | 4.8209 | 2759 | 47.64
4900 | CHESTER 11022564 | 103181102 | CHESTER 1102 | 2564 | FALSE | 3603.0114 | 3598.4394 | 21 | 2.0461 | 29.082 | 1.0708 | 12.5176 | 2577 | 1
8503 | SAN RAFAEL 11071276 | 42011107 | SAN RAFAEL 1107 | 1276 | FALSE | 6144.8964 | 6012.4282 | 56 | 0.093846 | 0.81591 | 0.67932 | 3.4619 | 2795 | 1
6580 | MIWUK 170247143 | 163661702 | MIWUK 1702 | 47143 | FALSE | 7882.6346 | 7882.6346 | 67 | 0.47572 | 2.1171 | 1.8212 | 2.9032 | 2815 | 1
4101 | LAURELES 1112562376 | 182371112 | LAURELES 1112 | 562376 | FALSE | 12962.1789 | 12746.1039 | 82 | 2.0669 | 26.5176 | 1.7157 | 14.0412 | 2548
5473 | EL DORADO PH 2102CB | 152762102 | EL DORADO PH 2102 | CB | FALSE | 8918.2943 | 8918.2943 | 46 | 0.37274 | 2.4199 | 0.91665 | 2.1334 | 2835 | 102.14
4174 | CAMP EVERS 210610718 | 83622106 | CAMP EVERS 2106 | 10718 | FALSE | 13624.5702 | 13624.5702 | 98 | 0.49617 | 4.0247 | 1.0051 | 2.007 | 2842 | 1
4155 | BRUNSWICK 110532536 | 152481105 | BRUNSWICK 1105 | 32536 | FALSE | 17537.3204 | 17537.3204 | 144 | 0.7269 | 8.1831 | 1.0573 | 6.8331 | 2690 | 102.14
4857 | SEACLIFF 040112946 | 83500401 | SEACLIFF 0401 | 12946 | FALSE | 5267.6978 | 3912.0696 | 41 | 0.31216 | 1.9533 | 0.92807 | 5.8607 | 2717 | 1
6409 | MIWUK 1702S2247 | 163661702 | MIWUK 1702 | S2247 | FALSE | 2394.0014 | 2394.0014 | 21 | 0.014712 | 1.7572 | 1.1922 | 9.1225 | 2641 | 102.14
9855 | DUNLAP 1102778286 | 254061102 | DUNLAP 1102 | 778286 | FALSE | 4188.0047 | 4188.0047 | 5 | 0 | 18.8668 | 1.0018 | 19.0779 | 2461 | 1
8205 | ATASCADERO 1102825520 | 182541102 | ATASCADERO 1102 | 825520 | FALSE | 2407.6531 | 1896.9242 | 21 | 1.7054 | 7.8501 | 1.0018 | 8.3859 | 2659
2233 | IGNACIO 11011264 | 42481101 | IGNACIO 1101 | 1264 | FALSE | 5420.1776 | 3078.9362 | 50 | 0.74454 | 3.3263 | 1.8643 | 10.5255 | 2619 | 11.22
4702 | BURNEY 110145984 | 103311101 | BURNEY 1101 | 45984 | FALSE | 7772.9197 | 7772.9197 | 68 | 0.52769 | 2.3054 | 0.82691 | 4.9585 | 2756 | 1
911 | PEORIA 170590374 | 163781705 | PEORIA 1705 | 90374 | FALSE | 7135.3675 | 6578.4615 | 48 | 2.1065 | 9.6288 | 1.0018 | 3.531 | 2791 | 1
5992 | MIWUK 17029270 | 163661702 | MIWUK 1702 | 9270 | FALSE | 9370.6933 | 9370.6933 | 68 | 0.52538 | 6.3274 | 1.1802 | 6.0072 | 2714 | 85.45
6378 | WOODACRE 11011238 | 43021101 | WOODACRE 1101 | 1238 | FALSE | 5923.8162 | 5923.8162 | 30 | 0.64381 | 6.5852 | 1.003 | 9.5821 | 2630 | 85.45
1227 | MORAGA 110381146 | 13801103 | MORAGA 1103 | 81146 | FALSE | 9033.4152 | 1226.8593 | 79 | 1.6587 | 6.9285 | 0.9935 | 10.282 | 2621 | 1
2519 | CAMPHORA 110122412 | 182071101 | CAMPHORA 1101 | 22412 | FALSE | 24417.5389 | 3680.7169 | 130 | 0.29959 | 9.0664 | 0.24311 | 12.5116 | 2579
2793 | CAMP EVERS 21065302 | 83622106 | CAMP EVERS 2106 | 5302 | FALSE | 9546.4932 | 9546.4932 | 57 | 0.2072 | 2.2508 | 1.246 | 2.1517 | 2833 | 1
6879 | SEACLIFF 0401CB | 83500401 | SEACLIFF 0401 | CB | FALSE | 9677.833 | 9246.0032 | 73 | 0.7049 | 5.7197 | 0.97585 | 4.2973 | 2773 | 1
5244 | DUNBAR 1103440 | 43071103 | DUNBAR 1103 | 440 | FALSE | 19525.153 | 3309.7658 | 158 | 0.25438 | 1.416 | 0.38074 | 3.5276 | 2792 | 1
4679 | ROB ROY 210412596 | 83692104 | ROB ROY 2104 | 12596 | FALSE | 17025.8657 | 12925.0786 | 140 | 0.67057 | 4.4238 | 1.1171 | 5.6622 | 2721 | 1
4037 | EL DORADO PH 21019759 | 152762101 | EL DORADO PH 2101 | 9759 | FALSE | 4110.5786 | 4110.5786 | 32 | 0.53183 | 9.9817 | 1.0014 | 4.5245 | 2765
909 | TULE POWER HOUSE 1101CB | 258591101 | TULE POWER HOUSE 1101 | CB | FALSE | 6570.8 | 6570.8 | 11 | 0.012389 | 25.6674 | 1.0033 | 248.9538 | 1542 | 1
7552 | WEST POINT 1101L2219 | 163201101 | WEST POINT 1101 | L2219 | FALSE | 5447.1163 | 5447.1163 | 41 | 0.419 | 5.3463 | 1.0006 | 7.0237 | 2687 | 85.45
7216 | BIG RIVER 110169032 | 43081101 | BIG RIVER 1101 | 69032 | FALSE | 13655.5842 | 13655.5842 | 101 | 0.18046 | 6.2199 | 1.1991 | 4.7713 | 2762 | 1
2590 | WOODSIDE 1104520832 | 24251104 | WOODSIDE 1104 | 520832 | FALSE | 12960.7664 | 9719.2853 | 90 | 0.83777 | 4.653 | 0.77163 | 3.7624 | 2781
8755 | HALF MOON BAY 1101903182 | 24101101 | HALF MOON BAY 1101 | 903182 | FALSE | 1770.3755 | 1052.7078 | 15 | 1.0192 | 1.4665 | 1.0018 | 4.2832 | 2774
4732 | BIG RIVER 11011286 | 43081101 | BIG RIVER 1101 | 1286 | FALSE | 12241.8563 | 7682.9666 | 92 | 0.31326 | 4.4658 | 1.0359 | 5.3157 | 2739 | 1
3369 | ORO FINO 110276008 | 103031102 | ORO FINO 1102 | 76008 | FALSE | 25670.8015 | 25670.8015 | 170 | 1.2695 | 12.6687 | 1.0167 | 4.261 | 2775 | 102.14
2888 | FOOTHILL 110299432 | 182951102 | FOOTHILL 1102 | 99432 | FALSE | 13966.781 | 2359.0159 | 115 | 0.39254 | 4.4639 | 0.74359 | 10.878 | 2612 | 1
7168 | STANISLAUS 17024905 | 162821702 | STANISLAUS 1702 | 4905 | FALSE | 3704.1382 | 3704.1382 | 35 | 1.2596 | 10.5501 | 2.6015 | 6.1793 | 2710 | 102.14
4177 | LOS GATOS 110760092 | 82021107 | LOS GATOS 1107 | 60092 | FALSE | 15629.1336 | 15629.1336 | 108 | 0.80552 | 8.874 | 1.0059 | 2.9279 | 2813 | 1
9726 | SALT SPRINGS 21028442 | 163692102 | SALT SPRINGS 2102 | 8442 | FALSE | 19428.9727 | 19428.9727 | 50 | 0.20852 | 4.2264 | 1.0022 | 8.1497 | 2666 | 1
1168 | SAN RAFAEL 11081210 | 42011108 | SAN RAFAEL 1108 | 1210 | FALSE | 8832.2253 | 5252.6146 | 73 | 0.053158 | 0.54158 | 0.46866 | 1.6941 | 2853 | 1
531 | SAN RAFAEL 1109418 | 42011109 | SAN RAFAEL 1109 | 418 | FALSE | 19645.0637 | 8262.136 | 130 | 0.36292 | 2.2925 | 0.68331 | 5.0022 | 2753 | 1
910 | DUNLAP 11027050 | 254061102 | DUNLAP 1102 | 7050 | FALSE | 15143.783 | 15143.783 | 67 | 0.15675 | 18.1588 | 1.0192 | 13.5475 | 2562 | 1
3656 | HALF MOON BAY 11038089 | 24101103 | HALF MOON BAY 1103 | 8089 | FALSE | 4528.4761 | 4528.4761 | 29 | 0.079188 | 15.929 | 1.0136 | 3.3453 | 2802 | 65.39
6207 | CAMP EVERS 210584166 | 83622105 | CAMP EVERS 2105 | 84166 | FALSE | 13898.1694 | 13231.1785 | 97 | 0.29621 | 4.1227 | 1.017 | 1.5368 | 2863
6326 | OLEMA 11011252 | 42291101 | OLEMA 1101 | 1252 | FALSE | 6608.6355 | 6608.6355 | 50 | 0.2501 | 1.5976 | 1.3211 | 3.8677 | 2780 | 85.45
872 | FAIRVIEW 2207M501R | 13432207 | FAIRVIEW 2207 | M501R | FALSE | 7503.1067 | 4016.4433 | 60 | 1.2806 | 6.0861 | 1.2123 | 3.6463 | 2785 | 1
6316 | BIG RIVER 11011052 | 43081101 | BIG RIVER 1101 | 1052 | FALSE | 6204.8696 | 5356.147 | 49 | 1.5951 | 9.0264 | 1.0261 | 5.2348 | 2741 | 1
4831 | ROB ROY 2105CB | 83692105 | ROB ROY 2105 | CB | FALSE | 2115.1186 | 1181.1241 | 17 | 0.53423 | 2.4278 | 1.0013 | 2.8608 | 2817 | 1
5876 | OAKLAND X 1106CR020 | 12541106 | OAKLAND X 1106 | CR020 | FALSE | 3932.8974 | 3932.8974 | 15 | 0.56748 | 3.3131 | 1.0011 | 4.8237 | 2758 | 65.39
8254 | DOLAN ROAD 1101857972 | 182381101 | DOLAN ROAD 1101 | 857972 | FALSE | 2082.0425 | 1672.4824 | 18 | 1.3687 | 17.0219 | 1.007 | 6.2207 | 2708
7697 | PARADISE 1103143744 | 102831103 | PARADISE 1103 | 143744 | FALSE | 1706.1115 | 1706.1115 | 13 | 0.62185 | 0.72834 | 1.0104 | 1.8946 | 2847
4615 | PEORIA 170184318 | 163781701 | PEORIA 1701 | 84318 | FALSE | 16486.0902 | 16486.0902 | 142 | 0.79994 | 4.6216 | 1.3731 | 8.7666 | 2648 | 1
8175 | WEST POINT 1101L1969 | 163201101 | WEST POINT 1101 | L1969 | FALSE | 1768.6139 | 1768.6139 | 16 | 0.16911 | 2.8592 | 1.001 | 7.4947 | 2677 | 102.14
2671 | LOS GATOS 1101LB40 | 82021101 | LOS GATOS 1101 | LB40 | FALSE | 14924.9201 | 13714.1212 | 131 | 0.55362 | 3.8215 | 0.73613 | 4.7844 | 2761 | 1
1669 | SPRING GAP 17029690 | 162831702 | SPRING GAP 1702 | 9690 | FALSE | 27916.5832 | 27916.5832 | 185 | 0.38694 | 4.9514 | 1.2633 | 9.3188 | 2639 | 102.14
1740 | GUALALA 1111402866 | 42841111 | GUALALA 1111 | 402866 | FALSE | 2560.4032 | 2560.4032 | 20 | 0.84104 | 5.1742 | 1.0129 | 2.4422 | 2826 | 1
3199 | EL CERRITO G 1105BR160 | 12501105 | EL CERRITO G 1105 | BR160 | FALSE | 18386.4832 | 13394.711 | 132 | 0.58332 | 5.0194 | 0.65272 | 3.3682 | 2800 | 1
7182 | EEL RIVER 1102720639 | 192381102 | EEL RIVER 1102 | 720639 | FALSE | 5844.6694 | 2660.7876 | 25 | 0.2501 | 6.7519 | 0.56887 | 1.9664 | 2846
6389 | PERRY 1101W10 | 183071101 | PERRY 1101 | W10 | FALSE | 3001.7775 | 2354.9644 | 29 | 0.96643 | 5.1024 | 1.0095 | 7.1616 | 2684 | 1
5102 | DEL MONTE 21049096 | 182222104 | DEL MONTE 2104 | 9096 | FALSE | 10649.9386 | 5304.2381 | 78 | 0.33065 | 4.0293 | 0.7573 | 6.4596 | 2697 | 1
483 | EL CERRITO G 1105CB | 12501105 | EL CERRITO G 1105 | CB | FALSE | 11982.8259 | 11982.8259 | 97 | 0.78752 | 1.1232 | 2.0024 | 4.4752 | 2768 | 1
8801 | WOODSIDE 1104420146 | 24251104 | WOODSIDE 1104 | 420146 | FALSE | 5058.5239 | 4389.3602 | 43 | 0.3227 | 1.5447 | 0.97726 | 3.382 | 2799
2740 | SUNOL 1101MR650 | 14241101 | SUNOL 1101 | MR650 | FALSE | 4320.1366 | 2086.6412 | 30 | 1.4458 | 23.1607 | 1.0475 | 6.4702 | 2696 | 1
1558 | RINCON 1103472 | 43321103 | RINCON 1103 | 472 | FALSE | 7739.1551 | 4930.8208 | 71 | 0.35208 | 2.6844 | 0.95881 | 2.7474 | 2818 | 1
1849 | FORT BRAGG A 11044690 | 42761104 | FORT BRAGG A 1104 | 4690 | FALSE | 23028.3671 | 18710.8643 | 161 | 0.69618 | 6.3445 | 1.633 | 4.3458 | 2772 | 1
1214 | ROB ROY 21055166 | 83692105 | ROB ROY 2105 | 5166 | FALSE | 8840.5786 | 8840.5786 | 81 | 0.55086 | 6.3035 | 1.0007 | 3.5862 | 2788 | 47.64
5899 | VOLTA 11011640 | 102541101 | VOLTA 1101 | 1640 | FALSE | 16804.166 | 16804.166 | 59 | 0.66564 | 15.5682 | 1.2088 | 5.7047 | 2720 | 1
7108 | RESERVATION ROAD 11023032 | 182731102 | RESERVATION ROAD 1102 | 3032 | FALSE | 15762.9704 | 5799.169 | 84 | 0.31279 | 4.9116 | 0.66306 | 5.9133 | 2716 | 1
5988 | SPRING GAP 1702693441 | 162831702 | SPRING GAP 1702 | 693441 | FALSE | 6859.835 | 6859.835 | 59 | 0.59341 | 3.3768 | 1.0015 | 4.4985 | 2767 | 1
5979 | BIG RIVER 11012183 | 43081101 | BIG RIVER 1101 | 2183 | FALSE | 4246.8638 | 4246.8638 | 33 | 0.41874 | 5.5565 | 1.0009 | 4.3864 | 2771 | 1
760 | BIG RIVER 1101952 | 43081101 | BIG RIVER 1101 | 952 | FALSE | 16341.5936 | 16341.5936 | 130 | 0.51382 | 4.8507 | 1.2511 | 2.9907 | 2812 | 1
1378 | PARADISE 1105CB | 102831105 | PARADISE 1105 | CB | FALSE | 11616.1021 | 9822.6918 | 86 | 0.37034 | 1.0372 | 1.0008 | 1.1717 | 2883 | 85.45
4711 | RESEARCH 2102446423 | 14692102 | RESEARCH 2102 | 446423 | FALSE | 2345.7749 | 1135.402 | 23 | 0.38557 | 2.1725 | 1.7005 | 2.131 | 2836
534 | STANISLAUS 170237278 | 162821702 | STANISLAUS 1702 | 37278 | FALSE | 10929.4406 | 10929.4406 | 99 | 0.47633 | 1.5759 | 1.2937 | 2.7082 | 2820 | 102.14
956 | PAUL SWEET 2106CB | 83252106 | PAUL SWEET 2106 | CB | FALSE | 18604.4746 | 8502.7441 | 115 | 0.4182 | 2.5475 | 0.99208 | 1.4421 | 2868 | 1
832 | ROSSMOOR 110168920 | 14161101 | ROSSMOOR 1101 | 68920 | FALSE | 11754.4382 | 10341.5361 | 91 | 0.79264 | 8.0974 | 1.387 | 5.0244 | 2751 | 1
5459 | PARADISE 1106CB | 102831106 | PARADISE 1106 | CB | FALSE | 7764.6762 | 7472.667 | 53 | 0.19573 | 0.50983 | 0.92486 | 0.9633 | 2896 | 102.14
8168 | SAUSALITO 1102410 | 42491102 | SAUSALITO 1102 | 410 | FALSE | 3634.5971 | 2502.9293 | 28 | 0.46228 | 1.1683 | 1.1794 | 2.3255 | 2830 | 1
5531 | MAPLE CREEK 1101CB | 192101101 | MAPLE CREEK 1101 | CB | FALSE | 19709.1046 | 14267.6715 | 60 | 0.21883 | 14.7567 | 0.70449 | 1.2563 | 2877 | 1
6907 | BRUNSWICK 111063100 | 152481110 | BRUNSWICK 1110 | 63100 | FALSE | 6591.8886 | 6591.8886 | 55 | 0.97072 | 9.5347 | 1.0012 | 1.3628 | 2873 | 47.64
2877 | MONTE RIO 11111701 | 42811111 | MONTE RIO 1111 | 1701 | FALSE | 2248.9876 | 2248.9876 | 18 | 1.7514 | 4.1364 | 1.4447 | 2.7097 | 2819 | 65.39
5409 | SAN RAFAEL 1108CB | 42011108 | SAN RAFAEL 1108 | CB | FALSE | 13792.1671 | 9469.8097 | 102 | 0.087459 | 0.50908 | 0.6276 | 0.99807 | 2891 | 1
849 | STANISLAUS 170237276 | 162821702 | STANISLAUS 1702 | 37276 | FALSE | 18746.4684 | 18746.4684 | 168 | 0.41652 | 2.6749 | 1.1671 | 2.0474 | 2839 | 102.14
3868 | HATTON 11012026 | 182291101 | HATTON 1101 | 2026 | FALSE | 16422.8166 | 8438.7955 | 126 | 1.4194 | 10.6972 | 1.2964 | 5.725 | 2719 | 1
427 | SAUSALITO 1101688590 | 42491101 | SAUSALITO 1101 | 688590 | FALSE | 3500.4301 | 1691.536 | 32 | 0.084356 | 1.5115 | 0.80724 | 3.0358 | 2811
1205 | MIWUK 17028090 | 163661702 | MIWUK 1702 | 8090 | FALSE | 6501.5338 | 6501.5338 | 53 | 0.25191 | 2.4384 | 2.1701 | 1.8606 | 2848 | 102.14
189 | BIG RIVER 110179628 | 43081101 | BIG RIVER 1101 | 79628 | FALSE | 23813.9358 | 23813.9358 | 156 | 0.58102 | 4.6046 | 1.078 | 2.6556 | 2822 | 1
3166 | ALTO 11251226 | 42031125 | ALTO 1125 | 1226 | FALSE | 12605.0062 | 12282.9745 | 96 | 0.047036 | 0.3265 | 0.40648 | 0.80895 | 2902 | 1
6809 | OAKLAND D 1112CR192 | 12041112 | OAKLAND D 1112 | CR192 | FALSE | 6810.4625 | 3963.0316 | 54 | 0.202 | 1.4186 | 0.86271 | 1.3873 | 2872 | 1
4818 | ROSSMOOR 11018132 | 14161101 | ROSSMOOR 1101 | 8132 | FALSE | 5814.9582 | 4248.014 | 47 | 0.68653 | 3.3332 | 1.4048 | 2.0883 | 2837 | 1
2856 | SAN RAFAEL 11071166 | 42011107 | SAN RAFAEL 1107 | 1166 | FALSE | 24234.157 | 20163.1012 | 213 | 0.11547 | 0.39059 | 0.82581 | 0.8473 | 2900 | 1
445 | MONTE RIO 1112CB | 42811112 | MONTE RIO 1112 | CB | FALSE | 5679.6302 | 5679.6302 | 43 | 0.40091 | 3.014 | 0.9769 | 0.6192 | 2911 | 47.64
1145 | OLEMA 11011200 | 42291101 | OLEMA 1101 | 1200 | FALSE | 4658.8808 | 4658.8808 | 34 | 0.24395 | 1.8153 | 1.2361 | 2.8623 | 2816 | 65.39
5360 | ALHAMBRA 1105CB | 14101105 | ALHAMBRA 1105 | CB | FALSE | 3053.2387 | 1333.5262 | 33 | 0.59869 | 3.5097 | 0.75878 | 1.9862 | 2843 | 1
1909 | MORAGA 1104750618 | 13801104 | MORAGA 1104 | 750618 | FALSE | 1583.7149 | 1538.3917 | 13 | 0.51593 | 27.3579 | 1.3108 | 3.1105 | 2807
7663 | SOBRANTE 1103CB | 14671103 | SOBRANTE 1103 | CB | FALSE | 6937.627 | 6745.77 | 55 | 0.27197 | 8.8177 | 1.3673 | 3.0905 | 2808 | 1
4846 | ORINDA 0402402/2 LR | 12350402 | ORINDA 0402 | 402/2 LR | FALSE | 10638.2509 | 10545.4353 | 91 | 0.45912 | 3.4878 | 1.6502 | 1.633 | 2857
6268 | CURTIS 1702S2123 | 163351702 | CURTIS 1702 | S2123 | FALSE | 2988.9855 | 2988.9855 | 25 | 1.2838 | 8.3188 | 3.0411 | 1.9671 | 2845
1067 | DIAMOND SPRINGS 1106290705 | 152261106 | DIAMOND SPRINGS 1106 | 290705 | FALSE | 5314.0636 | 5193.0778 | 38 | 0.38105 | 8.7893 | 1.4218 | 2.568 | 2823
3874 | PARADISE 1105829194 | 102831105 | PARADISE 1105 | 829194 | FALSE | 18124.3826 | 18124.3826 | 142 | 0.11967 | 0.88419 | 0.98596 | 0.40121 | 2916
1686 | CAMP EVERS 210312990 | 83622103 | CAMP EVERS 2103 | 12990 | FALSE | 21277.9249 | 21277.9249 | 161 | 0.6396 | 9.5525 | 1.0197 | 1.0994 | 2886 | 1
6595 | HIGGINS 110432747 | 152691104 | HIGGINS 1104 | 32747 | FALSE | 2820.8108 | 1047.4929 | 26 | 0.69268 | 2.2532 | 1.4619 | 1.2825 | 2876 | 26.55
2910 | HALSEY 110176178 | 152241101 | HALSEY 1101 | 76178 | FALSE | 32532.3048 | 32532.3048 | 248 | 0.76939 | 6.9252 | 1.0014 | 3.133 | 2805 | 1
6371 | BAY MEADOWS 210257886 | 24012102 | BAY MEADOWS 2102 | 57886 | FALSE | 8466.0843 | 6549.4745 | 81 | 0.45327 | 1.9653 | 0.90268 | 0.94597 | 2899 | 1
3718 | TEMPLETON 2108A40 | 183052108 | TEMPLETON 2108 | A40 | FALSE | 20639.8903 | 6084.3101 | 174 | 0.33662 | 0.67044 | 1.0988 | 1.431 | 2870 | 1
8208 | BRUNSWICK 11038918 | 152481103 | BRUNSWICK 1103 | 8918 | FALSE | 3457.885 | 2431.0442 | 30 | 1.9518 | 8.0002 | 1.0007 | 2.4426 | 2824 | 85.45
833 | BRUNSWICK 110456468 | 152481104 | BRUNSWICK 1104 | 56468 | FALSE | 9625.3334 | 8910.5893 | 85 | 0.39014 | 3.4462 | 0.95333 | 1.0912 | 2888 | 65.39
8651 | MORGAN HILL 2111419718 | 83242111 | MORGAN HILL 2111 | 419718 | FALSE | 3649.8042 | 3649.8042 | 25 | 0.40127 | 14.7737 | 1.1716 | 1.0173 | 2890
4060 | KONOCTI 11081278 | 43311108 | KONOCTI 1108 | 1278 | FALSE | 12855.1379 | 9099.8598 | 96 | 1.7746 | 3.9512 | 1.0027 | 1.5519 | 2861 | 1
1481 | SOBRANTE 1101CB | 14671101 | SOBRANTE 1101 | CB | FALSE | 24857.1517 | 22896.4557 | 209 | 0.32063 | 2.7404 | 1.3469 | 1.2034 | 2878 | 1
6330 | CURTIS 170268380 | 163351702 | CURTIS 1702 | 68380 | FALSE | 10711.9675 | 10711.9675 | 88 | 0.66156 | 2.877 | 1.0808 | 2.2263 | 2832 | 1
5853 | ROB ROY 210410954 | 83692104 | ROB ROY 2104 | 10954 | FALSE | 11428.7483 | 11428.7483 | 90 | 0.33585 | 1.6848 | 1.2679 | 2.4422 | 2825 | 1
6986 | RESERVATION ROAD 1102303870 | 182731102 | RESERVATION ROAD 1102 | 303870 | FALSE | 1292.4248 | 1028.4638 | 7 | 0.32238 | 34.9814 | 1.0367 | 2.3249 | 2831
4626 | COTATI 1104426 | 42271104 | COTATI 1104 | 426 | FALSE | 6243.6329 | 3219.5011 | 52 | 1.3096 | 6.0489 | 1.0606 | 1.7424 | 2852 | 1
8778 | PAUL SWEET 2107774760 | 83252107 | PAUL SWEET 2107 | 774760 | FALSE | 5348.863 | 5348.863 | 37 | 4.6438 | 11.8908 | 1.0001 | 0.70854 | 2908
6192 | PEORIA 170169124 | 163781701 | PEORIA 1701 | 69124 | FALSE | 4347.2792 | 4347.2792 | 33 | 0.11813 | 3.23 | 1.2428 | 1.5063 | 2864 | 1
8000 | DIAMOND SPRINGS 1107116815 | 152261107 | DIAMOND SPRINGS 1107 | 116815 | FALSE | 4074.4873 | 2540.2857 | 33 | 0.62185 | 2.6767 | 1.3643 | 1.5062 | 2865
8610 | HOOPA 110193038 | 192401101 | HOOPA 1101 | 93038 | FALSE | 4552.6155 | 2107.4343 | 39 | 0.41996 | 3.9951 | 1.0012 | 1.284 | 2875 | 1
7250 | ORINDA 04013442 | 12350401 | ORINDA 0401 | 3442 | FALSE | 8430.8944 | 5599.863 | 68 | 0.59773 | 3.3219 | 1.2231 | 0.7637 | 2904 | 1
2545 | FAIRVIEW 2207P148 | 13432207 | FAIRVIEW 2207 | P148 | FALSE | 7362.5215 | 1361.9079 | 54 | 0.21968 | 7.008 | 0.44526 | 1.5547 | 2859
5688 | STANISLAUS 170275348 | 162821702 | STANISLAUS 1702 | 75348 | FALSE | 8532.4043 | 8532.4043 | 77 | 0.18592 | 1.2304 | 1.6106 | 1.3013 | 2874 | 102.14
5946 | SALT SPRINGS 21011232 | 163692101 | SALT SPRINGS 2101 | 1232 | FALSE | 14610.263 | 12420.8061 | 64 | 0.066988 | 3.919 | 0.93479 | 1.5493 | 2862 | 1
4735 | ELK 11018779 | 42981101 | ELK 1101 | 8779 | FALSE | 6865.4129 | 6865.4129 | 41 | 0.276 | 7.1533 | 1.0982 | 1.8049 | 2849 | 1
8975 | SPRING GAP 170286032 | 162831702 | SPRING GAP 1702 | 86032 | FALSE | 4656.0497 | 1615.684 | 23 | 0.0033667 | 4.0016 | 0.43536 | 3.5085 | 2793 | 26.55
6252 | CHESTER 1101922138 | 103181101 | CHESTER 1101 | 922138 | FALSE | 3566.848 | 2524.6386 | 24 | 0.36791 | 5.3214 | 1.9187 | 2.046 | 2840
3580 | SOBRANTE 1102CB | 14671102 | SOBRANTE 1102 | CB | FALSE | 16799.2868 | 16799.2868 | 132 | 0.44582 | 5.5339 | 2.001 | 1.6868 | 2854 | 1
5433 | HATTON 110137088 | 182291101 | HATTON 1101 | 37088 | FALSE | 18269.9988 | 11434.4875 | 135 | 0.44311 | 4.6522 | 0.92626 | 2.354 | 2829 | 1
2226 | FORT BRAGG A 11021226 | 42761102 | FORT BRAGG A 1102 | 1226 | FALSE | 12686.9371 | 2717.7424 | 102 | 0.11648 | 0.59705 | 0.57863 | 0.9972 | 2892 | 1
7611 | DIAMOND SPRINGS 1106279670 | 152261106 | DIAMOND SPRINGS 1106 | 279670 | FALSE | 7840.1687 | 6244.093 | 54 | 0.59403 | 7.0666 | 1.0005 | 0.35903 | 2923
6701 | BRUNSWICK 11064639 | 152481106 | BRUNSWICK 1106 | 4639 | FALSE | 5228.1955 | 5228.1955 | 44 | 1.4667 | 9.5816 | 1.0003 | 1.1467 | 2885 | 14.95
8130 | LAURELES 111110141 | 182371111 | LAURELES 1111 | 10141 | FALSE | 4694.7775 | 4694.7775 | 21 | 0.29161 | 19.705 | 1.1254 | 1.1979 | 2879 | 11.22
17 | SAN RAFAEL 1106910 | 42011106 | SAN RAFAEL 1106 | 910 | FALSE | 11465.6942 | 2722.6312 | 89 | 0.59958 | 1.2085 | 0.55825 | 0.77728 | 2903 | 1
428 | SOBRANTE 1102690098 | 14671102 | SOBRANTE 1102 | 690098 | FALSE | 12079.1397 | 11883.9636 | 108 | 0.85677 | 6.7892 | 1.1802 | 0.94645 | 2898
1066 | JARVIS 1101MR210 | 13501101 | JARVIS 1101 | MR210 | FALSE | 12199.0798 | 1314.2646 | 103 | 0.85001 | 20.563 | 0.24439 | 0.99149 | 2893 | 47.64
5877 | OAKLAND K 1102CR014 | 12101102 | OAKLAND K 1102 | CR014 | FALSE | 16905.8619 | 16905.8619 | 137 | 0.71334 | 1.7355 | 1.0895 | 0.41497 | 2915 | 1
1476 | BOLINAS 1101528 | 42261101 | BOLINAS 1101 | 528 | FALSE | 4980.15 | 2865.7848 | 46 | 0.4673 | 0.40873 | 0.894 | 1.441 | 2869 | 1
4401 | SILVERADO 2103507513 | 43432103 | SILVERADO 2103 | 507513 | FALSE | 8339.9553 | 4803.4 | 65 | 1.3495 | 12.8117 | 0.71729 | 1.1629 | 2884
625 | ROSSMOOR 1101L503R | 14161101 | ROSSMOOR 1101 | L503R | FALSE | 6910.8038 | 6910.8038 | 62 | 2.8883 | 12.1838 | 1.825 | 0.83292 | 2901 | 1
7021 | DOLAN ROAD 1101590402 | 182381101 | DOLAN ROAD 1101 | 590402 | FALSE | 9614.0154 | 3916.034 | 78 | 2.3766 | 7.8881 | 0.96321 | 0.67392 | 2910
4622 | EL CERRITO G 1105BR194 | 12501105 | EL CERRITO G 1105 | BR194 | FALSE | 8491.9295 | 6148.6965 | 74 | 0.23774 | 0.51094 | 1.2974 | 0.38709 | 2919 | 1
7319 | PARADISE 11061212 | 102831106 | PARADISE 1106 | 1212 | FALSE | 3248.6095 | 3232.6075 | 33 | 0.092992 | 0.21584 | 1.0303 | 0.066393 | 3123
10489 | CAMP EVERS 210510996 | 83622105 | CAMP EVERS 2105 | 10996 | FALSE | 1226.2093 | 1226.2093 | 8 | 0.29342 | 4.5018 | 1 | 0.066431 | 3070 | 11.22
7716 | PARADISE 110599226 | 102831105 | PARADISE 1105 | 99226 | FALSE | 5537.6206 | 1841.8715 | 42 | 0.39475 | 0.40358 | 1 | 0.065639 | 3326
6446 | FORT BRAGG A 1102956 | 42761102 | FORT BRAGG A 1102 | 956 | FALSE | 19682.0883 | 18278.7267 | 145 | 0.44588 | 3.4276 | 1.0005 | 0.39404 | 2918 | 1
2257 | BIG TREES 04025300 | 83050402 | BIG TREES 0402 | 5300 | FALSE | 15760.3239 | 15760.3239 | 115 | 0.13113 | 4.0894 | 1 | 0.27315 | 2925
2020 | DUNLAP 11037170 | 254061103 | DUNLAP 1103 | 7170 | FALSE | 8726.7127 | 8726.7127 | 54 | 0.012147 | 9.0403 | 1.0028 | 2.7066 | 2821 | 1
2924 | ROB ROY 210538430 | 83692105 | ROB ROY 2105 | 38430 | FALSE | 10237.4777 | 6060.3575 | 90 | 0.54271 | 2.1248 | 0.83166 | 0.59378 | 2912 | 1
2345 | MORGAN HILL 2106CB | 83242106 | MORGAN HILL 2106 | CB | FALSE | 6247.2514 | 1003.198 | 47 | 0.93805 | 1.2117 | 0.14705 | 0.73812 | 2907
2359 | PACIFICA 1101777484 | 22811101 | PACIFICA 1101 | 777484 | FALSE | 5712.0142 | 1455.0408 | 50 | 0.98783 | 2.9819 | 2.0418 | 5.1374 | 2746
6715 | PARADISE 11032534 | 102831103 | PARADISE 1103 | 2534 | FALSE | 5245.4729 | 5105.9059 | 49 | 0.11107 | 0.37564 | 0.93878 | 0.066327 | 3143 | 1
4774 | PARADISE 11042488 | 102831104 | PARADISE 1104 | 2488 | FALSE | 5690.0714 | 5690.0714 | 47 | 0.11931 | 0.34221 | 1.1702 | 0.066431 | 3043
5198 | PARADISE 1104283794 | 102831104 | PARADISE 1104 | 283794 | FALSE | 4034.8507 | 3810.7404 | 37 | 0.14392 | 2.0636 | 0.97297 | 0.066328 | 3142
2421 | FORT BRAGG A 110235592 | 42761102 | FORT BRAGG A 1102 | 35592 | FALSE | 21129.6388 | 21129.6388 | 149 | 0.24739 | 2.9913 | 1.7 | 0.38535 | 2920 | 1
6748 | BRUNSWICK 11103907 | 152481110 | BRUNSWICK 1110 | 3907 | FALSE | 1437.9091 | 1437.9091 | 16 | 0.25774 | 4.4401 | 2.5 | 0.066432 | 3009 | 14.95
1323 | PEORIA 17013186 | 163781701 | PEORIA 1701 | 3186 | FALSE | 15806.1877 | 15806.1877 | 143 | 0.32388 | 2.5747 | 1.2029 | 0.39871 | 2917 | 1
6182 | BERESFORD 0403435168 | 24040403 | BERESFORD 0403 | 435168 | FALSE | 2902.2955 | 2068.4077 | 26 | 0.23504 | 1.1375 | 0.5631 | 0.97971 | 2895
4342 | PARADISE 110636042 | 102831106 | PARADISE 1106 | 36042 | FALSE | 14063.6211 | 13184.5103 | 119 | 0.16121 | 0.37232 | 1 | 0.066335 | 3138
2309 | BEN LOMOND 040116010 | 83040401 | BEN LOMOND 0401 | 16010 | FALSE | 2728.9115 | 2728.9115 | 25 | 0.30761 | 0.59465 | 0.96 | 0.066431 | 3054 | 1
2259 | LAKEWOOD 210738404 | 13532107 | LAKEWOOD 2107 | 38404 | FALSE | 9333.1056 | 5730.6143 | 47 | 0.738 | 5.1068 | 1.0479 | 0.73881 | 2906 | 1
6756 | FAIRMOUNT 0401395180 | 12650401 | FAIRMOUNT 0401 | 395180 | FALSE | 2394.7505 | 2263.8752 | 20 | 1.8233 | 3.2555 | 1.3502 | 2.4421 | 2827
7669 | PARADISE 1104CB | 102831104 | PARADISE 1104 | CB | FALSE | 5993.6916 | 2211.8341 | 46 | 0.086635 | 0.24832 | 0.90909 | 0.065541 | 3355 | 35.33
8116 | BRUNSWICK 1107969778 | 152481107 | BRUNSWICK 1107 | 969778 | FALSE | 1070.9786 | 1070.9786 | 9 | 0.12365 | 0.64727 | 1 | 0.066432 | 3004
1751 | PARADISE 1104954322 | 102831104 | PARADISE 1104 | 954322 | FALSE | 6923.0973 | 6923.0973 | 63 | 0.24575 | 0.74175 | 0.84127 | 0.066431 | 3044
7068 | BURNS 2101CB | 183582101 | BURNS 2101 | CB | FALSE | 2742.3098 | 2742.3098 | 19 | 0.5418 | 6.9411 | 1.0123 | 0.066431 | 3078 | 65.39
2162 | SOBRANTE 1102L510R | 14671102 | SOBRANTE 1102 | L510R | FALSE | 15698.8958 | 15538.9501 | 136 | 0.19272 | 1.0776 | 1.3456 | 0.24129 | 2927 | 1
2959 | PARADISE 110453544 | 102831104 | PARADISE 1104 | 53544 | FALSE | 1728.2043 | 1035.1182 | 19 | 0.84816 | 1.6743 | 1 | 0.06569 | 3314
3341 | CAMP EVERS 21055146 | 83622105 | CAMP EVERS 2105 | 5146 | FALSE | 9534.7408 | 9534.7408 | 63 | 0.18149 | 1.5057 | 1.0009 | 0.066431 | 3063 | 1
4945 | CASTRO VALLEY 1102837904 | 14091102 | CASTRO VALLEY 1102 | 837904 | FALSE | 3252.9939 | 1669.2171 | 25 | 0.75009 | 0.78526 | 0.92009 | 0.69841 | 2909
5852 | PARADISE 1104961990 | 102831104 | PARADISE 1104 | 961990 | FALSE | 10972.2602 | 10972.2602 | 91 | 0.10121 | 0.59675 | 0.98901 | 0.066431 | 3018
8958 | PARADISE 1103772517 | 102831103 | PARADISE 1103 | 772517 | FALSE | 2777.244 | 2777.244 | 24 | 0.030513 | 0.31819 | 0.83333 | 0.066378 | 3129
5973 | BEN LOMOND 0401CB | 83040401 | BEN LOMOND 0401 | CB | FALSE | 12509.5528 | 12509.5528 | 106 | 0.21942 | 2.0519 | 0.95314 | 0.066431 | 3076 | 1
7549 | PLACERVILLE 1111CB | 153081111 | PLACERVILLE 1111 | CB | FALSE | 2249.8408 | 2245.2688 | 16 | 0.12223 | 5.6107 | 1 | 0.066351 | 3136 | 1
6107 | POINT MORETTI 110139126 | 82931101 | POINT MORETTI 1101 | 39126 | FALSE | 3634.7812 | 3634.7812 | 31 | 0.45668 | 3.8554 | 1.0011 | 0.066431 | 3079 | 47.64
6136 | BIG TREES 0402737512 | 83050402 | BIG TREES 0402 | 737512 | FALSE | 11180.7593 | 10917.3933 | 89 | 0.28521 | 1.8736 | 1.2247 | 0.066402 | 3118
940 | CAMP EVERS 210511384 | 83622105 | CAMP EVERS 2105 | 11384 | FALSE | 8402.4777 | 8402.4777 | 59 | 0.56855 | 1.2689 | 1 | 0.066431 | 3069 | 26.55
9711 | BRUNSWICK 1103262343 | 152481103 | BRUNSWICK 1103 | 262343 | FALSE | 1232.8709 | 1232.8709 | 11 | 0.17015 | 0.32029 | 1 | 0.066432 | 3003
6422 | BIG BASIN 11029741 | 82841102 | BIG BASIN 1102 | 9741 | FALSE | 1036.4661 | 1036.4661 | 10 | 0.73156 | 1.3651 | 1 | 0.066431 | 3057 | 47.64
471 | BIG BASIN 11015028 | 82841101 | BIG BASIN 1101 | 5028 | FALSE | 8087.7219 | 8087.7219 | 59 | 0.3041 | 1.9958 | 1.2034 | 0.066431 | 3056 | 1
3650 | ROB ROY 210512584 | 83692105 | ROB ROY 2105 | 12584 | FALSE | 41638.8897 | 5651.1648 | 297 | 0.060442 | 0.58786 | 0.1856 | 0.22529 | 2929 | 1
2640 | PERRY 1101V72 | 183071101 | PERRY 1101 | V72 | FALSE | 14155.2453 | 9610.0836 | 101 | 0.19443 | 3.8918 | 0.94156 | 1.494 | 2866 | 1
7574 | CAMP EVERS 210611006 | 83622106 | CAMP EVERS 2106 | 11006 | FALSE | 3281.0215 | 3281.0215 | 24 | 0.58591 | 1.4962 | 1 | 0.066431 | 3059 | 1
5707 | FLINT 1101958726 | 152531101 | FLINT 1101 | 958726 | FALSE | 1647.4395 | 1605.4653 | 13 | 0.43451 | 2.6265 | 1.6154 | 0.066333 | 3140
8628 | POINT MORETTI 11015401 | 82931101 | POINT MORETTI 1101 | 5401 | FALSE | 4047.5171 | 4047.5171 | 34 | 0.35802 | 3.2785 | 1 | 0.066431 | 3064 | 47.64
1795 | BOLINAS 11011064 | 42261101 | BOLINAS 1101 | 1064 | FALSE | 7144.3316 | 1005.39 | 51 | 0.14138 | 0.79795 | 0.29442 | 0.37559 | 2922 | 1
130 | CAMP EVERS 21055232 | 83622105 | CAMP EVERS 2105 | 5232 | FALSE | 7264.9547 | 7264.9547 | 50 | 0.7896 | 9.2144 | 0.98204 | 0.066431 | 3065 | 1
9051 | BRUNSWICK 1103956424 | 152481103 | BRUNSWICK 1103 | 956424 | FALSE | 2618.2583 | 1661.8272 | 21 | 1.2315 | 5.8943 | 1.5716 | 0.065882 | 3247
7122 | CAMP EVERS 210510786 | 83622105 | CAMP EVERS 2105 | 10786 | FALSE | 7392.1952 | 7392.1952 | 58 | 0.50626 | 7.8987 | 1.0186 | 0.066431 | 3068 | 26.55
7997 | CAMP EVERS 210411048 | 83622104 | CAMP EVERS 2104 | 11048 | FALSE | 2138.5875 | 1473.7073 | 19 | 0.17862 | 0.67844 | 0.94737 | 0.065825 | 3261 | 1
10098 | RALSTON 1101100040 | 24141101 | RALSTON 1101 | 100040 | FALSE | 1340.2293 | 1324.2274 | 7 | 0 | 0.92999 | 1 | 0.065698 | 3313
4770 | CAMP EVERS 210574170 | 83622105 | CAMP EVERS 2105 | 74170 | FALSE | 5752.9394 | 5752.9394 | 43 | 0.31611 | 2.7044 | 1 | 0.066431 | 3071 | 65.39
1470 | PLACERVILLE 210619732 | 153082106 | PLACERVILLE 2106 | 19732 | FALSE | 14898.6258 | 14898.6258 | 125 | 0.44768 | 1.7963 | 0.84804 | 0.066432 | 3015 | 1
5865 | CAMP EVERS 210611044 | 83622106 | CAMP EVERS 2106 | 11044 | FALSE | 19649.9105 | 12291.7272 | 144 | 0.2247 | 2.0421 | 0.94464 | 0.06589 | 3246 | 1
4584 | BRUNSWICK 1107357568 | 152481107 | BRUNSWICK 1107 | 357568 | FALSE | 3842.9954 | 1927.7671 | 35 | 0.59871 | 2.0779 | 1.6857 | 0.065663 | 3320
4170 | SAN RAFAEL 11042651 | 42011104 | SAN RAFAEL 1104 | 2651 | FALSE | 1316.7963 | 1238.5246 | 10 | 0 | 0.03281 | 1 | 0.066303 | 3149 | 1
4250 | SAN RAFAEL 1106837 | 42011106 | SAN RAFAEL 1106 | 837 | FALSE | 2514.1986 | 1083.651 | 22 | 0.3933 | 0.68272 | 1 | 0.065733 | 3299 | 1
8770 | MIRABEL 11027401 | 42091102 | MIRABEL 1102 | 7401 | FALSE | 1710.0336 | 1710.0336 | 12 | 0.10472 | 1.6797 | 1 | 0.066431 | 3026 | 26.55
5644 | BRUNSWICK 1103234378 | 152481103 | BRUNSWICK 1103 | 234378 | FALSE | 1230.3375 | 1030.7217 | 13 | 0.0078285 | 0.64467 | 1 | 0.065939 | 3237
644 | CAMP EVERS 210511004 | 83622105 | CAMP EVERS 2105 | 11004 | FALSE | 6981.3249 | 6981.3249 | 60 | 0.51877 | 4.7234 | 1.006 | 0.066431 | 3053 | 1
10461 | GIRVAN 1102296428 | 103401102 | GIRVAN 1102 | 296428 | FALSE | 5326.8427 | 2768.6124 | 14 | 0.10619 | 0.037911 | 0.57143 | 0.065703 | 3308
555 | BRUNSWICK 110750008 | 152481107 | BRUNSWICK 1107 | 50008 | FALSE | 7897.7178 | 1828.8508 | 64 | 0.3294 | 0.27296 | 0.78125 | 0.06535 | 3436 | 14.95
436 | SARATOGA 1107LC26 | 83371107 | SARATOGA 1107 | LC26 | FALSE | 9057.4757 | 9057.4757 | 74 | 0.18213 | 2.5502 | 0.97315 | 0.066432 | 2991 | 1
3317 | PLACERVILLE 1110CB | 153081110 | PLACERVILLE 1110 | CB | FALSE | 2889.8933 | 1390.1141 | 28 | 0.13338 | 0.18384 | 0.53571 | 0.065745 | 3295 | 1
1767 | MONTE RIO 111264682 | 42811112 | MONTE RIO 1112 | 64682 | FALSE | 2835.1135 | 2835.1135 | 22 | 0.27421 | 2.289 | 1.3636 | 0.066431 | 3092 | 102.14
7374 | MIRABEL 1102841 | 42091102 | MIRABEL 1102 | 841 | FALSE | 1307.0396 | 1307.0396 | 12 | 1.1984 | 0.92 | 1 | 0.066431 | 3027 | 1
9494 | SAN RAFAEL 1101546438 | 42011101 | SAN RAFAEL 1101 | 546438 | FALSE | 1552.7497 | 1541.3848 | 14 | 0 | 1.1426e-15 | 3.2482e-14 | 0.066248 | 3162
7746 | SALT SPRINGS 21014913 | 163692101 | SALT SPRINGS 2101 | 4913 | FALSE | 6065.3094 | 6065.3094 | 54 | 1.0758 | 5.4489 | 1.001 | 0.94688 | 2897 | 1
112 | EL DORADO PH 210219562 | 152762102 | EL DORADO PH 2102 | 19562 | FALSE | 11663.8964 | 11663.8964 | 98 | 0.35965 | 2.2908 | 1.0408 | 0.066431 | 3051 | 102.14
3957 | LOS GATOS 1106LA42 | 82021106 | LOS GATOS 1106 | LA42 | FALSE | 4459.4554 | 4459.4554 | 35 | 0.28534 | 1.4883 | 1.0002 | 0.066431 | 3062 | 1
10208 | SHINGLE SPRINGS 2110CB | 153652110 | SHINGLE SPRINGS 2110 | CB | FALSE | 2054.39 | 1346.787 | 15 | 0.19896 | 1.3117 | 0.93333 | 0.065919 | 3239 | 1
9733 | AUBURN 11028611 | 152161102 | AUBURN 1102 | 8611 | FALSE | 2893.9317 | 2893.9317 | 22 | 0.98614 | 5.0426 | 2.0909 | 0.066432 | 3005 | 1
8097 | SARATOGA 11075696 | 83371107 | SARATOGA 1107 | 5696 | FALSE | 9835.0739 | 8152.2263 | 90 | 0.040031 | 0.34476 | 0.92222 | 0.066175 | 3179 | 1
8869 | BRUNSWICK 11047181 | 152481104 | BRUNSWICK 1104 | 7181 | FALSE | 1244.1443 | 1244.1443 | 11 | 0.55451 | 0.98443 | 1 | 0.066432 | 3010 | 65.39
8464 | CAMP EVERS 21067603 | 83622106 | CAMP EVERS 2106 | 7603 | FALSE | 1527.2306 | 1527.2306 | 11 | 0.052896 | 1.2183 | 1 | 0.066431 | 3055 | 1
1616 | SARATOGA 1106LC24 | 83371106 | SARATOGA 1106 | LC24 | FALSE | 18535.4178 | 13258.5886 | 154 | 0.15221 | 1.3902 | 0.82524 | 0.066006 | 3215 | 1
10877 | MORAGA 110183424 | 13801101 | MORAGA 1101 | 83424 | FALSE | 2603.9122 | 2600.4486 | 7 | 0.021808 | 6.0752 | 1.0022 | 0.066249 | 3161 | 47.64
7661 | CAMP EVERS 210616000 | 83622106 | CAMP EVERS 2106 | 16000 | FALSE | 6212.4721 | 3353.5945 | 51 | 0.054789 | 0.93508 | 0.82353 | 0.065804 | 3266 | 65.39
3721 | SHINGLE SPRINGS 210511172 | 153652105 | SHINGLE SPRINGS 2105 | 11172 | FALSE | 3921.2737 | 3218.2333 | 38 | 0.084218 | 0.14282 | 1.3947 | 0.066162 | 3181 | 1
3789 | LOS GATOS 1106LA46 | 82021106 | LOS GATOS 1106 | LA46 | FALSE | 2411.7925 | 2411.7925 | 20 | 0.56814 | 0.8441 | 1 | 0.066431 | 3058 | 47.64
8577 | SARATOGA 1115463510 | 83371115 | SARATOGA 1115 | 463510 | FALSE | 4881.4666 | 4697.8741 | 41 | 0.62918 | 2.6535 | 1.0002 | 0.066369 | 3132
8231 | HALF MOON BAY 11038898 | 24101103 | HALF MOON BAY 1103 | 8898 | FALSE | 1034.8013 | 1034.8013 | 9 | 0.098328 | 0.89378 | 1 | 0.066431 | 3061 | 14.95
830 | OAKLAND X 1104391688 | 12541104 | OAKLAND X 1104 | 391688 | FALSE | 2071.721 | 2071.721 | 16 | 0.16192 | 0.47243 | 0.75 | 0.066431 | 3109
3807 | CAMP EVERS 210355638 | 83622103 | CAMP EVERS 2103 | 55638 | FALSE | 5639.9215 | 2949.5648 | 42 | 0.15442 | 0.76107 | 1.1905 | 0.065698 | 3312 | 1
6951 | MONTE RIO 1111506 | 42811111 | MONTE RIO 1111 | 506 | FALSE | 2021.7882 | 2021.7882 | 18 | 0.78601 | 1.538 | 1.0048 | 0.066431 | 3019 | 47.64
7579 | WOODSIDE 11012299 | 24251101 | WOODSIDE 1101 | 2299 | FALSE | 2927.8179 | 2927.8179 | 25 | 0.22363 | 2.8996 | 1.0004 | 0.06638 | 3127 | 11.22
4426 | SHINGLE SPRINGS 11038752 | 153651103 | SHINGLE SPRINGS 1103 | 8752 | FALSE | 2987.795 | 2987.795 | 32 | 0.12308 | 0.37666 | 0.875 | 0.066391 | 3124 | 1
3276 | CAMP EVERS 210310946 | 83622103 | CAMP EVERS 2103 | 10946 | FALSE | 13600.904 | 9098.3132 | 112 | 0.41142 | 1.319 | 1.0358 | 0.06595 | 3235 | 1
4220 | OAKLAND X 1104CR214 | 12541104 | OAKLAND X 1104 | CR214 | FALSE | 4637.1496 | 4637.1496 | 35 | 0.48325 | 2.0995 | 1 | 0.066431 | 3098 | 47.64
3032 | OAKLAND X 1104CR288 | 12541104 | OAKLAND X 1104 | CR288 | FALSE | 4382.4988 | 4382.4988 | 46 | 0.42329 | 0.98208 | 0.91304 | 0.066431 | 3090 | 1
3352 | OAKLAND X 1104CR022 | 12541104 | OAKLAND X 1104 | CR022 | FALSE | 6467.1642 | 6467.1642 | 48 | 0.6533 | 0.85231 | 0.91667 | 0.066431 | 3103 | 20
6309 | MONTE RIO 1113250 | 42811113 | MONTE RIO 1113 | 250 | FALSE | 1985.3414 | 1985.3414 | 14 | 0.29014 | 2.4756 | 1.0003 | 0.066431 | 3020 | 35.33
4614 | SAN RAFAEL 11081262 | 42011108 | SAN RAFAEL 1108 | 1262 | FALSE | 7115.8815 | 6311.248 | 57 | 0.010441 | 0.24118 | 0.50877 | 0.066252 | 3160 | 1
8911 | CAMP EVERS 2106CB | 83622106 | CAMP EVERS 2106 | CB | FALSE | 3786.5637 | 1101.4532 | 37 | 0.087419 | 0.49072 | 0.54054 | 0.065393 | 3421 | 1
1830 | SANTA ROSA A 1104210 | 42151104 | SANTA ROSA A 1104 | 210 | FALSE | 12611.9142 | 10477.8716 | 107 | 0.03241 | 0.084069 | 0.85981 | 0.066181 | 3174 | 1
7888 | MONTE RIO 1112212 | 42811112 | MONTE RIO 1112 | 212 | FALSE | 3618.1725 | 3618.1725 | 27 | 0.69322 | 3.3393 | 1.0004 | 0.066431 | 3024 | 65.39
5285 | CAMP EVERS 21061625 | 83622106 | CAMP EVERS 2106 | 1625 | FALSE | 1400.9701 | 1400.9701 | 10 | 0.49204 | 2.1524 | 1 | 0.066431 | 3067 | 65.39
7246 | HUMBOLDT BAY 1102104220 | 192341102 | HUMBOLDT BAY 1102 | 104220 | FALSE | 5237.7249 | 1476.8749 | 45 | 0.029052 | 0.25707 | 1.0465 | 0.065461 | 3392
3485 | SAN RAFAEL 1107CB | 42011107 | SAN RAFAEL 1107 | CB | FALSE | 12682.0012 | 7810.3005 | 107 | 0.27248 | 0.33772 | 0.76636 | 0.065845 | 3256 | 1
1447 | OAKLAND K 1104CR204 | 12101104 | OAKLAND K 1104 | CR204 | FALSE | 6639.5298 | 6639.5298 | 49 | 0.22003 | 0.4735 | 1.1224 | 0.066431 | 3107 | 1
854 | SHINGLE SPRINGS 1104CB | 153651104 | SHINGLE SPRINGS 1104 | CB | FALSE | 3812.8299 | 1129.2677 | 32 | 0.16673 | 0.89826 | 1.2501 | 0.06551 | 3366 | 1
6660 | HALSEY 11026129 | 152241102 | HALSEY 1102 | 6129 | FALSE | 5155.4944 | 5155.4944 | 39 | 0.24994 | 2.3398 | 1 | 0.066432 | 3007 | 1
4323 | GIRVAN 1102CB | 103401102 | GIRVAN 1102 | CB | FALSE | 22008.731 | 1759.2867 | 102 | 0.0031606 | 0.040852 | 0.071429 | 0.065157 | 3559 | 1
5228 | MONTE RIO 11135026 | 42811113 | MONTE RIO 1113 | 5026 | FALSE | 2967.0616 | 2967.0616 | 23 | 0.37819 | 2.2983 | 2.0435 | 0.066431 | 3023 | 1
7379 | CALPELLA 1102379946 | 43411102 | CALPELLA 1102 | 379946 | FALSE | 2891.0032 | 1211.8313 | 15 | 0.78508 | 0.35512 | 0.92857 | 0.06515 | 3577
6426 | ALTO 1125296476 | 42031125 | ALTO 1125 | 296476 | FALSE | 1196.6443 | 1061.0328 | 11 | 0.047788 | 0.15949 | 0.6 | 0.065849 | 3254
7763 | BRUNSWICK 1105297538 | 152481105 | BRUNSWICK 1105 | 297538 | FALSE | 1703.5587 | 1703.5587 | 15 | 1.0388 | 8.3181 | 1 | 0.066432 | 3014
3642 | AUBURN 1102CB | 152161102 | AUBURN 1102 | CB | FALSE | 11489.4556 | 2237.7238 | 99 | 0.36158 | 0.7847 | 0.81273 | 0.065344 | 3440 | 1
964 | SAN RAFAEL 110991742 | 42011109 | SAN RAFAEL 1109 | 91742 | FALSE | 7594.7858 | 3844.7445 | 67 | 0.52323 | 0.20822 | 0.62121 | 0.065724 | 3302 | 1
3020 | SARATOGA 1104209146 | 83371104 | SARATOGA 1104 | 209146 | FALSE | 9672.039 | 4936.2554 | 85 | 0 | 0.0029854 | 0.072289 | 0.065797 | 3267
8839 | BIG BASIN 11026219 | 82841102 | BIG BASIN 1102 | 6219 | FALSE | 1488.6262 | 1488.6262 | 11 | 0.66774 | 10.1261 | 1.0036 | 0.066431 | 3066 | 20
4896 | IGNACIO 1105490728 | 42481105 | IGNACIO 1105 | 490728 | FALSE | 1414.5018 | 1044.2482 | 11 | 0.66445 | 0.18662 | 0.90909 | 0.065966 | 3228
9315 | LAKEWOOD 2224798018 | 13532224 | LAKEWOOD 2224 | 798018 | FALSE | 1485.4108 | 1448.3137 | 13 | 1.1947 | 3.8802 | 1 | 0.066234 | 3166
7834 | GREENBRAE 1103718674 | 43091103 | GREENBRAE 1103 | 718674 | FALSE | 1848.6771 | 1301.8094 | 16 | 0.079784 | 0.2288 | 1 | 0.065951 | 3233
5369 | OAKLAND K 1104CR206 | 12101104 | OAKLAND K 1104 | CR206 | FALSE | 2877.1568 | 2877.1568 | 22 | 0.34564 | 0.40004 | 0.59091 | 0.066431 | 3108 | 1
4822 | CAMP EVERS 21035404 | 83622103 | CAMP EVERS 2103 | 5404 | FALSE | 7456.6431 | 4377.7978 | 63 | 0.58572 | 1.713 | 0.94118 | 0.065779 | 3291 | 1
1364 | CAMP EVERS 21035402 | 83622103 | CAMP EVERS 2103 | 5402 | FALSE | 10826.3428 | 4595.9767 | 87 | 0.73302 | 3.0708 | 0.96519 | 0.065546 | 3353 | 1
6999 | JESSUP 1102158468 | 103441102 | JESSUP 1102 | 158468 | FALSE | 1388.9106 | 1120.0792 | 11 | 0.083333 | 0.27266 | 1.7273 | 0.066083 | 3201
7019 | FORT BRAGG A 1102816 | 42761102 | FORT BRAGG A 1102 | 816 | FALSE | 4123.7572 | 3941.7419 | 29 | 0.093805 | 2.3283 | 1.2759 | 0.066299 | 3150 | 1
7405 | HARRIS 11082062 | 192431108 | HARRIS 1108 | 2062 | FALSE | 8420.6852 | 2556.2544 | 83 | 0.37513 | 0.6476 | 1.1446 | 0.065581 | 3338 | 1
3886 | SAN RAFAEL 11081457 | 42011108 | SAN RAFAEL 1108 | 1457 | FALSE | 1229.3805 | 1229.3805 | 9 | 0.062193 | 0.019567 | 0.11111 | 0.066431 | 3025 | 1
9181 | MIWUK 1702531976 | 163661702 | MIWUK 1702 | 531976 | FALSE | 2102.4835 | 2102.4835 | 17 | 0.029442 | 0.15153 | 1.7059 | 0.066431 | 3080
8734 | LOS GATOS 110160052 | 82021101 | LOS GATOS 1101 | 60052 | FALSE | 3169.0097 | 3169.0097 | 28 | 0.35058 | 3.4878 | 1.0002 | 0.066432 | 3001 | 1
6381 | OAKLAND X 1106CR008 | 12541106 | OAKLAND X 1106 | CR008 | FALSE | 7178.6151 | 7178.6151 | 65 | 0.44962 | 1.3222 | 1.2923 | 0.066431 | 3099 | 1
1439 | TAR FLAT 0402CB | 163240402 | TAR FLAT 0402 | CB | FALSE | 2354.3543 | 1281.2412 | 18 | 0.32178 | 0.10702 | 0.77778 | 0.065789 | 3286 | 1
4239 | TAR FLAT 0401CB | 163240401 | TAR FLAT 0401 | CB | FALSE | 5901.3044 | 5623.7964 | 45 | 1.2336 | 2.4083 | 0.97788 | 0.066318 | 3144 | 1
6173 | OAKLAND X 1104645092 | 12541104 | OAKLAND X 1104 | 645092 | FALSE | 2229.6022 | 2229.6022 | 16 | 0.9674 | 0.71316 | 1 | 0.066352 | 3135
9921 | OAKLAND X 1106CR266 | 12541106 | OAKLAND X 1106 | CR266 | FALSE | 1901.6084 | 1901.6084 | 8 | 0.13191 | 4.5024 | 1 | 0.066431 | 3110 | 65.39
7276 | SAN CARLOS 11049052 | 24181104 | SAN CARLOS 1104 | 9052 | FALSE | 8315.3581 | 7722.3255 | 65 | 0.54442 | 1.379 | 0.73846 | 0.066333 | 3139 | 1
3678 | RESEARCH 2102183888 | 14692102 | RESEARCH 2102 | 183888 | FALSE | 4871.8577 | 1898.9745 | 43 | 0.08091 | 0.15267 | 1.2326 | 0.065447 | 3396
5151 | EDES 1112CR312 | 13681112 | EDES 1112 | CR312 | FALSE | 5934.1286 | 5934.1286 | 42 | 0.23147 | 0.77944 | 1.0952 | 0.066401 | 3119 | 1
9966 | MONROE 2107380760 | 43302107 | MONROE 2107 | 380760 | FALSE | 1136.5362 | 1053.0262 | 12 | 0.52615 | 3.3647 | 1 | 0.066113 | 3186
2463 | OAKLAND K 1103CR188 | 12101103 | OAKLAND K 1103 | CR188 | FALSE | 5760.2047 | 5760.2047 | 47 | 0 | 0.0052992 | 0.46809 | 0.066431 | 3016 | 1
7755 | HICKS 1116983580 | 83431116 | HICKS 1116 | 983580 | FALSE | 4036.4763 | 3958.5011 | 33 | 0.32234 | 7.5261 | 0.85271 | 0.066393 | 3122
2292 | OAKLAND K 1104CR326 | 12101104 | OAKLAND K 1104 | CR326 | FALSE | 2098.9601 | 2098.9601 | 17 | 0.51939 | 0.45791 | 1 | 0.066431 | 3106 | 26.55
3533 | OAKLAND K 1104432850 | 12101104 | OAKLAND K 1104 | 432850 | FALSE | 1988.3274 | 1988.3274 | 26 | 0.9361 | 1.8111 | 0.88462 | 0.066431 | 3017
6405 | ROB ROY 210571630 | 83692105 | ROB ROY 2105 | 71630 | FALSE | 3041.9597 | 2182.1843 | 26 | 0.8807 | 0.69629 | 0.92308 | 0.066037 | 3211 | 1
1284 | SARATOGA 1106LC22 | 83371106 | SARATOGA 1106 | LC22 | FALSE | 13269.3389 | 12038.7869 | 114 | 0.10412 | 0.45259 | 0.63158 | 0.066274 | 3155 | 1
7829 | UKIAH 111472990 | 42771114 | UKIAH 1114 | 72990 | FALSE | 5262.4562 | 1175.6663 | 38 | 0.11136 | 0.67443 | 1.2633 | 0.065487 | 3374 | 1
4895 | SARATOGA 1103LC16 | 83371103 | SARATOGA 1103 | LC16 | FALSE | 8170.2082 | 6889.2884 | 72 | 0.27714 | 0.78554 | 0.74648 | 0.066218 | 3168 | 1
9719 | PIT NO 5 11011614 | 101321101 | PIT NO 5 1101 | 1614 | FALSE | 3000.4112 | 3000.4112 | 5 | 0 | 5.1226 | 1 | 9.5753 | 2631 | 1
5122 | RIDGE 0401CB | 12840401 | RIDGE 0401 | CB | FALSE | 4270.3121 | 4270.3121 | 36 | 0.10779 | 0.082467 | 0.55556 | 0.066396 | 3120 | 1
1193 | FORT BRAGG A 1102418 | 42761102 | FORT BRAGG A 1102 | 418 | FALSE | 22746.3302 | 22539.2945 | 178 | 0.17725 | 2.1526 | 1.0627 | 0.066381 | 3126 | 1
8138 | FRANKLIN 1101P138 | 13921101 | FRANKLIN 1101 | P138 | FALSE | 2470.0232 | 2259.003 | 15 | 3.0259 | 49.3696 | 0.94453 | 0.066089 | 3200 | 1
8113 | WOODSIDE 110411555 | 24251104 | WOODSIDE 1104 | 11555 | FALSE | 1379.9837 | 1379.9837 | 11 | 0.090708 | 0.063154 | 0.63636 | 0.066432 | 2976 | 1
3931 | LAS AROMAS 04013342 | 13600401 | LAS AROMAS 0401 | 3342 | FALSE | 3691.7497 | 3691.7497 | 30 | 0.38503 | 0.56144 | 0.9 | 0.066431 | 3097 | 1
738 | SAN RAFAEL 1104CB | 42011104 | SAN RAFAEL 1104 | CB | FALSE | 16824.5332 | 5560.2483 | 140 | 0.31082 | 0.48848 | 0.60714 | 0.065554 | 3352 | 1
7050 | EAST QUINCY 1101678650 | 102551101 | EAST QUINCY 1101 | 678650 | FALSE | 2024.9152 | 1808.9819 | 14 | 0.005531 | 3.4052 | 2.0714 | 0.066065 | 3203
9107 | OAKLAND K 1103CR422 | 12101103 | OAKLAND K 1103 | CR422 | FALSE | 3299.6109 | 3238.2816 | 24 | 0 | 0.043546 | 0.58333 | 0.066378 | 3128 | 1
2296 | LAURELES 11112028 | 182371111 | LAURELES 1111 | 2028 | FALSE | 14061.7847 | 14048.0686 | 107 | 0.57749 | 4.4607 | 1.4019 | 0.06642 | 3114 | 1
4668 | KONOCTI 11084041 | 43311108 | KONOCTI 1108 | 4041 | FALSE | 7568.2918 | 2174.4689 | 54 | 1.0211 | 1.3443 | 0.98148 | 0.065458 | 3394 | 1
4517 | SILVERADO 2105CB | 43432105 | SILVERADO 2105 | CB | FALSE | 7432.6484 | 1011.6246 | 66 | 0.13665 | 1.4951 | 0.43077 | 0.065326 | 3450 | 1
1407 | SAN RAFAEL 11061230 | 42011106 | SAN RAFAEL 1106 | 1230 | FALSE | 7038.4432 | 1747.5573 | 57 | 0.31967 | 0.68488 | 0.70175 | 0.065398 | 3418 | 1
2032 | LUCERNE 11031663 | 43351103 | LUCERNE 1103 | 1663 | FALSE | 1947.6462 | 1947.6462 | 17 | 0 | 0 | 2 | 0.066432 | 3000 | 1
5325 | SAN RAFAEL 1105534 | 42011105 | SAN RAFAEL 1105 | 534 | FALSE | 2541.7011 | 1569.6662 | 22 | 0.29983 | 0.62502 | 0.90909 | 0.065908 | 3243 | 1
8122 | HATTON 1101CB | 182291101 | HATTON 1101 | CB | FALSE | 2551.5911 | 2551.5911 | 22 | 0.28198 | 1.0533 | 1.0003 | 0.066432 | 2986 | 1
763 | LOS GATOS 1108LB86 | 82021108 | LOS GATOS 1108 | LB86 | FALSE | 8620.4875 | 7270.7679 | 69 | 0.36674 | 1.4845 | 0.7971 | 0.066208 | 3169 | 1
6600 | VIEJO 2202CB | 182852202 | VIEJO 2202 | CB | FALSE | 3450.2108 | 3450.2108 | 23 | 0.068473 | 0.4969 | 1.2609 | 0.066432 | 2985 | 20
4067 | LAS AROMAS 0401LA401R | 13600401 | LAS AROMAS 0401 | LA401R | FALSE | 6369.4185 | 4956.3951 | 55 | 0.038471 | 0.094842 | 0.50909 | 0.066129 | 3184 | 1
9943 | FRANKLIN 1104P136 | 13921104 | FRANKLIN 1104 | P136 | FALSE | 9489.9011 | 7931.4997 | 43 | 1.1578 | 20.9948 | 1.1458 | 0.07255 | 2940 | 1
9679 | DOBBINS 1101CB | 153741101 | DOBBINS 1101 | CB | FALSE | 1079.0936 | 1079.0936 | 8 | 0.20879 | 16.87 | 1.0274 | 0.066432 | 3012 | 1
648 | KONOCTI 11084039 | 43311108 | KONOCTI 1108 | 4039 | FALSE | 3724.1919 | 3048.4169 | 32 | 1.7784 | 2.9263 | 1.0001 | 0.066191 | 3171 | 1
5547 | KONOCTI 11084037 | 43311108 | KONOCTI 1108 | 4037 | FALSE | 2780.393 | 1840.2464 | 22 | 0.29214 | 0.22363 | 1 | 0.065616 | 3331 | 1
5538 | BERKELEY F 1103162952 | 12061103 | BERKELEY F 1103 | 162952 | FALSE | 3475.2506 | 2846.7585 | 25 | 1.6805 | 3.6336 | 1.16 | 0.066175 | 3178
4656 | OAKLAND K 1104CR208 | 12101104 | OAKLAND K 1104 | CR208 | FALSE | 3895.4111 | 3895.4111 | 29 | 0.39053 | 1.4764 | 1.1724 | 0.066431 | 3052 | 1
1498 | SAN RAFAEL 1101189400 | 42011101 | SAN RAFAEL 1101 | 189400 | FALSE | 5552.3042 | 4446.7436 | 45 | 0.20821 | 0.21617 | 0.62222 | 0.066033 | 3212
1260 | PALO SECO 0401CB | 13180401 | PALO SECO 0401 | CB | FALSE | 7634.7258 | 7634.7258 | 55 | 0.97068 | 0.65974 | 0.81818 | 0.066409 | 3116 | 1
7087 | OAKLAND K 1101CR170 | 12101101 | OAKLAND K 1101 | CR170 | FALSE | 2012.9175 | 2012.9175 | 17 | 0 | 0.010307 | 0.11765 | 0.066432 | 2973 | 1
5159 | PAUL SWEET 2109634576 | 83252109 | PAUL SWEET 2109 | 634576 | FALSE | 3306.7049 | 2935.0444 | 29 | 0.91608 | 2.5565 | 1 | 0.066255 | 3159
2160 | HIGHLANDS 1104CB | 43361104 | HIGHLANDS 1104 | CB | FALSE | 13332.3504 | 7661.9306 | 102 | 0.10789 | 0.83782 | 0.42438 | 0.072303 | 2941 | 1
6137 | CAROLANDS 04049024 | 24060404 | CAROLANDS 0404 | 9024 | FALSE | 6139.1912 | 5646.8015 | 62 | 0.25685 | 0.37167 | 0.96774 | 0.066328 | 3141 | 1
4970 | CASTRO VALLEY 1110264914 | 14091110 | CASTRO VALLEY 1110 | 264914 | FALSE | 1490.2678 | 1396.6171 | 14 | 0.72437 | 3.0548 | 1.5714 | 0.066248 | 3164
5625 | LAURELES 11116617 | 182371111 | LAURELES 1111 | 6617 | FALSE | 2923.677 | 2923.677 | 13 | 2.7679 | 22.8951 | 1.0048 | 0.068388 | 2946 | 14.95
3357 | TASSAJARA 210812712 | 14662108 | TASSAJARA 2108 | 12712 | FALSE | 5357.9341 | 1227.8521 | 46 | 0.20691 | 0.75129 | 0.97619 | 0.065483 | 3376 | 35.33
4164 | ELK 11014628 | 42981101 | ELK 1101 | 4628 | FALSE | 6688.9793 | 3975.7324 | 54 | 0.83264 | 9.0622 | 1.0181 | 0.065813 | 3262 | 1
5329 | ROSSMOOR 1106L522R | 14161106 | ROSSMOOR 1106 | L522R | FALSE | 6797.2077 | 3031.8636 | 56 | 0.068383 | 0.035957 | 0.2 | 0.065744 | 3296 | 26.55
7133 | DEL MONTE 21032000 | 182222103 | DEL MONTE 2103 | 2000 | FALSE | 14495.3301 | 14495.3301 | 101 | 0.29077 | 0.88585 | 1.12 | 0.066432 | 2979 | 1
4422 | ROSSMOOR 1106CB | 14161106 | ROSSMOOR 1106 | CB | FALSE | 7735.7733 | 2937.1415 | 60 | 1.2353 | 5.1393 | 0.98429 | 1.6497 | 2856 | 1
788 | OAKLAND K 1104CR210 | 12101104 | OAKLAND K 1104 | CR210 | FALSE | 4546.547 | 4546.547 | 35 | 0.018024 | 0.0091294 | 0.085714 | 0.066431 | 3091 | 1
3021 | SAN RAFAEL 1101494 | 42011101 | SAN RAFAEL 1101 | 494 | FALSE | 14793.4066 | 9034.9185 | 114 | 0.62682 | 0.79167 | 0.75229 | 0.06596 | 3230 | 1
2946 | WOODSIDE 11049116 | 24251104 | WOODSIDE 1104 | 9116 | FALSE | 6878.1556 | 1335.9769 | 53 | 0.035696 | 0.049728 | 0.44231 | 0.065341 | 3442 | 1
6797 | EMERALD LAKE 04028858 | 24080402 | EMERALD LAKE 0402 | 8858 | FALSE | 3073.6226 | 3073.6226 | 27 | 0.59972 | 1.4059 | 1 | 0.066432 | 2966 | 1
8050 | BIG RIVER 11015065 | 43081101 | BIG RIVER 1101 | 5065 | FALSE | 3543.5774 | 3543.5774 | 27 | 0.35865 | 2.712 | 1.0002 | 0.066432 | 2987 | 1
6040 | RACETRACK 17032553 | 163761703 | RACETRACK 1703 | 2553 | FALSE | 3992.3117 | 1548.3173 | 32 | 0.37604 | 1.7036 | 0.9375 | 0.065669 | 3318 | 1
4959 | VALLEY VIEW 1105305072 | 14341105 | VALLEY VIEW 1105 | 305072 | FALSE | 6216.8943 | 5044.0425 | 45 | 0.3509 | 0.94646 | 1.2444 | 0.066118 | 3185
8107 | EMERALD LAKE 0402CB | 24080402 | EMERALD LAKE 0402 | CB | FALSE | 3052.0291 | 3052.0291 | 23 | 0.53857 | 0.72042 | 0.82609 | 0.066432 | 2962 | 1
1133 | SAN CARLOS 1103586832 | 24181103 | SAN CARLOS 1103 | 586832 | FALSE | 6692.9945 | 6145.6408 | 53 | 0.5837 | 1.0964 | 0.73585 | 0.066311 | 3146
4237 | PAUL SWEET 2109687295 | 83252109 | PAUL SWEET 2109 | 687295 | FALSE | 1495.545 | 1495.545 | 14 | 0.026075 | 0.17058 | 1 | 0.066432 | 2963
3209 | ROB ROY 210512474 | 83692105 | ROB ROY 2105 | 12474 | FALSE | 13789.0355 | 5487.3001 | 105 | 0.11475 | 0.22137 | 0.5619 | 0.065612 | 3333 | 1
8574 | BIG RIVER 1101262924 | 43081101 | BIG RIVER 1101 | 262924 | FALSE | 3139.8868 | 3032.2865 | 30 | 0.052544 | 1.0623 | 0.96667 | 0.066389 | 3125
9375 | BIG MEADOWS 2101439 | 102812101 | BIG MEADOWS 2101 | 439 | FALSE | 1501.1745 | 1069.2533 | 12 | 1.1534 | 8.5615 | 1 | 0.066111 | 3191 | 26.55
8451 | GUALALA 11124431 | 42841112 | GUALALA 1112 | 4431 | FALSE | 2379.8246 | 2267.622 | 16 | 0.0112 | 1.5233 | 1 | 0.066271 | 3158 | 65.39
2628 | EAST QUINCY 1101186938 | 102551101 | EAST QUINCY 1101 | 186938 | FALSE | 4893.222 | 2672.105 | 41 | 0.12398 | 1.483 | 1.9756 | 0.0659 | 3245
8531 | VALLEY VIEW 1106602871 | 14341106 | VALLEY VIEW 1106 | 602871 | FALSE | 1324.4478 | 1324.4478 | 14 | 0.096792 | 4.4405 | 1.287 | 0.06634 | 3137
6262 | HIGHLANDS 110448262 | 43361104 | HIGHLANDS 1104 | 48262 | FALSE | 9974.998 | 9974.998 | 74 | 0.00053815 | 0.0039105 | 0.013514 | 0.066414 | 3115 | 1
5570 | SAN CARLOS 11048942 | 24181104 | SAN CARLOS 1104 | 8942 | FALSE | 4451.7025 | 3407.8974 | 35 | 0.23553 | 0.47232 | 1.1935 | 0.066102 | 3198 | 1
5867 | ARLINGTON 0401404226 | 13700401 | ARLINGTON 0401 | 404226 | FALSE | 1578.9748 | 1403.5728 | 15 | 0 | 3.0115e-15 | 3.0316e-14 | 0.066004 | 3221
7856 | FORT BRAGG A 1102CB | 42761102 | FORT BRAGG A 1102 | CB | FALSE | 9310.1865 | 3594.4279 | 73 | 0.35772 | 1.4212 | 0.86368 | 0.065429 | 3407 | 1
7134 | DEL MONTE 2103617344 | 182222103 | DEL MONTE 2103 | 617344 | FALSE | 3993.4046 | 2952.1893 | 34 | 0.22305 | 1.76 | 0.87906 | 0.065865 | 3252
7255 | VIEJO 2203CB | 182852203 | VIEJO 2203 | CB | FALSE | 5468.4733 | 4727.7308 | 42 | 0.0050569 | 0.7222 | 1.2927 | 0.066187 | 3172 | 1
1976 | LAURELES 111268454 | 182371112 | LAURELES 1112 | 68454 | FALSE | 17728.9798 | 13589.2158 | 142 | 1.0881 | 4.9196 | 1.5996 | 0.066016 | 3214 | 1
4984 | PAUL SWEET 210212850 | 83252102 | PAUL SWEET 2102 | 12850 | FALSE | 6644.9449 | 1063.4476 | 52 | 0.13807 | 2.5729 | 0.32743 | 0.065295 | 3464 | 1
10216 | GUALALA 1111498 | 42841111 | GUALALA 1111 | 498 | FALSE | 4821.7264 | 4596.7491 | 18 | 1.0098 | 6.7517 | 1.005 | 0.066146 | 3183 | 1
5466 | WEST POINT 11025357 | 163201102 | WEST POINT 1102 | 5357 | FALSE | 5401.7845 | 5401.7845 | 37 | 0.30603 | 5.7582 | 1.0008 | 0.066432 | 2965 | 65.39
5373 | VIEJO 22019490 | 182852201 | VIEJO 2201 | 9490 | FALSE | 2186.2244 | 2004.014 | 21 | 0.046693 | 0.98002 | 1.1905 | 0.066187 | 3173 | 1
2211 | DEL MONTE 21032654 | 182222103 | DEL MONTE 2103 | 2654 | FALSE | 2963.5999 | 2963.5999 | 23 | 0.22663 | 1.5811 | 0.95652 | 0.066432 | 2988 | 1
7265 | ALTO 112265474 | 42031122 | ALTO 1122 | 65474 | FALSE | 5862.6816 | 3837.7425 | 47 | 0.023086 | 0.13022 | 0.80851 | 0.065968 | 3227 | 1
557 | GREENBRAE 11021254 | 43091102 | GREENBRAE 1102 | 1254 | FALSE | 15241.9933 | 9639.5738 | 130 | 0.20131 | 0.078775 | 0.34615 | 0.06587 | 3250 | 1
7091 | HATTON 11029642 | 182291102 | HATTON 1102 | 9642 | FALSE | 1925.8934 | 1925.8934 | 18 | 0.17957 | 1.956 | 2.1111 | 0.066432 | 2983 | 1
9358 | PACIFICA 1102267868 | 22811102 | PACIFICA 1102 | 267868 | FALSE | 1937.2772 | 1363.5441 | 13 | 2.0882 | 11.8528 | 2.0095 | 0.065839 | 3257
5985 | BERESFORD 04039154 | 24040403 | BERESFORD 0403 | 9154 | FALSE | 10556.7719 | 6776.6762 | 95 | 0.19357 | 0.62203 | 0.70526 | 0.065945 | 3236 | 1
7732 | BIG MEADOWS 21012510 | 102812101 | BIG MEADOWS 2101 | 2510 | FALSE | 14243.477 | 12778.5068 | 22 | 0.053203 | 25.2772 | 1.0043 | 0.066023 | 3213 | 1
7212 | VIEJO 2201CB | 182852201 | VIEJO 2201 | CB | FALSE | 8287.061 | 8183.2875 | 67 | 0.11149 | 0.86255 | 1.1642 | 0.066374 | 3130 | 1
697 | SANTA ROSA A 1107CB | 42151107 | SANTA ROSA A 1107 | CB | FALSE | 9896.0278 | 4879.3813 | 92 | 0.13922 | 0.069933 | 0.69231 | 0.065711 | 3305 | 1
7511 | BERKELEY F 1105189500 | 12061105 | BERKELEY F 1105 | 189500 | FALSE | 1726.2402 | 1225.686 | 17 | 0.10114 | 0.47944 | 1.2353 | 0.065903 | 3244
5683 | OAKLAND K 1104CB | 12101104 | OAKLAND K 1104 | CB | FALSE | 2366.505 | 2366.505 | 17 | 2.3672e-16 | 0.037285 | 0.35294 | 0.066432 | 2992 | 1
4165 | VIEJO 22022606 | 182852202 | VIEJO 2202 | 2606 | FALSE | 4663.4326 | 1279.376 | 52 | 0 | 0.72829 | 0.25043 | 0.065394 | 3420 | 1
4499 | MORGAN HILL 2109145998 | 83242109 | MORGAN HILL 2109 | 145998 | FALSE | 4112.6069 | 4027.966 | 28 | 0.16577 | 0.2914 | 0.92857 | 0.066294 | 3151
1014 | VIEJO 22019114 | 182852201 | VIEJO 2201 | 9114 | FALSE | 11036.3123 | 10977.6209 | 92 | 0.015001 | 0.53444 | 1.2283 | 0.066404 | 3117 | 1
230 | CAROLANDS 04049026 | 24060404 | CAROLANDS 0404 | 9026 | FALSE | 8105.233 | 1184.1509 | 71 | 0.26946 | 0.37715 | 0.68116 | 0.065382 | 3425 | 1
5034 | OAKLAND J 1102CR184 | 12091102 | OAKLAND J 1102 | CR184 | FALSE | 5568.9906 | 5568.9906 | 43 | 0.089833 | 0.46994 | 0.95349 | 0.066432 | 2949 | 1
4211 | FAIRVIEW 2207P142 | 13432207 | FAIRVIEW 2207 | P142 | FALSE | 5002.4344 | 1963.5704 | 41 | 0.94449 | 4.9256 | 2.0979 | 0.065555 | 3351 | 1
238 | LOS GATOS 1102526868 | 82021102 | LOS GATOS 1102 | 526868 | FALSE | 2061.1443 | 1780.5165 | 20 | 0 | 0.0092699 | 0.1 | 0.066239 | 3165
7260 | SUMMIT 110158642 | 152591101 | SUMMIT 1101 | 58642 | FALSE | 2892.0319 | 2892.0319 | 13 | 0.043227 | 19.9681 | 1.0056 | 0.066431 | 3049 | 1
535 | ATASCADERO 11012379 | 182541101 | ATASCADERO 1101 | 2379 | FALSE | 1171.3689 | 1171.3689 | 11 | 16.2336 | 45.6814 | 1.0164 | 0.066432 | 2969 | 1
43 | WOODSIDE 1104555372 | 24251104 | WOODSIDE 1104 | 555372 | FALSE | 6684.5288 | 6684.5288 | 54 | 0.18174 | 0.23539 | 0.85185 | 0.066432 | 2978 | 1
7441 | SAN LUIS OBISPO 110596874 | 182631105 | SAN LUIS OBISPO 1105 | 96874 | FALSE | 1722.0177 | 1345.5157 | 16 | 0.1297 | 0.06875 | 0.5625 | 0.06595 | 3234
9136 | VIEJO 2204CB | 182852204 | VIEJO 2204 | CB | FALSE | 4041.5057 | 3727.5543 | 24 | 0.071903 | 1.2671 | 0.95833 | 0.066271 | 3157 | 1
4971 | EDES 1112CR282 | 13681112 | EDES 1112 | CR282 | FALSE | 6573.0208 | 6573.0208 | 45 | 0.28918 | 0.86364 | 1 | 0.066432 | 2977 | 1
8700 | VIEJO 22029488 | 182852202 | VIEJO 2202 | 9488 | FALSE | 2122.5518 | 1460.401 | 18 | 0.1531 | 1.2143 | 1.4444 | 0.06579 | 3279 | 1
6503 | VIEJO 22029118 | 182852202 | VIEJO 2202 | 9118 | FALSE | 4822.7839 | 1265.7827 | 41 | 0.033739 | 0.19793 | 1.025 | 0.065429 | 3406 | 14.95
4440 | SANTA ROSA A 1104991788 | 42151104 | SANTA ROSA A 1104 | 991788 | FALSE | 5495.9742 | 1222.0634 | 43 | 0.5486 | 0.074893 | 1.4651 | 0.065395 | 3419
9324 | ECHO SUMMIT 1101741586 | 158031101 | ECHO SUMMIT 1101 | 741586 | FALSE | 1137.7952 | 1137.7952 | 9 | 0.12168 | 0.86318 | 1 | 0.066431 | 3093
392 | BELMONT 11038958 | 24031103 | BELMONT 1103 | 8958 | FALSE | 9585.6333 | 5438.9297 | 73 | 0.24806 | 0.41296 | 0.61111 | 0.065833 | 3259 | 1
2028 | HICKS 1116LB16 | 83431116 | HICKS 1116 | LB16 | FALSE | 13211.9515 | 4399.0652 | 97 | 0.10807 | 1.1035 | 0.36611 | 0.065597 | 3335 | 1
5298 | SAN LEANDRO U 1109CR182 | 13111109 | SAN LEANDRO U 1109 | CR182 | FALSE | 7768.8154 | 7768.8154 | 56 | 0.45773 | 3.6036 | 0.89302 | 0.066432 | 2959 | 1
1847 | ALTO 1122CB | 42031122 | ALTO 1122 | CB | FALSE | 5576.1236 | 3611.6831 | 46 | 0.2 | 0.27404 | 2.1087 | 0.065847 | 3255 | 1
6620 | LOS GATOS 1101950286 | 82021101 | LOS GATOS 1101 | 950286 | FALSE | 1710.7995 | 1710.7995 | 17 | 0.032015 | 0.019222 | 0.41176 | 0.066432 | 2974
5964 | RALSTON 1102CB | 24141102 | RALSTON 1102 | CB | FALSE | 6891.3641 | 1520.1281 | 66 | 0.17114 | 0.25404 | 0.72727 | 0.065478 | 3378 | 1
3774 | PAUL SWEET 210411074 | 83252104 | PAUL SWEET 2104 | 11074 | FALSE | 4972.7567 | 4718.31 | 41 | 0.53003 | 1.1833 | 1 | 0.066275 | 3154 | 1
3736 | VALLEY VIEW 1105P126 | 14341105 | VALLEY VIEW 1105 | P126 | FALSE | 3297.3508 | 1680.8363 | 25 | 0.67545 | 1.3028 | 1.1667 | 0.065713 | 3304 | 1
4022 | EDES 1112CR100 | 13681112 | EDES 1112 | CR100 | FALSE | 5399.0675 | 5399.0675 | 40 | 0.23154 | 0.27223 | 1.3 | 0.066432 | 2972 | 1
3732 | SOBRANTE 1101L534R | 14671101 | SOBRANTE 1101 | L534R | FALSE | 3066.0904 | 1291.9266 | 34 | 0.17616 | 0.81564 | 0.44131 | 0.065526 | 3358 | 1
1757 | OAKLAND X 1106121588 | 12541106 | OAKLAND X 1106 | 121588 | FALSE | 3050.4627 | 1356.1967 | 27 | 0.0088496 | 0.064102 | 0.037037 | 0.065623 | 3330
641 | ALTO 11251256 | 42031125 | ALTO 1125 | 1256 | FALSE | 12257.9124 | 12003.1718 | 88 | 0.363 | 0.043393 | 0.69318 | 0.066359 | 3134 | 1
8249 | VIEJO 22029089 | 182852202 | VIEJO 2202 | 9089 | FALSE | 2700.0603 | 2319.95 | 20 | 0.13606 | 0.52604 | 0.95 | 0.066175 | 3177 | 1
4500 | PACIFICA 1102968736 | 22811102 | PACIFICA 1102 | 968736 | FALSE | 1533.9821 | 1132.2658 | 9 | 0.05531 | 2.4435 | 1 | 0.065575 | 3349
292 | RIDGE 0402CB | 12840402 | RIDGE 0402 | CB | FALSE | 3860.7171 | 2930.2271 | 31 | 0.25603 | 0.38032 | 0.41379 | 0.066059 | 3208 | 1
231 | PAUL SWEET 210912828 | 83252109 | PAUL SWEET 2109 | 12828 | FALSE | 7906.6719 | 1834.1595 | 66 | 0.30045 | 1.8016 | 0.60606 | 0.065458 | 3393
6045 | OAKLAND J 1105CR256 | 12091105 | OAKLAND J 1105 | CR256 | FALSE | 2967.1612 | 1965.4224 | 27 | 0.74254 | 0.64415 | 0.88889 | 0.065813 | 3263 | 1
3481 | IGNACIO 1105318 | 42481105 | IGNACIO 1105 | 318 | FALSE | 18622.6335 | 2887.2825 | 150 | 0.075459 | 0.24489 | 0.2953 | 0.065347 | 3439
1523 | HAMILTON BRANCH 110187784 | 102361101 | HAMILTON BRANCH 1101 | 87784 | FALSE | 2328.7215 | 2328.7215 | 23 | 0.12069 | 1.6043 | 1.5217 | 0.066432 | 2997 | 1
6629 | BIG MEADOWS 21012246 | 102812101 | BIG MEADOWS 2101 | 2246 | FALSE | 2937.4924 | 2937.4924 | 23 | 0.82089 | 3.6681 | 1 | 0.066432 | 2998 | 1
692 | ECHO SUMMIT 11018922 | 158031101 | ECHO SUMMIT 1101 | 8922 | FALSE | 1940.3902 | 1940.3902 | 11 | 0.24356 | 3.1439 | 1 | 0.066431 | 3096 | 1
5593 | SNEATH LANE 1102CB | 22721102 | SNEATH LANE 1102 | CB | FALSE | 4044.2651 | 2195.0074 | 37 | 0.00024582 | 0.011308 | 0.60606 | 0.065703 | 3309 | 1
2072 | RALSTON 1101420730 | 24141101 | RALSTON 1101 | 420730 | FALSE | 2651.706 | 1292.6324 | 21 | 0.74515 | 1.8695 | 1 | 0.065759 | 3293
6224 | SAN CARLOS 110479774 | 24181104 | SAN CARLOS 1104 | 79774 | FALSE | 2604.0952 | 1435.8821 | 24 | 0.073562 | 0.028861 | 0.70833 | 0.065682 | 3315 | 1
2094 | ROB ROY 210512586 | 83692105 | ROB ROY 2105 | 12586 | FALSE | 10478.2506 | 3041.3304 | 85 | 0.27948 | 0.062685 | 0.51807 | 0.065464 | 3391 | 1
8276 | OAKLAND J 1102CR254 | 12091102 | OAKLAND J 1102 | CR254 | FALSE | 2477.3187 | 1687.0283 | 20 | 0.1 | 0.071372 | 0.4 | 0.065918 | 3242 | 1
6292 | RIO DEL MAR 0401931192 | 83260401 | RIO DEL MAR 0401 | 931192 | FALSE | 11415.5971 | 3615.6701 | 87 | 0.068788 | 0.19055 | 0.42529 | 0.065487 | 3375
4353 | FLORENCE 0401CB | 12690401 | FLORENCE 0401 | CB | FALSE | 4654.0755 | 1041.2537 | 39 | 0.26607 | 0.038816 | 0.52632 | 0.065411 | 3410 | 1
2324 | ALTO 1124CB | 42031124 | ALTO 1124 | CB | FALSE | 9084.5965 | 2733.348 | 81 | 0.057102 | 0.19813 | 0.31654 | 0.065515 | 3364 | 1
885 | EDES 1112CR308 | 13681112 | EDES 1112 | CR308 | FALSE | 5698.3231 | 5168.8003 | 53 | 0.33207 | 1.4075 | 0.96154 | 0.066287 | 3153 | 1
2461 | HAMILTON BRANCH 110137436 | 102361101 | HAMILTON BRANCH 1101 | 37436 | FALSE | 3311.0305 | 1208.0743 | 33 | 0.19832 | 0.41118 | 1.6364 | 0.065576 | 3347 | 1
5208 | VIEJO 22029120 | 182852202 | VIEJO 2202 | 9120 | FALSE | 11903.5244 | 2858.0041 | 112 | 0.16577 | 1.148 | 0.59839 | 0.065446 | 3397 | 1
4053 | OAKLAND X 1105184672 | 12541105 | OAKLAND X 1105 | 184672 | FALSE | 5259.1473 | 2666.0437 | 46 | 0.017699 | 0.10706 | 0.2 | 0.065706 | 3307
1098 | VIEJO 22012064 | 182852201 | VIEJO 2201 | 2064 | FALSE | 1409.3976 | 1409.3976 | 15 | 0 | 0.10117 | 0.66667 | 0.066432 | 2982 | 1
4684 | SNEATH LANE 110134438 | 22721101 | SNEATH LANE 1101 | 34438 | FALSE | 8258.6725 | 3709.6211 | 67 | 0.80966 | 0.53424 | 0.82258 | 0.065492 | 3373 | 1
3808 | HAMILTON BRANCH 11013049 | 102361101 | HAMILTON BRANCH 1101 | 3049 | FALSE | 2682.1998 | 1650.9947 | 23 | 0.48778 | 2.4848 | 1 | 0.065874 | 3249 | 65.39
1692 | SAN CARLOS 11048846 | 24181104 | SAN CARLOS 1104 | 8846 | FALSE | 7060.9911 | 3588.6165 | 61 | 0.002632 | 0.081061 | 0.32759 | 0.065737 | 3298 | 1
3263 | SAN LEANDRO U 1109936988 | 13111109 | SAN LEANDRO U 1109 | 936988 | FALSE | 10891.0554 | 10891.0554 | 86 | 1.2448 | 2.5268 | 0.97674 | 0.066432 | 2957
2607 | WALDO 0402258792 | 13350402 | WALDO 0402 | 258792 | FALSE | 4808.6867 | 4793.9751 | 36 | 0.3723 | 0.16319 | 1.8056 | 0.066396 | 3121
2976 | STAFFORD 1101902998 | 43201101 | STAFFORD 1101 | 902998 | FALSE | 9746.2747 | 1732.2882 | 81 | 0.012618 | 0.046792 | 0.93827 | 0.065372 | 3428
28 | RALSTON 110148936 | 24141101 | RALSTON 1101 | 48936 | FALSE | 9703.0008 | 7437.214 | 86 | 0.14567 | 0.39102 | 0.45783 | 0.066043 | 3210 | 1
2106 | SPRUCE 0402BR304 | 13340402 | SPRUCE 0402 | BR304 | FALSE | 5760.7882 | 2392.7287 | 53 | 0.02709 | 0.040135 | 0.42308 | 0.06568 | 3316 | 1
3661 | LAS GALLINAS A 1106685656 | 42991106 | LAS GALLINAS A 1106 | 685656 | FALSE | 5880.2294 | 1923.4165 | 43 | 0.38537 | 0.21918 | 1 | 0.06533 | 3449
4292 | EMERALD LAKE 04028872 | 24080402 | EMERALD LAKE 0402 | 8872 | FALSE | 9042.2667 | 7244.0552 | 77 | 0.039912 | 0.029758 | 0.32 | 0.066165 | 3180 | 1
3505 | WOODSIDE 11049030 | 24251104 | WOODSIDE 1104 | 9030 | FALSE | 4149.4333 | 3272.4558 | 37 | 0.14058 | 0.017867 | 0.18919 | 0.06605 | 3209 | 1
6525 | HAMILTON BRANCH 11012082 | 102361101 | HAMILTON BRANCH 1101 | 2082 | FALSE | 4925.5933 | 2445.1965 | 46 | 0.39914 | 2.1968 | 1.0003 | 0.065762 | 3292 | 1
286 | OAKLAND X 1106CB | 12541106 | OAKLAND X 1106 | CB | FALSE | 15907.2746 | 5284.9861 | 136 | 0.13926 | 0.66912 | 0.28148 | 0.065515 | 3363 | 1
3401 | VIEJO 22029104 | 182852202 | VIEJO 2202 | 9104 | FALSE | 9586.0766 | 9148.567 | 79 | 0.4531 | 0.20406 | 0.88608 | 0.066367 | 3133 | 1
617 | OAK 0401CB | 12600401 | OAK 0401 | CB | FALSE | 8716.4726 | 5585.5806 | 68 | 0.30671 | 0.045772 | 0.39706 | 0.06596 | 3231 | 1
2044 | SPRUCE 0401BR316 | 13340401 | SPRUCE 0401 | BR316 | FALSE | 6608.6922 | 6608.6922 | 56 | 0.17107 | 0.60053 | 1.3214 | 0.066432 | 2970 | 1
6092 | VIEJO 22049540 | 182852204 | VIEJO 2204 | 9540 | FALSE | 3592.089 | 2319.7097 | 32 | 0.088357 | 0.21863 | 0.4375 | 0.06587 | 3251 | 1
8014 | WALDO 0401965216 | 13350401 | WALDO 0401 | 965216 | FALSE | 2651.8859 | 2642.7419 | 21 | 0.30057 | 0.70565 | 0.71429 | 0.066371 | 3131
4423 | SAN RAFAEL 1105344 | 42011105 | SAN RAFAEL 1105 | 344 | FALSE | 12052.7047 | 1314.7551 | 97 | 0.33174 | 0.21091 | 0.62105 | 0.065283 | 3467 | 1
3011 | PERRY 1101W52 | 183071101 | PERRY 1101 | W52 | FALSE | 6677.88 | 5033.3373 | 51 | 0.18745 | 0.30094 | 1 | 0.066004 | 3224 | 1
7505 | EDES 1112CR306 | 13681112 | EDES 1112 | CR306 | FALSE | 1619.5833 | 1619.5833 | 16 | 0.13482 | 0.26675 | 1 | 0.066432 | 2950 | 1
2448 | VIEJO 22029112 | 182852202 | VIEJO 2202 | 9112 | FALSE | 5302.286 | 1359.4094 | 43 | 0.11375 | 0.53036 | 1.4 | 0.065387 | 3422 | 14.95
8274 | SALT SPRINGS 21013116 | 163692101 | SALT SPRINGS 2101 | 3116 | FALSE | 1685.1043 | 1250.9687 | 10 | 0.62412 | 3.624 | 1 | 0.066175 | 3176 | 1
2459 | BERKELEY F 1105CB | 12061105 | BERKELEY F 1105 | CB | FALSE | 12969.6445 | 1669.1452 | 103 | 0.00357 | 0.0092543 | 0.079545 | 0.065322 | 3453 | 1
1332 | HOLLYWOOD 0401CB | 13170401 | HOLLYWOOD 0401 | CB | FALSE | 8520.938 | 4604.9325 | 70 | 0.42625 | 0.20934 | 0.21739 | 0.065808 | 3264 | 1
6502 | ESTUDILLO 0401850884 | 13480401 | ESTUDILLO 0401 | 850884 | FALSE | 2534.335 | 1368.1711 | 19 | 0.075959 | 0.3698 | 0.72222 | 0.065756 | 3294
4821 | RALSTON 11029126 | 24141102 | RALSTON 1102 | 9126 | FALSE | 3038.2902 | 1621.4045 | 25 | 0.55511 | 0.18445 | 0.95455 | 0.065969 | 3226 | 1
7237 | PACIFIC GROVE 04222614 | 182440422 | PACIFIC GROVE 0422 | 2614 | FALSE | 3446.6772 | 1037.2147 | 28 | 0.13462 | 0.097166 | 0.88462 | 0.065331 | 3444 | 1
1100 | DEL MONTE 210386496 | 182222103 | DEL MONTE 2103 | 86496 | FALSE | 10364.0845 | 1600.54 | 94 | 0.12822 | 0.78631 | 0.45164 | 0.065366 | 3430 | 1
2645 | OAKLAND J 1106CR164 | 12091106 | OAKLAND J 1106 | CR164 | FALSE | 10563.0436 | 2405.3877 | 85 | 0.11696 | 0.38312 | 0.37349 | 0.065434 | 3402 | 1
657 | OAKLAND J 1102CR252 | 12091102 | OAKLAND J 1102 | CR252 | FALSE | 9962.669 | 1765.2604 | 92 | 0.24288 | 0.43574 | 0.24096 | 0.065384 | 3423 | 1
146 | CASTRO VALLEY 1110MR379 | 14091110 | CASTRO VALLEY 1110 | MR379 | FALSE | 2535.6763 | 1749.5827 | 22 | 0.69871 | 1.2813 | 0.86364 | 0.065965 | 3229
447 | OCEANO 1105V44 | 182601105 | OCEANO 1105 | V44 | FALSE | 1767.9988 | 1259.7645 | 17 | 0.0037741 | 0.098751 | 0.41176 | 0.065827 | 3260 | 1
3262 | OAKLAND J 1106CR330 | 12091106 | OAKLAND J 1106 | CR330 | FALSE | 3874.576 | 1155.5838 | 31 | 0.063995 | 0.21477 | 0.81481 | 0.065438 | 3399 | 1
4530 | VIEJO 220285904 | 182852202 | VIEJO 2202 | 85904 | FALSE | 3179.0036 | 1684.9898 | 24 | 0.65275 | 0.55946 | 1 | 0.065629 | 3329 | 1
3950 | MONTEREY 04022644 | 182090402 | MONTEREY 0402 | 2644 | FALSE | 2922.7748 | 1828.1218 | 23 | 0.18212 | 0.028208 | 0.27273 | 0.065706 | 3306 | 1
6129 | PERRY 1101W12 | 183071101 | PERRY 1101 | W12 | FALSE | 10251.7677 | 6046.1264 | 70 | 0.078729 | 0.53645 | 0.75714 | 0.06699 | 2947 | 1
2036 | SAN LEANDRO U 1114MR218 | 13111114 | SAN LEANDRO U 1114 | MR218 | FALSE | 18150.1664 | 10386.8132 | 134 | 0.3164 | 2.3549 | 0.68439 | 0.065722 | 3303 | 1
66 | OAKLAND X 1105CB | 12541105 | OAKLAND X 1105 | CB | FALSE | 18622.3449 | 1675.1277 | 153 | 0 | 0 | 0 | 0.065231 | 3490 | 1
838 | MORRO BAY 1102W22 | 183011102 | MORRO BAY 1102 | W22 | FALSE | 10106.4598 | 4174.2289 | 85 | 0.090708 | 0.17832 | 0.65882 | 0.065661 | 3323 | 1
2660 | CASTRO VALLEY 1105MR201 | 14091105 | CASTRO VALLEY 1105 | MR201 | FALSE | 13962.3911 | 2014.3888 | 112 | 0.78212 | 1.2568 | 0.26805 | 0.065296 | 3463
10858 | SOLEDAD 2101125484 | 182052101 | SOLEDAD 2101 | 125484 | FALSE | 2451.828 | 1202.5462 | 4 | 0 | 0 | 0 | 11.9509 | 2589
425 | CASTRO VALLEY 1105MR236 | 14091105 | CASTRO VALLEY 1105 | MR236 | FALSE | 13624.1451 | 2212.8784 | 112 | 0.028919 | 0.0028919 | 0.071429 | 0.065342 | 3441
1060 | SAN LEANDRO U 1114MR545 | 13111114 | SAN LEANDRO U 1114 | MR545 | FALSE | 7246.1985 | 3496.0754 | 66 | 1.0562 | 3.1787 | 0.28828 | 0.065789 | 3280 | 1
11035 | SOLEDAD 2101404754 | 182052101 | SOLEDAD 2101 | 404754 | FALSE | 1404.0353 | 1388.0334 | 2 | 0 | 0 | 0 | 0.065789 | 3284
2616 | DEL MONTE 21029060 | 182222102 | DEL MONTE 2102 | 9060 | FALSE | 14415.2582 | 1524.9134 | 98 | 0.0099558 | 1.7371 | 0.11409 | 0.065226 | 3496 | 26.55
7940 | SAN LEANDRO U 1109CR284 | 13111109 | SAN LEANDRO U 1109 | CR284 | FALSE | 1550.6574 | 1235.8311 | 14 | 0.0012642 | 1.4469 | 0.57143 | 0.066065 | 3205 | 1
3910 | SAN LEANDRO U 1114458451 | 13111114 | SAN LEANDRO U 1114 | 458451 | FALSE | 3952.1728 | 1967.4653 | 29 | 0 | 0.025778 | 0.31034 | 0.06559 | 3336
10544 | OREGON TRAIL 1103CUS391 | 103521103 | OREGON TRAIL 1103 | CUS391 | TRUE | 36.3577 | 36.3577 | 1 | 133.5266 | 1033.8995 | 1.7456 | 7972.4858 | 5
11024 | CALPINE 1144276-G | 48011144 | CALPINE 1144 | 276-G | TRUE | 23.7478 | 23.7478 | 1 | 9.2987 | 567.7224 | 1.9867 | 7401.5283 | 7 | 1
9665 | MARIPOSA 210190130 | 254452101 | MARIPOSA 2101 | 90130 | TRUE | 151.1499 | 151.1499 | 1 | 20.7987 | 915.2591 | 2 | 10411.5469 | 1 | 47.64
9783 | SHEPHERD 2111688294 | 252062111 | SHEPHERD 2111 | 688294 | TRUE | 24.3604 | 24.3604 | 1 | 75.5973 | 1906.5953 | 1.9491 | 8415.9766 | 3
10354 | MIDDLETOWN 1103CB | 43141103 | MIDDLETOWN 1103 | CB | TRUE | 289.8399 | 85.2366 | 4 | 23.87 | 985.6875 | 1.5188 | 3206.0204 | 240 | 11.22
10918 | DEL MAR 2109378446 | 152582109 | DEL MAR 2109 | 378446 | TRUE | 173.2196 | 157.9488 | 3 | 48.1305 | 340.4041 | 1.354 | 4122.2296 | 142
6966 | MIDDLETOWN 1102CB | 43141102 | MIDDLETOWN 1102 | CB | TRUE | 1420.4117 | 752.0336 | 12 | 14.2144 | 572.1128 | 1.3178 | 1676.5244 | 530 | 11.22
10827 | INDIAN FLAT 11044440 | 252691104 | INDIAN FLAT 1104 | 4440 | TRUE | 376.2849 | 376.2849 | 4 | 2.0531 | 220.1571 | 1.2434 | 3234.1311 | 230 | 14.95
10242 | ELK CREEK 1101CB | 102781101 | ELK CREEK 1101 | CB | TRUE | 135.534 | 135.534 | 1 | 34.0354 | 2717.8044 | 1.9823 | 6756.3685 | 11 | 47.64
10735 | HARTLEY 1101980662 | 43211101 | HARTLEY 1101 | 980662 | TRUE | 366.2635 | 366.2635 | 3 | 49.7419 | 649.0551 | 1.6394 | 4824.4797 | 89
10515 | STAFFORD 1102784704 | 43201102 | STAFFORD 1102 | 784704 | TRUE | 43.8835 | 43.8835 | 1 | 8.6593 | 582.8936 | 1.6969 | 2953.5029 | 279 | 14.95
10181 | PEABODY 2108113684 | 63642108 | PEABODY 2108 | 113684 | TRUE | 748.9574 | 590.6521 | 4 | 58.8379 | 1984.6088 | 2.0874 | 6848.1417 | 10
7688 | PEABODY 2106250154 | 63642106 | PEABODY 2106 | 250154 | TRUE | 458.5489 | 458.5489 | 4 | 36.1582 | 1233.0263 | 1.8435 | 5210.7292 | 61
6480 | TASSAJARA 21123202 | 14662112 | TASSAJARA 2112 | 3202 | TRUE | 630.3021 | 630.3021 | 9 | 6.4447 | 867.8679 | 1.8459 | 6312.7784 | 23 | 20
10924 | CALPINE 1146200-G | 48011146 | CALPINE 1146 | 200-G | TRUE | 13.7161 | 13.7161 | 1 | 9.7522 | 311.094 | 1.9491 | 3189.8253 | 242 | 47.64
11090 | CALPINE 1146394G | 48011146 | CALPINE 1146 | 394G | TRUE | 18.1683 | 18.1683 | 1 | 9.7522 | 311.094 | 1.9491 | 3189.8253 | 243 | 47.64
9923 | CLOVERDALE 110247214 | 42821102 | CLOVERDALE 1102 | 47214 | TRUE | 43.972 | 43.972 | 1 | 9.5597 | 328.9989 | 2.0664 | 8298.4728 | 4 | 35.33
10699 | SUNOL 110148180 | 14241101 | SUNOL 1101 | 48180 | TRUE | 21.1502 | 21.1502 | 2 | 2.0619 | 838.931 | 1.8673 | 5130.0926 | 67 | 1
10934 | POINT MORETTI 1101CB | 82931101 | POINT MORETTI 1101 | CB | TRUE | 20.574 | 20.574 | 1 | 1.8761 | 132.31 | 1.3252 | 1402.4592 | 637 | 1
9729 | BRENTWOOD 210596324 | 14592105 | BRENTWOOD 2105 | 96324 | TRUE | 775.7684 | 775.7684 | 6 | 22.7024 | 690.3572 | 1.4996 | 3560.1407 | 193 | 1
10024 | CLEAR LAKE 1101881362 | 42141101 | CLEAR LAKE 1101 | 881362 | TRUE | 1747.5089 | 480.0321 | 10 | 30.3783 | 364.5965 | 1.3491 | 3804.2183 | 168
10113 | CALISTOGA 1101CB | 42711101 | CALISTOGA 1101 | CB | TRUE | 1122.2361 | 221.6704 | 9 | 5.66 | 90.1957 | 1.4068 | 802.2368 | 941 | 1
9239 | BANGOR 1101979830 | 103191101 | BANGOR 1101 | 979830 | TRUE | 696.7531 | 680.7511 | 7 | 62.7219 | 477.3669 | 1.2971 | 5107.124 | 69
7352 | JAMESON 1102865502 | 63801102 | JAMESON 1102 | 865502 | TRUE | 4467.1172 | 644.9532 | 27 | 21.9142 | 384.5731 | 1.652 | 3613.4467 | 189
10120 | DEL MAR 210975802 | 152582109 | DEL MAR 2109 | 75802 | TRUE | 680.0226 | 576.1553 | 6 | 19.2246 | 283.6992 | 1.0501 | 1316.5155 | 676 | 47.64
10966 | HICKS 2101984788 | 83432101 | HICKS 2101 | 984788 | TRUE | 5.0644 | 5.0644 | 1 | 43.927 | 522.4348 | 1.5973 | 4898.9282 | 84
10903 | PEABODY 2106592742 | 63642106 | PEABODY 2106 | 592742 | TRUE | 684.4552 | 546.7453 | 5 | 39.3225 | 479.1925 | 1.8191 | 5228.5371 | 60
10547 | PASO ROBLES 1103N02 | 182611103 | PASO ROBLES 1103 | N02 | TRUE | 70.934 | 70.934 | 1 | 22.6062 | 459.6358 | 1.4159 | 1429.5746 | 625 | 47.64
10351 | VACAVILLE 1109799940 | 63601109 | VACAVILLE 1109 | 799940 | TRUE | 1340.3375 | 954.7701 | 9 | 37.6249 | 595.8806 | 1.5914 | 3744.3748 | 176
10611 | PEABODY 2113945670 | 63642113 | PEABODY 2113 | 945670 | TRUE | 403.0974 | 334.4297 | 3 | 28.9115 | 1620.1892 | 1.9115 | 5860.0064 | 36
9806 | OLETA 1101CB | 163541101 | OLETA 1101 | CB | TRUE | 169.7516 | 136.2242 | 2 | 10.6394 | 259.1239 | 1.4027 | 1962.7321 | 461 | 47.64
10316 | CORNING 110135974 | 103331101 | CORNING 1101 | 35974 | TRUE | 1338.7863 | 398.8739 | 11 | 16.5268 | 2930.9205 | 1.8854 | 4333.8495 | 119 | 1
10256 | VACAVILLE 1104874798 | 63601104 | VACAVILLE 1104 | 874798 | TRUE | 662.24 | 662.24 | 3 | 63.2065 | 849.3159 | 1.7574 | 6079.8606 | 27
10609 | PEABODY 2106CB | 63642106 | PEABODY 2106 | CB | TRUE | 1275.2265 | 525.8096 | 9 | 12.1975 | 435.0782 | 0.94829 | 1814.5621 | 503 | 1
9508 | ANDERSON 1101426745 | 103261101 | ANDERSON 1101 | 426745 | TRUE | 328.8561 | 328.8561 | 3 | 7.8798 | 242.2864 | 1.3112 | 1570.5843 | 571
10637 | SYCAMORE CREEK 1111153260 | 102971111 | SYCAMORE CREEK 1111 | 153260 | TRUE | 424.4592 | 424.4592 | 2 | 39.833 | 1354.9619 | 1.7467 | 3917.3903 | 154
8821 | SANTA YNEZ 1104CB | 182721104 | SANTA YNEZ 1104 | CB | TRUE | 12832.3568 | 56.5182 | 105 | 93.2546 | 437.4306 | 1.5108 | 3530.2398 | 198 | 1
10166 | TEMPLETON 21132949 | 183052113 | TEMPLETON 2113 | 2949 | TRUE | 766.5719 | 766.5719 | 6 | 76.8042 | 650.3042 | 1.472 | 6323.2739 | 22 | 35.33
10123 | FULTON 110258990 | 42561102 | FULTON 1102 | 58990 | TRUE | 971.5045 | 427.9744 | 6 | 15.8624 | 309.2396 | 1.6358 | 3017.9754 | 266
9393 | PUTAH CREEK 1103654021 | 63681103 | PUTAH CREEK 1103 | 654021 | TRUE | 1396.0557 | 329.1954 | 12 | 164.1169 | 1780.1862 | 1.7576 | 5297.9521 | 54
11028 | NARROWS PH 1151CB | 153131151 | NARROWS PH 1151 | CB | TRUE | 286.9891 | 286.9891 | 2 | 7.0387 | 239.2471 | 1.4923 | 952.1877 | 859
10021 | OLETA 1101400470 | 163541101 | OLETA 1101 | 400470 | TRUE | 475.2183 | 334.0108 | 3 | 16.3665 | 380.3441 | 1.6195 | 1757.1387 | 513
10324 | SANTA YNEZ 1104564710 | 182721104 | SANTA YNEZ 1104 | 564710 | TRUE | 541.7371 | 273.7323 | 7 | 87.8496 | 379.5098 | 1.3009 | 4812.031 | 93
10018 | LINCOLN 1104275986 | 153701104 | LINCOLN 1104 | 275986 | TRUE | 934.5883 | 934.5883 | 5 | 42.7265 | 1333.3158 | 1.5354 | 2938.8625 | 283
7636 | VACA DIXON 110118292 | 63591101 | VACA DIXON 1101 | 18292 | TRUE | 8145.543 | 73.0344 | 73 | 67.0857 | 303.7306 | 0.56364 | 2089.0547 | 431 | 85.45
9267 | POTTER VALLEY P H 1105990354 | 42281105 | POTTER VALLEY P H 1105 | 990354 | TRUE | 170.3854 | 170.3854 | 2 | 1.7965 | 157.9478 | 1.2489 | 583.9962 | 1119 | 1
9944 | WYANDOTTE 110366146 | 102911103 | WYANDOTTE 1103 | 66146 | TRUE | 252.3083 | 252.3083 | 4 | 39.8872 | 172.3601 | 1.4259 | 2698.6732 | 313 | 1
9205 | POINT MORETTI 110135874 | 82931101 | POINT MORETTI 1101 | 35874 | TRUE | 329.4831 | 329.4831 | 4 | 1.661 | 115.3382 | 1.2434 | 974.717 | 846 | 1
10573 | GEYSERVILLE 1102756 | 42891102 | GEYSERVILLE 1102 | 756 | TRUE | 948.4078 | 948.4078 | 7 | 2.1675 | 34.9816 | 1.2222 | 1141.7089 | 757 | 1
7825 | HORSESHOE 1101416226 | 152571101 | HORSESHOE 1101 | 416226 | TRUE | 397.9238 | 186.6616 | 5 | 41.2611 | 260.6738 | 1.3279 | 2680.4211 | 316
10828 | BUELLTON 110163389 | 183041101 | BUELLTON 1101 | 63389 | TRUE | 391.5938 | 0 | 2 | 20.9989 | 366.6813 | 1.4314 | 1639.5129 | 547
10861 | PEORIA 170492888 | 163781704 | PEORIA 1704 | 92888 | TRUE | 765.3621 | 400.6025 | 4 | 2.344 | 392.8561 | 1.4757 | 2347.6932 | 375 | 1
8708 | PUTAH CREEK 1105665952 | 63681105 | PUTAH CREEK 1105 | 665952 | TRUE | 1521.662 | 243.3824 | 13 | 55.2424 | 1148.6166 | 1.4534 | 3135.666 | 250
10253 | CLOVERDALE 1102736078 | 42821102 | CLOVERDALE 1102 | 736078 | TRUE | 432.8669 | 373.6781 | 3 | 30.5332 | 187.1207 | 1.7367 | 3199.3848 | 241
10589 | DEL MAR 2109306972 | 152582109 | DEL MAR 2109 | 306972 | TRUE | 120.3234 | 83.4407 | 2 | 30.7765 | 232.8319 | 1.0199 | 1356.3524 | 660
10301 | SCE VEGAS 1701CB | 188881701 | SCE VEGAS 1701 | CB | TRUE | 168.4127 | 168.4127 | 1 | 3.7721 | 724.2958 | 1.5288 | 2332.6265 | 379 | 1
10175 | JESSUP 1102936897 | 103441102 | JESSUP 1102 | 936897 | TRUE | 1562.7499 | 665.5519 | 12 | 32.9858 | 233.5183 | 1.0372 | 1798.1732 | 507
11083 | NARROWS 2104CB | 153132104 | NARROWS 2104 | CB | TRUE | 4.572 | 4.572 | 1 | 9.5177 | 297.2918 | 1.9204 | 1641.5431 | 545 | 1
9927 | FITCH MOUNTAIN 1111555644 | 42751111 | FITCH MOUNTAIN 1111 | 555644 | TRUE | 5004.528 | 268.6791 | 19 | 20.1019 | 340.2465 | 1.2076 | 1847.862 | 491
10364 | MADISON 2101745850 | 63172101 | MADISON 2101 | 745850 | TRUE | 1558.6923 | 771.4701 | 7 | 24.8755 | 1574.7406 | 1.8587 | 3897.9708 | 158
8426 | FORT ROSS 1121CB | 42851121 | FORT ROSS 1121 | CB | TRUE | 25.9334 | 25.9334 | 1 | 0.86283 | 354.5715 | 1.5243 | 1382.2827 | 648 | 1
8629 | FOOTHILL 1101645910 | 182951101 | FOOTHILL 1101 | 645910 | TRUE | 3990.9244 | 774.6277 | 14 | 4.0057 | 326.7386 | 1.3797 | 1323.2798 | 673
9473 | HARTLEY 1102524 | 43211102 | HARTLEY 1102 | 524 | TRUE | 4106.6103 | 399.4552 | 31 | 21.9945 | 423.7622 | 1.1541 | 2173.4374 | 408 | 14.95
10458 | DEL MAR 2109805882 | 152582109 | DEL MAR 2109 | 805882 | TRUE | 497.9369 | 477.3024 | 6 | 22.0763 | 164.2877 | 1.0439 | 1125.8811 | 766
11061 | SAN LUIS OBISPO 1103365572 | 182631103 | SAN LUIS OBISPO 1103 | 365572 | TRUE | 696.8465 | 611.8589 | 2 | 24.875 | 865.8911 | 1.7069 | 2195.1828 | 403
2265 | BELL 1108CB | 152701108 | BELL 1108 | CB | TRUE | 9628.7582 | 0 | 83 | 5.6198 | 51.7692 | 2.1653 | 955.774 | 856 | 1
2325 | COTTONWOOD 11011510 | 102931101 | COTTONWOOD 1101 | 1510 | TRUE | 5333.1807 | 613.4018 | 35 | 36.275 | 232.3791 | 0.65727 | 1460.1171 | 611 | 35.33
9983 | JAMESON 1105913400 | 63801105 | JAMESON 1105 | 913400 | TRUE | 1667.834 | 172.3529 | 14 | 4.7814 | 128.5389 | 1.3265 | 1563.2661 | 575
10420 | SANTA YNEZ 1101673618 | 182721101 | SANTA YNEZ 1101 | 673618 | TRUE | 533.16 | 171.3788 | 4 | 54.9845 | 480.3993 | 1.5265 | 3451.8103 | 207
10660 | CLAYTON 2212334476 | 12022212 | CLAYTON 2212 | 334476 | TRUE | 102.0354 | 89.9428 | 2 |  |  | 3.4115 | 3174.6241 | 245
8832 | PEORIA 17046090 | 163781704 | PEORIA 1704 | 6090 | TRUE | 1284.821 | 879.5421 | 10 | 0.49867 | 43.3083 | 1.1431 | 641.9698 | 1070 | 1
10116 | SANTA YNEZ 1104117616 | 182721104 | SANTA YNEZ 1104 | 117616 | TRUE | 584.7856 | 298.3487 | 5 | 77.9788 | 328.7463 | 1.3018 | 3364.4337 | 215
10927 | SCE REFUGIO 1701CB | 188071701 | SCE REFUGIO 1701 | CB | TRUE | 3.6129 | 3.6129 | 1 | 16.3673 | 1094.0675 | 1.8385 | 4925.3659 | 82
11018 | CLAY 110398680 | 163341103 | CLAY 1103 | 98680 | TRUE | 46.5973 | 46.5973 | 1 | 5.7389 | 698.8591 | 1.9823 | 2215.7621 | 399
7447 | BELL 1109CB | 152701109 | BELL 1109 | CB | TRUE | 5601.5402 | 484.8416 | 53 | 2.3238 | 38.5202 | 0.85089 | 533.425 | 1167 | 1
9099 | BELL 1110946229 | 152701110 | BELL 1110 | 946229 | TRUE | 3345.1938 | 352.3912 | 27 | 50.4542 | 230.8143 | 1.776 | 1903.3963 | 476
11045 | CLARK ROAD 1101CB | 103091101 | CLARK ROAD 1101 | CB | TRUE | 33.3215 | 28.7495 | 2 | 24.3418 | 704.0512 | 1.3363 | 1672.4211 | 534
10865 | PASO ROBLES 1103N04 | 182611103 | PASO ROBLES 1103 | N04 | TRUE | 859.5841 | 859.5841 | 4 | 18.891 | 162.309 | 1.1289 | 1420.9296 | 631 | 65.39
10386 | CALISTOGA 1101537148 | 42711101 | CALISTOGA 1101 | 537148 | TRUE | 2468.9992 | 923.0762 | 14 | 6.225 | 38.282 | 1.0019 | 711.3098 | 1014
9878 | CEDAR CREEK 1101451856 | 103321101 | CEDAR CREEK 1101 | 451856 | TRUE | 105.147 | 105.147 | 2 | 6.1582 | 293.971 | 1.6305 | 2807.0375 | 299
10064 | WILLOW PASS 1101152874 | 13911101 | WILLOW PASS 1101 | 152874 | TRUE | 1306.3422 | 982.3028 | 10 | 11.0093 | 440.6183 | 1.4825 | 2044.3409 | 446
7402 | MARIPOSA 2102594143 | 254452102 | MARIPOSA 2102 | 594143 | TRUE | 6633.044 | 814.5641 | 60 | 4.8724 | 127.0535 | 1.1328 | 729.5737 | 990
9542 | OLETA 1102CB | 163541102 | OLETA 1102 | CB | TRUE | 1312.9371 | 596.6183 | 11 | 9.6778 | 217.7864 | 1.1989 | 1023.6412 | 812 | 1
10679 | COVELO 1101627416 | 43061101 | COVELO 1101 | 627416 | TRUE | 5034.3822 | 971.5124 | 14 | 0.23451 | 128.0963 | 0.81161 | 1192.7699 | 735
10634 | EDENVALE 2107288980 | 82952107 | EDENVALE 2107 | 288980 | TRUE | 1137.5268 | 532.3299 | 6 | 22.7942 | 815.3469 | 1.4341 | 2359.4228 | 370
8992 | TIDEWATER 2106781445 | 14652106 | TIDEWATER 2106 | 781445 | TRUE | 577.8877 | 405.5365 | 6 | 20.2885 | 858.4012 | 1.1535 | 1075.6001 | 784
8121 | CAYETANO 2109MR186 | 14422109 | CAYETANO 2109 | MR186 | TRUE | 4135.7533 | 818.8837 | 27 | 15.836 | 1112.5221 | 0.59087 | 1490.2334 | 599 | 1
7292 | TIDEWATER 2106745811 | 14652106 | TIDEWATER 2106 | 745811 | TRUE | 780.426 | 641.2916 | 8 | 9.651 | 487.9622 | 1.1565 | 1106.1185 | 773
9093 | BANGOR 110155206 | 103191101 | BANGOR 1101 | 55206 | TRUE | 3467.0084 | 0 | 28 | 18.4006 | 134.4646 | 0.46697 | 967.1576 | 851 | 1
4124 | CALPELLA 1102CB | 43411102 | CALPELLA 1102 | CB | TRUE | 7260.7146 | 263.08 | 61 | 2.9798 | 29.8524 | 0.9795 | 713.2367 | 1010 | 1
10925 | GOLDTREE 1105551904 | 182581105 | GOLDTREE 1105 | 551904 | TRUE | 35.7178 | 35.7178 | 1 | 10.3053 | 415.5746 | 1.2013 | 763.0871 | 960 | 11.22
7719 | GEYSERVILLE 1102220154 | 42891102 | GEYSERVILLE 1102 | 220154 | TRUE | 4466.0624 | 427.7941 | 30 | 7.6984 | 37.8578 | 0.79348 | 533.1924 | 1168
10962 | POINT ARENA 1101CB | 43381101 | POINT ARENA 1101 | CB | TRUE | 64.9169 | 64.9169 | 2 | 5.4292 | 155.8168 | 1.2389 | 1260.6413 | 694 | 1
10344 | CLARKSVILLE 210319572 | 153612103 | CLARKSVILLE 2103 | 19572 | TRUE | 4463.6596 | 595.3794 | 12 | 11.0197 | 577.745 | 0.94535 | 995.992 | 836 | 1
10829 | MILPITAS 110962157 | 82831109 | MILPITAS 1109 | 62157 | TRUE | 72.1015 | 72.1015 | 3 | 1.3842 | 176.2332 | 1.1763 | 794.5095 | 944 | 1
10372 | CLOVERDALE 11024646 | 42821102 | CLOVERDALE 1102 | 4646 | TRUE | 480.2865 | 242.399 | 8 | 5.7367 | 123.8141 | 0.94912 | 1510.1147 | 591 | 1
10615 | STAFFORD 1102CB | 43201102 | STAFFORD 1102 | CB | TRUE | 993.1092 | 957.3027 | 10 | 13.1841 | 79.6129 | 1.0819 | 666.0518 | 1045 | 47.64
10415 | SAN LUIS OBISPO 1103934355 | 182631103 | SAN LUIS OBISPO 1103 | 934355 | TRUE | 1942.6666 | 915.6706 | 12 | 24.9805 | 723.7549 | 1.3499 | 1431.4244 | 623
2696 | OLETA 110163500 | 163541101 | OLETA 1101 | 63500 | TRUE | 5562.1132 | 327.1501 | 46 | 3.9134 | 108.0592 | 1.1259 | 448.3626 | 1251 | 65.39
9322 | MONTICELLO 1101CB | 43051101 | MONTICELLO 1101 | CB | TRUE | 859.9008 | 859.9008 | 5 | 0.057522 | 70.5926 | 1.2336 | 866.0652 | 904 | 1
669 | CABRILLO 1103CB | 183101103 | CABRILLO 1103 | CB | TRUE | 7060.6838 | 875.6492 | 45 | 7.5961 | 365.315 | 1.3408 | 1585.2096 | 566 | 35.33
3438 | CALISTOGA 1102CB | 42711102 | CALISTOGA 1102 | CB | TRUE | 3890.2841 | 517.8814 | 37 | 1.0226 | 21.3425 | 1.7633 | 238.7834 | 1569 | 1
10586 | LOS MOLINOS 1101297862 | 103481101 | LOS MOLINOS 1101 | 297862 | TRUE | 519.2262 | 503.2242 | 4 | 9.3164 | 1579.8163 | 1.5088 | 3345.084 | 219
10830 | PETALUMA C 1109373772 | 42631109 | PETALUMA C 1109 | 373772 | TRUE | 28.6691 | 28.6691 | 2 | 11.6659 | 267.9489 | 1.0542 | 655.2599 | 1058 | 14.95
5678 | SAN LUIS OBISPO 1102348318 | 182631102 | SAN LUIS OBISPO 1102 | 348318 | TRUE | 597.0392 | 597.0392 | 6 | 28.4299 | 259.281 | 1.177 | 2033.0031 | 451
3172 | RED BLUFF 1105161818 | 103541105 | RED BLUFF 1105 | 161818 | TRUE | 7658.7384 | 212.3638 | 59 | 26.5826 | 252.2548 | 0.65215 | 1511.2201 | 590 | 1
10186 | CLAYTON 22159765 | 12022215 | CLAYTON 2215 | 9765 | TRUE | 1507.3257 | 425.4979 | 16 | 14.4419 | 264.1617 | 0.90459 | 1304.4493 | 680 | 26.55
10106 | GEYSERVILLE 1102537096 | 42891102 | GEYSERVILLE 1102 | 537096 | TRUE | 844.1463 | 775.9765 | 6 | 1.4775 | 39.7407 | 1.1453 | 635.9861 | 1072
9940 | MILPITAS 110598568 | 82831105 | MILPITAS 1105 | 98568 | TRUE | 2444.4926 | 168.1421 | 7 | 8.5461 | 650.4593 | 0.89791 | 834.7615 | 919
9696 | LAS GALLINAS A 1104507389 | 42991104 | LAS GALLINAS A 1104 | 507389 | TRUE | 305.6652 | 212.3341 | 4 | 4.5736 | 17.6073 | 1.1598 | 719.0918 | 1002
9623 | SANTA YNEZ 1104685160 | 182721104 | SANTA YNEZ 1104 | 685160 | TRUE | 2780.4715 | 943.7591 | 17 | 6.4781 | 699.3555 | 1.3826 | 1467.3789 | 610
7166 | GANSNER 1101372132 | 103021101 | GANSNER 1101 | 372132 | TRUE | 2259.794 | 673.2222 | 13 | 7.0146 | 181.1458 | 1.4222 | 1099.8675 | 775
10896 | CMC 1102CB | 183111102 | CMC 1102 | CB | TRUE | 581.8342 | 581.8342 | 5 | 6.1562 | 327.138 | 1.15 | 548.9355 | 1146 | 1
10844 | SPRING GAP 1702188426 | 162831702 | SPRING GAP 1702 | 188426 | TRUE | 4.572 | 4.572 | 1 | 1.4226 | 75.9197 | 1.4071 | 665.6862 | 1046
9877 | CLOVERDALE 1102307342 | 42821102 | CLOVERDALE 1102 | 307342 | TRUE | 573.1034 | 354.0238 | 6 | 2.8681 | 35.4312 | 1.0695 | 341.2059 | 1386
10365 | CURTIS 170349746 | 163351703 | CURTIS 1703 | 49746 | TRUE | 601.9007 | 601.9007 | 3 | 1.3555 | 53.0445 | 1.0973 | 221.8686 | 1601 | 1
9780 | SONOMA 1107854266 | 42721107 | SONOMA 1107 | 854266 | TRUE | 966.2653 | 321.4105 | 6 | 5.6088 | 131.9782 | 1.1519 | 1072.2651 | 785
6342 | MADISON 21011606 | 63172101 | MADISON 2101 | 1606 | TRUE | 42761.0948 | 254.3531 | 280 | 14.2143 | 624.738 | 0.52389 | 1248.3017 | 701 | 1
10249 | SILVERADO 2102CB | 43432102 | SILVERADO 2102 | CB | TRUE | 2722.4304 | 952.8122 | 22 | 1.7371 | 13.7135 | 0.6429 | 236.9089 | 1576 | 1
3606 | HORSESHOE 1101CB | 152571101 | HORSESHOE 1101 | CB | TRUE | 6455.7985 | 567.3027 | 55 | 4.8727 | 34.2122 | 0.2436 | 272.2112 | 1489 | 14.95
8476 | ALTO 1124810594 | 42031124 | ALTO 1124 | 810594 | TRUE | 1080.6364 | 899.4073 | 6 | 0.74705 | 5.2428 | 1.0933 | 459.6008 | 1235
4126 | VACAVILLE 1104CB | 63601104 | VACAVILLE 1104 | CB | TRUE | 4213.006 | 696.6837 | 36 | 5.0635 | 58.5123 | 0.35847 | 412.1878 | 1283 | 1
3676 | COTTONWOOD 1101CB | 102931101 | COTTONWOOD 1101 | CB | TRUE | 26588.5909 | 184.0196 | 188 | 10.4565 | 123.7435 | 0.2741 | 539.3221 | 1159 | 1
5571 | CLEAR LAKE 1101740076 | 42141101 | CLEAR LAKE 1101 | 740076 | TRUE | 14283.4902 | 632.3767 | 106 | 10.2763 | 74.9389 | 0.45579 | 793.8066 | 947
9268 | OLETA 1102799924 | 163541102 | OLETA 1102 | 799924 | TRUE | 621.6151 | 621.6151 | 4 | 16.3523 | 344.6409 | 1.2699 | 1327.4203 | 669
6626 | CLAY 1101CB | 163341101 | CLAY 1101 | CB | TRUE | 4411.9174 | 914.1112 | 33 | 1.6724 | 59.3621 | 0.87953 | 401.4638 | 1294
10741 | HALF MOON BAY 11038920 | 24101103 | HALF MOON BAY 1103 | 8920 | TRUE | 158.1242 | 158.1242 | 2 | 4.3982 | 87.5485 | 1.1781 | 499.4912 | 1200 | 1
2893 | UKIAH 1114544 | 42771114 | UKIAH 1114 | 544 | TRUE | 16214.8056 | 786.2676 | 98 | 4.1871 | 57.5185 | 0.99059 | 761.7873 | 963
9647 | GARCIA 0401CB | 43040401 | GARCIA 0401 | CB | TRUE | 46.711 | 46.711 | 1 | 3.0088 | 11.3765 | 1.3053 | 451.5011 | 1247 | 65.39
3966 | SAN BENITO 2101295566 | 182742101 | SAN BENITO 2101 | 295566 | TRUE | 3409.6411 | 751.534 | 18 | 5.7328 | 439.088 | 0.9292 | 1215.0443 | 723
2808 | PASO ROBLES 1104P02 | 182611104 | PASO ROBLES 1104 | P02 | TRUE | 11656.6661 | 515.0322 | 93 | 11.1233 | 85.3282 | 0.38229 | 803.9256 | 936 | 14.95
6977 | CLOVERDALE 1102172096 | 42821102 | CLOVERDALE 1102 | 172096 | TRUE | 1240.5827 | 425.5098 | 12 | 5.9672 | 26.4788 | 1.1198 | 425.6324 | 1267
6828 | SILVERADO 210298998 | 43432102 | SILVERADO 2102 | 98998 | TRUE | 20001.4994 | 118.1019 | 136 | 0.92478 | 59.15 | 0.26288 | 370.2201 | 1337 | 1
9789 | TASSAJARA 2106203380 | 14662106 | TASSAJARA 2106 | 203380 | TRUE | 3178.2991 | 809.5956 | 26 | 11.1077 | 290.7833 | 1.1379 | 687.7534 | 1032
8449 | VACAVILLE 111112342 | 63601111 | VACAVILLE 1111 | 12342 | TRUE | 1750.136 | 352.0949 | 16 | 15.4942 | 60.8452 | 0.82127 | 663.7688 | 1049 | 20
2093 | ATASCADERO 1103A46 | 182541103 | ATASCADERO 1103 | A46 | TRUE | 13904.7944 | 633.1098 | 94 | 4.2834 | 126.6572 | 1.1114 | 550.2411 | 1144 | 1
7485 | SHINGLE SPRINGS 210551738 | 153652105 | SHINGLE SPRINGS 2105 | 51738 | TRUE | 1844.3225 | 26.6806 | 19 | 9.747 | 115.2796 | 1.5465 | 441.8941 | 1255 | 65.39
10468 | CALPINE 1144962 | 48011144 | CALPINE 1144 | 962 | TRUE | 63.3636 | 63.3636 | 1 | 3.6128 | 175.4454 | 1.4668 | 595.1616 | 1105 | 26.55
10127 | SPAULDING 1101CB | 152251101 | SPAULDING 1101 | CB | TRUE | 56.7484 | 56.7484 | 1 | 1.4558 | 28.8412 | 1.0819 | 380.3958 | 1320
7035 | SYCAMORE CREEK 1111CB | 102971111 | SYCAMORE CREEK 1111 | CB | TRUE | 11952.1608 | 777.7423 | 85 | 7.6741 | 208.8278 | 0.55987 | 452.6669 | 1244 | 1
7853 | CLOVERDALE 1102670 | 42821102 | CLOVERDALE 1102 | 670 | TRUE | 4937.5444 | 587.1475 | 43 | 4.5994 | 35.0981 | 0.97057 | 393.8186 | 1302 | 1
3075 | REDBUD 11022013 | 43191102 | REDBUD 1102 | 2013 | TRUE | 7412.4545 | 238.9679 | 51 | 7.5358 | 163.4554 | 0.63591 | 888.4761 | 888 | 11.22
2604 | JESSUP 11031540 | 103441103 | JESSUP 1103 | 1540 | TRUE | 20738.5879 | 256.3874 | 157 | 9.8988 | 97.9022 | 0.32525 | 527.982 | 1175 | 1
10017 | PASO ROBLES 1107289947 | 182611107 | PASO ROBLES 1107 | 289947 | TRUE | 3212.1673 | 447.6357 | 21 | 14.8595 | 156.4225 | 0.57334 | 855.7073 | 911
8806 | CLAYTON 2212859443 | 12022212 | CLAYTON 2212 | 859443 | TRUE | 777.6394 | 475.2837 | 5 | 5.7942 | 581.3934 | 1.2323 | 1445.6352 | 616
7464 | CLARKSVILLE 2106CB | 153612106 | CLARKSVILLE 2106 | CB | TRUE | 830.42 | 224.6189 | 9 | 6.9349 | 109.008 | 1.0216 | 241.4035 | 1563 | 1
566 | MORGAN HILL 2110814616 | 83242110 | MORGAN HILL 2110 | 814616 | TRUE | 3902.6921 | 157.4015 | 28 | 12.4103 | 100.926 | 0.5516 | 602.3323 | 1098
9804 | FROGTOWN 1702694042 | 163451702 | FROGTOWN 1702 | 694042 | TRUE | 972.0471 | 972.0471 | 8 | 11.656 | 66.6958 | 1.1034 | 338.8363 | 1389
9510 | PUEBLO 2103776244 | 43292103 | PUEBLO 2103 | 776244 | TRUE | 783.9385 | 274.5802 | 5 | 1.042 | 28.9106 | 1.1319 | 540.4117 | 1158
10993 | MESA 1103737698 | 182821103 | MESA 1103 | 737698 | TRUE | 340.8251 | 324.8619 | 3 | 19.4897 | 162.1636 | 1.1468 | 1051.0501 | 795
7973 | PENRYN 110550548 | 152561105 | PENRYN 1105 | 50548 | TRUE | 7824.3085 | 154.2272 | 58 | 9.6507 | 79.2866 | 0.32614 | 418.2026 | 1274 | 65.39
11044 | SAN LUIS OBISPO 1104753254 | 182631104 | SAN LUIS OBISPO 1104 | 753254 | TRUE | 576.081 | 561.1486 | 2 | 8.9381 | 327.205 | 1.2677 | 1237.8633 | 707
5643 | CLEAR LAKE 1102991285 | 42141102 | CLEAR LAKE 1102 | 991285 | TRUE | 2786.1304 | 525.9001 | 24 | 11.4998 | 65.1633 | 1.1582 | 543.9338 | 1154
9874 | JARVIS 1108767280 | 13501108 | JARVIS 1108 | 767280 | TRUE | 1164.558 | 816.4039 | 11 | 10.9031 | 138.3217 | 0.93986 | 579.646 | 1124
4529 | MC ARTHUR 110138998 | 103491101 | MC ARTHUR 1101 | 38998 | TRUE | 9317.0359 | 189.4976 | 61 | 14.2456 | 240.286 | 0.34818 | 912.9133 | 879 | 1
6114 | GANSNER 110137550 | 103021101 | GANSNER 1101 | 37550 | TRUE | 5259.0816 | 590.535 | 33 | 14.5397 | 161.7089 | 1.8452 | 741.2586 | 983 | 20
10276 | LAKEVILLE 1102367100 | 43371102 | LAKEVILLE 1102 | 367100 | TRUE | 1041.0726 | 900.8036 | 6 | 8.4926 | 377.4756 | 1.1799 | 654.3693 | 1059
9592 | BELL 1107912460 | 152701107 | BELL 1107 | 912460 | TRUE | 716.9415 | 226.2188 | 6 | 8.9388 | 64.0355 | 1.118 | 319.3069 | 1418
5481 | VACAVILLE 110847860 | 63601108 | VACAVILLE 1108 | 47860 | TRUE | 6236.9476 | 466.0192 | 54 | 5.2389 | 26.3752 | 0.49305 | 319.7615 | 1416 | 1
3470 | OILFIELDS 1103370932 | 182391103 | OILFIELDS 1103 | 370932 | TRUE | 2172.9579 | 619.9296 | 6 | 1.0833 | 119.1765 | 0.27839 | 729.2934 | 991
6761 | HORSESHOE 11011682 | 152571101 | HORSESHOE 1101 | 1682 | TRUE | 14763.8266 | 326.6132 | 112 | 7.566 | 45.2703 | 0.43989 | 359.4666 | 1355 | 11.22
7839 | FROGTOWN 1702204480 | 163451702 | FROGTOWN 1702 | 204480 | TRUE | 3182.9165 | 807.68 | 28 | 11.2422 | 86.0144 | 1.2179 | 296.133 | 1455
8583 | UKIAH 1111168892 | 42771111 | UKIAH 1111 | 168892 | TRUE | 1078.2209 | 264.3207 | 8 | 3.8568 | 30.9187 | 1.1081 | 277.1976 | 1478
10498 | CLAYTON 2212158138 | 12022212 | CLAYTON 2212 | 158138 | TRUE | 1490.1049 | 829.4376 | 10 | 5.3708 | 84.94 | 0.98385 | 1008.6051 | 829
3187 | SAN MIGUEL 1104R58 | 182661104 | SAN MIGUEL 1104 | R58 | TRUE | 19359.8745 | 870.4973 | 130 | 6.3789 | 79.2354 | 0.16475 | 466.191 | 1227 | 1
9847 | PENRYN 1105CB | 152561105 | PENRYN 1105 | CB | TRUE | 1663.8056 | 978.5043 | 7 | 6.4826 | 35.4738 | 1.0601 | 117.5975 | 1884 | 14.95
9433 | JAMESON 11028842 | 63801102 | JAMESON 1102 | 8842 | TRUE | 4786.8365 | 241.1115 | 42 | 2.4294 | 32.8216 | 0.58984 | 340.0317 | 1387 | 47.64
10315 | CLAYTON 2212523764 | 12022212 | CLAYTON 2212 | 523764 | TRUE | 581.2133 | 177.5745 | 5 | 8.631 | 88.756 | 1.0867 | 454.5614 | 1241
5359 | SAN LUIS OBISPO 1104CB | 182631104 | SAN LUIS OBISPO 1104 | CB | TRUE | 10585.951 | 124.2488 | 65 | 4.1032 | 111.7613 | 0.66914 | 315.2576 | 1425 | 1
9613 | REEDLEY 1112477952 | 252341112 | REEDLEY 1112 | 477952 | TRUE | 2593.1423 | 282.8465 | 14 | 6.545 | 1364.9634 | 1.1958 | 2064.1113 | 439
8948 | CLARKSVILLE 2109102734 | 153612109 | CLARKSVILLE 2109 | 102734 | TRUE | 954.1374 | 954.1374 | 7 | 4.2623 | 66.174 | 1.0819 | 197.0875 | 1650
10958 | CURTIS 170511790 | 163351705 | CURTIS 1705 | 11790 | TRUE | 22.8988 | 22.8988 | 1 | 0.71903 | 19.4558 | 1.0044 | 47.5828 | 2227 | 1
10247 | MILPITAS 1108342498 | 82831108 | MILPITAS 1108 | 342498 | TRUE | 1151.7336 | 49.0072 | 9 | 10.3913 | 412.4884 | 0.97493 | 500.2762 | 1198
5434 | MADISON 1105495270 | 63171105 | MADISON 1105 | 495270 | TRUE | 13307.7021 | 863.3194 | 50 | 2.0809 | 203.3353 | 0.27801 | 589.9667 | 1113
10090 | TIVY VALLEY 1107599142 | 252941107 | TIVY VALLEY 1107 | 599142 | TRUE | 3668.6338 | 573.3105 | 19 | 5.1585 | 918.1691 | 1.0551 | 2022.5531 | 452
8959 | OLETA 1101894006 | 163541101 | OLETA 1101 | 894006 | TRUE | 1042.8451 | 627.9545 | 8 | 9.2658 | 123.0737 | 1.1112 | 670.4008 | 1043
10311 | MADISON 2101760730 | 63172101 | MADISON 2101 | 760730 | TRUE | 4317.2275 | 964.21 | 17 | 2.1428 | 168.8826 | 0.44729 | 407.7093 | 1289
1942 | UKIAH 1113CB | 42771113 | UKIAH 1113 | CB | TRUE | 9680.979 | 75.4379 | 69 | 2.5642 | 18.2637 | 1.2356 | 195.8633 | 1653 | 35.33
10742 | GEYSERVILLE 1101463260 | 42891101 | GEYSERVILLE 1101 | 463260 | TRUE | 886.169 | 873.7132 | 6 | 0.75479 | 28.8779 | 1.1206 | 333.1332 | 1394
9167 | WILDWOOD 1101CB | 103611101 | WILDWOOD 1101 | CB | TRUE | 200.8618 | 200.8618 | 2 | 0.18916 | 55.3071 | 1.3794 | 309.1042 | 1433 | 14.95
8758 | PUTAH CREEK 11033783 | 63681103 | PUTAH CREEK 1103 | 3783 | TRUE | 16200.7401 | 142.5109 | 96 | 14.3796 | 167.5756 | 0.19907 | 351.5102 | 1370
3589 | MIRABEL 1101688780 | 42091101 | MIRABEL 1101 | 688780 | TRUE | 2079.7156 | 922.8958 | 14 | 9.719 | 53.9877 | 1.1136 | 228.6665 | 1589
8606 | PUEBLO 1105684564 | 43291105 | PUEBLO 1105 | 684564 | TRUE | 4176.2924 | 443.3906 | 28 | 3.5568 | 42.0344 | 0.82538 | 311.0083 | 1430
7676 | JARVIS 1108289662 | 13501108 | JARVIS 1108 | 289662 | TRUE | 1302.884 | 533.3553 | 11 | 10.1887 | 167.4372 | 1.0545 | 483.4846 | 1212
5972 | TASSAJARA 2104CB | 14662104 | TASSAJARA 2104 | CB | TRUE | 1951.9603 | 159.1645 | 22 | 2.7121 | 91.9574 | 0.19216 | 153.2438 | 1767 | 11.22
2379 | SAN LUIS OBISPO 1103CB | 182631103 | SAN LUIS OBISPO 1103 | CB | TRUE | 10934.0811 | 0 | 68 | 2.8844 | 72.494 | 0.45022 | 204.9489 | 1629 | 1
6161 | HIGHLANDS 1102556 | 43361102 | HIGHLANDS 1102 | 556 | TRUE | 12171.5187 | 285.9131 | 90 | 7.294 | 78.4149 | 0.54634 | 422.9587 | 1269 | 47.64
5790 | HIGGINS 1110869408 | 152691110 | HIGGINS 1110 | 869408 | TRUE | 710.7103 | 710.7103 | 6 | 7.6987 | 32.0374 | 1.038 | 150.5967 | 1775
9590 | OILFIELDS 11037006 | 182391103 | OILFIELDS 1103 | 7006 | TRUE | 11204.5058 | 0 | 42 | 0.15071 | 53.1494 | 0.17332 | 240.1753 | 1567 | 1
9570 | SWIFT 2102889948 | 83392102 | SWIFT 2102 | 889948 | TRUE | 2120.3673 | 706.8877 | 8 | 1.8989 | 200.6133 | 0.57301 | 479.8183 | 1216
4322 | WYANDOTTE 11095973 | 102911109 | WYANDOTTE 1109 | 5973 | TRUE | 3972.7876 | 138.2354 | 35 | 6.1205 | 44.0795 | 0.77604 | 248.9959 | 1541
9896 | PUEBLO 2102773926 | 43292102 | PUEBLO 2102 | 773926 | TRUE | 3395.2146 | 706.7417 | 25 | 1.6773 | 142.9907 | 0.8231 | 668.6259 | 1044
7392 | WINDSOR 1103CB | 43501103 | WINDSOR 1103 | CB | TRUE | 8832.9668 | 0 | 64 | 2.4003 | 18.2643 | 0.18085 | 254.8686 | 1534
7312 | PEABODY 2113CB | 63642113 | PEABODY 2113 | CB | TRUE | 8317.4057 | 587.3881 | 40 | 2.5883 | 174.8887 | 0.32222 | 270.6989 | 1494 | 47.64
2080 | NEWBURG 11313446 | 192151131 | NEWBURG 1131 | 3446 | TRUE | 13148.5405 | 475.0126 | 87 | 1.9922 | 27.9135 | 0.1773 | 117.907 | 1882 | 20
9887 | NOVATO 1104676060 | 42211104 | NOVATO 1104 | 676060 | TRUE | 1407.162 | 722.7771 | 9 | 5.0718 | 35.8281 | 1.0937 | 109.1 | 1913
5526 | LLAGAS 2107XR188 | 83182107 | LLAGAS 2107 | XR188 | TRUE | 5000.7034 | 608.151 | 43 | 4.1591 | 30.8342 | 0.79383 | 145.3531 | 1791 | 1
5817 | TIVY VALLEY 110737522 | 252941107 | TIVY VALLEY 1107 | 37522 | TRUE | 4999.5672 | 833.6297 | 43 | 0.97237 | 320.4497 | 0.34832 | 997.9464 | 835 | 11.22
3300 | FULTON 1102CB | 42561102 | FULTON 1102 | CB | TRUE | 6358.3504 | 326.8592 | 48 | 0.906 | 19.0474 | 0.31411 | 121.8474 | 1865 | 1
10676 | KERN OIL 1106397902 | 252721106 | KERN OIL 1106 | 397902 | TRUE | 2608.3236 | 717.5326 | 9 | 7.9931 | 591.5307 | 1.1037 | 1301.6353 | 682
4244 | BRUNSWICK 1104CB | 152481104 | BRUNSWICK 1104 | CB | TRUE | 2139.8633 | 621.7387 | 28 | 0.37484 | 10.0184 | 1.0425 | 63.383 | 2133 | 35.33
3391 | COTATI 1105734248 | 42271105 | COTATI 1105 | 734248 | TRUE | 774.6582 | 774.6582 | 9 | 8.0465 | 130.3341 | 3.2945 | 238.3995 | 1571
10885 | MORGAN HILL 2111940112 | 83242111 | MORGAN HILL 2111 | 940112 | TRUE | 489.7385 | 455.0253 | 2 | 20.0454 | 95.7494 | 1.2102 | 268.9489 | 1500
10683 | SAN BERNARD 1101438074 | 253191101 | SAN BERNARD 1101 | 438074 | TRUE | 2039.2275 | 516.2478 | 6 | 0.32043 | 761.0632 | 0.66962 | 1470.0727 | 606
10187 | LLAGAS 2105154256 | 83182105 | LLAGAS 2105 | 154256 | TRUE | 446.5228 | 430.6088 | 2 | 22.7235 | 163.351 | 1.1372 | 293.424 | 1459
8561 | FROGTOWN 1702307998 | 163451702 | FROGTOWN 1702 | 307998 | TRUE | 911.4775 | 895.4026 | 6 | 3.4263 | 71.1637 | 1.087 | 237.8428 | 1573
5050 | ATASCADERO 1101A22 | 182541101 | ATASCADERO 1101 | A22 | TRUE | 21048.1737 | 0 | 167 | 6.1992 | 74.5253 | 0.81878 | 362.8063 | 1349 | 1
10722 | TASSAJARA 2103557000 | 14662103 | TASSAJARA 2103 | 557000 | TRUE | 398.6933 | 335.0317 | 3 | 8.5265 | 56.9846 | 1.2891 | 348.9375 | 1373
9292 | PUEBLO 2102895310 | 43292102 | PUEBLO 2102 | 895310 | TRUE | 4366.1321 | 592.9592 | 31 | 1.8989 | 12.8609 | 0.44469 | 241.124 | 1565
7554 | SAN LUIS OBISPO 1105512313 | 182631105 | SAN LUIS OBISPO 1105 | 512313 | TRUE | 1333.0799 | 785.9125 | 10 | 3.3639 | 73.0002 | 1.115 | 418.9141 | 1273
9574 | MONROE 2103848530 | 43302103 | MONROE 2103 | 848530 | TRUE | 2567.2359 | 715.3706 | 17 | 3.947 | 55.0654 | 0.73607 | 263.7059 | 1513
6954 | WYANDOTTE 1110144140 | 102911110 | WYANDOTTE 1110 | 144140 | TRUE | 2469.4129 | 417.0111 | 20 | 7.287 | 36.492 | 0.93491 | 178.8701 | 1686
9831 | HALF MOON BAY 1101771258 | 24101101 | HALF MOON BAY 1101 | 771258 | TRUE | 308.3578 | 308.3578 | 4 | 4.641 | 70.2373 | 1.1377 | 427.9894 | 1262
2046 | LINCOLN 11042072 | 153701104 | LINCOLN 1104 | 2072 | TRUE | 27455.5664 | 501.4668 | 193 | 3.9286 | 37.995 | 0.12749 | 181.6575 | 1679 | 1
5626 | WYANDOTTE 1103CB | 102911103 | WYANDOTTE 1103 | CB | TRUE | 11751.5136 | 394.0047 | 100 | 2.8798 | 9.8267 | 0.43225 | 73.1844 | 2079 | 1
11063 | APPLE HILL 1104814656 | 153661104 | APPLE HILL 1104 | 814656 | TRUE | 28.1252 | 28.1252 | 1 | 0.66372 | 69.5591 | 1.5133 | 23.8451 | 2401
10788 | FITCH MOUNTAIN 1111752596 | 42751111 | FITCH MOUNTAIN 1111 | 752596 | TRUE | 1041.1396 | 395.1334 | 6 | 0.9233 | 83.1324 | 0.23636 | 256.5638 | 1530
4766 | CLOVERDALE 1101807953 | 42821101 | CLOVERDALE 1101 | 807953 | TRUE | 1013.1517 | 745.8215 | 11 | 6.7894 | 18.1401 | 1.0467 | 149.9335 | 1777
218 | MADISON 21017702 | 63172101 | MADISON 2101 | 7702 | TRUE | 30606.5708 | 0 | 168 | 3.9975 | 87.7044 | 0.12905 | 328.4397 | 1400 | 1
1290 | FROGTOWN 170232556 | 163451702 | FROGTOWN 1702 | 32556 | TRUE | 2113.2756 | 188.0999 | 19 | 3.4896 | 24.6099 | 1.0236 | 58.9098 | 2162 | 1
5452 | PUEBLO 2102850102 | 43292102 | PUEBLO 2102 | 850102 | TRUE | 3948.9067 | 287.4404 | 23 | 0.93061 | 86.7617 | 0.58156 | 279.8882 | 1472
10143 | GRASS VALLEY 1101750804 | 152031101 | GRASS VALLEY 1101 | 750804 | TRUE | 449.416 | 390.0676 | 5 | 1.6584 | 16.945 | 1.0394 | 71.3665 | 2087
10623 | MORGAN HILL 2111477914 | 83242111 | MORGAN HILL 2111 | 477914 | TRUE | 388.2883 | 307.8291 | 3 | 11.7942 | 40.6006 | 1.1357 | 285.164 | 1467
1703 | SAN LUIS OBISPO 1105796050 | 182631105 | SAN LUIS OBISPO 1105 | 796050 | TRUE | 5067.2794 | 383.7484 | 45 | 2.2297 | 43.527 | 0.64838 | 109.4022 | 1911
183 | CLEAR LAKE 110192870 | 42141101 | CLEAR LAKE 1101 | 92870 | TRUE | 25931.8169 | 185.9475 | 187 | 1.6048 | 22.531 | 0.12878 | 163.1162 | 1739 | 47.64
5761 | SAN LUIS OBISPO 1102597518 | 182631102 | SAN LUIS OBISPO 1102 | 597518 | TRUE | 2581.15 | 65.1647 | 30 | 5.1182 | 45.9875 | 0.91785 | 233.218 | 1579 | 1
10392 | VINEYARD 2108383748 | 14502108 | VINEYARD 2108 | 383748 | TRUE | 582.318 | 582.318 | 4 | 4.3496 | 33.2985 | 1.0586 | 237.7564 | 1575
7430 | FOOTHILL 1101549904 | 182951101 | FOOTHILL 1101 | 549904 | TRUE | 8119.1519 | 250.4434 | 54 | 3.7689 | 91.0656 | 1.0962 | 224.282 | 1596 | 14.95
10743 | ANDERSON 1101909424 | 103261101 | ANDERSON 1101 | 909424 | TRUE | 642.3156 | 642.3156 | 8 | 1.8193 | 69.6724 | 2.5257 | 136.9205 | 1825
7750 | BRUNSWICK 110765574 | 152481107 | BRUNSWICK 1107 | 65574 | TRUE | 2814.0897 | 939.5268 | 23 | 0.22932 | 9.028 | 0.94517 | 33.131 | 2321 | 1
5279 | MC ARTHUR 110137344 | 103491101 | MC ARTHUR 1101 | 37344 | TRUE | 14261.5059 | 181.3406 | 75 | 3.8199 | 80.6 | 0.55652 | 310.2738 | 1432 | 1
3386 | NEWBURG 1132665674 | 192151132 | NEWBURG 1132 | 665674 | TRUE | 2469.7606 | 698.7983 | 20 | 4.5558 | 52.4214 | 1.1893 | 82.7929 | 2037
7710 | CARLOTTA 11214045 | 192291121 | CARLOTTA 1121 | 4045 | TRUE | 3179.9108 | 576.108 | 18 | 3.9884 | 79.5538 | 1.0608 | 114.5305 | 1897 | 1
3516 | NARROWS 21022718 | 153132102 | NARROWS 2102 | 2718 | TRUE | 11657.4654 | 495.6422 | 114 | 1.0639 | 4.799 | 0.96085 | 102.6178 | 1938 | 1
8287 | LUCERNE 11034624 | 43351103 | LUCERNE 1103 | 4624 | TRUE | 6101.7647 | 50.6724 | 42 | 0.34703 | 6.0252 | 1.0563 | 117.1975 | 1886 | 1
10912 | TOCALOMA 0241CB | 43150241 | TOCALOMA 0241 | CB | TRUE | 26.5151 | 26.5151 | 1 | 1.7633 | 43.7595 | 1.0929 | 166.4117 | 1731 | 1
7041 | JAMESON 1105371694 | 63801105 | JAMESON 1105 | 371694 | TRUE | 6199.8125 | 365.7311 | 40 | 1.045 | 17.5615 | 0.27041 | 205.0285 | 1628
9463 | ATASCADERO 1103A06 | 182541103 | ATASCADERO 1103 | A06 | TRUE | 3295.4951 | 441.6127 | 27 | 17.388 | 69.5642 | 0.89266 | 154.3644 | 1764 | 65.39
673 | FLINT 110140666 | 152531101 | FLINT 1101 | 40666 | TRUE | 2641.929 | 575.1734 | 18 | 0.2414 | 8.9911 | 0.50848 | 44.5439 | 2250 | 1
8669 | HORSESHOE 1101663244 | 152571101 | HORSESHOE 1101 | 663244 | TRUE | 704.8457 | 464.3934 | 6 | 5.0693 | 43.8714 | 1.0767 | 270.589 | 1495
10395 | CLARKSVILLE 2109649874 | 153612109 | CLARKSVILLE 2109 | 649874 | TRUE | 608.4651 | 608.4651 | 5 | 7.1173 | 75.6307 | 1.0531 | 142.79 | 1797
3779 | NOTRE DAME 1103317782 | 102041103 | NOTRE DAME 1103 | 317782 | TRUE | 6689.8142 | 874.1929 | 53 | 0.19295 | 23.0605 | 0.1667 | 127.094 | 1852
7316 | HOLLISTER 2102676164 | 182492102 | HOLLISTER 2102 | 676164 | TRUE | 4417.8948 | 487.5008 | 26 | 0.41601 | 107.476 | 0.93456 | 245.9244 | 1551
9978 | FROGTOWN 1702411508 | 163451702 | FROGTOWN 1702 | 411508 | TRUE | 731.3696 | 726.7977 | 6 | 9.9948 | 35.9851 | 1.0516 | 114.8976 | 1896
5364 | FULTON 1104466 | 42561104 | FULTON 1104 | 466 | TRUE | 2421.8686 | 622.9644 | 21 | 4.3744 | 34.9543 | 0.66571 | 121.2049 | 1867
8268 | LLAGAS 2101587857 | 83182101 | LLAGAS 2101 | 587857 | TRUE | 3120.9828 | 171.8621 | 28 | 1.82 | 47.5644 | 0.36283 | 73.8505 | 2073
8429 | FOOTHILL 1101386844 | 182951101 | FOOTHILL 1101 | 386844 | TRUE | 2561.2262 | 615.6019 | 19 | 10.3245 | 47.9967 | 0.98707 | 232.4795 | 1583
6057 | LLAGAS 2101XR264 | 83182101 | LLAGAS 2101 | XR264 | TRUE | 33068.0694 | 0 | 258 | 2.1633 | 46.3965 | 0.1171 | 168.5722 | 1723 | 20
3767 | HOLLISTER 210491424 | 182492104 | HOLLISTER 2104 | 91424 | TRUE | 14089.3649 | 303.1658 | 95 | 0.4911 | 74.9006 | 0.36614 | 160.2049 | 1745 | 1
9598 | MILPITAS 1109XR044 | 82831109 | MILPITAS 1109 | XR044 | TRUE | 3013.9349 | 677.8018 | 18 | 1.7406 | 81.9159 | 0.7487 | 79.5829 | 2050 | 1
1425 | CLAY 110184572 | 163341101 | CLAY 1101 | 84572 | TRUE | 3629.8323 | 844.7995 | 27 | 2.5669 | 76.1754 | 0.92412 | 146.1205 | 1788 | 1
8269 | COTATI 1105893 | 42271105 | COTATI 1105 | 893 | TRUE | 16957.7992 | 312.2303 | 91 | 3.3863 | 62.2596 | 0.26561 | 114.1416 | 1899 | 1
7014 | ALTO 1122591122 | 42031122 | ALTO 1122 | 591122 | TRUE | 748.6821 | 748.6821 | 7 | 0.12674 | 2.7483 | 0.72819 | 51.0001 | 2207
7876 | PUEBLO 2103706399 | 43292103 | PUEBLO 2103 | 706399 | TRUE | 1848.7276 | 537.9717 | 16 | 2.6392 | 22.1718 | 0.54041 | 204.8708 | 1630
10564 | WISE 110163199 | 152271101 | WISE 1101 | 63199 | TRUE | 1501.4082 | 989.41 | 8 | 2.3142 | 36.4332 | 1.112 | 115.9454 | 1891 | 1
9612 | DIAMOND SPRINGS 1107203504 | 152261107 | DIAMOND SPRINGS 1107 | 203504 | TRUE | 514.0425 | 226.4943 | 4 |  |  | 4.0442 | 71.3633 | 2088
3547 | RINCON 1101539980 | 43321101 | RINCON 1101 | 539980 | TRUE | 697.2903 | 474.6546 | 4 | 0.20059 | 15.2397 | 1.0347 | 59.5974 | 2157
10597 | MONTE RIO 11135024 | 42811113 | MONTE RIO 1113 | 5024 | TRUE | 526.6111 | 526.6111 | 4 | 0.0005531 | 24.2819 | 1.0055 | 35.72 | 2305 | 35.33
2882 | WILLOW PASS 2108CB | 13912108 | WILLOW PASS 2108 | CB | TRUE | 14676.6694 | 318.0802 | 91 | 1.8033 | 30.8263 | 0.067509 | 137.3401 | 1820
10686 | HARTLEY 110158095 | 43211101 | HARTLEY 1101 | 58095 | TRUE | 251.9158 | 251.9158 | 2 | 9.7323 | 89.9569 | 1.0265 | 71.4359 | 2085 | 20
9383 | CASTRO VALLEY 1110MR525 | 14091110 | CASTRO VALLEY 1110 | MR525 | TRUE | 98.2491 | 17.8831 | 2 | 8.3894 | 14.9655 | 1.0863 | 142.6154 | 1800
8963 | MIRABEL 1101253331 | 42091101 | MIRABEL 1101 | 253331 | TRUE | 639.8394 | 107.6584 | 5 | 5.4823 | 12.8406 | 1.8381 | 63.3453 | 2134
8230 | SAN LUIS OBISPO 1102357407 | 182631102 | SAN LUIS OBISPO 1102 | 357407 | TRUE | 396.3684 | 382.6506 | 5 | 3.8124 | 55.3992 | 1.0398 | 139.4252 | 1811
1189 | PEORIA 170575274 | 163781705 | PEORIA 1705 | 75274 | TRUE | 5361.6389 | 623.7122 | 43 | 2.0391 | 11.0686 | 0.97412 | 100.4794 | 1953 | 47.64
8131 | HARTLEY 1101534548 | 43211101 | HARTLEY 1101 | 534548 | TRUE | 825.2513 | 643.683 | 7 | 10.2601 | 66.6418 | 1.0281 | 139.419 | 1812
6220 | LAKEVILLE 1102530 | 43371102 | LAKEVILLE 1102 | 530 | TRUE | 7365.5043 | 114.9911 | 55 | 2.4469 | 88.6314 | 0.40901 | 96.695 | 1976 | 1
8652 | LOYOLA 1102725939 | 82161102 | LOYOLA 1102 | 725939 | TRUE | 1338.4571 | 150.5355 | 14 | 0.4612 | 49.5349 | 0.91355 | 36.2434 | 2303
4807 | PLACER 1103238990 | 152461103 | PLACER 1103 | 238990 | TRUE | 9730.7173 | 65.0773 | 84 | 0.66214 | 4.7499 | 1.2619 | 66.7295 | 2111
6726 | MARTELL 110292172 | 163011102 | MARTELL 1102 | 92172 | TRUE | 5246.1471 | 190.7947 | 45 | 3.3986 | 33.3967 | 1.1729 | 55.6458 | 2177 | 20
10504 | KANAKA 11011036 | 103221101 | KANAKA 1101 | 1036 | TRUE | 989.4598 | 989.4598 | 4 | 0.24004 | 19.5179 | 1.036 | 118.9656 | 1873 | 1
803 | DIAMOND SPRINGS 1107CB | 152261107 | DIAMOND SPRINGS 1107 | CB | TRUE | 5946.2245 | 0 | 51 | 0.84405 | 6.6817 | 1.1713 | 24.2582 | 2398 | 1
1231 | RED BLUFF 1103CB | 103541103 | RED BLUFF 1103 | CB | TRUE | 31613.0704 | 164.6636 | 261 | 2.1683 | 41.7666 | 0.10376 | 125.9834 | 1855
9849 | FOOTHILL 1101722270 | 182951101 | FOOTHILL 1101 | 722270 | TRUE | 712.8056 | 283.5574 | 5 | 1.1588 | 36.266 | 1.0916 | 133.0363 | 1839
9559 | SONOMA 1103581588 | 42721103 | SONOMA 1103 | 581588 | TRUE | 1519.7137 | 313.0143 | 14 | 0.58913 | 4.3691 | 0.51359 | 44.2079 | 2251
7797 | SAUSALITO 1101331806 | 42491101 | SAUSALITO 1101 | 331806 | TRUE | 1086.2067 | 799.0558 | 5 | 0.15841 | 26.717 | 1.0973 | 66.6724 | 2112
8011 | HORSESHOE 1101603250 | 152571101 | HORSESHOE 1101 | 603250 | TRUE | 2274.9057 | 927.3694 | 21 | 1.6403 | 11.5683 | 0.92088 | 57.7467 | 2167
7095 | PUEBLO 2102618 | 43292102 | PUEBLO 2102 | 618 | TRUE | 16180.0386 | 742.2572 | 118 | 0.28322 | 3.0576 | 0.16048 | 69.2887 | 2098 | 47.64
8240 | WOODSIDE 11018601 | 24251101 | WOODSIDE 1101 | 8601 | TRUE | 961.631 | 961.631 | 9 | 1.4703 | 2.3611 | 1.0071 | 60.8174 | 2150 | 65.39
4429 | SONOMA 1105138 | 42721105 | SONOMA 1105 | 138 | TRUE | 26504.92 | 104.0479 | 197 | 0.60902 | 11.3792 | 0.15244 | 63.508 | 2131 | 20
6984 | GABILAN 1101566352 | 182331101 | GABILAN 1101 | 566352 | TRUE | 1524.3755 | 680.7554 | 9 | 0.45796 | 30.0799 | 0.83456 | 153.3762 | 1766
8495 | PENRYN 110550550 | 152561105 | PENRYN 1105 | 50550 | TRUE | 16250.0266 | 0 | 127 | 1.5636 | 14.9531 | 0.12623 | 64.7345 | 2124 | 26.55
2184 | GEYSERVILLE 110289714 | 42891102 | GEYSERVILLE 1102 | 89714 | TRUE | 11363.665 | 178.2278 | 71 | 0.36302 | 4.3291 | 0.75548 | 68.3169 | 2100 | 1
6812 | CLOVERDALE 1101474708 | 42821101 | CLOVERDALE 1101 | 474708 | TRUE | 1392.1284 | 422.046 | 13 | 0.08997 | 1.8492 | 1.0033 | 18.3674 | 2470
8349 | BRUNSWICK 1110CB | 152481110 | BRUNSWICK 1110 | CB | TRUE | 2754.8033 | 5.4992 | 26 | 0.28608 | 3.7528 | 1.0281 | 19.5341 | 2454 | 1
5598 | FROGTOWN 170236870 | 163451702 | FROGTOWN 1702 | 36870 | TRUE | 3829.3681 | 541.2922 | 29 | 8.1873 | 22.8845 | 1.0223 | 41.8373 | 2269 | 1
10363 | SAN LEANDRO U 1114653758 | 13111114 | SAN LEANDRO U 1114 | 653758 | TRUE | 582.3673 | 582.3673 | 5 | 1.592 | 105.2706 | 0.9354 | 104.6024 | 1930
10526 | SANTA ROSA A 1108409621 | 42151108 | SANTA ROSA A 1108 | 409621 | TRUE | 945.4612 | 219.1314 | 4 | 3.7817 | 101.7456 | 1.0332 | 85.5196 | 2026
2618 | ARVIN 110194892 | 253801101 | ARVIN 1101 | 94892 | TRUE | 15531.7609 | 345.9853 | 66 | 0.0069775 | 91.9286 | 0.080157 | 201.9181 | 1637
2535 | COTATI 1102825 | 42271102 | COTATI 1102 | 825 | TRUE | 3371.6214 | 749.4567 | 26 | 5.5996 | 16.3158 | 0.62517 | 79.9838 | 2048
4296 | MORGAN HILL 2105XR494 | 83242105 | MORGAN HILL 2105 | XR494 | TRUE | 11814.5496 | 737.5052 | 98 | 3.2414 | 25.8562 | 0.53269 | 82.0467 | 2040 | 1
6008 | GEYSERVILLE 1101482 | 42891101 | GEYSERVILLE 1101 | 482 | TRUE | 6000.1069 | 595.0555 | 38 | 1.8393 | 8.0196 | 0.56177 | 118.3715 | 1876 | 35.33
417 | RALSTON 1101CB | 24141101 | RALSTON 1101 | CB | TRUE | 4645.037 | 606.8044 | 37 | 1.9902 | 6.8498 | 1.0129 | 105.6404 | 1927 | 1
4506 | TIDEWATER 210657926 | 14652106 | TIDEWATER 2106 | 57926 | TRUE | 18926.9724 | 200.7916 | 97 | 0.70539 | 24.448 | 0.14011 | 62.5543 | 2139
1813 | PUEBLO 210375612 | 43292103 | PUEBLO 2103 | 75612 | TRUE | 15618.6787 | 0 | 114 | 0.21304 | 4.8204 | 0.13789 | 68.7688 | 2099
5931 | EAST QUINCY 11012452 | 102551101 | EAST QUINCY 1101 | 2452 | TRUE | 11049.8485 | 228.5177 | 87 | 1.4852 | 25.1065 | 1.5858 | 79.1562 | 2053 | 102.14
1799 | MORGAN HILL 2105XR578 | 83242105 | MORGAN HILL 2105 | XR578 | TRUE | 1108.6732 | 261.0602 | 12 | 2.177 | 7.7234 | 1.038 | 53.5212 | 2190 | 1
7537 | LOS OSITOS 2102148504 | 182082102 | LOS OSITOS 2102 | 148504 | TRUE | 3218.0268 | 275.7602 | 14 | 0.31212 | 9.4128 | 0.41253 | 71.3988 | 2086
9367 | REDBUD 110244119 | 43191102 | REDBUD 1102 | 44119 | TRUE | 4510.2451 | 512.7214 | 35 | 3.1554 | 20.7345 | 0.89475 | 87.4332 | 2013 | 1
2340 | JESSUP 1102CB | 103441102 | JESSUP 1102 | CB | TRUE | 5810.1426 | 159.6823 | 47 | 0.58748 | 5.291 | 0.73038 | 74.8868 | 2068 | 1
10932 | CALPELLA 1102127462 | 43411102 | CALPELLA 1102 | 127462 | TRUE | 205.3095 | 189.2737 | 2 | 0.17035 | 5.0085 | 1.0133 | 47.5976 | 2225
8332 | VINEYARD 2108MR172 | 14502108 | VINEYARD 2108 | MR172 | TRUE | 1779.1253 | 856.8002 | 26 | 2.0425 | 9.353 | 0.91053 | 64.6297 | 2125 | 65.39
4590 | REDBUD 11021212 | 43191102 | REDBUD 1102 | 1212 | TRUE | 6586.9975 | 0 | 62 | 1.6468 | 17.2876 | 0.3416 | 87.4084 | 2014 | 20
6700 | TIVY VALLEY 1107CB | 252941107 | TIVY VALLEY 1107 | CB | TRUE | 35309.4801 | 290.0531 | 155 | 0.27017 | 126.255 | 0.13402 | 256.8183 | 1529
1000 | MORGAN HILL 2111CB | 83242111 | MORGAN HILL 2111 | CB | TRUE | 3629.5545 | 353.0082 | 38 | 2.8558 | 16.4024 | 0.67152 | 63.168 | 2135 | 11.22
9339 | LAKEWOOD 2109432198 FM | 13532109 | LAKEWOOD 2109 | 432198 FM | TRUE | 3829.098 | 907.0096 | 31 | 1.917 | 24.4194 | 1.1837 | 53.7914 | 2188
11081 | OAKHURST 110310723 | 254421103 | OAKHURST 1103 | 10723 | TRUE | 6.3415 | 6.3415 | 1 | 1.208 | 4.8442 | 1.0044 | 47.5921 | 2226 | 102.14
7144 | BELLEVUE 1102392 | 43181102 | BELLEVUE 1102 | 392 | TRUE | 10922.1116 | 404.9115 | 68 | 2.7712 | 17.2135 | 0.33641 | 58.5408 | 2165 | 20
2630 | MC ARTHUR 110153120 | 103491101 | MC ARTHUR 1101 | 53120 | TRUE | 12732.032 | 173.1766 | 92 | 2.7582 | 61.0097 | 0.20685 | 159.0093 | 1750
9114 | LAS GALLINAS A 1105CB | 42991105 | LAS GALLINAS A 1105 | CB | TRUE | 3345.6946 | 710.3038 | 26 | 0.67954 | 1.6391 | 0.8128 | 21.0918 | 2434 | 1
8665 | BRUNSWICK 111094368 | 152481110 | BRUNSWICK 1110 | 94368 | TRUE | 768.9303 | 596.3821 | 9 | 3.448 | 17.8884 | 1.0155 | 49.2875 | 2214 | 1
8134 | MORAGA 110518396 | 13801105 | MORAGA 1105 | 18396 | TRUE | 1851.7327 | 293.2889 | 16 | 1.9488 | 22.482 | 0.96792 | 53.4957 | 2191 | 65.39
2828 | PANORAMA 11019092 | 103461101 | PANORAMA 1101 | 9092 | TRUE | 15725.9351 | 255.1238 | 113 | 0.25429 | 6.8146 | 0.060518 | 29.6083 | 2349 | 35.33
4949 | BRENTWOOD 210598606 | 14592105 | BRENTWOOD 2105 | 98606 | TRUE | 13179.7667 | 138.4782 | 88 | 0.52253 | 40.6078 | 0.080816 | 91.908 | 1993
8946 | MIRABEL 110213597 | 42091102 | MIRABEL 1102 | 13597 | TRUE | 751.816 | 751.816 | 6 | 1.1515 | 9.0891 | 1.0066 | 23.8355 | 2404 | 26.55
9326 | COARSEGOLD 2102383092 | 254432102 | COARSEGOLD 2102 | 383092 | TRUE | 613.1926 | 613.1926 | 5 | 0.010619 | 0.99496 | 1.0027 | 14.3241 | 2544 | 1
10815 | HICKS 2101949522 | 83432101 | HICKS 2101 | 949522 | TRUE | 726.8328 | 708.2171 | 2 | 18.469 | 144.4622 | 1.0553 | 72.2883 | 2082
2950 | HICKS 2101XR162 | 83432101 | HICKS 2101 | XR162 | TRUE | 14645.8548 | 989.1765 | 122 | 3.0315 | 35.4061 | 0.55895 | 50.8473 | 2208 | 1
9560 | VINEYARD 2107246084 | 14502107 | VINEYARD 2107 | 246084 | TRUE | 830.435 | 385.2443 | 7 | 1.646 | 35.8601 | 1.0139 | 49.9181 | 2211
8764 | TRES PINOS 1111203126 | 183221111 | TRES PINOS 1111 | 203126 | TRUE | 10848.7001 | 107.4611 | 58 | 3.1721 | 110.2699 | 0.45217 | 54.2531 | 2186
9731 | FITCH MOUNTAIN 1111792628 | 42751111 | FITCH MOUNTAIN 1111 | 792628 | TRUE | 1482.8091 | 365.6177 | 13 | 1.6106 | 74.0102 | 0.39086 | 145.9054 | 1789
11025 | CALPINE 1144304 | 48011144 | CALPINE 1144 | 304 | TRUE | 74.6067 | 74.6067 | 2 | 6.5796 | 82.7858 | 1.3075 | 24.2406 | 2399 | 1
6945 | CHOLAME 2102X06 | 182562102 | CHOLAME 2102 | X06 | TRUE | 20798.4951 | 651.9578 | 40 | 0.27655 | 76.7883 | 0.076526 | 121.2254 | 1866 | 1
1487 | STAFFORD 11021258 | 43201102 | STAFFORD 1102 | 1258 | TRUE | 7855.298 | 501.9247 | 65 | 1.3512 | 4.2761 | 0.7953 | 27.811 | 2365
9832 | WILLOW CREEK 1101CB | 192171101 | WILLOW CREEK 1101 | CB | TRUE | 460.8364 | 460.8364 | 6 | 0.080383 | 3.3035 | 1.0004 | 4.0266 | 2776 | 35.33
7703 | SILVERADO 21051306 | 43432105 | SILVERADO 2105 | 1306 | TRUE | 6582.7615 | 393.5916 | 55 | 0.61418 | 4.1391 | 0.97267 | 20.3553 | 2444 | 47.64
6410 | SILVERADO 2105616 | 43432105 | SILVERADO 2105 | 616 | TRUE | 12968.0682 | 798.8754 | 103 | 0.1704 | 1.624 | 0.35632 | 20.2831 | 2445 | 1
3662 | SONOMA 1107294 | 42721107 | SONOMA 1107 | 294 | TRUE | 13929.6308 | 0 | 66 | 0.096186 | 1.825 | 0.021773 | 12.2945 | 2582 | 35.33
10750 | BOGARD 1101CB | 103301101 | BOGARD 1101 | CB | TRUE | 830.5012 | 830.5012 | 7 | 1.9143 | 140.6623 | 1.1384 | 82.5251 | 2038 | 1
5185 | SILVERADO 21023010 | 43432102 | SILVERADO 2102 | 3010 | TRUE | 14671.2868 | 569.5009 | 106 | 0.17597 | 3.8663 | 0.22554 | 23.6594 | 2409 | 1
1372 | TASSAJARA 2112CB | 14662112 | TASSAJARA 2112 | CB | TRUE | 2118.6497 | 279.4297 | 22 | 0.86106 | 10.4598 | 0.58783 | 21.6949 | 2429 | 14.95
3089 | CAMBRIA 1101CB | 182771101 | CAMBRIA 1101 | CB | TRUE | 9964.9315 | 415.9182 | 45 | 0.67193 | 55.6903 | 0.42006 | 29.9475 | 2345 | 1
2397 | MILPITAS 1109XR374 | 82831109 | MILPITAS 1109 | XR374 | TRUE | 4853.8508 | 763.9032 | 29 | 0.87263 | 56.1619 | 0.51177 | 52.1032 | 2201 | 1
4245 | SONOMA 1104914376 | 42721104 | SONOMA 1104 | 914376 | TRUE | 11215.1853 | 862.0577 | 93 | 2.2015 | 9.0347 | 0.33771 | 28.2406 | 2357 | 1
8228 | GONZALES 1104415382 | 182131104 | GONZALES 1104 | 415382 | TRUE | 1920.3588 | 97.0433 | 8 | 0.90834 | 9.9459 | 0.4665 | 59.385 | 2159
9364 | MIWUK 170236888 | 163661702 | MIWUK 1702 | 36888 | TRUE | 977.9121 | 977.9121 | 7 | 0.72851 | 9.718 | 1.0032 | 17.0465 | 2504 | 65.39
5480 | PUEBLO 2102647842 | 43292102 | PUEBLO 2102 | 647842 | TRUE | 1016.9284 | 187.7325 | 6 | 0.30826 | 90.0114 | 0.53392 | 47.9751 | 2222
10358 | KONOCTI 11024421 | 43311102 | KONOCTI 1102 | 4421 | TRUE | 585.3593 | 585.3593 | 5 | 1.5606 | 20.1735 | 1.0066 | 28.5837 | 2354 | 47.64
2752 | FULTON 1107CB | 42561107 | FULTON 1107 | CB | TRUE | 19915.785 | 875.3178 | 166 | 0.40627 | 6.4359 | 0.24229 | 19.7079 | 2452 | 26.55
4750 | PENNGROVE 1101554 | 43471101 | PENNGROVE 1101 | 554 | TRUE | 17322.4157 | 0 | 130 | 1.4008 | 18.4187 | 0.15571 | 22.3741 | 2419 | 14.95
6903 | VINEYARD 2107MR332 | 14502107 | VINEYARD 2107 | MR332 | TRUE | 4548.7457 | 520.6629 | 31 | 2.4572 | 32.0835 | 0.67397 | 24.407 | 2396 | 11.22
9541 | RINCON 1101839669 | 43321101 | RINCON 1101 | 839669 | TRUE | 1273.7836 | 989.219 | 12 | 2.4838 | 17.5937 | 1.0076 | 23.2008 | 2411
9882 | VOLTA 1102453266 | 102541102 | VOLTA 1102 | 453266 | TRUE | 510.1509 | 510.1509 | 5 | 0.85221 | 20.8455 | 1.0071 | 42.8367 | 2263
9296 | DUNBAR 1103835658 | 43071103 | DUNBAR 1103 | 835658 | TRUE | 1187.2489 | 50.0391 | 11 | 0.19992 | 0.93339 | 0.8214 | 17.3633 | 2494
26 | TASSAJARA 2103CB | 14662103 | TASSAJARA 2103 | CB | TRUE | 28346.0077 | 787.8623 | 259 | 0.94598 | 6.1388 | 0.40366 | 14.0393 | 2549 | 1
10411 | BURNEY 1102272636 | 103311102 | BURNEY 1102 | 272636 | TRUE | 431.3681 | 431.3681 | 5 | 0.95354 | 13.9086 | 1.0031 | 33.4034 | 2316
9794 | SONOMA 1106510055 | 42721106 | SONOMA 1106 | 510055 | TRUE | 1976.5067 | 817.6203 | 11 | 0.58702 | 6.0952 | 0.45329 | 33.1507 | 2320
1996 | MORAGA 1103E510R | 13801103 | MORAGA 1103 | E510R | TRUE | 9824.475 | 807.8365 | 84 | 2.52 | 12.275 | 1.9698 | 25.303 | 2388 | 1
4648 | HALF MOON BAY 1102863822 | 24101102 | HALF MOON BAY 1102 | 863822 | TRUE | 1030.95 | 168.7519 | 8 | 0.83439 | 21.9311 | 1.5249 | 27.8163 | 2364
5446 | PENRYN 11052406 | 152561105 | PENRYN 1105 | 2406 | TRUE | 6309.8622 | 123.5636 | 50 | 0.93292 | 5.3313 | 0.60412 | 13.0398 | 2568 | 35.33
1994 | SILVERADO 2103218894 | 43432103 | SILVERADO 2103 | 218894 | TRUE | 1856.9722 | 540.1994 | 14 | 0.31195 | 4.8313 | 0.78887 | 15.8967 | 2518
10204 | DUNBAR 110113481 | 43071101 | DUNBAR 1101 | 13481 | TRUE | 1739.6965 | 0 | 14 | 0.70117 | 2.0186 | 1.0025 | 13.6321 | 2559 | 1
1040 | GANSNER 110152664 | 103021101 | GANSNER 1101 | 52664 | TRUE | 5174.4008 | 284.4033 | 44 | 2.6884 | 64.1428 | 1.7876 | 25.8938 | 2380
10838 | LAS GALLINAS A 1106685852 | 42991106 | LAS GALLINAS A 1106 | 685852 | TRUE | 222.9305 | 104.9331 | 3 | 0.20796 | 2.6044 | 1.0037 | 15.9116 | 2517
1125 | LAS GALLINAS A 1106CB | 42991106 | LAS GALLINAS A 1106 | CB | TRUE | 16165.5618 | 153.7468 | 111 | 0.74051 | 8.5603 | 0.5641 | 11.081 | 2607 | 1
10410 | PUEBLO 2102391312 | 43292102 | PUEBLO 2102 | 391312 | TRUE | 1866.0468 | 229.6394 | 13 | 0.15044 | 2.7436 | 0.3145 | 14.6684 | 2538
9703 | VOLTA 110280982 | 102541102 | VOLTA 1102 | 80982 | TRUE | 836.5231 | 836.5231 | 8 | 0.18031 | 5.6214 | 1.0039 | 11.9509 | 2588 | 85.45
4922 | BIG RIVER 11013019 | 43081101 | BIG RIVER 1101 | 3019 | TRUE | 1511.5981 | 426.9368 | 11 | 0.45656 | 4.3798 | 1.0048 | 21.6652 | 2431
4270 | LAS GALLINAS A 1104304 | 42991104 | LAS GALLINAS A 1104 | 304 | TRUE | 3131.1603 | 221.043 | 27 | 0.7155 | 1.72 | 0.48558 | 12.9614 | 2570 | 1
9206 | SISQUOC 110245261 | 182811102 | SISQUOC 1102 | 45261 | TRUE | 20192.7526 | 164.9958 | 10 | 0.0044248 | 164.1541 | 0.2237 | 8.6022 | 2652
10692 | ROSSMOOR 1109CB | 14161109 | ROSSMOOR 1109 | CB | TRUE | 244.7023 | 7.571 | 6 | 5.4553 | 26.7235 | 1.0323 | 31.698 | 2332
3314 | LLAGAS 2101XR244 | 83182101 | LLAGAS 2101 | XR244 | TRUE | 22757.8317 | 0 | 157 | 0.3391 | 9.6522 | 0.056366 | 15.2591 | 2527 | 20
595 | GARBERVILLE 1103CB | 192221103 | GARBERVILLE 1103 | CB | TRUE | 3592.4976 | 971.3906 | 31 | 0.62308 | 1.7794 | 1.0018 | 3.3852 | 2798 | 1
6918 | DUNBAR 1103872066 | 43071103 | DUNBAR 1103 | 872066 | TRUE | 1285.5374 | 856.8881 | 13 | 0.72805 | 2.5162 | 1.0032 | 14.7027 | 2535
1887 | NAPA 1112CB | 42021112 | NAPA 1112 | CB | TRUE | 26742.8753 | 940.9991 | 226 | 0.40813 | 3.9735 | 0.12254 | 20.6872 | 2439
1215 | SAN RAMON 2106CB | 14232106 | SAN RAMON 2106 | CB | TRUE | 3504.1175 | 755.1177 | 25 | 0.34602 | 5.8527 | 0.32301 | 9.8829 | 2625
10840 | CLOVERDALE 1101704542 | 42821101 | CLOVERDALE 1101 | 704542 | TRUE | 487.4963 | 345.9417 | 3 | 0.67994 | 9.6428 | 1.0059 | 10.6423 | 2616
10129 | VALLEY VIEW 1103218424 | 14341103 | VALLEY VIEW 1103 | 218424 | TRUE | 877.6167 | 866.5125 | 4 | 0.15155 | 11.8212 | 1.0077 | 17.8902 | 2485
4763 | SNEATH LANE 11071277 | 22721107 | SNEATH LANE 1107 | 1277 | TRUE | 3471.3767 | 0 | 30 | 1.2389 | 3.9512 | 2.7653 | 12.7259 | 2574 | 1
9998 | RESEARCH 2102644462 | 14692102 | RESEARCH 2102 | 644462 | TRUE | 2486.8085 | 567.6161 | 24 | 0.58739 | 3.0788 | 1.0076 | 12.9287 | 2571
8604 | MORGAN HILL 2105975388 | 83242105 | MORGAN HILL 2105 | 975388 | TRUE | 2101.0589 | 775.2264 | 18 | 2.5744 | 7.4184 | 1.0141 | 13.2566 | 2567
8685 | SANTA ROSA A 1111114 | 42151111 | SANTA ROSA A 1111 | 114 | TRUE | 4957.8887 | 17.4908 | 40 | 0.21716 | 5.1299 | 0.4529 | 9.1847 | 2640 | 65.39
950 | JARVIS 1108MR366 | 13501108 | JARVIS 1108 | MR366 | TRUE | 15876.8969 | 0 | 134 | 1.631 | 36.3773 | 0.44568 | 46.6158 | 2237
8804 | SILVERADO 2103403102 | 43432103 | SILVERADO 2103 | 403102 | TRUE | 2765.6183 | 788.5735 | 18 | 1.7117 | 9.9144 | 0.59808 | 5.3389 | 2736
164 | CORONA 11034446 | 43491103 | CORONA 1103 | 4446 | TRUE | 17302.7635 | 0 | 124 | 0.71311 | 13.551 | 0.15963 | 12.6776 | 2575 | 1
459 | HARTLEY 1102824 | 43211102 | HARTLEY 1102 | 824 | TRUE | 12575.4803 | 137.5107 | 103 | 1.354 | 2.7362 | 0.10246 | 3.4457 | 2797
2485 | EEL RIVER 1102530 | 192381102 | EEL RIVER 1102 | 530 | TRUE | 43254.3781 | 117.5277 | 255 | 0.17752 | 2.5525 | 0.049346 | 5.1756 | 2744 | 1
4651 | PACIFICA 1102320094 | 22811102 | PACIFICA 1102 | 320094 | TRUE | 1539.8883 | 440.0576 | 11 | 0.82582 | 17.4062 | 1.0261 | 25.2958 | 2389
10215 | IGNACIO 11011779 | 42481101 | IGNACIO 1101 | 1779 | TRUE | 677.0293 | 540.9099 | 5 | 0.091445 | 2.2663 | 2.6035 | 9.5735 | 2633
4571 | TEMPLETON 2113A30 | 183052113 | TEMPLETON 2113 | A30 | TRUE | 2568.419 | 401.1046 | 25 | 5.7861 | 10.5055 | 0.68212 | 6.399 | 2699 | 1
9597 | MORGAN HILL 2105XR602 | 83242105 | MORGAN HILL 2105 | XR602 | TRUE | 1368.2778 | 391.3667 | 13 | 3.833 | 11.8255 | 1.0168 | 9.8269 | 2627 | 1
4026 | MIRABEL 1101CB | 42091101 | MIRABEL 1101 | CB | TRUE | 8192.7885 | 792.3448 | 70 | 0.21502 | 0.737 | 0.37784 | 5.4892 | 2729 | 1
10645 | DIAMOND SPRINGS 1103635040 | 152261103 | DIAMOND SPRINGS 1103 | 635040 | TRUE | 340.9559 | 324.181 | 2 | 0.60066 | 8.7733 | 1.0077 | 11.9488 | 2590
7077 | CORONA 1103776806 | 43491103 | CORONA 1103 | 776806 | TRUE | 1634.4876 | 412.4097 | 15 | 7.1745 | 15.6781 | 1.0097 | 13.7861 | 2555
5741 | HICKS 2101XR250 | 83432101 | HICKS 2101 | XR250 | TRUE | 9406.4624 | 0 | 80 | 1.0167 | 8.422 | 0.21496 | 5.0345 | 2750 | 26.55
8362 | CASTRO VALLEY 1111CB | 14091111 | CASTRO VALLEY 1111 | CB | TRUE | 1304.8232 | 357.3361 | 16 | 1.1294 | 13.163 | 1.0055 | 5.012 | 2752
4792 | HALF MOON BAY 1102CB | 24101102 | HALF MOON BAY 1102 | CB | TRUE | 5451.3154 | 266.9695 | 50 | 0.39553 | 4.1309 | 1.4248 | 8.3028 | 2663 | 1
1003 | SANTA ROSA A 1111CB | 42151111 | SANTA ROSA A 1111 | CB | TRUE | 9060.4473 | 490.8425 | 88 | 0.10469 | 4.054 | 0.061315 | 6.3791 | 2701
5934 | FITCH MOUNTAIN 1113154 | 42751113 | FITCH MOUNTAIN 1113 | 154 | TRUE | 15159.6857 | 20.5741 | 108 | 0.009077 | 0.96039 | 0.037817 | 1.0919 | 2887 | 1
3888 | PUEBLO 1105716 | 43291105 | PUEBLO 1105 | 716 | TRUE | 14760.549 | 161.153 | 124 | 0.18667 | 2.225 | 0.10756 | 7.5935 | 2676 | 14.95
9129 | ROSSMOOR 1102457174 | 14161102 | ROSSMOOR 1102 | 457174 | TRUE | 1940.6507 | 925.5451 | 14 | 0.57828 | 3.993 | 1.0015 | 1.7636 | 2850
4097 | SILVERADO 2103CB | 43432103 | SILVERADO 2103 | CB | TRUE | 22820.5615 | 0 | 197 | 0.082296 | 0.51402 | 0.043428 | 3.1167 | 2806 | 47.64
9472 | LLAGAS 2105XR234 | 83182105 | LLAGAS 2105 | XR234 | TRUE | 1908.9722 | 4.1246 | 26 | 4.2381 | 15.919 | 0.3315 | 7.3799 | 2680 | 1
5402 | PACIFICA 1101CB | 22811101 | PACIFICA 1101 | CB | TRUE | 4340.9857 | 216.2085 | 38 | 1.7286 | 9.9741 | 0.89201 | 6.7721 | 2692 | 47.64
3464 | SERRAMONTE 110412705 | 22861104 | SERRAMONTE 1104 | 12705 | TRUE | 9361.8686 | 0 | 74 | 1.2976 | 2.1908 | 1.3749 | 9.0486 | 2643
9255 | LAS GALLINAS A 1106228906 | 42991106 | LAS GALLINAS A 1106 | 228906 | TRUE | 2215.3527 | 988.5949 | 21 | 0.75147 | 2.1575 | 1.0307 | 5.3472 | 2734
9856 | PUEBLO 1105419634 | 43291105 | PUEBLO 1105 | 419634 | TRUE | 1981.0133 | 165.107 | 14 | 0.11568 | 3.6924 | 0.78698 | 6.2924 | 2707
1493 | SAN RAMON 2107CB | 14232107 | SAN RAMON 2107 | CB | TRUE | 14648.5405 | 486.1753 | 107 | 0.37832 | 1.1269 | 0.16913 | 4.7299 | 2764 | 1
10509 | PAUL SWEET 2102337544 | 83252102 | PAUL SWEET 2102 | 337544 | TRUE | 1419.0103 | 579.0642 | 13 | 2.3177 | 10.6421 | 0.84888 | 3.7153 | 2783
6151 | EDENVALE 2113CB | 82952113 | EDENVALE 2113 | CB | TRUE | 2357.516 | 24.568 | 24 | 0.055511 | 2.5209 | 0.046058 | 2.0509 | 2838
6457 | ATASCADERO 1103CB | 182541103 | ATASCADERO 1103 | CB | TRUE | 2195.0052 | 304.3324 | 18 | 2.4046 | 9.819 | 0.5911 | 3.5853 | 2789 | 20
4913 | SAN LUIS OBISPO 1108CB | 182631108 | SAN LUIS OBISPO 1108 | CB | TRUE | 7402.9758 | 10.2676 | 69 | 0.71222 | 4.8706 | 0.46936 | 37.685 | 2292 | 26.55
6981 | HALF MOON BAY 110148868 | 24101101 | HALF MOON BAY 1101 | 48868 | TRUE | 3010.868 | 0 | 21 | 0.41995 | 0.98912 | 1.5507 | 3.0775 | 2810 | 1
2941 | DIAMOND SPRINGS 1103CB | 152261103 | DIAMOND SPRINGS 1103 | CB | TRUE | 13992.2701 | 885.5612 | 109 | 0.54301 | 2.0114 | 1.2247 | 2.0247 | 2841 | 1
6347 | PACIFICA 11015001 | 22811101 | PACIFICA 1101 | 5001 | TRUE | 2742.1134 | 0 | 25 | 0.31479 | 3.9417 | 1.8032 | 4.514 | 2766 | 47.64
1625 | SAN LUIS OBISPO 1105CB | 182631105 | SAN LUIS OBISPO 1105 | CB | TRUE | 5657.7233 | 67.4906 | 43 | 0.24974 | 8.5352 | 0.45491 | 11.8961 | 2591 | 1
8271 | ROSSMOOR 1107857172 | 14161107 | ROSSMOOR 1107 | 857172 | TRUE | 1843.2099 | 152.0386 | 15 | 0.811 | 9.4218 | 0.50616 | 3.2284 | 2803
10147 | WINDSOR 11035060 | 43501103 | WINDSOR 1103 | 5060 | TRUE | 1113.3002 | 291.5638 | 12 | 1.6508 | 6.682 | 0.75055 | 1.3951 | 2871
8566 | CORONA 1103114284 | 43491103 | CORONA 1103 | 114284 | TRUE | 893.7863 | 451.7326 | 11 | 0.077434 | 0.0077434 | 3.1895 | 4.3909 | 2770
4476 | CALISTOGA 1102705 | 42711102 | CALISTOGA 1102 | 705 | TRUE | 2028.0775 | 622.3172 | 20 | 0.29679 | 1.5065 | 1.0046 | 4.0264 | 2777
61 | CAMBRIA 1102W50 | 182771102 | CAMBRIA 1102 | W50 | TRUE | 5818.6322 | 997.9458 | 40 | 1.3123 | 5.7483 | 1.0105 | 16.6866 | 2506 | 1
4374 | OCEANO 1103V22 | 182601103 | OCEANO 1103 | V22 | TRUE | 810.5999 | 50.4916 | 14 | 0.91712 | 5.0711 | 0.61607 | 3.4621 | 2794
9957 | DEL MONTE 21043066 | 182222104 | DEL MONTE 2104 | 3066 | TRUE | 26.0345 | 26.0345 | 2 | 4.1383 | 29.2009 | 1 | 11.9582 | 2586 | 11.22
10280 | SAUSALITO 1102964592 | 42491102 | SAUSALITO 1102 | 964592 | TRUE | 1787.6075 | 941.9387 | 15 | 0.26342 | 0.83535 | 0.86858 | 9.5689 | 2634
6437 | HAMILTON BRANCH 110153192 | 102361101 | HAMILTON BRANCH 1101 | 53192 | TRUE | 3316.9892 | 889.758 | 30 | 0.90796 | 5.497 | 1.0075 | 5.3377 | 2737
7381 | PACIFICA 1102660408 | 22811102 | PACIFICA 1102 | 660408 | TRUE | 3217.4282 | 570.687 | 26 | 2.1758 | 6.6322 | 0.96801 | 7.378 | 2681
2602 | PRUNEDALE 11103716 | 182961110 | PRUNEDALE 1110 | 3716 | TRUE | 21171.7372 | 690.7324 | 157 | 0.68956 | 3.1293 | 0.44738 | 1.6769 | 2855 | 1
5993 | LAS GALLINAS A 11041220 | 42991104 | LAS GALLINAS A 1104 | 1220 | TRUE | 7829.4679 | 0 | 57 | 0.20003 | 0.19538 | 0.41551 | 1.1753 | 2882 | 1
2410 | SAN LEANDRO U 1114MR544 | 13111114 | SAN LEANDRO U 1114 | MR544 | TRUE | 7120.8066 | 27.9821 | 62 | 0.024041 | 2.3602 | 0.053208 | 1.9811 | 2844 | 1
4344 | NOVATO 11041282 | 42211104 | NOVATO 1104 | 1282 | TRUE | 5984.1771 | 0 | 56 | 0.6529 | 4.0157 | 0.42035 | 1.1951 | 2881 | 1
8432 | SNEATH LANE 110715341 | 22721107 | SNEATH LANE 1107 | 15341 | TRUE | 2075.9695 | 391.2765 | 18 | 0.41672 | 1.4286 | 1.8896 | 5.3372 | 2738 | 20
4484 | FROGTOWN 170274648 | 163451702 | FROGTOWN 1702 | 74648 | TRUE | 7581.2034 | 262.1986 | 63 | 1.1372 | 2.1289 | 0.84152 | 1.0707 | 2889 | 26.55
995 | HALF MOON BAY 11022032 | 24101102 | HALF MOON BAY 1102 | 2032 | TRUE | 14427.8487 | 905.5345 | 103 | 0.10075 | 0.76728 | 0.61414 | 0.98818 | 2894 | 1
367 | ARCATA 112233060 | 192021122 | ARCATA 1122 | 33060 | TRUE | 7941.0149 | 856.2789 | 64 | 0.0050174 | 0.28835 | 0.49227 | 0.31239 | 2924 | 1
744 | GABILAN 11013034 | 182331101 | GABILAN 1101 | 3034 | TRUE | 31905.8871 | 80.3377 | 193 | 0.14209 | 3.5918 | 0.12032 | 2.3733 | 2828 | 1
320 | GREEN VALLEY 210112106 | 83192101 | GREEN VALLEY 2101 | 12106 | TRUE | 19539.3367 | 556.8348 | 139 | 0.15824 | 2.081 | 0.029966 | 0.75016 | 2905 | 1
390 | PETALUMA C 110856774 | 42631108 | PETALUMA C 1108 | 56774 | TRUE | 4425.2807 | 385.0871 | 39 | 0.97075 | 3.5367 | 2.2169 | 2.9096 | 2814
9967 | CRESTA 1101103126 | 102251101 | CRESTA 1101 | 103126 | TRUE | 487.0335 | 487.0335 | 5 | 0 | 49.2419 | 1.0004 | 0.066432 | 2993
6532 | PARADISE 110536656 | 102831105 | PARADISE 1105 | 36656 | TRUE | 1041.7398 | 220.7989 | 14 | 0.53744 | 0.51576 | 1 | 0.065517 | 3361
7339 | BIG BASIN 110165444 | 82841101 | BIG BASIN 1101 | 65444 | TRUE | 757.2593 | 757.2593 | 9 | 0.55408 | 3.349 | 1 | 0.066431 | 3074 | 35.33
9601 | CAMP EVERS 2104189010 | 83622104 | CAMP EVERS 2104 | 189010 | TRUE | 84.167 | 59.0426 | 4 | 0 | 0.59934 | 1 | 0.065792 | 3268
7515 | PARADISE 1103468200 | 102831103 | PARADISE 1103 | 468200 | TRUE | 531.6801 | 531.6801 | 4 | 0.20465 | 0.52705 | 1 | 0.066431 | 3033
8899 | NAPA 11025039 | 42021102 | NAPA 1102 | 5039 | TRUE | 4245.0462 | 0 | 28 | 0.052781 | 0.47935 | 0.21476 | 1.1951 | 2880
10522 | PARADISE 11042486 | 102831104 | PARADISE 1104 | 2486 | TRUE | 189.7916 | 146.4228 | 2 | 0.38827 | 0.59746 | 1 | 0.065791 | 3270
11006 | PARADISE 1105828400 | 102831105 | PARADISE 1105 | 828400 | TRUE | 50.1094 | 50.1094 | 2 | 5.634e-14 | 1.3644 | 1 | 0.066431 | 3040
10495 | CEDAR CREEK 11011362 | 103321101 | CEDAR CREEK 1101 | 1362 | TRUE | 24.9514 | 24.9514 | 1 | 0 | 1.6684 | 1 | 0.066431 | 3035 | 1
9775 | CAMP EVERS 210595050 | 83622105 | CAMP EVERS 2105 | 95050 | TRUE | 223.2117 | 223.2117 | 5 | 0.17212 | 0.17323 | 1 | 0.066431 | 3081 | 1
9147 | BEN LOMOND 04015400 | 83040401 | BEN LOMOND 0401 | 5400 | TRUE | 731.4241 | 731.4241 | 4 | 0.26715 | 4.367 | 1 | 0.066431 | 3083 | 1
4552 | SHINGLE SPRINGS 2108449638 | 153652108 | SHINGLE SPRINGS 2108 | 449638 | TRUE | 41.9833 | 41.9833 | 1 | 2.4757 | 53.527 | 1 | 0.21903 | 2930
416 | PACIFICA 1102CB | 22811102 | PACIFICA 1102 | CB | TRUE | 6265.5755 | 560.1275 | 51 | 0.088018 | 0.96124 | 0.47254 | 1.6186 | 2858 | 1
10872 | WILLOW CREEK 1103181562 | 192171103 | WILLOW CREEK 1103 | 181562 | TRUE | 4.572 | 4.572 | 1 | 0.075221 | 0.48407 | 1 | 0.066432 | 2996
8329 | BRUNSWICK 1104244027 | 152481104 | BRUNSWICK 1104 | 244027 | TRUE | 620.9738 | 492.7502 | 6 | 1.1999 | 0.26527 | 1 | 0.065791 | 3272
10464 | CAMP EVERS 210595394 | 83622105 | CAMP EVERS 2105 | 95394 | TRUE | 790.3942 | 790.3942 | 8 | 0.43031 | 0.11394 | 1 | 0.066431 | 3075 | 35.33
9818 | ANDERSON 1101561686 | 103261101 | ANDERSON 1101 | 561686 | TRUE | 147.2029 | 147.2029 | 1 | 0 | 0.06792 | 1 | 0.066431 | 3105
9891 | RIO DELL 1102214052 | 192251102 | RIO DELL 1102 | 214052 | TRUE | 1011.6764 | 941.1587 | 7 | 0.2067 | 2.9303 | 1 | 0.066065 | 3204
9611 | DIAMOND SPRINGS 1106176130 | 152261106 | DIAMOND SPRINGS 1106 | 176130 | TRUE | 32.0737 | 32.0737 | 1 | 0.050885 | 3.4385 | 1 | 0.066432 | 3008
9648 | CAMP EVERS 2103CB | 83622103 | CAMP EVERS 2103 | CB | TRUE | 225.7012 | 190.3788 | 6 | 0.0018437 | 0.15693 | 1 | 0.066004 | 3225 | 1
6559 | BIG BASIN 11015479 | 82841101 | BIG BASIN 1101 | 5479 | TRUE | 289.2777 | 289.2777 | 3 | 0.0022124 | 0.43119 | 1 | 0.066431 | 3086 | 11.22
11110 | CAMP EVERS 2105BL 2101 | 83622105 | CAMP EVERS 2105 | BL 2101 | TRUE | 5.191 | 5.191 | 1 | 0 | 0.14049 | 1 | 0.066431 | 3087 | 26.55
10401 | POINT MORETTI 110110722 | 82931101 | POINT MORETTI 1101 | 10722 | TRUE | 937.9448 | 937.9448 | 9 | 0.59415 | 3.3347 | 1 | 0.066431 | 3060 | 47.64
8264 | MIRABEL 1101781318 | 42091101 | MIRABEL 1101 | 781318 | TRUE | 172.1377 | 172.1377 | 3 | 0.068584 | 0.64403 | 1 | 0.066431 | 3034
2047 | VALLEY VIEW 1103CB | 14341103 | VALLEY VIEW 1103 | CB | TRUE | 10480.8911 | 272.5459 | 83 | 0.48328 | 0.55957 | 1.122 | 0.25769 | 2926 | 35.33
10776 | GRASS VALLEY 1101528232 | 152031101 | GRASS VALLEY 1101 | 528232 | TRUE | 149.6502 | 149.6502 | 2 | 0.52212 | 0.063496 | 0.5 | 0.066432 | 3013
10760 | FLINT 1102CB | 152531102 | FLINT 1102 | CB | TRUE | 149.4178 | 149.4178 | 2 | 0 | 0.015044 | 1 | 0.066432 | 3002 | 1
3909 | MORRO BAY 1102V84 | 183011102 | MORRO BAY 1102 | V84 | TRUE | 15879.9521 | 369.7837 | 126 | 0.30754 | 0.39241 | 0.23638 | 0.37923 | 2921
9485 | CAMP EVERS 2106834583 | 83622106 | CAMP EVERS 2106 | 834583 | TRUE | 981.0329 | 981.0329 | 7 | 0.20733 | 0.60727 | 1 | 0.066431 | 3073 | 14.95
8260 | DIAMOND SPRINGS 1106762780 | 152261106 | DIAMOND SPRINGS 1106 | 762780 | TRUE | 1282.4551 | 400.767 | 11 | 0.54083 | 2.7503 | 0.81818 | 0.065383 | 3424
5836 | BRUNSWICK 1103851116 | 152481103 | BRUNSWICK 1103 | 851116 | TRUE | 405.8442 | 316.0008 | 4 |  |  | 3 | 0.066111 | 3190
10320 | DIAMOND SPRINGS 1106926235 | 152261106 | DIAMOND SPRINGS 1106 | 926235 | TRUE | 416.1419 | 305.3669 | 4 | 1.0863 | 23.2822 | 1 | 0.065791 | 3274
10026 | SARATOGA 1103981056 | 83371103 | SARATOGA 1103 | 981056 | TRUE | 227.7546 | 132.017 | 2 | 0 | 0 | 0 | 0.065789 | 3285
7034 | DIAMOND SPRINGS 110699658 | 152261106 | DIAMOND SPRINGS 1106 | 99658 | TRUE | 4406.3905 | 0 | 39 | 0.27589 | 1.1488 | 1.0789 | 0.06515 | 3578 | 1
4269 | BRUNSWICK 110378862 | 152481103 | BRUNSWICK 1103 | 78862 | TRUE | 1804.4635 | 123.6088 | 17 | 1.1781 | 2.5624 | 2.4125 | 0.065225 | 3497 | 85.45
10111 | ALLEGHANY 11011101/2 | 152101101 | ALLEGHANY 1101 | 1101/2 | TRUE | 32.8824 | 32.8824 | 1 | 1.0111 | 5.6535 | 1 | 0.066431 | 3046
7350 | SUMMIT 1101CB | 152591101 | SUMMIT 1101 | CB | TRUE | 221.0797 | 221.0797 | 2 | 0 | 2.0007 | 1 | 0.066431 | 3047 | 1
10523 | CAMP EVERS 2104710556 | 83622104 | CAMP EVERS 2104 | 710556 | TRUE | 81.8649 | 65.863 | 2 | 0.050885 | 0.16549 | 1 | 0.065792 | 3269
10455 | POTTER VALLEY P H 1104CB | 42281104 | POTTER VALLEY P H 1104 | CB | TRUE | 158.4451 | 158.4451 | 2 | 0 | 2.1909 | 1 | 0.066431 | 3100 | 1
11067 | BRUNSWICK 1104761310 | 152481104 | BRUNSWICK 1104 | 761310 | TRUE | 43.1053 | 43.1053 | 1 | 1.6097e-14 | 0.13606 | 1 | 0.066432 | 3006 | 26.55
10059 | POTTER VALLEY P H 1105CB | 42281105 | POTTER VALLEY P H 1105 | CB | TRUE | 89.3518 | 89.3518 | 2 | 0 | 2.1909 | 1 | 0.066431 | 3102 | 1
5879 | BIG BASIN 11019773 | 82841101 | BIG BASIN 1101 | 9773 | TRUE | 724.8545 | 724.8545 | 6 | 0.0013274 | 6.7346 | 1.7153 | 0.066431 | 3077 | 20
4254 | BRUNSWICK 111095576 | 152481110 | BRUNSWICK 1110 | 95576 | TRUE | 3539.5092 | 0 | 30 | 0.37149 | 0.31477 | 1.3571 | 0.06515 | 3580 | 1
8135 | WOODSIDE 1101CB | 24251101 | WOODSIDE 1101 | CB | TRUE | 6762.3674 | 0 | 59 | 0.083041 | 0.58102 | 0.17257 | 0.065169 | 3547
4851 | DIAMOND SPRINGS 1106910235 | 152261106 | DIAMOND SPRINGS 1106 | 910235 | TRUE | 1774.1223 | 851.0444 | 16 | 0.60384 | 3.2899 | 1 | 0.065631 | 3328
4169 | GRASS VALLEY 1102CB | 152031102 | GRASS VALLEY 1102 | CB | TRUE | 9322.594 | 131.7629 | 81 | 0.16074 | 0.051822 | 0.48148 | 0.065197 | 3511
7346 | OAKLAND K 1101CR346 | 12101101 | OAKLAND K 1101 | CR346 | TRUE | 330.9469 | 330.9469 | 3 | 0 | 0 | 0 | 0.066432 | 2961 | 1
10681 | GEYSERVILLE 1101975350 | 42891101 | GEYSERVILLE 1101 | 975350 | TRUE | 405.3394 | 73.1065 | 3 | 0.75811 | 3.9075 | 1 | 0.090462 | 2933
10739 | FORT BRAGG A 1104920850 | 42761104 | FORT BRAGG A 1104 | 920850 | TRUE | 514.6425 | 322.1994 | 3 | 0.036873 | 3.067 | 1 | 0.065576 | 3348
6925 | MIRABEL 11022043 | 42091102 | MIRABEL 1102 | 2043 | TRUE | 902.2238 | 902.2238 | 8 | 0.66519 | 0.20619 | 2.5 | 0.066431 | 3028 | 85.45
6206 | SAN RAFAEL 11081247 | 42011108 | SAN RAFAEL 1108 | 1247 | TRUE | 443.4693 | 443.4693 | 3 | 0.17035 | 0.1469 | 1 | 0.066431 | 3039 | 65.39
9515 | HARRIS 1109661309 | 192431109 | HARRIS 1109 | 661309 | TRUE | 2205.0428 | 453.7966 | 16 | 0.00058997 | 1.6352 | 0.86667 | 0.065469 | 3383
10016 | CAMP EVERS 2104600529 | 83622104 | CAMP EVERS 2104 | 600529 | TRUE | 435.4123 | 422.8048 | 4 | 0.0044248 | 0.11504 | 1 | 0.066112 | 3188
10551 | PUEBLO 1104968601 | 43291104 | PUEBLO 1104 | 968601 | TRUE | 12.2398 | 12.2398 | 1 | 0.38938 | 3.9392 | 1 | 0.066431 | 3041
9710 | GEYSERVILLE 1101216442 | 42891101 | GEYSERVILLE 1101 | 216442 | TRUE | 327.4361 | 327.4361 | 4 | 0.24558 | 8.5429 | 1 | 0.10422 | 2932
11062 | KESWICK 1101CB | 103451101 | KESWICK 1101 | CB | TRUE | 26.6683 | 26.6683 | 1 | 0.39159 | 11.1467 | 1 | 0.066431 | 3104 | 1
10730 | STAFFORD 1101344092 | 43201101 | STAFFORD 1101 | 344092 | TRUE | 131.1041 | 115.3192 | 2 | 0 | 0 | 0 | 0.066431 | 3037
2899 | PLACER 1101208930 | 152461101 | PLACER 1101 | 208930 | TRUE | 1425.5587 | 187.1265 | 10 | 1.2753 | 0.83166 | 1 | 11.1381 | 2605
8829 | MONTE RIO 1111CB | 42811111 | MONTE RIO 1111 | CB | TRUE | 408.9065 | 408.9065 | 4 | 0.013274 | 7.4848 | 1 | 0.066431 | 3029 | 47.64
3716 | CASTRO VALLEY 1102MR359 | 14091102 | CASTRO VALLEY 1102 | MR359 | TRUE | 10891.9524 | 0 | 90 | 0.5622 | 1.2985 | 0.30387 | 0.41659 | 2914
9742 | MONROE 210392868 | 43302103 | MONROE 2103 | 92868 | TRUE | 1050.3516 | 203.5363 | 14 | 0.017257 | 0.023496 | 0.76923 | 0.065522 | 3360 | 1
2161 | LAKEWOOD 2227W503R | 13532227 | LAKEWOOD 2227 | W503R | TRUE | 12304.5424 | 121.8736 | 89 | 0.11896 | 0.35525 | 0.11535 | 0.42059 | 2913
10225 | CLOVERDALE 1101409224 | 42821101 | CLOVERDALE 1101 | 409224 | TRUE | 353.3451 | 138.7205 | 4 | 0.59513 | 0.92926 | 1 | 0.071835 | 2942
9704 | DEL MAR 210938684 | 152582109 | DEL MAR 2109 | 38684 | TRUE | 100.1157 | 38.3974 | 1 | 0 | 0.097566 | 1 | 0.065149 | 3581 | 1
9828 | ALLEGHANY 11021101/2 | 152101102 | ALLEGHANY 1102 | 1101/2 | TRUE | 31.1897 | 31.1897 | 1 | 0.2677 | 2.0942 | 1 | 0.066431 | 3050
9784 | CAMP EVERS 2104496570 | 83622104 | CAMP EVERS 2104 | 496570 | TRUE | 701.3537 | 389.3118 | 8 | 0.11366 | 0.73838 | 1 | 0.065632 | 3327
10893 | FROGTOWN 1702390720 | 163451702 | FROGTOWN 1702 | 390720 | TRUE | 218.4469 | 202.4448 | 2 | 9.6836 | 12.0732 | 1.0022 | 0.066432 | 2955
9095 | LLAGAS 2107250129 | 83182107 | LLAGAS 2107 | 250129 | TRUE | 467.9989 | 401.6728 | 5 | 0 | 0.018717 | 1 | 0.066432 | 2964
10545 | PASO ROBLES 1103451760 | 182611103 | PASO ROBLES 1103 | 451760 | TRUE | 98.2563 | 98.2563 | 2 | 0.21903 | 0.42279 | 1 | 0.066432 | 2956
10656 | MIWUK 170179118 | 163661701 | MIWUK 1701 | 79118 | TRUE | 31.1564 | 31.1564 | 2 | 0.0044248 | 0.099336 | 1 | 0.066431 | 3084 | 26.55
10822 | GRASS VALLEY 1103CB | 152031103 | GRASS VALLEY 1103 | CB | TRUE | 191.1806 | 191.1806 | 2 | 0 | 0 | 0 | 0.066432 | 3011 | 1
3457 | OAKLAND K 1101CR178 | 12101101 | OAKLAND K 1101 | CR178 | TRUE | 529.8862 | 529.8862 | 7 | 0 | 0 | 0 | 0.066432 | 2953 | 1
3129 | SYCAMORE CREEK 1109CB | 102971109 | SYCAMORE CREEK 1109 | CB | TRUE | 14599.8126 | 271.1511 | 108 | 0.01266 | 2.3192 | 0.064815 | 0.073352 | 2938 | 1
2013 | SHINGLE SPRINGS 210851474 | 153652108 | SHINGLE SPRINGS 2108 | 51474 | TRUE | 7519.049 | 594.1189 | 68 | 0.11968 | 0.17369 | 0.51515 | 0.065188 | 3526 | 1
4677 | MIDDLETOWN 1101932140 | 43141101 | MIDDLETOWN 1101 | 932140 | TRUE | 1542.2382 | 861.7057 | 15 | 0.058112 | 0.11409 | 0.93333 | 0.065836 | 3258
3638 | WOODSIDE 1104CB | 24251104 | WOODSIDE 1104 | CB | TRUE | 11988.7275 | 167.7195 | 114 | 7.8315e-05 | 0.062174 | 0.070796 | 0.06517 | 3545 | 1
8277 | MONTE RIO 1113532 | 42811113 | MONTE RIO 1113 | 532 | TRUE | 844.3261 | 844.3261 | 8 | 1.1759 | 1.237 | 1 | 0.066431 | 3021 | 85.45
10561 | BIG RIVER 1101CB | 43081101 | BIG RIVER 1101 | CB | TRUE | 35.3815 | 35.3815 | 1 | 0 | 0.071903 | 1 | 0.066432 | 2990 | 1
8927 | ELK 1101CB | 42981101 | ELK 1101 | CB | TRUE | 39.9198 | 39.9198 | 1 | 0 | 0.26084 | 1 | 0.065148 | 3597 | 1
6048 | SILVERADO 2105337226 | 43432105 | SILVERADO 2105 | 337226 | TRUE | 1293.8077 | 458.4827 | 13 | 0.0012068 | 0.10837 | 1.6154 | 0.065742 | 3297
785 | MIRABEL 1102CB | 42091102 | MIRABEL 1102 | CB | TRUE | 10759.641 | 358.8557 | 85 | 0.11381 | 0.079354 | 0.34524 | 0.065166 | 3549 | 1
10915 | CLARKSVILLE 210551478 | 153612105 | CLARKSVILLE 2105 | 51478 | TRUE | 90.198 | 81.0541 | 3 | 0.32375 | 2.0212 | 0.66667 | 0.065577 | 3343 | 35.33
10606 | BERKELEY F 1105BR166 | 12061105 | BERKELEY F 1105 | BR166 | TRUE | 61.4345 | 61.4345 | 2 | 0 | 0 | 0 | 0.066432 | 2952 | 1
2771 | RIO DELL 1102CB | 192251102 | RIO DELL 1102 | CB | TRUE | 10445.4547 | 0 | 86 | 0.014315 | 0.18436 | 0.24706 | 0.065148 | 3602 | 14.95
10346 | EEL RIVER 1103241646 | 192381103 | EEL RIVER 1103 | 241646 | TRUE | 2237.0921 | 583.4204 | 13 | 0.1627 | 6.8735 | 0.47056 | 0.065148 | 3600
5348 | EEL RIVER 11033820 | 192381103 | EEL RIVER 1103 | 3820 | TRUE | 23262.4232 | 0 | 115 | 0.00050458 | 0.36071 | 0.044015 | 0.065808 | 3265 | 1
10029 | MONTICELLO 11011780 | 43051101 | MONTICELLO 1101 | 1780 | TRUE | 115.3297 | 115.3297 | 1 | 2.9646 | 25.5619 | 1.0022 | 0.06643 | 3113 | 20
10582 | OAKLAND X 1101328808 | 12541101 | OAKLAND X 1101 | 328808 | TRUE | 186.4686 | 186.4686 | 1 | 0 | 0 | 0 | 0.066432 | 2960
2096 | CALISTOGA 1102184814 | 42711102 | CALISTOGA 1102 | 184814 | TRUE | 2352.3551 | 682.245 | 20 | 0.18314 | 0.51155 | 1.2105 | 0.065475 | 3379
10342 | FROGTOWN 1702832694 | 163451702 | FROGTOWN 1702 | 832694 | TRUE | 477.5655 | 461.5634 | 5 | 0.94381 | 21.8265 | 1 | 0.073805 | 2937
2914 | EUREKA E 110435934 | 192331104 | EUREKA E 1104 | 35934 | TRUE | 5459.9113 | 78.4109 | 46 | 0.086957 | 0.042877 | 0.23913 | 0.065203 | 3509
9391 | WATERSHED 0402CB | 24240402 | WATERSHED 0402 | CB | TRUE | 1752.4587 | 342.98 | 11 | 0.20012 | 8.8027 | 0.63636 | 0.065147 | 3621
9903 | PACIFICA 1102894156 | 22811102 | PACIFICA 1102 | 894156 | TRUE | 625.3701 | 625.3701 | 4 | 0.0033186 | 2.9999 | 1 | 0.066111 | 3196
10810 | PLACERVILLE 1111610322 | 153081111 | PLACERVILLE 1111 | 610322 | TRUE | 220.6867 | 220.6867 | 3 | 0.016593 | 0.62577 | 2.3333 | 0.066004 | 3217
10497 | FORT ORD 21069658 | 182402106 | FORT ORD 2106 | 9658 | TRUE | 156.0125 | 156.0125 | 3 | 0 | 16.8985 | 1.0147 | 0.066432 | 2984 | 1
6668 | PAUL SWEET 21075291 | 83252107 | PAUL SWEET 2107 | 5291 | TRUE | 1596.261 | 50.439 | 14 | 0.0014223 | 0.037453 | 0.071429 | 0.065239 | 3485
10986 | RINCON 1101205854 | 43321101 | RINCON 1101 | 205854 | TRUE | 505.1079 | 505.1079 | 5 | 0.024336 | 2.4361 | 1 | 0.065923 | 3238
9661 | SARATOGA 1105431214 | 83371105 | SARATOGA 1105 | 431214 | TRUE | 794.6731 | 500.3272 | 9 | 0.045477 | 0.098599 | 0.88889 | 0.065861 | 3253
9287 | SOBRANTE 1103N510R | 14671103 | SOBRANTE 1103 | N510R | TRUE | 1403.237 | 401.7471 | 15 | 0.030341 | 0.063385 | 0.93333 | 0.065412 | 3409 | 11.22
10537 | FROGTOWN 1702798032 | 163451702 | FROGTOWN 1702 | 798032 | TRUE | 259.8305 | 244.5065 | 2 | 0.90597 | 5.8121 | 1 | 0.065789 | 3287
9639 | IGNACIO 1105967039 | 42481105 | IGNACIO 1105 | 967039 | TRUE | 469.6042 | 292.9124 | 3 | 0.33333 | 0.11549 | 1 | 0.065578 | 3342
10422 | OAKLAND J 1102CR102 | 12091102 | OAKLAND J 1102 | CR102 | TRUE | 316.3322 | 316.3322 | 6 | 0.45649 | 1.7181 | 1 | 0.066431 | 3101 | 1
10726 | CALISTOGA 1102960240 | 42711102 | CALISTOGA 1102 | 960240 | TRUE | 816.2732 | 816.2732 | 5 | 0.0053097 | 0.00053097 | 0.2 | 0.066176 | 3175
10385 | ALLEGHANY 11011101/2 | 152101101 | ALLEGHANY 1101 | 1101/2 | TRUE | 36.9839 | 36.9839 | 1 | 0.024336 | 0.65597 | 1 | 0.066431 | 3045
9316 | FORT BRAGG A 1103284356 | 42761103 | FORT BRAGG A 1103 | 284356 | TRUE | 325.8775 | 218.127 | 4 | 0.18031 | 0.84829 | 1 | 0.066111 | 3192
10880 | OAKLAND X 1104CR101 | 12541104 | OAKLAND X 1104 | CR101 | TRUE | 28.3921 | 28.3921 | 1 | 0 | 0.082522 | 1 | 0.066432 | 2948 | 1
4441 | OAKLAND X 1101CR224 | 12541101 | OAKLAND X 1101 | CR224 | TRUE | 1656.0037 | 656.3547 | 17 | 0.00031606 | 0.087595 | 0.21429 | 0.065676 | 3317 | 1
10513 | OILFIELDS 1103441010 | 182391103 | OILFIELDS 1103 | 441010 | TRUE | 1310.5118 | 592.4873 | 4 | 0.043695 | 8.8668 | 0.5 | 0.11315 | 2931
1793 | SAN RAFAEL 1109535284 | 42011109 | SAN RAFAEL 1109 | 535284 | TRUE | 913.1511 | 10.8615 | 9 | 0.10767 | 0.015733 | 0.44444 | 0.065436 | 3401
8925 | FRUITLAND 11418746 | 192311141 | FRUITLAND 1141 | 8746 | TRUE | 832.2162 | 645.6965 | 8 | 0 | 0.47569 | 1 | 0.06579 | 3278 | 47.64
6798 | SAN CARLOS 110475210 | 24181104 | SAN CARLOS 1104 | 75210 | TRUE | 618.926 | 618.926 | 6 | 0 | 0.099889 | 1 | 0.066432 | 2967 | 1
10638 | SAN RAFAEL 11092213 | 42011109 | SAN RAFAEL 1109 | 2213 | TRUE | 689.8513 | 689.8513 | 6 | 0.16003 | 0.4646 | 1.0004 | 0.066218 | 3167 | 1
9009 | ALTO 1124553571 | 42031124 | ALTO 1124 | 553571 | TRUE | 319.9061 | 174.9029 | 4 | 0.064159 | 0.10675 | 0.5 | 0.065791 | 3271
1292 | EEL RIVER 1103CB | 192381103 | EEL RIVER 1103 | CB | TRUE | 64360.3141 | 0 | 374 | 0.0056266 | 0.13431 | 0.010817 | 0.065148 | 3603
2486 | LOYOLA 110260082 | 82161102 | LOYOLA 1102 | 60082 | TRUE | 6614.3058 | 0 | 57 | 0.0018173 | 0.044437 | 0.28571 | 0.06517 | 3546
9942 | BRUNSWICK 1104327226 | 152481104 | BRUNSWICK 1104 | 327226 | TRUE | 144.3861 | 79.5833 | 2 | 0.875 | 0.71549 | 1 | 0.065791 | 3273
10778 | PIT NO 5 110190846 | 101321101 | PIT NO 5 1101 | 90846 | TRUE | 149.205 | 149.205 | 2 | 0 | 28.1217 | 1 | 0.066431 | 3082 | 1
9691 | STELLING 1109787007 | 83481109 | STELLING 1109 | 787007 | TRUE | 354.8281 | 307.1886 | 5 | 2.1604 | 31.3885 | 1.0077 | 0.070735 | 2943
9734 | HIGHLANDS 110484640 | 43361104 | HIGHLANDS 1104 | 84640 | TRUE | 1219.4213 | 660.5476 | 14 | 0 | 0.1045 | 2.4286 | 0.06579 | 3276 | 1
10502 | TRIDAM POWERHOUSE 2101CB | 168152101 | TRIDAM POWERHOUSE 2101 | CB | TRUE | 80.9954 | 80.9954 | 3 | 0 | 4.3226 | 1 | 0.066431 | 3089 | 1
3266 | UKIAH 1113658899 | 42771113 | UKIAH 1113 | 658899 | TRUE | 987.2682 | 941.3759 | 8 | 0.35841 | 0.064325 | 1 | 0.066271 | 3156
10496 | FROGTOWN 1702814784 | 163451702 | FROGTOWN 1702 | 814784 | TRUE | 296.0572 | 280.0552 | 3 | 1.5442 | 10.7038 | 1 | 0.066004 | 3223
7361 | SARATOGA 11076867 | 83371107 | SARATOGA 1107 | 6867 | TRUE | 1328.3948 | 985.9493 | 11 | 0.00020113 | 0.52679 | 0.36404 | 0.066081 | 3202 | 1
9123 | UKIAH 1114296894 | 42771114 | UKIAH 1114 | 296894 | TRUE | 465.5322 | 278.1636 | 6 | 0.21018 | 0.92345 | 1 | 0.065577 | 3344
10484 | SANTA ROSA A 1111407286 | 42151111 | SANTA ROSA A 1111 | 407286 | TRUE | 98.0196 | 98.0196 | 1 | 0 | 0.089602 | 1 | 0.066431 | 3111
6588 | HARRIS 1108705523 | 192431108 | HARRIS 1108 | 705523 | TRUE | 1068.2355 | 321.9298 | 11 | 0.012068 | 0.6352 | 1 | 0.065615 | 3332
9265 | ROSSMOOR 1104892332 | 14161104 | ROSSMOOR 1104 | 892332 | TRUE | 410.223 | 410.223 | 4 | 0.048673 | 2.654 | 1 | 0.066432 | 2994
6055 | SILVERADO 2105191725 | 43432105 | SILVERADO 2105 | 191725 | TRUE | 766.9235 | 558.1402 | 8 | 0.11652 | 1.9887 | 1 | 0.066111 | 3189
8973 | DIAMOND SPRINGS 1103394169 | 152261103 | DIAMOND SPRINGS 1103 | 394169 | TRUE | 962.9958 | 642.0804 | 7 | 0.22819 | 0.046429 | 1 | 0.065699 | 3310
10476 | SAN RAFAEL 1106618957 | 42011106 | SAN RAFAEL 1106 | 618957 | TRUE | 394.8447 | 301.119 | 4 | 0.089602 | 2.6462 | 1 | 0.065151 | 3574
3538 | CORTINA 1101302192 | 63121101 | CORTINA 1101 | 302192 | TRUE | 22573.2133 | 0 | 79 | 0 | 0 | 0 | 0.065152 | 3561 | 35.33
9797 | DEL MONTE 21032204 | 182222103 | DEL MONTE 2103 | 2204 | TRUE | 592.6413 | 592.6413 | 8 | 0.73645 | 2.089 | 1 | 0.066432 | 2980 | 1
10205 | BERKELEY F 1103813976 | 12061103 | BERKELEY F 1103 | 813976 | TRUE | 328.1808 | 312.2978 | 4 | 3.7683 | 11.7186 | 1 | 0.066111 | 3194
398 | ROSSMOOR 1104CB | 14161104 | ROSSMOOR 1104 | CB | TRUE | 17820.8713 | 0 | 150 | 0.010664 | 0.18098 | 0.10791 | 0.065148 | 3591
465 | MOLINO 1102111666 | 42571102 | MOLINO 1102 | 111666 | TRUE | 1605.5548 | 182.6023 | 13 | 0.7306 | 0.59643 | 0.69231 | 0.06525 | 3479
9817 | SUMMIT 11016627 | 152591101 | SUMMIT 1101 | 6627 | TRUE | 910.3808 | 910.3808 | 8 | 0.63053 | 1.8158 | 1 | 0.066431 | 3048 | 1
6657 | SAN RAFAEL 110168970 | 42011101 | SAN RAFAEL 1101 | 68970 | TRUE | 5207.2001 | 75.6257 | 44 | 0.19629 | 0.090821 | 0.51163 | 0.065151 | 3565 | 1
8713 | GANSNER 1101489276 | 103021101 | GANSNER 1101 | 489276 | TRUE | 1058.1278 | 723.7002 | 9 | 1.1133 | 11.8022 | 2.3333 | 0.066147 | 3182
4762 | SAN RAFAEL 110668694 | 42011106 | SAN RAFAEL 1106 | 68694 | TRUE | 3377.3751 | 0 | 32 | 0.40993 | 0.16853 | 0.54839 | 0.065151 | 3573
9002 | PAUL SWEET 2102168368 | 83252102 | PAUL SWEET 2102 | 168368 | TRUE | 1090.7031 | 590.4471 | 8 | 0.37279 | 10.377 | 0.83407 | 0.065308 | 3460
8371 | RINCON 1102782389 | 43321102 | RINCON 1102 | 782389 | TRUE | 861.6016 | 585.9597 | 8 | 0.68679 | 2.4197 | 1 | 0.065955 | 3232
2902 | WAYNE 0401954811 | 13810401 | WAYNE 0401 | 954811 | TRUE | 903.9347 | 282.8935 | 9 | 0.10785 | 0.8263 | 0.375 | 0.065576 | 3345
6002 | SAN RAFAEL 1105818262 | 42011105 | SAN RAFAEL 1105 | 818262 | TRUE | 1433.202 | 292.9133 | 11 | 0 | 0 | 0 | 0.0655 | 3368
11032 | HIGHLANDS 1101CB | 43361101 | HIGHLANDS 1101 | CB | TRUE | 42.5019 | 42.5019 | 1 | 0 | 0 | 0 | 0.066432 | 2999 | 1
3671 | CAMP EVERS 2104CB | 83622104 | CAMP EVERS 2104 | CB | TRUE | 5967.294 | 629.206 | 71 | 0.19251 | 0.28329 | 0.74648 | 0.065224 | 3498 | 1
8611 | CAROLANDS 04018888 | 24060401 | CAROLANDS 0401 | 8888 | TRUE | 2206.3607 | 0 | 25 | 0.049502 | 0.13873 | 0.25 | 0.065147 | 3614
10705 | CLOVERDALE 1102801904 | 42821102 | CLOVERDALE 1102 | 801904 | TRUE | 22.3881 | 22.3881 | 1 | 0.66372 | 9.7863 | 1 | 0.079148 | 2934 | 1
7620 | CASTRO VALLEY 1110MR341 | 14091110 | CASTRO VALLEY 1110 | MR341 | TRUE | 1045.185 | 417.225 | 11 | 0.17981 | 2.2277 | 1 | 0.065731 | 3300
6399 | ROB ROY 21049973 | 83692104 | ROB ROY 2104 | 9973 | TRUE | 921.5182 | 921.5182 | 7 | 0.039191 | 15.8365 | 1 | 0.066431 | 3072
4710 | VIEJO 220255787 | 182852202 | VIEJO 2202 | 55787 | TRUE | 58.9251 | 58.9251 | 1 | 0 | 0.40111 | 1 | 0.066432 | 2989 | 1
9201 | HICKS 1116583284 | 83431116 | HICKS 1116 | 583284 | TRUE | 404.4133 | 236.5766 | 4 | 4.6189 | 22.941 | 1 | 0.066111 | 3197
7332 | LOS GATOS 1101184035 | 82021101 | LOS GATOS 1101 | 184035 | TRUE | 995.7775 | 905.936 | 9 | 0 | 0.010251 | 0.11111 | 0.066289 | 3152
10579 | SAN CARLOS 11049048 | 24181104 | SAN CARLOS 1104 | 9048 | TRUE | 24.5909 | 24.5909 | 1 | 0 | 0 | 0 | 0.066432 | 2958 | 1
9700 | SAN RAMON 2103MR279 | 14232103 | SAN RAMON 2103 | MR279 | TRUE | 323.7748 | 4.572 | 5 | 0 | 0.0019174 | 0.33333 | 0.065405 | 3413
6886 | ALTO 1124526955 | 42031124 | ALTO 1124 | 526955 | TRUE | 753.5469 | 713.9611 | 6 | 0.053097 | 0.11689 | 0.66667 | 0.066431 | 3022
5909 | CAMP EVERS 210392582 | 83622103 | CAMP EVERS 2103 | 92582 | TRUE | 4514.9648 | 245.7655 | 41 | 0.0056728 | 1.0522 | 0.10256 | 0.065147 | 3619 | 1
6632 | SAN RAFAEL 1106588020 | 42011106 | SAN RAFAEL 1106 | 588020 | TRUE | 2885.7528 | 385.2385 | 19 | 0.22159 | 0.07946 | 0.94737 | 0.065219 | 3500
10570 | EL CERRITO G 1105BR164 | 12501105 | EL CERRITO G 1105 | BR164 | TRUE | 91.5845 | 91.5845 | 2 | 0 | 0 | 0 | 0.066432 | 2968 | 1
9932 | ALTO 1125291744 | 42031125 | ALTO 1125 | 291744 | TRUE | 231.1314 | 195.7909 | 3 | 0 | 0 | 0 | 0.066004 | 3218
8178 | DOLAN ROAD 1101156268 | 182381101 | DOLAN ROAD 1101 | 156268 | TRUE | 3622.1133 | 52.7453 | 31 | 0.19533 | 1.1852 | 1 | 0.065189 | 3522
807 | RESEARCH 210263274 | 14692102 | RESEARCH 2102 | 63274 | TRUE | 13077.1161 | 74.3652 | 119 | 0.073083 | 0.17156 | 0.1933 | 0.06516 | 3555 | 14.95
10104 | LAKEWOOD 1102964292 | 13531102 | LAKEWOOD 1102 | 964292 | TRUE | 128.1599 | 128.1599 | 2 | 1.2854 | 17.1927 | 3 | 0.066432 | 2995
8987 | ROSSMOOR 110181770 | 14161101 | ROSSMOOR 1101 | 81770 | TRUE | 2254.8682 | 110.4225 | 21 | 0.22098 | 2.1737 | 0.80952 | 0.065148 | 3588
734 | SILVERADO 21051308 | 43432105 | SILVERADO 2105 | 1308 | TRUE | 7407.352 | 244.9631 | 60 | 0.17703 | 1.1927 | 0.61384 | 0.065216 | 3502 | 47.64
5907 | ORINDA 0401401/2 LR | 12350401 | ORINDA 0401 | 401/2 LR | TRUE | 235.881 | 158.249 | 4 | 0 | 0.41162 | 1 | 0.066112 | 3187
3274 | RACETRACK 170310850 | 163761703 | RACETRACK 1703 | 10850 | TRUE | 3044.0072 | 994.8842 | 28 | 1.3342 | 1.5806 | 1.0014 | 0.065652 | 3324 | 1
5740 | SUMMIT 110148636 | 152591101 | SUMMIT 1101 | 48636 | TRUE | 4495.7291 | 86.4222 | 38 | 0.047472 | 0.74646 | 0.4 | 0.065185 | 3527 | 1
8762 | VASONA 1102944560 | 83771102 | VASONA 1102 | 944560 | TRUE | 944.5774 | 282.6401 | 9 | 0 | 0 | 0 | 0.065433 | 3404
319 | DUNBAR 1103725292 | 43071103 | DUNBAR 1103 | 725292 | TRUE | 1519.9145 | 339.5862 | 13 | 0.43005 | 0.42486 | 0.69231 | 0.065451 | 3395
5356 | SOBRANTE 110142914 | 14671101 | SOBRANTE 1101 | 42914 | TRUE | 6917.2252 | 665.6425 | 51 | 0.20077 | 0.73392 | 0.90027 | 0.065332 | 3443 | 1
9302 | NEWBURG 1131987158 | 192151131 | NEWBURG 1131 | 987158 | TRUE | 443.4139 | 397.6831 | 2 | 0.0011062 | 0.5448 | 1 | 0.06579 | 3277
9325 | TASSAJARA 2108189700 | 14662108 | TASSAJARA 2108 | 189700 | TRUE | 2164.8558 | 306.7254 | 22 | 0.057101 | 0.4903 | 0.7619 | 0.065265 | 3473
8529 | ROSSMOOR 110479146 | 14161104 | ROSSMOOR 1104 | 79146 | TRUE | 3115.0804 | 85.6157 | 28 | 0.021632 | 1.1902 | 0.22222 | 0.065194 | 3514 | 1
176 | TASSAJARA 2108D520R | 14662108 | TASSAJARA 2108 | D520R | TRUE | 5652.8623 | 0 | 50 | 0 | 0.006568 | 0.0625 | 0.065148 | 3583
2934 | LAKEWOOD 210769586 | 13532107 | LAKEWOOD 2107 | 69586 | TRUE | 9651.4745 | 688.9218 | 80 | 0.00096792 | 0.0032743 | 0.1 | 0.065228 | 3492 | 1
7487 | GANSNER 1101174072 | 103021101 | GANSNER 1101 | 174072 | TRUE | 172.7033 | 172.7033 | 3 | 0.60841 | 1.0199 | 2.3333 | 0.066004 | 3219
10550 | SANTA ROSA A 1104834094 | 42151104 | SANTA ROSA A 1104 | 834094 | TRUE | 201.2345 | 155.4829 | 3 | 0.3326 | 0.033555 | 0.33333 | 0.065582 | 3337
8307 | SAN RAFAEL 11042235 | 42011104 | SAN RAFAEL 1104 | 2235 | TRUE | 1389.3312 | 296.6637 | 10 | 0.50819 | 2.6534 | 1 | 0.065407 | 3411 | 1
6336 | SAN RAFAEL 1101310 | 42011101 | SAN RAFAEL 1101 | 310 | TRUE | 5801.4081 | 319.7974 | 48 | 0.5253 | 0.64706 | 0.625 | 0.065285 | 3466 | 20
4819 | GANSNER 1101590690 | 103021101 | GANSNER 1101 | 590690 | TRUE | 383.2694 | 102.0304 | 4 | 1.0824 | 4.3215 | 1 | 0.065148 | 3587
10811 | STAFFORD 1101803535 | 43201101 | STAFFORD 1101 | 803535 | TRUE | 262.4984 | 262.4984 | 3 | 0.065634 | 0.14181 | 1 | 0.066431 | 3038
5982 | SAN RAFAEL 1107434 | 42011107 | SAN RAFAEL 1107 | 434 | TRUE | 1839.9407 | 49.2215 | 16 | 0.056969 | 0.13473 | 0.875 | 0.065231 | 3489
7562 | IGNACIO 1105784032 | 42481105 | IGNACIO 1105 | 784032 | TRUE | 974.4826 | 863.751 | 11 | 0 | 0 | 4.0909 | 0.066199 | 3170
5398 | HARTLEY 1101471 | 43211101 | HARTLEY 1101 | 471 | TRUE | 2001.813 | 0 | 16 | 0.0224 | 0.17981 | 0.875 | 0.06523 | 3491 | 14.95
8964 | MARIPOSA 2102527766 | 254452102 | MARIPOSA 2102 | 527766 | TRUE | 66.9649 | 66.9649 | 1 | 2.4292 | 10.6584 | 1 | 0.066432 | 2954
8147 | LAS GALLINAS A 1105648439 | 42991105 | LAS GALLINAS A 1105 | 648439 | TRUE | 225.8757 | 10.9115 | 3 | 0.2323 | 0.02323 | 1 | 0.065151 | 3571
1675 | CASTRO VALLEY 1111227862 | 14091111 | CASTRO VALLEY 1111 | 227862 | TRUE | 2810.7104 | 319.3369 | 26 | 3.242 | 7.1544 | 0.77366 | 0.065246 | 3481
9676 | PACIFICA 1103885952 | 22811103 | PACIFICA 1103 | 885952 | TRUE | 299.4502 | 283.4481 | 4 | 0.52434 | 0.92179 | 1 | 0.066111 | 3195
8421 | EL CERRITO G 1112779030 | 12501112 | EL CERRITO G 1112 | 779030 | TRUE | 1061.942 | 827.4759 | 11 | 0.20455 | 0.72595 | 1 | 0.066315 | 3145
2317 | VACAVILLE 1112CB | 63601112 | VACAVILLE 1112 | CB | TRUE | 5313.0282 | 378.608 | 52 | 0.055725 | 0.077567 | 0.58333 | 0.065199 | 3510
2187 | NEWBURG 1131CB | 192151131 | NEWBURG 1131 | CB | TRUE | 10978.5428 | 257.3233 | 91 | 0.045149 | 0.99243 | 0.64815 | 0.2391 | 2928 | 1
9839 | SAN RAFAEL 11073323 | 42011107 | SAN RAFAEL 1107 | 3323 | TRUE | 214.7286 | 214.7286 | 2 | 0 | 0 | 0 | 0.066431 | 3042 | 1
3598 | PAUL SWEET 210210290 | 83252102 | PAUL SWEET 2102 | 10290 | TRUE | 9277.251 | 4.572 | 75 | 0.027515 | 0.078334 | 0.26761 | 0.065164 | 3550
4104 | GREENBRAE 1103CB | 43091103 | GREENBRAE 1103 | CB | TRUE | 6661.6605 | 0 | 61 | 0.0036748 | 0.027531 | 0.10169 | 0.065151 | 3564 | 1
9040 | SAN RAFAEL 1101CB | 42011101 | SAN RAFAEL 1101 | CB | TRUE | 1531.5459 | 0 | 17 | 0 | 0.01354 | 0.2 | 0.065151 | 3566 | 1
9787 | ATASCADERO 1103395936 | 182541103 | ATASCADERO 1103 | 395936 | TRUE | 1081.2511 | 685.7662 | 6 | 0.0014749 | 2.4791 | 1 | 0.066004 | 3222
10084 | SAN RAFAEL 1106307651 | 42011106 | SAN RAFAEL 1106 | 307651 | TRUE | 416.3767 | 169.0436 | 4 | 0.47566 | 0.18213 | 1 | 0.065151 | 3569
10457 | ALTO 1124319320 | 42031124 | ALTO 1124 | 319320 | TRUE | 221.6252 | 210.6172 | 3 | 0 | 0.037611 | 1 | 0.065578 | 3340
9137 | BERKELEY F 1103620294 | 12061103 | BERKELEY F 1103 | 620294 | TRUE | 312.2722 | 249.6637 | 4 | 0.82024 | 0.50254 | 1 | 0.065468 | 3388
10199 | SALT SPRINGS 21023116 | 163692102 | SALT SPRINGS 2102 | 3116 | TRUE | 87.1475 | 87.1475 | 2 | 3.1195 | 11.8518 | 1 | 0.066431 | 3085
7887 | EAST QUINCY 1101782320 | 102551101 | EAST QUINCY 1101 | 782320 | TRUE | 606.8883 | 340.3108 | 5 | 1.0243 | 16.8971 | 1.8053 | 0.065662 | 3321
5305 | SAN RAFAEL 1105CB | 42011105 | SAN RAFAEL 1105 | CB | TRUE | 14121.4272 | 0 | 124 | 0.095056 | 0.035562 | 0.18966 | 0.065151 | 3576 | 1
3513 | FLORENCE 0401CR220 | 12690401 | FLORENCE 0401 | CR220 | TRUE | 2216.0779 | 325.3992 | 19 | 0 | 0 | 0 | 0.065417 | 3408 | 1
1380 | HARRIS 11084674 | 192431108 | HARRIS 1108 | 4674 | TRUE | 11266.4783 | 72.8 | 85 | 0.011641 | 0.037342 | 0.45238 | 0.065148 | 3604 | 1
3773 | RINCON 1104CB | 43321104 | RINCON 1104 | CB | TRUE | 3983.613 | 901.4332 | 34 | 0.36498 | 3.2708 | 0.70614 | 0.069389 | 2944 | 1
1047 | DOLAN ROAD 110122158 | 182381101 | DOLAN ROAD 1101 | 22158 | TRUE | 14506.5343 | 184.8198 | 119 | 0.29438 | 0.68208 | 0.36441 | 0.065158 | 3557 | 1
3074 | GANSNER 1101480328 | 103021101 | GANSNER 1101 | 480328 | TRUE | 859.3222 | 472.375 | 7 | 0.034766 | 3.9788 | 1 | 0.065698 | 3311
8914 | CLAYTON 2217CB | 12022217 | CLAYTON 2217 | CB | TRUE | 1021.9623 | 373.7851 | 8 | 0 | 0.013496 | 0.6 | 0.065148 | 3585
9870 | PUEBLO 2103253312 | 43292103 | PUEBLO 2103 | 253312 | TRUE | 698.8026 | 682.8006 | 2 | 0 | 0.005531 | 1 | 713.1431 | 1011
10448 | DOLAN ROAD 1101173702 | 182381101 | DOLAN ROAD 1101 | 173702 | TRUE | 213.4901 | 86.6803 | 3 | 0.4292 | 1.3501 | 1 | 0.065148 | 3599
6511 | PACIFICA 1103218962 | 22811103 | PACIFICA 1103 | 218962 | TRUE | 167.2894 | 86.3363 | 2 | 2.4535 | 4.3597 | 1 | 0.078474 | 2935
10670 | VACAVILLE 1111772224 | 63601111 | VACAVILLE 1111 | 772224 | TRUE | 126.2491 | 91.9583 | 2 | 0.2146 | 1.5469 | 1 | 0.06579 | 3275
5386 | CAROLANDS 040484797 | 24060404 | CAROLANDS 0404 | 84797 | TRUE | 2211.5607 | 66.6995 | 21 | 0.23783 | 0.81945 | 0.9 | 0.065331 | 3445 | 1
1724 | LAURELES 1112CB | 182371112 | LAURELES 1112 | CB | TRUE | 3818.0634 | 493.1815 | 38 | 0.51393 | 0.1866 | 1.1316 | 0.065215 | 3503 | 1
1512 | ATASCADERO 1102CB | 182541102 | ATASCADERO 1102 | CB | TRUE | 8168.5567 | 0 | 67 | 0.063922 | 0.063405 | 0.69697 | 0.065525 | 3359
9628 | SAN CARLOS 110436864 | 24181104 | SAN CARLOS 1104 | 36864 | TRUE | 910.3949 | 889.7222 | 10 | 0 | 0 | 0 | 0.066303 | 3147 | 1
757 | LAKEWOOD 1102CB | 13531102 | LAKEWOOD 1102 | CB | TRUE | 15331.9124 | 23.5925 | 121 | 0.070816 | 0.69027 | 0.14912 | 0.065159 | 3556 | 1
10987 | ECHO SUMMIT 1101CB | 158031101 | ECHO SUMMIT 1101 | CB | TRUE | 49.1761 | 49.1761 | 1 | 0.030973 | 1.9075 | 1 | 0.066431 | 3094 | 1
3692 | LAS GALLINAS A 1107554 | 42991107 | LAS GALLINAS A 1107 | 554 | TRUE | 4453.2978 | 52.9857 | 35 | 0.27629 | 0.088515 | 0.47059 | 0.065188 | 3524
7653 | WOOD 0401265211 | 13380401 | WOOD 0401 | 265211 | TRUE | 282.195 | 238.1693 | 4 | 0 | 0 | 0 | 0.065789 | 3282
4015 | DOLAN ROAD 11013012 | 182381101 | DOLAN ROAD 1101 | 3012 | TRUE | 22106.1049 | 301.9386 | 160 | 0.21637 | 1.5359 | 0.22881 | 0.065164 | 3551 | 1
6661 | HICKS 2103XR248 | 83432103 | HICKS 2103 | XR248 | TRUE | 2436.8191 | 0 | 22 | 0.019912 | 0.064725 | 0.055556 | 0.065147 | 3632
9871 | SARATOGA 1103709451 | 83371103 | SARATOGA 1103 | 709451 | TRUE | 302.4738 | 302.4738 | 5 | 0.53894 | 0.053894 | 0.6 | 0.066432 | 2951
3396 | SARATOGA 1107CB | 83371107 | SARATOGA 1107 | CB | TRUE | 15770.5803 | 273.8424 | 135 | 0 | 0.0030733 | 0.031008 | 0.065185 | 3529 | 1
5028 | PUEBLO 21031970 | 43292103 | PUEBLO 2103 | 1970 | TRUE | 6915.717 | 0 | 60 | 0.0044985 | 0.020918 | 0.18333 | 0.065151 | 3563 | 1
10928 | FORT ORD 21069656 | 182402106 | FORT ORD 2106 | 9656 | TRUE | 188.9883 | 188.9883 | 2 | 0.033186 | 1.9545 | 1 | 0.066432 | 2981
10430 | BELL 1107643778 | 152701107 | BELL 1107 | 643778 | TRUE | 406.3148 | 270.3051 | 4 | 0.39381 | 9.3323 | 1 | 0.06547 | 3381
9697 | DOLAN ROAD 1101882610 | 182381101 | DOLAN ROAD 1101 | 882610 | TRUE | 653.6335 | 228.3158 | 8 | 0.061394 | 0.57237 | 1 | 0.065308 | 3458
4492 | DEL MONTE 2103468158 | 182222103 | DEL MONTE 2103 | 468158 | TRUE | 1565.7596 | 826.6133 | 12 | 2.5251 | 18.1768 | 1.0004 | 0.065469 | 3384
8753 | HALF MOON BAY 1102650808 | 24101102 | HALF MOON BAY 1102 | 650808 | TRUE | 998.3572 | 843.3592 | 8 | 0.18308 | 1.4371 | 1 | 0.068808 | 2945
10659 | ECHO SUMMIT 110155262 | 158031101 | ECHO SUMMIT 1101 | 55262 | TRUE | 266.534 | 266.534 | 4 | 0.34513 | 3.0607 | 1 | 0.066431 | 3095 | 1
7343 | ATASCADERO 1101CB | 182541101 | ATASCADERO 1101 | CB | TRUE | 1686.9104 | 61.191 | 24 | 0.079948 | 0.013244 | 0.69565 | 0.065254 | 3478 | 1
3541 | SEACLIFF 0402558727 | 83500402 | SEACLIFF 0402 | 558727 | TRUE | 2270.5335 | 217.1494 | 22 | 0.6956 | 1.1322 | 0.90909 | 0.065381 | 3426
7420 | DEL MONTE 210342226 | 182222103 | DEL MONTE 2103 | 42226 | TRUE | 4032.3201 | 940.1806 | 32 | 0.34777 | 0.23027 | 0.64516 | 0.065308 | 3457
7115 | LAS GALLINAS A 1104309087 | 42991104 | LAS GALLINAS A 1104 | 309087 | TRUE | 645.6047 | 302.4969 | 6 | 0.036136 | 0.15103 | 1 | 0.065578 | 3341
5040 | TEMPLETON 2112238418 | 183052112 | TEMPLETON 2112 | 238418 | TRUE | 1291.252 | 331.2384 | 6 | 0 | 0 | 0 | 0.065361 | 3433
77 | ALTO 1124428 | 42031124 | ALTO 1124 | 428 | TRUE | 2739.6912 | 0 | 21 | 0.02086 | 0.039707 | 0.38095 | 0.065212 | 3505 | 1
288 | MORGAN HILL 2110XR326 | 83242110 | MORGAN HILL 2110 | XR326 | TRUE | 21948.0156 | 0 | 163 | 0 | 0 | 0 | 0.065147 | 3608 | 1
1912 | SANTA ROSA A 110439786 | 42151104 | SANTA ROSA A 1104 | 39786 | TRUE | 5442.5467 | 454.7368 | 44 | 0.34513 | 0.066571 | 0.62791 | 0.065245 | 3482 | 1
8382 | MORGAN HILL 2109XR246 | 83242109 | MORGAN HILL 2109 | XR246 | TRUE | 6374.5348 | 71.5932 | 61 | 0.024336 | 0.01586 | 0.081967 | 0.06519 | 3521
8657 | OCEANO 110376678 | 182601103 | OCEANO 1103 | 76678 | TRUE | 597.8557 | 88.7522 | 8 | 0.11643 | 0.012279 | 0.5 | 0.065468 | 3386 | 1
9058 | LOS GATOS 1101502026 | 82021101 | LOS GATOS 1101 | 502026 | TRUE | 1729.6385 | 180.5393 | 17 | 1.0848e-13 | 0.012025 | 0.23529 | 0.065374 | 3427
10450 | OAKLAND J 1102951816 | 12091102 | OAKLAND J 1102 | 951816 | TRUE | 539.1734 | 539.1734 | 6 | 2.1869 | 7.9797 | 1 | 0.066431 | 3112
3081 | SARATOGA 1103LC40 | 83371103 | SARATOGA 1103 | LC40 | TRUE | 2260.1219 | 26.7728 | 28 | 0 | 0 | 0 | 0.065193 | 3517 | 1
9781 | SAN LUIS OBISPO 1108903036 | 182631108 | SAN LUIS OBISPO 1108 | 903036 | TRUE | 576.6112 | 306.6437 | 5 | 0.1354 | 0.0067699 | 0.6 | 0.065404 | 3415
559 | PACIFICA 110266732 | 22811102 | PACIFICA 1102 | 66732 | TRUE | 3298.663 | 334.9483 | 23 | 0.010292 | 0.25977 | 0.82609 | 0.065259 | 3476 | 1
7812 | LUCERNE 11062355 | 43351106 | LUCERNE 1106 | 2355 | TRUE | 1676.4836 | 644.3598 | 13 | 0.77178 | 0.28169 | 1 | 0.065643 | 3325 | 1
9811 | PACIFICA 1103119798 | 22811103 | PACIFICA 1103 | 119798 | TRUE | 129.7041 | 129.7041 | 2 | 1.6903 | 14.6254 | 1.0022 | 0.066432 | 2975
10195 | ALTO 112081716 | 42031120 | ALTO 1120 | 81716 | TRUE | 406.7505 | 406.7505 | 5 | 0.13053 | 0.14181 | 1 | 0.066432 | 2971
8215 | GREENBRAE 1104107508 | 43091104 | GREENBRAE 1104 | 107508 | TRUE | 282.9574 | 0 | 2 | 0 | 0.049558 | 0.5 | 0.065151 | 3568
1635 | OAKLAND K 1101CR172 | 12101101 | OAKLAND K 1101 | CR172 | TRUE | 3350.0951 | 904.9661 | 30 | 0 | 0 | 0 | 0.065361 | 3434 | 1
8087 | SAN RAMON 2107MR441 | 14232107 | SAN RAMON 2107 | MR441 | TRUE | 350.4949 | 40.2016 | 8 | 0.016593 | 0.46065 | 0.5 | 0.065309 | 3456
7720 | SAN RAFAEL 1106764698 | 42011106 | SAN RAFAEL 1106 | 764698 | TRUE | 357.0375 | 133.4071 | 5 | 0.50442 | 0.025221 | 1 | 0.065407 | 3412
2670 | GREENBRAE 11037315 | 43091103 | GREENBRAE 1103 | 7315 | TRUE | 3607.614 | 0 | 32 | 0 | 0 | 0 | 0.065151 | 3567
6253 | FORT BRAGG A 110233064 | 42761102 | FORT BRAGG A 1102 | 33064 | TRUE | 5902.0297 | 0 | 49 | 0.21008 | 0.31847 | 0.57238 | 0.065148 | 3593
1730 | LOS GATOS 1101CB | 82021101 | LOS GATOS 1101 | CB | TRUE | 3679.779 | 47.6524 | 34 | 0 | 0 | 0 | 0.065185 | 3530 | 1
5067 | EL CERRITO G 1112BR178 | 12501112 | EL CERRITO G 1112 | BR178 | TRUE | 10667.1601 | 48.2003 | 93 | 0.17806 | 1.1283 | 1.2418 | 0.065161 | 3553 | 1
4550 | VALLEY VIEW 1106P176 | 14341106 | VALLEY VIEW 1106 | P176 | TRUE | 5384.4602 | 354.4687 | 44 | 0.30402 | 1.6467 | 1.9092 | 0.066098 | 3199 | 1
7024 | VIEJO 220292792 | 182852202 | VIEJO 2202 | 92792 | TRUE | 2338.4551 | 0 | 21 | 0.083228 | 0.67225 | 0.28571 | 0.065148 | 3598 | 1
8774 | TULUCAY 1101504524 | 42301101 | TULUCAY 1101 | 504524 | TRUE | 2446.524 | 610.0991 | 15 | 0 | 0 | 0 | 0.065322 | 3452
9561 | ATASCADERO 1101747522 | 182541101 | ATASCADERO 1101 | 747522 | TRUE | 1686.5664 | 412.9409 | 16 | 1.0748 | 1.5389 | 2.1875 | 0.065468 | 3390
7693 | SARATOGA 1103595689 | 83371103 | SARATOGA 1103 | 595689 | TRUE | 356.3825 | 44.7654 | 4 | 0 | 0 | 0 | 0.065468 | 3387
1201 | RINCON 1102640 | 43321102 | RINCON 1102 | 640 | TRUE | 6850.9553 | 0 | 56 | 0.0061062 | 0.0079912 | 0.32075 | 0.065185 | 3528 | 1
5121 | BURNEY 110237284 | 103311102 | BURNEY 1102 | 37284 | TRUE | 823.8475 | 303.068 | 15 | 1.1792 | 2.1315 | 0.80531 | 0.065918 | 3241
3124 | SAN RAFAEL 110648752 | 42011106 | SAN RAFAEL 1106 | 48752 | TRUE | 3375.7798 | 23.2085 | 28 | 0.38168 | 0.066273 | 0.96296 | 0.065151 | 3572 | 1
5812 | LAS GALLINAS A 11051218 | 42991105 | LAS GALLINAS A 1105 | 1218 | TRUE | 3546.1366 | 106.7452 | 28 | 0.33628 | 0.16358 | 0.92308 | 0.065197 | 3512 | 1
5928 | IGNACIO 110584764 | 42481105 | IGNACIO 1105 | 84764 | TRUE | 4092.9318 | 339.9136 | 33 | 0.17857 | 0.040771 | 0.45455 | 0.065268 | 3472
5926 | CASTRO VALLEY 1110CB | 14091110 | CASTRO VALLEY 1110 | CB | TRUE | 2059.8957 | 523.3275 | 23 | 0.36775 | 1.4784 | 1.6087 | 0.065538 | 3356
8452 | HARRIS 1108395498 | 192431108 | HARRIS 1108 | 395498 | TRUE | 792.3855 | 171.0291 | 8 | 0.005531 | 0.15631 | 1 | 0.065308 | 3459
8569 | IGNACIO 1105683542 | 42481105 | IGNACIO 1105 | 683542 | TRUE | 222.9115 | 222.9115 | 2 | 0 | 0 | 0 | 0.066431 | 3030
6289 | STAFFORD 1101405812 | 43201101 | STAFFORD 1101 | 405812 | TRUE | 695.3753 | 295.2493 | 7 | 0 | 0.0028761 | 2.1429 | 0.065517 | 3362
8541 | ROSSMOOR 1106L541R | 14161106 | ROSSMOOR 1106 | L541R | TRUE | 978.5878 | 0 | 11 | 0 | 0 | 0 | 0.065148 | 3586
3241 | OAKLAND K 1101CB | 12101101 | OAKLAND K 1101 | CB | TRUE | 3805.7329 | 538.4598 | 40 | 0.025387 | 0.0028706 | 0.025 | 0.065436 | 3400 | 1
8780 | SAN LUIS OBISPO 1108144690 | 182631108 | SAN LUIS OBISPO 1108 | 144690 | TRUE | 900.0003 | 418.942 | 10 | 0.56947 | 2.3773 | 1 | 0.075693 | 2936
10157 | CASTRO VALLEY 1108MR233 | 14091108 | CASTRO VALLEY 1108 | MR233 | TRUE | 1023.3374 | 370.9448 | 7 | 1.6985 | 8.7093 | 1.0019 | 0.065331 | 3447
10922 | PINECREST 0401CB | 163160401 | PINECREST 0401 | CB | TRUE | 22.2055 | 22.2055 | 1 | 1.3673 | 0.52611 | 1 | 0.066431 | 3088 | 14.95
1324 | SONOMA 11054456 | 42721105 | SONOMA 1105 | 4456 | TRUE | 8052.7827 | 0 | 62 | 0 | 0.00029015 | 0.065574 | 0.065151 | 3562 | 1
8419 | SAN CARLOS 1103785521 | 24181103 | SAN CARLOS 1103 | 785521 | TRUE | 292.996 | 109.0213 | 3 | 0 | 0 | 0 | 0.065575 | 3350
7382 | VIEJO 220235388 | 182852202 | VIEJO 2202 | 35388 | TRUE | 727.2974 | 517.0139 | 8 | 0.97207 | 0.25661 | 1 | 0.066111 | 3193 | 14.95
5265 | IGNACIO 1103CB | 42481103 | IGNACIO 1103 | CB | TRUE | 3068.5523 | 350.3296 | 34 | 0.066982 | 0.075198 | 0.86667 | 0.065226 | 3495
9102 | HICKS 1116733078 | 83431116 | HICKS 1116 | 733078 | TRUE | 567.873 | 551.871 | 7 | 0.020228 | 0.0020228 | 0.57143 | 0.066065 | 3206
199 | OAKLAND K 1103CB | 12101103 | OAKLAND K 1103 | CB | TRUE | 7954.9462 | 769.1621 | 66 | 0.0053021 | 0.027579 | 0.48438 | 0.065264 | 3474 | 1
8913 | WOOD 0401880795 | 13380401 | WOOD 0401 | 880795 | TRUE | 506.0077 | 163.9752 | 6 | 0 | 0 | 0 | 0.065147 | 3611
7811 | VIEJO 2203947314 | 182852203 | VIEJO 2203 | 947314 | TRUE | 2331.8511 | 461.4011 | 22 | 0.3779 | 0.084903 | 0.52381 | 0.065323 | 3451
8336 | OLEMA 110137074 | 42291101 | OLEMA 1101 | 37074 | TRUE | 506.0081 | 21.9456 | 6 | 3.7294 | 7.4559 | 1 | 0.065361 | 3435 | 1
5380 | CASTROVILLE 210436922 | 182352104 | CASTROVILLE 2104 | 36922 | TRUE | 8825.2123 | 0 | 37 | 0 | 0 | 0 | 0.065148 | 3595
6593 | FOOTHILL 1101798137 | 182951101 | FOOTHILL 1101 | 798137 | TRUE | 581.8228 | 68.0149 | 5 | 0.027434 | 0.2323 | 1 | 0.065404 | 3417
1687 | BIG MEADOWS 21012016 | 102812101 | BIG MEADOWS 2101 | 2016 | TRUE | 6829.6992 | 150.9724 | 65 | 0.038198 | 0.052994 | 0.12308 | 0.065188 | 3525 | 1
10145 | GREENBRAE 1104317890 | 43091104 | GREENBRAE 1104 | 317890 | TRUE | 125.8315 | 125.8315 | 2 | 8.4008e-14 | 0.015044 | 1 | 0.066431 | 3031
3009 | GREENBRAE 1102CB | 43091102 | GREENBRAE 1102 | CB | TRUE | 3469.4672 | 0 | 28 | 0 | 0.046154 | 0.11538 | 0.065151 | 3570 | 1
9193 | LOS GATOS 1106CB | 82021106 | LOS GATOS 1106 | CB | TRUE | 1170.6003 | 164.2523 | 11 | 0 | 0.022301 | 0.3 | 0.065497 | 3371 | 1
6430 | FORT BRAGG A 110465894 | 42761104 | FORT BRAGG A 1104 | 65894 | TRUE | 1441.6391 | 0 | 12 | 0.0012642 | 0.24074 | 1.9167 | 0.065148 | 3601
8372 | LAURELES 11122142 | 182371112 | LAURELES 1112 | 2142 | TRUE | 2588.0177 | 151.8851 | 26 | 0.29513 | 0.075166 | 1.2692 | 0.065246 | 3480 | 1
1560 | SANTA ROSA A 1104CB | 42151104 | SANTA ROSA A 1104 | CB | TRUE | 9581.6812 | 369.0017 | 76 | 0.030605 | 0.01494 | 0.18421 | 0.065241 | 3484 | 1
9790 | PAUL SWEET 2109680537 | 83252109 | PAUL SWEET 2109 | 680537 | TRUE | 1060.8184 | 362.7293 | 9 | 0.0078663 | 0.015462 | 0.66667 | 0.065433 | 3403
9764 | PACIFICA 1102512070 | 22811102 | PACIFICA 1102 | 512070 | TRUE | 481.613 | 279.6247 | 5 | 0.19735 | 2.6526 | 1 | 0.065661 | 3322
2547 | CASTRO VALLEY 1102MR204 | 14091102 | CASTRO VALLEY 1102 | MR204 | TRUE | 4739.0907 | 326.5252 | 46 | 0.46066 | 0.61927 | 1.1778 | 0.065259 | 3475
7145 | HICKS 111512494 | 83431115 | HICKS 1115 | 12494 | TRUE | 4190.5486 | 220.1167 | 35 | 0.00020113 | 0.014461 | 0.090909 | 0.065184 | 3532
970 | CAYUCOS 1102CB | 182551102 | CAYUCOS 1102 | CB | TRUE | 8504.0553 | 0 | 41 | 0 | 0 | 0 | 0.065147 | 3625 | 1
7960 | LOS GATOS 1101206248 | 82021101 | LOS GATOS 1101 | 206248 | TRUE | 893.3087 | 83.0039 | 10 | 0 | 0 | 0 | 0.065404 | 3414
10027 | PACIFICA 1103398620 | 22811103 | PACIFICA 1103 | 398620 | TRUE | 770.3641 | 758.0837 | 7 | 0.071429 | 0.026549 | 1 | 0.066248 | 3163
5327 | FAIRVIEW 2207CB | 13432207 | FAIRVIEW 2207 | CB | TRUE | 8128.5867 | 387.1496 | 57 | 0.20536 | 0.11865 | 0.77778 | 0.065193 | 3515 | 1
3180 | STAFFORD 110242542 | 43201102 | STAFFORD 1102 | 42542 | TRUE | 5717.1489 | 862.3483 | 52 | 0.09823 | 0.75358 | 0.86538 | 0.065348 | 3438 | 1
5609 | BURNEY 110297318 | 103311102 | BURNEY 1102 | 97318 | TRUE | 1594.8254 | 294.9732 | 18 | 0.40511 | 1.1878 | 1 | 0.065576 | 3346 | 1
10978 | ALTO 1124965060 | 42031124 | ALTO 1124 | 965060 | TRUE | 112.5171 | 99.6543 | 1 | 0 | 5.0304e-15 | 4.5475e-13 | 0.066431 | 3036
10767 | SAUSALITO 1102758798 | 42491102 | SAUSALITO 1102 | 758798 | TRUE | 68.038 | 53.2652 | 2 | 0 | 0.034956 | 1 | 0.065789 | 3289
2223 | PAUL SWEET 2109CB | 83252109 | PAUL SWEET 2109 | CB | TRUE | 18410.6369 | 20.7388 | 171 | 0.036259 | 0.045443 | 0.28859 | 0.065155 | 3560 | 1
4848 | VALLEY VIEW 1103P160 | 14341103 | VALLEY VIEW 1103 | P160 | TRUE | 10321.2013 | 0 | 96 | 0.098952 | 0.74866 | 0.2 | 0.065148 | 3582 | 14.95
1157 | MORAGA 1105116034 | 13801105 | MORAGA 1105 | 116034 | TRUE | 4982.0059 | 539.5091 | 41 | 0.35426 | 1.0518 | 0.85366 | 0.065278 | 3469
6537 | SNEATH LANE 110275844 | 22721102 | SNEATH LANE 1102 | 75844 | TRUE | 864.7167 | 272.6844 | 10 | 0 | 0.026106 | 0.4 | 0.065275 | 3470 | 1
5922 | SNEATH LANE 1101CB | 22721101 | SNEATH LANE 1101 | CB | TRUE | 1584.8668 | 745.3166 | 19 | 0.14901 | 0.080154 | 1 | 0.06535 | 3437 | 1
7536 | WILLITS 11021270 | 42661102 | WILLITS 1102 | 1270 | TRUE | 2454.7077 | 0 | 21 | 5.5423e-13 | 0.038768 | 1.619 | 0.06515 | 3579
6723 | VALLEY VIEW 1106P128 | 14341106 | VALLEY VIEW 1106 | P128 | TRUE | 4067.7934 | 190.9091 | 31 | 0.4987 | 1.498 | 2.1613 | 0.065272 | 3471 | 1
6528 | LAS GALLINAS A 1106206332 | 42991106 | LAS GALLINAS A 1106 | 206332 | TRUE | 973.8303 | 488.8653 | 7 | 0.079962 | 1.8383 | 1 | 0.072747 | 2939
3471 | LOS GATOS 110160136 | 82021101 | LOS GATOS 1101 | 60136 | TRUE | 6522.6172 | 0 | 57 | 0 | 0 | 0 | 0.065147 | 3622
1116 | SNEATH LANE 110168070 | 22721101 | SNEATH LANE 1101 | 68070 | TRUE | 3445.6939 | 373.7094 | 30 | 0.35686 | 0.23116 | 0.76667 | 0.065233 | 3488 | 1
9555 | IGNACIO 1103504941 | 42481103 | IGNACIO 1103 | 504941 | TRUE | 1025.616 | 663.24 | 6 | 0.1615 | 6.208 | 3.6667 | 0.065578 | 3339
4494 | VIEJO 22019704 | 182852201 | VIEJO 2201 | 9704 | TRUE | 4114.9938 | 786.5986 | 29 | 1.1773 | 0.51358 | 0.68966 | 0.065369 | 3429 | 11.22
4601 | HATTON 11022070 | 182291102 | HATTON 1102 | 2070 | TRUE | 3077.1707 | 843.4628 | 26 | 3.3733e-14 | 0.012624 | 0.92 | 0.065444 | 3398 | 1
10245 | GREENBRAE 1104972264 | 43091104 | GREENBRAE 1104 | 972264 | TRUE | 337.1983 | 0 | 4 | 0 | 0.063053 | 1 | 0.065151 | 3575
7268 | HICKS 1116203897 | 83431116 | HICKS 1116 | 203897 | TRUE | 1017.3713 | 367.9073 | 9 | 0 | 0.021386 | 0.22222 | 0.065433 | 3405
5472 | CHESTER 1101656108 | 103181101 | CHESTER 1101 | 656108 | TRUE | 1195.0984 | 838.7097 | 10 | 0.053097 | 0.68252 | 3.4 | 0.065918 | 3240
659 | EL CERRITO G 1112BR196 | 12501112 | EL CERRITO G 1112 | BR196 | TRUE | 5817.7228 | 0 | 51 | 0.26763 | 1.0286 | 1.2766 | 0.065172 | 3540 | 1
5991 | VIEJO 22019698 | 182852201 | VIEJO 2201 | 9698 | TRUE | 1062.5186 | 929.6624 | 10 | 0 | 0.065392 | 1.4 | 0.066303 | 3148 | 1
7179 | EL CERRITO G 111257953 | 12501112 | EL CERRITO G 1112 | 57953 | TRUE | 1217.1907 | 353.2769 | 11 | 0.32168 | 0.59878 | 1 | 0.065497 | 3370 | 1
5036 | FRANKLIN 1104CB | 13921104 | FRANKLIN 1104 | CB | TRUE | 8361.6686 | 466.2641 | 63 | 0.12039 | 0.16144 | 0.48333 | 0.065209 | 3507 | 1
6325 | LOS GATOS 1108CB | 82021108 | LOS GATOS 1108 | CB | TRUE | 1166.6657 | 0 | 15 | 0.13843 | 0.0070164 | 0.071429 | 0.065147 | 3617
6874 | LOS GATOS 1102CB | 82021102 | LOS GATOS 1102 | CB | TRUE | 7506.165 | 0 | 70 | 0 | 0 | 0 | 0.065147 | 3616 | 1
1424 | PACIFICA 1103CB | 22811103 | PACIFICA 1103 | CB | TRUE | 7799.5565 | 109.5296 | 62 | 0.4979 | 0.83784 | 0.25427 | 0.065188 | 3523 | 1
10000 | ALTO 1125781759 | 42031125 | ALTO 1125 | 781759 | TRUE | 264.5561 | 210.4887 | 4 | 0.091261 | 0.091261 | 0.75 | 0.065789 | 3288
254 | HICKS 1116CB | 83431116 | HICKS 1116 | CB | TRUE | 22837.5991 | 336.1648 | 165 | 0.13634 | 0.83201 | 0.1356 | 0.065178 | 3539 | 1
1238 | STAFFORD 11021019 | 43201102 | STAFFORD 1102 | 1019 | TRUE | 1173.8689 | 432.0709 | 10 | 0 | 0 | 0.5 | 0.065279 | 3468 | 1
10590 | CHESTER 1102546744 | 103181102 | CHESTER 1102 | 546744 | TRUE | 633.1716 | 428.8696 | 7 | 0.07775 | 3.0747 | 1 | 0.065882 | 3248
6891 | ALTO 1124994213 | 42031124 | ALTO 1124 | 994213 | TRUE | 860.1534 | 198.7798 | 8 | 0.44469 | 2.1576 | 1.0003 | 0.065311 | 3455
9434 | BERKELEY F 1105849701 | 12061105 | BERKELEY F 1105 | 849701 | TRUE | 220.6039 | 213.7724 | 2 | 0.0088496 | 0.11128 | 1 | 0.065789 | 3283
9394 | ALTO 1124884949 | 42031124 | ALTO 1124 | 884949 | TRUE | 693.01 | 312.7335 | 5 | 0.40487 | 3.4675 | 1.0004 | 0.065663 | 3319
4883 | LAS PULGAS 0401104588 | 24120401 | LAS PULGAS 0401 | 104588 | TRUE | 1238.8359 | 581.4114 | 11 | 0 | 0 | 0 | 0.065731 | 3301
8033 | MORAGA 110531512 | 13801105 | MORAGA 1105 | 31512 | TRUE | 3255.9931 | 0 | 29 | 0.0032659 | 0.042067 | 1.6207 | 0.065148 | 3589 | 47.64
2767 | EL CERRITO G 1112BR180 | 12501112 | EL CERRITO G 1112 | BR180 | TRUE | 3108.6276 | 675.0712 | 25 | 0.77343 | 0.18652 | 1.1304 | 0.065507 | 3367 | 20
349 | ALHAMBRA 1102CB | 14101102 | ALHAMBRA 1102 | CB | TRUE | 9244.1392 | 431.1151 | 75 | 0.22037 | 0.11089 | 0.71622 | 0.065217 | 3501 | 1
5900 | CHESTER 1102CB | 103181102 | CHESTER 1102 | CB | TRUE | 4463.0648 | 40.2966 | 38 | 0.024537 | 0.76228 | 0.81579 | 0.065182 | 3535 | 1
6024 | WOODSIDE 11028862 | 24251102 | WOODSIDE 1102 | 8862 | TRUE | 4562.4649 | 0 | 38 | 0 | 0 | 0 | 0.065147 | 3615 | 1
4122 | BURNEY 110257046 | 103311102 | BURNEY 1102 | 57046 | TRUE | 1135.0639 | 48.9091 | 12 | 0.16214 | 0.041435 | 1.3636 | 0.065362 | 3431
2110 | CASTRO VALLEY 1108MR205 | 14091108 | CASTRO VALLEY 1108 | MR205 | TRUE | 8740.8692 | 0 | 73 | 0.71672 | 1.2588 | 0.51389 | 0.065182 | 3534
8885 | EL CERRITO G 1110BR236 | 12501110 | EL CERRITO G 1110 | BR236 | TRUE | 850.4173 | 819.8964 | 7 | 0.15708 | 0.016999 | 0.28571 | 0.066065 | 3207 | 1
7598 | ALTO 1123820379 | 42031123 | ALTO 1123 | 820379 | TRUE | 298.2228 | 245.2911 | 2 | 1.0442 | 0.21748 | 1 | 0.066431 | 3032
1294 | VIEJO 2203573610 | 182852203 | VIEJO 2203 | 573610 | TRUE | 5029.4735 | 0 | 41 | 0.15952 | 0.047118 | 0.41026 | 0.065179 | 3538
2844 | SAN CARLOS 11039148 | 24181103 | SAN CARLOS 1103 | 9148 | TRUE | 6634.7635 | 0 | 51 | 0 | 0 | 0 | 0.065147 | 3618 | 1
469 | VIEJO 22039094 | 182852203 | VIEJO 2203 | 9094 | TRUE | 4020.7215 | 160.2742 | 32 | 0.00058997 | 0.019299 | 0.46667 | 0.065228 | 3493 | 1
7298 | VIEJO 22032634 | 182852203 | VIEJO 2203 | 2634 | TRUE | 2692.6366 | 0 | 23 | 0.80997 | 0.088111 | 1.3636 | 0.065148 | 3596 | 1
8157 | OAKLAND J 1105CR150 | 12091105 | OAKLAND J 1105 | CR150 | TRUE | 755.1885 | 348.5421 | 6 | 0 | 0.15327 | 1 | 0.065789 | 3290 | 1
7733 | FORT BRAGG A 1103CB | 42761103 | FORT BRAGG A 1103 | CB | TRUE | 3993.2278 | 151.4693 | 40 | 0.2614 | 0.59982 | 0.38462 | 0.06518 | 3537
9029 | MORGAN HILL 2105375239 | 83242105 | MORGAN HILL 2105 | 375239 | TRUE | 343.55 | 145.1624 | 4 | 1.51 | 0.090542 | 1 | 0.065468 | 3385
9198 | MORGAN HILL 2105345099 | 83242105 | MORGAN HILL 2105 | 345099 | TRUE | 497.3995 | 293.3262 | 5 | 0.45752 | 0.044381 | 1 | 0.065404 | 3416
1788 | BERKELEY F 0402502466 | 12060402 | BERKELEY F 0402 | 502466 | TRUE | 854.2839 | 226.0238 | 10 | 0 | 0.04 | 0.4 | 0.065532 | 3357
179 | EL CERRITO G 1108BR346 | 12501108 | EL CERRITO G 1108 | BR346 | TRUE | 11386.6089 | 0 | 102 | 0 | 0 | 0 | 0.065147 | 3620 | 1
1386 | PACIFICA 1103915474 | 22811103 | PACIFICA 1103 | 915474 | TRUE | 13475.5148 | 697.4237 | 98 | 0.26708 | 0.37946 | 1.0408 | 0.065213 | 3504
1210 | COTATI 110283200 | 42271102 | COTATI 1102 | 83200 | TRUE | 4654.5591 | 0 | 48 | 0 | 0 | 0 | 0.065158 | 3558
7453 | SNEATH LANE 110748338 | 22721107 | SNEATH LANE 1107 | 48338 | TRUE | 1760.6636 | 181.1517 | 17 | 0.19635 | 0.11668 | 0.76471 | 0.065147 | 3613 | 1
8851 | SAN CARLOS 1103888954 | 24181103 | SAN CARLOS 1103 | 888954 | TRUE | 504.7129 | 0 | 6 | 0 | 0 | 0 | 0.065147 | 3623
7417 | EL CERRITO G 1112209865 | 12501112 | EL CERRITO G 1112 | 209865 | TRUE | 1489.582 | 423.0102 | 11 | 0.3104 | 0.31029 | 1 | 0.065497 | 3369
45 | OAKLAND J 1105153228 | 12091105 | OAKLAND J 1105 | 153228 | TRUE | 6680.4391 | 463.496 | 54 | 0.081728 | 0.011917 | 0.098039 | 0.065195 | 3513 | 1
8437 | SWIFT 2109XR300 | 83392109 | SWIFT 2109 | XR300 | TRUE | 1391.3933 | 526.7556 | 14 | 0.16577 | 0.24237 | 0.78571 | 0.065331 | 3446 | 1
10517 | EL CERRITO G 1110173396 | 12501110 | EL CERRITO G 1110 | 173396 | TRUE | 265.7346 | 265.7346 | 3 | 0.94248 | 0.10199 | 1 | 0.066004 | 3220
9170 | SAN CARLOS 1103313472 | 24181103 | SAN CARLOS 1103 | 313472 | TRUE | 1178.1951 | 43.1608 | 9 | 0 | 0 | 0 | 0.06529 | 3465
9880 | IGNACIO 1103151462 | 42481103 | IGNACIO 1103 | 151462 | TRUE | 247.7748 | 247.7748 | 3 | 1.4108 | 0.13031 | 1 | 0.066005 | 3216
8103 | WOODSIDE 1102472928 | 24251102 | WOODSIDE 1102 | 472928 | TRUE | 1622.1027 | 124.8253 | 14 | 0 | 0 | 0 | 0.065331 | 3448
9441 | MORRO BAY 11013487 | 183011101 | MORRO BAY 1101 | 3487 | TRUE | 2909.578 | 0 | 20 | 0 | 0 | 0 | 0.065147 | 3626
5751 | FORT BRAGG A 1104CB | 42761104 | FORT BRAGG A 1104 | CB | TRUE | 4613.0306 | 118.7443 | 41 | 0.00078084 | 0.020159 | 0.425 | 0.065148 | 3592 | 1
8075 | ALTO 1124246034 | 42031124 | ALTO 1124 | 246034 | TRUE | 413.5355 | 202.2758 | 4 | 0 | 0 | 0 | 0.065471 | 3380
650 | OAKLAND J 1116CR328 | 12091116 | OAKLAND J 1116 | CR328 | TRUE | 7907.5061 | 956.1241 | 68 | 0.078125 | 0.015376 | 0.125 | 0.065298 | 3462
4873 | ALHAMBRA 110213333 | 14101102 | ALHAMBRA 1102 | 13333 | TRUE | 480.3389 | 70.7861 | 4 | 0 | 0.095852 | 1 | 0.065469 | 3382 | 1
5686 | MORRO BAY 1102V80 | 183011102 | MORRO BAY 1102 | V80 | TRUE | 3197.8948 | 222.7519 | 28 | 0.0062421 | 0.053168 | 0.85714 | 0.065193 | 3516
495 | BELMONT 11109090 | 24031110 | BELMONT 1110 | 9090 | TRUE | 4202.8057 | 0 | 38 | 0.12903 | 0.022738 | 0.19355 | 0.065147 | 3627
1032 | ALTO 1123CB | 42031123 | ALTO 1123 | CB | TRUE | 9405.5468 | 893.6462 | 84 | 0.073707 | 0.055756 | 1.3684 | 0.065258 | 3477 | 1
4356 | BELMONT 11038956 | 24031103 | BELMONT 1103 | 8956 | TRUE | 2231.1917 | 474.6132 | 18 | 0.25929 | 0.13442 | 0.8 | 0.065361 | 3432
3862 | GREENBRAE 1104751 | 43091104 | GREENBRAE 1104 | 751 | TRUE | 4384.8994 | 264.612 | 31 | 0.23401 | 0.36942 | 0.54839 | 0.065234 | 3487 | 1
3522 | CHESTER 1101CB | 103181101 | CHESTER 1101 | CB | TRUE | 8238.1953 | 128.9588 | 69 | 0.015219 | 0.06364 | 0.50725 | 0.065167 | 3548 | 1
1797 | BERKELEY F 1103BR110 | 12061103 | BERKELEY F 1103 | BR110 | TRUE | 5064.9775 | 0 | 45 | 0.18188 | 0.064497 | 0.52381 | 0.065147 | 3628 | 65.39
3110 | KIRKER 2104CB | 14452104 | KIRKER 2104 | CB | TRUE | 16910.3925 | 74.5132 | 140 | 0.00070032 | 0.095997 | 0.0071942 | 0.065612 | 3334
973 | DEL MONTE 110138582 | 182221101 | DEL MONTE 1101 | 38582 | TRUE | 8624.1276 | 853.8778 | 53 | 0.16957 | 3.7836 | 0.57817 | 0.065245 | 3483
72 | PACIFICA 11026783 | 22811102 | PACIFICA 1102 | 6783 | TRUE | 6579.5365 | 0 | 50 | 0.51813 | 0.99268 | 1.64 | 0.065147 | 3629 | 47.64
3828 | ALTO 1120500 | 42031120 | ALTO 1120 | 500 | TRUE | 5066.4275 | 426.2211 | 39 | 0.0047651 | 0.0038632 | 0.025641 | 0.065312 | 3454
3740 | BERKELEY F 0402CB | 12060402 | BERKELEY F 0402 | CB | TRUE | 2575.0657 | 47.0231 | 21 | 0 | 0 | 0 | 0.065147 | 3630 | 1
2665 | VALLEY VIEW 1105P190 | 14341105 | VALLEY VIEW 1105 | P190 | TRUE | 3318.5959 | 0 | 28 | 0.14823 | 0.49633 | 1.1429 | 0.065148 | 3590 | 1
62 | BAY MEADOWS 2102CB | 24012102 | BAY MEADOWS 2102 | CB | TRUE | 11158.113 | 159.3502 | 95 | 0 | 0.0011007 | 0.012346 | 0.065161 | 3554
3225 | VALLEY VIEW 1105CB | 14341105 | VALLEY VIEW 1105 | CB | TRUE | 7478.2552 | 0 | 59 | 0.0015749 | 0.034967 | 0.18644 | 0.06517 | 3542 | 1
1682 | OAKLAND J 1118CR198 | 12091118 | OAKLAND J 1118 | CR198 | TRUE | 8475.9687 | 515.4771 | 70 | 0.22753 | 0.046098 | 0.44828 | 0.065239 | 3486 | 1
6551 | EL CERRITO G 1111760530 | 12501111 | EL CERRITO G 1111 | 760530 | TRUE | 2038.4891 | 342.5788 | 13 | 1.2718 | 2.2205 | 2.0909 | 0.065542 | 3354
6961 | SAUSALITO 11021224 | 42491102 | SAUSALITO 1102 | 1224 | TRUE | 3249.7676 | 17.2769 | 29 | 0.047164 | 0.016512 | 0.76 | 0.065191 | 3519 | 1
2515 | EL CERRITO G 1113CB | 12501113 | EL CERRITO G 1113 | CB | TRUE | 6943.4772 | 158.1749 | 63 | 0.1809 | 0.39951 | 0.24138 | 0.065208 | 3508 | 1
3037 | EL CERRITO G 1108CB | 12501108 | EL CERRITO G 1108 | CB | TRUE | 11783.4703 | 4.3429 | 99 | 0 | 0 | 0 | 0.065147 | 3631 | 1
2758 | VALLEY VIEW 1105P124 | 14341105 | VALLEY VIEW 1105 | P124 | TRUE | 5089.5347 | 0 | 43 | 0.32236 | 0.19027 | 1 | 0.065148 | 3584 | 1
3672 | EDES 1112CB | 13681112 | EDES 1112 | CB | TRUE | 911.838 | 70.4619 | 16 | 0.2563 | 0.039755 | 0.30769 | 0.065227 | 3494 | 1
2376 | VIEJO 22049110 | 182852204 | VIEJO 2204 | 9110 | TRUE | 6943.3735 | 472.9116 | 58 | 0.38725 | 0.098044 | 0.8 | 0.06517 | 3544 | 1
552 | ALTO 112088190 | 42031120 | ALTO 1120 | 88190 | TRUE | 4658.7637 | 163.0348 | 34 | 0.011517 | 0.019384 | 0.14706 | 0.065223 | 3499 | 1
5498 | VIEJO 22049440 | 182852204 | VIEJO 2204 | 9440 | TRUE | 5507.5 | 123.7395 | 55 | 0 | 0.015372 | 0.17308 | 0.065171 | 3541
10655 | OCEANO 1104793774 | 182601104 | OCEANO 1104 | 793774 | TRUE | 378.8633 | 111.8888 | 3 | 0.12684 | 0.043363 | 1 | 0.065147 | 3633
4160 | EL CERRITO G 1110CB | 12501110 | EL CERRITO G 1110 | CB | TRUE | 4157.1829 | 423.1153 | 35 | 0.195 | 0.021102 | 0.34375 | 0.065184 | 3531 | 1
5087 | EDES 1112714759 | 13681112 | EDES 1112 | 714759 | TRUE | 1469.7626 | 361.9191 | 11 | 0.04103 | 0.13345 | 0.72727 | 0.065497 | 3372
2691 | BOSTON 0401CR242 | 13320401 | BOSTON 0401 | CR242 | TRUE | 7351.3672 | 499.489 | 59 | 0.016912 | 0.0017287 | 0.016949 | 0.065191 | 3520 | 1
5569 | MORRO BAY 1101CB | 183011101 | MORRO BAY 1101 | CB | TRUE | 3472.0335 | 0 | 28 | 0.22946 | 0.034735 | 0.82143 | 0.065147 | 3624 | 1
513 | OAKLAND J 1116CB | 12091116 | OAKLAND J 1116 | CB | TRUE | 30164.8941 | 0 | 253 | 0 | 0.0014695 | 0.0091743 | 0.065147 | 3612
4433 | MONTEREY 04012642 | 182090401 | MONTEREY 0401 | 2642 | TRUE | 3637.2616 | 0 | 28 | 0 | 0 | 0 | 0.065148 | 3594 | 1
8159 | SAN LUIS OBISPO 1103191498 | 182631103 | SAN LUIS OBISPO 1103 | 191498 | TRUE | 267.6915 | 189.8568 | 2 | 0 | 0 | 0 | 0.065789 | 3281
749 | WALDO 0401CB | 13350401 | WALDO 0401 | CB | TRUE | 6516.7767 | 0 | 56 | 0 | 0.0029932 | 0.058824 | 0.06517 | 3543 | 1
8960 | OCEANO 1104337754 | 182601104 | OCEANO 1104 | 337754 | TRUE | 259.7315 | 97.7177 | 3 | 0.00073746 | 0.093805 | 1 | 0.065147 | 3606
3316 | SAN LEANDRO U 1114501762 | 13111114 | SAN LEANDRO U 1114 | 501762 | TRUE | 2438.6275 | 775.0508 | 23 | 0.00057715 | 0.13586 | 0.26087 | 0.065482 | 3377
9297 | PACIFICA 1102934870 | 22811102 | PACIFICA 1102 | 934870 | TRUE | 804.8523 | 147.5524 | 7 | 0.0066372 | 0.13905 | 2.1429 | 0.065514 | 3365
3930 | SAN LEANDRO U 1109CR002 | 13111109 | SAN LEANDRO U 1109 | CR002 | TRUE | 1715.8521 | 269.8408 | 16 | 0.0018963 | 0.036536 | 0.42857 | 0.065308 | 3461 | 1
5801 | BELMONT 1110330790 | 24031110 | BELMONT 1110 | 330790 | TRUE | 714.0791 | 199.5624 | 8 | 0.016435 | 0.10869 | 1 | 0.065468 | 3389
915 | WALDO 0402CB | 13350402 | WALDO 0402 | CB | TRUE | 3475.548 | 0 | 27 | 0 | 0 | 0 | 0.065147 | 3610 | 1
472 | BANCROFT 0401CB | 13030401 | BANCROFT 0401 | CB | TRUE | 13277.3465 | 69.3073 | 103 | 6.0229e-15 | 2.1946e-14 | 1.8436e-14 | 0.065147 | 3609
4940 | BERKELEY T 0404CB | 12660404 | BERKELEY T 0404 | CB | TRUE | 1942.0349 | 0 | 20 | 0.07405 | 0.018818 | 0.058824 | 0.065211 | 3506
206 | PACIFICA 110252715 | 22811102 | PACIFICA 1102 | 52715 | TRUE | 6122.4469 | 0 | 60 | 0.045631 | 0.019434 | 1.8276 | 0.065147 | 3605
4875 | OCEANO 1105V48 | 182601105 | OCEANO 1105 | V48 | TRUE | 4125.7287 | 198.7298 | 39 | 0.0015317 | 0.0742 | 0.30769 | 0.06518 | 3536 | 1
1300 | BANCROFT 0402CB | 13030402 | BANCROFT 0402 | CB | TRUE | 7369.6347 | 597.2084 | 58 | 0.00066789 | 0.026908 | 0.16981 | 0.065191 | 3518 | 1
1186 | VIEJO 220436948 | 182852204 | VIEJO 2204 | 36948 | TRUE | 13534.0061 | 809.6273 | 109 | 0.064277 | 0.011022 | 0.15789 | 0.065183 | 3533
8981 | CASTRO VALLEY 1105132304 | 14091105 | CASTRO VALLEY 1105 | 132304 | TRUE | 1491.8996 | 118.6631 | 13 | 0 | 0 | 0 | 0.065147 | 3607
3358 | FORT BRAGG A 110436526 | 42761104 | FORT BRAGG A 1104 | 36526 | TRUE | 10589.2357 | 72.2645 | 84 | 0.019469 | 0.20672 | 0.30864 | 0.065163 | 3552 | 1
6760 | MORRO BAY 1101W04 | 183011101 | MORRO BAY 1101 | W04 | TRUE | 3941.4804 | 437.2441 | 26 | 0.011593 | 0.52535 | 0.32 | 0.065147 | 3634
11118 | DIABLO CANYON 1101CB | 189001101 | DIABLO CANYON 1101 | CB | TRUE | 0 | 0 | [5 empty] | 3635