## RESPONSE>>>
This page has been intentionally left blank>>>

## 4_Distribution
Category>>> | [15 empty] | SAIDI / SAIFI / MAIFI | [5 empty] | Veg Mgmt | [8 empty] | Covered Conductor | [8 empty] | Poles | [8 empty] | UG Conductors | [8 empty] | LiDAR Inspections |  |  | Detailed OH Inspections | [8 empty] | Sectionalization Devices
Request Item>>> | a | b | c | c1 | f | e | d | c2 | g | h |  |  |  | i | j | k | l | m | n | o | p | q | r | s | t | u | v | w | x | y | z | aa | bb | cc | dd | ee | ff | gg | hh | ii | jj | kk | ll | mm | nn | oo | pp | qq | rr | ss1 | ss2 | ss3 | tt1 | tt2 | tt3 | uu1 | uu2 | uu3 | vv | ww | xx | yy | zz | aaa | bbb | ccc | ddd | eee | fff | ggg
| Circuit Name | Circuit ID | Total Circuit Miles | Total OH Miles | Tier 3 OH Miles | Tier 2 OH Miles | Non-HFTD OH Miles | Total UG Miles | Nominal Voltage | Wildfire Risk Level | Rank | 2021 Wildfire Risk Level Equipment | 2021 Wildfire Risk Level EVM | Circuit SAIDI (System Average Interruption Duration Index) | Circuit SAIFI (System Average Interruption Frequency Index) | Circuit MAIFI (Momentary Average Interruption Frequency Index) | Miles of Enhanced Vegetation Management (EVM) in Non-HFTD Areas in 2020 | Miles of EVM Work in HFTD Tier 2 in 2020 | Miles of EVM Work in HFTD Tier 3 in 2020 | Miles of Routine Vegetation Management Work in Non-High-Fire Threat District (HFTD) Areas in 2020 | Miles of Routine Vegetation Management Work in HFTD Tier 2 in 2020 | Miles of Routine Vegetation Management Work in HFTD Tier 3 in 2020 | Miles of Covered Conductor Installed in Non-HFTD in 2018 | Miles of Covered Conductor Installed in Non-HFTD in 2019 | Miles of Covered Conductor Installed in Non-HFTD in 2020 | Miles of Covered Conductor Installed in HFTD Tier 2 in 2018 | Miles of Covered Conductor Installed in HFTD Tier 2 in 2019 | Miles of Covered Conductor Installed in HFTD Tier 2 in 2020 | Miles of Covered Conductor Installed in HFTD Tier 3 in 2018 | Miles of Covered Conductor Installed in HFTD Tier 3 in 2019 | Miles of Covered Conductor Installed in HFTD Tier 3 in 2020 | Number of Poles Replaced in Non-HFTD in 2018 | Number of Poles Replaced in Non-HFTD in 2019 | Number of Poles Replaced in Non-HFTD in 2020 | Number of Poles Replaced HFTD Tier 2 in 2018 | Number of Poles Replaced HFTD Tier 2 in 2019 | Number of Poles Replaced HFTD Tier 2 in 2020 | Number of Poles Replaced HFTD Tier 3 in 2018 | Number of Poles Replaced HFTD Tier 3 in 2019 | Number of Poles Replaced HFTD Tier 3 in 2020 | Miles of Underground Conductor Installation in Non-HFTD in 2018 | Miles of Underground Conductor Installation in Non-HFTD in 2019 | Miles of Underground Conductor Installation in Non-HFTD in 2020 | Miles of Underground Conductor Installation in HFTD Tier 2 in 2018 | Miles of Underground Conductor Installation in HFTD Tier 2 in 2019 | Miles of Underground Conductor Installation in HFTD Tier 2 in 2020 | Miles of Underground Conductor Installation in HFTD Tier 3 in 2018 | Miles of Underground Conductor Installation in HFTD Tier 3 in 2019 | Miles of Underground Conductor Installation in HFTD Tier 3 in 2020 | Land Survey: Miles of LiDAR Inspection in Non-HFTD in 2020 | EO: Miles of LiDAR Inspection in Non-HFTD in 2020 | VM: Miles of LiDAR Inspection in Non-HFTD in 2020 | Land Survey: Miles of LiDAR Inspection HFTD Tier 2 in 2020 | EO: Miles of LiDAR Inspection HFTD Tier 2 in 2020 | VM: Miles of LiDAR Inspection HFTD Tier 2 in 2020 | Land Survey: Miles of LiDAR Inspection HFTD Tier 3 in 2020 | EO: Miles of LiDAR Inspection HFTD Tier 3 in 2020 | VM: Miles of LiDAR Inspection HFTD Tier 3 in 2020 | Number of Detailed Overhead Inspections in Non-HFTD in 2020 | Number of Detailed Overhead Inspections HFTD Tier 2 in 2020 | Number of Detailed Overhead Inspections HFTD Tier 3 in 2020 | Number of Sectionalization Devices Installed in Non-HFTD in 2018 | Number of Sectionalization Devices Installed in Non-HFTD in 2019 | Number of Sectionalization Devices Installed in Non-HFTD in 2020 | Number of Sectionalization Devices Installed HFTD Tier 2 in 2018 | Number of Sectionalization Devices Installed HFTD Tier 2 in 2019 | Number of Sectionalization Devices Installed HFTD Tier 2 in 2020 | Number of Sectionalization Devices Installed HFTD Tier 3 in 2018 | Number of Sectionalization Devices Installed HFTD Tier 3 in 2019 | Number of Sectionalization Devices Installed HFTD Tier 3 in 2020
| BOGARD 1101 | 103301101 | 0.8456 | 0.50052 |  | 0.50052 |  | 0.34507 | 12kV | -0.00036352 | 779 | 0.019049 | 2.6759e-05 | 0 | 0 | 0 |  |  |  |  | 0.50052
| ANTELOPE 1101 | 252021101 | 39.8779 | 39.8299 |  | 0.89988 | 38.9301 | 0.047966 | 12kV | 0 | 763 | 1.6578 | N/A | 359.7 | 1.101 | 0 |  |  |  | 38.9301 | 0.89988 | [40 empty] | 1 |  | 4
| CAL WATER 1102 | 255451102 | 65.285 | 26.3919 |  | 3.7144 | 22.6775 | 38.8931 | 12kV | 0 | 763 | 1.3268 | 0.033432 | 86.4 | 1.028 | 0 |  |  |  | 22.6775 | 3.7144 | [19 empty] | 0.57235 | 0.65255 | 0.0072181 | [18 empty] | 4 | 18
| CHOLAME 2102 | 182562102 | 217.7274 | 215.4834 |  | 59.2811 | 156.2023 | 2.244 | 12kV | 0 | 763 | 15.7535 | 2.4889 | 544.9 | 2.982 | 10.013 | 217.7274 | 11.5476 | 217.7274 | 156.2023 | 59.2811 | [19 empty] | 0.014741 |  | 0.17443 | [18 empty] | 5 | 4 | 12
| CORTINA 1101 | 063121101 | 77.6079 | 76.5921 |  | 1.3303 | 75.2618 | 1.0157 | 12kV | 0 | 763 | 0.70779 | 0.040868 | 27.7 | 0.133 | 0.491 |  |  |  | 75.2618 | 1.3303 | [37 empty] | 380 |  |  | 15 |  | 3
| CUYAMA 1103 | 253141103 | 80.1715 | 79.4449 |  | 2.5774 | 76.8675 | 0.72666 | 12kV | 0 | 763 | 0.20251 | 0.00039992 | 310.1 | 1.064 | 1.008 |  |  |  | 76.8675 | 2.5774 | [10 empty] | 1 | [8 empty] | 0.55098 |  | 0.014755 | [18 empty] | 9 | 5 | 2
| GONZALES 1101 | 182131101 | 34.5461 | 25.8672 |  | 3.8372 | 22.0299 | 8.6789 | 12kV | 0 | 763 | 0.77477 | 0.00018099 | 66.7 | 2.034 | 0.038 |  |  |  | 22.0299 | 3.8372 | [21 empty] | 0.068659 |  | 0.0027862 | [16 empty] | 1 | 8 | 3 |  | 2
| GONZALES 1104 | 182131104 | 54.8239 | 54.252 |  | 0.70601 | 53.5459 | 0.57195 | 12kV | 0 | 763 | 0.1257 | N/A | 867.9 | 2.438 | 0.438 |  |  |  | 53.5459 | 0.70601 | [12 empty] | 1 | [6 empty] | 0.067871 |  | 0.012517 | [18 empty] | 9 | 6 | 9
| HOLLISTER 2105 | 182492105 | 197.6356 | 163.3429 |  | 64.3598 | 98.9831 | 34.2926 | 12kV | 0 | 763 | 0.63157 | 0.0039996 | 151.9 | 1.312 | 1.286 |  |  |  | 98.9831 | 64.3598 |  |  | 0.018794 |  |  | 0.34628 | [7 empty] | 2 | 1 |  |  |  |  | 0.91921 | 0.8385 | 1.2693 | [15 empty] | 118 |  |  | 10 | 8 | 11 |  | 4 | 2
| KERN OIL 1106 | 252721106 | 47.0673 | 42.7044 |  | 1.2788 | 41.4256 | 4.3629 | 12kV | 0 | 763 | 0.75438 | N/A | 52.4 | 0.277 | 1.043 | 0.42632 | 1.38 | 47.0673 | 41.4256 | 1.2788 | [12 empty] | 3 | [8 empty] | 0.0065019 | [15 empty] | 2 |  |  |  | 3 | 5
| LAMONT 1102 | 253911102 | 70.3441 | 69.2794 |  | 1.3209 | 67.9585 | 1.0647 | 12kV | 0 | 763 | 0.28934 | N/A | 229.4 | 2.73 | 5.062 |  |  |  | 67.9585 | 1.3209 | [12 empty] | 4 | [6 empty] | 0.015045 |  | 0.0066699 | [15 empty] | 182 |  |  | 4 | 2 | 3
| LOGAN CREEK 2102 | 103142102 | 243.1157 | 240.6666 |  | 3.4777 | 237.1889 | 2.4491 | 21kV | 0 | 763 | 2.2206 | 0.33546 | 316.3 | 2.515 | 5.143 |  |  |  | 237.1889 | 3.4777 | [10 empty] | 5 | 6 | 2 | [6 empty] | 0.073616 |  | 0.0080922 | [18 empty] | 5 | 4 | 9
| LOS MOLINOS 1101 | 103481101 | 57.1655 | 55.7958 |  | 0.18929 | 55.6065 | 1.3697 | 12kV | 0 | 763 | 0.35827 | N/A | 185.2 | 2.442 | 6.913 |  |  |  | 55.6065 | 0.18929 | [28 empty] | ss2: 1.9935 | [5 empty] | 4
| MADISON 2101 | 063172101 | 176.418 | 166.9546 |  | 4.7843 | 162.1703 | 9.4634 | 21kV | 0 | 763 | 4.9684 | 0.17918 | 1193.4 | 4.924 | 4.337 |  |  |  | 162.1703 | 4.7843 | [12 empty] | 1 | [6 empty] | 0.092627 | 0.040954 | 0.015726 | [15 empty] | 1443 | 40 |  | 10 | 9 | 31
| SISQUOC 1103 | 182811103 | 51.4766 | 50.5621 | 24.5542 | 3.308 | 22.6998 | 0.91453 | 12kV | 0 | 763 | 7.4509 | 0.092128 | 821.6 | 3.787 | 0 |  |  |  | 22.6998 | 3.308 | 24.5542 | [18 empty] | 0.0064681 | [8 empty] | ss2: 22.5448 | 184 | 29 | 408 | 1 | 7 | [5 empty] | 3
| STONE CORRAL 1108 | 252921108 | 76.9885 | 76.3626 |  | 1.8555 | 74.5071 | 0.62586 | 12kV | 0 | 763 | 5.7148 | 0.043472 | 205.7 | 1.093 | 4.127 |  |  |  | 74.5071 | 1.8555 | [12 empty] | 1 | [7 empty] | 0.012437 | [19 empty] | 3 | 2 | 4 | 1
| STONE CORRAL 1110 | 252921110 | 62.9202 | 62.6192 |  | 1.9087 | 60.7105 | 0.30101 | 12kV | 0 | 763 | 1.403 | 0.073582 | 12.6 | 0.086 | 2.235 |  |  |  | 60.7105 | 1.9087 | [21 empty] | 0.0065105 | [18 empty] | 4 | 6 | 8
| HIGGINS 1108 | 152691108 | 0.02041 | 0.02041 |  |  | 0.02041 | 0 | 12kV | 3.7332e-16 | 762 | N/A | N/A | 63.8 | 0.241 | 0 |  |  |  | 0.02041
| PLACERVILLE 1109 | 153081109 | 13.2473 | 11.0491 |  | 10.7654 | 0.28372 | 2.1982 | 12kV | 3.9196e-16 | 761 | 2.1275 | N/A | 39.3 | 0.315 | 0 |  |  |  | 0.28372 | 10.7654 | [37 empty] | 2 | 1 |  |  |  | 2 |  | 7
| FLINT 1102 | 152531102 | 0.072455 | 0.072455 |  | 0.072455 |  | 0 | 12kV | 5.0839e-16 | 760 | 4.436e-05 | N/A | 7.2 | 0.095 | 0.092 |  |  |  |  | 0.072455
| HOLLISTER 2104 | 182492104 | 138.8928 | 122.9172 |  | 6.1458 | 116.7714 | 15.9756 | 21kV | 0.0010282 | 759 | 0.93473 | 0.00010892 | 330.7 | 2.94 | 1.476 |  |  |  | 116.7714 | 6.1458 | [19 empty] | 0.12171 | 0.055714 |  | 0.0043485 | [14 empty] | 1120 |  |  | 7 | 4 | 9 | 1
| MC ARTHUR 1101 | 103491101 | 187.6136 | 177.7386 |  | 63.4777 | 114.2609 | 9.8749 | 12kV | 0.0011423 | 758 | 3.8107 | 0.08945 | 274.2 | 1.213 | 3.865 |  |  |  | 114.2609 | 63.4777 | [13 empty] | 2 | [5 empty] | 0.0056281 | [8 empty] | ss2: 0.62914 | 113 | 163 |  |  | 10 |  | 2
| SAN ARDO 1101 | 182191101 | 56.4847 | 56.1871 |  | 2.715 | 53.4721 | 0.29756 | 12kV | 0.0065219 | 757 | 0.36517 | 0.00086575 | 293.7 | 1.639 | 0.981 |  |  |  | 53.4721 | 2.715 | [40 empty] | 1 | 2 | 10
| SPAULDING 1101 | 152251101 | 25.8723 | 24.1271 | 1.1904 | 19.686 | 3.2507 | 1.7452 | 12kV | 0.0070739 | 756 | 2.1884 | 0.0398 | 1783.5 | 4.018 | 1.232 |  |  |  | 3.2507 | 19.686 | 1.1904 | [20 empty] | 0.0029436 | [16 empty] | 72 | 43 |  |  | 1 | 1 | 2 | 3 | 2
| BRUNSWICK 1107 | 152481107 | 23.5672 | 19.4768 | 3.1612 | 5.6648 | 10.6508 | 4.0903 | 12kV | 0.0072194 | 755 | 0.28932 | 0.011317 | 3.9 | 0.02 | 0.041 |  |  |  | 10.6508 | 5.6648 | 3.1612 | [14 empty] | 1 |  |  |  | 0.0056101 | 0.13053 |  |  |  | 0.0033085 | 0.015023 |  |  | ss2: 8.4152 | 117 | 102 | 143 | 1 | 7 | 5 | 1 |  | 1 | 2
| EEL RIVER 1103 | 192381103 | 60.9065 | 59.6987 |  | 3.0503 | 56.6484 | 1.2078 | 12kV | 0.0099458 | 754 | 0.038001 | 1.5374e-05 | 53.7 | 0.478 | 1.176 | 0.094448 | 2.2035 | 60.9065 | 56.6484 | 3.0503 | [28 empty] | ss2: 23.7118 | 994 |  |  | 1 | 2 | 10
| PIT NO 3 2101 | 103732101 | 52.4467 | 48.6541 |  | 47.6265 | 1.0277 | 3.7926 | 12kV | 0.010219 | 753 | 0.39831 | 0.071313 | 209 | 1.908 | 0.526 |  |  |  | 1.0277 | 47.6265 | [28 empty] | ss2: 0.43 | 20 | 1021 |  |  |  |  | 1 | 2
| MAXWELL 1105 | 062881105 | 90.6533 | 88.667 |  | 3.9182 | 84.7488 | 1.9863 | 12kV | 0.014972 | 752 | 6.6112 | 0.51865 | 154.3 | 1.343 | 0.479 |  |  |  | 84.7488 | 3.9182 | [10 empty] | 2 | [26 empty] | 18 |  |  | 3
| RAWSON 1103 | 103531103 | 53.9545 | 39.9308 |  | 2.8183 | 37.1125 | 14.0237 | 12kV | 0.015438 | 751 | 2.8474 | 0.10414 | 81.6 | 1.384 | 2.112 |  |  |  | 37.1125 | 2.8183 | [12 empty] | 2 | [6 empty] | 0.021292 | [8 empty] | ss2: 20.9741 |  |  |  | 8 | 1 | 4
| JOLON 1103 | 182981103 | 19.0376 | 18.5415 |  | 11.0725 | 7.4689 | 0.49614 | 12kV | 0.016268 | 750 | 6.5613 | 0.003332 | 377.8 | 1.235 | 0 |  |  |  | 7.4689 | 11.0725 | [14 empty] | 2 | [6 empty] | 0.045091 | [20 empty] | 1
| MC ARTHUR 1102 | 103491102 | 32.2739 | 30.3153 |  | 1.1126 | 29.2027 | 1.9586 | 12kV | 0.016637 | 749 | 1.0975 | 0.048146 | 139.5 | 0.613 | 3.056 |  |  |  | 29.2027 | 1.1126 | [28 empty] | ss2: 15.53 | [5 empty] | 4
| BOSTON 0401 | 013320401 | 4.6444 | 4.5778 |  | 0.20548 | 4.3723 | 0.066579 | 4.16kV | 0.019879 | 748 | 4.7517e-05 | N/A | 47.9 | 0.139 | 1 |  |  |  | 4.3723 | 0.20548 | [10 empty] | 1 | [26 empty] | 25 |  |  | 1 | 1 | 2
| PIT NO 7 1101 | 103501101 | 2.7078 | 2.7078 |  | 2.7078 |  | 0 | 12kV | 0.02021 | 747 | 0.18246 | 0.20679 | 0 | 0 | 4 |  |  |  |  | 2.7078 | [45 empty] | 1
| NARROWS 2104 | 153132104 | 0.028059 | 0.0028409 |  | 0.0028409 |  | 0.025218 | 21kV | 0.020967 | 746 | 0.20132 | N/A | 201.2 | 2.889 | 0.788 |  |  |  |  | 0.0028409
| POTTER VALLEY P H 1104 | 042281104 | 18.8905 | 18.8095 | 0.31504 | 4.3887 | 14.1058 | 0.080979 | 12kV | 0.024655 | 745 | 37.8653 | 1.8101 | 88.8 | 1.042 | 2 |  |  |  | 14.1058 | 4.3887 | 0.31504 | [10 empty] | 1 | [8 empty] | 0.010394 |  | 0.028409 | [5 empty] | ss2: 12.3301 | 348 | 34 | 8 |  | 3 |  | 1
| TRIDAM POWERHOUSE 2101 | 168152101 | 0.4996 | 0.050328 | 0.050328 |  |  | 0.44927 | 21kV | 0.025388 | 744 | 2.2433e-05 | N/A | 0 | 0 | 0 | [5 empty] | 0.050328 | [38 empty] | 2
| TRES PINOS 1111 | 183221111 | 33.8389 | 32.8555 |  | 0.0063994 | 32.8491 | 0.98337 | 12kV | 0.026542 | 743 | 0.19963 | N/A | 27.6 | 0.199 | 3 |  |  |  | 32.8491 | 0.0063994 | [41 empty] | 3
| DIAMOND SPRINGS 1104 | 152261104 | 22.4731 | 18.1108 | 7.5046 | 4.9136 | 5.6927 | 4.3623 | 12kV | 0.027421 | 742 | 5.3 | 0.12638 | 35.8 | 0.294 | 0 |  |  |  | 5.6927 | 4.9136 | 7.5046 | [18 empty] | 0.022136 | [17 empty] | 99 | 99 | 244 | 2 | 2 | 5 | [5 empty] | 2
| FORT ORD 2107 | 182402107 | 33.3133 | 19.3629 |  | 3.8101 | 15.5528 | 13.9503 | 12kV | 0.029791 | 741 | 0.20079 | 4.5031e-06 | 287.8 | 1.248 | 0.741 |  |  |  | 15.5528 | 3.8101 | [19 empty] | 0.0040951 | 0.098732 | 0.51528 | [15 empty] | 169 |  |  | 2 | 3 | 1
| FORT ORD 2106 | 182402106 | 50.0318 | 24.7514 |  | 2.2305 | 22.5209 | 25.2804 | 12kV | 0.030294 | 740 | 0.02213 | 1.2096e-06 | 37.8 | 0.336 | 0 |  |  |  | 22.5209 | 2.2305 | [19 empty] | 1.473 | 0.25593 |  | 1.1419 | [14 empty] | 69 |  |  | 12 | 1 | 1 | 6
| LOS OSITOS 2102 | 182082102 | 52.1187 | 51.8845 |  | 3.4606 | 48.4239 | 0.23422 | 21kV | 0.030509 | 739 | 0.088124 | 1.4564e-05 | 92.6 | 0.352 | 0 |  |  |  | 48.4239 | 3.4606 | [12 empty] | 1 | [27 empty] | 4 | 4 | 7
| OROSI 1102 | 252841102 | 34.8836 | 34.8772 |  | 0.67297 | 34.2043 | 0.0063424 | 12kV | 0.031216 | 738 | 0.060809 | N/A | 14.5 | 0.084 | 0.016 |  |  |  | 34.2043 | 0.67297 | [41 empty] | 2
| CLAY 1102 | 163341102 | 2.1166 | 2.0954 |  | 0.82654 | 1.2688 | 0.021197 | 12kV | 0.032116 | 737 | 1.6191 | 0.0095983 | 280.5 | 1.5 | 1 | 0.080607 | 0.46176 | 2.1166 | 1.2688 | 0.82654
| LOS COCHES 1101 | 182151101 | 30.6543 | 30.3559 |  | 2.3225 | 28.0334 | 0.29843 | 12kV | 0.033538 | 736 | 0.23178 | N/A | 51.7 | 0.289 | 1.007 |  |  |  | 28.0334 | 2.3225 | [19 empty] | 0.011553 | [17 empty] | 15 |  |  | 3 |  | 3
| HIGHLANDS 1101 | 043361101 | 0.026409 | 0.026409 |  | 0.026409 |  | 0 | 12kV | 0.033974 | 735 | 6.536e-06 | N/A | 75.5 | 0.16 | 1.597 |  |  |  |  | 0.026409
| SOLEDAD 1114 | 182051114 | 28.1695 | 18.5951 |  | 1.0669 | 17.5282 | 9.5743 | 12kV | 0.034073 | 734 | 0.086994 | 1.1231e-06 | 41.3 | 0.498 | 4.297 |  |  |  | 17.5282 | 1.0669 | [11 empty] | 1 | 2 | [8 empty] | 0.12324 | [15 empty] | 552 |  |  | 1 | 4 | 11
| CMC 1102 | 183111102 | 0.44493 | 0.44493 |  | 0.44493 |  | 0 | 12kV | 0.034455 | 733 | 0.39953 | N/A | 313.3 | 2.925 | 0.813 |  |  |  |  | 0.44493
| POSO MOUNTAIN 2104 | 253642104 | 13.187 | 12.6798 |  | 8.1901 | 4.4897 | 0.5072 | 21kV | 0.03596 | 732 | 16.0769 | 0.086852 | 0 | 0 | 1.167 |  |  |  | 4.4897 | 8.1901
| PANOCHE 1103 | 253671103 | 128.0664 | 122.283 |  | 43.7923 | 78.4907 | 5.7834 | 12kV | 0.03599 | 731 | 0.66368 | 0.0010001 | 348.4 | 2.085 | 1.697 |  |  |  | 78.4907 | 43.7923 | [6 empty] | 0.022604 |  |  |  |  | 1 | 51 | [6 empty] | 0.097287 | 0.35356 | 1.5683 | [15 empty] | 348 |  |  | 2 | 8 | 15 |  |  | 1
| SOLEDAD 2101 | 182052101 | 105.0346 | 89.4137 |  | 22.4144 | 66.9993 | 15.6209 | 12kV | 0.036587 | 730 | 0.063856 | 6.451e-06 | 164 | 0.804 | 0.999 |  |  |  | 66.9993 | 22.4144 | [12 empty] | 2 | [6 empty] | 1.7121 |  | 1.2914 | [15 empty] | 167 |  |  | 17 | 12 | 35
| RESERVATION ROAD 1102 | 182731102 | 84.8208 | 58.8595 |  | 19.1691 | 39.6904 | 25.9613 | 12kV | 0.03692 | 729 | 0.48958 | 0.011352 | 156.5 | 2.386 | 0.209 |  |  |  | 39.6904 | 19.1691 | [19 empty] | 0.18653 |  | 0.16346 |  |  | 0.0069027 | [12 empty] | 18 |  |  | 6 |  | 3 |  | 2 | 5
| WILLOW PASS 1101 | 013911101 | 20.5035 | 7.0599 |  | 1.1237 | 5.9361 | 13.4437 | 12kV | 0.037265 | 728 | 1.6859 | 0.0067338 | 222.9 | 2.212 | 1 |  |  |  | 5.9361 | 1.1237 | [10 empty] | 1 | [8 empty] | 0.0032804 | 0.050248 | [19 empty] | 1 |  |  |  |  | 3
| COVELO 1101 | 043061101 | 121.6919 | 120.6993 |  | 17.5263 | 103.173 | 0.99261 | 12kV | 0.038751 | 727 | 3.8033 | 0.0050437 | 532 | 1.799 | 1.176 |  |  |  | 103.173 | 17.5263 | [10 empty] | 1 |  | 2 | [7 empty] | 0.025962 |  | 0.022878 | [5 empty] | ss2: 3.4211 |  |  |  | 5 | 5 | 17 | 1
| TOCALOMA 0241 | 043150241 | 0.031224 | 0.031224 |  | 0.031224 |  | 0 | 4.16kV | 0.040732 | 726 | 0.013124 | 0.0015073 | 556 | 1.547 | 2.969 |  |  |  |  | 0.031224
| GONZALES 1103 | 182131103 | 8.7104 | 6.6992 |  |  | 6.6992 | 2.0112 | 12kV | 0.040892 | 725 | N/A | 1.1589e-05 | 68.3 | 1.174 | 2.053 |  |  |  | 6.6992 | [20 empty] | 0.15796 | 0.0044534 | [19 empty] | 4 | 3
| SISQUOC 1102 | 182811102 | 122.0441 | 117.7536 | 31.2259 | 21.099 | 65.4286 | 4.2905 | 12kV | 0.041108 | 724 | 9.9606 | 0.082313 | 180.2 | 0.713 | 1.253 | 122.0441 | 0.62537 | 1.4723 | 65.4286 | 21.099 | 31.2259 | [20 empty] | 0.026806 | [6 empty] | ss2: 65.4286 | 62 | 17 | 210 | 1 | 3 | 1 | 1
| LINCOLN 1101 | 153701101 | 69.2491 | 52.5068 |  | 16.071 | 36.4358 | 16.7423 | 12kV | 0.043222 | 723 | 13.1011 | 5.688 | 66.1 | 0.55 | 0.105 |  |  |  | 36.4358 | 16.071 | [11 empty] | 1 |  |  |  | 2 |  |  |  |  | 0.0096381 | 0.14834 |  |  | 0.76902 |  |  |  | ss2: 33.06 | 611 |  |  | 5 | 4 | 9 |  |  | 19
| VINEYARD 2110 | 014502110 | 70.2595 | 11.2033 |  | 5.9045 | 5.2989 | 59.0562 | 21kV | 0.044138 | 722 | 5.9222 | 0.35687 | 60 | 1.006 | 1.994 |  |  |  | 5.2989 | 5.9045 | [19 empty] | 0.70433 |  | 0.046818 | [15 empty] | 1 | 87 |  | 17 |  | 5 | 1 | 1 | 6
| GARBERVILLE 1103 | 192221103 | 3.488 | 2.2293 |  | 0.47814 | 1.7512 | 1.2587 | 12kV | 0.04722 | 721 | 0.039451 | 0.033644 | 195.8 | 2.024 | 0 |  |  |  | 1.7512 | 0.47814 | [19 empty] | 0.002113 | [8 empty] | ss2: 1.28 |  |  |  | 2
| WISE 1101 | 152271101 | 23.9662 | 13.4791 |  | 5.6633 | 7.8158 | 10.4871 | 12kV | 0.047901 | 720 | 2.0635 | 0.17201 | 591.2 | 1.049 | 0 |  |  |  | 7.8158 | 5.6633 | [42 empty] | 3 | 1
| HOLLISTER 2102 | 182492102 | 111.1819 | 108.4295 |  | 27.7797 | 80.6499 | 2.7524 | 21kV | 0.04827 | 719 | 5.2359 | 0.0069836 | 234.7 | 2.804 | 3.878 |  |  |  | 80.6499 | 27.7797 | [19 empty] | 0.0079375 | [17 empty] | 526 |  |  | 10 | 5 | 11 | 1 | 1
| RED BLUFF 1103 | 103541103 | 45.6661 | 37.9538 |  | 16.7875 | 21.1663 | 7.7123 | 12kV | 0.04992 | 718 | 12.2083 | 10.2496 | 41.3 | 1.29 | 1.001 |  |  |  | 21.1663 | 16.7875 | [13 empty] | 1 | [5 empty] | 0.12555 | [8 empty] | ss2: 20.62 | [5 empty] | 1 | 1
| HOLLISTER 2106 | 182492106 | 70.1642 | 39.7867 |  | 8.096 | 31.6907 | 30.3775 | 21kV | 0.051242 | 717 | 1.8224 | 0.0038995 | 26.4 | 0.142 | 0.763 |  |  |  | 31.6907 | 8.096 | [11 empty] | 1 | [7 empty] | 0.31583 | 5.921 | 2.1086 | [15 empty] | 10 |  |  | 2 | 28 | 20
| SOLEDAD 2102 | 182052102 | 61.6202 | 57.5577 |  | 11.6392 | 45.9184 | 4.0625 | 12kV | 0.052699 | 716 | 1.1653 | 0.00041529 | 520.3 | 4.85 | 0.309 |  |  |  | 45.9184 | 11.6392 | [21 empty] | 0.067952 | [15 empty] | 1386 | 11 |  |  | 3 | 5
| GRASS VALLEY 1101 | 152031101 | 24.045 | 18.7895 | 2.3106 | 13.7554 | 2.7236 | 5.2555 | 12kV | 0.05346 | 715 | 0.45906 | 0.034764 | 49 | 0.13 | 0.014 |  |  |  | 2.7236 | 13.7554 | 2.3106 | [23 empty] | 0.25034 |  |  |  | ss2: 2.37 | 15 | 21 | 67 | 2 | 1 | 5 | 1 | 4 | 11
| CAMPHORA 1101 | 182071101 | 60.3125 | 58.3037 |  | 3.6909 | 54.6128 | 2.0087 | 12kV | 0.053489 | 714 | 0.18733 | 5.6948e-05 | 84.4 | 1.964 | 1.515 |  |  |  | 54.6128 | 3.6909 | [11 empty] | 21 | [7 empty] | 0.03047 | 0.018939 | 0.0086927 | [15 empty] | 74 |  |  | 1 | 9 | 4
| PLACER 1101 | 152461101 | 11.1753 | 7.7213 |  | 1.2388 | 6.4825 | 3.454 | 12kV | 0.055058 | 713 | 0.073069 | 0.0001174 | 41.4 | 0.169 | 0.999 |  |  |  | 6.4825 | 1.2388 | [41 empty] | 3 | 9
| CMC 1101 | 183111101 | 2.0473 | 2.0473 |  | 2.0473 |  | 0 | 12kV | 0.057849 | 712 | 0.23983 | N/A | 313.3 | 2.925 | 0.813 |  |  |  |  | 2.0473
| COPPERMINE 1104 | 252411104 | 127.9924 | 102.0233 |  | 8.9702 | 93.0531 | 25.9691 | 12kV | 0.059782 | 711 | 8.6131 | 2.2177 | 21.5 | 0.98 | 0.494 |  |  |  | 93.0531 | 8.9702 | [19 empty] | 1.614 | [17 empty] | 466 |  |  | 15 | 6 | 2
| CLAY 1103 | 163341103 | 122.1205 | 113.3061 |  | 50.4639 | 62.8421 | 8.8145 | 12kV | 0.060835 | 710 | 10.4304 | 0.24899 | 106.1 | 1.16 | 0.066 |  |  |  | 62.8421 | 50.4639 | [6 empty] | 0.027808 | [7 empty] | 1 | [8 empty] | 0.17044 | 0.0044241 | [12 empty] | 2 |  |  | 1 |  |  | 2 | 4 | 4
| KONOCTI 1108 | 043311108 | 33.4401 | 33.0106 |  | 20.3866 | 12.624 | 0.42956 | 12kV | 0.063108 | 709 | 0.33427 | 0.013213 | 162.9 | 0.891 | 1 |  |  |  | 12.624 | 20.3866 | [37 empty] | 80 |  |  |  | 2 | 1 | 1 | 1
| REEDLEY 1112 | 252341112 | 94.4098 | 89.9911 |  | 0.77907 | 89.212 | 4.4187 | 12kV | 0.064046 | 708 | 1.0283 | 0.0062313 | 14.3 | 0.104 | 1.065 |  |  |  | 89.212 | 0.77907 | [21 empty] | 0.056976 | [15 empty] | 161 |  |  | 5 | 4 | 5
| SWIFT 2109 | 083392109 | 44.8526 | 5.459 |  | 0.14722 | 5.3118 | 39.3936 | 21kV | 0.068145 | 707 | 1.9531e-05 | N/A | 77.3 | 0.713 | 1 |  |  |  | 5.3118 | 0.14722 | [19 empty] | 0.10152 | 0.092711 | 0.028746 |  |  | 0.015958 | [12 empty] | 3 |  |  | 1 |  | 4
| SNEATH LANE 1102 | 022721102 | 21.2374 | 10.5303 |  | 1.2424 | 9.288 | 10.707 | 12kV | 0.073201 | 706 | 6.4284e-05 | 3.5502e-06 | 58.2 | 0.569 | 0 |  |  |  | 9.288 | 1.2424 | [21 empty] | 0.17597 | [15 empty] | 38 |  |  | 1 | 3 | 1 |  | 1
| ELK CREEK 1101 | 102781101 | 183.1473 | 181.3086 |  | 89.2915 | 92.0172 | 1.8387 | 12kV | 0.074075 | 705 | 12.3976 | 3.1905 | 670.3 | 2.161 | 2.723 |  |  |  | 92.0172 | 89.2915 | [28 empty] | ss2: 7.2551 |  |  |  |  | 1 | 5 |  | 4 | 3
| SANTA YNEZ 1102 | 182721102 | 51.4317 | 33.718 | 4.8157 | 8.9324 | 19.97 | 17.7137 | 12kV | 0.07598 | 704 | 9.6218 | 0.29334 | 181.1 | 0.626 | 0.067 |  |  |  | 19.97 | 8.9324 | 4.8157 | [18 empty] | 0.032618 | 0.057783 | 0.010953 | [6 empty] | ss2: 13.3331 | 437 | 36 | 96 | 6 |  | 1 |  | 1
| SAUSALITO 1101 | 042491101 | 16.2524 | 6.6639 |  | 1.2388 | 5.4251 | 9.5885 | 12kV | 0.08276 | 703 | 0.020791 | 0.002605 | 290.7 | 1.703 | 1.87 |  |  |  | 5.4251 | 1.2388 | [5 empty] | 0.029185 | [14 empty] | 0.050852 | 0.12099 | 0.040333 | [18 empty] | 2 | 6 |  |  | 1
| NEWBURG 1133 | 192151133 | 17.9341 | 16.8088 |  | 2.403 | 14.4058 | 1.1253 | 12kV | 0.084247 | 702 | 0.69311 | 0.055322 | 14 | 0.151 | 0 | 17.9341 | 0.016592 | 17.9341 | 14.4058 | 2.403 | [21 empty] | 0.0096645 | [6 empty] | ss2: 11.4619 |  |  |  | 1 |  | 2
| MESA 1103 | 182821103 | 134.7548 | 75.7459 |  | 9.9422 | 65.8037 | 59.0089 | 12kV | 0.084919 | 701 | 2.7438 | 0.6216 | 78.1 | 1.154 | 2.36 |  |  |  | 65.8037 | 9.9422 | [10 empty] | 1 | [8 empty] | 1.1292 | 0.85756 | 1.2983 | [6 empty] | ss2: 65.8037 | 73 |  |  | 11 | 12 | 11
| NAPA 1112 | 042021112 | 63.3288 | 51.8619 |  | 19.2346 | 32.6273 | 11.4669 | 12kV | 0.087225 | 700 | 6.3224 | 0.76074 | 68.5 | 0.615 | 0.626 |  |  |  | 32.6273 | 19.2346 | [12 empty] | 1 | [6 empty] | 0.28028 | 0.099188 | 0.10657 | [15 empty] | 1 |  |  | 2 | 4 | 3
| SWIFT 2107 | 083392107 | 46.9742 | 11.9223 |  | 1.8896 | 10.0326 | 35.0519 | 21kV | 0.087785 | 699 | 2.3758 | N/A | 482.2 | 2.915 | 1.558 |  |  |  | 10.0326 | 1.8896 | [19 empty] | 0.52275 |  | 0.16796 | [15 empty] | 76 |  |  |  | 1 | 8
| POTTER VALLEY P H 1105 | 042281105 | 75.1433 | 73.8299 | 4.6443 | 43.7971 | 25.3885 | 1.3134 | 12kV | 0.088523 | 698 | 31.5828 | 2.2112 | 955.2 | 2.979 | 0.378 | 0.63191 | 13.7673 | 1.9895 | 25.3885 | 43.7971 | 4.6443 |  |  |  |  | 0.068216 | [8 empty] | 1 | [9 empty] | 0.032278 |  |  |  | ss2: 1.0277 | 561 | 601 | 89 |  |  |  | 1 | 3 | 1
| MC KEE 1103 | 083531103 | 28.0429 | 21.9371 |  | 0.58371 | 21.3534 | 6.1058 | 12kV | 0.091084 | 697 | 0.33428 | 1.9085e-06 | 179.6 | 0.697 | 1.089 |  |  |  | 21.3534 | 0.58371 | [10 empty] | 1 | [8 empty] | 0.0025947 | [20 empty] | 3 | 4 | 2 | 1
| BRENTWOOD 2105 | 014592105 | 116.3595 | 88.885 |  | 10.4212 | 78.4638 | 27.4746 | 21kV | 0.093818 | 696 | 6.4815 | 0.2873 | 253.4 | 3.214 | 1.798 |  |  |  | 78.4638 | 10.4212 | [20 empty] | 0.006391 | 0.0032299 | [15 empty] | 11 | 142 |  | 5 | 6 | 4
| FORT BRAGG A 1103 | 042761103 | 8.2619 | 2.6701 |  | 0.10625 | 2.5638 | 5.5918 | 12kV | 0.095172 | 695 | 4.9247e-05 | 4.2712e-05 | 18.2 | 0.553 | 0 |  |  |  | 2.5638 | 0.10625 | [40 empty] | 3 | 2 | 3
| POSO MOUNTAIN 2103 | 253642103 | 20.6703 | 20.6703 |  | 18.573 | 2.0973 | 0 | 12kV | 0.096083 | 694 | 10.5041 | 0.02298 | 230.2 | 2.885 | 0.923 |  |  |  | 2.0973 | 18.573 | [44 empty] | 1
| GLENN 1101 | 102601101 | 143.2134 | 136.8436 |  | 0.26324 | 136.5803 | 6.3698 | 12kV | 0.097452 | 693 | 1.1972 | N/A | 136.3 | 0.928 | 0.34 |  |  |  | 136.5803 | 0.26324 | [11 empty] | 1 | [7 empty] | 0.12543 | 0.037926 | 0.036953 | [6 empty] | ss2: 0.09 | 720 |  |  | 5 | 7 | 5
| ROSSMOOR 1104 | 014161104 | 27.5504 | 19.4832 |  | 0.30214 | 19.1811 | 8.0672 | 12kV | 0.10132 | 692 | 0.00040662 | 7.5976e-06 | 226.5 | 1.831 | 5.643 |  |  |  | 19.1811 | 0.30214 | [12 empty] | 1 | [6 empty] | 0.65302 | [17 empty] | 263 |  |  | 16 |  | 2 |  |  | 3
| CAYUCOS 1101 | 182551101 | 53.5206 | 46.0848 |  | 0.45788 | 45.6269 | 7.4358 | 12kV | 0.10233 | 691 | 2.3356 | N/A | 627.9 | 2.441 | 1.002 |  |  |  | 45.6269 | 0.45788 | [12 empty] | 2 | [7 empty] | 0.2144 | [19 empty] | 4 | 1 | 2
| ALHAMBRA 1102 | 014101102 | 19.2485 | 14.1274 |  | 0.12969 | 13.9977 | 5.1211 | 12kV | 0.1049 | 690 | 6.9361e-05 | 6.8369e-07 | 6 | 0.057 | 0.006 |  |  |  | 13.9977 | 0.12969 | [19 empty] | 0.12616 | [20 empty] | 2 | 3 | 1
| LOS OSITOS 2103 | 182082103 | 175.7659 | 165.8108 |  | 45.3499 | 120.4608 | 9.9552 | 12kV | 0.10625 | 689 | 1.6812 | 0.0001064 | 358.2 | 3.098 | 1.456 |  |  |  | 120.4608 | 45.3499 | [10 empty] | 1 | 1 | 14 | [6 empty] | 1.0466 | [17 empty] | 216 |  |  | 6 | 1 | 18 |  | 5 | 2
| MONTEREY 0401 | 182090401 | 4.9026 | 4.5519 |  |  | 4.5519 | 0.35063 | 4.16kV | 0.10914 | 688 | 2.2062e-05 | 1.7668e-06 | 142.2 | 0.529 | 0 |  |  |  | 4.5519 | [12 empty] | 2 | [28 empty] | 1 | 4
| RADUM 1105 | 013151105 | 22.0493 | 11.846 | 1.1666 | 1.8683 | 8.811 | 10.2034 | 12kV | 0.10997 | 687 | 0.26192 | 0.00020274 | 126.2 | 0.147 | 0.192 |  |  |  | 8.811 | 1.8683 | 1.1666 | [19 empty] | 0.12969 | [6 empty] | 0.017079 | [9 empty] | 287 | 33 | 43 | 2 | 3 | 2 | [5 empty] | 2
| SAN BERNARD 1101 | 253191101 | 44.8292 | 44.5307 |  | 1.0626 | 43.4681 | 0.29846 | 12kV | 0.11191 | 686 | 0.53507 | 0.011924 | 104.7 | 1.305 | 1.32 |  |  |  | 43.4681 | 1.0626 | [11 empty] | 1 | 16 | [6 empty] | 0.0065541 | [20 empty] | 1 | 7 | 7
| SCE TEHACHAPI 1101 | 258131101 | 1.4266 | 1.4266 |  | 1.4266 |  | 0 | 12kV | 0.11222 | 685 | 0.3533 | N/A | 1799 | 1 | 0 |  |  |  |  | 1.4266
| TEMPLETON 2108 | 183052108 | 45.3574 | 36.1556 |  | 5.379 | 30.7766 | 9.2018 | 21kV | 0.11229 | 684 | 0.50282 | 0.0053531 | 28.1 | 0.37 | 0 |  |  |  | 30.7766 | 5.379 | [19 empty] | 0.13512 | 0.28375 | 0.041795 | 0.040556 | [17 empty] | 2 | 6 | 1 | 1 | 1
| REEDLEY 1104 | 252341104 | 85.2028 | 82.629 |  | 1.6884 | 80.9406 | 2.5738 | 12kV | 0.11325 | 683 | 1.0845 | 0.036799 | 135 | 1.493 | 1.219 |  |  |  | 80.9406 | 1.6884 | [12 empty] | 1 | [6 empty] | 0.10988 | 0.0035849 | [19 empty] | 30 | 3 | 2 |  |  | 1
| BERESFORD 0403 | 024040403 | 14.8051 | 12.146 |  | 5.3667 | 6.7793 | 2.659 | 4.16kV | 0.11599 | 682 | 0.00060191 | 7.5382e-05 | 29.8 | 0.477 | 0 |  |  |  | 6.7793 | 5.3667 | [14 empty] | 1 | [26 empty] | 6 |  |  | 1 | 1
| BANCROFT 0402 | 013030402 | 4.9954 | 4.5793 |  | 0.10812 | 4.4712 | 0.41612 | 4.16kV | 0.11691 | 681 | 2.5211e-05 | 8.6008e-07 | 644.8 | 1.023 | 0 |  |  |  | 4.4712 | 0.10812 | [41 empty] | 1
| LAKEWOOD 1102 | 013531102 | 14.5135 | 9.6064 |  | 0.092866 | 9.5136 | 4.907 | 12kV | 0.11698 | 680 | 0.00025809 | 2.8887e-06 | 134.2 | 3.058 | 2.005 |  |  |  | 9.5136 | 0.092866 | [10 empty] | 1 | [29 empty] | 2 | 1 | 1 |  |  | 3
| WILLOW PASS 2108 | 013912108 | 47.2274 | 14.3214 |  | 0.23271 | 14.0887 | 32.906 | 21kV | 0.11699 | 679 | 0.86121 | N/A | 18.6 | 0.069 | 2.903 |  |  |  | 14.0887 | 0.23271 | [19 empty] | 0.13955 | 0.23741 | 0.79232 | [16 empty] | 5 |  | 13 | 2 | 13
| OCEANO 1106 | 182601106 | 38.1322 | 29.4267 |  | 2.1378 | 27.2889 | 8.7054 | 12kV | 0.1175 | 678 | 0.97372 | 0.15492 | 136.9 | 1.212 | 1.519 |  |  |  | 27.2889 | 2.1378 | [11 empty] | 2 | 1 | [6 empty] | 0.0028068 | 0.15016 | 0.1334 | [6 empty] | ss2: 27.2889 |  |  |  | 5 | 7 | 5
| GREENBRAE 1103 | 043091103 | 15.9556 | 7.9039 |  | 0.75441 | 7.1495 | 8.0516 | 12kV | 0.11774 | 677 | 0.000175 | 0.19819 | 174.5 | 1.597 | 1.519 |  |  |  | 7.1495 | 0.75441 |  | 0.35718 |  | 0.014205 | [6 empty] | 7 | [8 empty] | 0.028717 | 0.31479 | 0.21014 | [15 empty] | 83 | 70 | 188 | 8 | 5 | 8
| ALTO 1121 | 042031121 | 52.4827 | 16.9045 |  | 0.34319 | 16.5613 | 35.5782 | 12kV | 0.11922 | 676 | N/A | N/A | 110.1 | 1.124 | 1.218 |  |  |  | 16.5613 | 0.34319 | [20 empty] | 0.38846 | 1.1763 | [19 empty] | 5 | 27
| PLACER 1104 | 152461104 | 23.0549 | 13.4964 |  | 0.52764 | 12.9687 | 9.5585 | 12kV | 0.11924 | 675 | 0.10706 | 0.0040665 | 80.4 | 0.546 | 0 |  |  |  | 12.9687 | 0.52764 | [19 empty] | 0.071264 |  | 0.016502 | [18 empty] | 6 | 4 | 6
| BURNEY 1102 | 103311102 | 7.9316 | 4.0468 |  | 0.63102 | 3.4158 | 3.8848 | 12kV | 0.1193 | 674 | 0.0022203 | 0.023497 | 82.3 | 1.446 | 0 |  |  |  | 3.4158 | 0.63102 | [6 empty] | 0.016667 | [17 empty] | 0.17382 |  |  |  | ss2: 1.0331 | [8 empty] | 8
| ALTO 1120 | 042031120 | 39.9547 | 20.3846 |  | 3.9064 | 16.4782 | 19.5701 | 12kV | 0.12029 | 673 | 0.046507 | 0.094585 | 159.7 | 0.819 | 1.472 |  |  |  | 16.4782 | 3.9064 | [19 empty] | 0.089463 | 0.13883 |  |  | 0.073773 | [16 empty] | 4 | 4 |  |  |  | 3
| MC KEE 1107 | 083531107 | 45.4468 | 38.061 |  | 2.6699 | 35.3911 | 7.3858 | 12kV | 0.1206 | 672 | 2.3052 | 0.1416 | 197.5 | 0.634 | 0.206 |  |  |  | 35.3911 | 2.6699 | [11 empty] | 1 | [8 empty] | 0.0090336 | [17 empty] | 42 |  | 2 | 3 | 2
| SONOMA 1107 | 042721107 | 59.7473 | 52.6197 |  | 4.0081 | 48.6116 | 7.1275 | 12kV | 0.12124 | 671 | 2.1912 | 0.36461 | 51.4 | 0.19 | 0.52 |  |  |  | 48.6116 | 4.0081 | [19 empty] | 0.043933 | [17 empty] | 126 |  |  | 1 | 6 | 5
| HIGGINS 1104 | 152691104 | 85.1178 | 84.2633 |  | 71.4841 | 12.7792 | 0.85453 | 12kV | 0.12189 | 670 | 3.5069 | 0.4439 | 75.6 | 0.254 | 0.087 |  |  |  | 12.7792 | 71.4841 | [22 empty] | 0.14739 | [5 empty] | ss3: 12.7484; tt3: 71.4555 | 171 |  |  | 1 |  | 5 | 3 | 14 | 6
| COARSEGOLD 2103 | 254432103 | 123.577 | 122.7727 |  | 93.7033 | 29.0694 | 0.80425 | 21kV | 0.12196 | 669 | 67.1786 | 18.6674 | 89.4 | 0.408 | 0.078 |  |  |  | 29.0694 | 93.7033 | [6 empty] | 0.15145 | [13 empty] | 0.037066 | [16 empty] | 434 |  |  | 2 | 1 | 2 | 2 | 6 | 4
| AUBURN 1101 | 152161101 | 6.0209 | 4.9484 |  | 3.1625 | 1.7859 | 1.0724 | 12kV | 0.12292 | 668 | 0.16924 | 0.00037547 | 0 | 0 | 0 |  |  |  | 1.7859 | 3.1625 | [12 empty] | 2 | [29 empty] | 4 |  | 1
| FROGTOWN 1702 | 163451702 | 279.4822 | 259.8937 |  | 234.2098 | 25.6839 | 19.5885 | 17kV | 0.12302 | 667 | 6.2851 | 0.69933 | 268.1 | 2.684 | 0.524 |  |  |  | 25.6839 | 234.2098 | [6 empty] | 0.062053 |  |  |  | 1 | 1 |  |  | 1 | 2 |  |  |  | 0.072869 | 0.13591 |  | 0.01551 | 0.025047 | [13 empty] | 186 |  |  | 2 | 1 | 46 | 4 | 10 | 12
| LLAGAS 2105 | 083182105 | 49.2187 | 17.7002 | 0.12645 | 0.46108 | 17.1127 | 31.5185 | 21kV | 0.12445 | 666 | 0.069316 | 0.09573 | 86.2 | 0.609 | 1.892 |  |  |  | 17.1127 | 0.46108 | 0.12645 | [10 empty] | 1 | [8 empty] | 1.4526 | 0.55617 | [15 empty] | 3 | 6 | 3 | 4 | 20 | 14
| PACIFIC GROVE 0422 | 182440422 | 8.256 | 6.8927 |  | 0.28808 | 6.6046 | 1.3632 | 4.16kV | 0.12478 | 665 | 4.0087e-05 | 4.6114e-06 | 340.6 | 4.121 | 10.871 |  |  |  | 6.6046 | 0.28808 | [20 empty] | 0.068219 | [20 empty] | 3
| LLAGAS 2106 | 083182106 | 47.1361 | 32.9802 |  | 1.7132 | 31.2671 | 14.1559 | 21kV | 0.12515 | 664 | 0.083266 | 1.1152e-05 | 216 | 1.15 | 3.019 |  |  |  | 31.2671 | 1.7132 | [19 empty] | 0.0028431 | 0.013768 | 0.52867 | [15 empty] | 1 |  |  | 7 | 8 | 8
| MC KEE 1108 | 083531108 | 33.3255 | 10.4575 |  | 0.65945 | 9.798 | 22.8681 | 12kV | 0.12664 | 663 | 0.24394 | 0.0043297 | 101.3 | 0.191 | 0 |  |  |  | 9.798 | 0.65945 | [20 empty] | 0.24839 | 0.17512 | [18 empty] | 2 | 12 | 7
| GOLDTREE 1108 | 182581108 | 20.7728 | 14.6515 |  | 2.0089 | 12.6426 | 6.1213 | 12kV | 0.12676 | 662 | 1.2836 | N/A | 52.2 | 0.383 | 0 |  |  |  | 12.6426 | 2.0089 | [19 empty] | 0.041847 | 0.37797 | 0.062227 | [18 empty] | 12 | 4 | 1
| CALPELLA 1102 | 043411102 | 31.0795 | 26.2178 |  | 6.0045 | 20.2134 | 4.8617 | 12kV | 0.12713 | 661 | 2.4933 | 0.18086 | 84.5 | 2.582 | 1.556 |  |  |  | 20.2134 | 6.0045 | [5 empty] | 0.0077536 | [13 empty] | 0.044318 | 0.022826 | 0.0026777 | [6 empty] | ss2: 8.8987 | 388 | 1 |  | 2 | 7 | 19 |  | 3
| FITCH MOUNTAIN 1111 | 042751111 | 31.9653 | 30.6102 |  | 0.37623 | 30.234 | 1.3551 | 12kV | 0.12817 | 660 | 1.2931 | 0.046726 | 149.2 | 1.215 | 0.178 |  |  |  | 30.234 | 0.37623 | [20 empty] | 0.20888 | [16 empty] | 10 |  |  | 7 | 9 | 3
| SNEATH LANE 1106 | 022721106 | 19.5087 | 11.6128 |  | 2.6644 | 8.9483 | 7.8959 | 12kV | 0.12911 | 659 | 0.083532 | 0.0053163 | 113.7 | 1.059 | 0.151 |  |  |  | 8.9483 | 2.6644 | [15 empty] | 1 |  |  |  | 0.018384 | [20 empty] | 2 | 2 |  |  | 1
| HARTLEY 1102 | 043211102 | 32.1965 | 27.5206 |  | 4.106 | 23.4146 | 4.6758 | 12kV | 0.12911 | 658 | 4.7045 | 0.11361 | 21.4 | 0.175 | 0 |  |  |  | 23.4146 | 4.106 |  |  |  | 0.30266 | [7 empty] | 1 | [29 empty] | 3 | 13 |  | 1
| EDENVALE 2107 | 082952107 | 70.8851 | 36.3329 |  | 2.3518 | 33.9811 | 34.5522 | 21kV | 0.13035 | 657 | 0.91685 | 0.0011107 | 336.7 | 2.304 | 3.873 |  |  |  | 33.9811 | 2.3518 | [20 empty] | 0.80148 | 0.58721 | [18 empty] | 2 | 10 | 10
| WILLITS 1102 | 042661102 | 13.8359 | 11.2716 |  | 4.7551 | 6.5164 | 2.5644 | 12kV | 0.13043 | 656 | 8.7848 | 5.5057 | 116.9 | 1.026 | 0 |  |  |  | 6.5164 | 4.7551 | [20 empty] | 0.0023702 | 0.22815 |  |  | 0.064111 |  |  |  | ss2: 5.82 |  |  |  |  | 5 | 5 |  | 3
| WOODSIDE 1102 | 024251102 | 22.97 | 17.1033 |  | 0.059726 | 17.0436 | 5.8667 | 12kV | 0.13054 | 655 | 4.2894e-05 | 2.9632e-06 | 145.9 | 1.928 | 3.356 |  |  |  | 17.0436 | 0.059726 | [20 empty] | 0.0049621 | 0.12079 | [15 empty] | 20 |  |  | 4 | 9 | 2
| JARVIS 1111 | 013501111 | 46.5609 | 19.1397 | 1.0049 | 0.026127 | 18.1087 | 27.4212 | 12kV | 0.13135 | 654 | 0.4515 | 0.007617 | 25.8 | 0.137 | 1.014 |  |  |  | 18.1087 | 0.026127 | 1.0049 | [18 empty] | 0.71758 | 0.071595 | 0.078047 | [15 empty] | 55 | 1 | 24 | 14 | 4 | 2
| RINCON 1102 | 043321102 | 32.7985 | 19.7371 | 0.011239 | 3.0769 | 16.6489 | 13.0614 | 12kV | 0.13202 | 653 | 0.060851 | 0.03341 | 523.7 | 2.987 | 7.684 |  |  |  | 16.6489 | 3.0769 | 0.011239 | [9 empty] | 1 | [9 empty] | 0.15648 | 0.017901 | [16 empty] | 31 | 3 | 5 | 4 | 10 | 1 | 5
| PIT NO 5 1101 | 101321101 | 27.7309 | 23.7592 |  | 23.7592 |  | 3.9717 | 12kV | 0.13282 | 652 | 0.32055 | 0.085456 | 1068.9 | 2.802 | 1.306 |  |  |  |  | 23.7592 | [44 empty] | 1
| WESTLEY 1103 | 162671103 | 99.63 | 96.1355 |  | 0.52319 | 95.6123 | 3.4945 | 12kV | 0.13405 | 651 | 0.32346 | N/A | 120.6 | 0.874 | 1.771 |  |  |  | 95.6123 | 0.52319 | [19 empty] | 0.169 | 0.15436 | 0.048527 | [18 empty] | 7 | 5 | 3
| TULUCAY 1101 | 042301101 | 36.3779 | 19.862 |  | 3.8424 | 16.0196 | 16.5159 | 12kV | 0.13419 | 650 | 9.6462 | 0.1153 | 78 | 1.134 | 1.176 |  |  |  | 16.0196 | 3.8424 | [19 empty] | 0.53291 | 0.25122 | 0.25396 | [18 empty] | 9 | 10 | 18 |  | 1
| OAKLAND X 1101 | 012541101 | 16.7862 | 5.2874 |  | 0.49567 | 4.7918 | 11.4988 | 12kV | 0.1352 | 649 | 7.1574e-05 | 1.3889e-05 | 33.5 | 0.127 | 1 |  |  |  | 4.7918 | 0.49567 | [5 empty] | 0.0040515 | [13 empty] | 0.011826 | [20 empty] | 1 |  |  |  | 1 | 3
| SNEATH LANE 1101 | 022721101 | 11.3478 | 9.4179 |  | 2.2678 | 7.1502 | 1.9299 | 12kV | 0.13709 | 648 | 9.1417e-05 | 9.723e-06 | 23.8 | 1.009 | 0.596 |  |  |  | 7.1502 | 2.2678 | [40 empty] | 3 | 2
| ESTUDILLO 0401 | 013480401 | 4.9003 | 4.7275 |  | 0.78632 | 3.9412 | 0.17282 | 4.16kV | 0.1386 | 647 | 2.9549e-05 | 1.5252e-05 | 0.2 | 0.02 | 0 |  |  |  | 3.9412 | 0.78632 | [11 empty] | 1 | [29 empty] | 3 |  |  | 1
| RINCON 1104 | 043321104 | 35.3803 | 12.1072 | 1.9205 | 0.47003 | 9.7167 | 23.2731 | 12kV | 0.13942 | 646 | 0.073797 | 0.055116 | 255.1 | 2.641 | 4.54 |  |  |  | 9.7167 | 0.47003 | 1.9205 | [20 empty] | 0.010587 |  |  |  | 0.0089867 | [11 empty] | 50 |  | 92 | 2 | 1 | 5 |  |  |  | 1
| TEJON 1103 | 252931103 | 40.7291 | 40.4764 |  | 1.7698 | 38.7066 | 0.25271 | 12kV | 0.14003 | 645 | 1.2632 | 0.0075289 | 413.4 | 2.406 | 3.348 |  |  |  | 38.7066 | 1.7698 | [20 empty] | 0.05932 | [19 empty] | 4 | 7 | 2
| MIDDLETOWN 1103 | 043141103 | 40.2805 | 39.2115 | 10.1131 | 14.3415 | 14.7569 | 1.069 | 12kV | 0.14025 | 644 | 78.5159 | 2.4536 | 556 | 1.547 | 2.969 |  |  |  | 14.7569 | 14.3415 | 10.1131 | [36 empty] | 184 | 122 | 158
| WOODWARD 2108 | 255292108 | 114.6835 | 88.7027 |  | 17.5775 | 71.1251 | 25.9809 | 21kV | 0.14042 | 643 | 23.2453 | 6.2786 | 155.3 | 1.01 | 0.274 | 1.1125 | 27.6706 | 114.6835 | 71.1251 | 17.5775 | [5 empty] | 0.096476 | [6 empty] | 2 | [6 empty] | 0.33406 | 0.18002 | 1.6993 | [15 empty] | 727 |  |  | 6 | 2 | 12 | 1 | 1
| CALAVERAS CEMENT 1101 | 162211101 | 256.3146 | 243.9297 | 7.7647 | 219.285 | 16.88 | 12.3849 | 12kV | 0.14125 | 642 | 6.8935 | 0.34849 | 452 | 1.986 | 0.228 |  |  |  | 16.88 | 219.285 | 7.7647 | [5 empty] | 0.15123 | [7 empty] | 1 |  |  |  |  | 0.042411 |  |  |  |  | 0.029094 | [13 empty] | 4224 | 212 | 1 |  | 2 |  | 26 | 7 |  | 1
| GREENBRAE 1104 | 043091104 | 30.194 | 18.3849 |  | 0.18369 | 18.2012 | 11.8091 | 12kV | 0.14125 | 641 | 1.4037e-05 | 6.2216e-06 | 236.1 | 2.728 | 2.758 |  |  |  | 18.2012 | 0.18369 |  | 0.044662 | [18 empty] | 0.52439 | 0.028121 | [18 empty] | 2 | 3 | 8 |  |  | 3
| VASONA 1102 | 083771102 | 25.0901 | 15.4892 |  | 0.12234 | 15.3668 | 9.601 | 12kV | 0.14192 | 640 | 5.0971e-05 | 9.6881e-06 | 75.9 | 0.141 | 3.279 |  |  |  | 15.3668 | 0.12234 | [21 empty] | 0.0084369 | [18 empty] | 4 | 2 | 6
| NEWBURG 1131 | 192151131 | 46.7422 | 39.3222 |  | 5.6705 | 33.6517 | 7.42 | 12kV | 0.14308 | 639 | 0.52098 | 0.0091154 | 31.8 | 0.259 | 0 | 0.085456 | 0 | 46.7422 | 33.6517 | 5.6705 | [19 empty] | 0.17386 | 0.0030303 | 0.14998 | [6 empty] | ss2: 15.9881 | 101 |  |  | 1 | 1 | 13
| LLAGAS 2104 | 083182104 | 32.1916 | 30.1176 |  | 2.7125 | 27.405 | 2.074 | 21kV | 0.14318 | 638 | 1.6426 | 0.10723 | 596.3 | 3.085 | 0.994 |  |  |  | 27.405 | 2.7125 | [19 empty] | 0.056655 |  | 0.12808 | [18 empty] | 9 |  | 4
| LAS GALLINAS A 1104 | 042991104 | 16.5406 | 12.9859 |  | 0.28184 | 12.7041 | 3.5547 | 12kV | 0.14332 | 637 | 0.095739 | 0.042599 | 7.1 | 0.143 | 0.01 |  |  |  | 12.7041 | 0.28184 | [19 empty] | 0.0052529 | 0.0021795 | [19 empty] | 3 | 1 | 6
| DRUM 1101 | 152321101 | 18.9342 | 18.3622 | 18.3216 | 0.040693 |  | 0.57199 | 12kV | 0.14464 | 636 | 1.1318 | 0.098134 | 4444.6 | 4.573 | 0.472 |  |  |  |  | 0.040693 | 18.3216 | [37 empty] | 3 | 576 | [6 empty] | 2
| OCEANO 1105 | 182601105 | 42.622 | 23.8408 |  | 0.67925 | 23.1616 | 18.7811 | 12kV | 0.14494 | 635 | 1.9689e-05 | 2.9303e-06 | 59.6 | 1.145 | 0.005 |  |  |  | 23.1616 | 0.67925 | [6 empty] | 0.045018 |  |  |  |  | 4 | 3 | [6 empty] | 0.0076157 | 3.9224 | 0.4671 |  |  | 0.091526 |  |  |  | ss2: 23.1613 |  |  |  | 5 | 72 | 11 | 1 |  | 1
| OAKLAND J 1116 | 012091116 | 26.5279 | 23.6596 |  | 0.4779 | 23.1817 | 2.8684 | 12kV | 0.14498 | 634 | 0.00014225 | N/A | 379 | 2.046 | 3.103 |  |  |  | 23.1817 | 0.4779 | [19 empty] | 0.046551 | 0.17063 | 0.0087121 | [15 empty] | 654 |  |  | 8 | 9 | 3 | 1
| LAKEWOOD 2224 | 013532224 | 31.2449 | 24.3338 | 0.81695 |  | 23.5169 | 6.9111 | 21kV | 0.14517 | 633 | 0.00011235 | 4.1529e-05 | 149.6 | 1.038 | 1.597 |  |  |  | 23.5169 |  | 0.81695 | [9 empty] | 1 | [8 empty] | 0.055683 | 0.02551 | [16 empty] | 25 |  | 25 | 4 | 3 | 4 | [5 empty] | 1
| TEMPLETON 2112 | 183052112 | 53.8977 | 37.7802 |  | 2.1426 | 35.6375 | 16.1176 | 12kV | 0.14525 | 632 | 2.0154 | 0.68918 | 33.5 | 0.302 | 0.3 |  |  |  | 35.6375 | 2.1426 | [10 empty] | 2 | [8 empty] | 0.19812 | 0.06213 | 0.090804 | [18 empty] | 2 | 14 | 3
| TASSAJARA 2103 | 014662103 | 66.5667 | 19.5531 | 0.18404 | 0.29558 | 19.0735 | 47.0136 | 21kV | 0.1453 | 631 | 0.27105 | 0.018193 | 381 | 3.299 | 0.356 |  |  |  | 19.0735 | 0.29558 | 0.18404 | [19 empty] | 0.2321 | 0.15699 | [15 empty] | 17 | 5 | 3 | 3 | 3 | 7
| SYCAMORE CREEK 1109 | 102971109 | 38.4722 | 13.4511 |  | 0.12958 | 13.3216 | 25.0211 | 12kV | 0.14532 | 630 | 0.0010632 | N/A | 13.3 | 0.101 | 0 |  |  |  | 13.3216 | 0.12958 | [19 empty] | 0.12382 | 0.020512 | 0.43178 | [6 empty] | ss2: 12.24 | 244 |  |  | 3 | 11 | 1
| EAST MARYSVILLE 1108 | 152331108 | 69.4005 | 67.8919 |  |  | 67.8919 | 1.5086 | 12kV | 0.14545 | 629 | N/A | 0.10874 | 250.7 | 2.796 | 8.778 |  |  |  | 67.8919 | [11 empty] | 1 | 1 | 4 | [8 empty] | 0.019839 | [6 empty] | ss2: 27.952 | 487 |  |  | 1 | 1 | 5
| SAN LUIS OBISPO 1105 | 182631105 | 15.7494 | 11.7241 |  | 1.3894 | 10.3347 | 4.0253 | 12kV | 0.14597 | 628 | 0.25219 | 0.004443 | 4.5 | 0.023 | 0.455 |  |  |  | 10.3347 | 1.3894 | [5 empty] | 0.0044305 | [5 empty] | 1 | [7 empty] | 0.057125 | 0.051507 |  |  | 0.4809 | [16 empty] | 3 | 15 | 2 |  | 3
| AUBURN 1102 | 152161102 | 12.1055 | 8.9295 |  | 2.9691 | 5.9605 | 3.176 | 12kV | 0.14606 | 627 | 0.00060939 | 0.00015178 | 16.4 | 0.138 | 0 |  |  |  | 5.9605 | 2.9691 | [19 empty] | 0.0059623 | [20 empty] | 2 |  | 5 | 1 | 2 | 1
| BAYWOOD 1101 | 182801101 | 31.6219 | 28.9577 |  | 3.4054 | 25.5523 | 2.6642 | 12kV | 0.147 | 626 | 0.6863 | 0.0013693 | 148.3 | 1.961 | 6.705 |  |  |  | 25.5523 | 3.4054 | [20 empty] | 0.0070073 | [20 empty] | 2
| PIT NO 1 1101 | 103721101 | 57.5791 | 52.9292 |  | 29.0503 | 23.8789 | 4.6499 | 12kV | 0.14847 | 625 | 3.2493 | 0.27419 | 124 | 0.278 | 1.751 |  |  |  | 23.8789 | 29.0503 | [12 empty] | 1 | [6 empty] | 0.071599 | 0.036011 | 0.028728 | 0.011771 | [5 empty] | ss2: 20.4 |  |  |  | 1 | 1 | 3 | 3
| MONTEREY 0402 | 182090402 | 5.3659 | 4.3059 |  | 0.87157 | 3.4343 | 1.06 | 4.16kV | 0.14947 | 624 | 2.6115e-05 | 7.8719e-06 | 0 | 0 | 0 |  |  |  | 3.4343 | 0.87157 | [41 empty] | 1
| CORONA 1103 | 043491103 | 38.1549 | 17.4329 |  | 0.45898 | 16.9739 | 20.722 | 12kV | 0.14949 | 623 | 0.038492 | 8.3481e-06 | 26.3 | 0.095 | 0.74 |  |  |  | 16.9739 | 0.45898 | [19 empty] | 0.079444 | 0.48255 | [20 empty] | 9 | 7
| OAKLAND J 1118 | 012091118 | 16.1892 | 11.8093 |  | 0.30082 | 11.5084 | 4.3799 | 12kV | 0.14963 | 622 | 7.0418e-05 | 1.0225e-06 | 106.8 | 0.72 | 2.231 |  |  |  | 11.5084 | 0.30082 | [40 empty] | 1 |  | 1
| MC KEE 1111 | 083531111 | 36.6158 | 26.6445 |  | 8.7301 | 17.9144 | 9.9713 | 12kV | 0.15031 | 621 | 3.2883 | 0.2091 | 152.1 | 0.636 | 3 |  |  |  | 17.9144 | 8.7301 | [19 empty] | 0.41632 |  | 0.022407 | [16 empty] | 147 |  | 10 | 1 | 4
| OROVILLE 1104 | 102521104 | 13.7819 | 9.8777 |  |  | 9.8777 | 3.9042 | 12kV | 0.15069 | 620 | N/A | N/A | 26.5 | 0.373 | 1.747 |  |  |  | 9.8777 | [11 empty] | 1 | [8 empty] | 0.059772 | 0.14171 | 0.14298 | [6 empty] | ss2: 6.0402 | 446 |  |  | 1 | 8 | 3
| STELLING 1109 | 083481109 | 31.9023 | 16.5513 |  | 0.88152 | 15.6697 | 15.3511 | 12kV | 0.15084 | 619 | 0.017003 | 2.0361e-06 | 97.8 | 1.307 | 2.316 |  |  |  | 15.6697 | 0.88152 | [19 empty] | 0.057817 | 0.11079 | [19 empty] | 6 | 2 | 13
| ARLINGTON 0401 | 013700401 | 4.1316 | 3.9943 |  | 0.77905 | 3.2153 | 0.13723 | 4.16kV | 0.15106 | 618 | 6.7165e-05 | 2.1838e-05 | 145.5 | 1.443 | 1.005 |  |  |  | 3.2153 | 0.77905 |  | 0.219 | [9 empty] | 2 | [25 empty] | 35 |  |  |  |  | 3
| BUCKS CREEK 1102 | 102211102 | 29.547 | 29.5249 | 6.8497 | 22.6752 |  | 0.022028 | 21kV | 0.15174 | 617 | 22.6633 | 1.1761 | 368.5 | 0.328 | 2.412 |  |  |  |  | 22.6752 | 6.8497 | [37 empty] | 277 | 198 |  |  |  |  | 2 |  |  |  | 1
| CASTRO VALLEY 1104 | 014091104 | 18.7523 | 7.3088 |  |  | 7.3088 | 11.4435 | 12kV | 0.15196 | 616 | N/A | 1.1856e-05 | 129.4 | 0.598 | 0 |  |  |  | 7.3088 | [21 empty] | 0.029755 | 0.37419 | [16 empty] | 14 |  |  | 5 | 7
| MORGAN HILL 2110 | 083242110 | 50.8274 | 33.0199 |  | 2.2079 | 30.812 | 17.8075 | 21kV | 0.15265 | 615 | 1.502 | 0.29243 | 116.9 | 1.287 | 3.173 |  |  |  | 30.812 | 2.2079 | [19 empty] | 0.74393 | 0.10335 | 0.31207 | [18 empty] | 14 |  | 7
| PEABODY 2106 | 063642106 | 36.852 | 2.7275 |  | 0.68973 | 2.0378 | 34.1245 | 21kV | 0.15323 | 614 | 2.3136 | 0.27703 | 112.4 | 1.076 | 0.001 |  |  |  | 2.0378 | 0.68973 | [20 empty] | 0.88302 | [16 empty] | 36 |  |  | 1 | 3 | 3 |  |  | 3
| POSO MOUNTAIN 2101 | 253642101 | 59.686 | 59.5686 |  | 49.0837 | 10.4849 | 0.11743 | 21kV | 0.15873 | 613 | 8.3203 | 0.087757 | 385.4 | 1.07 | 3.93 | 1.2631 | 48.2035 | 59.686 | 10.4849 | 49.0837 | [41 empty] | 1 |  | 1
| OAKHURST 1102 | 254421102 | 20.2593 | 16.572 | 1.2338 | 11.4541 | 3.8842 | 3.6873 | 12kV | 0.1596 | 612 | 6.7718 | 1.3567 | 87.9 | 1.167 | 0 |  |  |  | 3.8842 | 11.4541 | 1.2338 | [36 empty] | 49 | 60 | 44 | 1 |  | 1 |  | 1 | 2
| TULE POWER HOUSE 1101 | 258591101 | 4.0937 | 4.0937 |  | 4.0937 |  | 0 | 12kV | 0.15979 | 611 | 0.0046561 | 0.0022435 | 0 | 0 | 0 |  |  |  |  | 4.0937 | [37 empty] | 48
| NORTH TOWER 2101 | 042042101 | 6.7243 | 4.384 |  | 0.4984 | 3.8856 | 2.3403 | 21kV | 0.16274 | 610 | 0.052462 | N/A | 15202 | 141 | 0 |  |  |  | 3.8856 | 0.4984 | [19 empty] | 0.058087 | [17 empty] | 33 |  |  | 7
| ALTO 1123 | 042031123 | 18.6724 | 10.3238 |  | 0.46802 | 9.8558 | 8.3486 | 12kV | 0.16457 | 609 | 5.0656e-05 | 1.1009e-05 | 85.2 | 1.163 | 0.141 |  |  |  | 9.8558 | 0.46802 | [12 empty] | 1 | [6 empty] | 0.042216 | [20 empty] | 2 | 1 | 3
| WOOD 0401 | 013380401 | 6.1361 | 3.3115 |  | 0.15217 | 3.1593 | 2.8246 | 4.16kV | 0.16491 | 608 | 1.6479e-05 | 7.1979e-06 | 9.7 | 0.019 | 1 |  |  |  | 3.1593 | 0.15217 | [40 empty] | 1 |  | 6
| DIVIDE 1103 | 182571103 | 20.9324 | 20.8689 |  | 2.4571 | 18.4118 | 0.063555 | 12kV | 0.16575 | 607 | 1.3004 | 0.0023472 | 1229.8 | 7.145 | 7.615 |  |  |  | 18.4118 | 2.4571 | [12 empty] | 8 | [15 empty] | ss2: 18.3941 | 79 |  |  | 1 | 3 | 1
| SARATOGA 1104 | 083371104 | 29.4079 | 18.0023 |  | 2.9149 | 15.0874 | 11.4056 | 12kV | 0.16604 | 606 | 0.00076238 | 0.00019847 | 205.5 | 0.459 | 0 |  |  |  | 15.0874 | 2.9149 | [21 empty] | 0.027685 | [18 empty] | 4 | 5 | 2
| PACIFICA 1104 | 022811104 | 9.8804 | 7.195 |  | 0.71342 | 6.4816 | 2.6854 | 12kV | 0.16617 | 605 | 0.029673 | 1.6968e-05 | 44.4 | 0.166 | 0.836 |  |  |  | 6.4816 | 0.71342 | [20 empty] | 0.27552 |  |  | 0.0034611 | [16 empty] | 1 | 1 | 4 | 1 | 3
| BRIDGEVILLE 1102 | 192461102 | 46.9929 | 46.9929 | 20.6399 | 14.0229 | 12.3301 | 0 | 12kV | 0.16659 | 604 | 3.2172 | 2.6643 | 218.3 | 0.652 | 0.039 |  |  |  | 12.3301 | 14.0229 | 20.6399 | [13 empty] | 1 | [13 empty] | ss2: 10.71 | 76 | 54 | 372 |  | 4 |  | 1 | 5 |  |  | 1 | 1
| ZACA 1101 | 182681101 | 30.7574 | 25.9524 | 1.1696 | 16.7027 | 8.0801 | 4.805 | 12kV | 0.16876 | 603 | 7.5441 | 0.14859 | 319.5 | 2.111 | 0.34 |  |  |  | 8.0801 | 16.7027 | 1.1696 |  |  |  |  | 1.1259 | [8 empty] | 19 | [13 empty] | ss2: 8.0801 | 13 | 162 | 23 |  | 4 |  |  | 10 | 2
| VINEYARD 2107 | 014502107 | 50.1052 | 13.7624 |  | 2.9993 | 10.7631 | 36.3427 | 21kV | 0.16942 | 602 | 0.49539 | 0.24661 | 481 | 3.278 | 1.005 |  |  |  | 10.7631 | 2.9993 | [19 empty] | 0.18483 | 0.010189 | [16 empty] | 274 |  |  | 2 | 10 |  |  | 1
| RED BLUFF 1105 | 103541105 | 46.4319 | 37.6829 |  | 13.596 | 24.0868 | 8.749 | 12kV | 0.16967 | 601 | 7.7873 | 1.5827 | 83.6 | 0.578 | 0.466 |  |  |  | 24.0868 | 13.596 | [21 empty] | 0.18522 | [6 empty] | ss2: 10.6845 |  |  |  |  | 4 | 4
| JESSUP 1103 | 103441103 | 43.86 | 38.126 |  | 3.9258 | 34.2002 | 5.734 | 12kV | 0.17012 | 600 | 5.6895 | 1.0118 | 317.5 | 3.331 | 0.91 |  |  |  | 34.2002 | 3.9258 | [19 empty] | 0.13041 |  | 0.050266 |  |  | 0.0038348 |  |  |  | ss2: 17.1646 | 866 |  |  | 2 | 1 | 11 |  |  | 1
| SAN RAFAEL 1106 | 042011106 | 28.0995 | 21.0125 |  | 2.8037 | 18.2088 | 7.087 | 12kV | 0.17137 | 599 | 0.000794 | 0.00010009 | 91.2 | 1.048 | 2.087 |  |  |  | 18.2088 | 2.8037 | [19 empty] | 0.11164 | 0.28115 |  | 0.041865 | 0.07514 | [16 empty] | 3 | 9 | 16
| MORRO BAY 1101 | 183011101 | 54.6523 | 46.5095 | 0.55841 | 5.1017 | 40.8494 | 8.1428 | 12kV | 0.17372 | 598 | 0.098136 | 0.0048387 | 54.6 | 0.475 | 2.75 |  |  |  | 40.8494 | 5.1017 | 0.55841 | [11 empty] | 1 | [6 empty] | 0.085319 | 0.018651 | 0.12202 | 0.038386 | [14 empty] | 30 | 54 | 8 | 6 | 6 | 5 | 1
| BAY MEADOWS 2102 | 024012102 | 43.0203 | 14.2613 |  | 3.9845 | 10.2768 | 28.759 | 21kV | 0.17447 | 597 | 0.006165 | 3.8345e-05 | 75 | 0.325 | 0.989 |  |  |  | 10.2768 | 3.9845 | [10 empty] | 2 | [8 empty] | 0.27997 | 0.40803 | 0.070903 | [18 empty] | 7 | 8 | 9 |  | 1
| SAN MIGUEL 1104 | 182661104 | 154.3618 | 144.1614 |  | 23.8816 | 120.2798 | 10.2004 | 12kV | 0.17473 | 596 | 16.1547 | 3.0748 | 65.9 | 0.576 | 0.559 |  |  |  | 120.2798 | 23.8816 |  |  |  | 0.9029 |  |  | 1.2691 |  |  |  |  | 3 | 7 |  |  | 11 |  |  |  |  | 0.31892 | 0.24242 |  |  | 0.13328 | [12 empty] | 12 |  |  | 1 | 12 | 8 |  |  | 10
| IGNACIO 1101 | 042481101 | 27.5473 | 11.7419 | 0.50309 | 5.832 | 5.4069 | 15.8054 | 12kV | 0.17501 | 595 | 0.051694 | 0.010462 | 163 | 1.866 | 0 |  |  |  | 5.4069 | 5.832 | 0.50309 | [22 empty] | 0.059041 | [13 empty] | 92 | 81 | 23 | 1 |  | 3 |  | 3 | 1
| SAN BENITO 2104 | 182742104 | 57.6922 | 52.1933 |  | 27.7283 | 24.465 | 5.4988 | 21kV | 0.17552 | 594 | 4.5549 | 0.015869 | 218.5 | 2.186 | 0.104 | 57.6922 | 0.7096 | 57.6922 | 24.465 | 27.7283 | [20 empty] | 0.02511 | [16 empty] | 85 |  |  | 1 | 5 | 2 |  | 4
| MORGAN HILL 2109 | 083242109 | 66.5943 | 26.5914 |  | 2.5033 | 24.0881 | 40.0029 | 21kV | 0.17679 | 593 | 0.00016 | 7.487e-05 | 63.7 | 0.236 | 0.827 |  |  |  | 24.0881 | 2.5033 | [19 empty] | 0.63336 | 1.0828 | 0.51675 | [18 empty] | 9 | 18 | 17 |  | 3
| BERKELEY F 0402 | 012060402 | 2.6848 | 2.1309 |  | 0.12473 | 2.0062 | 0.55389 | 4.16kV | 0.17859 | 592 | 1.9155e-05 | 6.9961e-06 | 11.3 | 0.017 | 3.024 |  |  |  | 2.0062 | 0.12473 | [41 empty] | 6 | 1
| SALT SPRINGS 2101 | 163692101 | 45.7024 | 21.9781 |  | 18.4356 | 3.5425 | 23.7243 | 17kV | 0.17997 | 591 | 0.49377 | 0.0088954 | 1741.1 | 1.298 | 0.705 |  |  |  | 3.5425 | 18.4356 | [37 empty] | 9 | 418 |  | 6 |  |  | 1 | 3
| ANDERSON 1103 | 103261103 | 35.1767 | 31.6387 |  | 7.1422 | 24.4966 | 3.538 | 12kV | 0.18 | 590 | 33.6416 | 3.1324 | 483.9 | 2.126 | 0.14 |  |  |  | 24.4966 | 7.1422 | [21 empty] | 0.003568 | [6 empty] | ss2: 20.78 | 396 | 5 |  |  | 2 | 4
| OCEANO 1103 | 182601103 | 41.3641 | 11.479 |  | 1.209 | 10.2701 | 29.8851 | 12kV | 0.18041 | 589 | 0.29432 | 6.989e-07 | 34.5 | 0.562 | 0 |  |  |  | 10.2701 | 1.209 | [19 empty] | 0.0075091 | 0.013451 | 0.043545 |  |  | 0.045025 |  |  |  | ss2: 10.2701 |  |  |  | 3 | 2 | 1 | 2 |  | 4
| FRANKLIN 1101 | 013921101 | 24.4027 | 9.5334 |  | 1.3718 | 8.1616 | 14.8693 | 12kV | 0.1805 | 588 | 9.8527e-05 | 3.0467e-06 | 6.6 | 0.069 | 3.96 |  |  |  | 8.1616 | 1.3718 | [38 empty] | 5 |  |  |  | 6
| MONROE 2103 | 043302103 | 66.5293 | 11.5235 | 0.45477 |  | 11.0687 | 55.0059 | 21kV | 0.18151 | 587 | 0.1858 | 0.0092932 | 94.6 | 0.227 | 0.003 |  |  |  | 11.0687 |  | 0.45477 | [9 empty] | 1 | [8 empty] | 9.2198 | 0.31186 | 0.31484 |  |  |  | 2.8514 | 0.57785 | [10 empty] | 436 |  | 11 | 118 | 10 | 9 |  |  |  | 24 | 12 | 1
| MONROE 2107 | 043302107 | 22.0889 | 10.3694 | 0.61022 |  | 9.7592 | 11.7195 | 21kV | 0.18275 | 586 | 8.5741e-05 | 5.9296e-05 | 148 | 1.06 | 3.595 |  |  |  | 9.7592 |  | 0.61022 | [9 empty] | 1 | [8 empty] | 0.29396 |  | 0.019208 | [15 empty] | 73 |  | 13 | 9 | 5 | 3 | [5 empty] | 1
| ECHO SUMMIT 1101 | 158031101 | 19.0092 | 14.8644 |  | 5.9922 | 8.8722 | 4.1448 | 12kV | 0.18321 | 585 | 0.037309 | 1.5223e-05 | 2852.6 | 5.418 | 17.265 |  |  |  | 8.8722 | 5.9922 | [10 empty] | 1 |  | 2 | 16 | [5 empty] | 1.1569 |  |  | 0.15817 | [17 empty] | 22 |  | 1 | 15
| OAKLAND J 1105 | 012091105 | 21.7764 | 18.5348 |  | 1.49 | 17.0448 | 3.2416 | 12kV | 0.18462 | 584 | 5.4871e-05 | 6.9294e-06 | 111.3 | 1.148 | 5.196 |  |  |  | 17.0448 | 1.49 | [10 empty] | 1 | [8 empty] | 0.010316 |  | 0.16765 | [15 empty] | 168 |  |  | 9 |  | 7
| SAN JOAQUIN #3 1102 | 252531102 | 11.5431 | 11.514 | 5.4279 | 6.0861 |  | 0.029108 | 21kV | 0.18471 | 583 | 3.8054 | 0.58885 | 159.2 | 0.295 | 0.159 |  |  |  |  | 6.0861 | 5.4279 | [36 empty] | 7 | 148 | 212 |  |  |  |  | 1 | 1
| SAN LEANDRO U 1107 | 013111107 | 27.7122 | 15.1094 |  |  | 15.1094 | 12.6027 | 12kV | 0.1854 | 582 | N/A | N/A | 34.1 | 1.187 | 1.304 |  |  |  | 15.1094 | [20 empty] | 0.055373 | 0.0086956 | 0.02277 | [18 empty] | 5 | 3 | 6
| EL CERRITO G 1108 | 012501108 | 20.4605 | 14.4052 |  | 0.0026986 | 14.4025 | 6.0553 | 12kV | 0.18636 | 581 | 0.00012601 | N/A | 2.1 | 0.007 | 0 |  |  |  | 14.4025 | 0.0026986 | [37 empty] | 439 |  |  |  | 1 | 1
| PAUL SWEET 2102 | 083252102 | 39.4933 | 29.0546 | 0.45448 | 1.319 | 27.2812 | 10.4387 | 21kV | 0.18776 | 580 | 0.0037548 | 0.00018828 | 155.2 | 1.936 | 1.294 |  |  |  | 27.2812 | 1.319 | 0.45448 | [11 empty] | 2 | [6 empty] | 0.037483 |  | 0.044249 | [15 empty] | 220 | 3 | 91 | 13 | 7 | 17
| JOLON 1102 | 182981102 | 109.2129 | 106.0245 |  | 65.5587 | 40.4658 | 3.1884 | 12kV | 0.18785 | 579 | 5.9087 | 0.010437 | 196.8 | 2.135 | 0.113 |  |  |  | 40.4658 | 65.5587 | [41 empty] | 1 |  |  | 1 | 1
| VIEJO 2204 | 182852204 | 33.3917 | 24.665 |  | 4.244 | 20.421 | 8.7267 | 21kV | 0.18796 | 578 | 5.783e-05 | 3.3333e-05 | 109.6 | 1.92 | 0.972 |  |  |  | 20.421 | 4.244 | [14 empty] | 1 |  |  |  |  | 0.21684 |  | 0.042832 | [18 empty] | 9 | 5 | 2 |  | 1
| LAKEWOOD 2109 | 013532109 | 20.7682 | 7.2684 | 0.42442 |  | 6.844 | 13.4998 | 21kV | 0.18807 | 577 | 0.13525 | 0.03793 | 33.3 | 0.357 | 0 |  |  |  | 6.844 |  | 0.42442 | [10 empty] | 1 | [7 empty] | 0.049528 | 0.012846 | 0.075381 | [15 empty] | 178 |  | 14 |  | 8 | 6
| FLORENCE 0401 | 012690401 | 4.5846 | 4.2889 |  | 0.82268 | 3.4662 | 0.29575 | 4.16kV | 0.1889 | 576 | 9.3995e-05 | 9.3812e-06 | 966.5 | 5.178 | 1 |  |  |  | 3.4662 | 0.82268 | [40 empty] | 3 | 1
| BUTTE 1105 | 103081105 | 49.9149 | 38.4359 | 27.2389 | 3.4562 | 7.7408 | 11.479 | 12kV | 0.19273 | 575 | 4.9985 | 0.14586 | 18 | 0.322 | 0.148 |  |  |  | 7.7408 | 3.4562 | 27.2389 | 0.13347 | [6 empty] | 2.0814 | 0.90586 | 18 |  |  | 16 |  |  | 3 | 30 | 9 | 0.25351 | 0.025504 | [7 empty] | ss2: 7.7408 |  | 16 | 641 | 15 | 4 |  | 6 |  |  | 11 | 7 | 3
| LLAGAS 2107 | 083182107 | 65.0474 | 22.4395 | 3.6288 | 2.6401 | 16.1705 | 42.6079 | 21kV | 0.19317 | 574 | 2.2541 | 0.36665 | 267.7 | 0.55 | 0.996 |  |  |  | 16.1705 | 2.6401 | 3.6288 | [18 empty] | 1.2341 | 2.8733 | 0.78589 |  | 0.096188 | 0.053815 |  |  | 0.024924 | [9 empty] | 63 | 18 | 74 | 7 | 17 | 17 |  | 1 |  | 1
| NOVATO 1104 | 042211104 | 47.6922 | 24.5302 |  | 3.4963 | 21.0339 | 23.162 | 12kV | 0.19473 | 573 | 1.0431 | 0.011781 | 75.6 | 1.034 | 1.176 |  |  |  | 21.0339 | 3.4963 | [21 empty] | 0.21537 |  |  | 0.011226 | [15 empty] | 2 | 3 | 3 |  |  | 1
| HICKS 2101 | 083432101 | 90.4507 | 42.521 | 2.2425 | 10.153 | 30.1255 | 47.9297 | 21kV | 0.19691 | 572 | 0.53228 | 0.052686 | 467.4 | 1.759 | 1.553 |  |  |  | 30.1255 | 10.153 | 2.2425 | [7 empty] | 0.035713 | [10 empty] | 0.54618 | 0.24958 | [16 empty] | 5 | 150 | 56 | 10 | 4 | 9 | 1 |  | 3
| SARATOGA 1103 | 083371103 | 18.3524 | 10.4319 |  | 4.5471 | 5.8848 | 7.9205 | 12kV | 0.19768 | 571 | 0.00012931 | 7.399e-05 | 400.8 | 0.787 | 0.36 |  |  |  | 5.8848 | 4.5471 | [20 empty] | 0.058336 |  |  |  | 0.048441 | [17 empty] | 7 |  | 1 | 4
| OAKLAND K 1101 | 012101101 | 16.6767 | 7.2816 | 1.132 | 1.4346 | 4.7151 | 9.3951 | 12kV | 0.20034 | 570 | 8.4107e-05 | 1.3824e-05 | 149.7 | 1.047 | 0.548 |  |  |  | 4.7151 | 1.4346 | 1.132 | 0.068579 | [8 empty] | 14 | [26 empty] | 159 | 83 | 60 | 3 |  | 2 |  | 5
| OAKLAND J 1106 | 012091106 | 23.0147 | 19.6685 |  | 1.8981 | 17.7704 | 3.3462 | 12kV | 0.20539 | 569 | 7.9152e-05 | 1.76e-05 | 287.2 | 2.677 | 4.105 |  |  |  | 17.7704 | 1.8981 | [19 empty] | 0.0038824 | [17 empty] | 70 |  |  | 4 | 1 |  |  | 1 | 1
| MORGAN HILL 2104 | 083242104 | 63.517 | 20.9837 |  | 5.8004 | 15.1833 | 42.5333 | 21kV | 0.2066 | 568 | 0.68304 | 0.013825 | 68.4 | 0.323 | 0.964 |  |  |  | 15.1833 | 5.8004 | [11 empty] | 2 | [7 empty] | 1.7144 | 0.63154 | 0.19524 | [15 empty] | 2 |  |  | 23 | 11 | 8 | 1
| LOS GATOS 1102 | 082021102 | 9.7728 | 6.1138 |  | 1.0967 | 5.017 | 3.659 | 12kV | 0.20686 | 567 | 0.00010815 | 1.8234e-05 | 12 | 0.149 | 0 |  |  |  | 5.017 | 1.0967 | [19 empty] | 0.12952 |  | 0.011324 | [18 empty] | 2 |  | 4 |  |  | 2
| MARTELL 1102 | 163011102 | 16.8179 | 12.1261 |  | 6.9486 | 5.1775 | 4.6918 | 12kV | 0.20715 | 566 | 2.3742 | 0.55756 | 297.8 | 4.348 | 0 |  |  |  | 5.1775 | 6.9486 | [13 empty] | 1 | [26 empty] | 1 | 2 |  | 1 | 3
| JARVIS 1108 | 013501108 | 29.2224 | 17.6632 |  | 0.69561 | 16.9676 | 11.5592 | 12kV | 0.20757 | 565 | 0.31197 | 0.023284 | 14.6 | 0.084 | 0 |  |  |  | 16.9676 | 0.69561 | [10 empty] | 4 | [8 empty] | 1.153 | 1.6405 | 0.041577 | 0.011052 | [17 empty] | 12 | 28 | 5 | 1
| TIDEWATER 2106 | 014652106 | 51.3423 | 37.149 |  | 4.8562 | 32.2928 | 14.1933 | 21kV | 0.20764 | 564 | 4.5476 | 0.43939 | 316.7 | 1.627 | 0.247 |  |  |  | 32.2928 | 4.8562 | [13 empty] | 6 | [5 empty] | 0.20321 |  | 0.0020718 | [16 empty] | 86 |  | 5 |  | 6
| KIRKER 2104 | 014452104 | 47.6678 | 19.3008 |  | 5.7249 | 13.5759 | 28.367 | 21kV | 0.20936 | 563 | 9.2181 | 1.0594 | 182.8 | 2.368 | 1.481 |  |  |  | 13.5759 | 5.7249 | [19 empty] | 0.60421 | 0.076921 | [19 empty] | 5 |  | 1 |  |  | 1
| ROSSMOOR 1106 | 014161106 | 24.356 | 21.0248 | 1.4062 | 3.0098 | 16.6088 | 3.3312 | 12kV | 0.20946 | 562 | 0.017713 | 0.0036742 | 40.4 | 1.316 | 1.001 |  |  |  | 16.6088 | 3.0098 | 1.4062 | [11 empty] | 1 | [24 empty] | 530 | 19 | 44 | 1 |  |  |  | 1
| FORT SEWARD 1122 | 192321122 | 22.0491 | 21.9267 |  | 17.5501 | 4.3766 | 0.12242 | 12kV | 0.20956 | 561 | 9.3748 | 6.8517 | 0 | 0 | 0 |  |  |  | 4.3766 | 17.5501 | [28 empty] | ss2: 4.3 | [7 empty] | 3
| SUMMIT 1101 | 152591101 | 22.493 | 15.1722 |  | 9.2067 | 5.9655 | 7.3208 | 12kV | 0.21068 | 560 | 0.50204 | 0.00027426 | 117.9 | 0.272 | 0.38 |  |  |  | 5.9655 | 9.2067 | [43 empty] | 1 | 2 | 4
| BELMONT 1103 | 024031103 | 27.0272 | 18.6966 |  | 3.3815 | 15.3151 | 8.3306 | 12kV | 0.21169 | 559 | 0.00013491 | 3.5176e-05 | 258.6 | 1.393 | 3.703 |  |  |  | 15.3151 | 3.3815 | [10 empty] | 1 | [8 empty] | 0.065181 |  | 0.046115 | [18 empty] | 8 | 3 | 3 |  |  | 2
| JAMESON 1103 | 063801103 | 28.6867 | 10.883 |  | 2.2397 | 8.6433 | 17.8037 | 12kV | 0.21198 | 558 | 11.0862 | 2.9634 | 32.9 | 0.142 | 0.989 |  |  |  | 8.6433 | 2.2397 | [19 empty] | 0.22621 | 0.85374 | 0.54047 | [6 empty] | ss2: 8.43 |  |  |  |  | 1 | 6
| OAKLAND D 1112 | 012041112 | 14.554 | 11.8877 | 1.9465 | 0.41732 | 9.5239 | 2.6662 | 12kV | 0.21244 | 557 | 0.011247 | 0.0028762 | 24 | 0.961 | 0.17 |  |  |  | 9.5239 | 0.41732 | 1.9465 | [6 empty] | 0.2145 | [8 empty] | 5 |  |  | 0.0060537 |  | 0.043872 | [15 empty] | 104 | 33 | 82 | 2
| CLOVERDALE 1101 | 042821101 | 46.3556 | 36.6469 |  | 24.3564 | 12.2905 | 9.7086 | 12kV | 0.21246 | 556 | 4.3343 | 6.0709 | 180.1 | 2.785 | 2.895 |  |  |  | 12.2905 | 24.3564 | [19 empty] | 0.1159 |  | 0.0054283 | [16 empty] | 270 |  | 6 | 5 | 20 | 1 | 1
| COTATI 1104 | 042271104 | 19.4406 | 16.5284 |  | 8.3915 | 8.1369 | 2.9122 | 12kV | 0.21507 | 555 | 0.089593 | 0.017105 | 26.9 | 0.502 | 0 |  |  |  | 8.1369 | 8.3915 | [37 empty] | 101 |  |  |  | 5 |  |  | 2
| SANTA YNEZ 1101 | 182721101 | 75.0654 | 59.0884 | 14.0964 | 12.6617 | 32.3303 | 15.9771 | 12kV | 0.21509 | 554 | 16.3532 | 0.91592 | 122.7 | 0.608 | 0.289 |  |  |  | 32.3303 | 12.6617 | 14.0964 | [18 empty] | 0.19217 | [6 empty] | 0.12317 | 0.10536 | ss2: 32.3303 | 569 | 159 | 190 | 2 | 4 | 8 |  |  |  | 3 |  | 1
| OAKLAND X 1105 | 012541105 | 16.5197 | 14.8276 |  | 2.339 | 12.4886 | 1.6921 | 12kV | 0.21527 | 553 | 0.00013901 | 5.8907e-05 | 40.9 | 0.162 | 0.999 |  |  |  | 12.4886 | 2.339 |  | 0.39121 | 0.014205 |  | 0.13474 | [5 empty] | 7 |  |  |  | 1 | [5 empty] | 0.004848 | [16 empty] | 86 |  |  | 2 | 6 | 2 | 1
| SMARTVILLE 1101 | 153791101 | 17.6956 | 16.3444 |  | 16.0702 | 0.27427 | 1.3512 | 12kV | 0.22024 | 552 | 33.3354 | 5.0479 | 14.5 | 0.906 | 0 |  |  |  | 0.27427 | 16.0702 | [28 empty] | ss2: 0.22 | [6 empty] | 1 |  | 3
| ARCATA 1121 | 192021121 | 35.029 | 28.9597 |  | 6.8123 | 22.1474 | 6.0693 | 12kV | 0.22047 | 551 | 0.30741 | 0.20728 | 55.1 | 0.156 | 0.109 |  |  |  | 22.1474 | 6.8123 | [21 empty] | 0.013312 |  |  | 0.0040147 |  |  |  | ss2: 21.96 | 710 |  |  |  | 15 | 3 |  |  | 4
| SONOMA 1105 | 042721105 | 74.0503 | 63.0093 | 3.4532 | 9.8619 | 49.6941 | 11.041 | 12kV | 0.22098 | 550 | 3.0612 | 0.17367 | 399.1 | 2.402 | 1.253 |  |  |  | 49.6941 | 9.8619 | 3.4532 | [18 empty] | 0.25187 | 0.011894 | 0.10141 |  |  | 0.0057269 | [12 empty] | 1188 | 45 | 64 | 6 | 2 | 11 |  |  | 4
| DOLAN ROAD 1101 | 182381101 | 74.75 | 69.1362 |  | 2.8607 | 66.2755 | 5.6138 | 12kV | 0.22221 | 549 | 0.0016158 | 6.7446e-05 | 331.9 | 2.596 | 1.29 |  |  |  | 66.2755 | 2.8607 | [11 empty] | 2 | 13 | [24 empty] | 100 |  |  | 3 | 14 | 11 |  | 1
| BERKELEY F 1105 | 012061105 | 18.0418 | 11.366 |  | 1.7846 | 9.5814 | 6.6758 | 12kV | 0.22361 | 548 | 6.3718e-05 | 2.5889e-05 | 90.6 | 1.029 | 0 |  |  |  | 9.5814 | 1.7846 | [20 empty] | 0.16323 | 0.16817 | [15 empty] | 52 |  |  |  | 7 | 15
| WILLOW PASS 2107 | 013912107 | 35.7856 | 3.613 |  | 0.65885 | 2.9541 | 32.1727 | 21kV | 0.22404 | 547 | 1.8239 | 0.069642 | 14.3 | 0.854 | 0 |  |  |  | 2.9541 | 0.65885 | [19 empty] | 0.63885 |  | 0.083258 | [18 empty] | 1 |  | 4 |  |  | 1
| WYANDOTTE 1102 | 102911102 | 49.0991 | 39.1556 |  | 4.307 | 34.8485 | 9.9435 | 12kV | 0.22674 | 546 | 9.8065 | 0.14463 | 308.3 | 1.676 | 0.05 |  |  |  | 34.8485 | 4.307 | [19 empty] | 0.49134 | 0.30403 | [7 empty] | ss2: 1.1027 | 1159 |  |  | 4 | 2
| SHINGLE SPRINGS 1103 | 153651103 | 23.8546 | 13.7189 | 4.6266 | 3.1703 | 5.922 | 10.1357 | 12kV | 0.22713 | 545 | 11.7102 | 2.4056 | 14.7 | 0.164 | 2.29 |  |  |  | 5.922 | 3.1703 | 4.6266 | [17 empty] | 2 | 0.052879 |  | 0.011828 | [15 empty] | 74 | 49 | 139 | 1 |  |  |  | 1 | 1
| ORINDA 0401 | 012350401 | 5.9651 | 5.3853 | 0.098331 | 3.3831 | 1.9038 | 0.57985 | 4.16kV | 0.22737 | 544 | 0.0036218 | 0.004724 | 149 | 1 | 1.758 | 5.9651 | 3.7823 | 1.6619 | 1.9038 | 3.3831 | 0.098331 | [25 empty] | 0.066194 | [10 empty] | 83 |  | 3 |  |  |  |  | 3 |  |  | 2
| LLAGAS 2101 | 083182101 | 122.509 | 101.877 |  | 21.2273 | 80.6497 | 20.632 | 21kV | 0.22741 | 543 | 1.8783 | 0.046873 | 154.8 | 1.531 | 2.602 |  |  |  | 80.6497 | 21.2273 | [19 empty] | 0.061072 | 0.18616 | [19 empty] | 10 | 7 | 11 |  |  | 1
| SANTA ROSA A 1107 | 042151107 | 11.7224 | 6.1491 | 2.8752 |  | 3.2739 | 5.5734 | 12kV | 0.22762 | 542 | 0.00036531 | 0.00032043 | 235.5 | 1.54 | 1.002 |  |  |  | 3.2739 |  | 2.8752 | [18 empty] | 0.019839 | 0.14652 | [16 empty] | 57 |  | 110 |  | 3 | 1
| BALCH NO 1 1101 | 252501101 | 14.6994 | 14.6994 |  | 14.6994 |  | 0 | 12kV | 0.22774 | 541 | 6.0779 | 0.044927 | 24.1 | 0.04 | 0 |  |  |  |  | 14.6994 | [44 empty] | 2 | 6
| CLAYTON 2215 | 012022215 | 68.7355 | 30.7017 | 2.919 | 5.4369 | 22.3457 | 38.0338 | 21kV | 0.22905 | 540 | 3.2323 | 0.69504 | 194.8 | 1.607 | 2.606 |  |  |  | 22.3457 | 5.4369 | 2.919 | [18 empty] | 0.22181 |  | 0.11882 | [15 empty] | 737 | 79 | 64 | 5 | 2 | 3 |  | 1
| HARRIS 1108 | 192431108 | 40.6384 | 32.6704 |  | 1.7496 | 30.9208 | 7.9679 | 12kV | 0.22914 | 539 | 0.00029007 | 6.2252e-05 | 15.2 | 0.439 | 0.53 |  |  |  | 30.9208 | 1.7496 | [20 empty] | 0.086914 | 0.058874 | [18 empty] | 1 | 4 | 4
| PALMER 1101 | 183031101 | 72.8579 | 63.1151 |  | 39.9771 | 23.1379 | 9.7429 | 12kV | 0.22959 | 538 | 14.1415 | 0.027115 | 121.4 | 1.069 | 1.664 |  |  |  | 23.1379 | 39.9771 | [5 empty] | 0.62334 | 0.49714 |  |  |  | 1 |  | 13 |  |  | 1 |  |  |  | 0.030909 | 0.013571 |  | 0.1802 |  | 0.11799 |  |  |  | ss2: 23.1379 | 115 |  |  | 2 | 1 | 3 | 1 | 3 | 3
| LAS POSITAS 2108 | 014402108 | 77.0928 | 20.7637 |  | 7.0989 | 13.6648 | 56.3291 | 21kV | 0.23186 | 537 | 3.4582 | 0.063272 | 241.8 | 1.696 | 0.013 |  |  |  | 13.6648 | 7.0989 | [19 empty] | 0.096389 | 0.024448 | 0.069861 | [19 empty] | 1 |  | 2 | 1
| VASCO 1102 | 013751102 | 104.1208 | 88.4103 |  | 45.8677 | 42.5426 | 15.7105 | 12kV | 0.23191 | 536 | 24.6709 | 1.3376 | 233.6 | 1.21 | 0.273 |  |  |  | 42.5426 | 45.8677 | [12 empty] | 2 | [6 empty] | 0.051577 |  | 0.0035175 | [16 empty] | 523 |  | 2 | 6 | 6 |  | 2 | 3
| SNEATH LANE 1107 | 022721107 | 16.8307 | 10.6288 |  | 1.0082 | 9.6206 | 6.2019 | 12kV | 0.23298 | 535 | 0.043286 | 0.00029143 | 25.1 | 0.162 | 0 |  |  |  | 9.6206 | 1.0082 | [21 empty] | 0.23024 | [18 empty] | 2 | 1 | 2 | 3
| EL CERRITO G 1111 | 012501111 | 18.7467 | 12.6952 |  | 0.20222 | 12.493 | 6.0515 | 12kV | 0.233 | 534 | 1.2511e-05 | 2.7259e-06 | 869.6 | 6.291 | 0 |  |  |  | 12.493 | 0.20222 | [19 empty] | 0.076611 | 0.17035 | 0.087457 | [18 empty] | 7 | 4 | 7
| UKIAH 1111 | 042771111 | 44.0863 | 38.9081 |  | 22.4869 | 16.4211 | 5.1783 | 12kV | 0.23338 | 533 | 12.6134 | 6.3991 | 211.3 | 1.895 | 1.487 |  |  |  | 16.4211 | 22.4869 | [19 empty] | 0.11045 | 0.37891 | [7 empty] | ss2: 15.23 | 2 |  |  | 1 | 7 | 3
| CHESTER 1101 | 103181101 | 11.3779 | 8.1639 |  | 2.1237 | 6.0402 | 3.2141 | 12kV | 0.23348 | 532 | 0.00070685 | 0.00045133 | 7.1 | 1.003 | 0 |  |  |  | 6.0402 | 2.1237 | [21 empty] | 0.02505 | [6 empty] | ss2: 5.73 | 2 |  |  |  |  | 5 |  |  | 2
| PACIFICA 1102 | 022811102 | 28.1619 | 20.1288 | 1.3425 | 1.3782 | 17.4081 | 8.0331 | 12kV | 0.2344 | 531 | 0.0012764 | 6.7704e-05 | 227.4 | 2.856 | 1.765 |  |  |  | 17.4081 | 1.3782 | 1.3425 | [9 empty] | 1 | [9 empty] | 0.091564 | 0.45218 | [15 empty] | 256 | 11 | 65 | 5 | 3 | 27 |  | 1 | 4
| HOPLAND 1101 | 042251101 | 135.2607 | 130.7901 |  | 81.741 | 49.0491 | 4.4707 | 12kV | 0.23577 | 530 | 18.9905 | 1.2033 | 478.9 | 2.332 | 2.14 |  |  |  | 49.0491 | 81.741 | [12 empty] | 9 | 10 | [5 empty] | 0.27577 |  | 0.070605 | 0.068182 |  | 0.93616 |  |  |  | ss2: 22.5657 | 2 | 516 |  | 2 | 3 | 12 | 1 | 1 | 3
| HATTON 1101 | 182291101 | 124.0146 | 25.3062 | 2.6931 | 12.5698 | 10.0433 | 98.7084 | 12kV | 0.23619 | 529 | 0.012483 | 0.00017368 | 156 | 1.864 | 0 |  |  |  | 10.0433 | 12.5698 | 2.6931 |  |  |  |  | 0.039667 | [5 empty] | 1 | 3 | [6 empty] | 0.057763 |  |  | 0.33254 | 0.36276 | 0.14728 | 0.067907 | [11 empty] | 66 |  | 94 | 1 | 1 | 1 | 1 | 11 | 5
| SAN RAFAEL 1104 | 042011104 | 32.5995 | 24.95 | 1.8807 | 9.7143 | 13.355 | 7.6494 | 12kV | 0.2408 | 528 | 0.36303 | 0.063253 | 85.7 | 0.575 | 1.736 |  |  |  | 13.355 | 9.7143 | 1.8807 | [18 empty] | 0.033406 | 0.0043337 | 0.15754 | [15 empty] | 281 | 57 | 138 |  | 4 | 2 |  |  |  |  | 1 | 3
| CORNING 1102 | 103331102 | 202.807 | 200.5886 |  | 79.9971 | 120.5915 | 2.2184 | 12kV | 0.24114 | 527 | 18.934 | 3.6001 | 326.4 | 1.776 | 1.218 |  |  |  | 120.5915 | 79.9971 | [10 empty] | 4 |  |  |  | 1 | [6 empty] | 0.19603 | [15 empty] | 288 | 1117 |  | 5 | 4 | 5
| TYLER 1105 | 103571105 | 118.9582 | 111.0443 |  | 60.1356 | 50.9087 | 7.9139 | 12kV | 0.24131 | 526 | 27.2825 | 14.3083 | 154.3 | 0.917 | 0.509 |  |  |  | 50.9087 | 60.1356 | [19 empty] | 0.01721 |  | 0.031331 | [6 empty] | ss2: 48.61 |  |  |  | 1 | 6 | 2 |  |  | 2
| SAN MIGUEL 1106 | 182661106 | 76.0679 | 74.3485 |  | 37.8549 | 36.4936 | 1.7194 | 12kV | 0.24216 | 525 | 10.7903 | 0.50625 | 64.6 | 0.291 | 2.012 |  |  |  | 36.4936 | 37.8549 | [40 empty] | 4 | 6 |  |  |  | 1
| SARATOGA 1115 | 083371115 | 28.9068 | 12.6448 |  | 2.8241 | 9.8207 | 16.262 | 12kV | 0.2439 | 524 | 0.00047756 | 0.0001379 | 85.4 | 1.127 | 1.104 |  |  |  | 9.8207 | 2.8241 | [5 empty] | 0.028039 | [8 empty] | 1 | [9 empty] | 0.022747 | [15 empty] | 2 | 3 | 6 |  |  | 1
| LOYOLA 1102 | 082161102 | 70.7595 | 51.0966 |  | 0.02565 | 51.0709 | 19.6629 | 12kV | 0.24529 | 523 | 0.060493 | 5.6114e-06 | 221.1 | 2.007 | 3.12 |  |  |  | 51.0709 | 0.02565 | [11 empty] | 1 | [7 empty] | 0.011167 | 0.044785 | 0.17606 | [15 empty] | 916 |  |  | 2 | 8 | 11
| SEACLIFF 0401 | 083500401 | 11.2356 | 9.3045 | 6.6218 | 1.3005 | 1.3822 | 1.9311 | 4.16kV | 0.24576 | 522 | 0.026582 | 0.025561 | 746.4 | 0.984 | 1.997 |  |  |  | 1.3822 | 1.3005 | 6.6218 | [8 empty] | 0.029545 |  | 1 | [25 empty] | 33 | 29 | 173 |  |  |  | 1 | 3 |  |  | 1
| ALTO 1122 | 042031122 | 28.4075 | 21.8927 | 9.1408 | 3.8258 | 8.926 | 6.5148 | 12kV | 0.25158 | 521 | 0.46873 | 0.18914 | 138.6 | 1.687 | 0 |  |  |  | 8.926 | 3.8258 | 9.1408 | 0.086031 |  |  | 0.22882 |  |  | 0.28183 |  |  | 1 |  |  | 3 |  |  | 1 | [20 empty] | 314 | 70 | 328 | 2 | 1 | 4 |  | 1 |  | 1 | 1 | 1
| SAN LUIS OBISPO 1102 | 182631102 | 21.5594 | 12.8505 |  | 0.62311 | 12.2274 | 8.7089 | 12kV | 0.25187 | 520 | 0.36117 | 7.779e-07 | 80.8 | 1.733 | 0.109 |  |  |  | 12.2274 | 0.62311 | [19 empty] | 0.1186 | 0.26606 |  |  | 0.056494 | [16 empty] | 9 | 4 | 9 |  | 1 | 3
| RISING RIVER 1101 | 103551101 | 60.3575 | 59.0627 |  | 43.8188 | 15.2439 | 1.2948 | 12kV | 0.25286 | 519 | 9.9859 | 0.61146 | 363.9 | 1.304 | 0.432 |  |  |  | 15.2439 | 43.8188 | [15 empty] | 1 | [8 empty] | 0.10897 |  |  |  | ss2: 9.44 |  |  |  |  | 1 |  | 3 | 2 | 3
| PACIFICA 1103 | 022811103 | 18.3261 | 14.1228 | 0.18512 | 0.76605 | 13.1717 | 4.2032 | 12kV | 0.25375 | 518 | 5.4072e-05 | 0.018411 | 6 | 0.041 | 1.142 |  |  |  | 13.1717 | 0.76605 | 0.18512 | [18 empty] | 0.0022541 |  | 0.11532 | [15 empty] | 306 | 26 | 16 | 5 |  | 12 | [5 empty] | 4
| PENRYN 1106 | 152561106 | 36.544 | 26.1049 |  | 0.96961 | 25.1353 | 10.4391 | 12kV | 0.254 | 517 | 2.041 | 0.53106 | 47.5 | 0.362 | 0.415 |  |  |  | 25.1353 | 0.96961 | [12 empty] | 3 | [6 empty] | 0.011701 |  | 0.017646 | [15 empty] | 273 |  |  | 5 |  | 10
| EEL RIVER 1102 | 192381102 | 149.1737 | 144.6975 |  | 40.0044 | 104.6931 | 4.4762 | 12kV | 0.25905 | 516 | 1.4114 | 0.08419 | 545.5 | 1.377 | 3.592 | 149.1737 | 16.7599 | 149.1737 | 104.6931 | 40.0044 | [5 empty] | 5.3694 | [8 empty] | 39 |  |  |  |  | 0.28138 | 0.060817 | [7 empty] | ss2: 47.6149 | 196 | 550 |  | 3 | 7 | 6 |  | 8 | 3
| RED BLUFF 1101 | 103541101 | 76.9959 | 74.5656 |  | 47.7369 | 26.8287 | 2.4303 | 12kV | 0.26225 | 515 | 32.9547 | 25.3216 | 39.8 | 0.384 | 0 |  |  |  | 26.8287 | 47.7369 | [10 empty] | 2 |  |  | 1 | [5 empty] | 0.0048281 |  | 0.0091359 | [6 empty] | ss2: 24.22 |  |  |  | 5 | 4 | 1 |  | 1
| EL CERRITO G 1110 | 012501110 | 12.4294 | 10.1477 |  | 0.68241 | 9.4653 | 2.2817 | 12kV | 0.26356 | 514 | 1.5049e-05 | 3.1983e-06 | 44.6 | 1.046 | 0.963 |  |  |  | 9.4653 | 0.68241 | [19 empty] | 0.039657 | 0.081765 | 0.12969 | [15 empty] | 241 |  |  | 1 | 6 | 4 |  |  | 3
| CAYUCOS 1102 | 182551102 | 61.3846 | 57.9146 | 8.9572 | 5.6538 | 43.3036 | 3.4701 | 12kV | 0.26402 | 513 | 0.77641 | 0.01425 | 201.7 | 1.342 | 0.899 |  |  |  | 43.3036 | 5.6538 | 8.9572 | [20 empty] | 0.026499 | [15 empty] | 14 | 34 | 116 | 3 | 9 | 7 |  |  |  | 1
| ANDERSON 1101 | 103261101 | 28.2611 | 20.2562 |  | 11.3575 | 8.8987 | 8.0049 | 12kV | 0.26413 | 512 | 2.7455 | 1.9582 | 48.6 | 0.15 | 0.042 |  |  |  | 8.8987 | 11.3575 | [23 empty] | 0.31911 |  |  |  |  | ss2: 8.8987 | [5 empty] | 8 |  | 2 | 7
| UKIAH 1115 | 042771115 | 30.8939 | 25.4155 |  | 16.8851 | 8.5304 | 5.4783 | 12kV | 0.26447 | 511 | 6.5071 | 0.097118 | 37.7 | 0.231 | 0 |  |  |  | 8.5304 | 16.8851 | [20 empty] | 0.019358 | [7 empty] | ss2: 6.54 |  |  |  | 1 | 4 | 1 | 1 | 1 | 1
| LAKEWOOD 2107 | 013532107 | 43.4947 | 28.9383 |  | 7.7541 | 21.1843 | 14.5564 | 21kV | 0.26632 | 510 | 0.054209 | 0.00020936 | 52.2 | 0.264 | 3.015 |  |  |  | 21.1843 | 7.7541 | [19 empty] | 0.34623 | 0.084201 |  | 0.16313 |  | 0.32383 | [12 empty] | 3 | 164 |  | 3 | 4 | 9 | 4 | 1
| SCE VEGAS 1701 | 188881701 | 0.16991 | 0.16991 | 0.16991 |  |  | 0 | 17kV | 0.26993 | 509 | 0.2122 | N/A | 0 | 0 | 0 | [5 empty] | 0.16991 | [38 empty] | 3
| WILDWOOD 1101 | 103611101 | 32.545 | 32.3763 |  | 32.3763 |  | 0.16865 | 12kV | 0.27224 | 508 | 3.7016 | 0.48076 | 232.7 | 0.915 | 1.275 |  |  |  |  | 32.3763 | [43 empty] | 1 | 6
| PIERCY 2110 | 083912110 | 67.3847 | 27.4259 |  | 19.6558 | 7.7701 | 39.9588 | 21kV | 0.2759 | 507 | 5.814 | 0.011059 | 191.1 | 0.343 | 2.939 |  |  |  | 7.7701 | 19.6558 | [19 empty] | 0.017763 |  | 0.013772 | [15 empty] | 12 |  |  | 3 | 2 | 1 |  | 2
| PAUL SWEET 2109 | 083252109 | 50.6569 | 30.9155 | 0.91884 | 2.8827 | 27.114 | 19.7414 | 21kV | 0.2769 | 506 | 0.0001705 | 0.0001963 | 524 | 2.824 | 2.706 |  |  |  | 27.114 | 2.8827 | 0.91884 |  |  | 0.0706 | [6 empty] | 2 |  | 2 |  |  | 1 |  |  |  | 0.39491 | [18 empty] | 45 | 30 | 7 | 11 | 4 |  |  | 3 |  |  | 1
| PANORAMA 1102 | 103461102 | 92.3552 | 84.1946 |  | 30.5872 | 53.6074 | 8.1606 | 12kV | 0.27735 | 505 | 20.2199 | 2.057 | 113.8 | 0.558 | 0.682 |  |  |  | 53.6074 | 30.5872 | [5 empty] | 0.069992 | 0.0028409 | [14 empty] | 0.40995 | [6 empty] | ss2: 37.6122 | 17 |  |  | 1 | 6 | 15 | 1 | 1 | 3
| RIO DELL 1102 | 192251102 | 80.3925 | 72.8091 |  | 50.0366 | 22.7725 | 7.5834 | 12kV | 0.27887 | 504 | 1.6605 | 2.6029 | 247 | 2.604 | 0.176 |  |  |  | 22.7725 | 50.0366 | [12 empty] | 1 | [15 empty] | ss2: 8.3069 | 106 | 505 |  | 2 | 3 | 3 |  |  | 1
| OAKLAND J 1102 | 012091102 | 29.6689 | 18.3703 |  | 6.0625 | 12.3078 | 11.2986 | 12kV | 0.27893 | 503 | 8.1869e-05 | 2.9585e-05 | 223.2 | 2.116 | 2.309 |  |  |  | 12.3078 | 6.0625 | [10 empty] | 1 |  | 1 | [6 empty] | 0.047575 | 0.012675 | 0.13652 |  | 0.030418 | [13 empty] | 546 |  |  | 4 | 3 | 7 | 1 | 5 | 7
| HORSESHOE 1101 | 152571101 | 50.3949 | 36.3749 |  | 4.9437 | 31.4312 | 14.02 | 12kV | 0.28145 | 502 | 3.3059 | 1.0156 | 61 | 1.219 | 1.266 |  |  |  | 31.4312 | 4.9437 | [21 empty] | 0.12383 | [18 empty] | 6 |  | 6 |  | 3 | 5
| CAMBRIA 1101 | 182771101 | 35.0216 | 31.1176 |  | 24.3281 | 6.7894 | 3.9041 | 12kV | 0.28243 | 501 | 1.2129 | 0.0033886 | 131.7 | 1.227 | 0 | 35.0216 | 1.1782 | 35.0216 | 6.7894 | 24.3281 | [19 empty] | 0.015433 |  |  | 1.8105 | [17 empty] | 3 | 1 | 3 | 3 | 1
| HICKS 2103 | 083432103 | 53.0639 | 25.163 | 5.5158 | 4.7675 | 14.8796 | 27.901 | 21kV | 0.2834 | 500 | 0.097227 | 0.00011745 | 108.6 | 0.257 | 1.228 |  |  |  | 14.8796 | 4.7675 | 5.5158 | [9 empty] | 1 | [9 empty] | 0.071511 | [16 empty] | 19 | 84 | 95 | 5 | 6 | 9
| SAN CARLOS 1103 | 024181103 | 19.4363 | 16.5048 |  | 3.8258 | 12.6791 | 2.9315 | 12kV | 0.28531 | 499 | 7.4282e-05 | 9.4639e-05 | 366.6 | 3.002 | 1.453 |  |  |  | 12.6791 | 3.8258 |  |  |  | 0.0085229 | [11 empty] | 2 | [5 empty] | 0.0049644 | [18 empty] | 3 | 5 | 10 | 3
| CAYETANO 2111 | 014422111 | 34.1687 | 12.2328 |  | 5.2014 | 7.0314 | 21.9359 | 21kV | 0.28587 | 498 | 7.7945 | 1.4124 | 15.3 | 0.073 | 1.058 |  |  |  | 7.0314 | 5.2014 | [19 empty] | 0.098177 | [20 empty] | 2 | 2 | 3 |  |  | 3
| HARTLEY 1101 | 043211101 | 71.9415 | 65.4443 |  | 28.033 | 37.4113 | 6.4972 | 12kV | 0.28612 | 497 | 7.3419 | 1.6505 | 48.3 | 0.354 | 0.161 |  |  |  | 37.4113 | 28.033 | [20 empty] | 0.11469 | 0.0034823 | [18 empty] | 1 | 4 | 11 | 1 |  | 5
| CAROLANDS 0404 | 024060404 | 16.99 | 10.2518 |  | 4.1862 | 6.0656 | 6.7382 | 4.16kV | 0.28679 | 496 | 0.00023299 | 5.0072e-05 | 124.9 | 1.077 | 1.653 |  |  |  | 6.0656 | 4.1862
| HICKS 1116 | 083431116 | 43.481 | 34.2228 |  | 13.9299 | 20.2929 | 9.2583 | 12kV | 0.28823 | 495 | 0.0219 | 0.00013009 | 467.7 | 2.54 | 0 |  |  |  | 20.2929 | 13.9299 | [11 empty] | 1 | 1 |  |  | 1 | [21 empty] | 229 |  |  | 1 | 6 | 10 |  |  | 3
| FAIRVIEW 2207 | 013432207 | 62.0561 | 50.5348 |  | 20.9777 | 29.5571 | 11.5212 | 21kV | 0.28901 | 494 | 0.058642 | 0.0012091 | 220.9 | 3.275 | 2.621 |  |  |  | 29.5571 | 20.9777 | [19 empty] | 0.30339 |  | 0.020029 | [18 empty] | 10 | 7 | 5 |  | 1 | 3
| CHESTER 1102 | 103181102 | 29.0465 | 5.3837 |  | 2.4196 | 2.9641 | 23.6628 | 21kV | 0.29046 | 493 | 0.0037574 | 2.8603e-06 | 0 | 0 | 0 |  |  |  | 2.9641 | 2.4196 | [28 empty] | ss2: 2.69 | 1 | [7 empty] | 3
| GEYSERVILLE 1102 | 042891102 | 127.759 | 118.3903 | 19.9666 | 34.5132 | 63.9105 | 9.3687 | 12kV | 0.29113 | 492 | 7.2916 | 1.1009 | 114 | 0.84 | 1.34 | 0.35235 | 1.7904 | 2.0296 | 63.9105 | 34.5132 | 19.9666 | [5 empty] | 0.039766 |  |  |  |  | 2 | 1 |  |  |  |  | 6 |  |  | 0.13543 | 0.31438 |  | 0.44215 | 0.10903 | [12 empty] | 307 | 440 | 240 | 2 | 19 | 13 | 1 | 5 | 2
| MORAGA 1103 | 013801103 | 32.0277 | 18.1915 | 0.13947 | 2.1049 | 15.9471 | 13.8362 | 12kV | 0.2927 | 491 | 0.087067 | 0.0016892 | 74.5 | 0.748 | 0.991 |  |  |  | 15.9471 | 2.1049 | 0.13947 | [19 empty] | 0.203 | [16 empty] | 156 | 39 | 5 | 4 | 2 | 3
| OAKLAND K 1103 | 012101103 | 21.684 | 10.7327 | 1.1238 | 4.8747 | 4.7342 | 10.9514 | 12kV | 0.29317 | 490 | 0.00022275 | 5.3447e-05 | 570.6 | 2.715 | 1.076 |  |  |  | 4.7342 | 4.8747 | 1.1238 |  |  |  | 0.32484 |  |  | 0.061064 |  | 0.073991 |  |  |  | 5 |  |  | 1 |  | 1 | 0.026218 | [17 empty] | 10 | 195 | 87 |  | 3 | 1 | 8 | 1 | 1 | 1
| FRANKLIN 1104 | 013921104 | 57.2076 | 15.0741 |  | 7.7163 | 7.3578 | 42.1335 | 12kV | 0.29404 | 489 | 0.040535 | 0.0046885 | 46.1 | 1.08 | 1 |  |  |  | 7.3578 | 7.7163 | [21 empty] | 0.49457 | [18 empty] | 3 | 1 | 3
| PLACER 1103 | 152461103 | 39.309 | 29.5545 |  | 12.0739 | 17.4806 | 9.7545 | 12kV | 0.29455 | 488 | 3.2993 | 2.0012 | 50.3 | 0.141 | 0.077 |  |  |  | 17.4806 | 12.0739 | [20 empty] | 0.0064419 | 0.10514 | [18 empty] | 4 | 7 | 6 |  | 1 | 2
| SAN LEANDRO U 1114 | 013111114 | 34.5515 | 28.9375 |  | 9.5279 | 19.4096 | 5.614 | 12kV | 0.29486 | 487 | 0.0063609 | 2.1054e-05 | 334.1 | 1.3 | 1.629 |  |  |  | 19.4096 | 9.5279 | [15 empty] | 1 |  |  |  | 0.12097 | 0.15806 | [19 empty] | 3 | 8 | 4 |  | 1 | 4
| CAMBRIA 1102 | 182771102 | 34.1163 | 26.868 |  | 15.3639 | 11.5042 | 7.2483 | 12kV | 0.29593 | 486 | 0.80499 | 0.018678 | 336.8 | 0.875 | 0 |  |  |  | 11.5042 | 15.3639 | [12 empty] | 1 | [27 empty] | 4
| VACAVILLE 1111 | 063601111 | 35.5729 | 17.5845 |  | 11.3318 | 6.2527 | 17.9884 | 12kV | 0.29636 | 485 | 9.9728 | 4.2776 | 171.7 | 2.73 | 0 | 35.5729 | 7.2105 | 35.5729 | 6.2527 | 11.3318 | [5 empty] | 0.12907 | [8 empty] | 1 | 1 |  |  |  | 0.10995 |  | 0.12454 | [18 empty] | 2 | 1 | 9 |  | 3 | 3
| CLEAR LAKE 1101 | 042141101 | 116.2148 | 113.7957 | 6.115 | 12.8685 | 94.8121 | 2.4191 | 12kV | 0.29672 | 484 | 10.1254 | 1.687 | 231.6 | 1.752 | 2.386 | 116.2148 | 0 | 0.29111 | 94.8121 | 12.8685 | 6.115 | [10 empty] | 1 | [8 empty] | 0.14783 | 0.007724 | [15 empty] | 1161 | 56 | 91 | 3 | 6 | 14 | 1
| FULTON 1102 | 042561102 | 108.4522 | 62.2533 | 1.638 | 26.4214 | 34.1939 | 46.199 | 12kV | 0.29685 | 483 | 12.9926 | 1.6408 | 101.8 | 1.638 | 0 |  |  |  | 34.1939 | 26.4214 | 1.638 |  |  | 0.029691 | [7 empty] | 2 |  |  | 4 |  |  |  |  | 0.19152 | 0.7457 |  |  | 0.46777 | 0.035875 | 0.13641 | [11 empty] | 372 | 220 | 29 | 31 | 6 |  | 5 | 8 | 7
| PRUNEDALE 1110 | 182961110 | 99.1206 | 79.8018 |  | 0.24195 | 79.5599 | 19.3188 | 12kV | 0.29784 | 482 | 0.024316 | 1.1293e-05 | 246.2 | 2.865 | 0.254 |  |  |  | 79.5599 | 0.24195 | [12 empty] | 1 | [6 empty] | 0.081117 |  | 0.064205 | [15 empty] | 880 |  |  | 6 | 4 | 2
| PAUL SWEET 2107 | 083252107 | 78.0535 | 59.9739 | 7.4649 | 4.5975 | 47.9115 | 18.0795 | 21kV | 0.29905 | 481 | 1.6461 | 0.044334 | 23.8 | 0.909 | 1.406 |  |  |  | 47.9115 | 4.5975 | 7.4649 | [9 empty] | 3 | [8 empty] | 0.017915 | 0.010764 | 0.19283 | [15 empty] | 598 | 35 | 77 | 20 | 13 | 8 |  |  | 3 |  | 1
| FAIRMOUNT 0401 | 012650401 | 5.7618 | 5.7156 |  | 1.3521 | 4.3634 | 0.046208 | 4.16kV | 0.30026 | 480 | 0.00058824 | 7.0236e-06 | 194.9 | 2.08 | 0.22 |  |  |  | 4.3634 | 1.3521 | [37 empty] | 27 |  |  |  | 5 | 1 | 1
| HUMBOLDT BAY 1102 | 192341102 | 53.0989 | 41.5156 |  | 6.3257 | 35.1898 | 11.5833 | 12kV | 0.30196 | 479 | 0.13819 | 0.02261 | 61.6 | 0.95 | 0.002 |  |  |  | 35.1898 | 6.3257 | [10 empty] | 1 | 2 | [7 empty] | 0.12617 | 0.48451 | 0.068248 | [18 empty] | 8 | 9 | 6 |  |  | 1
| WALDO 0401 | 013350401 | 6.0941 | 5.6971 |  | 1.5971 | 4.1 | 0.39701 | 4.16kV | 0.3028 | 478 | 3.8807e-05 | 1.2192e-05 | 319.1 | 2.998 | 1.173 |  |  |  | 4.1 | 1.5971 |  |  |  |  | 0.31131 | [36 empty] | 3 | 1
| HALF MOON BAY 1102 | 024101102 | 60.9589 | 48.1293 | 5.5332 | 2.9057 | 39.6903 | 12.8296 | 12kV | 0.30463 | 477 | 0.11676 | 0.015065 | 46.1 | 1.511 | 0.753 |  |  |  | 39.6903 | 2.9057 | 5.5332 | [9 empty] | 1 | 2 | [11 empty] | 0.012649 | [13 empty] | 362 | 71 | 124 | 4 | 10 | 20 |  | 1 | 1
| PENRYN 1107 | 152561107 | 102.3628 | 84.2704 |  | 36.2366 | 48.0338 | 18.0924 | 12kV | 0.30559 | 476 | 9.2994 | 1.7643 | 127.7 | 0.556 | 0 |  |  |  | 48.0338 | 36.2366 | [22 empty] | 0.47992 |  | 0.24566 | [15 empty] | 4 | 1 | 3 | 2 | 7 | 3
| RIO DEL MAR 0401 | 083260401 | 7.3725 | 7.0911 |  | 1.9094 | 5.1817 | 0.28135 | 4.16kV | 0.30594 | 475 | 0.00023026 | N/A | 556.8 | 0.6 | 0 |  |  |  | 5.1817 | 1.9094 |  |  |  | 0.026269 |  |  | 0.27348 | [5 empty] | 2 |  |  | 9 | [7 empty] | 0.012895 | [17 empty] | 1 |  |  | 3
| FOOTHILL 1102 | 182951102 | 46.6381 | 25.4115 |  | 10.2206 | 15.1909 | 21.2267 | 12kV | 0.30697 | 474 | 0.94642 | 0.0095448 | 137.9 | 1.291 | 1.246 |  |  |  | 15.1909 | 10.2206 | [19 empty] | 0.30327 | 0.030709 | 0.17983 | [18 empty] | 4 | 7 | 2 |  | 1 | 1
| STAFFORD 1101 | 043201101 | 35.55 | 22.0086 |  | 3.4659 | 18.5427 | 13.5414 | 12kV | 0.30745 | 473 | 0.053189 | 0.0026598 | 317.4 | 2.462 | 0.784 |  |  |  | 18.5427 | 3.4659 | [20 empty] | 0.0056828 | [16 empty] | 207 | 5 |  |  | 3 | 8 |  |  | 6
| ROSSMOOR 1101 | 014161101 | 39.2106 | 30.536 | 2.133 | 10.7348 | 17.6682 | 8.6747 | 12kV | 0.30782 | 472 | 0.0090379 | 0.00095174 | 97.1 | 0.534 | 1.364 |  |  |  | 17.6682 | 10.7348 | 2.133 | [7 empty] | 0.043505 | [10 empty] | 0.23784 | [17 empty] | 491 | 327 | 76 | 4 | 1 |  |  | 1 |  |  |  | 1
| BEAR VALLEY 2101 | 252192101 | 167.8278 | 167.3519 |  | 100.7657 | 66.5863 | 0.47592 | 12kV | 0.30793 | 471 | 14.1648 | 0.84903 | 360.7 | 2.116 | 0.201 | 167.8278 | 18.3102 | 167.8278 | 66.5863 | 100.7657 | [6 empty] | 0.1693 | [33 empty] | 1 |  | 1 | 2 | 3
| SAUSALITO 1102 | 042491102 | 27.2724 | 17.9678 |  | 9.105 | 8.8628 | 9.3046 | 12kV | 0.31188 | 470 | 0.093442 | 0.00093707 | 122.5 | 1.64 | 2.04 |  |  |  | 8.8628 | 9.105 | [19 empty] | 0.013965 | [20 empty] | 3 |  | 3 |  | 1 | 3
| HOLLYWOOD 0401 | 013170401 | 6.2947 | 5.2947 |  | 2.7321 | 2.5626 | 1.0001 | 4.16kV | 0.31296 | 469 | 0.00010933 | 3.2684e-05 | 157 | 1.199 | 2.998 |  |  |  | 2.5626 | 2.7321 |  |  |  |  | 0.20839 | [8 empty] | 3 | [5 empty] | 0.063441 | [21 empty] | 2 |  |  | 1
| EL CERRITO G 1112 | 012501112 | 33.6557 | 24.5008 | 1.651 | 0.34356 | 22.5062 | 9.1549 | 12kV | 0.31371 | 468 | 0.0010915 | 2.7394e-05 | 111.9 | 1.129 | 0 |  |  |  | 22.5062 | 0.34356 | 1.651 | [18 empty] | 0.079803 | 0.0022566 | [16 empty] | 439 | 26 | 77 | 2 | 1 | 12 |  |  | 3
| TASSAJARA 2112 | 014662112 | 56.9458 | 18.6776 | 6.8843 | 3.657 | 8.1363 | 38.2681 | 21kV | 0.31414 | 467 | 2.7312 | 0.14877 | 90.4 | 0.668 | 0.226 |  |  |  | 8.1363 | 3.657 | 6.8843 | [8 empty] | 6.7725 | [8 empty] | 2 | 0.60252 | 0.12203 | 0.32903 | [15 empty] | 3 | 15 | 142 | 3 | 2 | 2 | [5 empty] | 14
| MILPITAS 1109 | 082831109 | 66.9916 | 49.6116 |  | 30.0203 | 19.5913 | 17.38 | 12kV | 0.31449 | 466 | 2.9478 | 0.14581 | 259 | 3.91 | 3.668 |  |  |  | 19.5913 | 30.0203 | [11 empty] | 1 | [9 empty] | 0.16204 | [18 empty] | 1 | 1 | 3 |  | 2 | 1
| LONE TREE 2105 | 013232105 | 51.6076 | 20.7568 |  | 11.076 | 9.6808 | 30.8508 | 21kV | 0.31462 | 465 | 23.1943 | 6.8077 | 19.1 | 0.037 | 1 |  |  |  | 9.6808 | 11.076 | [10 empty] | 3 | [9 empty] | 0.2994 | [16 empty] | 157 |  |  | 1 | 1 |  |  |  | 1
| VACAVILLE 1104 | 063601104 | 28.4825 | 17.671 |  | 15.4624 | 2.2085 | 10.8115 | 12kV | 0.31493 | 464 | 22.0357 | 8.4443 | 199.5 | 3.542 | 0 |  |  |  | 2.2085 | 15.4624 | [19 empty] | 0.037566 | [18 empty] | 278 |  |  | 1 |  |  | 4 | 4
| LAS PULGAS 0401 | 024120401 | 6.3993 | 6.0758 |  | 0.34593 | 5.7299 | 0.3235 | 4.16kV | 0.31601 | 463 | 2.0518e-05 | 9.705e-06 | 25.3 | 0.07 | 2.272 |  |  |  | 5.7299 | 0.34593 | [21 empty] | 0.0067203 | [19 empty] | 3 | 1
| UKIAH 1114 | 042771114 | 109.3473 | 103.4136 |  | 53.763 | 49.6506 | 5.9337 | 12kV | 0.31773 | 462 | 9.4564 | 0.73808 | 48.5 | 0.46 | 1.002 |  |  |  | 49.6506 | 53.763 | [11 empty] | 1 | [16 empty] | ss2: 4.7924 |  | 619 |  | 2 | 4 | 6 | 1 | 1
| PAUL SWEET 2105 | 083252105 | 10.3577 | 8.8298 | 6.8122 | 0.028542 | 1.989 | 1.528 | 21kV | 0.31815 | 461 | 0.086208 | 0.0082821 | 951.4 | 16.564 | 1.669 |  |  |  | 1.989 | 0.028542 | 6.8122 | [36 empty] | 46 | 1 | 141 | [7 empty] | 1 | 1
| RIDGE 0402 | 012840402 | 2.7993 | 2.4121 |  | 1.7292 | 0.68298 | 0.38718 | 4.16kV | 0.31893 | 460 | 9.2772e-05 | 4.3853e-05 | 237.2 | 1.971 | 0 |  |  |  | 0.68298 | 1.7292 | [42 empty] | 1
| SO. CAL. EDISON #3 1101 | 258861101 | 9.8512 | 9.8512 | 7.2403 | 2.4524 | 0.15841 | 0 | 12kV | 0.3198 | 459 | 6.998 | 0.0086536 | 1 | 1 | 9.318 |  |  |  | 0.15841 | 2.4524 | 7.2403 | [37 empty] | 6 | 35
| TASSAJARA 2109 | 014662109 | 39.0284 | 4.0349 |  | 2.8964 | 1.1385 | 34.9934 | 21kV | 0.32126 | 458 | 2.1128 | N/A | 18.6 | 0.052 | 0.997 |  |  |  | 1.1385 | 2.8964 | [19 empty] | 0.01184 | 0.056381 | [19 empty] | 2 | 1
| FRUITLAND 1141 | 192311141 | 27.2044 | 27.1854 |  | 23.8635 | 3.3219 | 0.019055 | 12kV | 0.32232 | 457 | 0.79126 | 1.0861 | 951.6 | 2.903 | 3.094 |  |  |  | 3.3219 | 23.8635 | [28 empty] | ss2: 1.6216 | [7 empty] | 6
| CARLOTTA 1121 | 192291121 | 50.3113 | 48.3287 |  | 17.4125 | 30.9162 | 1.9826 | 12kV | 0.32387 | 456 | 1.0391 | 0.20863 | 493.7 | 3.407 | 0.308 |  |  |  | 30.9162 | 17.4125 | [28 empty] | ss2: 27.98 | 677 | 246 |  |  | 1 | 1
| PURISIMA 1101 | 182971101 | 68.1677 | 57.0527 |  | 17.5441 | 39.5087 | 11.1149 | 12kV | 0.32467 | 455 | 1.7119 | 0.0081153 | 201.4 | 1.296 | 1.368 |  |  |  | 39.5087 | 17.5441 | [10 empty] | 1 |  | 1 | [7 empty] | 0.092178 |  |  |  | 0.064801 |  |  |  | ss2: 39.5087 | 244 |  |  |  | 3 | 4 |  |  | 3
| SAN RAFAEL 1101 | 042011101 | 31.8626 | 23.6282 | 8.8366 | 0.26752 | 14.5241 | 8.2344 | 12kV | 0.32525 | 454 | 0.00027988 | 0.00010801 | 201.9 | 1.805 | 1.011 |  |  |  | 14.5241 | 0.26752 | 8.8366 | [19 empty] | 0.024912 | [5 empty] | 0.0038861 | [10 empty] | 216 |  | 436 |  | 5 | 6 |  |  |  |  | 2
| SALMON CREEK 1101 | 043161101 | 69.867 | 47.2592 | 7.1964 | 14.9786 | 25.0842 | 22.6079 | 12kV | 0.32592 | 453 | 5.7052 | 3.7715 | 183 | 1.019 | 4.49 |  |  |  | 25.0842 | 14.9786 | 7.1964 | [8 empty] | 0.083329 |  |  |  | 1 | [5 empty] | 0.56113 | 0.031846 | [16 empty] | 85 | 51 | 136 | 5 | 6 | 7 | 3 |  | 5 |  | 1 | 1
| TAR FLAT 0401 | 163240401 | 3.7406 | 3.7017 | 0.035362 | 3.2794 | 0.38695 | 0.038847 | 4.16kV | 0.32691 | 452 | 0.00034092 | 0.0002361 | 0 | 0 | 0.994 |  |  |  | 0.38695 | 3.2794 | 0.035362 | [36 empty] | 7 | 105 | 6
| VIEJO 2203 | 182852203 | 27.8651 | 22.859 |  | 3.1519 | 19.7071 | 5.0061 | 21kV | 0.32727 | 451 | 8.1654e-05 | 5.4345e-05 | 28.9 | 0.199 | 0.333 |  |  |  | 19.7071 | 3.1519 |  |  | 0.03995 | [8 empty] | 1 | [8 empty] | 0.094631 | 0.085089 | [15 empty] | 969 |  |  |  | 16 | 6 |  | 1
| VALLEY VIEW 1105 | 014341105 | 31.081 | 18.6853 |  | 3.9814 | 14.7039 | 12.3958 | 12kV | 0.32865 | 450 | 8.618e-05 | 2.2985e-05 | 171.9 | 1.282 | 0 |  |  |  | 14.7039 | 3.9814 | [20 empty] | 0.10118 | [17 empty] | 33 |  | 2 |  | 5 | 1
| LAS AROMAS 0401 | 013600401 | 6.289 | 6.2517 |  | 5.2434 | 1.0083 | 0.037316 | 4.16kV | 0.33291 | 449 | 0.00025847 | 0.00016483 | 278 | 2.149 | 1.991 |  |  |  | 1.0083 | 5.2434 | [23 empty] | 0.012301 | [13 empty] | 37 | [6 empty] | 2
| PUEBLO 1105 | 043291105 | 78.6462 | 70.4064 |  | 20.86 | 49.5464 | 8.2398 | 12kV | 0.33975 | 448 | 3.7733 | 1.0096 | 20.9 | 0.132 | 0.274 |  |  |  | 49.5464 | 20.86 | [5 empty] | 1.2668 | [14 empty] | 0.012006 | 0.1072 |  | 0.6401 | [13 empty] | 19 |  |  |  | 4 | 11 | 1 | 15 | 1
| KERCKHOFF 1101 | 252561101 | 34.8511 | 34.7549 |  | 34.7549 |  | 0.096197 | 12kV | 0.3417 | 447 | 24.295 | 1.143 | 140.8 | 0.172 | 0 | 34.8511 | 5.2046 | 34.8511 |  | 34.7549 | [44 empty] | 2
| KING CITY 1103 | 182031103 | 41.2607 | 27.9904 |  | 17.9831 | 10.0074 | 13.2703 | 12kV | 0.34439 | 446 | 2.6339 | 0.01824 | 59.1 | 1.074 | 0 |  |  |  | 10.0074 | 17.9831 | [21 empty] | 0.066443 | [18 empty] | 2 |  |  | 1
| SONOMA 1104 | 042721104 | 76.639 | 59.7038 |  | 19.9035 | 39.8003 | 16.9351 | 12kV | 0.34448 | 445 | 2.7882 | 0.014327 | 362 | 3.028 | 8.783 |  |  |  | 39.8003 | 19.9035 | [19 empty] | 0.28517 |  | 0.10602 | 0.046752 | [17 empty] | 3 | 4 | 4 | 1 |  | 1
| SAN RAFAEL 1105 | 042011105 | 42.8937 | 23.0336 |  | 1.629 | 21.4046 | 19.8601 | 12kV | 0.34708 | 444 | 0.00023757 | 3.6064e-05 | 138.9 | 0.463 | 1.617 |  |  |  | 21.4046 | 1.629 | [19 empty] | 0.49236 | 0.17143 | 0.085115 | 0.19359 | [17 empty] | 5 | 6 | 8 | 1
| MORRO BAY 1102 | 183011102 | 69.0471 | 57.8372 | 4.1327 | 17.7464 | 35.9582 | 11.2099 | 21kV | 0.3472 | 443 | 0.059585 | 0.00072826 | 136.2 | 1.372 | 0.84 |  |  |  | 35.9582 | 17.7464 | 4.1327 | [20 empty] | 0.01118 | [16 empty] | 24 | 70 | 3 | 5 | 1 | 1 | 4 | 2
| FOOTHILL 1101 | 182951101 | 41.5432 | 39.6122 |  | 18.8241 | 20.788 | 1.9311 | 21kV | 0.35024 | 442 | 2.4416 | 0.0010305 | 185.5 | 0.932 | 0.008 |  |  |  | 20.788 | 18.8241 | [41 empty] | 6 | 15 | 1 | 4
| CABRILLO 1104 | 183101104 | 82.7527 | 77.0165 |  | 31.1941 | 45.8224 | 5.7362 | 12kV | 0.35043 | 441 | 4.3342 | 0.047587 | 313.3 | 2.925 | 0.813 |  |  |  | 45.8224 | 31.1941 |  |  | 0.099209 |  |  | 2.4084 |  |  |  |  | 6 | 28 |  | 18 | 45 | [13 empty] | ss2: 45.6259 | 716 |  |  | 1 | 5 | 1 | 1 | 7
| IONE 1101 | 163881101 | 41.1589 | 28.9509 |  | 14.7032 | 14.2477 | 12.208 | 12kV | 0.35064 | 440 | 6.4316 | 0.062798 | 191.9 | 1.219 | 1.004 | 41.1589 | 1.9748 | 41.1589 | 14.2477 | 14.7032 | [19 empty] | 0.78943 |  | 0.62068 | [15 empty] | 6 |  |  |  |  | 4
| EL CERRITO G 1113 | 012501113 | 14.6762 | 9.5601 |  | 0.096348 | 9.4638 | 5.116 | 12kV | 0.35167 | 439 | 5.7843e-05 | 1.2534e-06 | 59.2 | 1.065 | 0.494 |  |  |  | 9.4638 | 0.096348 | [10 empty] | 8 | [8 empty] | 0.08945 |  | 0.24721 | [15 empty] | 152 |  |  | 4 |  | 5
| SPRUCE 0402 | 013340402 | 4.4961 | 3.5942 |  | 1.4353 | 2.1589 | 0.90187 | 4.16kV | 0.35199 | 438 | 0.00011921 | 3.6767e-05 | 636.5 | 4.623 | 4.006 |  |  |  | 2.1589 | 1.4353 | [37 empty] | 67 | 4 | 1 | 1
| TEJON 1102 | 252931102 | 74.2229 | 62.1516 |  | 32.8753 | 29.2763 | 12.0713 | 12kV | 0.35273 | 437 | 9.6822 | 0.094074 | 312.9 | 1.519 | 3.214 | 74.2229 | 6.0767 | 74.2229 | 29.2763 | 32.8753 | [19 empty] | 0.27498 | 0.7607 | 0.036545 | [18 empty] | 3 | 7 | 1 | 1 | 3 | 2
| VACAVILLE 1108 | 063601108 | 59.2409 | 47.2906 |  | 28.0836 | 19.207 | 11.9503 | 12kV | 0.35338 | 436 | 44.4551 | 17.1665 | 496 | 3.432 | 1.014 |  |  |  | 19.207 | 28.0836 |  |  |  | 0.39556 |  |  | 8.5196 |  |  |  | 2 |  | 9 |  | 1 | 126 | [24 empty] | 4 | 3 | 7 |  | 4 | 7
| LAURELES 1112 | 182371112 | 45.3599 | 36.7198 |  | 26.612 | 10.1077 | 8.6401 | 12kV | 0.35659 | 435 | 0.050587 | 0.00036125 | 163.9 | 1.641 | 0.513 |  |  |  | 10.1077 | 26.612 | [23 empty] | 0.070359 | [16 empty] | 1 | 1 | 1 | 1 | 4 | 4
| TIVY VALLEY 1107 | 252941107 | 180.5924 | 175.266 |  | 117.3776 | 57.8884 | 5.3264 | 12kV | 0.35787 | 434 | 23.009 | 8.6998 | 118.7 | 1.045 | 1.249 | 1.7346 | 55.1175 | 180.5924 | 57.8884 | 117.3776 | [19 empty] | 0.27811 | 0.033086 | 0.021433 | [15 empty] | 803 | 1 |  | 3 | 5 | 4 | 3 | 2 | 1
| MENDOCINO 1101 | 042951101 | 79.0166 | 74.7117 | 13.3654 | 18.8472 | 42.4991 | 4.305 | 12kV | 0.36072 | 433 | 7.4745 | 1.3698 | 18.2 | 0.066 | 0.44 |  |  |  | 42.4991 | 18.8472 | 13.3654 | [7 empty] | 0.076986 |  |  |  | 2 | [7 empty] | 0.23316 |  | 0.42313 | [5 empty] | ss2: 4.8857 |  | 157 | 262 |  | 6 | 2 | 4 | 2 | 1
| GRAYS FLAT 0401 | 102530401 | 10.7789 | 10.6102 |  | 10.6102 |  | 0.16871 | 4.16kV | 0.36185 | 432 | 1.2881 | 0.02328 | 1.4 | 0.08 | 0 |  |  |  |  | 10.6102 | [6 empty] | 1.7568 | [8 empty] | 35 | [27 empty] | 2 |  | 6
| SOBRANTE 1103 | 014671103 | 11.6316 | 5.179 | 1.8187 | 2.5255 | 0.83483 | 6.4526 | 12kV | 0.36231 | 431 | 0.0050184 | 0.0054294 | 119.7 | 1.067 | 1.004 |  |  |  | 0.83483 | 2.5255 | 1.8187 | [36 empty] | 33 | 57 | 76 | 1
| UPPER LAKE 1101 | 042871101 | 87.0249 | 86.1786 | 1.5123 | 48.4193 | 36.247 | 0.84637 | 12kV | 0.36268 | 430 | 15.8514 | 2.3559 | 325.9 | 2.483 | 4.197 | 0.080979 | 5.6596 | 0.064777 | 36.247 | 48.4193 | 1.5123 |  |  |  |  | 0.32889 | [7 empty] | 3 | 6 | [22 empty] | 29 | 392 | 27 | 2 | 4 | 2 | 2 |  | 2
| SONOMA 1102 | 042721102 | 30.9338 | 18.1218 | 6.0217 |  | 12.1001 | 12.812 | 12kV | 0.36326 | 429 | 0.94012 | 1.0988 | 38.1 | 0.333 | 0 |  |  |  | 12.1001 |  | 6.0217 | [18 empty] | 0.45622 |  | 0.11097 |  |  |  | 0.038952 | [11 empty] | 10 |  | 135 | 10 | 2 | 4 |  |  |  | 3
| ZACA 1102 | 182681102 | 106.9344 | 80.2303 | 22.3495 | 40.7288 | 17.152 | 26.7041 | 12kV | 0.365 | 428 | 49.4522 | 15.0166 | 92.1 | 0.459 | 0 |  |  |  | 17.152 | 40.7288 | 22.3495 |  | 0.078155 |  |  | 0.93973 | [5 empty] | 2 |  |  | 21 | [5 empty] | 0.091912 | 0.15149 | 0.12164 | 0.085241 | 0.1533 |  |  |  | ss2: 16.96 | 378 | 113 | 401 |  | 5 | 1 | 2 | 21 | 3
| SUMMIT 1102 | 152591102 | 13.2991 | 5.0221 |  | 5.0221 |  | 8.2771 | 12kV | 0.36703 | 427 | 0.91591 | 0.00148 | 222.3 | 1.442 | 0 |  |  |  |  | 5.0221 | [19 empty] | 0.0029309 |  |  | 0.035562 | [20 empty] | 2 | 1
| CALPINE 1146 | 048011146 | 5.9311 | 5.7086 | 5.7086 |  |  | 0.22253 | 21kV | 0.36706 | 426 | 2.0762 | 0.053688 | 0 | 0 | 0 | [5 empty] | 5.7086 | [38 empty] | 8
| WISHON 1101 | 251511101 | 7.627 | 7.627 | 3.454 | 4.173 |  | 0 | 12kV | 0.36726 | 425 | 6.9834 | 0.60376 | 0 | 0 | 1 | 7.627 | 0.71247 | 0.84965 |  | 4.173 | 3.454 | [37 empty] | 71 | 65
| ARBUCKLE 1104 | 062081104 | 107.0784 | 102.49 |  | 1.9232 | 100.5668 | 4.5884 | 12kV | 0.37144 | 424 | 6.3042 | 0.21469 | 106.9 | 1.272 | 2.038 |  |  |  | 100.5668 | 1.9232 | [11 empty] | 2 | [8 empty] | 0.066956 | 0.064343 | [6 empty] | ss2: 8.94 | 1373 |  |  | 3 | 12 | 6
| PALO SECO 0401 | 013180401 | 7.4191 | 4.7493 |  | 4.7313 | 0.017997 | 2.6698 | 4.16kV | 0.37214 | 423 | 0.00030885 | 9.2923e-05 | 657.3 | 1.541 | 2.995 |  |  |  | 0.017997 | 4.7313 | [19 empty] | 0.059011 | [25 empty] | 1
| SOBRANTE 1101 | 014671101 | 28.7067 | 21.5875 |  | 14.9381 | 6.6493 | 7.1192 | 12kV | 0.37397 | 422 | 0.0091642 | 0.00038337 | 408 | 4.788 | 1.421 |  |  |  | 6.6493 | 14.9381 | [21 empty] | 0.054211 | [15 empty] | 175 |  |  |  |  | 2 | 4 | 4
| PLACERVILLE 1111 | 153081111 | 23.1334 | 18.814 |  | 15.5199 | 3.2942 | 4.3193 | 12kV | 0.3741 | 421 | 0.28953 | 0.047945 | 53.1 | 0.631 | 0 |  |  |  | 3.2942 | 15.5199 |  |  |  | 0.12226 | [9 empty] | 1 | [6 empty] | 0.0036615 |  |  | 0.038964 | [17 empty] | 1 | 4 |  | 5 | 3
| PASO ROBLES 1104 | 182611104 | 79.7125 | 67.3604 |  | 38.0842 | 29.2762 | 12.3522 | 12kV | 0.3763 | 420 | 17.1674 | 2.3071 | 75.1 | 0.357 | 0.939 |  |  |  | 29.2762 | 38.0842 | [20 empty] | 0.21421 | 0.76885 |  | 0.11124 | 0.14475 | [15 empty] | 3 | 12 | 11 | 1 | 2 | 4
| PETALUMA C 1109 | 042631109 | 86.3505 | 66.7242 |  | 48.7942 | 17.93 | 19.6263 | 12kV | 0.37658 | 419 | 8.0343 | 0.016559 | 46.6 | 0.336 | 0.457 |  |  |  | 17.93 | 48.7942 | [19 empty] | 0.038201 |  | 0.10372 |  | 0.19446 | 0.0083293 | [12 empty] | 22 |  |  | 2 | 5 |  | 9 | 5
| TAMARACK 1101 | 152291101 | 19.8584 | 19.5098 |  | 18.7542 | 0.75557 | 0.34862 | 12kV | 0.37847 | 418 | 0.14896 | 6.6001e-05 | 101.4 | 0.363 | 0 |  |  |  | 0.75557 | 18.7542 | [6 empty] | 0.047512 | [8 empty] | 1 | [27 empty] | 4 | 4
| TAR FLAT 0402 | 163240402 | 6.6244 | 6.6244 | 0.85781 | 4.5677 | 1.1989 | 0 | 4.16kV | 0.37995 | 417 | 0.059407 | 0.0043812 | 42.7 | 1.054 | 1.002 |  |  |  | 1.1989 | 4.5677 | 0.85781 | [37 empty] | 36 | 21 | [5 empty] | 1
| MERCED FALLS 1102 | 252811102 | 192.1059 | 190.5803 |  | 120.0048 | 70.5755 | 1.5257 | 12kV | 0.38136 | 416 | 16.147 | 1.2459 | 438.9 | 3.158 | 2.837 | 192.1059 | 14.2506 | 192.1059 | 70.5755 | 120.0048 | [6 empty] | 0.045076 | [30 empty] | 202 | 2855 |  | 1 | 6 | 3 | 3 | 2 | 5
| SARATOGA 1106 | 083371106 | 35.3187 | 26.8054 | 1.1936 | 14.2521 | 11.3597 | 8.5133 | 12kV | 0.38269 | 415 | 0.0013704 | 0.00058039 | 191 | 1.573 | 0.601 |  |  |  | 11.3597 | 14.2521 | 1.1936 | [10 empty] | 1 | [8 empty] | 0.040596 |  |  | 0.020438 | [14 empty] | 118 | 46 | 3 | 1 | 1 | 4 | 1 | 2
| SAN CARLOS 1104 | 024181104 | 29.8075 | 22.1662 |  | 10.7124 | 11.4538 | 7.6413 | 12kV | 0.38309 | 414 | 0.00013427 | 4.0807e-05 | 91.8 | 0.72 | 0.548 |  |  |  | 11.4538 | 10.7124 | [24 empty] | 0.20572 | [17 empty] | 4 |  |  | 4
| WYANDOTTE 1110 | 102911110 | 56.0251 | 40.2004 |  | 12.6738 | 27.5266 | 15.8247 | 12kV | 0.38577 | 413 | 5.5708 | 0.87654 | 2089.6 | 2.945 | 1.146 |  |  |  | 27.5266 | 12.6738 | [6 empty] | 0.16905 | [12 empty] | 0.074414 | 0.03423 |  |  |  | 0.0075756 |  |  |  | ss2: 2.7739 | 589 |  |  | 2 | 5 | 5 |  |  | 4
| SAN JOAQUIN #3 1101 | 252531101 | 26.1504 | 24.3867 | 22.8169 | 1.5698 |  | 1.7637 | 12kV | 0.38818 | 412 | 0.9299 | 0.010069 | 1831 | 5.067 | 4.468 |  |  |  |  | 1.5698 | 22.8169 | [36 empty] | 6 | 72 | 767 | [5 empty] | 1 | 3 | 2
| SANTA MARIA 1108 | 182671108 | 108.6183 | 94.6674 | 43.9726 | 28.8558 | 21.839 | 13.9509 | 12kV | 0.39321 | 411 | 14.7444 | 1.1662 | 54 | 0.154 | 2.055 |  |  |  | 21.839 | 28.8558 | 43.9726 | [20 empty] | 0.093096 | [6 empty] | ss2: 21.8389 | 2 | 268 | 618 | 1 | 3 | 3 |  | 1 | 1 | 2 |  | 1
| MAPLE CREEK 1101 | 192101101 | 33.1611 | 32.999 |  | 9.2872 | 23.7118 | 0.16208 | 12kV | 0.39336 | 410 | 0.019319 | 0.063615 | 314.2 | 2.221 | 2.463 |  |  |  | 23.7118 | 9.2872 | [13 empty] | 1 | [14 empty] | ss2: 22.47 | 98 |  |  |  |  | 5 | 1 | 2
| SAN LUIS OBISPO 1101 | 182631101 | 41.6483 | 37.8434 | 10.493 | 15.8005 | 11.5498 | 3.8049 | 12kV | 0.39484 | 409 | 2.0165 | 0.13536 | 144.5 | 0.891 | 0.358 |  |  |  | 11.5498 | 15.8005 | 10.493 | [11 empty] | 1 | [6 empty] | 0.012304 | [18 empty] | 103 | 145 | 6 | 6 | 1 |  | 1 | 1 |  | 1
| HIGGINS 1107 | 152691107 | 36.5437 | 32.513 |  | 17.8519 | 14.6611 | 4.0307 | 12kV | 0.39679 | 408 | 5.079 | 1.2482 | 63.8 | 0.241 | 0 |  |  |  | 14.6611 | 17.8519 | [13 empty] | 1 | [6 empty] | 0.019152 | [7 empty] | ss2: 10.2701 |  |  |  | 4 | 1 |  | 5 | 1 | 1
| RALSTON 1102 | 024141102 | 23.4581 | 10.7348 |  | 3.7299 | 7.005 | 12.7232 | 12kV | 0.39776 | 407 | 0.070828 | 1.6072e-06 | 66 | 1.116 | 2.079 |  |  |  | 7.005 | 3.7299 | [12 empty] | 1 | [8 empty] | 0.018575 | [19 empty] | 5 | 4 | 2 |  | 1
| LAS GALLINAS A 1106 | 042991106 | 33.8986 | 15.8097 | 0.021314 | 1.1476 | 14.6408 | 18.0889 | 12kV | 0.40047 | 406 | 0.037359 | 0.022152 | 48 | 0.156 | 0.117 |  |  |  | 14.6408 | 1.1476 | 0.021314 | [19 empty] | 0.14024 | 0.089584 | [15 empty] | 34 | 12 | 2 | 1 | 3 | 11 |  | 1
| NARROWS 2105 | 153132105 | 201.8995 | 196.5547 |  | 176.9934 | 19.5613 | 5.3448 | 21kV | 0.40065 | 405 | 30.3226 | 5.2758 | 347.6 | 1.804 | 0.249 |  |  |  | 19.5613 | 176.9934 | [6 empty] | 0.12311 | [7 empty] | 1 | [5 empty] | 0.027466 |  | 0.27549 | [5 empty] | ss2: 10.8036 |  | 3787 |  | 3 | 3 | 2 | 5 | 17 | 17
| CALPELLA 1101 | 043411101 | 105.525 | 101.4605 | 4.0312 | 78.1147 | 19.3146 | 4.0645 | 12kV | 0.40215 | 404 | 13.113 | 2.9881 | 137.8 | 1.168 | 0.228 |  |  |  | 19.3146 | 78.1147 | 4.0312 |  | 0.050076 |  |  | 0.051354 | [14 empty] | 0.068534 |  | 0.0075712 | 0.29043 | 0.13649 |  |  |  | ss2: 16.11 | 230 | 147 | 66 | 1 | 6 | 3 | 1 | 9 | 3 |  |  | 3
| HIGHLANDS 1104 | 043361104 | 32.8925 | 29.4357 |  | 12.174 | 17.2616 | 3.4568 | 12kV | 0.40305 | 403 | 0.12018 | 0.00013614 | 43.5 | 0.45 | 2.237 |  |  |  | 17.2616 | 12.174 | [11 empty] | 1 | [28 empty] | 1 | 3 |  |  | 2 | 1
| SAN LEANDRO U 1109 | 013111109 | 32.2379 | 19.7826 | 0.8561 | 11.5869 | 7.3396 | 12.4553 | 12kV | 0.41274 | 402 | 0.00010073 | 6.1777e-05 | 90.9 | 0.146 | 0 |  |  |  | 7.3396 | 11.5869 | 0.8561 | [10 empty] | 1 | [8 empty] | 0.0096519 | [17 empty] | 2 | 15 |  |  |  |  | 1 | 4
| SAN RAMON 2107 | 014232107 | 66.0057 | 27.5423 | 14.3452 | 0.18284 | 13.0143 | 38.4634 | 21kV | 0.41289 | 401 | 1.5935 | 0.15308 | 174.5 | 1.678 | 0.484 |  |  |  | 13.0143 | 0.18284 | 14.3452 | [6 empty] | 0.010979 | [11 empty] | 0.058359 | [5 empty] | 0.021151 |  | 0.14628 | [9 empty] | 75 | 8 | 320 | 6 | [5 empty] | 1 |  | 1
| DEL MONTE 2103 | 182222103 | 49.8072 | 32.4563 |  | 12.3253 | 20.131 | 17.3509 | 21kV | 0.41549 | 400 | 0.00016069 | 7.6718e-05 | 373.8 | 3.655 | 1.517 | 0.080698 | 3.4561 | 49.8072 | 20.131 | 12.3253 | [5 empty] | 0.13783 | [8 empty] | 2 | [22 empty] | 73 |  |  | 5 | 3 | 6 |  | 14 | 1
| GREENBRAE 1102 | 043091102 | 26.183 | 13.0602 | 5.7337 |  | 7.3265 | 13.1228 | 12kV | 0.41551 | 399 | 0.00030932 | 0.0003266 | 68.7 | 0.792 | 0 |  |  |  | 7.3265 |  | 5.7337 | [18 empty] | 0.033192 | 0.13102 | 0.2357 | [15 empty] | 177 |  | 337 | 2 | 3 | 3
| CEDAR CREEK 1101 | 103321101 | 111.5358 | 110.1731 | 21.1165 | 89.0566 |  | 1.3626 | 12kV | 0.41609 | 398 | 18.4858 | 9.3837 | 507.6 | 1.787 | 0 |  |  |  |  | 89.0566 | 21.1165 | [15 empty] | 4 | [21 empty] | 399 | 490 |  |  |  | 4 | 2 |  | 6 | 4
| COTTONWOOD 1101 | 102931101 | 104.6365 | 101.3223 |  | 70.4242 | 30.8981 | 3.3142 | 12kV | 0.4167 | 397 | 20.0241 | 10.9523 | 161 | 2.213 | 0.349 |  |  |  | 30.8981 | 70.4242 | [28 empty] | ss2: 27.72 | 184 | 1 |  |  | 4 | 7 |  |  | 1
| PUEBLO 1104 | 043291104 | 71.5077 | 51.4251 |  | 28.9944 | 22.4306 | 20.0827 | 12kV | 0.41918 | 396 | 6.8109 | 1.2916 | 105.6 | 0.6 | 1.453 |  |  |  | 22.4306 | 28.9944 | [13 empty] | 1 |  | 2 | [5 empty] | 0.059864 | 0.35062 | 0.06696 | [16 empty] | 2 | 1 | 4 | 3 | 2 | 8
| SWIFT 2110 | 083392110 | 110.9549 | 87.4695 |  | 82.5536 | 4.9159 | 23.4854 | 12kV | 0.41975 | 395 | 6.5017 | 0.26384 | 735.4 | 1.892 | 0.343 |  |  |  | 4.9159 | 82.5536 | [6 empty] | 0.090125 | [8 empty] | 17 |  |  |  | 0.17409 | 0.66787 | 0.65919 | [18 empty] | 1 | 7 | 4 |  | 1 | 31
| DUNLAP 1102 | 254061102 | 91.8305 | 56.6771 |  | 56.6771 |  | 35.1534 | 12kV | 0.42159 | 394 | 7.2294 | 0.31932 | 571.9 | 0.979 | 1.462 |  |  |  |  | 56.6771 | [6 empty] | 0.014435 | [12 empty] | 0.36954 |  |  | 1.3004 |  | 0.025219 | [15 empty] | 12 |  | 1 | 1 | 1 | 3
| TASSAJARA 2104 | 014662104 | 52.7039 | 9.7074 | 1.5679 | 4.3796 | 3.7599 | 42.9965 | 21kV | 0.42696 | 393 | 6.0315 | 1.182 | 364.9 | 1.089 | 0 |  |  |  | 3.7599 | 4.3796 | 1.5679 | [22 empty] | 0.20206 | [14 empty] | 13 | 35 |  |  | 1
| CLOVERDALE 1102 | 042821102 | 125.7641 | 109.3929 | 47.0281 | 30.7495 | 31.6153 | 16.3712 | 12kV | 0.42998 | 392 | 6.7787 | 2.1606 | 84.4 | 0.458 | 0.083 |  |  |  | 31.6153 | 30.7495 | 47.0281 | [19 empty] | 0.17556 |  |  |  |  | 0.01436 | [11 empty] | 303 | 362 | 786 | 1 | 12 | 3 |  | 9 | 3 | 1 | 3
| BURNEY 1101 | 103311101 | 75.7319 | 59.9792 |  | 51.1373 | 8.842 | 15.7527 | 12kV | 0.43057 | 391 | 0.78676 | N/A | 27.5 | 0.29 | 0.072 |  |  |  | 8.842 | 51.1373 | [22 empty] | 0.0039326 | [5 empty] | ss2: 4.8664 | 74 | 72 |  |  |  |  | 1 | 2 | 1
| INDIAN FLAT 1104 | 252691104 | 33.5226 | 16.816 |  | 16.816 |  | 16.7066 | 12kV | 0.43126 | 390 | 5.011 | 0.014109 | 1.8 | 0.016 | 0 |  |  |  |  | 16.816 | [43 empty] | 6 |  | 1
| STAFFORD 1102 | 043201102 | 52.6603 | 37.3482 | 1.5415 | 19.6524 | 16.1544 | 15.3121 | 12kV | 0.43153 | 389 | 2.5448 | 0.86345 | 45.6 | 0.295 | 0.521 |  |  |  | 16.1544 | 19.6524 | 1.5415 |  |  |  |  | 0.11308 | 0.034049 |  |  |  |  | 3 |  |  | 1 | [9 empty] | 0.0097278 | [12 empty] | 103 | 264 | 42 | 1 |  |  | 1 | 1 | 1
| CRESCENT MILLS 2101 | 103132101 | 85.2543 | 78.9594 |  | 41.3472 | 37.6122 | 6.2949 | 21kV | 0.43438 | 388 | 4.5026 | 0.055214 | 998.6 | 3.331 | 2.953 |  |  |  | 37.6122 | 41.3472 | [28 empty] | ss2: 1.7512 | [7 empty] | 1
| COTATI 1103 | 042271103 | 118.9781 | 110.8996 |  | 83.9385 | 26.9612 | 8.0785 | 12kV | 0.43924 | 387 | 8.9425 | 1.1362 | 739.7 | 4.703 | 4.384 |  |  |  | 26.9612 | 83.9385 | [21 empty] | 0.022161 | 0.04443 | [17 empty] | 1 | 3 | 6 | 6 | 7 | 3
| VALLEY VIEW 1106 | 014341106 | 52.4321 | 20.8976 | 1.9666 | 6.7641 | 12.1669 | 31.5345 | 12kV | 0.43936 | 386 | 0.069462 | 0.00072436 | 119.8 | 0.616 | 2.643 | 52.4321 | 1.8142 | 1.8073 | 12.1669 | 6.7641 | 1.9666 | [18 empty] | 0.15695 | 0.044134 | 0.10057 | [15 empty] | 25 | 113 | 47 | 5 | 1 | 4 | 4 |  | 3
| MORGAN HILL 2105 | 083242105 | 121.6407 | 82.2866 | 14.2662 | 35.48 | 32.5403 | 39.3541 | 21kV | 0.4416 | 385 | 5.7231 | 1.0487 | 366 | 3.908 | 0.024 |  |  |  | 32.5403 | 35.48 | 14.2662 |  |  |  | 0.05089 | [5 empty] | 1 | [10 empty] | 0.3023 | 0.031998 | [14 empty] | 4 | 517 | 282 | 5 | 7 | 18 | 2 | 9 |  | 1
| LOS GATOS 1101 | 082021101 | 26.4516 | 20.9685 |  | 11.8954 | 9.073 | 5.4831 | 12kV | 0.44281 | 384 | 0.0053787 | 0.00012619 | 676.2 | 2.313 | 0.327 |  |  |  | 9.073 | 11.8954 | [40 empty] | 3 | 7 | 8 |  | 1 | 3
| TASSAJARA 2113 | 014662113 | 65.0441 | 4.923 | 3.8193 |  | 1.1038 | 60.1211 | 21kV | 0.44804 | 383 | 2.0447 | 0.91393 | 55.8 | 0.353 | 0.263 |  |  |  | 1.1038 |  | 3.8193 | [18 empty] | 0.060165 |  | 0.11832 | [15 empty] | 3 |  | 93 | 5 | 1 | 3 |  |  |  |  | 2
| HARRIS 1109 | 192431109 | 57.7704 | 50.6555 |  | 14.4838 | 36.1717 | 7.1149 | 12kV | 0.4487 | 382 | 0.1354 | 0.091921 | 122.4 | 1.58 | 1.458 |  |  |  | 36.1717 | 14.4838 | [20 empty] | 0.0032095 | 0.22122 | [6 empty] | ss2: 0.05 | 687 |  |  |  | 8 | 11 | 1
| LUCERNE 1103 | 043351103 | 55.9604 | 52.8541 |  | 26.629 | 26.2251 | 3.1062 | 12kV | 0.44933 | 381 | 8.9328 | 1.2937 | 70.7 | 0.538 | 2.598 |  |  |  | 26.2251 | 26.629 | [13 empty] | 1 | [9 empty] | 0.0027638 | [17 empty] | 4 |  | 2 | 4
| MORAGA 1101 | 013801101 | 29.6588 | 20.183 | 15.9644 | 3.2915 | 0.92708 | 9.4759 | 12kV | 0.45408 | 380 | 0.20615 | 0.029742 | 213.1 | 1.996 | 2.096 | 0.04324 | 0.57672 | 3.5177 | 0.92708 | 3.2915 | 15.9644 | [7 empty] | 2.3378 | 2.4859 | [7 empty] | 77 | 106 | 0.066078 | [6 empty] | 0.17296 | 0.011308 | [9 empty] | 15 | 12 | 536 |  |  |  |  | 1 |  |  | 13 | 10
| REDBUD 1102 | 043191102 | 61.3081 | 58.2999 | 0.65477 | 27.7729 | 29.8722 | 3.0082 | 12kV | 0.45789 | 379 | 5.9335 | 0.75459 | 50.5 | 1.307 | 2.339 | 0.00079538 | 0.24895 | 61.3081 | 29.8722 | 27.7729 | 0.65477 |  |  | 0.011421 |  |  | 0.034525 | [6 empty] | 1 | [7 empty] | 0.0018939 | [15 empty] | 3 | 347 | 10 |  | 1 | 2 |  | 2 | 2
| PAUL SWEET 2104 | 083252104 | 56.5201 | 38.4444 | 17.2031 |  | 21.2413 | 18.0758 | 21kV | 0.45867 | 378 | 0.089358 | 0.00082121 | 44.9 | 1.143 | 2.847 |  |  |  | 21.2413 |  | 17.2031 | [18 empty] | 0.19385 | 0.11242 | 0.27621 |  |  |  | 0.018596 | [11 empty] | 7 |  | 438 | 15 | 16 | 25 |  |  |  | 1 |  | 2
| SUNOL 1101 | 014241101 | 59.9634 | 55.3403 | 9.5705 | 23.22 | 22.5498 | 4.6231 | 12kV | 0.45963 | 377 | 4.7615 | 0.13548 | 347.7 | 1.738 | 0.406 | 0.33034 | 8.4228 | 0.96286 | 22.5498 | 23.22 | 9.5705 | [18 empty] | 0.068297 | [17 empty] | 382 | 124 | 292 | 1 | 2 | 2 | 1 | 1 |  |  |  | 1
| COTTONWOOD 1102 | 102931102 | 90.8426 | 82.9585 |  | 56.0397 | 26.9189 | 7.884 | 12kV | 0.46026 | 376 | 53.3997 | 16.5118 | 45.7 | 0.222 | 0.936 |  |  |  | 26.9189 | 56.0397 | [11 empty] | 1 | [16 empty] | ss2: 10.9233 | 88 |  |  |  | 3 | 3 | 2 | 3 | 6
| BUELLTON 1101 | 183041101 | 132.0963 | 105.4546 | 4.9676 | 73.5633 | 26.9237 | 26.6417 | 12kV | 0.46585 | 375 | 17.3367 | 0.95495 | 161.9 | 0.377 | 0.06 |  |  |  | 26.9237 | 73.5633 | 4.9676 |  |  |  |  | 0.10902 | [8 empty] | 1 | 1 | [6 empty] | 0.13325 | 0.14867 | 0.015307 |  | 0.0089188 |  | ss2: 26.8352 | 374 | 149 | 83 | 3 | 1 | 2 | 4 | 7 | 2 |  | 1
| SAN RAFAEL 1109 | 042011109 | 33.2695 | 26.3221 |  | 9.8185 | 16.5036 | 6.9474 | 12kV | 0.46894 | 374 | 0.019842 | 5.2486e-05 | 173 | 1.867 | 1.26 |  |  |  | 16.5036 | 9.8185 | [5 empty] | 0.037592 |  |  |  |  | 2 | [8 empty] | 0.0971 | 0.066496 | [19 empty] | 2 | 4 | 7 | 3
| SAN RAMON 2117 | 014232117 | 19.8325 | 1.6767 |  | 0.56811 | 1.1085 | 18.1558 | 21kV | 0.46991 | 373 | 1.5576 | N/A | 69.2 | 0.185 | 0 |  |  |  | 1.1085 | 0.56811 | [20 empty] | 0.06842 | 0.021975 | [18 empty] | 3 | 2 | 3
| SAN JUSTO 1101 | 183181101 | 59.723 | 55.9276 |  | 37.089 | 18.8386 | 3.7954 | 12kV | 0.47019 | 372 | 5.5773 | 0.84133 | 584.4 | 4.545 | 0.522 |  |  |  | 18.8386 | 37.089 | [10 empty] | 10 | [8 empty] | 0.23866 |  |  |  | 0.17435 | 0.079917 | [12 empty] | 348 |  |  | 5 | 1 | 3 | 2 |  | 3
| RALSTON 1101 | 024141101 | 23.0785 | 14.4627 | 0.41361 | 8.519 | 5.5301 | 8.6158 | 12kV | 0.47412 | 371 | 0.050485 | 5.8647e-05 | 120.4 | 1.949 | 0 |  |  |  | 5.5301 | 8.519 | 0.41361 | [10 empty] | 3 | [5 empty] | 3 |  |  | 0.095932 | 0.03208 | [15 empty] | 7 |  | 8 |  | 9 | 11 |  | 1 |  | 2
| BELL 1109 | 152701109 | 26.6918 | 18.1656 |  | 14.0315 | 4.1341 | 8.5263 | 12kV | 0.48055 | 370 | 10.0964 | 0.21999 | 87 | 0.486 | 0 |  |  |  | 4.1341 | 14.0315 | [19 empty] | 0.033716 | [20 empty] | 7 | 3 | 3 |  | 2 | 7
| WHITMORE 1101 | 103601101 | 93.4858 | 92.461 | 32.3757 | 60.0853 |  | 1.0248 | 12kV | 0.48055 | 369 | 17.02 | 1.8855 | 1454 | 2.341 | 2.626 |  |  |  |  | 60.0853 | 32.3757 | [17 empty] | 1 |  |  |  | 0.0028756 | [15 empty] | 120 | 756 |  |  |  | 2 | 9 | 4 |  | 1
| HIGHLANDS 1102 | 043361102 | 64.0978 | 60.0968 | 6.4763 | 29.3765 | 24.2439 | 4.0011 | 12kV | 0.48129 | 368 | 14.1531 | 1.5657 | 328 | 1.442 | 2.721 | 0.194 | 2.4865 | 0.69646 | 24.2439 | 29.3765 | 6.4763 | [37 empty] | 641 | 115 | 2 | 6 | 1 |  | 3 | 5
| RIDGE 0401 | 012840401 | 2.7107 | 2.6534 |  | 2.6534 |  | 0.057242 | 4.16kV | 0.48566 | 367 | 0.00023916 | 4.8674e-05 | 178.1 | 1.236 | 1.854 |  |  |  |  | 2.6534 | [44 empty] | 1 | 1
| FORT BRAGG A 1104 | 042761104 | 40.4084 | 39.031 |  | 25.0051 | 14.0259 | 1.3773 | 12kV | 0.48612 | 366 | 0.044236 | 0.0046667 | 26.7 | 0.261 | 0 |  |  |  | 14.0259 | 25.0051 | [41 empty] | 2 | 3 | 2
| JESSUP 1102 | 103441102 | 91.9134 | 87.3579 |  | 53.9225 | 33.4355 | 4.5555 | 12kV | 0.49077 | 365 | 20.3759 | 8.9142 | 116.8 | 0.873 | 0.601 |  |  |  | 33.4355 | 53.9225 | [20 empty] | 0.059375 | 0.01961 | 0.089643 | [5 empty] | ss2: 17.2857 |  |  |  |  | 3 | 8 | 2 | 1 | 2
| LAYTONVILLE 1102 | 042681102 | 129.1268 | 125.7006 | 3.3182 | 108.0206 | 14.3618 | 3.4262 | 12kV | 0.49159 | 364 | 12.9629 | 4.0722 | 1790.6 | 1.983 | 1.103 |  |  |  | 14.3618 | 108.0206 | 3.3182 | [13 empty] | 2 |  |  |  |  | 0.0076938 | [8 empty] | ss2: 11.52 | 249 | 84 | 66 | 1 | 1 | 4 | 8 | 1 | 1 | 3
| MARTELL 1103 | 163011103 | 36.3538 | 29.3706 |  | 20.2232 | 9.1474 | 6.9832 | 12kV | 0.49395 | 363 | 6.9084 | 0.35882 | 43.2 | 0.185 | 0.094 |  |  |  | 9.1474 | 20.2232 | [19 empty] | 0.0063051 |  | 0.087427 | 0.05402 | [14 empty] | 2 |  |  | 1 | 2 | 1 | 1 |  | 1
| LOW GAP 1101 | 192411101 | 73.955 | 73.3917 |  | 71.6125 | 1.7793 | 0.56327 | 12kV | 0.4983 | 362 | 8.1374 | 2.0488 | 726.4 | 1.876 | 1.051 |  |  |  | 1.7793 | 71.6125 | [6 empty] | 0.16467 | [8 empty] | 2 | [12 empty] | ss2: 1.25 |  | 1491 |  |  |  |  | 2 | 4 | 3
| WYANDOTTE 1105 | 102911105 | 25.767 | 25.6745 | 0.68145 | 16.089 | 8.9041 | 0.092541 | 12kV | 0.49925 | 361 | 1.4426 | 0.39943 | 0 | 0 | 1 |  |  |  | 8.9041 | 16.089 | 0.68145 | [27 empty] | ss2: 5.15 | 165 | 5 | 16
| BELL 1108 | 152701108 | 98.0847 | 80.7912 |  | 65.6412 | 15.15 | 17.2935 | 12kV | 0.49931 | 360 | 26.547 | 7.1569 | 372.1 | 4.298 | 0.023 | 98.0847 | 23.305 | 98.0847 | 15.15 | 65.6412 | [15 empty] | 1 | [21 empty] | 9 |  |  | 2 | 4 | 5 | 3 | 8 | 4
| CASTRO VALLEY 1109 | 014091109 | 14.4657 | 3.9754 |  |  | 3.9754 | 10.4903 | 12kV | 0.50666 | 359 | N/A | 0.032607 | 3.7 | 0.015 | 0 |  |  |  | 3.9754 | [20 empty] | 0.06326 |  | 0.046035 | [15 empty] | 5 |  | 3
| LOS GATOS 1108 | 082021108 | 8.9825 | 6.1296 | 1.1269 | 3.2763 | 1.7264 | 2.8528 | 12kV | 0.50871 | 358 | 0.00022038 | 0.00030371 | 150.6 | 1.016 | 0 |  |  |  | 1.7264 | 3.2763 | 1.1269 |  |  |  |  | 0.049713 | [8 empty] | 2 | [23 empty] | 86 | 44 | 1 | 1
| AUBERRY 1102 | 254151102 | 132.5325 | 128.9045 |  | 128.9045 |  | 3.6281 | 12kV | 0.50884 | 357 | 53.1464 | 18.9271 | 402.2 | 2.234 | 0 |  |  |  |  | 128.9045 | [6 empty] | 0.073657 | [6 empty] | 1 |  | 1 | [21 empty] | 5 | [6 empty] | 26 | 18
| CLAY 1101 | 163341101 | 46.7034 | 41.0149 |  | 26.6067 | 14.4083 | 5.6884 | 12kV | 0.50936 | 356 | 7.9912 | 1.1469 | 268.2 | 1.73 | 0.533 | 0.45023 | 22.0378 | 46.7034 | 14.4083 | 26.6067 | [10 empty] | 1 | [8 empty] | 0.11794 | [20 empty] | 1 | 2 |  | 1 | 3
| DEL MAR 2109 | 152582109 | 68.1887 | 7.226 |  | 2.0313 | 5.1947 | 60.9627 | 21kV | 0.5108 | 355 | 3.76 | 0.76518 | 29.8 | 1.04 | 0 |  |  |  | 5.1947 | 2.0313 | [19 empty] | 1.6459 | 1.48 | 4.2814 |  |  | 1.3931 | [12 empty] | 60 |  |  | 11 |  | 26 |  |  | 4
| HATTON 1102 | 182291102 | 34.825 | 22.3714 |  | 11.3448 | 11.0267 | 12.4535 | 12kV | 0.51402 | 354 | 0.053779 | 7.6516e-05 | 170.5 | 2.19 | 0.19 | 34.825 | 0.59094 | 34.825 | 11.0267 | 11.3448 | [5 empty] | 0.064269 | [8 empty] | 2 | [6 empty] | 0.015418 | 0.0399 | [14 empty] | 395 |  |  | 9 |  | 1 | 1 | 8
| CURTIS 1701 | 163351701 | 29.04 | 20.614 |  | 12.7317 | 7.8824 | 8.426 | 17kV | 0.51568 | 353 | 2.7724 | 0.15422 | 53.6 | 0.4 | 1.001 |  |  |  | 7.8824 | 12.7317 | [6 empty] | 0.030934 | [12 empty] | 0.10351 |  |  |  |  | 0.0062077 | [12 empty] | 55 |  |  | 2 | 2 | 1 |  |  | 1
| SAN JOAQUIN #3 1103 | 252531103 | 55.2834 | 53.5745 | 30.7129 | 22.8616 |  | 1.709 | 12kV | 0.51727 | 352 | 14.6235 | 3.9178 | 643.8 | 2.822 | 0 |  |  |  |  | 22.8616 | 30.7129 | [8 empty] | 0.93615 | [8 empty] | 2 |  |  |  | 0.11316 | [15 empty] | 354 | 833 |  |  |  | 1 | 3 | 1 |  |  | 7
| BROWNS VALLEY 1101 | 152921101 | 66.0617 | 65.8343 |  | 43.7697 | 22.0646 | 0.22734 | 12kV | 0.5202 | 351 | 11.8679 | 5.819 | 21.6 | 0.224 | 2.934 |  |  |  | 22.0646 | 43.7697 | [11 empty] | 1 |  |  |  | 3 | [12 empty] | ss2: 2.0089 | 346 |  |  |  |  | 1 |  | 2 | 1
| WALDO 0402 | 013350402 | 5.3742 | 5.1476 |  | 2.953 | 2.1946 | 0.22664 | 4.16kV | 0.5219 | 350 | 4.8271e-05 | 0.00050542 | 158.8 | 1.448 | 1.448 |  |  |  | 2.1946 | 2.953 | [40 empty] | 1 | 3 |  | 1
| CLARKSVILLE 2103 | 153612103 | 94.4982 | 50.4294 | 19.6423 | 10.6274 | 20.1598 | 44.0687 | 21kV | 0.52227 | 349 | 18.7983 | 13.4518 | 148.5 | 1.155 | 0 | 94.4982 | 0.054374 | 0.6822 | 20.1598 | 10.6274 | 19.6423 | [18 empty] | 0.88537 | 3.6269 | 3.9971 | 0.048111 | [14 empty] | 145 | 133 | 440 | 6 | 8 | 19 |  | 6 | 1 | 1 |  | 1
| PHILO 1101 | 042601101 | 96.6918 | 93.318 |  | 73.8086 | 19.5094 | 3.3738 | 12kV | 0.5242 | 348 | 39.5391 | 9.3654 | 234.5 | 1.454 | 0 |  |  |  | 19.5094 | 73.8086 | [19 empty] | 0.02911 | [17 empty] | 1 | 608 |  | 4 |  |  | 5 | 6 | 1
| FRENCH GULCH 1101 | 103381101 | 17.5016 | 15.8233 |  | 15.8233 |  | 1.6783 | 12kV | 0.52539 | 347 | 1.5846 | 0.010671 | 27 | 0.25 | 0 |  |  |  |  | 15.8233 | [13 empty] | 1 | [29 empty] | 1 | 6
| VIEJO 2202 | 182852202 | 69.0663 | 46.6577 |  | 14.6372 | 32.0204 | 22.4086 | 21kV | 0.52576 | 346 | 0.00010495 | 2.6552e-05 | 215.4 | 1.139 | 3.163 | 69.0663 | 0.15962 | 69.0663 | 32.0204 | 14.6372 | [11 empty] | 1 | [7 empty] | 0.30767 | 0.32597 | 0.38315 |  | 0.19052 | [13 empty] | 239 |  |  | 5 | 15 | 3 | 4 | 6 | 1
| WILLOW CREEK 1101 | 192171101 | 60.7371 | 56.7174 | 26.059 | 20.0956 | 10.5628 | 4.0197 | 12kV | 0.52651 | 345 | 0.63405 | 0.36113 | 1783.1 | 2.386 | 0.696 |  |  |  | 10.5628 | 20.0956 | 26.059 | [21 empty] | 0.036586 |  |  |  | 0.12931 |  | ss2: 7.68 | 108 | 380 | 483 |  |  |  | 1 |  |  | 1 | 3 | 6
| FRENCH GULCH 1102 | 103381102 | 18.8212 | 18.715 |  | 18.2147 | 0.50026 | 0.1062 | 12kV | 0.5267 | 344 | 0.51763 | 0.031839 | 567.8 | 0.5 | 0 |  |  |  | 0.50026 | 18.2147 | [5 empty] | 0.07653 | [7 empty] | 3 | [8 empty] | 0.015274 | [17 empty] | 1 |  |  | 5 | 1
| DIAMOND SPRINGS 1103 | 152261103 | 57.6215 | 51.2491 | 10.1946 | 22.2951 | 18.7594 | 6.3724 | 12kV | 0.5282 | 343 | 2.5477 | 0.27111 | 59.6 | 0.429 | 0 |  |  |  | 18.7594 | 22.2951 | 10.1946 | [23 empty] | 0.012987 | [12 empty] | 348 | 44 | 302 | 1 | 4 | 6 |  | 3 | 6 | 1 |  | 1
| CAYETANO 2109 | 014422109 | 79.1463 | 49.5685 | 12.0966 | 21.8268 | 15.6451 | 29.5778 | 21kV | 0.52985 | 342 | 15.7944 | 2.1043 | 368.4 | 1.998 | 0 |  |  |  | 15.6451 | 21.8268 | 12.0966 | [18 empty] | 0.11158 | [17 empty] | 12 | 92 | 209 |  | 5 |  |  |  | 3 |  |  | 2
| SAN LUIS OBISPO 1104 | 182631104 | 113.0354 | 83.0567 | 20.7697 | 37.4233 | 24.8638 | 29.9787 | 12kV | 0.53031 | 341 | 5.1432 | 0.19969 | 247.4 | 1.265 | 0.567 |  |  |  | 24.8638 | 37.4233 | 20.7697 | [12 empty] | 2 | [5 empty] | 0.034717 | 0.58365 | 0.5133 | 2.4464 | 2.7995 | 0.63463 |  |  |  | ss2: 0.27 | 19 | 70 | 327 |  | 13 | 11 | 9 | 4 |  |  |  | 3
| DUNLAP 1103 | 254061103 | 76.9703 | 71.2278 |  | 71.2278 |  | 5.7426 | 12kV | 0.53107 | 340 | 16.6885 | 1.8375 | 71.8 | 0.344 | 0.763 |  |  |  |  | 71.2278 |  |  |  |  | 0.39056 | [8 empty] | 8 | [29 empty] | 1 | 1 | 1
| ARCATA 1122 | 192021122 | 74.6625 | 68.0562 |  | 20.4412 | 47.6149 | 6.6063 | 12kV | 0.5326 | 339 | 0.3041 | 0.11058 | 93.4 | 1.363 | 0.324 |  |  |  | 47.6149 | 20.4412 | [15 empty] | 1 |  |  |  |  | 0.0042136 | 0.012327 | [6 empty] | ss2: 10.5694 | 257 |  |  | 1 | 1 | 6 | 2 |  | 2
| SONOMA 1103 | 042721103 | 35.9979 | 25.4024 | 12.6738 |  | 12.7286 | 10.5955 | 12kV | 0.53302 | 338 | 1.0915 | 0.36152 | 59.8 | 0.196 | 1.246 |  |  |  | 12.7286 |  | 12.6738 | [19 empty] | 0.080424 | [6 empty] | 0.072148 | [9 empty] | 186 |  | 240 |  | 5 | 3 | [5 empty] | 2
| NORTH DUBLIN 2101 | 014052101 | 48.1842 | 2.2485 |  | 1.786 | 0.46249 | 45.9357 | 21kV | 0.53375 | 337 | 6.9808 | 0.023887 | 5.3 | 0.026 | 0 |  |  |  | 0.46249 | 1.786 | [19 empty] | 0.76162 | 1.0299 | 0.99981 | 0.16613 | [17 empty] | 20 | 15 | 28 | 4 |  | 3
| DUNBAR 1101 | 043071101 | 89.3124 | 64.5572 | 22.5412 | 16.9655 | 25.0505 | 24.7552 | 12kV | 0.53655 | 336 | 0.77152 | 0.33222 | 153.6 | 2.964 | 1.337 | 0.13151 | 0.31182 | 1.5947 | 25.0505 | 16.9655 | 22.5412 |  |  | 0.036209 | [5 empty] | 0.64657 | [8 empty] | 11 | 0.066987 | 0.054837 | 0.053675 | 0.066095 | 0.051541 | 0.075105 | 0.39293 |  | 0.00675 | [9 empty] | 107 | 300 | 507 | 5 | 3 | 4 | 3 | 3 | 6 | 2 |  | 2
| EDES 1112 | 013681112 | 30.4885 | 17.1137 | 0.58271 | 14.6985 | 1.8324 | 13.3749 | 12kV | 0.53666 | 335 | 0.00011129 | 4.7637e-05 | 63.5 | 0.325 | 0.999 |  |  |  | 1.8324 | 14.6985 | 0.58271 | [9 empty] | 3 | [8 empty] | 0.073932 | 0.15805 |  | 0.14713 | [15 empty] | 4 | 7 | 8 | 3 |  | 4 |  | 4
| GEYSERVILLE 1101 | 042891101 | 147.7988 | 138.8443 |  | 70.6177 | 68.2266 | 8.9545 | 12kV | 0.53738 | 334 | 4.8109 | 3.005 | 69.3 | 0.651 | 1.02 |  |  |  | 68.2266 | 70.6177 | [10 empty] | 1 | [10 empty] | 0.06345 |  |  | 0.086774 | [13 empty] | 548 |  | 8 | 6 | 21 | 1 | 3 | 7
| CABRILLO 1103 | 183101103 | 110.9936 | 102.7408 |  | 57.5278 | 45.213 | 8.2528 | 12kV | 0.5388 | 333 | 13.9887 | 0.024491 | 152.6 | 0.587 | 0.165 |  |  |  | 45.213 | 57.5278 | [5 empty] | 0.015621 | [5 empty] | 4 | 1 | [7 empty] | 0.02542 |  |  | 0.27848 | 0.010746 |  |  |  | ss2: 45.213 | 261 |  |  | 2 | 3 | 3 | 1 | 5 | 2
| SARATOGA 1105 | 083371105 | 29.7519 | 16.6062 |  | 10.0042 | 6.6019 | 13.1457 | 12kV | 0.53948 | 332 | 0.19291 | 0.0011086 | 78.1 | 0.588 | 1.626 |  |  |  | 6.6019 | 10.0042 | [19 empty] | 0.0805 |  | 0.1637 | [18 empty] | 1 | 2 | 5 | 1 |  | 1
| PLACER 1102 | 152461102 | 2.1672 | 2.1538 |  | 1.8837 | 0.27012 | 0.013367 | 12kV | 0.54396 | 331 | 0.046849 | 0.00016159 | 162 | 1 | 0 |  |  |  | 0.27012 | 1.8837 | [42 empty] | 1
| APPLE HILL 1103 | 153661103 | 66.3926 | 60.2876 | 14.7614 | 35.5741 | 9.9521 | 6.105 | 12kV | 0.54587 | 330 | 11.3419 | 0.60018 | 1233.3 | 3.196 | 3.243 |  |  |  | 9.9521 | 35.5741 | 14.7614 | [5 empty] | 0.14623 | [17 empty] | 0.076143 | [12 empty] | 196 | 429 | 374 | 1 | 4 |  | 1 | 9 | 11 | 1 |  | 4
| OAKLAND K 1104 | 012101104 | 24.3488 | 14.9663 | 9.6194 | 5.3469 |  | 9.3825 | 12kV | 0.55083 | 329 | 0.00019831 | 8.5449e-05 | 266.2 | 2.337 | 0 | 24.3488 | 0 | 0.20479 |  | 5.3469 | 9.6194 |  |  |  | 0.20509 |  |  | 0.11406 |  | 0.038734 |  |  |  | 1 |  |  | 2 |  | 2 |  |  |  | 0.056322 | 0.040928 | [14 empty] | 249 | 462 |  |  |  | 2 | 3 |  | 7 |  | 1
| JESSUP 1101 | 103441101 | 87.654 | 79.7201 | 0.20192 | 63.7664 | 15.7518 | 7.9339 | 12kV | 0.55775 | 328 | 9.2043 | 3.0088 | 234.9 | 3.682 | 1.897 |  |  |  | 15.7518 | 63.7664 | 0.20192 | [27 empty] | ss2: 15.7518 | 5 | 17 | 7 |  | 4 | 1 | 2 | 2 | 5
| REDBUD 1101 | 043191101 | 71.9723 | 70.333 | 23.6021 | 21.4847 | 25.2462 | 1.6394 | 12kV | 0.55961 | 327 | 15.962 | 2.6855 | 50 | 0.67 | 0.341 | 71.9723 | 1.6354 | 0.76149 | 25.2462 | 21.4847 | 23.6021 |  | 0.43693 |  |  | 0.99385 |  | 0.2807 |  |  | 2 | 4 |  |  | 12 |  | 11 |  |  |  | 0.01324 |  |  |  | 0.017094 | [12 empty] | 402 | 236 | 459 |  | 7 | 1 |  | 7 | 1 | 2
| SAN BENITO 2101 | 182742101 | 61.2935 | 48.4682 |  | 4.4146 | 44.0536 | 12.8253 | 21kV | 0.5608 | 326 | 3.9326 | 1.8411 | 36.3 | 0.435 | 0 |  |  |  | 44.0536 | 4.4146 | [12 empty] | 1 | [6 empty] | 0.42536 | 0.71614 | [16 empty] | 408 |  |  | 9 | 2 | 8 |  |  | 1
| MORAGA 1104 | 013801104 | 26.3517 | 21.1625 | 0.011768 | 13.627 | 7.5237 | 5.1892 | 12kV | 0.56276 | 325 | 0.22164 | 0.0016097 | 210.5 | 1.495 | 1.693 |  |  |  | 7.5237 | 13.627 | 0.011768 | [5 empty] | 0.018501 |  |  | 0.023537 | 2 | [10 empty] | 0.044105 |  |  | 0.44082 |  |  | 0.053583 | [9 empty] | 215 | 39 | 10 | 1 |  | 4 | 1 | 13 | 5 |  |  | 1
| OAK 0401 | 012600401 | 6.0376 | 5.4162 |  | 3.451 | 1.9651 | 0.62144 | 4.16kV | 0.563 | 324 | 0.00014192 | 4.4441e-05 | 112.1 | 1.62 | 1.001 |  |  |  | 1.9651 | 3.451 | [37 empty] | 90 |  |  | 1 | 2 |  | 1 |  | 1
| NOTRE DAME 1104 | 102041104 | 54.6332 | 35.7812 | 17.8882 | 9.7225 | 8.1705 | 18.852 | 12kV | 0.56407 | 323 | 9.3041 | 0.18058 | 28.1 | 0.21 | 0 |  |  |  | 8.1705 | 9.7225 | 17.8882 | [10 empty] | 1 | [7 empty] | 0.37597 | 2.2741 | 0.32605 | [6 empty] | ss2: 8.0071 |  | 156 | 374 | 1 | 25 | 4 | 1
| SAN JOAQUIN #2 1103 | 252521103 | 83.6665 | 82.9307 | 10.2001 | 72.7306 |  | 0.73579 | 12kV | 0.56572 | 322 | 64.4613 | 9.7288 | 572.3 | 1.419 | 0 |  |  |  |  | 72.7306 | 10.2001 | [36 empty] | 1 | 239 | 191 |  |  |  | 4 | 4 | 1
| BUCKS CREEK 1101 | 102211101 | 4.8031 | 4.8031 | 1.1745 | 3.6286 |  | 0 | 12kV | 0.56587 | 321 | 9.5539 | 0.71638 | 303 | 0.8 | 1 |  |  |  |  | 3.6286 | 1.1745 | [37 empty] | 31 | 43
| FORT SEWARD 1121 | 192321121 | 48.4159 | 48.347 |  | 36.6587 | 11.6883 | 0.068974 | 12kV | 0.57139 | 320 | 8.7717 | 4.7736 | 1504.3 | 1.379 | 2.081 |  |  |  | 11.6883 | 36.6587 | [28 empty] | ss2: 9.85 | 134 | [5 empty] | 2 | 1 | 1
| MENLO 1102 | 024131102 | 82.1825 | 64.0552 | 0.014771 | 28.6047 | 35.4357 | 18.1274 | 12kV | 0.57153 | 319 | 4.1843 | 0.081393 | 259.1 | 3.527 | 1.991 |  |  |  | 35.4357 | 28.6047 | 0.014771 | [19 empty] | 0.033321 | 0.13402 |  | 0.0054486 | 0.024933 | [12 empty] | 1211 | 669 | 1 | 2 | 4 | 4 | 1 | 4 | 6
| NORTH DUBLIN 2103 | 014052103 | 60.2488 | 22.1325 |  | 19.099 | 3.0335 | 38.1163 | 21kV | 0.57368 | 318 | 22.6982 | 2.0993 | 196.4 | 1.814 | 0 |  |  |  | 3.0335 | 19.099 | [19 empty] | 0.43878 | 0.024251 |  | 3.3688 | 0.98492 | 0.06292 | [15 empty] | 14 |  |  | 15 | 5 | 1
| CLAYTON 2213 | 012022213 | 36.0868 | 6.1295 |  | 3.7989 | 2.3306 | 29.9573 | 21kV | 0.57436 | 317 | 1.8029 | 0.352 | 116.6 | 0.839 | 0.205 |  |  |  | 2.3306 | 3.7989 | [19 empty] | 0.039066 |  | 0.049741 | [18 empty] | 2 | 1 | 2 |  | 2
| OILFIELDS 1103 | 182391103 | 171.7369 | 145.0666 |  | 116.8891 | 28.1774 | 26.6703 | 21kV | 0.57502 | 316 | 8.6255 | 0.010315 | 253 | 1.135 | 2.102 | 171.7369 | 7.1437 | 171.7369 | 28.1774 | 116.8891 | [15 empty] | 1 | [7 empty] | 0.13721 | 0.27187 | [17 empty] | 8 | 11 | 9 | 8
| DEL MONTE 2102 | 182222102 | 30.9118 | 14.8078 |  | 0.6583 | 14.1495 | 16.104 | 21kV | 0.57837 | 315 | 5.4254e-05 | 5.0594e-07 | 28.1 | 0.361 | 1.231 |  |  |  | 14.1495 | 0.6583 | [19 empty] | 0.053189 | 0.029497 |  |  | 0.49494 | [16 empty] | 1 | 8 |  |  | 1
| DUNBAR 1103 | 043071103 | 63.0042 | 53.3656 | 26.4344 | 2.6135 | 24.3178 | 9.6385 | 12kV | 0.58835 | 314 | 0.7478 | 0.38428 | 180.5 | 1.895 | 0.065 | 63.0042 | 0 | 7.174e-05 | 24.3178 | 2.6135 | 26.4344 | [7 empty] | 0.068669 | [10 empty] | 0.68435 | 0.064147 | 0.14288 | [5 empty] | 0.011296 | [9 empty] | 96 | 15 | 515 | 6 |  | 14 |  | 1 |  |  | 1 | 2
| CALISTOGA 1102 | 042711102 | 55.2251 | 45.9009 | 22.4144 | 1.5382 | 21.9483 | 9.3242 | 12kV | 0.58866 | 313 | 1.8108 | 1.3304 | 707.5 | 6.588 | 0.694 | 55.2251 | 0.035441 | 5.864 | 21.9483 | 1.5382 | 22.4144 |  |  | 0.13988 |  |  | 0.12405 |  |  | 5.5112 |  |  | 11 |  |  | 6 |  |  | 110 | 0.7368 | 0.1011 | 0.42961 |  |  | 0.062873 | 0.79175 |  | 0.54562 | [9 empty] | 255 | 53 | 521 | 6 | 11 | 43 | 2 | 1 |  | 10 | 2 | 20
| NORTH BRANCH 1101 | 163231101 | 96.5713 | 90.5128 |  | 63.1883 | 27.3245 | 6.0586 | 12kV | 0.59524 | 312 | 23.1028 | 3.4384 | 292.5 | 2.615 | 1.014 |  |  |  | 27.3245 | 63.1883 | [12 empty] | 1 | [7 empty] | 0.074308 | 0.011904 | [15 empty] | 3 |  |  | 2 |  | 4 | 4 | 9
| PLACERVILLE 1110 | 153081110 | 39.4149 | 34.4524 | 0.80098 | 32.6605 | 0.99089 | 4.9626 | 21kV | 0.59902 | 311 | 5.3405 | 0.67624 | 260.1 | 3.168 | 0.044 |  |  |  | 0.99089 | 32.6605 | 0.80098 |  |  | 0.15732 | [10 empty] | 1 | [5 empty] | 0.067944 | [17 empty] | 291 | 29 |  |  | 4 |  | 9 | 4
| OCEANO 1102 | 182601102 | 72.9403 | 54.2282 |  | 37.0652 | 17.163 | 18.7121 | 12kV | 0.60762 | 310 | 2.9097 | N/A | 307.4 | 0.521 | 0.997 |  |  |  | 17.163 | 37.0652 | [5 empty] | 0.39177 | 0.014404 | [5 empty] | 1 |  | 11 |  |  |  |  | 0.024818 |  |  |  |  | 0.069906 |  |  |  | ss2: 17.163 | 156 |  |  | 2 |  |  | 1 | 17 | 2
| EMERALD LAKE 0401 | 024080401 | 14.853 | 13.0938 | 2.1563 | 6.8781 | 4.0595 | 1.7592 | 4.16kV | 0.60944 | 309 | 0.12314 | 0.049205 | 284.8 | 1.32 | 20.966 |  |  |  | 4.0595 | 6.8781 | 2.1563 | [14 empty] | 1 | [21 empty] | 40 | 285 | 104 | 5 | 1 |  | 1 | 2 | 3 | 1
| MARIPOSA 2102 | 254452102 | 263.7752 | 259.791 | 57.4332 | 189.5253 | 12.8325 | 3.9842 | 21kV | 0.61319 | 308 | 48.8152 | 13.3178 | 578 | 4.18 | 0.434 |  |  |  | 12.8325 | 189.5253 | 57.4332 |  |  |  |  | 0.14051 | 0.12109 | [7 empty] | 1 | [7 empty] | 0.10909 | 0.016584 | [13 empty] | 56 | 1373 | 1377 | 9 |  | 3 | 5 | 12 | 6 |  | 6 | 1
| PEORIA 1705 | 163781705 | 77.7136 | 70.8693 |  | 58.3983 | 12.471 | 6.8443 | 17kV | 0.62688 | 307 | 3.3799 | 0.42944 | 68.2 | 0.624 | 0.179 | 77.7136 | 2.0793 | 77.7136 | 12.471 | 58.3983 | [19 empty] | 0.068768 |  |  |  |  | 0.29543 | [12 empty] | 132 |  |  | 2 |  |  | 2 | 3 | 1
| OREGON TRAIL 1104 | 103521104 | 58.0052 | 55.1547 |  | 43.698 | 11.4567 | 2.8505 | 12kV | 0.62838 | 306 | 58.2109 | 38.9811 | 130.9 | 1.63 | 0.449 |  |  |  | 11.4567 | 43.698 | [13 empty] | 1 | [14 empty] | ss2: 0.5812 | [6 empty] | 2 | 2
| SHADY GLEN 1101 | 152431101 | 51.2289 | 46.0852 | 0.26733 | 39.6035 | 6.2143 | 5.1437 | 12kV | 0.63127 | 305 | 1.8801 | 0.07866 | 293.5 | 1.289 | 0.004 |  |  |  | 6.2143 | 39.6035 | 0.26733 | [10 empty] | 1 | [8 empty] | 0.15454 | 0.025189 | 0.10464 | 0.39313 |  |  |  |  | ss2: 4.25 |  | 10 | 6 | 1 | 7 | 3 | 3 | 8 | 6
| ANTLER 1101 | 103271101 | 66.7758 | 62.6989 | 8.829 | 52.7672 | 1.1027 | 4.0769 | 12kV | 0.63494 | 304 | 1.1263 | 1.5882 | 896.5 | 2.52 | 0.627 |  |  |  | 1.1027 | 52.7672 | 8.829 | [13 empty] | 1 | [13 empty] | ss2: 0.78 |  | 233 | 256 | [5 empty] | 2 | 2
| WYANDOTTE 1109 | 102911109 | 128.2734 | 120.808 |  | 53.1982 | 67.6098 | 7.4654 | 12kV | 0.63633 | 303 | 19.8281 | 5.8632 | 646.2 | 3.144 | 0.698 |  |  |  | 67.6098 | 53.1982 | [19 empty] | 0.049607 | 0.062767 | [7 empty] | ss2: 43.0079 | 2 | 800 |  | 6 | 6 |  |  | 2 | 1
| WOODSIDE 1104 | 024251104 | 61.6589 | 44.5281 | 7.1311 | 13.2986 | 24.0983 | 17.1308 | 12kV | 0.63657 | 302 | 0.044852 | 0.00015005 | 252.1 | 1.599 | 0.279 |  |  |  | 24.0983 | 13.2986 | 7.1311 | [5 empty] | 0.05282 | [8 empty] | 1 |  |  |  | 0.16947 | 0.50695 | 0.12964 | [15 empty] | 104 | 295 | 179 | 5 | 14 | 6 | 9 |  | 1
| OTTER 1102 | 182941102 | 65.4905 | 54.6204 | 4.5 | 48.6114 | 1.5091 | 10.8701 | 12kV | 0.63873 | 301 | 3.1483 | 0.018792 | 425.3 | 1.588 | 0 |  |  |  | 1.5091 | 48.6114 | 4.5 | [13 empty] | 1 | [8 empty] | 0.0039862 | [13 empty] | 18 | 56 | 63 |  |  |  | 4 | 8 | 1
| MIDDLETOWN 1102 | 043141102 | 58.6356 | 56.1339 | 0.067331 | 38.4018 | 17.6648 | 2.5017 | 12kV | 0.64216 | 300 | 26.3491 | 3.9106 | 143.9 | 1.276 | 2.178 | 0.040364 | 4.9409 | 0.03343 | 17.6648 | 38.4018 | 0.067331 | [22 empty] | 0.013503 | [13 empty] | 318 | 97 | 4 |  | 1 | 3 |  | 2
| GANSNER 1101 | 103021101 | 54.5803 | 48.2363 | 3.0002 | 34.6667 | 10.5694 | 6.3441 | 12kV | 0.64822 | 299 | 1.323 | 0.080198 | 234.1 | 1.933 | 1.747 |  |  |  | 10.5694 | 34.6667 | 3.0002 | [11 empty] | 1 | [8 empty] | 0.016593 | [6 empty] | ss2: 7.67 | 253 | 412 | 98 |  | 1 | 15 |  |  | 5
| GIRVAN 1102 | 103401102 | 86.1655 | 76.176 | 33.6245 | 10.7413 | 31.8103 | 9.9895 | 12kV | 0.64977 | 298 | 6.2353 | 3.0915 | 510.4 | 1.575 | 0.989 |  |  |  | 31.8103 | 10.7413 | 33.6245 | [7 empty] | 0.25636 | [7 empty] | 10 | 1 |  | 0.26542 |  | 0.10161 |  |  |  |  | 0.21848 | 0.062474 | ss2: 2.9641 | 536 | 37 | 978 | 1 | 3 | 6 |  |  | 1 | 13 | 4 | 1
| POINT ARENA 1101 | 043381101 | 72.4989 | 66.2538 |  | 44.2688 | 21.985 | 6.2451 | 12kV | 0.64989 | 297 | 0.42613 | 0.090347 | 17.8 | 0.175 | 0.031 |  |  |  | 21.985 | 44.2688 | [5 empty] | 0.020282 | [14 empty] | 0.069006 |  |  | 0.0072858 | [16 empty] | 2 | 1 | 1 |  | 8 | 1
| WEIMAR 1102 | 152491102 | 29.3338 | 28.2673 |  | 28.2673 |  | 1.0665 | 12kV | 0.67062 | 296 | 0.19036 | 0.035952 | 126.3 | 0.997 | 0 |  |  |  |  | 28.2673 | [15 empty] | 1 | [27 empty] | 1 | 6 | 7
| SAN RAMON 2119 | 014232119 | 33.6816 | 3.9214 |  | 0.59182 | 3.3296 | 29.7603 | 21kV | 0.67144 | 295 | 1.199 | N/A | 28.9 | 1.493 | 1.396 |  |  |  | 3.3296 | 0.59182 | [19 empty] | 2.1178 | 1.4104 | 0.75083 | [18 empty] | 28 | 18 | 10
| FELTON 0401 | 083140401 | 3.2161 | 2.5562 | 1.6727 | 0.81116 | 0.072251 | 0.65993 | 4.16kV | 0.67216 | 294 | 0.33859 | 0.0056399 | 1698.1 | 4.125 | 0 |  |  |  | 0.072251 | 0.81116 | 1.6727 | [36 empty] | 5 | 21 | 65 | [7 empty] | 1
| PLACERVILLE 1112 | 153081112 | 37.0079 | 29.7456 |  | 27.5284 | 2.2173 | 7.2622 | 12kV | 0.67452 | 293 | 0.65376 | 0.12656 | 51.4 | 0.471 | 0 |  |  |  | 2.2173 | 27.5284 | [21 empty] | 0.027937 | [19 empty] | 1 | 2 | 1 | 5 | 2
| PEORIA 1701 | 163781701 | 88.4867 | 85.4919 |  | 77.6956 | 7.7963 | 2.9948 | 17kV | 0.67751 | 292 | 4.5748 | 0.072973 | 865 | 4.986 | 1.213 |  |  |  | 7.7963 | 77.6956 | [11 empty] | 1 | 1 |  | 2 | [8 empty] | 0.17705 | [13 empty] | 110 |  |  |  | 1 |  |  | 3 | 5
| DESCHUTES 1104 | 103351104 | 140.8347 | 131.1942 |  | 77.9069 | 53.2874 | 9.6404 | 12kV | 0.68492 | 291 | 79.0305 | 30.2863 | 129.2 | 1.473 | 0.104 |  |  |  | 53.2874 | 77.9069 | [6 empty] | 0.1956 | [12 empty] | 0.015706 | 0.036724 |  | 0.41083 | [5 empty] | ss2: 8.3261 | 826 |  |  | 3 | 1 | 7 | 1 | 3 | 4
| CORRAL 1102 | 162991102 | 79.5316 | 64.3725 |  | 48.2921 | 16.0804 | 15.159 | 12kV | 0.68624 | 290 | 14.6872 | 2.9901 | 127.9 | 1.282 | 1.049 |  |  |  | 16.0804 | 48.2921 | [20 empty] | 0.053449 | [16 empty] | 299 | [6 empty] | 4
| OLETA 1102 | 163541102 | 104.5201 | 99.1644 |  | 56.2424 | 42.922 | 5.3556 | 12kV | 0.68774 | 289 | 17.9644 | 0.57705 | 355.6 | 5.413 | 0.682 |  |  |  | 42.922 | 56.2424 | [5 empty] | 0.020769 | [7 empty] | 1 | [6 empty] | 0.18177 | 0.0032197 | 0.38005 | [16 empty] | 3 |  | 5 | 3 | 2 | 4 | 11
| OLETA 1101 | 163541101 | 122.818 | 116.3196 | 4.6553 | 84.364 | 27.3003 | 6.4984 | 12kV | 0.68934 | 288 | 13.4294 | 2.1832 | 172.1 | 2.31 | 0.422 | 2.8803 | 63.4254 | 122.818 | 27.3003 | 84.364 | 4.6553 |  |  |  |  | 0.056545 | [9 empty] | 1 |  |  |  |  | 0.011473 |  | 0.3641 |  | 0.085139 | [12 empty] | 96 | 4 | 108 |  | 3 | 10 | 1 | 6 | 12
| DEL MONTE 2104 | 182222104 | 183.8445 | 80.2626 |  | 59.6294 | 20.6332 | 103.5819 | 21kV | 0.69161 | 287 | 0.36865 | 0.0018578 | 185.8 | 1.57 | 3.172 | 0.33682 | 20.3119 | 183.8445 | 20.6332 | 59.6294 | [11 empty] | 3 | [8 empty] | 0.15661 | 0.047134 | 0.1654 | 0.090629 | 0.28653 | [12 empty] | 13 |  |  | 2 | 5 | 1 | 6 | 8 | 7
| SOBRANTE 1102 | 014671102 | 41.2814 | 27.65 | 1.2561 | 26.0449 | 0.34904 | 13.6313 | 12kV | 0.6927 | 286 | 0.0068687 | 0.0015612 | 99.4 | 0.542 | 0.672 |  |  |  | 0.34904 | 26.0449 | 1.2561 | [22 empty] | 0.042197 | 0.037912 | [12 empty] | 10 | 30 | 35 |  |  |  | 3 | 9 | 2 | 5
| ALHAMBRA 1105 | 014101105 | 60.9277 | 45.2269 | 0.85241 | 37.081 | 7.2935 | 15.7008 | 12kV | 0.69848 | 285 | 3.5139 | 0.44576 | 61 | 0.365 | 0 |  |  |  | 7.2935 | 37.081 | 0.85241 | [37 empty] | 870 | 11 |  | 4 |  | 2 | 2 | 1
| PHILO 1102 | 042601102 | 110.1943 | 106.6389 |  | 89.1442 | 17.4947 | 3.5553 | 12kV | 0.70058 | 284 | 3.4817 | 0.69347 | 274.7 | 1.517 | 1.475 |  |  |  | 17.4947 | 89.1442 | [22 empty] | 0.14562 | [15 empty] | 801 |  |  | 4 |  | 2 | 2 | 1
| SANTA ROSA A 1104 | 042151104 | 73.4158 | 56.1461 | 37.522 | 5.2392 | 13.3848 | 17.2697 | 12kV | 0.70235 | 283 | 0.60283 | 0.079971 | 337.6 | 1.924 | 1.652 | 73.4158 | 0.60534 | 1.2736 | 13.3848 | 5.2392 | 37.522 | [20 empty] | 0.058612 |  |  |  | 0.65448 | 0.051464 | 0.043849 | [9 empty] | 414 | 123 | 1083 | 2 | 2 | 8 |  |  |  | 6 | 4 | 3
| ANNAPOLIS 1101 | 042861101 | 52.4193 | 51.0938 |  | 51.0938 |  | 1.3255 | 12kV | 0.7066 | 282 | 1.0072 | 0.1358 | 88.8 | 0.439 | 1.346 |  |  |  |  | 51.0938 | [43 empty] | 3 |  | 4
| TEMPLETON 2111 | 183052111 | 77.9757 | 64.0387 | 0.87801 | 46.0356 | 17.1251 | 13.9369 | 21kV | 0.70754 | 281 | 6.1677 | 1.9388 | 143.3 | 0.828 | 0.587 |  |  |  | 17.1251 | 46.0356 | 0.87801 | [18 empty] | 0.24996 | 0.1179 |  |  |  | 0.14132 | [13 empty] | 69 | 16 | 2 | 3 |  |  | 3 | 7
| IGNACIO 1104 | 042481104 | 70.1873 | 58.2209 |  | 6.3232 | 51.8977 | 11.9664 | 12kV | 0.71045 | 280 | 0.29076 | 0.00012065 | 256.5 | 1.571 | 2.906 |  |  |  | 51.8977 | 6.3232 | [11 empty] | 1 | [8 empty] | 0.16578 | 0.23417 | [15 empty] | 46 |  |  | 6 | 3 | 4
| SAND CREEK 1103 | 254601103 | 151.2185 | 151.1887 |  | 149.4717 | 1.717 | 0.029815 | 12kV | 0.72104 | 279 | 33.5738 | 7.7646 | 507.2 | 3.008 | 0.543 |  |  |  | 1.717 | 149.4717 |  |  |  |  | 0.56769 | [38 empty] | 6 | 10 | 5
| HAMILTON BRANCH 1101 | 102361101 | 60.4103 | 34.4598 |  | 24.3084 | 10.1514 | 25.9505 | 12kV | 0.72539 | 278 | 0.030736 | 0.00076754 | 237.6 | 1.752 | 1.086 |  |  |  | 10.1514 | 24.3084 | [22 empty] | 0.002995 | [5 empty] | ss2: 8.28 | 546 | 793 |  | 1 |  |  | 2
| BOLINAS 1101 | 042261101 | 59.5622 | 51.7024 | 27.1892 | 7.4245 | 17.0887 | 7.8597 | 12kV | 0.72668 | 277 | 0.5624 | 0.30582 | 508.7 | 1.375 | 0.799 |  |  |  | 17.0887 | 7.4245 | 27.1892 | [20 empty] | 0.38861 | [15 empty] | 55 | 94 | 471 | 1 |  | 2 | 2 |  |  |  | 2
| HOOPA 1101 | 192401101 | 149.3486 | 137.3344 | 4.908 | 100.0661 | 32.3604 | 12.0141 | 12kV | 0.729 | 276 | 3.893 | 1.8314 | 1049.8 | 3.02 | 2.218 |  |  |  | 32.3604 | 100.0661 | 4.908 | [14 empty] | 1 |  |  |  | 0.0066118 |  |  | 1.2787 |  | 0.11038 | [12 empty] | 161 | 1679 | 146 | 4 | 2 |  | 16 | 3 | 4
| GUALALA 1111 | 042841111 | 84.8242 | 37.8931 |  | 33.2381 | 4.655 | 46.9311 | 12kV | 0.73027 | 275 | 0.080302 | 0.017003 | 279.3 | 2.432 | 0.046 |  |  |  | 4.655 | 33.2381 | [20 empty] | 0.14692 | 0.20496 | 0.0023103 | 0.15741 | 0.14043 | [12 empty] | 3 | 525 |  | 4 | 2 |  | 2 | 9 | 8
| GUALALA 1112 | 042841112 | 53.7363 | 47.4331 |  | 42.966 | 4.4671 | 6.3033 | 12kV | 0.73207 | 274 | 0.39743 | 0.098654 | 115.9 | 0.872 | 0 |  |  |  | 4.4671 | 42.966 | [23 empty] | 0.12682 | 0.082911 | [12 empty] | 52 |  |  |  | 3 |  | 1 | 2 | 5
| OREGON TRAIL 1102 | 103521102 | 55.3622 | 49.2756 |  | 44.4322 | 4.8435 | 6.0866 | 12kV | 0.73237 | 273 | 14.854 | 5.8459 | 535.9 | 2.162 | 0.826 |  |  |  | 4.8435 | 44.4322 | [23 empty] | 0.14605 | 0.019771 | [19 empty] | 6
| ATASCADERO 1103 | 182541103 | 154.3799 | 133.4888 | 37.1299 | 58.8744 | 37.4844 | 20.8912 | 12kV | 0.73326 | 272 | 6.2101 | 0.71993 | 157.5 | 2.14 | 0 |  |  |  | 37.4844 | 58.8744 | 37.1299 | [18 empty] | 0.47858 |  | 0.1214 |  | 0.3926 |  |  | 0.78126 | 0.016755 | [9 empty] | 13 | 397 | 611 | 8 | 7 | 8 | 2 | 4 | 4 |  | 1 | 1
| SAN LUIS OBISPO 1107 | 182631107 | 83.5734 | 51.7346 | 25.876 | 21.7421 | 4.1165 | 31.8388 | 12kV | 0.73348 | 271 | 2.4726 | 0.5203 | 63.6 | 0.307 | 0.796 | 83.5734 | 0 | 0.79717 | 4.1165 | 21.7421 | 25.876 | [7 empty] | 0.73813 | [6 empty] | 1 |  | 10 |  | 0.060833 | 1.0481 | 0.80089 | 0.059568 | 0.29009 |  |  |  | 0.34763 | ss2: 1.88 | 2 | 244 | 499 | 2 | 2 | 11 | 3 | 5 | 1 | 6 | 1 | 3
| WEIMAR 1101 | 152491101 | 78.1815 | 74.4328 |  | 74.4328 |  | 3.7487 | 12kV | 0.73613 | 270 | 2.6673 | 0.021156 | 265.5 | 1.747 | 0.552 |  |  |  |  | 74.4328 | [5 empty] | 0.63677 | [8 empty] | 14 | [7 empty] | 0.0101 | 0.067198 | 0.13139 | [18 empty] | 3 | 12 | 7
| EL CERRITO G 1105 | 012501105 | 39.8561 | 24.201 | 5.1603 | 13.9759 | 5.0648 | 15.6551 | 12kV | 0.73862 | 269 | 0.018431 | 0.009127 | 176.7 | 1.26 | 2.423 |  |  |  | 5.0648 | 13.9759 | 5.1603 |  |  | 0.056347 | 0.22055 |  | 0.047612 | [15 empty] | 0.041001 |  | 0.11099 | [12 empty] | 52 | 449 | 140 |  | 1 |  | 4 | 5 | 1 |  | 1
| SPRUCE 0401 | 013340401 | 5.3428 | 4.1064 | 0.41083 | 3.6956 |  | 1.2363 | 4.16kV | 0.73968 | 268 | 0.00011529 | 0.00088523 | 126 | 1 | 1.992 |  |  |  |  | 3.6956 | 0.41083 | [37 empty] | 24 | 19 |  |  |  | 1 |  | 1 |  | 1
| PUTAH CREEK 1105 | 063681105 | 90.7689 | 83.7937 |  | 1.7222 | 82.0715 | 6.9752 | 12kV | 0.74442 | 267 | 3.4361 | 0.37991 | 127.3 | 0.96 | 2.93 |  |  |  | 82.0715 | 1.7222 | [20 empty] | 1.4047 | 0.6882 | [19 empty] | 14 | 12
| NARROWS 2101 | 153132101 | 62.8632 | 61.4737 |  | 61.4737 |  | 1.3894 | 12kV | 0.74739 | 266 | 30.2428 | 10.2182 | 2.4 | 0.011 | 0 |  |  |  |  | 61.4737 | [6 empty] | 0.17204 | [8 empty] | 9 | [6 empty] | 0.49034 | [20 empty] | 4 | 3 | 12
| BIG MEADOWS 2101 | 102812101 | 101.8586 | 77.9513 |  | 57.7803 | 20.171 | 23.9073 | 21kV | 0.74835 | 265 | 1.9553 | 0.056412 | 1143.1 | 2.104 | 5.425 | 101.8586 | 0.87556 | 101.8586 | 20.171 | 57.7803 | [19 empty] | 0.20219 |  |  | 3.0777 | [5 empty] | ss2: 10.0098 | 249 | 313 |  | 1 |  | 2 | 4 | 2
| VOLTA 1101 | 102541101 | 171.0946 | 154.8653 | 8.1582 | 144.5643 | 2.1429 | 16.2293 | 12kV | 0.74866 | 264 | 17.42 | 0.22332 | 677.7 | 4.359 | 0.1 |  |  |  | 2.1429 | 144.5643 | 8.1582 | [13 empty] | 1 | [7 empty] | 0.0097438 | [5 empty] | ss2: 0.35 |  | 3093 | 184 |  |  |  | 2 | 4 | 4
| DESCHUTES 1101 | 103351101 | 134.3747 | 130.9232 | 7.5335 | 99.7242 | 23.6655 | 3.4515 | 12kV | 0.75589 | 263 | 32.5924 | 9.6435 | 120.5 | 1.367 | 2.281 |  |  |  | 23.6655 | 99.7242 | 7.5335 |  |  |  |  | 0.039584 | [6 empty] | 1 | 1 |  | 1 | [6 empty] | 0.0087677 | [5 empty] | ss2: 16.34 | 470 | 554 | 184 |  |  |  | 4 | 1 | 6
| BEAR VALLEY 2105 | 252192105 | 133.2464 | 131.4591 | 7.7876 | 123.6715 |  | 1.7873 | 12kV | 0.75981 | 262 | 8.8927 | 0.75792 | 276.5 | 2.345 | 0.689 |  |  |  |  | 123.6715 | 7.7876 | [12 empty] | 1 | [23 empty] | 3 | 508 | 286 |  |  |  | 4 | 6 | 4 | 1
| TEMPLETON 2110 | 183052110 | 215.3279 | 178.5812 | 33.8987 | 99.9973 | 44.6852 | 36.7467 | 12kV | 0.76238 | 261 | 7.5704 | 0.90956 | 314.4 | 2.719 | 0.415 |  |  |  | 44.6852 | 99.9973 | 33.8987 | [5 empty] | 0.016295 | [11 empty] | 2 | 0.23572 | 0.15139 | 0.44981 |  | 0.11507 | 0.44038 | [12 empty] | 142 | 130 | 499 | 7 | 10 | 16 | 2 | 2 | 2 |  | 1
| SHINGLE SPRINGS 2105 | 153652105 | 61.6186 | 32.9175 | 26.2258 | 4.3728 | 2.3189 | 28.7011 | 21kV | 0.76981 | 260 | 14.2588 | 9.6567 | 29.9 | 0.137 | 2.456 |  |  |  | 2.3189 | 4.3728 | 26.2258 | [15 empty] | 1 |  |  |  | 0.047255 | [6 empty] | 0.21678 | [9 empty] | 76 | 97 | 738 |  | 1 |  | 1 | 1 | 1 | 2 |  | 13
| GIRVAN 1101 | 103401101 | 116.5259 | 109.0483 | 42.0912 | 61.5901 | 5.367 | 7.4776 | 12kV | 0.77289 | 259 | 27.4069 | 5.4227 | 6774.7 | 2.999 | 2.4 |  |  |  | 5.367 | 61.5901 | 42.0912 | [5 empty] | 11.497 | [8 empty] | 235 | 8 | [11 empty] | ss2: 5.367 | 32 | 79 | 1119 |  | 1 |  | 3 | 2 | 12 | 2 | 1
| OAKLAND K 1102 | 012101102 | 28.402 | 14.9847 | 14.9847 |  |  | 13.4173 | 12kV | 0.78016 | 258 | 0.19193 | 0.0043003 | 97.9 | 0.401 | 0 | 28.402 | 0 | 4.5919 |  |  | 14.9847 | [6 empty] | 1.0453 | 1.9931 | 0.3779 | [6 empty] | 17 | 1 | [8 empty] | 0.63766 | [12 empty] | 639 | [6 empty] | 10 | 23 | 4
| CASTRO VALLEY 1108 | 014091108 | 55.2266 | 41.0713 | 12.6159 | 4.1505 | 24.305 | 14.1552 | 12kV | 0.78169 | 257 | 0.66197 | 0.036015 | 731.3 | 1.774 | 0 | 55.2266 | 0 | 0.72582 | 24.305 | 4.1505 | 12.6159 | [9 empty] | 1 | 1 | [9 empty] | 0.01987 |  | 0.099118 | [13 empty] | 58 | 245 | 465 |  | 1 | 2 |  | 1 | 1 |  | 1
| STILLWATER 1101 | 103561101 | 37.5061 | 36.7082 |  | 35.9984 | 0.70983 | 0.79781 | 12kV | 0.78677 | 256 | 5.2408 | 2.2171 | 256.4 | 0.749 | 0 |  |  |  | 0.70983 | 35.9984 | [28 empty] | ss2: 0.09 | [6 empty] | 6 | 1
| OAKLAND X 1106 | 012541106 | 36.6899 | 23.3738 | 4.1365 | 11.3055 | 7.9318 | 13.316 | 12kV | 0.79183 | 255 | 0.013856 | 0.0011452 | 272.8 | 2.723 | 4.479 |  |  |  | 7.9318 | 11.3055 | 4.1365 | 0.27432 | [8 empty] | 6 | [8 empty] | 0.072187 |  |  | 0.013763 | [14 empty] | 91 | 166 | 131 | 2 | 2 | 3 | 1 | 9 |  |  | 1
| HALSEY 1102 | 152241102 | 73.2731 | 68.0476 |  | 57.9117 | 10.1359 | 5.2255 | 12kV | 0.79189 | 254 | 1.2054 | 0.0082776 | 826.2 | 2.933 | 1.196 |  |  |  | 10.1359 | 57.9117 | [19 empty] | 0.17659 | 0.18045 |  | 0.0028142 | 0.1243 | [16 empty] | 3 | 1 | 2 | 3 | 4 | 8
| HIGGINS 1110 | 152691110 | 64.0477 | 57.6841 |  | 49.358 | 8.3261 | 6.3636 | 12kV | 0.79475 | 253 | 6.6014 | 0.69515 | 192 | 0.753 | 0.057 |  |  |  | 8.3261 | 49.358 | [5 empty] | 1.6359 | [8 empty] | 34 | [13 empty] | ss2: 7.5485 |  |  |  |  | 3 | 1 | 5 | 18 | 7
| HIGGINS 1109 | 152691109 | 146.4516 | 141.3373 |  | 140.7561 | 0.5812 | 5.1143 | 12kV | 0.80392 | 252 | 52.985 | 19.2402 | 235 | 1.334 | 0.763 |  |  |  | 0.5812 | 140.7561 | [6 empty] | 0.19321 | [7 empty] | 1 | 2 |  |  |  |  | 0.5899 | 0.16342 | 0.048424 | 0.022343 | 0.0063454 |  |  |  | ss2: 0.38 |  |  |  |  | 1 |  | 7 | 13 | 28
| CLAYTON 2212 | 012022212 | 89.8085 | 58.7208 | 28.834 | 18.7103 | 11.1765 | 31.0877 | 21kV | 0.81609 | 251 | 10.7211 | 4.6783 | 277.8 | 2.226 | 2.451 | 89.8085 | 8.7362 | 8.0035 | 11.1765 | 18.7103 | 28.834 | [16 empty] | 1 |  | 0.31363 | 0.31039 | [16 empty] | 268 | 176 | 681 | 1 | 5 | 11 | 1 | 3 | 1 | 4 | 5 | 1
| MORGAN HILL 2111 | 083242111 | 106.2971 | 72.8597 | 16.4957 | 35.2229 | 21.1411 | 33.4374 | 21kV | 0.82077 | 250 | 5.14 | 0.51139 | 231.5 | 1.915 | 0.625 |  |  |  | 21.1411 | 35.2229 | 16.4957 | [8 empty] | 0.026974 | [9 empty] | 0.52326 | 0.13076 |  | 0.048875 | 0.24707 | [14 empty] | 486 | 320 | 8 | 1 | 8 | 1 | 2 |  |  | 4
| CLARKSVILLE 2106 | 153612106 | 69.8495 | 2.2018 |  | 0.4727 | 1.7291 | 67.6477 | 21kV | 0.82444 | 249 | 1.2195 | 4.1877e-06 | 94.5 | 0.837 | 0 |  |  |  | 1.7291 | 0.4727 | [19 empty] | 0.81535 | 0.412 | 0.37475 | 0.41007 | 0.036463 | 0.64499 | [12 empty] | 19 |  |  | 3 | 2 | 3 |  |  | 3
| LUCERNE 1106 | 043351106 | 49.61 | 46.7269 |  | 36.0211 | 10.7058 | 2.8831 | 12kV | 0.82635 | 248 | 3.885 | 0.29285 | 75.5 | 0.16 | 1.597 |  |  |  | 10.7058 | 36.0211 | [13 empty] | 1 | [7 empty] | 0.047971 | [16 empty] | 450 |  | 1 | 1 | 1 | 1 | 1 | 1
| PEORIA 1704 | 163781704 | 151.3069 | 118.4121 |  | 59.1209 | 59.2912 | 32.8948 | 17kV | 0.82871 | 247 | 6.158 | 0.37593 | 135.9 | 0.705 | 0 | 1.9034 | 46.8359 | 151.3069 | 59.2912 | 59.1209 | [6 empty] | 0.15464 |  |  |  | 5 | [8 empty] | 0.6691 |  | 0.46233 | 0.0084017 |  | 0.13032 | [12 empty] | 391 | 390 |  | 1 |  | 1 |  | 3
| SAN RAFAEL 1107 | 042011107 | 41.1281 | 29.1728 | 18.2371 | 3.0191 | 7.9166 | 11.9553 | 12kV | 0.83019 | 246 | 0.017598 | 0.009703 | 227.3 | 2.253 | 0.726 |  |  |  | 7.9166 | 3.0191 | 18.2371 | [7 empty] | 0.15893 | [8 empty] | 3 |  | 0.028982 |  | 0.23429 |  | 0.068666 |  |  |  | 0.038958 | [9 empty] | 295 | 48 | 844 | 1 |  | 12 |  |  |  | 3 | 2 | 1
| HALF MOON BAY 1101 | 024101101 | 59.7824 | 49.0915 | 12.8336 | 13.5551 | 22.7029 | 10.6909 | 12kV | 0.83344 | 245 | 1.1461 | 0.11461 | 197.5 | 2.925 | 1.066 |  |  |  | 22.7029 | 13.5551 | 12.8336 | 0.35353 |  | 0.19448 | 0.11878 |  | 0.61052 | 0.36409 |  | 0.028111 | 2 | 3 | 3 |  | 5 | 12 | 2 | 10 |  |  | 0.60132 | 0.081585 |  | 0.23311 | 0.25311 |  | 0.073752 | [10 empty] | 145 | 173 | 294 | 6 | 4 | 14 |  | 2 | 12 | 2
| WILLOW CREEK 1103 | 192171103 | 88.038 | 85.5007 | 0.54076 | 83.8374 | 1.1226 | 2.5373 | 12kV | 0.83365 | 244 | 2.9986 | 0.19813 | 1291.6 | 5.268 | 2.447 |  |  |  | 1.1226 | 83.8374 | 0.54076 | [22 empty] | 0.0047251 | 0.095625 | [12 empty] | 28 | 1738 | 19 |  |  |  |  | 8 | 7 |  | 3
| ATASCADERO 1101 | 182541101 | 71.3316 | 62.3033 | 13.7943 | 31.816 | 16.693 | 9.0283 | 21kV | 0.83804 | 243 | 2.1621 | 0.83929 | 177.4 | 1.606 | 0.554 |  |  |  | 16.693 | 31.816 | 13.7943 | [5 empty] | 0.017018 |  |  |  |  | 1 |  | 1 |  | 1 | [5 empty] | 0.049081 |  |  | 0.01934 | [13 empty] | 158 | 244 |  | 3 | 3 | 3 | 1 | 1 |  |  | 1
| DUNBAR 1102 | 043071102 | 65.5525 | 58.1528 | 7.1958 | 42.1816 | 8.7753 | 7.3997 | 12kV | 0.84711 | 242 | 0.9993 | 0.7261 | 805 | 7.279 | 1.897 | 65.5525 | 0.29845 | 65.5525 | 8.7753 | 42.1816 | 7.1958 |  |  |  |  | 0.47836 | [14 empty] | 0.14346 | [16 empty] | 1 | 936 | 160 |  | 6 | 1 | 1 | 13 | 9 |  | 1
| DIAMOND SPRINGS 1105 | 152261105 | 140.947 | 133.5195 | 76.057 | 49.038 | 8.4244 | 7.4275 | 12kV | 0.84916 | 241 | 33.1487 | 9.7318 | 51.7 | 0.665 | 0.716 | 140.947 | 0.13019 | 0.77756 | 8.4244 | 49.038 | 76.057 | [13 empty] | 1 | [22 empty] | 198 | 453 | 1945 | 2 |  |  | 1 | 5 | 8 | 4 | 5 | 5
| CLARK ROAD 1102 | 103091102 | 142.7081 | 137.3166 | 33.3118 | 89.8134 | 14.1915 | 5.3915 | 12kV | 0.85229 | 240 | 10.4351 | 1.8116 | 444.6 | 2.31 | 0.433 | 0.71295 | 51.9117 | 12.8045 | 14.1915 | 89.8134 | 33.3118 |  |  |  |  | 0.1705 |  | 0.24097 | 0.2209 | [5 empty] | 1 |  | 4 | 8 |  | 0.0038287 |  |  |  | 0.021752 |  | 0.072172 |  |  | ss2: 11.09 | 117 | 265 | 733 | 1 |  |  | 8 | 3 | 4 | 13 | 3
| FROGTOWN 1701 | 163451701 | 81.7839 | 71.9886 | 6.6497 | 64.1039 | 1.2351 | 9.7953 | 17kV | 0.86409 | 239 | 8.1209 | 0.24849 | 30.8 | 0.18 | 0 | 81.7839 | 0.30954 | 81.7839 | 1.2351 | 64.1039 | 6.6497 |  |  |  |  | 0.23636 | [8 empty] | 7 | [6 empty] | 0.016854 |  | 0.17643 | 0.43349 | [13 empty] | 159 | 118 |  |  | 2 | 1 | 5 | 2
| GABILAN 1101 | 182331101 | 100.6318 | 72.567 |  | 4.6464 | 67.9206 | 28.0648 | 12kV | 0.86652 | 238 | 0.63647 | 0.014507 | 99.6 | 1.297 | 0.577 |  |  |  | 67.9206 | 4.6464 |  |  | 0.014181 | 1.6249 |  |  | 0.73015 |  |  |  | 53 | 18 | 23 |  |  | 9 |  |  |  | 0.0083865 | 0.81271 | 0.093354 | [15 empty] | 212 |  |  | 15 | 17 | 7
| COARSEGOLD 2102 | 254432102 | 71.5838 | 69.2425 | 54.3458 | 14.8966 |  | 2.3414 | 12kV | 0.86691 | 237 | 3.4991 | 0.26438 | 594.4 | 2.809 | 1.032 | 71.5838 | 10.846 | 5.7213 |  | 14.8966 | 54.3458 | [37 empty] | 80 | 1559 |  |  |  |  | 1 |  | 2 | 3 | 2
| AUBERRY 1101 | 254151101 | 256.1581 | 241.7464 | 30.6148 | 208.8199 | 2.3118 | 14.4117 | 12kV | 0.86836 | 236 | 33.4679 | 4.6787 | 511.7 | 2.599 | 0.652 | 256.1581 | 40.8381 | 0.082878 | 2.3118 | 208.8199 | 30.6148 |  |  |  |  | 0.33022 | 5.5681 |  |  | 19.9503 |  |  |  |  | 4 | 83 |  |  | 324 |  | 0.030849 |  |  |  | 0.36487 |  |  | 0.090336 | [9 empty] | 87 | 4352 | 831 |  | 1 |  | 1 | 29 | 45 |  | 1 | 40
| KESWICK 1101 | 103451101 | 55.5828 | 51.5742 | 48.2115 | 3.3074 | 0.055335 | 4.0087 | 12kV | 0.86992 | 235 | 13.5595 | 3.211 | 202 | 0.39 | 1.546 | 55.5828 | 0 | 19.5863 | 0.055335 | 3.3074 | 48.2115 | [15 empty] | 51 | [8 empty] | 0.096315 | 0.010553 | 0.15686 | [10 empty] | 7 | 1336 |  |  |  | 3 |  |  | 32 | 1 | 3
| RACETRACK 1703 | 163761703 | 75.6317 | 62.4693 | 1.4577 | 54.8584 | 6.1532 | 13.1624 | 17kV | 0.88318 | 234 | 2.6216 | 0.073283 | 153.7 | 1.286 | 0.566 | 75.6317 | 0.069443 | 0.013816 | 6.1532 | 54.8584 | 1.4577 | [10 empty] | 1 |  |  |  | 1 | [6 empty] | 0.0046896 | 0.16068 | [14 empty] | 1319 | 45 | 3 | 1 |  | 3 | 10 | 2
| VIEJO 2201 | 182852201 | 31.2598 | 17.4583 |  | 14.7283 | 2.7301 | 13.8015 | 21kV | 0.89045 | 233 | 0.00014104 | 5.2208e-05 | 26.5 | 0.13 | 3.056 |  |  |  | 2.7301 | 14.7283 | [14 empty] | 1 | [5 empty] | 3.2056 |  |  | 0.92968 | 0.0062026 | [12 empty] | 146 |  |  |  | 43 |  |  | 19 | 8
| STILLWATER 1102 | 103561102 | 81.5311 | 79.1236 |  | 78.9949 | 0.12865 | 2.4075 | 12kV | 0.89082 | 232 | 26.0684 | 14.9563 | 50.9 | 0.388 | 0 |  |  |  | 0.12865 | 78.9949 | [43 empty] | 1 | 6 | 1
| HIGGINS 1103 | 152691103 | 83.3117 | 79.6284 |  | 74.7678 | 4.8606 | 3.6834 | 12kV | 0.90816 | 231 | 12.9893 | 2.7574 | 497.1 | 3.118 | 0 |  |  |  | 4.8606 | 74.7678 | [13 empty] | 1 | [6 empty] | 0.19149 |  |  | 0.13594 | 0.00811 |  |  |  | ss2: 3.35 | 31 |  |  | 1 | 6 | 2 | 8 | 11 | 21
| OTTER 1101 | 182941101 | 30.0185 | 26.9126 | 15.0735 | 6.5085 | 5.3307 | 3.1059 | 12kV | 0.91651 | 230 | 0.72159 | 0.002324 | 273.6 | 0.741 | 0.641 |  |  |  | 5.3307 | 6.5085 | 15.0735 | [7 empty] | 0.066877 | [5 empty] | 1 | [9 empty] | 0.099991 | [12 empty] | 23 | 16 | 348 | 1 |  |  |  | 2 |  | 2 |  | 1
| STELLING 1110 | 083481110 | 67.7581 | 49.7963 | 10.521 | 22.1959 | 17.0794 | 17.9618 | 12kV | 0.92904 | 229 | 1.3371 | 0.14836 | 118 | 0.447 | 1.623 |  |  |  | 17.0794 | 22.1959 | 10.521 |  |  |  |  | 0.054499 |  | 0.18905 |  |  |  |  | 5 |  | 1 |  | 1 |  |  | 0.055188 | [18 empty] | 337 | 213 | 14 | 2 | 5 | 6 | 2 | 2 |  | 3
| WILLITS 1103 | 042661103 | 161.7565 | 157.5704 | 49.3511 | 94.1716 | 14.0477 | 4.186 | 12kV | 0.94305 | 228 | 9.5264 | 2.078 | 318.1 | 2.317 | 1.975 |  |  |  | 14.0477 | 94.1716 | 49.3511 | [9 empty] | 1 | [12 empty] | 0.0047968 | 0.0046675 |  |  |  | ss2: 9.82 | 214 | 1681 | 1206 | 1 | 1 | 1 | 2 | 3 | 2 | 1 |  | 1
| OAKLAND X 1104 | 012541104 | 21.8007 | 13.4003 | 10.8905 | 1.3479 | 1.1619 | 8.4004 | 12kV | 0.95388 | 227 | 0.00028393 | 0.00015029 | 213.7 | 0.737 | 3.748 | 0.070003 | 0.57291 | 4.3016 | 1.1619 | 1.3479 | 10.8905 | [6 empty] | 0.54362 | [8 empty] | 18 | [10 empty] | 0.73811 | [10 empty] | 17 | 581 |  | 3 |  | 1 | 1 |  | 3 |  | 20
| MARIPOSA 2101 | 254452101 | 268.2231 | 265.8824 | 78.9842 | 181.9648 | 4.9334 | 2.3407 | 21kV | 0.96586 | 226 | 28.3155 | 2.3603 | 524.4 | 1.231 | 1.74 | 268.2231 | 39.3349 | 27.9298 | 4.9334 | 181.9648 | 78.9842 |  |  |  |  | 0.11556 | 0.20936 |  |  | 0.12027 |  |  |  | 1 |  |  | 1 |  | 1 |  |  |  | 0.1104 | [14 empty] | 27 | 1962 | 2011 |  |  |  | 7 | 5 | 2 | 5 |  | 4
| COARSEGOLD 2104 | 254432104 | 270.0245 | 266.8234 | 2.9306 | 245.1497 | 18.7431 | 3.201 | 21kV | 0.97737 | 225 | 60.2943 | 19.4062 | 159.2 | 1.032 | 0.597 | 270.0245 | 132.1214 | 2.3303 | 18.7431 | 245.1497 | 2.9306 |  |  |  |  | 0.036396 | [8 empty] | 1 | [22 empty] | 96 | 231 | 77 | 1 |  |  | 2 | 7 | 5
| GARBERVILLE 1101 | 192221101 | 165.9858 | 162.6969 |  | 82.556 | 80.1409 | 3.2889 | 12kV | 0.98246 | 224 | 6.451 | 3.0708 | 1781 | 7.631 | 2.389 |  |  |  | 80.1409 | 82.556 | [12 empty] | 1 | 1 | [6 empty] | 0.0081355 |  |  | 0.07424 | 0.11576 |  |  |  | ss2: 67.8919 | 128 | 1256 |  | 3 | 5 | 8 | 2 | 8 | 8
| EMERALD LAKE 0402 | 024080402 | 9.6085 | 9.4432 |  | 8.2791 | 1.1641 | 0.16529 | 4.16kV | 0.99583 | 223 | 0.00013828 | 5.6579e-05 | 3.2 | 0.072 | 1.029 |  |  |  | 1.1641 | 8.2791 | [43 empty] | 1 |  | 3
| LAURELES 1111 | 182371111 | 118.2239 | 106.798 | 5.7222 | 99.9589 | 1.1169 | 11.4259 | 12kV | 1.0062 | 222 | 0.56359 | 0.0020555 | 443.8 | 2.359 | 1.058 | 0.0028866 | 39.4534 | 2.2181 | 1.1169 | 99.9589 | 5.7222 | [5 empty] | 1.6582 | [7 empty] | 2 | 28 | [7 empty] | 0.012258 | 0.025783 | [13 empty] | 103 | 114 |  |  |  | 8 | 13 | 7
| PASO ROBLES 1107 | 182611107 | 56.1691 | 37.5349 |  | 0.18704 | 37.3478 | 18.6342 | 12kV | 1.0086 | 221 | 1.2108 | N/A | 398.4 | 3.285 | 0.159 |  |  |  | 37.3478 | 0.18704 | [11 empty] | 1 | [7 empty] | 1.0115 | 0.2534 | [19 empty] | 12 | 7 | 8
| DOBBINS 1101 | 153741101 | 85.4098 | 82.2096 | 26.9185 | 54.2742 | 1.0169 | 3.2002 | 12kV | 1.0378 | 220 | 19.3036 | 2.8322 | 115.2 | 1.242 | 1.221 |  |  |  | 1.0169 | 54.2742 | 26.9185 | [13 empty] | 1 | [12 empty] | 0.0094697 | ss2: 0.51 | 13 | 1276 | 645 |  |  | 1 |  | 4 | 5 |  | 1 | 1
| FRUITLAND 1142 | 192311142 | 68.3342 | 67.6528 |  | 57.6801 | 9.9727 | 0.68141 | 12kV | 1.0403 | 219 | 3.0599 | 0.53583 | 1038.5 | 2.487 | 3.606 |  |  |  | 9.9727 | 57.6801 | [5 empty] | 2.4572 | [8 empty] | 46 | [9 empty] | 0.0047348 |  |  |  | ss2: 6.44 | 71 | 918 |  |  |  |  | 2 | 10 | 4
| OAKHURST 1103 | 254421103 | 147.3871 | 129.8021 | 85.1597 | 41.9959 | 2.6466 | 17.585 | 12kV | 1.0425 | 218 | 9.5269 | 4.5688 | 197.6 | 2.55 | 3.396 | 147.3871 | 1.039 | 5.6713 | 2.6466 | 41.9959 | 85.1597 | [9 empty] | 1 | 1 |  |  |  | 1 |  |  | 2 |  | 0.16858 |  |  |  |  | 0.017216 | 0.13495 | 0.042781 | [9 empty] | 43 | 1218 | 2954 |  | 3 | 4 | 2 |  | 2 | 4 | 6 | 4
| VOLTA 1102 | 102541102 | 157.337 | 129.8024 | 87.276 | 41.7147 | 0.81166 | 27.5347 | 12kV | 1.0438 | 217 | 1.335 | 0.80395 | 952.5 | 3.039 | 1.981 |  |  |  | 0.81166 | 41.7147 | 87.276 | [5 empty] | 1.319 |  |  | 19.888 | [5 empty] | 28 |  |  | 522 | [6 empty] | 0.092694 |  | 0.54149 | [9 empty] | 52 | 980 | 2410 |  |  |  |  | 1 | 1 | 1 | 13 | 79
| OREGON TRAIL 1103 | 103521103 | 127.8061 | 119.9297 |  | 116.9946 | 2.935 | 7.8764 | 12kV | 1.0454 | 216 | 55.6098 | 20.9674 | 115.9 | 1.02 | 0.706 | 127.8061 | 94.8094 | 127.8061 | 2.935 | 116.9946 | [5 empty] | 0.069318 | [7 empty] | 1 | [9 empty] | 0.038775 | 0.06199 | [15 empty] | 1 |  |  | 3 | 9 | 5
| ALTO 1124 | 042031124 | 39.4198 | 35.2646 | 28.2136 |  | 7.051 | 4.1552 | 12kV | 1.0597 | 215 | 0.48102 | 0.65552 | 271.3 | 1.462 | 0 |  |  |  | 7.051 |  | 28.2136 | [6 empty] | 1.2149 | 0.076734 |  |  |  | 2 |  |  |  | 18 | 1 |  | 0.068166 | 0.029252 | [16 empty] | 368 |  | 1342 | 5 | 6 | 38 |  |  |  | 8 | 4
| MARTELL 1101 | 163011101 | 94.0964 | 82.7723 |  | 70.6286 | 12.1437 | 11.3241 | 12kV | 1.0631 | 214 | 3.9665 | 0.12217 | 115.3 | 1.665 | 1.355 | 0.0043183 | 0.97336 | 94.0964 | 12.1437 | 70.6286 |  |  | 0.17455 |  |  | 0.1361 | 0.012054 |  |  |  |  | 5 |  |  | 6 |  |  |  |  | 0.068213 | 0.014738 | 0.048524 |  |  | 0.18913 | [16 empty] | 4 | 1 | 1 | 5 | 1
| MONTICELLO 1101 | 043051101 | 133.2669 | 123.8763 |  | 107.7494 | 16.1269 | 9.3906 | 12kV | 1.0634 | 213 | 6.4884 | 0.63269 | 596.8 | 2.534 | 3.496 |  |  |  | 16.1269 | 107.7494 |  |  |  | 0.88946 |  |  | 26.9121 | [5 empty] | 18 | 1 |  | 316 | [8 empty] | 0.11499 |  |  |  | ss2: 15.7911; tt2: 107.549 | 79 | 2 |  | 1 |  | 4 | 1 | 7 | 52
| GRASS VALLEY 1103 | 152031103 | 93.547 | 87.807 |  | 86.1644 | 1.6426 | 5.74 | 12kV | 1.0721 | 212 | 20.4523 | 2.5761 | 322.7 | 2.236 | 0 | 93.547 | 0.11888 | 93.547 | 1.6426 | 86.1644 | [14 empty] | 1 | [13 empty] | ss2: 0.95 | 9 | [5 empty] | 8 | 7 | 15
| ELK 1101 | 042981101 | 119.8906 | 106.6401 |  | 73.0347 | 33.6054 | 13.2505 | 12kV | 1.0785 | 211 | 0.56284 | 0.01646 | 513.7 | 0.855 | 2.657 |  |  |  | 33.6054 | 73.0347 | [6 empty] | 0.12652 | [8 empty] | 3 |  |  |  |  | 0.10742 | [17 empty] | 536 |  |  | 1 | 2 | 2 | 6 | 5
| BIG TREES 0402 | 083050402 | 16.8403 | 16.7322 | 16.2848 | 0.28 | 0.16738 | 0.1081 | 4.16kV | 1.082 | 210 | N/A | N/A | 3554.9 | 4.687 | 0 |  |  |  | 0.16738 | 0.28 | 16.2848 | [19 empty] | 0.011978 |  |  | 0.00379 | [13 empty] | 8 | 15 | 635 |  | 1 |  |  | 1
| ELECTRA 1101 | 162161101 | 90.1895 | 85.0842 |  | 81.5506 | 3.5335 | 5.1054 | 12kV | 1.0966 | 209 | 5.0544 | 0.5453 | 463.7 | 1.907 | 0.059 |  |  |  | 3.5335 | 81.5506 | [14 empty] | 2 | 1 |  |  |  | 0.024887 |  |  | 0.023358 | [21 empty] | 11 | 1
| STANISLAUS 1701 | 162821701 | 61.8151 | 45.2979 | 22.6806 | 22.6172 |  | 16.5173 | 17kV | 1.1071 | 208 | 6.2377 | 0.27299 | 468.3 | 2.405 | 1.008 | 61.8151 | 0 | 0.025048 |  | 22.6172 | 22.6806 | [5 empty] | 0.37375 | [8 empty] | 4 | [21 empty] | 1 | 28 | 731 |  |  |  |  | 13 | 1 | 3 | 4
| PERRY 1101 | 183071101 | 87.8254 | 80.9741 | 7.2179 | 55.8049 | 17.9513 | 6.8513 | 12kV | 1.128 | 207 | 1.412 | 0.036757 | 71.3 | 0.352 | 1.861 |  |  |  | 17.9513 | 55.8049 | 7.2179 |  |  | 0.039275 | [15 empty] | 0.038624 |  | 0.010181 |  |  | 0.0028668 | [13 empty] | 67 | 72 |  | 3 | 1 |  | 4 | 6 |  | 1
| WISE 1102 | 152271102 | 126.4556 | 119.5158 |  | 114.0261 | 5.4897 | 6.9398 | 12kV | 1.1281 | 206 | 31.6748 | 14.5388 | 503.7 | 2.934 | 0.762 | 126.4556 | 15.531 | 126.4556 | 5.4897 | 114.0261 | [5 empty] | 0.087601 | 0.11932 | [8 empty] | 2 | [6 empty] | 0.12086 |  | 0.074809 | [12 empty] | 1 | 2593 |  |  |  |  | 6 | 17 | 4
| FORT BRAGG A 1101 | 042761101 | 88.8226 | 81.1906 |  | 70.6499 | 10.5407 | 7.632 | 12kV | 1.133 | 205 | 1.244 | 0.17393 | 46.7 | 0.392 | 0.076 |  |  |  | 10.5407 | 70.6499 | [20 empty] | 0.0099251 |  | 0.039226 | 0.014243 | [16 empty] | 2 | 6 | 4 | 3 | 3 | 2
| PARADISE 1104 | 102831104 | 148.6052 | 98.5413 | 59.0789 | 16.8868 | 22.5756 | 50.0639 | 12kV | 1.1508 | 204 | 2.4097 | 0.094689 | 46.4 | 0.247 | 0 | 1.5953 | 0.26395 | 7.9356 | 22.5756 | 16.8868 | 59.0789 | 2.5808 | 1.4807 | 1.3399 | 0.3983 | 0.37231 | 0.0083634 | 7.6026 | 5.7171 | 4.1881 | 56 | 29 | 35 | 20 | 9 |  | 177 | 137 | 97 | 0.058984 | 0.20615 | 7.5503 | 0.010734 |  | 0.012424 | 0.096662 | 0.18497 | 12.7663 | ss2: 19.03 | 732 | 24 | 1344 | 53 | 13 | 58 | 16 | 3 | 3 | 95 | 38 | 59
| MOUNTAIN QUARRIES 2101 | 152282101 | 237.5955 | 224.7069 | 22.9153 | 200.8811 | 0.91051 | 12.8886 | 21kV | 1.1521 | 203 | 25.2689 | 4.4816 | 944.1 | 1.779 | 1.96 |  |  |  | 0.91051 | 200.8811 | 22.9153 | [13 empty] | 2 | 3 | [6 empty] | 0.0031523 | 0.54684 |  |  | 0.15688 | [10 empty] | 54 | 4941 | 689 |  |  |  | 4 | 24 | 37 | 1 | 2 | 5
| CURTIS 1705 | 163351705 | 97.2019 | 88.4929 | 14.3632 | 69.994 | 4.1357 | 8.7089 | 17kV | 1.1605 | 202 | 7.3667 | 0.12065 | 340 | 2.094 | 0.238 | 97.2019 | 15.7037 | 3.385 | 4.1357 | 69.994 | 14.3632 | [13 empty] | 1 |  |  |  |  | 0.0075666 |  | 0.14773 |  |  | 0.081514 | [12 empty] | 8 | 329 | 511 | 1 |  | 1 |  | 3 |  |  |  | 1
| MENLO 1103 | 024131103 | 86.0808 | 64.8627 |  | 47.5545 | 17.3083 | 21.2181 | 12kV | 1.1649 | 201 | 2.1632 | 0.12011 | 1334.9 | 1.797 | 0.782 |  |  |  | 17.3083 | 47.5545 | [5 empty] | 0.037787 | [13 empty] | 0.13717 | 0.29071 | [16 empty] | 567 | 19 |  | 6 | 5 | 2 | 2 | 3 | 1
| BIG BEND 1101 | 103751101 | 58.3325 | 57.3663 | 42.6799 | 14.6865 |  | 0.96621 | 12kV | 1.1677 | 200 | 2.535 | 0.48769 | 1221.5 | 1.092 | 0.993 |  |  |  |  | 14.6865 | 42.6799 |  |  |  | 0.15015 | 0.39842 | 1.0616 | 6.2234 | 1.4276 | 0.63586 |  |  |  | 27 | 4 | 18 | 83 | 31 | 13 | [7 empty] | 0.094394 | [10 empty] | 2 | 291 | 941 |  |  |  | 2 | 4 | 2 | 21 | 7 | 2
| WHEATLAND 1105 | 152811105 | 76.902 | 75.2315 |  | 10.0381 | 65.1935 | 1.6704 | 12kV | 1.1684 | 199 | 22.7114 | 1.1314 | 122.4 | 0.858 | 1.005 |  |  |  | 65.1935 | 10.0381 | [15 empty] | 1 |  |  |  | 0.26134 |  |  |  |  | 0.11057 |  |  |  | ss2: 10.6051 |  |  |  | 2 | 4 | 1 |  |  | 1
| GARBERVILLE 1102 | 192221102 | 146.3669 | 137.539 |  | 122.7679 | 14.7712 | 8.8278 | 12kV | 1.1689 | 198 | 5.6636 | 2.2098 | 1552.2 | 3.549 | 0.234 |  |  |  | 14.7712 | 122.7679 | [19 empty] | 0.1181 |  |  | 0.24765 | 0.22657 | 0.13485 |  |  |  | ss2: 7.18 |  | 1851 |  | 6 | 2 |  |  | 15 | 3
| CAMP EVERS 2103 | 083622103 | 68.9674 | 59.6645 | 44.4091 | 0.75807 | 14.4974 | 9.3029 | 21kV | 1.1975 | 197 | 0.033667 | 0.0072754 | 761.7 | 3.187 | 1.197 |  |  |  | 14.4974 | 0.75807 | 44.4091 | [6 empty] | 0.17139 | 0.17537 |  |  | 3 | [5 empty] | 1 | 1 | [18 empty] | 541 | 27 | 1334 |  | 3 |  |  | 1 |  | 2 | 9 | 2
| COLUMBIA HILL 1101 | 152471101 | 96.5027 | 90.1783 | 72.6934 | 17.4849 |  | 6.3243 | 12kV | 1.2088 | 196 | 8.7809 | 0.55874 | 383.4 | 1.355 | 1.259 |  |  |  |  | 17.4849 | 72.6934 |  |  |  |  | 0.034592 |  |  | 7.5922 | 0.42067 | [7 empty] | 153 | 8 | [7 empty] | 0.060511 | 0.18593 | [9 empty] | 1 | 430 | 1924 |  |  |  | 1 |  | 3 |  | 10 | 22
| PINECREST 0401 | 163160401 | 3.1436 | 3.1436 | 1.1214 | 1.9436 | 0.078556 | 0 | 4.16kV | 1.2209 | 195 | 0.009093 | 0.0012095 | 4669 | 4.095 | 2 |  |  |  | 0.078556 | 1.9436 | 1.1214 | [36 empty] | 1 | 13 | 68 |  |  |  |  | 1 |  | 3
| PINE GROVE 1101 | 163751101 | 76.8216 | 72.1469 |  | 72.1469 |  | 4.6746 | 12kV | 1.2281 | 194 | 1.7454 | 0.14079 | 417 | 2.008 | 0.185 |  |  |  |  | 72.1469 | [24 empty] | 0.13003 | [13 empty] | 1854 |  |  |  |  | 5 | 1 | 6
| KONOCTI 1102 | 043311102 | 156.3414 | 147.0142 | 64.318 | 61.6998 | 20.9964 | 9.3272 | 12kV | 1.2391 | 193 | 21.7318 | 3.2771 | 234.7 | 1.491 | 0.326 | 2.6971 | 43.0847 | 20.829 | 20.9964 | 61.6998 | 64.318 |  |  | 0.24743 |  |  | 3.1541 |  | 1.2263 | 3.485 | [5 empty] | 18 |  | 21 | 50 |  | 0.028352 | 0.12793 |  | 0.029123 |  |  | 0.0083921 | [10 empty] | 457 | 1019 | 1571 | 1 | 4 | 5 | 1 | 3 | 27 |  | 3 | 15
| WYANDOTTE 1103 | 102911103 | 105.1421 | 92.3453 | 63.3785 | 15.9726 | 12.9942 | 12.7967 | 12kV | 1.2393 | 192 | 7.7546 | 2.0677 | 241 | 1.321 | 1.705 |  |  |  | 12.9942 | 15.9726 | 63.3785 | [8 empty] | 3.5902 | [8 empty] | 76 |  | 0.25126 | [7 empty] | ss2: 12.9942 | 233 | 140 | 1659 |  | 17 |  |  |  | 2 | 1 |  | 7
| CURTIS 1704 | 163351704 | 90.4468 | 75.8372 | 24.3728 | 50.8935 | 0.57096 | 14.6096 | 17kV | 1.2698 | 191 | 5.5625 | 0.37619 | 172.6 | 1.043 | 0.343 | 90.4468 | 16.8412 | 9.5702 | 0.57096 | 50.8935 | 24.3728 | [21 empty] | 0.058897 |  | 0.079962 | [12 empty] | 13 | 1290 | 625 |  |  |  | 3 | 7 | 6 | 1 | 1
| KANAKA 1101 | 103221101 | 68.3933 | 66.3951 | 45.3038 | 20.7186 | 0.37276 | 1.9982 | 12kV | 1.2743 | 190 | 3.0145 | 1.9007 | 159.8 | 0.791 | 1.27 |  |  |  | 0.37276 | 20.7186 | 45.3038 | [5 empty] | 6.8035 |  |  | 4.627 | [5 empty] | 106 |  |  | 78 | [5 empty] | 0.26959 |  |  | 1.4905 | [10 empty] | 563 | 1272 |  |  |  | 1 |  | 10 | 2 |  | 13
| CURTIS 1703 | 163351703 | 207.0598 | 199.0048 | 17.4233 | 178.1968 | 3.3848 | 8.0549 | 17kV | 1.2828 | 189 | 7.3533 | 0.60753 | 849.4 | 4.203 | 2.414 | 207.0598 | 12.5231 | 1.7485 | 3.3848 | 178.1968 | 17.4233 |  |  |  |  | 0.11463 | [8 empty] | 1 | [7 empty] | 0.0072252 | 0.18785 | 0.82504 | [12 empty] | 35 | 3652 | 421 |  |  |  | 2 | 6 | 15 |  | 1 | 1
| BASALT 1106 | 042461106 | 84.9059 | 69.0916 |  | 1.6734 | 67.4183 | 15.8143 | 12kV | 1.2873 | 188 | 2.2073 | 0.0073833 | 306.1 | 2.45 | 1.466 |  |  |  | 67.4183 | 1.6734 | [13 empty] | 1 | [5 empty] | 0.28856 |  | 0.03376 | 0.6333 | [14 empty] | 3 |  |  | 10 | 4 | 4 | 1
| PAUL SWEET 2106 | 083252106 | 47.7222 | 44.6892 | 30.769 | 3.7049 | 10.2153 | 3.033 | 21kV | 1.3018 | 187 | 0.17555 | 0.086226 | 3092.7 | 9.416 | 11.437 |  |  |  | 10.2153 | 3.7049 | 30.769 | [18 empty] | 0.094469 | [5 empty] | 0.042754 | [11 empty] | 238 | 118 | 854 |  |  | 1 |  | 2 |  | 2 | 2 | 2
| NARROWS 2102 | 153132102 | 122.5592 | 117.6208 |  | 93.5567 | 24.0641 | 4.9384 | 21kV | 1.3188 | 186 | 23.3356 | 1.8103 | 201.2 | 2.889 | 0.788 | 0.21581 | 31.78 | 122.5592 | 24.0641 | 93.5567 | [28 empty] | ss2: 7.8912 |  | 2183 |  | 3 | 1 |  | 1 | 9 | 9
| FORT ROSS 1121 | 042851121 | 97.5348 | 93.7528 | 21.9667 | 70.0767 | 1.7094 | 3.782 | 12kV | 1.3282 | 185 | 3.2341 | 0.42649 | 497.3 | 2.474 | 0.345 |  |  |  | 1.7094 | 70.0767 | 21.9667 | [9 empty] | 1 | [7 empty] | 1 |  |  |  | 0.053434 | 0.02654 |  |  |  | 0.069552 | [10 empty] | 1073 | 374 |  | 1 |  | 3 | 4 | 6 | 1 |  | 2
| CALPINE 1144 | 048011144 | 30.9623 | 30.4052 | 28.1754 | 2.2298 |  | 0.55711 | 21kV | 1.3508 | 184 | 5.6241 | 0.088245 | 12436.7 | 1.235 | 0 |  |  |  |  | 2.2298 | 28.1754 | [38 empty] | 1
| PUEBLO 2103 | 043292103 | 119.9163 | 78.9932 | 37.9311 | 8.095 | 32.9672 | 40.9231 | 21kV | 1.3599 | 183 | 2.8307 | 3.3979 | 255 | 1.437 | 1.443 | 119.9163 | 0 | 0.86528 | 32.9672 | 8.095 | 37.9311 | [15 empty] | 1 |  | 1 | 0.32937 | 0.013788 | 0.16931 | [15 empty] | 104 | 163 | 848 | 8 | 6 | 17 |  |  |  | 2 | 1 | 2
| HALSEY 1101 | 152241101 | 84.3729 | 68.6653 |  | 68.6619 | 0.0034033 | 15.7076 | 12kV | 1.3615 | 182 | 1.5897 | 0.60812 | 111 | 1.053 | 0.465 |  |  |  | 0.0034033 | 68.6619 | [5 empty] | 0.51473 | [8 empty] | 15 | [7 empty] | 0.26273 | [15 empty] | 2179 |  |  |  |  | 2 | 15 | 14
| OCEANO 1104 | 182601104 | 144.9103 | 112.9099 | 6.8829 | 79.5574 | 26.4695 | 32.0005 | 12kV | 1.3756 | 181 | 7.7583 | 1.3007 | 95.5 | 0.499 | 0.066 | 144.9103 | 5.3335 | 144.9103 | 26.4695 | 79.5574 | 6.8829 | [5 empty] | 0.010945 | [5 empty] | 4 |  |  | 12 |  |  |  |  | 0.45437 | 0.10291 | 0.37465 |  | 0.10724 |  |  |  | ss2: 26.2815 | 88 | 73 | 113 |  | 3 | 13 | 4 | 5 | 6
| NEWBURG 1132 | 192151132 | 34.0762 | 22.253 |  | 1.2789 | 20.9741 | 11.8232 | 12kV | 1.3797 | 180 | 0.27 | 0.020814 | 152.3 | 1.476 | 1.566 | 34.0762 | 0.050611 | 34.0762 | 20.9741 | 1.2789 | [19 empty] | 0.024331 | 1.5437 | [7 empty] | ss2: 8.1705 |  |  |  | 1 | 19 | 6 |  |  | 1
| DIAMOND SPRINGS 1106 | 152261106 | 133.6339 | 122.3874 |  | 111.4832 | 10.9042 | 11.2465 | 12kV | 1.3801 | 179 | 4.8663 | 1.7094 | 192.8 | 0.685 | 0 | 133.6339 | 7.8351 | 133.6339 | 10.9042 | 111.4832 | [15 empty] | 2 | [5 empty] | 0.15637 | 0.0046212 | [14 empty] | 18 | 2614 |  | 1 | 3 | 20 | 10 | 3 | 15
| ANITA 1106 | 102841106 | 101.4398 | 90.2493 |  | 0.37636 | 89.873 | 11.1905 | 12kV | 1.401 | 178 | 0.29791 | 0.058595 | 38.1 | 0.377 | 0.37 |  |  |  | 89.873 | 0.37636 | [10 empty] | 3 | 1 | [16 empty] | ss2: 0.31 |  |  |  | 4 | 10 | 1
| SARATOGA 1107 | 083371107 | 58.9912 | 45.553 | 20.5814 | 13.9887 | 10.9829 | 13.4382 | 12kV | 1.4049 | 177 | 0.12529 | 0.020916 | 407.7 | 4.652 | 0.128 |  |  |  | 10.9829 | 13.9887 | 20.5814 | [18 empty] | 0.13713 | [5 empty] | 0.028133 | [11 empty] | 11 | 453 | 531 | 3 | 1 |  |  | 3 |  | 2 | 1 | 1
| FORT BRAGG A 1102 | 042761102 | 86.1913 | 81.4573 |  | 65.991 | 15.4663 | 4.734 | 12kV | 1.4186 | 176 | 0.052833 | 0.017163 | 40.2 | 0.163 | 0.187 |  |  |  | 15.4663 | 65.991 | [5 empty] | 0.061259 | [7 empty] | 2 | [8 empty] | 0.015137 | 0.0098062 | [17 empty] | 2 | 2 | 1 | 6
| WYANDOTTE 1107 | 102911107 | 155.0391 | 152.9156 | 10.2815 | 101.5505 | 41.0836 | 2.1235 | 12kV | 1.4231 | 175 | 22.9328 | 4.0991 | 307.2 | 2.524 | 0.038 | 0.65803 | 41.2613 | 0.97921 | 41.0836 | 101.5505 | 10.2815 | [20 empty] | 0.10294 | [6 empty] | ss2: 14.1915 |  | 1496 | 250 | 1 |  | 1
| PLACERVILLE 2106 | 153082106 | 288.9468 | 274.3571 | 180.2814 | 93.8148 | 0.26095 | 14.5897 | 21kV | 1.4235 | 174 | 7.4073 | 1.2291 | 1425 | 3.615 | 4.428 |  |  |  | 0.26095 | 93.8148 | 180.2814 | [17 empty] | 2 |  |  |  |  | 0.2373 | [13 empty] | 6 | 2663 | 4866 |  |  |  | 2 | 10 | 17 | 4 | 9 | 36
| MIRABEL 1102 | 042091102 | 61.7316 | 57.643 | 31.9534 | 4.8062 | 20.8834 | 4.0886 | 12kV | 1.464 | 173 | 0.36033 | 0.10761 | 178.2 | 0.599 | 1.108 |  |  |  | 20.8834 | 4.8062 | 31.9534 | [7 empty] | 2.1891 | 1.6845 | [7 empty] | 5 | 3 |  |  | 0.22978 | [15 empty] | 649 | 69 | 1204 | 1 | 4 | 5 |  |  | 3 | 2 | 9 | 8
| CURTIS 1702 | 163351702 | 126.1041 | 117.9188 | 22.4934 | 87.3086 | 8.1168 | 8.1853 | 17kV | 1.4782 | 172 | 6.4985 | 0.13266 | 382.3 | 3.423 | 4.866 |  |  |  | 8.1168 | 87.3086 | 22.4934 | [5 empty] | 0.19456 | [6 empty] | 1 | 1 | 2 |  |  |  | 0.89962 | 0.10302 |  | 0.33414 | [14 empty] | 225 | 2053 | 659 | 10 | 2 | 1 | 7 | 9 | 11 | 1
| APPLE HILL 2102 | 153662102 | 351.4632 | 345.9093 | 104.3532 | 228.8003 | 12.7558 | 5.5539 | 21kV | 1.4826 | 171 | 35.6775 | 3.8792 | 2390.8 | 4.318 | 7.796 | 351.4632 | 21.6792 | 7.2462 | 12.7558 | 228.8003 | 104.3532 |  |  |  |  | 0.68705 |  |  | 0.02881 | [5 empty] | 4 | 2 | 1 | 2 |  |  | 0.057489 |  | 0.23664 |  | 0.12184 |  | 0.037634 | [10 empty] | 77 | 3840 | 2598 |  | 4 |  | 4 | 41 | 115 | 1 | 5 | 29
| WOODACRE 1102 | 043021102 | 37.3301 | 31.0749 | 19.285 | 11.4043 | 0.38563 | 6.2552 | 12kV | 1.5189 | 170 | 2.5672 | 3.1103 | 133.2 | 1.388 | 0.519 |  |  |  | 0.38563 | 11.4043 | 19.285 | [22 empty] | 0.089752 | 0.013311 |  | 0.0083462 | [10 empty] | 10 | 435 | 861 |  |  |  |  | 3 | 1 |  | 2 | 3
| PARADISE 1103 | 102831103 | 24.4372 | 9.8213 | 7.3378 |  | 2.4835 | 14.6159 | 12kV | 1.5304 | 169 | 0.049853 | 0.76716 | 129.3 | 0.356 | 1.121 | 0.066741 | 3.4285 | 8.6201 | 2.4835 |  | 7.3378 | 0.10252 | 0.048326 | 0.16468 |  |  |  | 1.0281 | 0.47348 | 0.68336 | 2 | 3 | 11 |  |  |  | 37 | 5 | 22 | 0.23803 | 0.091018 | 2.3312 |  |  | 0.010462 |  | 0.1409 | 2.7836 | ss2: 2.4835 | 152 | 292 | 915 | 12 | 3 | 41 |  |  | 1 | 7 | 3 | 24
| BELLEVUE 1102 | 043181102 | 50.739 | 43.6249 |  | 0.15897 | 43.4659 | 7.1142 | 12kV | 1.5451 | 168 | 0.28853 | 0.067165 | 110.5 | 1.263 | 1.391 |  |  |  | 43.4659 | 0.15897 | [10 empty] | 1 | 1 | 1 | [6 empty] | 0.0030088 | 0.21758 | 0.19996 | [15 empty] | 1185 |  |  | 3 | 1 | 6
| CLARKSVILLE 2109 | 153612109 | 55.4151 | 12.3545 | 1.9833 | 2.0126 | 8.3585 | 43.0607 | 21kV | 1.5548 | 167 | 0.59289 | 0.16614 | 155 | 1.696 | 0 |  |  |  | 8.3585 | 2.0126 | 1.9833 | [8 empty] | 0.05332 | [8 empty] | 2 |  |  | 0.059852 | [15 empty] | 265 | 16 | 57 |  | 2 | 3 |  |  | 6 |  | 1 | 5
| PENRYN 1105 | 152561105 | 95.3745 | 92.5033 |  | 35.1857 | 57.3175 | 2.8713 | 12kV | 1.556 | 166 | 5.2409 | 3.0729 | 128.4 | 0.981 | 1.311 |  |  |  | 57.3175 | 35.1857 | [19 empty] | 0.0015222 | [17 empty] | 321 |  |  | 2 | 2 | 18 | 6 | 1
| CALISTOGA 1101 | 042711101 | 127.7129 | 117.1598 | 84.6104 | 15.6593 | 16.8902 | 10.5531 | 12kV | 1.5996 | 165 | 10.5364 | 5.146 | 853.5 | 6.303 | 3.3 | 127.7129 | 11.6357 | 28.3796 | 16.8902 | 15.6593 | 84.6104 |  | 1.033 |  |  | 0.47239 |  |  | 3.0301 | 1.5377 |  | 15 | 1 |  | 5 |  | 1 | 25 | 25 |  | 0.0024912 | 0.0087121 |  |  |  | 0.0074787 | 0.3686 | 0.51043 | [9 empty] | 354 | 320 | 1644 |  | 4 | 34 |  | 3 | 14 | 6 | 20 | 20
| BRYANT 0402 | 013090402 | 4.0219 | 3.9667 | 0.41459 | 1.5173 | 2.0348 | 0.055124 | 4.16kV | 1.6355 | 164 | 0.095332 | 0.00011321 | 0 | 0 | 2.223 |  |  |  | 2.0348 | 1.5173 | 0.41459 | [36 empty] | 184 |  | 15 | 1
| SHINGLE SPRINGS 2110 | 153652110 | 70.0526 | 65.1931 | 55.4739 | 7.3704 | 2.3488 | 4.8595 | 12kV | 1.6447 | 163 | 10.3124 | 2.1107 | 192.8 | 0.655 | 0 |  |  |  | 2.3488 | 7.3704 | 55.4739 | [8 empty] | 0.06558 | [6 empty] | 1 | [8 empty] | 0.054642 | [11 empty] | 48 | 194 | 1417 |  | 1 | 1 | 3 |  | 3 | 1 | 9 | 4
| CORRAL 1103 | 162991103 | 81.1142 | 80.9232 |  | 18.013 | 62.9101 | 0.19107 | 12kV | 1.6458 | 162 | 4.8783 | 0.71918 | 73 | 0.392 | 0.337 |  |  |  | 62.9101 | 18.013 | [37 empty] | 691 |  |  | 1 | 1 | 12
| JAMESON 1105 | 063801105 | 87.5876 | 64.1772 |  | 16.2262 | 47.951 | 23.4104 | 12kV | 1.6916 | 161 | 16.5472 | 6.5678 | 89.4 | 0.583 | 0.035 |  |  |  | 47.951 | 16.2262 | [19 empty] | 0.28278 | 0.46998 | 0.1114 |  | 0.1951 | [13 empty] | 741 | 49 |  | 5 | 13 | 6 |  | 2 | 1
| GREEN VALLEY 2101 | 083192101 | 166.684 | 156.2364 | 32.9817 | 7.6371 | 115.6176 | 10.4476 | 21kV | 1.6978 | 160 | 0.9275 | 0.023815 | 372.6 | 2.67 | 3.94 |  |  |  | 115.6176 | 7.6371 | 32.9817 | [7 empty] | 2.0004 |  |  | 2 | [5 empty] | 34 |  |  | 0.24086 | 0.04121 | [5 empty] | 0.022164 | [9 empty] | 937 | 114 | 706 | 3 | 19 | 14 |  |  |  | 3 | 6 | 1
| ALTO 1125 | 042031125 | 50.165 | 44.7518 | 26.3768 | 10.9089 | 7.4661 | 5.4132 | 12kV | 1.6985 | 159 | 0.36448 | 0.27395 | 130.7 | 1.598 | 0.339 |  |  |  | 7.4661 | 10.9089 | 26.3768 | 0.14613 |  | 0.014205 | 0.68723 |  | 1.4114 | 2.8099 | 0.65297 |  | 1 |  |  | 6 |  | 1 | 30 | 10 | [19 empty] | 192 | 444 | 982 | 1 |  | 9 | 3 |  | 4 | 22 | 14 | 1
| BANGOR 1101 | 103191101 | 231.4422 | 228.5939 | 1.7288 | 191.3906 | 35.4745 | 2.8483 | 12kV | 1.7019 | 158 | 24.0025 | 7.9142 | 296 | 1.97 | 1.294 | 0.28088 | 62.3821 | 0.50314 | 35.4745 | 191.3906 | 1.7288 |  |  |  |  | 0.012266 | 0.20231 | [5 empty] | 1 |  |  | 1 | [7 empty] | 0.072751 |  |  |  |  | ss2: 23.1613 | 672 | 3965 | 42 |  | 3 | 14 | 2 | 4 | 8
| LAKEWOOD 2110 | 013532110 | 50.6007 | 22.6451 |  |  | 22.6451 | 27.9556 | 21kV | 1.7189 | 157 | N/A | N/A | 86.5 | 0.756 | 1.806 |  |  |  | 22.6451 | [20 empty] | 0.83591 | 0.26458 | 0.34615 | [18 empty] | 2 | 3
| BEN LOMOND 0401 | 083040401 | 21.6132 | 21.0634 | 21.0634 |  |  | 0.5498 | 4.16kV | 1.7335 | 156 | 0.055963 | 0.0032406 | 1575.3 | 3.821 | 0.999 | [5 empty] | 21.0634 | [6 empty] | 0.0056818 | 2.7453 | 0.092386 | [7 empty] | 40 | 3 | [18 empty] | 3 |  | 603 | [6 empty] | 4 | 5 | 1
| BIG RIVER 1101 | 043081101 | 102.7006 | 86.1434 |  | 69.9425 | 16.2009 | 16.5572 | 12kV | 1.7714 | 155 | 0.047525 | 0.012754 | 63.1 | 0.363 | 0.172 |  |  |  | 16.2009 | 69.9425 | [24 empty] | 0.033509 | [12 empty] | 288 | 1346 |  |  |  | 1 | 1 |  | 4
| OLEMA 1101 | 042291101 | 137.6306 | 120.0416 | 11.7576 | 55.9293 | 52.3548 | 17.589 | 12kV | 1.875 | 154 | 0.30456 | 0.088371 | 737.5 | 1.261 | 0.936 |  |  |  | 52.3548 | 55.9293 | 11.7576 |  |  |  |  | 0.60402 | [7 empty] | 2 | 13 | 1 | [21 empty] | 1006 | 121 | 177 | 4 | 2 | 7 | 7 | 1 | 2
| ELECTRA 1102 | 162161102 | 25.3407 | 19.4239 |  | 17.0017 | 2.4222 | 5.9168 | 12kV | 1.9028 | 153 | 2.3473 | 0.025713 | 38.5 | 0.364 | 0 |  |  |  | 2.4222 | 17.0017 | [44 empty] | 3 | 6
| WEST POINT 1102 | 163201102 | 256.8446 | 254.2893 | 185.5729 | 68.2139 | 0.50249 | 2.5552 | 12kV | 1.9915 | 152 | 4.6137 | 0.82905 | 2026.5 | 4.657 | 1.634 | 256.8446 | 3.0479 | 8.8093 | 0.50249 | 68.2139 | 185.5729 | [16 empty] | 2 | 2 |  |  |  | 0.016296 |  |  | 0.03155 | [11 empty] | 10 | 1586 | 4425 |  |  |  | 1 | 7 | 6 | 5 | 8 | 26
| MORAGA 1102 | 013801102 | 14.3601 | 9.2818 | 2.9278 | 2.006 | 4.3481 | 5.0783 | 12kV | 1.9957 | 151 | 0.25639 | 0.01055 | 172.7 | 3.229 | 1.987 | 0.0011416 | 0.94241 | 0.8489 | 4.3481 | 2.006 | 2.9278 |  |  | 0.034314 |  |  | 0.13196 |  |  | 0.29246 | [5 empty] | 2 |  |  | 10 | [5 empty] | 0.034072 |  |  | 0.083647 | [9 empty] | 170 | 65 | 134 | [5 empty] | 2 |  |  | 2
| CLARKSVILLE 2110 | 153612110 | 59.3909 | 7.0354 |  |  | 7.0354 | 52.3555 | 21kV | 2.0369 | 150 | N/A | N/A | 84 | 1.198 | 0.07 |  |  |  | 7.0354 | [20 empty] | 0.016643 | 0.064801 | 0.11932 | [15 empty] | 118 |  |  | 6 | 3
| MONTE RIO 1111 | 042811111 | 65.0514 | 63.958 | 43.8057 | 13.4259 | 6.7264 | 1.0934 | 12kV | 2.0405 | 149 | 0.74659 | 0.028704 | 121.2 | 1.254 | 1.272 | 65.0514 | 0 | 0.0018731 | 6.7264 | 13.4259 | 43.8057 | [7 empty] | 0.47837 | [8 empty] | 6 | [19 empty] | 148 | 224 | 1386 |  | 1 |  | 1 |  |  | 4 | 7
| SAN RAFAEL 1108 | 042011108 | 53.8067 | 46.719 | 37.6716 | 1.3739 | 7.6735 | 7.0877 | 12kV | 2.0718 | 148 | 0.25982 | 0.11448 | 353.9 | 1.854 | 0.023 |  |  |  | 7.6735 | 1.3739 | 37.6716 | [8 empty] | 0.052283 | 2 | [13 empty] | 0.0060854 |  | 0.014685 | 0.0075469 | [9 empty] | 358 | 40 | 1879 |  |  | 2 |  |  | 3 | 2 | 3 | 5
| LINCOLN 1104 | 153701104 | 139.4703 | 136.8206 |  | 33.255 | 103.5656 | 2.6497 | 12kV | 2.089 | 147 | 21.8446 | 8.1465 | 339.8 | 1.121 | 0.146 |  |  |  | 103.5656 | 33.255 | [10 empty] | 1 | [26 empty] | 1183 |  |  | 6 | 6 | 1 | 1 | 5 | 7
| GOLDTREE 1107 | 182581107 | 3.7685 | 3.4813 |  | 0.92916 | 2.5522 | 0.28719 | 12kV | 2.1473 | 146 | 0.23879 | N/A | 84.7 | 0.426 | 0 | 0.010974 | 0.95648 | 3.7685 | 2.5522 | 0.92916
| ROB ROY 2105 | 083692105 | 115.4137 | 85.334 | 27.0194 | 12.7304 | 45.5842 | 30.0797 | 21kV | 2.1792 | 145 | 0.027623 | 0.0062731 | 576 | 1.826 | 1.138 |  |  |  | 45.5842 | 12.7304 | 27.0194 | [10 empty] | 3 |  |  | 1 |  |  | 1 | 1 | 0.60373 | 0.080458 | 0.0434 |  | 0.014149 | [13 empty] | 67 | 102 | 758 | 14 | 9 | 4 |  | 1 | 1 | 2 |  | 2
| FLINT 1101 | 152531101 | 32.8082 | 18.3163 |  | 6.2548 | 12.0615 | 14.492 | 12kV | 2.1869 | 144 | 6.654 | 1.6509 | 7.2 | 0.095 | 0.092 |  |  |  | 12.0615 | 6.2548 | [21 empty] | 0.033112 | [19 empty] | 1 | 5
| LOS GATOS 1107 | 082021107 | 103.6716 | 94.1178 | 80.5869 | 12.7851 | 0.74581 | 9.5538 | 12kV | 2.2501 | 143 | 0.88108 | 0.072869 | 2454.3 | 1.957 | 2.611 |  |  |  | 0.74581 | 12.7851 | 80.5869 | [7 empty] | 0.096524 | [5 empty] | 1 | [6 empty] | 0.0086371 |  | 0.038303 | 0.0028175 | [12 empty] | 3 | 363 | 2064 | 1 |  |  | 1 | 2 | 6 | 7 | 4 | 2
| PINE GROVE 1102 | 163751102 | 190.3044 | 176.4827 | 85.5554 | 90.9273 |  | 13.8217 | 12kV | 2.3271 | 142 | 3.3996 | 0.54184 | 1951.7 | 2.884 | 0.887 | 190.3044 | 0.03045 | 0.41687 |  | 90.9273 | 85.5554 | [5 empty] | 0.27507 |  | 2.8911 | 4.8159 | [5 empty] | 6 |  | 72 | 115 |  |  |  |  | 0.25895 | 0.021996 | [12 empty] | 2 | 2291 | 2671 |  |  |  | 1 | 6 | 29 | 1 | 13 | 25
| ROB ROY 2104 | 083692104 | 153.1667 | 134.4306 | 39.4337 | 59.087 | 35.9099 | 18.7361 | 21kV | 2.3325 | 141 | 0.24912 | 0.029825 | 536.3 | 2.161 | 0.343 |  |  |  | 35.9099 | 59.087 | 39.4337 |  | 0.13137 |  | 0.012776 | 0.75405 |  | 0.25043 | 0.16661 | 0.1222 |  | 2 |  |  | 14 |  | 3 | 1 | [19 empty] | 388 | 167 | 992 | 6 | 2 | 1 | 1 | 27 | 6 | 6 | 4 | 4
| HALF MOON BAY 1103 | 024101103 | 194.1671 | 164.3298 | 1.4242 | 119.9638 | 42.9417 | 29.8373 | 12kV | 2.3334 | 140 | 1.3617 | 0.038666 | 725.5 | 0.928 | 0.486 | 1.1496 | 26.5992 | 0.059337 | 42.9417 | 119.9638 | 1.4242 |  |  |  | 0.03469 | 0.10276 | 0.047044 |  |  |  |  | 1 | 1 | 1 | 1 | 2 |  |  |  |  | 0.38557 | 0.42255 |  |  | 0.12668 | [12 empty] | 33 | 2942 | 41 | 4 | 11 | 24 | 15 | 11 | 10
| TEMPLETON 2113 | 183052113 | 354.4701 | 324.8893 | 54.0985 | 144.8743 | 125.9165 | 29.5808 | 12kV | 2.3664 | 139 | 24.9329 | 2.0353 | 309.4 | 4.221 | 0.194 |  |  |  | 125.9165 | 144.8743 | 54.0985 | [13 empty] | 2 |  |  |  |  | 0.037208 | 0.012531 | 0.0095569 |  |  | 0.055267 | [13 empty] | 770 | 864 | 2 | 5 | 5 | 1 | 8 | 5 |  |  | 1
| LOS GATOS 1106 | 082021106 | 73.4834 | 70.5931 | 67.3292 | 2.4267 | 0.83713 | 2.8903 | 12kV | 2.4032 | 138 | 0.65135 | 0.079849 | 1634.7 | 6.599 | 2.725 |  |  |  | 0.83713 | 2.4267 | 67.3292 | [6 empty] | 0.10363 | 0.61232 | 1.8644 | [7 empty] | 22 | 63 | [7 empty] | 0.023137 | 0.18512 | [9 empty] | 21 | 50 | 2080 |  | 1 |  |  |  | 3 | 7 | 5 | 13
| SAN LUIS OBISPO 1103 | 182631103 | 70.5824 | 39.0127 |  | 20.2145 | 18.7982 | 31.5697 | 12kV | 2.409 | 137 | 4.7459 | 0.88024 | 58.6 | 0.435 | 0.432 |  |  |  | 18.7982 | 20.2145 | [11 empty] | 1 | 1 | [6 empty] | 0.0084594 | 0.063147 | 0.050339 | 0.033895 |  | 0.12239 | [15 empty] | 4 | 8 | 6 | 3 | 2
| SILVERADO 2104 | 043432104 | 156.4871 | 143.446 | 76.6839 | 37.727 | 29.0351 | 13.0411 | 12kV | 2.5278 | 136 | 17.5669 | 4.0621 | 477.4 | 3.926 | 2.677 | 2.3917 | 23.1394 | 13.3623 | 29.0351 | 37.727 | 76.6839 | 0.016116 | [6 empty] | 7.1867 | 17.3764 | 1 |  | 1 |  |  | 2 |  | 70 | 181 | 0.12047 |  | 0.25775 |  |  | 0.010788 | 0.025134 | 1.0697 | 0.034373 | [9 empty] | 418 | 426 | 2012 | 1 | 1 | 5 | 1 | 1 | 3 | 3 | 41 | 31
| GOLDTREE 1105 | 182581105 | 18.3732 | 14.688 |  | 6.8958 | 7.7922 | 3.6852 | 12kV | 2.5561 | 135 | 2.1986 | 0.6495 | 35.1 | 0.207 | 0 | 0.41483 | 6.7966 | 18.3732 | 7.7922 | 6.8958 | [20 empty] | 0.0041232 | 0.041191 | [18 empty] | 7 | 16 | 1 | 3 | 2
| BIG BASIN 1102 | 082841102 | 74.3665 | 69.3558 | 63.9419 | 5.4139 |  | 5.0107 | 12kV | 2.6562 | 134 | 0.28654 | 0.10577 | 1959.9 | 3.751 | 0.611 |  |  |  |  | 5.4139 | 63.9419 | [5 empty] | 0.06395 |  | 0.065901 | 2.8714 | [5 empty] | 2 | 1 | 1 | 94 | [8 empty] | 0.089694 | [10 empty] | 107 | 1797 |  |  |  |  | 1 |  | 4 | 3 | 27
| SAN MIGUEL 1105 | 182661105 | 25.2765 | 20.159 |  | 1.3894 | 18.7695 | 5.1176 | 12kV | 2.6826 | 133 | 4.9901 | 0.43559 | 17.8 | 0.171 | 0 | 0.05912 | 1.4612 | 25.2765 | 18.7695 | 1.3894 | [19 empty] | 0.50563 | 0.22627 | [19 empty] | 7 | 2 | 3
| TASSAJARA 2106 | 014662106 | 36.2605 | 3.0658 |  | 0.34773 | 2.7181 | 33.1947 | 21kV | 2.8607 | 132 | 1.6207 | 0.031908 | 99.6 | 0.348 | 0 |  |  |  | 2.7181 | 0.34773 | [19 empty] | 0.11649 | 0.25252 | 0.19553 | [18 empty] | 1 |  | 4
| BIG BASIN 1101 | 082841101 | 57.0921 | 55.0208 | 55.0208 |  |  | 2.0713 | 12kV | 2.9435 | 131 | 0.12182 | 0.061987 | 727.1 | 4.031 | 1.079 | [5 empty] | 55.0208 | [6 empty] | 0.060442 |  | 1.9679 | [6 empty] | 1 | 1 | 51 | [20 empty] | 1949 | [6 empty] | 3 | 6 | 13
| CAMP EVERS 2106 | 083622106 | 156.8383 | 137.2659 | 124.445 | 1.9387 | 10.8823 | 19.5724 | 21kV | 3.0244 | 130 | 0.21924 | 0.074562 | 1418.4 | 5.892 | 2.874 |  |  |  | 10.8823 | 1.9387 | 124.445 | [6 empty] | 0.08057 |  | 4.2902 | [7 empty] | 1 | 58 | 0.25652 | 0.3516 | 0.043077 | 0.016563 |  |  | 0.16361 | [11 empty] | 282 | 81 | 3519 | 7 | 6 | 1 |  | 2 | 1 | 11 | 12 | 22
| HORSESHOE 1104 | 152571104 | 22.8724 | 11.662 |  | 1.9726 | 9.6894 | 11.2104 | 12kV | 3.2061 | 129 | 0.032757 | 0.0026525 | 0 | 0.002 | 2.464 |  |  |  | 9.6894 | 1.9726 | [40 empty] | 1 | 1 |  | 2
| CLARKSVILLE 2105 | 153612105 | 75.5341 | 13.4028 | 5.8848 | 4.6529 | 2.8652 | 62.1313 | 21kV | 3.2688 | 128 | 3.8556 | 0.94709 | 132 | 1.458 | 1.033 |  |  |  | 2.8652 | 4.6529 | 5.8848 | [18 empty] | 0.18555 | 0.57265 | 2.023 |  | 0.1963 | 1.6168 | [13 empty] | 49 | 139 | 1 |  | 13 | 1 |  | 1
| SHINGLE SPRINGS 2108 | 153652108 | 42.0468 | 29.79 | 7.4919 | 7.7181 | 14.5801 | 12.2567 | 21kV | 3.3341 | 127 | 4.1595 | 1.9151 | 253.5 | 2.211 | 1.672 |  |  |  | 14.5801 | 7.7181 | 7.4919 | [19 empty] | 0.028279 |  |  | 0.015186 | [13 empty] | 140 | 53 | 176 | 3 | 2 | 1 |  | 4 | 1 |  |  | 4
| SHEPHERD 2111 | 252062111 | 89.4681 | 72.0146 |  | 29.3703 | 42.6443 | 17.4535 | 21kV | 3.3613 | 126 | 28.9041 | 21.9543 | 9.8 | 0.075 | 0 |  |  |  | 42.6443 | 29.3703 | [11 empty] | 74 | 36 |  |  | 15 |  |  |  | 1.5227 | 0.13465 | 2.9485 | 0.039006 |  | 0.15143 | [12 empty] | 547 |  |  | 6 | 21 | 20 | 8 | 5 | 10
| CAMP EVERS 2105 | 083622105 | 94.1589 | 90.7579 | 85.7603 | 2.1199 | 2.8778 | 3.401 | 21kV | 3.4715 | 125 | 0.12353 | 0.054569 | 1075 | 2.611 | 1.77 |  |  |  | 2.8778 | 2.1199 | 85.7603 | [7 empty] | 0.14603 | 0.15747 | [6 empty] | 1 | 5 | 4 | 0.53874 | [17 empty] | 49 | 57 | 2896 | 3 | 5 |  | 1 | 3 |  | 6 | 15 | 8
| VACAVILLE 1109 | 063601109 | 17.9506 | 3.8468 |  | 0.51138 | 3.3354 | 14.1038 | 12kV | 3.6009 | 124 | 3.2259 | 0.46241 | 123.9 | 1.034 | 1.706 |  |  |  | 3.3354 | 0.51138 | [20 empty] | 0.24587 | 0.043917 | [15 empty] | 28 |  |  |  |  | 6
| CLEAR LAKE 1102 | 042141102 | 44.0397 | 37.1102 |  | 3.982 | 33.1283 | 6.9295 | 12kV | 3.8902 | 123 | 2.8297 | 1.292 | 34.4 | 0.129 | 0.115 |  |  |  | 33.1283 | 3.982 |  |  |  | 0.014075 | [8 empty] | 1 | [6 empty] | 0.063219 | 0.029194 | 0.078395 | [15 empty] | 29 |  |  | 3 | 4 | 14 |  |  | 1
| SEACLIFF 0402 | 083500402 | 2.8255 | 1.5564 | 0.063605 | 0.0053447 | 1.4874 | 1.2691 | 4.16kV | 3.9989 | 122 | 7.9037e-05 | 2.4741e-05 | 0 | 0 | 1.994 |  |  |  | 1.4874 | 0.0053447 | 0.063605 | [36 empty] | 11 |  | 3 |  |  | 3
| SANTA ROSA A 1108 | 042151108 | 26.8999 | 6.7961 |  | 0.12628 | 6.6698 | 20.1039 | 12kV | 4.151 | 121 | 0.023977 | N/A | 234.4 | 3.023 | 1.196 |  |  |  | 6.6698 | 0.12628 | [19 empty] | 0.12631 | 0.58564 | 0.40878 | [15 empty] | 17 |  |  | 6 | 17 | 16
| MESA 1101 | 182821101 | 90.8985 | 81.8579 | 11.1531 | 37.1055 | 33.5993 | 9.0406 | 12kV | 4.5091 | 120 | 9.356 | 0.51495 | 438.1 | 5.964 | 0 |  |  |  | 33.5993 | 37.1055 | 11.1531 | [10 empty] | 1 |  | 1 | [6 empty] | 0.024621 |  | 0.086949 | 0.1056 |  |  |  |  | ss2: 33.5993 | 234 | 70 | 175 |  | 6 | 1 | 2 | 3
| SAN LUIS OBISPO 1108 | 182631108 | 30.5012 | 10.7352 |  | 1.6109 | 9.1244 | 19.766 | 12kV | 4.633 | 119 | 0.12437 | 8.4411e-06 | 23.1 | 0.089 | 0.283 | 0.41298 | 1.7686 | 30.5012 | 9.1244 | 1.6109 | [19 empty] | 0.36212 | 0.39871 | 1.099 |  | 0.39379 | 0.3603 | [15 empty] | 8 | 9 | 22
| SANTA YNEZ 1104 | 182721104 | 111.3608 | 86.2814 | 4.5312 | 39.2177 | 42.5325 | 25.0794 | 12kV | 4.7844 | 118 | 22.1237 | 8.8512 | 70.2 | 0.38 | 2.415 |  |  |  | 42.5325 | 39.2177 | 4.5312 | [9 empty] | 1 |  | 32 | [6 empty] | 0.10581 | 0.05386 | 0.23296 |  |  | 0.055985 |  |  |  | ss2: 42.4957 | 1076 | 62 | 55 | 1 | 10 | 25 |  | 2 | 2
| VACA DIXON 1105 | 063591105 | 93.8368 | 91.6939 |  | 23.758 | 67.9359 | 2.1429 | 12kV | 4.9301 | 117 | 86.5594 | 29.1552 | 222.3 | 3.216 | 0 |  |  |  | 67.9359 | 23.758 | [12 empty] | 1 |  |  | 1 |  |  |  |  | 0.067683 | 0.081134 | 0.041348 | [18 empty] | 5 | 11 | 1 | 1 | 4
| JARVIS 1110 | 013501110 | 25.8327 | 5.994 |  |  | 5.994 | 19.8387 | 12kV | 5.3042 | 116 | N/A | N/A | 4.4 | 0.04 | 0 |  |  |  | 5.994 | [20 empty] | 0.066392 |  | 0.031748 | [15 empty] | 10 |  |  |  |  | 1
| MILPITAS 1108 | 082831108 | 33.6559 | 13.2952 |  | 0.016742 | 13.2785 | 20.3607 | 12kV | 5.7784 | 115 | 0.3035 | N/A | 361.7 | 2.061 | 2.323 |  |  |  | 13.2785 | 0.016742 | [10 empty] | 1 | [8 empty] | 0.21115 | [20 empty] | 5 |  | 4
| JAMESON 1102 | 063801102 | 50.3278 | 20.3948 |  | 8.1107 | 12.2842 | 29.9329 | 12kV | 6.2585 | 114 | 8.7425 | 1.251 | 132.9 | 1.335 | 0 |  |  |  | 12.2842 | 8.1107 | [19 empty] | 1.3799 | [17 empty] | 136 |  |  | 5 |  | 6 |  | 2
| PEABODY 2108 | 063642108 | 53.1063 | 3.1659 |  | 0.33636 | 2.8296 | 49.9404 | 21kV | 6.3054 | 113 | 2.211 | 0.35909 | 85.5 | 1.05 | 0 |  |  |  | 2.8296 | 0.33636 | [19 empty] | 0.93469 | 0.8317 | 1.4773 | 0.42473 | [14 empty] | 2 |  |  | 16 |  | 17 | 3
| RESERVATION ROAD 1101 | 182731101 | 47.1591 | 32.191 |  | 26.38 | 5.811 | 14.9682 | 12kV | 6.5145 | 112 | 0.8509 | 0.096284 | 120.4 | 2.067 | 0.853 | 0.21771 | 6.501 | 47.1591 | 5.811 | 26.38 | [23 empty] | 0.38532 | [19 empty] | 1 | 14 | 3
| VALLEY VIEW 1103 | 014341103 | 32.1018 | 18.2292 | 0.58758 |  | 17.6416 | 13.8727 | 12kV | 6.6246 | 111 | 0.0022896 | 2.0269e-05 | 88.4 | 0.712 | 1.69 |  |  |  | 17.6416 |  | 0.58758 |  |  | 0.024565 | [6 empty] | 2 |  | 1 | [6 empty] | 0.30397 | 0.17138 | 0.05075 | [15 empty] | 93 |  | 15 | 6 |  | 6 | [5 empty] | 1
| WYANDOTTE 1106 | 102911106 | 98.222 | 94.1866 |  | 0.55003 | 93.6365 | 4.0354 | 12kV | 6.7275 | 110 | 5.3392 | 0.13876 | 131.3 | 2.891 | 4.575 |  |  |  | 93.6365 | 0.55003 |  |  |  | 0.03423 | [7 empty] | 1 | 2 | [6 empty] | 0.01282 | 0.057216 | [7 empty] | ss2: 42.4991 | 343 |  |  | 2 | 9 | 4
| SAN RAMON 2101 | 014232101 | 54.4111 | 1.0724 |  | 0.59676 | 0.47568 | 53.3386 | 21kV | 6.839 | 109 | 1.5519 | N/A | 94.3 | 1.402 | 1.365 |  |  |  | 0.47568 | 0.59676 | [19 empty] | 0.097959 | [21 empty] | 6 | 1
| ROSSMOOR 1102 | 014161102 | 24.0961 | 1.4476 | 0.44693 |  | 1.0007 | 22.6485 | 12kV | 7.1754 | 108 | 0.0067687 | 2.3304e-05 | 0 | 0 | 0.113 |  |  |  | 1.0007 |  | 0.44693 |  |  | 0.68427 | [5 empty] | 0.89386 |  | 2 | 4 | [5 empty] | 7 | 0.22457 | 0.012845 | 0.026725 | [15 empty] | 4 |  | 1 | 2 | 3 | 4 | [5 empty] | 2
| FULTON 1104 | 042561104 | 32.7467 | 8.4535 |  | 0.39693 | 8.0566 | 24.2932 | 12kV | 7.2964 | 107 | 0.25243 | 3.7728e-05 | 1113.4 | 1.739 | 0.35 |  |  |  | 8.0566 | 0.39693 | [20 empty] | 0.016212 | 0.1357 | [15 empty] | 43 |  |  | 3 | 4 | 4 |  |  | 1
| SILVERADO 2103 | 043432103 | 54.9125 | 33.2348 | 11.4358 | 0.026083 | 21.7729 | 21.6777 | 21kV | 7.5371 | 106 | 0.1351 | 0.48977 | 309.2 | 3.895 | 2.003 | 54.9125 | 0 | 1.9898 | 21.7729 | 0.026083 | 11.4358 | [15 empty] | 6 |  |  | 0.44399 | 0.036334 | 0.031027 |  |  |  | 0.19596 | [11 empty] | 625 | 2 | 191 | 13 | 1 | 23 |  |  |  | 4 |  | 1
| UKIAH 1113 | 042771113 | 16.7 | 15.9369 |  | 7.6301 | 8.3069 | 0.76311 | 12kV | 7.9304 | 105 | 1.114 | 1.6263 | 17.1 | 0.06 | 0 |  |  |  | 8.3069 | 7.6301 | [28 empty] | ss2: 1.0169 | [5 empty] | 12
| MOLINO 1104 | 042571104 | 71.1847 | 61.1941 |  | 2.3783 | 58.8158 | 9.9907 | 12kV | 8.2461 | 104 | 2.0855 | 0.63424 | 195.3 | 0.84 | 2.677 |  |  |  | 58.8158 | 2.3783 | [19 empty] | 0.018477 | 0.32503 | [16 empty] | 1114 | 34 |  | 5 | 9 | 1
| FREMONT 1104 | 014351104 | 49.7427 | 21.6305 |  | 1.0843 | 20.5462 | 28.1122 | 12kV | 8.4141 | 103 | 3.4227 | 0.033704 | 18.1 | 0.087 | 0.028 |  |  |  | 20.5462 | 1.0843 |  |  |  | 0.16635 | [8 empty] | 1 | [6 empty] | 0.79675 | 0.087796 | 0.020569 | [15 empty] | 5 |  |  | 4 | 5 | 4
| COTATI 1102 | 042271102 | 64.6907 | 35.0619 |  | 15.6453 | 19.4167 | 29.6287 | 12kV | 8.5813 | 102 | 1.1817 | 0.2708 | 11 | 0.075 | 0.104 | 0.1054 | 1.7613 | 64.6907 | 19.4167 | 15.6453 | [19 empty] | 0.059784 | 0.009238 | 0.58101 | [15 empty] | 3 |  |  | 6 | 7 | 8 |  | 3 | 3
| RESEARCH 2102 | 014692102 | 54.3046 | 20.7309 | 2.1734 |  | 18.5575 | 33.5738 | 21kV | 8.6062 | 101 | 0.0078525 | 9.1726e-05 | 318.2 | 3.654 | 0 |  |  |  | 18.5575 |  | 2.1734 | [18 empty] | 1.1008 | 1.7297 | 1.7452 |  |  |  | 0.026213 | 0.26087 | 0.25466 | [9 empty] | 199 |  | 72 | 4 | 14 | 35 |  |  |  |  | 1
| OAKHURST 1101 | 254421101 | 107.6017 | 92.7849 | 3.1435 | 88.8705 | 0.7708 | 14.8168 | 12kV | 8.6384 | 100 | 40.3067 | 20.5976 | 373.9 | 3.443 | 0 | 0.0012159 | 36.2029 | 1.6042 | 0.7708 | 88.8705 | 3.1435 | [5 empty] | 0.044321 | [13 empty] | 0.045856 |  | 0.0066787 |  | 0.056046 | [12 empty] | 6 | 71 | 80 | 1 | 2 |  | 8 | 7 | 5 | 1 |  | 1
| RED BLUFF 1104 | 103541104 | 99.0125 | 93.479 |  | 66.2105 | 27.2684 | 5.5335 | 12kV | 8.8475 | 99 | 25.1445 | 4.2272 | 238.3 | 3.067 | 1.164 | 0.18712 | 2.5961 | 99.0125 | 27.2684 | 66.2105 | [12 empty] | 1 |  | 2 | [8 empty] | 0.024958 |  |  |  |  | ss2: 23.09 |  |  |  | 1 | 3 | 5 |  | 7 | 1
| SAN RAMON 2102 | 014232102 | 48.0375 | 2.334 |  | 1.522 | 0.812 | 45.7035 | 21kV | 8.9761 | 98 | 1.5736 | N/A | 0 | 0 | 0 |  |  |  | 0.812 | 1.522 | [19 empty] | 0.95733 | 0.15841 |  |  | 0.33112 | [16 empty] | 4 | 3
| SILVERADO 2102 | 043432102 | 129.641 | 109.2502 | 33.1256 | 23.8037 | 52.3209 | 20.3908 | 21kV | 9.0251 | 97 | 7.2475 | 1.5686 | 1040.7 | 5.384 | 18.953 | 129.641 | 0.046967 | 7.3774 | 52.3209 | 23.8037 | 33.1256 |  |  | 0.049067 |  |  | 0.47696 |  | 0.059854 | 1.9122 |  |  | 2 |  |  | 8 |  |  | 21 | 0.12624 | 0.063605 | 0.0095545 | 0.12529 |  |  | 0.039216 | 0.072834 | 0.39065 | [9 empty] | 943 | 349 | 591 | 5 | 11 | 21 | 2 | 2 | 5 | 3 | 3 | 13
| MEADOW LANE 2106 | 014302106 | 46.0069 | 23.3679 | 0.73642 | 0.10837 | 22.5231 | 22.6389 | 21kV | 9.2215 | 96 | 0.10648 | 0.058743 | 185 | 2.37 | 2 |  |  |  | 22.5231 | 0.10837 | 0.73642 | [18 empty] | 0.82982 | 0.69562 | [16 empty] | 4 | 2 | 7 | 8 | 5
| PUTAH CREEK 1103 | 063681103 | 48.9339 | 36.5375 |  | 3.6539 | 32.8836 | 12.3964 | 12kV | 9.7223 | 95 | 5.134 | 1.6118 | 104.9 | 0.66 | 0.419 | 48.9339 | 0.33023 | 48.9339 | 32.8836 | 3.6539 | [20 empty] | 1.0881 | 0.36083 | [18 empty] | 3 | 6 | 7
| PEABODY 2113 | 063642113 | 51.7409 | 10.097 |  | 1.1311 | 8.9659 | 41.6439 | 21kV | 9.7799 | 94 | 1.1314 | 0.063256 | 134.8 | 0.594 | 0 |  |  |  | 8.9659 | 1.1311 | [12 empty] | 1 | [6 empty] | 1.417 | 0.44951 | 0.065397 |  | 0.019328 | [16 empty] | 17 |  | 10 |  | 2 | 3
| JARVIS 1101 | 013501101 | 33.0845 | 13.8582 |  | 0.58097 | 13.2772 | 19.2263 | 12kV | 9.9213 | 93 | 0.0064828 | 6.7445e-05 | 492.2 | 1.721 | 1.468 |  |  |  | 13.2772 | 0.58097 | [19 empty] | 1.0208 | 0.99353 | 0.61446 | [18 empty] | 13 | 24 | 17
| BUELLTON 1102 | 183041102 | 50.5226 | 28.3582 |  | 16.4089 | 11.9492 | 22.1644 | 12kV | 10.059 | 92 | 32.2314 | 8.7188 | 19.1 | 0.115 | 0.294 | 0.061037 | 0.3797 | 50.5226 | 11.9492 | 16.4089 | [11 empty] | 1 | [7 empty] | 0.17476 | 0.56177 | [7 empty] | ss2: 11.799 | 395 |  |  | 2 | 11 | 3 |  |  | 1
| POINT MORETTI 1101 | 082931101 | 68.3622 | 63.3834 | 38.8999 | 16.9751 | 7.5084 | 4.9788 | 12kV | 10.3283 | 91 | 0.61157 | 0.025134 | 3055.8 | 4.3 | 0.414 |  |  |  | 7.5084 | 16.9751 | 38.8999 |  |  | 0.17367 |  |  | 5.9778 |  |  | 0.12223 |  |  | 4 |  |  | 117 |  |  | 6 |  |  | 0.013568 |  |  | 0.42853 | [13 empty] | 9 | 1090 |  | 1 | 1 | 3 |  | 16 | 1 | 3 | 11
| EAST QUINCY 1101 | 102551101 | 23.1418 | 17.4665 | 1.6768 | 2.1581 | 13.6316 | 5.6753 | 12kV | 10.6262 | 90 | 0.2372 | 5.8296e-05 | 510.9 | 2.134 | 0.642 | 23.1418 | 0.082427 | 23.1418 | 13.6316 | 2.1581 | 1.6768 | [19 empty] | 0.038824 | 0.027939 | 0.0042521 | [5 empty] | ss2: 12.66 | 215 | 28 | 55 | 1 | 2 | 18 | 1
| SONOMA 1106 | 042721106 | 22.313 | 11.1137 | 0.87586 |  | 10.2378 | 11.1994 | 12kV | 10.7815 | 89 | 0.19946 | 0.091552 | 26.8 | 0.17 | 0 |  |  |  | 10.2378 |  | 0.87586 | [19 empty] | 0.09868 | 0.18486 | [15 empty] | 7 |  | 16 |  | 5 | 11
| SANTA ROSA A 1111 | 042151111 | 45.0001 | 26.1046 |  | 5.6124 | 20.4921 | 18.8956 | 12kV | 10.857 | 88 | 0.13841 | 0.063141 | 299.1 | 1.286 | 0.213 | 45.0001 | 0.60255 | 45.0001 | 20.4921 | 5.6124 | [19 empty] | 0.0045112 | 0.053588 | 0.0090621 |  | 0.09432 | [13 empty] | 12 | 42 |  | 5 | 3 | 13 |  | 2 | 3
| TASSAJARA 2108 | 014662108 | 47.3681 | 21.5331 | 1.5476 |  | 19.9855 | 25.835 | 21kV | 11.2884 | 87 | 0.020611 | 0.018778 | 625 | 2.24 | 1.922 |  |  |  | 19.9855 |  | 1.5476 | [18 empty] | 0.10471 |  | 0.16275 |  |  |  |  | 0.15389 | [10 empty] | 227 |  | 49 | 8 | 10 | 4
| SHINGLE SPRINGS 2109 | 153652109 | 221.5874 | 213.6138 | 109.3362 | 103.6267 | 0.65089 | 7.9736 | 21kV | 11.4916 | 86 | 21.7178 | 9.1317 | 408.9 | 3.255 | 1.621 |  |  |  | 0.65089 | 103.6267 | 109.3362 |  |  |  |  | 0.12713 |  |  |  | 0.065341 |  |  |  |  | 2 | 1 | [7 empty] | 0.56861 | 0.067587 |  | 0.2023 | 0.18024 | [9 empty] | 18 | 2537 | 2836 |  |  | 1 |  | 6 | 4 | 1 | 5 | 39
| PUTAH CREEK 1102 | 063681102 | 52.4674 | 51.2583 |  | 26.9852 | 24.2731 | 1.2091 | 12kV | 11.7826 | 85 | 22.666 | 6.8627 | 327.7 | 2.222 | 0.044 | 0.1367 | 3.4984 | 52.4674 | 24.2731 | 26.9852 | [12 empty] | 3 |  |  | 10 | [8 empty] | 0.12643 | [16 empty] | 1 | 3 |  | 2 | 4
| BRIDGEVILLE 1101 | 192461101 | 24.8194 | 24.8194 | 4.8275 | 17.7326 | 2.2593 | 0 | 12kV | 11.8701 | 84 | 3.531 | 1.5058 | 2720.4 | 6.043 | 5.287 | 0.15403 | 7.8166 | 1.7735 | 2.2593 | 17.7326 | 4.8275 | [5 empty] | 0.098763 | [8 empty] | 3 | [12 empty] | ss2: 2 |  | 137 | 78 |  | 1 |  |  | 5 | 1
| PASO ROBLES 1103 | 182611103 | 91.7425 | 61.5974 |  | 39.3938 | 22.2035 | 30.1451 | 12kV | 12.0574 | 83 | 13.2185 | 5.1957 | 325.3 | 4.19 | 0.613 | 0.66349 | 39.3681 | 91.7425 | 22.2035 | 39.3938 | [11 empty] | 1 | [8 empty] | 0.17534 |  |  | 0.37081 | [16 empty] | 2 | 6 |  |  | 3 | 1
| GARCIA 0401 | 043040401 | 2.4353 | 2.4353 |  | 2.4353 |  | 0 | 4.8kV | 12.2362 | 82 | 0.2461 | 0.016238 | 0 | 0 | 0 |  |  |  |  | 2.4353
| PANORAMA 1101 | 103461101 | 40.834 | 39.201 |  | 13.013 | 26.188 | 1.6329 | 12kV | 12.3554 | 81 | 5.0526 | 1.8537 | 57.9 | 1.021 | 0.995 | 40.834 | 1.6814 | 40.834 | 26.188 | 13.013 | [11 empty] | 1 | [16 empty] | ss2: 17.0241 | 16 |  |  |  | 1 | 4 |  | 3 | 1
| VINEYARD 2108 | 014502108 | 58.4846 | 13.4651 | 5.158 |  | 8.3071 | 45.0195 | 21kV | 12.6542 | 80 | 0.57305 | 0.21548 | 305.5 | 2.594 | 0.962 |  |  |  | 8.3071 |  | 5.158 | [20 empty] | 0.55593 |  |  |  | 0.17434 | [11 empty] | 242 |  | 123 | 1 | 7 | 9 |  |  |  | 2 | 3
| COTATI 1105 | 042271105 | 138.8689 | 131.4836 |  | 42.8712 | 88.6124 | 7.3853 | 12kV | 13.4908 | 79 | 5.6014 | 2.1173 | 574.8 | 2.427 | 0.886 | 0.16127 | 3.828 | 138.8689 | 88.6124 | 42.8712 | [24 empty] | 0.011836 | [12 empty] | 1659 |  |  | 5 |  |  | 2 | 2 | 4
| ALLEGHANY 1102 | 152101102 | 18.6323 | 18.0549 | 18.0549 |  |  | 0.57734 | 12kV | 14.0387 | 78 | 0.94661 | 1.1338 | 5529.3 | 4.661 | 2.721 | [5 empty] | 18.0549 | [17 empty] | 2 | [18 empty] | 5 |  | 559 | [6 empty] | 1 |  | 7
| CORNING 1101 | 103331101 | 166.3314 | 161.3707 |  | 49.6746 | 111.6961 | 4.9607 | 12kV | 14.0977 | 77 | 12.2507 | 5.5484 | 186 | 0.724 | 0.956 | 0.053263 | 7.9784 | 166.3314 | 111.6961 | 49.6746 | [12 empty] | 1 | [24 empty] | 2062 | 1145 |  | 3 | 1 | 2 |  |  | 2
| VACA DIXON 1101 | 063591101 | 26.7807 | 9.2263 |  | 0.83287 | 8.3935 | 17.5544 | 12kV | 14.5797 | 76 | 12.9069 | 0.88798 | 20.2 | 0.847 | 0 |  |  |  | 8.3935 | 0.83287 | [19 empty] | 1.5883 | 0.040855 | 0.62528 |  | 0.12705 | [16 empty] | 11 | 1 |  |  |  | 3
| PACIFICA 1101 | 022811101 | 10.7969 | 9.1819 | 0.041503 | 0.72596 | 8.4144 | 1.6151 | 12kV | 14.8406 | 75 | 0.0082104 | 2.1399e-05 | 10.6 | 0.135 | 0.025 |  |  |  | 8.4144 | 0.72596 | 0.041503 | [36 empty] | 47 |  | 7 | 1 |  | 3
| PIKE CITY 1102 | 152201102 | 9.5168 | 9.5168 | 9.5168 |  |  | 0 | 12kV | 15.6516 | 74 | 1.7406 | 2.1559 | 15064.2 | 2.111 | 0 | [5 empty] | 9.5168 | [38 empty] | 216 | [8 empty] | 1
| BERKELEY F 1103 | 012061103 | 14.6777 | 6.2568 | 1.9639 |  | 4.2929 | 8.4208 | 12kV | 16.0001 | 73 | 5.9759e-05 | 7.5657e-05 | 15.6 | 0.164 | 0.998 |  |  |  | 4.2929 |  | 1.9639 | 0.56471 | [5 empty] | 0.10721 |  |  | 12 | 1 |  |  |  |  | 1 |  |  | 0.06696 | 0.14417 | 1.7957 | [15 empty] | 184 |  | 93 | 12 | 20 | 16 |  |  |  | 2
| WILLOW CREEK 1102 | 192171102 | 10.9687 | 9.61 | 5.3095 | 4.3005 |  | 1.3587 | 12kV | 16.667 | 72 | 1.2972 | 0.21487 | 222.1 | 1.938 | 0 |  |  |  |  | 4.3005 | 5.3095 | [37 empty] | 74 | 112 |  |  |  |  | 4 |  | 1 | 2 | 1
| LAKEVILLE 1102 | 043371102 | 64.0934 | 50.351 | 0.06823 | 18.0591 | 32.2237 | 13.7425 | 12kV | 17.2413 | 71 | 1.8315 | 0.21018 | 121.7 | 0.416 | 1.598 | 0.71236 | 4.4768 | 0.00067289 | 32.2237 | 18.0591 | 0.06823 | [18 empty] | 0.14001 |  |  | 0.035852 | [15 empty] | 10 | 1 | 3 | 6 | 8
| CAMP EVERS 2104 | 083622104 | 54.7318 | 36.477 | 26.662 | 0.56797 | 9.247 | 18.2548 | 21kV | 17.9234 | 70 | 0.070791 | 0.064473 | 469.8 | 2.946 | 1.76 |  |  |  | 9.247 | 0.56797 | 26.662 | [18 empty] | 0.1728 | 0.31807 | 0.1916 | [15 empty] | 294 | 16 | 767 | 4 | 5 | 12 |  | 1 |  | 1 | 2 | 1
| BELL 1110 | 152701110 | 24.6924 | 11.2811 |  | 0.14876 | 11.1323 | 13.4113 | 12kV | 17.994 | 69 | 4.1819 | 0.0020797 | 60.7 | 0.947 | 1.001 |  |  |  | 11.1323 | 0.14876 | [21 empty] | 0.56115 | [19 empty] | 1 | 11
| BUCKS CREEK 1103 | 102211103 | 25.8922 | 13.1042 | 10.2672 | 2.4953 | 0.34168 | 12.7881 | 12kV | 19.1861 | 68 | 0.76852 | 0.12729 | 693.6 | 2.439 | 2.324 |  |  |  | 0.34168 | 2.4953 | 10.2672 | [36 empty] | 11 | 82 | 307 | [6 empty] | 4
| LAYTONVILLE 1101 | 042681101 | 80.2821 | 79.8591 |  | 51.9072 | 27.952 | 0.42295 | 12kV | 19.3917 | 67 | 4.1152 | 0.93453 | 4707.6 | 2.548 | 2.144 | 0.24149 | 11.4694 | 80.2821 | 27.952 | 51.9072 | [20 empty] | 0.017211 | [7 empty] | ss2: 25.67 | 81 |  |  | 1 | 3 |  | 2 | 1 | 4
| ROSSMOOR 1108 | 014161108 | 45.1727 | 22.1326 | 7.7865 | 4.0828 | 10.2633 | 23.0401 | 12kV | 19.5179 | 66 | 0.33271 | 0.021852 | 191.4 | 2.853 | 2.825 | 0.0012172 | 0.56023 | 0.46094 | 10.2633 | 4.0828 | 7.7865 | [18 empty] | 0.1379 |  | 0.1364 | 0.77396 | [14 empty] | 215 | 30 | 177 | 4 | 1 |  | 1
| BELLEVUE 2103 | 043182103 | 125.4829 | 70.1829 | 7.0191 | 18.9425 | 44.2213 | 55.3 | 21kV | 20.071 | 65 | 5.2107 | 0.75316 | 75.4 | 0.839 | 0.916 | 125.4829 | 0.0065899 | 1.3813 | 44.2213 | 18.9425 | 7.0191 | [18 empty] | 2.8102 | 1.4142 | 0.95085 | [15 empty] | 283 | 204 | 196 | 10 | 13 | 11 |  |  | 1
| SPRING GAP 1702 | 162831702 | 47.0731 | 43.0924 | 40.3965 | 0.67324 | 2.0227 | 3.9807 | 17kV | 22.2443 | 64 | 0.072911 | N/A | 5757.5 | 4.636 | 3.509 |  |  |  | 2.0227 | 0.67324 | 40.3965 | [24 empty] | 0.084577 | [11 empty] | 64 | 15 | 1215 | [6 empty] | 8 | 2 | 3
| PENNGROVE 1101 | 043471101 | 57.3653 | 41.8462 |  | 20.2272 | 21.6191 | 15.5191 | 12kV | 22.2941 | 63 | 1.4046 | 0.5215 | 223.3 | 2.155 | 3.678 | 57.3653 | 1.7643 | 57.3653 | 21.6191 | 20.2272 | [19 empty] | 2.1145 | 0.40118 | 0.0079655 |  |  | 0.0068257 | [13 empty] | 320 |  | 9 | 6 | 4 | 3 | 1 | 4
| COTTONWOOD 1103 | 102931103 | 174.651 | 161.1502 |  | 133.9034 | 27.2468 | 13.5008 | 12kV | 23.1621 | 62 | 35.5453 | 21.511 | 135.4 | 0.79 | 0.448 | 0.11579 | 10.6007 | 174.651 | 27.2468 | 133.9034 | [22 empty] | 0.093879 | [5 empty] | ss2: 23.72 | 570 | 14 |  |  | 4 | 3 | 3 | 3 | 7
| PETALUMA C 1108 | 042631108 | 132.3694 | 118.7231 |  | 75.825 | 42.8981 | 13.6463 | 12kV | 25.3025 | 61 | 10.2513 | 0.14123 | 126.6 | 0.495 | 2.333 | 132.3694 | 5.1069 | 132.3694 | 42.8981 | 75.825 | [6 empty] | 0.28129 | [6 empty] | 1 | [7 empty] | 0.10162 |  | 0.0068861 | [14 empty] | 1609 |  |  | 4 | 5 | 1 | 15 | 7
| ALLEGHANY 1101 | 152101101 | 79.2636 | 77.4453 | 32.4712 | 34.1145 | 10.8597 | 1.8183 | 12kV | 25.5805 | 60 | 0.75076 | 0.28606 | 2686.8 | 4.531 | 1.736 |  |  |  | 10.8597 | 34.1145 | 32.4712 | [17 empty] | 1 | [18 empty] | 406 | 769 | 1100 |  |  | 1 | 4 | 1 | 28 | 1 | 3 | 21
| BRUNSWICK 1110 | 152481110 | 48.4517 | 32.9577 |  | 22.7843 | 10.1734 | 15.494 | 12kV | 25.9649 | 59 | 1.5658 | 0.026954 | 57.9 | 1.817 | 1.055 | 48.4517 | 0.0037881 | 48.4517 | 10.1734 | 22.7843 | [19 empty] | 0.0098029 | 0.02254 |  | 0.013264 | [5 empty] | ss2: 10.03 |  |  |  | 5 | 1 | 7 | 4 |  | 6
| RINCON 1101 | 043321101 | 61.9286 | 36.4515 | 16.6092 | 4.311 | 15.5314 | 25.477 | 12kV | 26.0369 | 58 | 0.84646 | 0.27073 | 133.9 | 2.896 | 1.144 |  |  |  | 15.5314 | 4.311 | 16.6092 | [8 empty] | 7.969 |  |  | 5 | [5 empty] | 82 |  | 0.18852 | 0.01676 | [15 empty] | 87 | 88 | 269 |  | 2 | 22 | 1 |  | 3 | 1 |  | 17
| PARADISE 1102 | 102831102 | 0.048897 | 0.002796 |  |  | 0.002796 | 0.046101 | 12kV | 26.5402 | 57 | N/A | N/A | 1143.1 | 2.104 | 5.425 | 0.048897 | 0 | 0.048897 | 0.002796
| BURNS 2101 | 183582101 | 1.6948 | 1.6801 | 1.6801 |  |  | 0.014678 | 21kV | 26.716 | 56 | 0.00051453 | 0.00024938 | 3939.6 | 5.138 | 0 | [5 empty] | 1.6801 | [38 empty] | 48 | [6 empty] | 1 |  | 2
| BONNIE NOOK 1101 | 152301101 | 25.4873 | 24.2574 | 24.2574 |  |  | 1.2299 | 12kV | 28.3918 | 55 | 2.6904 | 0.72992 | 4864.9 | 2.114 | 0.288 | [5 empty] | 24.2574 | [38 empty] | 780 | [6 empty] | 1 | 3 | 1
| BEN LOMOND 1101 | 083041101 | 15.4779 | 15.1374 | 15.1374 |  |  | 0.34059 | 12kV | 29.0556 | 54 | 0.13015 | 0.092125 | 3304.5 | 11.768 | 2.17 | [5 empty] | 15.1374 | [8 empty] | 0.047128 | [29 empty] | 587 | [6 empty] | 2
| PARADISE 1105 | 102831105 | 67.9655 | 50.9492 | 42.6248 |  | 8.3243 | 17.0163 | 12kV | 29.2471 | 53 | 0.22739 | 0.024939 | 244.4 | 1.022 | 0 | 0.089835 | 0.039608 | 0.41544 | 8.3243 |  | 42.6248 | 0.53714 | 0.30517 | 0.20102 |  |  |  | 1.7557 | 3.0066 | 3.2046 | 17 | 14 | 2 |  |  |  | 51 | 57 | 79 | 0.11929 | 0.29158 | 1.1113 |  |  |  | 0.16904 | 1.3373 | 2.4556 | [9 empty] | 302 |  | 1445 | 27 | 9 | 14 |  |  |  | 81 | 13 | 34
| SAN RAMON 2108 | 014232108 | 58.1657 | 17.352 | 16.427 |  | 0.92503 | 40.8137 | 21kV | 29.254 | 52 | 5.4905 | 1.9361 | 88.9 | 1.479 | 1.209 | 58.1657 | 0 | 1.6348 | 0.92503 |  | 16.427 | [18 empty] | 0.021846 |  | 0.016592 | [5 empty] | 0.14424 | [9 empty] | 1 |  | 372 | 4 |  | 4 |  |  |  | 1 | 2 | 6
| FULTON 1107 | 042561107 | 76.3028 | 49.2543 | 35.8624 | 0.0098655 | 13.382 | 27.0485 | 12kV | 31.647 | 51 | 6.8141 | 4.5647 | 633 | 2.995 | 0.218 | 76.3028 | 0 | 8.9718 | 13.382 | 0.0098655 | 35.8624 | [7 empty] | 0.24474 | 1.6268 | 1 |  | 1 |  |  |  | 1 | 1 | 30 | 3.0181 | 0.06579 | 0.23628 |  |  |  | 0.63204 |  | 0.80676 | [9 empty] | 417 |  | 876 | 44 | 5 | 7 |  |  |  | 4 | 3 | 14
| RACETRACK 1704 | 163761704 | 46.8306 | 45.501 |  | 45.501 |  | 1.3295 | 17kV | 32.1874 | 50 | 36.0424 | 4.7204 | 87.1 | 0.996 | 0 | 46.8306 | 8.7955 | 46.8306 |  | 45.501 | [23 empty] | 0.41925 | [19 empty] | 1 | 4 | 1
| LAS GALLINAS A 1105 | 042991105 | 40.2394 | 21.596 | 8.5018 | 2.9481 | 10.1461 | 18.6434 | 12kV | 33.238 | 49 | 3.4463 | 1.3843 | 112.4 | 1.695 | 2.589 |  |  |  | 10.1461 | 2.9481 | 8.5018 | [19 empty] | 0.29947 | 0.16816 |  | 0.0061941 | [14 empty] | 4 | 156 |  | 1 | 2 | 1 |  | 3
| BELL 1107 | 152701107 | 61.9483 | 50.4404 |  | 42.6131 | 7.8272 | 11.508 | 12kV | 33.3663 | 48 | 30.2389 | 20.1574 | 72.1 | 0.394 | 1.146 | 0.038971 | 16.4729 | 61.9483 | 7.8272 | 42.6131 | [19 empty] | 0.45615 |  |  |  | 0.0026003 | [16 empty] | 4 |  | 6 | 3 | 6 | 4
| CORRAL 1101 | 162991101 | 194.2903 | 188.7012 |  | 119.6558 | 69.0455 | 5.589 | 12kV | 33.6945 | 47 | 46.3948 | 13.1367 | 127.3 | 0.844 | 0.328 | 194.2903 | 13.9008 | 194.2903 | 69.0455 | 119.6558 |  | 0.013317 | [8 empty] | 1 |  | 3 | [6 empty] | 0.051107 |  | 0.01674 | [16 empty] | 2520 |  | 9 | 1 | 9 | 4 | 9 | 5
| SPANISH CREEK 4401 | 103104401 | 7.9747 | 7.9747 |  | 6.5683 | 1.4065 | 0 | 44kV | 34.1108 | 46 | 0.85144 | 0.047933 | 752 | 1 | 2 |  |  |  | 1.4065 | 6.5683
| MORAGA 1105 | 013801105 | 32.0535 | 19.7835 | 6.9238 | 0.81738 | 12.0423 | 12.27 | 12kV | 36.5908 | 45 | 0.068468 | 0.0021412 | 404.7 | 3.249 | 2.29 | 0.66857 | 0.54183 | 2.8208 | 12.0423 | 0.81738 | 6.9238 |  |  | 0.022563 | [5 empty] | 0.01026 | [8 empty] | 1 | 0.032851 | 0.0047688 | [16 empty] | 132 | 21 | 208 |  | 10 | 1 |  |  |  |  | 1
| HIGHLANDS 1103 | 043361103 | 128.3712 | 124.1991 |  | 110.4148 | 13.7843 | 4.1721 | 12kV | 40.059 | 44 | 33.5266 | 7.274 | 157.2 | 2.239 | 0.849 | 0.11608 | 10.3329 | 128.3712 | 13.7843 | 110.4148 | [13 empty] | 6 | [7 empty] | 0.12681 |  | 0.093867 | [13 empty] | 5 | 1358 |  |  | 1 | 6 | 5 | 4
| TIGER CREEK 0201 | 161380201 | 3.7648 | 3.7648 | 1.7187 | 2.0461 |  | 0 | 2.4kV | 41.1306 | 43 | 0.33603 | 0.19705 | 47 | 0.357 | 0 | 3.7648 | 0.17788 | 0.30113 |  | 2.0461 | 1.7187 | [37 empty] | 5 | 49
| CLARKSVILLE 2104 | 153612104 | 111.4297 | 76.6759 | 42.0987 | 21.9411 | 12.636 | 34.7538 | 21kV | 43.4576 | 42 | 29.2962 | 5.3838 | 53.2 | 0.409 | 0.109 | 0.0010998 | 0.72794 | 1.6058 | 12.636 | 21.9411 | 42.0987 |  |  | 0.58066 |  |  | 0.79182 |  | 0.063918 | 0.21487 |  |  | 9 | 4 |  | 12 |  |  | 2 |  | 0.26977 | 0.026106 |  | 2.4741 | 1.9226 |  | 0.12456 | [10 empty] | 179 | 361 | 949 |  | 10 | 3 | 5 | 10 | 12 |  | 3 | 2
| FORESTHILL 1102 | 152181102 | 34.4855 | 29.52 | 21.7539 | 7.7661 |  | 4.9655 | 12kV | 45.0397 | 41 | 7.3126 | 1.3455 | 694 | 2.934 | 0 | 34.4855 | 0.13426 | 0.46785 |  | 7.7661 | 21.7539 | [6 empty] | 1.9998 | [8 empty] | 6 | [8 empty] | 0.011207 | [11 empty] | 1 | 134 | 548 |  |  |  | 1 | 1 |  | 7 | 4 | 3
| RINCON 1103 | 043321103 | 61.8042 | 47.5283 | 40.4892 | 3.7935 | 3.2457 | 14.2759 | 12kV | 45.3385 | 40 | 1.9793 | 0.51778 | 390.3 | 2.499 | 2.25 | 61.8042 | 0 | 0.27729 | 3.2457 | 3.7935 | 40.4892 | [6 empty] | 0.18945 | 0.22359 | 10.9409 | [6 empty] | 1 | 4 | 142 |  | 0.093675 |  |  |  |  | 0.013223 |  | 0.10028 | [9 empty] | 1 | 33 | 837 | 1 |  | 1 |  | 1 | 1 | 3 | 5 | 9
| DIAMOND SPRINGS 1107 | 152261107 | 73.9439 | 58.9662 | 34.2915 | 18.0662 | 6.6085 | 14.9777 | 12kV | 45.7924 | 39 | 8.9388 | 13.5336 | 59.7 | 1.114 | 0.506 | 73.9439 | 1.6342 | 1.5502 | 6.6085 | 18.0662 | 34.2915 | [15 empty] | 1 |  |  |  | 0.26026 | 0.19898 | [15 empty] | 8 | 356 | 838 |  | 3 | 11 |  | 7 | 1 | 1 |  | 4
| PENRYN 1103 | 152561103 | 84.4524 | 79.1089 |  | 66.2418 | 12.8671 | 5.3435 | 12kV | 45.9118 | 38 | 29.0168 | 12.7463 | 30.9 | 0.204 | 0.216 | 0.22056 | 17.2588 | 84.4524 | 12.8671 | 66.2418 | [15 empty] | 1 |  |  |  |  | 0.025189 | [20 empty] | 1 |  | 3 | 11 | 11
| BONNIE NOOK 1102 | 152301102 | 39.2478 | 33.9932 | 33.9932 |  |  | 5.2546 | 12kV | 47.034 | 37 | 2.4164 | 1.7863 | 5332.7 | 2.019 | 0 | [5 empty] | 33.9932 | [38 empty] | 1095 | [6 empty] | 1 | 2 | 4
| SHINGLE SPRINGS 1104 | 153651104 | 61.7298 | 60.1868 | 37.1168 | 6.8109 | 16.2591 | 1.543 | 12kV | 47.8425 | 36 | 51.9011 | 2.6976 | 352 | 1.91 | 0 | 0.014655 | 0.058798 | 0.4138 | 16.2591 | 6.8109 | 37.1168 | [24 empty] | 0.076066 | [11 empty] | 335 | 112 | 906 |  | 1 |  |  |  |  | 1 | 2 | 1
| MOLINO 1101 | 042571101 | 104.348 | 90.1573 | 7.1036 | 26.4394 | 56.6143 | 14.1907 | 12kV | 49.2861 | 35 | 3.6271 | 1.7204 | 153.9 | 0.94 | 2.33 |  |  |  | 56.6143 | 26.4394 | 7.1036 | [9 empty] | 1 | 1 | [7 empty] | 0.039727 |  | 0.095049 | [15 empty] | 152 | 462 | 203 | 6 | 9 | 6 | 3 |  | 1 |  |  | 1
| SHADY GLEN 1102 | 152431102 | 45.9719 | 41.4361 | 13.6536 | 25.9957 | 1.7868 | 4.5358 | 12kV | 51.9996 | 34 | 2.7155 | 0.64414 | 2239.2 | 1.247 | 0.274 |  |  |  | 1.7868 | 25.9957 | 13.6536 |  | 0.18139 |  |  | 1.3552 | [8 empty] | 22 | 1 | [12 empty] | ss2: 0.93 | 30 | 344 | 386 |  | 2 |  | 3 | 4 | 4 |  | 1 | 2
| PUEBLO 2102 | 043292102 | 124.0196 | 99.1999 | 21.2693 | 0.73768 | 77.193 | 24.8197 | 21kV | 54.9503 | 33 | 2.0509 | 0.73194 | 228.8 | 0.736 | 4.455 | 0.30549 | 0.69406 | 3.4076 | 77.193 | 0.73768 | 21.2693 | [16 empty] | 1 |  | 0.30221 | 0.56434 | [16 empty] | 573 | 6 | 384 | 15 | 13 | 37 | [5 empty] | 1
| SILVERADO 2105 | 043432105 | 78.7309 | 63.898 | 35.2293 | 1.6813 | 26.9874 | 14.8329 | 21kV | 59.3371 | 32 | 0.65137 | 0.47739 | 522.8 | 4.994 | 6.131 | 0.0022568 | 0.1816 | 5.9925 | 26.9874 | 1.6813 | 35.2293 |  | 0.074035 | [5 empty] | 1.4035 | 13.8015 |  |  | 3 |  |  |  |  | 8 | 114 |  | 0.1493 | [5 empty] | 0.48581 | 0.46722 | [9 empty] | 962 | 43 | 696 | 3 | 2 | 30 |  |  | 1 | 1 | 6 | 22
| BIG BEND 1102 | 103751102 | 38.3019 | 38.2316 | 38.1261 |  | 0.10553 | 0.070219 | 12kV | 61.7771 | 31 | 9.5247 | 4.562 | 340.6 | 1.588 | 3.804 |  |  |  | 0.10553 |  | 38.1261 | [7 empty] | 1.6235 | 4.3173 | [7 empty] | 30 | 93 | [7 empty] | 0.070219 | [12 empty] | 939 | [7 empty] | 2 | 7
| CHALLENGE 1101 | 103201101 | 49.0285 | 48.3852 | 48.1521 | 0.2331 |  | 0.64331 | 12kV | 66.3697 | 30 | 0.98507 | 1.5583 | 4848.2 | 6.076 | 5.585 |  |  |  |  | 0.2331 | 48.1521 | [36 empty] | 1 | 6 | 1249 | [6 empty] | 1 | 8
| PIKE CITY 1101 | 152201101 | 35.2748 | 34.0516 | 34.0516 |  |  | 1.2232 | 12kV | 66.4074 | 29 | 2.5839 | 2.2837 | 10954.8 | 1.358 | 0.998 | [5 empty] | 34.0516 | [17 empty] | 1 | [20 empty] | 888 | [7 empty] | 4 | 18
| WILLITS 1104 | 042661104 | 101.924 | 96.0022 | 50.9842 | 36.3666 | 8.6514 | 5.9218 | 12kV | 69.3522 | 28 | 11.3025 | 5.0526 | 222.8 | 1.346 | 0.998 | 0.090935 | 7.7729 | 29.7722 | 8.6514 | 36.3666 | 50.9842 | [7 empty] | 0.18588 | 0.056695 | [7 empty] | 3 |  |  |  | 0.03039 | [5 empty] | 0.014801 | ss2: 6.6 | 12 | 633 | 1474 |  | 1 | 7 | 4 | 10 |  | 1 | 3 | 3
| EL DORADO PH 2102 | 152762102 | 36.3742 | 34.185 | 34.185 |  |  | 2.1892 | 21kV | 72.332 | 27 | 0.21003 | 0.161 | 1941.5 | 7.913 | 8.98 | [5 empty] | 34.185 | [6 empty] | 0.36218 |  | 12.5261 | [6 empty] | 5 |  | 229 | [18 empty] | 19 |  | 1173 | [6 empty] | 4 | 7 | 56
| PARADISE 1106 | 102831106 | 29.3079 | 15.3154 | 14.2822 |  | 1.0331 | 13.9926 | 12kV | 72.3904 | 26 | 0.0060306 | 0.00012222 | 14.9 | 0.045 | 0 | 29.3079 | 0 | 3.1502 | 1.0331 |  | 14.2822 | 0.086144 | [5 empty] | 0.78921 | 0.82389 | 0.48989 | 5 | [5 empty] | 19 | 15 | 26 | 0.011238 |  | 0.0070288 |  |  |  | 0.074073 | 1.0568 | 10.0103 | ss2: 1.0331 | 43 |  | 545 | 2 | [5 empty] | 15 | 4 | 33
| BRUNSWICK 1102 | 152481102 | 63.5729 | 54.1332 | 46.8216 | 4.6949 | 2.6167 | 9.4396 | 12kV | 78.2224 | 25 | 3.7505 | 0.088851 | 1605.4 | 0.892 | 0.538 | 0.038524 | 1.5106 | 0.11635 | 2.6167 | 4.6949 | 46.8216 | [7 empty] | 0.11725 | [16 empty] | 1.2312 | 0.1036 |  | ss2: 1.68 | 88 | 137 | 1332 | 1 |  |  |  | 1 |  | 2 | 3 | 10
| SYCAMORE CREEK 1111 | 102971111 | 79.4533 | 65.1631 | 27.548 | 25.0982 | 12.5169 | 14.2901 | 12kV | 81.1785 | 24 | 8.22 | 0.76212 | 177.9 | 1.949 | 0.276 | 1.0685 | 15.6727 | 79.4533 | 12.5169 | 25.0982 | 27.548 | [18 empty] | 0.44464 |  | 0.50137 | [6 empty] | ss2: 10.46 | 1 | 482 | 752 | 6 |  | 7 |  | 2 | 3 |  | 1
| MIRABEL 1101 | 042091101 | 54.4247 | 51.3544 | 19.9151 | 8.9183 | 22.521 | 3.0703 | 12kV | 90.9172 | 23 | 0.89948 | 0.69829 | 533.4 | 3.055 | 0.999 |  |  |  | 22.521 | 8.9183 | 19.9151 | [6 empty] | 0.3705 | [8 empty] | 3 |  |  |  |  | 0.091884 | [5 empty] | 0.010985 | [9 empty] | 715 | 81 | 496 | 1 | 11 | 6 |  | 3 | 4 | 1 | 2 | 1
| BRUNSWICK 1104 | 152481104 | 74.1769 | 58.1061 | 26.2838 | 29.8233 | 1.999 | 16.0708 | 12kV | 108.2731 | 22 | 3.7704 | 0.27129 | 361.5 | 1.279 | 0.187 |  |  |  | 1.999 | 29.8233 | 26.2838 | [18 empty] | 0.39551 | [8 empty] | ss2: 1.09 | 4 | 798 | 737 | 3 | 3 | 7 | 9 | 5 | 9 |  | 2 | 5
| APPLE HILL 1104 | 153661104 | 99.2143 | 95.6855 | 55.684 | 35.3888 | 4.6126 | 3.5288 | 12kV | 109.2734 | 21 | 4.7915 | 0.47682 | 5117.2 | 3.402 | 3.704 | 99.2143 | 0.70531 | 0.0018938 | 4.6126 | 35.3888 | 55.684 |  | 0.255 |  |  | 0.9448 | 0.16149 |  | 0.17639 | 0.022683 |  | 6 |  |  | 25 |  | 3 | 8 | 1 | [5 empty] | 0.12024 |  |  | 0.070282 | [9 empty] | 105 | 1065 | 1724 |  | 4 |  | 1 | 8 | 14 |  | 2 | 9
| FORESTHILL 1101 | 152181101 | 78.3334 | 64.9199 | 64.569 | 0.35097 |  | 13.4135 | 12kV | 110.3457 | 20 | 1.4725 | 0.58184 | 2866.2 | 3.402 | 0.21 |  |  |  |  | 0.35097 | 64.569 | [16 empty] | 1 | 1 | [6 empty] | 0.0059893 | 0.12276 | [10 empty] | 2 | 12 | 2066 | [7 empty] | 4 | 49
| CHALLENGE 1102 | 103201102 | 63.8959 | 63.0972 | 60.4589 | 2.6383 |  | 0.79872 | 12kV | 114.581 | 19 | 7.0917 | 3.6578 | 562.8 | 3.24 | 0.85 |  |  |  |  | 2.6383 | 60.4589 | [26 empty] | 0.014746 | [10 empty] | 39 | 1527 | [6 empty] | 4 |  | 3
| WEST POINT 1101 | 163201101 | 68.812 | 63.3421 | 63.3018 | 0.040348 |  | 5.4699 | 12kV | 115.7578 | 18 | 0.2759 | 0.11226 | 3337.4 | 2.693 | 2.389 |  |  |  |  | 0.040348 | 63.3018 | [8 empty] | 3.8062 | [28 empty] | 2 | 1943 | [6 empty] | 1 | 3 | 13
| BRUNSWICK 1103 | 152481103 | 74.2984 | 63.0205 | 39.0892 | 16.3755 | 7.5558 | 11.2779 | 12kV | 116.0496 | 17 | 0.25644 | 0.0033299 | 508.5 | 4.123 | 0.686 | 0.02693 | 0.84796 | 74.2984 | 7.5558 | 16.3755 | 39.0892 | [7 empty] | 0.14506 | 12.4499 | 1 | [7 empty] | 360 | 0.01422 |  | 0.10966 |  |  |  | 0.097277 | 0.35293 | 0.041086 | ss2: 4.5 | 100 | 558 | 1229 | 3 | 6 | 9 | 4 | 5 | 8 | 4 | 3 | 43
| SALT SPRINGS 2102 | 163692102 | 70.0595 | 52.1376 | 42.3888 | 9.6782 | 0.070609 | 17.9219 | 17kV | 117.7973 | 16 | 0.081413 | 0.043893 | 1427.8 | 4.611 | 2.607 |  |  |  | 0.070609 | 9.6782 | 42.3888 | [8 empty] | 1.1314 | [15 empty] | 0.010224 | [12 empty] | 215 | 1385 | [6 empty] | 3 | 3 | 4
| MONTE RIO 1112 | 042811112 | 20.4376 | 19.641 | 19.641 |  |  | 0.79662 | 12kV | 122.1459 | 15 | 0.6341 | 0.20423 | 591.9 | 1.886 | 0.48 | 20.4376 | 0 | 0.17522 |  |  | 19.641 | [16 empty] | 1 | [8 empty] | 0.71855 | [12 empty] | 818 | [6 empty] | 3 | 7 | 2
| FITCH MOUNTAIN 1113 | 042751113 | 161.9192 | 149.0456 | 30.1771 | 50.3542 | 68.5143 | 12.8736 | 12kV | 122.2658 | 14 | 8.6386 | 3.7719 | 562.9 | 2.411 | 0.216 | 0.075528 | 1.8228 | 161.9192 | 68.5143 | 50.3542 | 30.1771 | [5 empty] | 0.078692 |  |  | 13.5046 | [5 empty] | 2 |  | 1 | 206 |  | 0.33815 |  |  | 0.0021518 | 0.011883 | [12 empty] | 123 | 694 | 581 | 5 | 13 | 4 | 2 | 1 | 7 |  |  | 14
| BRUNSWICK 1106 | 152481106 | 193.7445 | 184.0131 | 121.2005 | 50.5972 | 12.2154 | 9.7314 | 12kV | 129.9055 | 13 | 4.3952 | 0.43713 | 713.2 | 3.362 | 1.68 | 0.20758 | 5.3543 | 1.7356 | 12.2154 | 50.5972 | 121.2005 | [14 empty] | 2 | [8 empty] | 0.14796 |  |  |  | ss2: 4.91 | 261 | 1129 | 3798 |  | 2 | 3 |  | 4 | 13 | 9 | 4 | 15
| BRUNSWICK 1105 | 152481105 | 151.5888 | 122.2253 | 116.2667 | 5.6935 | 0.26514 | 29.3635 | 12kV | 132.6436 | 12 | 0.63586 | 0.20406 | 3436.2 | 1.566 | 1.342 | 151.5888 | 0 | 1.4252 | 0.26514 | 5.6935 | 116.2667 |  |  |  |  | 0.73197 |  |  | 2.4306 | 0.10474 | [7 empty] | 4 |  |  |  |  | 0.16763 | 0.36101 |  | 0.18642 | 0.11094 | [10 empty] | 9 | 209 | 3693 |  |  |  | 2 | 6 | 4 | 6 | 22 | 7
| ORO FINO 1101 | 103031101 | 40.222 | 38.9009 | 38.9009 |  |  | 1.3212 | 12kV | 133.3506 | 11 | 0.7355 | 0.12595 | 25.5 | 0.58 | 0.893 | 40.222 | 0 | 1.3178 |  |  | 38.9009 | [6 empty] | 0.065158 | [8 empty] | 1 | [20 empty] | 1 |  | 1354 | [6 empty] | 2 | 2
| MOLINO 1102 | 042571102 | 178.4443 | 161.3886 | 90.0652 | 19.7593 | 51.5642 | 17.0557 | 12kV | 134.3658 | 10 | 6.4377 | 2.3678 | 415.5 | 2.594 | 4.868 | 178.4443 | 0.050835 | 0.087942 | 51.5642 | 19.7593 | 90.0652 |  |  | 0.13062 |  | 0.24834 |  | 0.27097 |  |  | 1 |  | 3 |  | 2 |  |  | 1 |  | 0.132 |  | 0.0036892 | [15 empty] | 1097 | 280 | 2325 | 5 | 6 | 5 | 2 | 1 | 5 | 14 | 6 | 13
| MIDDLETOWN 1101 | 043141101 | 111.1479 | 106.9493 | 81.3653 | 9.6027 | 15.9812 | 4.1986 | 12kV | 137.4312 | 9 | 16.0443 | 4.7347 | 528.9 | 1.617 | 3.711 | 0.12769 | 2.5326 | 17.0228 | 15.9812 | 9.6027 | 81.3653 |  | 0.10261 |  |  | 1.0937 |  |  | 3.9022 | 0.044999 | 1 | 12 | 2 |  | 16 |  |  | 75 |  |  |  | 0.032716 |  |  |  | 0.02606 |  | 0.022354 | [9 empty] | 230 | 243 | 2014 |  | 7 | 19 |  | 2 | 4 | 2 | 12 | 10
| EL DORADO PH 2101 | 152762101 | 175.1749 | 166.6819 | 130.6861 | 26.2172 | 9.7787 | 8.493 | 21kV | 144.8389 | 8 | 1.3939 | 0.4798 | 4293.5 | 6.364 | 11.324 | 175.1749 | 0 | 4.5135 | 9.7787 | 26.2172 | 130.6861 | [7 empty] | 8.6702 | 13.913 |  |  |  | 1 |  |  | 2 | 49 | 82 | [18 empty] | 10 | 627 | 4019 | 1 |  |  |  | 2 | 8 | 2 | 29 | 60
| WOODSIDE 1101 | 024251101 | 74.4021 | 62.0569 | 42.7628 | 0.48667 | 18.8074 | 12.3453 | 12kV | 168.1085 | 7 | 1.9324 | 0.76576 | 844 | 3.667 | 0.548 | 74.4021 | 0 | 6.9832 | 18.8074 | 0.48667 | 42.7628 | [7 empty] | 1.0445 | 0.082598 | [7 empty] | 18 | 1 |  |  | 0.35135 |  |  |  | 0.094414 | 0.016595 | [10 empty] | 479 | 16 | 1512 | 3 |  | 3 |  |  |  | 5 | 9 | 4
| MIWUK 1702 | 163661702 | 80.5738 | 75.1978 | 72.5752 | 2.6226 |  | 5.376 | 17kV | 172.6822 | 6 | 0.28323 | 0.047337 | 228.1 | 3.508 | 1.964 | 80.5738 | 0.0085201 | 1.5495 |  | 2.6226 | 72.5752 | [8 empty] | 9.9883 | [8 empty] | 191 | [19 empty] | 99 | 2412 | [5 empty] | 3 | 1 | 3 | 39
| ORO FINO 1102 | 103031102 | 114.4104 | 110.3171 | 84.4376 | 25.8795 |  | 4.0933 | 12kV | 174.2643 | 5 | 0.9828 | 0.23019 | 896.4 | 2.174 | 1.682 | 114.4104 | 0 | 0.5739 |  | 25.8795 | 84.4376 | [8 empty] | 0.17368 | [6 empty] | 1 | [20 empty] | 181 | 552 | 2255 | [5 empty] | 2 |  | 4 | 3
| STANISLAUS 1702 | 162821702 | 97.2347 | 85.4849 | 78.8931 | 6.5918 |  | 11.7498 | 17kV | 195.3255 | 4 | 1.5646 | 0.10621 | 3290.2 | 3.164 | 1.442 | 97.2347 | 0.30615 | 3.2895 |  | 6.5918 | 78.8931 | [36 empty] | 3 | 204 | 2892 |  |  |  |  | 4 |  | 3 | 16 | 7
| MONTE RIO 1113 | 042811113 | 62.7322 | 61.2053 | 61.2053 |  |  | 1.5269 | 12kV | 207.5661 | 3 | 0.31671 | 0.087618 | 372.8 | 2.259 | 0.658 | 62.7322 | 0 | 0.64838 |  |  | 61.2053 | [7 empty] | 0.67496 | 0.17748 | [7 empty] | 1 | 2 | [20 empty] | 2233 | [6 empty] | 4 | 13 | 6
| WOODACRE 1101 | 043021101 | 47.8952 | 42.2222 | 26.6342 | 7.8028 | 7.7852 | 5.673 | 12kV | 221.5201 | 2 | 5.4938 | 0.81206 | 190 | 1.224 | 0.318 | 0.0012848 | 1.1601 | 6.6847 | 7.7852 | 7.8028 | 26.6342 | [15 empty] | 1 | [20 empty] | 90 | 129 | 959 |  |  |  |  | 1 | 1 | 1 | 1 | 4
| MIWUK 1701 | 163661701 | 84.5018 | 76.8084 | 75.2691 | 1.5393 |  | 7.6934 | 17kV | 239.2862 | 1 | 1.0994 | 0.10828 | 417.2 | 2.004 | 1.172 | 84.5018 | 0 | 0.65754 |  | 1.5393 | 75.2691 | [8 empty] | 0.32294 | [8 empty] | 2 | [8 empty] | 0.99786 | [9 empty] | 1 | 49 | 2517 | [6 empty] | 3 | 3 | 7
| 18TH STREET 0401 | 022390401 | 1.3138 | 1.2652 |  |  | 1.2652 | 0.048531 | 4.16kV | Non-HFTD |  | Non-HFTD | Non-HFTD | 52 | 0.999 | 1.998 |  |  |  | 1.2652
| 18TH STREET 0402 | 022390402 | 4.3895 | 1.8168 |  |  | 1.8168 | 2.5727 | 4.16kV | Non-HFTD |  | Non-HFTD | Non-HFTD | 78.8 | 1.092 | 1.004 |  |  |  | 1.8168 | [22 empty] | 0.022727 | [20 empty] | 1
| 21ST AVENUE 0401 | 022550401 | 1.9474 | 1.8965 |  |  | 1.8965 | 0.050898 | 4.16kV | Non-HFTD |  | Non-HFTD | Non-HFTD | 0 | 0 | 1 |  |  |  | 1.8965
| 21ST AVENUE 0402 | 022550402 | 3.5684 | 3.2692 |  |  | 3.2692 | 0.2992 | 4.16kV | Non-HFTD |  | Non-HFTD | Non-HFTD | 49.4 | 0.347 | 0.319 |  |  |  | 3.2692 | [38 empty] | 16 |  |  | 2 | 3
| 21ST AVENUE 0403 | 022550403 | 1.9725 | 1.8434 |  |  | 1.8434 | 0.12902 | 4.16kV | Non-HFTD |  | Non-HFTD | Non-HFTD | 0 | 0 | 0 |  |  |  | 1.8434 | [43 empty] | 1
| 6TH AVENUE 0401 | 022530401 | 2.0991 | 1.2675 |  |  | 1.2675 | 0.83165 | 4.16kV | Non-HFTD |  | Non-HFTD | Non-HFTD | 0 | 0 | 1 |  |  |  | 1.2675 | [20 empty] | 0.069389 | [20 empty] | 7
| 6TH AVENUE 0402 | 022530402 | 2.6922 | 1.2159 |  |  | 1.2159 | 1.4764 | 4.16kV | Non-HFTD |  | Non-HFTD | Non-HFTD | 40.9 | 0.142 | 1.944 |  |  |  | 1.2159
| 6TH AVENUE 0403 | 022530403 | 2.5506 | 1.7802 |  |  | 1.7802 | 0.77045 | 4.16kV | Non-HFTD |  | Non-HFTD | Non-HFTD | 0 | 0 | 1 |  |  |  | 1.7802
| 7TH STANDARD 2101 | 254582101 | 42.1612 | 2.5627 |  |  | 2.5627 | 39.5985 | 21kV | Non-HFTD |  | Non-HFTD | Non-HFTD | 1.8 | 0.022 | 0 |  |  |  | 2.5627 | [20 empty] | 0.51548 | 1.5365 | 2.4176 | [18 empty] | 5 | 9 | 6
| 7TH STANDARD 2102 | 254582102 | 32.4615 | 15.3146 |  |  | 15.3146 | 17.1469 | 21kV | Non-HFTD |  | Non-HFTD | Non-HFTD | 127 | 1.791 | 0.022 |  |  |  | 15.3146 | [13 empty] | 1 | [27 empty] | 1 |  | 6
| 7TH STANDARD 2103 | 254582103 | 35.7279 | 22.9007 |  |  | 22.9007 | 12.8271 | 12kV | Non-HFTD |  | Non-HFTD | Non-HFTD | 115.6 | 2.054 | 0.998 |  |  |  | 22.9007 | [20 empty] | 0.0057763 | 1.2746 | 0.80904 | [18 empty] | 2 | 7 | 3
| 7TH STANDARD 2104 | 254582104 | 0.74911 | 0.039986 |  |  | 0.039986 | 0.70913 | 21kV | Non-HFTD |  | Non-HFTD | Non-HFTD | 115.6 | 2.054 | 0.998 |  |  |  | 0.039986
| 8TH AVENUE 0401 | 012670401 | 4.9036 | 4.8857 |  |  | 4.8857 | 0.017867 | 4.16kV | Non-HFTD |  | Non-HFTD | Non-HFTD | 162.9 | 1.069 | 1 |  |  |  | 4.8857 | [38 empty] | 215 |  |  | 1
| ACTON 0401 | 022470401 | 3.9885 | 3.855 |  |  | 3.855 | 0.13343 | 4.16kV | Non-HFTD |  | Non-HFTD | Non-HFTD | 184.8 | 1.995 | 2.999 |  |  |  | 3.855
| ACTON 0402 | 022470402 | 4.7854 | 4.4397 |  |  | 4.4397 | 0.34576 | 4.16kV | Non-HFTD |  | Non-HFTD | Non-HFTD | 150 | 2 | 3.105 |  |  |  | 4.4397 | [42 empty] | 1
| AIRWAYS 1101 | 252041101 | 23.819 | 1.4643 |  |  | 1.4643 | 22.3547 | 12kV | Non-HFTD |  | Non-HFTD | Non-HFTD | 160.8 | 2.463 | 0.577 |  |  |  | 1.4643 | [20 empty] | 1.1394 |  | 0.34009 | [18 empty] | 9 |  | 2
| AIRWAYS 1102 | 252041102 | 38.9948 | 7.7672 |  |  | 7.7672 | 31.2276 | 12kV | Non-HFTD |  | Non-HFTD | Non-HFTD | 4.2 | 0.036 | 0.285 |  |  |  | 7.7672 |  |  |  |  | 0.0094697 | [7 empty] | 2 | [7 empty] | 2.1703 | 0.93354 | 0.53316 | [15 empty] | 1 |  |  | 11 | 13 | 6
| AIRWAYS 1103 | 252041103 | 29.2512 | 7.9869 |  |  | 7.9869 | 21.2644 | 12kV | Non-HFTD |  | Non-HFTD | Non-HFTD | 1.3 | 0.003 | 0.992 |  |  |  | 7.9869 | [20 empty] | 0.63146 | 0.0097325 | 0.41075 | [18 empty] | 5 |  | 12
| AIRWAYS 1104 | 252041104 | 32.3142 | 2.0385 |  |  | 2.0385 | 30.2757 | 12kV | Non-HFTD |  | Non-HFTD | Non-HFTD | 0 | 0 | 0 |  |  |  | 2.0385 | [20 empty] | 0.66897 | 0.93343 | 0.22172 | [18 empty] | 4 | 3 | 3
| AIRWAYS 1105 | 252041105 | 26.0189 | 1.3388 |  |  | 1.3388 | 24.6801 | 12kV | Non-HFTD |  | Non-HFTD | Non-HFTD | 2.8 | 0.015 | 1.646 |  |  |  | 1.3388 | [20 empty] | 1.7881 | 1.9253 | 0.70458 | [18 empty] | 6 | 12 | 6
| AIRWAYS 1106 | 252041106 | 21.1037 | 8.7425 |  |  | 8.7425 | 12.3612 | 12kV | Non-HFTD |  | Non-HFTD | Non-HFTD | 57 | 0.426 | 0.242 |  |  |  | 8.7425 | [13 empty] | 1 | [6 empty] | 1.0921 | 0.020767 | 1.6244 | [18 empty] | 5 | 1 | 11
| AIRWAYS 1107 | 252041107 | 75.4 | 44.1841 |  |  | 44.1841 | 31.216 | 12kV | Non-HFTD |  | Non-HFTD | Non-HFTD | 31.6 | 0.337 | 0.092 |  |  |  | 44.1841 | [11 empty] | 1 | [8 empty] | 1.4274 | 1.1023 | 1.5048 | [18 empty] | 15 | 27 | 6
| AIRWAYS 1108 | 252041108 | 23.2164 | 11.67 |  |  | 11.67 | 11.5464 | 12kV | Non-HFTD |  | Non-HFTD | Non-HFTD | 11.6 | 0.094 | 0 |  |  |  | 11.67 | [20 empty] | 0.209 |  | 0.16866 | [15 empty] | 3
| ALHAMBRA 1101 | 014101101 | 16.8303 | 8.4097 |  |  | 8.4097 | 8.4207 | 12kV | Non-HFTD |  | Non-HFTD | Non-HFTD | 146.9 | 1.384 | 1.182 |  |  |  | 8.4097 | [41 empty] | 1
| ALMADEN 1101 | 082311101 | 21.4289 | 18.2447 |  |  | 18.2447 | 3.1842 | 12kV | Non-HFTD |  | Non-HFTD | Non-HFTD | 26.4 | 0.078 | 0.995 |  |  |  | 18.2447 | [38 empty] | 490 |  |  | 5 | 1
| ALMADEN 1102 | 082311102 | 26.1028 | 21.8736 |  |  | 21.8736 | 4.2292 | 12kV | Non-HFTD |  | Non-HFTD | Non-HFTD | 152.7 | 0.371 | 2.061 |  |  |  | 21.8736 | [22 empty] | 0.042898 | [15 empty] | 113 |  |  | 3 | 2
| ALMADEN 1103 | 082311103 | 0.036147 |  |  |  |  | 0.036147 | 12kV | Non-HFTD |  | Non-HFTD | Non-HFTD | 152.7 | 0.371 | 2.061
| ALMADEN 1110 | 082311110 | 21.306 | 12.9144 |  |  | 12.9144 | 8.3915 | 12kV | Non-HFTD |  | Non-HFTD | Non-HFTD | 3.9 | 0.088 | 0.64 |  |  |  | 12.9144 | [21 empty] | 0.10614 | 0.051158 | [15 empty] | 520 |  |  | 2 | 1
| ALMADEN 1111 | 082311111 | 26.4497 | 9.8121 |  |  | 9.8121 | 16.6376 | 12kV | Non-HFTD |  | Non-HFTD | Non-HFTD | 294.2 | 1.883 | 0.423 |  |  |  | 9.8121 | [20 empty] | 0.16776 | 0.026346 | [16 empty] | 366 |  |  | 3 | 2 | 1
| ALPAUGH 1103 | 254001103 | 29.2517 | 27.7494 |  |  | 27.7494 | 1.5022 | 12kV | Non-HFTD |  | Non-HFTD | Non-HFTD | 408.3 | 1.675 | 1.649 |  |  |  | 27.7494 | [43 empty] | 4
| ALPAUGH 1104 | 254001104 | 59.7245 | 56.4112 |  |  | 56.4112 | 3.3133 | 12kV | Non-HFTD |  | Non-HFTD | Non-HFTD | 97.3 | 0.189 | 1.212 |  |  |  | 56.4112 | [20 empty] | 0.60692 | 0.060417 | 0.047856 | [18 empty] | 3 | 3 | 2
| ALPAUGH 1106 | 254001106 | 53.3681 | 52.837 |  |  | 52.837 | 0.53109 | 12kV | Non-HFTD |  | Non-HFTD | Non-HFTD | 226.3 | 1.202 | 2.623 |  |  |  | 52.837 | [13 empty] | 1 | [8 empty] | 0.015695 | [20 empty] | 4
| ALPINE 1101 | 163561101 | 7.4078 | 0.87372 |  |  | 0.87372 | 6.5341 | 12kV | Non-HFTD |  | Non-HFTD | Non-HFTD | 360.6 | 1.975 | 1 |  |  |  | 0.87372 | [41 empty] | 4
| ALPINE 1102 | 163561102 | 2.8803 |  |  |  |  | 2.8803 | 12kV | Non-HFTD |  | Non-HFTD | Non-HFTD | 426 | 2.181 | 1 | [47 empty] | 3
| AMES 1101 | 083901101 | 5.9448 | 0.12362 |  |  | 0.12362 | 5.8212 | 12kV | Non-HFTD |  | Non-HFTD | Non-HFTD | 0 | 0 | 0 |  |  |  | 0.12362 | [22 empty] | 0.28911 | [15 empty] | 5 |  |  |  |  | 3
| AMES 1102 | 083901102 | 9.3581 | 3.6198 |  |  | 3.6198 | 5.7383 | 12kV | Non-HFTD |  | Non-HFTD | Non-HFTD | 392.4 | 1.021 | 0.705 |  |  |  | 3.6198 | [12 empty] | 1 | [9 empty] | 0.086142 | [15 empty] | 102 |  |  | 2 | 2 | 4
| ANDERSON 1102 | 103261102 | 13.6463 | 3.7506 |  |  | 3.7506 | 9.8957 | 12kV | Non-HFTD |  | Non-HFTD | Non-HFTD | 8.8 | 0.099 | 0.489 |  |  |  | 3.7506 | [20 empty] | 0.0036153 | 0.32288 | 0.044947 | [6 empty] | ss2: 3.7506 |  |  |  | 2 | 6
| ANGIOLA 1102 | 252151102 | 36.2635 | 35.79 |  |  | 35.79 | 0.47354 | 12kV | Non-HFTD |  | Non-HFTD | Non-HFTD | 134.4 | 0.737 | 0.263 |  |  |  | 35.79 | [20 empty] | 0.0035519 | [20 empty] | 2 | 1
| ANGIOLA 1103 | 252151103 | 46.4466 | 45.9901 |  |  | 45.9901 | 0.45657 | 12kV | Non-HFTD |  | Non-HFTD | Non-HFTD | 373.8 | 1.043 | 7.214 |  |  |  | 45.9901 | [12 empty] | 1 | [7 empty] | 0.0225 | 0.16093 | [19 empty] | 3 | 1 | 1
| ANGIOLA 1104 | 252151104 | 20.2962 | 19.9674 |  |  | 19.9674 | 0.32882 | 12kV | Non-HFTD |  | Non-HFTD | Non-HFTD | 59.3 | 0.275 | 0 |  |  |  | 19.9674
| ANITA 1101 | 102841101 | 38.5844 | 35.6607 |  |  | 35.6607 | 2.9236 | 12kV | Non-HFTD |  | Non-HFTD | Non-HFTD | 5.8 | 0.115 | 0 |  |  |  | 35.6607 | [21 empty] | 0.70453 | 0.41233 | [6 empty] | ss2: 0.6 |  |  |  |  | 2
| ANITA 1102 | 102841102 | 35.591 | 35.5806 |  |  | 35.5806 | 0.010316 | 12kV | Non-HFTD |  | Non-HFTD | Non-HFTD | 87.3 | 0.279 | 0.93 |  |  |  | 35.5806 | [11 empty] | 2 | [17 empty] | ss2: 0.05 |  |  |  | 1
| ANITA 1105 | 102841105 | 31.3077 | 15.9881 |  |  | 15.9881 | 15.3196 | 12kV | Non-HFTD |  | Non-HFTD | Non-HFTD | 105.4 | 1.166 | 1.418 |  |  |  | 15.9881 | [20 empty] | 0.01408 | 0.53232 | 0.38151 | [6 empty] | ss2: 7.7408 |  |  |  | 1 | 1 | 4
| ANTELOPE 1102 | 252021102 | 25.5373 | 25.3397 |  |  | 25.3397 | 0.19761 | 12kV | Non-HFTD |  | Non-HFTD | Non-HFTD | 470.8 | 2.043 | 2 |  |  |  | 25.3397 | [41 empty] | 2
| ARANA 0401 | 083010401 | 4.023 | 3.3951 |  |  | 3.3951 | 0.62787 | 4.16kV | Non-HFTD |  | Non-HFTD | Non-HFTD | 7.4 | 0.054 | 4.988 |  |  |  | 3.3951 | [38 empty] | 248 |  |  | 1
| ARANA 0402 | 083010402 | 4.09 | 2.9789 |  |  | 2.9789 | 1.1111 | 4.16kV | Non-HFTD |  | Non-HFTD | Non-HFTD | 783.8 | 0.998 | 7.989 |  |  |  | 2.9789 | [38 empty] | 124 |  |  | 1 |  | 2
| ARBUCKLE 1101 | 062081101 | 46.2719 | 42.7793 |  |  | 42.7793 | 3.4925 | 12kV | Non-HFTD |  | Non-HFTD | Non-HFTD | 21.3 | 0.031 | 0.998 |  |  |  | 42.7793 | [20 empty] | 0.024422 | 0.053868 | [16 empty] | 676 |  |  | 3 | 8 | 3
| ARBUCKLE 1102 | 062081102 | 62.6051 | 62.3502 |  |  | 62.3502 | 0.25489 | 12kV | Non-HFTD |  | Non-HFTD | Non-HFTD | 188.2 | 0.747 | 1.423 |  |  |  | 62.3502 | [21 empty] | 0.0044816 | [16 empty] | 409 |  |  |  | 7
| ARBUCKLE 1103 | 062081103 | 0.042474 | 0.042474 |  |  | 0.042474 | 0 | 12kV | Non-HFTD |  | Non-HFTD | Non-HFTD | 0 | 0 | 0 |  |  |  | 0.042474
| ARCATA 1105 | 192021105 | 53.2551 | 44.2277 |  |  | 44.2277 | 9.0274 | 12kV | Non-HFTD |  | Non-HFTD | Non-HFTD | 24.5 | 0.114 | 0 |  |  |  | 44.2277 | [20 empty] | 0.15168 | 0.19027 | [16 empty] | 305 |  |  | 4 | 3
| ARCATA 1106 | 192021106 | 14.5827 | 10.344 |  |  | 10.344 | 4.2387 | 12kV | Non-HFTD |  | Non-HFTD | Non-HFTD | 2.4 | 0.065 | 0.025 |  |  |  | 10.344 | [20 empty] | 0.15532 | [17 empty] | 152 |  |  | 5 | 2 | 1
| ARCATA 1123 | 192021123 | 6.3275 | 6.1757 |  |  | 6.1757 | 0.15179 | 12kV | Non-HFTD |  | Non-HFTD | Non-HFTD | 251.8 | 1.242 | 0 |  |  |  | 6.1757
| ARCATA 1124 | 192021124 | 0.002643 | 0.002643 |  |  | 0.002643 | 0 | 12kV | Non-HFTD |  | Non-HFTD | Non-HFTD | 251.8 | 1.242 | 0 |  |  |  | 0.002643
| ARVIN 1101 | 253801101 | 32.7746 | 29.7133 |  | 0.10293 | 29.6103 | 3.0614 | 12kV | Non-HFTD |  | 0.38983 | N/A | 7.6 | 0.019 | 0 |  |  |  | 29.6103 | 0.10293 | [21 empty] | 0.013621 | [15 empty] | 13 |  |  |  | 3 | 3
| ARVIN 1102 | 253801102 | 18.5769 | 17.8675 |  |  | 17.8675 | 0.70934 | 12kV | Non-HFTD |  | Non-HFTD | Non-HFTD | 68.9 | 0.162 | 0 |  |  |  | 17.8675 | [38 empty] | 129 |  |  |  | 2
| ARVIN 1103 | 253801103 | 13.4944 | 13.2498 |  |  | 13.2498 | 0.24453 | 12kV | Non-HFTD |  | Non-HFTD | Non-HFTD | 191.1 | 2.148 | 0 |  |  |  | 13.2498 | [22 empty] | 0.0037732 | [15 empty] | 190 |  |  | 1 |  | 2
| ASHLAN AVE 1102 | 252051102 | 14.8031 | 13.1954 |  |  | 13.1954 | 1.6078 | 12kV | Non-HFTD |  | Non-HFTD | Non-HFTD | 50.5 | 0.24 | 3.07 |  |  |  | 13.1954 | [38 empty] | 4 |  |  |  | 2 | 1
| ASHLAN AVE 1103 | 252051103 | 11.7493 | 9.2719 |  |  | 9.2719 | 2.4774 | 12kV | Non-HFTD |  | Non-HFTD | Non-HFTD | 20.7 | 0.141 | 2.863 |  |  |  | 9.2719 | [38 empty] | 470 |  |  |  | 1
| ASHLAN AVE 1104 | 252051104 | 15.8619 | 14.1464 |  |  | 14.1464 | 1.7155 | 12kV | Non-HFTD |  | Non-HFTD | Non-HFTD | 144.9 | 1.86 | 1.001 |  |  |  | 14.1464 | [21 empty] | 0.038264 | 0.11237 | [18 empty] | 1 |  | 5
| ASHLAN AVE 1106 | 252051106 | 20.7525 | 17.3902 |  |  | 17.3902 | 3.3623 | 12kV | Non-HFTD |  | Non-HFTD | Non-HFTD | 21.9 | 0.283 | 1.735 |  |  |  | 17.3902 | [11 empty] | 1 | [8 empty] | 0.010929 | 0.17947 | [16 empty] | 25 |  |  | 1 | 2
| ASHLAN AVE 1107 | 252051107 | 11.5896 | 8.3156 |  |  | 8.3156 | 3.274 | 12kV | Non-HFTD |  | Non-HFTD | Non-HFTD | 96.7 | 2.034 | 0.417 |  |  |  | 8.3156 | [21 empty] | 0.011203 | [19 empty] | 1 | 1
| ASHLAN AVE 1108 | 252051108 | 14.0881 | 11.6549 |  |  | 11.6549 | 2.4332 | 12kV | Non-HFTD |  | Non-HFTD | Non-HFTD | 69.7 | 0.52 | 0.721 |  |  |  | 11.6549 | [20 empty] | 0.19575 |  | 0.091505 | [18 empty] | 7 |  | 2
| ASHLAN AVE 1109 | 252051109 | 25.3772 | 15.6573 |  |  | 15.6573 | 9.7199 | 12kV | Non-HFTD |  | Non-HFTD | Non-HFTD | 29.7 | 0.094 | 1 |  |  |  | 15.6573 | [21 empty] | 0.071097 | 0.062466 | [15 empty] | 74 |  |  |  | 2 | 2
| ASHLAN AVE 1111 | 252051111 | 12.0532 | 6.7546 |  |  | 6.7546 | 5.2986 | 12kV | Non-HFTD |  | Non-HFTD | Non-HFTD | 242.5 | 2.871 | 1.254 |  |  |  | 6.7546 | [12 empty] | 1 | [7 empty] | 0.014022 |  | 0.0067582 | [15 empty] | 260 |  |  | 1 |  | 1
| ASHLAN AVE 1112 | 252051112 | 25.3135 | 9.5405 |  |  | 9.5405 | 15.773 | 12kV | Non-HFTD |  | Non-HFTD | Non-HFTD | 13.4 | 0.123 | 0.645 |  |  |  | 9.5405 | [11 empty] | 1 | [8 empty] | 0.2993 |  | 0.043076 | [15 empty] | 166 |  |  | 1 |  | 1
| ASHLAN AVE 1113 | 252051113 | 26.3911 | 10.1332 |  |  | 10.1332 | 16.258 | 12kV | Non-HFTD |  | Non-HFTD | Non-HFTD | 0.3 | 0.001 | 1.461 |  |  |  | 10.1332 | [12 empty] | 3 | [8 empty] | 1.2568 | [16 empty] | 293 |  |  |  | 8 | 1
| ASHLAN AVE 1114 | 252051114 | 9.8393 | 8.3567 |  |  | 8.3567 | 1.4826 | 12kV | Non-HFTD |  | Non-HFTD | Non-HFTD | 31.7 | 0.162 | 0 |  |  |  | 8.3567 | [38 empty] | 13 |  |  | 1 |  | 3
| ASHLAN AVE 1116 | 252051116 | 19.7105 | 19.051 |  |  | 19.051 | 0.65948 | 12kV | Non-HFTD |  | Non-HFTD | Non-HFTD | 22.7 | 0.191 | 0.741 |  |  |  | 19.051
| ASHLAN AVE 2101 | 252052101 | 13.4955 | 2.2384 |  |  | 2.2384 | 11.2571 | 21kV | Non-HFTD |  | Non-HFTD | Non-HFTD | 124.6 | 1.101 | 0 |  |  |  | 2.2384 | [20 empty] | 0.12243 |  | 0.054471 | [15 empty] | 89
| ASHLAN AVE 2105 | 252052105 | 28.1021 | 16.394 |  |  | 16.394 | 11.7082 | 21kV | Non-HFTD |  | Non-HFTD | Non-HFTD | 86.5 | 0.474 | 2.03 |  |  |  | 16.394 | [20 empty] | 0.063288 | [17 empty] | 670 |  |  | 2
| ASHLAN AVE 2110 | 252052110 | 18.4972 | 6.8784 |  |  | 6.8784 | 11.6188 | 21kV | Non-HFTD |  | Non-HFTD | Non-HFTD | 117.9 | 0.877 | 2.813 |  |  |  | 6.8784 | [22 empty] | 0.15314 | [15 empty] | 291 |  |  |  |  | 3
| ASHLAN AVE 2115 | 252052115 | 9.8593 | 5.5113 |  |  | 5.5113 | 4.348 | 21kV | Non-HFTD |  | Non-HFTD | Non-HFTD | 11.5 | 0.083 | 1 |  |  |  | 5.5113 | [21 empty] | 0.031079 | [16 empty] | 221 |  |  |  | 1
| ASHLAN AVE 2117 | 252052117 | 19.5264 | 1.8804 |  |  | 1.8804 | 17.6459 | 21kV | Non-HFTD |  | Non-HFTD | Non-HFTD | 47 | 0.259 | 0.271 |  |  |  | 1.8804 | [20 empty] | 0.2811 | 1.328 | [16 empty] | 64 |  |  | 1 |  | 3
| ASHLAN AVE 2118 | 252052118 | 16.4785 | 9.562 |  |  | 9.562 | 6.9165 | 21kV | Non-HFTD |  | Non-HFTD | Non-HFTD | 136.4 | 1.737 | 0.356 |  |  |  | 9.562 | [20 empty] | 0.017336 | 0.023816 | [16 empty] | 491 |  |  | 3 | 1
| ASHLAN AVE 2119 | 252052119 | 21.8241 | 14.1628 |  |  | 14.1628 | 7.6613 | 21kV | Non-HFTD |  | Non-HFTD | Non-HFTD | 28.3 | 0.353 | 0 |  |  |  | 14.1628 | [21 empty] | 0.15668 | 0.23202 | [15 empty] | 648 |  |  | 4 | 5 | 5
| ATASCADERO 1102 | 182541102 | 16.336 | 12.135 |  | 0.96155 | 11.1734 | 4.201 | 12kV | Non-HFTD |  | 0.0050827 | 1.7062e-05 | 83 | 1.006 | 0 |  |  |  | 11.1734 | 0.96155 | [10 empty] | 1 | [9 empty] | 0.031352 |  |  | 0.041689 | [17 empty] | 1 | 3 |  | 1
| ATWATER 1102 | 253611102 | 85.3833 | 84.4602 |  |  | 84.4602 | 0.92316 | 12kV | Non-HFTD |  | Non-HFTD | Non-HFTD | 228.5 | 0.756 | 2.581 |  |  |  | 84.4602 | [20 empty] | 0.0029492 | [17 empty] | 599 |  |  | 2 |  | 1
| ATWATER 1103 | 253611103 | 53.9253 | 38.0177 |  |  | 38.0177 | 15.9076 | 12kV | Non-HFTD |  | Non-HFTD | Non-HFTD | 52.9 | 0.263 | 1.031 |  |  |  | 38.0177 | [12 empty] | 1 | [7 empty] | 0.046502 |  | 0.064289 | [18 empty] | 4 | 1 | 2
| ATWATER 1104 | 253611104 | 27.8855 | 12.9211 |  |  | 12.9211 | 14.9644 | 12kV | Non-HFTD |  | Non-HFTD | Non-HFTD | 38.7 | 1.206 | 0 |  |  |  | 12.9211 | [11 empty] | 2 | [29 empty] | 2 | 3 | 6
| ATWATER 1105 | 253611105 | 31.7578 | 13.1283 |  |  | 13.1283 | 18.6296 | 12kV | Non-HFTD |  | Non-HFTD | Non-HFTD | 55.1 | 0.413 | 0.982 |  |  |  | 13.1283 | [20 empty] | 0.3179 |  | 0.027908 | [15 empty] | 137 |  |  | 6 |  | 3
| ATWATER 1106 | 253611106 | 48.3135 | 35.075 |  |  | 35.075 | 13.2386 | 12kV | Non-HFTD |  | Non-HFTD | Non-HFTD | 25.1 | 0.244 | 0.244 |  |  |  | 35.075 | [20 empty] | 0.054162 | [17 empty] | 98 |  |  | 5 | 1 | 4
| ATWATER 1107 | 253611107 | 48.1818 | 30.5777 |  |  | 30.5777 | 17.6041 | 12kV | Non-HFTD |  | Non-HFTD | Non-HFTD | 17.6 | 0.204 | 0.308 |  |  |  | 30.5777
| ATWATER 1108 | 253611108 | 67.4514 | 61.1474 |  |  | 61.1474 | 6.304 | 12kV | Non-HFTD |  | Non-HFTD | Non-HFTD | 142.2 | 1.082 | 2.99 |  |  |  | 61.1474 | [38 empty] | 442 |  |  | 8 | 1 | 2
| AVENA 1701 | 163571701 | 91.9464 | 90.7493 |  |  | 90.7493 | 1.1971 | 17kV | Non-HFTD |  | Non-HFTD | Non-HFTD | 229.8 | 1.545 | 1.791 |  |  |  | 90.7493 | [11 empty] | 8 | [8 empty] | 0.22983 | 0.042409 | 0.013409 | [15 empty] | 191 |  |  | 3 | 10 | 3
| AVENA 1702 | 163571702 | 81.1226 | 80.5339 |  |  | 80.5339 | 0.58864 | 17kV | Non-HFTD |  | Non-HFTD | Non-HFTD | 31.1 | 0.146 | 2.394 |  |  |  | 80.5339 | [11 empty] | 2 | [8 empty] | 0.012026 | 0.013604 | [16 empty] | 107 |  |  | 3 | 3 | 2
| AVENAL 2101 | 255002101 | 67.6913 | 63.2096 |  |  | 63.2096 | 4.4817 | 21kV | Non-HFTD |  | Non-HFTD | Non-HFTD | 256.4 | 3.09 | 13.832 |  |  |  | 63.2096 | [22 empty] | 0.010418 | [19 empty] | 3 | 5
| AVENAL 2102 | 255002102 | 2.5823 | 2.4695 |  |  | 2.4695 | 0.11287 | 21kV | Non-HFTD |  | Non-HFTD | Non-HFTD | 256.4 | 3.09 | 13.832 |  |  |  | 2.4695
| AVENAL 2103 | 255002103 | 2.5709 | 2.4623 |  |  | 2.4623 | 0.10862 | 21kV | Non-HFTD |  | Non-HFTD | Non-HFTD | 256.4 | 3.09 | 13.832 |  |  |  | 2.4623
| BABEL 0401 | 013850401 | 4.6983 | 4.0079 |  |  | 4.0079 | 0.69034 | 4.16kV | Non-HFTD |  | Non-HFTD | Non-HFTD | 24.7 | 0.765 | 0.902 |  |  |  | 4.0079 | [43 empty] | 1
| BAHIA 1101 | 043251101 | 45.6396 | 3.0642 |  |  | 3.0642 | 42.5754 | 12kV | Non-HFTD |  | Non-HFTD | Non-HFTD | 9.9 | 0.044 | 0 |  |  |  | 3.0642 | [20 empty] | 0.067844 | [17 empty] | 15 |  |  |  |  | 1
| BAHIA 1102 | 043251102 | 25.8841 | 14.1349 |  |  | 14.1349 | 11.7492 | 12kV | Non-HFTD |  | Non-HFTD | Non-HFTD | 192.5 | 1.609 | 0.135 |  |  |  | 14.1349 | [21 empty] | 0.087812 | 0.12038 | [15 empty] | 326 |  |  | 4 |  | 8
| BAHIA 1103 | 043251103 | 18.8358 | 11.0517 |  |  | 11.0517 | 7.7841 | 12kV | Non-HFTD |  | Non-HFTD | Non-HFTD | 274.3 | 1.815 | 2.745 |  |  |  | 11.0517 | [20 empty] | 0.15373 | 0.011802 | 0.036616 | [15 empty] | 12 |  |  | 6 | 5 | 7
| BAHIA 1104 | 043251104 | 53.5094 | 18.3888 |  |  | 18.3888 | 35.1206 | 12kV | Non-HFTD |  | Non-HFTD | Non-HFTD | 41.6 | 0.905 | 0 |  |  |  | 18.3888 | [12 empty] | 1 | [7 empty] | 0.17962 | 0.95603 | [16 empty] | 326 |  |  | 1 | 9
| BAHIA 1105 | 043251105 | 24.2145 | 13.9784 |  |  | 13.9784 | 10.2361 | 12kV | Non-HFTD |  | Non-HFTD | Non-HFTD | 18.1 | 0.41 | 1.265 |  |  |  | 13.9784 | [20 empty] | 0.088932 | [17 empty] | 22 |  |  |  | 1 | 5
| BAIR 1101 | 024261101 | 0.51726 | 0.055851 |  |  | 0.055851 | 0.46141 | 12kV | Non-HFTD |  | Non-HFTD | Non-HFTD | 99.4 | 1.226 | 0 |  |  |  | 0.055851
| BAIR 1102 | 024261102 | 5.2929 |  |  |  |  | 5.2929 | 12kV | Non-HFTD |  | Non-HFTD | Non-HFTD | 74.1 | 1 | 0 | [24 empty] | 0.0043772 | [22 empty] | 1
| BAIR 1103 | 024261103 | 6.4975 | 0.53434 |  |  | 0.53434 | 5.9631 | 12kV | Non-HFTD |  | Non-HFTD | Non-HFTD | 107.8 | 0.842 | 0 |  |  |  | 0.53434 | [41 empty] | 12 | 16
| BAIR 1104 | 024261104 | 2.664 |  |  |  |  | 2.664 | 12kV | Non-HFTD |  | Non-HFTD | Non-HFTD | 0 | 0 | 0 | [45 empty] | 5
| BAIR 1105 | 024261105 | 7.687 | 2.2969 |  |  | 2.2969 | 5.3901 | 12kV | Non-HFTD |  | Non-HFTD | Non-HFTD | 14.4 | 0.099 | 0 |  |  |  | 2.2969 | [20 empty] | 0.33127 |  | 0.17942 | [18 empty] | 5 |  | 3
| BAKERSFIELD 1101 | 253371101 | 8.7332 | 7.4461 |  |  | 7.4461 | 1.2871 | 12kV | Non-HFTD |  | Non-HFTD | Non-HFTD | 537.8 | 3.764 | 1.999 |  |  |  | 7.4461
| BAKERSFIELD 1102 | 253371102 | 18.0479 | 17.5507 |  |  | 17.5507 | 0.49722 | 12kV | Non-HFTD |  | Non-HFTD | Non-HFTD | 163.8 | 2.529 | 1.001 |  |  |  | 17.5507
| BAKERSFIELD 1105 | 253371105 | 7.1807 | 6.4334 |  |  | 6.4334 | 0.74732 | 12kV | Non-HFTD |  | Non-HFTD | Non-HFTD | 99.1 | 1.141 | 0 |  |  |  | 6.4334 | [13 empty] | 2 | [8 empty] | 0.0091745 | [19 empty] | 1 | 2
| BAKERSFIELD 1106 | 253371106 | 12.0985 | 11.8161 |  |  | 11.8161 | 0.28239 | 12kV | Non-HFTD |  | Non-HFTD | Non-HFTD | 90.7 | 1.569 | 2.716 |  |  |  | 11.8161 | [13 empty] | 1 | [8 empty] | 0.011731 | [20 empty] | 2
| BAKERSFIELD 1107 | 253371107 | 6.0055 | 3.6794 |  |  | 3.6794 | 2.3261 | 12kV | Non-HFTD |  | Non-HFTD | Non-HFTD | 13.7 | 0.014 | 0 |  |  |  | 3.6794 | [20 empty] | 0.066848
| BAKERSFIELD 1110 | 253371110 | 11.7717 | 5.9619 |  |  | 5.9619 | 5.8098 | 12kV | Non-HFTD |  | Non-HFTD | Non-HFTD | 11.6 | 0.103 | 2.992 |  |  |  | 5.9619 | [20 empty] | 0.20633 | 0.17489 | [19 empty] | 2 | 1
| BAKERSFIELD 1114 | 253371114 | 16.1206 | 15.6945 |  |  | 15.6945 | 0.42608 | 12kV | Non-HFTD |  | Non-HFTD | Non-HFTD | 164.7 | 2.167 | 1.534 |  |  |  | 15.6945 | [20 empty] | 0.0042303 |  | 0.056858 | [18 empty] | 2 |  | 2
| BAKERSFIELD 1115 | 253371115 | 7.8948 | 5.6946 |  |  | 5.6946 | 2.2002 | 12kV | Non-HFTD |  | Non-HFTD | Non-HFTD | 31.4 | 0.079 | 2.002 |  |  |  | 5.6946 | [20 empty] | 0.013967 | [20 empty] | 4 | 1 | 2
| BAKERSFIELD 1116 | 253371116 | 18.0884 | 16.8277 |  |  | 16.8277 | 1.2606 | 12kV | Non-HFTD |  | Non-HFTD | Non-HFTD | 12.9 | 0.034 | 0.643 |  |  |  | 16.8277 | [21 empty] | 0.0088763 | 0.029667 | [18 empty] | 1 | 6
| BAKERSFIELD 1118 | 253371118 | 19.7476 | 11.4197 |  |  | 11.4197 | 8.3279 | 12kV | Non-HFTD |  | Non-HFTD | Non-HFTD | 179.5 | 1.049 | 3.772 |  |  |  | 11.4197 | [21 empty] | 0.045335 | 0.049295 | [19 empty] | 1 | 1
| BAKERSFIELD 2104 | 253372104 | 41.9701 | 34.9531 |  |  | 34.9531 | 7.017 | 21kV | Non-HFTD |  | Non-HFTD | Non-HFTD | 336.1 | 4.261 | 6.456 |  |  |  | 34.9531 | [13 empty] | 2 | [6 empty] | 0.0065226 | 0.016432 | 0.0034243 | [18 empty] | 5 | 2 | 1
| BAKERSFIELD 2106 | 253372106 | 33.0763 | 31.681 |  |  | 31.681 | 1.3953 | 21kV | Non-HFTD |  | Non-HFTD | Non-HFTD | 26.3 | 0.27 | 2.66 |  |  |  | 31.681 | [20 empty] | 0.030296 | [20 empty] | 3
| BAKERSFIELD 2107 | 253372107 | 0.011857 | 0.011857 |  |  | 0.011857 | 0 | 21kV | Non-HFTD |  | Non-HFTD | Non-HFTD | 26.3 | 0.27 | 2.66 |  |  |  | 0.011857
| BAKERSFIELD 2108 | 253372108 | 0.15615 |  |  |  |  | 0.15615 | 21kV | Non-HFTD |  | Non-HFTD | Non-HFTD | 26.3 | 0.27 | 2.66
| BAKERSFIELD 2109 | 253372109 | 36.9154 | 32.0924 |  |  | 32.0924 | 4.8229 | 21kV | Non-HFTD |  | Non-HFTD | Non-HFTD | 211 | 3.885 | 9.17 |  |  |  | 32.0924 | [11 empty] | 1 | [8 empty] | 0.031217 |  | 0.17212 | [15 empty] | 327 |  |  | 7 | 3 | 6
| BALFOUR 1101 | 014321101 | 56.2005 | 51.6311 |  |  | 51.6311 | 4.5694 | 12kV | Non-HFTD |  | Non-HFTD | Non-HFTD | 456.3 | 1.985 | 0.092 |  |  |  | 51.6311 | [21 empty] | 0.021367 | 0.23228 | [15 empty] | 504 |  |  | 1 | 3 | 8
| BANCROFT 0401 | 013030401 | 9.7213 | 8.2209 |  | 0.002308 | 8.2186 | 1.5004 | 4.16kV | Non-HFTD |  | 5.1467e-05 | N/A | 522.9 | 1.18 | 2 |  |  |  | 8.2186 | 0.002308 | [40 empty] | 1 | 2
| BANTA 1101 | 162471101 | 23.3601 | 23.1483 |  |  | 23.1483 | 0.21177 | 12kV | Non-HFTD |  | Non-HFTD | Non-HFTD | 98 | 0.547 | 1.258 |  |  |  | 23.1483 | [38 empty] | 358 |  |  | 1 |  | 1
| BANTA 1102 | 162471102 | 17.9203 | 15.2167 |  |  | 15.2167 | 2.7035 | 12kV | Non-HFTD |  | Non-HFTD | Non-HFTD | 10.3 | 0.136 | 0 |  |  |  | 15.2167 | [20 empty] | 0.1324 | 0.30298 | [16 empty] | 86 |  |  | 2 | 2
| BANTA 1103 | 162471103 | 61.2248 | 60.0876 |  |  | 60.0876 | 1.1371 | 12kV | Non-HFTD |  | Non-HFTD | Non-HFTD | 241.1 | 1.483 | 1.716 |  |  |  | 60.0876 | [22 empty] | 0.0094005 | [15 empty] | 541 |  |  | 2 | 2 | 9
| BARRETT 0401 | 013020401 | 6.7429 | 6.5757 |  |  | 6.5757 | 0.16721 | 4.16kV | Non-HFTD |  | Non-HFTD | Non-HFTD | 170 | 3 | 6.999 |  |  |  | 6.5757
| BARRETT 0402 | 013020402 | 6.9325 | 5.8929 |  |  | 5.8929 | 1.0397 | 4.16kV | Non-HFTD |  | Non-HFTD | Non-HFTD | 284.6 | 3.658 | 7.716 |  |  |  | 5.8929 | [41 empty] | 2
| BARRY 1101 | 152111101 | 34.8957 | 32.0195 |  |  | 32.0195 | 2.8762 | 12kV | Non-HFTD |  | Non-HFTD | Non-HFTD | 417.8 | 2.487 | 1 |  |  |  | 32.0195 | [42 empty] | 2 | 1
| BARRY 1102 | 152111102 | 17.9971 | 17.7128 |  |  | 17.7128 | 0.28433 | 12kV | Non-HFTD |  | Non-HFTD | Non-HFTD | 616.8 | 3.118 | 0 |  |  |  | 17.7128 | [11 empty] | 1 |  | 1 | [29 empty] | 1
| BARRY 1103 | 152111103 | 33.4637 | 33.0617 |  |  | 33.0617 | 0.40201 | 12kV | Non-HFTD |  | Non-HFTD | Non-HFTD | 193.3 | 1.633 | 1.314 |  |  |  | 33.0617 | [13 empty] | 1 | [29 empty] | 1
| BARTON 1101 | 253571101 | 13.502 | 5.9753 |  |  | 5.9753 | 7.5267 | 12kV | Non-HFTD |  | Non-HFTD | Non-HFTD | 158.1 | 1.068 | 0 |  |  |  | 5.9753 | [20 empty] | 0.02187 | [20 empty] | 1 |  | 1
| BARTON 1102 | 253571102 | 12.7491 | 4.4902 |  |  | 4.4902 | 8.2589 | 12kV | Non-HFTD |  | Non-HFTD | Non-HFTD | 33.8 | 0.546 | 0 |  |  |  | 4.4902 | [41 empty] | 2 | 3 | 1
| BARTON 1104 | 253571104 | 14.4761 | 11.6686 |  |  | 11.6686 | 2.8075 | 12kV | Non-HFTD |  | Non-HFTD | Non-HFTD | 111 | 2.009 | 5.715 |  |  |  | 11.6686 | [42 empty] | 1 | 1
| BARTON 1105 | 253571105 | 20.4453 | 4.7786 |  |  | 4.7786 | 15.6667 | 12kV | Non-HFTD |  | Non-HFTD | Non-HFTD | 32.5 | 0.159 | 0 |  |  |  | 4.7786 | [20 empty] | 0.0371 | 1.2445 | 1.1605 | [18 empty] | 3 | 31 | 4
| BARTON 1106 | 253571106 | 7.3735 | 5.9574 |  |  | 5.9574 | 1.4161 | 12kV | Non-HFTD |  | Non-HFTD | Non-HFTD | 10.6 | 0.083 | 1.001 |  |  |  | 5.9574 | [22 empty] | 0.062335 | [18 empty] | 1
| BARTON 1108 | 253571108 | 22.1855 | 18.7858 |  |  | 18.7858 | 3.3997 | 12kV | Non-HFTD |  | Non-HFTD | Non-HFTD | 124.3 | 1.823 | 0.952 |  |  |  | 18.7858 | [11 empty] | 1 | [10 empty] | 0.0050731 | [18 empty] | 2 |  | 1
| BARTON 1109 | 253571109 | 15.9595 | 7.1663 |  |  | 7.1663 | 8.7932 | 12kV | Non-HFTD |  | Non-HFTD | Non-HFTD | 0.9 | 0.025 | 1.017 |  |  |  | 7.1663 | [22 empty] | 0.020381 | [20 empty] | 1
| BARTON 1110 | 253571110 | 20.372 | 16.3378 |  |  | 16.3378 | 4.0342 | 12kV | Non-HFTD |  | Non-HFTD | Non-HFTD | 69 | 1.147 | 1.729 |  |  |  | 16.3378 | [20 empty] | 0.004456 | [20 empty] | 3 | 1
| BARTON 1111 | 253571111 | 25.1473 | 15.5623 |  |  | 15.5623 | 9.585 | 12kV | Non-HFTD |  | Non-HFTD | Non-HFTD | 92 | 2.335 | 0.842 |  |  |  | 15.5623 | [21 empty] | 0.061234 | [19 empty] | 2 | 1 | 1
| BARTON 1112 | 253571112 | 14.354 | 3.3668 |  |  | 3.3668 | 10.9872 | 12kV | Non-HFTD |  | Non-HFTD | Non-HFTD | 118.5 | 1.136 | 0 |  |  |  | 3.3668 | [20 empty] | 0.088043 | 0.23613 | [20 empty] | 5 | 1
| BARTON 1114 | 253571114 | 18.6283 | 12.8291 |  |  | 12.8291 | 5.7992 | 12kV | Non-HFTD |  | Non-HFTD | Non-HFTD | 15.6 | 0.15 | 0 |  |  |  | 12.8291 | [13 empty] | 1 | [6 empty] | 0.0062488 | 0.02639 | 0.046401 | [18 empty] | 11 | 5 | 2
| BARTON 1115 | 253571115 | 36.5205 | 15.2909 |  |  | 15.2909 | 21.2296 | 12kV | Non-HFTD |  | Non-HFTD | Non-HFTD | 39.8 | 0.645 | 1.073 |  |  |  | 15.2909 | [20 empty] | 0.82618 | 0.083157 | 1.3848 | [18 empty] | 16 |  | 5
| BARTON 1116 | 253571116 | 17.2498 | 9.315 |  |  | 9.315 | 7.9348 | 12kV | Non-HFTD |  | Non-HFTD | Non-HFTD | 66.2 | 0.796 | 2.34 |  |  |  | 9.315 | [21 empty] | 0.0077131 | 0.039346 | [15 empty] | 7 |  |  |  | 1
| BASALT 1101 | 042461101 | 19.2381 | 10.9254 |  |  | 10.9254 | 8.3127 | 12kV | Non-HFTD |  | Non-HFTD | Non-HFTD | 169.3 | 1.287 | 0 |  |  |  | 10.9254 | [20 empty] | 0.70897 | 1.2807 | 0.091039 | [18 empty] | 13 | 13 | 2
| BASALT 1104 | 042461104 | 1.1051 | 0.66863 |  |  | 0.66863 | 0.43645 | 12kV | Non-HFTD |  | Non-HFTD | Non-HFTD | 1173 | 32 | 120 |  |  |  | 0.66863 | [41 empty] | 3
| BASALT 1105 | 042461105 | 10.6102 | 1.7147 |  |  | 1.7147 | 8.8954 | 12kV | Non-HFTD |  | Non-HFTD | Non-HFTD | 0 | 0 | 0 |  |  |  | 1.7147 | [20 empty] | 0.22262 | 0.16503 | 0.18904 | [18 empty] | 3 | 3 | 7
| BATAVIA 1101 | 068661101 | 0.078752 | 0.078752 |  |  | 0.078752 | 0 | 12kV | Non-HFTD |  | Non-HFTD | Non-HFTD | 32 | 0.138 | 0.133 |  |  |  | 0.078752
| BAY MEADOWS 1102 | 024011102 | 9.3619 | 5.0244 |  |  | 5.0244 | 4.3375 | 12kV | Non-HFTD |  | Non-HFTD | Non-HFTD | 0 | 0 | 0 |  |  |  | 5.0244 | [20 empty] | 0.060088 | [20 empty] | 2 | 1
| BAY MEADOWS 1103 | 024011103 | 9.3891 | 6.8322 |  |  | 6.8322 | 2.5569 | 12kV | Non-HFTD |  | Non-HFTD | Non-HFTD | 180.4 | 1.778 | 2.317 |  |  |  | 6.8322 | [12 empty] | 2 | [8 empty] | 0.050783 | [21 empty] | 1
| BAY MEADOWS 1104 | 024011104 | 19.7642 | 16.7162 |  |  | 16.7162 | 3.048 | 12kV | Non-HFTD |  | Non-HFTD | Non-HFTD | 56.3 | 0.422 | 0.534 |  |  |  | 16.7162 | [12 empty] | 1 | [8 empty] | 0.017414 | 0.12728 | [18 empty] | 2 | 9 | 2
| BAY MEADOWS 1105 | 024011105 | 11.1897 | 6.6315 |  |  | 6.6315 | 4.5582 | 12kV | Non-HFTD |  | Non-HFTD | Non-HFTD | 65.6 | 0.419 | 1.295 |  |  |  | 6.6315 | [41 empty] | 1 |  | 2
| BAY MEADOWS 1106 | 024011106 | 34.4569 | 0.86263 |  |  | 0.86263 | 33.5942 | 12kV | Non-HFTD |  | Non-HFTD | Non-HFTD | 56.4 | 0.616 | 0 |  |  |  | 0.86263 | [20 empty] | 0.040451 | 0.71705 | 0.31175 | [18 empty] | 2 | 15 | 2
| BAY MEADOWS 1107 | 024011107 | 10.0856 | 3.1763 |  |  | 3.1763 | 6.9093 | 12kV | Non-HFTD |  | Non-HFTD | Non-HFTD | 96.4 | 0.338 | 0.913 |  |  |  | 3.1763 | [21 empty] | 0.026822 | 0.072101 | [19 empty] | 2 | 4
| BAY MEADOWS 1108 | 024011108 | 29.1308 | 1.0478 |  |  | 1.0478 | 28.083 | 12kV | Non-HFTD |  | Non-HFTD | Non-HFTD | 36.6 | 0.398 | 1.001 |  |  |  | 1.0478 | [21 empty] | 0.086696 | 0.14204 | [18 empty] | 1 | 1 | 2
| BAY MEADOWS 2101 | 024012101 | 17.7593 | 14.763 |  |  | 14.763 | 2.9964 | 21kV | Non-HFTD |  | Non-HFTD | Non-HFTD | 26.9 | 1.034 | 2.027 |  |  |  | 14.763 | [20 empty] | 0.017602 | 0.010723 | 0.0088045 | [19 empty] | 4
| BAY MEADOWS 2103 | 024012103 | 9.0704 | 0.0028409 |  |  | 0.0028409 | 9.0676 | 21kV | Non-HFTD |  | Non-HFTD | Non-HFTD | 0 | 0 | 0 |  |  |  | 0.0028409 | [20 empty] | 0.098919 | [20 empty] | 6
| BAY MEADOWS 2104 | 024012104 | 10.1454 |  |  |  |  | 10.1454 | 21kV | Non-HFTD |  | Non-HFTD | Non-HFTD | 0 | 0 | 0 | [24 empty] | 0.21882 | 0.23661 | 0.058237 | [18 empty] | 1 | 5 | 7
| BAY MEADOWS 2105 | 024012105 | 8.9484 |  |  |  |  | 8.9484 | 21kV | Non-HFTD |  | Non-HFTD | Non-HFTD | 62.3 | 0.631 | 0 | [24 empty] | 1.1139 |  | 0.051395 | [18 empty] | 1
| BAY MEADOWS 2106 | 024012106 | 9.0194 |  |  |  |  | 9.0194 | 21kV | Non-HFTD |  | Non-HFTD | Non-HFTD | 1.5 | 0.002 | 0 | [24 empty] | 2.1893 | [20 empty] | 12
| BAY MEADOWS 2107 | 024012107 | 0.057098 |  |  |  |  | 0.057098 | 21kV | Non-HFTD |  | Non-HFTD | Non-HFTD | 1.5 | 0.002 | 0
| BAYSHORE 3401 | 022893401 | 1.1185 |  |  |  |  | 1.1185 | 34.5kV | Non-HFTD |  | Non-HFTD | Non-HFTD | 0 | 0 | 0
| BAYSHORE 3402 | 022893402 | 1.1413 |  |  |  |  | 1.1413 | 34.5kV | Non-HFTD |  | Non-HFTD | Non-HFTD | 0 | 0 | 0
| BEACH (Q) 0402 | 022340402 | 4.5543 | 2.0354 |  |  | 2.0354 | 2.5189 | 4.16kV | Non-HFTD |  | Non-HFTD | Non-HFTD | 0 | 0 | 0 |  |  |  | 2.0354
| BECK STREET 0401 | 012640401 | 3.2585 | 1.5796 |  |  | 1.5796 | 1.6789 | 4.16kV | Non-HFTD |  | Non-HFTD | Non-HFTD | 864.2 | 3.156 | 4.996 |  |  |  | 1.5796 | [11 empty] | 3 | [29 empty] | 1
| BELLE HAVEN 0401 | 024020401 | 10.4122 | 9.4267 |  |  | 9.4267 | 0.98549 | 4.16kV | Non-HFTD |  | Non-HFTD | Non-HFTD | 21.1 | 0.175 | 0 |  |  |  | 9.4267 | [12 empty] | 1 | [25 empty] | 286 |  |  |  | 1
| BELLE HAVEN 0402 | 024020402 | 6.4716 | 4.6675 |  |  | 4.6675 | 1.8041 | 4.16kV | Non-HFTD |  | Non-HFTD | Non-HFTD | 30.7 | 0.033 | 0.999 |  |  |  | 4.6675 | [12 empty] | 1 | [7 empty] | 0.0062854 | [17 empty] | 174
| BELLE HAVEN 0403 | 024020403 | 8.4724 | 5.5076 |  |  | 5.5076 | 2.9648 | 4.16kV | Non-HFTD |  | Non-HFTD | Non-HFTD | 8.9 | 0.113 | 0 |  |  |  | 5.5076 | [20 empty] | 0.3156 |  | 0.015768 | [15 empty] | 35 |  |  | 1 | 1
| BELLE HAVEN 0404 | 024020404 | 11.2112 | 8.6681 |  |  | 8.6681 | 2.5431 | 4.16kV | Non-HFTD |  | Non-HFTD | Non-HFTD | 49.4 | 0.097 | 1.958 |  |  |  | 8.6681 | [11 empty] | 2 | [8 empty] | 0.051135 | 0.10652 | 0.087256 | [15 empty] | 3 |  |  | 7 | 3 | 2
| BELLE HAVEN 0405 | 024020405 | 8.1446 | 7.416 |  |  | 7.416 | 0.72861 | 4.16kV | Non-HFTD |  | Non-HFTD | Non-HFTD | 19.2 | 0.011 | 0 |  |  |  | 7.416 | [22 empty] | 0.055577 | [15 empty] | 151 |  |  |  |  | 2
| BELLE HAVEN 0406 | 024020406 | 9.3034 | 9.2673 |  |  | 9.2673 | 0.036074 | 4.16kV | Non-HFTD |  | Non-HFTD | Non-HFTD | 19.8 | 0.999 | 0.007 |  |  |  | 9.2673 | [21 empty] | 0.021551 | [16 empty] | 24 |  |  | 1 | 2
| BELLE HAVEN 0407 | 024020407 | 7.5577 | 6.3046 |  |  | 6.3046 | 1.2531 | 4.16kV | Non-HFTD |  | Non-HFTD | Non-HFTD | 22.2 | 0.126 | 0 |  |  |  | 6.3046 | [21 empty] | 0.016695 | [16 empty] | 89
| BELLE HAVEN 0408 | 024020408 | 6.0607 | 5.2799 |  |  | 5.2799 | 0.78081 | 4.16kV | Non-HFTD |  | Non-HFTD | Non-HFTD | 160.8 | 1.421 | 0 |  |  |  | 5.2799 | [13 empty] | 2 | [24 empty] | 139 |  |  |  |  | 1
| BELLE HAVEN 0409 | 024020409 | 9.0544 | 3.8616 |  |  | 3.8616 | 5.1928 | 4.16kV | Non-HFTD |  | Non-HFTD | Non-HFTD | 26.7 | 0.028 | 1.001 |  |  |  | 3.8616 | [38 empty] | 121
| BELLE HAVEN 1101 | 024021101 | 2.8502 | 1.585 |  |  | 1.585 | 1.2651 | 12kV | Non-HFTD |  | Non-HFTD | Non-HFTD | 9.1 | 0.13 | 0 |  |  |  | 1.585
| BELLE HAVEN 1102 | 024021102 | 9.8309 | 1.6846 |  |  | 1.6846 | 8.1463 | 12kV | Non-HFTD |  | Non-HFTD | Non-HFTD | 12 | 0.4 | 2.071 |  |  |  | 1.6846 | [11 empty] | 1 | [8 empty] | 0.44134 | [20 empty] | 6
| BELLE HAVEN 1103 | 024021103 | 4.805 | 2.9026 |  |  | 2.9026 | 1.9024 | 12kV | Non-HFTD |  | Non-HFTD | Non-HFTD | 0 | 0 | 0 |  |  |  | 2.9026 | [11 empty] | 1 | 1 | [7 empty] | 0.37863 | 0.073259 | [16 empty] | 51 |  |  | 25 | 1
| BELLE HAVEN 1104 | 024021104 | 13.8849 | 5.6887 |  |  | 5.6887 | 8.1962 | 12kV | Non-HFTD |  | Non-HFTD | Non-HFTD | 148.8 | 2.039 | 1.708 |  |  |  | 5.6887 | [20 empty] | 0.10902 |  | 0.086856 | [15 empty] | 114 |  |  | 2 |  | 1
| BELLE HAVEN 1105 | 024021105 | 22.1244 | 10.6072 |  |  | 10.6072 | 11.5171 | 12kV | Non-HFTD |  | Non-HFTD | Non-HFTD | 106.1 | 1.179 | 1.35 |  |  |  | 10.6072 | [20 empty] | 0.48096 | [17 empty] | 278 |  |  | 9 | 1 | 4
| BELLE HAVEN 1106 | 024021106 | 28.7572 | 16.295 |  |  | 16.295 | 12.4622 | 12kV | Non-HFTD |  | Non-HFTD | Non-HFTD | 121.2 | 0.952 | 2.236 |  |  |  | 16.295 | [20 empty] | 0.12833 | 0.013336 | 1.0114 | [15 empty] | 42 |  |  | 9 | 5 | 18
| BELLE HAVEN 1107 | 024021107 | 5.3711 | 1.2726 |  |  | 1.2726 | 4.0986 | 12kV | Non-HFTD |  | Non-HFTD | Non-HFTD | 36.9 | 0.02 | 0 |  |  |  | 1.2726 | [21 empty] | 0.020459 | [16 empty] | 35 |  |  |  | 3
| BELLEVUE 1104 | 043181104 | 33.7305 | 12.5939 |  |  | 12.5939 | 21.1366 | 12kV | Non-HFTD |  | Non-HFTD | Non-HFTD | 176.2 | 1.718 | 1.493 |  |  |  | 12.5939 | [20 empty] | 0.18986 |  | 0.31786 | [15 empty] | 305 |  |  | 5 | 1 | 4
| BELLEVUE 2101 | 043182101 | 46.3335 | 15.7436 |  |  | 15.7436 | 30.5899 | 21kV | Non-HFTD |  | Non-HFTD | Non-HFTD | 54.2 | 0.705 | 0.053 |  |  |  | 15.7436 | [20 empty] | 0.047011 | 0.92833 | 0.074102 | [15 empty] | 318 |  |  | 3 | 14 | 7
| BELLEVUE 2105 | 043182105 | 38.1345 | 4.0157 |  |  | 4.0157 | 34.1188 | 21kV | Non-HFTD |  | Non-HFTD | Non-HFTD | 574.6 | 3.756 | 2 |  |  |  | 4.0157 | [20 empty] | 0.1119 |  | 0.09476 | [15 empty] | 152 |  |  | 7 | 8 | 4
| BELMONT 0401 | 024030401 | 7.2509 | 5.901 |  |  | 5.901 | 1.3499 | 4.16kV | Non-HFTD |  | Non-HFTD | Non-HFTD | 81.3 | 0.435 | 0 |  |  |  | 5.901 | [11 empty] | 1 | [8 empty] | 0.2387 | [20 empty] | 3
| BELMONT 0402 | 024030402 | 7.7095 | 6.9579 |  |  | 6.9579 | 0.75162 | 4.16kV | Non-HFTD |  | Non-HFTD | Non-HFTD | 57.5 | 0.153 | 1.986 |  |  |  | 6.9579 | [41 empty] | 1 | 5
| BELMONT 0403 | 024030403 | 5.5889 | 4.658 |  |  | 4.658 | 0.93093 | 4.16kV | Non-HFTD |  | Non-HFTD | Non-HFTD | 118.8 | 0.986 | 0 |  |  |  | 4.658 | [11 empty] | 1 | 1 | [7 empty] | 0.27547 | 0.05736 | [19 empty] | 8 | 1 | 1
| BELMONT 0406 | 024030406 | 7.4726 | 5.0242 |  |  | 5.0242 | 2.4484 | 4.16kV | Non-HFTD |  | Non-HFTD | Non-HFTD | 205.5 | 2.067 | 3.004 |  |  |  | 5.0242 | [20 empty] | 0.28835 | [20 empty] | 4 | 1
| BELMONT 1101 | 024031101 | 22.3347 |  |  |  |  | 22.3347 | 12kV | Non-HFTD |  | Non-HFTD | Non-HFTD | 102.5 | 1.675 | 0 | [24 empty] | 0.0060695 |  | 0.077098
| BELMONT 1102 | 024031102 | 24.968 | 15.1584 |  |  | 15.1584 | 9.8096 | 12kV | Non-HFTD |  | Non-HFTD | Non-HFTD | 132.6 | 1.38 | 0.715 |  |  |  | 15.1584 | [20 empty] | 0.10009 |  | 0.052738 | [18 empty] | 5 | 3 | 4
| BELMONT 1104 | 024031104 | 11.0928 | 7.044 |  |  | 7.044 | 4.0488 | 12kV | Non-HFTD |  | Non-HFTD | Non-HFTD | 4 | 0.053 | 0 |  |  |  | 7.044 | [12 empty] | 1 | [7 empty] | 0.18807 | 0.5273 | 0.00818 | [18 empty] | 6 | 14 | 1
| BELMONT 1105 | 024031105 | 26.9332 | 0.63726 |  |  | 0.63726 | 26.296 | 12kV | Non-HFTD |  | Non-HFTD | Non-HFTD | 161.7 | 1.137 | 0 |  |  |  | 0.63726 | [20 empty] | 0.20144 | 0.063534 | [19 empty] | 2 | 1
| BELMONT 1106 | 024031106 | 5.516 | 1.6371 |  |  | 1.6371 | 3.8789 | 12kV | Non-HFTD |  | Non-HFTD | Non-HFTD | 2.6 | 0.018 | 0 |  |  |  | 1.6371 | [20 empty] | 0.083293 | 0.0074057 | 0.53015 | [18 empty] | 2 | 2 | 16
| BELMONT 1107 | 024031107 | 7.1242 | 1.0346 |  |  | 1.0346 | 6.0895 | 12kV | Non-HFTD |  | Non-HFTD | Non-HFTD | 0 | 0 | 1.135 |  |  |  | 1.0346 | [20 empty] | 0.046869 | 0.010042 | 0.0072716 | [18 empty] | 1 | 1
| BELMONT 1108 | 024031108 | 4.0499 |  |  |  |  | 4.0499 | 12kV | Non-HFTD |  | Non-HFTD | Non-HFTD | 0 | 0 | 0 | [46 empty] | 2
| BELMONT 1109 | 024031109 | 17.4669 | 0.0033713 |  |  | 0.0033713 | 17.4635 | 12kV | Non-HFTD |  | Non-HFTD | Non-HFTD | 21.3 | 0.116 | 1.9 |  |  |  | 0.0033713 | [20 empty] | 0.0042088 | 0.44159 | [20 empty] | 4
| BELMONT 1110 | 024031110 | 31.0869 | 24.142 |  | 0.11218 | 24.0298 | 6.9449 | 12kV | Non-HFTD |  | 2.4914e-05 | 4.8402e-07 | 130.4 | 1.83 | 3.188 |  |  |  | 24.0298 | 0.11218 | [10 empty] | 1 | [8 empty] | 1.1284 | 0.012157 | [19 empty] | 20 | 3 | 5
| BELMONT 1111 | 024031111 | 5.5073 |  |  |  |  | 5.5073 | 12kV | Non-HFTD |  | Non-HFTD | Non-HFTD | 121.5 | 1.065 | 0
| BELRIDGE 1A 1101 | 254371101 | 0.073122 | 0.073122 |  |  | 0.073122 | 0 | 4.16kV | Non-HFTD |  | Non-HFTD | Non-HFTD | 185.8 | 1.804 | 6.814 |  |  |  | 0.073122
| BELRIDGE 1B 1101 | 254381101 | 0.014953 | 0.014953 |  |  | 0.014953 | 0 | 4.16kV | Non-HFTD |  | Non-HFTD | Non-HFTD | 185.8 | 1.804 | 6.814 |  |  |  | 0.014953
| BERESFORD 0401 | 024040401 | 1.8119 | 1.0764 |  |  | 1.0764 | 0.7355 | 4.16kV | Non-HFTD |  | Non-HFTD | Non-HFTD | 0 | 0 | 0 |  |  |  | 1.0764
| BERESFORD 0402 | 024040402 | 4.9228 | 2.3652 |  |  | 2.3652 | 2.5576 | 4.16kV | Non-HFTD |  | Non-HFTD | Non-HFTD | 0 | 0 | 0 |  |  |  | 2.3652 | [12 empty] | 1 | [7 empty] | 0.026966 | 0.017917 | [20 empty] | 2
| BERESFORD 0404 | 024040404 | 6.5215 | 5.7447 |  |  | 5.7447 | 0.7768 | 4.16kV | Non-HFTD |  | Non-HFTD | Non-HFTD | 54.6 | 1.766 | 2 |  |  |  | 5.7447 | [41 empty] | 1 |  | 1
| BERESFORD 0405 | 024040405 | 0.013881 |  |  |  |  | 0.013881 | 4.16kV | Non-HFTD |  | Non-HFTD | Non-HFTD | 54.6 | 1.766 | 2
| BERKELEY F 0401 | 012060401 | 1.3492 | 0.0014204 |  |  | 0.0014204 | 1.3477 | 4.16kV | Non-HFTD |  | Non-HFTD | Non-HFTD | 1375 | 3 | 0 |  |  |  | 0.0014204 | [22 empty] | 0.040313
| BERKELEY F 0403 | 012060403 | 2.9313 | 2.1862 |  |  | 2.1862 | 0.74507 | 4.16kV | Non-HFTD |  | Non-HFTD | Non-HFTD | 10.1 | 0.027 | 0 |  |  |  | 2.1862 | [42 empty] | 3 | 1
| BERKELEY F 0404 | 012060404 | 3.8971 | 3.6801 |  |  | 3.6801 | 0.21693 | 4.16kV | Non-HFTD |  | Non-HFTD | Non-HFTD | 0 | 0 | 0 |  |  |  | 3.6801 | [22 empty] | 0.036128 | [15 empty] | 210 |  |  |  | 6 | 6
| BERKELEY F 0405 | 012060405 | 1.3369 | 1.0556 |  |  | 1.0556 | 0.28124 | 4.16kV | Non-HFTD |  | Non-HFTD | Non-HFTD | 0 | 0 | 0 |  |  |  | 1.0556 | [21 empty] | 0.057883 | [19 empty] | 1 | 1
| BERKELEY F 0406 | 012060406 | 4.3289 | 3.794 |  |  | 3.794 | 0.53492 | 4.16kV | Non-HFTD |  | Non-HFTD | Non-HFTD | 0 | 0 | 0 |  |  |  | 3.794 | [38 empty] | 174 |  |  |  | 1
| BERKELEY F 0407 | 012060407 | 1.2485 | 0.0054018 |  |  | 0.0054018 | 1.2431 | 4.16kV | Non-HFTD |  | Non-HFTD | Non-HFTD | 0 | 0 | 0 |  |  |  | 0.0054018
| BERKELEY F 0408 | 012060408 | 0.94081 | 0.79438 |  |  | 0.79438 | 0.14642 | 4.16kV | Non-HFTD |  | Non-HFTD | Non-HFTD | 0 | 0 | 0 |  |  |  | 0.79438 | [38 empty] | 3
| BERKELEY F 0409 | 012060409 | 3.9097 | 3.5792 |  |  | 3.5792 | 0.3305 | 4.16kV | Non-HFTD |  | Non-HFTD | Non-HFTD | 0 | 0 | 0 |  |  |  | 3.5792 | [38 empty] | 117 |  |  |  |  | 1
| BERKELEY F 0410 | 012060410 | 3.0621 | 2.8799 |  |  | 2.8799 | 0.18221 | 4.16kV | Non-HFTD |  | Non-HFTD | Non-HFTD | 0 | 0 | 0 |  |  |  | 2.8799 | [38 empty] | 63 |  |  |  | 7
| BERKELEY F 0411 | 012060411 | 4.9347 | 4.4136 |  |  | 4.4136 | 0.52114 | 4.16kV | Non-HFTD |  | Non-HFTD | Non-HFTD | 0 | 0 | 0 |  |  |  | 4.4136 | [38 empty] | 242 |  |  |  |  | 1
| BERKELEY F 1101 | 012061101 | 1.7581 |  |  |  |  | 1.7581 | 12kV | Non-HFTD |  | Non-HFTD | Non-HFTD | 0 | 0 | 0
| BERKELEY F 1102 | 012061102 | 7.3225 | 0.27248 |  |  | 0.27248 | 7.0501 | 12kV | Non-HFTD |  | Non-HFTD | Non-HFTD | 105.9 | 0.223 | 0 |  |  |  | 0.27248 | [20 empty] | 0.067334 | 0.12369 | 0.52783 | [18 empty] | 3 | 4 | 7
| BERKELEY F 1104 | 012061104 | 7.0266 | 3.254 |  |  | 3.254 | 3.7726 | 12kV | Non-HFTD |  | Non-HFTD | Non-HFTD | 168.6 | 0.23 | 0 |  |  |  | 3.254 | [21 empty] | 0.016403 | 1.0514 | [18 empty] | 2 | 3 | 10
| BERKELEY T 0401 | 012660401 | 1.3001 | 0.65873 |  |  | 0.65873 | 0.64138 | 4.16kV | Non-HFTD |  | Non-HFTD | Non-HFTD | 0 | 0 | 0 |  |  |  | 0.65873
| BERKELEY T 0402 | 012660402 | 5.2267 | 4.3569 |  |  | 4.3569 | 0.86979 | 4.16kV | Non-HFTD |  | Non-HFTD | Non-HFTD | 429.3 | 2.479 | 0 |  |  |  | 4.3569 | [38 empty] | 72 |  |  |  |  | 7
| BERKELEY T 0403 | 012660403 | 1.0392 | 0.8644 |  |  | 0.8644 | 0.17482 | 4.16kV | Non-HFTD |  | Non-HFTD | Non-HFTD | 0 | 0 | 0 |  |  |  | 0.8644 | [43 empty] | 3
| BERKELEY T 0404 | 012660404 | 1.5212 | 1.2065 |  |  | 1.2065 | 0.31464 | 4.16kV | Non-HFTD |  | 9.8213e-06 | N/A | 0 | 0 | 0 |  |  |  | 1.2065 | [42 empty] | 1
| BERRENDA A 1101 | 254261101 | 0.02187 | 0.02187 |  |  | 0.02187 | 0 | 4.16kV | Non-HFTD |  | Non-HFTD | Non-HFTD | 257.8 | 2.016 | 2 |  |  |  | 0.02187
| BERRENDA C 0401 | 254480401 | 0.023126 | 0.023126 |  |  | 0.023126 | 0 | 4.16kV | Non-HFTD |  | Non-HFTD | Non-HFTD | 299.4 | 1.117 | 1 |  |  |  | 0.023126
| BETHEL BANK 0401 | 018150401 | 0.77639 | 0.77639 |  |  | 0.77639 | 0 | 4.16kV | Non-HFTD |  | Non-HFTD | Non-HFTD | 56 | 2 | 5 |  |  |  | 0.77639
| BIG LAGOON 1101 | 192361101 | 4.4433 | 3.9359 |  | 0.25341 | 3.6825 | 0.50743 | 12kV | Non-HFTD |  | Non-HFTD | Non-HFTD | 2738 | 2.899 | 1 |  |  |  | 3.6825 | 0.25341 | [41 empty] | 1
| BIOLA 1101 | 252211101 | 91.4026 | 90.0966 |  |  | 90.0966 | 1.306 | 12kV | Non-HFTD |  | Non-HFTD | Non-HFTD | 202.2 | 2.079 | 1.236 |  |  |  | 90.0966 | [13 empty] | 1 | [7 empty] | 0.064299 | [16 empty] | 1230 |  |  | 5 | 3 | 1
| BIOLA 1102 | 252211102 | 32.5793 | 32.5696 |  |  | 32.5696 | 0.0096769 | 12kV | Non-HFTD |  | Non-HFTD | Non-HFTD | 660.8 | 3.912 | 4.122 |  |  |  | 32.5696 | [22 empty] | 0.0096769 | [15 empty] | 214 |  |  | 1 |  | 4
| BIOLA 1103 | 252211103 | 81.9408 | 80.2344 |  |  | 80.2344 | 1.7064 | 12kV | Non-HFTD |  | Non-HFTD | Non-HFTD | 276.9 | 1.15 | 7.193 |  |  |  | 80.2344 | [13 empty] | 1 | [8 empty] | 0.010907 | [15 empty] | 734 |  |  |  |  | 3
| BIOLA 1104 | 252211104 | 49.8529 | 49.7715 |  |  | 49.7715 | 0.081415 | 12kV | Non-HFTD |  | Non-HFTD | Non-HFTD | 289.9 | 2.237 | 1.005 |  |  |  | 49.7715 | [20 empty] | 0.012813 | [17 empty] | 1345 |  |  | 1 | 1
| BLACKWELL 1102 | 254681102 | 30.617 | 30.3822 |  |  | 30.3822 | 0.23477 | 12kV | Non-HFTD |  | Non-HFTD | Non-HFTD | 27.5 | 0.047 | 5.063 |  |  |  | 30.3822 | [20 empty] | 0.090794 |  | 0.010551 | [15 empty] | 3 |  |  | 1 |  | 2
| BLACKWELL 2101 | 254682101 | 22.9636 | 22.9497 |  |  | 22.9497 | 0.013914 | 21kV | Non-HFTD |  | Non-HFTD | Non-HFTD | 58.1 | 0.4 | 0.514 |  |  |  | 22.9497 | [38 empty] | 2 |  |  |  |  | 4
| BLUE LAKE 1101 | 192181101 | 7.5951 | 7.4076 |  | 0.3054 | 7.1022 | 0.18755 | 12kV | Non-HFTD |  | Non-HFTD | Non-HFTD | 26 | 0.114 | 0 |  |  |  | 7.1022 | 0.3054 | [28 empty] | ss2: 7.1022 | [5 empty] | 3
| BLUE LAKE 1102 | 192181102 | 73.2745 | 68.7934 |  | 0.01662 | 68.7768 | 4.481 | 12kV | Non-HFTD |  | Non-HFTD | Non-HFTD | 126.6 | 0.265 | 0.22 |  |  |  | 68.7768 | 0.01662 | [19 empty] | 0.1027 | 0.033487 | 0.2654 | [15 empty] | 14 |  |  | 2 | 6 | 1
| BOGUE 1102 | 153781102 | 26.988 | 17.7188 |  |  | 17.7188 | 9.2692 | 12kV | Non-HFTD |  | Non-HFTD | Non-HFTD | 183 | 3.052 | 0 |  |  |  | 17.7188 | [12 empty] | 1 | [28 empty] | 2 |  | 4
| BOGUE 1103 | 153781103 | 25.6806 | 16.1691 |  |  | 16.1691 | 9.5116 | 12kV | Non-HFTD |  | Non-HFTD | Non-HFTD | 34.4 | 0.724 | 4.128 |  |  |  | 16.1691 | [21 empty] | 0.13858 | [20 empty] | 2 | 1
| BOGUE 1104 | 153781104 | 24.0891 | 4.6246 |  |  | 4.6246 | 19.4646 | 12kV | Non-HFTD |  | Non-HFTD | Non-HFTD | 32.9 | 1.013 | 0 |  |  |  | 4.6246 | [22 empty] | 0.013036 | [18 empty] | 2 |  | 3
| BOGUE 1105 | 153781105 | 34.3734 | 10.4555 |  |  | 10.4555 | 23.9178 | 12kV | Non-HFTD |  | Non-HFTD | Non-HFTD | 14.1 | 0.151 | 1 |  |  |  | 10.4555 | [21 empty] | 0.12793 | [20 empty] | 1
| BOGUE 1106 | 153781106 | 69.6471 | 59.8823 |  |  | 59.8823 | 9.7648 | 12kV | Non-HFTD |  | Non-HFTD | Non-HFTD | 97.3 | 1.119 | 0.65 |  |  |  | 59.8823 | [11 empty] | 1 | 1 | [7 empty] | 0.12457 |  | 0.49936 | [18 empty] | 4 |  | 9
| BOGUE 1107 | 153781107 | 21.6703 | 15.9041 |  |  | 15.9041 | 5.7662 | 12kV | Non-HFTD |  | Non-HFTD | Non-HFTD | 49.7 | 0.692 | 0.981 |  |  |  | 15.9041 | [20 empty] | 0.0065925 |  | 0.0038892 | [18 empty] | 2 | 1 | 2
| BOLTHOUSE FARMS 1101 | 258181101 | 0.015102 | 0.015102 |  |  | 0.015102 | 0 | 12kV | Non-HFTD |  | Non-HFTD | Non-HFTD | 1799 | 1 | 0 |  |  |  | 0.015102
| BONITA 1101 | 255391101 | 54.592 | 54.1947 |  |  | 54.1947 | 0.39725 | 12kV | Non-HFTD |  | Non-HFTD | Non-HFTD | 67 | 1.214 | 2.721 |  |  |  | 54.1947 | [11 empty] | 1 | [29 empty] | 2 |  | 1
| BONITA 1102 | 255391102 | 38.2791 | 31.5136 |  |  | 31.5136 | 6.7655 | 12kV | Non-HFTD |  | Non-HFTD | Non-HFTD | 384.6 | 1.302 | 4.131 |  |  |  | 31.5136 | [43 empty] | 1
| BONITA 1103 | 255391103 | 44.7463 | 44.6905 |  |  | 44.6905 | 0.055762 | 12kV | Non-HFTD |  | Non-HFTD | Non-HFTD | 9.4 | 0.045 | 3.611 |  |  |  | 44.6905 | [42 empty] | 1 | 1
| BORDEN 1101 | 255121101 | 63.9746 | 60.3192 |  |  | 60.3192 | 3.6554 | 12kV | Non-HFTD |  | Non-HFTD | Non-HFTD | 17.1 | 0.157 | 2.43 |  |  |  | 60.3192 | [20 empty] | 0.080249 | 0.028314 | [16 empty] | 949 |  |  | 1 | 1 | 1
| BORDEN 1102 | 255121102 | 40.9678 | 27.0959 |  |  | 27.0959 | 13.8719 | 12kV | Non-HFTD |  | Non-HFTD | Non-HFTD | 297.4 | 1.569 | 3.864 |  |  |  | 27.0959 | [21 empty] | 0.20766 | 0.12897 | [15 empty] | 86 |  |  | 1 |  | 4
| BORDEN 1103 | 255121103 | 89.4757 | 87.0925 |  |  | 87.0925 | 2.3832 | 12kV | Non-HFTD |  | Non-HFTD | Non-HFTD | 166.8 | 1.214 | 0 |  |  |  | 87.0925 | [12 empty] | 2 | [9 empty] | 0.021788 | [15 empty] | 1789 |  |  |  |  | 2
| BORONDA 1101 | 182461101 | 10.8408 | 7.9221 |  |  | 7.9221 | 2.9187 | 12kV | Non-HFTD |  | Non-HFTD | Non-HFTD | 9.5 | 0.067 | 0.995 |  |  |  | 7.9221 | [20 empty] | 0.003139 |  | 0.064954 | [15 empty] | 303 |  |  | 3 | 1 | 1
| BORONDA 1102 | 182461102 | 5.0275 | 4.307 |  |  | 4.307 | 0.72048 | 12kV | Non-HFTD |  | Non-HFTD | Non-HFTD | 17.3 | 0.059 | 0 |  |  |  | 4.307 | [38 empty] | 133
| BOSWELL 1101 | 254941101 | 0.015257 | 0.015257 |  |  | 0.015257 | 0 | 12kV | Non-HFTD |  | Non-HFTD | Non-HFTD | 3.6 | 0.014 | 0 |  |  |  | 0.015257
| BOWLES 1101 | 253531101 | 70.9852 | 70.4928 |  |  | 70.4928 | 0.49237 | 12kV | Non-HFTD |  | Non-HFTD | Non-HFTD | 72.1 | 0.512 | 0.346 |  |  |  | 70.4928 | [12 empty] | 2 | [28 empty] | 2 | 5 | 6
| BOWLES 1102 | 253531102 | 35.0224 | 34.399 |  |  | 34.399 | 0.62341 | 12kV | Non-HFTD |  | Non-HFTD | Non-HFTD | 226.1 | 2.049 | 0.782 |  |  |  | 34.399 | [12 empty] | 5 | [9 empty] | 0.17232 | [15 empty] | 223 |  |  |  | 2 | 5
| BOWLES 1103 | 253531103 | 30.3751 | 26.626 |  |  | 26.626 | 3.7492 | 12kV | Non-HFTD |  | Non-HFTD | Non-HFTD | 43.1 | 0.173 | 1.929 |  |  |  | 26.626 | [21 empty] | 0.012201 | 0.018797 | [19 empty] | 3 | 4
| BOWLES 1104 | 253531104 | 25.0434 | 25.0434 |  |  | 25.0434 | 0 | 12kV | Non-HFTD |  | Non-HFTD | Non-HFTD | 245.8 | 1.103 | 0 |  |  |  | 25.0434 | [43 empty] | 1
| BRENTWOOD 2106 | 014592106 | 55.5075 | 3.8781 |  |  | 3.8781 | 51.6294 | 21kV | Non-HFTD |  | Non-HFTD | Non-HFTD | 12.4 | 0.076 | 1.109 |  |  |  | 3.8781 | [20 empty] | 0.051994 | 2.047 | 2.4759 | [15 empty] | 142 |  |  | 1 | 25 | 6
| BRENTWOOD 2108 | 014592108 | 47.3298 | 6.1426 |  |  | 6.1426 | 41.1872 | 21kV | Non-HFTD |  | Non-HFTD | Non-HFTD | 50.8 | 0.845 | 2.831 |  |  |  | 6.1426 | [20 empty] | 0.21121 | [17 empty] | 188 |  |  | 7 | 3
| BRENTWOOD 2109 | 014592109 | 36.7266 | 1.2845 |  |  | 1.2845 | 35.4421 | 21kV | Non-HFTD |  | Non-HFTD | Non-HFTD | 84.3 | 0.732 | 1.719 |  |  |  | 1.2845 | [20 empty] | 0.15549 | 0.51943 | 0.11302 | [15 empty] | 26 |  |  | 2 | 3
| BRENTWOOD 2110 | 014592110 | 4.1756 | 3.4424 |  |  | 3.4424 | 0.7332 | 21kV | Non-HFTD |  | Non-HFTD | Non-HFTD | 474.7 | 1.333 | 1.333 |  |  |  | 3.4424
| BRENTWOOD 2111 | 014592111 | 63.2722 | 7.4087 |  |  | 7.4087 | 55.8635 | 21kV | Non-HFTD |  | Non-HFTD | Non-HFTD | 39.4 | 0.086 | 0 |  |  |  | 7.4087 | [20 empty] | 2.7455 | 1.2246 | 0.17495 | [15 empty] | 63 |  |  | 16 |  | 1
| BRENTWOOD 2112 | 014592112 | 161.08 | 98.6714 |  |  | 98.6714 | 62.4086 | 21kV | Non-HFTD |  | Non-HFTD | Non-HFTD | 142.2 | 1.143 | 3.6 |  |  |  | 98.6714 | [11 empty] | 5 | 7 | [7 empty] | 1.7708 | 6.4078 | 0.4798 | [15 empty] | 1208 |  |  | 8 | 39 | 10
| BRENTWOOD 2113 | 014592113 | 68.8126 | 8.1592 |  |  | 8.1592 | 60.6534 | 21kV | Non-HFTD |  | Non-HFTD | Non-HFTD | 159.7 | 1.802 | 0 |  |  |  | 8.1592 | [20 empty] | 0.29458 | [20 empty] | 8 | 4 | 2
| BRITTON 1104 | 083611104 | 9.147 | 1.1834 |  |  | 1.1834 | 7.9636 | 12kV | Non-HFTD |  | Non-HFTD | Non-HFTD | 0 | 0 | 1 |  |  |  | 1.1834 | [21 empty] | 0.066569 | 0.077881 | [15 empty] | 47 |  |  | 1 | 4 | 1
| BRITTON 1105 | 083611105 | 12.8173 | 5.1954 |  |  | 5.1954 | 7.6219 | 12kV | Non-HFTD |  | Non-HFTD | Non-HFTD | 94.5 | 1.34 | 1.06 |  |  |  | 5.1954 | [21 empty] | 0.034862 | [16 empty] | 148 |  |  | 3 | 3 | 3
| BRITTON 1106 | 083611106 | 17.521 | 3.7206 |  |  | 3.7206 | 13.8005 | 12kV | Non-HFTD |  | Non-HFTD | Non-HFTD | 6.7 | 0.228 | 0 |  |  |  | 3.7206 | [20 empty] | 0.38269 | 0.10544 | 0.88799 | [18 empty] | 4 | 4 | 11
| BRITTON 1107 | 083611107 | 12.8311 | 2.9296 |  |  | 2.9296 | 9.9015 | 12kV | Non-HFTD |  | Non-HFTD | Non-HFTD | 31.3 | 0.21 | 1.019 |  |  |  | 2.9296 | [20 empty] | 0.13393 | [20 empty] | 15 | 3
| BRITTON 1108 | 083611108 | 8.3438 | 1.7277 |  |  | 1.7277 | 6.6162 | 12kV | Non-HFTD |  | Non-HFTD | Non-HFTD | 0 | 0 | 0 |  |  |  | 1.7277 | [20 empty] | 0.25118 | 0.023469 | [19 empty] | 16
| BRITTON 1109 | 083611109 | 14.2776 | 7.3556 |  |  | 7.3556 | 6.9219 | 12kV | Non-HFTD |  | Non-HFTD | Non-HFTD | 30.6 | 0.272 | 2.737 |  |  |  | 7.3556 | [21 empty] | 0.11448 | 1.1927 | [15 empty] | 4 |  |  |  | 5 | 23
| BRITTON 1110 | 083611110 | 27.5152 | 14.3785 |  |  | 14.3785 | 13.1368 | 12kV | Non-HFTD |  | Non-HFTD | Non-HFTD | 120.4 | 0.462 | 0.561 |  |  |  | 14.3785 | [21 empty] | 0.059172 | [19 empty] | 1 | 3 | 3
| BRITTON 1111 | 083611111 | 9.4402 | 1.2715 |  |  | 1.2715 | 8.1687 | 12kV | Non-HFTD |  | Non-HFTD | Non-HFTD | 0 | 0 | 0 |  |  |  | 1.2715 | [20 empty] | 1.6575 | 0.1545 | 0.11565 | [18 empty] | 32 | 3 | 4
| BRITTON 1112 | 083611112 | 8.7484 | 1.9154 |  |  | 1.9154 | 6.833 | 12kV | Non-HFTD |  | Non-HFTD | Non-HFTD | 25.1 | 0.199 | 1.008 |  |  |  | 1.9154 | [12 empty] | 2 | [7 empty] | 0.14686 | 0.64068 | 0.34454 | [18 empty] | 2 | 27 | 14
| BRITTON 1113 | 083611113 | 9.2259 | 1.3734 |  |  | 1.3734 | 7.8525 | 12kV | Non-HFTD |  | Non-HFTD | Non-HFTD | 0 | 0 | 0 |  |  |  | 1.3734 | [20 empty] | 0.14473 | 0.0062147 | 0.051413 | [15 empty] | 64 |  |  | 3 |  | 5
| BRITTON 1114 | 083611114 | 13.0689 | 5.0096 |  |  | 5.0096 | 8.0593 | 12kV | Non-HFTD |  | Non-HFTD | Non-HFTD | 29.7 | 0.265 | 2.208 |  |  |  | 5.0096 | [20 empty] | 0.14373 | 0.14242 | 0.61551 | [15 empty] | 43 |  |  | 5 | 4 | 20
| BRITTON 1115 | 083611115 | 7.1659 | 1.1226 |  |  | 1.1226 | 6.0433 | 12kV | Non-HFTD |  | Non-HFTD | Non-HFTD | 230.7 | 1.011 | 0 |  |  |  | 1.1226 | [21 empty] | 0.13746 | [20 empty] | 2
| BROOKSIDE 0401 | 013210401 | 4.0465 | 3.7014 |  |  | 3.7014 | 0.34518 | 4.16kV | Non-HFTD |  | Non-HFTD | Non-HFTD | 0 | 0 | 1.996 |  |  |  | 3.7014 | [20 empty] | 0.0076408 | [20 empty] | 1
| BRYANT 0401 | 013090401 | 6.6977 | 5.7175 |  | 0.11043 | 5.607 | 0.98023 | 4.16kV | Non-HFTD |  | Non-HFTD | Non-HFTD | 1019.2 | 3.65 | 1.884 |  |  |  | 5.607 | 0.11043 | [37 empty] | 83
| BUENA VISTA 1101 | 182261101 | 1.113 | 0.70229 |  |  | 0.70229 | 0.41074 | 12kV | Non-HFTD |  | Non-HFTD | Non-HFTD | 7.4 | 0.256 | 0 |  |  |  | 0.70229 | [22 empty] | 0.077504 | [20 empty] | 1
| BUENA VISTA 1102 | 182261102 | 15.1659 | 11.1125 |  |  | 11.1125 | 4.0534 | 12kV | Non-HFTD |  | Non-HFTD | Non-HFTD | 143.1 | 3.383 | 2.32 |  |  |  | 11.1125 | [13 empty] | 1 | [8 empty] | 0.011288 | [19 empty] | 1 | 6
| BUENA VISTA 1103 | 182261103 | 10.2884 | 7.5817 |  |  | 7.5817 | 2.7067 | 12kV | Non-HFTD |  | Non-HFTD | Non-HFTD | 10.5 | 0.042 | 0 |  |  |  | 7.5817 | [41 empty] | 1
| BUENA VISTA 1104 | 182261104 | 9.914 | 3.9717 |  |  | 3.9717 | 5.9422 | 12kV | Non-HFTD |  | Non-HFTD | Non-HFTD | 0 | 0 | 1.867 |  |  |  | 3.9717 | [22 empty] | 0.040429 | [15 empty] | 4 |  |  |  | 3 | 4
| BUENA VISTA 1106 | 182261106 | 9.8926 | 7.9697 |  |  | 7.9697 | 1.9228 | 12kV | Non-HFTD |  | Non-HFTD | Non-HFTD | 178.3 | 1.28 | 3.133 |  |  |  | 7.9697 | [22 empty] | 0.0067188 | [18 empty] | 1 | 8 | 1
| BULLARD 1101 | 253961101 | 23.3494 | 14.3395 |  |  | 14.3395 | 9.0099 | 12kV | Non-HFTD |  | Non-HFTD | Non-HFTD | 9.5 | 0.05 | 0.6 |  |  |  | 14.3395 | [21 empty] | 0.43343 | [16 empty] | 441 |  |  |  | 5
| BULLARD 1102 | 253961102 | 9.9348 | 2.7772 |  |  | 2.7772 | 7.1575 | 12kV | Non-HFTD |  | Non-HFTD | Non-HFTD | 315.8 | 3 | 3.374 |  |  |  | 2.7772 | [22 empty] | 0.0041565 | [18 empty] | 3 |  | 1
| BULLARD 1103 | 253961103 | 11.149 | 8.1148 |  |  | 8.1148 | 3.0343 | 12kV | Non-HFTD |  | Non-HFTD | Non-HFTD | 18.1 | 0.27 | 0 |  |  |  | 8.1148 | [20 empty] | 0.055756 | [20 empty] | 2 | 1
| BULLARD 1104 | 253961104 | 10.7358 | 8.0427 |  |  | 8.0427 | 2.6931 | 12kV | Non-HFTD |  | Non-HFTD | Non-HFTD | 9.8 | 0.034 | 2.061 |  |  |  | 8.0427 | [38 empty] | 316 |  |  |  |  | 1
| BULLARD 1105 | 253961105 | 9.1559 | 3.4681 |  |  | 3.4681 | 5.6878 | 12kV | Non-HFTD |  | Non-HFTD | Non-HFTD | 28.8 | 0.101 | 0.99 |  |  |  | 3.4681 | [20 empty] | 0.022001 | [17 empty] | 97 |  |  |  | 1
| BULLARD 1106 | 253961106 | 7.4372 | 3.6853 |  |  | 3.6853 | 3.7519 | 12kV | Non-HFTD |  | Non-HFTD | Non-HFTD | 377.9 | 1.25 | 0 |  |  |  | 3.6853 | [22 empty] | 0.063544 | [15 empty] | 74 |  |  | 1 |  | 1
| BULLARD 1107 | 253961107 | 6.5027 | 2.3963 |  |  | 2.3963 | 4.1064 | 12kV | Non-HFTD |  | Non-HFTD | Non-HFTD | 0 | 0 | 0.019 |  |  |  | 2.3963 | [38 empty] | 18
| BULLARD 1108 | 253961108 | 5.1357 | 1.6243 |  |  | 1.6243 | 3.5113 | 12kV | Non-HFTD |  | Non-HFTD | Non-HFTD | 0 | 0 | 0.999 |  |  |  | 1.6243
| BULLARD 1109 | 253961109 | 9.5286 | 5.4022 |  |  | 5.4022 | 4.1264 | 12kV | Non-HFTD |  | Non-HFTD | Non-HFTD | 0 | 0 | 0 |  |  |  | 5.4022 | [20 empty] | 0.063885 |  | 0.018866 | [18 empty] | 1 | 1 | 1
| BULLARD 1110 | 253961110 | 13.0123 | 4.2894 |  |  | 4.2894 | 8.7229 | 12kV | Non-HFTD |  | Non-HFTD | Non-HFTD | 350.5 | 3.89 | 1.034 |  |  |  | 4.2894 | [21 empty] | 0.022158 | [16 empty] | 115 |  |  |  | 2
| BULLARD 1113 | 253961113 | 12.2504 | 5.2151 |  |  | 5.2151 | 7.0354 | 12kV | Non-HFTD |  | Non-HFTD | Non-HFTD | 14 | 0.131 | 0 |  |  |  | 5.2151 | [38 empty] | 12
| BULLARD 2111 | 253962111 | 14.7377 | 4.4698 |  |  | 4.4698 | 10.2679 | 21kV | Non-HFTD |  | Non-HFTD | Non-HFTD | 20 | 0.112 | 1.169 |  |  |  | 4.4698 | [41 empty] | 1
| BULLARD 2112 | 253962112 | 26.6343 | 11.094 |  |  | 11.094 | 15.5403 | 21kV | Non-HFTD |  | Non-HFTD | Non-HFTD | 61.9 | 1.191 | 1.902 |  |  |  | 11.094 | [20 empty] | 0.23019 | 0.068392 | [19 empty] | 1 | 2 | 1
| BULLARD 2114 | 253962114 | 30.9204 | 4.7078 |  |  | 4.7078 | 26.2126 | 21kV | Non-HFTD |  | Non-HFTD | Non-HFTD | 48.9 | 0.292 | 1.53 |  |  |  | 4.7078 | [20 empty] | 0.29522 | 0.49485 | 0.26784 | [18 empty] | 3
| BURLINGAME 0401 | 024050401 | 5.461 | 3.1016 |  |  | 3.1016 | 2.3594 | 4.16kV | Non-HFTD |  | Non-HFTD | Non-HFTD | 24.9 | 0.023 | 0 |  |  |  | 3.1016 | [22 empty] | 0.0194 | [18 empty] | 2 | 1 | 2
| BURLINGAME 0402 | 024050402 | 6.2549 | 5.8859 |  |  | 5.8859 | 0.36902 | 4.16kV | Non-HFTD |  | Non-HFTD | Non-HFTD | 413.7 | 1.22 | 1.564 |  |  |  | 5.8859 | [41 empty] | 2 | 2 | 1
| BURLINGAME 0403 | 024050403 | 5.3917 | 3.8615 |  |  | 3.8615 | 1.5302 | 4.16kV | Non-HFTD |  | Non-HFTD | Non-HFTD | 66.8 | 1.024 | 0 |  |  |  | 3.8615 |  |  | 0.14018 | [8 empty] | 2 | [8 empty] | 0.15072 | [20 empty] | 3
| BURLINGAME 0404 | 024050404 | 5.5725 | 3.9791 |  |  | 3.9791 | 1.5934 | 4.16kV | Non-HFTD |  | Non-HFTD | Non-HFTD | 0 | 0 | 0.996 |  |  |  | 3.9791 | [20 empty] | 0.0062588 |  | 0.0096716 | [18 empty] | 3 |  | 1
| BURLINGAME 0405 | 024050405 | 3.5388 | 3.2535 |  |  | 3.2535 | 0.2853 | 4.16kV | Non-HFTD |  | Non-HFTD | Non-HFTD | 278.5 | 1.055 | 0 |  |  |  | 3.2535 | [11 empty] | 2
| BURLINGAME 2101 | 024052101 | 8.4093 | 6.8339 |  |  | 6.8339 | 1.5754 | 21kV | Non-HFTD |  | Non-HFTD | Non-HFTD | 0 | 0 | 0 |  |  |  | 6.8339 | [21 empty] | 0.17461 | 0.10243 | [18 empty] | 1 | 4 | 4
| BUTTE 1103 | 103081103 | 68.1678 | 60.1294 |  |  | 60.1294 | 8.0384 | 12kV | Non-HFTD |  | Non-HFTD | Non-HFTD | 121.2 | 0.724 | 3.122 |  |  |  | 60.1294 | [12 empty] | 1 | [9 empty] | 0.10966 | [6 empty] | ss2: 10.1734 |  |  |  | 1 | 2 | 3
| BUTTE 1104 | 103081104 | 59.604 | 52.2144 |  |  | 52.2144 | 7.3896 | 12kV | Non-HFTD |  | Non-HFTD | Non-HFTD | 159.1 | 1.197 | 3.773 |  |  |  | 52.2144 | [11 empty] | 2 | [8 empty] | 0.10124 | 0.63906 | 0.022573 | [6 empty] | ss2: 0.05 |  |  |  | 1 | 4 | 1
| BUTTE 1106 | 103081106 | 19.9469 | 11.843 |  |  | 11.843 | 8.1039 | 12kV | Non-HFTD |  | Non-HFTD | Non-HFTD | 9.3 | 0.146 | 1.114 |  |  |  | 11.843 | [11 empty] | 4 | [8 empty] | 0.0060706 | 0.11188 | 0.033884 | [15 empty] | 9 |  |  | 2 | 4 | 4
| BUTTE 1107 | 103081107 | 111.8717 | 109.3057 |  |  | 109.3057 | 2.566 | 12kV | Non-HFTD |  | Non-HFTD | Non-HFTD | 308.5 | 1.73 | 7.575 |  |  |  | 109.3057 | [13 empty] | 1 | [6 empty] | 0.09688 | 0.065548 | [19 empty] | 1 |  | 6
| CADET 1101 | 254821101 | 0.013727 | 0.013727 |  |  | 0.013727 | 0 | 12kV | Non-HFTD |  | Non-HFTD | Non-HFTD | 46.8 | 1.27 | 2.23 |  |  |  | 0.013727
| CAL WATER 1101 | 255451101 | 0.064587 |  |  |  |  | 0.064587 | 12kV | Non-HFTD |  | Non-HFTD | Non-HFTD | 9.4 | 0.045 | 3.611
| CAL WATER 1103 | 255451103 | 34.754 | 9.2516 |  |  | 9.2516 | 25.5025 | 12kV | Non-HFTD |  | Non-HFTD | Non-HFTD | 4.8 | 0.057 | 0 |  |  |  | 9.2516 | [20 empty] | 0.64366 | 1.0898 | [16 empty] | 1 |  |  | 4 | 20
| CALFLAX 1101 | 253441101 | 27.7928 | 27.4193 |  |  | 27.4193 | 0.37346 | 12kV | Non-HFTD |  | Non-HFTD | Non-HFTD | 103.3 | 0.945 | 0.904 |  |  |  | 27.4193 | [21 empty] | 0.0065944 | [19 empty] | 1 | 5 | 2
| CALFLAX 1102 | 253441102 | 20.5805 | 20.413 |  |  | 20.413 | 0.16748 | 12kV | Non-HFTD |  | Non-HFTD | Non-HFTD | 17.7 | 0.017 | 3.067 |  |  |  | 20.413
| CALFLAX 1103 | 253441103 | 29.633 | 29.2665 |  |  | 29.2665 | 0.36649 | 12kV | Non-HFTD |  | Non-HFTD | Non-HFTD | 165.3 | 1.43 | 1.738 |  |  |  | 29.2665 | [42 empty] | 1 | 1
| CALFLAX 1104 | 253441104 | 18.6318 | 18.598 |  |  | 18.598 | 0.033836 | 12kV | Non-HFTD |  | Non-HFTD | Non-HFTD | 31 | 0.197 | 2 |  |  |  | 18.598
| CALIFORNIA AVE 1102 | 252281102 | 16.258 | 11.3859 |  |  | 11.3859 | 4.8721 | 12kV | Non-HFTD |  | Non-HFTD | Non-HFTD | 35.3 | 1 | 1 |  |  |  | 11.3859 | [13 empty] | 2 | [6 empty] | 0.063656 | 0.1421 | 0.16209 | [18 empty] | 1 | 1 | 11
| CALIFORNIA AVE 1103 | 252281103 | 9.0646 | 7.9984 |  |  | 7.9984 | 1.0662 | 12kV | Non-HFTD |  | Non-HFTD | Non-HFTD | 85.9 | 2.048 | 0 |  |  |  | 7.9984 | [21 empty] | 0.091966 | [20 empty] | 2 | 3
| CALIFORNIA AVE 1104 | 252281104 | 3.7541 | 3.5748 |  |  | 3.5748 | 0.17923 | 12kV | Non-HFTD |  | Non-HFTD | Non-HFTD | 0 | 0 | 0 |  |  |  | 3.5748 | [20 empty] | 0.018219 | 0.0028409 | [19 empty] | 1 | 1
| CALIFORNIA AVE 1106 | 252281106 | 27.9325 | 11.0486 |  |  | 11.0486 | 16.884 | 12kV | Non-HFTD |  | Non-HFTD | Non-HFTD | 17.3 | 0.097 | 0 |  |  |  | 11.0486 | [11 empty] | 1 | 1 | [7 empty] | 1.0439 | 0.01733 | 0.071869 | [18 empty] | 7 | 4 | 4
| CALIFORNIA AVE 1108 | 252281108 | 13.2417 | 9.6232 |  |  | 9.6232 | 3.6186 | 12kV | Non-HFTD |  | Non-HFTD | Non-HFTD | 7.3 | 0.169 | 1.003 |  |  |  | 9.6232 | [21 empty] | 0.0053226 | 0.0028409 | [18 empty] | 3 | 1 | 1
| CALIFORNIA AVE 1110 | 252281110 | 13.0998 | 11.356 |  |  | 11.356 | 1.7439 | 12kV | Non-HFTD |  | Non-HFTD | Non-HFTD | 44.8 | 0.82 | 3.024 |  |  |  | 11.356 | [20 empty] | 0.026196 | [21 empty] | 2
| CALIFORNIA AVE 1111 | 252281111 | 9.9246 | 7.2613 |  |  | 7.2613 | 2.6633 | 12kV | Non-HFTD |  | Non-HFTD | Non-HFTD | 46.5 | 0.977 | 0.977 |  |  |  | 7.2613 | [12 empty] | 6 | [7 empty] | 0.1616 | 0.39733 | 0.095787 | [18 empty] | 2 | 12 | 7
| CALIFORNIA AVE 1112 | 252281112 | 9.1874 | 4.9255 |  |  | 4.9255 | 4.2619 | 12kV | Non-HFTD |  | Non-HFTD | Non-HFTD | 1.5 | 0.004 | 1 |  |  |  | 4.9255 | [21 empty] | 0.047088 | 0.065827 | [19 empty] | 7 | 2
| CALIFORNIA AVE 1113 | 252281113 | 16.4782 | 5.0903 |  |  | 5.0903 | 11.3879 | 12kV | Non-HFTD |  | Non-HFTD | Non-HFTD | 52.6 | 0.598 | 0.813 |  |  |  | 5.0903 | [20 empty] | 0.0066906 |  | 0.1231 | [19 empty] | 1
| CALIFORNIA AVE 1114 | 252281114 | 22.9817 | 20.6716 |  |  | 20.6716 | 2.3101 | 12kV | Non-HFTD |  | Non-HFTD | Non-HFTD | 35.1 | 0.273 | 1.495 |  |  |  | 20.6716 | [21 empty] | 0.0034431 | [19 empty] | 5 | 3 | 1
| CALIFORNIA AVE 1116 | 252281116 | 16.3064 | 9.3971 |  |  | 9.3971 | 6.9093 | 12kV | Non-HFTD |  | Non-HFTD | Non-HFTD | 100 | 0.349 | 1.005 |  |  |  | 9.3971
| CALIFORNIA AVE 1117 | 252281117 | 4.5668 | 1.2702 |  |  | 1.2702 | 3.2966 | 12kV | Non-HFTD |  | Non-HFTD | Non-HFTD | 1.1 | 0.098 | 0 |  |  |  | 1.2702 | [13 empty] | 1
| CAMDEN 1102 | 252301102 | 66.78 | 62.8325 |  |  | 62.8325 | 3.9475 | 12kV | Non-HFTD |  | Non-HFTD | Non-HFTD | 245.3 | 2.145 | 0.272 |  |  |  | 62.8325 | [22 empty] | 0.0088209 | [15 empty] | 729 |  |  |  | 2 | 3
| CAMDEN 1103 | 252301103 | 134.6335 | 133.5543 |  |  | 133.5543 | 1.0792 | 12kV | Non-HFTD |  | Non-HFTD | Non-HFTD | 123.5 | 1.036 | 1.731 |  |  |  | 133.5543 | [11 empty] | 1 | 2 | [9 empty] | 0.17115 | [15 empty] | 1410 |  |  | 3 | 4 | 9
| CAMDEN 1104 | 252301104 | 67.7572 | 67.2137 |  |  | 67.2137 | 0.54353 | 12kV | Non-HFTD |  | Non-HFTD | Non-HFTD | 251.3 | 1.425 | 1.345 |  |  |  | 67.2137 | [20 empty] | 0.022965 | 0.077299 | [16 empty] | 56 |  |  | 5 | 3
| CAMDEN 1105 | 252301105 | 54.6588 | 53.626 |  |  | 53.626 | 1.0328 | 12kV | Non-HFTD |  | Non-HFTD | Non-HFTD | 260.3 | 2.295 | 0.782 |  |  |  | 53.626 | [13 empty] | 1 | [6 empty] | 0.13435 | 0.072248 | 0.12311 | [18 empty] | 1 | 5 | 9
| CAMPHORA 0401 | 182070401 | 0.46688 | 0.45024 |  |  | 0.45024 | 0.016638 | 4.16kV | Non-HFTD |  | Non-HFTD | Non-HFTD | 0 | 0 | 0 |  |  |  | 0.45024 | [22 empty] | 0.016638 | [20 empty] | 2
| CANAL 1101 | 252091101 | 89.1051 | 69.1409 |  |  | 69.1409 | 19.9642 | 12kV | Non-HFTD |  | Non-HFTD | Non-HFTD | 1.7 | 0.008 | 0.875 |  |  |  | 69.1409 | [20 empty] | 0.0073419 | 0.015899 | 0.73216 | [15 empty] | 361 |  |  | 8 | 3 | 2
| CANAL 1102 | 252091102 | 30.254 | 17.1277 |  |  | 17.1277 | 13.1263 | 12kV | Non-HFTD |  | Non-HFTD | Non-HFTD | 74.1 | 1.148 | 0.078 |  |  |  | 17.1277 | [43 empty] | 1
| CANAL 1103 | 252091103 | 79.7572 | 55.3722 |  |  | 55.3722 | 24.385 | 12kV | Non-HFTD |  | Non-HFTD | Non-HFTD | 23.7 | 0.226 | 0.043 |  |  |  | 55.3722 | [13 empty] | 1 | [6 empty] | 0.69164 | 1.1341 | 0.065934 | [15 empty] | 33 |  |  | 3 | 6 | 2
| CANAL 1104 | 252091104 | 16.5083 | 13.0135 |  |  | 13.0135 | 3.4948 | 12kV | Non-HFTD |  | Non-HFTD | Non-HFTD | 128 | 0.866 | 1.025 |  |  |  | 13.0135 | [20 empty] | 0.034226 |  | 0.022072 | [18 empty] | 1 | 2
| CANAL 1105 | 252091105 | 13.8394 | 6.6656 |  |  | 6.6656 | 7.1737 | 12kV | Non-HFTD |  | Non-HFTD | Non-HFTD | 0.3 | 0.003 | 0 |  |  |  | 6.6656 | [20 empty] | 0.49358 | [20 empty] | 1
| CANAL 1106 | 252091106 | 19.385 | 7.6356 |  |  | 7.6356 | 11.7494 | 12kV | Non-HFTD |  | Non-HFTD | Non-HFTD | 132.5 | 1.063 | 2.676 |  |  |  | 7.6356 | [21 empty] | 1.2931 | 0.047393 | [18 empty] | 1 | 2 | 6
| CANTUA 1101 | 253591101 | 24.412 | 23.7955 |  |  | 23.7955 | 0.61646 | 12kV | Non-HFTD |  | Non-HFTD | Non-HFTD | 190 | 0.574 | 0.481 |  |  |  | 23.7955 | [38 empty] | 438 |  |  | 2
| CANTUA 1102 | 253591102 | 43.9017 | 43.6278 |  |  | 43.6278 | 0.27396 | 12kV | Non-HFTD |  | Non-HFTD | Non-HFTD | 2.7 | 0.029 | 1.01 |  |  |  | 43.6278 | [20 empty] | 0.021391 | [17 empty] | 125 |  |  | 2 | 2 | 1
| CANTUA 1103 | 253591103 | 36.2117 | 35.8609 |  |  | 35.8609 | 0.35081 | 12kV | Non-HFTD |  | Non-HFTD | Non-HFTD | 354.5 | 1.148 | 0.433 |  |  |  | 35.8609 | [11 empty] | 4 | [8 empty] | 0.033237 | [17 empty] | 611 |  |  | 6 | 2
| CANTUA 1104 | 253591104 | 0.18727 | 0.17433 |  |  | 0.17433 | 0.012939 | 12kV | Non-HFTD |  | Non-HFTD | Non-HFTD | 354.5 | 1.148 | 0.433 |  |  |  | 0.17433 | [38 empty] | 3
| CANTUA 1105 | 253591105 | 15.4063 | 15.1366 |  |  | 15.1366 | 0.26961 | 12kV | Non-HFTD |  | Non-HFTD | Non-HFTD | 155 | 1.048 | 0.01 |  |  |  | 15.1366 | [38 empty] | 309
| CANTUA 1106 | 253591106 | 0.20125 | 0.15927 |  |  | 0.15927 | 0.041982 | 12kV | Non-HFTD |  | Non-HFTD | Non-HFTD | 155 | 1.048 | 0.01 |  |  |  | 0.15927 | [38 empty] | 1
| CAPAY 1101 | 102111101 | 56.7436 | 56.7331 |  |  | 56.7331 | 0.010484 | 12kV | Non-HFTD |  | Non-HFTD | Non-HFTD | 71.7 | 0.284 | 1.002 |  |  |  | 56.7331 | [13 empty] | 1 | [24 empty] | 1490 |  |  |  |  | 3
| CAPAY 1102 | 102111102 | 67.4022 | 66.5488 |  |  | 66.5488 | 0.85341 | 12kV | Non-HFTD |  | Non-HFTD | Non-HFTD | 254 | 3.165 | 4.117 |  |  |  | 66.5488 | [13 empty] | 13 | [24 empty] | 1560 |  |  |  |  | 13
| CARBONA 1101 | 163091101 | 73.2878 | 40.5859 |  |  | 40.5859 | 32.7018 | 12kV | Non-HFTD |  | Non-HFTD | Non-HFTD | 83.8 | 0.959 | 1.116 |  |  |  | 40.5859 | [12 empty] | 1 | [7 empty] | 2.0699 | 8.995 | 6.2545 | [15 empty] | 81 |  |  | 6 | 40 | 8
| CARBONA 1102 | 163091102 | 14.2703 | 1.9333 |  |  | 1.9333 | 12.337 | 12kV | Non-HFTD |  | Non-HFTD | Non-HFTD | 588.3 | 2 | 0.961 |  |  |  | 1.9333 | [22 empty] | 0.74001 | [15 empty] | 52 |  |  |  |  | 6
| CARBONA 1103 | 163091103 | 23.6113 | 4.5803 |  |  | 4.5803 | 19.031 | 12kV | Non-HFTD |  | Non-HFTD | Non-HFTD | 4.8 | 0.016 | 0 |  |  |  | 4.5803 | [20 empty] | 0.016502 | 0.033254 | 0.37916 | [15 empty] | 166 |  |  | 2 | 1
| CARBONA 1104 | 163091104 | 53.5997 | 44.3177 |  |  | 44.3177 | 9.282 | 12kV | Non-HFTD |  | Non-HFTD | Non-HFTD | 388.9 | 2.978 | 0.58 |  |  |  | 44.3177 | [21 empty] | 0.12468 | 0.088167 | [15 empty] | 615 |  |  |  | 5 | 3
| CARNATION 2101 | 255282101 | 0.0052642 | 0.0052642 |  |  | 0.0052642 | 0 | 21kV | Non-HFTD |  | Non-HFTD | Non-HFTD | 92 | 0.689 | 2.223 |  |  |  | 0.0052642
| CARNERAS 1102 | 252321102 | 16.806 | 16.806 |  |  | 16.806 | 0 | 12kV | Non-HFTD |  | Non-HFTD | Non-HFTD | 216.3 | 1.625 | 3.125 |  |  |  | 16.806 | [41 empty] | 1 | 3
| CARNERAS 1103 | 252321103 | 42.471 | 42.4179 |  |  | 42.4179 | 0.053137 | 12kV | Non-HFTD |  | Non-HFTD | Non-HFTD | 369.2 | 2.412 | 5.824 |  |  |  | 42.4179 | [38 empty] | 1 |  |  |  | 2 | 3
| CAROLANDS 0401 | 024060401 | 15.6577 | 4.4829 |  |  | 4.4829 | 11.1748 | 4.16kV | Non-HFTD |  | 0.0001627 | N/A | 121.9 | 0.945 | 1.941 |  |  |  | 4.4829 | [20 empty] | 0.0066219 |  |  | 0.0029998
| CAROLANDS 0402 | 024060402 | 0.21117 | 0.033498 |  |  | 0.033498 | 0.17767 | 4.16kV | Non-HFTD |  | Non-HFTD | Non-HFTD | 0 | 0 | 0 |  |  |  | 0.033498
| CAROLANDS 0403 | 024060403 | 16.066 | 13.3466 |  |  | 13.3466 | 2.7194 | 4.16kV | Non-HFTD |  | Non-HFTD | Non-HFTD | 15.3 | 0.031 | 1 |  |  |  | 13.3466 | [12 empty] | 1 | [8 empty] | 0.12318 | [19 empty] | 2 | 1
| CARQUINEZ 1103 | 043281103 | 28.4044 | 14.7035 |  |  | 14.7035 | 13.7009 | 12kV | Non-HFTD |  | Non-HFTD | Non-HFTD | 298.5 | 1.873 | 6.662 |  |  |  | 14.7035 | [21 empty] | 0.071324
| CARQUINEZ 1104 | 043281104 | 1.2231 | 0.38068 |  |  | 0.38068 | 0.84241 | 12kV | Non-HFTD |  | Non-HFTD | Non-HFTD | 0 | 0 | 1 |  |  |  | 0.38068
| CARQUINEZ 1105 | 043281105 | 14.2456 | 5.7384 |  |  | 5.7384 | 8.5073 | 12kV | Non-HFTD |  | Non-HFTD | Non-HFTD | 13.5 | 0.12 | 3.032 |  |  |  | 5.7384 | [20 empty] | 0.091218 | [20 empty] | 1 |  | 3
| CARRIZO PLAINS 1101 | 253461101 | 106.8196 | 106.2765 |  |  | 106.2765 | 0.54313 | 12kV | Non-HFTD |  | Non-HFTD | Non-HFTD | 366 | 1.639 | 0.603 |  |  |  | 106.2765 | [43 empty] | 17
| CARUTHERS 1101 | 252371101 | 82.6807 | 81.9288 |  |  | 81.9288 | 0.75185 | 12kV | Non-HFTD |  | Non-HFTD | Non-HFTD | 148.9 | 2.578 | 1.729 |  |  |  | 81.9288 | [11 empty] | 4 | 29 | 2 | [6 empty] | 0.044314 |  | 0.019491 | [18 empty] | 7 | 7 | 2
| CARUTHERS 1102 | 252371102 | 65.967 | 62.317 |  |  | 62.317 | 3.65 | 12kV | Non-HFTD |  | Non-HFTD | Non-HFTD | 243.5 | 2.53 | 0.716 |  |  |  | 62.317 | [12 empty] | 61 | [7 empty] | 0.17107 | 1.1282 | 0.074294 | [18 empty] | 9 | 34 | 7
| CARUTHERS 1104 | 252371104 | 83.3351 | 82.7261 |  |  | 82.7261 | 0.60903 | 12kV | Non-HFTD |  | Non-HFTD | Non-HFTD | 42.3 | 0.862 | 0.691 |  |  |  | 82.7261 | [13 empty] | 15 | [27 empty] | 1 | 13 | 3
| CARUTHERS 1105 | 252371105 | 56.8511 | 56.7498 |  |  | 56.7498 | 0.10135 | 12kV | Non-HFTD |  | Non-HFTD | Non-HFTD | 4.8 | 0.035 | 1.091 |  |  |  | 56.7498 | [20 empty] | 0.0036538 |  | 0.017359 | [18 empty] | 3 | 4 | 4
| CASSERLY 0401 | 083110401 | 3.0856 | 3.0709 |  |  | 3.0709 | 0.014677 | 4.16kV | Non-HFTD |  | Non-HFTD | Non-HFTD | 135.4 | 2.2 | 7 |  |  |  | 3.0709 | [38 empty] | 44
| CASSIDY 2107 | 254272107 | 67.554 | 66.9102 |  |  | 66.9102 | 0.64386 | 12kV | Non-HFTD |  | Non-HFTD | Non-HFTD | 9.7 | 0.142 | 1.52 |  |  |  | 66.9102 | [21 empty] | 0.012091 | [16 empty] | 1425 |  |  |  | 1
| CASSIDY 2108 | 254272108 | 76.5728 | 44.9024 |  |  | 44.9024 | 31.6705 | 12kV | Non-HFTD |  | Non-HFTD | Non-HFTD | 33.3 | 0.353 | 1.608 |  |  |  | 44.9024 | [12 empty] | 23 | [7 empty] | 8.7284 | 7.7759 | 6.097 | [15 empty] | 783 |  |  | 97 | 39 | 22
| CASTRO 0401 | 022480401 | 2.9997 | 2.9253 |  |  | 2.9253 | 0.074451 | 4.16kV | Non-HFTD |  | Non-HFTD | Non-HFTD | 0 | 0 | 1 |  |  |  | 2.9253 | [12 empty] | 1 | [25 empty] | 43
| CASTRO 0402 | 022480402 | 4.4003 | 2.6213 |  |  | 2.6213 | 1.779 | 4.16kV | Non-HFTD |  | Non-HFTD | Non-HFTD | 37.8 | 1.352 | 1 |  |  |  | 2.6213 | [38 empty] | 27 |  |  |  | 1
| CASTRO VALLEY 1102 | 014091102 | 41.3296 | 22.049 |  | 1.1328 | 20.9162 | 19.2806 | 12kV | Non-HFTD |  | 0.00058739 | N/A | 82 | 1.228 | 0.565 |  |  |  | 20.9162 | 1.1328 | [21 empty] | 0.17479 | [18 empty] | 1 | 9 | 8
| CASTRO VALLEY 1103 | 014091103 | 25.2594 | 15.651 |  |  | 15.651 | 9.6084 | 12kV | Non-HFTD |  | Non-HFTD | Non-HFTD | 30.5 | 0.092 | 0.475 |  |  |  | 15.651 | [11 empty] | 1 | [9 empty] | 0.026848 | 0.060673 | [18 empty] | 1 | 3 | 7
| CASTRO VALLEY 1105 | 014091105 | 31.5516 | 27.8615 |  | 2.1799 | 25.6816 | 3.6901 | 12kV | Non-HFTD |  | 6.7306e-05 | N/A | 352.7 | 2.096 | 9.39 |  |  |  | 25.6816 | 2.1799 | [11 empty] | 1 | [7 empty] | 0.016408 |  | 0.026324 | [15 empty] | 58 |  |  | 1 | 2 | 4 |  | 1
| CASTRO VALLEY 1107 | 014091107 | 22.7977 | 16.0599 |  |  | 16.0599 | 6.7377 | 12kV | Non-HFTD |  | Non-HFTD | Non-HFTD | 94.5 | 1.534 | 0.992 |  |  |  | 16.0599 | [20 empty] | 0.16051 | 0.55491 | [16 empty] | 139 |  |  | 1 | 6 | 2
| CASTRO VALLEY 1110 | 014091110 | 49.3976 | 24.7586 | 15.5769 | 6.6447 | 2.537 | 24.639 | 12kV | Non-HFTD |  | 0.49189 | N/A | 48 | 0.43 | 0 |  |  |  | 2.537 | 6.6447 | 15.5769 | [18 empty] | 0.14514 | [6 empty] | 0.0048657 | [10 empty] | 3 | 5 | 24 | 1 |  | 3 |  |  | 4 | 1 | 1 | 2
| CASTRO VALLEY 1111 | 014091111 | 34.2765 | 8.6109 | 1.9486 | 3.9086 | 2.7538 | 25.6655 | 12kV | Non-HFTD |  | 0.22271 | N/A | 85 | 0.221 | 0 |  |  |  | 2.7538 | 3.9086 | 1.9486 |  |  | 0.068713 | [9 empty] | 1 | [5 empty] | 0.058754 |  | 0.0037677 | 0.36277 | [14 empty] | 34 | 89 | 56 | 2 |  | 13 | 1 |  | 1 | 1
| CASTROVILLE 2103 | 182352103 | 91.834 | 81.7275 |  |  | 81.7275 | 10.1066 | 12kV | Non-HFTD |  | Non-HFTD | Non-HFTD | 243.9 | 2.177 | 5.234 |  |  |  | 81.7275 | [11 empty] | 6 |  | 4 | [6 empty] | 1.0814 | 0.22211 | 0.079173 | [15 empty] | 1214 |  |  | 6 | 15 | 27
| CASTROVILLE 2104 | 182352104 | 59.6483 | 50.4932 |  |  | 50.4932 | 9.1551 | 21kV | Non-HFTD |  | 9.8808e-05 | N/A | 143.2 | 2.012 | 3.062 |  |  |  | 50.4932 | [11 empty] | 6 | [8 empty] | 0.070075 | 0.012983 | 0.27275 | [15 empty] | 1096 |  |  | 12 | 10 | 5
| CATLETT 1101 | 153761101 | 0.025009 | 0.025009 |  |  | 0.025009 | 0 | 12kV | Non-HFTD |  | Non-HFTD | Non-HFTD | 15 | 0.413 | 0 |  |  |  | 0.025009
| CATLETT 1102 | 153761102 | 84.3217 | 83.4624 |  |  | 83.4624 | 0.85936 | 12kV | Non-HFTD |  | Non-HFTD | Non-HFTD | 61.7 | 0.543 | 0.359 |  |  |  | 83.4624 | [12 empty] | 36 | [7 empty] | 0.01891 | [17 empty] | 982 |  |  | 4 | 14 | 1
| CATLETT 1105 | 153761105 | 55.9816 | 54.144 |  |  | 54.144 | 1.8377 | 12kV | Non-HFTD |  | Non-HFTD | Non-HFTD | 113.5 | 0.764 | 1.618 |  |  |  | 54.144 | [21 empty] | 0.007141 | 0.13495 | [18 empty] | 2 | 5
| CAWELO B 1101 | 252621101 | 0.012916 | 0.012916 |  |  | 0.012916 | 0 | 12kV | Non-HFTD |  | Non-HFTD | Non-HFTD | 242.7 | 2.255 | 2.996 |  |  |  | 0.012916
| CAWELO C 1101 | 252631101 | 0.018465 | 0.018465 |  |  | 0.018465 | 0 | 4.16kV | Non-HFTD |  | Non-HFTD | Non-HFTD | 242.7 | 2.255 | 2.996 |  |  |  | 0.018465
| CELERON 1101 | 255271101 | 0.11966 | 0.11966 |  |  | 0.11966 | 0 | 12kV | Non-HFTD |  | Non-HFTD | Non-HFTD | 92 | 0.689 | 2.223 |  |  |  | 0.11966
| CHANNEL 1101 | 163071101 | 11.2261 | 9.8972 |  |  | 9.8972 | 1.3289 | 12kV | Non-HFTD |  | Non-HFTD | Non-HFTD | 7.2 | 1.026 | 0 |  |  |  | 9.8972 | [22 empty] | 0.19598 | [19 empty] | 5 | 4
| CHANNEL 1102 | 163071102 | 11.3405 | 8.3754 |  |  | 8.3754 | 2.9651 | 12kV | Non-HFTD |  | Non-HFTD | Non-HFTD | 53.8 | 0.246 | 0 |  |  |  | 8.3754 | [43 empty] | 1
| CHARCA 1102 | 254501102 | 50.1202 | 48.8435 |  |  | 48.8435 | 1.2767 | 12kV | Non-HFTD |  | Non-HFTD | Non-HFTD | 251.5 | 0.912 | 1.431 |  |  |  | 48.8435 | [20 empty] | 0.033604 | 0.045529 | 0.096267 | [15 empty] | 1008 |  |  | 3 | 1 | 10
| CHARCA 1103 | 254501103 | 42.1686 | 41.91 |  |  | 41.91 | 0.2586 | 12kV | Non-HFTD |  | Non-HFTD | Non-HFTD | 36.9 | 0.413 | 0.835 |  |  |  | 41.91 | [21 empty] | 0.0066767 | [16 empty] | 332 |  |  |  | 2 | 1
| CHARCA 1106 | 254501106 | 30.898 | 18.9718 |  |  | 18.9718 | 11.9261 | 12kV | Non-HFTD |  | Non-HFTD | Non-HFTD | 209.4 | 1.504 | 6.95 |  |  |  | 18.9718 | [11 empty] | 2 |  | 2 | [6 empty] | 0.53698 | 0.38359 | 0.65909 | [15 empty] | 405 |  |  | 2 | 2 | 6
| CHEROKEE 1101 | 163651101 | 27.4044 | 19.8981 |  |  | 19.8981 | 7.5062 | 12kV | Non-HFTD |  | Non-HFTD | Non-HFTD | 15.4 | 0.082 | 0.809 |  |  |  | 19.8981 | [12 empty] | 1 | [8 empty] | 0.037333 | 0.0044461 | [15 empty] | 357 |  |  |  | 1 | 2
| CHEROKEE 1102 | 163651102 | 39.3 | 36.2903 |  |  | 36.2903 | 3.0097 | 12kV | Non-HFTD |  | Non-HFTD | Non-HFTD | 292.3 | 1.565 | 1.804 |  |  |  | 36.2903 | [20 empty] | 0.10239 | [20 empty] | 4 | 2
| CHICO A 0401 | 102050401 | 2.2443 | 2.1977 |  |  | 2.1977 | 0.046587 | 4.16kV | Non-HFTD |  | Non-HFTD | Non-HFTD | 0 | 0 | 0 |  |  |  | 2.1977 | [29 empty] | ss2: 2.1977 | 37 |  |  |  | 1
| CHICO A 0402 | 102050402 | 5.7944 | 5.6528 |  |  | 5.6528 | 0.14166 | 4.16kV | Non-HFTD |  | Non-HFTD | Non-HFTD | 99.7 | 1.509 | 2.51 |  |  |  | 5.6528 | [29 empty] | ss2: 0.27427 | 272
| CHICO A 1101 | 102051101 | 8.6076 | 8.0962 |  |  | 8.0962 | 0.51139 | 12kV | Non-HFTD |  | Non-HFTD | Non-HFTD | 118.1 | 1.847 | 2.006 |  |  |  | 8.0962 | [20 empty] | 0.0081841 | 0.082045 | [7 empty] | ss2: 7.89 | 413 |  |  | 2 | 3
| CHICO A 1102 | 102051102 | 17.5412 | 9.99 |  |  | 9.99 | 7.5513 | 12kV | Non-HFTD |  | Non-HFTD | Non-HFTD | 0.5 | 0.004 | 0.664 |  |  |  | 9.99 | [20 empty] | 0.014545 | 0.032222 | 0.12117 | [6 empty] | ss2: 8.56 | 374 |  |  | 1 | 3 | 2
| CHICO A 1103 | 102051103 | 6.7386 | 4.8664 |  |  | 4.8664 | 1.8722 | 12kV | Non-HFTD |  | Non-HFTD | Non-HFTD | 23.9 | 0.146 | 1.857 |  |  |  | 4.8664 | [29 empty] | ss2: 4.26 | 111 |  |  |  |  | 2
| CHICO B 1101 | 102491101 | 12.6375 | 4.8857 |  |  | 4.8857 | 7.7518 | 12kV | Non-HFTD |  | Non-HFTD | Non-HFTD | 0.6 | 0.012 | 0.988 |  |  |  | 4.8857 | [20 empty] | 0.45118 | [8 empty] | ss2: 1.6126 |  |  |  | 5 | 1
| CHICO B 1102 | 102491102 | 0.45349 |  |  |  |  | 0.45349 | 12kV | Non-HFTD |  | Non-HFTD | Non-HFTD | 0.6 | 0.012 | 0.988
| CHICO B 1103 | 102491103 | 16.5356 | 7.8912 |  |  | 7.8912 | 8.6445 | 12kV | Non-HFTD |  | Non-HFTD | Non-HFTD | 88.5 | 0.916 | 1.711 |  |  |  | 7.8912 | [13 empty] | 1 | [8 empty] | 0.0041586 | [6 empty] | ss2: 7.8912; tt2: 107.549 |  |  |  | 1 |  | 1
| CHICO B 1105 | 102491105 | 14.0762 | 10.9233 |  |  | 10.9233 | 3.1529 | 12kV | Non-HFTD |  | Non-HFTD | Non-HFTD | 2.9 | 0.026 | 0 |  |  |  | 10.9233 | [21 empty] | 0.0047878 | [7 empty] | ss2: 10.41 | 15 |  |  |  | 1
| CHICO B 1106 | 102491106 | 4.765 | 1.9956 |  |  | 1.9956 | 2.7694 | 12kV | Non-HFTD |  | Non-HFTD | Non-HFTD | 143.7 | 2.027 | 2.007 |  |  |  | 1.9956 | [21 empty] | 0.080256 | [7 empty] | ss2: 1.9956 | 16 |  |  |  | 7 | 1
| CHICO C 0401 | 102650401 | 2.7818 | 2.7739 |  |  | 2.7739 | 0.0078519 | 4.16kV | Non-HFTD |  | Non-HFTD | Non-HFTD | 0 | 0 | 1.993 |  |  |  | 2.7739 | [29 empty] | ss2: 2.7739 | 44
| CHOLAME 1101 | 182561101 | 101.9983 | 97.2031 |  |  | 97.2031 | 4.7952 | 12kV | Non-HFTD |  | Non-HFTD | Non-HFTD | 111.3 | 1.89 | 5.821 |  |  |  | 97.2031 | [12 empty] | 5 | [7 empty] | 0.20091 | 0.26728 | [19 empty] | 1 | 5 | 3
| CHOWCHILLA 1101 | 254101101 | 75.2999 | 62.9635 |  |  | 62.9635 | 12.3365 | 12kV | Non-HFTD |  | Non-HFTD | Non-HFTD | 10.9 | 0.105 | 0.785 |  |  |  | 62.9635 | [43 empty] | 2
| CHOWCHILLA 1102 | 254101102 | 36.0601 | 17.3016 |  |  | 17.3016 | 18.7586 | 12kV | Non-HFTD |  | Non-HFTD | Non-HFTD | 0.2 | 0.003 | 1.002 |  |  |  | 17.3016 | [21 empty] | 0.28616 | 0.065731 | [15 empty] | 13 |  |  |  | 4 | 1
| CHOWCHILLA 1103 | 254101103 | 55.8385 | 53.3747 |  |  | 53.3747 | 2.4638 | 12kV | Non-HFTD |  | Non-HFTD | Non-HFTD | 12 | 0.119 | 1.113 |  |  |  | 53.3747 | [20 empty] | 0.0056209 | 0.011617 | [19 empty] | 5 | 2 | 1
| CHOWCHILLA 1104 | 254101104 | 81.923 | 80.4723 |  |  | 80.4723 | 1.4507 | 12kV | Non-HFTD |  | Non-HFTD | Non-HFTD | 49.7 | 0.647 | 0.701 |  |  |  | 80.4723 | [11 empty] | 1 | 3 | [8 empty] | 0.02112 | 0.31545 | [18 empty] | 1 | 3 | 6
| CHOWCHILLA 1105 | 254101105 | 7.3189 | 5.2504 |  |  | 5.2504 | 2.0685 | 12kV | Non-HFTD |  | Non-HFTD | Non-HFTD | 143.7 | 1.145 | 2.889 |  |  |  | 5.2504 | [43 empty] | 3
| CHOWCHILLA 1106 | 254101106 | 55.8537 | 54.7725 |  |  | 54.7725 | 1.0811 | 12kV | Non-HFTD |  | Non-HFTD | Non-HFTD | 32.4 | 0.276 | 0.742 |  |  |  | 54.7725 | [12 empty] | 1 | 61 | [6 empty] | 0.020961 |  | 0.079504 | [18 empty] | 2 | 1 | 23
| CLARK ROAD 1101 | 103091101 | 3.7408 | 0.020705 |  | 0.017864 | 0.0028409 | 3.7201 | 12kV | Non-HFTD |  | 0.30929 | N/A | 685 | 1.32 | 0 |  |  |  | 0.0028409 | 0.017864 | [20 empty] | 0.44478 | [20 empty] | 6
| CLAYTON 1103 | 012021103 | 7.828 | 4.4423 |  |  | 4.4423 | 3.3857 | 12kV | Non-HFTD |  | Non-HFTD | Non-HFTD | 31.6 | 0.051 | 0 |  |  |  | 4.4423 | [41 empty] | 1
| CLAYTON 1104 | 012021104 | 15.6324 | 13.3672 |  |  | 13.3672 | 2.2652 | 12kV | Non-HFTD |  | Non-HFTD | Non-HFTD | 41.4 | 0.179 | 0 |  |  |  | 13.3672 | [41 empty] | 1
| CLAYTON 2211 | 012022211 | 30.6981 | 10.4751 |  |  | 10.4751 | 20.223 | 21kV | Non-HFTD |  | Non-HFTD | Non-HFTD | 95.1 | 1.442 | 1.89 |  |  |  | 10.4751 | [20 empty] | 0.086854 | 0.074315 | 0.20089 | [19 empty] | 4 | 2
| CLAYTON 2214 | 012022214 | 16.1776 | 5.8448 |  |  | 5.8448 | 10.3328 | 21kV | Non-HFTD |  | Non-HFTD | Non-HFTD | 72.7 | 1.029 | 1.293 |  |  |  | 5.8448 | [13 empty] | 1 | [7 empty] | 0.085367 | 0.048607 | [18 empty] | 5 |  | 1
| CLAYTON 2216 | 012022216 | 37.2627 | 17.5456 |  |  | 17.5456 | 19.7171 | 21kV | Non-HFTD |  | Non-HFTD | Non-HFTD | 175.7 | 0.524 | 2.767 |  |  |  | 17.5456 | [20 empty] | 0.071992 | 0.1063 | 0.25042 | [15 empty] | 195 |  |  | 5 | 6 | 7
| CLAYTON 2217 | 012022217 | 42.5701 | 20.0858 |  | 0.072659 | 20.0132 | 22.4843 | 21kV | Non-HFTD |  | 3.4288e-05 | N/A | 138.5 | 1.575 | 2.637 |  |  |  | 20.0132 | 0.072659 | [20 empty] | 0.079207 | [19 empty] | 1 |  | 2
| CLAYTON 2218 | 012022218 | 14.2886 | 8.3209 |  |  | 8.3209 | 5.9677 | 21kV | Non-HFTD |  | Non-HFTD | Non-HFTD | 79.1 | 0.257 | 1 |  |  |  | 8.3209 | [20 empty] | 0.031864 | 0.024314 | [16 empty] | 9 |  |  | 1 | 1
| CLIFF DRIVE 0401 | 083230401 | 10.581 | 7.7672 |  |  | 7.7672 | 2.8138 | 4.16kV | Non-HFTD |  | Non-HFTD | Non-HFTD | 38.6 | 2.012 | 1 |  |  |  | 7.7672 | [20 empty] | 0.065845 |  | 0.0029765 | [18 empty] | 11 |  | 1
| CLIFF DRIVE 0402 | 083230402 | 5.6627 | 3.5935 |  |  | 3.5935 | 2.0692 | 4.16kV | Non-HFTD |  | Non-HFTD | Non-HFTD | 38.1 | 2.003 | 1.002 |  |  |  | 3.5935 | [20 empty] | 0.05475 | [20 empty] | 4 | 1
| CLOVIS 1101 | 254081101 | 21.4313 | 3.9796 |  |  | 3.9796 | 17.4517 | 12kV | Non-HFTD |  | Non-HFTD | Non-HFTD | 0.8 | 0.041 | 0 |  |  |  | 3.9796 | [20 empty] | 0.069946 |  | 0.061004 | [18 empty] | 1
| CLOVIS 1102 | 254081102 | 41.7149 | 28.4337 |  |  | 28.4337 | 13.2811 | 12kV | Non-HFTD |  | Non-HFTD | Non-HFTD | 34.8 | 2.02 | 0 |  |  |  | 28.4337 | [20 empty] | 0.18771 | 0.15949 | 0.05806 | [18 empty] | 4 | 1 | 2
| CLOVIS 1103 | 254081103 | 24.2158 | 1.9417 |  |  | 1.9417 | 22.2741 | 12kV | Non-HFTD |  | Non-HFTD | Non-HFTD | 4.8 | 0.015 | 0 |  |  |  | 1.9417 | [22 empty] | 0.40718 | [18 empty] | 1
| CLOVIS 1104 | 254081104 | 23.0722 | 0.0028409 |  |  | 0.0028409 | 23.0693 | 12kV | Non-HFTD |  | Non-HFTD | Non-HFTD | 153.7 | 1.124 | 0.996 |  |  |  | 0.0028409 | [22 empty] | 0.56484 | [20 empty] | 14
| CLOVIS 1105 | 254081105 | 24.076 | 7.7256 |  |  | 7.7256 | 16.3504 | 12kV | Non-HFTD |  | Non-HFTD | Non-HFTD | 197.1 | 3.041 | 4.535 |  |  |  | 7.7256 | [20 empty] | 0.4476 |  | 0.0028507 | [18 empty] | 6 | 1 | 2
| CLOVIS 1106 | 254081106 | 15.7031 | 4.9908 |  |  | 4.9908 | 10.7123 | 12kV | Non-HFTD |  | Non-HFTD | Non-HFTD | 2.1 | 0.002 | 3.756 |  |  |  | 4.9908 | [20 empty] | 0.054505 | 0.75246 | 0.17846 | [18 empty] | 2 | 4
| CLOVIS 1107 | 254081107 | 28.2923 | 8.4773 |  |  | 8.4773 | 19.815 | 12kV | Non-HFTD |  | Non-HFTD | Non-HFTD | 0.8 | 0.002 | 0 |  |  |  | 8.4773 | [12 empty] | 1 | [7 empty] | 0.9488 | 1.1692 | 0.69018 | [15 empty] | 7 |  |  | 4 | 14 | 2
| CLOVIS 1108 | 254081108 | 37.1946 | 11.8047 |  |  | 11.8047 | 25.39 | 12kV | Non-HFTD |  | Non-HFTD | Non-HFTD | 25.1 | 0.992 | 0.039 |  |  |  | 11.8047 | [13 empty] | 1 | [6 empty] | 0.97244 | 2.7614 | 1.3431 | [15 empty] | 209 |  |  | 9 | 8 | 9
| CLOVIS 2109 | 254082109 | 27.6044 | 3.9014 |  |  | 3.9014 | 23.703 | 21kV | Non-HFTD |  | Non-HFTD | Non-HFTD | 82.3 | 1.719 | 1 |  |  |  | 3.9014 | [21 empty] | 0.11937 | 0.076084 | [19 empty] | 1
| CLOVIS 2110 | 254082110 | 18.9813 | 11.4717 |  |  | 11.4717 | 7.5095 | 21kV | Non-HFTD |  | Non-HFTD | Non-HFTD | 39.9 | 0.416 | 1.648 |  |  |  | 11.4717 | [20 empty] | 0.0025486 | 0.68402 | 0.23256 | [18 empty] | 1 | 4 | 2
| CLOVIS 2111 | 254082111 | 27.0454 | 8.7989 |  |  | 8.7989 | 18.2465 | 21kV | Non-HFTD |  | Non-HFTD | Non-HFTD | 11.9 | 0.103 | 0.437 |  |  |  | 8.7989 | [20 empty] | 0.096848 | 0.10588 | 0.76395 | [18 empty] | 1 | 1 | 3
| COALINGA NO 1 1106 | 252161106 | 9.9523 | 7.2203 |  |  | 7.2203 | 2.732 | 12kV | Non-HFTD |  | Non-HFTD | Non-HFTD | 76.6 | 0.139 | 0 |  |  |  | 7.2203 | [42 empty] | 1 | 1
| COALINGA NO 1 1107 | 252161107 | 7.5918 | 3.8521 |  |  | 3.8521 | 3.7397 | 12kV | Non-HFTD |  | Non-HFTD | Non-HFTD | 12.9 | 0.034 | 0 |  |  |  | 3.8521 | [20 empty] | 0.053909 | 0.5887 | [20 empty] | 10
| COALINGA NO 1 1108 | 252161108 | 70.7839 | 61.8631 |  |  | 61.8631 | 8.9208 | 12kV | Non-HFTD |  | Non-HFTD | Non-HFTD | 104.7 | 0.345 | 4.95 |  |  |  | 61.8631 | [20 empty] | 0.033187 | 0.31449 | 0.19826 | [19 empty] | 1 | 4
| COALINGA NO 1 1109 | 252161109 | 35.1113 | 27.2885 |  |  | 27.2885 | 7.8228 | 12kV | Non-HFTD |  | Non-HFTD | Non-HFTD | 122.2 | 1.039 | 2.003 |  |  |  | 27.2885 | [21 empty] | 0.02623 | [20 empty] | 2
| COALINGA NO 2 1104 | 252381104 | 0.16374 | 0.16374 |  |  | 0.16374 | 0 | 12kV | Non-HFTD |  | Non-HFTD | Non-HFTD | 4.8 | 0.035 | 1.091 |  |  |  | 0.16374
| COALINGA NO 2 1105 | 252381105 | 77.3262 | 76.4286 |  |  | 76.4286 | 0.89761 | 12kV | Non-HFTD |  | Non-HFTD | Non-HFTD | 13.5 | 0.487 | 0.031 |  |  |  | 76.4286 | [11 empty] | 14 | [8 empty] | 0.34908 | 0.012099 | 0.018787 | [18 empty] | 11 | 2 | 1
| COALINGA NO 2 1106 | 252381106 | 45.139 | 43.5195 |  |  | 43.5195 | 1.6195 | 12kV | Non-HFTD |  | Non-HFTD | Non-HFTD | 822.8 | 2.837 | 0.654 |  |  |  | 43.5195 | [21 empty] | 0.0085102 | 0.0099047 | [18 empty] | 1 | 1 | 6
| COALINGA NO 2 1107 | 252381107 | 64.3963 | 59.0302 |  |  | 59.0302 | 5.3661 | 12kV | Non-HFTD |  | Non-HFTD | Non-HFTD | 708.7 | 2.441 | 2.484 |  |  |  | 59.0302 | [21 empty] | 0.081671 | 1.1653 | [19 empty] | 1 | 26
| COLONY 1101 | 162231101 | 19.114 | 18.9565 |  |  | 18.9565 | 0.15751 | 12kV | Non-HFTD |  | Non-HFTD | Non-HFTD | 5.9 | 0.042 | 0 |  |  |  | 18.9565 | [41 empty] | 1
| COLONY 1102 | 162231102 | 48.3822 | 47.6802 |  |  | 47.6802 | 0.70207 | 12kV | Non-HFTD |  | Non-HFTD | Non-HFTD | 55.2 | 0.606 | 0.911 |  |  |  | 47.6802 | [20 empty] | 0.018619 | [17 empty] | 869 |  |  | 4
| COLUMBUS 1103 | 253951103 | 12.3808 | 7.8749 |  |  | 7.8749 | 4.5059 | 12kV | Non-HFTD |  | Non-HFTD | Non-HFTD | 80 | 1.721 | 2.724 |  |  |  | 7.8749 | [41 empty] | 3 | 2
| COLUMBUS 1104 | 253951104 | 13.08 | 8.2694 |  |  | 8.2694 | 4.8107 | 12kV | Non-HFTD |  | Non-HFTD | Non-HFTD | 37.9 | 0.075 | 0.387 |  |  |  | 8.2694 | [20 empty] | 0.045437 | [22 empty] | 2
| COLUMBUS 1105 | 253951105 | 23.1654 | 16.0555 |  |  | 16.0555 | 7.1099 | 12kV | Non-HFTD |  | Non-HFTD | Non-HFTD | 36.6 | 0.101 | 1.825 |  |  |  | 16.0555 | [20 empty] | 0.36911 | [17 empty] | 2 |  |  | 2
| COLUMBUS 1106 | 253951106 | 16.1965 | 14.3124 |  |  | 14.3124 | 1.8842 | 12kV | Non-HFTD |  | Non-HFTD | Non-HFTD | 1.7 | 0.022 | 0 |  |  |  | 14.3124 | [41 empty] | 3
| COLUMBUS 1109 | 253951109 | 27.096 | 5.5782 |  |  | 5.5782 | 21.5179 | 12kV | Non-HFTD |  | Non-HFTD | Non-HFTD | 105.5 | 0.668 | 1.304 |  |  |  | 5.5782 | [38 empty] | 1 |  |  | 2 | 1 | 1
| COLUMBUS 1110 | 253951110 | 13.4754 | 6.5198 |  |  | 6.5198 | 6.9557 | 12kV | Non-HFTD |  | Non-HFTD | Non-HFTD | 113.5 | 1.077 | 0.52 |  |  |  | 6.5198 | [42 empty] | 1 | 1
| COLUSA 1100 | 062021100 | 55.4892 | 50.3149 |  |  | 50.3149 | 5.1743 | 12kV | Non-HFTD |  | Non-HFTD | Non-HFTD | 39.1 | 0.104 | 0.015 |  |  |  | 50.3149 | [12 empty] | 1 | 12 | [6 empty] | 0.082199 | 1.9721 | [19 empty] | 3 | 42 | 19
| COLUSA 1101 | 062021101 | 66.3619 | 64.21 |  |  | 64.21 | 2.1518 | 12kV | Non-HFTD |  | Non-HFTD | Non-HFTD | 19.9 | 0.169 | 0.105 |  |  |  | 64.21 | [20 empty] | 0.022308 |  | 0.013612 | [15 empty] | 34 |  |  | 2 | 4 | 9
| COLUSA JUNCTION 1101 | 062071101 | 37.7995 | 29.0583 |  |  | 29.0583 | 8.7412 | 12kV | Non-HFTD |  | Non-HFTD | Non-HFTD | 52.5 | 1.151 | 0.047 |  |  |  | 29.0583 | [21 empty] | 0.097377 | 0.41566 | [18 empty] | 1 | 1 | 1
| CONCORD NO 1 0401 | 012960401 | 5.5249 | 4.7524 |  |  | 4.7524 | 0.77257 | 4.16kV | Non-HFTD |  | Non-HFTD | Non-HFTD | 45.9 | 0.242 | 1.999 |  |  |  | 4.7524 | [41 empty] | 1
| CONCORD NO 1 0402 | 012960402 | 2.9919 | 2.8669 |  |  | 2.8669 | 0.12499 | 4.16kV | Non-HFTD |  | Non-HFTD | Non-HFTD | 3 | 0.027 | 1.027 |  |  |  | 2.8669 | [41 empty] | 1 |  | 1
| CONTRA COSTA 2103 | 013652103 | 32.7176 | 22.5147 |  |  | 22.5147 | 10.2029 | 21kV | Non-HFTD |  | Non-HFTD | Non-HFTD | 0.1 | 0.002 | 0.001 |  |  |  | 22.5147 | [20 empty] | 0.092258 |  | 0.67717 | [18 empty] | 4 |  | 8
| CONTRA COSTA 2104 | 013652104 | 46.1729 | 10.8759 |  |  | 10.8759 | 35.297 | 21kV | Non-HFTD |  | Non-HFTD | Non-HFTD | 2.4 | 0.01 | 0 |  |  |  | 10.8759 | [20 empty] | 0.28731 | 0.24633 | 0.2536 | [18 empty] | 10 | 3
| CONTRA COSTA 2105 | 013652105 | 0.16232 | 0.040056 |  |  | 0.040056 | 0.12227 | 21kV | Non-HFTD |  | Non-HFTD | Non-HFTD | 2.4 | 0.01 | 0 |  |  |  | 0.040056 | [22 empty] | 0.11482
| CONTRA COSTA 2106 | 013652106 | 0.023808 | 0.023808 |  |  | 0.023808 | 0 | 21kV | Non-HFTD |  | Non-HFTD | Non-HFTD | 2.4 | 0.01 | 0 |  |  |  | 0.023808
| CONTRA COSTA 2107 | 013652107 | 45.4107 | 12.7665 |  |  | 12.7665 | 32.6441 | 21kV | Non-HFTD |  | Non-HFTD | Non-HFTD | 235.3 | 3.113 | 1.318 |  |  |  | 12.7665 | [20 empty] | 0.040787 | 0.17992 | 1.722 | [18 empty] | 6 |  | 13
| CONTRA COSTA 2108 | 013652108 | 40.7063 | 0.8753 |  |  | 0.8753 | 39.831 | 21kV | Non-HFTD |  | Non-HFTD | Non-HFTD | 36.7 | 1.051 | 0 |  |  |  | 0.8753 | [21 empty] | 0.36838 | 0.2282 | [18 empty] | 6 | 6 | 10
| CONTRA COSTA 2109 | 013652109 | 61.4479 | 15.2433 |  |  | 15.2433 | 46.2046 | 21kV | Non-HFTD |  | Non-HFTD | Non-HFTD | 47.8 | 0.125 | 0 |  |  |  | 15.2433 | [22 empty] | 0.17027 | [18 empty] | 1 | 1 | 10
| CONTRA COSTA 2110 | 013652110 | 38.3787 | 0.55395 |  |  | 0.55395 | 37.8248 | 21kV | Non-HFTD |  | Non-HFTD | Non-HFTD | 110.4 | 0.77 | 0.259 |  |  |  | 0.55395 | [41 empty] | 3
| CONTRA COSTA 2111 | 013652111 | 0.038938 |  |  |  |  | 0.038938 | 21kV | Non-HFTD |  | Non-HFTD | Non-HFTD | 110.4 | 0.77 | 0.259
| CONTRA COSTA 2112 | 013652112 | 59.2325 | 0.037845 |  |  | 0.037845 | 59.1947 | 21kV | Non-HFTD |  | Non-HFTD | Non-HFTD | 17.1 | 0.132 | 0 |  |  |  | 0.037845 | [20 empty] | 1.9878 | 0.10975 | 0.55503 | [15 empty] | 1 |  |  | 14
| CONTRA COSTA 2113 | 013652113 | 62.8404 | 13.9224 |  |  | 13.9224 | 48.9179 | 21kV | Non-HFTD |  | Non-HFTD | Non-HFTD | 8.5 | 0.08 | 0.995 |  |  |  | 13.9224 | [20 empty] | 1.5208 | 0.24834 | 0.26582 | [15 empty] | 77 |  |  | 14 | 3 | 8
| CONTRA COSTA 2114 | 013652114 | 39.7538 | 1.9097 |  |  | 1.9097 | 37.8442 | 21kV | Non-HFTD |  | Non-HFTD | Non-HFTD | 8.5 | 0.082 | 1.945 |  |  |  | 1.9097 | [20 empty] | 0.23505 | 0.18806 | [20 empty] | 4 | 1
| CONTRA COSTA 2115 | 013652115 | 40.8068 | 6.7651 |  |  | 6.7651 | 34.0416 | 21kV | Non-HFTD |  | Non-HFTD | Non-HFTD | 414.4 | 3.206 | 1.585 |  |  |  | 6.7651 | [20 empty] | 1.0175 | 0.27719 | 0.21775 | [18 empty] | 5 | 5 | 4
| CONTRA COSTA 2116 | 013652116 | 42.8309 | 23.1447 |  |  | 23.1447 | 19.6861 | 21kV | Non-HFTD |  | Non-HFTD | Non-HFTD | 156.5 | 2.415 | 2.158 |  |  |  | 23.1447 | [20 empty] | 0.78186 |  | 0.015152 | [18 empty] | 4 | 2 | 4
| COPPERMINE 1106 | 252411106 | 21.4119 | 7.997 |  |  | 7.997 | 13.415 | 12kV | Non-HFTD |  | Non-HFTD | Non-HFTD | 25.4 | 0.068 | 0 |  |  |  | 7.997 | [21 empty] | 0.7408 | [16 empty] | 1 |  |  |  | 4 | 1
| COPPERMINE 1112 | 252411112 | 15.8712 | 15.8558 |  |  | 15.8558 | 0.015373 | 12kV | Non-HFTD |  | Non-HFTD | Non-HFTD | 69.8 | 0.813 | 0 |  |  |  | 15.8558 | [22 empty] | 0.0045594 | [15 empty] | 323 |  |  |  |  | 3
| COPPERMINE 2110 | 252412110 | 0.021944 | 0.0028409 |  |  | 0.0028409 | 0.019103 | 21kV | Non-HFTD |  | Non-HFTD | Non-HFTD | 69.8 | 0.813 | 0 |  |  |  | 0.0028409
| COPUS 1102 | 253871102 | 30.8128 | 30.8128 |  |  | 30.8128 | 0 | 12kV | Non-HFTD |  | Non-HFTD | Non-HFTD | 6.5 | 0.08 | 0 |  |  |  | 30.8128 | [38 empty] | 123 |  |  |  | 1
| COPUS 1103 | 253871103 | 24.9561 | 24.7226 |  |  | 24.7226 | 0.2335 | 12kV | Non-HFTD |  | Non-HFTD | Non-HFTD | 36.1 | 0.23 | 1.836 |  |  |  | 24.7226 | [21 empty] | 0.031702 | [16 empty] | 247 |  |  |  | 1
| COPUS 1104 | 253871104 | 39.3685 | 39.1361 |  |  | 39.1361 | 0.23241 | 12kV | Non-HFTD |  | Non-HFTD | Non-HFTD | 186.2 | 0.798 | 0 |  |  |  | 39.1361 | [38 empty] | 740 |  |  | 1 |  | 1
| CORCORAN 1101 | 252171101 | 1.7322 | 0.52353 |  |  | 0.52353 | 1.2087 | 12kV | Non-HFTD |  | Non-HFTD | Non-HFTD | 122.2 | 1.039 | 2.003 |  |  |  | 0.52353
| CORCORAN 1102 | 252171102 | 1.9563 | 0.036957 |  |  | 0.036957 | 1.9194 | 12kV | Non-HFTD |  | Non-HFTD | Non-HFTD | 122.2 | 1.039 | 2.003 |  |  |  | 0.036957
| CORCORAN 1104 | 252171104 | 27.5234 | 26.8204 |  |  | 26.8204 | 0.70298 | 12kV | Non-HFTD |  | Non-HFTD | Non-HFTD | 64.4 | 0.231 | 0 |  |  |  | 26.8204 | [42 empty] | 3 | 1
| CORCORAN 1106 | 252171106 | 45.0656 | 41.4131 |  |  | 41.4131 | 3.6525 | 12kV | Non-HFTD |  | Non-HFTD | Non-HFTD | 50.5 | 0.153 | 3.173 |  |  |  | 41.4131 | [12 empty] | 1 | [8 empty] | 0.027099 | 0.51631 | [19 empty] | 4 | 6
| CORCORAN 1108 | 252171108 | 31.1393 | 25.7791 |  |  | 25.7791 | 5.3602 | 12kV | Non-HFTD |  | Non-HFTD | Non-HFTD | 48.2 | 0.735 | 2.705 |  |  |  | 25.7791 | [20 empty] | 0.015333 | 0.042281 | [19 empty] | 2 | 3 | 2
| CORCORAN 1112 | 252171112 | 49.4087 | 42.042 |  |  | 42.042 | 7.3667 | 12kV | Non-HFTD |  | Non-HFTD | Non-HFTD | 91.7 | 1.334 | 2.967 |  |  |  | 42.042 | [13 empty] | 1 | [7 empty] | 0.32031 | 0.079505 | [19 empty] | 6 | 2
| CORCORAN 1116 | 252171116 | 61.9986 | 60.0198 |  |  | 60.0198 | 1.9788 | 12kV | Non-HFTD |  | Non-HFTD | Non-HFTD | 316.2 | 1.618 | 1.886 |  |  |  | 60.0198 | [11 empty] | 1 |  | 17 | [6 empty] | 0.026033 | 0.13621 | 0.14796 | [15 empty] | 28 |  |  | 5 | 18 | 10
| CORCORAN 1117 | 252171117 | 1.7482 | 0.5394 |  |  | 0.5394 | 1.2088 | 12kV | Non-HFTD |  | Non-HFTD | Non-HFTD | 316.2 | 1.618 | 1.886 |  |  |  | 0.5394
| CORCORAN 1118 | 252171118 | 54.3135 | 53.3952 |  |  | 53.3952 | 0.91835 | 12kV | Non-HFTD |  | Non-HFTD | Non-HFTD | 119.3 | 0.477 | 0.778 |  |  |  | 53.3952 | [11 empty] | 2 |  | 1 | [6 empty] | 0.0087722 | [20 empty] | 1 | 2 | 1
| CORDELIA 1101 | 062701101 | 0.019146 | 0.019146 |  |  | 0.019146 | 0 | 12kV | Non-HFTD |  | Non-HFTD | Non-HFTD | 55.2 | 0.29 | 3.124 |  |  |  | 0.019146
| CORDELIA 1102 | 062701102 | 0.042729 | 0.042729 |  |  | 0.042729 | 0 | 12kV | Non-HFTD |  | Non-HFTD | Non-HFTD | 55.2 | 0.29 | 3.124 |  |  |  | 0.042729
| CORDELIA 1104 | 062701104 | 68.6958 | 61.5557 |  |  | 61.5557 | 7.1402 | 12kV | Non-HFTD |  | Non-HFTD | Non-HFTD | 2940.8 | 5.511 | 2.314 |  |  |  | 61.5557 | [12 empty] | 1 | [8 empty] | 0.028808 | [20 empty] | 1 | 1
| CORDELIA 1110 | 062701110 | 29.3382 | 8.9526 |  |  | 8.9526 | 20.3856 | 12kV | Non-HFTD |  | Non-HFTD | Non-HFTD | 201.4 | 1.631 | 0.194 |  |  |  | 8.9526 | [20 empty] | 0.031541 | 0.14102 | 0.04449 | [15 empty] | 37 |  |  | 3 | 3 | 1
| CORDELIA 1112 | 062701112 | 46.2726 | 16.1134 |  |  | 16.1134 | 30.1592 | 12kV | Non-HFTD |  | Non-HFTD | Non-HFTD | 344.6 | 2.627 | 1.975 |  |  |  | 16.1134 | [38 empty] | 269 |  |  | 1 | 1 | 1
| CORNING 1103 | 103331103 | 63.2878 | 58.524 |  |  | 58.524 | 4.7638 | 12kV | Non-HFTD |  | Non-HFTD | Non-HFTD | 33.2 | 0.426 | 1.432 |  |  |  | 58.524 | [11 empty] | 3 | 1 | [8 empty] | 0.11546 | [16 empty] | 1843 |  |  | 1 | 5 | 4
| CORNING 1104 | 103331104 | 123.1404 | 117.5434 |  |  | 117.5434 | 5.597 | 12kV | Non-HFTD |  | Non-HFTD | Non-HFTD | 127.4 | 0.602 | 1.023 |  |  |  | 117.5434 | [11 empty] | 4 | 1 | [8 empty] | 0.412 | 0.05657 | [15 empty] | 2789 |  |  | 5 | 5 | 8
| CORONA 1101 | 043491101 | 39.6094 | 22.7835 |  |  | 22.7835 | 16.8259 | 12kV | Non-HFTD |  | Non-HFTD | Non-HFTD | 26.4 | 0.092 | 1.366 |  |  |  | 22.7835 | [20 empty] | 0.58904 |  | 0.05662 | [18 empty] | 3 |  | 2
| CORONA 1102 | 043491102 | 9.2745 | 1.3772 |  |  | 1.3772 | 7.8972 | 12kV | Non-HFTD |  | Non-HFTD | Non-HFTD | 0 | 0 | 0 |  |  |  | 1.3772 | [42 empty] | 1
| CORRAL 1104 | 162991104 | 0.015388 |  |  |  |  | 0.015388 | 12kV | Non-HFTD |  | Non-HFTD | Non-HFTD | 73 | 0.392 | 0.337
| COTTLE 1701 | 163711701 | 110.244 | 90.0665 |  |  | 90.0665 | 20.1775 | 17kV | Non-HFTD |  | Non-HFTD | Non-HFTD | 394.1 | 2.627 | 0.842 |  |  |  | 90.0665 | [11 empty] | 2 | 1 | [7 empty] | 0.074159 |  | 0.23739 | [15 empty] | 489 |  |  | 4 | 1 | 16
| COTTLE 1702 | 163711702 | 52.1278 | 36.964 |  |  | 36.964 | 15.1638 | 17kV | Non-HFTD |  | Non-HFTD | Non-HFTD | 51.3 | 0.699 | 0.693 |  |  |  | 36.964 | [20 empty] | 0.55263 | 0.2306 | [16 empty] | 260 |  |  | 2 | 3 | 6
| COTTLE 1703 | 163711703 | 30.577 | 26.7967 |  |  | 26.7967 | 3.7803 | 17kV | Non-HFTD |  | Non-HFTD | Non-HFTD | 123.3 | 0.533 | 0.688 |  |  |  | 26.7967 | [12 empty] | 3 | [9 empty] | 0.015726 | [15 empty] | 1066 |  |  | 1 |  | 5
| COTTLE 1704 | 163711704 | 25.8712 | 14.7871 |  |  | 14.7871 | 11.0841 | 17kV | Non-HFTD |  | Non-HFTD | Non-HFTD | 105.6 | 1.744 | 1.014 |  |  |  | 14.7871 | [21 empty] | 0.036371 | 0.13707 | [20 empty] | 14
| COTTLE 1707 | 163711707 | 58.5264 | 47.6476 |  |  | 47.6476 | 10.8788 | 17kV | Non-HFTD |  | Non-HFTD | Non-HFTD | 270.3 | 2.226 | 0 |  |  |  | 47.6476 | [11 empty] | 2 | 2 | [7 empty] | 0.078582 | 0.086735 | 0.25421 | [15 empty] | 357 |  |  | 6 | 5 | 7
| COTTLE 1708 | 163711708 | 132.8959 | 129.9593 |  |  | 129.9593 | 2.9366 | 17kV | Non-HFTD |  | Non-HFTD | Non-HFTD | 527.4 | 2.386 | 0.046 |  |  |  | 129.9593 | [11 empty] | 2 | [8 empty] | 0.24585 |  | 0.30881 | [15 empty] | 27 |  |  | 4 | 2 | 10
| COUNTRY CLUB 0401 | 163120401 | 2.6375 | 2.105 |  |  | 2.105 | 0.53245 | 4.16kV | Non-HFTD |  | Non-HFTD | Non-HFTD | 0 | 0 | 0 |  |  |  | 2.105
| COUNTRY CLUB 0402 | 163120402 | 6.6641 | 5.1291 |  |  | 5.1291 | 1.535 | 4.16kV | Non-HFTD |  | Non-HFTD | Non-HFTD | 11.4 | 0.037 | 0 |  |  |  | 5.1291
| COUNTRY CLUB 0403 | 163120403 | 4.0903 | 2.7036 |  |  | 2.7036 | 1.3867 | 4.16kV | Non-HFTD |  | Non-HFTD | Non-HFTD | 0 | 0 | 0 |  |  |  | 2.7036 | [22 empty] | 0.0087941 | [20 empty] | 1
| COUNTRY CLUB 1101 | 163121101 | 13.581 | 12.0011 |  |  | 12.0011 | 1.5799 | 12kV | Non-HFTD |  | Non-HFTD | Non-HFTD | 2.8 | 0.004 | 0 |  |  |  | 12.0011
| COUNTRY CLUB 1102 | 163121102 | 4.8865 | 1.3345 |  |  | 1.3345 | 3.552 | 12kV | Non-HFTD |  | Non-HFTD | Non-HFTD | 9.1 | 0.022 | 0 |  |  |  | 1.3345 | [22 empty] | 0.0093
| COUNTRY CLUB 1103 | 163121103 | 8.54 | 6.2452 |  |  | 6.2452 | 2.2948 | 12kV | Non-HFTD |  | Non-HFTD | Non-HFTD | 109 | 0.338 | 1 |  |  |  | 6.2452 | [43 empty] | 1
| COUNTRY CLUB 1104 | 163121104 | 9.7249 | 7.1859 |  |  | 7.1859 | 2.539 | 12kV | Non-HFTD |  | Non-HFTD | Non-HFTD | 14 | 1.659 | 1.581 |  |  |  | 7.1859
| COUNTRY CLUB 1105 | 163121105 | 5.5585 | 1.6524 |  |  | 1.6524 | 3.9061 | 12kV | Non-HFTD |  | Non-HFTD | Non-HFTD | 0 | 0 | 0 |  |  |  | 1.6524 | [43 empty] | 2
| COUNTRY CLUB 1106 | 163121106 | 9.4448 | 8.9578 |  |  | 8.9578 | 0.48694 | 12kV | Non-HFTD |  | Non-HFTD | Non-HFTD | 39.8 | 0.126 | 0 |  |  |  | 8.9578
| CRESSEY 2103 | 254702103 | 140.1712 | 138.4959 |  |  | 138.4959 | 1.6753 | 21kV | Non-HFTD |  | Non-HFTD | Non-HFTD | 346.2 | 2.819 | 3.664 |  |  |  | 138.4959 | [11 empty] | 54 | [8 empty] | 0.014557 | 0.029064 | 0.029705 | [18 empty] | 15 | 7 | 2
| CRESSEY 2104 | 254702104 | 96.0994 | 94.7375 |  |  | 94.7375 | 1.362 | 21kV | Non-HFTD |  | Non-HFTD | Non-HFTD | 189 | 1.448 | 1.153 |  |  |  | 94.7375 | [11 empty] | 97 | [8 empty] | 0.05978 | 0.012821 | [16 empty] | 66 |  |  | 36 | 2 | 3
| CRESTA 1101 | 102251101 | 3.7844 | 1.1994 | 0.38959 | 0.80979 |  | 2.585 | 12kV | Non-HFTD |  | 1.5089 | N/A | 0 | 0 | 0 |  |  |  |  | 0.80979 | 0.38959 |  |  |  |  | 0.028177 | [8 empty] | 2 | [9 empty] | 0.022766 |  |  | 0.099477 | [20 empty] | 6
| CROWS LANDING 1101 | 163251101 | 44.7968 | 44.5181 |  |  | 44.5181 | 0.27877 | 12kV | Non-HFTD |  | Non-HFTD | Non-HFTD | 229.6 | 1.662 | 1.351 |  |  |  | 44.5181 | [13 empty] | 1 | [6 empty] | 0.048295 | [20 empty] | 1 |  | 2
| CROWS LANDING 1102 | 163251102 | 7.8933 | 7.5575 |  |  | 7.5575 | 0.33578 | 12kV | Non-HFTD |  | Non-HFTD | Non-HFTD | 78.2 | 0.83 | 1 |  |  |  | 7.5575
| CUYAMA 1104 | 253141104 | 18.0391 | 17.8855 |  |  | 17.8855 | 0.15358 | 12kV | Non-HFTD |  | Non-HFTD | Non-HFTD | 0 | 0 | 0 |  |  |  | 17.8855
| CUYAMA 2101 | 253142101 | 64.1462 | 63.0154 |  |  | 63.0154 | 1.1308 | 21kV | Non-HFTD |  | Non-HFTD | Non-HFTD | 66.4 | 0.936 | 4.492 |  |  |  | 63.0154 | [12 empty] | 1 | [7 empty] | 0.10217 | [20 empty] | 10 | 1
| CUYAMA 2102 | 253142102 | 36.8429 | 35.7512 |  |  | 35.7512 | 1.0916 | 21kV | Non-HFTD |  | Non-HFTD | Non-HFTD | 157.4 | 0.67 | 1 |  |  |  | 35.7512
| DAIRYLAND 1102 | 252421102 | 61.8044 | 61.4142 |  |  | 61.4142 | 0.39019 | 12kV | Non-HFTD |  | Non-HFTD | Non-HFTD | 63.5 | 2.082 | 2.739 |  |  |  | 61.4142 | [21 empty] | 0.01911 | [20 empty] | 4 | 1
| DAIRYLAND 1105 | 252421105 | 60.7419 | 60.3732 |  |  | 60.3732 | 0.3687 | 12kV | Non-HFTD |  | Non-HFTD | Non-HFTD | 33.6 | 0.247 | 1.39 |  |  |  | 60.3732 | [22 empty] | 0.022067 | [18 empty] | 7 | 1 | 8
| DAIRYLAND 1109 | 252421109 | 81.5069 | 79.9192 |  |  | 79.9192 | 1.5878 | 12kV | Non-HFTD |  | Non-HFTD | Non-HFTD | 189.5 | 1.677 | 1.041 |  |  |  | 79.9192 | [11 empty] | 1 | [29 empty] | 10 | 2
| DAIRYLAND 1111 | 252421111 | 49.4229 | 48.4842 |  |  | 48.4842 | 0.93868 | 12kV | Non-HFTD |  | Non-HFTD | Non-HFTD | 37 | 0.139 | 1.805 |  |  |  | 48.4842 | [42 empty] | 1 | 1
| DAIRYLAND 1112 | 252421112 | 76.2889 | 75.6007 |  |  | 75.6007 | 0.68823 | 12kV | Non-HFTD |  | Non-HFTD | Non-HFTD | 165 | 0.933 | 1 |  |  |  | 75.6007 | [20 empty] | 0.12644 | 0.023587 | 0.1158 | [15 empty] | 68 |  |  | 3 | 2 | 5
| DAIRYLAND 1113 | 252421113 | 84.5048 | 83.5424 |  |  | 83.5424 | 0.96238 | 12kV | Non-HFTD |  | Non-HFTD | Non-HFTD | 16 | 0.559 | 2.376 |  |  |  | 83.5424 | [13 empty] | 34 | [8 empty] | 0.010555 | [18 empty] | 4 | 1 | 5
| DAIRYVILLE 1101 | 103341101 | 43.4031 | 43.0079 |  |  | 43.0079 | 0.39524 | 12kV | Non-HFTD |  | Non-HFTD | Non-HFTD | 103.6 | 0.784 | 0 |  |  |  | 43.0079 | [13 empty] | 3 | [15 empty] | ss2: 26.7713 |  |  |  | 1 | 1
| DALY CITY 0401 | 022640401 | 6.183 | 5.6519 |  |  | 5.6519 | 0.53107 | 4.16kV | Non-HFTD |  | Non-HFTD | Non-HFTD | 185.5 | 2.079 | 1.351 |  |  |  | 5.6519
| DALY CITY 1101 | 022641101 | 9.2678 | 3.4209 |  |  | 3.4209 | 5.8469 | 12kV | Non-HFTD |  | Non-HFTD | Non-HFTD | 0 | 0 | 0 |  |  |  | 3.4209 | [38 empty] | 37 |  |  | 5
| DALY CITY 1102 | 022641102 | 15.7025 | 7.5526 |  |  | 7.5526 | 8.1499 | 12kV | Non-HFTD |  | Non-HFTD | Non-HFTD | 36.8 | 0.426 | 2.292 |  |  |  | 7.5526 | [11 empty] | 1 | [29 empty] | 9 | 7 | 5
| DALY CITY 1103 | 022641103 | 8.3686 | 4.7363 |  |  | 4.7363 | 3.6323 | 12kV | Non-HFTD |  | Non-HFTD | Non-HFTD | 111.5 | 1 | 0 |  |  |  | 4.7363
| DALY CITY 1104 | 022641104 | 20.8916 | 11.0119 |  |  | 11.0119 | 9.8797 | 12kV | Non-HFTD |  | Non-HFTD | Non-HFTD | 57.5 | 0.318 | 2.501 |  |  |  | 11.0119 | [21 empty] | 0.074295 | 0.19512 | [18 empty] | 4 | 1 | 7
| DALY CITY 1105 | 022641105 | 21.3634 | 10.6763 |  |  | 10.6763 | 10.687 | 12kV | Non-HFTD |  | Non-HFTD | Non-HFTD | 0.1 | 0.001 | 0.242 |  |  |  | 10.6763 | [12 empty] | 1 | [8 empty] | 0.26366 | 0.075767 | [15 empty] | 8 |  |  | 2 | 2 | 2
| DALY CITY 1106 | 022641106 | 23.2418 | 9.9083 |  |  | 9.9083 | 13.3335 | 12kV | Non-HFTD |  | Non-HFTD | Non-HFTD | 59.3 | 0.242 | 0.04 |  |  |  | 9.9083 |  |  |  |  | 0.0025168 | [7 empty] | 1 | [7 empty] | 0.0036703 | 0.0079943 | 0.19254 | [15 empty] | 580 |  |  | 6 | 3 | 10
| DALY CITY 1107 | 022641107 | 11.359 | 5.3049 |  |  | 5.3049 | 6.054 | 12kV | Non-HFTD |  | Non-HFTD | Non-HFTD | 64.4 | 0.2 | 0 |  |  |  | 5.3049 | [20 empty] | 0.334 | 0.0028283 | 0.27445 | [15 empty] | 134 |  |  | 4 | 1 | 3
| DALY CITY 1108 | 022641108 | 13.4374 | 2.9607 |  |  | 2.9607 | 10.4767 | 12kV | Non-HFTD |  | Non-HFTD | Non-HFTD | 13 | 0.091 | 0 |  |  |  | 2.9607 | [20 empty] | 0.14347 | 0.0095571 | [19 empty] | 4 | 5 | 1
| DALY CITY 1109 | 022641109 | 8.8398 | 6.2259 |  |  | 6.2259 | 2.614 | 12kV | Non-HFTD |  | Non-HFTD | Non-HFTD | 53.7 | 1.361 | 0.277 |  |  |  | 6.2259 | [21 empty] | 0.083168 | 0.0053945 | [15 empty] | 237 |  |  | 2 | 3 | 2
| DALY CITY 1110 | 022641110 | 17.2807 | 1.7813 |  |  | 1.7813 | 15.4994 | 12kV | Non-HFTD |  | Non-HFTD | Non-HFTD | 106.4 | 1.222 | 0 |  |  |  | 1.7813 | [20 empty] | 0.087177 |  | 0.028835 | [18 empty] | 4 | 4 | 5
| DALY CITY 1111 | 022641111 | 14.9166 | 6.931 |  |  | 6.931 | 7.9856 | 12kV | Non-HFTD |  | Non-HFTD | Non-HFTD | 12.2 | 0.089 | 0.933 |  |  |  | 6.931 | [12 empty] | 3 | [8 empty] | 0.005684 | 0.167 | [15 empty] | 285 |  |  | 1 | 5 | 7
| DALY CITY 1112 | 022641112 | 21.6567 | 14.0405 |  |  | 14.0405 | 7.6162 | 12kV | Non-HFTD |  | Non-HFTD | Non-HFTD | 112.6 | 1.741 | 1 |  |  |  | 14.0405 | [20 empty] | 0.0077704 | [20 empty] | 4 | 3 | 6
| DALY CITY 1115 | 022641115 | 0.048307 | 0.031524 |  |  | 0.031524 | 0.016782 | 12kV | Non-HFTD |  | Non-HFTD | Non-HFTD | 0 | 0 | 0 |  |  |  | 0.031524
| DAVIS 1101 | 062041101 | 58.6785 | 37.5389 |  |  | 37.5389 | 21.1396 | 12kV | Non-HFTD |  | Non-HFTD | Non-HFTD | 87.5 | 1.083 | 1.129 |  |  |  | 37.5389 | [21 empty] | 0.047194 | [20 empty] | 2 | 4
| DAVIS 1102 | 062041102 | 24.806 | 6.4783 |  |  | 6.4783 | 18.3277 | 12kV | Non-HFTD |  | Non-HFTD | Non-HFTD | 17 | 0.098 | 0.058 |  |  |  | 6.4783 | [21 empty] | 0.15909 | 0.09973 | [18 empty] | 1 | 6 | 12
| DAVIS 1103 | 062041103 | 27.6514 | 5.8595 |  |  | 5.8595 | 21.7918 | 12kV | Non-HFTD |  | Non-HFTD | Non-HFTD | 69.8 | 0.492 | 0 |  |  |  | 5.8595 | [20 empty] | 0.096968 |  | 0.2917 | [18 empty] | 1 |  | 8
| DAVIS 1104 | 062041104 | 20.4853 | 5.7001 |  |  | 5.7001 | 14.7851 | 12kV | Non-HFTD |  | Non-HFTD | Non-HFTD | 111.5 | 0.722 | 0 |  |  |  | 5.7001 | [20 empty] | 0.0048057 |  | 0.060135 | [18 empty] | 5 | 1 | 1
| DAVIS 1105 | 062041105 | 16.7314 | 7.8203 |  |  | 7.8203 | 8.9111 | 12kV | Non-HFTD |  | Non-HFTD | Non-HFTD | 0.5 | 0.004 | 0 |  |  |  | 7.8203 | [22 empty] | 0.05539
| DAVIS 1106 | 062041106 | 56.2385 | 42.1004 |  |  | 42.1004 | 14.138 | 12kV | Non-HFTD |  | Non-HFTD | Non-HFTD | 195.6 | 0.36 | 0.084 |  |  |  | 42.1004 | [20 empty] | 0.045901 |  | 0.0080384 | [18 empty] | 5 | 5 | 3
| DAVIS 1107 | 062041107 | 84.531 | 81.0482 |  |  | 81.0482 | 3.4828 | 12kV | Non-HFTD |  | Non-HFTD | Non-HFTD | 105.2 | 0.938 | 0.559 |  |  |  | 81.0482 | [20 empty] | 0.036516 |  | 0.01319 | [15 empty] | 213 |  |  | 5 | 1 | 3
| DAVIS 1108 | 062041108 | 22.0739 | 3.337 |  |  | 3.337 | 18.7369 | 12kV | Non-HFTD |  | Non-HFTD | Non-HFTD | 5.9 | 0.102 | 0 |  |  |  | 3.337 | [20 empty] | 0.0038051 | 0.1268 | [19 empty] | 3 | 3 | 1
| DAVIS 1109 | 062041109 | 24.0601 | 4.75 |  |  | 4.75 | 19.3101 | 12kV | Non-HFTD |  | Non-HFTD | Non-HFTD | 18.7 | 0.05 | 0 |  |  |  | 4.75 | [20 empty] | 0.095396
| DAVIS 1110 | 062041110 | 5.9561 | 1.8306 |  |  | 1.8306 | 4.1255 | 12kV | Non-HFTD |  | Non-HFTD | Non-HFTD | 0 | 0 | 0.283 |  |  |  | 1.8306 | [20 empty] | 0.14397 | 0.024933 | 0.091136 | [20 empty] | 4
| DAVIS 1111 | 062041111 | 17.9422 | 7.2731 |  |  | 7.2731 | 10.669 | 12kV | Non-HFTD |  | Non-HFTD | Non-HFTD | 120.8 | 0.992 | 0.2 |  |  |  | 7.2731 | [20 empty] | 0.047863 | 0.50492 | 1.9003 | [18 empty] | 2 | 6 | 28
| DAVIS 1112 | 062041112 | 59.9097 | 45.9619 |  |  | 45.9619 | 13.9478 | 12kV | Non-HFTD |  | Non-HFTD | Non-HFTD | 87.2 | 0.864 | 2.547 |  |  |  | 45.9619 | [41 empty] | 1 |  | 3
| DAYTON ROAD 0401 | 102940401 | 2.7096 | 2.3256 |  |  | 2.3256 | 0.38401 | 4.16kV | Non-HFTD |  | Non-HFTD | Non-HFTD | 0 | 0 | 2.004 |  |  |  | 2.3256 | [21 empty] | 0.011707 | [7 empty] | ss2: 1.65 | 53 |  |  |  | 1
| DEEPWATER 1105 | 063621105 | 12.4076 | 4.1123 |  |  | 4.1123 | 8.2952 | 12kV | Non-HFTD |  | Non-HFTD | Non-HFTD | 113.8 | 1.022 | 1.035 |  |  |  | 4.1123 | [20 empty] | 0.093685 | 0.00541 | [19 empty] | 5 | 1
| DEEPWATER 1106 | 063621106 | 23.2776 | 0.060056 |  |  | 0.060056 | 23.2175 | 12kV | Non-HFTD |  | Non-HFTD | Non-HFTD | 0 | 0 | 0 |  |  |  | 0.060056 | [21 empty] | 0.69641 | [19 empty] | 2 | 6
| DEEPWATER 1107 | 063621107 | 50.1332 | 28.7267 |  |  | 28.7267 | 21.4065 | 12kV | Non-HFTD |  | Non-HFTD | Non-HFTD | 20 | 0.14 | 1.76 |  |  |  | 28.7267 | [20 empty] | 0.068432 | 0.99295 | 0.27767 | [18 empty] | 4 | 6 | 1
| DEEPWATER 1108 | 063621108 | 13.5397 | 0.085531 |  |  | 0.085531 | 13.4542 | 12kV | Non-HFTD |  | Non-HFTD | Non-HFTD | 0 | 0 | 0 |  |  |  | 0.085531 | [21 empty] | 0.91773 | 1.0864 | [19 empty] | 6 | 16
| DEEPWATER 1109 | 063621109 | 26.0849 | 4.1572 |  |  | 4.1572 | 21.9277 | 12kV | Non-HFTD |  | Non-HFTD | Non-HFTD | 0.2 | 0.009 | 0 |  |  |  | 4.1572 | [11 empty] | 4 | [8 empty] | 1.3016 | 0.10714 | 0.07614 | [18 empty] | 5
| DEL MAR 1103 | 152581103 | 19.4477 | 13.0051 |  |  | 13.0051 | 6.4426 | 12kV | Non-HFTD |  | Non-HFTD | Non-HFTD | 6.8 | 0.054 | 1.833 |  |  |  | 13.0051 | [20 empty] | 0.58281 | 0.51809 | 0.40317 | [18 empty] | 2 | 2 | 4
| DEL MAR 1104 | 152581104 | 5.509 | 0.0034561 |  |  | 0.0034561 | 5.5056 | 12kV | Non-HFTD |  | Non-HFTD | Non-HFTD | 0 | 0 | 0 |  |  |  | 0.0034561
| DEL MAR 2105 | 152582105 | 34.447 | 13.8438 |  |  | 13.8438 | 20.6033 | 21kV | Non-HFTD |  | Non-HFTD | Non-HFTD | 93.2 | 1.257 | 1.946 |  |  |  | 13.8438 | [20 empty] | 0.099524 | 0.024358 | 0.95744 | [15 empty] | 378 |  |  | 2 | 4 | 1
| DEL MAR 2106 | 152582106 | 36.7653 | 3.4605 |  |  | 3.4605 | 33.3048 | 12kV | Non-HFTD |  | Non-HFTD | Non-HFTD | 640.2 | 4.71 | 1.972 |  |  |  | 3.4605 | [21 empty] | 0.83935 | 0.64493 | [19 empty] | 4 | 5
| DEL MAR 2110 | 152582110 | 47.2374 | 2.3186 |  |  | 2.3186 | 44.9188 | 21kV | Non-HFTD |  | Non-HFTD | Non-HFTD | 12.3 | 0.041 | 0.036 |  |  |  | 2.3186 | [21 empty] | 0.043376 | 1.5013 | [19 empty] | 1 | 5
| DEL MONTE 1101 | 182221101 | 26.2188 | 14.8751 |  | 0.49343 | 14.3817 | 11.3437 | 12kV | Non-HFTD |  | 5.9598e-05 | 4.288e-06 | 115.6 | 1.203 | 1.776 |  |  |  | 14.3817 | 0.49343 | [19 empty] | 0.12226 |  | 0.35371 | [18 empty] | 5 | 9 | 4
| DEL MONTE 2105 | 182222105 | 24.1099 | 15.6373 |  |  | 15.6373 | 8.4725 | 21kV | Non-HFTD |  | Non-HFTD | Non-HFTD | 318.7 | 3.698 | 4.608 |  |  |  | 15.6373 | [13 empty] | 2 | [7 empty] | 0.27248 | [19 empty] | 6 | 6 | 3
| DELEVAN 1101 | 069551101 | 0.62884 | 0.59506 |  |  | 0.59506 | 0.033785 | 12kV | Non-HFTD |  | Non-HFTD | Non-HFTD | 0 | 0 | 0 |  |  |  | 0.59506
| DELEVAN 1102 | 069551102 | 0.6572 | 0.61093 |  |  | 0.61093 | 0.046275 | 12kV | Non-HFTD |  | Non-HFTD | Non-HFTD | 0 | 0 | 0 |  |  |  | 0.61093
| DEVILS DEN 1101 | 253451101 | 45.9893 | 45.9096 |  |  | 45.9096 | 0.079646 | 12kV | Non-HFTD |  | Non-HFTD | Non-HFTD | 557.4 | 2.758 | 0.5 |  |  |  | 45.9096 | [20 empty] | 0.023405 | [20 empty] | 4
| DEVILS DEN 1102 | 253451102 | 33.5755 | 33.5276 |  |  | 33.5276 | 0.047834 | 12kV | Non-HFTD |  | Non-HFTD | Non-HFTD | 32.5 | 0.157 | 0 |  |  |  | 33.5276 | [11 empty] | 3 | 7 | [7 empty] | 0.036054 | [17 empty] | 1 |  |  | 3 | 4 | 1
| DIABLO CANYON 1101 | 189001101 | 2.5761 |  |  |  |  | 2.5761 | 12kV | Non-HFTD |  | Non-HFTD | Non-HFTD | 0 | 0 | 0 | [30 empty] | 0.010625 | [13 empty] | 2
| DIABLO CANYON 1102 | 189001102 | 2.1613 |  |  |  |  | 2.1613 | 12kV | Non-HFTD |  | Non-HFTD | Non-HFTD | 0 | 0 | 0
| DINUBA 1100 | 254091100 | 0.0098687 | 0.0098687 |  |  | 0.0098687 | 0 | 12kV | Non-HFTD |  | Non-HFTD | Non-HFTD | 11.9 | 0.103 | 0.437 |  |  |  | 0.0098687
| DINUBA 1102 | 254091102 | 34.6128 | 22.6296 |  |  | 22.6296 | 11.9832 | 12kV | Non-HFTD |  | Non-HFTD | Non-HFTD | 99 | 1.003 | 0.991 |  |  |  | 22.6296 | [20 empty] | 0.69352 | 0.0061838 | 0.2014 | [18 empty] | 8 | 2 | 4
| DINUBA 1104 | 254091104 | 88.0453 | 85.529 |  |  | 85.529 | 2.5164 | 12kV | Non-HFTD |  | Non-HFTD | Non-HFTD | 153.5 | 1.19 | 0.936 |  |  |  | 85.529 | [22 empty] | 0.036432 | [18 empty] | 3 | 1 | 1
| DINUBA 1105 | 254091105 | 104.701 | 99.9678 |  |  | 99.9678 | 4.7332 | 12kV | Non-HFTD |  | Non-HFTD | Non-HFTD | 51.7 | 0.806 | 2.35 |  |  |  | 99.9678 | [20 empty] | 0.0096601 |  | 0.0089839 | [18 empty] | 9 | 4 | 7
| DINUBA 1106 | 254091106 | 12.4975 | 10.3344 |  |  | 10.3344 | 2.1631 | 12kV | Non-HFTD |  | Non-HFTD | Non-HFTD | 157.5 | 1.22 | 0 |  |  |  | 10.3344
| DIVIDE 1101 | 182571101 | 18.7742 | 15.53 |  |  | 15.53 | 3.2442 | 12kV | Non-HFTD |  | Non-HFTD | Non-HFTD | 0 | 0 | 0.994 |  |  |  | 15.53 | [12 empty] | 1 | [8 empty] | 1.2458 | [7 empty] | ss2: 15.53 | 256 |  |  | 1 | 8
| DIVIDE 1102 | 182571102 | 77.0153 | 47.794 |  |  | 47.794 | 29.2214 | 12kV | Non-HFTD |  | Non-HFTD | Non-HFTD | 85.2 | 0.579 | 1.523 |  |  |  | 47.794 | [11 empty] | 1 | 1 | 10 | [6 empty] | 0.69407 | 1.4512 | 0.13297 | [6 empty] | ss2: 47.794 | 1331 |  |  | 9 | 7 | 3
| DIXON 1102 | 062061102 | 67.3866 | 21.2261 |  |  | 21.2261 | 46.1605 | 12kV | Non-HFTD |  | Non-HFTD | Non-HFTD | 20.6 | 0.062 | 0.435 |  |  |  | 21.2261 | [21 empty] | 1.18 | 4.5636 | [20 empty] | 31
| DIXON 1103 | 062061103 | 129.9526 | 126.7601 |  |  | 126.7601 | 3.1925 | 12kV | Non-HFTD |  | Non-HFTD | Non-HFTD | 66.5 | 0.501 | 3.76 |  |  |  | 126.7601 | [11 empty] | 2 |  | 1 | [6 empty] | 0.0056818 | [17 empty] | 594 |  |  | 7 |  | 3
| DIXON 1104 | 062061104 | 16.3122 | 11.6735 |  |  | 11.6735 | 4.6387 | 12kV | Non-HFTD |  | Non-HFTD | Non-HFTD | 50.1 | 1.089 | 2.011 |  |  |  | 11.6735 | [20 empty] | 0.028409 | 0.096095 | 0.094839 | [15 empty] | 58 |  |  | 1 | 2 | 3
| DIXON 1105 | 062061105 | 42.178 | 23.7398 |  |  | 23.7398 | 18.4382 | 12kV | Non-HFTD |  | Non-HFTD | Non-HFTD | 149.7 | 1.143 | 2 |  |  |  | 23.7398 | [20 empty] | 0.068895 | 0.0049554 | 0.048503 | [15 empty] | 156 |  |  | 3 | 2 | 2
| DIXON 1106 | 062061106 | 2.0022 | 0.57599 |  |  | 0.57599 | 1.4262 | 12kV | Non-HFTD |  | Non-HFTD | Non-HFTD | 686.7 | 16.029 | 14.41 |  |  |  | 0.57599
| DIXON LANDING 2101 | 014722101 | 29.2349 | 10.829 |  |  | 10.829 | 18.4059 | 12kV | Non-HFTD |  | Non-HFTD | Non-HFTD | 227.1 | 1.55 | 1.98 |  |  |  | 10.829 | [13 empty] | 1 | [6 empty] | 0.071625 | 0.24334 | 0.066988 | [15 empty] | 288 |  |  | 1 | 7 | 3
| DIXON LANDING 2102 | 014722102 | 17.5057 | 10.8566 |  |  | 10.8566 | 6.649 | 12kV | Non-HFTD |  | Non-HFTD | Non-HFTD | 710.4 | 2.974 | 4.526 |  |  |  | 10.8566 | [20 empty] | 0.018136 | 0.44094 | [16 empty] | 6 |  |  |  | 1
| DIXON LANDING 2103 | 014722103 | 15.0702 | 3.1052 |  |  | 3.1052 | 11.9649 | 21kV | Non-HFTD |  | Non-HFTD | Non-HFTD | 0 | 0 | 0.03 |  |  |  | 3.1052 | [20 empty] | 0.7863 | 0.33841 | 0.66436 | [15 empty] | 22 |  |  | 18 | 16 | 20
| DIXON LANDING 2105 | 014722105 | 0.55086 |  |  |  |  | 0.55086 | 21kV | Non-HFTD |  | Non-HFTD | Non-HFTD | 0 | 0 | 0.03
| DIXON LANDING 2106 | 014722106 | 7.144 |  |  |  |  | 7.144 | 21kV | Non-HFTD |  | Non-HFTD | Non-HFTD | 0 | 0 | 0 | [47 empty] | 1
| DIXON LANDING 2107 | 014722107 | 5.1408 |  |  |  |  | 5.1408 | 21kV | Non-HFTD |  | Non-HFTD | Non-HFTD | 0 | 0 | 0 | [25 empty] | 0.39911 | [20 empty] | 4
| DIXON LANDING 2109 | 014722109 | 45.9387 | 10.5993 |  |  | 10.5993 | 35.3394 | 21kV | Non-HFTD |  | Non-HFTD | Non-HFTD | 67.8 | 0.394 | 0.861 |  |  |  | 10.5993 | [21 empty] | 1.1299 | [16 empty] | 19 |  |  | 2 | 24 | 1
| DIXON LANDING 2110 | 014722110 | 0.15499 |  |  |  |  | 0.15499 | 21kV | Non-HFTD |  | Non-HFTD | Non-HFTD | 67.8 | 0.394 | 0.861
| DIXON LANDING 2111 | 014722111 | 13.1747 | 0.1306 |  |  | 0.1306 | 13.0441 | 21kV | Non-HFTD |  | Non-HFTD | Non-HFTD | 815.3 | 2.095 | 0 |  |  |  | 0.1306 | [21 empty] | 0.029673 | 0.13092 | [18 empty] | 2
| DOLAN ROAD 1103 | 182381103 | 8.537 | 4.5263 |  |  | 4.5263 | 4.0108 | 12kV | Non-HFTD |  | Non-HFTD | Non-HFTD | 6.7 | 0.29 | 0.687 |  |  |  | 4.5263 | [22 empty] | 3.4211 | [18 empty] | 1 | 2 | 20
| DOLAN ROAD 1104 | 182381104 | 7.844 | 5.0643 |  |  | 5.0643 | 2.7797 | 12kV | Non-HFTD |  | Non-HFTD | Non-HFTD | 0 | 0 | 0 |  |  |  | 5.0643 | [20 empty] | 0.014598
| DOS PALOS 1101 | 254041101 | 80.8014 | 75.5702 |  |  | 75.5702 | 5.2312 | 12kV | Non-HFTD |  | Non-HFTD | Non-HFTD | 63.5 | 0.666 | 0 |  |  |  | 75.5702 | [11 empty] | 1 | 1 | 1 | [8 empty] | 0.002594 | [15 empty] | 1168 |  |  | 2 | 3 | 2
| DOS PALOS 1102 | 254041102 | 0.21452 | 0.21452 |  |  | 0.21452 | 0 | 12kV | Non-HFTD |  | Non-HFTD | Non-HFTD | 994 | 2 | 0 |  |  |  | 0.21452
| DUMBARTON 1102 | 014471102 | 35.3148 | 16.4598 |  |  | 16.4598 | 18.855 | 12kV | Non-HFTD |  | Non-HFTD | Non-HFTD | 219.9 | 1.338 | 0.999 |  |  |  | 16.4598 | [21 empty] | 0.022694 | 0.1083 | [18 empty] | 7 | 2
| DUMBARTON 1103 | 014471103 | 37.0693 | 1.4765 |  |  | 1.4765 | 35.5928 | 12kV | Non-HFTD |  | Non-HFTD | Non-HFTD | 24.9 | 0.299 | 0 |  |  |  | 1.4765 | [20 empty] | 0.12969 | [20 empty] | 4 | 5 | 1
| DUMBARTON 1104 | 014471104 | 22.0113 | 13.1821 |  |  | 13.1821 | 8.8292 | 12kV | Non-HFTD |  | Non-HFTD | Non-HFTD | 32.6 | 0.108 | 0 |  |  |  | 13.1821 | [22 empty] | 0.2872 | [18 empty] | 1 |  | 4
| DUMBARTON 1105 | 014471105 | 2.1214 |  |  |  |  | 2.1214 | 12kV | Non-HFTD |  | Non-HFTD | Non-HFTD | 0 | 0 | 0 | [25 empty] | 0.12183
| DUMBARTON 1106 | 014471106 | 49.9242 | 7.2532 |  |  | 7.2532 | 42.6711 | 12kV | Non-HFTD |  | Non-HFTD | Non-HFTD | 45.1 | 0.453 | 1.013 |  |  |  | 7.2532 | [21 empty] | 0.14446 | [19 empty] | 1 |  | 1
| DUMBARTON 1107 | 014471107 | 32.8143 | 10.9822 |  |  | 10.9822 | 21.8321 | 12kV | Non-HFTD |  | Non-HFTD | Non-HFTD | 13 | 0.16 | 0.579 |  |  |  | 10.9822 | [20 empty] | 0.16037 | 0.1469 | [19 empty] | 12 | 2 | 3
| DUMBARTON 1108 | 014471108 | 39.9513 | 3.9449 |  |  | 3.9449 | 36.0065 | 12kV | Non-HFTD |  | Non-HFTD | Non-HFTD | 95.1 | 0.624 | 1.222 |  |  |  | 3.9449 | [20 empty] | 0.11738 |  | 0.052385 | [20 empty] | 4
| DUMBARTON 1109 | 014471109 | 29.2261 | 3.7149 |  |  | 3.7149 | 25.5111 | 12kV | Non-HFTD |  | Non-HFTD | Non-HFTD | 445.7 | 1.02 | 0 |  |  |  | 3.7149 | [22 empty] | 0.033211 | [18 empty] | 5 |  | 3
| DUMBARTON 1110 | 014471110 | 24.8232 | 6.9369 |  |  | 6.9369 | 17.8863 | 12kV | Non-HFTD |  | Non-HFTD | Non-HFTD | 5.1 | 0.061 | 0.026 |  |  |  | 6.9369 | [21 empty] | 0.26236 | [20 empty] | 1 | 1
| DUMBARTON 1112 | 014471112 | 7.6842 |  |  |  |  | 7.6842 | 12kV | Non-HFTD |  | Non-HFTD | Non-HFTD | 167.3 | 1.057 | 0 | [25 empty] | 0.11921 | 0.18741 | [19 empty] | 3 | 7
| DUMBARTON 2111 | 014472111 | 22.5054 | 6.3423 |  |  | 6.3423 | 16.163 | 21kV | Non-HFTD |  | Non-HFTD | Non-HFTD | 13 | 0.331 | 1.134 |  |  |  | 6.3423 | [12 empty] | 1 | [9 empty] | 0.10986 | [19 empty] | 3 | 3
| DUNLAP 0001 | 254060001 | 0.04167 | 0.04167 |  | 0.04167 |  | 0 | 12kV | Non-HFTD |  | Non-HFTD | Non-HFTD | 288.4 | 1.387 | 0.873 |  |  |  |  | 0.04167
| DUNNIGAN 1101 | 063811101 | 81.6216 | 77.9865 |  |  | 77.9865 | 3.6351 | 12kV | Non-HFTD |  | Non-HFTD | Non-HFTD | 32 | 0.138 | 0.133 |  |  |  | 77.9865 | [11 empty] | 31 | 2 | [7 empty] | 0.056269 | 0.19024 | 0.010332 | [15 empty] | 2116 |  |  | 11 | 6 | 1
| EAST GRAND 0401 | 022570401 | 5.8293 | 4.8647 |  |  | 4.8647 | 0.9646 | 4.16kV | Non-HFTD |  | Non-HFTD | Non-HFTD | 0 | 0 | 0.997 |  |  |  | 4.8647 | [20 empty] | 0.29006 | 0.15732 | [19 empty] | 19
| EAST GRAND 0404 | 022570404 | 4.775 | 3.8248 |  |  | 3.8248 | 0.95023 | 4.16kV | Non-HFTD |  | Non-HFTD | Non-HFTD | 0 | 0 | 0.999 |  |  |  | 3.8248 | [21 empty] | 0.12974 | [16 empty] | 4 |  |  | 2
| EAST GRAND 1101 | 022571101 | 16.6898 | 7.9681 |  |  | 7.9681 | 8.7217 | 12kV | Non-HFTD |  | Non-HFTD | Non-HFTD | 7.7 | 0.045 | 0.73 |  |  |  | 7.9681 | [12 empty] | 1 | 1 | [7 empty] | 1.3102 | 0.19914 | [15 empty] | 246 |  |  | 4 | 41 | 7
| EAST GRAND 1102 | 022571102 | 3.7418 | 2.0736 |  |  | 2.0736 | 1.6682 | 12kV | Non-HFTD |  | Non-HFTD | Non-HFTD | 49.7 | 0.211 | 2.011 |  |  |  | 2.0736 | [20 empty] | 0.053703 | 0.020275 | [16 empty] | 49 |  |  | 4 | 2 | 1
| EAST GRAND 1103 | 022571103 | 6.5251 | 1.5083 |  |  | 1.5083 | 5.0168 | 12kV | Non-HFTD |  | Non-HFTD | Non-HFTD | 0 | 0 | 0 |  |  |  | 1.5083 | [20 empty] | 0.036868 | 0.018594 | 0.17898 | [15 empty] | 34 |  |  | 1 | 1 | 5
| EAST GRAND 1104 | 022571104 | 25.89 | 15.6119 |  |  | 15.6119 | 10.2781 | 12kV | Non-HFTD |  | Non-HFTD | Non-HFTD | 45.7 | 0.316 | 0.058 |  |  |  | 15.6119 | [20 empty] | 0.28321 | 0.14606 | [16 empty] | 276 |  |  | 12 | 5 | 1
| EAST GRAND 1105 | 022571105 | 8.7312 | 5.5735 |  |  | 5.5735 | 3.1577 | 12kV | Non-HFTD |  | Non-HFTD | Non-HFTD | 147.3 | 0.967 | 1.002 |  |  |  | 5.5735 | [20 empty] | 0.02054 | 0.13096 | 0.12848 | [15 empty] | 199 |  |  |  |  | 10
| EAST GRAND 1106 | 022571106 | 9.2461 | 3.7321 |  |  | 3.7321 | 5.5139 | 12kV | Non-HFTD |  | Non-HFTD | Non-HFTD | 33.8 | 0.088 | 0 |  |  |  | 3.7321 | [11 empty] | 1 | [8 empty] | 0.14517 | 0.11692 | 0.054416 | [15 empty] | 10 |  |  | 6 | 10 | 5
| EAST GRAND 1107 | 022571107 | 23.0542 | 13.7174 |  |  | 13.7174 | 9.3368 | 12kV | Non-HFTD |  | Non-HFTD | Non-HFTD | 32.2 | 0.183 | 1.412 |  |  |  | 13.7174 | [20 empty] | 0.034617 | 0.21221 | [16 empty] | 2 |  |  | 8 | 11
| EAST GRAND 1108 | 022571108 | 7.251 | 3.8748 |  |  | 3.8748 | 3.3762 | 12kV | Non-HFTD |  | Non-HFTD | Non-HFTD | 132.4 | 1.027 | 0 |  |  |  | 3.8748 | [13 empty] | 1 | [6 empty] | 0.13709 | 0.12825 | [16 empty] | 5 |  |  | 5 | 6 | 5
| EAST GRAND 1109 | 022571109 | 17.2152 | 8.3468 |  |  | 8.3468 | 8.8684 | 12kV | Non-HFTD |  | Non-HFTD | Non-HFTD | 96 | 1.817 | 0 |  |  |  | 8.3468 | [20 empty] | 0.0028885 | 0.71944 | 0.10181 | [19 empty] | 17 | 6
| EAST GRAND 1110 | 022571110 | 7.1821 | 3.4209 |  |  | 3.4209 | 3.7611 | 12kV | Non-HFTD |  | Non-HFTD | Non-HFTD | 101.6 | 1.726 | 2.546 |  |  |  | 3.4209 | [21 empty] | 0.13233 | [16 empty] | 45 |  |  |  | 1 | 2
| EAST GRAND 1111 | 022571111 | 4.7362 | 0.8958 |  |  | 0.8958 | 3.8404 | 12kV | Non-HFTD |  | Non-HFTD | Non-HFTD | 0 | 0 | 0 |  |  |  | 0.8958 | [20 empty] | 0.30784 | [17 empty] | 18 |  |  | 10
| EAST GRAND 1112 | 022571112 | 3.398 |  |  |  |  | 3.398 | 12kV | Non-HFTD |  | Non-HFTD | Non-HFTD | 0 | 0 | 0 | [24 empty] | 0.077404 | 0.12488 | 0.06661 | [18 empty] | 8 | 6 | 5
| EAST GRAND 1113 | 022571113 | 7.5818 | 0.48566 |  |  | 0.48566 | 7.0962 | 12kV | Non-HFTD |  | Non-HFTD | Non-HFTD | 0 | 0 | 0 |  |  |  | 0.48566 | [20 empty] | 0.0071604 | 1.034 | 0.21732 | [15 empty] | 15 |  |  | 1 | 17 | 1
| EAST GRAND 1114 | 022571114 | 1.7628 | 0.0028409 |  |  | 0.0028409 | 1.76 | 12kV | Non-HFTD |  | Non-HFTD | Non-HFTD | 0 | 0 | 0 |  |  |  | 0.0028409 | [22 empty] | 0.023102 | [20 empty] | 3
| EAST GRAND 1115 | 022571115 | 2.9038 | 0.0028892 |  |  | 0.0028892 | 2.9009 | 12kV | Non-HFTD |  | Non-HFTD | Non-HFTD | 0 | 0 | 0 |  |  |  | 0.0028892 | [20 empty] | 0.069916 |  | 0.45843 | [18 empty] | 4 |  | 10
| EAST MARYSVILLE 1105 | 152331105 | 47.4968 | 39.3015 |  |  | 39.3015 | 8.1953 | 12kV | Non-HFTD |  | Non-HFTD | Non-HFTD | 23.3 | 0.391 | 5.571 |  |  |  | 39.3015 | [13 empty] | 1 | [27 empty] | 4 | 2 | 3
| EAST MARYSVILLE 1107 | 152331107 | 11.9572 | 8.0071 |  |  | 8.0071 | 3.9502 | 12kV | Non-HFTD |  | Non-HFTD | Non-HFTD | 171.2 | 0.815 | 1.996 |  |  |  | 8.0071 | [29 empty] | ss2: 0.7 |  |  |  | 1 | 2 | 1
| EAST NICOLAUS 1101 | 152151101 | 69.2036 | 68.808 |  |  | 68.808 | 0.39558 | 12kV | Non-HFTD |  | Non-HFTD | Non-HFTD | 32.3 | 0.47 | 0 |  |  |  | 68.808 | [11 empty] | 1 | [30 empty] | 1 | 3
| EAST NICOLAUS 1102 | 152151102 | 59.7243 | 58.8489 |  |  | 58.8489 | 0.87535 | 12kV | Non-HFTD |  | Non-HFTD | Non-HFTD | 159.1 | 1.738 | 2.902 |  |  |  | 58.8489 | [12 empty] | 1 | 1 | [6 empty] | 0.014394 | [20 empty] | 3 | 1 | 3
| EAST NICOLAUS 1103 | 152151103 | 118.035 | 117.122 |  |  | 117.122 | 0.91301 | 12kV | Non-HFTD |  | Non-HFTD | Non-HFTD | 372.8 | 4.991 | 1.067 |  |  |  | 117.122 | [13 empty] | 1 | [8 empty] | 0.029034 | [15 empty] | 1737 |  |  | 3 | 4 | 3
| EAST PORTAL 3401 | 019003401 | 0.15413 |  |  |  |  | 0.15413 | 34.5kV | Non-HFTD |  | Non-HFTD | Non-HFTD | 2020 | 6 | 6
| EAST STOCKTON 0401 | 163130401 | 8.3676 | 8.3419 |  |  | 8.3419 | 0.025696 | 4.16kV | Non-HFTD |  | Non-HFTD | Non-HFTD | 24.3 | 0.189 | 0 |  |  |  | 8.3419 | [42 empty] | 2
| EAST STOCKTON 0402 | 163130402 | 9.7969 | 9.7928 |  |  | 9.7928 | 0.0040776 | 4.16kV | Non-HFTD |  | Non-HFTD | Non-HFTD | 247 | 1.842 | 2.998 |  |  |  | 9.7928 | [42 empty] | 1
| EAST STOCKTON 1101 | 163131101 | 15.8731 | 14.5542 |  |  | 14.5542 | 1.319 | 12kV | Non-HFTD |  | Non-HFTD | Non-HFTD | 82.3 | 1.073 | 1 |  |  |  | 14.5542 | [22 empty] | 0.022802 | [18 empty] | 1 |  | 2
| EAST STOCKTON 1102 | 163131102 | 21.628 | 20.443 |  |  | 20.443 | 1.185 | 12kV | Non-HFTD |  | Non-HFTD | Non-HFTD | 191.6 | 1.502 | 5.868 |  |  |  | 20.443 | [13 empty] | 1 | [7 empty] | 0.063729 | [19 empty] | 1 | 1
| EDENVALE 1101 | 082951101 | 19.9011 | 9.6938 |  |  | 9.6938 | 10.2073 | 12kV | Non-HFTD |  | Non-HFTD | Non-HFTD | 364.3 | 1.814 | 1.404 |  |  |  | 9.6938 | [21 empty] | 0.020416 | 0.14527 | [15 empty] | 137 |  |  |  | 1
| EDENVALE 1102 | 082951102 | 24.4422 | 5.7315 |  | 0.51904 | 5.2124 | 18.7107 | 12kV | Non-HFTD |  | 1.6236 | 0.010042 | 270.3 | 0.299 | 6.24 |  |  |  | 5.2124 | 0.51904 | [10 empty] | 3 | [8 empty] | 0.039224 |  | 0.16407 | [18 empty] | 2 | 1 | 2
| EDENVALE 1103 | 082951103 | 20.9757 | 0.31264 |  |  | 0.31264 | 20.663 | 12kV | Non-HFTD |  | Non-HFTD | Non-HFTD | 589 | 1.161 | 0 |  |  |  | 0.31264 | [21 empty] | 0.21441 | [19 empty] | 1 | 1
| EDENVALE 2105 | 082952105 | 8.0989 |  |  |  |  | 8.0989 | 21kV | Non-HFTD |  | Non-HFTD | Non-HFTD | 0 | 0 | 0 | [24 empty] | 0.064703 | 0.18279 | [19 empty] | 6 | 4
| EDENVALE 2106 | 082952106 | 39.8274 | 16.8917 |  |  | 16.8917 | 22.9357 | 21kV | Non-HFTD |  | Non-HFTD | Non-HFTD | 15.9 | 0.056 | 0.996 |  |  |  | 16.8917 | [11 empty] | 4 | [8 empty] | 0.055981 | 0.010673 | 0.0091074 | [15 empty] | 618 |  |  | 4 |  | 1
| EDENVALE 2108 | 082952108 | 32.8811 | 2.8707 |  |  | 2.8707 | 30.0104 | 21kV | Non-HFTD |  | Non-HFTD | Non-HFTD | 106.9 | 1.604 | 0.58 |  |  |  | 2.8707 | [20 empty] | 0.055869 |  | 0.14378 | [15 empty] | 51 |  |  | 4 | 1 | 1
| EDENVALE 2109 | 082952109 | 42.3927 | 2.4663 |  |  | 2.4663 | 39.9263 | 21kV | Non-HFTD |  | Non-HFTD | Non-HFTD | 504.6 | 2.779 | 0.347 |  |  |  | 2.4663 | [21 empty] | 0.236 | 0.0035023 | [15 empty] | 40 |  |  | 2 | 1
| EDENVALE 2110 | 082952110 | 5.1285 | 0.86811 |  |  | 0.86811 | 4.2604 | 21kV | Non-HFTD |  | Non-HFTD | Non-HFTD | 128.6 | 0.326 | 0 |  |  |  | 0.86811 | [41 empty] | 3
| EDENVALE 2111 | 082952111 | 21.7688 | 0.43304 |  |  | 0.43304 | 21.3358 | 21kV | Non-HFTD |  | Non-HFTD | Non-HFTD | 131.8 | 1.208 | 1.002 |  |  |  | 0.43304 | [12 empty] | 2 | [7 empty] | 0.24625 | 0.03669 | [19 empty] | 1 | 3
| EDENVALE 2112 | 082952112 | 11.2509 | 1.3231 |  |  | 1.3231 | 9.9278 | 21kV | Non-HFTD |  | Non-HFTD | Non-HFTD | 475.1 | 1.403 | 0.057 |  |  |  | 1.3231 | [20 empty] | 0.1289 | [17 empty] | 36 |  |  | 3
| EDENVALE 2113 | 082952113 | 32.9566 | 2.4209 |  | 0.015266 | 2.4057 | 30.5357 | 21kV | Non-HFTD |  | 0.0084091 | N/A | 195 | 0.783 | 0 |  |  |  | 2.4057 | 0.015266 | [19 empty] | 0.16173 | 0.0083955 | 0.033586 | [15 empty] | 106 |  |  | 2 | 6
| EDES 1101 | 013681101 | 10.7175 | 8.5735 |  |  | 8.5735 | 2.1441 | 12kV | Non-HFTD |  | Non-HFTD | Non-HFTD | 88.3 | 2.719 | 1.395 |  |  |  | 8.5735 | [12 empty] | 3 | [8 empty] | 0.033336 | 0.1447 | [18 empty] | 1 | 9 | 1
| EDES 1103 | 013681103 | 24.8072 | 17.7756 |  |  | 17.7756 | 7.0317 | 12kV | Non-HFTD |  | Non-HFTD | Non-HFTD | 37.2 | 1.327 | 1.413 |  |  |  | 17.7756 | [22 empty] | 0.049824 | [18 empty] | 3 |  | 3
| EDES 1104 | 013681104 | 1.6401 |  |  |  |  | 1.6401 | 12kV | Non-HFTD |  | Non-HFTD | Non-HFTD | 37.2 | 1.327 | 1.413
| EDES 1105 | 013681105 | 6.1703 | 2.9787 |  |  | 2.9787 | 3.1915 | 12kV | Non-HFTD |  | Non-HFTD | Non-HFTD | 174.9 | 0.243 | 0.893 |  |  |  | 2.9787 | [21 empty] | 0.12495 | [19 empty] | 3 | 2 | 3
| EDES 1110 | 013681110 | 7.8099 | 4.2585 |  |  | 4.2585 | 3.5515 | 12kV | Non-HFTD |  | Non-HFTD | Non-HFTD | 322.1 | 2.201 | 0.991 |  |  |  | 4.2585 | [20 empty] | 0.062543 | [20 empty] | 1
| EDES 1111 | 013681111 | 13.6511 | 4.2243 |  |  | 4.2243 | 9.4268 | 12kV | Non-HFTD |  | Non-HFTD | Non-HFTD | 138.6 | 0.579 | 0.056 |  |  |  | 4.2243 | [20 empty] | 0.051616 | 0.057837 | 0.34952 | [18 empty] | 6 | 1 | 12
| EDES 1113 | 013681113 | 10.3812 | 5.28 |  |  | 5.28 | 5.1012 | 12kV | Non-HFTD |  | Non-HFTD | Non-HFTD | 74.5 | 1.047 | 0 |  |  |  | 5.28 | [20 empty] | 0.0025701 | 0.1333 | [19 empty] | 4 | 12
| EDES 1114 | 013681114 | 14.7705 | 10.4697 |  |  | 10.4697 | 4.3008 | 12kV | Non-HFTD |  | Non-HFTD | Non-HFTD | 295.5 | 1.506 | 0.314 |  |  |  | 10.4697 | [20 empty] | 0.085615 |  | 0.18458 | [18 empty] | 6 | 1 | 5
| EDES 1115 | 013681115 | 1.6371 |  |  |  |  | 1.6371 | 12kV | Non-HFTD |  | Non-HFTD | Non-HFTD | 295.5 | 1.506 | 0.314
| EIGHT MILE 2101 | 163912101 | 91.7686 | 66.4254 |  |  | 66.4254 | 25.3432 | 12kV | Non-HFTD |  | Non-HFTD | Non-HFTD | 521.3 | 4.826 | 1.645 |  |  |  | 66.4254 | [20 empty] | 0.008097 | 0.31414 | 0.2427 | [15 empty] | 1287 |  |  |  | 7 | 5
| EIGHT MILE 2102 | 163912102 | 53.4763 | 29.5962 |  |  | 29.5962 | 23.8801 | 21kV | Non-HFTD |  | Non-HFTD | Non-HFTD | 297.6 | 2.251 | 3.144 |  |  |  | 29.5962 | [13 empty] | 1 | [6 empty] | 0.10702 | [17 empty] | 550 |  |  | 1 | 2 | 3
| EIGHT MILE 2103 | 163912103 | 20.8087 | 0.0028409 |  |  | 0.0028409 | 20.8059 | 21kV | Non-HFTD |  | Non-HFTD | Non-HFTD | 63.4 | 0.968 | 0 |  |  |  | 0.0028409 | [22 empty] | 3.9564 | [20 empty] | 14
| EIGHT MILE 2104 | 163912104 | 32.5814 | 1.3622 |  |  | 1.3622 | 31.2191 | 21kV | Non-HFTD |  | Non-HFTD | Non-HFTD | 306.2 | 2.174 | 0.95 |  |  |  | 1.3622 | [20 empty] | 0.19985 | 0.11546 | 0.22405 | [15 empty] | 36 |  |  |  | 1 | 6
| EIGHT MILE 2105 | 163912105 | 27.6594 | 0.49019 |  |  | 0.49019 | 27.1692 | 21kV | Non-HFTD |  | Non-HFTD | Non-HFTD | 959.2 | 5.114 | 0.265 |  |  |  | 0.49019 | [20 empty] | 0.047444 |  | 0.18493 | [15 empty] | 15 |  |  | 1 | 3 | 2
| EIGHT MILE 2106 | 163912106 | 31.5278 | 30.7254 |  |  | 30.7254 | 0.80234 | 12kV | Non-HFTD |  | Non-HFTD | Non-HFTD | 86.9 | 1.04 | 2.859 |  |  |  | 30.7254 | [13 empty] | 1 | [8 empty] | 0.044049 | [15 empty] | 8 |  |  | 1 |  | 3
| EL CAPITAN 0004 | 253880004 | 0.0051314 | 0.0051314 |  |  | 0.0051314 | 0 | 12kV | Non-HFTD |  | Non-HFTD | Non-HFTD | 186.2 | 0.798 | 0 |  |  |  | 0.0051314 | [38 empty] | 1
| EL CAPITAN 1102 | 253881102 | 31.1372 | 16.5961 |  |  | 16.5961 | 14.5411 | 12kV | Non-HFTD |  | Non-HFTD | Non-HFTD | 129 | 1.015 | 2.185 |  |  |  | 16.5961 | [38 empty] | 266
| EL CAPITAN 1103 | 253881103 | 63.7232 | 59.6166 |  |  | 59.6166 | 4.1066 | 12kV | Non-HFTD |  | Non-HFTD | Non-HFTD | 136.2 | 0.512 | 0.345 |  |  |  | 59.6166 | [11 empty] | 1 | [8 empty] | 0.068078 | [17 empty] | 361 |  |  | 8 | 1
| EL CAPITAN 1104 | 253881104 | 56.0974 | 42.3383 |  |  | 42.3383 | 13.759 | 12kV | Non-HFTD |  | Non-HFTD | Non-HFTD | 126 | 1.781 | 5.209 |  |  |  | 42.3383 | [11 empty] | 1 | [8 empty] | 0.23087 | 1.9725 | 0.18392 | [15 empty] | 1147 |  |  | 4 | 38 | 5
| EL CAPITAN 1105 | 253881105 | 18.0015 | 4.8406 |  |  | 4.8406 | 13.1609 | 12kV | Non-HFTD |  | Non-HFTD | Non-HFTD | 4.7 | 0.021 | 0 |  |  |  | 4.8406 | [38 empty] | 18
| EL CAPITAN 1106 | 253881106 | 23.309 | 14.3473 |  |  | 14.3473 | 8.9617 | 12kV | Non-HFTD |  | Non-HFTD | Non-HFTD | 135.1 | 1.744 | 1.791 |  |  |  | 14.3473 | [11 empty] | 1 | [8 empty] | 0.0072717 | 0.064997 | 0.027159 | [15 empty] | 329 |  |  | 2
| EL CAPITAN 2109 | 253882109 | 33.1761 | 4.4699 |  |  | 4.4699 | 28.7062 | 21kV | Non-HFTD |  | Non-HFTD | Non-HFTD | 374.9 | 1.75 | 1.704 |  |  |  | 4.4699 | [21 empty] | 0.17214 | [16 empty] | 20 |  |  |  |  | 2
| EL CAPITAN 2110 | 253882110 | 46.9253 | 14.6852 |  |  | 14.6852 | 32.2401 | 21kV | Non-HFTD |  | Non-HFTD | Non-HFTD | 13.6 | 0.147 | 0.326 |  |  |  | 14.6852 | [20 empty] | 0.036463 | 0.16078 | [16 empty] | 433 |  |  | 2 |  | 1
| EL CERRITO G 1101 | 012501101 | 14.5895 | 10.1023 |  |  | 10.1023 | 4.4872 | 12kV | Non-HFTD |  | Non-HFTD | Non-HFTD | 58.4 | 1.039 | 0.998 |  |  |  | 10.1023 | [20 empty] | 0.14004 | [20 empty] | 1 | 4
| EL CERRITO G 1102 | 012501102 | 16.2362 | 7.8135 |  |  | 7.8135 | 8.4227 | 12kV | Non-HFTD |  | Non-HFTD | Non-HFTD | 26 | 0.516 | 0.078 |  |  |  | 7.8135 | [20 empty] | 0.13206 | [20 empty] | 11 | 1 | 1
| EL CERRITO G 1103 | 012501103 | 16.1827 | 9.2243 |  |  | 9.2243 | 6.9584 | 12kV | Non-HFTD |  | Non-HFTD | Non-HFTD | 368.8 | 3.797 | 1 |  |  |  | 9.2243 | [11 empty] | 2 | [8 empty] | 0.12061 | 0.012137 | 0.07498 | [15 empty] | 149 |  |  | 14 | 3
| EL CERRITO G 1104 | 012501104 | 10.0192 | 7.9268 |  |  | 7.9268 | 2.0923 | 12kV | Non-HFTD |  | Non-HFTD | Non-HFTD | 58.4 | 1.11 | 0 |  |  |  | 7.9268 | [20 empty] | 0.059024 | 0.024737 | [16 empty] | 99 |  |  | 4 | 6
| EL CERRITO G 1106 | 012501106 | 15.6001 | 4.6475 |  |  | 4.6475 | 10.9526 | 12kV | Non-HFTD |  | Non-HFTD | Non-HFTD | 9.4 | 0.028 | 0 |  |  |  | 4.6475 | [20 empty] | 0.24495 | [20 empty] | 2 |  | 3
| EL CERRITO G 1107 | 012501107 | 4.3814 | 3.5951 |  |  | 3.5951 | 0.78634 | 12kV | Non-HFTD |  | Non-HFTD | Non-HFTD | 0 | 0 | 0 |  |  |  | 3.5951 | [38 empty] | 14
| EL CERRITO G 1109 | 012501109 | 12.4641 | 8.3595 |  |  | 8.3595 | 4.1046 | 12kV | Non-HFTD |  | Non-HFTD | Non-HFTD | 148.4 | 1.818 | 0 |  |  |  | 8.3595 | [20 empty] | 0.0067878 |  | 0.056216 | [15 empty] | 117 |  |  | 4 | 2 | 2
| EL CERRITO G 1114 | 012501114 | 10.2541 | 6.786 |  |  | 6.786 | 3.468 | 12kV | Non-HFTD |  | Non-HFTD | Non-HFTD | 363.8 | 1.832 | 1.011 |  |  |  | 6.786 | [13 empty] | 1 | [27 empty] | 3 | 3
| EL CERRITO G 1201 | 012501201 | 3.9807 |  |  |  |  | 3.9807 | 12kV | Non-HFTD |  | Non-HFTD | Non-HFTD | 363.8 | 1.832 | 1.011
| EL CERRITO G 1202 | 012501202 | 3.9768 |  |  |  |  | 3.9768 | 12kV | Non-HFTD |  | Non-HFTD | Non-HFTD | 363.8 | 1.832 | 1.011
| EL CERRITO G 1203 | 012501203 | 3.9685 |  |  |  |  | 3.9685 | 12kV | Non-HFTD |  | Non-HFTD | Non-HFTD | 363.8 | 1.832 | 1.011
| EL CERRITO G 1204 | 012501204 | 3.9838 |  |  |  |  | 3.9838 | 12kV | Non-HFTD |  | Non-HFTD | Non-HFTD | 363.8 | 1.832 | 1.011
| EL CERRITO G 3431 | 012503431 | 0.40378 |  |  |  |  | 0.40378 | 34.5kV | Non-HFTD |  | Non-HFTD | Non-HFTD | 363.8 | 1.832 | 1.011
| EL CERRITO G 3432 | 012503432 | 0.39713 |  |  |  |  | 0.39713 | 34.5kV | Non-HFTD |  | Non-HFTD | Non-HFTD | 363.8 | 1.832 | 1.011
| EL NIDO 1101 | 252451101 | 57.2202 | 57.1429 |  |  | 57.1429 | 0.077216 | 12kV | Non-HFTD |  | Non-HFTD | Non-HFTD | 238.6 | 0.889 | 4.546 |  |  |  | 57.1429 | [11 empty] | 1 | [8 empty] | 0.049072 | 0.0076236 | [19 empty] | 5 | 2 | 1
| EL NIDO 1102 | 252451102 | 52.104 | 51.4164 |  |  | 51.4164 | 0.68758 | 12kV | Non-HFTD |  | Non-HFTD | Non-HFTD | 82 | 0.644 | 1.029 |  |  |  | 51.4164 | [12 empty] | 1 | [8 empty] | 0.22602 | 0.0087805 | [15 empty] | 402 |  |  | 2 | 3 | 2
| EL NIDO 1103 | 252451103 | 60.305 | 59.9447 |  |  | 59.9447 | 0.36021 | 12kV | Non-HFTD |  | Non-HFTD | Non-HFTD | 200.8 | 1.735 | 2.599 |  |  |  | 59.9447 | [11 empty] | 3 | 23 | [8 empty] | 0.040715 | 0.064068 | [18 empty] | 1 | 20 | 1
| EL NIDO 1104 | 252451104 | 87.1121 | 86.2565 |  |  | 86.2565 | 0.8556 | 12kV | Non-HFTD |  | Non-HFTD | Non-HFTD | 931.8 | 4.314 | 1.405 |  |  |  | 86.2565 | [21 empty] | 0.013646 | 0.028583 | [18 empty] | 4 | 4 | 7
| EL NIDO 1106 | 252451106 | 0.013398 |  |  |  |  | 0.013398 | 22kV | Non-HFTD |  | Non-HFTD | Non-HFTD | 931.8 | 4.314 | 1.405 | [26 empty] | 0.013398 | [20 empty] | 2
| EL PATIO 1101 | 082921101 | 2.8739 | 0.0028409 |  |  | 0.0028409 | 2.8711 | 12kV | Non-HFTD |  | Non-HFTD | Non-HFTD | 0 | 0 | 0 |  |  |  | 0.0028409 | [21 empty] | 0.042586 | [19 empty] | 1 |  | 3
| EL PATIO 1102 | 082921102 | 4.3141 | 0.98219 |  |  | 0.98219 | 3.3319 | 12kV | Non-HFTD |  | Non-HFTD | Non-HFTD | 0 | 0 | 0 |  |  |  | 0.98219 | [20 empty] | 0.013114 | 1.4867 | [16 empty] | 36 |  |  | 2 | 10
| EL PATIO 1103 | 082921103 | 18.4067 | 13.1179 |  |  | 13.1179 | 5.2887 | 12kV | Non-HFTD |  | Non-HFTD | Non-HFTD | 100.5 | 0.638 | 1.775 |  |  |  | 13.1179 | [11 empty] | 1 | [10 empty] | 0.04266 | [15 empty] | 73 |  |  | 5 |  | 5
| EL PATIO 1104 | 082921104 | 18.991 | 11.8717 |  |  | 11.8717 | 7.1193 | 12kV | Non-HFTD |  | Non-HFTD | Non-HFTD | 111.4 | 0.706 | 1.525 |  |  |  | 11.8717 | [20 empty] | 0.038061 | 0.053243 | [19 empty] | 6 | 3
| EL PATIO 1105 | 082921105 | 15.277 | 6.992 |  |  | 6.992 | 8.285 | 12kV | Non-HFTD |  | Non-HFTD | Non-HFTD | 243.8 | 1.129 | 0.997 |  |  |  | 6.992 | [41 empty] | 3 |  | 2
| EL PATIO 1107 | 082921107 | 22.6409 | 15.6034 |  |  | 15.6034 | 7.0375 | 12kV | Non-HFTD |  | Non-HFTD | Non-HFTD | 162.5 | 1.302 | 2.855 |  |  |  | 15.6034 | [41 empty] | 4
| EL PATIO 1108 | 082921108 | 10.8785 | 6.7659 |  |  | 6.7659 | 4.1126 | 12kV | Non-HFTD |  | Non-HFTD | Non-HFTD | 23.9 | 0.151 | 2.083 |  |  |  | 6.7659 | [21 empty] | 0.22027 | [16 empty] | 46 |  |  | 2 | 13
| EL PATIO 1109 | 082921109 | 20.1353 | 10.5454 |  |  | 10.5454 | 9.5899 | 12kV | Non-HFTD |  | Non-HFTD | Non-HFTD | 112 | 1.28 | 2.922 |  |  |  | 10.5454 | [20 empty] | 0.19029 |  | 0.035487 | [15 empty] | 33 |  |  | 2 |  | 1
| EL PATIO 1110 | 082921110 | 0.0066432 |  |  |  |  | 0.0066432 | 12kV | Non-HFTD |  | Non-HFTD | Non-HFTD | 112 | 1.28 | 2.922
| EL PATIO 1111 | 082921111 | 2.8652 | 0.77272 |  |  | 0.77272 | 2.0925 | 12kV | Non-HFTD |  | Non-HFTD | Non-HFTD | 0 | 0 | 0 |  |  |  | 0.77272 | [20 empty] | 0.0082084
| EL PATIO 1112 | 082921112 | 23.9026 | 19.6458 |  |  | 19.6458 | 4.2568 | 12kV | Non-HFTD |  | Non-HFTD | Non-HFTD | 45.9 | 0.545 | 3.2 |  |  |  | 19.6458 | [20 empty] | 0.15133 | 0.79108 | 0.068124 | [15 empty] | 500 |  |  | 3 | 36 | 2
| EL PATIO 1113 | 082921113 | 12.8771 | 4.7563 |  |  | 4.7563 | 8.1208 | 12kV | Non-HFTD |  | Non-HFTD | Non-HFTD | 186.7 | 1.77 | 0.782 |  |  |  | 4.7563 | [20 empty] | 0.19809 | 0.10926 | [19 empty] | 7 | 3
| EL PATIO 1114 | 082921114 | 7.6342 | 0.60041 |  |  | 0.60041 | 7.0338 | 12kV | Non-HFTD |  | Non-HFTD | Non-HFTD | 342.6 | 2.148 | 0 |  |  |  | 0.60041 | [22 empty] | 0.048592
| EL PATIO 1116 | 082921116 | 17.1094 | 8.8284 |  |  | 8.8284 | 8.281 | 12kV | Non-HFTD |  | Non-HFTD | Non-HFTD | 211.4 | 1.132 | 1.958 |  |  |  | 8.8284 | [20 empty] | 0.041907 |  | 0.0022259 | [18 empty] | 1 | 1 | 1
| EL PATIO 1117 | 082921117 | 10.5172 | 4.1658 |  |  | 4.1658 | 6.3514 | 12kV | Non-HFTD |  | Non-HFTD | Non-HFTD | 20.3 | 0.055 | 1.056 |  |  |  | 4.1658 | [20 empty] | 0.19458 |  | 0.018714 | [18 empty] | 9 |  | 2
| EL PATIO 1118 | 082921118 | 14.9148 | 10.8759 |  |  | 10.8759 | 4.0389 | 12kV | Non-HFTD |  | Non-HFTD | Non-HFTD | 39.6 | 0.795 | 0.997 |  |  |  | 10.8759 | [20 empty] | 0.0021306 | [17 empty] | 15 |  |  | 4
| EL PATIO 1119 | 082921119 | 13.9206 | 8.2525 |  |  | 8.2525 | 5.6681 | 12kV | Non-HFTD |  | Non-HFTD | Non-HFTD | 153.1 | 0.492 | 0.625 |  |  |  | 8.2525 | [21 empty] | 0.17829 | 0.071805 | [15 empty] | 65 |  |  | 3 |  | 1
| EL PECO 1102 | 253981102 | 52.6548 | 52.1873 |  |  | 52.1873 | 0.46748 | 12kV | Non-HFTD |  | Non-HFTD | Non-HFTD | 80.1 | 0.292 | 2.576 |  |  |  | 52.1873 | [12 empty] | 12 | [8 empty] | 0.10976 | [19 empty] | 1 | 7 | 1
| EL PECO 1105 | 253981105 | 105.5099 | 105.0655 |  |  | 105.0655 | 0.44431 | 12kV | Non-HFTD |  | Non-HFTD | Non-HFTD | 149.5 | 1.718 | 0.779 |  |  |  | 105.0655 | [20 empty] | 0.015164 | 0.16569 | [19 empty] | 4 | 5 | 1
| EL PECO 1106 | 253981106 | 34.6872 | 34.0311 |  |  | 34.0311 | 0.65604 | 12kV | Non-HFTD |  | Non-HFTD | Non-HFTD | 26 | 0.196 | 2 |  |  |  | 34.0311 | [41 empty] | 1
| ELK HILLS 1104 | 252441104 | 61.763 | 57.4907 |  |  | 57.4907 | 4.2723 | 12kV | Non-HFTD |  | Non-HFTD | Non-HFTD | 39.2 | 0.296 | 0.448 |  |  |  | 57.4907 | [21 empty] | 0.18728 | [20 empty] | 4
| ELK HILLS 1106 | 252441106 | 27.0311 | 21.362 |  |  | 21.362 | 5.6692 | 12kV | Non-HFTD |  | Non-HFTD | Non-HFTD | 506.9 | 1.477 | 0.2 |  |  |  | 21.362 | [21 empty] | 0.21295 | [16 empty] | 18 |  |  | 4 | 1
| EMBARCADERO (Z) 1102 | 022871102 | 1.9305 |  |  |  |  | 1.9305 | 12kV | Non-HFTD |  | Non-HFTD | Non-HFTD | 0 | 0 | 0 | [25 empty] | 0.065075 | [20 empty] | 2
| EMBARCADERO (Z) 1103 | 022871103 | 2.3958 |  |  |  |  | 2.3958 | 12kV | Non-HFTD |  | Non-HFTD | Non-HFTD | 0 | 0 | 0 | [26 empty] | 0.18844 | [20 empty] | 2
| EMBARCADERO (Z) 1106 | 022871106 | 1.7564 |  |  |  |  | 1.7564 | 12kV | Non-HFTD |  | Non-HFTD | Non-HFTD | 0 | 0 | 0 | [25 empty] | 0.026307
| EMBARCADERO (Z) 1107 | 022871107 | 3.0718 |  |  |  |  | 3.0718 | 12kV | Non-HFTD |  | Non-HFTD | Non-HFTD | 0 | 0 | 0 | [46 empty] | 1
| EMBARCADERO (Z) 1110 | 022871110 | 4.2299 |  |  |  |  | 4.2299 | 12kV | Non-HFTD |  | Non-HFTD | Non-HFTD | 0 | 0 | 0 | [25 empty] | 0.077991 | 0.077895 | [19 empty] | 1 | 4
| EMBARCADERO (Z) 1111 | 022871111 | 2.543 |  |  |  |  | 2.543 | 12kV | Non-HFTD |  | Non-HFTD | Non-HFTD | 0 | 0 | 0 | [25 empty] | 0.034951 | [20 empty] | 1
| EMBARCADERO (Z) 1112 | 022871112 | 5.0708 | 0.0014205 |  |  | 0.0014205 | 5.0693 | 12kV | Non-HFTD |  | Non-HFTD | Non-HFTD | 0 | 0 | 0 |  |  |  | 0.0014205 | [20 empty] | 0.019493 | 0.22138 | 0.078809 | [18 empty] | 3 | 2
| EMBARCADERO (Z) 1113 | 022871113 | 3.5434 | 0.10839 |  |  | 0.10839 | 3.435 | 12kV | Non-HFTD |  | Non-HFTD | Non-HFTD | 0 | 0 | 0 |  |  |  | 0.10839 | [21 empty] | 1.1903
| EMBARCADERO (Z) 1114 | 022871114 | 5.7349 | 0.0018939 |  |  | 0.0018939 | 5.733 | 12kV | Non-HFTD |  | Non-HFTD | Non-HFTD | 179.7 | 1.142 | 0 |  |  |  | 0.0018939 | [20 empty] | 0.0081022 | 0.28164 | 0.11756 | [20 empty] | 8
| EMBARCADERO (Z) 1115 | 022871115 | 6.3835 | 0.24201 |  |  | 0.24201 | 6.1415 | 12kV | Non-HFTD |  | Non-HFTD | Non-HFTD | 37.3 | 0.276 | 0 |  |  |  | 0.24201 | [20 empty] | 0.54536 | 0.2219 | 0.071779 | [18 empty] | 9 | 13 | 20
| EMBARCADERO (Z) 1116 | 022871116 | 4.1687 | 0.68668 |  |  | 0.68668 | 3.482 | 12kV | Non-HFTD |  | Non-HFTD | Non-HFTD | 0 | 0 | 0 |  |  |  | 0.68668 | [21 empty] | 0.059428 | 0.062951 | [19 empty] | 2 | 2
| EMBARCADERO (Z) 1117 | 022871117 | 2.796 |  |  |  |  | 2.796 | 12kV | Non-HFTD |  | Non-HFTD | Non-HFTD | 0 | 0 | 0 | [25 empty] | 0.0075677
| EMBARCADERO (Z) 1118 | 022871118 | 7.1879 | 0.42747 |  |  | 0.42747 | 6.7605 | 12kV | Non-HFTD |  | Non-HFTD | Non-HFTD | 4.5 | 0.036 | 0 |  |  |  | 0.42747 | [20 empty] | 0.17501 | 0.1022 | 0.05892 | [18 empty] | 7 |  | 3
| EMBARCADERO (Z) 1119 | 022871119 | 8.9804 | 0.623 |  |  | 0.623 | 8.3574 | 12kV | Non-HFTD |  | Non-HFTD | Non-HFTD | 261.2 | 2.203 | 0 |  |  |  | 0.623 | [20 empty] | 0.074246 | 0.19817 | 0.34677 | [19 empty] | 5 | 22
| EMBARCADERO (Z) 1120 | 022871120 | 4.1483 | 0.32218 |  |  | 0.32218 | 3.8261 | 12kV | Non-HFTD |  | Non-HFTD | Non-HFTD | 2 | 0.008 | 0 |  |  |  | 0.32218 | [20 empty] | 0.093185 | 0.40519 | [19 empty] | 4 | 15 | 5
| EMBARCADERO (Z) 1121 | 022871121 | 3.4256 |  |  |  |  | 3.4256 | 12kV | Non-HFTD |  | Non-HFTD | Non-HFTD | 0 | 0 | 0
| EMBARCADERO (Z) 1122 | 022871122 | 5.5796 | 0.0089577 |  |  | 0.0089577 | 5.5706 | 12kV | Non-HFTD |  | Non-HFTD | Non-HFTD | 1.7 | 0.238 | 0 |  |  |  | 0.0089577 | [20 empty] | 0.16033 | 0.85269 | 0.029507 | [18 empty] | 2 | 10 | 4
| EMBARCADERO (Z) 1123 | 022871123 | 10.8864 | 0.5803 |  |  | 0.5803 | 10.3061 | 12kV | Non-HFTD |  | Non-HFTD | Non-HFTD | 0 | 0 | 0 |  |  |  | 0.5803 | [20 empty] | 0.086729 | 0.21618 | [19 empty] | 3
| EMBARCADERO (Z) 1261 | 022871261 | 0.79336 |  |  |  |  | 0.79336 | 12kV | Non-HFTD |  | Non-HFTD | Non-HFTD | 0 | 0 | 0
| EMBARCADERO (Z) 1262 | 022871262 | 0.77224 |  |  |  |  | 0.77224 | 12kV | Non-HFTD |  | Non-HFTD | Non-HFTD | 0 | 0 | 0
| EMBARCADERO (Z) 1263 | 022871263 | 0.79323 |  |  |  |  | 0.79323 | 12kV | Non-HFTD |  | Non-HFTD | Non-HFTD | 0 | 0 | 0
| EMBARCADERO (Z) 1264 | 022871264 | 0.77454 |  |  |  |  | 0.77454 | 12kV | Non-HFTD |  | Non-HFTD | Non-HFTD | 0 | 0 | 0
| EMBARCADERO (Z) 1265 | 022871265 | 0.78506 |  |  |  |  | 0.78506 | 12kV | Non-HFTD |  | Non-HFTD | Non-HFTD | 0 | 0 | 0
| EMBARCADERO (Z) 3401 | 022873401 | 2.0802 |  |  |  |  | 2.0802 | 34.5kV | Non-HFTD |  | Non-HFTD | Non-HFTD | 0 | 0 | 0 | [24 empty] | 0.10463 | [20 empty] | 6
| EMBARCADERO (Z) 3403 | 022873403 | 3.578 |  |  |  |  | 3.578 | 34.5kV | Non-HFTD |  | Non-HFTD | Non-HFTD | 0 | 0 | 0
| EMBARCADERO (Z) 3404 | 022873404 | 1.8818 |  |  |  |  | 1.8818 | 34.5kV | Non-HFTD |  | Non-HFTD | Non-HFTD | 0 | 0 | 0 | [24 empty] | 0.10083 | [20 empty] | 4
| EMBARCADERO (Z) 3405 | 022873405 | 1.5792 |  |  |  |  | 1.5792 | 34.5kV | Non-HFTD |  | Non-HFTD | Non-HFTD | 0 | 0 | 0 | [24 empty] | 0.098343 | [20 empty] | 3
| EMBARCADERO (Z) 3406 | 022873406 | 3.5969 |  |  |  |  | 3.5969 | 34.5kV | Non-HFTD |  | Non-HFTD | Non-HFTD | 0 | 0 | 0 | [24 empty] | 0.046797 | [20 empty] | 1
| EMBARCADERO (Z) 3407 | 022873407 | 3.213 |  |  |  |  | 3.213 | 34.5kV | Non-HFTD |  | Non-HFTD | Non-HFTD | 0 | 0 | 0
| EMBARCADERO (Z) 3408 | 022873408 | 1.8924 |  |  |  |  | 1.8924 | 34.5kV | Non-HFTD |  | Non-HFTD | Non-HFTD | 0 | 0 | 0 | [24 empty] | 0.0043268 | [20 empty] | 2
| EMBARCADERO (Z) 3409 | 022873409 | 1.4322 |  |  |  |  | 1.4322 | 34.5kV | Non-HFTD |  | Non-HFTD | Non-HFTD | 0 | 0 | 0 | [46 empty] | 1
| EMBARCADERO (Z) 3410 | 022873410 | 3.1555 |  |  |  |  | 3.1555 | 34.5kV | Non-HFTD |  | Non-HFTD | Non-HFTD | 0 | 0 | 0
| EMBARCADERO (Z) 3411 | 022873411 | 0.27852 |  |  |  |  | 0.27852 | 34.5kV | Non-HFTD |  | Non-HFTD | Non-HFTD | 0 | 0 | 0
| EMBARCADERO (Z) 3412 | 022873412 | 0.2781 |  |  |  |  | 0.2781 | 34.5kV | Non-HFTD |  | Non-HFTD | Non-HFTD | 0 | 0 | 0
| ERTA 0403 | 083510403 | 3.947 | 2.9768 |  |  | 2.9768 | 0.97016 | 4.16kV | Non-HFTD |  | Non-HFTD | Non-HFTD | 229.7 | 0.793 | 0 |  |  |  | 2.9768 | [38 empty] | 110
| ERTA 0404 | 083510404 | 7.3919 | 6.5208 |  |  | 6.5208 | 0.87108 | 4.16kV | Non-HFTD |  | Non-HFTD | Non-HFTD | 114.3 | 0.287 | 0 |  |  |  | 6.5208 | [20 empty] | 0.0024239 | [17 empty] | 230 |  |  | 2 | 1
| ESQUON 1101 | 102171101 | 71.1745 | 70.5139 |  |  | 70.5139 | 0.66063 | 12kV | Non-HFTD |  | Non-HFTD | Non-HFTD | 248.6 | 2.339 | 1.603 |  |  |  | 70.5139 | [20 empty] | 0.012065 | [8 empty] | ss2: 0.05 | 46 |  |  | 2 |  | 2
| ESQUON 1102 | 102171102 | 49.73 | 48.9222 |  |  | 48.9222 | 0.80779 | 12kV | Non-HFTD |  | Non-HFTD | Non-HFTD | 133.4 | 1.226 | 2.206 |  |  |  | 48.9222 | [11 empty] | 1 | 1 | 1 | [6 empty] | 0.0054204 | [20 empty] | 1 | 2 | 1
| ESQUON 1103 | 102171103 | 20.3867 | 20.3493 |  |  | 20.3493 | 0.037397 | 12kV | Non-HFTD |  | Non-HFTD | Non-HFTD | 51.9 | 0.761 | 4.007 |  |  |  | 20.3493 | [12 empty] | 1 | [30 empty] | 1
| EUREKA A 1103 | 192121103 | 11.768 | 10.9097 |  |  | 10.9097 | 0.85833 | 12kV | Non-HFTD |  | Non-HFTD | Non-HFTD | 1.3 | 0.009 | 0 |  |  |  | 10.9097 | [13 empty] | 4 | [6 empty] | 0.0048724 | 0.012572 | [16 empty] | 80 |  |  | 2 | 1 | 1
| EUREKA A 1106 | 192121106 | 7.6325 | 1.8095 |  |  | 1.8095 | 5.823 | 12kV | Non-HFTD |  | Non-HFTD | Non-HFTD | 10.2 | 0.08 | 3.781 |  |  |  | 1.8095 | [20 empty] | 0.053327 | 0.018064 | 0.58738 | [18 empty] | 3 |  | 7
| EUREKA A 1107 | 192121107 | 7.5044 | 4.4906 |  |  | 4.4906 | 3.0138 | 12kV | Non-HFTD |  | Non-HFTD | Non-HFTD | 28.9 | 1.012 | 0.941 |  |  |  | 4.4906 | [21 empty] | 0.067825 | 0.26716 | [18 empty] | 3 | 3 | 14
| EUREKA E 1101 | 192331101 | 15.1022 | 13.2905 |  |  | 13.2905 | 1.8117 | 12kV | Non-HFTD |  | Non-HFTD | Non-HFTD | 19.4 | 0.102 | 0.415 |  |  |  | 13.2905 | [22 empty] | 0.0054715 | [18 empty] | 3 | 1 | 2
| EUREKA E 1104 | 192331104 | 28.6892 | 26.895 |  | 0.031094 | 26.8639 | 1.7942 | 12kV | Non-HFTD |  | 0.00039863 | 3.5303e-06 | 379.7 | 4.183 | 0 |  |  |  | 26.8639 | 0.031094 | [10 empty] | 1 | 3 | [28 empty] | 2 | 1 | 2
| EUREKA E 1105 | 192331105 | 7.5185 | 7.2277 |  |  | 7.2277 | 0.29081 | 12kV | Non-HFTD |  | Non-HFTD | Non-HFTD | 5.9 | 0.043 | 0 |  |  |  | 7.2277 | [22 empty] | 0.01904 | [15 empty] | 6 |  |  | 5 | 1 | 1
| EVERGREEN 2101 | 082012101 | 31.9366 | 2.5311 |  |  | 2.5311 | 29.4055 | 21kV | Non-HFTD |  | Non-HFTD | Non-HFTD | 50.3 | 0.092 | 0.005 |  |  |  | 2.5311 | [20 empty] | 0.211 | 0.75708 | 0.19016 | [15 empty] | 46 |  |  | 9 | 3 | 3
| EVERGREEN 2102 | 082012102 | 32.5157 | 10.7542 |  |  | 10.7542 | 21.7615 | 21kV | Non-HFTD |  | Non-HFTD | Non-HFTD | 154.5 | 0.92 | 3.914 |  |  |  | 10.7542 | [21 empty] | 0.17671 | 0.10047 | [15 empty] | 14 |  |  |  | 9 | 3
| EVERGREEN 2103 | 082012103 | 41.5264 | 19.1694 |  |  | 19.1694 | 22.3569 | 21kV | Non-HFTD |  | Non-HFTD | Non-HFTD | 130.5 | 0.923 | 5.523 |  |  |  | 19.1694 | [20 empty] | 0.10989 | 0.01241 | [16 empty] | 259 |  |  | 4 | 3 | 1
| EVERGREEN 2104 | 082012104 | 18.9919 | 3.5453 |  |  | 3.5453 | 15.4465 | 21kV | Non-HFTD |  | Non-HFTD | Non-HFTD | 15.8 | 0.351 | 0 |  |  |  | 3.5453 | [11 empty] | 1 | [8 empty] | 0.023184 | 0.012016 | 0.033363 | [15 empty] | 25 |  |  | 5 | 1 | 7
| EVERGREEN 2105 | 082012105 | 33.6306 | 4.6095 |  |  | 4.6095 | 29.0211 | 21kV | Non-HFTD |  | Non-HFTD | Non-HFTD | 115.9 | 0.266 | 0.69 |  |  |  | 4.6095 | [20 empty] | 0.037421 | 0.96363 | 0.79155 | [18 empty] | 3 | 11 | 24
| FAIRHAVEN 1103 | 192451103 | 9.7437 | 9.4288 |  |  | 9.4288 | 0.31486 | 12kV | Non-HFTD |  | Non-HFTD | Non-HFTD | 37 | 1.103 | 3.923 |  |  |  | 9.4288 | [12 empty] | 8 | [9 empty] | 0.24969 | [19 empty] | 1 | 5
| FAIRHAVEN 1104 | 192451104 | 5.2658 | 3.5937 |  |  | 3.5937 | 1.6721 | 12kV | Non-HFTD |  | Non-HFTD | Non-HFTD | 0 | 0 | 0 |  |  |  | 3.5937 | [21 empty] | 0.0046137 | [16 empty] | 1 |  |  | 1 | 1 | 1
| FAIRMOUNT 0402 | 012650402 | 5.4591 | 5.0742 |  |  | 5.0742 | 0.38495 | 4.16kV | Non-HFTD |  | Non-HFTD | Non-HFTD | 138.3 | 1.942 | 0 |  |  |  | 5.0742 | [42 empty] | 1 | 2
| FAIRVIEW 2206 | 013432206 | 36.4779 | 14.2455 |  |  | 14.2455 | 22.2324 | 21kV | Non-HFTD |  | Non-HFTD | Non-HFTD | 276.4 | 2.21 | 4.887 |  |  |  | 14.2455 | [12 empty] | 1 | [8 empty] | 0.5221 | [19 empty] | 7 | 4
| FAIRVIEW 2208 | 013432208 | 28.9993 | 9.9954 |  |  | 9.9954 | 19.0039 | 21kV | Non-HFTD |  | Non-HFTD | Non-HFTD | 52.1 | 0.31 | 0.309 |  |  |  | 9.9954 | [21 empty] | 0.012804 | 0.046479 | [18 empty] | 4 | 6 | 1
| FAIRWAY 1103 | 182061103 | 31.5802 | 6.7028 |  |  | 6.7028 | 24.8775 | 12kV | Non-HFTD |  | Non-HFTD | Non-HFTD | 5.6 | 0.016 | 0 |  |  |  | 6.7028 | [20 empty] | 0.34488 | 0.11019 | 0.39213 | [6 empty] | ss2: 6.5131 |  |  |  | 5 | 4 | 9
| FAIRWAY 1104 | 182061104 | 38.4556 | 22.9443 |  |  | 22.9443 | 15.5113 | 12kV | Non-HFTD |  | Non-HFTD | Non-HFTD | 103.3 | 0.305 | 1 |  |  |  | 22.9443 | [12 empty] | 2 | [7 empty] | 0.092296 | 0.015441 | 0.037526 | [15 empty] | 27 |  |  | 1 | 5 | 2
| FAIRWAY 1106 | 182061106 | 18.4946 | 5.5037 |  |  | 5.5037 | 12.9909 | 12kV | Non-HFTD |  | Non-HFTD | Non-HFTD | 243.6 | 2.066 | 0 |  |  |  | 5.5037 | [12 empty] | 1 | [7 empty] | 0.35244 | [20 empty] | 1
| FAIRWAY 1107 | 182061107 | 30.5787 | 19.2822 |  |  | 19.2822 | 11.2965 | 12kV | Non-HFTD |  | Non-HFTD | Non-HFTD | 138.8 | 2.104 | 2.138 |  |  |  | 19.2822 | [13 empty] | 5 | [6 empty] | 0.07653 | 0.039597 | 0.20643 | [15 empty] | 64 |  |  | 1 | 3 | 13
| FAIRWAY 1108 | 182061108 | 47.1987 | 12.7529 |  |  | 12.7529 | 34.4458 | 12kV | Non-HFTD |  | Non-HFTD | Non-HFTD | 76.9 | 0.238 | 0.397 |  |  |  | 12.7529 | [20 empty] | 1.0345 | 0.12362 | 0.080884 | [15 empty] | 78 |  |  | 13 |  | 2
| FAMOSO 1101 | 252461101 | 39.4539 | 39.2627 |  |  | 39.2627 | 0.19129 | 12kV | Non-HFTD |  | Non-HFTD | Non-HFTD | 15.5 | 0.044 | 1.006 |  |  |  | 39.2627 | [20 empty] | 0.05691 | 0.020819 | 0.0061893 | [18 empty] | 2 | 1 | 4
| FAMOSO 1102 | 252461102 | 27.4204 | 27.3124 |  |  | 27.3124 | 0.10799 | 12kV | Non-HFTD |  | Non-HFTD | Non-HFTD | 98.6 | 0.375 | 1.884 |  |  |  | 27.3124 | [20 empty] | 0.013216 | [17 empty] | 53 |  |  | 2
| FAMOSO 1103 | 252461103 | 35.3505 | 32.8597 |  |  | 32.8597 | 2.4908 | 12kV | Non-HFTD |  | Non-HFTD | Non-HFTD | 9.3 | 0.086 | 1.117 |  |  |  | 32.8597 | [20 empty] | 0.039628 |  | 0.18852 | [18 empty] | 2 | 1
| FAMOSO 1105 | 252461105 | 10.1241 | 10.0144 |  |  | 10.0144 | 0.10967 | 12kV | Non-HFTD |  | Non-HFTD | Non-HFTD | 110 | 1.121 | 2.242 |  |  |  | 10.0144 | [12 empty] | 2 | 1
| FAMOSO 1107 | 252461107 | 19.0963 | 18.8519 |  |  | 18.8519 | 0.24441 | 12kV | Non-HFTD |  | Non-HFTD | Non-HFTD | 184.9 | 0.81 | 1.96 |  |  |  | 18.8519 | [38 empty] | 2 |  |  | 1 | 1 | 1
| FELLOWS 2103 | 254242103 | 27.8079 | 27.6351 |  |  | 27.6351 | 0.17284 | 21kV | Non-HFTD |  | Non-HFTD | Non-HFTD | 20.9 | 0.022 | 0 |  |  |  | 27.6351 | [41 empty] | 1
| FELLOWS 2104 | 254242104 | 77.8866 | 77.5292 |  |  | 77.5292 | 0.35735 | 21kV | Non-HFTD |  | Non-HFTD | Non-HFTD | 71.1 | 0.385 | 7.049 |  |  |  | 77.5292 | [38 empty] | 123 |  |  | 5 | 1
| FICTITIOUS 3311 | 303333311 | 0.0095095 | 0.0095095 |  |  | 0.0095095 | 0 | (blank) | Non-HFTD |  | Non-HFTD | Non-HFTD | 0 | 0 | 0 |  |  |  | 0.0095095
| FIGARDEN 2102 | 254552102 | 67.6284 | 25.0179 |  |  | 25.0179 | 42.6106 | 21kV | Non-HFTD |  | Non-HFTD | Non-HFTD | 77.4 | 1.965 | 2.68 |  |  |  | 25.0179 | [20 empty] | 1.0265 | 2.6672 | 1.6193 | [15 empty] | 804 |  |  | 5 | 6 | 15
| FIGARDEN 2103 | 254552103 | 36.4205 | 5.457 |  |  | 5.457 | 30.9635 | 21kV | Non-HFTD |  | Non-HFTD | Non-HFTD | 25 | 0.126 | 0.47 |  |  |  | 5.457 | [21 empty] | 0.063825 | [16 empty] | 126
| FIGARDEN 2104 | 254552104 | 25.8768 | 1.8094 |  |  | 1.8094 | 24.0674 | 21kV | Non-HFTD |  | Non-HFTD | Non-HFTD | 35.2 | 0.879 | 3.994 |  |  |  | 1.8094 | [20 empty] | 0.1492 | 0.11875 | 0.019697 | [15 empty] | 57 |  |  | 1 |  | 4
| FIGARDEN 2105 | 254552105 | 34.8254 | 12.6792 |  |  | 12.6792 | 22.1462 | 21kV | Non-HFTD |  | Non-HFTD | Non-HFTD | 78 | 0.832 | 1.322 |  |  |  | 12.6792 | [21 empty] | 0.058595 | [16 empty] | 462 |  |  | 3
| FIGARDEN 2107 | 254552107 | 43.1049 | 5.3792 |  |  | 5.3792 | 37.7257 | 21kV | Non-HFTD |  | Non-HFTD | Non-HFTD | 106 | 0.963 | 0.533 |  |  |  | 5.3792 | [20 empty] | 0.06592 | 0.27848 | 0.36056 | [15 empty] | 147 |  |  |  | 7 | 9
| FIGARDEN 2108 | 254552108 | 34.9951 | 5.9559 |  |  | 5.9559 | 29.0392 | 21kV | Non-HFTD |  | Non-HFTD | Non-HFTD | 111.8 | 0.85 | 1.005 |  |  |  | 5.9559 | [12 empty] | 1 | [7 empty] | 0.16025 | 0.18058 | 0.46013 | [15 empty] | 205 |  |  | 1 |  | 9
| FIGARDEN 2109 | 254552109 | 22.4209 | 3.9025 |  |  | 3.9025 | 18.5183 | 21kV | Non-HFTD |  | Non-HFTD | Non-HFTD | 6.7 | 0.031 | 1.964 |  |  |  | 3.9025 | [20 empty] | 0.1108 | [17 empty] | 140
| FIGARDEN 2110 | 254552110 | 53.3063 | 15.6239 |  |  | 15.6239 | 37.6824 | 21kV | Non-HFTD |  | Non-HFTD | Non-HFTD | 30.1 | 1.411 | 0 |  |  |  | 15.6239 | [11 empty] | 1 | [9 empty] | 0.058829 | 1.547 | [15 empty] | 425 |  |  |  | 2 | 14
| FIGARDEN 2111 | 254552111 | 31.4953 | 5.2679 |  |  | 5.2679 | 26.2275 | 21kV | Non-HFTD |  | Non-HFTD | Non-HFTD | 38.7 | 1.013 | 0 |  |  |  | 5.2679 | [20 empty] | 0.18547 | 0.21781 | [16 empty] | 154 |  |  | 6 | 4
| FIGARDEN 2112 | 254552112 | 70.4413 | 31.0421 |  |  | 31.0421 | 39.3992 | 21kV | Non-HFTD |  | Non-HFTD | Non-HFTD | 24.2 | 0.155 | 0.054 |  |  |  | 31.0421 | [20 empty] | 0.53883 | 0.026373 | 0.21634 | [15 empty] | 735 |  |  |  | 4 | 3
| FIGARDEN 2113 | 254552113 | 43.0293 | 11.5145 |  |  | 11.5145 | 31.5148 | 21kV | Non-HFTD |  | Non-HFTD | Non-HFTD | 13.4 | 0.077 | 0 |  |  |  | 11.5145 | [20 empty] | 0.40589 | 0.6041 | 0.44942 | [15 empty] | 299 |  |  |  | 11 | 4
| FIREBAUGH 1101 | 253471101 | 62.6822 | 58.5362 |  |  | 58.5362 | 4.146 | 12kV | Non-HFTD |  | Non-HFTD | Non-HFTD | 196.7 | 1.8 | 2.071 |  |  |  | 58.5362 | [20 empty] | 0.065981 | [17 empty] | 52 |  |  | 6 |  | 3
| FIREBAUGH 1102 | 253471102 | 38.2504 | 30.5732 |  |  | 30.5732 | 7.6772 | 12kV | Non-HFTD |  | Non-HFTD | Non-HFTD | 67.7 | 0.858 | 0.646 |  |  |  | 30.5732 | [13 empty] | 1 | [6 empty] | 0.012809 |  | 0.45611 | [18 empty] | 3 | 2 | 7
| FIREBAUGH 1103 | 253471103 | 77.9645 | 75.3435 |  |  | 75.3435 | 2.621 | 12kV | Non-HFTD |  | Non-HFTD | Non-HFTD | 121.7 | 1.043 | 1.478 |  |  |  | 75.3435 | [20 empty] | 0.040927 |  | 2.0388 | [15 empty] | 60 |  |  | 4 | 1 | 13
| FITCH MOUNTAIN 1112 | 042751112 | 0.0086406 | 0.0086406 |  |  | 0.0086406 | 0 | 12kV | Non-HFTD |  | Non-HFTD | Non-HFTD | 149.2 | 1.215 | 0.178 |  |  |  | 0.0086406
| FMC 1101 | 083871101 | 20.9567 | 16.5979 |  |  | 16.5979 | 4.3588 | 12kV | Non-HFTD |  | Non-HFTD | Non-HFTD | 51.5 | 0.101 | 0 |  |  |  | 16.5979 | [11 empty] | 2 | [8 empty] | 0.071173 | [17 empty] | 886 |  |  | 7
| FMC 1109 | 083871109 | 8.1833 | 1.0166 |  |  | 1.0166 | 7.1667 | 12kV | Non-HFTD |  | Non-HFTD | Non-HFTD | 0 | 0 | 0 |  |  |  | 1.0166 | [22 empty] | 0.21681 | [15 empty] | 46 |  |  |  | 1 | 4
| FMC 1110 | 083871110 | 7.9592 | 1.3568 |  |  | 1.3568 | 6.6024 | 12kV | Non-HFTD |  | Non-HFTD | Non-HFTD | 216.6 | 1.062 | 1.002 |  |  |  | 1.3568 | [38 empty] | 67 |  |  | 2
| FMC 1111 | 083871111 | 6.2078 | 1.5549 |  |  | 1.5549 | 4.6529 | 12kV | Non-HFTD |  | Non-HFTD | Non-HFTD | 0 | 0 | 0 |  |  |  | 1.5549 | [20 empty] | 0.041636 |  | 0.034781 | [15 empty] | 41 |  |  | 1 |  | 4
| FORT ORD 1101 | 182401101 | 28.2846 | 16.8799 |  |  | 16.8799 | 11.4047 | 12kV | Non-HFTD |  | Non-HFTD | Non-HFTD | 310.9 | 1.395 | 0.683 |  |  |  | 16.8799 | [21 empty] | 0.077612 | 0.016998 | [15 empty] | 433 |  |  | 3 | 5 | 3
| FORT ORD 1102 | 182401102 | 0.015499 |  |  |  |  | 0.015499 | 12kV | Non-HFTD |  | Non-HFTD | Non-HFTD | 310.9 | 1.395 | 0.683
| FORT ORD 2105 | 182402105 | 21.2725 | 7.8244 |  |  | 7.8244 | 13.4482 | 21kV | Non-HFTD |  | Non-HFTD | Non-HFTD | 0 | 0 | 0 |  |  |  | 7.8244 | [22 empty] | 0.046092 | [20 empty] | 4
| FORT ORD 2108 | 182402108 | 2.3638 | 0.90123 |  |  | 0.90123 | 1.4626 | 12kV | Non-HFTD |  | Non-HFTD | Non-HFTD | 0 | 0 | 0 |  |  |  | 0.90123
| FRANKLIN 1102 | 013921102 | 42.6909 | 4.3853 |  |  | 4.3853 | 38.3055 | 12kV | Non-HFTD |  | Non-HFTD | Non-HFTD | 22.9 | 0.206 | 2.47 |  |  |  | 4.3853 | [20 empty] | 0.1127 | 0.30628 | 0.34668 | [15 empty] | 1 |  |  | 3 | 1 | 7
| FRANKLIN 1103 | 013921103 | 32.6452 | 12.403 |  |  | 12.403 | 20.2422 | 12kV | Non-HFTD |  | Non-HFTD | Non-HFTD | 90.8 | 0.671 | 1.866 |  |  |  | 12.403 | [21 empty] | 0.11091 | [19 empty] | 1 | 3
| FREMONT 1103 | 014351103 | 27.6408 | 4.3675 |  |  | 4.3675 | 23.2734 | 12kV | Non-HFTD |  | Non-HFTD | Non-HFTD | 122 | 0.735 | 1.245 |  |  |  | 4.3675 | [11 empty] | 1 | 1 | [7 empty] | 0.60938 | 0.23918 | 0.62504 | [18 empty] | 12 | 17 | 16
| FREMONT 1105 | 014351105 | 4.6533 |  |  |  |  | 4.6533 | 12kV | Non-HFTD |  | Non-HFTD | Non-HFTD | 0 | 0 | 0
| FREMONT 1106 | 014351106 | 0.068594 |  |  |  |  | 0.068594 | 12kV | Non-HFTD |  | Non-HFTD | Non-HFTD | 0 | 0 | 0
| FREMONT 1107 | 014351107 | 32.1566 | 14.4916 |  |  | 14.4916 | 17.6651 | 12kV | Non-HFTD |  | Non-HFTD | Non-HFTD | 264.5 | 1.497 | 6.01 |  |  |  | 14.4916 | [13 empty] | 1 | [7 empty] | 0.15508 | 0.1024 | [15 empty] | 536 |  |  |  | 1 | 5
| FREMONT 1108 | 014351108 | 18.6748 | 4.8807 |  |  | 4.8807 | 13.7941 | 12kV | Non-HFTD |  | Non-HFTD | Non-HFTD | 114.2 | 0.607 | 0.712 |  |  |  | 4.8807 | [20 empty] | 0.58224 | 0.17354 | 0.014091 | [15 empty] | 81 |  |  | 20 | 5
| FREMONT 1109 | 014351109 | 44.9891 | 13.3189 |  |  | 13.3189 | 31.6701 | 12kV | Non-HFTD |  | Non-HFTD | Non-HFTD | 77.4 | 0.771 | 4.424 |  |  |  | 13.3189 | [20 empty] | 0.1611 | [17 empty] | 23 |  |  | 4 | 6 | 6
| FREMONT 1110 | 014351110 | 31.601 | 10.7931 |  |  | 10.7931 | 20.8079 | 12kV | Non-HFTD |  | Non-HFTD | Non-HFTD | 37.1 | 0.156 | 0.298 |  |  |  | 10.7931 | [20 empty] | 0.17899 | 0.041934 | 0.032446 | [15 empty] | 332 |  |  | 5 | 7 | 10
| FREMONT 1111 | 014351111 | 8.0878 | 0.15654 |  |  | 0.15654 | 7.9313 | 12kV | Non-HFTD |  | Non-HFTD | Non-HFTD | 0.1 | 0.004 | 0 |  |  |  | 0.15654 | [20 empty] | 0.15547
| FREMONT 1112 | 014351112 | 8.1527 | 0.020926 |  |  | 0.020926 | 8.1317 | 12kV | Non-HFTD |  | Non-HFTD | Non-HFTD | 0 | 0 | 0 |  |  |  | 0.020926 | [20 empty] | 0.11878 | 0.66104 | [19 empty] | 3 | 2
| FRENCH CAMP 1101 | 163291101 | 18.9529 | 16.4438 |  |  | 16.4438 | 2.5091 | 12kV | Non-HFTD |  | Non-HFTD | Non-HFTD | 17.5 | 0.064 | 0 |  |  |  | 16.4438 | [11 empty] | 1 | [8 empty] | 0.18272 | [20 empty] | 4
| FRENCH CAMP 1102 | 163291102 | 90.3402 | 87.0523 |  |  | 87.0523 | 3.2879 | 12kV | Non-HFTD |  | Non-HFTD | Non-HFTD | 125.5 | 0.591 | 1.115 |  |  |  | 87.0523 | [13 empty] | 2 | [6 empty] | 0.1759 | 0.043894 | 0.27999 | [15 empty] | 22 |  |  | 4 | 2 | 6
| FRENCH CAMP 1103 | 163291103 | 1.4207 | 1.2266 |  |  | 1.2266 | 0.19406 | 12kV | Non-HFTD |  | Non-HFTD | Non-HFTD | 0 | 0 | 0 |  |  |  | 1.2266
| FRENCH CAMP 1104 | 163291104 | 29.9181 | 5.6108 |  |  | 5.6108 | 24.3073 | 12kV | Non-HFTD |  | Non-HFTD | Non-HFTD | 131.4 | 1.108 | 0.999 |  |  |  | 5.6108
| FRUITVALE 1101 | 253391101 | 3.4826 | 3.3228 |  |  | 3.3228 | 0.15984 | 12kV | Non-HFTD |  | Non-HFTD | Non-HFTD | 211 | 3.885 | 9.17 |  |  |  | 3.3228
| FRUITVALE 1103 | 253391103 | 21.9248 | 11.6525 |  |  | 11.6525 | 10.2722 | 12kV | Non-HFTD |  | Non-HFTD | Non-HFTD | 498 | 1.17 | 2 |  |  |  | 11.6525 | [11 empty] | 6 | [10 empty] | 0.092978 | [18 empty] | 7 |  | 1
| FRUITVALE 1104 | 253391104 | 32.1929 | 13.52 |  |  | 13.52 | 18.6729 | 12kV | Non-HFTD |  | Non-HFTD | Non-HFTD | 56.7 | 0.419 | 2.023 |  |  |  | 13.52 | [22 empty] | 0.012494 | [19 empty] | 1 | 3
| FRUITVALE 1105 | 253391105 | 4.1274 | 3.3972 |  |  | 3.3972 | 0.73023 | 12kV | Non-HFTD |  | Non-HFTD | Non-HFTD | 56.7 | 0.419 | 2.023 |  |  |  | 3.3972
| FRUITVALE 1106 | 253391106 | 17.8505 | 6.6221 |  |  | 6.6221 | 11.2284 | 12kV | Non-HFTD |  | Non-HFTD | Non-HFTD | 42.3 | 0.118 | 0 |  |  |  | 6.6221
| FRUITVALE 2108 | 253392108 | 12.4047 | 9.1095 |  |  | 9.1095 | 3.2952 | 21kV | Non-HFTD |  | Non-HFTD | Non-HFTD | 234.4 | 1.126 | 0.891 |  |  |  | 9.1095 | [22 empty] | 0.061233 | [20 empty] | 3
| FULTON 1101 | 042561101 | 21.4962 | 6.2234 |  |  | 6.2234 | 15.2729 | 12kV | Non-HFTD |  | Non-HFTD | Non-HFTD | 1.5 | 0.011 | 0.574 |  |  |  | 6.2234 | [11 empty] | 4 | [8 empty] | 0.25357 | [17 empty] | 86 |  |  | 6 | 2 | 1
| FULTON 1103 | 042561103 | 0.0094663 | 0.0094663 |  |  | 0.0094663 | 0 | 12kV | Non-HFTD |  | Non-HFTD | Non-HFTD | 101.8 | 1.638 | 0 |  |  |  | 0.0094663
| FULTON 1105 | 042561105 | 57.8996 | 41.5869 |  |  | 41.5869 | 16.3127 | 12kV | Non-HFTD |  | Non-HFTD | Non-HFTD | 25.9 | 0.138 | 1.271 |  |  |  | 41.5869 | [20 empty] | 1.3815 | 0.062788 | 0.18706 | [15 empty] | 989 |  |  | 25 |  | 7
| FULTON 1106 | 042561106 | 9.5365 | 4.8812 |  |  | 4.8812 | 4.6554 | 12kV | Non-HFTD |  | Non-HFTD | Non-HFTD | 87.2 | 0.89 | 0 |  |  |  | 4.8812 | [38 empty] | 25 |  |  |  | 1 | 2
| GABILAN 1102 | 182331102 | 28.3053 | 9.7657 |  |  | 9.7657 | 18.5396 | 12kV | Non-HFTD |  | Non-HFTD | Non-HFTD | 76.1 | 1.062 | 1.009 |  |  |  | 9.7657 | [20 empty] | 0.035872 |  | 0.018013 | [15 empty] | 191 |  |  | 3 | 2 | 8
| GALLO 1101 | 254901101 | 0.78031 | 0.72409 |  |  | 0.72409 | 0.056216 | 12kV | Non-HFTD |  | Non-HFTD | Non-HFTD | 0 | 0 | 0 |  |  |  | 0.72409 | [38 empty] | 17
| GALLO 1102 | 254901102 | 0.1406 | 0.076183 |  |  | 0.076183 | 0.064419 | 12kV | Non-HFTD |  | Non-HFTD | Non-HFTD | 0 | 0 | 0 |  |  |  | 0.076183 | [38 empty] | 1
| GANSO 1103 | 254541103 | 50.4235 | 49.2015 |  |  | 49.2015 | 1.222 | 12kV | Non-HFTD |  | Non-HFTD | Non-HFTD | 141.3 | 0.416 | 1.205 |  |  |  | 49.2015 | [20 empty] | 0.016873 | 0.0073663 | [19 empty] | 4 | 4 | 3
| GANSO 1104 | 254541104 | 51.9637 | 51.1055 |  |  | 51.1055 | 0.85826 | 12kV | Non-HFTD |  | Non-HFTD | Non-HFTD | 32.6 | 0.16 | 1.662 |  |  |  | 51.1055 | [11 empty] | 49 | [8 empty] | 0.077577 | 0.009922 | [19 empty] | 10 | 3
| GARDNER 0401 | 254930401 | 0.011865 | 0.011865 |  |  | 0.011865 | 0 | 4.16kV | Non-HFTD |  | Non-HFTD | Non-HFTD | 3.6 | 0.014 | 0 |  |  |  | 0.011865
| GATES 1101 | 253931101 | 15.9503 | 15.2733 |  |  | 15.2733 | 0.67705 | 12kV | Non-HFTD |  | Non-HFTD | Non-HFTD | 159.5 | 2.244 | 2.317 |  |  |  | 15.2733 | [21 empty] | 0.072009 | [20 empty] | 1
| GATES 1102 | 253931102 | 41.1455 | 40.8076 |  |  | 40.8076 | 0.33794 | 12kV | Non-HFTD |  | Non-HFTD | Non-HFTD | 299.8 | 0.488 | 1.992 |  |  |  | 40.8076 | [20 empty] | 0.0099824 | [20 empty] | 6 | 2
| GATES 1104 | 253931104 | 26.0138 | 25.5291 |  |  | 25.5291 | 0.48465 | 12kV | Non-HFTD |  | Non-HFTD | Non-HFTD | 156.9 | 0.37 | 0.13 |  |  |  | 25.5291 | [12 empty] | 2 | [7 empty] | 0.022935 |  | 0.049462 | [18 empty] | 2 | 1
| GATES 1105 | 253931105 | 19.0116 | 18.5988 |  |  | 18.5988 | 0.41285 | 12kV | Non-HFTD |  | Non-HFTD | Non-HFTD | 56.6 | 0.214 | 1.048 |  |  |  | 18.5988 | [20 empty] | 0.15017 | [20 empty] | 1
| GATES 1106 | 253931106 | 46.3083 | 45.7158 |  |  | 45.7158 | 0.59256 | 12kV | Non-HFTD |  | Non-HFTD | Non-HFTD | 293 | 0.626 | 0.55 |  |  |  | 45.7158 | [11 empty] | 1 |  | 1 | [6 empty] | 0.105 |  | 0.020897 | [18 empty] | 7 | 1 | 6
| GATES 1107 | 253931107 | 2.745 | 2.5191 |  |  | 2.5191 | 0.22588 | 12kV | Non-HFTD |  | Non-HFTD | Non-HFTD | 293 | 0.626 | 0.55 |  |  |  | 2.5191
| GATES 1108 | 253931108 | 2.7521 | 2.575 |  |  | 2.575 | 0.17711 | 12kV | Non-HFTD |  | Non-HFTD | Non-HFTD | 293 | 0.626 | 0.55 |  |  |  | 2.575
| GATES 1109 | 253931109 | 0.43218 | 0.30006 |  |  | 0.30006 | 0.13212 | 12kV | Non-HFTD |  | Non-HFTD | Non-HFTD | 293 | 0.626 | 0.55 |  |  |  | 0.30006
| GATES 1110 | 253931110 | 45.4262 | 44.5417 |  |  | 44.5417 | 0.88452 | 12kV | Non-HFTD |  | Non-HFTD | Non-HFTD | 22.9 | 0.172 | 1.034 |  |  |  | 44.5417 | [12 empty] | 82 | [8 empty] | 0.34702 | [20 empty] | 21
| GEARY 0401 | 013590401 | 4.8129 | 4.2723 |  |  | 4.2723 | 0.54051 | 4.16kV | Non-HFTD |  | Non-HFTD | Non-HFTD | 426.2 | 0.826 | 4 |  |  |  | 4.2723 | [20 empty] | 0.082753 | [20 empty] | 1
| GERBER 1101 | 103391101 | 55.3164 | 55.2093 |  |  | 55.2093 | 0.10716 | 12kV | Non-HFTD |  | Non-HFTD | Non-HFTD | 72.4 | 0.318 | 0.636 |  |  |  | 55.2093 | [38 empty] | 48 |  |  | 1 |  | 2
| GERBER 1102 | 103391102 | 90.5286 | 86.3752 |  |  | 86.3752 | 4.1534 | 12kV | Non-HFTD |  | Non-HFTD | Non-HFTD | 86.2 | 0.539 | 1.108 |  |  |  | 86.3752 | [29 empty] | ss2: 0.12 |  |  |  | 1 | 1 | 3
| GIFFEN 1102 | 253151102 | 42.2295 | 41.5257 |  |  | 41.5257 | 0.70378 | 12kV | Non-HFTD |  | Non-HFTD | Non-HFTD | 267.8 | 1.152 | 1 |  |  |  | 41.5257 | [11 empty] | 3 | 2 | [7 empty] | 0.023371 | [17 empty] | 705 |  |  | 2
| GIFFEN 1103 | 253151103 | 53.0221 | 51.6791 |  |  | 51.6791 | 1.343 | 12kV | Non-HFTD |  | Non-HFTD | Non-HFTD | 5 | 0.023 | 0 |  |  |  | 51.6791 | [38 empty] | 775 |  |  | 3
| GIFFEN 1106 | 253151106 | 2.1853 | 2.1673 |  |  | 2.1673 | 0.017986 | 12kV | Non-HFTD |  | Non-HFTD | Non-HFTD | 5 | 0.023 | 0 |  |  |  | 2.1673 | [38 empty] | 2
| GIFFEN 1107 | 253151107 | 2.7351 | 2.6483 |  |  | 2.6483 | 0.086822 | 12kV | Non-HFTD |  | Non-HFTD | Non-HFTD | 5 | 0.023 | 0 |  |  |  | 2.6483 | [38 empty] | 60
| GILL 0401 | 013550401 | 3.4898 | 3.2485 |  |  | 3.2485 | 0.24126 | 4.16kV | Non-HFTD |  | Non-HFTD | Non-HFTD | 0 | 0 | 28.406 |  |  |  | 3.2485 | [42 empty] | 1
| GILL 0402 | 013550402 | 4.0537 | 3.9178 |  |  | 3.9178 | 0.13584 | 4.16kV | Non-HFTD |  | Non-HFTD | Non-HFTD | 247 | 1.282 | 17.267 |  |  |  | 3.9178 | [42 empty] | 1
| GLENWOOD 0404 | 024090404 | 8.5212 | 6.0494 |  |  | 6.0494 | 2.4718 | 4.16kV | Non-HFTD |  | Non-HFTD | Non-HFTD | 226.4 | 1.015 | 0 |  |  |  | 6.0494 | [11 empty] | 3 | [9 empty] | 0.019964 | 0.062284 | [15 empty] | 14 |  |  |  | 1 | 1
| GLENWOOD 0405 | 024090405 | 6.3056 | 5.7416 |  |  | 5.7416 | 0.56396 | 4.16kV | Non-HFTD |  | Non-HFTD | Non-HFTD | 119.1 | 0.78 | 1 |  |  |  | 5.7416 | [38 empty] | 200
| GLENWOOD 0406 | 024090406 | 3.1852 | 2.286 |  |  | 2.286 | 0.89928 | 4.16kV | Non-HFTD |  | Non-HFTD | Non-HFTD | 104.2 | 0.117 | 0 |  |  |  | 2.286 | [22 empty] | 0.075164 | [15 empty] | 53 |  |  |  | 1
| GLENWOOD 1101 | 024091101 | 12.0826 | 5.4375 |  |  | 5.4375 | 6.6451 | 12kV | Non-HFTD |  | Non-HFTD | Non-HFTD | 1.8 | 0.002 | 0 |  |  |  | 5.4375 | [38 empty] | 1 |  |  | 1
| GLENWOOD 1102 | 024091102 | 13.4821 | 7.1517 |  |  | 7.1517 | 6.3304 | 12kV | Non-HFTD |  | Non-HFTD | Non-HFTD | 98.6 | 0.769 | 0 |  |  |  | 7.1517 | [20 empty] | 0.10796 | 0.060237 | 0.65887 | [15 empty] | 117 |  |  | 6 | 5 | 22
| GONZALES 1102 | 182131102 | 1.4329 | 0.72236 |  |  | 0.72236 | 0.71055 | 12kV | Non-HFTD |  | Non-HFTD | Non-HFTD | 43 | 1 | 1 |  |  |  | 0.72236
| GOOSE LAKE 1101 | 254201101 | 0.57813 | 0.54411 |  |  | 0.54411 | 0.034026 | 12kV | Non-HFTD |  | Non-HFTD | Non-HFTD | 0 | 0 | 0 |  |  |  | 0.54411
| GOOSE LAKE 1103 | 254201103 | 74.7558 | 74.4798 |  |  | 74.4798 | 0.27596 | 12kV | Non-HFTD |  | Non-HFTD | Non-HFTD | 619.2 | 3.456 | 6.51 |  |  |  | 74.4798 | [11 empty] | 8 | [8 empty] | 0.039998 | 0.0081404 | [16 empty] | 149 |  |  | 9 | 2 | 1
| GOOSE LAKE 1106 | 254201106 | 67.5236 | 67.1115 |  |  | 67.1115 | 0.41214 | 12kV | Non-HFTD |  | Non-HFTD | Non-HFTD | 28.5 | 0.153 | 0 |  |  |  | 67.1115 | [11 empty] | 3 | [8 empty] | 0.0030313 | [17 empty] | 288 |  |  | 1 |  | 1
| GOOSE LAKE 2104 | 254202104 | 52.7485 | 49.1592 |  |  | 49.1592 | 3.5893 | 21kV | Non-HFTD |  | Non-HFTD | Non-HFTD | 178.4 | 1.197 | 4.923 |  |  |  | 49.1592 | [12 empty] | 3 | [7 empty] | 0.041492 | 0.91058 | [16 empty] | 15 |  |  | 12 | 10 | 1
| GRAND ISLAND 2223 | 062462223 | 101.0185 | 96.7612 |  |  | 96.7612 | 4.2573 | 21kV | Non-HFTD |  | Non-HFTD | Non-HFTD | 329.7 | 1.926 | 10.467 |  |  |  | 96.7612 | [22 empty] | 0.010731 | [15 empty] | 598 |  |  | 1 | 7 | 2
| GRAND ISLAND 2224 | 062462224 | 63.5121 | 62.8618 |  |  | 62.8618 | 0.65026 | 21kV | Non-HFTD |  | Non-HFTD | Non-HFTD | 427.5 | 2.278 | 25.797 |  |  |  | 62.8618 | [11 empty] | 1 |  | 2 | [27 empty] | 3 |  | 2
| GRAND ISLAND 2225 | 062462225 | 70.1684 | 65.2008 |  |  | 65.2008 | 4.9676 | 21kV | Non-HFTD |  | Non-HFTD | Non-HFTD | 690.7 | 3.617 | 11.393 |  |  |  | 65.2008 | [11 empty] | 1 | [10 empty] | 0.0067492 | [18 empty] | 3 | 2 | 3
| GRAND ISLAND 2226 | 062462226 | 66.9101 | 21.1119 |  |  | 21.1119 | 45.7982 | 21kV | Non-HFTD |  | Non-HFTD | Non-HFTD | 187.3 | 2.449 | 0.978 |  |  |  | 21.1119 | [11 empty] | 2 | [8 empty] | 0.15169 | 0.33163 | 1.2234 | [18 empty] | 2 |  | 22
| GRAND ISLAND 2227 | 062462227 | 161.5739 | 160.0864 |  |  | 160.0864 | 1.4876 | 12kV | Non-HFTD |  | Non-HFTD | Non-HFTD | 1019.9 | 5.09 | 8.902 |  |  |  | 160.0864 | [11 empty] | 14 | [26 empty] | 2354 |  |  | 3 | 1 | 3
| GRANT 1102 | 014381102 | 13.7244 | 5.0713 |  |  | 5.0713 | 8.6531 | 12kV | Non-HFTD |  | Non-HFTD | Non-HFTD | 39.5 | 0.071 | 1.057 |  |  |  | 5.0713 | [20 empty] | 0.12278 | 0.82182 | [19 empty] | 2 | 2
| GRANT 1103 | 014381103 | 15.3542 | 4.1933 |  |  | 4.1933 | 11.161 | 12kV | Non-HFTD |  | Non-HFTD | Non-HFTD | 7.8 | 0.114 | 0 |  |  |  | 4.1933 | [21 empty] | 0.49798 | [19 empty] | 1 | 15
| GRANT 1104 | 014381104 | 24.8174 | 15.2965 |  |  | 15.2965 | 9.5209 | 12kV | Non-HFTD |  | Non-HFTD | Non-HFTD | 118.8 | 1.318 | 1.12 |  |  |  | 15.2965 | [21 empty] | 0.66676 | 0.54832 | [19 empty] | 3 | 9
| GRANT 1105 | 014381105 | 19.4463 | 13.9672 |  |  | 13.9672 | 5.4791 | 12kV | Non-HFTD |  | Non-HFTD | Non-HFTD | 456.6 | 3.403 | 5.135 |  |  |  | 13.9672 | [21 empty] | 0.013682 | 0.023489 | [18 empty] | 6 | 4 | 1
| GRANT 1106 | 014381106 | 31.4939 | 17.0195 |  |  | 17.0195 | 14.4745 | 12kV | Non-HFTD |  | Non-HFTD | Non-HFTD | 266.6 | 1.165 | 5.381 |  |  |  | 17.0195 | [20 empty] | 0.22533 | 0.18318 | 0.72412 | [15 empty] | 246 |  |  | 3 | 5 | 16
| GRANT 1107 | 014381107 | 10.0873 | 3.6928 |  |  | 3.6928 | 6.3945 | 12kV | Non-HFTD |  | Non-HFTD | Non-HFTD | 2.2 | 0.018 | 0 |  |  |  | 3.6928
| GRANT 1108 | 014381108 | 28.0738 | 22.5928 |  |  | 22.5928 | 5.481 | 12kV | Non-HFTD |  | Non-HFTD | Non-HFTD | 429.3 | 3.705 | 3.444 |  |  |  | 22.5928 | [20 empty] | 0.17812 | 0.15839 | 0.023051 | [15 empty] | 214 |  |  | 1 | 1 | 2
| GRASS VALLEY 1102 | 152031102 | 8.9476 | 5.7929 |  | 0.062035 | 5.7308 | 3.1548 | 12kV | Non-HFTD |  | 0.0012064 | 6.3417e-06 | 8.3 | 0.026 | 0 |  |  |  | 5.7308 | 0.062035 | [28 empty] | ss2: 3.99 |  |  |  |  | 2
| GREEN VALLEY 2102 | 083192102 | 63.7665 | 46.2016 |  |  | 46.2016 | 17.5649 | 21kV | Non-HFTD |  | Non-HFTD | Non-HFTD | 45 | 0.231 | 1.079 |  |  |  | 46.2016 | [12 empty] | 1 | [7 empty] | 0.18361 | 0.20357 | 0.60246 | [15 empty] | 325 |  |  | 5 | 3 | 17
| GREEN VALLEY 2103 | 083192103 | 88.8306 | 68.755 |  |  | 68.755 | 20.0756 | 21kV | Non-HFTD |  | Non-HFTD | Non-HFTD | 181.8 | 1.142 | 1.262 |  |  |  | 68.755 | [20 empty] | 0.26174 |  | 0.058599 | [15 empty] | 1542 |  |  | 19 | 9 | 6
| GREEN VALLEY 2104 | 083192104 | 43.0785 | 30.163 |  |  | 30.163 | 12.9155 | 21kV | Non-HFTD |  | Non-HFTD | Non-HFTD | 85 | 0.215 | 3.208 |  |  |  | 30.163 | [20 empty] | 0.097652 |  | 0.003929 | [15 empty] | 641 |  |  | 15 | 8 | 2
| GREENBRAE 1101 | 043091101 | 6.9661 | 1.922 |  |  | 1.922 | 5.0441 | 12kV | Non-HFTD |  | Non-HFTD | Non-HFTD | 6.6 | 0.025 | 0 |  |  |  | 1.922 | [21 empty] | 0.02005 | 0.10812 | [18 empty] | 2 | 3
| GUERNSEY 1101 | 252661101 | 46.8024 | 43.0378 |  |  | 43.0378 | 3.7646 | 12kV | Non-HFTD |  | Non-HFTD | Non-HFTD | 196.4 | 1.133 | 0.994 |  |  |  | 43.0378 | [12 empty] | 1 | 2 | [27 empty] | 4 | 8
| GUERNSEY 1102 | 252661102 | 49.9891 | 47.0934 |  |  | 47.0934 | 2.8957 | 12kV | Non-HFTD |  | Non-HFTD | Non-HFTD | 296.9 | 1.253 | 1.012 |  |  |  | 47.0934 | [13 empty] | 1 | [6 empty] | 0.014173 | 0.053372 | 0.1662 | [18 empty] | 3 | 4 | 10
| GUERNSEY 1103 | 252661103 | 29.5257 | 28.1926 |  |  | 28.1926 | 1.3331 | 12kV | Non-HFTD |  | Non-HFTD | Non-HFTD | 75.4 | 2.187 | 5.898 |  |  |  | 28.1926 | [21 empty] | 0.23349 | [16 empty] | 16 |  |  | 4 | 3
| GUERNSEY 1104 | 252661104 | 31.558 | 30.2896 |  |  | 30.2896 | 1.2684 | 12kV | Non-HFTD |  | Non-HFTD | Non-HFTD | 245.1 | 0.951 | 0.498 |  |  |  | 30.2896 | [21 empty] | 0.16775 | [19 empty] | 1 | 2
| GUERNSEY 1105 | 252661105 | 4.6109 | 2.1667 |  |  | 2.1667 | 2.4442 | 12kV | Non-HFTD |  | Non-HFTD | Non-HFTD | 245.1 | 0.951 | 0.498 |  |  |  | 2.1667
| GUERNSEY 1106 | 252661106 | 38.0121 | 36.054 |  |  | 36.054 | 1.9581 | 12kV | Non-HFTD |  | Non-HFTD | Non-HFTD | 7.6 | 0.029 | 0.99 |  |  |  | 36.054 | [20 empty] | 0.06382 |  | 0.5895 | [20 empty] | 2
| GUERNSEY 1108 | 252661108 | 4.6218 | 2.1735 |  |  | 2.1735 | 2.4484 | 12kV | Non-HFTD |  | Non-HFTD | Non-HFTD | 7.6 | 0.029 | 0.99 |  |  |  | 2.1735
| GUSTINE 1101 | 163111101 | 82.3649 | 79.494 |  |  | 79.494 | 2.8708 | 12kV | Non-HFTD |  | Non-HFTD | Non-HFTD | 152.1 | 1.376 | 1.915 |  |  |  | 79.494 | [20 empty] | 0.058283 |  | 0.085684 | [15 empty] | 404 |  |  | 2 | 4 | 4
| GUSTINE 1102 | 163111102 | 143.6085 | 137.187 |  |  | 137.187 | 6.4215 | 12kV | Non-HFTD |  | Non-HFTD | Non-HFTD | 78.7 | 0.519 | 2.148 |  |  |  | 137.187 | [13 empty] | 3 | [6 empty] | 0.064899 | 0.014629 | 0.013606 | [15 empty] | 12 |  |  | 11 | 1 | 2
| HAMILTON A 1101 | 102121101 | 38.3599 | 37.5092 |  |  | 37.5092 | 0.85073 | 12kV | Non-HFTD |  | Non-HFTD | Non-HFTD | 20.7 | 0.312 | 0.704 |  |  |  | 37.5092 | [13 empty] | 1 | [6 empty] | 0.040363 | [17 empty] | 452 |  |  | 4 |  | 2
| HAMILTON A 1102 | 102121102 | 33.9685 | 32.6606 |  |  | 32.6606 | 1.308 | 12kV | Non-HFTD |  | Non-HFTD | Non-HFTD | 5.5 | 0.036 | 0.002 |  |  |  | 32.6606 | [20 empty] | 0.0071969 | [17 empty] | 708 |  |  | 1 |  | 1
| HAMMER 1101 | 163301101 | 8.0588 | 5.5017 |  |  | 5.5017 | 2.5571 | 12kV | Non-HFTD |  | Non-HFTD | Non-HFTD | 155.9 | 2.044 | 2.781 |  |  |  | 5.5017 | [42 empty] | 1
| HAMMER 1102 | 163301102 | 14.2352 | 2.7632 |  |  | 2.7632 | 11.472 | 12kV | Non-HFTD |  | Non-HFTD | Non-HFTD | 4.6 | 0.02 | 0.997 |  |  |  | 2.7632
| HAMMER 1103 | 163301103 | 7.4112 | 3.7548 |  |  | 3.7548 | 3.6564 | 12kV | Non-HFTD |  | Non-HFTD | Non-HFTD | 11.3 | 0.109 | 0 |  |  |  | 3.7548
| HAMMER 1104 | 163301104 | 13.5508 | 10.6378 |  |  | 10.6378 | 2.913 | 12kV | Non-HFTD |  | Non-HFTD | Non-HFTD | 61.8 | 0.401 | 1.001 |  |  |  | 10.6378 | [20 empty] | 0.023243 | [20 empty] | 2 |  | 1
| HAMMER 1105 | 163301105 | 13.3503 | 10.8224 |  |  | 10.8224 | 2.5279 | 12kV | Non-HFTD |  | Non-HFTD | Non-HFTD | 50.9 | 0.194 | 0 |  |  |  | 10.8224 | [11 empty] | 3 | [8 empty] | 0.086624 | [20 empty] | 5 | 5
| HAMMER 1106 | 163301106 | 14.4264 | 7.2348 |  |  | 7.2348 | 7.1916 | 12kV | Non-HFTD |  | Non-HFTD | Non-HFTD | 12.4 | 0.106 | 0 |  |  |  | 7.2348 | [22 empty] | 0.1152 | [18 empty] | 3 | 3
| HAMMER 1108 | 163301108 | 11.663 | 6.0125 |  |  | 6.0125 | 5.6505 | 12kV | Non-HFTD |  | Non-HFTD | Non-HFTD | 24.9 | 1.111 | 1.695 |  |  |  | 6.0125 | [11 empty] | 4 | [8 empty] | 0.08258 | 0.037309 | [19 empty] | 6 | 6
| HAMMER 1109 | 163301109 | 8.5232 | 3.8343 |  |  | 3.8343 | 4.6889 | 12kV | Non-HFTD |  | Non-HFTD | Non-HFTD | 0.2 | 0.006 | 0 |  |  |  | 3.8343 | [20 empty] | 0.058355
| HAMMONDS 1101 | 253401101 | 35.6453 | 35.0882 |  |  | 35.0882 | 0.55714 | 12kV | Non-HFTD |  | Non-HFTD | Non-HFTD | 603.7 | 2.939 | 12.402 |  |  |  | 35.0882 | [38 empty] | 144 |  |  |  |  | 1
| HAMMONDS 1102 | 253401102 | 43.8251 | 43.6299 |  |  | 43.6299 | 0.1952 | 12kV | Non-HFTD |  | Non-HFTD | Non-HFTD | 224.6 | 2.247 | 1.639 |  |  |  | 43.6299 | [13 empty] | 1
| HAMMONDS 1104 | 253401104 | 67.0194 | 66.3028 |  |  | 66.3028 | 0.71658 | 12kV | Non-HFTD |  | Non-HFTD | Non-HFTD | 305.2 | 1.446 | 2.368 |  |  |  | 66.3028 | [21 empty] | 0.0066209 | [16 empty] | 87 |  |  |  | 1 | 1
| HARDING 0401 | 163310401 | 1.5679 | 1.013 |  |  | 1.013 | 0.55484 | 4.16kV | Non-HFTD |  | Non-HFTD | Non-HFTD | 1.4 | 0.033 | 0 |  |  |  | 1.013 | [20 empty] | 0.011585 | [20 empty] | 1
| HARDING 0402 | 163310402 | 4.0401 | 3.8562 |  |  | 3.8562 | 0.18388 | 4.16kV | Non-HFTD |  | Non-HFTD | Non-HFTD | 26 | 0.063 | 0 |  |  |  | 3.8562
| HARDING 0403 | 163310403 | 2.4782 | 1.8379 |  |  | 1.8379 | 0.64038 | 4.16kV | Non-HFTD |  | Non-HFTD | Non-HFTD | 2.4 | 0.047 | 1 |  |  |  | 1.8379 | [22 empty] | 0.012502
| HARDING 0404 | 163310404 | 2.7236 | 2.688 |  |  | 2.688 | 0.035662 | 4.16kV | Non-HFTD |  | Non-HFTD | Non-HFTD | 5.9 | 0.029 | 0 |  |  |  | 2.688
| HARDING 0405 | 163310405 | 2.9507 | 2.8455 |  |  | 2.8455 | 0.10524 | 4.16kV | Non-HFTD |  | Non-HFTD | Non-HFTD | 45.1 | 1.002 | 0 |  |  |  | 2.8455
| HARDING 0406 | 163310406 | 3.3164 | 3.2032 |  |  | 3.2032 | 0.11321 | 4.16kV | Non-HFTD |  | Non-HFTD | Non-HFTD | 18.1 | 0.079 | 0 |  |  |  | 3.2032 | [22 empty] | 0.029385 | [20 empty] | 2
| HARDWICK 1101 | 253711101 | 73.4942 | 72.2683 |  |  | 72.2683 | 1.2259 | 12kV | Non-HFTD |  | Non-HFTD | Non-HFTD | 149.2 | 1.21 | 0 |  |  |  | 72.2683 | [11 empty] | 2 | [26 empty] | 327 |  |  | 2 |  | 1
| HARDWICK 1102 | 253711102 | 99.3346 | 98.329 |  |  | 98.329 | 1.0057 | 12kV | Non-HFTD |  | Non-HFTD | Non-HFTD | 92.4 | 0.687 | 1.115 |  |  |  | 98.329 | [21 empty] | 0.33504 | [16 empty] | 2 |  |  | 1 | 16
| HARTER 1102 | 152851102 | 19.5497 | 4.3857 |  |  | 4.3857 | 15.164 | 12kV | Non-HFTD |  | Non-HFTD | Non-HFTD | 3.5 | 0.077 | 1 |  |  |  | 4.3857 | [21 empty] | 0.033831 | 0.0359 | [18 empty] | 2 | 1
| HARTER 1104 | 152851104 | 14.7485 | 7.2314 |  |  | 7.2314 | 7.5171 | 12kV | Non-HFTD |  | Non-HFTD | Non-HFTD | 157.6 | 1.155 | 3.31 |  |  |  | 7.2314 | [21 empty] | 0.019083 | [19 empty] | 4 | 2 | 2
| HARTER 1105 | 152851105 | 37.1917 | 23.5242 |  |  | 23.5242 | 13.6676 | 12kV | Non-HFTD |  | Non-HFTD | Non-HFTD | 8.6 | 0.039 | 2.358 |  |  |  | 23.5242 | [41 empty] | 2 | 2 | 4
| HARTER 1106 | 152851106 | 11.4826 | 2.1179 |  |  | 2.1179 | 9.3647 | 12kV | Non-HFTD |  | Non-HFTD | Non-HFTD | 1 | 0.001 | 4.514 |  |  |  | 2.1179 | [20 empty] | 0.16059 |  | 0.11085 | [18 empty] | 4
| HARTER 1107 | 152851107 | 17.0856 | 10.2391 |  |  | 10.2391 | 6.8464 | 12kV | Non-HFTD |  | Non-HFTD | Non-HFTD | 168.2 | 1.274 | 3.913 |  |  |  | 10.2391 | [20 empty] | 0.027243 |  | 0.018256 | [18 empty] | 4 |  | 3
| HAYWARD O 0401 | 012240401 | 3.6375 | 3.3612 |  |  | 3.3612 | 0.27639 | 4.16kV | Non-HFTD |  | Non-HFTD | Non-HFTD | 6.9 | 0.04 | 1.001 |  |  |  | 3.3612
| HAYWARD O 0402 | 012240402 | 3.909 | 3.71 |  |  | 3.71 | 0.19901 | 4.16kV | Non-HFTD |  | Non-HFTD | Non-HFTD | 5.9 | 0.03 | 1.997 |  |  |  | 3.71 | [38 empty] | 3
| HENRIETTA 1102 | 252681102 | 0.95824 |  |  |  |  | 0.95824 | 12kV | Non-HFTD |  | Non-HFTD | Non-HFTD | 7.6 | 0.029 | 0.99
| HENRIETTA 1104 | 252681104 | 35.2106 | 34.8886 |  |  | 34.8886 | 0.32194 | 12kV | Non-HFTD |  | Non-HFTD | Non-HFTD | 613.9 | 2.9 | 1.289 |  |  |  | 34.8886 | [20 empty] | 0.055706 | 0.039969 | 0.026789 | [15 empty] | 2 |  |  | 3 | 2 | 2
| HENRIETTA 1106 | 252681106 | 44.9881 | 44.5999 |  |  | 44.5999 | 0.38818 | 12kV | Non-HFTD |  | Non-HFTD | Non-HFTD | 372.3 | 1.819 | 1.116 |  |  |  | 44.5999 | [21 empty] | 0.10219 | 0.016098 | [15 empty] | 79 |  |  | 2 | 3 | 2
| HENRIETTA 1108 | 252681108 | 23.0124 | 22.6989 |  |  | 22.6989 | 0.31341 | 12kV | Non-HFTD |  | Non-HFTD | Non-HFTD | 323.2 | 0.632 | 0.441 |  |  |  | 22.6989 | [20 empty] | 0.044628 | [17 empty] | 7 |  |  | 1
| HENRIETTA 1110 | 252681110 | 69.1129 | 68.4245 |  |  | 68.4245 | 0.68839 | 12kV | Non-HFTD |  | Non-HFTD | Non-HFTD | 151.2 | 1.303 | 0.051 |  |  |  | 68.4245 | [13 empty] | 1 | [6 empty] | 0.020833 | 0.026397 | 0.032291 | [15 empty] | 1269 |  |  | 2 | 2 | 3
| HERDLYN 1102 | 163741102 | 86.1728 | 67.7413 |  |  | 67.7413 | 18.4315 | 12kV | Non-HFTD |  | Non-HFTD | Non-HFTD | 242.4 | 2.935 | 2.75 |  |  |  | 67.7413 | [11 empty] | 2 | [8 empty] | 1.341 | 0.67057 | 0.76716 | [18 empty] | 30 | 8 | 7
| HERDLYN 1103 | 163741103 | 99.4666 | 99.1717 |  |  | 99.1717 | 0.29487 | 12kV | Non-HFTD |  | Non-HFTD | Non-HFTD | 1398.6 | 6.01 | 2.841 |  |  |  | 99.1717 | [20 empty] | 0.0061854 | [20 empty] | 2 | 5
| HICKS 1108 | 083431108 | 19.8029 | 12.16 |  |  | 12.16 | 7.6428 | 12kV | Non-HFTD |  | Non-HFTD | Non-HFTD | 44 | 0.381 | 2.979 |  |  |  | 12.16 | [21 empty] | 0.086135 | 0.055937 | [15 empty] | 439 |  |  | 1 | 1 | 2
| HICKS 1109 | 083431109 | 22.4684 | 14.9729 |  |  | 14.9729 | 7.4955 | 12kV | Non-HFTD |  | Non-HFTD | Non-HFTD | 619.8 | 1.803 | 0.707 |  |  |  | 14.9729 | [13 empty] | 1 | [24 empty] | 360 |  |  | 2 |  | 2
| HICKS 1110 | 083431110 | 22.17 | 8.0155 |  |  | 8.0155 | 14.1545 | 12kV | Non-HFTD |  | Non-HFTD | Non-HFTD | 110 | 0.686 | 2.008 |  |  |  | 8.0155 | [12 empty] | 1 | [7 empty] | 0.61614 | 0.33062 | [16 empty] | 341 |  |  | 11 | 10
| HICKS 1111 | 083431111 | 25.3812 | 21.9281 |  |  | 21.9281 | 3.4532 | 12kV | Non-HFTD |  | Non-HFTD | Non-HFTD | 133.1 | 1.752 | 2.467 |  |  |  | 21.9281 | [11 empty] | 1 | [26 empty] | 479 |  |  | 1 |  | 2
| HICKS 1112 | 083431112 | 0.44075 | 0.028022 |  |  | 0.028022 | 0.41273 | 12kV | Non-HFTD |  | Non-HFTD | Non-HFTD | 133.1 | 1.752 | 2.467 |  |  |  | 0.028022 | [38 empty] | 3
| HICKS 1113 | 083431113 | 24.1174 | 19.2412 |  |  | 19.2412 | 4.8762 | 12kV | Non-HFTD |  | Non-HFTD | Non-HFTD | 536.2 | 1.878 | 0 |  |  |  | 19.2412 | [22 empty] | 0.014462 | [15 empty] | 622 |  |  | 4 | 3 | 1
| HICKS 1114 | 083431114 | 15.7503 | 9.5057 |  |  | 9.5057 | 6.2446 | 12kV | Non-HFTD |  | Non-HFTD | Non-HFTD | 270.5 | 1.882 | 0 |  |  |  | 9.5057 | [38 empty] | 177 |  |  | 1 | 3 | 1
| HICKS 1115 | 083431115 | 19.7221 | 15.4166 |  | 0.052614 | 15.3639 | 4.3056 | 12kV | Non-HFTD |  | 8.9268e-05 | 1.4548e-06 | 262.9 | 1.095 | 1.019 |  |  |  | 15.3639 | 0.052614 | [12 empty] | 1 | [6 empty] | 0.086006 |  | 0.040369 | [15 empty] | 164 |  |  | 5 |  | 3
| HICKS 1117 | 083431117 | 0.004666 |  |  |  |  | 0.004666 | 12kV | Non-HFTD |  | Non-HFTD | Non-HFTD | 467.7 | 2.54 | 0
| HICKS 2102 | 083432102 | 14.0532 | 3.9234 |  |  | 3.9234 | 10.1298 | 21kV | Non-HFTD |  | Non-HFTD | Non-HFTD | 64.3 | 4.371 | 0.999 |  |  |  | 3.9234 | [11 empty] | 1 | 1 | [7 empty] | 0.028182 |  | 0.37949 | [15 empty] | 67 |  |  | 3 | 3 | 7
| HICKS 2105 | 083432105 | 38.6105 | 9.6909 |  |  | 9.6909 | 28.9196 | 21kV | Non-HFTD |  | Non-HFTD | Non-HFTD | 262 | 0.446 | 1.253 |  |  |  | 9.6909 | [20 empty] | 0.07433 | 0.097244 | 0.63717 | [15 empty] | 58 |  |  | 6 | 1 | 4
| HICKS 2106 | 083432106 | 0.022506 |  |  |  |  | 0.022506 | 21kV | Non-HFTD |  | Non-HFTD | Non-HFTD | 262 | 0.446 | 1.253
| HICKS 2111 | 083432111 | 34.8166 | 4.583 |  |  | 4.583 | 30.2336 | 21kV | Non-HFTD |  | Non-HFTD | Non-HFTD | 80.2 | 0.778 | 2.714 |  |  |  | 4.583 | [11 empty] | 1 | [8 empty] | 0.11473 |  | 0.079417 | [15 empty] | 149 |  |  | 6 | 3 | 7
| HIGHWAY 1101 | 042651101 | 41.182 | 11.2295 |  |  | 11.2295 | 29.9525 | 12kV | Non-HFTD |  | Non-HFTD | Non-HFTD | 32.6 | 0.448 | 2.436 |  |  |  | 11.2295 | [13 empty] | 2 | [7 empty] | 0.35372 | 0.12472 | [15 empty] | 51 |  |  |  | 4 | 7
| HIGHWAY 1102 | 042651102 | 38.2584 | 23.1578 |  |  | 23.1578 | 15.1006 | 12kV | Non-HFTD |  | Non-HFTD | Non-HFTD | 136 | 1.487 | 2.077 |  |  |  | 23.1578 | [11 empty] | 2 | [8 empty] | 0.14043 | 0.26959 | 0.61371 | [18 empty] | 11 | 1
| HIGHWAY 1103 | 042651103 | 13.4653 | 6.2725 |  |  | 6.2725 | 7.1927 | 12kV | Non-HFTD |  | Non-HFTD | Non-HFTD | 243.6 | 2.612 | 2.533 |  |  |  | 6.2725 | [20 empty] | 0.031403 | [20 empty] | 2 | 2 | 2
| HIGHWAY 1104 | 042651104 | 30.9557 | 6.4217 |  |  | 6.4217 | 24.534 | 12kV | Non-HFTD |  | Non-HFTD | Non-HFTD | 173.5 | 0.832 | 2.923 |  |  |  | 6.4217 | [20 empty] | 0.10474 | [21 empty] | 1
| HIGHWAY 1105 | 042651105 | 11.3434 | 1.2816 |  |  | 1.2816 | 10.0617 | 12kV | Non-HFTD |  | Non-HFTD | Non-HFTD | 3 | 0.009 | 2.004 |  |  |  | 1.2816 | [22 empty] | 0.078194 | [19 empty] | 1
| HIGHWAY 1106 | 042651106 | 36.737 | 15.4201 |  |  | 15.4201 | 21.3169 | 12kV | Non-HFTD |  | Non-HFTD | Non-HFTD | 110.9 | 1.443 | 2.908 |  |  |  | 15.4201 | [38 empty] | 236 |  |  | 3 | 2 | 2
| HIGHWAY 1107 | 042651107 | 2.8758 |  |  |  |  | 2.8758 | 12kV | Non-HFTD |  | Non-HFTD | Non-HFTD | 110.9 | 1.443 | 2.908
| HILLSDALE 0401 | 024110401 | 7.5396 | 7.464 |  |  | 7.464 | 0.075565 | 4.16kV | Non-HFTD |  | Non-HFTD | Non-HFTD | 18.4 | 0.065 | 7.991 |  |  |  | 7.464 | [42 empty] | 1
| HILLSDALE 0402 | 024110402 | 8.6498 | 8.0346 |  |  | 8.0346 | 0.61526 | 4.16kV | Non-HFTD |  | Non-HFTD | Non-HFTD | 407.2 | 3.811 | 5.57 |  |  |  | 8.0346 | [22 empty] | 0.034091 | [19 empty] | 2 | 1
| HILLSDALE 0403 | 024110403 | 3.6744 | 3.2715 |  |  | 3.2715 | 0.40288 | 4.16kV | Non-HFTD |  | Non-HFTD | Non-HFTD | 0 | 0 | 3.995 |  |  |  | 3.2715 | [11 empty] | 1 | [8 empty] | 0.0038955 | [20 empty] | 1 | 1
| HILLSDALE 0404 | 024110404 | 6.2068 | 5.687 |  |  | 5.687 | 0.51986 | 4.16kV | Non-HFTD |  | Non-HFTD | Non-HFTD | 0 | 0 | 1.998 |  |  |  | 5.687 | [43 empty] | 2
| HILLSDALE 0405 | 024110405 | 6.2687 | 5.891 |  |  | 5.891 | 0.37765 | 4.16kV | Non-HFTD |  | Non-HFTD | Non-HFTD | 0 | 0 | 0.997 |  |  |  | 5.891 | [41 empty] | 1
| HOLLISTER 2101 | 182492101 | 48.202 | 25.2024 |  |  | 25.2024 | 22.9996 | 21kV | Non-HFTD |  | Non-HFTD | Non-HFTD | 79.7 | 2.202 | 0 |  |  |  | 25.2024 | [12 empty] | 1 | [7 empty] | 0.82369 | 0.67786 | 1.7452 | [15 empty] | 49 |  |  | 15 | 14 | 8
| HOLLISTER 2103 | 182492103 | 53.6446 | 13.5647 |  |  | 13.5647 | 40.08 | 21kV | Non-HFTD |  | Non-HFTD | Non-HFTD | 286.2 | 1.136 | 0.401 |  |  |  | 13.5647 | [20 empty] | 1.5841 | 0.21554 | 0.47272 | [15 empty] | 30 |  |  | 6 | 7 | 5
| HONCUT 1101 | 103211101 | 116.3164 | 115.5078 |  |  | 115.5078 | 0.80866 | 12kV | Non-HFTD |  | Non-HFTD | Non-HFTD | 105 | 1.739 | 6.893 |  |  |  | 115.5078 | [11 empty] | 3 |  | 1 | [7 empty] | 0.011333 | 0.012523 | [6 empty] | ss2: 0.21 | 59 |  |  | 2 | 2 | 8
| HONCUT 1102 | 103211102 | 122.0785 | 119.0126 |  |  | 119.0126 | 3.0659 | 12kV | Non-HFTD |  | Non-HFTD | Non-HFTD | 119.7 | 1.418 | 6.436 |  |  |  | 119.0126 | [11 empty] | 7 | 1 | [9 empty] | 0.017201 | [6 empty] | ss2: 0.18 | 2390 |  |  | 2 | 5 | 10
| HORSESHOE 1102 | 152571102 | 30.0288 | 14.8656 |  |  | 14.8656 | 15.1632 | 12kV | Non-HFTD |  | Non-HFTD | Non-HFTD | 9.3 | 0.067 | 0 |  |  |  | 14.8656 | [20 empty] | 0.3071 |  | 0.27474 | [15 empty] | 190 |  |  | 1 | 2 | 4
| HORSESHOE 1103 | 152571103 | 26.3065 | 5.3598 |  |  | 5.3598 | 20.9467 | 12kV | Non-HFTD |  | Non-HFTD | Non-HFTD | 6.7 | 0.06 | 0 |  |  |  | 5.3598 | [21 empty] | 0.072761 | 0.10002 | [15 empty] | 100 |  |  |  | 1 | 1
| HORSESHOE 1105 | 152571105 | 23.6198 | 2.2654 |  |  | 2.2654 | 21.3544 | 12kV | Non-HFTD |  | Non-HFTD | Non-HFTD | 35.2 | 0.753 | 1.093 |  |  |  | 2.2654 | [22 empty] | 0.074726 | [15 empty] | 44 |  |  | 1
| HORSESHOE 1106 | 152571106 | 35.7324 | 15.2932 |  |  | 15.2932 | 20.4392 | 12kV | Non-HFTD |  | Non-HFTD | Non-HFTD | 7.5 | 0.051 | 0 |  |  |  | 15.2932 | [21 empty] | 0.094761 | 0.08969 | [19 empty] | 7 | 4
| HUMBOLDT BAY 1101 | 192341101 | 16.9063 | 13.0016 |  |  | 13.0016 | 3.9047 | 12kV | Non-HFTD |  | Non-HFTD | Non-HFTD | 57.1 | 1.055 | 0 |  |  |  | 13.0016 | [12 empty] | 1 | [7 empty] | 0.37781 | 0.0093054 | [19 empty] | 3 | 9 | 1
| HUNTERS POINT (P) 1100 | 022331100 | 1.1003 |  |  |  |  | 1.1003 | 12kV | Non-HFTD |  | Non-HFTD | Non-HFTD | 0 | 0 | 0
| HUNTERS POINT (P) 1101 | 022331101 | 6.2284 | 3.6893 |  |  | 3.6893 | 2.5392 | 12kV | Non-HFTD |  | Non-HFTD | Non-HFTD | 345.1 | 2.419 | 0 |  |  |  | 3.6893 | [12 empty] | 1 | [7 empty] | 0.022879 | 0.060308 | 0.18178 | [18 empty] | 2 | 5 | 6
| HUNTERS POINT (P) 1102 | 022331102 | 20.1394 | 8.3535 |  |  | 8.3535 | 11.7859 | 12kV | Non-HFTD |  | Non-HFTD | Non-HFTD | 35.3 | 0.59 | 0 |  |  |  | 8.3535 | [20 empty] | 0.024235 | 0.072232 | 0.06577 | [18 empty] | 6 | 1 | 13
| HUNTERS POINT (P) 1103 | 022331103 | 13.0795 | 4.6518 |  |  | 4.6518 | 8.4277 | 12kV | Non-HFTD |  | Non-HFTD | Non-HFTD | 25.4 | 0.26 | 1.126 |  |  |  | 4.6518 | [20 empty] | 0.0084794 | [20 empty] | 5 | 7 | 3
| HUNTERS POINT (P) 1104 | 022331104 | 5.9011 | 3.8547 |  |  | 3.8547 | 2.0465 | 12kV | Non-HFTD |  | Non-HFTD | Non-HFTD | 19.5 | 0.36 | 1.018 |  |  |  | 3.8547 | [11 empty] | 1 | [26 empty] | 1 |  |  | 2 |  | 5
| HUNTERS POINT (P) 1105 | 022331105 | 12.8142 | 10.6735 |  |  | 10.6735 | 2.1407 | 12kV | Non-HFTD |  | Non-HFTD | Non-HFTD | 35.1 | 0.725 | 2.259 |  |  |  | 10.6735 | [11 empty] | 1 | 2 | 1 | [6 empty] | 0.070512 | [21 empty] | 4 | 2
| HUNTERS POINT (P) 1106 | 022331106 | 6.9812 | 1.5404 |  |  | 1.5404 | 5.4408 | 12kV | Non-HFTD |  | Non-HFTD | Non-HFTD | 3.8 | 0.03 | 1.036 |  |  |  | 1.5404 | [22 empty] | 0.15645 | [20 empty] | 3
| HUNTERS POINT (P) 1107 | 022331107 | 10.3532 | 5.548 |  |  | 5.548 | 4.8052 | 12kV | Non-HFTD |  | Non-HFTD | Non-HFTD | 99.5 | 1.739 | 1.857 |  |  |  | 5.548 | [12 empty] | 1 | [7 empty] | 0.033201 | 0.14052 | 0.04192 | [19 empty] | 2 | 5
| HUNTERS POINT (P) 1108 | 022331108 | 13.4554 | 5.598 |  |  | 5.598 | 7.8574 | 12kV | Non-HFTD |  | Non-HFTD | Non-HFTD | 0 | 0 | 0 |  |  |  | 5.598 | [20 empty] | 0.051419 | 0.089087 | 0.0033303 | [18 empty] | 2 | 3 | 5
| HUNTERS POINT (P) 1109 | 022331109 | 3.3071 | 1.6048 |  |  | 1.6048 | 1.7023 | 12kV | Non-HFTD |  | Non-HFTD | Non-HFTD | 0 | 0 | 0 |  |  |  | 1.6048
| HURON 1106 | 253161106 | 17.4789 | 17.0514 |  |  | 17.0514 | 0.42746 | 12kV | Non-HFTD |  | Non-HFTD | Non-HFTD | 59.2 | 0.05 | 0 |  |  |  | 17.0514
| HURON 1107 | 253161107 | 0.38564 | 0.33641 |  |  | 0.33641 | 0.049229 | 12kV | Non-HFTD |  | Non-HFTD | Non-HFTD | 59.2 | 0.05 | 0 |  |  |  | 0.33641
| HURON 1108 | 253161108 | 10.3464 | 10.1544 |  |  | 10.1544 | 0.19197 | 12kV | Non-HFTD |  | Non-HFTD | Non-HFTD | 39.4 | 0.121 | 1 |  |  |  | 10.1544 | [12 empty] | 1 | [29 empty] | 5
| HURON 1109 | 253161109 | 0.3919 | 0.34198 |  |  | 0.34198 | 0.049923 | 12kV | Non-HFTD |  | Non-HFTD | Non-HFTD | 39.4 | 0.121 | 1 |  |  |  | 0.34198
| HURON 1112 | 253161112 | 19.7944 | 13.7864 |  |  | 13.7864 | 6.008 | 12kV | Non-HFTD |  | Non-HFTD | Non-HFTD | 33 | 0.064 | 0.996 |  |  |  | 13.7864 | [20 empty] | 0.029285 | 0.086334 | 0.46994 | [19 empty] | 4 | 7
| HURON 1116 | 253161116 | 20.4956 | 19.2776 |  |  | 19.2776 | 1.218 | 12kV | Non-HFTD |  | Non-HFTD | Non-HFTD | 75.7 | 1.078 | 1.936 |  |  |  | 19.2776 | [12 empty] | 1 | [8 empty] | 0.025177 | [19 empty] | 1 | 2 | 1
| IGNACIO 1102 | 042481102 | 17.1353 | 8.5231 |  |  | 8.5231 | 8.6122 | 12kV | Non-HFTD |  | Non-HFTD | Non-HFTD | 59.9 | 1.405 | 1.004 |  |  |  | 8.5231 | [42 empty] | 2 | 3
| IGNACIO 1103 | 042481103 | 17.2589 | 2.7519 |  | 0.61955 | 2.1323 | 14.507 | 12kV | Non-HFTD |  | 3.7669e-05 | 1.2791e-05 | 30 | 0.148 | 0 |  |  |  | 2.1323 | 0.61955 | [21 empty] | 0.37856 | [15 empty] | 1 |  |  | 3 | 1 | 5 |  |  | 3
| IGNACIO 1105 | 042481105 | 37.7524 | 20.2731 |  | 4.7245 | 15.5486 | 17.4793 | 12kV | Non-HFTD |  | 0.0055032 | N/A | 111.7 | 0.437 | 1.017 |  |  |  | 15.5486 | 4.7245 | [12 empty] | 1 | [6 empty] | 0.075918 |  | 0.061426 | [18 empty] | 10 | 2 | 17 |  | 1 | 3
| INDUSTRIAL ACRES 0411 | 182300411 | 2.1877 | 2.0081 |  |  | 2.0081 | 0.1796 | 4.16kV | Non-HFTD |  | Non-HFTD | Non-HFTD | 31.5 | 0.09 | 0 |  |  |  | 2.0081 | [20 empty] | 0.0093025 | 0.0020833 | 0.0093072 | [15 empty] | 14 |  |  | 1 | 1 | 2
| INDUSTRIAL ACRES 0412 | 182300412 | 10.3463 | 9.8331 |  |  | 9.8331 | 0.51315 | 4.16kV | Non-HFTD |  | Non-HFTD | Non-HFTD | 721 | 2.791 | 0.919 |  |  |  | 9.8331 | [21 empty] | 0.013699 | [20 empty] | 1
| INDUSTRIAL ACRES 0413 | 182300413 | 4.069 | 3.7053 |  |  | 3.7053 | 0.36362 | 4.16kV | Non-HFTD |  | Non-HFTD | Non-HFTD | 11.4 | 0.047 | 0 |  |  |  | 3.7053 | [20 empty] | 0.014109 | [17 empty] | 10
| INDUSTRIAL ACRES 0415 | 182300415 | 1.7681 | 1.4323 |  |  | 1.4323 | 0.33581 | 4.16kV | Non-HFTD |  | Non-HFTD | Non-HFTD | 0 | 0 | 0 |  |  |  | 1.4323 | [38 empty] | 23
| JACINTO 1101 | 102851101 | 78.6219 | 77.3794 |  |  | 77.3794 | 1.2425 | 12kV | Non-HFTD |  | Non-HFTD | Non-HFTD | 154.6 | 0.636 | 5.973 |  |  |  | 77.3794 | [11 empty] | 2 | [26 empty] | 57 |  |  |  | 2 | 4
| JACINTO 1102 | 102851102 | 106.0807 | 105.8213 |  |  | 105.8213 | 0.25942 | 12kV | Non-HFTD |  | Non-HFTD | Non-HFTD | 47.2 | 0.328 | 2.266 |  |  |  | 105.8213 | [22 empty] | 0.040756 | [15 empty] | 4 |  |  | 1 | 1 | 4
| JACOBS CORNER 1101 | 254771101 | 105.7149 | 101.9454 |  |  | 101.9454 | 3.7695 | 12kV | Non-HFTD |  | Non-HFTD | Non-HFTD | 153 | 1.092 | 4.682 |  |  |  | 101.9454 | [11 empty] | 1 | [29 empty] | 1 |  | 5
| JACOBS CORNER 1102 | 254771102 | 11.9362 | 11.7857 |  |  | 11.7857 | 0.15047 | 12kV | Non-HFTD |  | Non-HFTD | Non-HFTD | 2239.5 | 10.822 | 1.027 |  |  |  | 11.7857 | [22 empty] | 0.0038084 | [20 empty] | 3
| JAMESON 1101 | 063801101 | 17.0391 | 0.0056818 |  |  | 0.0056818 | 17.0334 | 12kV | Non-HFTD |  | Non-HFTD | Non-HFTD | 0 | 0 | 0 |  |  |  | 0.0056818 | [22 empty] | 0.1634 | [20 empty] | 2
| JAMESON 1104 | 063801104 | 23.8406 | 0.083536 |  |  | 0.083536 | 23.757 | 12kV | Non-HFTD |  | Non-HFTD | Non-HFTD | 11.4 | 0.016 | 0.997 |  |  |  | 0.083536 | [20 empty] | 0.77086
| JANES CREEK 1101 | 192391101 | 38.2744 | 29.6715 |  |  | 29.6715 | 8.6029 | 12kV | Non-HFTD |  | Non-HFTD | Non-HFTD | 13.9 | 0.065 | 0.102 |  |  |  | 29.6715 | [11 empty] | 1 | [8 empty] | 0.83892 |  | 0.038614 | [6 empty] | ss2: 0.12 |  |  |  | 6 | 1 | 2
| JANES CREEK 1102 | 192391102 | 10.0614 | 6.2612 |  |  | 6.2612 | 3.8001 | 12kV | Non-HFTD |  | Non-HFTD | Non-HFTD | 0 | 0 | 0 |  |  |  | 6.2612 | [20 empty] | 0.015609 | 0.0035231 | 0.24107 | [6 empty] | ss2: 6.23 | 2 |  |  |  | 2 | 7
| JANES CREEK 1103 | 192391103 | 65.2308 | 42.6393 |  |  | 42.6393 | 22.5916 | 12kV | Non-HFTD |  | Non-HFTD | Non-HFTD | 23.6 | 0.1 | 1.173 |  |  |  | 42.6393 | [11 empty] | 1 | [8 empty] | 0.093775 | 0.3686 | 0.28497 | [15 empty] | 996 |  |  | 5 | 8 | 4
| JANES CREEK 1104 | 192391104 | 4.2574 | 2.6196 |  |  | 2.6196 | 1.6378 | 12kV | Non-HFTD |  | Non-HFTD | Non-HFTD | 21 | 0.124 | 1.331 |  |  |  | 2.6196 | [20 empty] | 0.16484 | 0.006348 | 0.037589 | [18 empty] | 4 | 1 | 1
| JARVIS 1103 | 013501103 | 8.1254 | 2.8281 |  |  | 2.8281 | 5.2973 | 12kV | Non-HFTD |  | Non-HFTD | Non-HFTD | 45.5 | 0.426 | 1.232 |  |  |  | 2.8281 | [21 empty] | 0.0079183 | [19 empty] | 4 | 2 | 3
| JARVIS 1104 | 013501104 | 10.3619 | 4.462 |  |  | 4.462 | 5.8999 | 12kV | Non-HFTD |  | Non-HFTD | Non-HFTD | 105.9 | 2.052 | 0.009 |  |  |  | 4.462 | [20 empty] | 0.70858 | 0.014195 | 0.15598 | [18 empty] | 11 |  | 2
| JARVIS 1105 | 013501105 | 35.0803 | 6.8385 |  |  | 6.8385 | 28.2417 | 12kV | Non-HFTD |  | Non-HFTD | Non-HFTD | 61.3 | 0.362 | 1.018 |  |  |  | 6.8385 | [20 empty] | 0.16107 | 0.39347 | [19 empty] | 2 | 11 | 3
| JARVIS 1106 | 013501106 | 6.7968 | 4.8163 |  |  | 4.8163 | 1.9805 | 12kV | Non-HFTD |  | Non-HFTD | Non-HFTD | 179.2 | 1.558 | 1.003 |  |  |  | 4.8163
| JARVIS 1107 | 013501107 | 2.2948 | 0.0045607 |  |  | 0.0045607 | 2.2902 | 12kV | Non-HFTD |  | Non-HFTD | Non-HFTD | 179.2 | 1.558 | 1.003 |  |  |  | 0.0045607
| JARVIS 1109 | 013501109 | 17.5191 | 4.1121 |  |  | 4.1121 | 13.407 | 12kV | Non-HFTD |  | Non-HFTD | Non-HFTD | 28.5 | 0.158 | 2.999 |  |  |  | 4.1121 | [20 empty] | 0.0024004 | [22 empty] | 3
| JARVIS 1112 | 013501112 | 44.5402 | 7.2525 |  |  | 7.2525 | 37.2878 | 12kV | Non-HFTD |  | Non-HFTD | Non-HFTD | 81.3 | 0.447 | 1.589 |  |  |  | 7.2525 | [20 empty] | 0.16679 | 0.099197 | 0.25971 | [18 empty] | 8 | 5
| JARVIS 3420 | 013503420 | 0.42491 |  |  |  |  | 0.42491 | 34.5kV | Non-HFTD |  | Non-HFTD | Non-HFTD | 81.3 | 0.447 | 1.589
| JERSEY ISLAND 0401 | 018320401 | 2.8816 | 2.8816 |  |  | 2.8816 | 0 | 4.16kV | Non-HFTD |  | Non-HFTD | Non-HFTD | 2020 | 6 | 6 |  |  |  | 2.8816
| JUDAH 0401 | 022400401 | 4.0176 | 3.69 |  |  | 3.69 | 0.32764 | 4.16kV | Non-HFTD |  | Non-HFTD | Non-HFTD | 92.6 | 1.02 | 0 |  |  |  | 3.69 | [22 empty] | 0.026736 | [19 empty] | 1 | 4
| JUDAH 0402 | 022400402 | 2.9064 | 2.1314 |  |  | 2.1314 | 0.77494 | 4.16kV | Non-HFTD |  | Non-HFTD | Non-HFTD | 0 | 0 | 0 |  |  |  | 2.1314 | [43 empty] | 1
| KEARNEY 1104 | 252701104 | 74.274 | 73.2613 |  |  | 73.2613 | 1.0127 | 12kV | Non-HFTD |  | Non-HFTD | Non-HFTD | 162.6 | 2.826 | 0.27 |  |  |  | 73.2613 | [21 empty] | 0.24756 | [19 empty] | 1 | 3 | 1
| KEARNEY 1106 | 252701106 | 41.2678 | 40.9901 |  |  | 40.9901 | 0.27769 | 12kV | Non-HFTD |  | Non-HFTD | Non-HFTD | 306.4 | 1.854 | 1.184 |  |  |  | 40.9901 | [12 empty] | 5 | [9 empty] | 0.035032 | [18 empty] | 3 | 8 | 1
| KEARNEY 1110 | 252701110 | 65.0183 | 51.4501 |  |  | 51.4501 | 13.5682 | 12kV | Non-HFTD |  | Non-HFTD | Non-HFTD | 239 | 2.457 | 3.677 |  |  |  | 51.4501 | [11 empty] | 2 | 1 | 1 | [6 empty] | 1.0562 | 0.80259 | [16 empty] | 178 |  |  | 12 | 2 | 3
| KEARNEY 1113 | 252701113 | 0.7077 | 0.62688 |  |  | 0.62688 | 0.080822 | 12kV | Non-HFTD |  | Non-HFTD | Non-HFTD | 239 | 2.457 | 3.677 |  |  |  | 0.62688
| KEARNEY 1114 | 252701114 | 18.6886 | 12.3967 |  |  | 12.3967 | 6.2919 | 12kV | Non-HFTD |  | Non-HFTD | Non-HFTD | 2.6 | 0.016 | 0 |  |  |  | 12.3967 | [21 empty] | 0.12976 | [20 empty] | 1 | 2
| KERMAN 1101 | 252711101 | 145.9822 | 145.6648 |  |  | 145.6648 | 0.31742 | 12kV | Non-HFTD |  | Non-HFTD | Non-HFTD | 375.9 | 1.515 | 1.687 |  |  |  | 145.6648 | [11 empty] | 1 | 1 | 1 | [24 empty] | 639 |  |  | 3 | 2 | 1
| KERMAN 1102 | 252711102 | 76.3658 | 59.0855 |  |  | 59.0855 | 17.2802 | 12kV | Non-HFTD |  | Non-HFTD | Non-HFTD | 276.4 | 2.49 | 1.745 |  |  |  | 59.0855 | [13 empty] | 1 | [6 empty] | 0.0070509 |  | 0.10384 | [15 empty] | 214 |  |  | 2 | 1 | 5
| KERMAN 1103 | 252711103 | 63.377 | 55.9478 |  |  | 55.9478 | 7.4292 | 12kV | Non-HFTD |  | Non-HFTD | Non-HFTD | 209.3 | 1.475 | 3.024 |  |  |  | 55.9478 | [11 empty] | 4 | 1 | [8 empty] | 0.31559 | 0.15943 | [15 empty] | 1034 |  |  | 4 | 5 | 2
| KERMAN 1104 | 252711104 | 66.3295 | 65.9771 |  |  | 65.9771 | 0.35232 | 12kV | Non-HFTD |  | Non-HFTD | Non-HFTD | 93 | 0.831 | 2.205 |  |  |  | 65.9771 | [20 empty] | 0.019559 |  | 0.030208 | [18 empty] | 2 | 1 | 1
| KERMAN 1106 | 252711106 | 75.9835 | 75.638 |  |  | 75.638 | 0.34553 | 12kV | Non-HFTD |  | Non-HFTD | Non-HFTD | 188.5 | 1.485 | 0 |  |  |  | 75.638 | [22 empty] | 0.063671 | [18 empty] | 2 | 1 | 3
| KERMAN 1108 | 252711108 | 42.1078 | 28.1772 |  |  | 28.1772 | 13.9305 | 12kV | Non-HFTD |  | Non-HFTD | Non-HFTD | 26.6 | 0.088 | 1.001 |  |  |  | 28.1772 | [20 empty] | 1.1651 | [17 empty] | 267 |  |  | 6 | 1 | 2
| KERN OIL 1103 | 252721103 | 14.656 | 11.3606 |  |  | 11.3606 | 3.2955 | 12kV | Non-HFTD |  | Non-HFTD | Non-HFTD | 92.5 | 1.141 | 0 |  |  |  | 11.3606 | [41 empty] | 1 | 1
| KERN OIL 1104 | 252721104 | 40.6156 | 39.0447 |  |  | 39.0447 | 1.5709 | 12kV | Non-HFTD |  | Non-HFTD | Non-HFTD | 38.3 | 0.059 | 1.489 |  |  |  | 39.0447 | [42 empty] | 2
| KERN OIL 1107 | 252721107 | 30.1043 | 22.7387 |  |  | 22.7387 | 7.3656 | 12kV | Non-HFTD |  | Non-HFTD | Non-HFTD | 0 | 0 | 0.978 |  |  |  | 22.7387 | [20 empty] | 0.062401 | [21 empty] | 3
| KERN OIL 1108 | 252721108 | 23.6143 | 7.664 |  |  | 7.664 | 15.9503 | 12kV | Non-HFTD |  | Non-HFTD | Non-HFTD | 162.7 | 0.969 | 0.372 |  |  |  | 7.664 | [12 empty] | 1 | [7 empty] | 0.21794 | 1.1134 | [19 empty] | 6 | 19
| KERN OIL 1109 | 252721109 | 19.9683 | 11.334 |  |  | 11.334 | 8.6343 | 12kV | Non-HFTD |  | Non-HFTD | Non-HFTD | 158 | 1.128 | 1.008 |  |  |  | 11.334 | [20 empty] | 0.040942 | 0.047277 | 0.12346 | [19 empty] | 1
| KERN OIL 1110 | 252721110 | 19.6184 | 8.5407 |  |  | 8.5407 | 11.0776 | 12kV | Non-HFTD |  | Non-HFTD | Non-HFTD | 6.5 | 0.05 | 1.608 |  |  |  | 8.5407 | [20 empty] | 0.30937 | 0.022719 | [19 empty] | 4 | 3
| KERN OIL 1112 | 252721112 | 0.066475 | 0.066475 |  |  | 0.066475 | 0 | 12kV | Non-HFTD |  | Non-HFTD | Non-HFTD | 6.5 | 0.05 | 1.608 |  |  |  | 0.066475
| KERN OIL 1114 | 252721114 | 25.0975 | 21.5728 |  |  | 21.5728 | 3.5246 | 12kV | Non-HFTD |  | Non-HFTD | Non-HFTD | 17.7 | 0.129 | 1 |  |  |  | 21.5728 | [22 empty] | 0.047764 | [19 empty] | 1 | 1
| KERN OIL 1116 | 252721116 | 25.3739 | 4.5937 |  |  | 4.5937 | 20.7802 | 12kV | Non-HFTD |  | Non-HFTD | Non-HFTD | 78.1 | 0.998 | 1 |  |  |  | 4.5937 | [20 empty] | 0.57837 | 1.1808 | 0.47413 | [18 empty] | 5 | 16 | 6
| KERN POWER 2101 | 255262101 | 26.7583 | 1.9917 |  |  | 1.9917 | 24.7665 | 21kV | Non-HFTD |  | Non-HFTD | Non-HFTD | 314 | 0.957 | 0 |  |  |  | 1.9917 | [20 empty] | 0.10257 | 0.010639 | [19 empty] | 3 | 1 | 3
| KERN POWER 2102 | 255262102 | 12.7381 | 4.3406 |  |  | 4.3406 | 8.3975 | 21kV | Non-HFTD |  | Non-HFTD | Non-HFTD | 9 | 0.006 | 0 |  |  |  | 4.3406 | [21 empty] | 0.25158 | [20 empty] | 3
| KERN POWER 2103 | 255262103 | 44.9612 | 12.4283 |  |  | 12.4283 | 32.5329 | 21kV | Non-HFTD |  | Non-HFTD | Non-HFTD | 10.3 | 0.035 | 0.286 |  |  |  | 12.4283 | [20 empty] | 0.1958 |  | 0.17456 | [18 empty] | 1 |  | 1
| KERN POWER 2104 | 255262104 | 30.5374 | 5.0559 |  |  | 5.0559 | 25.4815 | 21kV | Non-HFTD |  | Non-HFTD | Non-HFTD | 331 | 0.873 | 0.962 |  |  |  | 5.0559 | [20 empty] | 0.27892 | 0.11613 | [16 empty] | 134 |  |  | 7 | 2
| KERN POWER 2105 | 255262105 | 45.0624 | 11.8096 |  |  | 11.8096 | 33.2528 | 21kV | Non-HFTD |  | Non-HFTD | Non-HFTD | 92 | 0.689 | 2.223 |  |  |  | 11.8096 | [41 empty] | 1
| KETTLEMAN HILLS 1101 | 252731101 | 39.5955 | 39.2232 |  |  | 39.2232 | 0.37227 | 12kV | Non-HFTD |  | Non-HFTD | Non-HFTD | 210.9 | 0.788 | 1.682 |  |  |  | 39.2232 | [20 empty] | 0.015665 | 0.0046513 | [19 empty] | 2 | 1
| KETTLEMAN HILLS 2104 | 252732104 | 36.3296 | 34.6452 |  |  | 34.6452 | 1.6844 | 21kV | Non-HFTD |  | Non-HFTD | Non-HFTD | 494.9 | 5.198 | 1.891 |  |  |  | 34.6452 | [12 empty] | 1 | [8 empty] | 0.10413 | [20 empty] | 1 | 1
| KING CITY 1101 | 182031101 | 9.7974 | 6.8907 |  |  | 6.8907 | 2.9067 | 12kV | Non-HFTD |  | Non-HFTD | Non-HFTD | 10.4 | 0.142 | 0 |  |  |  | 6.8907 | [42 empty] | 1
| KING CITY 1102 | 182031102 | 24.4308 | 21.5973 |  |  | 21.5973 | 2.8335 | 12kV | Non-HFTD |  | Non-HFTD | Non-HFTD | 127 | 0.565 | 0.66 |  |  |  | 21.5973 | [21 empty] | 0.02051 | [19 empty] | 3 | 1 | 1
| KING CITY 1104 | 182031104 | 16.0932 | 13.8549 |  |  | 13.8549 | 2.2383 | 12kV | Non-HFTD |  | Non-HFTD | Non-HFTD | 42.3 | 0.207 | 0.72 |  |  |  | 13.8549 | [22 empty] | 0.016373 | [20 empty] | 1
| KING CITY 1105 | 182031105 | 9.8661 | 3.0918 |  |  | 3.0918 | 6.7743 | 12kV | Non-HFTD |  | Non-HFTD | Non-HFTD | 0.4 | 0.002 | 1.963 |  |  |  | 3.0918 | [21 empty] | 0.2614 | 0.38872 | [18 empty] | 1
| KING CITY 1106 | 182031106 | 74.1584 | 71.6968 |  |  | 71.6968 | 2.4615 | 12kV | Non-HFTD |  | Non-HFTD | Non-HFTD | 341.1 | 2.943 | 1.547 |  |  |  | 71.6968 | [13 empty] | 4 | [7 empty] | 0.22533 | 0.026326 | [18 empty] | 2 | 8 | 7
| KING CITY 1107 | 182031107 | 0.019871 | 0.016313 |  |  | 0.016313 | 0.0035577 | 12kV | Non-HFTD |  | Non-HFTD | Non-HFTD | 341.1 | 2.943 | 1.547 |  |  |  | 0.016313
| KING CITY 1108 | 182031108 | 0.022182 | 0.018036 |  |  | 0.018036 | 0.0041464 | 12kV | Non-HFTD |  | Non-HFTD | Non-HFTD | 341.1 | 2.943 | 1.547 |  |  |  | 0.018036
| KINGSBURG 1102 | 252241102 | 23.9713 | 15.6737 |  |  | 15.6737 | 8.2977 | 12kV | Non-HFTD |  | Non-HFTD | Non-HFTD | 15.5 | 0.032 | 0.481 |  |  |  | 15.6737 | [21 empty] | 0.055966 | 0.043676 | [19 empty] | 3 | 3
| KINGSBURG 1108 | 252241108 | 51.0895 | 41.6484 |  |  | 41.6484 | 9.4412 | 12kV | Non-HFTD |  | Non-HFTD | Non-HFTD | 98.3 | 1.296 | 0.875 |  |  |  | 41.6484 | [20 empty] | 0.10995 | 0.041603 | 1.1893 | [18 empty] | 4 |  | 18
| KINGSBURG 1110 | 252241110 | 32.7944 | 31.4736 |  |  | 31.4736 | 1.3208 | 12kV | Non-HFTD |  | Non-HFTD | Non-HFTD | 573.6 | 2.883 | 0 |  |  |  | 31.4736 | [20 empty] | 0.12329 | 0.25794 | 0.43154 | [18 empty] | 1 | 9 | 12
| KINGSBURG 1111 | 252241111 | 113.7333 | 108.5145 |  |  | 108.5145 | 5.2188 | 12kV | Non-HFTD |  | Non-HFTD | Non-HFTD | 130.4 | 1.348 | 1.471 |  |  |  | 108.5145 | [12 empty] | 1 | 1 | [6 empty] | 0.39247 | 0.91198 | 0.59237 | [18 empty] | 9 | 3 | 9
| KINGSBURG 1112 | 252241112 | 25.2543 | 14.1009 |  |  | 14.1009 | 11.1535 | 12kV | Non-HFTD |  | Non-HFTD | Non-HFTD | 7.1 | 0.104 | 1 |  |  |  | 14.1009 | [20 empty] | 0.10316 | 0.025231 | [19 empty] | 1
| KINGSBURG 1113 | 252241113 | 74.554 | 73.7724 |  |  | 73.7724 | 0.78156 | 12kV | Non-HFTD |  | Non-HFTD | Non-HFTD | 245.5 | 2.045 | 0.667 |  |  |  | 73.7724 | [41 empty] | 2 | 1 | 3
| KINGSBURG 1114 | 252241114 | 23.1864 | 22.8342 |  |  | 22.8342 | 0.35217 | 12kV | Non-HFTD |  | Non-HFTD | Non-HFTD | 16.1 | 0.109 | 0 |  |  |  | 22.8342 | [41 empty] | 2 |  | 1
| KINGSBURG 1116 | 252241116 | 121.1044 | 114.8843 |  |  | 114.8843 | 6.2201 | 12kV | Non-HFTD |  | Non-HFTD | Non-HFTD | 146.3 | 0.734 | 1.298 |  |  |  | 114.8843 | [11 empty] | 2 |  | 5 | [6 empty] | 0.53039 | 0.10973 | 0.66408 | [18 empty] | 2 | 4 | 28
| KIRKER 2103 | 014452103 | 57.1252 | 8.0126 |  |  | 8.0126 | 49.1125 | 21kV | Non-HFTD |  | Non-HFTD | Non-HFTD | 204.5 | 1.211 | 3.65 |  |  |  | 8.0126 | [20 empty] | 0.83409 | 0.28091 | 0.45897 | [18 empty] | 12 | 3 | 11
| KIRKER 2105 | 014452105 | 54.397 | 9.5764 |  |  | 9.5764 | 44.8206 | 21kV | Non-HFTD |  | Non-HFTD | Non-HFTD | 147.9 | 2.161 | 2.153 |  |  |  | 9.5764 | [20 empty] | 0.23869 | 0.27248 | 0.056461 | [18 empty] | 8 | 3 | 3
| KIRKER 2106 | 014452106 | 31.7396 | 17.0481 |  |  | 17.0481 | 14.6915 | 21kV | Non-HFTD |  | Non-HFTD | Non-HFTD | 56.1 | 0.626 | 0.473 |  |  |  | 17.0481 | [20 empty] | 0.055898 | 0.081625 | [19 empty] | 4 | 2 | 1
| KIRKER 2107 | 014452107 | 30.0669 | 8.4858 |  |  | 8.4858 | 21.5811 | 12kV | Non-HFTD |  | Non-HFTD | Non-HFTD | 127.9 | 0.334 | 1.168 |  |  |  | 8.4858 | [21 empty] | 0.30235 | [19 empty] | 1 | 4
| KIRKER 2108 | 014452108 | 18.7099 | 9.5716 |  |  | 9.5716 | 9.1384 | 21kV | Non-HFTD |  | Non-HFTD | Non-HFTD | 185.2 | 2.549 | 7.287 |  |  |  | 9.5716 | [13 empty] | 4 | [6 empty] | 0.087176 | 0.09839 | 0.0044513 | [20 empty] | 3
| KIRKER 2109 | 014452109 | 26.254 | 8.6269 |  |  | 8.6269 | 17.6271 | 21kV | Non-HFTD |  | Non-HFTD | Non-HFTD | 384.9 | 11.404 | 0.152 |  |  |  | 8.6269 | [20 empty] | 0.51385 | 0.12174 | 0.31944 | [18 empty] | 10 | 3 | 4
| KNIGHTS LANDING 1101 | 062721101 | 45.6291 | 45.0947 |  |  | 45.0947 | 0.53443 | 12kV | Non-HFTD |  | Non-HFTD | Non-HFTD | 223.6 | 0.719 | 1.829 |  |  |  | 45.0947 | [13 empty] | 1 | [24 empty] | 569 |  |  | 1 |  | 1
| KNIGHTS LANDING 1102 | 062721102 | 120.0001 | 118.9172 |  |  | 118.9172 | 1.0829 | 12kV | Non-HFTD |  | Non-HFTD | Non-HFTD | 132.4 | 2.377 | 2.253 |  |  |  | 118.9172 | [11 empty] | 2 | [26 empty] | 201 |  |  | 1 | 3 | 5
| LAKEVIEW 1102 | 253411102 | 54.6675 | 54.244 |  |  | 54.244 | 0.42351 | 12kV | Non-HFTD |  | Non-HFTD | Non-HFTD | 522.5 | 1.872 | 0.808 |  |  |  | 54.244 | [13 empty] | 1 | [6 empty] | 0.072054 | [17 empty] | 981 |  |  | 11 | 1
| LAKEVIEW 1103 | 253411103 | 23.7066 | 22.4466 |  |  | 22.4466 | 1.26 | 12kV | Non-HFTD |  | Non-HFTD | Non-HFTD | 616.9 | 1.257 | 0.814 |  |  |  | 22.4466 | [21 empty] | 0.47043 | [16 empty] | 371 |  |  |  | 1
| LAKEVIEW 1106 | 253411106 | 42.1011 | 41.8475 |  |  | 41.8475 | 0.25356 | 12kV | Non-HFTD |  | Non-HFTD | Non-HFTD | 13.1 | 0.034 | 2.891 |  |  |  | 41.8475 | [20 empty] | 0.024353 | [17 empty] | 97 |  |  | 3
| LAKEVIEW 1107 | 253411107 | 26.5166 | 25.9639 |  |  | 25.9639 | 0.55275 | 12kV | Non-HFTD |  | Non-HFTD | Non-HFTD | 0 | 0 | 0.647 |  |  |  | 25.9639 | [20 empty] | 0.042281 | [17 empty] | 407 |  |  | 3 | 4
| LAKEVILLE 1101 | 043371101 | 35.9302 | 19.6637 |  |  | 19.6637 | 16.2665 | 12kV | Non-HFTD |  | Non-HFTD | Non-HFTD | 25.5 | 0.178 | 1.086 |  |  |  | 19.6637 | [13 empty] | 9 | [24 empty] | 87 |  |  | 5 | 1 | 2
| LAKEVILLE 1105 | 043371105 | 34.6601 | 4.213 |  |  | 4.213 | 30.4471 | 12kV | Non-HFTD |  | Non-HFTD | Non-HFTD | 12.6 | 0.039 | 0 |  |  |  | 4.213 | [20 empty] | 0.010286 | 0.07483 | [19 empty] | 2 | 2
| LAKEWOOD 1101 | 013531101 | 2.9858 | 0.71882 |  |  | 0.71882 | 2.2669 | 12kV | Non-HFTD |  | Non-HFTD | Non-HFTD | 0 | 0 | 0 |  |  |  | 0.71882
| LAKEWOOD 1103 | 013531103 | 4.5467 | 2.5781 |  |  | 2.5781 | 1.9686 | 12kV | Non-HFTD |  | Non-HFTD | Non-HFTD | 148.6 | 0.863 | 0.31 |  |  |  | 2.5781 | [22 empty] | 0.16014 | [18 empty] | 5 |  | 3
| LAKEWOOD 1104 | 013531104 | 18.5355 | 11.7405 |  |  | 11.7405 | 6.795 | 12kV | Non-HFTD |  | Non-HFTD | Non-HFTD | 7.1 | 0.026 | 0.381 |  |  |  | 11.7405 | [21 empty] | 0.04465 | 0.10563 | [18 empty] | 1 |  | 4
| LAKEWOOD 2108 | 013532108 | 5.0335 | 0.52793 |  |  | 0.52793 | 4.5056 | 21kV | Non-HFTD |  | Non-HFTD | Non-HFTD | 16 | 0.094 | 0 |  |  |  | 0.52793 | [20 empty] | 0.052997 | 0.10653 | [20 empty] | 3
| LAKEWOOD 2111 | 013532111 | 7.5094 | 2.2868 |  |  | 2.2868 | 5.2225 | 21kV | Non-HFTD |  | Non-HFTD | Non-HFTD | 12.1 | 0.013 | 0.997 |  |  |  | 2.2868 | [20 empty] | 0.077792 | 0.066491 | [19 empty] | 4 | 1
| LAKEWOOD 2112 | 013532112 | 25.7034 | 8.8893 |  |  | 8.8893 | 16.8141 | 21kV | Non-HFTD |  | Non-HFTD | Non-HFTD | 226.4 | 0.501 | 2.263 |  |  |  | 8.8893 | [20 empty] | 1.9685 | 0.030486 | [16 empty] | 142 |  |  | 9 | 1 | 2
| LAKEWOOD 2223 | 013532223 | 20.7615 | 9.1487 |  |  | 9.1487 | 11.6128 | 21kV | Non-HFTD |  | Non-HFTD | Non-HFTD | 143.1 | 0.57 | 1.285 |  |  |  | 9.1487 | [20 empty] | 0.21855 | 0.32916 | [16 empty] | 263 |  |  | 10 | 11
| LAKEWOOD 2225 | 013532225 | 17.6926 | 4.3491 |  |  | 4.3491 | 13.3435 | 21kV | Non-HFTD |  | Non-HFTD | Non-HFTD | 63.7 | 0.279 | 4.01 |  |  |  | 4.3491 | [22 empty] | 0.029628 | [18 empty] | 7 | 6 | 6
| LAKEWOOD 2226 | 013532226 | 18.2335 | 8.0161 |  |  | 8.0161 | 10.2174 | 21kV | Non-HFTD |  | Non-HFTD | Non-HFTD | 27.2 | 1.104 | 0 |  |  |  | 8.0161 | [20 empty] | 0.1387 | 0.14512 | 0.023612 | [15 empty] | 1 |  |  | 8 | 8 | 2
| LAKEWOOD 2227 | 013532227 | 12.8019 | 7.8906 | 0.037708 |  | 7.8529 | 4.9113 | 21kV | Non-HFTD |  | 0.0010113 | 5.529e-06 | 134.1 | 2.183 | 2.066 |  |  |  | 7.8529 |  | 0.037708 | [18 empty] | 0.13912 | 0.05115 | [16 empty] | 300 |  | 2 |  | 1 | 2
| LAKEWOOD 3450 | 013533450 | 0.7766 |  |  |  |  | 0.7766 | 34.5kV | Non-HFTD |  | Non-HFTD | Non-HFTD | 134.1 | 2.183 | 2.066
| LAMMERS 1101 | 162771101 | 19.6119 | 10.051 |  |  | 10.051 | 9.561 | 12kV | Non-HFTD |  | Non-HFTD | Non-HFTD | 55.1 | 0.115 | 0 |  |  |  | 10.051 | [13 empty] | 2 | [6 empty] | 0.6471 | 0.32043 | 0.64586 | [18 empty] | 8 | 12 | 13
| LAMMERS 1102 | 162771102 | 24.2126 | 5.8553 |  |  | 5.8553 | 18.3573 | 12kV | Non-HFTD |  | Non-HFTD | Non-HFTD | 26.9 | 0.338 | 0 |  |  |  | 5.8553 | [20 empty] | 0.51615 |  | 0.46261 | [15 empty] | 5 |  |  | 1
| LAMMERS 1103 | 162771103 | 22.9006 | 6.8057 |  |  | 6.8057 | 16.0949 | 12kV | Non-HFTD |  | Non-HFTD | Non-HFTD | 3.8 | 0.05 | 0 |  |  |  | 6.8057 | [41 empty] | 1
| LAMMERS 1105 | 162771105 | 24.4136 | 1.7909 |  |  | 1.7909 | 22.6227 | 12kV | Non-HFTD |  | Non-HFTD | Non-HFTD | 2.5 | 0.012 | 0 |  |  |  | 1.7909 | [21 empty] | 0.24849 | 0.33519 | [20 empty] | 1
| LAMMERS 1106 | 162771106 | 25.5399 | 2.4144 |  |  | 2.4144 | 23.1255 | 12kV | Non-HFTD |  | Non-HFTD | Non-HFTD | 48.2 | 0.738 | 0.13 |  |  |  | 2.4144 | [12 empty] | 1 | [7 empty] | 0.68919 |  | 0.25966 | [18 empty] | 6 | 1
| LAMMERS 1107 | 162771107 | 25.5258 | 9.1645 |  |  | 9.1645 | 16.3614 | 12kV | Non-HFTD |  | Non-HFTD | Non-HFTD | 251.3 | 1.041 | 0.994 |  |  |  | 9.1645 | [13 empty] | 1 | [6 empty] | 0.37216 | 0.38274 | 1.2003 | [18 empty] | 3 | 10 | 13
| LAMONT 1103 | 253911103 | 30.1839 | 26.9456 |  |  | 26.9456 | 3.2383 | 12kV | Non-HFTD |  | Non-HFTD | Non-HFTD | 183.8 | 2.151 | 1.004 |  |  |  | 26.9456 | [22 empty] | 0.062693 | [15 empty] | 40 |  |  | 3 | 1 | 1
| LAMONT 1104 | 253911104 | 53.6866 | 53.2803 |  |  | 53.2803 | 0.40631 | 12kV | Non-HFTD |  | Non-HFTD | Non-HFTD | 35.8 | 0.205 | 2.41 |  |  |  | 53.2803 | [11 empty] | 3 | [8 empty] | 0.003813 | [20 empty] | 2 | 1
| LAMONT 1105 | 253911105 | 37.8464 | 37.0963 |  |  | 37.0963 | 0.75017 | 12kV | Non-HFTD |  | Non-HFTD | Non-HFTD | 279.5 | 2.58 | 5.085 |  |  |  | 37.0963 | [11 empty] | 3 | [10 empty] | 0.022386 | [15 empty] | 36 |  |  | 1 | 1 | 4
| LAMONT 1106 | 253911106 | 27.3738 | 22.4834 |  |  | 22.4834 | 4.8904 | 12kV | Non-HFTD |  | Non-HFTD | Non-HFTD | 147.7 | 2.819 | 1.148 |  |  |  | 22.4834 | [21 empty] | 0.0024819 | [19 empty] | 4 | 2
| LAMONT 1107 | 253911107 | 50.5677 | 46.234 |  |  | 46.234 | 4.3337 | 12kV | Non-HFTD |  | Non-HFTD | Non-HFTD | 70.7 | 0.394 | 2.103 |  |  |  | 46.234 | [20 empty] | 0.0764 |  | 0.010044 | [18 empty] | 3 | 2 | 1
| LARKIN (Y) 1101 | 022801101 | 4.3181 |  |  |  |  | 4.3181 | 12kV | Non-HFTD |  | Non-HFTD | Non-HFTD | 0 | 0 | 0.041 | [24 empty] | 3.2035 | 0.073637 | 0.030797 | [18 empty] | 10 | 2 | 2
| LARKIN (Y) 1102 | 022801102 | 3.8176 |  |  |  |  | 3.8176 | 12kV | Non-HFTD |  | Non-HFTD | Non-HFTD | 0 | 0 | 0 | [24 empty] | 0.016752
| LARKIN (Y) 1103 | 022801103 | 2.6039 |  |  |  |  | 2.6039 | 12kV | Non-HFTD |  | Non-HFTD | Non-HFTD | 0 | 0 | 0
| LARKIN (Y) 1104 | 022801104 | 2.5655 |  |  |  |  | 2.5655 | 12kV | Non-HFTD |  | Non-HFTD | Non-HFTD | 0 | 0 | 0 | [25 empty] | 0.097754 | 0.035888 | [19 empty] | 3
| LARKIN (Y) 1105 | 022801105 | 3.7837 |  |  |  |  | 3.7837 | 12kV | Non-HFTD |  | Non-HFTD | Non-HFTD | 0 | 0 | 0
| LARKIN (Y) 1106 | 022801106 | 3.1932 |  |  |  |  | 3.1932 | 12kV | Non-HFTD |  | Non-HFTD | Non-HFTD | 0 | 0 | 0
| LARKIN (Y) 1107 | 022801107 | 12.9143 | 2.3581 |  |  | 2.3581 | 10.5562 | 12kV | Non-HFTD |  | Non-HFTD | Non-HFTD | 12.4 | 0.029 | 0 |  |  |  | 2.3581 | [20 empty] | 0.14652 | 0.30729 | [20 empty] | 8 | 5
| LARKIN (Y) 1108 | 022801108 | 5.2354 | 0.1103 |  |  | 0.1103 | 5.1251 | 12kV | Non-HFTD |  | Non-HFTD | Non-HFTD | 0 | 0 | 0.165 |  |  |  | 0.1103 | [20 empty] | 0.037051 | 0.18894 | 0.11329 | [19 empty] | 2 | 6
| LARKIN (Y) 1109 | 022801109 | 8.0477 | 0.29856 |  |  | 0.29856 | 7.7491 | 12kV | Non-HFTD |  | Non-HFTD | Non-HFTD | 69.7 | 1.052 | 0.719 |  |  |  | 0.29856 | [20 empty] | 0.063539 |  | 0.14432 | [18 empty] | 2 |  | 6
| LARKIN (Y) 1110 | 022801110 | 11.7949 | 1.1875 |  |  | 1.1875 | 10.6074 | 12kV | Non-HFTD |  | Non-HFTD | Non-HFTD | 0.4 | 0.042 | 0.06 |  |  |  | 1.1875 | [20 empty] | 0.031767 | 0.033179 | 0.040851 | [18 empty] | 1 | 3 | 2
| LARKIN (Y) 1111 | 022801111 | 9.1377 | 0.11595 |  |  | 0.11595 | 9.0217 | 12kV | Non-HFTD |  | Non-HFTD | Non-HFTD | 77.2 | 1.018 | 0 |  |  |  | 0.11595 | [20 empty] | 0.19183 | 0.045273 | 0.1597 | [18 empty] | 6 | 2 | 4
| LARKIN (Y) 1112 | 022801112 | 2.337 |  |  |  |  | 2.337 | 12kV | Non-HFTD |  | Non-HFTD | Non-HFTD | 0 | 0 | 0 | [25 empty] | 0.0029991 | [20 empty] | 1
| LARKIN (Y) 1113 | 022801113 | 2.4063 |  |  |  |  | 2.4063 | 12kV | Non-HFTD |  | Non-HFTD | Non-HFTD | 0 | 0 | 0 | [24 empty] | 0.0090681 | 0.0031297 | [20 empty] | 1
| LARKIN (Y) 1114 | 022801114 | 2.7678 |  |  |  |  | 2.7678 | 12kV | Non-HFTD |  | Non-HFTD | Non-HFTD | 0 | 0 | 0 | [25 empty] | 0.002971 | 0.10951 | [19 empty] | 1
| LARKIN (Y) 1115 | 022801115 | 2.405 |  |  |  |  | 2.405 | 12kV | Non-HFTD |  | Non-HFTD | Non-HFTD | 0 | 0 | 0
| LARKIN (Y) 1116 | 022801116 | 2.5225 |  |  |  |  | 2.5225 | 12kV | Non-HFTD |  | Non-HFTD | Non-HFTD | 0 | 0 | 0
| LARKIN (Y) 1117 | 022801117 | 2.5843 |  |  |  |  | 2.5843 | 12kV | Non-HFTD |  | Non-HFTD | Non-HFTD | 0 | 0 | 0
| LARKIN (Y) 1119 | 022801119 | 8.4225 | 1.7328 |  |  | 1.7328 | 6.6897 | 12kV | Non-HFTD |  | Non-HFTD | Non-HFTD | 158.3 | 4.967 | 1.242 |  |  |  | 1.7328 | [42 empty] | 2
| LARKIN (Y) 1120 | 022801120 | 9.8999 | 2.1201 |  |  | 2.1201 | 7.7798 | 12kV | Non-HFTD |  | Non-HFTD | Non-HFTD | 108.4 | 1.826 | 0 |  |  |  | 2.1201 | [20 empty] | 0.04923 | 0.02414 | 0.20265 | [18 empty] | 3 | 2 | 10
| LARKIN (Y) 1121 | 022801121 | 2.6521 |  |  |  |  | 2.6521 | 12kV | Non-HFTD |  | Non-HFTD | Non-HFTD | 0 | 0 | 0 | [26 empty] | 0.030542 | [19 empty] | 1 | 1
| LARKIN (Y) 1122 | 022801122 | 2.6208 |  |  |  |  | 2.6208 | 12kV | Non-HFTD |  | Non-HFTD | Non-HFTD | 0 | 0 | 0 | [26 empty] | 0.016506 | [19 empty] | 1 | 1
| LARKIN (Y) 1123 | 022801123 | 2.6169 |  |  |  |  | 2.6169 | 12kV | Non-HFTD |  | Non-HFTD | Non-HFTD | 0 | 0 | 0
| LARKIN (Y) 1124 | 022801124 | 2.543 |  |  |  |  | 2.543 | 12kV | Non-HFTD |  | Non-HFTD | Non-HFTD | 0 | 0 | 0 | [25 empty] | 0.008076 | [20 empty] | 1
| LARKIN (Y) 1125 | 022801125 | 2.7987 |  |  |  |  | 2.7987 | 12kV | Non-HFTD |  | Non-HFTD | Non-HFTD | 0 | 0 | 0 | [45 empty] | 1 | 1
| LARKIN (Y) 1126 | 022801126 | 2.8159 |  |  |  |  | 2.8159 | 12kV | Non-HFTD |  | Non-HFTD | Non-HFTD | 0 | 0 | 0
| LARKIN (Y) 1127 | 022801127 | 9.7248 | 1.4895 |  |  | 1.4895 | 8.2352 | 12kV | Non-HFTD |  | Non-HFTD | Non-HFTD | 23.4 | 0.055 | 1.513 |  |  |  | 1.4895 | [20 empty] | 0.0027601 | 0.11046 | 0.030719 | [19 empty] | 10 | 4
| LARKIN (Y) 1128 | 022801128 | 4.5958 | 0.11142 |  |  | 0.11142 | 4.4844 | 12kV | Non-HFTD |  | Non-HFTD | Non-HFTD | 0 | 0 | 0 |  |  |  | 0.11142 | [20 empty] | 0.0026602 | [20 empty] | 4
| LARKIN (Y) 1129 | 022801129 | 2.016 |  |  |  |  | 2.016 | 12kV | Non-HFTD |  | Non-HFTD | Non-HFTD | 0 | 0 | 0
| LARKIN (Y) 1130 | 022801130 | 2.3703 |  |  |  |  | 2.3703 | 12kV | Non-HFTD |  | Non-HFTD | Non-HFTD | 0 | 0 | 0 | [45 empty] | 1 |  | 1
| LARKIN (Y) 1131 | 022801131 | 2.4143 |  |  |  |  | 2.4143 | 12kV | Non-HFTD |  | Non-HFTD | Non-HFTD | 0 | 0 | 0
| LARKIN (Y) 1132 | 022801132 | 2.5414 |  |  |  |  | 2.5414 | 12kV | Non-HFTD |  | Non-HFTD | Non-HFTD | 0 | 0 | 0 | [45 empty] | 1 |  | 1
| LARKIN (Y) 1133 | 022801133 | 2.0949 |  |  |  |  | 2.0949 | 12kV | Non-HFTD |  | Non-HFTD | Non-HFTD | 0 | 0 | 0
| LARKIN (Y) 1134 | 022801134 | 2.1355 |  |  |  |  | 2.1355 | 12kV | Non-HFTD |  | Non-HFTD | Non-HFTD | 0 | 0 | 0 | [45 empty] | 1
| LARKIN (Y) 1135 | 022801135 | 14.2227 | 1.6589 |  |  | 1.6589 | 12.5638 | 12kV | Non-HFTD |  | Non-HFTD | Non-HFTD | 27.3 | 1 | 0.999 |  |  |  | 1.6589 | [21 empty] | 0.050137 | 0.052493 | [18 empty] | 2 | 1 | 2
| LARKIN (Y) 1136 | 022801136 | 7.3206 | 1.0473 |  |  | 1.0473 | 6.2733 | 12kV | Non-HFTD |  | Non-HFTD | Non-HFTD | 9.9 | 0.042 | 0 |  |  |  | 1.0473 | [20 empty] | 0.28516 | 0.19041 | [19 empty] | 5 | 4 | 3
| LARKIN (Y) 1137 | 022801137 | 9.7194 | 0.0093364 |  |  | 0.0093364 | 9.7101 | 12kV | Non-HFTD |  | Non-HFTD | Non-HFTD | 269.7 | 2.634 | 0.542 |  |  |  | 0.0093364 | [20 empty] | 0.092075 | 0.056984 | 0.06272 | [18 empty] | 7 | 3 | 4
| LARKIN (Y) 1138 | 022801138 | 6.6018 | 1.4769 |  |  | 1.4769 | 5.1249 | 12kV | Non-HFTD |  | Non-HFTD | Non-HFTD | 7.8 | 0.098 | 0.903 |  |  |  | 1.4769 | [22 empty] | 0.14036 | [19 empty] | 3 | 5
| LARKIN (Y) 1140 | 022801140 | 6.8479 | 0.083323 |  |  | 0.083323 | 6.7646 | 12kV | Non-HFTD |  | Non-HFTD | Non-HFTD | 0 | 0 | 0 |  |  |  | 0.083323 | [20 empty] | 0.14617 |  | 0.042335 | [18 empty] | 4
| LARKIN (Y) 1141 | 022801141 | 5.6435 | 0.0339 |  |  | 0.0339 | 5.6096 | 12kV | Non-HFTD |  | Non-HFTD | Non-HFTD | 0 | 0 | 0 |  |  |  | 0.0339 | [22 empty] | 0.058512 | [20 empty] | 3
| LARKIN (Y) 1251 | 022801251 | 2.3798 |  |  |  |  | 2.3798 | 12kV | Non-HFTD |  | Non-HFTD | Non-HFTD | 0 | 0 | 0
| LARKIN (Y) 1252 | 022801252 | 2.375 |  |  |  |  | 2.375 | 12kV | Non-HFTD |  | Non-HFTD | Non-HFTD | 0 | 0 | 0
| LARKIN (Y) 1253 | 022801253 | 2.2607 |  |  |  |  | 2.2607 | 12kV | Non-HFTD |  | Non-HFTD | Non-HFTD | 0 | 0 | 0
| LARKIN (Y) 1254 | 022801254 | 2.2499 |  |  |  |  | 2.2499 | 12kV | Non-HFTD |  | Non-HFTD | Non-HFTD | 0 | 0 | 0
| LAS GALLINAS A 1103 | 042991103 | 14.7219 | 5.2918 |  |  | 5.2918 | 9.4301 | 12kV | Non-HFTD |  | Non-HFTD | Non-HFTD | 95.8 | 2.35 | 1.043 |  |  |  | 5.2918 | [20 empty] | 0.021076 | 0.047465 | 0.36905 | [18 empty] | 4 | 1 | 2
| LAS GALLINAS A 1107 | 042991107 | 20.5001 | 8.367 |  | 0.019877 | 8.3471 | 12.1331 | 12kV | Non-HFTD |  | 0.00014456 | N/A | 87.1 | 0.465 | 0.342 |  |  |  | 8.3471 | 0.019877 | [10 empty] | 1 | 1 | [7 empty] | 0.043724 | 0.089736 | [19 empty] | 2 | 2 | 1
| LAS PALMAS 1101 | 254921101 | 0.26806 | 0.26806 |  |  | 0.26806 | 0 | 12kV | Non-HFTD |  | Non-HFTD | Non-HFTD | 3.6 | 0.014 | 0 |  |  |  | 0.26806
| LAS POSITAS 2103 | 014402103 | 18.4318 | 3.0037 |  |  | 3.0037 | 15.4281 | 21kV | Non-HFTD |  | Non-HFTD | Non-HFTD | 795.5 | 2.059 | 1 |  |  |  | 3.0037 | [20 empty] | 0.11139 | 0.062099 | 0.18855 | [18 empty] | 2 | 3 | 1
| LAS POSITAS 2104 | 014402104 | 37.891 | 14.2506 |  |  | 14.2506 | 23.6404 | 21kV | Non-HFTD |  | Non-HFTD | Non-HFTD | 215.3 | 1.693 | 2.041 |  |  |  | 14.2506 | [20 empty] | 0.0096226 | 0.25598 | 0.12453 | [18 empty] | 4 | 8
| LAS POSITAS 2105 | 014402105 | 42.8222 | 3.7794 |  |  | 3.7794 | 39.0428 | 21kV | Non-HFTD |  | Non-HFTD | Non-HFTD | 47.5 | 1.006 | 0 |  |  |  | 3.7794 | [20 empty] | 0.48544 | 0.89289 | 0.23923 | [18 empty] | 12 | 20 | 7
| LAS POSITAS 2106 | 014402106 | 37.8576 | 16.1697 |  |  | 16.1697 | 21.6879 | 21kV | Non-HFTD |  | Non-HFTD | Non-HFTD | 684.8 | 3.662 | 1.563 |  |  |  | 16.1697 | [41 empty] | 2 | 3 | 8
| LAS POSITAS 2107 | 014402107 | 54.2028 | 8.4184 |  |  | 8.4184 | 45.7844 | 21kV | Non-HFTD |  | Non-HFTD | Non-HFTD | 1123.8 | 3.184 | 3.005 |  |  |  | 8.4184 | [20 empty] | 0.1354 | 0.11696 | 0.38967 | [15 empty] | 18 |  |  |  | 2 | 3
| LAS POSITAS 2109 | 014402109 | 49.3649 | 13.2438 |  |  | 13.2438 | 36.1211 | 21kV | Non-HFTD |  | Non-HFTD | Non-HFTD | 398 | 2.275 | 3.6 |  |  |  | 13.2438 | [20 empty] | 0.33842 | 0.037324 | 0.31898 | [18 empty] | 8 | 5 | 19
| LAS POSITAS 2110 | 014402110 | 38.5742 | 19.68 |  |  | 19.68 | 18.8941 | 21kV | Non-HFTD |  | Non-HFTD | Non-HFTD | 786.2 | 3.935 | 1.522 |  |  |  | 19.68 | [21 empty] | 0.23761 | 0.2442 | [18 empty] | 6 | 1 | 8
| LAS PULGAS 0402 | 024120402 | 3.8874 | 2.5659 |  |  | 2.5659 | 1.3214 | 4.16kV | Non-HFTD |  | Non-HFTD | Non-HFTD | 10.6 | 0.186 | 0 |  |  |  | 2.5659 | [42 empty] | 1
| LAS PULGAS 0403 | 024120403 | 8.2998 | 7.8433 |  |  | 7.8433 | 0.45653 | 4.16kV | Non-HFTD |  | Non-HFTD | Non-HFTD | 62.3 | 0.307 | 0 |  |  |  | 7.8433 | [38 empty] | 225 |  |  |  |  | 1
| LAS PULGAS 0404 | 024120404 | 4.6285 | 4.0508 |  |  | 4.0508 | 0.57773 | 4.16kV | Non-HFTD |  | Non-HFTD | Non-HFTD | 28.8 | 0.11 | 0.398 |  |  |  | 4.0508 | [41 empty] | 1
| LATHROP 0402 | 163030402 | 0.036543 | 0.036543 |  |  | 0.036543 | 0 | 4.16kV | Non-HFTD |  | Non-HFTD | Non-HFTD | 40.9 | 0.396 | 0 |  |  |  | 0.036543
| LAWNDALE 0401 | 022440401 | 5.6435 | 4.7254 |  |  | 4.7254 | 0.91812 | 4.16kV | Non-HFTD |  | Non-HFTD | Non-HFTD | 0 | 0 | 0 |  |  |  | 4.7254 | [21 empty] | 0.24903 | [16 empty] | 114 |  |  | 1 | 2
| LAWNDALE 0402 | 022440402 | 7.575 | 4.7459 |  |  | 4.7459 | 2.8292 | 4.16kV | Non-HFTD |  | Non-HFTD | Non-HFTD | 4.7 | 0.015 | 0 |  |  |  | 4.7459 | [21 empty] | 0.31603 | [16 empty] | 217 |  |  |  | 3
| LAWRENCE 1102 | 083421102 | 3.6349 | 0.084996 |  |  | 0.084996 | 3.5499 | 12kV | Non-HFTD |  | Non-HFTD | Non-HFTD | 0.5 | 0.002 | 0 |  |  |  | 0.084996 | [22 empty] | 0.019768 | [19 empty] | 1 | 2
| LAWRENCE 1103 | 083421103 | 7.4611 | 0.22636 |  |  | 0.22636 | 7.2347 | 12kV | Non-HFTD |  | Non-HFTD | Non-HFTD | 33.8 | 0.187 | 0 |  |  |  | 0.22636 | [20 empty] | 0.074039 | 0.021116 | 0.10269 | [15 empty] | 2 |  |  | 1 |  | 3
| LAWRENCE 1104 | 083421104 | 15.381 | 9.3812 |  |  | 9.3812 | 5.9998 | 12kV | Non-HFTD |  | Non-HFTD | Non-HFTD | 76.5 | 0.228 | 0.805 |  |  |  | 9.3812 | [38 empty] | 37 |  |  | 6 | 1 | 1
| LAWRENCE 1105 | 083421105 | 7.7699 | 1.0731 |  |  | 1.0731 | 6.6968 | 12kV | Non-HFTD |  | Non-HFTD | Non-HFTD | 0 | 0 | 0 |  |  |  | 1.0731 | [21 empty] | 0.081925 | 0.0683 | [19 empty] | 1
| LAWRENCE 1106 | 083421106 | 10.5581 | 2.7673 |  |  | 2.7673 | 7.7907 | 12kV | Non-HFTD |  | Non-HFTD | Non-HFTD | 40 | 0.043 | 0 |  |  |  | 2.7673 | [20 empty] | 0.1907 | 1.2264 | 0.68073 | [15 empty] | 8 |  |  |  | 37 | 10
| LAWRENCE 1107 | 083421107 | 7.181 | 4.682 |  |  | 4.682 | 2.499 | 12kV | Non-HFTD |  | Non-HFTD | Non-HFTD | 127.9 | 1.027 | 0 |  |  |  | 4.682 | [38 empty] | 1
| LAWRENCE 1108 | 083421108 | 4.4941 | 0.97254 |  |  | 0.97254 | 3.5216 | 12kV | Non-HFTD |  | Non-HFTD | Non-HFTD | 6.8 | 0.018 | 0.999 |  |  |  | 0.97254 | [22 empty] | 0.38228 | [20 empty] | 7
| LAWRENCE 1109 | 083421109 | 4.4595 | 1.9647 |  |  | 1.9647 | 2.4948 | 12kV | Non-HFTD |  | Non-HFTD | Non-HFTD | 102.9 | 1.029 | 1.493 |  |  |  | 1.9647 | [20 empty] | 0.043816 | [20 empty] | 3 |  | 1
| LAWRENCE 1110 | 083421110 | 9.9868 | 4.9228 |  |  | 4.9228 | 5.064 | 12kV | Non-HFTD |  | Non-HFTD | Non-HFTD | 27.1 | 0.032 | 0 |  |  |  | 4.9228 | [21 empty] | 0.15354 | [16 empty] | 45
| LAWRENCE 1111 | 083421111 | 12.7801 | 3.7103 |  |  | 3.7103 | 9.0698 | 12kV | Non-HFTD |  | Non-HFTD | Non-HFTD | 9.7 | 0.108 | 6.02 |  |  |  | 3.7103 | [22 empty] | 0.12526 | [19 empty] | 2 | 9
| LAWRENCE 1112 | 083421112 | 19.9201 | 11.0636 |  |  | 11.0636 | 8.8565 | 12kV | Non-HFTD |  | Non-HFTD | Non-HFTD | 85.9 | 0.447 | 1.716 |  |  |  | 11.0636 | [20 empty] | 0.60387 | 0.013239 | 0.14544 | [18 empty] | 19 | 3 | 15
| LAWRENCE 1113 | 083421113 | 5.2919 | 0.61162 |  |  | 0.61162 | 4.6803 | 12kV | Non-HFTD |  | Non-HFTD | Non-HFTD | 0 | 0 | 0 |  |  |  | 0.61162 | [20 empty] | 0.079038 | [17 empty] | 12 |  |  | 5
| LE GRAND 1104 | 255361104 | 55.2392 | 52.572 |  |  | 52.572 | 2.6673 | 12kV | Non-HFTD |  | Non-HFTD | Non-HFTD | 410 | 4.456 | 5.424 |  |  |  | 52.572 | [11 empty] | 1 | 3 | [8 empty] | 0.069778 | [19 empty] | 5 | 5 | 1
| LE GRAND 1106 | 255361106 | 60.2465 | 59.7518 |  |  | 59.7518 | 0.49465 | 12kV | Non-HFTD |  | Non-HFTD | Non-HFTD | 66 | 0.389 | 1.746 |  |  |  | 59.7518 | [20 empty] | 0.041696 | 0.050246 | 0.0074823 | [18 empty] | 4 | 4 | 4
| LE GRAND 1110 | 255361110 | 98.6773 | 96.1011 |  |  | 96.1011 | 2.5762 | 12kV | Non-HFTD |  | Non-HFTD | Non-HFTD | 144.7 | 1.733 | 0.12 |  |  |  | 96.1011 | [22 empty] | 0.015598 | [20 empty] | 7
| LE GRAND 1112 | 255361112 | 64.4902 | 64.2329 |  |  | 64.2329 | 0.25725 | 12kV | Non-HFTD |  | Non-HFTD | Non-HFTD | 161.3 | 1.118 | 1.426 |  |  |  | 64.2329 | [13 empty] | 1 | [8 empty] | 0.018939 | [19 empty] | 3 | 5
| LEMOORE 1101 | 253601101 | 54.3231 | 41.6013 |  |  | 41.6013 | 12.7218 | 12kV | Non-HFTD |  | Non-HFTD | Non-HFTD | 17.8 | 0.195 | 5.584 |  |  |  | 41.6013 | [12 empty] | 1 | [8 empty] | 0.0089054 | [16 empty] | 716 |  |  |  | 2 | 2
| LEMOORE 1102 | 253601102 | 27.2439 | 11.7214 |  |  | 11.7214 | 15.5225 | 12kV | Non-HFTD |  | Non-HFTD | Non-HFTD | 101.2 | 0.287 | 2.614 |  |  |  | 11.7214 | [20 empty] | 0.38378 | 0.33205 | [19 empty] | 1 | 1 | 1
| LEMOORE 1103 | 253601103 | 31.0906 | 14.5071 |  |  | 14.5071 | 16.5835 | 12kV | Non-HFTD |  | Non-HFTD | Non-HFTD | 127.5 | 1.267 | 0 |  |  |  | 14.5071 | [20 empty] | 0.67064 | [17 empty] | 338
| LEMOORE 1104 | 253601104 | 53.8128 | 49.9442 |  |  | 49.9442 | 3.8686 | 12kV | Non-HFTD |  | Non-HFTD | Non-HFTD | 48.4 | 0.358 | 0.954 |  |  |  | 49.9442 | [20 empty] | 0.15301 |  | 0.04846 | [15 empty] | 1477 |  |  |  | 1 | 1
| LEMOORE 1105 | 253601105 | 30.0587 | 12.0936 |  |  | 12.0936 | 17.965 | 12kV | Non-HFTD |  | Non-HFTD | Non-HFTD | 36.1 | 0.993 | 0 |  |  |  | 12.0936 | [11 empty] | 2 | [8 empty] | 0.69315 | 0.65914 | 0.0037879 | [15 empty] | 33 |  |  | 8 | 2 | 1
| LERDO 1110 | 253491110 | 14.3302 | 11.9854 |  |  | 11.9854 | 2.3448 | 12kV | Non-HFTD |  | Non-HFTD | Non-HFTD | 18.4 | 1.025 | 1 |  |  |  | 11.9854 | [21 empty] | 0.034583 | [19 empty] | 1 | 1
| LERDO 1111 | 253491111 | 39.5227 | 36.2741 |  |  | 36.2741 | 3.2486 | 12kV | Non-HFTD |  | Non-HFTD | Non-HFTD | 51.7 | 0.223 | 2.015 |  |  |  | 36.2741 | [20 empty] | 0.73916 | 0.044583 | 0.011314 | [18 empty] | 5 | 2 | 1
| LERDO 1112 | 253491112 | 18.5521 | 18.487 |  |  | 18.487 | 0.065072 | 12kV | Non-HFTD |  | Non-HFTD | Non-HFTD | 22.7 | 0.114 | 0 |  |  |  | 18.487 | [41 empty] | 4 | 2
| LERDO 1113 | 253491113 | 39.8894 | 38.5354 |  |  | 38.5354 | 1.354 | 12kV | Non-HFTD |  | Non-HFTD | Non-HFTD | 13.3 | 0.095 | 1.487 |  |  |  | 38.5354 | [20 empty] | 0.21464 | [20 empty] | 8 | 3
| LERDO 1114 | 253491114 | 15.6969 | 15.0644 |  |  | 15.0644 | 0.6325 | 12kV | Non-HFTD |  | Non-HFTD | Non-HFTD | 219.3 | 1.07 | 1.605 |  |  |  | 15.0644 | [20 empty] | 0.042819 | [20 empty] | 1 |  | 2
| LERDO 1115 | 253491115 | 16.1117 | 15.8626 |  |  | 15.8626 | 0.24917 | 12kV | Non-HFTD |  | Non-HFTD | Non-HFTD | 63.7 | 0.263 | 1.038 |  |  |  | 15.8626
| LERDO 1116 | 253491116 | 43.5933 | 42.5434 |  |  | 42.5434 | 1.0499 | 12kV | Non-HFTD |  | Non-HFTD | Non-HFTD | 34.5 | 0.2 | 2.479 |  |  |  | 42.5434 | [20 empty] | 0.089413 | 0.07684 | 0.013594 | [18 empty] | 4 | 1 | 1
| LINCOLN 1102 | 153701102 | 32.339 | 10.0098 |  |  | 10.0098 | 22.3292 | 12kV | Non-HFTD |  | Non-HFTD | Non-HFTD | 0 | 0.003 | 1.274 |  |  |  | 10.0098 | [22 empty] | 0.25174 | [6 empty] | ss2: 9.15 | 361 |  |  | 1 |  | 1
| LINCOLN 1105 | 153701105 | 46.695 | 32.3514 |  |  | 32.3514 | 14.3437 | 12kV | Non-HFTD |  | Non-HFTD | Non-HFTD | 138.3 | 1.59 | 1.977 |  |  |  | 32.3514 | [20 empty] | 0.1491 |  | 0.018529 | [15 empty] | 751 |  |  | 1 | 2 | 1
| LINCOLN 2108 | 153702108 | 22.3264 | 1.8068 |  |  | 1.8068 | 20.5196 | 12kV | Non-HFTD |  | Non-HFTD | Non-HFTD | 0.5 | 0.005 | 0.992 |  |  |  | 1.8068 | [20 empty] | 0.52841 |  | 0.5622 | [15 empty] | 52 |  |  | 6 |  | 4
| LINCOLN 2109 | 153702109 | 37.2966 | 0.33649 |  |  | 0.33649 | 36.9601 | 21kV | Non-HFTD |  | Non-HFTD | Non-HFTD | 0 | 0 | 0 |  |  |  | 0.33649 | [22 empty] | 0.88631 | [15 empty] | 14 |  |  | 1 |  | 3
| LINDEN 1101 | 162071101 | 36.612 | 34.8081 |  |  | 34.8081 | 1.8039 | 12kV | Non-HFTD |  | Non-HFTD | Non-HFTD | 111 | 1.116 | 0 |  |  |  | 34.8081 | [20 empty] | 0.010209 |  | 0.21389 | [18 empty] | 2 | 1 | 2
| LINDEN 1103 | 162071103 | 43.3558 | 41.4491 |  |  | 41.4491 | 1.9067 | 12kV | Non-HFTD |  | Non-HFTD | Non-HFTD | 77.7 | 0.506 | 0.086 |  |  |  | 41.4491 | [13 empty] | 1 | [6 empty] | 0.072882 | [17 empty] | 46 |  |  | 3 | 1 | 1
| LINDEN 1104 | 162071104 | 57.2759 | 56.0615 |  |  | 56.0615 | 1.2144 | 12kV | Non-HFTD |  | Non-HFTD | Non-HFTD | 74.8 | 0.525 | 0.836 |  |  |  | 56.0615 | [12 empty] | 1 | [28 empty] | 1 | 1 | 1
| LIVE OAK 1101 | 153771101 | 31.6585 | 25.1577 |  |  | 25.1577 | 6.5009 | 12kV | Non-HFTD |  | Non-HFTD | Non-HFTD | 29.2 | 0.901 | 0.094 |  |  |  | 25.1577 | [13 empty] | 2 | [6 empty] | 0.02372 |  | 1.8327 | [15 empty] | 704 |  |  | 4 | 1 | 39
| LIVE OAK 1102 | 153771102 | 29.1119 | 25.8347 |  |  | 25.8347 | 3.2772 | 12kV | Non-HFTD |  | Non-HFTD | Non-HFTD | 83.9 | 0.432 | 0 |  |  |  | 25.8347 | [13 empty] | 3 | [8 empty] | 0.2901 | [15 empty] | 681 |  |  |  |  | 11
| LIVE OAK 1104 | 153771104 | 127.7459 | 115.5113 |  |  | 115.5113 | 12.2346 | 12kV | Non-HFTD |  | Non-HFTD | Non-HFTD | 228.6 | 2.379 | 0.176 |  |  |  | 115.5113 | [13 empty] | 1 | [8 empty] | 0.1302 | [15 empty] | 2640 |  |  | 4 | 1 | 14
| LIVERMORE 1101 | 012141101 | 8.3529 | 6.0425 |  |  | 6.0425 | 2.3104 | 12kV | Non-HFTD |  | Non-HFTD | Non-HFTD | 65 | 0.52 | 1.154 |  |  |  | 6.0425 | [12 empty] | 1 | [30 empty] | 2
| LIVERMORE 1102 | 012141102 | 5.646 | 4.2255 |  |  | 4.2255 | 1.4206 | 12kV | Non-HFTD |  | Non-HFTD | Non-HFTD | 0 | 0 | 1 |  |  |  | 4.2255 | [43 empty] | 1
| LIVERMORE 1103 | 012141103 | 9.3959 | 4.6081 |  |  | 4.6081 | 4.7879 | 12kV | Non-HFTD |  | Non-HFTD | Non-HFTD | 0 | 0 | 0 |  |  |  | 4.6081 | [21 empty] | 0.019304 | 0.019516 | [18 empty] | 1 |  | 2
| LIVERMORE 1104 | 012141104 | 19.8729 | 8.6328 |  |  | 8.6328 | 11.2402 | 12kV | Non-HFTD |  | Non-HFTD | Non-HFTD | 6.4 | 0.069 | 1.109 |  |  |  | 8.6328 | [20 empty] | 0.33648 | 0.49991 | [19 empty] | 2
| LIVINGSTON 1101 | 252261101 | 105.5273 | 103.5594 |  |  | 103.5594 | 1.968 | 12kV | Non-HFTD |  | Non-HFTD | Non-HFTD | 166.9 | 1.761 | 1.624 |  |  |  | 103.5594 | [20 empty] | 0.036195 | [17 empty] | 1951 |  |  |  | 2 | 1
| LIVINGSTON 1102 | 252261102 | 13.7342 | 13.622 |  |  | 13.622 | 0.1122 | 12kV | Non-HFTD |  | Non-HFTD | Non-HFTD | 112.1 | 0.228 | 1.215 |  |  |  | 13.622 | [11 empty] | 1 | [26 empty] | 310
| LIVINGSTON 1104 | 252261104 | 54.7291 | 50.6001 |  |  | 50.6001 | 4.129 | 12kV | Non-HFTD |  | Non-HFTD | Non-HFTD | 97.9 | 0.391 | 2.437 |  |  |  | 50.6001 | [21 empty] | 0.010264 | [16 empty] | 1431 |  |  | 6 | 1 | 7
| LIVINGSTON 1105 | 252261105 | 90.4075 | 88.7617 |  |  | 88.7617 | 1.6458 | 12kV | Non-HFTD |  | Non-HFTD | Non-HFTD | 127 | 0.658 | 0.841 |  |  |  | 88.7617 | [20 empty] | 0.11683 | 0.076347 | [16 empty] | 2080 |  |  | 3 | 5 | 2
| LIVINGSTON 1106 | 252261106 | 63.6397 | 55.3259 |  |  | 55.3259 | 8.3138 | 12kV | Non-HFTD |  | Non-HFTD | Non-HFTD | 117.4 | 0.897 | 1.413 |  |  |  | 55.3259 | [11 empty] | 2 |  | 7 | [6 empty] | 0.29529 | [17 empty] | 1220 |  |  | 2 |  | 3
| LLAGAS 2102 | 083182102 | 30.2796 | 12.6351 |  |  | 12.6351 | 17.6444 | 21kV | Non-HFTD |  | Non-HFTD | Non-HFTD | 157.8 | 0.846 | 1.777 |  |  |  | 12.6351 | [20 empty] | 0.72507 | 0.18681 | 0.0031729 | [18 empty] | 14 | 5 | 4
| LLAGAS 2103 | 083182103 | 62.2585 | 16.7653 |  |  | 16.7653 | 45.4932 | 21kV | Non-HFTD |  | Non-HFTD | Non-HFTD | 227 | 0.9 | 4.088 |  |  |  | 16.7653 | [20 empty] | 0.25264 | 0.15608 | [19 empty] | 2 | 3 | 8
| LOCKEFORD 2101 | 163682101 | 94.2963 | 91.1496 |  |  | 91.1496 | 3.1467 | 21kV | Non-HFTD |  | Non-HFTD | Non-HFTD | 155.3 | 1.09 | 2.598 |  |  |  | 91.1496 | [11 empty] | 5 | 1 | [8 empty] | 0.053797 | 0.0066488 | [15 empty] | 608 |  |  | 2 | 4 | 7
| LOCKEFORD 2102 | 163682102 | 257.3685 | 251.7919 |  |  | 251.7919 | 5.5766 | 12kV | Non-HFTD |  | Non-HFTD | Non-HFTD | 186.3 | 1.693 | 5.345 |  |  |  | 251.7919 | [11 empty] | 3 | 1 | 1 | [6 empty] | 0.0091998 |  | 0.18768 | [15 empty] | 295 |  |  | 12 | 4 | 5
| LOCKHEED NO 1 1101 | 082991101 | 0.038992 |  |  |  |  | 0.038992 | 12kV | Non-HFTD |  | Non-HFTD | Non-HFTD | 195 | 0.783 | 0
| LOCKHEED NO 1 1102 | 082991102 | 0.033733 |  |  |  |  | 0.033733 | 12kV | Non-HFTD |  | Non-HFTD | Non-HFTD | 195 | 0.783 | 0
| LOCKHEED NO 1 1103 | 082991103 | 0.03025 |  |  |  |  | 0.03025 | 12kV | Non-HFTD |  | Non-HFTD | Non-HFTD | 195 | 0.783 | 0
| LOCKHEED NO 1 1104 | 082991104 | 0.029025 |  |  |  |  | 0.029025 | 12kV | Non-HFTD |  | Non-HFTD | Non-HFTD | 195 | 0.783 | 0
| LOCKHEED NO 1 1105 | 082991105 | 3.1628 |  |  |  |  | 3.1628 | 12kV | Non-HFTD |  | Non-HFTD | Non-HFTD | 0 | 0 | 1
| LOCKHEED NO 1 1106 | 082991106 | 0.02697 |  |  |  |  | 0.02697 | 12kV | Non-HFTD |  | Non-HFTD | Non-HFTD | 0 | 0 | 1
| LOCKHEED NO 1 1107 | 082991107 | 2.1575 |  |  |  |  | 2.1575 | 12kV | Non-HFTD |  | Non-HFTD | Non-HFTD | 0 | 0 | 1.167
| LOCKHEED NO 1 1108 | 082991108 | 0.21705 |  |  |  |  | 0.21705 | 12kV | Non-HFTD |  | Non-HFTD | Non-HFTD | 0 | 0 | 1.167
| LOCKHEED NO 1 1109 | 082991109 | 0.031642 |  |  |  |  | 0.031642 | 12kV | Non-HFTD |  | Non-HFTD | Non-HFTD | 0 | 0 | 1.167
| LOCKHEED NO 1 1110 | 082991110 | 0.84137 |  |  |  |  | 0.84137 | 12kV | Non-HFTD |  | Non-HFTD | Non-HFTD | 0 | 0 | 1.167
| LOCKHEED NO 2 1103 | 083001103 | 2.3517 | 0.53044 |  |  | 0.53044 | 1.8213 | 12kV | Non-HFTD |  | Non-HFTD | Non-HFTD | 0 | 0 | 1 |  |  |  | 0.53044 | [20 empty] | 0.81697 | 0.77158 | [16 empty] | 13 |  |  | 24
| LOCKHEED NO 2 1106 | 083001106 | 3.7786 | 0.37358 |  |  | 0.37358 | 3.4051 | 12kV | Non-HFTD |  | Non-HFTD | Non-HFTD | 0 | 0 | 1.625 |  |  |  | 0.37358 | [22 empty] | 0.049609 | [15 empty] | 14 |  |  |  |  | 3
| LOCKHEED NO 2 1107 | 083001107 | 4.3999 | 0.84913 |  |  | 0.84913 | 3.5508 | 12kV | Non-HFTD |  | Non-HFTD | Non-HFTD | 0 | 0 | 1.038 |  |  |  | 0.84913 | [20 empty] | 0.34368 | 0.18932 | [16 empty] | 13 |  |  | 3 | 1
| LOCKHEED NO 2 1108 | 083001108 | 6.5979 | 1.2539 |  |  | 1.2539 | 5.344 | 12kV | Non-HFTD |  | Non-HFTD | Non-HFTD | 133.4 | 0.563 | 1.625 |  |  |  | 1.2539 | [20 empty] | 0.019004 | [17 empty] | 14
| LODI 1101 | 162111101 | 40.8162 | 28.4214 |  |  | 28.4214 | 12.3949 | 12kV | Non-HFTD |  | Non-HFTD | Non-HFTD | 41.4 | 0.499 | 2.487 |  |  |  | 28.4214 | [20 empty] | 0.16827 |  | 0.11468 | [15 empty] | 924 |  |  | 2 |  | 5
| LODI 1102 | 162111102 | 133.9632 | 123.0376 |  |  | 123.0376 | 10.9256 | 12kV | Non-HFTD |  | Non-HFTD | Non-HFTD | 238.6 | 4.661 | 3.429 |  |  |  | 123.0376 | [21 empty] | 0.064951 | 0.45702 | [15 empty] | 2932 |  |  | 1 | 4 | 12
| LOGAN CREEK 2101 | 103142101 | 140.6958 | 138.1278 |  |  | 138.1278 | 2.5681 | 12kV | Non-HFTD |  | Non-HFTD | Non-HFTD | 396.2 | 3.129 | 32.994 |  |  |  | 138.1278 | [11 empty] | 12 | 10 | 2 | [8 empty] | 0.2108 | [15 empty] | 9 |  |  | 14 | 3 | 8
| LOGAN CREEK 2103 | 103142103 | 3.2862 | 3.1664 |  |  | 3.1664 | 0.11982 | 21kV | Non-HFTD |  | Non-HFTD | Non-HFTD | 0 | 0 | 0 |  |  |  | 3.1664 | [12 empty] | 7 | [8 empty] | 0.11982 | [20 empty] | 5
| LOGAN CREEK 2199 | 103142199 | 0.29814 | 0.029407 |  |  | 0.029407 | 0.26873 | 21kV | Non-HFTD |  | Non-HFTD | Non-HFTD | 0 | 0 | 0 |  |  |  | 0.029407
| LONE TREE 2101 | 013232101 | 46.1024 | 2.6684 |  |  | 2.6684 | 43.434 | 21kV | Non-HFTD |  | Non-HFTD | Non-HFTD | 13 | 0.057 | 0.805 |  |  |  | 2.6684 | [20 empty] | 0.017773 | 8.2296 | 0.35413 | [18 empty] | 3 | 36 | 1
| LONE TREE 2102 | 013232102 | 52.6724 | 16.7286 |  |  | 16.7286 | 35.9439 | 21kV | Non-HFTD |  | Non-HFTD | Non-HFTD | 88.2 | 0.728 | 3.964 |  |  |  | 16.7286 | [12 empty] | 9 | 1 | [6 empty] | 0.15121 | 0.68809 | 0.78548 | [15 empty] | 632 |  |  | 6 | 20 | 5
| LOS ALTOS 1103 | 082241103 | 7.0097 | 6.816 |  |  | 6.816 | 0.19373 | 12kV | Non-HFTD |  | Non-HFTD | Non-HFTD | 106.2 | 0.357 | 2.876 |  |  |  | 6.816 | [38 empty] | 285 |  |  |  |  | 1
| LOS ALTOS 1104 | 082241104 | 10.9602 | 8.9209 |  |  | 8.9209 | 2.0393 | 12kV | Non-HFTD |  | Non-HFTD | Non-HFTD | 156.8 | 6.141 | 1.893 |  |  |  | 8.9209 | [12 empty] | 1 | 1 | [6 empty] | 0.040627 | 0.086089 | 0.12594 | [15 empty] | 375 |  |  |  | 1 | 5
| LOS ALTOS 1105 | 082241105 | 5.9855 | 1.785 |  |  | 1.785 | 4.2005 | 12kV | Non-HFTD |  | Non-HFTD | Non-HFTD | 2.9 | 0.048 | 0 |  |  |  | 1.785 | [20 empty] | 0.057266 | 0.13168 | 0.04221 | [15 empty] | 73 |  |  | 4 | 2 | 4
| LOS ALTOS 1106 | 082241106 | 12.6529 | 10.0366 |  |  | 10.0366 | 2.6164 | 12kV | Non-HFTD |  | Non-HFTD | Non-HFTD | 25.3 | 0.023 | 0 |  |  |  | 10.0366 | [22 empty] | 0.11983 | [15 empty] | 426 |  |  |  |  | 2
| LOS ALTOS 1107 | 082241107 | 5.792 | 2.9735 |  |  | 2.9735 | 2.8186 | 12kV | Non-HFTD |  | Non-HFTD | Non-HFTD | 0 | 0 | 0 |  |  |  | 2.9735 | [11 empty] | 1 | [8 empty] | 0.06269 | 0.60087 | 0.019303 | [15 empty] | 119 |  |  | 5 | 30 | 7
| LOS COCHES 1102 | 182151102 | 35.5306 | 33.4181 |  |  | 33.4181 | 2.1124 | 12kV | Non-HFTD |  | Non-HFTD | Non-HFTD | 214.6 | 1.799 | 0.941 |  |  |  | 33.4181 | [12 empty] | 1 | [8 empty] | 0.29529 | [16 empty] | 245 |  |  | 4 | 9
| LOS MOLINOS 1102 | 103481102 | 59.5843 | 57.3502 |  |  | 57.3502 | 2.2341 | 12kV | Non-HFTD |  | Non-HFTD | Non-HFTD | 138.4 | 0.857 | 2.183 |  |  |  | 57.3502 | [20 empty] | 0.28868 | 0.37095 | [7 empty] | ss2: 0.05 | 116 |  |  | 2 | 2 | 1
| LOS OSITOS 2101 | 182082101 | 42.5203 | 27.0577 |  |  | 27.0577 | 15.4626 | 12kV | Non-HFTD |  | Non-HFTD | Non-HFTD | 186.4 | 2.365 | 3.395 |  |  |  | 27.0577 | [20 empty] | 0.64701 | 0.40523 | 0.42296 | [18 empty] | 13 | 8 | 10
| LOST HILLS 1101 | 254281101 | 0.0059923 | 0.0059923 |  |  | 0.0059923 | 0 | 2.4kV | Non-HFTD |  | Non-HFTD | Non-HFTD | 33.3 | 0.353 | 1.608 |  |  |  | 0.0059923
| LOYOLA 0401 | 082160401 | 8.4152 | 8.2563 |  |  | 8.2563 | 0.15889 | 4.16kV | Non-HFTD |  | Non-HFTD | Non-HFTD | 212.2 | 1.591 | 3.869 |  |  |  | 8.2563 | [38 empty] | 337 |  |  |  |  | 2
| LOYOLA 0403 | 082160403 | 8.9476 | 8.8747 |  |  | 8.8747 | 0.072941 | 4.16kV | Non-HFTD |  | Non-HFTD | Non-HFTD | 52.2 | 0.301 | 2 |  |  |  | 8.8747 | [38 empty] | 397 |  |  |  |  | 1
| LOYOLA 1101 | 082161101 | 28.5905 | 20.1609 |  |  | 20.1609 | 8.4296 | 12kV | Non-HFTD |  | Non-HFTD | Non-HFTD | 53.2 | 0.147 | 0.998 |  |  |  | 20.1609 | [21 empty] | 0.059038 | 0.16086 | [15 empty] | 747 |  |  | 13 | 4 | 5
| MABURY 1101 | 082191101 | 12.6775 | 4.2166 |  |  | 4.2166 | 8.461 | 12kV | Non-HFTD |  | Non-HFTD | Non-HFTD | 0 | 0 | 1.015 |  |  |  | 4.2166 | [20 empty] | 0.18658 | [17 empty] | 14 |  |  | 5
| MABURY 1103 | 082191103 | 9.4747 | 7.8914 |  |  | 7.8914 | 1.5833 | 12kV | Non-HFTD |  | Non-HFTD | Non-HFTD | 369.7 | 2.094 | 1.001 |  |  |  | 7.8914 | [20 empty] | 0.0095185 | [17 empty] | 134 |  |  | 2 |  | 1
| MABURY 1104 | 082191104 | 17.8542 | 13.768 |  |  | 13.768 | 4.0862 | 12kV | Non-HFTD |  | Non-HFTD | Non-HFTD | 119.5 | 2.262 | 0 |  |  |  | 13.768 | [21 empty] | 0.076145 | [16 empty] | 13 |  |  | 3 | 3 | 1
| MABURY 1105 | 082191105 | 11.101 | 0.85046 |  |  | 0.85046 | 10.2505 | 12kV | Non-HFTD |  | Non-HFTD | Non-HFTD | 511.4 | 4.692 | 0 |  |  |  | 0.85046 | [20 empty] | 0.0093252 | 0.42221 | 0.1853 | [19 empty] | 23 | 8
| MABURY 1106 | 082191106 | 22.2579 | 15.0577 |  |  | 15.0577 | 7.2002 | 12kV | Non-HFTD |  | Non-HFTD | Non-HFTD | 116.5 | 1.344 | 2.864 |  |  |  | 15.0577 | [12 empty] | 1 | [7 empty] | 0.40773 | 0.026588 | 0.13126 | [18 empty] | 10 | 1 | 6
| MADERA 1102 | 252761102 | 0.020971 | 0.020971 |  |  | 0.020971 | 0 | 12kV | Non-HFTD |  | Non-HFTD | Non-HFTD | 0 | 0 | 0 |  |  |  | 0.020971 | [38 empty] | 1
| MADERA 1104 | 252761104 | 23.8923 | 14.6356 |  |  | 14.6356 | 9.2567 | 12kV | Non-HFTD |  | Non-HFTD | Non-HFTD | 200.3 | 2.56 | 0.121 |  |  |  | 14.6356 | [22 empty] | 1.2528 | [15 empty] | 1 |  |  | 1 |  | 13
| MADERA 1106 | 252761106 | 18.6369 | 7.2194 |  |  | 7.2194 | 11.4175 | 12kV | Non-HFTD |  | Non-HFTD | Non-HFTD | 45.2 | 0.286 | 0.997 |  |  |  | 7.2194 | [21 empty] | 0.0040736 | 0.06246 | [18 empty] | 1 | 3 | 2
| MADERA 1112 | 252761112 | 19.1874 | 12.186 |  |  | 12.186 | 7.0014 | 12kV | Non-HFTD |  | Non-HFTD | Non-HFTD | 0 | 0 | 0 |  |  |  | 12.186 | [38 empty] | 2 |  |  |  | 3
| MADERA 1114 | 252761114 | 16.7723 | 9.7264 |  |  | 9.7264 | 7.0459 | 12kV | Non-HFTD |  | Non-HFTD | Non-HFTD | 140.7 | 0.6 | 0 |  |  |  | 9.7264 | [20 empty] | 0.35503 | 0.85189 | 0.085009 | [18 empty] | 6 | 3
| MADERA 1116 | 252761116 | 5.326 | 2.9527 |  |  | 2.9527 | 2.3733 | 12kV | Non-HFTD |  | Non-HFTD | Non-HFTD | 0 | 0 | 0 |  |  |  | 2.9527 | [38 empty] | 43 |  |  | 3
| MADERA 1118 | 252761118 | 26.3819 | 9.0274 |  |  | 9.0274 | 17.3544 | 12kV | Non-HFTD |  | Non-HFTD | Non-HFTD | 22.4 | 0.139 | 2.226 |  |  |  | 9.0274 | [20 empty] | 0.0020715 | 0.14585 | 0.0078643 | [18 empty] | 2 | 4 | 5
| MADERA 1119 | 252761119 | 133.0458 | 126.8146 |  |  | 126.8146 | 6.2313 | 12kV | Non-HFTD |  | Non-HFTD | Non-HFTD | 442.1 | 2.969 | 3.892 |  |  |  | 126.8146 | [11 empty] | 2 |  | 1 | [6 empty] | 0.025443 | 0.017112 | 0.041869 | [15 empty] | 1469 |  |  | 8 | 1 | 6
| MADISON 1103 | 063171103 | 79.4762 | 72.3833 |  |  | 72.3833 | 7.0928 | 12kV | Non-HFTD |  | Non-HFTD | Non-HFTD | 177.9 | 0.899 | 0.026 |  |  |  | 72.3833 | [13 empty] | 2 | [6 empty] | 0.10119 | 0.010628 | [16 empty] | 227 |  |  | 18 | 3 | 4
| MADISON 1105 | 063171105 | 85.7058 | 84.7169 |  | 0.43078 | 84.2862 | 0.98886 | 12kV | Non-HFTD |  | 1.6844 | N/A | 270.5 | 1.213 | 0.776 |  |  |  | 84.2862 | 0.43078 | [10 empty] | 1 | 31 | 1 | [6 empty] | 0.10456 | 0.0055076 | [16 empty] | 1014 |  |  | 6 | 19 | 3
| MAGUNDEN 1101 | 252771101 | 25.4674 | 19.4667 |  |  | 19.4667 | 6.0008 | 12kV | Non-HFTD |  | Non-HFTD | Non-HFTD | 360.6 | 4.942 | 9.063 |  |  |  | 19.4667 | [22 empty] | 0.043524 | [18 empty] | 1 |  | 1
| MAGUNDEN 1104 | 252771104 | 6.7201 | 5.1791 |  |  | 5.1791 | 1.541 | 12kV | Non-HFTD |  | Non-HFTD | Non-HFTD | 16.2 | 0.029 | 0 |  |  |  | 5.1791 | [42 empty] | 3
| MAGUNDEN 1105 | 252771105 | 19.8569 | 13.7138 |  |  | 13.7138 | 6.1431 | 12kV | Non-HFTD |  | Non-HFTD | Non-HFTD | 1490.9 | 9.193 | 0.996 |  |  |  | 13.7138 | [13 empty] | 1 | [8 empty] | 0.078086 | [20 empty] | 4
| MAGUNDEN 1106 | 252771106 | 22.1414 | 16.0101 |  |  | 16.0101 | 6.1313 | 12kV | Non-HFTD |  | Non-HFTD | Non-HFTD | 172.7 | 1.962 | 9.892 |  |  |  | 16.0101 | [38 empty] | 1 |  |  |  |  | 3
| MAGUNDEN 1108 | 252771108 | 37.8223 | 30.6383 |  |  | 30.6383 | 7.184 | 12kV | Non-HFTD |  | Non-HFTD | Non-HFTD | 107.4 | 1.203 | 1.118 |  |  |  | 30.6383 | [20 empty] | 0.13951 | 0.4297 | 0.45771 | [15 empty] | 2 |  |  |  | 1
| MAGUNDEN 2108 | 252772108 | 71.7279 | 45.4439 |  |  | 45.4439 | 26.2839 | 21kV | Non-HFTD |  | Non-HFTD | Non-HFTD | 32.2 | 0.382 | 0.076 |  |  |  | 45.4439 | [12 empty] | 2 | [7 empty] | 0.16754 | 0.096163 | 0.35139 | [15 empty] | 2 |  |  | 12 | 5 | 9
| MAGUNDEN 2109 | 252772109 | 19.4851 | 14.3938 |  |  | 14.3938 | 5.0913 | 21kV | Non-HFTD |  | Non-HFTD | Non-HFTD | 17.6 | 0.156 | 1.473 |  |  |  | 14.3938 | [20 empty] | 0.0088146 | 0.017198 | 0.16739 | [18 empty] | 1 | 1
| MAINE PRAIRIE 0401 | 068670401 | 0.082068 | 0.06262 |  |  | 0.06262 | 0.019448 | 4.16kV | Non-HFTD |  | Non-HFTD | Non-HFTD | 0 | 0 | 0 |  |  |  | 0.06262 | [20 empty] | 0.019448
| MALAGA 1101 | 254251101 | 17.5356 | 3.7652 |  |  | 3.7652 | 13.7704 | 12kV | Non-HFTD |  | Non-HFTD | Non-HFTD | 158 | 0.776 | 0.448 |  |  |  | 3.7652 | [20 empty] | 0.26997 | 0.029547 | 0.026402 | [18 empty] | 2 | 2 | 1
| MALAGA 1102 | 254251102 | 59.8213 | 55.1933 |  |  | 55.1933 | 4.6279 | 12kV | Non-HFTD |  | Non-HFTD | Non-HFTD | 15.6 | 0.203 | 1.56 |  |  |  | 55.1933 | [13 empty] | 5 | [8 empty] | 0.67022 | [15 empty] | 256 |  |  |  |  | 17
| MALAGA 1103 | 254251103 | 43.9748 | 23.6587 |  |  | 23.6587 | 20.316 | 12kV | Non-HFTD |  | Non-HFTD | Non-HFTD | 130.7 | 1.16 | 0.574 |  |  |  | 23.6587 | [21 empty] | 0.046775 | 1.5706 | [18 empty] | 1 | 1 | 6
| MALAGA 1104 | 254251104 | 38.8245 | 15.5511 |  |  | 15.5511 | 23.2734 | 12kV | Non-HFTD |  | Non-HFTD | Non-HFTD | 83.8 | 1.204 | 1.286 |  |  |  | 15.5511 | [12 empty] | 1 | [7 empty] | 2.0486 | 1.8303 | [19 empty] | 10 | 5 | 1
| MALAGA 1105 | 254251105 | 0.81167 | 0.64456 |  |  | 0.64456 | 0.16711 | 12kV | Non-HFTD |  | Non-HFTD | Non-HFTD | 83.8 | 1.204 | 1.286 |  |  |  | 0.64456
| MALAGA 1106 | 254251106 | 15.788 | 9.4536 |  |  | 9.4536 | 6.3344 | 12kV | Non-HFTD |  | Non-HFTD | Non-HFTD | 169.2 | 1.027 | 0.918 |  |  |  | 9.4536 | [20 empty] | 0.0087749 | 0.032324 | 1.0611 | [20 empty] | 6
| MALAGA 1107 | 254251107 | 3.1254 | 2.651 |  |  | 2.651 | 0.47448 | 12kV | Non-HFTD |  | Non-HFTD | Non-HFTD | 0 | 0 | 0 |  |  |  | 2.651 | [12 empty] | 1 | [7 empty] | 0.10101 | [20 empty] | 2
| MALAGA 1108 | 254251108 | 23.472 | 20.2352 |  |  | 20.2352 | 3.2367 | 12kV | Non-HFTD |  | Non-HFTD | Non-HFTD | 71.6 | 1.475 | 1.463 |  |  |  | 20.2352 | [21 empty] | 0.093522 | 0.15875 | [18 empty] | 5 | 5 | 2
| MALAGA 1109 | 254251109 | 14.2491 | 3.3031 |  |  | 3.3031 | 10.9461 | 12kV | Non-HFTD |  | Non-HFTD | Non-HFTD | 8.3 | 0.071 | 0 |  |  |  | 3.3031 | [20 empty] | 0.21516 | 0.7308 | 0.25642 | [19 empty] | 10
| MALAGA 1110 | 254251110 | 27.162 | 15.4038 |  |  | 15.4038 | 11.7582 | 12kV | Non-HFTD |  | Non-HFTD | Non-HFTD | 86 | 0.599 | 2.524 |  |  |  | 15.4038 | [12 empty] | 1 | [8 empty] | 0.045199 | 0.33105 | [19 empty] | 2 | 1
| MALAGA 1111 | 254251111 | 12.6314 | 8.9798 |  |  | 8.9798 | 3.6515 | 12kV | Non-HFTD |  | Non-HFTD | Non-HFTD | 257.8 | 2.016 | 2 |  |  |  | 8.9798 | [21 empty] | 0.076691 | 0.071341 | [19 empty] | 4 | 1
| MANCHESTER 1101 | 253921101 | 17.4674 | 12.8925 |  |  | 12.8925 | 4.5749 | 12kV | Non-HFTD |  | Non-HFTD | Non-HFTD | 121.9 | 0.722 | 0 |  |  |  | 12.8925 | [13 empty] | 1 | [7 empty] | 0.056006 | [16 empty] | 341 |  |  |  | 1 | 1
| MANCHESTER 1102 | 253921102 | 15.7597 | 13.6248 |  |  | 13.6248 | 2.1349 | 12kV | Non-HFTD |  | Non-HFTD | Non-HFTD | 76.5 | 0.242 | 1.874 |  |  |  | 13.6248 | [20 empty] | 0.34173 | 0.01882 | [19 empty] | 1
| MANCHESTER 1103 | 253921103 | 9.9117 | 7.1824 |  |  | 7.1824 | 2.7293 | 12kV | Non-HFTD |  | Non-HFTD | Non-HFTD | 29 | 0.2 | 1 |  |  |  | 7.1824 | [20 empty] | 0.091046 | [20 empty] | 1 |  | 1
| MANCHESTER 1104 | 253921104 | 5.6157 | 3.969 |  |  | 3.969 | 1.6467 | 12kV | Non-HFTD |  | Non-HFTD | Non-HFTD | 26.9 | 0.369 | 0 |  |  |  | 3.969 | [22 empty] | 0.0030853 | [19 empty] | 1 | 1
| MANCHESTER 1105 | 253921105 | 17.6037 | 9.033 |  |  | 9.033 | 8.5707 | 12kV | Non-HFTD |  | Non-HFTD | Non-HFTD | 68.2 | 0.51 | 0.98 |  |  |  | 9.033 | [20 empty] | 0.18806 | [17 empty] | 402 |  |  | 1 | 1 | 1
| MANCHESTER 1106 | 253921106 | 16.4841 | 14.9121 |  |  | 14.9121 | 1.572 | 12kV | Non-HFTD |  | Non-HFTD | Non-HFTD | 51.5 | 0.198 | 5.553 |  |  |  | 14.9121 | [20 empty] | 0.10173 | [20 empty] | 2 | 1
| MANCHESTER 1107 | 253921107 | 10.7722 | 8.6789 |  |  | 8.6789 | 2.0933 | 12kV | Non-HFTD |  | Non-HFTD | Non-HFTD | 167.3 | 3.053 | 9.01 |  |  |  | 8.6789 | [41 empty] | 1
| MANCHESTER 1108 | 253921108 | 15.161 | 14.6386 |  |  | 14.6386 | 0.52246 | 12kV | Non-HFTD |  | Non-HFTD | Non-HFTD | 288.2 | 2.069 | 1.276 |  |  |  | 14.6386 | [20 empty] | 0.049465 | 0.013081 | 0.0025419 | [18 empty] | 1 | 1 | 2
| MANCHESTER 1109 | 253921109 | 17.7304 | 15.9796 |  |  | 15.9796 | 1.7508 | 12kV | Non-HFTD |  | Non-HFTD | Non-HFTD | 109 | 0.861 | 1.415 |  |  |  | 15.9796 | [12 empty] | 1 | [7 empty] | 0.12467 | 0.047991 | 0.042602 | [18 empty] | 1 | 3 | 4
| MANCHESTER 1110 | 253921110 | 17.7718 | 13.4157 |  |  | 13.4157 | 4.356 | 12kV | Non-HFTD |  | Non-HFTD | Non-HFTD | 147.7 | 1.077 | 1 |  |  |  | 13.4157 | [20 empty] | 0.11453 | 0.11868 | [19 empty] | 3 | 1
| MANCHESTER 1111 | 253921111 | 17.4308 | 14.442 |  |  | 14.442 | 2.9888 | 12kV | Non-HFTD |  | Non-HFTD | Non-HFTD | 2.8 | 0.019 | 1.008 |  |  |  | 14.442 | [20 empty] | 0.12922 |  | 0.0025588 | [15 empty] | 739 |  |  |  |  | 3
| MANCHESTER 1112 | 253921112 | 19.4983 | 15.9504 |  |  | 15.9504 | 3.5479 | 12kV | Non-HFTD |  | Non-HFTD | Non-HFTD | 20 | 0.15 | 3.997 |  |  |  | 15.9504 | [20 empty] | 0.050484 | 0.02765 | [16 empty] | 340 |  |  |  | 2
| MANTECA 1701 | 162611701 | 47.9914 | 6.146 |  |  | 6.146 | 41.8454 | 17kV | Non-HFTD |  | Non-HFTD | Non-HFTD | 30.5 | 0.187 | 3.631 |  |  |  | 6.146 | [21 empty] | 0.063778 | 0.1049 | [20 empty] | 1
| MANTECA 1702 | 162611702 | 30.662 | 15.0495 |  |  | 15.0495 | 15.6125 | 17kV | Non-HFTD |  | Non-HFTD | Non-HFTD | 82.3 | 1.111 | 1.015 |  |  |  | 15.0495 | [20 empty] | 0.12923 | 0.013432 | 0.124 | [15 empty] | 15 |  |  | 1 | 4 | 4
| MANTECA 1703 | 162611703 | 35.966 | 16.1803 |  |  | 16.1803 | 19.7856 | 17kV | Non-HFTD |  | Non-HFTD | Non-HFTD | 152.4 | 1.151 | 2.353 |  |  |  | 16.1803 | [20 empty] | 0.83584 | 0.10861 | [19 empty] | 4 | 2 | 1
| MANTECA 1704 | 162611704 | 26.0163 | 7.5546 |  |  | 7.5546 | 18.4617 | 17kV | Non-HFTD |  | Non-HFTD | Non-HFTD | 28.1 | 0.292 | 0.268 |  |  |  | 7.5546 | [20 empty] | 0.16637 | 3.2505 | [19 empty] | 3 | 18 | 1
| MANTECA 1705 | 162611705 | 49.6712 | 34.9467 |  |  | 34.9467 | 14.7245 | 17kV | Non-HFTD |  | Non-HFTD | Non-HFTD | 92.4 | 0.536 | 0.104 |  |  |  | 34.9467 | [20 empty] | 0.052258 | 0.17261 | 0.15055 | [15 empty] | 367 |  |  | 6 | 1 | 1
| MANTECA 1706 | 162611706 | 24.3398 | 7.4845 |  |  | 7.4845 | 16.8552 | 17kV | Non-HFTD |  | Non-HFTD | Non-HFTD | 8.4 | 0.026 | 0 |  |  |  | 7.4845 | [13 empty] | 1 | [7 empty] | 0.048582 | 0.059198 | [19 empty] | 2
| MANTECA 1707 | 162611707 | 35.0022 | 11.1271 |  |  | 11.1271 | 23.875 | 17kV | Non-HFTD |  | Non-HFTD | Non-HFTD | 176.5 | 2.671 | 1.955 |  |  |  | 11.1271 | [20 empty] | 0.36273 | 1.2516 | 0.055099 | [15 empty] | 62 |  |  | 1 | 6 | 5
| MANTECA 1708 | 162611708 | 27.6357 | 7.7028 |  |  | 7.7028 | 19.9329 | 17kV | Non-HFTD |  | Non-HFTD | Non-HFTD | 95 | 1.841 | 1 |  |  |  | 7.7028 | [20 empty] | 0.016947 |  | 0.0082644 | [18 empty] | 1 |  | 1
| MANZANITA 0403 | 183150403 | 2.2029 | 1.0258 |  |  | 1.0258 | 1.177 | 4.16kV | Non-HFTD |  | Non-HFTD | Non-HFTD | 0.4 | 0.037 | 0 |  |  |  | 1.0258 | [20 empty] | 0.0019097 | [20 empty] | 1
| MANZANITA 0404 | 183150404 | 1.875 | 0.43509 |  |  | 0.43509 | 1.4399 | 4.16kV | Non-HFTD |  | Non-HFTD | Non-HFTD | 0 | 0 | 0 |  |  |  | 0.43509 | [20 empty] | 0.0040612 | [20 empty] | 1
| MAPLE 0401 | 013520401 | 3.71 | 3.6571 |  |  | 3.6571 | 0.052843 | 4.16kV | Non-HFTD |  | Non-HFTD | Non-HFTD | 0 | 0 | 0.999 |  |  |  | 3.6571 | [12 empty] | 1 | [25 empty] | 139 |  |  |  | 2
| MARICOPA 1101 | 254211101 | 39.617 | 39.5639 |  |  | 39.5639 | 0.053103 | 12kV | Non-HFTD |  | Non-HFTD | Non-HFTD | 7.4 | 0.075 | 0 |  |  |  | 39.5639 | [38 empty] | 433 |  |  | 1 | 1
| MARICOPA 1102 | 254211102 | 38.2017 | 38.0781 |  |  | 38.0781 | 0.12358 | 12kV | Non-HFTD |  | Non-HFTD | Non-HFTD | 57 | 0.795 | 0.344 |  |  |  | 38.0781 | [13 empty] | 11 | [24 empty] | 216 |  |  |  | 1 | 1
| MARINA (F) 0401 | 022780401 | 2.0805 | 0.52836 |  |  | 0.52836 | 1.5521 | 4.16kV | Non-HFTD |  | Non-HFTD | Non-HFTD | 0 | 0 | 0 |  |  |  | 0.52836 | [21 empty] | 0.016968 | [20 empty] | 1
| MARINA (F) 0402 | 022780402 | 1.7259 | 0.48249 |  |  | 0.48249 | 1.2434 | 4.16kV | Non-HFTD |  | Non-HFTD | Non-HFTD | 0 | 0 | 0 |  |  |  | 0.48249 | [21 empty] | 0.020521
| MARINA (F) 0403 | 022780403 | 1.1784 | 0.042966 |  |  | 0.042966 | 1.1354 | 4.16kV | Non-HFTD |  | Non-HFTD | Non-HFTD | 41.7 | 0.745 | 0 |  |  |  | 0.042966 | [21 empty] | 0.017076 | 0.075015 | [20 empty] | 6
| MARINA (F) 0404 | 022780404 | 1.857 | 0.36735 |  |  | 0.36735 | 1.4897 | 4.16kV | Non-HFTD |  | Non-HFTD | Non-HFTD | 0 | 0 | 0 |  |  |  | 0.36735 | [21 empty] | 0.017374 | 0.0042673
| MARINA (F) 0405 | 022780405 | 3.2496 | 0.13855 |  |  | 0.13855 | 3.1111 | 4.16kV | Non-HFTD |  | Non-HFTD | Non-HFTD | 0 | 0 | 0 |  |  |  | 0.13855 | [21 empty] | 0.018928
| MARINA (F) 0406 | 022780406 | 0.010754 |  |  |  |  | 0.010754 | 4.16kV | Non-HFTD |  | Non-HFTD | Non-HFTD | 0 | 0 | 0
| MARINA (F) 0407 | 022780407 | 2.5997 | 1.4193 |  |  | 1.4193 | 1.1804 | 4.16kV | Non-HFTD |  | Non-HFTD | Non-HFTD | 0 | 0 | 0 |  |  |  | 1.4193 | [21 empty] | 0.022432
| MARINA (F) 0408 | 022780408 | 0.86233 | 0.51713 |  |  | 0.51713 | 0.3452 | 4.16kV | Non-HFTD |  | Non-HFTD | Non-HFTD | 0 | 0 | 0 |  |  |  | 0.51713 | [21 empty] | 0.021655
| MARINA (F) 1101 | 022781101 | 10.4906 | 0.0037892 |  |  | 0.0037892 | 10.4868 | 12kV | Non-HFTD |  | Non-HFTD | Non-HFTD | 159.9 | 1.103 | 0 |  |  |  | 0.0037892 | [20 empty] | 0.019401 | 0.1457 | 0.064102 | [18 empty] | 4 | 6
| MARINA (F) 1102 | 022781102 | 4.5709 | 0.0014205 |  |  | 0.0014205 | 4.5695 | 12kV | Non-HFTD |  | Non-HFTD | Non-HFTD | 0 | 0 | 0 |  |  |  | 0.0014205 | [20 empty] | 0.028563 | 0.24134 | [19 empty] | 3 | 3
| MARINA (F) 1103 | 022781103 | 1.6879 | 0.0014205 |  |  | 0.0014205 | 1.6865 | 12kV | Non-HFTD |  | Non-HFTD | Non-HFTD | 0 | 0 | 0 |  |  |  | 0.0014205 | [21 empty] | 0.057169 | 0.022078 | [19 empty] | 5 | 5
| MARINA (F) 1199 | 022781199 | 0.0057127 |  |  |  |  | 0.0057127 | 12kV | Non-HFTD |  | Non-HFTD | Non-HFTD | 0 | 0 | 0
| MARINA (F) 1201 | 022781201 | 1.6293 |  |  |  |  | 1.6293 | 12kV | Non-HFTD |  | Non-HFTD | Non-HFTD | 0 | 0 | 0
| MARYSVILLE 1102 | 152011102 | 9.7034 | 7.4372 |  |  | 7.4372 | 2.2662 | 12kV | Non-HFTD |  | Non-HFTD | Non-HFTD | 5.9 | 0.014 | 2 |  |  |  | 7.4372
| MARYSVILLE 1103 | 152011103 | 13.969 | 11.9767 |  |  | 11.9767 | 1.9923 | 12kV | Non-HFTD |  | Non-HFTD | Non-HFTD | 18.4 | 0.089 | 0 |  |  |  | 11.9767 | [11 empty] | 1 | [8 empty] | 0.00302 | [20 empty] | 5 |  | 2
| MARYSVILLE 1104 | 152011104 | 6.0914 | 5.5874 |  |  | 5.5874 | 0.50408 | 12kV | Non-HFTD |  | Non-HFTD | Non-HFTD | 1.6 | 0.028 | 0.431 |  |  |  | 5.5874 | [12 empty] | 1 | [28 empty] | 1 | 2
| MARYSVILLE 1105 | 152011105 | 14.5973 | 8.5975 |  |  | 8.5975 | 5.9998 | 12kV | Non-HFTD |  | Non-HFTD | Non-HFTD | 324.3 | 2.137 | 1.001 |  |  |  | 8.5975 | [41 empty] | 3
| MARYSVILLE 1106 | 152011106 | 7.6401 | 3.5357 |  |  | 3.5357 | 4.1044 | 12kV | Non-HFTD |  | Non-HFTD | Non-HFTD | 2.4 | 0.018 | 3.75 |  |  |  | 3.5357 | [11 empty] | 1 | 1 | [8 empty] | 0.0020247 | 0.0060856 | [18 empty] | 1 | 2 | 1
| MARYSVILLE 1107 | 152011107 | 14.3168 | 8.5157 |  |  | 8.5157 | 5.8011 | 12kV | Non-HFTD |  | Non-HFTD | Non-HFTD | 74.1 | 1.151 | 0.999 |  |  |  | 8.5157 | [21 empty] | 0.013891 | [19 empty] | 1 |  | 1
| MARYSVILLE 1108 | 152011108 | 57.5567 | 51.5981 |  |  | 51.5981 | 5.9587 | 12kV | Non-HFTD |  | Non-HFTD | Non-HFTD | 513.6 | 1.204 | 2.36 |  |  |  | 51.5981 | [12 empty] | 32 | [7 empty] | 0.037097 | 0.16956 | 0.090703 | [18 empty] | 4 | 14 | 5
| MAXWELL 1102 | 062881102 | 60.6993 | 60.0392 |  |  | 60.0392 | 0.66003 | 12kV | Non-HFTD |  | Non-HFTD | Non-HFTD | 132.7 | 0.841 | 0.208 |  |  |  | 60.0392 | [21 empty] | 0.023194 | [20 empty] | 2
| MAXWELL 1106 | 062881106 | 30.2242 | 29.6122 |  |  | 29.6122 | 0.61202 | 12kV | Non-HFTD |  | Non-HFTD | Non-HFTD | 40.6 | 0.371 | 1.966 |  |  |  | 29.6122 | [38 empty] | 397 |  |  | 1 | 2
| MC CALL 1101 | 254121101 | 99.9062 | 95.0962 |  |  | 95.0962 | 4.81 | 12kV | Non-HFTD |  | Non-HFTD | Non-HFTD | 64.5 | 0.63 | 1.114 |  |  |  | 95.0962 | [11 empty] | 1 | 1 | [25 empty] | 1856 |  |  | 1 | 1 | 1
| MC CALL 1102 | 254121102 | 36.2221 | 25.1586 |  |  | 25.1586 | 11.0635 | 12kV | Non-HFTD |  | Non-HFTD | Non-HFTD | 54.4 | 1.09 | 1.485 |  |  |  | 25.1586 | [13 empty] | 1 | [6 empty] | 0.52796 |  | 0.012317 | [15 empty] | 367 |  |  | 1 |  | 1
| MC CALL 1103 | 254121103 | 24.4459 | 17.4972 |  |  | 17.4972 | 6.9487 | 12kV | Non-HFTD |  | Non-HFTD | Non-HFTD | 4.2 | 0.026 | 1.994 |  |  |  | 17.4972 | [11 empty] | 2 | [8 empty] | 0.20929 | 0.25889 | 0.48284 | [15 empty] | 638 |  |  | 5 |  | 5
| MC CALL 1104 | 254121104 | 27.4109 | 16.6197 |  |  | 16.6197 | 10.7912 | 12kV | Non-HFTD |  | Non-HFTD | Non-HFTD | 1.3 | 0.008 | 0.999 |  |  |  | 16.6197 | [38 empty] | 178
| MC CALL 1105 | 254121105 | 28.4309 | 16.2173 |  |  | 16.2173 | 12.2136 | 12kV | Non-HFTD |  | Non-HFTD | Non-HFTD | 88.6 | 1.565 | 0.999 |  |  |  | 16.2173 | [20 empty] | 0.013797 | 0.41582 | [16 empty] | 79 |  |  |  | 6 | 1
| MC CALL 1106 | 254121106 | 82.7417 | 77.3995 |  |  | 77.3995 | 5.3422 | 12kV | Non-HFTD |  | Non-HFTD | Non-HFTD | 126.3 | 0.681 | 2.312 |  |  |  | 77.3995 | [11 empty] | 8 | 2 | 1 | [7 empty] | 0.31669 | 1.3635 | [15 empty] | 1004 |  |  | 1 | 12 | 6
| MC CALL 1107 | 254121107 | 108.9219 | 100.161 |  |  | 100.161 | 8.7609 | 12kV | Non-HFTD |  | Non-HFTD | Non-HFTD | 33.1 | 1.067 | 2.666 |  |  |  | 100.161 | [11 empty] | 1 | 1 | [7 empty] | 0.41971 |  | 0.035248 | [15 empty] | 1603 |  |  | 3 | 1 | 2
| MC CALL 1108 | 254121108 | 59.8363 | 56.5013 |  |  | 56.5013 | 3.3351 | 12kV | Non-HFTD |  | Non-HFTD | Non-HFTD | 9.5 | 0.527 | 1.312 |  |  |  | 56.5013 | [13 empty] | 1 | [6 empty] | 0.016855 | 0.28177 | [16 empty] | 926 |  |  | 2 | 8 | 7
| MC FARLAND 1101 | 253181101 | 25.5945 | 17.1995 |  |  | 17.1995 | 8.395 | 12kV | Non-HFTD |  | Non-HFTD | Non-HFTD | 31.7 | 0.1 | 0 |  |  |  | 17.1995 | [20 empty] | 0.21331 | 0.69254 | 0.73344 | [15 empty] | 5 |  |  | 1 |  | 19
| MC FARLAND 1102 | 253181102 | 43.0622 | 42.7564 |  |  | 42.7564 | 0.30587 | 12kV | Non-HFTD |  | Non-HFTD | Non-HFTD | 230.6 | 1.431 | 0 |  |  |  | 42.7564 | [22 empty] | 0.0050986 | [15 empty] | 787 |  |  | 2 |  | 2
| MC FARLAND 1104 | 253181104 | 40.8498 | 34.9642 |  |  | 34.9642 | 5.8856 | 12kV | Non-HFTD |  | Non-HFTD | Non-HFTD | 7.6 | 0.131 | 0 |  |  |  | 34.9642 | [13 empty] | 5 | [8 empty] | 0.1397 | [15 empty] | 73 |  |  |  |  | 23
| MC FARLAND 1105 | 253181105 | 20.0284 | 19.8489 |  |  | 19.8489 | 0.17943 | 12kV | Non-HFTD |  | Non-HFTD | Non-HFTD | 458.5 | 3.74 | 1.911 |  |  |  | 19.8489 | [20 empty] | 0.039006 | 0.10476 | [16 empty] | 34 |  |  | 1 | 5
| MC KEE 1104 | 083531104 | 28.1198 | 15.5711 |  |  | 15.5711 | 12.5488 | 12kV | Non-HFTD |  | Non-HFTD | Non-HFTD | 56.6 | 0.461 | 0.436 |  |  |  | 15.5711 | [20 empty] | 0.30535 | [20 empty] | 2 | 1 | 1
| MC KEE 1105 | 083531105 | 20.9392 | 8.3207 |  |  | 8.3207 | 12.6185 | 12kV | Non-HFTD |  | Non-HFTD | Non-HFTD | 153 | 0.209 | 0 |  |  |  | 8.3207 | [20 empty] | 0.13713 |  | 0.038414 | [18 empty] | 1 | 1 | 6
| MC KEE 1106 | 083531106 | 26.0748 | 15.1809 |  |  | 15.1809 | 10.8939 | 12kV | Non-HFTD |  | Non-HFTD | Non-HFTD | 233.9 | 0.912 | 1.414 |  |  |  | 15.1809 | [21 empty] | 0.073729 | 0.18882 | [15 empty] | 90 |  |  | 1 |  | 3
| MC KEE 1109 | 083531109 | 9.6645 | 1.7687 |  |  | 1.7687 | 7.8958 | 12kV | Non-HFTD |  | Non-HFTD | Non-HFTD | 134.7 | 1.296 | 0 |  |  |  | 1.7687 | [21 empty] | 0.10361 | 0.12613
| MC KEE 1110 | 083531110 | 34.5553 | 1.6661 |  |  | 1.6661 | 32.8892 | 12kV | Non-HFTD |  | Non-HFTD | Non-HFTD | 40.5 | 0.184 | 2.889 |  |  |  | 1.6661 | [21 empty] | 0.49323 | 0.099937 | [18 empty] | 1 | 3 | 6
| MC KEE 1112 | 083531112 | 27.5808 | 16.6624 |  |  | 16.6624 | 10.9184 | 12kV | Non-HFTD |  | Non-HFTD | Non-HFTD | 82.7 | 0.172 | 2.296 |  |  |  | 16.6624 | [20 empty] | 0.19657 | [20 empty] | 4 |  | 1
| MC MULLIN 1104 | 254411104 | 69.5416 | 69.1573 |  |  | 69.1573 | 0.38434 | 12kV | Non-HFTD |  | Non-HFTD | Non-HFTD | 212.6 | 1.354 | 2.354 |  |  |  | 69.1573 | [20 empty] | 0.090598 | 0.0084565 | [19 empty] | 3 | 3 | 2
| MC MULLIN 1105 | 254411105 | 59.0028 | 58.1593 |  |  | 58.1593 | 0.84348 | 12kV | Non-HFTD |  | Non-HFTD | Non-HFTD | 99 | 0.558 | 0.26 |  |  |  | 58.1593 | [21 empty] | 0.016394 | [19 empty] | 1 | 2 | 2
| MC MULLIN 1106 | 254411106 | 101.4731 | 100.8825 |  |  | 100.8825 | 0.59066 | 12kV | Non-HFTD |  | Non-HFTD | Non-HFTD | 367.7 | 3.17 | 1.345 |  |  |  | 100.8825 | [20 empty] | 0.045862 | [20 empty] | 5 | 5 | 3
| MCAVOY TAP 0401 | 018090401 | 2.0128 | 2.0128 |  |  | 2.0128 | 0 | 4.16kV | Non-HFTD |  | Non-HFTD | Non-HFTD | 0 | 0 | 3 |  |  |  | 2.0128
| MCKITTRICK 1101 | 252781101 | 52.8271 | 52.6222 |  |  | 52.6222 | 0.20498 | 12kV | Non-HFTD |  | Non-HFTD | Non-HFTD | 185.9 | 1.081 | 0 |  |  |  | 52.6222 | [38 empty] | 1
| MEADOW LANE 2102 | 014302102 | 4.0243 | 0.0056818 |  |  | 0.0056818 | 4.0187 | 21kV | Non-HFTD |  | Non-HFTD | Non-HFTD | 0 | 0 | 0 |  |  |  | 0.0056818 | [21 empty] | 0.029948 | [20 empty] | 3
| MEADOW LANE 2103 | 014302103 | 31.5299 | 20.7554 |  |  | 20.7554 | 10.7745 | 21kV | Non-HFTD |  | Non-HFTD | Non-HFTD | 34.3 | 0.166 | 1.087 |  |  |  | 20.7554 | [20 empty] | 0.15626 | 0.1145 | 0.069092 | [15 empty] | 88 |  |  | 5 | 4 | 1
| MEADOW LANE 2104 | 014302104 | 16.0894 | 4.1654 |  |  | 4.1654 | 11.924 | 21kV | Non-HFTD |  | Non-HFTD | Non-HFTD | 379.3 | 4.392 | 0.938 |  |  |  | 4.1654 | [20 empty] | 0.10061 | 0.018419 | 0.088882 | [18 empty] | 4
| MEADOW LANE 2105 | 014302105 | 22.2724 | 14.3796 |  |  | 14.3796 | 7.8928 | 21kV | Non-HFTD |  | Non-HFTD | Non-HFTD | 31.2 | 0.159 | 2.012 |  |  |  | 14.3796 | [20 empty] | 1.0881 | [20 empty] | 10
| MEADOW LANE 2107 | 014302107 | 15.3068 | 8.4366 |  |  | 8.4366 | 6.8703 | 21kV | Non-HFTD |  | Non-HFTD | Non-HFTD | 132.8 | 1.505 | 0.018 |  |  |  | 8.4366 | [21 empty] | 0.071523 | 0.22803 | [18 empty] | 1 |  | 4
| MEADOW LANE 2108 | 014302108 | 32.0466 | 19.6736 |  |  | 19.6736 | 12.373 | 21kV | Non-HFTD |  | Non-HFTD | Non-HFTD | 264.2 | 1.595 | 3.825 |  |  |  | 19.6736 | [21 empty] | 1.0514 | [19 empty] | 3 | 1
| MEADOW LANE 2109 | 014302109 | 14.0292 | 0.58444 |  |  | 0.58444 | 13.4448 | 21kV | Non-HFTD |  | Non-HFTD | Non-HFTD | 17.8 | 0.094 | 0 |  |  |  | 0.58444 | [20 empty] | 0.1868 | 0.077746 | 0.41478 | [18 empty] | 6 | 2 | 12
| MEADOW LANE 2110 | 014302110 | 16.2357 | 6.6923 |  |  | 6.6923 | 9.5435 | 21kV | Non-HFTD |  | Non-HFTD | Non-HFTD | 139 | 2.11 | 1.999 |  |  |  | 6.6923 | [20 empty] | 0.03781 | 0.052575 | 0.067914 | [18 empty] | 4 | 1 | 2
| MENDOCINO 1102 | 042951102 | 0.046492 | 0.046492 |  |  | 0.046492 | 0 | 12kV | Non-HFTD |  | Non-HFTD | Non-HFTD | 18.2 | 0.066 | 0.44 |  |  |  | 0.046492
| MENDOTA 1101 | 252311101 | 35.2413 | 35.072 |  |  | 35.072 | 0.16926 | 12kV | Non-HFTD |  | Non-HFTD | Non-HFTD | 893.8 | 4.954 | 0 |  |  |  | 35.072 | [13 empty] | 1 | [7 empty] | 0.023985 | [16 empty] | 167 |  |  |  | 1 | 4
| MENDOTA 1102 | 252311102 | 119.8791 | 116.2369 |  |  | 116.2369 | 3.6422 | 12kV | Non-HFTD |  | Non-HFTD | Non-HFTD | 365.8 | 2.6 | 2.966 |  |  |  | 116.2369 | [22 empty] | 0.00524 | [15 empty] | 1085 |  |  | 1 | 1 | 2
| MENDOTA 1103 | 252311103 | 28.1723 | 15.8194 |  |  | 15.8194 | 12.3529 | 12kV | Non-HFTD |  | Non-HFTD | Non-HFTD | 8.7 | 0.106 | 0 |  |  |  | 15.8194 | [12 empty] | 1 | [7 empty] | 0.6149 | 0.90977 | 0.79633 | [15 empty] | 168 |  |  | 3 | 6 | 12
| MENDOTA 1104 | 252311104 | 41.2524 | 40.8492 |  |  | 40.8492 | 0.40318 | 12kV | Non-HFTD |  | Non-HFTD | Non-HFTD | 455.8 | 1.235 | 0 |  |  |  | 40.8492 | [38 empty] | 654 |  |  | 3 | 1 | 5
| MENLO 0401 | 024130401 | 6.7128 | 6.384 |  |  | 6.384 | 0.32888 | 4.16kV | Non-HFTD |  | Non-HFTD | Non-HFTD | 256 | 1.109 | 0 |  |  |  | 6.384 | [13 empty] | 1 | [24 empty] | 252 |  |  | 1
| MENLO 0402 | 024130402 | 10.6273 | 7.5632 |  |  | 7.5632 | 3.0642 | 4.16kV | Non-HFTD |  | Non-HFTD | Non-HFTD | 37.3 | 0.253 | 0 |  |  |  | 7.5632 | [22 empty] | 0.084438 | [15 empty] | 346 |  |  |  |  | 3
| MENLO 0403 | 024130403 | 9.7209 | 8.515 |  |  | 8.515 | 1.2059 | 4.16kV | Non-HFTD |  | Non-HFTD | Non-HFTD | 22.8 | 0.125 | 0.521 |  |  |  | 8.515 | [38 empty] | 330 |  |  | 3 | 2
| MENLO 0404 | 024130404 | 9.4314 | 7.8945 |  |  | 7.8945 | 1.5369 | 4.16kV | Non-HFTD |  | Non-HFTD | Non-HFTD | 21.2 | 0.075 | 2.003 |  |  |  | 7.8945 | [20 empty] | 0.098913 | [17 empty] | 346 |  |  | 2 |  | 1
| MENLO 1101 | 024131101 | 14.3125 | 1.5097 |  |  | 1.5097 | 12.8029 | 12kV | Non-HFTD |  | Non-HFTD | Non-HFTD | 24 | 0.099 | 0.049 |  |  |  | 1.5097 | [21 empty] | 0.67626 | 0.060561 | [15 empty] | 66 |  |  | 3 | 7 | 1
| MENLO 1104 | 024131104 | 27.6262 | 16.6842 |  |  | 16.6842 | 10.942 | 12kV | Non-HFTD |  | Non-HFTD | Non-HFTD | 416.4 | 2.164 | 2.407 |  |  |  | 16.6842 | [12 empty] | 1 | [7 empty] | 0.011015 | 0.053146 | 0.035775 | [15 empty] | 353 |  |  | 3 | 2 | 2
| MERCED 1108 | 252801108 | 26.5481 | 18.9741 |  |  | 18.9741 | 7.574 | 12kV | Non-HFTD |  | Non-HFTD | Non-HFTD | 72.1 | 0.998 | 0.337 |  |  |  | 18.9741 | [38 empty] | 337 |  |  | 1 | 1 | 4
| MERCED 1114 | 252801114 | 111.7238 | 108.5727 |  |  | 108.5727 | 3.1511 | 12kV | Non-HFTD |  | Non-HFTD | Non-HFTD | 235.3 | 3.255 | 1.375 |  |  |  | 108.5727 | [13 empty] | 4 | [7 empty] | 0.029709 | [19 empty] | 4 | 6 | 2
| MERCED 1116 | 252801116 | 83.3815 | 77.828 |  |  | 77.828 | 5.5535 | 12kV | Non-HFTD |  | Non-HFTD | Non-HFTD | 84.8 | 0.823 | 4.784 |  |  |  | 77.828 | [22 empty] | 0.99841 | [18 empty] | 4 | 2 | 6
| MERCED 2101 | 252802101 | 48.1961 | 30.1465 |  |  | 30.1465 | 18.0495 | 21kV | Non-HFTD |  | Non-HFTD | Non-HFTD | 27.9 | 0.191 | 2.353 |  |  |  | 30.1465 | [21 empty] | 0.14996 | 0.11766 | [15 empty] | 20 |  |  | 3 | 2 | 5
| MERCED 2102 | 252802102 | 36.4847 | 25.9373 |  |  | 25.9373 | 10.5474 | 21kV | Non-HFTD |  | Non-HFTD | Non-HFTD | 225.6 | 1.727 | 3.4 |  |  |  | 25.9373 | [21 empty] | 0.058454 | [16 empty] | 24 |  |  |  | 9 | 2
| MERIDIAN 1101 | 062541101 | 58.0154 | 57.7273 |  |  | 57.7273 | 0.28815 | 12kV | Non-HFTD |  | Non-HFTD | Non-HFTD | 70.5 | 0.422 | 0.404 |  |  |  | 57.7273 | [41 empty] | 1
| MERIDIAN 1102 | 062541102 | 72.6732 | 71.9015 |  |  | 71.9015 | 0.7717 | 12kV | Non-HFTD |  | Non-HFTD | Non-HFTD | 55.2 | 0.29 | 3.124 |  |  |  | 71.9015 | [12 empty] | 2 | [7 empty] | 0.028228 | [20 empty] | 3 | 1
| MESA 1102 | 182821102 | 6.4638 | 5.2253 |  |  | 5.2253 | 1.2384 | 12kV | Non-HFTD |  | Non-HFTD | Non-HFTD | 487.5 | 3.432 | 2.409 |  |  |  | 5.2253 | [29 empty] | ss2: 5.2253 |  |  |  |  | 1 | 8
| MESA 1104 | 182821104 | 40.4095 | 39.801 |  |  | 39.801 | 0.6085 | 12kV | Non-HFTD |  | Non-HFTD | Non-HFTD | 213.1 | 1.192 | 1.996 |  |  |  | 39.801 | [11 empty] | 18 | 1 | 7 | [8 empty] | 0.43986 | [6 empty] | ss2: 0.4947 |  |  |  | 3 | 2 | 11
| METTLER 1109 | 163701109 | 23.0098 | 20.3508 |  |  | 20.3508 | 2.659 | 12kV | Non-HFTD |  | Non-HFTD | Non-HFTD | 102 | 0.399 | 0 |  |  |  | 20.3508 | [12 empty] | 1 | [8 empty] | 0.074846 | [16 empty] | 397 |  |  | 1
| METTLER 1110 | 163701110 | 44.8624 | 38.8772 |  |  | 38.8772 | 5.9852 | 12kV | Non-HFTD |  | Non-HFTD | Non-HFTD | 30.9 | 0.441 | 0 |  |  |  | 38.8772 | [20 empty] | 0.13542 | 0.023327 | 0.30917 | [15 empty] | 1055 |  |  | 3 | 2 | 2
| MIDDLE RIVER 1101 | 162091101 | 31.5949 | 31.3973 |  |  | 31.3973 | 0.19761 | 12kV | Non-HFTD |  | Non-HFTD | Non-HFTD | 529.6 | 2.444 | 6.222 |  |  |  | 31.3973 | [38 empty] | 32
| MIDDLE RIVER 1102 | 162091102 | 36.817 | 36.5856 |  |  | 36.5856 | 0.2314 | 12kV | Non-HFTD |  | Non-HFTD | Non-HFTD | 89.4 | 0.726 | 3.115 |  |  |  | 36.5856 | [22 empty] | 0.010406 | [18 empty] | 2 | 2 | 2
| MIDDLE RIVER 1103 | 162091103 | 28.5868 | 28.5438 |  |  | 28.5438 | 0.043002 | 12kV | Non-HFTD |  | Non-HFTD | Non-HFTD | 561.9 | 1.73 | 5.351 |  |  |  | 28.5438 | [11 empty] | 2 |  | 31 | [27 empty] | 1 |  | 4
| MIDWAY 1101 | 252611101 | 47.963 | 47.6654 |  |  | 47.6654 | 0.29765 | 12kV | Non-HFTD |  | Non-HFTD | Non-HFTD | 173.9 | 1.328 | 1.048 |  |  |  | 47.6654 | [20 empty] | 0.019972 | 0.015165 | [19 empty] | 2 | 5 | 1
| MIDWAY 1102 | 252611102 | 42.6348 | 42.3372 |  |  | 42.3372 | 0.29756 | 12kV | Non-HFTD |  | Non-HFTD | Non-HFTD | 130.5 | 0.662 | 0.49 |  |  |  | 42.3372 | [41 empty] | 4
| MIDWAY 1103 | 252611103 | 21.3625 | 18.9723 |  |  | 18.9723 | 2.3902 | 12kV | Non-HFTD |  | Non-HFTD | Non-HFTD | 293.6 | 2.092 | 0.067 |  |  |  | 18.9723 | [22 empty] | 0.11166 | [18 empty] | 3 |  | 6
| MIDWAY 1104 | 252611104 | 45.4063 | 45.1572 |  |  | 45.1572 | 0.2491 | 12kV | Non-HFTD |  | Non-HFTD | Non-HFTD | 242.7 | 2.255 | 2.996 |  |  |  | 45.1572 | [20 empty] | 0.016705 | [20 empty] | 1 |  | 1
| MILLBRAE 0401 | 022690401 | 3.3917 | 2.8227 |  |  | 2.8227 | 0.56895 | 4.16kV | Non-HFTD |  | Non-HFTD | Non-HFTD | 0 | 0 | 0 |  |  |  | 2.8227
| MILLBRAE 0403 | 022690403 | 5.7498 | 4.8887 |  |  | 4.8887 | 0.86117 | 4.16kV | Non-HFTD |  | Non-HFTD | Non-HFTD | 8.1 | 0.015 | 0.647 |  |  |  | 4.8887
| MILLBRAE 0404 | 022690404 | 7.2114 | 7.0927 |  |  | 7.0927 | 0.11873 | 4.16kV | Non-HFTD |  | Non-HFTD | Non-HFTD | 0 | 0 | 0.999 |  |  |  | 7.0927 | [41 empty] | 1
| MILLBRAE 1101 | 022691101 | 7.5462 | 4.0345 |  |  | 4.0345 | 3.5117 | 12kV | Non-HFTD |  | Non-HFTD | Non-HFTD | 7.4 | 0.021 | 1.232 |  |  |  | 4.0345 | [20 empty] | 0.028022 | 0.012213 | [19 empty] | 1 | 3
| MILLBRAE 1102 | 022691102 | 13.8698 | 4.7642 |  |  | 4.7642 | 9.1055 | 12kV | Non-HFTD |  | Non-HFTD | Non-HFTD | 14 | 0.041 | 0 |  |  |  | 4.7642 | [20 empty] | 0.082521 | 0.095679 | [19 empty] | 5
| MILLBRAE 1103 | 022691103 | 0.3098 | 0.18413 |  |  | 0.18413 | 0.12568 | 12kV | Non-HFTD |  | Non-HFTD | Non-HFTD | 0 | 0 | 0 |  |  |  | 0.18413
| MILLBRAE 1104 | 022691104 | 28.8397 | 15.8909 |  |  | 15.8909 | 12.9488 | 12kV | Non-HFTD |  | Non-HFTD | Non-HFTD | 86.2 | 0.397 | 1 |  |  |  | 15.8909 | [20 empty] | 0.048427 | 0.028244 | [19 empty] | 2 | 2
| MILLBRAE 1105 | 022691105 | 0.37064 | 0.26345 |  |  | 0.26345 | 0.10719 | 12kV | Non-HFTD |  | Non-HFTD | Non-HFTD | 0 | 0 | 0 |  |  |  | 0.26345
| MILLBRAE 1106 | 022691106 | 6.3824 | 3.7168 |  |  | 3.7168 | 2.6656 | 12kV | Non-HFTD |  | Non-HFTD | Non-HFTD | 36.5 | 0.083 | 0 |  |  |  | 3.7168 | [42 empty] | 1 | 3
| MILLBRAE 1107 | 022691107 | 6.3517 | 4.7439 |  |  | 4.7439 | 1.6078 | 12kV | Non-HFTD |  | Non-HFTD | Non-HFTD | 17.3 | 0.188 | 0 |  |  |  | 4.7439 | [11 empty] | 1 | [26 empty] | 2 |  |  | 1 | 1
| MILLBRAE 1108 | 022691108 | 19.217 | 14.1533 |  |  | 14.1533 | 5.0637 | 12kV | Non-HFTD |  | Non-HFTD | Non-HFTD | 60.6 | 1.171 | 0 |  |  |  | 14.1533 | [20 empty] | 0.0086548 | 0.13241 | [19 empty] | 2 |  | 3
| MILPITAS 1101 | 082831101 | 22.8606 | 4.1022 |  |  | 4.1022 | 18.7584 | 12kV | Non-HFTD |  | Non-HFTD | Non-HFTD | 106.5 | 0.221 | 4.358 |  |  |  | 4.1022 | [20 empty] | 0.24706 |  | 0.022675 | [18 empty] | 3 |  | 6
| MILPITAS 1103 | 082831103 | 13.4536 | 0.071354 |  |  | 0.071354 | 13.3822 | 12kV | Non-HFTD |  | Non-HFTD | Non-HFTD | 0 | 0 | 1.001 |  |  |  | 0.071354 | [20 empty] | 0.026908 |  | 0.046584 | [18 empty] | 3 |  | 3
| MILPITAS 1104 | 082831104 | 7.6963 | 1.042 |  |  | 1.042 | 6.6543 | 21kV | Non-HFTD |  | Non-HFTD | Non-HFTD | 0 | 0 | 1.951 |  |  |  | 1.042 | [11 empty] | 1 | [8 empty] | 0.98662 |  | 0.87967 | [18 empty] | 25 |  | 16
| MILPITAS 1105 | 082831105 | 36.6637 | 4.711 |  | 0.068167 | 4.6428 | 31.9528 | 12kV | Non-HFTD |  | 0.58797 | N/A | 425 | 4.275 | 1.001 |  |  |  | 4.6428 | 0.068167 | [37 empty] | 17 |  |  |  | 1 | 9
| MILPITAS 1106 | 082831106 | 17.985 | 3.1454 |  |  | 3.1454 | 14.8396 | 12kV | Non-HFTD |  | Non-HFTD | Non-HFTD | 212.3 | 0.709 | 3.002 |  |  |  | 3.1454 | [20 empty] | 0.27273 |  | 0.21962 | [18 empty] | 10 | 4 | 19
| MILPITAS 2110 | 082832110 | 35.36 | 10.367 |  |  | 10.367 | 24.9931 | 12kV | Non-HFTD |  | Non-HFTD | Non-HFTD | 136.8 | 1.122 | 2.999 |  |  |  | 10.367 | [21 empty] | 0.096821 | 0.095486 | [19 empty] | 1 | 11
| MILPITAS 2111 | 082832111 | 13.7805 | 1.8014 |  |  | 1.8014 | 11.9791 | 21kV | Non-HFTD |  | Non-HFTD | Non-HFTD | 277.2 | 5.013 | 2.008 |  |  |  | 1.8014 | [20 empty] | 0.24927 | 0.043373 | 0.23968 | [18 empty] | 10 | 4 | 1
| MILPITAS 2112 | 082832112 | 16.7895 | 0.86512 |  |  | 0.86512 | 15.9244 | 12kV | Non-HFTD |  | Non-HFTD | Non-HFTD | 15.2 | 0.07 | 2.949 |  |  |  | 0.86512 | [20 empty] | 0.88192 |  | 0.54822 | [15 empty] | 2 |  |  | 33 |  | 21
| MILPITAS 2113 | 082832113 | 5.7837 | 0.1151 |  |  | 0.1151 | 5.6686 | 21kV | Non-HFTD |  | Non-HFTD | Non-HFTD | 0 | 0 | 0 |  |  |  | 0.1151 | [20 empty] | 0.22991 |  | 0.74842 | [18 empty] | 8 | 1 | 18
| MILPITAS 2114 | 082832114 | 8.8009 | 0.17129 |  |  | 0.17129 | 8.6296 | 21kV | Non-HFTD |  | Non-HFTD | Non-HFTD | 5.9 | 0.034 | 1.88 |  |  |  | 0.17129 | [20 empty] | 0.6056 | 0.20411 | 0.028806 | [18 empty] | 14 | 13 | 10
| MILPITAS 2115 | 082832115 | 3.9286 |  |  |  |  | 3.9286 | 21kV | Non-HFTD |  | Non-HFTD | Non-HFTD | 0 | 0 | 2.091 | [46 empty] | 2
| MIRA VISTA 0401 | 012330401 | 9.2721 | 8.7115 |  |  | 8.7115 | 0.56067 | 4.16kV | Non-HFTD |  | Non-HFTD | Non-HFTD | 430 | 5.109 | 3.857 |  |  |  | 8.7115 | [42 empty] | 1
| MIRA VISTA 0403 | 012330403 | 7.3956 | 7.0902 |  |  | 7.0902 | 0.30541 | 4.16kV | Non-HFTD |  | Non-HFTD | Non-HFTD | 212.9 | 2.232 | 0 |  |  |  | 7.0902 | [42 empty] | 1
| MISSION (X) 0401 | 022010401 | 2.5409 | 1.6343 |  |  | 1.6343 | 0.90665 | 4.16kV | Non-HFTD |  | Non-HFTD | Non-HFTD | 0 | 0.001 | 1.02 |  |  |  | 1.6343
| MISSION (X) 0402 | 022010402 | 2.9664 |  |  |  |  | 2.9664 | 4.16kV | Non-HFTD |  | Non-HFTD | Non-HFTD | 13.1 | 0.229 | 0 | [24 empty] | 0.099179 | 0.14454 | 0.0012009 | [18 empty] | 1 |  | 3
| MISSION (X) 1101 | 022011101 | 4.2953 |  |  |  |  | 4.2953 | 12kV | Non-HFTD |  | Non-HFTD | Non-HFTD | 0 | 0 | 0 | [24 empty] | 1.2004 | 0.068475 | 0.04704 | [18 empty] | 7 | 3 | 1
| MISSION (X) 1102 | 022011102 | 5.3371 | 0.1757 |  |  | 0.1757 | 5.1614 | 12kV | Non-HFTD |  | Non-HFTD | Non-HFTD | 0 | 0 | 0 |  |  |  | 0.1757 | [21 empty] | 0.04162 | 0.3048 | [19 empty] | 3 | 13
| MISSION (X) 1104 | 022011104 | 4.8779 |  |  |  |  | 4.8779 | 12kV | Non-HFTD |  | Non-HFTD | Non-HFTD | 174.2 | 3.618 | 0 | [24 empty] | 0.045142 | 0.20919 | 0.12494 | [18 empty] | 2 | 4 | 21
| MISSION (X) 1105 | 022011105 | 2.2529 |  |  |  |  | 2.2529 | 12kV | Non-HFTD |  | Non-HFTD | Non-HFTD | 0 | 0 | 0
| MISSION (X) 1106 | 022011106 | 2.1626 |  |  |  |  | 2.1626 | 12kV | Non-HFTD |  | Non-HFTD | Non-HFTD | 0 | 0 | 0 | [24 empty] | 0.019585 | [20 empty] | 2
| MISSION (X) 1107 | 022011107 | 6.4344 | 0.39113 |  |  | 0.39113 | 6.0433 | 12kV | Non-HFTD |  | Non-HFTD | Non-HFTD | 0 | 0 | 0 |  |  |  | 0.39113 | [21 empty] | 0.4306 | 0.14149 | [19 empty] | 9 | 2
| MISSION (X) 1108 | 022011108 | 11.9253 | 5.2461 |  |  | 5.2461 | 6.6792 | 12kV | Non-HFTD |  | Non-HFTD | Non-HFTD | 7.9 | 0.03 | 0.28 |  |  |  | 5.2461 | [41 empty] | 3 | 3 | 2
| MISSION (X) 1109 | 022011109 | 7.7293 | 1.5573 |  |  | 1.5573 | 6.172 | 12kV | Non-HFTD |  | Non-HFTD | Non-HFTD | 154.3 | 1.348 | 0 |  |  |  | 1.5573 | [22 empty] | 0.041414 | [15 empty] | 125 |  |  | 1 |  | 6
| MISSION (X) 1110 | 022011110 | 17.0581 | 5.7202 |  |  | 5.7202 | 11.3378 | 12kV | Non-HFTD |  | Non-HFTD | Non-HFTD | 3.9 | 0.019 | 0.386 |  |  |  | 5.7202 | [21 empty] | 0.01558 | 0.099751 | [18 empty] | 3 | 1 | 5
| MISSION (X) 1111 | 022011111 | 6.3677 |  |  |  |  | 6.3677 | 12kV | Non-HFTD |  | Non-HFTD | Non-HFTD | 60.1 | 0.04 | 0 | [24 empty] | 0.36258 | 0.11598 | 0.025248 | [18 empty] | 14 | 4 | 2
| MISSION (X) 1112 | 022011112 | 2.405 |  |  |  |  | 2.405 | 12kV | Non-HFTD |  | Non-HFTD | Non-HFTD | 0 | 0 | 0 | [25 empty] | 0.043675 | 0.068188
| MISSION (X) 1113 | 022011113 | 10.4941 | 2.6281 |  |  | 2.6281 | 7.866 | 12kV | Non-HFTD |  | Non-HFTD | Non-HFTD | 147.6 | 1.003 | 1.375 |  |  |  | 2.6281 | [20 empty] | 0.017691 |  | 0.28264 | [18 empty] | 1 |  | 9
| MISSION (X) 1114 | 022011114 | 2.0043 |  |  |  |  | 2.0043 | 12kV | Non-HFTD |  | Non-HFTD | Non-HFTD | 0 | 0 | 0
| MISSION (X) 1115 | 022011115 | 1.7701 |  |  |  |  | 1.7701 | 12kV | Non-HFTD |  | Non-HFTD | Non-HFTD | 0 | 0 | 0 | [24 empty] | 0.033484 | [20 empty] | 1
| MISSION (X) 1116 | 022011116 | 9.8231 | 2.973 |  |  | 2.973 | 6.85 | 12kV | Non-HFTD |  | Non-HFTD | Non-HFTD | 1.3 | 0.018 | 0 |  |  |  | 2.973 | [22 empty] | 0.29324 | [20 empty] | 14
| MISSION (X) 1117 | 022011117 | 4.7099 |  |  |  |  | 4.7099 | 12kV | Non-HFTD |  | Non-HFTD | Non-HFTD | 0 | 0 | 0
| MISSION (X) 1118 | 022011118 | 10.5669 | 0.60134 |  |  | 0.60134 | 9.9655 | 12kV | Non-HFTD |  | Non-HFTD | Non-HFTD | 1.8 | 0.118 | 0 |  |  |  | 0.60134 | [21 empty] | 0.058137 | 0.28256 | [19 empty] | 2 | 4
| MISSION (X) 1120 | 022011120 | 5.2337 |  |  |  |  | 5.2337 | 12kV | Non-HFTD |  | Non-HFTD | Non-HFTD | 96.3 | 1.588 | 0 | [24 empty] | 0.021076 | 0.12886 | [19 empty] | 3 | 2
| MISSION (X) 1121 | 022011121 | 1.4505 |  |  |  |  | 1.4505 | 12kV | Non-HFTD |  | Non-HFTD | Non-HFTD | 0 | 0 | 0 | [24 empty] | 0.082644 | [20 empty] | 1
| MISSION (X) 1123 | 022011123 | 5.3108 |  |  |  |  | 5.3108 | 12kV | Non-HFTD |  | Non-HFTD | Non-HFTD | 0 | 0 | 0 | [25 empty] | 0.0437 | 0.66771 | [19 empty] | 3 | 4
| MISSION (X) 1124 | 022011124 | 7.1491 | 0.71697 |  |  | 0.71697 | 6.4322 | 12kV | Non-HFTD |  | Non-HFTD | Non-HFTD | 71.4 | 1.66 | 0 |  |  |  | 0.71697 | [20 empty] | 0.21315 | 0.029425 | 0.10201 | [18 empty] | 2 | 3 | 7
| MISSION (X) 1125 | 022011125 | 10.8381 | 0.96504 |  |  | 0.96504 | 9.8731 | 12kV | Non-HFTD |  | Non-HFTD | Non-HFTD | 0 | 0 | 0.053 |  |  |  | 0.96504 | [20 empty] | 0.40495 | 0.22515 | 0.044997 | [18 empty] | 11 | 17 | 3
| MISSION (X) 1126 | 022011126 | 2.2093 |  |  |  |  | 2.2093 | 12kV | Non-HFTD |  | Non-HFTD | Non-HFTD | 0 | 0 | 0 | [24 empty] | 1.1499 | 0.029595 | [19 empty] | 8
| MISSION (X) 1127 | 022011127 | 0.84629 |  |  |  |  | 0.84629 | 12kV | Non-HFTD |  | Non-HFTD | Non-HFTD | 0 | 0 | 0 | [26 empty] | 0.815 | [20 empty] | 6
| MISSION (X) 1128 | 022011128 | 0.66099 |  |  |  |  | 0.66099 | 12kV | Non-HFTD |  | Non-HFTD | Non-HFTD | 0 | 0 | 0 | [24 empty] | 0.058003 | 0.19449 | 0.70953 | [18 empty] | 5 | 10 | 7
| MISSION (X) 1153 | 022011153 | 4.4826 |  |  |  |  | 4.4826 | 12kV | Non-HFTD |  | Non-HFTD | Non-HFTD | 0 | 0 | 0 | [24 empty] | 4.3616 |  | 0.083216 | [18 empty] | 3 |  | 4
| MISSION (X) 1154 | 022011154 | 5.6778 |  |  |  |  | 5.6778 | 12kV | Non-HFTD |  | Non-HFTD | Non-HFTD | 0 | 0 | 0 | [24 empty] | 0.033881 | [20 empty] | 1 | 1
| MISSION (X) 1160 | 022011160 | 6.1223 |  |  |  |  | 6.1223 | 12kV | Non-HFTD |  | Non-HFTD | Non-HFTD | 0 | 0 | 0 | [24 empty] | 0.035156 | [22 empty] | 1
| MISSION (X) 1162 | 022011162 | 5.3719 |  |  |  |  | 5.3719 | 12kV | Non-HFTD |  | Non-HFTD | Non-HFTD | 0 | 0 | 0 | [24 empty] | 0.023091 | 0.72709 | 0.51077 | [18 empty] | 1 | 11 | 4
| MISSION (X) 1201 | 022011201 | 4.4104 |  |  |  |  | 4.4104 | 12kV | Non-HFTD |  | Non-HFTD | Non-HFTD | 0 | 0 | 0
| MISSION (X) 1202 | 022011202 | 4.3641 |  |  |  |  | 4.3641 | 12kV | Non-HFTD |  | Non-HFTD | Non-HFTD | 0 | 0 | 0
| MISSION (X) 1203 | 022011203 | 2.0066 |  |  |  |  | 2.0066 | 12kV | Non-HFTD |  | Non-HFTD | Non-HFTD | 0 | 0 | 0
| MISSION (X) 1204 | 022011204 | 1.8983 |  |  |  |  | 1.8983 | 12kV | Non-HFTD |  | Non-HFTD | Non-HFTD | 0 | 0 | 0
| MISSION (X) 1207 | 022011207 | 4.4066 |  |  |  |  | 4.4066 | 12kV | Non-HFTD |  | Non-HFTD | Non-HFTD | 0 | 0 | 0
| MISSION (X) 1208 | 022011208 | 4.4336 |  |  |  |  | 4.4336 | 12kV | Non-HFTD |  | Non-HFTD | Non-HFTD | 0 | 0 | 0
| MISSION (X) 1210 | 022011210 | 3.6876 |  |  |  |  | 3.6876 | 12kV | Non-HFTD |  | Non-HFTD | Non-HFTD | 0 | 0 | 0
| MISSION (X) 1211 | 022011211 | 3.6863 |  |  |  |  | 3.6863 | 12kV | Non-HFTD |  | Non-HFTD | Non-HFTD | 0 | 0 | 0
| MISSION (X) 1212 | 022011212 | 3.7386 |  |  |  |  | 3.7386 | 12kV | Non-HFTD |  | Non-HFTD | Non-HFTD | 0 | 0 | 0
| MISSION (X) 1215 | 022011215 | 3.7366 |  |  |  |  | 3.7366 | 12kV | Non-HFTD |  | Non-HFTD | Non-HFTD | 0 | 0 | 0
| MISSION (X) 1223 | 022011223 | 2.657 |  |  |  |  | 2.657 | 12kV | Non-HFTD |  | Non-HFTD | Non-HFTD | 0 | 0 | 0
| MISSION (X) 1224 | 022011224 | 1.8939 |  |  |  |  | 1.8939 | 12kV | Non-HFTD |  | Non-HFTD | Non-HFTD | 0 | 0 | 0
| MISSION (X) 1225 | 022011225 | 2.0014 |  |  |  |  | 2.0014 | 12kV | Non-HFTD |  | Non-HFTD | Non-HFTD | 0 | 0 | 0
| MOLINO 1103 | 042571103 | 93.9903 | 77.6933 |  |  | 77.6933 | 16.297 | 12kV | Non-HFTD |  | Non-HFTD | Non-HFTD | 43.3 | 0.414 | 1.172 |  |  |  | 77.6933 | [13 empty] | 1 | [8 empty] | 0.0074363 | [15 empty] | 866 |  |  | 2 | 4 | 2
| MONARCH 0401 | 162300401 | 3.2069 | 3.1977 |  |  | 3.1977 | 0.0091591 | 4.16kV | Non-HFTD |  | Non-HFTD | Non-HFTD | 11.4 | 0.042 | 0 |  |  |  | 3.1977 | [41 empty] | 1 | 1
| MONARCH 0402 | 162300402 | 3.2753 | 2.8436 |  |  | 2.8436 | 0.43177 | 4.16kV | Non-HFTD |  | Non-HFTD | Non-HFTD | 14.8 | 0.092 | 0 |  |  |  | 2.8436 | [11 empty] | 1 | [31 empty] | 2
| MONARCH 0403 | 162300403 | 4.6363 | 4.6129 |  |  | 4.6129 | 0.023384 | 4.16kV | Non-HFTD |  | Non-HFTD | Non-HFTD | 19.8 | 0.108 | 0 |  |  |  | 4.6129
| MONROE 1104 | 043301104 | 16.8745 | 5.1711 |  |  | 5.1711 | 11.7034 | 12kV | Non-HFTD |  | Non-HFTD | Non-HFTD | 99.3 | 1.168 | 0.134 |  |  |  | 5.1711 | [21 empty] | 0.13298 | 0.0043577 | [18 empty] | 3 | 8
| MONROE 1105 | 043301105 | 40.0978 | 10.925 |  |  | 10.925 | 29.1728 | 12kV | Non-HFTD |  | Non-HFTD | Non-HFTD | 34.1 | 0.272 | 1.999 |  |  |  | 10.925 | [12 empty] | 1 | [7 empty] | 0.19904 | 0.10919 | [16 empty] | 42 |  |  | 5 | 6 | 1
| MONROE 1106 | 043301106 | 43.151 | 14.6513 |  |  | 14.6513 | 28.4997 | 12kV | Non-HFTD |  | Non-HFTD | Non-HFTD | 177.5 | 0.994 | 1.19 |  |  |  | 14.6513 | [20 empty] | 1.201 | 0.015007 | [16 empty] | 247 |  |  | 7 | 1 | 4
| MONROE 2102 | 043302102 | 13.3114 | 4.8768 |  |  | 4.8768 | 8.4346 | 21kV | Non-HFTD |  | Non-HFTD | Non-HFTD | 149.2 | 0.394 | 1.188 |  |  |  | 4.8768 | [20 empty] | 1.5532 | 0.10807 | 0.4541 | [15 empty] | 130 |  |  | 16 | 3 | 2
| MONTAGUE 2101 | 083892101 | 8.2248 | 0.87112 |  |  | 0.87112 | 7.3537 | 21kV | Non-HFTD |  | Non-HFTD | Non-HFTD | 3.1 | 0.509 | 0 |  |  |  | 0.87112 | [41 empty] | 1 | 3
| MONTAGUE 2102 | 083892102 | 12.2007 | 0.80496 |  |  | 0.80496 | 11.3958 | 21kV | Non-HFTD |  | Non-HFTD | Non-HFTD | 0.2 | 0.004 | 1.001 |  |  |  | 0.80496 | [21 empty] | 0.082231 | [20 empty] | 3
| MONTAGUE 2103 | 083892103 | 5.8758 | 0.94372 |  |  | 0.94372 | 4.9321 | 21kV | Non-HFTD |  | Non-HFTD | Non-HFTD | 0.8 | 0.02 | 0 |  |  |  | 0.94372 | [21 empty] | 0.17718 | [20 empty] | 1
| MONTAGUE 2104 | 083892104 | 20.5712 | 0.83794 |  |  | 0.83794 | 19.7333 | 21kV | Non-HFTD |  | Non-HFTD | Non-HFTD | 38.6 | 0.583 | 0.406 |  |  |  | 0.83794 | [20 empty] | 0.021954 | 0.033309 | 0.083636 | [18 empty] | 3 | 4 | 2
| MONTAGUE 2105 | 083892105 | 8.6591 | 0.77863 |  |  | 0.77863 | 7.8805 | 21kV | Non-HFTD |  | Non-HFTD | Non-HFTD | 627.4 | 4.055 | 0 |  |  |  | 0.77863 | [20 empty] | 0.049354 | [20 empty] | 1 | 1
| MONTAGUE 2106 | 083892106 | 9.6864 | 0.0037879 |  |  | 0.0037879 | 9.6826 | 21kV | Non-HFTD |  | Non-HFTD | Non-HFTD | 432.5 | 3.399 | 0 |  |  |  | 0.0037879 | [20 empty] | 0.10511 |  | 0.11301 | [18 empty] | 7 |  | 3
| MONTAGUE 2107 | 083892107 | 7.516 |  |  |  |  | 7.516 | 21kV | Non-HFTD |  | Non-HFTD | Non-HFTD | 64.1 | 0.982 | 0 | [46 empty] | 5
| MONTAGUE 2108 | 083892108 | 10.0732 | 0.92681 |  |  | 0.92681 | 9.1464 | 21kV | Non-HFTD |  | Non-HFTD | Non-HFTD | 188 | 1.489 | 3.686 |  |  |  | 0.92681 | [22 empty] | 0.17628 | [18 empty] | 2 |  | 5
| MONTAGUE 2109 | 083892109 | 9.2621 | 0.81133 |  |  | 0.81133 | 8.4507 | 21kV | Non-HFTD |  | Non-HFTD | Non-HFTD | 278.3 | 2.932 | 1.014 |  |  |  | 0.81133
| MONTEREY 0403 | 182090403 | 0.14724 | 0.0028409 |  |  | 0.0028409 | 0.1444 | 4.16kV | Non-HFTD |  | Non-HFTD | Non-HFTD | 0 | 0 | 0 |  |  |  | 0.0028409
| MONTEREY 0404 | 182090404 | 1.1618 |  |  |  |  | 1.1618 | 4.16kV | Non-HFTD |  | Non-HFTD | Non-HFTD | 0 | 0 | 0 | [45 empty] | 4
| MONTEREY 0405 | 182090405 | 0.8074 |  |  |  |  | 0.8074 | 4.16kV | Non-HFTD |  | Non-HFTD | Non-HFTD | 0 | 0 | 0
| MORGAN HILL 2106 | 083242106 | 59.6982 | 39.0965 |  | 0.12319 | 38.9734 | 20.6017 | 21kV | Non-HFTD |  | 0.0016536 | 4.877e-06 | 293.4 | 0.849 | 0.245 |  |  |  | 38.9734 | 0.12319 | [19 empty] | 0.25926 | 0.12105 | 0.1225 | [18 empty] | 8 | 3 | 6
| MORGAN HILL 2108 | 083242108 | 35.9979 | 13.0748 |  |  | 13.0748 | 22.9231 | 21kV | Non-HFTD |  | Non-HFTD | Non-HFTD | 25.3 | 0.083 | 1.001 |  |  |  | 13.0748 | [20 empty] | 0.42289 | 0.054438 | [19 empty] | 18 | 3
| MORMON 1101 | 163211101 | 69.8188 | 66.8347 |  |  | 66.8347 | 2.9841 | 12kV | Non-HFTD |  | Non-HFTD | Non-HFTD | 12.4 | 0.144 | 0 |  |  |  | 66.8347 | [12 empty] | 1 | [28 empty] | 1 | 4 | 1
| MORMON 1102 | 163211102 | 89.9614 | 87.8416 |  |  | 87.8416 | 2.1198 | 12kV | Non-HFTD |  | Non-HFTD | Non-HFTD | 153.2 | 1.222 | 2.814 |  |  |  | 87.8416 | [21 empty] | 0.079157 | 0.014205 | [19 empty] | 7 | 1
| MORMON 1103 | 163211103 | 21.6858 | 19.1855 |  |  | 19.1855 | 2.5003 | 12kV | Non-HFTD |  | Non-HFTD | Non-HFTD | 59.2 | 0.27 | 0.654 |  |  |  | 19.1855 | [22 empty] | 0.18309 | [20 empty] | 1
| MOSHER 2104 | 163722104 | 30.0756 | 0.014302 |  |  | 0.014302 | 30.0613 | 21kV | Non-HFTD |  | Non-HFTD | Non-HFTD | 190.4 | 1.456 | 0.952 |  |  |  | 0.014302 | [20 empty] | 0.076242 | [20 empty] | 1 | 3
| MOSHER 2105 | 163722105 | 15.4775 |  |  |  |  | 15.4775 | 21kV | Non-HFTD |  | Non-HFTD | Non-HFTD | 0 | 0 | 0
| MOSHER 2107 | 163722107 | 22.666 | 3.1345 |  |  | 3.1345 | 19.5315 | 21kV | Non-HFTD |  | Non-HFTD | Non-HFTD | 297 | 2.843 | 0.25 |  |  |  | 3.1345 | [21 empty] | 0.19846 | 0.16017 | [15 empty] | 29 |  |  |  | 5 | 3
| MOSHER 2108 | 163722108 | 33.6025 | 1.8794 |  |  | 1.8794 | 31.7231 | 21kV | Non-HFTD |  | Non-HFTD | Non-HFTD | 13.6 | 0.091 | 0.996 |  |  |  | 1.8794 | [20 empty] | 2.2682 |  | 1.4532 | [15 empty] | 26 |  |  | 8
| MOSHER 2110 | 163722110 | 15.2534 | 2.221 |  |  | 2.221 | 13.0324 | 21kV | Non-HFTD |  | Non-HFTD | Non-HFTD | 16 | 0.127 | 0.999 |  |  |  | 2.221 | [20 empty] | 0.010417 | 0.047095 | [19 empty] | 1 | 1
| MOSHER 2111 | 163722111 | 41.5671 | 17.4544 |  |  | 17.4544 | 24.1127 | 21kV | Non-HFTD |  | Non-HFTD | Non-HFTD | 29.7 | 0.162 | 0.286 |  |  |  | 17.4544 | [20 empty] | 0.011354 | [17 empty] | 85 |  |  | 1
| MOUNTAIN VIEW 1102 | 082031102 | 21.7615 | 14.282 |  |  | 14.282 | 7.4795 | 12kV | Non-HFTD |  | Non-HFTD | Non-HFTD | 125.1 | 1.43 | 0.673 |  |  |  | 14.282 | [12 empty] | 2 | 2 | [6 empty] | 0.20387 | 0.022613 | 0.27986 | [15 empty] | 627 |  |  | 2 | 9 | 8
| MOUNTAIN VIEW 1103 | 082031103 | 7.2637 | 2.8564 |  |  | 2.8564 | 4.4073 | 12kV | Non-HFTD |  | Non-HFTD | Non-HFTD | 4.9 | 0.015 | 0 |  |  |  | 2.8564 | [20 empty] | 0.0062651 | 0.12348 | 0.14486 | [15 empty] | 71 |  |  | 3 | 4 | 1
| MOUNTAIN VIEW 1104 | 082031104 | 18.3002 | 7.9355 |  |  | 7.9355 | 10.3647 | 12kV | Non-HFTD |  | Non-HFTD | Non-HFTD | 16.7 | 0.719 | 3.441 |  |  |  | 7.9355 | [12 empty] | 1 | [7 empty] | 0.71949 | 0.0315 | 0.43641 | [15 empty] | 389 |  |  | 11 | 2 | 13
| MOUNTAIN VIEW 1105 | 082031105 | 20.5691 | 13.4012 |  |  | 13.4012 | 7.168 | 12kV | Non-HFTD |  | Non-HFTD | Non-HFTD | 100.8 | 0.734 | 3.863 |  |  |  | 13.4012 | [20 empty] | 0.013976 | 0.19987 | [16 empty] | 559 |  |  | 8 | 18
| MOUNTAIN VIEW 1106 | 082031106 | 16.8062 | 7.3446 |  |  | 7.3446 | 9.4616 | 12kV | Non-HFTD |  | Non-HFTD | Non-HFTD | 15.1 | 0.116 | 0 |  |  |  | 7.3446 | [21 empty] | 0.14171 | 0.044929 | [15 empty] | 368 |  |  |  | 5 | 1
| MOUNTAIN VIEW 1107 | 082031107 | 26.0278 | 19.2921 |  |  | 19.2921 | 6.7357 | 12kV | Non-HFTD |  | Non-HFTD | Non-HFTD | 165.8 | 0.747 | 1.151 |  |  |  | 19.2921 | [20 empty] | 0.08122 | [17 empty] | 713 |  |  | 3 | 1 | 1
| MOUNTAIN VIEW 1108 | 082031108 | 22.5274 | 14.6665 |  |  | 14.6665 | 7.861 | 12kV | Non-HFTD |  | Non-HFTD | Non-HFTD | 35.7 | 0.194 | 1.351 |  |  |  | 14.6665 | [12 empty] | 1 | [7 empty] | 0.11686 | 0.012846 | 0.088299 | [15 empty] | 652 |  |  | 5 | 7 | 1
| MOUNTAIN VIEW 1109 | 082031109 | 18.7073 | 9.8946 |  |  | 9.8946 | 8.8127 | 12kV | Non-HFTD |  | Non-HFTD | Non-HFTD | 50.3 | 0.103 | 0 |  |  |  | 9.8946 | [20 empty] | 0.099822 | [17 empty] | 271 |  |  | 3 |  | 2
| MOUNTAIN VIEW 1110 | 082031110 | 15.2465 | 9.3447 |  |  | 9.3447 | 5.9018 | 12kV | Non-HFTD |  | Non-HFTD | Non-HFTD | 112.7 | 0.636 | 1 |  |  |  | 9.3447 | [38 empty] | 363 |  |  |  | 2
| MOUNTAIN VIEW 1111 | 082031111 | 9.7704 | 1.7362 |  |  | 1.7362 | 8.0342 | 12kV | Non-HFTD |  | Non-HFTD | Non-HFTD | 4.3 | 0.011 | 0 |  |  |  | 1.7362 | [20 empty] | 0.37913 | 0.10068 | 0.48005 | [15 empty] | 71 |  |  | 2 | 3 | 4
| MOUNTAIN VIEW 1112 | 082031112 | 4.8825 | 0.9735 |  |  | 0.9735 | 3.909 | 12kV | Non-HFTD |  | Non-HFTD | Non-HFTD | 1.8 | 0.017 | 0 |  |  |  | 0.9735 | [20 empty] | 1.052 | [17 empty] | 25 |  |  | 10
| MOUNTAIN VIEW 1113 | 082031113 | 14.9374 | 3.957 |  |  | 3.957 | 10.9804 | 12kV | Non-HFTD |  | Non-HFTD | Non-HFTD | 1.6 | 0.019 | 0 |  |  |  | 3.957 | [12 empty] | 2 | [7 empty] | 0.027588 | 0.086184 | [16 empty] | 129 |  |  |  | 3
| MOUNTAIN VIEW 1114 | 082031114 | 8.7002 | 6.632 |  |  | 6.632 | 2.0682 | 12kV | Non-HFTD |  | Non-HFTD | Non-HFTD | 207.8 | 1.056 | 1.025 |  |  |  | 6.632 | [38 empty] | 176
| MT EDEN 1101 | 013761101 | 19.5279 | 6.7125 |  |  | 6.7125 | 12.8154 | 12kV | Non-HFTD |  | Non-HFTD | Non-HFTD | 5.3 | 0.033 | 0.817 |  |  |  | 6.7125 | [20 empty] | 0.025807 | 0.058083 | 0.17941 | [15 empty] | 164 |  |  | 1 | 2 | 12
| MT EDEN 1102 | 013761102 | 11.8553 | 6.6094 |  |  | 6.6094 | 5.246 | 12kV | Non-HFTD |  | Non-HFTD | Non-HFTD | 69.7 | 0.107 | 1.323 |  |  |  | 6.6094 | [38 empty] | 301 |  |  |  |  | 1
| MT EDEN 1103 | 013761103 | 19.4111 | 13.1221 |  |  | 13.1221 | 6.289 | 12kV | Non-HFTD |  | Non-HFTD | Non-HFTD | 210 | 0.999 | 3.636 |  |  |  | 13.1221 | [20 empty] | 0.01336 | 0.045303 | 0.19777 | [15 empty] | 638 |  |  |  | 2 | 2
| MT EDEN 1104 | 013761104 | 23.9159 | 13.9987 |  |  | 13.9987 | 9.9172 | 12kV | Non-HFTD |  | Non-HFTD | Non-HFTD | 117.4 | 0.428 | 3.094 |  |  |  | 13.9987 | [38 empty] | 195 |  |  | 1
| MT EDEN 1105 | 013761105 | 11.2391 | 7.0075 |  |  | 7.0075 | 4.2316 | 12kV | Non-HFTD |  | Non-HFTD | Non-HFTD | 28.3 | 0.103 | 0.993 |  |  |  | 7.0075 | [20 empty] | 0.14417 | 0.077611 | [16 empty] | 313 |  |  | 5 | 6 | 1
| MT EDEN 1106 | 013761106 | 15.5762 | 6.1538 |  |  | 6.1538 | 9.4224 | 12kV | Non-HFTD |  | Non-HFTD | Non-HFTD | 70.9 | 1.983 | 2.024 |  |  |  | 6.1538 | [20 empty] | 0.22563 |  | 0.069644 | [15 empty] | 91 |  |  | 3 | 3 | 7
| MT EDEN 1107 | 013761107 | 25.4168 | 6.8382 |  |  | 6.8382 | 18.5786 | 12kV | Non-HFTD |  | Non-HFTD | Non-HFTD | 756 | 2.707 | 0.256 |  |  |  | 6.8382 | [21 empty] | 0.1329 | 0.041351 | [15 empty] | 26 |  |  | 9 | 6
| MT EDEN 1108 | 013761108 | 28.4557 | 23.3518 |  |  | 23.3518 | 5.1038 | 12kV | Non-HFTD |  | Non-HFTD | Non-HFTD | 360.8 | 1.404 | 1.078 |  |  |  | 23.3518 | [20 empty] | 0.10493 | 0.17235 | 0.080017 | [15 empty] | 817 |  |  | 3 | 3 | 5
| MT EDEN 1109 | 013761109 | 26.1528 | 16.9412 |  |  | 16.9412 | 9.2116 | 12kV | Non-HFTD |  | Non-HFTD | Non-HFTD | 257 | 2.18 | 0.916 |  |  |  | 16.9412 | [13 empty] | 1 | [6 empty] | 0.48545 | [17 empty] | 395 |  |  | 2 | 1 | 4
| MT EDEN 1110 | 013761110 | 6.279 | 3.3032 |  |  | 3.3032 | 2.9758 | 12kV | Non-HFTD |  | Non-HFTD | Non-HFTD | 172.3 | 1.474 | 0 |  |  |  | 3.3032 | [21 empty] | 0.067979 | [16 empty] | 21 |  |  |  |  | 1
| MT EDEN 1111 | 013761111 | 25.4995 | 3.2378 |  |  | 3.2378 | 22.2617 | 12kV | Non-HFTD |  | Non-HFTD | Non-HFTD | 168.3 | 1.001 | 2.011 |  |  |  | 3.2378 | [20 empty] | 0.64027 | 0.25693 | 0.012684 | [15 empty] | 24 |  |  | 8 | 3 | 7
| MT EDEN 1112 | 013761112 | 28.555 | 16.5073 |  |  | 16.5073 | 12.0477 | 12kV | Non-HFTD |  | Non-HFTD | Non-HFTD | 10.4 | 0.027 | 0.957 |  |  |  | 16.5073 | [11 empty] | 1 | [8 empty] | 0.32136 | 0.67549 | 0.1016 | [15 empty] | 615 |  |  | 18 | 4 | 1
| MT EDEN 1113 | 013761113 | 9.9695 | 2.633 |  |  | 2.633 | 7.3366 | 12kV | Non-HFTD |  | Non-HFTD | Non-HFTD | 7.4 | 0.034 | 0 |  |  |  | 2.633 | [12 empty] | 5 | [25 empty] | 38 |  |  | 4 | 6
| MT EDEN 1114 | 013761114 | 10.0991 | 3.5746 |  |  | 3.5746 | 6.5245 | 12kV | Non-HFTD |  | Non-HFTD | Non-HFTD | 0 | 0 | 0 |  |  |  | 3.5746 | [38 empty] | 4 |  |  |  | 3
| MUNI MARINA 1199 | 028281199 | 0.0056818 |  |  |  |  | 0.0056818 | 12kV | Non-HFTD |  | Non-HFTD | Non-HFTD | 14.4 | 0.099 | 0
| NAPA 1102 | 042021102 | 37.843 | 32.3511 |  | 0.26858 | 32.0825 | 5.492 | 12kV | Non-HFTD |  | 1.2201 | 0.10083 | 10.8 | 0.036 | 3.242 |  |  |  | 32.0825 | 0.26858 | [21 empty] | 0.008305 | [18 empty] | 1 | 3 | 4
| NAPA 1103 | 042021103 | 17.5853 | 14.833 |  |  | 14.833 | 2.7523 | 12kV | Non-HFTD |  | Non-HFTD | Non-HFTD | 153 | 1.153 | 2.863 |  |  |  | 14.833 | [12 empty] | 1 | [7 empty] | 0.12588 | 0.0042588 | [16 empty] | 7 |  |  | 2 |  | 1
| NAPA 1105 | 042021105 | 19.5052 | 15.5892 |  |  | 15.5892 | 3.9161 | 12kV | Non-HFTD |  | Non-HFTD | Non-HFTD | 254.8 | 1.407 | 1.557 |  |  |  | 15.5892 | [22 empty] | 0.01013 | [18 empty] | 1
| NAPA 1106 | 042021106 | 9.249 | 1.2397 |  |  | 1.2397 | 8.0093 | 12kV | Non-HFTD |  | Non-HFTD | Non-HFTD | 0 | 0 | 0 |  |  |  | 1.2397 | [21 empty] | 0.026363 | [20 empty] | 2
| NAPA 1109 | 042021109 | 22.283 | 11.6668 |  |  | 11.6668 | 10.6162 | 12kV | Non-HFTD |  | Non-HFTD | Non-HFTD | 11.6 | 0.083 | 0.044 |  |  |  | 11.6668 | [20 empty] | 0.13295 | 0.15899 | 0.12845 | [15 empty] | 209 |  |  | 4 | 6
| NAPA 1110 | 042021110 | 24.5214 | 13.2758 |  |  | 13.2758 | 11.2455 | 12kV | Non-HFTD |  | Non-HFTD | Non-HFTD | 27 | 0.192 | 0 |  |  |  | 13.2758 | [12 empty] | 1 | [7 empty] | 0.39988 | 0.34191 | 0.054212 | [18 empty] | 9 | 3 | 2
| NARROWS PH 1151 | 153131151 | 0.17833 | 0.17833 |  | 0.17833 |  | 0 | 12kV | Non-HFTD |  | 0.55227 | N/A | 1425 | 3.615 | 4.428 |  |  |  |  | 0.17833
| NEW HOPE 1101 | 162081101 | 39.6054 | 38.5215 |  |  | 38.5215 | 1.0839 | 12kV | Non-HFTD |  | Non-HFTD | Non-HFTD | 152.4 | 1.266 | 2.094 |  |  |  | 38.5215 | [12 empty] | 1 | [25 empty] | 937 |  |  |  | 1
| NEW HOPE 1102 | 162081102 | 59.1704 | 58.8663 |  |  | 58.8663 | 0.30408 | 12kV | Non-HFTD |  | Non-HFTD | Non-HFTD | 37.6 | 0.098 | 10.508 |  |  |  | 58.8663 | [13 empty] | 1 | [8 empty] | 0.010711 | [15 empty] | 1394 |  |  | 2 |  | 2
| NEWARK 1101 | 012221101 | 12.2789 | 1.5127 |  |  | 1.5127 | 10.7661 | 12kV | Non-HFTD |  | Non-HFTD | Non-HFTD | 43.1 | 0.415 | 0 |  |  |  | 1.5127 | [20 empty] | 0.14042 | 0.013642 | [16 empty] | 40 |  |  | 3 | 4
| NEWARK 1102 | 012221102 | 20.9118 | 8.877 |  |  | 8.877 | 12.0348 | 12kV | Non-HFTD |  | Non-HFTD | Non-HFTD | 27.8 | 0.08 | 0 |  |  |  | 8.877 | [20 empty] | 0.083119 | 0.047446 | [16 empty] | 28 |  |  | 1 | 1 | 1
| NEWARK 1103 | 012221103 | 33.1619 | 18.2733 |  |  | 18.2733 | 14.8886 | 12kV | Non-HFTD |  | Non-HFTD | Non-HFTD | 120.1 | 1.063 | 0.985 |  |  |  | 18.2733 | [20 empty] | 0.069504 | 0.1998 | [16 empty] | 3 |  |  | 6 | 3 | 1
| NEWARK 1104 | 012221104 | 10.1152 | 0.26405 |  |  | 0.26405 | 9.8512 | 12kV | Non-HFTD |  | Non-HFTD | Non-HFTD | 0 | 0 | 0 |  |  |  | 0.26405 | [20 empty] | 0.12785 | 1.7555 | [16 empty] | 4 |  |  |  | 13
| NEWARK 1105 | 012221105 | 9.0409 | 1.6178 |  |  | 1.6178 | 7.4231 | 12kV | Non-HFTD |  | Non-HFTD | Non-HFTD | 16.1 | 0.071 | 0.016 |  |  |  | 1.6178 | [12 empty] | 1 | [8 empty] | 1.7053 | [16 empty] | 8 |  |  |  | 9
| NEWARK 1106 | 012221106 | 23.4266 | 17.9696 |  |  | 17.9696 | 5.457 | 12kV | Non-HFTD |  | Non-HFTD | Non-HFTD | 192.6 | 1.34 | 0.998 |  |  |  | 17.9696 | [21 empty] | 0.39763 | 0.063208 | [15 empty] | 586 |  |  | 1 | 3 | 2
| NEWARK 1107 | 012221107 | 29.191 | 21.4837 |  |  | 21.4837 | 7.7073 | 12kV | Non-HFTD |  | Non-HFTD | Non-HFTD | 105.8 | 0.421 | 0.501 |  |  |  | 21.4837 | [38 empty] | 906 |  |  | 3
| NEWARK 1108 | 012221108 | 9.5414 | 1.0727 |  |  | 1.0727 | 8.4687 | 12kV | Non-HFTD |  | Non-HFTD | Non-HFTD | 1.2 | 0.004 | 0 |  |  |  | 1.0727 | [20 empty] | 0.26253 | [17 empty] | 24
| NEWARK 2102 | 012222102 | 25.3093 | 2.6822 |  |  | 2.6822 | 22.627 | 21kV | Non-HFTD |  | Non-HFTD | Non-HFTD | 199.8 | 1.189 | 0.134 |  |  |  | 2.6822 | [20 empty] | 0.3935 | 0.091549 | 0.073756 | [18 empty] | 3 |  | 3
| NEWARK 2103 | 012222103 | 45.5536 | 18.1769 |  |  | 18.1769 | 27.3766 | 21kV | Non-HFTD |  | Non-HFTD | Non-HFTD | 113.3 | 1.738 | 1.389 |  |  |  | 18.1769 | [20 empty] | 1.7776 | 0.059694 | 2.0419 | [15 empty] | 20 |  |  | 23 | 2 | 31
| NEWARK 2104 | 012222104 | 20.9307 | 6.6722 |  |  | 6.6722 | 14.2585 | 21kV | Non-HFTD |  | Non-HFTD | Non-HFTD | 0.2 | 0.009 | 0 |  |  |  | 6.6722 | [20 empty] | 0.081581 | [17 empty] | 21 |  |  | 6 | 2
| NEWARK 2105 | 012222105 | 25.1305 | 2.6596 |  |  | 2.6596 | 22.4709 | 21kV | Non-HFTD |  | Non-HFTD | Non-HFTD | 195.3 | 1.264 | 0.488 |  |  |  | 2.6596 | [20 empty] | 1.1371 | 1.8922 | 0.99925 | [15 empty] | 16 |  |  | 37 | 38 | 34
| NEWARK 2107 | 012222107 | 45.0105 | 6.8596 |  |  | 6.8596 | 38.1509 | 21kV | Non-HFTD |  | Non-HFTD | Non-HFTD | 96.3 | 1.149 | 0 |  |  |  | 6.8596 | [20 empty] | 3.1202 | 0.11591 | 0.67847 | [15 empty] | 21 |  |  | 59 | 5 | 33
| NEWARK 2108 | 012222108 | 29.4404 | 4.8391 |  |  | 4.8391 | 24.6013 | 21kV | Non-HFTD |  | Non-HFTD | Non-HFTD | 308.7 | 1.96 | 0 |  |  |  | 4.8391 | [20 empty] | 0.41283 | 0.59174 | 0.92025 | [15 empty] | 67 |  |  | 11 | 15 | 24
| NEWARK 2109 | 012222109 | 13.997 | 0.0028559 |  |  | 0.0028559 | 13.9941 | 21kV | Non-HFTD |  | Non-HFTD | Non-HFTD | 36.4 | 1.064 | 0.05 |  |  |  | 0.0028559 | [22 empty] | 1.9098 | [20 empty] | 18
| NEWARK 2110 | 012222110 | 6.2126 | 3.1905 |  |  | 3.1905 | 3.0221 | 21kV | Non-HFTD |  | Non-HFTD | Non-HFTD | 1222.2 | 1.032 | 1.032 |  |  |  | 3.1905 | [38 empty] | 13
| NEWHALL 1109 | 254461109 | 74.4611 | 74.3317 |  |  | 74.3317 | 0.12937 | 12kV | Non-HFTD |  | Non-HFTD | Non-HFTD | 549.9 | 1.303 | 1.781 |  |  |  | 74.3317 | [13 empty] | 12 | [8 empty] | 0.015295 | [18 empty] | 3 |  | 4
| NEWHALL 1111 | 254461111 | 76.3629 | 75.9906 |  |  | 75.9906 | 0.37227 | 12kV | Non-HFTD |  | Non-HFTD | Non-HFTD | 299.4 | 1.117 | 1 |  |  |  | 75.9906 | [22 empty] | 0.00914 | [20 empty] | 1
| NEWMAN 1101 | 162741101 | 38.3997 | 36.6405 |  |  | 36.6405 | 1.7593 | 12kV | Non-HFTD |  | Non-HFTD | Non-HFTD | 208.7 | 1.983 | 2.052 |  |  |  | 36.6405 | [11 empty] | 2 | [29 empty] | 2 | 1
| NEWMAN 1102 | 162741102 | 11.9018 | 9.5475 |  |  | 9.5475 | 2.3543 | 12kV | Non-HFTD |  | Non-HFTD | Non-HFTD | 14.3 | 0.17 | 0 |  |  |  | 9.5475
| NEWMAN 1105 | 162741105 | 47.8077 | 40.3849 |  |  | 40.3849 | 7.4228 | 12kV | Non-HFTD |  | Non-HFTD | Non-HFTD | 13.2 | 0.04 | 0.005 |  |  |  | 40.3849 | [22 empty] | 0.11426 | [18 empty] | 1 | 1
| NEWMAN 1106 | 162741106 | 49.0412 | 34.7926 |  |  | 34.7926 | 14.2485 | 12kV | Non-HFTD |  | Non-HFTD | Non-HFTD | 64.4 | 0.272 | 0.117 |  |  |  | 34.7926 | [13 empty] | 1 | [24 empty] | 2 |  |  | 1 | 1
| NORCO 1101 | 254691101 | 39.9189 | 38.1383 |  |  | 38.1383 | 1.7807 | 12kV | Non-HFTD |  | Non-HFTD | Non-HFTD | 305.5 | 1.792 | 3.99 |  |  |  | 38.1383 | [21 empty] | 0.053793 | [16 empty] | 755 |  |  | 1 | 6 | 1
| NORCO 1102 | 254691102 | 7.5832 | 7.5639 |  |  | 7.5639 | 0.019268 | 12kV | Non-HFTD |  | Non-HFTD | Non-HFTD | 71.5 | 3.25 | 0 |  |  |  | 7.5639 | [38 empty] | 4
| NORD 1103 | 103071103 | 31.6162 | 19.2514 |  |  | 19.2514 | 12.3648 | 12kV | Non-HFTD |  | Non-HFTD | Non-HFTD | 65.7 | 0.485 | 1.876 |  |  |  | 19.2514 | [20 empty] | 0.11122 | 0.012223 | [7 empty] | ss2: 17.7 |  |  |  | 4 | 1 | 3
| NORD 1104 | 103071104 | 52.9703 | 50.5056 |  |  | 50.5056 | 2.4648 | 12kV | Non-HFTD |  | Non-HFTD | Non-HFTD | 24 | 0.148 | 2.179 |  |  |  | 50.5056 | [21 empty] | 0.20496 | [7 empty] | ss2: 0.09 |  |  |  | 2 | 1 | 2
| NORD 1105 | 103071105 | 24.1373 | 6.9938 |  |  | 6.9938 | 17.1436 | 12kV | Non-HFTD |  | Non-HFTD | Non-HFTD | 1.2 | 0.005 | 0 |  |  |  | 6.9938 | [20 empty] | 0.47186 | 0.15655 | [7 empty] | ss2: 6.59 |  |  |  | 8
| NORD 1106 | 103071106 | 20.0973 | 10.8036 |  |  | 10.8036 | 9.2937 | 12kV | Non-HFTD |  | Non-HFTD | Non-HFTD | 91.5 | 0.593 | 1.636 |  |  |  | 10.8036 | [20 empty] | 0.048487 | 0.18459 | [7 empty] | ss2: 10.2 |  |  |  | 1 | 5
| NORIEGA 0401 | 022510401 | 1.6083 | 1.5596 |  |  | 1.5596 | 0.048729 | 4.16kV | Non-HFTD |  | Non-HFTD | Non-HFTD | 0 | 0 | 0.974 |  |  |  | 1.5596
| NORIEGA 0402 | 022510402 | 1.8605 | 1.7271 |  |  | 1.7271 | 0.13341 | 4.16kV | Non-HFTD |  | Non-HFTD | Non-HFTD | 24.5 | 0.034 | 1.002 |  |  |  | 1.7271 | [42 empty] | 1
| NORTECH 2106 | 082462106 | 1.2943 |  |  |  |  | 1.2943 | 21kV | Non-HFTD |  | Non-HFTD | Non-HFTD | 74.9 | 0.164 | 0
| NORTECH 2107 | 082462107 | 13.7985 | 0.11213 |  |  | 0.11213 | 13.6863 | 21kV | Non-HFTD |  | Non-HFTD | Non-HFTD | 0.4 | 0.001 | 0.996 |  |  |  | 0.11213 | [21 empty] | 0.028648 | 0.10214 | [19 empty] | 4 | 3
| NORTECH 2109 | 082462109 | 6.8489 | 3.1502 |  |  | 3.1502 | 3.6987 | 21kV | Non-HFTD |  | Non-HFTD | Non-HFTD | 258.1 | 0.839 | 0.31 |  |  |  | 3.1502 | [21 empty] | 0.039366 | 0.12229 | [19 empty] | 1 | 3
| NORTECH 2110 | 082462110 | 19.1003 | 9.4428 |  |  | 9.4428 | 9.6575 | 21kV | Non-HFTD |  | Non-HFTD | Non-HFTD | 845 | 3.146 | 0.136 |  |  |  | 9.4428 | [20 empty] | 0.10179 | 0.02332 | 1.1274 | [18 empty] | 3 | 3 | 11
| NORTECH 2111 | 082462111 | 3.8853 | 0.71332 |  |  | 0.71332 | 3.1719 | 21kV | Non-HFTD |  | Non-HFTD | Non-HFTD | 15.1 | 0.075 | 0 |  |  |  | 0.71332 | [21 empty] | 0.36199 | [20 empty] | 3
| NORTH TOWER 1101 | 042041101 | 0.016484 |  |  |  |  | 0.016484 | 12kV | Non-HFTD |  | Non-HFTD | Non-HFTD | 130.7 | 1.598 | 0.339
| NORTH TOWER 1102 | 042041102 | 47.4435 | 18.7106 |  |  | 18.7106 | 28.7329 | 12kV | Non-HFTD |  | Non-HFTD | Non-HFTD | 173.2 | 1.055 | 3.935 |  |  |  | 18.7106 | [20 empty] | 0.13378 |  | 0.12336 | [15 empty] | 413 |  |  | 1 | 2 | 2
| NORTH TOWER 1103 | 042041103 | 26.4522 | 13.0329 |  |  | 13.0329 | 13.4193 | 12kV | Non-HFTD |  | Non-HFTD | Non-HFTD | 488.6 | 3.578 | 2.008 |  |  |  | 13.0329 | [20 empty] | 0.087232 | 0.13336 | 0.14524 | [15 empty] | 130 |  |  | 7 | 4 | 7
| NORTH TOWER 1104 | 042041104 | 38.4691 | 19.7363 |  |  | 19.7363 | 18.7328 | 12kV | Non-HFTD |  | Non-HFTD | Non-HFTD | 208.4 | 2.104 | 3.84 |  |  |  | 19.7363 | [20 empty] | 0.080882 | 0.17795 | 0.054652 | [15 empty] | 100 |  |  | 4 | 2 | 2
| NORTH TOWER 1108 | 042041108 | 40.3935 | 13.296 |  |  | 13.296 | 27.0974 | 12kV | Non-HFTD |  | Non-HFTD | Non-HFTD | 117.9 | 0.732 | 1 |  |  |  | 13.296 | [20 empty] | 0.93458 | [17 empty] | 72 |  |  | 16 | 4 | 3
| NORTH TOWER 2104 | 042042104 | 4.7811 | 4.2092 |  |  | 4.2092 | 0.57194 | 21kV | Non-HFTD |  | Non-HFTD | Non-HFTD | 15202 | 141 | 0 |  |  |  | 4.2092 | [20 empty] | 0.050623 | [17 empty] | 3 |  |  | 6 | 1
| NOTRE DAME 1101 | 102041101 | 7.8651 | 1.5965 |  |  | 1.5965 | 6.2686 | 12kV | Non-HFTD |  | Non-HFTD | Non-HFTD | 3.8 | 0.191 | 0 |  |  |  | 1.5965 | [29 empty] | ss2: 0.06 | 11 |  |  | 3
| NOTRE DAME 1102 | 102041102 | 22.2879 | 10.6051 |  |  | 10.6051 | 11.6828 | 12kV | Non-HFTD |  | Non-HFTD | Non-HFTD | 12.8 | 0.104 | 0.103 |  |  |  | 10.6051 | [20 empty] | 0.057806 | [8 empty] | ss2: 10.13 | 433 |  |  | 1 | 6 | 1
| NOTRE DAME 1103 | 102041103 | 35.1279 | 7.8096 |  | 0.56787 | 7.2417 | 27.3184 | 12kV | Non-HFTD |  | 0.64349 | N/A | 0 | 0.001 | 0.018 |  |  |  | 7.2417 | 0.56787 | [6 empty] | 0.027167 | [8 empty] | 6 |  |  |  | 0.23645 | 4.1982 | 0.19814 |  | 2.4303 | 2.2067 |  |  | 0.61585 | [13 empty] | 45 | 1 | 1 | 10 | 14 |  |  | 1
| NOVATO 1101 | 042211101 | 0.644 | 0.56604 |  |  | 0.56604 | 0.077955 | 12kV | Non-HFTD |  | Non-HFTD | Non-HFTD | 0 | 0 | 0 |  |  |  | 0.56604
| NOVATO 1102 | 042211102 | 6.3203 | 0.58673 |  |  | 0.58673 | 5.7335 | 12kV | Non-HFTD |  | Non-HFTD | Non-HFTD | 0 | 0 | 0 |  |  |  | 0.58673 | [22 empty] | 0.27297 | [20 empty] | 4
| NOVATO 1103 | 042211103 | 13.5776 | 2.9466 |  |  | 2.9466 | 10.631 | 12kV | Non-HFTD |  | Non-HFTD | Non-HFTD | 31.4 | 0.253 | 1.318 |  |  |  | 2.9466 | [21 empty] | 0.031069 | 0.54268 | [18 empty] | 3 | 5 | 3
| OAK PARK 0401 | 163270401 | 2.5036 | 2.475 |  |  | 2.475 | 0.028555 | 4.16kV | Non-HFTD |  | Non-HFTD | Non-HFTD | 0 | 0 | 0 |  |  |  | 2.475 | [41 empty] | 1
| OAK PARK 0402 | 163270402 | 0.53006 | 0.49947 |  |  | 0.49947 | 0.03059 | 4.16kV | Non-HFTD |  | Non-HFTD | Non-HFTD | 0 | 0 | 0 |  |  |  | 0.49947
| OAKLAND C 1101 | 012011101 | 2.4781 |  |  |  |  | 2.4781 | 12kV | Non-HFTD |  | Non-HFTD | Non-HFTD | 0 | 0 | 0 | [25 empty] | 0.018498 | [20 empty] | 1
| OAKLAND C 1102 | 012011102 | 3.283 |  |  |  |  | 3.283 | 12kV | Non-HFTD |  | Non-HFTD | Non-HFTD | 0 | 0 | 0 | [24 empty] | 0.02698 | 0.1505 | [20 empty] | 3
| OAKLAND C 1103 | 012011103 | 3.2318 |  |  |  |  | 3.2318 | 12kV | Non-HFTD |  | Non-HFTD | Non-HFTD | 0 | 0 | 0 | [24 empty] | 3.1632 | 0.041859 | [19 empty] | 7 | 1
| OAKLAND C 1104 | 012011104 | 3.0879 |  |  |  |  | 3.0879 | 12kV | Non-HFTD |  | Non-HFTD | Non-HFTD | 0 | 0 | 0
| OAKLAND C 1105 | 012011105 | 2.5826 |  |  |  |  | 2.5826 | 12kV | Non-HFTD |  | Non-HFTD | Non-HFTD | 0 | 0 | 0 | [25 empty] | 0.049625 | [20 empty] | 2
| OAKLAND C 1106 | 012011106 | 3.4836 |  |  |  |  | 3.4836 | 12kV | Non-HFTD |  | Non-HFTD | Non-HFTD | 0 | 0 | 0 | [24 empty] | 0.037243 | 0.071231 | [20 empty] | 2
| OAKLAND C 1108 | 012011108 | 13.2828 | 2.0413 |  |  | 2.0413 | 11.2415 | 12kV | Non-HFTD |  | Non-HFTD | Non-HFTD | 58.2 | 2.297 | 0 |  |  |  | 2.0413 | [11 empty] | 4 | [8 empty] | 0.077727 | 0.42557 | 0.052153 | [18 empty] | 4 | 6
| OAKLAND C 1109 | 012011109 | 11.798 | 3.2978 |  |  | 3.2978 | 8.5002 | 12kV | Non-HFTD |  | Non-HFTD | Non-HFTD | 25 | 0.133 | 1.754 |  |  |  | 3.2978 | [20 empty] | 0.11847 | 0.54126 | 0.23205 | [15 empty] | 172 |  |  | 10 | 17 | 11
| OAKLAND C 1110 | 012011110 | 3.0837 | 1.2474 |  |  | 1.2474 | 1.8363 | 12kV | Non-HFTD |  | Non-HFTD | Non-HFTD | 6.7 | 0.003 | 0 |  |  |  | 1.2474 | [20 empty] | 0.013699 | 0.011631 | [19 empty] | 1 | 1
| OAKLAND C 1111 | 012011111 | 0.21442 |  |  |  |  | 0.21442 | 12kV | Non-HFTD |  | Non-HFTD | Non-HFTD | 6.7 | 0.003 | 0
| OAKLAND C 1112 | 012011112 | 7.5976 | 1.1572 |  |  | 1.1572 | 6.4404 | 12kV | Non-HFTD |  | Non-HFTD | Non-HFTD | 7.5 | 0.028 | 1 |  |  |  | 1.1572 | [20 empty] | 0.038635 | 0.017737
| OAKLAND C 1113 | 012011113 | 8.7276 | 3.3598 |  |  | 3.3598 | 5.3677 | 12kV | Non-HFTD |  | Non-HFTD | Non-HFTD | 172 | 1.132 | 0 |  |  |  | 3.3598 | [13 empty] | 1 | [6 empty] | 0.17694 | 0.2056 | 0.033993 | [18 empty] | 7 |  | 2
| OAKLAND C 1114 | 012011114 | 7.1347 | 3.2813 |  |  | 3.2813 | 3.8534 | 12kV | Non-HFTD |  | Non-HFTD | Non-HFTD | 4.3 | 0.011 | 0 |  |  |  | 3.2813 | [20 empty] | 0.12044 | 0.072014 | 0.51945 | [15 empty] | 52 |  |  | 21 | 4 | 16
| OAKLAND C 1115 | 012011115 | 7.0413 | 1.1448 |  |  | 1.1448 | 5.8965 | 12kV | Non-HFTD |  | Non-HFTD | Non-HFTD | 351.5 | 1.08 | 0.757 |  |  |  | 1.1448 | [20 empty] | 0.32564 | 0.092742 | 0.0042493 | [15 empty] | 20 |  |  | 21 | 4 | 2
| OAKLAND C 1116 | 012011116 | 6.5543 | 2.4464 |  |  | 2.4464 | 4.1079 | 12kV | Non-HFTD |  | Non-HFTD | Non-HFTD | 45.8 | 0.952 | 0 |  |  |  | 2.4464 | [11 empty] | 1 |  | 1 | [6 empty] | 0.037336 |  | 0.078211 | [18 empty] | 7 | 1 | 9
| OAKLAND C 1117 | 012011117 | 7.9253 | 2.983 |  |  | 2.983 | 4.9423 | 12kV | Non-HFTD |  | Non-HFTD | Non-HFTD | 54.1 | 0.255 | 1 |  |  |  | 2.983 | [20 empty] | 0.0053774 |  | 0.14189 | [18 empty] | 1 | 1 | 3
| OAKLAND C 1118 | 012011118 | 7.9296 | 3.2694 |  |  | 3.2694 | 4.6602 | 12kV | Non-HFTD |  | Non-HFTD | Non-HFTD | 34.6 | 1.049 | 2.097 |  |  |  | 3.2694 | [11 empty] | 1 | [8 empty] | 0.20112 |  | 0.18027
| OAKLAND C 1119 | 012011119 | 1.6185 | 0.43485 |  |  | 0.43485 | 1.1837 | 12kV | Non-HFTD |  | Non-HFTD | Non-HFTD | 0 | 0 | 0 |  |  |  | 0.43485 | [43 empty] | 1
| OAKLAND C 1120 | 012011120 | 6.5946 | 3.0347 |  |  | 3.0347 | 3.5598 | 12kV | Non-HFTD |  | Non-HFTD | Non-HFTD | 5.5 | 0.029 | 0 |  |  |  | 3.0347 | [22 empty] | 0.15011 | [20 empty] | 8
| OAKLAND C 1121 | 012011121 | 4.1361 | 1.9024 |  |  | 1.9024 | 2.2337 | 12kV | Non-HFTD |  | Non-HFTD | Non-HFTD | 127.2 | 0.251 | 0.968 |  |  |  | 1.9024 | [20 empty] | 0.07422 |  | 0.077742 | [19 empty] | 1 | 2
| OAKLAND C 1132 | 012011132 | 2.1683 | 1.2173 |  |  | 1.2173 | 0.951 | 12kV | Non-HFTD |  | Non-HFTD | Non-HFTD | 17.6 | 1.071 | 0 |  |  |  | 1.2173
| OAKLAND C 1133 | 012011133 | 9.4723 | 0.026857 |  |  | 0.026857 | 9.4455 | 12kV | Non-HFTD |  | Non-HFTD | Non-HFTD | 0 | 0 | 0 |  |  |  | 0.026857 | [20 empty] | 0.05524 | 0.17434 | 0.15686 | [18 empty] | 3 | 18 | 7
| OAKLAND C 1134 | 012011134 | 4.5407 | 1.4676 |  |  | 1.4676 | 3.073 | 12kV | Non-HFTD |  | Non-HFTD | Non-HFTD | 462.6 | 1.881 | 0.655 |  |  |  | 1.4676 | [22 empty] | 0.49663 | [20 empty] | 10
| OAKLAND C 3401 | 012013401 | 0.39155 |  |  |  |  | 0.39155 | 34.5kV | Non-HFTD |  | Non-HFTD | Non-HFTD | 462.6 | 1.881 | 0.655 | [24 empty] | 0.39155
| OAKLAND C 3402 | 012013402 | 0.52716 |  |  |  |  | 0.52716 | 34.5kV | Non-HFTD |  | Non-HFTD | Non-HFTD | 462.6 | 1.881 | 0.655
| OAKLAND C -X-1 | C-X-1 | 3.3519 |  |  |  |  | 3.3519 | 12kV | Non-HFTD |  | Non-HFTD | Non-HFTD
| OAKLAND D 0406 | 012040406 | 3.6958 | 3.2001 |  |  | 3.2001 | 0.49571 | 4.16kV | Non-HFTD |  | Non-HFTD | Non-HFTD | 195.9 | 2.02 | 0 |  |  |  | 3.2001
| OAKLAND D 0407 | 012040407 | 2.511 | 0.33075 |  |  | 0.33075 | 2.1803 | 4.16kV | Non-HFTD |  | Non-HFTD | Non-HFTD | 0 | 0 | 0 |  |  |  | 0.33075 | [41 empty] | 1
| OAKLAND D 0408 | 012040408 | 4.6662 | 4.2536 |  |  | 4.2536 | 0.4126 | 4.16kV | Non-HFTD |  | Non-HFTD | Non-HFTD | 0 | 0 | 0 |  |  |  | 4.2536 | [38 empty] | 1 |  |  | 1
| OAKLAND D 0410 | 012040410 | 3.1887 | 2.7512 |  |  | 2.7512 | 0.43753 | 4.16kV | Non-HFTD |  | Non-HFTD | Non-HFTD | 6.1 | 0.021 | 0 |  |  |  | 2.7512 | [38 empty] | 55 |  |  |  | 1
| OAKLAND D 0412 | 012040412 | 0.030019 |  |  |  |  | 0.030019 | 4.16kV | Non-HFTD |  | Non-HFTD | Non-HFTD | 6.1 | 0.021 | 0
| OAKLAND D 1101 | 012041101 | 2.7679 | 0.16496 |  |  | 0.16496 | 2.603 | 12kV | Non-HFTD |  | Non-HFTD | Non-HFTD | 92.2 | 1.042 | 0 |  |  |  | 0.16496 | [43 empty] | 1
| OAKLAND D 1102 | 012041102 | 4.0284 | 2.7544 |  |  | 2.7544 | 1.274 | 12kV | Non-HFTD |  | Non-HFTD | Non-HFTD | 3.1 | 0.027 | 0 |  |  |  | 2.7544 | [11 empty] | 1 | [31 empty] | 1
| OAKLAND D 1103 | 012041103 | 2.854 | 0.33908 |  |  | 0.33908 | 2.515 | 12kV | Non-HFTD |  | Non-HFTD | Non-HFTD | 0 | 0 | 0 |  |  |  | 0.33908
| OAKLAND D 1104 | 012041104 | 7.4198 | 5.9291 |  |  | 5.9291 | 1.4907 | 12kV | Non-HFTD |  | Non-HFTD | Non-HFTD | 32.9 | 1.025 | 1.002 |  |  |  | 5.9291 | [12 empty] | 1 | [8 empty] | 0.0075745 | [19 empty] | 6 | 1 | 1
| OAKLAND D 1105 | 012041105 | 14.3767 | 8.3452 |  |  | 8.3452 | 6.0315 | 12kV | Non-HFTD |  | Non-HFTD | Non-HFTD | 306.7 | 0.51 | 1.889 |  |  |  | 8.3452 | [13 empty] | 6 | [7 empty] | 0.14602 | 0.016585 | [15 empty] | 67 |  |  | 1 | 7 | 4
| OAKLAND D 1106 | 012041106 | 11.3162 | 8.8059 |  |  | 8.8059 | 2.5103 | 12kV | Non-HFTD |  | Non-HFTD | Non-HFTD | 21.5 | 0.072 | 0 |  |  |  | 8.8059 | [13 empty] | 1 | [6 empty] | 0.055555 | 0.054822 | 0.0075314 | [15 empty] | 26 |  |  | 7 | 4 | 3
| OAKLAND D 1107 | 012041107 | 5.5266 | 2.5069 |  |  | 2.5069 | 3.0197 | 12kV | Non-HFTD |  | Non-HFTD | Non-HFTD | 84.8 | 0.567 | 0 |  |  |  | 2.5069 | [20 empty] | 0.0082782 |  | 0.45213 | [18 empty] | 2 |  | 14
| OAKLAND D 1110 | 012041110 | 12.5713 | 5.4671 |  |  | 5.4671 | 7.1041 | 12kV | Non-HFTD |  | Non-HFTD | Non-HFTD | 10.7 | 0.052 | 0.913 |  |  |  | 5.4671 | [20 empty] | 0.33394 | 0.26529 | 0.037966 | [18 empty] | 16 | 17 | 2
| OAKLAND D 1111 | 012041111 | 9.7994 | 7.7922 |  |  | 7.7922 | 2.0072 | 12kV | Non-HFTD |  | Non-HFTD | Non-HFTD | 0 | 0.001 | 0.059 |  |  |  | 7.7922 | [21 empty] | 0.014801 | 0.024791 | [15 empty] | 77 |  |  | 1 | 2 | 1
| OAKLAND D 1115 | 012041115 | 9.6181 | 2.7065 |  |  | 2.7065 | 6.9116 | 12kV | Non-HFTD |  | Non-HFTD | Non-HFTD | 177.8 | 2.712 | 0.571 |  |  |  | 2.7065 | [21 empty] | 0.16347 | 0.21459 | [18 empty] | 4 | 10 | 11
| OAKLAND D 1116 | 012041116 | 9.1703 | 2.806 |  |  | 2.806 | 6.3643 | 12kV | Non-HFTD |  | Non-HFTD | Non-HFTD | 89.4 | 1.318 | 0 |  |  |  | 2.806 | [22 empty] | 0.0070211 | [18 empty] | 1 |  | 3
| OAKLAND D 1117 | 012041117 | 3.6859 | 0.50133 |  |  | 0.50133 | 3.1846 | 12kV | Non-HFTD |  | Non-HFTD | Non-HFTD | 0 | 0 | 0 |  |  |  | 0.50133
| OAKLAND D 1130 | 012041130 | 8.2031 | 6.4847 |  |  | 6.4847 | 1.7184 | 12kV | Non-HFTD |  | Non-HFTD | Non-HFTD | 91.2 | 0.157 | 0 |  |  |  | 6.4847 | [21 empty] | 0.052612 | [16 empty] | 24 |  |  | 4 | 1 | 2
| OAKLAND D 1131 | 012041131 | 11.3392 | 7.7609 |  |  | 7.7609 | 3.5783 | 12kV | Non-HFTD |  | Non-HFTD | Non-HFTD | 73.2 | 0.179 | 0 |  |  |  | 7.7609 | [20 empty] | 0.070417 |  | 0.099363 | [18 empty] | 9 | 2 | 7
| OAKLAND D 1132 | 012041132 | 14.5299 | 2.8798 |  |  | 2.8798 | 11.6501 | 12kV | Non-HFTD |  | Non-HFTD | Non-HFTD | 58.5 | 1.055 | 1.986 |  |  |  | 2.8798 | [20 empty] | 0.0063902 | 0.022695 | 0.693 | [18 empty] | 6 | 7 | 24
| OAKLAND D 1133 | 012041133 | 4.6585 | 2.9692 |  |  | 2.9692 | 1.6893 | 12kV | Non-HFTD |  | Non-HFTD | Non-HFTD | 42.9 | 0.069 | 0 |  |  |  | 2.9692
| OAKLAND D 1134 | 012041134 | 0.97591 | 0.61371 |  |  | 0.61371 | 0.36219 | 12kV | Non-HFTD |  | Non-HFTD | Non-HFTD | 0 | 0 | 0 |  |  |  | 0.61371
| OAKLAND D 1201 | 012041201 | 3.5783 |  |  |  |  | 3.5783 | 12kV | Non-HFTD |  | Non-HFTD | Non-HFTD | 0 | 0 | 0 | [24 empty] | 0.01967 | [20 empty] | 1
| OAKLAND D 1202 | 012041202 | 3.4237 | 0.2395 |  |  | 0.2395 | 3.1842 | 12kV | Non-HFTD |  | Non-HFTD | Non-HFTD | 0 | 0 | 0 |  |  |  | 0.2395 | [21 empty] | 0.091318
| OAKLAND D 1203 | 012041203 | 3.4586 |  |  |  |  | 3.4586 | 12kV | Non-HFTD |  | Non-HFTD | Non-HFTD | 0 | 0 | 0 | [24 empty] | 0.032895 | [20 empty] | 2
| OAKLAND D 1204 | 012041204 | 3.4142 |  |  |  |  | 3.4142 | 12kV | Non-HFTD |  | Non-HFTD | Non-HFTD | 0 | 0 | 0
| OAKLAND D 1205 | 012041205 | 2.4542 |  |  |  |  | 2.4542 | 12kV | Non-HFTD |  | Non-HFTD | Non-HFTD | 0 | 0 | 0
| OAKLAND D 1206 | 012041206 | 2.4451 |  |  |  |  | 2.4451 | 12kV | Non-HFTD |  | Non-HFTD | Non-HFTD | 0 | 0 | 0
| OAKLAND D -3-1 | D-K-3-1 | 2.39 |  |  |  |  | 2.39 | 12kV | Non-HFTD |  | Non-HFTD | Non-HFTD
| OAKLAND D -3-3 | D-K-3-3 | 2.39 |  |  |  |  | 2.39 | 12kV | Non-HFTD |  | Non-HFTD | Non-HFTD
| OAKLAND D -4-1 | D-K-4-1 | 2.3924 |  |  |  |  | 2.3924 | 12kV | Non-HFTD |  | Non-HFTD | Non-HFTD
| OAKLAND D -4-2 | D-K-4-2 | 2.3916 |  |  |  |  | 2.3916 | 12kV | Non-HFTD |  | Non-HFTD | Non-HFTD
| OAKLAND D -5-2 | D-K-5-2 | 2.4413 |  |  |  |  | 2.4413 | 12kV | Non-HFTD |  | Non-HFTD | Non-HFTD
| OAKLAND D -6-1 | D-K-6-1 | 2.4407 |  |  |  |  | 2.4407 | 12kV | Non-HFTD |  | Non-HFTD | Non-HFTD
| OAKLAND D -6-2 | D-K-6-2 | 2.4425 |  |  |  |  | 2.4425 | 12kV | Non-HFTD |  | Non-HFTD | Non-HFTD
| OAKLAND I 0401 | 012080401 | 3.4645 | 3.2385 |  |  | 3.2385 | 0.22601 | 4.16kV | Non-HFTD |  | Non-HFTD | Non-HFTD | 0 | 0 | 4.978 |  |  |  | 3.2385 | [41 empty] | 1 | 1 | 1
| OAKLAND I 0402 | 012080402 | 5.5354 | 5.1146 |  |  | 5.1146 | 0.42076 | 4.16kV | Non-HFTD |  | Non-HFTD | Non-HFTD | 22 | 0.451 | 3.999 |  |  |  | 5.1146 | [41 empty] | 2 | 1
| OAKLAND J 0401 | 012090401 | 5.1184 | 4.6318 |  |  | 4.6318 | 0.48652 | 4.16kV | Non-HFTD |  | Non-HFTD | Non-HFTD | 14.2 | 0.047 | 2.993 |  |  |  | 4.6318 | [38 empty] | 207 |  |  |  | 1 | 3
| OAKLAND J 0403 | 012090403 | 6.5688 | 6.2738 |  |  | 6.2738 | 0.29498 | 4.16kV | Non-HFTD |  | Non-HFTD | Non-HFTD | 308.4 | 1.999 | 4.852 |  |  |  | 6.2738 | [12 empty] | 2 | [8 empty] | 0.29498 | [16 empty] | 211 |  |  |  | 1 | 1
| OAKLAND J 0408 | 012090408 | 5.0053 | 4.5725 |  |  | 4.5725 | 0.43274 | 4.16kV | Non-HFTD |  | Non-HFTD | Non-HFTD | 158.2 | 0.99 | 5.953 |  |  |  | 4.5725 | [22 empty] | 0.040555 | [15 empty] | 224
| OAKLAND J 0409 | 012090409 | 4.4805 | 3.0055 |  |  | 3.0055 | 1.475 | 4.16kV | Non-HFTD |  | Non-HFTD | Non-HFTD | 455.8 | 1.182 | 5 |  |  |  | 3.0055 | [21 empty] | 0.08147 | [16 empty] | 46 |  |  | 1
| OAKLAND J 1101 | 012091101 | 12.2327 | 10.3589 |  |  | 10.3589 | 1.8738 | 12kV | Non-HFTD |  | Non-HFTD | Non-HFTD | 41.9 | 0.209 | 0.367 |  |  |  | 10.3589 | [11 empty] | 1 | [8 empty] | 0.19797 | 0.10428 | 0.044433 | [15 empty] | 154 |  |  | 6 | 3 | 1
| OAKLAND J 1103 | 012091103 | 6.1639 | 2.7728 |  |  | 2.7728 | 3.3911 | 12kV | Non-HFTD |  | Non-HFTD | Non-HFTD | 0 | 0 | 0 |  |  |  | 2.7728 | [20 empty] | 0.071838 | [17 empty] | 22 |  |  | 2 |  | 1
| OAKLAND J 1104 | 012091104 | 8.4978 | 6.7078 |  |  | 6.7078 | 1.79 | 12kV | Non-HFTD |  | Non-HFTD | Non-HFTD | 4.9 | 0.047 | 0.997 |  |  |  | 6.7078 | [20 empty] | 0.13988 |  | 0.0063462 | [15 empty] | 306 |  |  | 3 | 1 | 1
| OAKLAND J 1108 | 012091108 | 13.1494 | 9.2441 |  |  | 9.2441 | 3.9053 | 12kV | Non-HFTD |  | Non-HFTD | Non-HFTD | 147.8 | 0.829 | 7.668 |  |  |  | 9.2441 | [20 empty] | 0.13675 |  | 0.2765 | [15 empty] | 525 |  |  | 2 |  | 4
| OAKLAND J 1109 | 012091109 | 0.93149 | 0.040601 |  |  | 0.040601 | 0.89088 | 12kV | Non-HFTD |  | Non-HFTD | Non-HFTD | 147.8 | 0.829 | 7.668 |  |  |  | 0.040601 | [38 empty] | 2
| OAKLAND J 1110 | 012091110 | 3.9107 | 2.0742 |  |  | 2.0742 | 1.8365 | 12kV | Non-HFTD |  | Non-HFTD | Non-HFTD | 0 | 0 | 2.025 |  |  |  | 2.0742 | [20 empty] | 0.042859 | [17 empty] | 24 |  |  | 4
| OAKLAND J 1111 | 012091111 | 7.0107 | 4.672 |  |  | 4.672 | 2.3387 | 12kV | Non-HFTD |  | Non-HFTD | Non-HFTD | 29.1 | 0.069 | 2.088 |  |  |  | 4.672 | [11 empty] | 2 | [9 empty] | 0.081473 | [16 empty] | 210 |  |  | 3 | 3 | 1
| OAKLAND J 1112 | 012091112 | 7.8887 | 5.562 |  |  | 5.562 | 2.3266 | 12kV | Non-HFTD |  | Non-HFTD | Non-HFTD | 0.6 | 0.006 | 0.851 |  |  |  | 5.562 | [11 empty] | 1 | [8 empty] | 0.051921 | 0.002085 | 0.0038112 | [15 empty] | 219 |  |  | 7 | 1 | 7
| OAKLAND J 1114 | 012091114 | 0.62574 | 0.0024624 |  |  | 0.0024624 | 0.62328 | 12kV | Non-HFTD |  | Non-HFTD | Non-HFTD | 0.6 | 0.006 | 0.851 |  |  |  | 0.0024624
| OAKLAND J 1115 | 012091115 | 9.929 | 3.9768 |  |  | 3.9768 | 5.9522 | 12kV | Non-HFTD |  | Non-HFTD | Non-HFTD | 214.1 | 1.061 | 1.996 |  |  |  | 3.9768 | [13 empty] | 1 | [6 empty] | 0.10734 |  | 0.075987 | [15 empty] | 205 |  |  | 4 | 2 | 4
| OAKLAND J 1117 | 012091117 | 20.3679 | 13.1828 |  |  | 13.1828 | 7.185 | 12kV | Non-HFTD |  | Non-HFTD | Non-HFTD | 104.2 | 1.637 | 6.163 |  |  |  | 13.1828 | [13 empty] | 2 | [6 empty] | 0.019688 | 0.18817 | 0.20424 | [15 empty] | 180 |  |  | 3 | 9 | 9
| OAKLAND J 1152 | 012091152 | 3.2142 |  |  |  |  | 3.2142 | 12kV | Non-HFTD |  | Non-HFTD | Non-HFTD | 106.8 | 0.72 | 2.231
| OAKLAND J 1153 | 012091153 | 3.1898 |  |  |  |  | 3.1898 | 12kV | Non-HFTD |  | Non-HFTD | Non-HFTD | 106.8 | 0.72 | 2.231
| OAKLAND L | C-L | 1.0864 |  |  |  |  | 1.0864 | 4.16kV | Non-HFTD |  | Non-HFTD | Non-HFTD
| OAKLAND L 0401 | 012110401 | 0.49129 |  |  |  |  | 0.49129 | 4.16kV | Non-HFTD |  | Non-HFTD | Non-HFTD | 266.2 | 2.337 | 0
| OAKLAND L 0405 | 012110405 | 0.49167 |  |  |  |  | 0.49167 | 4.16kV | Non-HFTD |  | Non-HFTD | Non-HFTD | 266.2 | 2.337 | 0
| OAKLAND L 0406 | 012110406 | 0.83046 |  |  |  |  | 0.83046 | 4.16kV | Non-HFTD |  | Non-HFTD | Non-HFTD | 266.2 | 2.337 | 0
| OAKLAND L 1101 | 012111101 | 7.7387 | 5.7615 |  |  | 5.7615 | 1.9771 | 12kV | Non-HFTD |  | Non-HFTD | Non-HFTD | 103.3 | 0.275 | 2.831 |  |  |  | 5.7615 | [12 empty] | 1 | [7 empty] | 0.12086 | 0.46311 | 0.05845 | [18 empty] | 4 | 25 | 3
| OAKLAND L 1102 | 012111102 | 7.3762 | 1.2828 |  |  | 1.2828 | 6.0934 | 12kV | Non-HFTD |  | Non-HFTD | Non-HFTD | 0 | 0 | 1.004 |  |  |  | 1.2828 | [22 empty] | 0.053313 | [18 empty] | 3 |  | 4
| OAKLAND L 1103 | 012111103 | 13.5499 | 4.774 |  |  | 4.774 | 8.7759 | 12kV | Non-HFTD |  | Non-HFTD | Non-HFTD | 97.7 | 1.031 | 0.929 |  |  |  | 4.774 | [11 empty] | 3 | [8 empty] | 0.21433 | 0.21551 | 0.12584 | [18 empty] | 8 | 4 | 6
| OAKLAND L 1104 | 012111104 | 1.4327 |  |  |  |  | 1.4327 | 12kV | Non-HFTD |  | Non-HFTD | Non-HFTD | 0 | 0 | 3.011 | [24 empty] | 0.0052852 | [20 empty] | 6
| OAKLAND L 1105 | 012111105 | 9.6255 | 2.5865 |  |  | 2.5865 | 7.039 | 12kV | Non-HFTD |  | Non-HFTD | Non-HFTD | 68.2 | 0.987 | 0 |  |  |  | 2.5865 | [20 empty] | 0.37411 | 0.28888 | 0.40897 | [18 empty] | 31 | 15 | 42
| OAKLAND L 1106 | 012111106 | 4.3576 | 0.34579 |  |  | 0.34579 | 4.0118 | 12kV | Non-HFTD |  | Non-HFTD | Non-HFTD | 0 | 0 | 1.047 |  |  |  | 0.34579 | [20 empty] | 0.047021 | 0.10826 | 0.065345 | [18 empty] | 3 | 8 | 3
| OAKLAND L 1107 | 012111107 | 3.3485 | 1.4615 |  |  | 1.4615 | 1.887 | 12kV | Non-HFTD |  | Non-HFTD | Non-HFTD | 0 | 0 | 1.937 |  |  |  | 1.4615 | [13 empty] | 1 | [6 empty] | 0.09657 |  | 0.0059589 | [18 empty] | 1 |  | 3
| OAKLAND L 1108 | 012111108 | 11.3978 | 0.0014205 |  |  | 0.0014205 | 11.3964 | 12kV | Non-HFTD |  | Non-HFTD | Non-HFTD | 72.3 | 1.005 | 0 |  |  |  | 0.0014205 | [20 empty] | 0.12244 | 0.19168 | 0.87588 | [18 empty] | 5 | 19 | 51
| OAKLAND L 1111 | 012111111 | 2.2083 |  |  |  |  | 2.2083 | 12kV | Non-HFTD |  | Non-HFTD | Non-HFTD | 0 | 0 | 2.041 | [26 empty] | 0.083588 | [20 empty] | 1
| OAKLAND L 1112 | 012111112 | 1.5276 |  |  |  |  | 1.5276 | 12kV | Non-HFTD |  | Non-HFTD | Non-HFTD | 0 | 0 | 1.545 | [25 empty] | 0.031969
| OAKLAND L 1113 | 012111113 | 2.2731 |  |  |  |  | 2.2731 | 12kV | Non-HFTD |  | Non-HFTD | Non-HFTD | 0 | 0 | 0.521
| OAKLAND L 1114 | 012111114 | 2.5812 |  |  |  |  | 2.5812 | 12kV | Non-HFTD |  | Non-HFTD | Non-HFTD | 0 | 0 | 0.519
| OAKLAND L 1115 | 012111115 | 1.828 |  |  |  |  | 1.828 | 12kV | Non-HFTD |  | Non-HFTD | Non-HFTD | 0 | 0 | 0.757
| OAKLAND L 1116 | 012111116 | 1.6031 |  |  |  |  | 1.6031 | 12kV | Non-HFTD |  | Non-HFTD | Non-HFTD | 0 | 0 | 0.991
| OAKLAND L 1201 | 012111201 | 2.1889 |  |  |  |  | 2.1889 | 12kV | Non-HFTD |  | Non-HFTD | Non-HFTD | 0 | 0 | 0.991
| OAKLAND L 1202 | 012111202 | 2.1887 |  |  |  |  | 2.1887 | 12kV | Non-HFTD |  | Non-HFTD | Non-HFTD | 0 | 0 | 0.991
| OAKLAND L 1204 | 012111204 | 2.1897 |  |  |  |  | 2.1897 | 12kV | Non-HFTD |  | Non-HFTD | Non-HFTD | 0 | 0 | 0.991
| OAKLAND L 1261 | 012111261 | 0.022721 |  |  |  |  | 0.022721 | 12kV | Non-HFTD |  | Non-HFTD | Non-HFTD | 0 | 0 | 0.991
| OAKLAND X 0401 | 012540401 | 5.8411 | 5.5536 |  |  | 5.5536 | 0.28755 | 4.16kV | Non-HFTD |  | Non-HFTD | Non-HFTD | 496.6 | 4.268 | 2.001 |  |  |  | 5.5536 | [22 empty] | 0.0063144 | [15 empty] | 274 |  |  | 1
| OAKLAND X 0402 | 012540402 | 2.7691 | 1.7684 |  |  | 1.7684 | 1.0007 | 4.16kV | Non-HFTD |  | Non-HFTD | Non-HFTD | 0 | 0 | 1 |  |  |  | 1.7684 | [43 empty] | 1
| OAKLAND X 1102 | 012541102 | 7.9786 | 6.3685 |  |  | 6.3685 | 1.6101 | 12kV | Non-HFTD |  | Non-HFTD | Non-HFTD | 44.9 | 0.298 | 0.997 |  |  |  | 6.3685 | [11 empty] | 2 | [8 empty] | 0.0025079 |  | 0.007405 | [15 empty] | 45 |  |  | 2 | 1 | 2
| OAKLAND X 1103 | 012541103 | 9.3098 | 7.6181 |  |  | 7.6181 | 1.6917 | 12kV | Non-HFTD |  | Non-HFTD | Non-HFTD | 94.7 | 0.987 | 1.75 |  |  |  | 7.6181 | [20 empty] | 0.042888 |  | 0.045322 | [15 empty] | 339 |  |  |  |  | 3
| OAKLAND X 1107 | 012541107 | 18.6844 | 12.9264 |  |  | 12.9264 | 5.758 | 12kV | Non-HFTD |  | Non-HFTD | Non-HFTD | 77.2 | 0.553 | 2.959 |  |  |  | 12.9264 | [12 empty] | 3 | [9 empty] | 0.059324 | [18 empty] | 4 |  | 7
| OAKLAND X 1108 | 012541108 | 0.023673 |  |  |  |  | 0.023673 | 12kV | Non-HFTD |  | Non-HFTD | Non-HFTD | 77.2 | 0.553 | 2.959
| OAKLAND X 1109 | 012541109 | 7.8695 | 7.0686 |  |  | 7.0686 | 0.80095 | 12kV | Non-HFTD |  | Non-HFTD | Non-HFTD | 468.1 | 4.144 | 1 |  |  |  | 7.0686 | [38 empty] | 319 |  |  | 2 | 3
| OAKLAND X 1110 | 012541110 | 1.2321 | 0.43337 |  |  | 0.43337 | 0.79876 | 12kV | Non-HFTD |  | Non-HFTD | Non-HFTD | 468.1 | 4.144 | 1 |  |  |  | 0.43337 | [38 empty] | 5
| OAKLAND X 1111 | 012541111 | 1.8766 | 1.0241 |  |  | 1.0241 | 0.85243 | 12kV | Non-HFTD |  | Non-HFTD | Non-HFTD | 468.1 | 4.144 | 1 |  |  |  | 1.0241 | [38 empty] | 19
| OAKLAND X 1112 | 012541112 | 9.1292 | 3.94 |  |  | 3.94 | 5.1892 | 12kV | Non-HFTD |  | Non-HFTD | Non-HFTD | 12.6 | 1.018 | 1.382 |  |  |  | 3.94 | [21 empty] | 0.088948 | [19 empty] | 3 | 2
| OAKLAND X 1113 | 012541113 | 0.021985 |  |  |  |  | 0.021985 | 12kV | Non-HFTD |  | Non-HFTD | Non-HFTD | 12.6 | 1.018 | 1.382
| OAKLAND X 1114 | 012541114 | 6.5169 | 5.0828 |  |  | 5.0828 | 1.4342 | 12kV | Non-HFTD |  | Non-HFTD | Non-HFTD | 366.8 | 2.251 | 2.001 |  |  |  | 5.0828 | [20 empty] | 0.2245 | [17 empty] | 203 |  |  |  | 1
| OAKLAND X 1115 | 012541115 | 16.7392 | 12.613 |  |  | 12.613 | 4.1262 | 12kV | Non-HFTD |  | Non-HFTD | Non-HFTD | 99.9 | 0.496 | 2.837 |  |  |  | 12.613 | [12 empty] | 3 | [8 empty] | 0.022597 | 0.052926 | [19 empty] | 1
| OAKLAND X -X-2 | C-X-2 | 3.4152 |  |  |  |  | 3.4152 | 12kV | Non-HFTD |  | Non-HFTD | Non-HFTD
| OCEAN 0401 | 022580401 | 5.6356 | 3.6748 |  |  | 3.6748 | 1.9609 | 4.16kV | Non-HFTD |  | Non-HFTD | Non-HFTD | 29.9 | 0.5 | 0.465 |  |  |  | 3.6748 | [38 empty] | 139 |  |  | 1
| OCEAN 0402 | 022580402 | 5.9102 | 2.9565 |  |  | 2.9565 | 2.9537 | 4.16kV | Non-HFTD |  | Non-HFTD | Non-HFTD | 12.6 | 0.091 | 0 |  |  |  | 2.9565 | [38 empty] | 149 |  |  |  |  | 4
| OCEANO 1108 | 182601108 | 20.2241 | 10.8151 |  |  | 10.8151 | 9.409 | 12kV | Non-HFTD |  | Non-HFTD | Non-HFTD | 11.9 | 0.034 | 0.971 |  |  |  | 10.8151 |  |  |  |  | 0.34407 | [8 empty] | 33 | [6 empty] | 0.13324 | 0.057257 | 1.0643 | [6 empty] | ss2: 6.23 |  |  |  | 5 | 7 | 28
| OILFIELDS 1102 | 182391102 | 0.96758 | 0.96758 |  |  | 0.96758 | 0 | 12kV | Non-HFTD |  | Non-HFTD | Non-HFTD | 0 | 0 | 0 |  |  |  | 0.96758
| OILFIELDS 1104 | 182391104 | 38.3028 | 38.0928 |  |  | 38.0928 | 0.21001 | 12kV | Non-HFTD |  | Non-HFTD | Non-HFTD | 275 | 0.712 | 0.923 |  |  |  | 38.0928 | [11 empty] | 1 | [29 empty] | 1 | 2
| OLD RIVER 1001 | 252821001 | 0.0041889 | 0.0041889 |  |  | 0.0041889 | 0 | 12kV | Non-HFTD |  | Non-HFTD | Non-HFTD | 438.9 | 3.158 | 2.837 |  |  |  | 0.0041889
| OLD RIVER 1101 | 252821101 | 43.2385 | 41.767 |  |  | 41.767 | 1.4716 | 12kV | Non-HFTD |  | Non-HFTD | Non-HFTD | 750.4 | 5.125 | 1 |  |  |  | 41.767 | [12 empty] | 1 | [8 empty] | 0.021485 | 0.04305 | [15 empty] | 762 |  |  | 3 | 3 | 6
| OLD RIVER 1102 | 252821102 | 50.3538 | 49.432 |  |  | 49.432 | 0.92175 | 12kV | Non-HFTD |  | Non-HFTD | Non-HFTD | 21.6 | 0.092 | 6.018 |  |  |  | 49.432 | [13 empty] | 1 | [7 empty] | 0.027083 | 0.024328 | [15 empty] | 561 |  |  | 26 | 3
| OLD RIVER 1103 | 252821103 | 38.4969 | 35.3978 |  |  | 35.3978 | 3.0991 | 12kV | Non-HFTD |  | Non-HFTD | Non-HFTD | 1406.6 | 2.278 | 1.093 |  |  |  | 35.3978 | [20 empty] | 0.019369 | 0.040517 | 0.044124 | [15 empty] | 553 |  |  | 1 | 3 | 6
| OLD RIVER 1104 | 252821104 | 63.3182 | 59.3334 |  |  | 59.3334 | 3.9848 | 12kV | Non-HFTD |  | Non-HFTD | Non-HFTD | 34.8 | 0.301 | 0.274 |  |  |  | 59.3334 | [20 empty] | 0.25153 | 0.026952 | 0.10055 | [15 empty] | 1503 |  |  | 4 | 1 | 4
| OLD RIVER 1105 | 252821105 | 16.8204 | 15.0511 |  |  | 15.0511 | 1.7693 | 12kV | Non-HFTD |  | Non-HFTD | Non-HFTD | 107.3 | 0.343 | 0 |  |  |  | 15.0511 | [11 empty] | 1 | [26 empty] | 228 |  |  |  | 1 | 1
| OLIVEHURST 1101 | 152901101 | 31.0157 | 22.0756 |  |  | 22.0756 | 8.9401 | 12kV | Non-HFTD |  | Non-HFTD | Non-HFTD | 178.1 | 0.88 | 1.652 |  |  |  | 22.0756 | [13 empty] | 1 | [27 empty] | 2 | 2 | 1
| OLIVEHURST 1102 | 152901102 | 10.7733 | 5.8221 |  |  | 5.8221 | 4.9512 | 12kV | Non-HFTD |  | Non-HFTD | Non-HFTD | 33.3 | 0.506 | 3.049 |  |  |  | 5.8221
| OLIVEHURST 1103 | 152901103 | 70.7583 | 52.1859 |  |  | 52.1859 | 18.5724 | 12kV | Non-HFTD |  | Non-HFTD | Non-HFTD | 356.2 | 2.669 | 2.478 |  |  |  | 52.1859 | [20 empty] | 1.0442 |  | 0.61373 | [18 empty] | 9
| OLIVEHURST 1104 | 152901104 | 19.3 | 11.4323 |  |  | 11.4323 | 7.8677 | 12kV | Non-HFTD |  | Non-HFTD | Non-HFTD | 241.2 | 2.182 | 3.608 |  |  |  | 11.4323 | [21 empty] | 0.013526 | 0.0050117 | [18 empty] | 1 | 5 | 2
| OLIVEHURST 1105 | 152901105 | 59.6281 | 54.0398 |  |  | 54.0398 | 5.5883 | 12kV | Non-HFTD |  | Non-HFTD | Non-HFTD | 46.1 | 0.232 | 3.427 |  |  |  | 54.0398 | [21 empty] | 0.54021 | [19 empty] | 4 | 8
| ORICK 1101 | 192261101 | 8.9391 | 7.9805 |  |  | 7.9805 | 0.95855 | 12kV | Non-HFTD |  | Non-HFTD | Non-HFTD | 1273.7 | 2.09 | 2.719 |  |  |  | 7.9805 | [41 empty] | 1 | 3
| ORICK 1102 | 192261102 | 24.5143 | 23.2833 |  |  | 23.2833 | 1.231 | 12kV | Non-HFTD |  | Non-HFTD | Non-HFTD | 621.4 | 2.116 | 2.603 |  |  |  | 23.2833 | [13 empty] | 1 | [28 empty] | 1
| ORINDA 0402 | 012350402 | 7.0209 | 6.6103 | 3.1868 | 3.1584 | 0.26513 | 0.41059 | 4.16kV | Non-HFTD |  | 0.016305 | N/A | 448.9 | 4.478 | 3.114 |  |  |  | 0.26513 | 3.1584 | 3.1868 | [8 empty] | 3.0629 | [7 empty] | 1 | 66 | [7 empty] | 0.062395 | [10 empty] | 10 | 28 | 162 |  |  |  | 1 |  |  |  | 2 | 4
| ORLAND B 1101 | 102701101 | 33.4922 | 29.3243 |  |  | 29.3243 | 4.1679 | 12kV | Non-HFTD |  | Non-HFTD | Non-HFTD | 49.3 | 0.447 | 1.981 |  |  |  | 29.3243 | [42 empty] | 1 | 1
| ORLAND B 1102 | 102701102 | 22.5388 | 18.8262 |  |  | 18.8262 | 3.7126 | 12kV | Non-HFTD |  | Non-HFTD | Non-HFTD | 11.8 | 0.083 | 0.249 |  |  |  | 18.8262 | [13 empty] | 3 | [24 empty] | 238 |  |  | 3
| ORLAND B 1103 | 102701103 | 111.0898 | 106.5254 |  |  | 106.5254 | 4.5644 | 12kV | Non-HFTD |  | Non-HFTD | Non-HFTD | 41.9 | 0.296 | 0.798 |  |  |  | 106.5254 | [13 empty] | 1 | [7 empty] | 0.22119 | 0.006532 | [15 empty] | 1493 |  |  | 2 | 4 | 6
| ORO LOMA 1102 | 255371102 | 1.8076 | 1.0708 |  |  | 1.0708 | 0.73678 | 12kV | Non-HFTD |  | Non-HFTD | Non-HFTD | 161.3 | 1.118 | 1.426 |  |  |  | 1.0708
| ORO LOMA 1103 | 255371103 | 1.8337 | 1.0966 |  |  | 1.0966 | 0.73703 | 12kV | Non-HFTD |  | Non-HFTD | Non-HFTD | 161.3 | 1.118 | 1.426 |  |  |  | 1.0966
| ORO LOMA 1106 | 255371106 | 74.435 | 74.1209 |  |  | 74.1209 | 0.31411 | 12kV | Non-HFTD |  | Non-HFTD | Non-HFTD | 241.4 | 1.745 | 1.003 |  |  |  | 74.1209 | [11 empty] | 1 | [29 empty] | 1 | 1 | 2
| ORO LOMA 1108 | 255371108 | 55.3974 | 55.3363 |  |  | 55.3363 | 0.061062 | 12kV | Non-HFTD |  | Non-HFTD | Non-HFTD | 31.5 | 0.129 | 3.012 |  |  |  | 55.3363 | [42 empty] | 2 | 1
| ORO LOMA 1115 | 255371115 | 77.6255 | 73.6371 |  |  | 73.6371 | 3.9883 | 12kV | Non-HFTD |  | Non-HFTD | Non-HFTD | 494.8 | 3.646 | 3.505 |  |  |  | 73.6371 | [20 empty] | 0.010071 | [17 empty] | 980 |  |  | 1 |  | 2
| ORO LOMA 1116 | 255371116 | 25.7002 | 24.7429 |  |  | 24.7429 | 0.95726 | 12kV | Non-HFTD |  | Non-HFTD | Non-HFTD | 5.6 | 0.02 | 1.515 |  |  |  | 24.7429 | [42 empty] | 2
| ORO LOMA 1117 | 255371117 | 50.8967 | 50.2062 |  |  | 50.2062 | 0.69049 | 12kV | Non-HFTD |  | Non-HFTD | Non-HFTD | 68.3 | 1.24 | 1.99 |  |  |  | 50.2062 | [41 empty] | 1
| ORO LOMA 1118 | 255371118 | 43.4381 | 42.8455 |  |  | 42.8455 | 0.59255 | 12kV | Non-HFTD |  | Non-HFTD | Non-HFTD | 169.9 | 0.532 | 3.014 |  |  |  | 42.8455 | [20 empty] | 0.04973 |  | 0.029441 | [18 empty] | 3 | 3 | 5
| OROSI 1101 | 252841101 | 54.5862 | 50.6282 |  |  | 50.6282 | 3.958 | 12kV | Non-HFTD |  | Non-HFTD | Non-HFTD | 87.4 | 1.324 | 0.572 |  |  |  | 50.6282 | [41 empty] | 2 | 2 | 3
| OROSI 1103 | 252841103 | 37.9043 | 37.7148 |  |  | 37.7148 | 0.18953 | 12kV | Non-HFTD |  | Non-HFTD | Non-HFTD | 117.5 | 1.215 | 0 |  |  |  | 37.7148 | [21 empty] | 0.017606 | [19 empty] | 3 | 2 | 1
| OROSI 1104 | 252841104 | 63.5307 | 55.7626 |  |  | 55.7626 | 7.768 | 12kV | Non-HFTD |  | Non-HFTD | Non-HFTD | 140.1 | 1.142 | 0.568 |  |  |  | 55.7626 | [12 empty] | 1 | [28 empty] | 10 |  | 2
| OROVILLE 0402 | 102520402 | 2.5735 | 1.6126 |  |  | 1.6126 | 0.96094 | 4.16kV | Non-HFTD |  | Non-HFTD | Non-HFTD | 197.4 | 1 | 0 |  |  |  | 1.6126 | [29 empty] | ss2: 1.6126 | 92
| OROVILLE 0403 | 102520403 | 2.1225 | 2.0349 |  |  | 2.0349 | 0.087597 | 4.16kV | Non-HFTD |  | Non-HFTD | Non-HFTD | 0.7 | 0.016 | 0.996 |  |  |  | 2.0349 | [29 empty] | ss2: 1.75 | 74
| OROVILLE 1101 | 102521101 | 31.6798 | 23.5347 |  |  | 23.5347 | 8.1451 | 12kV | Non-HFTD |  | Non-HFTD | Non-HFTD | 72.4 | 0.511 | 1 |  |  |  | 23.5347 | [12 empty] | 3 | [7 empty] | 0.23529 | 0.097385 | [7 empty] | ss2: 1.7935 | 1068 |  |  | 5 | 2 | 2
| OROVILLE 1102 | 102521102 | 8.1799 | 6.2756 |  |  | 6.2756 | 1.9043 | 12kV | Non-HFTD |  | Non-HFTD | Non-HFTD | 0 | 0 | 0 |  |  |  | 6.2756 | [29 empty] | ss2: 6 | 260 |  |  |  | 4 | 1
| OROVILLE 1103 | 102521103 | 11.3452 | 10.356 |  |  | 10.356 | 0.98924 | 12kV | Non-HFTD |  | Non-HFTD | Non-HFTD | 78.7 | 1.061 | 2.691 |  |  |  | 10.356 | [20 empty] | 0.03056 | [8 empty] | ss2: 10.356 | 291 |  |  | 1
| ORTIGA 1105 | 254311105 | 41.7959 | 31.91 |  |  | 31.91 | 9.8858 | 12kV | Non-HFTD |  | Non-HFTD | Non-HFTD | 37.7 | 2.025 | 0.981 |  |  |  | 31.91 | [13 empty] | 38 | [7 empty] | 0.81422 | 0.72535 | [15 empty] | 116 |  |  | 1 | 2 | 6
| ORTIGA 1106 | 254311106 | 65.0238 | 53.7324 |  |  | 53.7324 | 11.2914 | 12kV | Non-HFTD |  | Non-HFTD | Non-HFTD | 185.8 | 1.804 | 6.814 |  |  |  | 53.7324 | [13 empty] | 1 | [6 empty] | 0.36309 | 0.024176 | 1.4768 | [18 empty] | 1 | 3 | 8
| PACIFIC GROVE 0421 | 182440421 | 4.2629 | 3.3393 |  |  | 3.3393 | 0.9236 | 4.16kV | Non-HFTD |  | Non-HFTD | Non-HFTD | 155.9 | 2.177 | 3.719 |  |  |  | 3.3393 | [22 empty] | 0.032763 | [18 empty] | 2 | 1 | 3
| PACIFIC GROVE 0423 | 182440423 | 1.891 | 1.6772 |  |  | 1.6772 | 0.21377 | 4.16kV | Non-HFTD |  | Non-HFTD | Non-HFTD | 215 | 3 | 4 |  |  |  | 1.6772
| PACIFIC GROVE 0424 | 182440424 | 9.3176 | 8.9656 |  |  | 8.9656 | 0.35197 | 4.16kV | Non-HFTD |  | Non-HFTD | Non-HFTD | 370.5 | 3.236 | 12.445 |  |  |  | 8.9656 | [21 empty] | 0.062001 | [20 empty] | 2 | 3
| PACIFIC PIPE GRAPEVI 1101 | 255441101 | 0.014717 | 0.014717 |  |  | 0.014717 | 0 | 12kV | Non-HFTD |  | Non-HFTD | Non-HFTD | 9.4 | 0.045 | 3.611 |  |  |  | 0.014717
| PANAMA 2101 | 253422101 | 69.4627 | 38.6747 |  |  | 38.6747 | 30.788 | 12kV | Non-HFTD |  | Non-HFTD | Non-HFTD | 20.2 | 0.19 | 1.416 |  |  |  | 38.6747 | [11 empty] | 1 | [8 empty] | 0.43209 | 1.0899 | 0.96163 | [15 empty] | 440 |  |  | 8 | 6 | 10
| PANAMA 2102 | 253422102 | 60.6494 | 34.0414 |  |  | 34.0414 | 26.608 | 21kV | Non-HFTD |  | Non-HFTD | Non-HFTD | 138.1 | 0.997 | 2.515 |  |  |  | 34.0414 | [11 empty] | 1 | 1 | 2 | [6 empty] | 1.3967 |  | 1.322 | [15 empty] | 39 |  |  | 2 | 5 | 10
| PANOCHE 1101 | 253671101 | 28.9121 | 27.6963 |  |  | 27.6963 | 1.2158 | 12kV | Non-HFTD |  | Non-HFTD | Non-HFTD | 31.2 | 0.127 | 0.333 |  |  |  | 27.6963 | [38 empty] | 338 |  |  |  |  | 2
| PANOCHE 1102 | 253671102 | 44.8514 | 44.2179 |  |  | 44.2179 | 0.6335 | 12kV | Non-HFTD |  | Non-HFTD | Non-HFTD | 81.2 | 0.298 | 0 |  |  |  | 44.2179 | [38 empty] | 356 |  |  | 3 |  | 3
| PARKWAY 1101 | 042051101 | 25.5678 | 7.1177 |  |  | 7.1177 | 18.4501 | 12kV | Non-HFTD |  | Non-HFTD | Non-HFTD | 105.2 | 0.224 | 0.6 |  |  |  | 7.1177 | [20 empty] | 0.01183 | [17 empty] | 408 |  |  | 6 | 2
| PARKWAY 1102 | 042051102 | 23.3765 | 0.0028409 |  |  | 0.0028409 | 23.3737 | 12kV | Non-HFTD |  | Non-HFTD | Non-HFTD | 198.7 | 1.779 | 0 |  |  |  | 0.0028409 | [20 empty] | 0.066538 | 0.072937 | [19 empty] | 2
| PARKWAY 1103 | 042051103 | 27.2772 | 6.7276 |  |  | 6.7276 | 20.5495 | 12kV | Non-HFTD |  | Non-HFTD | Non-HFTD | 43.8 | 0.64 | 4.9 |  |  |  | 6.7276 | [20 empty] | 0.076529 | 0.088297 | [16 empty] | 405 |  |  |  | 4
| PARLIER 1102 | 252291102 | 20.8159 | 10.9849 |  |  | 10.9849 | 9.8311 | 12kV | Non-HFTD |  | Non-HFTD | Non-HFTD | 14.6 | 0.118 | 0 |  |  |  | 10.9849 | [20 empty] | 0.45856 | 0.2733 | [16 empty] | 405 |  |  | 1 | 5 | 5
| PARLIER 1103 | 252291103 | 41.6002 | 40.7973 |  |  | 40.7973 | 0.80293 | 12kV | Non-HFTD |  | Non-HFTD | Non-HFTD | 59 | 0.713 | 0.028 |  |  |  | 40.7973 | [22 empty] | 0.020829 | [15 empty] | 243 |  |  | 2 |  | 1
| PARLIER 1104 | 252291104 | 56.1153 | 49.9728 |  |  | 49.9728 | 6.1424 | 12kV | Non-HFTD |  | Non-HFTD | Non-HFTD | 77 | 1.016 | 1.255 |  |  |  | 49.9728 | [12 empty] | 4 | [7 empty] | 0.061271 | 0.27697 | [16 empty] | 545 |  |  | 2 | 9
| PARLIER 1105 | 252291105 | 21.5452 | 21.4364 |  |  | 21.4364 | 0.10885 | 12kV | Non-HFTD |  | Non-HFTD | Non-HFTD | 9.7 | 0.11 | 0 |  |  |  | 21.4364 | [20 empty] | 0.012208 | [17 empty] | 444 |  |  | 1 | 1
| PARSONS 0401 | 013660401 | 1.3268 | 1.3192 |  |  | 1.3192 | 0.0076149 | 4.16kV | Non-HFTD |  | Non-HFTD | Non-HFTD | 521 | 1 | 10 |  |  |  | 1.3192
| PARSONS 0402 | 013660402 | 3.4898 | 3.4277 |  |  | 3.4277 | 0.062126 | 4.16kV | Non-HFTD |  | Non-HFTD | Non-HFTD | 611.3 | 2.003 | 10.982 |  |  |  | 3.4277
| PASO ROBLES 1101 | 182611101 | 11.5537 | 5.3813 |  |  | 5.3813 | 6.1724 | 12kV | Non-HFTD |  | Non-HFTD | Non-HFTD | 26.2 | 0.111 | 1 |  |  |  | 5.3813 | [20 empty] | 0.040107 | 0.058666 | [19 empty] | 1 | 2
| PASO ROBLES 1102 | 182611102 | 23.5477 | 6.4732 |  |  | 6.4732 | 17.0745 | 12kV | Non-HFTD |  | Non-HFTD | Non-HFTD | 290.9 | 0.961 | 1.931 |  |  |  | 6.4732 | [20 empty] | 1.121 |  | 0.20737 | [19 empty] | 3 | 4
| PASO ROBLES 1106 | 182611106 | 41.2406 | 11.9598 |  |  | 11.9598 | 29.2808 | 21kV | Non-HFTD |  | Non-HFTD | Non-HFTD | 3 | 0.014 | 0 |  |  |  | 11.9598 | [21 empty] | 0.11042 | 0.13899 | [19 empty] | 9
| PASO ROBLES 1108 | 182611108 | 41.5145 | 12.4781 |  |  | 12.4781 | 29.0364 | 21kV | Non-HFTD |  | Non-HFTD | Non-HFTD | 45.3 | 0.339 | 0.271 |  |  |  | 12.4781 | [13 empty] | 1 | [6 empty] | 0.081052 | 0.32268 | 0.039744 | [18 empty] | 3 | 2 | 1
| PAUL SWEET 2101 | 083252101 | 22.5127 | 18.7018 |  |  | 18.7018 | 3.811 | 21kV | Non-HFTD |  | Non-HFTD | Non-HFTD | 88.9 | 0.489 | 2.76 |  |  |  | 18.7018 | [20 empty] | 0.048795 |  | 0.032095 | [15 empty] | 345 |  |  | 10 | 1 | 2
| PAUL SWEET 2103 | 083252103 | 26.7744 | 17.1066 |  |  | 17.1066 | 9.6678 | 21kV | Non-HFTD |  | Non-HFTD | Non-HFTD | 312.8 | 1.325 | 2.909 |  |  |  | 17.1066 | [21 empty] | 0.11688 | 0.15539 | [15 empty] | 652 |  |  | 6 | 5 | 6
| PAUL SWEET 2108 | 083252108 | 30.7621 | 22.6714 |  |  | 22.6714 | 8.0907 | 21kV | Non-HFTD |  | Non-HFTD | Non-HFTD | 156.4 | 1.76 | 4.565 |  |  |  | 22.6714 | [20 empty] | 0.14769 |  | 0.016211 | [15 empty] | 566 |  |  | 7 | 3 | 1
| PEABODY 2102 | 063642102 | 15.3682 | 6.9919 |  |  | 6.9919 | 8.3763 | 21kV | Non-HFTD |  | Non-HFTD | Non-HFTD | 66.4 | 1.041 | 0 |  |  |  | 6.9919 | [22 empty] | 0.14359 | [18 empty] | 1 | 4 | 2
| PEABODY 2104 | 063642104 | 24.5801 | 6.714 |  |  | 6.714 | 17.866 | 21kV | Non-HFTD |  | Non-HFTD | Non-HFTD | 147.4 | 1.108 | 1.236 |  |  |  | 6.714 | [13 empty] | 1 | [6 empty] | 0.073701 |  | 0.34026 | [20 empty] | 2
| PEABODY 2105 | 063642105 | 108.3845 | 61.534 |  |  | 61.534 | 46.8505 | 12kV | Non-HFTD |  | Non-HFTD | Non-HFTD | 111 | 1.515 | 0.997 |  |  |  | 61.534 | [20 empty] | 1.9368 | 5.9526 | 2.3323 | [15 empty] | 1256 |  |  | 13 | 21 | 33
| PEABODY 2107 | 063642107 | 238.0939 | 194.3331 |  |  | 194.3331 | 43.7608 | 12kV | Non-HFTD |  | Non-HFTD | Non-HFTD | 61.8 | 0.796 | 2.512 |  |  |  | 194.3331 | [13 empty] | 2 | [6 empty] | 0.013892 |  | 1.2877 | [15 empty] | 547 |  |  |  |  | 19
| PEABODY 2109 | 063642109 | 7.6004 | 3.6503 |  |  | 3.6503 | 3.9501 | 21kV | Non-HFTD |  | Non-HFTD | Non-HFTD | 85.5 | 1.05 | 0 |  |  |  | 3.6503 | [20 empty] | 0.25518 |  | 0.10775 | [20 empty] | 2
| PEABODY 2112 | 063642112 | 50.9703 | 3.5986 |  |  | 3.5986 | 47.3717 | 21kV | Non-HFTD |  | Non-HFTD | Non-HFTD | 71.7 | 0.412 | 1.207 |  |  |  | 3.5986 | [20 empty] | 1.5676 | 3.2977 | 4.0198 | [15 empty] | 77 |  |  | 9 | 8 | 7
| PEACHTON 1101 | 103241101 | 69.0644 | 68.9241 |  |  | 68.9241 | 0.14035 | 12kV | Non-HFTD |  | Non-HFTD | Non-HFTD | 86.8 | 0.202 | 1.218 |  |  |  | 68.9241 | [12 empty] | 3 | [25 empty] | 70 |  |  |  | 1 | 1
| PEACHTON 1102 | 103241102 | 37.7907 | 37.3806 |  |  | 37.3806 | 0.41015 | 12kV | Non-HFTD |  | Non-HFTD | Non-HFTD | 65.1 | 1.014 | 0.998 |  |  |  | 37.3806 | [11 empty] | 8 | [26 empty] | 564 |  |  | 2 | 1 | 1
| PEACHTON 1103 | 103241103 | 61.202 | 60.8534 |  |  | 60.8534 | 0.34853 | 12kV | Non-HFTD |  | Non-HFTD | Non-HFTD | 69.8 | 0.239 | 1.038 |  |  |  | 60.8534 | [29 empty] | ss2: 0.13 | 826 |  |  |  | 1 | 3
| PEASE 1101 | 153751101 | 21.416 | 6.8117 |  |  | 6.8117 | 14.6043 | 12kV | Non-HFTD |  | Non-HFTD | Non-HFTD | 1.2 | 0.001 | 0 |  |  |  | 6.8117 | [22 empty] | 0.097192 | [20 empty] | 1
| PEASE 1102 | 153751102 | 5.1524 | 3.9801 |  |  | 3.9801 | 1.1723 | 12kV | Non-HFTD |  | Non-HFTD | Non-HFTD | 126.7 | 1.204 | 1 |  |  |  | 3.9801 | [12 empty] | 1
| PEASE 1103 | 153751103 | 98.9912 | 97.4918 |  |  | 97.4918 | 1.4994 | 12kV | Non-HFTD |  | Non-HFTD | Non-HFTD | 213.1 | 1.735 | 0 |  |  |  | 97.4918 | [12 empty] | 2 | 2 | [6 empty] | 0.01491 | [17 empty] | 25 |  |  | 6 | 1 | 3
| PEASE 1104 | 153751104 | 71.4392 | 62.4529 |  |  | 62.4529 | 8.9863 | 12kV | Non-HFTD |  | Non-HFTD | Non-HFTD | 58.4 | 1.203 | 2.249 |  |  |  | 62.4529 | [20 empty] | 0.052512 | 0.17729 | 0.0065871 | [18 empty] | 5 | 4 | 5
| PEASE 1105 | 153751105 | 24.2611 | 8.2708 |  |  | 8.2708 | 15.9903 | 12kV | Non-HFTD |  | Non-HFTD | Non-HFTD | 15 | 0.413 | 0 |  |  |  | 8.2708 | [41 empty] | 2 | 1 | 3
| PENNGROVE 1102 | 043471102 | 0.046609 |  |  |  |  | 0.046609 | 12kV | Non-HFTD |  | Non-HFTD | Non-HFTD | 223.3 | 2.155 | 3.678
| PENTLAND 1101 | 255311101 | 0.014894 | 0.014894 |  |  | 0.014894 | 0 | 12kV | Non-HFTD |  | Non-HFTD | Non-HFTD | 3.8 | 0.015 | 0 |  |  |  | 0.014894 | [38 empty] | 1
| PETALUMA A 0411 | 042120411 | 3.3633 | 3.063 |  |  | 3.063 | 0.30026 | 4.16kV | Non-HFTD |  | Non-HFTD | Non-HFTD | 0 | 0 | 1.009 |  |  |  | 3.063 | [41 empty] | 1
| PETALUMA A 0413 | 042120413 | 2.9908 | 2.3578 |  |  | 2.3578 | 0.63301 | 4.16kV | Non-HFTD |  | Non-HFTD | Non-HFTD | 8.4 | 0.015 | 0 |  |  |  | 2.3578
| PETALUMA C 1101 | 042631101 | 0.6275 | 0.50539 |  |  | 0.50539 | 0.12211 | 12kV | Non-HFTD |  | Non-HFTD | Non-HFTD | 0 | 0 | 0 |  |  |  | 0.50539
| PETALUMA C 1102 | 042631102 | 16.4404 | 4.223 |  |  | 4.223 | 12.2174 | 12kV | Non-HFTD |  | Non-HFTD | Non-HFTD | 0.3 | 0.003 | 0 |  |  |  | 4.223 | [11 empty] | 1 | [8 empty] | 1.2366 | 0.70794 | 0.10423 | [18 empty] | 19 | 6 | 4
| PETALUMA C 1105 | 042631105 | 19.1296 | 10.5519 |  |  | 10.5519 | 8.5778 | 12kV | Non-HFTD |  | Non-HFTD | Non-HFTD | 17.4 | 0.091 | 0 |  |  |  | 10.5519 | [41 empty] | 3 | 1 | 1
| PETALUMA C 1106 | 042631106 | 27.6427 | 8.9983 |  |  | 8.9983 | 18.6445 | 12kV | Non-HFTD |  | Non-HFTD | Non-HFTD | 155.4 | 1.314 | 0 |  |  |  | 8.9983 | [20 empty] | 0.34985 |  | 0.12266 | [18 empty] | 3 |  | 3
| PETALUMA C 1110 | 042631110 | 1.0992 | 0.24833 |  |  | 0.24833 | 0.85086 | 4.16kV | Non-HFTD |  | Non-HFTD | Non-HFTD | 22.4 | 0.062 | 0 |  |  |  | 0.24833
| PETROL 1101 | 252541101 | 0.026941 | 0.026941 |  |  | 0.026941 | 0 | 12kV | Non-HFTD |  | Non-HFTD | Non-HFTD | 643.8 | 2.822 | 0 |  |  |  | 0.026941
| PIERCY 2109 | 083912109 | 37.7401 | 19.9161 |  |  | 19.9161 | 17.8241 | 21kV | Non-HFTD |  | Non-HFTD | Non-HFTD | 101.3 | 0.918 | 2.299 |  |  |  | 19.9161 | [20 empty] | 0.016895 |  | 0.13151 | [15 empty] | 680 |  |  | 6 | 2 | 1
| PIERCY 2111 | 083912111 | 16.7169 | 0.91256 |  |  | 0.91256 | 15.8043 | 21kV | Non-HFTD |  | Non-HFTD | Non-HFTD | 54.5 | 0.446 | 1.011 |  |  |  | 0.91256 | [20 empty] | 0.14348 | [20 empty] | 3
| PINEDALE 2101 | 252852101 | 39.7365 | 1.8245 |  |  | 1.8245 | 37.912 | 21kV | Non-HFTD |  | Non-HFTD | Non-HFTD | 136.2 | 2.001 | 1 |  |  |  | 1.8245 | [20 empty] | 1.2432 | 0.8073 | 0.051942 | [15 empty] | 3 |  |  | 11 | 14 | 5
| PINEDALE 2102 | 252852102 | 38.561 | 2.7431 |  |  | 2.7431 | 35.8179 | 21kV | Non-HFTD |  | Non-HFTD | Non-HFTD | 82.1 | 1.063 | 0.017 |  |  |  | 2.7431 | [20 empty] | 0.4878 | 0.19924 | 0.10388 | [18 empty] | 5 | 3 | 2
| PINEDALE 2103 | 252852103 | 17.3574 | 1.9808 |  |  | 1.9808 | 15.3766 | 21kV | Non-HFTD |  | Non-HFTD | Non-HFTD | 38.1 | 0.475 | 1.398 |  |  |  | 1.9808 | [20 empty] | 0.07262 | 0.0036896 | [16 empty] | 92 |  |  | 1 | 2
| PINEDALE 2105 | 252852105 | 23.6105 | 1.7572 |  |  | 1.7572 | 21.8533 | 21kV | Non-HFTD |  | Non-HFTD | Non-HFTD | 0 | 0 | 0 |  |  |  | 1.7572 | [20 empty] | 0.13912 | 0.10856 | 0.086552 | [19 empty] | 3
| PINEDALE 2106 | 252852106 | 27.6173 | 5.4121 |  |  | 5.4121 | 22.2052 | 21kV | Non-HFTD |  | Non-HFTD | Non-HFTD | 21.4 | 0.27 | 1.903 |  |  |  | 5.4121 | [20 empty] | 0.087402 | 0.061932 | 0.05666 | [15 empty] | 134 |  |  |  | 2 | 1
| PINEDALE 2107 | 252852107 | 15.0278 | 1.5828 |  |  | 1.5828 | 13.445 | 21kV | Non-HFTD |  | Non-HFTD | Non-HFTD | 3.6 | 0.01 | 0 |  |  |  | 1.5828 | [20 empty] | 0.57914 | [17 empty] | 1 |  |  | 2 | 2
| PINEDALE 2109 | 252852109 | 21.8734 | 7.1363 |  |  | 7.1363 | 14.7371 | 21kV | Non-HFTD |  | Non-HFTD | Non-HFTD | 249.9 | 0.512 | 1.397 |  |  |  | 7.1363 | [20 empty] | 0.55466 | 0.030239 | 0.026722 | [15 empty] | 234 |  |  |  |  | 5
| PINEDALE 2110 | 252852110 | 20.7296 | 0.19156 |  |  | 0.19156 | 20.538 | 21kV | Non-HFTD |  | Non-HFTD | Non-HFTD | 12.3 | 0.062 | 0 |  |  |  | 0.19156 | [20 empty] | 0.050073 |  | 0.22801 | [18 empty] | 3 | 2 | 2
| PINEDALE 2111 | 252852111 | 27.4616 | 0.74948 |  |  | 0.74948 | 26.7121 | 21kV | Non-HFTD |  | Non-HFTD | Non-HFTD | 43.4 | 1.066 | 0 |  |  |  | 0.74948 | [20 empty] | 0.27509 |  | 0.030915
| PIPER BANK 0401 | 018120401 | 1.5609 | 1.5609 |  |  | 1.5609 | 0 | 4.16kV | Non-HFTD |  | Non-HFTD | Non-HFTD | 56 | 2 | 5 |  |  |  | 1.5609
| PITTSBURG 0401 | 012160401 | 1.9717 | 1.0542 |  |  | 1.0542 | 0.91753 | 4.16kV | Non-HFTD |  | Non-HFTD | Non-HFTD | 903.8 | 1.833 | 0 |  |  |  | 1.0542
| PITTSBURG 0402 | 012160402 | 1.9145 | 1.8696 |  |  | 1.8696 | 0.044884 | 4.16kV | Non-HFTD |  | Non-HFTD | Non-HFTD | 0 | 0 | 0 |  |  |  | 1.8696
| PLAINFIELD 1101 | 063441101 | 71.5636 | 61.8513 |  |  | 61.8513 | 9.7124 | 12kV | Non-HFTD |  | Non-HFTD | Non-HFTD | 33.7 | 0.222 | 0 |  |  |  | 61.8513 | [11 empty] | 3 | 1 | [7 empty] | 0.12866 | 0.1114 | [19 empty] | 5 | 5 | 4
| PLAINFIELD 1105 | 063441105 | 16.6946 | 8.6779 |  |  | 8.6779 | 8.0167 | 12kV | Non-HFTD |  | Non-HFTD | Non-HFTD | 15 | 0.111 | 0 |  |  |  | 8.6779
| PLAINFIELD 1106 | 063441106 | 80.8801 | 48.3477 |  |  | 48.3477 | 32.5324 | 12kV | Non-HFTD |  | Non-HFTD | Non-HFTD | 109.2 | 1.904 | 1.57 |  |  |  | 48.3477 | [20 empty] | 3.9887 | 2.9127 | 3.4344 | [18 empty] | 12 | 10 | 8
| PLEASANT GROVE 2103 | 152442103 | 37.5487 | 1.8847 |  |  | 1.8847 | 35.664 | 21kV | Non-HFTD |  | Non-HFTD | Non-HFTD | 235.2 | 0.974 | 0 |  |  |  | 1.8847 | [21 empty] | 2.4964 | 1.9788 | [15 empty] | 41 |  |  |  |  | 7
| PLEASANT GROVE 2104 | 152442104 | 43.5653 | 2.4266 |  |  | 2.4266 | 41.1387 | 21kV | Non-HFTD |  | Non-HFTD | Non-HFTD | 174.4 | 0.798 | 1 |  |  |  | 2.4266 | [20 empty] | 0.073531 | 0.23554 | 0.21475 | [15 empty] | 62 |  |  |  | 9
| PLEASANT GROVE 2107 | 152442107 | 31.5092 | 0.016356 |  |  | 0.016356 | 31.4928 | 21kV | Non-HFTD |  | Non-HFTD | Non-HFTD | 1.6 | 0.036 | 0.021 |  |  |  | 0.016356 | [20 empty] | 0.088561 |  | 0.010361 | [15 empty] | 2 |  |  | 1 |  | 1
| PLEASANT GROVE 2108 | 152442108 | 52.5788 | 2.0984 |  |  | 2.0984 | 50.4804 | 21kV | Non-HFTD |  | Non-HFTD | Non-HFTD | 85.7 | 1 | 0 |  |  |  | 2.0984 | [20 empty] | 1.2488 | 0.72853 | 0.31166 | [15 empty] | 10 |  |  | 4 | 4 | 1
| PLEASANT GROVE 2109 | 152442109 | 44.902 |  |  |  |  | 44.902 | 21kV | Non-HFTD |  | Non-HFTD | Non-HFTD | 0 | 0 | 0 | [24 empty] | 1.5019 | 3.3593 | 2.5161 | [18 empty] | 5 | 4 | 7
| PLEASANT GROVE 2110 | 152442110 | 62.7268 | 34.8366 |  |  | 34.8366 | 27.8902 | 12kV | Non-HFTD |  | Non-HFTD | Non-HFTD | 106.2 | 1.137 | 3.137 |  |  |  | 34.8366 | [12 empty] | 1 | 1 | [8 empty] | 1.32 | [15 empty] | 756 |  |  |  | 2 | 5
| PLEASANT HILL 0401 | 013300401 | 5.0183 | 4.5185 |  |  | 4.5185 | 0.49978 | 4.16kV | Non-HFTD |  | Non-HFTD | Non-HFTD | 16.5 | 1.029 | 2.746 |  |  |  | 4.5185
| PLUMAS 1101 | 153731101 | 32.9685 | 32.3291 |  |  | 32.3291 | 0.63932 | 12kV | Non-HFTD |  | Non-HFTD | Non-HFTD | 46.6 | 0.647 | 1.293 |  |  |  | 32.3291 | [12 empty] | 28 | [8 empty] | 0.097656 | [19 empty] | 1 | 13 | 2
| PLUMAS 1102 | 153731102 | 12.418 | 5.6275 |  |  | 5.6275 | 6.7905 | 12kV | Non-HFTD |  | Non-HFTD | Non-HFTD | 324.9 | 0.961 | 1 |  |  |  | 5.6275
| PLUMAS 2106 | 153732106 | 51.0916 | 31.9572 |  |  | 31.9572 | 19.1344 | 12kV | Non-HFTD |  | Non-HFTD | Non-HFTD | 18.6 | 0.205 | 1.12 |  |  |  | 31.9572 | [21 empty] | 0.53473 | [16 empty] | 28 |  |  | 1 | 2
| PLUMAS 2107 | 153732107 | 57.9611 | 39.7731 |  |  | 39.7731 | 18.1879 | 12kV | Non-HFTD |  | Non-HFTD | Non-HFTD | 63.2 | 1.055 | 1.034 |  |  |  | 39.7731 | [38 empty] | 1 |  |  | 1 |  | 4
| PLYMOUTH 0401 | 022680401 | 4.942 | 4.7246 |  |  | 4.7246 | 0.21736 | 4.16kV | Non-HFTD |  | Non-HFTD | Non-HFTD | 46.7 | 1.038 | 0 |  |  |  | 4.7246 | [38 empty] | 243 |  |  | 1 |  | 1
| POINT PINOLE 1101 | 014261101 | 37.2413 | 20.9878 |  |  | 20.9878 | 16.2536 | 12kV | Non-HFTD |  | Non-HFTD | Non-HFTD | 126.8 | 1.567 | 1.87 |  |  |  | 20.9878 | [11 empty] | 3 | [8 empty] | 0.77065 | [20 empty] | 11
| POINT PINOLE 1102 | 014261102 | 24.6159 | 14.0651 |  |  | 14.0651 | 10.5508 | 12kV | Non-HFTD |  | Non-HFTD | Non-HFTD | 142.3 | 1.109 | 0 |  |  |  | 14.0651 | [20 empty] | 0.31824 | [20 empty] | 6
| POINT PINOLE 1103 | 014261103 | 0.18064 | 0.036425 |  |  | 0.036425 | 0.14422 | 12kV | Non-HFTD |  | Non-HFTD | Non-HFTD | 142.3 | 1.109 | 0 |  |  |  | 0.036425
| PORTOLA 0401 | 022610401 | 5.1419 | 2.4507 |  |  | 2.4507 | 2.6912 | 4.16kV | Non-HFTD |  | Non-HFTD | Non-HFTD | 69 | 0.318 | 0.975 |  |  |  | 2.4507 | [12 empty] | 1 | [7 empty] | 0.010095 | 0.039171 | [20 empty] | 1 | 3
| PORTOLA 0402 | 022610402 | 6.2215 | 3.4971 |  |  | 3.4971 | 2.7244 | 4.16kV | Non-HFTD |  | Non-HFTD | Non-HFTD | 25.6 | 0.099 | 1.029 |  |  |  | 3.4971 | [20 empty] | 0.010152 |  | 0.20241 | [19 empty] | 1 | 3
| POTRERO PP (A) 1101 | 022031101 | 13.1067 | 7.1982 |  |  | 7.1982 | 5.9085 | 12kV | Non-HFTD |  | Non-HFTD | Non-HFTD | 52.6 | 1.374 | 2.163 |  |  |  | 7.1982 | [12 empty] | 1 | [7 empty] | 0.31754 | 0.16988 | 0.013449 | [18 empty] | 15 | 21 | 2
| POTRERO PP (A) 1102 | 022031102 | 3.1624 | 0.48234 |  |  | 0.48234 | 2.6801 | 12kV | Non-HFTD |  | Non-HFTD | Non-HFTD | 13.8 | 0.116 | 0 |  |  |  | 0.48234 | [21 empty] | 0.13248 | 0.011033 | [19 empty] | 7 | 1
| POTRERO PP (A) 1103 | 022031103 | 5.5587 | 1.8049 |  |  | 1.8049 | 3.7538 | 12kV | Non-HFTD |  | Non-HFTD | Non-HFTD | 0 | 0 | 0 |  |  |  | 1.8049 | [20 empty] | 0.13557 | [20 empty] | 4 | 4
| POTRERO PP (A) 1104 | 022031104 | 9.415 | 0.48843 |  |  | 0.48843 | 8.9266 | 12kV | Non-HFTD |  | Non-HFTD | Non-HFTD | 0 | 0 | 0 |  |  |  | 0.48843 | [20 empty] | 0.34434 | 0.15454 | 0.18702 | [18 empty] | 7 | 6 | 14
| POTRERO PP (A) 1105 | 022031105 | 3.4885 | 1.5678 |  |  | 1.5678 | 1.9207 | 12kV | Non-HFTD |  | Non-HFTD | Non-HFTD | 133.8 | 2.126 | 0 |  |  |  | 1.5678 | [20 empty] | 0.0032157 | [21 empty] | 1 | 4
| POTRERO PP (A) 1106 | 022031106 | 3.4292 |  |  |  |  | 3.4292 | 12kV | Non-HFTD |  | Non-HFTD | Non-HFTD | 0 | 0 | 0 | [26 empty] | 0.14215 | [20 empty] | 3
| POTRERO PP (A) 1107 | 022031107 | 1.4699 | 0.88903 |  |  | 0.88903 | 0.5809 | 12kV | Non-HFTD |  | Non-HFTD | Non-HFTD | 32.9 | 0.391 | 0 |  |  |  | 0.88903 | [42 empty] | 1 | 1
| POTRERO PP (A) 1108 | 022031108 | 8.1134 | 3.5881 |  |  | 3.5881 | 4.5253 | 12kV | Non-HFTD |  | Non-HFTD | Non-HFTD | 20.1 | 0.46 | 0 |  |  |  | 3.5881 |  |  |  | 0.022264 | [8 empty] | 1 | 1 | [6 empty] | 0.19012 | 0.69109 | 0.35346 | [15 empty] | 100 |  |  | 23 | 31 | 14
| POTRERO PP (A) 1109 | 022031109 | 13.5658 | 5.1425 |  |  | 5.1425 | 8.4234 | 12kV | Non-HFTD |  | Non-HFTD | Non-HFTD | 8.7 | 0.072 | 1 |  |  |  | 5.1425 | [42 empty] | 1
| POTRERO PP (A) 1110 | 022031110 | 10.8934 | 6.4655 |  |  | 6.4655 | 4.4279 | 12kV | Non-HFTD |  | Non-HFTD | Non-HFTD | 67.4 | 0.938 | 1.291 |  |  |  | 6.4655 | [20 empty] | 0.034287 | 0.25874 | 0.22048 | [18 empty] | 4 | 23 | 11
| POTRERO PP (A) 1111 | 022031111 | 0.96719 |  |  |  |  | 0.96719 | 12kV | Non-HFTD |  | Non-HFTD | Non-HFTD | 0 | 0 | 0
| POTRERO PP (A) 1112 | 022031112 | 6.9137 | 0.92878 |  |  | 0.92878 | 5.9849 | 12kV | Non-HFTD |  | Non-HFTD | Non-HFTD | 5.3 | 0.4 | 1.792 |  |  |  | 0.92878 | [12 empty] | 2 | 2 | [6 empty] | 0.11374 | 0.13598 | 0.36274 | [19 empty] | 17 | 27
| POTRERO PP (A) 1113 | 022031113 | 8.062 | 1.8264 |  |  | 1.8264 | 6.2356 | 12kV | Non-HFTD |  | Non-HFTD | Non-HFTD | 92.8 | 1.963 | 0.993 |  |  |  | 1.8264 | [20 empty] | 0.028211 | 0.36245 | 0.30746 | [18 empty] | 4 | 10 | 7
| POTRERO PP (A) 1114 | 022031114 | 6.9465 | 0.071214 |  |  | 0.071214 | 6.8753 | 12kV | Non-HFTD |  | Non-HFTD | Non-HFTD | 0 | 0 | 0 |  |  |  | 0.071214 | [41 empty] | 3
| POTRERO PP (A) 1115 | 022031115 | 7.6193 | 0.84277 |  |  | 0.84277 | 6.7765 | 12kV | Non-HFTD |  | Non-HFTD | Non-HFTD | 1 | 0.003 | 0 |  |  |  | 0.84277 | [20 empty] | 0.01574 | 1.6896 | 0.018893 | [18 empty] | 2 | 32 | 7
| POTRERO PP (A) 1116 | 022031116 | 2.6057 | 2.1397 |  |  | 2.1397 | 0.46602 | 12kV | Non-HFTD |  | Non-HFTD | Non-HFTD | 0 | 0 | 1.003 |  |  |  | 2.1397 | [21 empty] | 0.068679 | [19 empty] | 2 | 10 | 3
| POTRERO PP (A) 1117 | 022031117 | 8.5517 | 4.8768 |  |  | 4.8768 | 3.6749 | 12kV | Non-HFTD |  | Non-HFTD | Non-HFTD | 0 | 0 | 2.155 |  |  |  | 4.8768 | [20 empty] | 0.2759 | 0.022179 | [16 empty] | 12 |  |  | 12 | 10
| POTRERO PP (A) 1118 | 022031118 | 11.0285 | 4.2863 |  |  | 4.2863 | 6.7422 | 12kV | Non-HFTD |  | Non-HFTD | Non-HFTD | 321.4 | 5.556 | 2.004 |  |  |  | 4.2863 | [20 empty] | 0.026163 | 0.063478 | 0.10497 | [18 empty] | 2 | 4 | 24
| POTRERO PP (A) 1119 | 022031119 | 5.9195 | 2.51 |  |  | 2.51 | 3.4095 | 12kV | Non-HFTD |  | Non-HFTD | Non-HFTD | 0.6 | 0.001 | 0 |  |  |  | 2.51 | [20 empty] | 0.008282 |  | 0.02558 | [18 empty] | 3 | 2 | 7
| POTRERO PP (A) 1121 | 022031121 | 0.47924 | 0.16609 |  |  | 0.16609 | 0.31315 | 12kV | Non-HFTD |  | Non-HFTD | Non-HFTD | 0.6 | 0.001 | 0 |  |  |  | 0.16609 | [22 empty] | 0.0056489
| POTRERO PP (A) 1218 | 022031218 | 2.9123 |  |  |  |  | 2.9123 | 12kV | Non-HFTD |  | Non-HFTD | Non-HFTD | 0.6 | 0.001 | 0
| POTRERO PP (A) 1219 | 022031219 | 2.9127 |  |  |  |  | 2.9127 | 12kV | Non-HFTD |  | Non-HFTD | Non-HFTD | 0.6 | 0.001 | 0
| POTRERO PP (A) 1220 | 022031220 | 3.074 |  |  |  |  | 3.074 | 12kV | Non-HFTD |  | Non-HFTD | Non-HFTD | 0.6 | 0.001 | 0
| POTRERO PP (A) 1221 | 022031221 | 3.0708 |  |  |  |  | 3.0708 | 12kV | Non-HFTD |  | Non-HFTD | Non-HFTD | 0.6 | 0.001 | 0
| PRUNEDALE 1107 | 182961107 | 65.5754 | 46.8595 |  |  | 46.8595 | 18.7159 | 12kV | Non-HFTD |  | Non-HFTD | Non-HFTD | 154.7 | 1.66 | 2.598 |  |  |  | 46.8595 | [11 empty] | 25 | [9 empty] | 0.55974 | 0.11384 | [15 empty] | 1253 |  |  | 3 | 6 | 2
| PUEBLO 1102 | 043291102 | 20.4323 | 8.9814 |  | 0.095614 | 8.8858 | 11.4509 | 12kV | Non-HFTD |  | Non-HFTD | Non-HFTD | 104.4 | 0.813 | 0.341 |  |  |  | 8.8858 | 0.095614 | [20 empty] | 0.01159 | 0.4517 | [18 empty] | 3 | 2 | 9
| PUEBLO 1103 | 043291103 | 17.2402 | 8.0998 |  |  | 8.0998 | 9.1403 | 12kV | Non-HFTD |  | Non-HFTD | Non-HFTD | 57.7 | 0.224 | 1.997 |  |  |  | 8.0998 | [20 empty] | 0.074118 | [22 empty] | 1
| PUEBLO 2101 | 043292101 | 25.627 | 11.6165 |  |  | 11.6165 | 14.0105 | 21kV | Non-HFTD |  | Non-HFTD | Non-HFTD | 153.5 | 2.131 | 0 |  |  |  | 11.6165 | [20 empty] | 0.012429 | 0.2456 | 0.17084 | [20 empty] | 8
| RADUM 1101 | 013151101 | 14.1923 | 1.6247 |  |  | 1.6247 | 12.5676 | 12kV | Non-HFTD |  | Non-HFTD | Non-HFTD | 60.1 | 1.002 | 2.003 |  |  |  | 1.6247 | [12 empty] | 1 | [7 empty] | 1.2953 | 0.014859 | [16 empty] | 56 |  |  | 15 | 2
| RADUM 1102 | 013151102 | 10.7366 | 1.1494 |  |  | 1.1494 | 9.5872 | 12kV | Non-HFTD |  | Non-HFTD | Non-HFTD | 76 | 1 | 1 |  |  |  | 1.1494 | [38 empty] | 6 |  |  | 1
| RAINBOW 1103 | 254441103 | 0.27046 | 0.27046 |  |  | 0.27046 | 0 | 12kV | Non-HFTD |  | Non-HFTD | Non-HFTD | 159.2 | 1.032 | 0.597 |  |  |  | 0.27046
| RAINBOW 1105 | 254441105 | 38.2558 | 27.583 |  |  | 27.583 | 10.6728 | 12kV | Non-HFTD |  | Non-HFTD | Non-HFTD | 10.7 | 0.103 | 0.427 |  |  |  | 27.583 | [20 empty] | 0.058403 | 0.17242 | [19 empty] | 2 | 1
| RAINBOW 1106 | 254441106 | 132.6672 | 122.0738 |  |  | 122.0738 | 10.5934 | 12kV | Non-HFTD |  | Non-HFTD | Non-HFTD | 51.3 | 0.956 | 1.523 |  |  |  | 122.0738 | [11 empty] | 1 |  | 22 | [6 empty] | 0.12976 | 0.018964 | 0.018818 | [15 empty] | 27 |  |  | 7 | 8 | 14
| RANCHERS COTTON 1000 | 254801000 | 0.013587 | 0.013587 |  |  | 0.013587 | 0 | 12kV | Non-HFTD |  | Non-HFTD | Non-HFTD | 2239.5 | 10.822 | 1.027 |  |  |  | 0.013587
| RANCHERS COTTON 1101 | 254801101 | 17.3558 | 12.9578 |  |  | 12.9578 | 4.398 | 12kV | Non-HFTD |  | Non-HFTD | Non-HFTD | 46.8 | 1.27 | 2.23 |  |  |  | 12.9578 | [20 empty] | 0.066555 | 0.037095 | 0.27626 | [18 empty] | 13 | 3 | 12
| RANDOLPH 0401 | 022590401 | 3.1011 | 0.0045454 |  |  | 0.0045454 | 3.0965 | 4.16kV | Non-HFTD |  | Non-HFTD | Non-HFTD | 98.1 | 2.101 | 0 |  |  |  | 0.0045454 | [20 empty] | 0.060626
| RANDOLPH 0402 | 022590402 | 5.3197 | 1.265 |  |  | 1.265 | 4.0547 | 4.16kV | Non-HFTD |  | Non-HFTD | Non-HFTD | 17 | 1 | 1 |  |  |  | 1.265 | [38 empty] | 116
| RANDOLPH 0403 | 022590403 | 3.8592 | 3.1239 |  |  | 3.1239 | 0.73532 | 4.16kV | Non-HFTD |  | Non-HFTD | Non-HFTD | 139.9 | 2.126 | 0 |  |  |  | 3.1239 | [38 empty] | 231 |  |  | 2 | 2
| RED BLUFF 1102 | 103541102 | 3.0315 | 1.48 |  |  | 1.48 | 1.5515 | 12kV | Non-HFTD |  | Non-HFTD | Non-HFTD | 0 | 0 | 0 |  |  |  | 1.48 | [20 empty] | 0.010892 | [8 empty] | ss2: 1.48 |  |  |  | 1
| REDWOOD CITY 0402 | 024160402 | 2.9504 | 1.2484 |  |  | 1.2484 | 1.702 | 4.16kV | Non-HFTD |  | Non-HFTD | Non-HFTD | 64.4 | 0.303 | 1.039 |  |  |  | 1.2484 | [22 empty] | 0.13792 | [20 empty] | 5
| REDWOOD CITY 0403 | 024160403 | 5.8643 | 2.1561 |  |  | 2.1561 | 3.7082 | 4.16kV | Non-HFTD |  | Non-HFTD | Non-HFTD | 421.8 | 1 | 1.002 |  |  |  | 2.1561 | [12 empty] | 1 | 1 | [6 empty] | 0.010919 | [21 empty] | 1 | 1
| REDWOOD CITY 0404 | 024160404 | 3.0873 | 1.6076 |  |  | 1.6076 | 1.4798 | 4.16kV | Non-HFTD |  | Non-HFTD | Non-HFTD | 0 | 0 | 0 |  |  |  | 1.6076 | [20 empty] | 0.0029521 | 0.14364 | 0.022344 | [18 empty] | 1 | 3
| REDWOOD CITY 0405 | 024160405 | 5.012 | 3.354 |  |  | 3.354 | 1.6579 | 4.16kV | Non-HFTD |  | Non-HFTD | Non-HFTD | 69.6 | 1.1 | 0 |  |  |  | 3.354 | [22 empty] | 0.0015185 | [20 empty] | 2
| REDWOOD CITY 0406 | 024160406 | 8.8116 | 6.6383 |  |  | 6.6383 | 2.1734 | 4.16kV | Non-HFTD |  | Non-HFTD | Non-HFTD | 148.2 | 1.328 | 1.001 |  |  |  | 6.6383 | [21 empty] | 0.1586 | 0.14617 | [19 empty] | 4 | 7
| REDWOOD CITY 0407 | 024160407 | 0.23701 |  |  |  |  | 0.23701 | 4.16kV | Non-HFTD |  | Non-HFTD | Non-HFTD | 148.2 | 1.328 | 1.001
| REDWOOD CITY 0408 | 024160408 | 7.8521 | 6.0298 |  |  | 6.0298 | 1.8223 | 4.16kV | Non-HFTD |  | Non-HFTD | Non-HFTD | 19.4 | 0.246 | 0.999 |  |  |  | 6.0298 | [20 empty] | 0.0032098 | 0.11482 | 0.073197 | [18 empty] | 1
| REDWOOD CITY 0409 | 024160409 | 6.3153 | 4.9401 |  |  | 4.9401 | 1.3752 | 4.16kV | Non-HFTD |  | Non-HFTD | Non-HFTD | 194 | 1.021 | 1.658 |  |  |  | 4.9401 | [42 empty] | 1
| REDWOOD CITY 0410 | 024160410 | 6.4296 | 5.4126 |  |  | 5.4126 | 1.017 | 4.16kV | Non-HFTD |  | Non-HFTD | Non-HFTD | 113.1 | 2.379 | 3.641 |  |  |  | 5.4126 | [20 empty] | 0.70751 | 0.13935 | 0.002879 | [18 empty] | 15 |  | 1
| REDWOOD CITY 1101 | 024161101 | 4.7251 | 2.2714 |  |  | 2.2714 | 2.4537 | 12kV | Non-HFTD |  | Non-HFTD | Non-HFTD | 2.1 | 0.005 | 1.005 |  |  |  | 2.2714 | [42 empty] | 1
| REDWOOD CITY 1102 | 024161102 | 3.61 | 1.6167 |  |  | 1.6167 | 1.9933 | 12kV | Non-HFTD |  | Non-HFTD | Non-HFTD | 1065.4 | 2.013 | 4.025 |  |  |  | 1.6167 | [20 empty] | 1.0715 | 0.027655 | [19 empty] | 20 | 1 | 3
| REDWOOD CITY 1103 | 024161103 | 12.2158 | 1.6602 |  |  | 1.6602 | 10.5556 | 12kV | Non-HFTD |  | Non-HFTD | Non-HFTD | 239.6 | 1.535 | 0 |  |  |  | 1.6602 | [20 empty] | 0.10769 | 0.25642 | 0.25898 | [18 empty] | 6 | 4 | 1
| REDWOOD CITY 1104 | 024161104 | 7.7672 | 0.99222 |  |  | 0.99222 | 6.775 | 12kV | Non-HFTD |  | Non-HFTD | Non-HFTD | 8.5 | 0.075 | 0 |  |  |  | 0.99222 | [12 empty] | 2 | [7 empty] | 0.3652 | 0.16643 | 1.2212 | [18 empty] | 15 | 2 | 18
| REDWOOD CITY 1105 | 024161105 | 8.5189 | 5.6756 |  |  | 5.6756 | 2.8433 | 12kV | Non-HFTD |  | Non-HFTD | Non-HFTD | 10.6 | 0.03 | 0 |  |  |  | 5.6756 | [20 empty] | 1.7203 | [20 empty] | 23 | 1
| REEDLEY 1101 | 252341101 | 39.5106 | 26.1426 |  |  | 26.1426 | 13.368 | 12kV | Non-HFTD |  | Non-HFTD | Non-HFTD | 19.2 | 0.122 | 0.423 |  |  |  | 26.1426 | [13 empty] | 2 | [6 empty] | 0.22698 | 0.55846 | 0.47285 | [15 empty] | 11 |  |  | 2 | 1 | 2
| REEDLEY 1106 | 252341106 | 99.9226 | 99.5666 |  |  | 99.5666 | 0.35598 | 12kV | Non-HFTD |  | Non-HFTD | Non-HFTD | 173.6 | 1.116 | 0.773 |  |  |  | 99.5666 | [13 empty] | 3 | [6 empty] | 0.016758 | 0.046671 | [16 empty] | 1475 |  |  | 2 | 3 | 2
| REEDLEY 1110 | 252341110 | 52.0874 | 42.5247 |  |  | 42.5247 | 9.5627 | 12kV | Non-HFTD |  | Non-HFTD | Non-HFTD | 13.6 | 0.107 | 0 |  |  |  | 42.5247 | [20 empty] | 0.067612 | 0.011335 | 0.3361 | [18 empty] | 4 | 5
| RENFRO 2101 | 254572101 | 66.2013 | 30.4999 |  |  | 30.4999 | 35.7014 | 21kV | Non-HFTD |  | Non-HFTD | Non-HFTD | 41.3 | 0.232 | 1.873 |  |  |  | 30.4999 | [11 empty] | 7 | [8 empty] | 0.036992 | 1.7922 | 0.71194 | [15 empty] | 162 |  |  | 6 | 11 | 6
| RENFRO 2102 | 254572102 | 28.932 | 5.1265 |  |  | 5.1265 | 23.8055 | 21kV | Non-HFTD |  | Non-HFTD | Non-HFTD | 0 | 0 | 0.997 |  |  |  | 5.1265 | [20 empty] | 0.10364 | 0.23126 | [19 empty] | 1 | 2
| RENFRO 2103 | 254572103 | 45.5945 | 28.708 |  |  | 28.708 | 16.8865 | 12kV | Non-HFTD |  | Non-HFTD | Non-HFTD | 2.1 | 0.029 | 0.999 |  |  |  | 28.708 | [11 empty] | 1 | [8 empty] | 0.13065 | [20 empty] | 7
| RENFRO 2105 | 254572105 | 36.0982 | 8.4573 |  |  | 8.4573 | 27.641 | 21kV | Non-HFTD |  | Non-HFTD | Non-HFTD | 6 | 0.022 | 0 |  |  |  | 8.4573 | [20 empty] | 0.049295 | 0.361 | 0.07338 | [18 empty] | 6 | 1 | 1
| RENFRO 2107 | 254572107 | 38.469 | 6.7355 |  |  | 6.7355 | 31.7335 | 21kV | Non-HFTD |  | Non-HFTD | Non-HFTD | 8.5 | 0.317 | 0 |  |  |  | 6.7355 | [20 empty] | 2.0015 | 0.025701 | [16 empty] | 1 |  |  | 20 |  | 1
| RESEARCH 2101 | 014692101 | 42.2791 | 7.7874 |  |  | 7.7874 | 34.4918 | 21kV | Non-HFTD |  | Non-HFTD | Non-HFTD | 195.7 | 1.137 | 0.969 |  |  |  | 7.7874 | [21 empty] | 0.38172 | 0.13283 | [18 empty] | 3 |  | 1
| RESEARCH 2103 | 014692103 | 0.083639 |  |  |  |  | 0.083639 | 21kV | Non-HFTD |  | Non-HFTD | Non-HFTD | 97 | 1 | 0
| RESERVE OIL 1101 | 254181101 | 3.0804 | 2.197 |  |  | 2.197 | 0.88335 | 12kV | Non-HFTD |  | Non-HFTD | Non-HFTD | 0 | 0 | 0 |  |  |  | 2.197 | [20 empty] | 0.033225
| RICE 1101 | 062831101 | 54.0211 | 53.0982 |  |  | 53.0982 | 0.92295 | 12kV | Non-HFTD |  | Non-HFTD | Non-HFTD | 7.3 | 0.044 | 1.506 |  |  |  | 53.0982 | [12 empty] | 43 | 2 | [8 empty] | 0.051951 | [15 empty] | 34 |  |  | 2 | 6 | 12
| RICE 1102 | 062831102 | 63.2581 | 62.1793 |  |  | 62.1793 | 1.0788 | 12kV | Non-HFTD |  | Non-HFTD | Non-HFTD | 588.4 | 2.247 | 3.057 |  |  |  | 62.1793 | [11 empty] | 1 | 1 | [7 empty] | 0.082824 |  | 0.01511 | [18 empty] | 9 | 1 | 1
| RICE 1103 | 062831103 | 79.4007 | 78.0894 |  |  | 78.0894 | 1.3113 | 12kV | Non-HFTD |  | Non-HFTD | Non-HFTD | 363.2 | 1.681 | 0.638 |  |  |  | 78.0894 | [13 empty] | 1 | [6 empty] | 0.0080007 | 0.018342 | 0.014542 | [15 empty] | 41 |  |  | 3 | 3 | 3
| RICE 1104 | 062831104 | 33.4841 | 32.909 |  |  | 32.909 | 0.57509 | 12kV | Non-HFTD |  | Non-HFTD | Non-HFTD | 225.1 | 0.758 | 6.544 |  |  |  | 32.909 | [22 empty] | 0.036658 | [15 empty] | 1 |  |  | 2 |  | 3
| RICHMOND Q 0401 | 012520401 | 7.4846 | 5.9502 |  |  | 5.9502 | 1.5344 | 4.16kV | Non-HFTD |  | Non-HFTD | Non-HFTD | 47.2 | 2.098 | 2.072 |  |  |  | 5.9502 | [41 empty] | 1 | 1
| RICHMOND Q 0402 | 012520402 | 3.8499 | 3.6082 |  |  | 3.6082 | 0.24166 | 4.16kV | Non-HFTD |  | Non-HFTD | Non-HFTD | 1033.9 | 7.313 | 2.996 |  |  |  | 3.6082 | [20 empty] | 0.14934 | [20 empty] | 4
| RICHMOND R 1118 | 013471118 | 7.8929 | 2.9749 |  |  | 2.9749 | 4.918 | 12kV | Non-HFTD |  | Non-HFTD | Non-HFTD | 473 | 2.953 | 1.007 |  |  |  | 2.9749 | [11 empty] | 2 | [9 empty] | 0.078795 | 0.021857 | [19 empty] | 1 | 2
| RICHMOND R 1119 | 013471119 | 8.9684 | 3.5803 |  |  | 3.5803 | 5.3881 | 12kV | Non-HFTD |  | Non-HFTD | Non-HFTD | 294 | 2.159 | 5.3 |  |  |  | 3.5803 | [21 empty] | 0.010653 | [19 empty] | 2 | 3
| RICHMOND R 1120 | 013471120 | 4.316 | 2.9742 |  |  | 2.9742 | 1.3418 | 12kV | Non-HFTD |  | Non-HFTD | Non-HFTD | 58.1 | 1.041 | 1.041 |  |  |  | 2.9742 | [41 empty] | 1 | 3
| RICHMOND R 1121 | 013471121 | 13.2821 | 4.4716 |  |  | 4.4716 | 8.8105 | 12kV | Non-HFTD |  | Non-HFTD | Non-HFTD | 9.4 | 0.022 | 1.002 |  |  |  | 4.4716 | [20 empty] | 0.014877 | 0.30338 | [19 empty] | 2 | 3
| RICHMOND R 1122 | 013471122 | 5.4399 | 3.8618 |  |  | 3.8618 | 1.5781 | 12kV | Non-HFTD |  | Non-HFTD | Non-HFTD | 0 | 0 | 2 |  |  |  | 3.8618 | [20 empty] | 0.073944 | [20 empty] | 2
| RICHMOND R 1123 | 013471123 | 4.2921 | 1.3297 |  |  | 1.3297 | 2.9624 | 12kV | Non-HFTD |  | Non-HFTD | Non-HFTD | 0 | 0 | 0 |  |  |  | 1.3297
| RICHMOND R 1124 | 013471124 | 8.295 | 6.786 |  |  | 6.786 | 1.509 | 12kV | Non-HFTD |  | Non-HFTD | Non-HFTD | 278.2 | 1.895 | 5.186 |  |  |  | 6.786 | [12 empty] | 1 | [7 empty] | 0.021807 |  | 0.026538 | [18 empty] | 2 | 5
| RICHMOND R 1125 | 013471125 | 16.4969 | 4.6382 |  |  | 4.6382 | 11.8588 | 12kV | Non-HFTD |  | Non-HFTD | Non-HFTD | 18.4 | 1.199 | 1.992 |  |  |  | 4.6382 | [20 empty] | 0.13735 | 0.64541 | [19 empty] | 5 | 15
| RICHMOND R 1126 | 013471126 | 22.0571 | 13.0357 |  |  | 13.0357 | 9.0214 | 12kV | Non-HFTD |  | Non-HFTD | Non-HFTD | 21.4 | 0.044 | 0.876 |  |  |  | 13.0357 | [21 empty] | 0.20914 | 0.019591 | [18 empty] | 1 | 12 | 1
| RICHMOND R 1127 | 013471127 | 22.9838 | 20.2936 |  |  | 20.2936 | 2.6902 | 12kV | Non-HFTD |  | Non-HFTD | Non-HFTD | 114.1 | 0.861 | 9.106 |  |  |  | 20.2936 | [41 empty] | 9 | 5
| RICHMOND R 1128 | 013471128 | 15.4133 | 7.5982 |  |  | 7.5982 | 7.815 | 12kV | Non-HFTD |  | Non-HFTD | Non-HFTD | 190 | 1.745 | 0.341 |  |  |  | 7.5982 | [20 empty] | 0.16403 | 0.78667 | 0.072443 | [18 empty] | 2 | 13
| RICHMOND R 1129 | 013471129 | 18.4739 | 14.2291 |  |  | 14.2291 | 4.2447 | 12kV | Non-HFTD |  | Non-HFTD | Non-HFTD | 76.1 | 0.75 | 2.909 |  |  |  | 14.2291 | [20 empty] | 0.25052 | 0.27873 | [19 empty] | 19 | 4
| RICHMOND R 1130 | 013471130 | 20.7605 | 15.9735 |  |  | 15.9735 | 4.7869 | 12kV | Non-HFTD |  | Non-HFTD | Non-HFTD | 123.6 | 0.436 | 6.354 |  |  |  | 15.9735 | [22 empty] | 0.20499 | [20 empty] | 4
| RIO BRAVO 1101 | 252861101 | 24.2401 | 20.8887 |  |  | 20.8887 | 3.3514 | 12kV | Non-HFTD |  | Non-HFTD | Non-HFTD | 75.2 | 0.988 | 0 |  |  |  | 20.8887 | [12 empty] | 1 | [9 empty] | 0.034739 | [19 empty] | 1 | 1
| RIO BRAVO 1102 | 252861102 | 33.2087 | 27.3511 |  |  | 27.3511 | 5.8577 | 12kV | Non-HFTD |  | Non-HFTD | Non-HFTD | 21.6 | 0.145 | 0 |  |  |  | 27.3511 | [11 empty] | 2 | [8 empty] | 0.012945 | [20 empty] | 1
| RIO BRAVO 1103 | 252861103 | 27.8062 | 26.9279 |  |  | 26.9279 | 0.8783 | 12kV | Non-HFTD |  | Non-HFTD | Non-HFTD | 1174.4 | 5.044 | 4.127 |  |  |  | 26.9279 | [13 empty] | 1 | [6 empty] | 0.073034 |  | 0.025631 | [18 empty] | 1 | 2 | 3
| RIO BRAVO 1104 | 252861104 | 14.3193 | 8.1721 |  |  | 8.1721 | 6.1472 | 21kV | Non-HFTD |  | Non-HFTD | Non-HFTD | 591.8 | 0.818 | 0 |  |  |  | 8.1721 | [20 empty] | 1.2922 | 0.10146 | 1.7717 | [18 empty] | 11 | 4 | 14
| RIO BRAVO 1106 | 252861106 | 57.5078 | 56.7613 |  |  | 56.7613 | 0.74652 | 12kV | Non-HFTD |  | Non-HFTD | Non-HFTD | 89 | 0.519 | 1.985 |  |  |  | 56.7613 | [20 empty] | 0.043169 |  | 0.052839 | [18 empty] | 4 | 1 | 5
| RIO DELL 1101 | 192251101 | 20.7718 | 19.3729 |  |  | 19.3729 | 1.399 | 12kV | Non-HFTD |  | Non-HFTD | Non-HFTD | 466.5 | 2.711 | 0.1 |  |  |  | 19.3729 | [12 empty] | 3 | [7 empty] | 0.047182 | 0.017926 | 0.31574 | [6 empty] | ss2: 12.7484 | 14 |  |  | 1 | 3 | 6
| RIPON 1701 | 163801701 | 77.2189 | 64.3096 |  |  | 64.3096 | 12.9094 | 17kV | Non-HFTD |  | Non-HFTD | Non-HFTD | 134.9 | 2.217 | 5.108 |  |  |  | 64.3096 | [11 empty] | 1 | [8 empty] | 0.21632 |  | 0.10213 | [15 empty] | 784 |  |  | 3 | 2 | 10
| RIPON 1702 | 163801702 | 36.4764 | 21.6632 |  |  | 21.6632 | 14.8131 | 17kV | Non-HFTD |  | Non-HFTD | Non-HFTD | 43.6 | 1.171 | 1 |  |  |  | 21.6632 | [12 empty] | 1 | [7 empty] | 0.029085 | 0.14498 | 0.0056024 | [18 empty] | 1 | 4
| RIPON 1703 | 163801703 | 49.8411 | 36.1283 |  |  | 36.1283 | 13.7128 | 17kV | Non-HFTD |  | Non-HFTD | Non-HFTD | 47.2 | 0.38 | 0 |  |  |  | 36.1283 | [20 empty] | 0.02595 | 0.072009 | 0.12201 | [18 empty] | 2 | 3 | 2
| RIPON 1704 | 163801704 | 60.1178 | 58.8755 |  |  | 58.8755 | 1.2423 | 17kV | Non-HFTD |  | Non-HFTD | Non-HFTD | 240.7 | 2.26 | 3.348 |  |  |  | 58.8755 | [13 empty] | 1 | [8 empty] | 0.020728 | [15 empty] | 46 |  |  | 5 | 1 | 7
| RIVER OAKS 2101 | 082342101 | 3.298 |  |  |  |  | 3.298 | 21kV | Non-HFTD |  | Non-HFTD | Non-HFTD | 0 | 0 | 0 | [25 empty] | 0.061675 | [19 empty] | 3 | 4
| RIVER OAKS 2102 | 082342102 | 7.5726 |  |  |  |  | 7.5726 | 21kV | Non-HFTD |  | Non-HFTD | Non-HFTD | 0 | 0 | 0
| RIVER OAKS 2106 | 082342106 | 1.8727 |  |  |  |  | 1.8727 | 21kV | Non-HFTD |  | Non-HFTD | Non-HFTD | 0 | 0 | 0 | [25 empty] | 0.16645 | [20 empty] | 5
| RIVER OAKS 2107 | 082342107 | 2.9611 |  |  |  |  | 2.9611 | 21kV | Non-HFTD |  | Non-HFTD | Non-HFTD | 0 | 0 | 0 | [25 empty] | 0.0072329 | [20 empty] | 2
| RIVER OAKS 2108 | 082342108 | 6.337 |  |  |  |  | 6.337 | 21kV | Non-HFTD |  | Non-HFTD | Non-HFTD | 74.9 | 0.164 | 0 | [25 empty] | 0.014741 | [20 empty] | 2
| RIVER ROCK 1101 | 255251101 | 1.0008 | 1.0008 |  |  | 1.0008 | 0 | 12kV | Non-HFTD |  | Non-HFTD | Non-HFTD | 0 | 0 | 0 |  |  |  | 1.0008 | [38 empty] | 22
| RIVERBANK 1711 | 163191711 | 45.7064 | 36.3206 |  |  | 36.3206 | 9.3858 | 17kV | Non-HFTD |  | Non-HFTD | Non-HFTD | 49.9 | 0.3 | 0 |  |  |  | 36.3206 | [22 empty] | 0.18298 | [15 empty] | 34 |  |  |  |  | 9
| RIVERBANK 1712 | 163191712 | 57.6921 | 54.567 |  |  | 54.567 | 3.125 | 17kV | Non-HFTD |  | Non-HFTD | Non-HFTD | 163.1 | 1.038 | 3.728 |  |  |  | 54.567 | [11 empty] | 2 | [8 empty] | 0.091438 |  | 0.011465 | [15 empty] | 176 |  |  | 15 |  | 1
| RIVERBANK 1713 | 163191713 | 63.9693 | 54.0944 |  |  | 54.0944 | 9.8749 | 17kV | Non-HFTD |  | Non-HFTD | Non-HFTD | 70.1 | 0.528 | 1.181 |  |  |  | 54.0944 | [13 empty] | 1 | [6 empty] | 0.014457 |  | 0.013736 | [15 empty] | 143 |  |  | 6 | 2 | 2
| RIVERBANK 1714 | 163191714 | 41.8315 | 33.8057 |  |  | 33.8057 | 8.0258 | 17kV | Non-HFTD |  | Non-HFTD | Non-HFTD | 74.9 | 1.53 | 1.048 |  |  |  | 33.8057 | [20 empty] | 0.14722 |  | 0.51927 | [15 empty] | 181 |  |  | 2 |  | 3
| RIVERBANK 1715 | 163191715 | 101.2748 | 92.043 |  |  | 92.043 | 9.2318 | 17kV | Non-HFTD |  | Non-HFTD | Non-HFTD | 98.8 | 0.828 | 2.206 |  |  |  | 92.043 | [21 empty] | 0.25395 | [16 empty] | 129 |  |  | 2 | 3 | 1
| RIVERBANK 1716 | 163191716 | 42.3867 | 26.9153 |  |  | 26.9153 | 15.4714 | 17kV | Non-HFTD |  | Non-HFTD | Non-HFTD | 41.8 | 0.256 | 1.986 |  |  |  | 26.9153 | [11 empty] | 9 | [8 empty] | 0.063068 | 0.068466 | [16 empty] | 28 |  |  | 4 | 2
| ROBLES 0401 | 013580401 | 7.4702 | 7.0891 |  |  | 7.0891 | 0.38107 | 4.16kV | Non-HFTD |  | Non-HFTD | Non-HFTD | 1159.9 | 2.673 | 2.986 |  |  |  | 7.0891 | [42 empty] | 1
| ROCKLIN 1101 | 152061101 | 17.3416 | 5.1895 |  |  | 5.1895 | 12.1521 | 12kV | Non-HFTD |  | Non-HFTD | Non-HFTD | 200.7 | 1.997 | 0.906 |  |  |  | 5.1895 | [41 empty] | 1
| ROCKLIN 1102 | 152061102 | 29.4494 | 18.8544 |  |  | 18.8544 | 10.595 | 12kV | Non-HFTD |  | Non-HFTD | Non-HFTD | 109.5 | 0.377 | 0 |  |  |  | 18.8544 | [20 empty] | 0.11016 |  | 0.40423 | [15 empty] | 500 |  |  | 3 | 1 | 2
| ROCKLIN 1103 | 152061103 | 12.483 | 5.0867 |  |  | 5.0867 | 7.3963 | 12kV | Non-HFTD |  | Non-HFTD | Non-HFTD | 0.8 | 0.011 | 0 |  |  |  | 5.0867 | [20 empty] | 0.16009 | [17 empty] | 149 |  |  | 1 | 3
| ROCKLIN 1104 | 152061104 | 6.8175 | 3.2956 |  |  | 3.2956 | 3.5218 | 12kV | Non-HFTD |  | Non-HFTD | Non-HFTD | 2 | 0.013 | 1 |  |  |  | 3.2956 | [20 empty] | 0.038534 | [20 empty] | 1
| ROLAND 0401 | 083750401 | 2.8902 | 2.8679 |  |  | 2.8679 | 0.022354 | 4.16kV | Non-HFTD |  | Non-HFTD | Non-HFTD | 118.5 | 0.668 | 2 |  |  |  | 2.8679 | [20 empty] | 0.013204 | [20 empty] | 1
| ROLAND 0402 | 083750402 | 5.5853 | 4.6779 |  |  | 4.6779 | 0.90745 | 4.16kV | Non-HFTD |  | Non-HFTD | Non-HFTD | 0.8 | 0.036 | 0 |  |  |  | 4.6779 | [20 empty] | 0.0016923 | [22 empty] | 1
| ROSEDALE 1101 | 254761101 | 28.91 | 12.0592 |  |  | 12.0592 | 16.8509 | 12kV | Non-HFTD |  | Non-HFTD | Non-HFTD | 175.5 | 1.414 | 1.31 |  |  |  | 12.0592 | [13 empty] | 1 | [6 empty] | 0.057804 | [17 empty] | 1 |  |  | 4
| ROSEDALE 2102 | 254762102 | 19.5636 | 3.7158 |  |  | 3.7158 | 15.8478 | 21kV | Non-HFTD |  | Non-HFTD | Non-HFTD | 111.4 | 0.98 | 0 |  |  |  | 3.7158 | [12 empty] | 3 | [8 empty] | 0.015004 | 0.76656 | [18 empty] | 2 | 4 | 6
| ROSSMOOR 1103 | 014161103 | 20.3008 | 2.5652 |  |  | 2.5652 | 17.7356 | 12kV | Non-HFTD |  | Non-HFTD | Non-HFTD | 314.3 | 2.734 | 1.458 |  |  |  | 2.5652 | [20 empty] | 0.1803 |  | 0.053455 | [18 empty] | 1 | 2 | 4 | [5 empty] | 1
| ROSSMOOR 1105 | 014161105 | 13.5072 | 4.2715 |  |  | 4.2715 | 9.2357 | 12kV | Non-HFTD |  | Non-HFTD | Non-HFTD | 658.6 | 1.655 | 0.818 |  |  |  | 4.2715 | [21 empty] | 0.083878 | [16 empty] | 44 |  |  | 1 | 5
| ROSSMOOR 1107 | 014161107 | 20.1961 | 10.4969 | 0.032032 |  | 10.4649 | 9.6992 | 12kV | Non-HFTD |  | 0.0034488 | 4.3596e-06 | 376.5 | 3.329 | 4.967 |  |  |  | 10.4649 |  | 0.032032 | [18 empty] | 0.34673 | 0.2126 | [16 empty] | 19 |  | 3 | 4 | 1 | 3
| ROSSMOOR 1109 | 014161109 | 1.4742 | 0.16078 | 0.0096675 |  | 0.15111 | 1.3134 | 12kV | Non-HFTD |  | 0.0079259 | N/A | 191.4 | 2.853 | 2.825 |  |  |  | 0.15111 |  | 0.0096675
| ROUGH AND READY ISLA 1102 | 163081102 | 73.3609 | 54.6138 |  |  | 54.6138 | 18.7471 | 12kV | Non-HFTD |  | Non-HFTD | Non-HFTD | 70.5 | 0.431 | 0.572 |  |  |  | 54.6138 | [11 empty] | 1 | [8 empty] | 0.014427 | 0.02675 | 0.12539 | [15 empty] | 35 |  |  | 3 | 5 | 7
| RUSS RANCH 1101 | 192471101 | 0.62914 | 0.62914 |  |  | 0.62914 | 0 | 12kV | Non-HFTD |  | Non-HFTD | Non-HFTD | 2902 | 1 | 1 |  |  |  | 0.62914 | [29 empty] | ss2: 0.21
| RUSSELL (SMUD) 2101 | 063142101 | 5.174 | 5.125 |  |  | 5.125 | 0.049022 | 21kV | Non-HFTD |  | Non-HFTD | Non-HFTD | 0 | 0 | 0 |  |  |  | 5.125
| RUSSELL 0401 | 013310401 | 3.5958 | 3.4089 |  |  | 3.4089 | 0.18689 | 4.16kV | Non-HFTD |  | Non-HFTD | Non-HFTD | 0 | 0 | 0 |  |  |  | 3.4089 | [38 empty] | 21 |  |  | 1 | 1
| RUSSELL 0402 | 013310402 | 3.63 | 3.3348 |  |  | 3.3348 | 0.29512 | 4.16kV | Non-HFTD |  | Non-HFTD | Non-HFTD | 0 | 0 | 0 |  |  |  | 3.3348 | [41 empty] | 1 | 1 | 1
| SALINAS 1101 | 182011101 | 12.3573 | 8.2714 |  |  | 8.2714 | 4.0859 | 12kV | Non-HFTD |  | Non-HFTD | Non-HFTD | 0 | 0 | 1.324 |  |  |  | 8.2714 | [21 empty] | 0.12982 | [16 empty] | 120 |  |  | 1 | 11 | 2
| SALINAS 1102 | 182011102 | 36.5168 | 21.2172 |  |  | 21.2172 | 15.2996 | 12kV | Non-HFTD |  | Non-HFTD | Non-HFTD | 33.1 | 0.597 | 2.104 |  |  |  | 21.2172 | [20 empty] | 0.20019 | 0.16964 | 0.070835 | [15 empty] | 410 |  |  | 4 | 2 | 1
| SALINAS 1103 | 182011103 | 37.5942 | 10.7986 |  |  | 10.7986 | 26.7957 | 12kV | Non-HFTD |  | Non-HFTD | Non-HFTD | 19.9 | 0.38 | 0.445 |  |  |  | 10.7986 | [20 empty] | 0.019308 | 0.18135 | [16 empty] | 513 |  |  | 4 | 2
| SALINAS 1104 | 182011104 | 43.7545 | 31.4951 |  |  | 31.4951 | 12.2594 | 12kV | Non-HFTD |  | Non-HFTD | Non-HFTD | 47.1 | 1.008 | 1.038 |  |  |  | 31.4951 | [20 empty] | 0.046353 | 0.20479 | 0.075242 | [15 empty] | 568 |  |  | 1 | 6 | 4
| SALINAS 1105 | 182011105 | 36.3409 | 10.8986 |  |  | 10.8986 | 25.4422 | 12kV | Non-HFTD |  | Non-HFTD | Non-HFTD | 12.5 | 0.116 | 1.076 |  |  |  | 10.8986 | [20 empty] | 0.055701 | [17 empty] | 280 |  |  | 2 | 1 | 4
| SALINAS 1106 | 182011106 | 29.8081 | 18.6185 |  |  | 18.6185 | 11.1897 | 12kV | Non-HFTD |  | Non-HFTD | Non-HFTD | 35.4 | 0.234 | 0.162 |  |  |  | 18.6185 | [20 empty] | 0.016086 | 0.13456 | [16 empty] | 13 |  |  | 4 | 13 | 1
| SALINAS 1107 | 182011107 | 14.6331 | 7.0782 |  |  | 7.0782 | 7.5549 | 12kV | Non-HFTD |  | Non-HFTD | Non-HFTD | 18.1 | 0.063 | 0.428 |  |  |  | 7.0782 | [38 empty] | 18 |  |  |  | 4 | 1
| SALINAS 1108 | 182011108 | 6.3973 | 2.8902 |  |  | 2.8902 | 3.5071 | 12kV | Non-HFTD |  | Non-HFTD | Non-HFTD | 35.6 | 0.068 | 0 |  |  |  | 2.8902 | [12 empty] | 1 | [25 empty] | 67 |  |  |  | 1
| SALINAS 1109 | 182011109 | 35.2694 | 20.7062 |  |  | 20.7062 | 14.5632 | 12kV | Non-HFTD |  | Non-HFTD | Non-HFTD | 39.8 | 0.281 | 3.194 |  |  |  | 20.7062 | [12 empty] | 1 | 1 | [6 empty] | 0.71275 | 0.59152 | 0.90627 | [15 empty] | 28 |  |  | 5 | 3 | 3
| SAN ARDO 1102 | 182191102 | 125.2717 | 124.3004 |  |  | 124.3004 | 0.97139 | 12kV | Non-HFTD |  | Non-HFTD | Non-HFTD | 76.8 | 0.375 | 0.409 |  |  |  | 124.3004 | [12 empty] | 1 | [7 empty] | 0.022158 | 0.016283 | [19 empty] | 4 | 7 | 1
| SAN BENITO 2102 | 182742102 | 14.7017 | 13.5606 |  |  | 13.5606 | 1.1411 | 21kV | Non-HFTD |  | Non-HFTD | Non-HFTD | 2.5 | 0.011 | 0.112 |  |  |  | 13.5606 | [20 empty] | 0.44729 | [17 empty] | 171 |  |  | 11 | 1
| SAN BENITO 2103 | 182742103 | 0.61981 | 0.59024 |  |  | 0.59024 | 0.029573 | 21kV | Non-HFTD |  | Non-HFTD | Non-HFTD | 2.5 | 0.011 | 0.112 |  |  |  | 0.59024
| SAN BERNARD 1102 | 253191102 | 12.1487 | 12.0789 |  |  | 12.0789 | 0.069821 | 12kV | Non-HFTD |  | Non-HFTD | Non-HFTD | 50.7 | 0.19 | 0 |  |  |  | 12.0789
| SAN BERNARD 1104 | 253191104 | 16.72 | 16.6048 |  |  | 16.6048 | 0.11522 | 12kV | Non-HFTD |  | Non-HFTD | Non-HFTD | 401.6 | 1.01 | 0 |  |  |  | 16.6048 | [21 empty] | 0.0086038 | [16 empty] | 110 |  |  |  | 2 | 1
| SAN BRUNO 0401 | 022700401 | 3.8489 | 3.6083 |  |  | 3.6083 | 0.24054 | 4.16kV | Non-HFTD |  | Non-HFTD | Non-HFTD | 0 | 0 | 0 |  |  |  | 3.6083 | [41 empty] | 1
| SAN BRUNO 0402 | 022700402 | 4.0287 | 3.1059 |  |  | 3.1059 | 0.92287 | 4.16kV | Non-HFTD |  | Non-HFTD | Non-HFTD | 168 | 0.858 | 2.517 |  |  |  | 3.1059 | [41 empty] | 1
| SAN BRUNO 0403 | 022700403 | 5.4095 | 5.0577 |  |  | 5.0577 | 0.35187 | 4.16kV | Non-HFTD |  | Non-HFTD | Non-HFTD | 1.1 | 0.014 | 0 |  |  |  | 5.0577
| SAN CARLOS 0401 | 024180401 | 3.5683 | 1.6288 |  |  | 1.6288 | 1.9395 | 4.16kV | Non-HFTD |  | Non-HFTD | Non-HFTD | 0 | 0 | 0.994 |  |  |  | 1.6288 | [11 empty] | 2 | [8 empty] | 0.0028334 | [20 empty] | 1 | 1
| SAN CARLOS 0402 | 024180402 | 5.0701 | 4.3054 |  |  | 4.3054 | 0.76474 | 4.16kV | Non-HFTD |  | Non-HFTD | Non-HFTD | 87.6 | 0.859 | 0 |  |  |  | 4.3054 | [12 empty] | 1 | [8 empty] | 0.0039656 | [19 empty] | 1 | 4
| SAN CARLOS 0403 | 024180403 | 6.9794 | 6.9237 |  |  | 6.9237 | 0.055735 | 4.16kV | Non-HFTD |  | Non-HFTD | Non-HFTD | 167.3 | 1 | 4.538 |  |  |  | 6.9237 | [41 empty] | 1
| SAN CARLOS 0404 | 024180404 | 8.9745 | 8.7281 |  |  | 8.7281 | 0.24641 | 4.16kV | Non-HFTD |  | Non-HFTD | Non-HFTD | 327.3 | 2.151 | 0 |  |  |  | 8.7281 | [43 empty] | 1
| SAN CARLOS 0405 | 024180405 | 8.9397 | 8.1796 |  |  | 8.1796 | 0.76019 | 4.16kV | Non-HFTD |  | Non-HFTD | Non-HFTD | 30.2 | 0.046 | 0 |  |  |  | 8.1796 | [12 empty] | 1
| SAN CARLOS 0406 | 024180406 | 6.9133 | 6.5569 |  |  | 6.5569 | 0.35641 | 4.16kV | Non-HFTD |  | Non-HFTD | Non-HFTD | 606.2 | 3.008 | 6.98 |  |  |  | 6.5569 | [21 empty] | 0.048108 | [19 empty] | 1 |  | 1
| SAN CARLOS 1101 | 024181101 | 2.8803 | 1.5468 |  |  | 1.5468 | 1.3335 | 12kV | Non-HFTD |  | Non-HFTD | Non-HFTD | 25.2 | 0.177 | 0 |  |  |  | 1.5468 | [42 empty] | 1
| SAN CARLOS 1102 | 024181102 | 4.4689 | 0.46387 |  |  | 0.46387 | 4.005 | 12kV | Non-HFTD |  | Non-HFTD | Non-HFTD | 0 | 0 | 0 |  |  |  | 0.46387 | [20 empty] | 0.18831 | 0.17344 | 0.06502 | [18 empty] | 3
| SAN JOAQUIN 1106 | 252361106 | 54.0706 | 51.9552 |  |  | 51.9552 | 2.1154 | 12kV | Non-HFTD |  | Non-HFTD | Non-HFTD | 250.3 | 0.399 | 0 |  |  |  | 51.9552 | [11 empty] | 1 | [26 empty] | 6 |  |  | 1 |  | 1
| SAN JOAQUIN 1108 | 252361108 | 43.6106 | 40.8928 |  |  | 40.8928 | 2.7178 | 12kV | Non-HFTD |  | Non-HFTD | Non-HFTD | 58.1 | 0.162 | 0.378 |  |  |  | 40.8928 | [13 empty] | 3 | [8 empty] | 0.06684 | [18 empty] | 1 |  | 3
| SAN JOAQUIN 1112 | 252361112 | 44.3271 | 41.8601 |  |  | 41.8601 | 2.4669 | 12kV | Non-HFTD |  | Non-HFTD | Non-HFTD | 37.6 | 0.236 | 1.385 |  |  |  | 41.8601 | [13 empty] | 1 | [6 empty] | 0.019437 | [17 empty] | 13 |  |  | 5 | 1 | 1
| SAN JOSE A 0403 | 082250403 | 4.9464 | 3.9689 |  |  | 3.9689 | 0.9775 | 4.16kV | Non-HFTD |  | Non-HFTD | Non-HFTD | 427.3 | 2.541 | 0.999 |  |  |  | 3.9689 | [11 empty] | 1 | [26 empty] | 150 |  |  | 1 |  | 1
| SAN JOSE A 0404 | 082250404 | 3.9534 | 1.7389 |  |  | 1.7389 | 2.2145 | 4.16kV | Non-HFTD |  | Non-HFTD | Non-HFTD | 0 | 0 | 0 |  |  |  | 1.7389 | [42 empty] | 1
| SAN JOSE A 0405 | 082250405 | 4.4955 | 1.8349 |  |  | 1.8349 | 2.6606 | 4.16kV | Non-HFTD |  | Non-HFTD | Non-HFTD | 42.8 | 0.126 | 0 |  |  |  | 1.8349 | [42 empty] | 2
| SAN JOSE A 0407 | 082250407 | 2.2522 | 1.8017 |  |  | 1.8017 | 0.45051 | 4.16kV | Non-HFTD |  | Non-HFTD | Non-HFTD | 0 | 0 | 0 |  |  |  | 1.8017 | [38 empty] | 65
| SAN JOSE A 0408 | 082250408 | 4.6543 | 2.4103 |  |  | 2.4103 | 2.244 | 4.16kV | Non-HFTD |  | Non-HFTD | Non-HFTD | 3.5 | 0.046 | 0 |  |  |  | 2.4103
| SAN JOSE A 0410 | 082250410 | 6.164 | 4.6638 |  |  | 4.6638 | 1.5002 | 4.16kV | Non-HFTD |  | Non-HFTD | Non-HFTD | 313 | 1.071 | 3.993 |  |  |  | 4.6638 | [41 empty] | 3
| SAN JOSE A 1109 | 082251109 | 3.3032 | 0.58549 |  |  | 0.58549 | 2.7177 | 12kV | Non-HFTD |  | Non-HFTD | Non-HFTD | 0 | 0 | 0 |  |  |  | 0.58549
| SAN JOSE A 1110 | 082251110 | 18.6586 | 9.5253 |  |  | 9.5253 | 9.1334 | 12kV | Non-HFTD |  | Non-HFTD | Non-HFTD | 71.7 | 0.682 | 1.997 |  |  |  | 9.5253 | [11 empty] | 1 | [8 empty] | 0.23181 | 0.030164 | [16 empty] | 417 |  |  | 17 | 2
| SAN JOSE A 1111 | 082251111 | 2.1729 | 0.12304 |  |  | 0.12304 | 2.0499 | 12kV | Non-HFTD |  | Non-HFTD | Non-HFTD | 37.5 | 0.148 | 0.988 |  |  |  | 0.12304 | [41 empty] | 1
| SAN JOSE A 1112 | 082251112 | 19.0586 | 10.5846 |  |  | 10.5846 | 8.474 | 12kV | Non-HFTD |  | Non-HFTD | Non-HFTD | 3.6 | 0.065 | 0 |  |  |  | 10.5846 | [11 empty] | 2 | [8 empty] | 0.18708 | 0.59569 | 0.082402 | [15 empty] | 11 |  |  | 9 | 29 | 16
| SAN JOSE A 1113 | 082251113 | 1.6012 |  |  |  |  | 1.6012 | 12kV | Non-HFTD |  | Non-HFTD | Non-HFTD | 0 | 0 | 0 | [46 empty] | 1
| SAN JOSE B 1101 | 082261101 | 3.4283 | 0.15793 |  |  | 0.15793 | 3.2703 | 12kV | Non-HFTD |  | Non-HFTD | Non-HFTD | 0 | 0 | 0 |  |  |  | 0.15793 | [43 empty] | 2
| SAN JOSE B 1102 | 082261102 | 6.4698 | 0.26099 |  |  | 0.26099 | 6.2088 | 12kV | Non-HFTD |  | Non-HFTD | Non-HFTD | 25.7 | 0.031 | 1.034 |  |  |  | 0.26099 | [20 empty] | 0.57627 | 0.13954 | [19 empty] | 15 | 13
| SAN JOSE B 1103 | 082261103 | 3.6903 |  |  |  |  | 3.6903 | 12kV | Non-HFTD |  | Non-HFTD | Non-HFTD | 0 | 0 | 0 | [25 empty] | 0.076907 | 0.09346 | [18 empty] | 2 | 7 | 4
| SAN JOSE B 1104 | 082261104 | 5.5993 | 0.49437 |  |  | 0.49437 | 5.1049 | 12kV | Non-HFTD |  | Non-HFTD | Non-HFTD | 0 | 0 | 0 |  |  |  | 0.49437 | [22 empty] | 0.088165 | [15 empty] | 13
| SAN JOSE B 1105 | 082261105 | 14.2591 | 8.6545 |  |  | 8.6545 | 5.6045 | 12kV | Non-HFTD |  | Non-HFTD | Non-HFTD | 2 | 0.006 | 1.388 |  |  |  | 8.6545 | [22 empty] | 0.022767 | [15 empty] | 137 |  |  | 1 |  | 1
| SAN JOSE B 1106 | 082261106 | 5.5013 | 0.69965 |  |  | 0.69965 | 4.8017 | 12kV | Non-HFTD |  | Non-HFTD | Non-HFTD | 0 | 0 | 0 |  |  |  | 0.69965 | [22 empty] | 0.50912 | [19 empty] | 2 | 6
| SAN JOSE B 1107 | 082261107 | 10.569 | 4.9131 |  |  | 4.9131 | 5.6559 | 12kV | Non-HFTD |  | Non-HFTD | Non-HFTD | 152.4 | 0.895 | 0.173 |  |  |  | 4.9131 | [21 empty] | 0.0067173 | [19 empty] | 1 | 1 | 2
| SAN JOSE B 1108 | 082261108 | 14.7475 | 8.0841 |  |  | 8.0841 | 6.6634 | 12kV | Non-HFTD |  | Non-HFTD | Non-HFTD | 37.7 | 0.243 | 0.593 |  |  |  | 8.0841 | [21 empty] | 0.16257 | [16 empty] | 90 |  |  | 1 | 2
| SAN JOSE B 1109 | 082261109 | 2.1315 | 0.38427 |  |  | 0.38427 | 1.7472 | 12kV | Non-HFTD |  | Non-HFTD | Non-HFTD | 0 | 0 | 1.022 |  |  |  | 0.38427
| SAN JOSE B 1110 | 082261110 | 21.3791 | 13.311 |  |  | 13.311 | 8.0681 | 12kV | Non-HFTD |  | Non-HFTD | Non-HFTD | 52.3 | 0.192 | 1.993 |  |  |  | 13.311 | [21 empty] | 0.065882 | 0.32358 | [15 empty] | 581 |  |  | 2 | 3 | 6
| SAN JOSE B 1111 | 082261111 | 3.7724 | 0.080824 |  |  | 0.080824 | 3.6916 | 12kV | Non-HFTD |  | Non-HFTD | Non-HFTD | 0 | 0 | 0.957 |  |  |  | 0.080824 | [20 empty] | 0.22985 | 0.21613 | 0.37931 | [18 empty] | 6 | 6
| SAN JOSE B 1112 | 082261112 | 22.6604 | 12.891 |  |  | 12.891 | 9.7694 | 12kV | Non-HFTD |  | Non-HFTD | Non-HFTD | 78.3 | 1.154 | 2.879 |  |  |  | 12.891 | [11 empty] | 1 | [8 empty] | 0.13829 |  | 0.024711 | [15 empty] | 437 |  |  | 4 | 3
| SAN JOSE B 1113 | 082261113 | 3.2497 | 0.10098 |  |  | 0.10098 | 3.1487 | 12kV | Non-HFTD |  | Non-HFTD | Non-HFTD | 0.6 | 0.004 | 3.016 |  |  |  | 0.10098 | [20 empty] | 0.13896 | 0.070836 | 0.12466 | [18 empty] | 1 | 2 | 6
| SAN JOSE B 1114 | 082261114 | 5.7146 | 0.68321 |  |  | 0.68321 | 5.0314 | 12kV | Non-HFTD |  | Non-HFTD | Non-HFTD | 24.6 | 0.032 | 0 |  |  |  | 0.68321 | [20 empty] | 0.0099867 |  | 0.49578 | [18 empty] | 5 |  | 18
| SAN JOSE B 1115 | 082261115 | 2.8284 | 0.35944 |  |  | 0.35944 | 2.4689 | 12kV | Non-HFTD |  | Non-HFTD | Non-HFTD | 4.9 | 0.012 | 1.728 |  |  |  | 0.35944 | [21 empty] | 0.19601 | 0.12381 | [18 empty] | 1 | 19 | 4
| SAN JOSE B 1116 | 082261116 | 10.7345 | 5.0288 |  |  | 5.0288 | 5.7057 | 12kV | Non-HFTD |  | Non-HFTD | Non-HFTD | 333.1 | 3.572 | 0 |  |  |  | 5.0288 | [20 empty] | 0.61548 | 0.053542 | [16 empty] | 133 |  |  | 6
| SAN JOSE B 1117 | 082261117 | 10.7855 | 3.6587 |  |  | 3.6587 | 7.1267 | 12kV | Non-HFTD |  | Non-HFTD | Non-HFTD | 248.3 | 3.03 | 0 |  |  |  | 3.6587 | [20 empty] | 0.1816 | [17 empty] | 204 |  |  | 3 |  | 3
| SAN LEANDRO U 1101 | 013111101 | 9.1205 | 3.8928 |  |  | 3.8928 | 5.2278 | 12kV | Non-HFTD |  | Non-HFTD | Non-HFTD | 185.6 | 1.317 | 1.013 |  |  |  | 3.8928 | [21 empty] | 0.39387 | [19 empty] | 2 | 7 | 1
| SAN LEANDRO U 1102 | 013111102 | 12.5191 | 8.2132 |  |  | 8.2132 | 4.3059 | 12kV | Non-HFTD |  | Non-HFTD | Non-HFTD | 73.9 | 0.315 | 0 |  |  |  | 8.2132 | [41 empty] | 1 | 1
| SAN LEANDRO U 1103 | 013111103 | 6.6974 | 1.9303 |  |  | 1.9303 | 4.7671 | 12kV | Non-HFTD |  | Non-HFTD | Non-HFTD | 29.9 | 0.162 | 0 |  |  |  | 1.9303 | [20 empty] | 0.36444 | [20 empty] | 5
| SAN LEANDRO U 1104 | 013111104 | 10.1382 | 6.2426 |  |  | 6.2426 | 3.8956 | 12kV | Non-HFTD |  | Non-HFTD | Non-HFTD | 31.6 | 0.565 | 0.565 |  |  |  | 6.2426 | [20 empty] | 0.19249 | 0.14901 | 0.035488 | [15 empty] | 1 |  |  | 4 | 2 | 3
| SAN LEANDRO U 1105 | 013111105 | 13.6317 | 7.7277 |  |  | 7.7277 | 5.9041 | 12kV | Non-HFTD |  | Non-HFTD | Non-HFTD | 722.1 | 2.062 | 1.303 |  |  |  | 7.7277 | [21 empty] | 0.076547 | [20 empty] | 1 | 1
| SAN LEANDRO U 1106 | 013111106 | 18.1887 | 12.3498 |  |  | 12.3498 | 5.8389 | 12kV | Non-HFTD |  | Non-HFTD | Non-HFTD | 51.4 | 0.486 | 3.014 |  |  |  | 12.3498 | [20 empty] | 0.12296 | [20 empty] | 2 | 4
| SAN LEANDRO U 1108 | 013111108 | 11.8091 | 8.4826 |  |  | 8.4826 | 3.3265 | 12kV | Non-HFTD |  | Non-HFTD | Non-HFTD | 181.2 | 0.402 | 0.619 |  |  |  | 8.4826 | [22 empty] | 0.0090178 | [19 empty] | 1 | 1
| SAN LEANDRO U 1110 | 013111110 | 24.1999 | 20.5239 |  |  | 20.5239 | 3.6761 | 12kV | Non-HFTD |  | Non-HFTD | Non-HFTD | 132 | 1.049 | 0.544 |  |  |  | 20.5239 | [20 empty] | 0.0083904 | 0.015354 | 0.049065 | [18 empty] | 5 | 3 | 1
| SAN LEANDRO U 1111 | 013111111 | 5.8123 | 2.2946 |  |  | 2.2946 | 3.5177 | 12kV | Non-HFTD |  | Non-HFTD | Non-HFTD | 55.8 | 1.077 | 1.011 |  |  |  | 2.2946 | [21 empty] | 0.32763 | [20 empty] | 4
| SAN LEANDRO U 1112 | 013111112 | 6.4186 | 4.0009 |  |  | 4.0009 | 2.4177 | 12kV | Non-HFTD |  | Non-HFTD | Non-HFTD | 28.6 | 0.383 | 1.004 |  |  |  | 4.0009 | [20 empty] | 0.031216 | 0.19413 | [19 empty] | 3 | 2
| SAN LEANDRO U 1113 | 013111113 | 12.2305 | 7.1107 |  |  | 7.1107 | 5.1197 | 12kV | Non-HFTD |  | Non-HFTD | Non-HFTD | 74.8 | 0.333 | 1.005 |  |  |  | 7.1107 | [20 empty] | 0.069358 | [20 empty] | 7
| SAN LEANDRO U 1115 | 013111115 | 3.4801 | 1.4778 |  |  | 1.4778 | 2.0023 | 12kV | Non-HFTD |  | Non-HFTD | Non-HFTD | 1773.4 | 1.314 | 0 |  |  |  | 1.4778 | [21 empty] | 0.06358
| SAN LEANDRO U 1116 | 013111116 | 14.8143 | 7.9551 |  |  | 7.9551 | 6.8592 | 12kV | Non-HFTD |  | Non-HFTD | Non-HFTD | 363.6 | 1.015 | 0.532 |  |  |  | 7.9551 | [20 empty] | 0.65633 | [20 empty] | 20 |  | 2
| SAN LEANDRO U 1151 | 013111151 | 11.6873 | 5.9461 |  |  | 5.9461 | 5.7412 | 12kV | Non-HFTD |  | Non-HFTD | Non-HFTD | 506.1 | 0.385 | 1 |  |  |  | 5.9461 | [20 empty] | 0.22679 | [20 empty] | 2
| SAN LEANDRO U 3410 | 013113410 | 0.047009 |  |  |  |  | 0.047009 | 34.5kV | Non-HFTD |  | Non-HFTD | Non-HFTD | 506.1 | 0.385 | 1
| SAN LORENZO 0401 | 013460401 | 4.4835 | 4.3666 |  |  | 4.3666 | 0.11696 | 4.16kV | Non-HFTD |  | Non-HFTD | Non-HFTD | 310.6 | 2.009 | 4.876 |  |  |  | 4.3666 | [13 empty] | 1
| SAN LORENZO 0402 | 013460402 | 4.077 | 3.9666 |  |  | 3.9666 | 0.11045 | 4.16kV | Non-HFTD |  | Non-HFTD | Non-HFTD | 0 | 0 | 0 |  |  |  | 3.9666 | [41 empty] | 1
| SAN MATEO 0404 | 024190404 | 5.8484 | 5.1007 |  |  | 5.1007 | 0.74769 | 4.16kV | Non-HFTD |  | Non-HFTD | Non-HFTD | 0 | 0 | 2.001 |  |  |  | 5.1007 | [12 empty] | 2 | [29 empty] | 1 | 2
| SAN MATEO 0407 | 024190407 | 5.362 | 3.7044 |  |  | 3.7044 | 1.6577 | 4.16kV | Non-HFTD |  | Non-HFTD | Non-HFTD | 111.1 | 1.001 | 2 |  |  |  | 3.7044 | [11 empty] | 1 | [9 empty] | 0.027897 | [20 empty] | 1 | 1
| SAN MATEO 0408 | 024190408 | 7.1877 | 5.6181 |  |  | 5.6181 | 1.5696 | 4.16kV | Non-HFTD |  | Non-HFTD | Non-HFTD | 4.1 | 0.043 | 0.98 |  |  |  | 5.6181 | [12 empty] | 2
| SAN MATEO 0409 | 024190409 | 3.9806 | 3.1265 |  |  | 3.1265 | 0.85412 | 4.16kV | Non-HFTD |  | Non-HFTD | Non-HFTD | 293.6 | 2.009 | 0 |  |  |  | 3.1265 | [22 empty] | 0.22566 | [19 empty] | 1
| SAN MATEO 0410 | 024190410 | 6.2329 | 5.1488 |  |  | 5.1488 | 1.0841 | 4.16kV | Non-HFTD |  | Non-HFTD | Non-HFTD | 11 | 0.075 | 0 |  |  |  | 5.1488
| SAN MATEO 2101 | 024192101 | 20.5361 | 10.4956 |  |  | 10.4956 | 10.0405 | 21kV | Non-HFTD |  | Non-HFTD | Non-HFTD | 134.2 | 3.426 | 3.124 |  |  |  | 10.4956 | [20 empty] | 0.15577 |  | 0.027697 | [18 empty] | 5 | 4 | 2
| SAN MATEO 2102 | 024192102 | 22.4927 | 12.7695 |  |  | 12.7695 | 9.7231 | 21kV | Non-HFTD |  | Non-HFTD | Non-HFTD | 125.7 | 1.916 | 3.562 |  |  |  | 12.7695 | [20 empty] | 0.027786 | 0.13222 | 1.0728 | [19 empty] | 7 | 27
| SAN MIGUEL 1107 | 182661107 | 5.9287 | 5.7371 |  |  | 5.7371 | 0.19165 | 12kV | Non-HFTD |  | Non-HFTD | Non-HFTD | 0 | 0 | 0 |  |  |  | 5.7371
| SAN PABLO 1105 | 014371105 | 29.1672 | 15.6308 |  |  | 15.6308 | 13.5365 | 12kV | Non-HFTD |  | Non-HFTD | Non-HFTD | 65.2 | 0.409 | 1.355 |  |  |  | 15.6308 | [21 empty] | 0.14925 | 0.1357 | [18 empty] | 6 | 5
| SAN PABLO 1106 | 014371106 | 17.7326 | 0.64866 |  |  | 0.64866 | 17.0839 | 12kV | Non-HFTD |  | Non-HFTD | Non-HFTD | 0.1 | 0.001 | 1.001 |  |  |  | 0.64866 | [20 empty] | 0.34304 | 0.73559 | [19 empty] | 10 | 3
| SAN RAFAEL 1102 | 042011102 | 17.0507 | 4.8459 |  |  | 4.8459 | 12.2047 | 12kV | Non-HFTD |  | Non-HFTD | Non-HFTD | 95.3 | 0.94 | 2.73 |  |  |  | 4.8459 | [11 empty] | 1 | [8 empty] | 0.57938 | 0.073842 | 0.0028925 | [18 empty] | 11 |  | 1
| SAN RAFAEL 1103 | 042011103 | 13.5097 | 5.8723 |  |  | 5.8723 | 7.6374 | 12kV | Non-HFTD |  | Non-HFTD | Non-HFTD | 4.2 | 0.039 | 0 |  |  |  | 5.8723 | [20 empty] | 0.055596 | 0.0025555 | [20 empty] | 1 | 1
| SAN RAFAEL 1110 | 042011110 | 1.5063 | 0.0056818 |  |  | 0.0056818 | 1.5006 | 12kV | Non-HFTD |  | Non-HFTD | Non-HFTD | 0 | 0 | 2.156 |  |  |  | 0.0056818
| SAN RAMON 2103 | 014232103 | 29.0577 | 2.7718 | 0.0028409 |  | 2.769 | 26.2859 | 21kV | Non-HFTD |  | 3.0261e-05 | N/A | 35.9 | 0.314 | 2.138 |  |  |  | 2.769 |  | 0.0028409 | [39 empty] | 8 | 1
| SAN RAMON 2104 | 014232104 | 43.0491 | 20.5998 |  |  | 20.5998 | 22.4493 | 21kV | Non-HFTD |  | Non-HFTD | Non-HFTD | 218.2 | 2.948 | 1.378 |  |  |  | 20.5998 | [21 empty] | 0.16837 | 0.11049 | [18 empty] | 5 |  | 3
| SAN RAMON 2105 | 014232105 | 18.1148 | 3.5 |  |  | 3.5 | 14.6149 | 21kV | Non-HFTD |  | Non-HFTD | Non-HFTD | 296.7 | 3.003 | 1.001 |  |  |  | 3.5 | [21 empty] | 0.50662 | [19 empty] | 3 | 4 | 2
| SAN RAMON 2106 | 014232106 | 22.9505 | 5.0957 | 0.46659 |  | 4.6291 | 17.8549 | 21kV | Non-HFTD |  | 0.028724 | 0.00056237 | 223.9 | 2.196 | 0 |  |  |  | 4.6291 |  | 0.46659 | [19 empty] | 0.21627 | 0.29223 | [17 empty] | 17 | 2 | 2 | 5 | [5 empty] | 1
| SAN RAMON 2110 | 014232110 | 29.6091 | 0.10253 |  |  | 0.10253 | 29.5065 | 21kV | Non-HFTD |  | Non-HFTD | Non-HFTD | 132.1 | 1.007 | 0 |  |  |  | 0.10253 | [20 empty] | 0.054876 | 0.073842 | 0.041925 | [19 empty] | 2 | 5
| SAN RAMON 2111 | 014232111 | 26.8821 | 9.4371 |  |  | 9.4371 | 17.4449 | 21kV | Non-HFTD |  | Non-HFTD | Non-HFTD | 134.2 | 0.009 | 0 |  |  |  | 9.4371 | [20 empty] | 0.051759 |  | 0.035476 | [18 empty] | 3 |  | 4
| SAN RAMON 2112 | 014232112 | 1.7344 |  |  |  |  | 1.7344 | 21kV | Non-HFTD |  | Non-HFTD | Non-HFTD | 134.2 | 0.009 | 0
| SAN RAMON 2113 | 014232113 | 1.718 |  |  |  |  | 1.718 | 21kV | Non-HFTD |  | Non-HFTD | Non-HFTD | 0 | 0 | 0
| SAN RAMON 2114 | 014232114 | 19.3184 | 1.6966 |  |  | 1.6966 | 17.6218 | 21kV | Non-HFTD |  | Non-HFTD | Non-HFTD | 29.7 | 0.12 | 0 |  |  |  | 1.6966 | [22 empty] | 0.10817 | [18 empty] | 5 | 7 | 5
| SAN RAMON 2116 | 014232116 | 16.1433 | 0.0028409 |  |  | 0.0028409 | 16.1405 | 21kV | Non-HFTD |  | Non-HFTD | Non-HFTD | 95.8 | 0.982 | 0 |  |  |  | 0.0028409 | [20 empty] | 0.68758 | 0.023344 | 0.026142 | [18 empty] | 10 |  | 2
| SAN RAMON 2118 | 014232118 | 26.2964 | 0.87121 |  |  | 0.87121 | 25.4252 | 21kV | Non-HFTD |  | Non-HFTD | Non-HFTD | 106.4 | 0.193 | 0 |  |  |  | 0.87121 | [20 empty] | 0.24064 | 0.21951 | [19 empty] | 3 | 3
| SANGER 1104 | 252351104 | 26.3829 | 9.5904 |  |  | 9.5904 | 16.7926 | 12kV | Non-HFTD |  | Non-HFTD | Non-HFTD | 34.3 | 0.237 | 2.993 |  |  |  | 9.5904
| SANGER 1106 | 252351106 | 18.6585 | 14.0156 |  |  | 14.0156 | 4.6429 | 12kV | Non-HFTD |  | Non-HFTD | Non-HFTD | 6.1 | 0.08 | 1.994 |  |  |  | 14.0156 | [21 empty] | 0.021206 | [19 empty] | 1 | 1
| SANGER 1108 | 252351108 | 95.2791 | 81.4839 |  |  | 81.4839 | 13.7952 | 12kV | Non-HFTD |  | Non-HFTD | Non-HFTD | 28.8 | 0.215 | 1.9 |  |  |  | 81.4839 | [11 empty] | 7 | 2 | [7 empty] | 0.0119 | 0.034286 | [16 empty] | 5 |  |  | 8 | 2 | 4
| SANGER 1110 | 252351110 | 33.7458 | 29.4903 |  |  | 29.4903 | 4.2555 | 12kV | Non-HFTD |  | Non-HFTD | Non-HFTD | 60 | 1.038 | 0.394 |  |  |  | 29.4903 | [20 empty] | 0.00967 | [17 empty] | 149 |  |  | 2 |  | 2
| SANGER 1112 | 252351112 | 11.6195 | 11.4647 |  |  | 11.4647 | 0.15477 | 12kV | Non-HFTD |  | Non-HFTD | Non-HFTD | 71 | 0.374 | 1.724 |  |  |  | 11.4647 | [22 empty] | 0.0032995 | [18 empty] | 1 |  | 1
| SANGER 1114 | 252351114 | 69.4038 | 63.2277 |  |  | 63.2277 | 6.1761 | 12kV | Non-HFTD |  | Non-HFTD | Non-HFTD | 30.7 | 0.447 | 1.763 |  |  |  | 63.2277 | [11 empty] | 1 | [29 empty] | 2
| SANGER 1116 | 252351116 | 19.9775 | 13.6432 |  |  | 13.6432 | 6.3343 | 12kV | Non-HFTD |  | Non-HFTD | Non-HFTD | 160.4 | 1.537 | 2.539 |  |  |  | 13.6432 | [21 empty] | 0.054302 | [19 empty] | 1 |  | 1
| SANGER 1118 | 252351118 | 42.9964 | 26.4263 |  |  | 26.4263 | 16.5701 | 12kV | Non-HFTD |  | Non-HFTD | Non-HFTD | 68.9 | 0.985 | 1.938 |  |  |  | 26.4263 | [20 empty] | 0.40322 | 1.8358 | 0.53805 | [18 empty] | 4 | 4 | 1
| SANTA MARIA 1105 | 182671105 | 47.6921 | 28.821 |  |  | 28.821 | 18.8711 | 12kV | Non-HFTD |  | Non-HFTD | Non-HFTD | 193.3 | 2.811 | 1 |  |  |  | 28.821 | [11 empty] | 13 | 10 | [7 empty] | 0.019864 | [8 empty] | ss2: 28.821 |  |  |  | 6 | 2
| SANTA MARIA 1106 | 182671106 | 30.7243 | 17.0241 |  |  | 17.0241 | 13.7002 | 12kV | Non-HFTD |  | Non-HFTD | Non-HFTD | 13.8 | 0.079 | 0 |  |  |  | 17.0241 | [20 empty] | 0.034113 | 0.38255 | 0.0097927 | [6 empty] | ss2: 17.0095 |  |  |  | 1 | 2 | 2
| SANTA MARIA 1107 | 182671107 | 7.1123 | 4.9627 |  |  | 4.9627 | 2.1496 | 12kV | Non-HFTD |  | Non-HFTD | Non-HFTD | 0 | 0 | 1.001 |  |  |  | 4.9627 | [29 empty] | ss2: 4.9627 |  |  |  | 3
| SANTA MARIA 1109 | 182671109 | 54.6908 | 46.5751 |  |  | 46.5751 | 8.1157 | 12kV | Non-HFTD |  | Non-HFTD | Non-HFTD | 217.7 | 2.009 | 0.631 |  |  |  | 46.5751 | [11 empty] | 12 | 35 | 1 | [6 empty] | 0.011868 | 1.0659 | 1.0423 | [18 empty] | 11 | 16 | 13
| SANTA MARIA 1110 | 182671110 | 60.6082 | 52.6434 |  |  | 52.6434 | 7.9649 | 12kV | Non-HFTD |  | Non-HFTD | Non-HFTD | 66.1 | 0.883 | 3.556 |  |  |  | 52.6434 | [11 empty] | 15 | 10 | 2 | [6 empty] | 0.057672 |  | 0.008737 | [6 empty] | ss2: 52.6434 | 26 |  |  | 8 | 1 | 6
| SANTA MARIA 1111 | 182671111 | 24.2971 | 13.4856 |  |  | 13.4856 | 10.8115 | 12kV | Non-HFTD |  | Non-HFTD | Non-HFTD | 96.8 | 1.315 | 0 |  |  |  | 13.4856 | [20 empty] | 0.10379 | 0.06649 | [7 empty] | ss2: 13.4856 |  |  |  |  | 4
| SANTA MARIA 1112 | 182671112 | 27.1198 | 12.5348 |  |  | 12.5348 | 14.585 | 12kV | Non-HFTD |  | Non-HFTD | Non-HFTD | 89.8 | 1.304 | 0.232 |  |  |  | 12.5348 | [22 empty] | 0.052569 | [6 empty] | ss2: 10.8767 |  |  |  | 1 |  | 4
| SANTA NELLA 1101 | 254051101 | 41.7812 | 38.5471 |  |  | 38.5471 | 3.2341 | 12kV | Non-HFTD |  | Non-HFTD | Non-HFTD | 163.1 | 1.009 | 1.457 |  |  |  | 38.5471 | [20 empty] | 0.024288 | [20 empty] | 2 |  | 5
| SANTA NELLA 1104 | 254051104 | 59.891 | 52.293 |  |  | 52.293 | 7.598 | 12kV | Non-HFTD |  | Non-HFTD | Non-HFTD | 288.4 | 1.387 | 0.873 |  |  |  | 52.293 | [11 empty] | 6 | [8 empty] | 0.0065581 | [20 empty] | 1 | 1
| SANTA RITA 1102 | 253541102 | 87.167 | 86.7429 |  |  | 86.7429 | 0.42404 | 12kV | Non-HFTD |  | Non-HFTD | Non-HFTD | 134.1 | 2.838 | 4.323 |  |  |  | 86.7429 | [11 empty] | 2 | [9 empty] | 0.0051109 | [16 empty] | 332 |  |  | 3 | 7 | 3
| SANTA RITA 1105 | 253541105 | 61.601 | 61.2863 |  |  | 61.2863 | 0.31469 | 12kV | Non-HFTD |  | Non-HFTD | Non-HFTD | 78.8 | 0.545 | 0.022 |  |  |  | 61.2863 | [13 empty] | 1 | [6 empty] | 0.0069965 | 0.22677 | 0.020833 | [15 empty] | 897 |  |  | 8 | 5 | 3
| SANTA ROSA A 1101 | 042151101 | 9.4156 | 4.5193 |  |  | 4.5193 | 4.8964 | 12kV | Non-HFTD |  | Non-HFTD | Non-HFTD | 183.2 | 1.496 | 1.169 |  |  |  | 4.5193 | [21 empty] | 0.16185 | 0.011785 | [15 empty] | 129 |  |  | 3 | 5 | 3
| SANTA ROSA A 1102 | 042151102 | 30.7558 | 11.8623 |  |  | 11.8623 | 18.8935 | 12kV | Non-HFTD |  | Non-HFTD | Non-HFTD | 20.8 | 0.383 | 1.086 |  |  |  | 11.8623 | [20 empty] | 0.1941 | 0.50339 | 0.05469 | [15 empty] | 181 |  |  | 3 | 5
| SANTA ROSA A 1103 | 042151103 | 34.2394 | 11.1251 |  |  | 11.1251 | 23.1144 | 12kV | Non-HFTD |  | Non-HFTD | Non-HFTD | 20.6 | 0.094 | 1 |  |  |  | 11.1251 | [20 empty] | 0.35726 | 0.54113 | 0.64056 | [15 empty] | 140 |  |  | 2 | 9 | 3
| SANTA ROSA A 1105 | 042151105 | 14.1373 | 9.371 |  |  | 9.371 | 4.7664 | 12kV | Non-HFTD |  | Non-HFTD | Non-HFTD | 200.8 | 1.276 | 2.488 |  |  |  | 9.371 | [12 empty] | 1 | [7 empty] | 0.028876 | 0.043088 | 0.66915 | [15 empty] | 7 |  |  | 4 | 9 | 8
| SANTA ROSA A 1106 | 042151106 | 22.0201 | 9.9633 |  |  | 9.9633 | 12.0568 | 12kV | Non-HFTD |  | Non-HFTD | Non-HFTD | 32.3 | 0.13 | 3.032 |  |  |  | 9.9633 | [20 empty] | 0.0564 |  | 0.050424 | [15 empty] | 10 |  |  | 5 | 1 | 2
| SANTA ROSA A 1109 | 042151109 | 11.6453 | 5.919 |  |  | 5.919 | 5.7263 | 12kV | Non-HFTD |  | Non-HFTD | Non-HFTD | 98.9 | 0.283 | 0.998 |  |  |  | 5.919 | [21 empty] | 0.14947 | [16 empty] | 119 |  |  | 2 | 4
| SANTA ROSA A 1110 | 042151110 | 35.2985 | 24.6335 |  |  | 24.6335 | 10.665 | 12kV | Non-HFTD |  | Non-HFTD | Non-HFTD | 54.9 | 0.239 | 2.043 |  |  |  | 24.6335 | [21 empty] | 0.035572 | [16 empty] | 4 |  |  | 1 | 2
| SANTA ROSA A 1112 | 042151112 | 17.1013 | 12.7715 |  |  | 12.7715 | 4.3298 | 12kV | Non-HFTD |  | Non-HFTD | Non-HFTD | 39.2 | 0.528 | 0.71 |  |  |  | 12.7715 | [21 empty] | 0.013643 | [16 empty] | 45 |  |  | 1 | 2 | 1
| SARANAP 0401 | 013560401 | 3.5833 | 2.4568 |  |  | 2.4568 | 1.1265 | 4.16kV | Non-HFTD |  | Non-HFTD | Non-HFTD | 0 | 0 | 6.641 |  |  |  | 2.4568 | [38 empty] | 68 |  |  | 1
| SARATOGA 1108 | 083371108 | 24.4307 | 18.5455 |  |  | 18.5455 | 5.8852 | 12kV | Non-HFTD |  | Non-HFTD | Non-HFTD | 70.5 | 0.652 | 1.001 |  |  |  | 18.5455 | [41 empty] | 2
| SARATOGA 1109 | 083371109 | 30.3201 | 25.3306 |  |  | 25.3306 | 4.9895 | 12kV | Non-HFTD |  | Non-HFTD | Non-HFTD | 49.7 | 1.11 | 9.176 |  |  |  | 25.3306 | [12 empty] | 1 | [28 empty] | 5 | 2 | 2
| SARATOGA 1110 | 083371110 | 23.6024 | 19.9894 |  |  | 19.9894 | 3.613 | 12kV | Non-HFTD |  | Non-HFTD | Non-HFTD | 21.7 | 0.184 | 0.364 |  |  |  | 19.9894 | [20 empty] | 0.027982 | 0.031387 | 0.049007 | [18 empty] | 4 | 3 | 3
| SARATOGA 1111 | 083371111 | 32.1183 | 23.9373 |  |  | 23.9373 | 8.181 | 12kV | Non-HFTD |  | Non-HFTD | Non-HFTD | 155.4 | 0.614 | 2.067 |  |  |  | 23.9373 | [20 empty] | 0.14702 | [20 empty] | 1 | 1
| SARATOGA 1112 | 083371112 | 13.8667 | 8.44 |  |  | 8.44 | 5.4267 | 12kV | Non-HFTD |  | Non-HFTD | Non-HFTD | 57.6 | 0.137 | 0.573 |  |  |  | 8.44 | [42 empty] | 2
| SARATOGA 1113 | 083371113 | 33.6526 | 25.6018 |  |  | 25.6018 | 8.0508 | 12kV | Non-HFTD |  | Non-HFTD | Non-HFTD | 165.3 | 0.492 | 0.524 |  |  |  | 25.6018 | [12 empty] | 1 | [7 empty] | 0.022795 | [20 empty] | 5 | 9
| SARATOGA 1114 | 083371114 | 31.5752 | 21.1004 |  |  | 21.1004 | 10.4748 | 12kV | Non-HFTD |  | Non-HFTD | Non-HFTD | 636.7 | 4.097 | 3.653 |  |  |  | 21.1004 | [20 empty] | 0.029413 | [17 empty] | 164 |  |  | 6 | 1 | 3
| SAUSALITO 0401 | 042490401 | 2.0956 | 2.0057 |  |  | 2.0057 | 0.089819 | 4.16kV | Non-HFTD |  | Non-HFTD | Non-HFTD | 16.4 | 1.02 | 0 |  |  |  | 2.0057
| SAUSALITO 0402 | 042490402 | 3.1391 | 2.9404 |  |  | 2.9404 | 0.19877 | 4.16kV | Non-HFTD |  | Non-HFTD | Non-HFTD | 0 | 0 | 2 |  |  |  | 2.9404 | [20 empty] | 0.19877
| SCE MCFARLAND 1101 | 258111101 | 0.49828 | 0.49828 |  |  | 0.49828 | 0 | 12kV | Non-HFTD |  | Non-HFTD | Non-HFTD | 0 | 0 | 0 |  |  |  | 0.49828
| SCE REFUGIO 1701 | 188071701 | 0.29087 | 0.29087 | 0.29087 |  |  | 0 | 17kV | Non-HFTD |  | 0.16185 | N/A | 344 | 1 | 0 | [5 empty] | 0.29087
| SCE TEJON TIE 1101 | 258191101 | 0.049928 | 0.049928 |  |  | 0.049928 | 0 | 12kV | Non-HFTD |  | Non-HFTD | Non-HFTD | 1799 | 1 | 0 |  |  |  | 0.049928
| SCHINDLER 1104 | 252891104 | 0.0068408 | 0.0068408 |  |  | 0.0068408 | 0 | 12kV | Non-HFTD |  | Non-HFTD | Non-HFTD | 89 | 0.519 | 1.985 |  |  |  | 0.0068408 | [38 empty] | 1
| SCHINDLER 1105 | 252891105 | 42.5038 | 42.0114 |  |  | 42.0114 | 0.49245 | 12kV | Non-HFTD |  | Non-HFTD | Non-HFTD | 246.1 | 0.945 | 0.324 |  |  |  | 42.0114 | [20 empty] | 0.0076687 | [17 empty] | 29 |  |  | 1
| SCHINDLER 1107 | 252891107 | 1.8617 | 1.4289 |  |  | 1.4289 | 0.43282 | 12kV | Non-HFTD |  | Non-HFTD | Non-HFTD | 246.1 | 0.945 | 0.324 |  |  |  | 1.4289
| SCHINDLER 1108 | 252891108 | 3.28 | 2.3098 |  |  | 2.3098 | 0.97014 | 12kV | Non-HFTD |  | Non-HFTD | Non-HFTD | 246.1 | 0.945 | 0.324 |  |  |  | 2.3098
| SCHINDLER 1109 | 252891109 | 2.5604 | 1.6683 |  |  | 1.6683 | 0.89209 | 12kV | Non-HFTD |  | Non-HFTD | Non-HFTD | 246.1 | 0.945 | 0.324 |  |  |  | 1.6683
| SCHINDLER 1110 | 252891110 | 49.0552 | 48.0945 |  |  | 48.0945 | 0.96072 | 12kV | Non-HFTD |  | Non-HFTD | Non-HFTD | 39.7 | 0.093 | 0 |  |  |  | 48.0945 | [20 empty] | 0.012407 | 0.019294 | [16 empty] | 116 |  |  | 2 | 4
| SCHINDLER 1111 | 252891111 | 42.0836 | 41.737 |  |  | 41.737 | 0.34666 | 12kV | Non-HFTD |  | Non-HFTD | Non-HFTD | 12.1 | 0.062 | 0 |  |  |  | 41.737 | [20 empty] | 0.0062908 |  | 0.011408 | [15 empty] | 722 |  |  | 2 |  | 1
| SCHINDLER 1112 | 252891112 | 63.5078 | 62.0475 |  |  | 62.0475 | 1.4603 | 12kV | Non-HFTD |  | Non-HFTD | Non-HFTD | 230.3 | 1.405 | 3.823 |  |  |  | 62.0475 | [20 empty] | 0.01863 | 0.065839 | 0.25023 | [15 empty] | 604 |  |  | 4 | 3 | 4
| SCHINDLER 1114 | 252891114 | 59.5688 | 58.8223 |  |  | 58.8223 | 0.74641 | 12kV | Non-HFTD |  | Non-HFTD | Non-HFTD | 31.3 | 0.291 | 1.161 |  |  |  | 58.8223 | [12 empty] | 1 | [7 empty] | 0.035723 | 0.0046223 | [19 empty] | 6 | 4 | 1
| SCHINDLER 1116 | 252891116 | 30.4245 | 30.1053 |  |  | 30.1053 | 0.31921 | 12kV | Non-HFTD |  | Non-HFTD | Non-HFTD | 14.8 | 0.028 | 1 |  |  |  | 30.1053 | [38 empty] | 352 |  |  | 1
| SEMITROPIC 1104 | 252901104 | 16.2379 | 16.095 |  |  | 16.095 | 0.1429 | 12kV | Non-HFTD |  | Non-HFTD | Non-HFTD | 90.4 | 0.274 | 0 |  |  |  | 16.095 | [12 empty] | 1 | [8 empty] | 0.066693 | [19 empty] | 3 | 1
| SEMITROPIC 1106 | 252901106 | 27.4344 | 27.1091 |  |  | 27.1091 | 0.32528 | 12kV | Non-HFTD |  | Non-HFTD | Non-HFTD | 41.1 | 0.115 | 0.841 |  |  |  | 27.1091 | [13 empty] | 1 | [8 empty] | 0.0061933 | [15 empty] | 263 |  |  |  |  | 2
| SEMITROPIC 1108 | 252901108 | 11.8202 | 11.768 |  |  | 11.768 | 0.052216 | 12kV | Non-HFTD |  | Non-HFTD | Non-HFTD | 87.2 | 1.413 | 0 |  |  |  | 11.768 | [22 empty] | 0.011039 | [15 empty] | 56 |  |  |  |  | 3
| SEMITROPIC 1110 | 252901110 | 66.0431 | 50.1036 |  |  | 50.1036 | 15.9394 | 12kV | Non-HFTD |  | Non-HFTD | Non-HFTD | 31.3 | 0.605 | 1.062 |  |  |  | 50.1036 | [20 empty] | 1.5665 | 0.012336 | 0.09663 | [15 empty] | 1170 |  |  | 23 | 1 | 2
| SEMITROPIC 1112 | 252901112 | 26.8504 | 26.7288 |  |  | 26.7288 | 0.12155 | 12kV | Non-HFTD |  | Non-HFTD | Non-HFTD | 117.6 | 2.118 | 0 |  |  |  | 26.7288 | [21 empty] | 0.011364 | [16 empty] | 518 |  |  |  | 1
| SERRAMONTE 1103 | 022861103 | 17.4332 | 13.1538 |  |  | 13.1538 | 4.2794 | 12kV | Non-HFTD |  | Non-HFTD | Non-HFTD | 1.9 | 0.005 | 0.999 |  |  |  | 13.1538 | [22 empty] | 0.096849 | [15 empty] | 480 |  |  | 2 |  | 3
| SERRAMONTE 1104 | 022861104 | 25.8278 | 12.6222 |  |  | 12.6222 | 13.2055 | 12kV | Non-HFTD |  | 0.031276 | 0.00095184 | 189.3 | 1.995 | 2.739 |  |  |  | 12.6222 | [20 empty] | 0.084854 | [20 empty] | 7 | 2 | 6
| SF E 0401 | 022070401 | 5.9208 | 3.5253 |  |  | 3.5253 | 2.3956 | 4.16kV | Non-HFTD |  | Non-HFTD | Non-HFTD | 224.3 | 2.527 | 0.997 |  |  |  | 3.5253 | [22 empty] | 0.052629 | [18 empty] | 2 | 3
| SF E 0405 | 022070405 | 2.8287 | 2.2038 |  |  | 2.2038 | 0.62488 | 4.16kV | Non-HFTD |  | Non-HFTD | Non-HFTD | 361.1 | 3.56 | 0 |  |  |  | 2.2038 | [41 empty] | 3
| SF E 0406 | 022070406 | 1.6794 | 1.4643 |  |  | 1.4643 | 0.21506 | 4.16kV | Non-HFTD |  | Non-HFTD | Non-HFTD | 8.3 | 0.023 | 0 |  |  |  | 1.4643 | [41 empty] | 1
| SF E 0407 | 022070407 | 3.3847 | 0.94277 |  |  | 0.94277 | 2.4419 | 4.16kV | Non-HFTD |  | Non-HFTD | Non-HFTD | 81.7 | 0.612 | 0 |  |  |  | 0.94277
| SF E 0408 | 022070408 | 3.0984 | 2.7961 |  |  | 2.7961 | 0.30228 | 4.16kV | Non-HFTD |  | Non-HFTD | Non-HFTD | 0 | 0 | 0.993 |  |  |  | 2.7961 | [42 empty] | 1
| SF E 0409 | 022070409 | 3.5386 | 1.8485 |  |  | 1.8485 | 1.6901 | 4.16kV | Non-HFTD |  | Non-HFTD | Non-HFTD | 782.9 | 1.998 | 1 |  |  |  | 1.8485 | [21 empty] | 0.11191 | [20 empty] | 1 | 1
| SF E 0410 | 022070410 | 3.928 | 1.8707 |  |  | 1.8707 | 2.0573 | 4.16kV | Non-HFTD |  | Non-HFTD | Non-HFTD | 0 | 0 | 0 |  |  |  | 1.8707 | [41 empty] | 3 |  | 2
| SF E 1101 | 022071101 | 5.9387 | 1.1298 |  |  | 1.1298 | 4.809 | 12kV | Non-HFTD |  | Non-HFTD | Non-HFTD | 0 | 0 | 0 |  |  |  | 1.1298 | [22 empty] | 0.0041123 | [20 empty] | 1
| SF E 1103 | 022071103 | 11.9822 | 3.1617 |  |  | 3.1617 | 8.8204 | 12kV | Non-HFTD |  | Non-HFTD | Non-HFTD | 149.5 | 3.562 | 0 |  |  |  | 3.1617 | [21 empty] | 0.079694 | 0.050126 | [19 empty] | 2 | 5
| SF E 1105 | 022071105 | 10.7299 | 2.4323 |  |  | 2.4323 | 8.2977 | 12kV | Non-HFTD |  | Non-HFTD | Non-HFTD | 136.7 | 1.394 | 1.158 |  |  |  | 2.4323 | [22 empty] | 0.091507 | [18 empty] | 1
| SF E 1107 | 022071107 | 14.6509 | 3.5369 |  |  | 3.5369 | 11.114 | 12kV | Non-HFTD |  | Non-HFTD | Non-HFTD | 51.7 | 1 | 0 |  |  |  | 3.5369 | [20 empty] | 0.062932 | 0.057205 | 0.12487 | [15 empty] | 56 |  |  |  | 2 | 8
| SF E 1199 | 022071199 | 0.0078279 |  |  |  |  | 0.0078279 | 12kV | Non-HFTD |  | Non-HFTD | Non-HFTD | 51.7 | 1 | 0
| SF G 0401 | 022090401 | 0.80714 | 0.67422 |  |  | 0.67422 | 0.13292 | 4.16kV | Non-HFTD |  | Non-HFTD | Non-HFTD | 0 | 0 | 0 |  |  |  | 0.67422
| SF G 0402 | 022090402 | 1.796 | 1.5612 |  |  | 1.5612 | 0.23487 | 4.16kV | Non-HFTD |  | Non-HFTD | Non-HFTD | 0 | 0 | 0 |  |  |  | 1.5612 | [41 empty] | 1
| SF G 0403 | 022090403 | 2.3229 | 0.71211 |  |  | 0.71211 | 1.6108 | 4.16kV | Non-HFTD |  | Non-HFTD | Non-HFTD | 0 | 0 | 0 |  |  |  | 0.71211 | [20 empty] | 0.0053856 | [20 empty] | 1
| SF G 0404 | 022090404 | 2.5146 | 0.95646 |  |  | 0.95646 | 1.5581 | 4.16kV | Non-HFTD |  | Non-HFTD | Non-HFTD | 293.1 | 1.417 | 2.989 |  |  |  | 0.95646 | [43 empty] | 1
| SF G 0405 | 022090405 | 1.8565 | 1.4702 |  |  | 1.4702 | 0.38637 | 4.16kV | Non-HFTD |  | Non-HFTD | Non-HFTD | 0 | 0 | 0 |  |  |  | 1.4702
| SF G 0406 | 022090406 | 2.7963 | 1.2769 |  |  | 1.2769 | 1.5194 | 4.16kV | Non-HFTD |  | Non-HFTD | Non-HFTD | 0 | 0 | 0 |  |  |  | 1.2769 | [42 empty] | 1
| SF G 0407 | 022090407 | 2.0958 | 1.3562 |  |  | 1.3562 | 0.73961 | 4.16kV | Non-HFTD |  | Non-HFTD | Non-HFTD | 64.3 | 0.283 | 1 |  |  |  | 1.3562
| SF G 0408 | 022090408 | 3.6884 | 1.3007 |  |  | 1.3007 | 2.3877 | 4.16kV | Non-HFTD |  | Non-HFTD | Non-HFTD | 0 | 0 | 1.013 |  |  |  | 1.3007 | [41 empty] | 1
| SF G 0409 | 022090409 | 2.0251 | 0.99126 |  |  | 0.99126 | 1.0339 | 4.16kV | Non-HFTD |  | Non-HFTD | Non-HFTD | 0 | 0 | 1 |  |  |  | 0.99126
| SF G 0410 | 022090410 | 1.158 | 0.58192 |  |  | 0.58192 | 0.57605 | 4.16kV | Non-HFTD |  | Non-HFTD | Non-HFTD | 0 | 0 | 0 |  |  |  | 0.58192 | [41 empty] | 1
| SF G 0411 | 022090411 | 2.1402 |  |  |  |  | 2.1402 | 4.16kV | Non-HFTD |  | Non-HFTD | Non-HFTD | 20.3 | 0.535 | 0 | [25 empty] | 0.035481 | 0.093863
| SF G 0412 | 022090412 | 2.1673 | 1.1007 |  |  | 1.1007 | 1.0666 | 4.16kV | Non-HFTD |  | Non-HFTD | Non-HFTD | 0 | 0 | 0 |  |  |  | 1.1007
| SF G 0413 | 022090413 | 2.9243 | 0.97936 |  |  | 0.97936 | 1.9449 | 4.16kV | Non-HFTD |  | Non-HFTD | Non-HFTD | 0 | 0 | 0.992 |  |  |  | 0.97936
| SF G 0414 | 022090414 | 2.0558 | 0.91928 |  |  | 0.91928 | 1.1365 | 4.16kV | Non-HFTD |  | Non-HFTD | Non-HFTD | 0 | 0 | 0 |  |  |  | 0.91928 | [20 empty] | 0.011147 | [20 empty] | 1 | 2
| SF G 1101 | 022091101 | 7.4855 | 1.0212 |  |  | 1.0212 | 6.4644 | 12kV | Non-HFTD |  | Non-HFTD | Non-HFTD | 0 | 0 | 0 |  |  |  | 1.0212 | [20 empty] | 0.067728 | [20 empty] | 5
| SF G 1102 | 022091102 | 4.292 | 0.56588 |  |  | 0.56588 | 3.7261 | 12kV | Non-HFTD |  | Non-HFTD | Non-HFTD | 33.1 | 0.232 | 2.003 |  |  |  | 0.56588 | [20 empty] | 0.12621 | 0.10032 | [19 empty] | 7 | 3 | 1
| SF H 0401 | 022100401 | 5.4489 | 4.6132 |  |  | 4.6132 | 0.83572 | 4.16kV | Non-HFTD |  | Non-HFTD | Non-HFTD | 117.1 | 1 | 0 |  |  |  | 4.6132 | [13 empty] | 6 | [6 empty] | 0.0092209 | 0.06636 | [20 empty] | 4 | 1
| SF H 0402 | 022100402 | 5.0195 | 4.2399 |  |  | 4.2399 | 0.77961 | 4.16kV | Non-HFTD |  | Non-HFTD | Non-HFTD | 361.9 | 1.031 | 0 |  |  |  | 4.2399 | [12 empty] | 1 | [8 empty] | 0.018378 | 0.035292 | [20 empty] | 3
| SF H 0403 | 022100403 | 1.7032 | 1.0658 |  |  | 1.0658 | 0.63744 | 4.16kV | Non-HFTD |  | Non-HFTD | Non-HFTD | 69.1 | 1.009 | 0 |  |  |  | 1.0658 | [21 empty] | 0.012405 | [20 empty] | 3
| SF H 0404 | 022100404 | 2.8215 | 2.7155 |  |  | 2.7155 | 0.10598 | 4.16kV | Non-HFTD |  | Non-HFTD | Non-HFTD | 3.2 | 0.011 | 0 |  |  |  | 2.7155 | [21 empty] | 0.10598 | [20 empty] | 2
| SF H 0405 | 022100405 | 2.8638 | 2.4598 |  |  | 2.4598 | 0.40398 | 4.16kV | Non-HFTD |  | Non-HFTD | Non-HFTD | 18.3 | 1.016 | 2.005 |  |  |  | 2.4598 | [21 empty] | 0.022944 | [19 empty] | 1
| SF H 1101 | 022101101 | 7.9117 | 6.3552 |  |  | 6.3552 | 1.5565 | 12kV | Non-HFTD |  | Non-HFTD | Non-HFTD | 57 | 1.036 | 3.004 |  |  |  | 6.3552 | [20 empty] | 0.14472 | [20 empty] | 12 |  | 2
| SF H 1102 | 022101102 | 16.7874 | 6.9055 |  |  | 6.9055 | 9.8818 | 12kV | Non-HFTD |  | Non-HFTD | Non-HFTD | 26.6 | 0.157 | 3.391 |  |  |  | 6.9055 | [20 empty] | 0.20195 |  | 0.1599 | [15 empty] | 98 |  |  | 1 | 1 | 2
| SF H 1103 | 022101103 | 17.1166 | 8.6958 |  |  | 8.6958 | 8.4207 | 12kV | Non-HFTD |  | Non-HFTD | Non-HFTD | 7 | 0.014 | 2.001 |  |  |  | 8.6958 | [20 empty] | 0.094699 |  | 0.034001 | [18 empty] | 7 | 3 | 7
| SF H 1104 | 022101104 | 11.3687 | 0.64741 |  |  | 0.64741 | 10.7213 | 12kV | Non-HFTD |  | Non-HFTD | Non-HFTD | 106.8 | 1.227 | 2.022 |  |  |  | 0.64741 | [20 empty] | 0.17002 | 0.15998 | 0.22619 | [15 empty] | 92 |  |  |  | 3 | 4
| SF H 1105 | 022101105 | 25.8127 | 10.3306 |  |  | 10.3306 | 15.4821 | 12kV | Non-HFTD |  | Non-HFTD | Non-HFTD | 130.9 | 2.113 | 2.175 |  |  |  | 10.3306 | [21 empty] | 0.0085952 | 0.76604 | [18 empty] | 1 | 5 | 15
| SF H 1106 | 022101106 | 12.4061 | 9.0717 |  |  | 9.0717 | 3.3344 | 12kV | Non-HFTD |  | Non-HFTD | Non-HFTD | 71.9 | 2.528 | 2.998 |  |  |  | 9.0717 | [20 empty] | 0.087479 | [20 empty] | 6 | 1
| SF H 1107 | 022101107 | 11.8405 | 8.2298 |  |  | 8.2298 | 3.6107 | 12kV | Non-HFTD |  | Non-HFTD | Non-HFTD | 54 | 0.834 | 3.604 |  |  |  | 8.2298 | [20 empty] | 0.10235 | [17 empty] | 58 |  |  | 3 | 3 | 2
| SF H 1108 | 022101108 | 17.1827 | 13.3617 |  |  | 13.3617 | 3.821 | 12kV | Non-HFTD |  | Non-HFTD | Non-HFTD | 16.5 | 0.089 | 0 |  |  |  | 13.3617 | [12 empty] | 1 | [7 empty] | 0.10849 | 0.018617 | [19 empty] | 7 | 6 | 2
| SF H 1109 | 022101109 | 15.9809 | 4.7254 |  |  | 4.7254 | 11.2555 | 12kV | Non-HFTD |  | Non-HFTD | Non-HFTD | 0.5 | 0.007 | 0 |  |  |  | 4.7254 | [21 empty] | 0.041442 | 0.14029 | [15 empty] | 163 |  |  |  | 2 | 4
| SF H 1110 | 022101110 | 14.3528 | 6.8606 |  |  | 6.8606 | 7.4922 | 12kV | Non-HFTD |  | Non-HFTD | Non-HFTD | 189.8 | 2.254 | 2.368 |  |  |  | 6.8606 | [20 empty] | 0.084044 | 0.044766 | 0.032263 | [19 empty] | 7 | 1
| SF H 1111 | 022101111 | 7.0529 | 4.018 |  |  | 4.018 | 3.0349 | 12kV | Non-HFTD |  | Non-HFTD | Non-HFTD | 189.8 | 2.254 | 2.368 |  |  |  | 4.018 | [43 empty] | 4
| SF H 1112 | 022101112 | 2.2276 |  |  |  |  | 2.2276 | 12kV | Non-HFTD |  | Non-HFTD | Non-HFTD | 189.8 | 2.254 | 2.368 | [25 empty] | 0.14409
| SF H 1232 | 022101232 | 3.4403 |  |  |  |  | 3.4403 | 12kV | Non-HFTD |  | Non-HFTD | Non-HFTD | 189.8 | 2.254 | 2.368
| SF H 1233 | 022101233 | 3.4409 |  |  |  |  | 3.4409 | 12kV | Non-HFTD |  | Non-HFTD | Non-HFTD | 189.8 | 2.254 | 2.368
| SF H 1234 | 022101234 | 4.9238 |  |  |  |  | 4.9238 | 12kV | Non-HFTD |  | Non-HFTD | Non-HFTD | 189.8 | 2.254 | 2.368
| SF H 1235 | 022101235 | 6.122 |  |  |  |  | 6.122 | 12kV | Non-HFTD |  | Non-HFTD | Non-HFTD | 189.8 | 2.254 | 2.368
| SF H 1236 | 022101236 | 6.1319 |  |  |  |  | 6.1319 | 12kV | Non-HFTD |  | Non-HFTD | Non-HFTD | 189.8 | 2.254 | 2.368
| SF H 1237 | 022101237 | 6.1198 |  |  |  |  | 6.1198 | 12kV | Non-HFTD |  | Non-HFTD | Non-HFTD | 189.8 | 2.254 | 2.368
| SF H 1238 | 022101238 | 3.4405 |  |  |  |  | 3.4405 | 12kV | Non-HFTD |  | Non-HFTD | Non-HFTD | 189.8 | 2.254 | 2.368
| SF J 0402 | 022220402 | 2.5198 | 0.8931 |  |  | 0.8931 | 1.6267 | 4.16kV | Non-HFTD |  | Non-HFTD | Non-HFTD | 0 | 0 | 0 |  |  |  | 0.8931
| SF J 0403 | 022220403 | 2.2206 |  |  |  |  | 2.2206 | 4.16kV | Non-HFTD |  | Non-HFTD | Non-HFTD | 12.4 | 0.062 | 0 | [26 empty] | 0.00077418
| SF J 0404 | 022220404 | 1.794 | 0.52041 |  |  | 0.52041 | 1.2736 | 4.16kV | Non-HFTD |  | Non-HFTD | Non-HFTD | 0 | 0 | 0 |  |  |  | 0.52041 | [43 empty] | 1
| SF J 0406 | 022220406 | 2.815 | 0.51436 |  |  | 0.51436 | 2.3006 | 4.16kV | Non-HFTD |  | Non-HFTD | Non-HFTD | 0 | 0 | 0 |  |  |  | 0.51436 | [12 empty] | 1 | [29 empty] | 1
| SF J 0407 | 022220407 | 2.0209 | 0.0028409 |  |  | 0.0028409 | 2.0181 | 4.16kV | Non-HFTD |  | Non-HFTD | Non-HFTD | 299.1 | 2.468 | 0 |  |  |  | 0.0028409 | [20 empty] | 0.035359 | 0.0036531 | [19 empty] | 3 | 2
| SF J 0409 | 022220409 | 1.0589 | 0.15039 |  |  | 0.15039 | 0.90847 | 4.16kV | Non-HFTD |  | Non-HFTD | Non-HFTD | 220 | 0.334 | 0 |  |  |  | 0.15039 | [43 empty] | 1
| SF J 1101 | 022221101 | 0.97814 |  |  |  |  | 0.97814 | 12kV | Non-HFTD |  | Non-HFTD | Non-HFTD | 0 | 0 | 0
| SF J 1102 | 022221102 | 1.4353 |  |  |  |  | 1.4353 | 12kV | Non-HFTD |  | Non-HFTD | Non-HFTD | 0 | 0 | 0 | [25 empty] | 0.058376 | [20 empty] | 3
| SF J 1103 | 022221103 | 1.0328 |  |  |  |  | 1.0328 | 12kV | Non-HFTD |  | Non-HFTD | Non-HFTD | 0 | 0 | 0 | [47 empty] | 4
| SF J 1104 | 022221104 | 0.97508 |  |  |  |  | 0.97508 | 12kV | Non-HFTD |  | Non-HFTD | Non-HFTD | 0 | 0 | 0
| SF J 1105 | 022221105 | 1.3868 |  |  |  |  | 1.3868 | 12kV | Non-HFTD |  | Non-HFTD | Non-HFTD | 0 | 0 | 0
| SF J 1106 | 022221106 | 1.6144 |  |  |  |  | 1.6144 | 12kV | Non-HFTD |  | Non-HFTD | Non-HFTD | 0 | 0 | 0 | [26 empty] | 0.67803 | [20 empty] | 1
| SF J 1107 | 022221107 | 2.3609 |  |  |  |  | 2.3609 | 12kV | Non-HFTD |  | Non-HFTD | Non-HFTD | 0 | 0 | 0
| SF J 1108 | 022221108 | 5.11 | 0.0018939 |  |  | 0.0018939 | 5.1081 | 12kV | Non-HFTD |  | Non-HFTD | Non-HFTD | 0 | 0 | 0 |  |  |  | 0.0018939 | [20 empty] | 0.052489 | 1.0503 | 0.050379 | [18 empty] | 2 | 13 | 3
| SF K 0401 | 022130401 | 4.1265 | 2.4806 |  |  | 2.4806 | 1.6459 | 4.16kV | Non-HFTD |  | Non-HFTD | Non-HFTD | 0 | 0 | 1 |  |  |  | 2.4806
| SF K 0402 | 022130402 | 3.4109 | 3.3123 |  |  | 3.3123 | 0.098578 | 4.16kV | Non-HFTD |  | Non-HFTD | Non-HFTD | 0 | 0 | 0 |  |  |  | 3.3123 | [22 empty] | 0.051689 | [19 empty] | 1 | 1
| SF K 0403 | 022130403 | 3.2757 | 2.4848 |  |  | 2.4848 | 0.79088 | 4.16kV | Non-HFTD |  | Non-HFTD | Non-HFTD | 0 | 0 | 1.002 |  |  |  | 2.4848 | [41 empty] | 3
| SF K 0404 | 022130404 | 1.1576 | 0.97495 |  |  | 0.97495 | 0.18263 | 4.16kV | Non-HFTD |  | Non-HFTD | Non-HFTD | 0 | 0 | 0 |  |  |  | 0.97495
| SF K 0405 | 022130405 | 3.2622 | 2.8108 |  |  | 2.8108 | 0.45149 | 4.16kV | Non-HFTD |  | Non-HFTD | Non-HFTD | 54.4 | 0.063 | 0 |  |  |  | 2.8108
| SF K 0406 | 022130406 | 1.8858 | 1.7163 |  |  | 1.7163 | 0.16947 | 4.16kV | Non-HFTD |  | Non-HFTD | Non-HFTD | 28 | 1 | 0 |  |  |  | 1.7163
| SF K 0407 | 022130407 | 3.2896 | 1.2821 |  |  | 1.2821 | 2.0075 | 4.16kV | Non-HFTD |  | Non-HFTD | Non-HFTD | 20.7 | 0.04 | 0 |  |  |  | 1.2821 | [43 empty] | 1
| SF K 0408 | 022130408 | 2.7072 | 1.355 |  |  | 1.355 | 1.3522 | 4.16kV | Non-HFTD |  | Non-HFTD | Non-HFTD | 0 | 0 | 0 |  |  |  | 1.355 | [21 empty] | 0.40943 | [20 empty] | 3
| SF K 0409 | 022130409 | 3.4539 | 2.385 |  |  | 2.385 | 1.0689 | 4.16kV | Non-HFTD |  | Non-HFTD | Non-HFTD | 0 | 0 | 0 |  |  |  | 2.385
| SF K 0410 | 022130410 | 2.9257 | 2.0289 |  |  | 2.0289 | 0.89689 | 4.16kV | Non-HFTD |  | Non-HFTD | Non-HFTD | 0 | 0 | 0 |  |  |  | 2.0289
| SF K 0411 | 022130411 | 2.45 | 2.3126 |  |  | 2.3126 | 0.13741 | 4.16kV | Non-HFTD |  | Non-HFTD | Non-HFTD | 15.5 | 0.028 | 0 |  |  |  | 2.3126 | [22 empty] | 0.034872 | [20 empty] | 4
| SF K 1101 | 022131101 | 10.3422 | 6.7365 |  |  | 6.7365 | 3.6058 | 12kV | Non-HFTD |  | Non-HFTD | Non-HFTD | 2.8 | 0.022 | 0 |  |  |  | 6.7365 | [41 empty] | 1 | 3
| SF L 0401 | 022260401 | 5.1899 | 2.4767 |  |  | 2.4767 | 2.7131 | 4.16kV | Non-HFTD |  | Non-HFTD | Non-HFTD | 4.8 | 0.043 | 0 |  |  |  | 2.4767 | [38 empty] | 162
| SF L 0402 | 022260402 | 3.8407 | 0.0019886 |  |  | 0.0019886 | 3.8388 | 4.16kV | Non-HFTD |  | Non-HFTD | Non-HFTD | 252 | 0.727 | 0 |  |  |  | 0.0019886 | [20 empty] | 0.04085
| SF L 0403 | 022260403 | 2.4479 | 0.21891 |  |  | 0.21891 | 2.229 | 4.16kV | Non-HFTD |  | Non-HFTD | Non-HFTD | 2.2 | 0.296 | 0 |  |  |  | 0.21891 | [38 empty] | 23 |  |  |  | 1
| SF L 0404 | 022260404 | 2.6698 | 0.79794 |  |  | 0.79794 | 1.8719 | 4.16kV | Non-HFTD |  | Non-HFTD | Non-HFTD | 0 | 0 | 0 |  |  |  | 0.79794 | [38 empty] | 4 |  |  | 1
| SF L 0405 | 022260405 | 4.6879 | 2.2982 |  |  | 2.2982 | 2.3897 | 4.16kV | Non-HFTD |  | Non-HFTD | Non-HFTD | 3.2 | 0.022 | 0 |  |  |  | 2.2982 | [20 empty] | 0.044201 | [17 empty] | 152 |  |  |  | 1
| SF L 0406 | 022260406 | 6.3784 | 2.136 |  |  | 2.136 | 4.2424 | 4.16kV | Non-HFTD |  | Non-HFTD | Non-HFTD | 4.6 | 0.011 | 0.998 |  |  |  | 2.136 | [21 empty] | 0.042368 | 0.35829 | [15 empty] | 158 |  |  |  | 1
| SF L 0407 | 022260407 | 1.4692 | 0.5456 |  |  | 0.5456 | 0.92363 | 4.16kV | Non-HFTD |  | Non-HFTD | Non-HFTD | 27.9 | 0.045 | 0 |  |  |  | 0.5456 | [38 empty] | 25 |  |  | 2 | 1 | 1
| SF L 0408 | 022260408 | 3.4886 | 2.444 |  |  | 2.444 | 1.0446 | 4.16kV | Non-HFTD |  | Non-HFTD | Non-HFTD | 14.3 | 0.055 | 0 |  |  |  | 2.444 | [38 empty] | 134
| SF L 0409 | 022260409 | 1.9987 | 0.15009 |  |  | 0.15009 | 1.8486 | 4.16kV | Non-HFTD |  | Non-HFTD | Non-HFTD | 25.8 | 0.258 | 0 |  |  |  | 0.15009 | [38 empty] | 12 |  |  |  |  | 3
| SF L 1101 | 022261101 | 7.1005 | 2.4303 |  |  | 2.4303 | 4.6702 | 12kV | Non-HFTD |  | Non-HFTD | Non-HFTD | 0 | 0 | 0 |  |  |  | 2.4303 | [38 empty] | 121
| SF L 1102 | 022261102 | 10.7236 | 7.951 |  |  | 7.951 | 2.7726 | 12kV | Non-HFTD |  | Non-HFTD | Non-HFTD | 27 | 0.458 | 0.699 |  |  |  | 7.951 | [38 empty] | 51 |  |  | 3 | 1 | 2
| SF L 1103 | 022261103 | 7.8237 | 1.9662 |  |  | 1.9662 | 5.8574 | 12kV | Non-HFTD |  | Non-HFTD | Non-HFTD | 5.8 | 0.038 | 0.037 |  |  |  | 1.9662 | [20 empty] | 0.010789 | 0.0024788 | [16 empty] | 148 |  |  | 3
| SF M 0401 | 022270401 | 4.1751 | 3.7312 |  |  | 3.7312 | 0.44386 | 4.16kV | Non-HFTD |  | Non-HFTD | Non-HFTD | 26.7 | 0.111 | 0 |  |  |  | 3.7312
| SF M 0402 | 022270402 | 3.3142 | 1.9394 |  |  | 1.9394 | 1.3748 | 4.16kV | Non-HFTD |  | Non-HFTD | Non-HFTD | 22.2 | 1.46 | 0 |  |  |  | 1.9394 | [38 empty] | 20 |  |  |  |  | 1
| SF M 0403 | 022270403 | 4.0104 | 3.6858 |  |  | 3.6858 | 0.32459 | 4.16kV | Non-HFTD |  | Non-HFTD | Non-HFTD | 234.6 | 3.984 | 0 |  |  |  | 3.6858 | [42 empty] | 1
| SF M 0404 | 022270404 | 4.4194 | 3.5649 |  |  | 3.5649 | 0.85455 | 4.16kV | Non-HFTD |  | Non-HFTD | Non-HFTD | 61.9 | 1.14 | 0 |  |  |  | 3.5649 | [21 empty] | 0.0068222 | 0.0045224 | [19 empty] | 3 | 1
| SF M 0405 | 022270405 | 4.3492 | 2.3116 |  |  | 2.3116 | 2.0376 | 4.16kV | Non-HFTD |  | Non-HFTD | Non-HFTD | 38.8 | 0.658 | 0 |  |  |  | 2.3116 | [22 empty] | 0.038545 | [18 empty] | 1 | 1 | 3
| SF M 0406 | 022270406 | 4.439 | 2.9077 |  |  | 2.9077 | 1.5313 | 4.16kV | Non-HFTD |  | Non-HFTD | Non-HFTD | 0 | 0 | 0 |  |  |  | 2.9077 | [38 empty] | 104
| SF N 0401 | 022280401 | 3.2248 | 3.129 |  |  | 3.129 | 0.095767 | 4.16kV | Non-HFTD |  | Non-HFTD | Non-HFTD | 51 | 1.047 | 0 |  |  |  | 3.129 | [22 empty] | 0.020628 | [18 empty] | 1
| SF N 0402 | 022280402 | 2.1426 | 1.0059 |  |  | 1.0059 | 1.1367 | 4.16kV | Non-HFTD |  | Non-HFTD | Non-HFTD | 0 | 0 | 0 |  |  |  | 1.0059 | [20 empty] | 0.025542
| SF N 0403 | 022280403 | 4.2039 | 2.4872 |  |  | 2.4872 | 1.7167 | 4.16kV | Non-HFTD |  | Non-HFTD | Non-HFTD | 3.7 | 0.101 | 0.343 |  |  |  | 2.4872 | [43 empty] | 1
| SF N 0404 | 022280404 | 0.97294 |  |  |  |  | 0.97294 | 4.16kV | Non-HFTD |  | Non-HFTD | Non-HFTD | 3.7 | 0.101 | 0.343
| SF N 0405 | 022280405 | 2.179 | 1.0698 |  |  | 1.0698 | 1.1092 | 4.16kV | Non-HFTD |  | Non-HFTD | Non-HFTD | 0 | 0 | 0 |  |  |  | 1.0698
| SF N 0406 | 022280406 | 3.7972 | 0.8062 |  |  | 0.8062 | 2.991 | 4.16kV | Non-HFTD |  | Non-HFTD | Non-HFTD | 0 | 0 | 0 |  |  |  | 0.8062 | [42 empty] | 1
| SF N 0408 | 022280408 | 5.6715 | 3.1195 |  |  | 3.1195 | 2.552 | 4.16kV | Non-HFTD |  | Non-HFTD | Non-HFTD | 99.2 | 1.134 | 0.994 |  |  |  | 3.1195 | [22 empty] | 0.072204 | [18 empty] | 2 | 1
| SF N 1101 | 022281101 | 2.5401 | 0.2745 |  |  | 0.2745 | 2.2656 | 12kV | Non-HFTD |  | Non-HFTD | Non-HFTD | 0 | 0 | 0 |  |  |  | 0.2745
| SF N 1102 | 022281102 | 10.5622 | 6.0878 |  |  | 6.0878 | 4.4745 | 12kV | Non-HFTD |  | Non-HFTD | Non-HFTD | 0 | 0 | 0 |  |  |  | 6.0878 | [20 empty] | 0.016225 | 0.030625 | 0.24201 | [18 empty] | 3 | 4 | 2
| SHAFTER 1101 | 253651101 | 0.034279 | 0.034279 |  |  | 0.034279 | 0 | 12kV | Non-HFTD |  | Non-HFTD | Non-HFTD | 0 | 0 | 1.167 |  |  |  | 0.034279 | [42 empty] | 1
| SHAFTER 1102 | 253651102 | 28.7386 | 27.5927 |  |  | 27.5927 | 1.1459 | 12kV | Non-HFTD |  | Non-HFTD | Non-HFTD | 77.1 | 0.432 | 0.19 |  |  |  | 27.5927 | [12 empty] | 2 | [28 empty] | 1 | 2
| SHAFTER 1103 | 253651103 | 40.7825 | 40.0001 |  |  | 40.0001 | 0.78243 | 12kV | Non-HFTD |  | Non-HFTD | Non-HFTD | 64 | 1.065 | 0.611 |  |  |  | 40.0001 | [20 empty] | 0.029168 | 0.060691 | 0.074361 | [18 empty] | 3 | 6 | 2
| SHAFTER 1104 | 253651104 | 15.673 | 9.6144 |  |  | 9.6144 | 6.0586 | 12kV | Non-HFTD |  | Non-HFTD | Non-HFTD | 18 | 0.063 | 0 |  |  |  | 9.6144 | [11 empty] | 3 | [29 empty] | 2 | 1
| SHAFTER 1111 | 253651111 | 30.0716 | 24.7285 |  |  | 24.7285 | 5.3431 | 12kV | Non-HFTD |  | Non-HFTD | Non-HFTD | 20.9 | 0.056 | 0.424 |  |  |  | 24.7285 | [13 empty] | 1 | [6 empty] | 0.32569 | [20 empty] | 2 | 1
| SHAFTER 1112 | 253651112 | 48.7654 | 48.044 |  |  | 48.044 | 0.72142 | 12kV | Non-HFTD |  | Non-HFTD | Non-HFTD | 330 | 1.832 | 3.423 |  |  |  | 48.044 | [20 empty] | 0.11305 | 0.020085 | [16 empty] | 183 |  |  | 3 | 3 | 1
| SHARON 1101 | 255331101 | 1.5547 | 1.5406 |  |  | 1.5406 | 0.014116 | 12kV | Non-HFTD |  | Non-HFTD | Non-HFTD | 0 | 0 | 0 |  |  |  | 1.5406 | [42 empty] | 3
| SHEPHERD 2109 | 252062109 | 29.7129 | 4.9037 |  |  | 4.9037 | 24.8093 | 21kV | Non-HFTD |  | Non-HFTD | Non-HFTD | 42.4 | 0.437 | 2.577 |  |  |  | 4.9037 | [20 empty] | 0.26232 | 0.034243 | 3.1893 | [18 empty] | 3 | 2 | 19
| SHEPHERD 2110 | 252062110 | 34.5869 | 8.4985 |  |  | 8.4985 | 26.0884 | 21kV | Non-HFTD |  | Non-HFTD | Non-HFTD | 20.3 | 0.089 | 2.848 |  |  |  | 8.4985 | [20 empty] | 1.1336 | 0.40985 | 0.11066 | [18 empty] | 22 | 4 | 2
| SHEPHERD 2112 | 252062112 | 28.6342 | 8.109 |  |  | 8.109 | 20.5252 | 12kV | Non-HFTD |  | Non-HFTD | Non-HFTD | 0.6 | 0.001 | 0.856 |  |  |  | 8.109 | [21 empty] | 0.56994 | [19 empty] | 3 | 2
| SHORE ACRES BANK 0401 | 018100401 | 5.1799 | 5.0401 |  |  | 5.0401 | 0.13984 | 4.16kV | Non-HFTD |  | Non-HFTD | Non-HFTD | 82.5 | 0.122 | 4 |  |  |  | 5.0401
| SIGNETICS 1101 | 083791101 | 0.023147 |  |  |  |  | 0.023147 | 12kV | Non-HFTD |  | Non-HFTD | Non-HFTD | 115.3 | 0.408 | 4.826
| SILVER 0401 | 022670401 | 5.4181 | 5.0412 |  |  | 5.0412 | 0.37689 | 4.16kV | Non-HFTD |  | Non-HFTD | Non-HFTD | 3.9 | 0.17 | 0 |  |  |  | 5.0412 | [21 empty] | 0.044294 | [20 empty] | 1
| SISQUOC 1101 | 182811101 | 32.5334 | 27.1393 |  |  | 27.1393 | 5.3941 | 12kV | Non-HFTD |  | Non-HFTD | Non-HFTD | 141 | 1.085 | 1.015 |  |  |  | 27.1393 | [21 empty] | 0.029269 | 0.16405 | [6 empty] | ss2: 27.1393 | 154 |  |  | 1 | 2 | 1
| SISQUOC 1104 | 182811104 | 35.5766 | 32.6623 |  |  | 32.6623 | 2.9143 | 12kV | Non-HFTD |  | Non-HFTD | Non-HFTD | 468 | 1.468 | 0.82 |  |  |  | 32.6623 |  |  | 0.37373 | [8 empty] | 7 | 4 | 5 | [7 empty] | 0.17446 | [7 empty] | ss2: 32.4359 | 7 |  |  | 2 | 6 | 6
| SKAGGS ISLAND 1101 | 043341101 | 2.0955 | 0.048245 |  |  | 0.048245 | 2.0472 | 12kV | Non-HFTD |  | Non-HFTD | Non-HFTD | 0 | 0 | 0 |  |  |  | 0.048245
| SMYRNA 1101 | 253551101 | 47.7869 | 47.6743 |  |  | 47.6743 | 0.11256 | 12kV | Non-HFTD |  | Non-HFTD | Non-HFTD | 147.4 | 0.583 | 1.278 |  |  |  | 47.6743 | [11 empty] | 1 | [8 empty] | 0.012279 |  | 0.010973 | [15 empty] | 848 |  |  | 6 |  | 5
| SMYRNA 1102 | 253551102 | 67.3091 | 66.7226 |  |  | 66.7226 | 0.58653 | 12kV | Non-HFTD |  | Non-HFTD | Non-HFTD | 134.4 | 0.414 | 2.095 |  |  |  | 66.7226 | [20 empty] | 0.016937 | 0.049025 | [16 empty] | 1261 |  |  | 9 | 5 | 2
| SMYRNA 1104 | 253551104 | 40.1584 | 39.9078 |  |  | 39.9078 | 0.25064 | 12kV | Non-HFTD |  | Non-HFTD | Non-HFTD | 1027.3 | 3.766 | 1.875 |  |  |  | 39.9078 | [12 empty] | 1 | [7 empty] | 0.004038 | [17 empty] | 424 |  |  | 1 | 1 | 3
| SMYRNA 1105 | 253551105 | 54.4536 | 53.8293 |  |  | 53.8293 | 0.62424 | 12kV | Non-HFTD |  | Non-HFTD | Non-HFTD | 578.4 | 1.391 | 1.219 |  |  |  | 53.8293 | [20 empty] | 0.013589 | 0.10988 | [16 empty] | 539 |  |  | 4 | 3 | 2
| SMYRNA 1106 | 253551106 | 47.8181 | 46.7563 |  |  | 46.7563 | 1.0617 | 12kV | Non-HFTD |  | Non-HFTD | Non-HFTD | 416.2 | 2.722 | 0.226 |  |  |  | 46.7563 | [21 empty] | 0.15149 | 0.21107 | [15 empty] | 13 |  |  |  | 5 | 6
| SO. CAL. EDISON 1001 | 258881001 | 2.0397 | 2.0202 |  |  | 2.0202 | 0.019493 | 12kV | Non-HFTD |  | Non-HFTD | Non-HFTD | 0 | 0 | 0 |  |  |  | 2.0202 | [21 empty] | 0.019493 | [20 empty] | 1
| SOLANO 0401 | 013140401 | 2.4311 | 1.8283 |  |  | 1.8283 | 0.60288 | 4.16kV | Non-HFTD |  | Non-HFTD | Non-HFTD | 86.7 | 1.079 | 0.999 |  |  |  | 1.8283 | [20 empty] | 0.39001 | [17 empty] | 19 |  |  | 11 |  | 1
| SOLANO 0402 | 013140402 | 6.4577 | 6.3232 |  |  | 6.3232 | 0.13447 | 4.16kV | Non-HFTD |  | Non-HFTD | Non-HFTD | 33.1 | 1.016 | 2.002 |  |  |  | 6.3232 | [38 empty] | 162 |  |  |  | 2
| SOQUEL 0402 | 083300402 | 6.8518 | 6.5765 |  |  | 6.5765 | 0.27524 | 4.16kV | Non-HFTD |  | Non-HFTD | Non-HFTD | 749.1 | 3.654 | 5.34 |  |  |  | 6.5765 | [41 empty] | 1 | 2 | 3
| SOTO 0401 | 013260401 | 5.008 | 4.1401 |  |  | 4.1401 | 0.86795 | 4.16kV | Non-HFTD |  | Non-HFTD | Non-HFTD | 0 | 0 | 0 |  |  |  | 4.1401 | [38 empty] | 220 |  |  | 1
| SOTO 0402 | 013260402 | 3.4588 | 2.0517 |  |  | 2.0517 | 1.4071 | 4.16kV | Non-HFTD |  | Non-HFTD | Non-HFTD | 1084.9 | 6.382 | 0 |  |  |  | 2.0517 | [42 empty] | 1
| SPANSION 1101 | 083851101 | 0.018562 |  |  |  |  | 0.018562 | 12kV | Non-HFTD |  | Non-HFTD | Non-HFTD | 64.9 | 1.137 | 0
| SPENCE 1102 | 182201102 | 34.4815 | 33.4885 |  | 2.3503 | 31.1382 | 0.99301 | 12kV | Non-HFTD |  | 0.33562 | N/A | 136.9 | 1.067 | 2.396 |  |  |  | 31.1382 | 2.3503 | [11 empty] | 49 | [8 empty] | 0.077663 | 0.059645 | [18 empty] | 4 | 23 | 9
| SPENCE 1103 | 182201103 | 9.9717 | 9.1724 |  |  | 9.1724 | 0.79929 | 12kV | Non-HFTD |  | Non-HFTD | Non-HFTD | 57.6 | 0.229 | 1.531 |  |  |  | 9.1724 | [11 empty] | 17 | [9 empty] | 0.034847 | 0.58646 | [18 empty] | 5 | 2 | 6
| SPENCE 1104 | 182201104 | 55.1688 | 52.3492 |  | 9.0789 | 43.2703 | 2.8196 | 12kV | Non-HFTD |  | 1.3544 | N/A | 469.7 | 3.538 | 2.05 |  |  |  | 43.2703 | 9.0789 | [11 empty] | 1 | 1 | [7 empty] | 0.085928 | [19 empty] | 5 | 8 | 2 | 1 | 1
| SPENCE 1105 | 182201105 | 15.7948 | 15.5099 |  |  | 15.5099 | 0.28492 | 12kV | Non-HFTD |  | Non-HFTD | Non-HFTD | 225.8 | 2.842 | 1 |  |  |  | 15.5099 | [13 empty] | 4 | [6 empty] | 0.092891 | [20 empty] | 2 |  | 1
| STAGG 1101 | 162421101 | 23.5313 | 19.611 |  |  | 19.611 | 3.9203 | 12kV | Non-HFTD |  | Non-HFTD | Non-HFTD | 35.8 | 0.284 | 1.006 |  |  |  | 19.611 | [20 empty] | 0.077195 | [20 empty] | 1 | 1 | 3
| STAGG 1103 | 162421103 | 11.0023 | 6.0486 |  |  | 6.0486 | 4.9537 | 12kV | Non-HFTD |  | Non-HFTD | Non-HFTD | 62.9 | 1.049 | 1.001 |  |  |  | 6.0486 | [41 empty] | 7 | 1
| STAGG 1105 | 162421105 | 15.0746 | 12.1124 |  |  | 12.1124 | 2.9622 | 12kV | Non-HFTD |  | Non-HFTD | Non-HFTD | 214.4 | 1.482 | 0 |  |  |  | 12.1124 | [21 empty] | 0.084961 | [19 empty] | 13
| STAGG 1106 | 162421106 | 8.2225 | 1.8594 |  |  | 1.8594 | 6.3631 | 12kV | Non-HFTD |  | Non-HFTD | Non-HFTD | 0 | 0 | 0 |  |  |  | 1.8594 | [22 empty] | 0.04173 | [18 empty] | 1 |  | 3
| STAGG 2103 | 162422103 | 24.2285 |  |  |  |  | 24.2285 | 21kV | Non-HFTD |  | Non-HFTD | Non-HFTD | 293.1 | 1.47 | 0.913 | [24 empty] | 0.18167 | 0.16971 | 0.13716 | [18 empty] | 3 |  | 5
| STAGG 2104 | 162422104 | 55.6345 | 19.8944 |  |  | 19.8944 | 35.74 | 21kV | Non-HFTD |  | Non-HFTD | Non-HFTD | 705.2 | 1.17 | 0.939 |  |  |  | 19.8944 | [20 empty] | 0.11374 | 0.0051513 | 0.079905 | [19 empty] | 6 | 1
| STAGG 2105 | 162422105 | 38.2119 | 4.5329 |  |  | 4.5329 | 33.679 | 21kV | Non-HFTD |  | Non-HFTD | Non-HFTD | 77.8 | 0.416 | 4.418 |  |  |  | 4.5329 | [20 empty] | 0.04462 |  | 0.065506 | [18 empty] | 5 | 4 | 3
| STAGG 2106 | 162422106 | 27.0455 | 5.4624 |  |  | 5.4624 | 21.5831 | 21kV | Non-HFTD |  | Non-HFTD | Non-HFTD | 116.5 | 0.501 | 0 |  |  |  | 5.4624 | [20 empty] | 0.089235 |  | 0.056388 | [18 empty] | 3 |  | 7
| STAGG 2107 | 162422107 | 29.341 | 6.0395 |  |  | 6.0395 | 23.3015 | 21kV | Non-HFTD |  | Non-HFTD | Non-HFTD | 35 | 0.079 | 1.977 |  |  |  | 6.0395 | [21 empty] | 0.062691 | [20 empty] | 3 | 1
| STAGG 2108 | 162422108 | 24.5892 | 5.8313 |  |  | 5.8313 | 18.7579 | 21kV | Non-HFTD |  | Non-HFTD | Non-HFTD | 283.8 | 2.026 | 0.802 |  |  |  | 5.8313 | [20 empty] | 0.15414 |  | 0.12733 | [19 empty] | 3
| STELLING 1102 | 083481102 | 2.6317 | 0.69216 |  |  | 0.69216 | 1.9395 | 12kV | Non-HFTD |  | Non-HFTD | Non-HFTD | 0 | 0 | 2.182 |  |  |  | 0.69216 | [21 empty] | 0.015908 | [20 empty] | 3
| STELLING 1103 | 083481103 | 8.5659 | 2.8548 |  |  | 2.8548 | 5.7111 | 12kV | Non-HFTD |  | Non-HFTD | Non-HFTD | 0 | 0 | 2.991 |  |  |  | 2.8548 | [22 empty] | 0.09398 | [20 empty] | 2
| STELLING 1104 | 083481104 | 20.9893 | 14.4651 |  |  | 14.4651 | 6.5242 | 12kV | Non-HFTD |  | Non-HFTD | Non-HFTD | 105.7 | 1.374 | 0 |  |  |  | 14.4651 | [41 empty] | 5 | 2 | 1
| STELLING 1105 | 083481105 | 4.1238 | 0.40055 |  |  | 0.40055 | 3.7233 | 12kV | Non-HFTD |  | Non-HFTD | Non-HFTD | 0 | 0 | 0 |  |  |  | 0.40055 | [41 empty] | 1
| STELLING 1106 | 083481106 | 0.98512 | 0.0028409 |  |  | 0.0028409 | 0.98228 | 12kV | Non-HFTD |  | Non-HFTD | Non-HFTD | 0 | 0 | 0 |  |  |  | 0.0028409
| STELLING 1107 | 083481107 | 14.7813 | 5.941 |  |  | 5.941 | 8.8404 | 12kV | Non-HFTD |  | Non-HFTD | Non-HFTD | 53.8 | 1.157 | 1.032 |  |  |  | 5.941 | [41 empty] | 2 | 4 | 3
| STELLING 1108 | 083481108 | 38.9784 | 31.8044 |  |  | 31.8044 | 7.1741 | 12kV | Non-HFTD |  | Non-HFTD | Non-HFTD | 167.6 | 2.002 | 0.112 |  |  |  | 31.8044 | [11 empty] | 1 | [8 empty] | 0.57223 | 0.045752 | [19 empty] | 7 | 4 | 1
| STELLING 1111 | 083481111 | 38.1799 | 26.833 |  |  | 26.833 | 11.347 | 12kV | Non-HFTD |  | Non-HFTD | Non-HFTD | 88 | 0.512 | 1.127 |  |  |  | 26.833 | [22 empty] | 0.35495 | [18 empty] | 7 | 1 | 9
| STELLING 1112 | 083481112 | 2.8557 | 2.1873 |  |  | 2.1873 | 0.66849 | 12kV | Non-HFTD |  | Non-HFTD | Non-HFTD | 0 | 0 | 0 |  |  |  | 2.1873
| STELLING 1113 | 083481113 | 22.8445 | 17.1593 |  |  | 17.1593 | 5.6852 | 12kV | Non-HFTD |  | Non-HFTD | Non-HFTD | 167 | 0.605 | 2.709 |  |  |  | 17.1593 | [38 empty] | 239 |  |  | 2 | 2 | 1
| STOCKDALE 1105 | 254071105 | 22.4447 | 5.0539 |  |  | 5.0539 | 17.3907 | 12kV | Non-HFTD |  | Non-HFTD | Non-HFTD | 0 | 0 | 0 |  |  |  | 5.0539 | [20 empty] | 0.14693 | [17 empty] | 149 |  |  | 3
| STOCKDALE 1106 | 254071106 | 16.1915 | 5.6028 |  |  | 5.6028 | 10.5887 | 12kV | Non-HFTD |  | Non-HFTD | Non-HFTD | 10.2 | 0.076 | 0 |  |  |  | 5.6028 | [38 empty] | 242 |  |  |  | 4 | 3
| STOCKDALE 1108 | 254071108 | 14.8398 | 3.8426 |  |  | 3.8426 | 10.9972 | 12kV | Non-HFTD |  | Non-HFTD | Non-HFTD | 399.5 | 2.996 | 1 |  |  |  | 3.8426 | [38 empty] | 177 |  |  |  | 3 | 1
| STOCKDALE 1109 | 254071109 | 19.0298 | 4.4756 |  |  | 4.4756 | 14.5542 | 12kV | Non-HFTD |  | Non-HFTD | Non-HFTD | 48.2 | 0.098 | 0.821 |  |  |  | 4.4756 | [20 empty] | 1.874 | 0.94876 | [16 empty] | 115 |  |  | 20 | 9
| STOCKDALE 1110 | 254071110 | 17.947 | 6.3146 |  |  | 6.3146 | 11.6324 | 12kV | Non-HFTD |  | Non-HFTD | Non-HFTD | 6.3 | 0.106 | 1 |  |  |  | 6.3146 | [38 empty] | 235
| STOCKDALE 1111 | 254071111 | 15.0248 | 8.6496 |  |  | 8.6496 | 6.3752 | 12kV | Non-HFTD |  | Non-HFTD | Non-HFTD | 14.8 | 0.095 | 1.532 |  |  |  | 8.6496 | [38 empty] | 408 |  |  | 1 |  | 1
| STOCKDALE 2105 | 254072105 | 42.3983 | 4.9926 |  |  | 4.9926 | 37.4057 | 21kV | Non-HFTD |  | Non-HFTD | Non-HFTD | 54.2 | 0.964 | 0.528 |  |  |  | 4.9926 | [20 empty] | 0.054375 | 0.012727 | 0.076932 | [15 empty] | 170 |  |  | 1 | 3
| STOCKDALE 2106 | 254072106 | 21.5067 | 8.9541 |  |  | 8.9541 | 12.5526 | 21kV | Non-HFTD |  | Non-HFTD | Non-HFTD | 8.5 | 0.063 | 1.003 |  |  |  | 8.9541 | [21 empty] | 0.06978 | [16 empty] | 283 |  |  |  | 5 | 2
| STOCKDALE 2107 | 254072107 | 38.5739 | 1.8405 |  |  | 1.8405 | 36.7334 | 21kV | Non-HFTD |  | Non-HFTD | Non-HFTD | 36.3 | 0.618 | 0.068 |  |  |  | 1.8405 | [21 empty] | 0.22277 | [16 empty] | 49 |  |  | 4 |  | 2
| STOCKDALE 2108 | 254072108 | 36.4645 | 2.943 |  |  | 2.943 | 33.5215 | 21kV | Non-HFTD |  | Non-HFTD | Non-HFTD | 10.2 | 0.062 | 0 |  |  |  | 2.943 | [21 empty] | 0.11742 | [16 empty] | 64 |  |  |  | 2
| STOCKDALE 2109 | 254072109 | 43.7598 | 8.5081 |  |  | 8.5081 | 35.2517 | 21kV | Non-HFTD |  | Non-HFTD | Non-HFTD | 7.9 | 0.102 | 0.625 |  |  |  | 8.5081 | [13 empty] | 1 | [6 empty] | 0.15578 | 0.044488 | 0.14357 | [15 empty] | 223 |  |  | 1 | 2 | 3
| STOCKDALE 2110 | 254072110 | 26.5132 | 8.7751 |  |  | 8.7751 | 17.738 | 21kV | Non-HFTD |  | Non-HFTD | Non-HFTD | 32.1 | 0.226 | 2.253 |  |  |  | 8.7751 | [21 empty] | 0.10672 | 0.092424 | [15 empty] | 344 |  |  | 1 | 6 | 2
| STOCKDALE 2111 | 254072111 | 33.2294 | 2.8775 |  |  | 2.8775 | 30.3518 | 21kV | Non-HFTD |  | Non-HFTD | Non-HFTD | 313.3 | 3.051 | 2.176 |  |  |  | 2.8775 | [20 empty] | 0.038463 | 0.038826 | 0.051556 | [15 empty] | 143 |  |  | 6 |  | 3
| STOCKDALE 2112 | 254072112 | 81.9592 | 30.8054 |  |  | 30.8054 | 51.1538 | 21kV | Non-HFTD |  | Non-HFTD | Non-HFTD | 99.5 | 1.735 | 2.022 |  |  |  | 30.8054 | [20 empty] | 3.2629 | 2.6318 | 1.6452 | [15 empty] | 765 |  |  | 11 | 11 | 4
| STOCKDALE 2113 | 254072113 | 28.6851 | 15.8505 |  |  | 15.8505 | 12.8346 | 21kV | Non-HFTD |  | Non-HFTD | Non-HFTD | 254.5 | 3.428 | 2.405 |  |  |  | 15.8505 | [20 empty] | 0.022038 | 0.079173 | 0.056594 | [15 empty] | 287 |  |  | 5 |  | 5
| STOCKDALE 2114 | 254072114 | 29.7801 | 10.5253 |  |  | 10.5253 | 19.2548 | 21kV | Non-HFTD |  | Non-HFTD | Non-HFTD | 38.1 | 0.265 | 1.721 |  |  |  | 10.5253 | [20 empty] | 0.11016 | [17 empty] | 370 |  |  | 5 | 1 | 4
| STOCKDALE 2115 | 254072115 | 29.9922 | 0.44635 |  |  | 0.44635 | 29.5458 | 21kV | Non-HFTD |  | Non-HFTD | Non-HFTD | 249.8 | 1.532 | 0.496 |  |  |  | 0.44635 | [20 empty] | 0.032734 | [17 empty] | 10 |  |  | 7 | 2
| STOCKTON A 0403 | 162370403 | 0.019993 |  |  |  |  | 0.019993 | 4.16kV | Non-HFTD |  | Non-HFTD | Non-HFTD | 19.8 | 0.108 | 0
| STOCKTON A 0404 | 162370404 | 5.2506 | 5.1724 |  |  | 5.1724 | 0.078234 | 4.16kV | Non-HFTD |  | Non-HFTD | Non-HFTD | 33.4 | 1.006 | 0 |  |  |  | 5.1724 | [21 empty] | 0.034742 | [20 empty] | 1
| STOCKTON A 0405 | 162370405 | 3.2079 | 0.38603 |  |  | 0.38603 | 2.8219 | 4.16kV | Non-HFTD |  | Non-HFTD | Non-HFTD | 139.4 | 0.365 | 0 |  |  |  | 0.38603 | [21 empty] | 0.019348 | [19 empty] | 1 | 3
| STOCKTON A 0406 | 162370406 | 4.0203 | 3.2845 |  |  | 3.2845 | 0.73584 | 4.16kV | Non-HFTD |  | Non-HFTD | Non-HFTD | 13.7 | 0.032 | 0 |  |  |  | 3.2845 | [22 empty] | 0.15411 | [18 empty] | 1 |  | 3
| STOCKTON A 0410 | 162370410 | 6.4248 | 6.3028 |  |  | 6.3028 | 0.12202 | 4.16kV | Non-HFTD |  | Non-HFTD | Non-HFTD | 72 | 2.005 | 0 |  |  |  | 6.3028 | [22 empty] | 0.11827 | [18 empty] | 1
| STOCKTON A 1101 | 162371101 | 7.3896 | 4.0695 |  |  | 4.0695 | 3.3202 | 12kV | Non-HFTD |  | Non-HFTD | Non-HFTD | 11.8 | 1.205 | 3.011 |  |  |  | 4.0695 | [20 empty] | 0.010763 |  | 0.48294 | [19 empty] | 1 | 4
| STOCKTON A 1102 | 162371102 | 9.2099 | 6.4738 |  |  | 6.4738 | 2.7362 | 12kV | Non-HFTD |  | Non-HFTD | Non-HFTD | 327.3 | 2.311 | 7.957 |  |  |  | 6.4738 | [20 empty] | 0.0059175 |  | 0.039253 | [18 empty] | 4 | 1 | 1
| STOCKTON A 1103 | 162371103 | 3.7894 | 0.20218 |  |  | 0.20218 | 3.5872 | 12kV | Non-HFTD |  | Non-HFTD | Non-HFTD | 0 | 0 | 0 |  |  |  | 0.20218 | [21 empty] | 0.0064991 | 0.017065 | [18 empty] | 1 | 2 | 2
| STOCKTON A 1104 | 162371104 | 17.7318 | 15.9219 |  |  | 15.9219 | 1.8099 | 12kV | Non-HFTD |  | Non-HFTD | Non-HFTD | 24.1 | 0.311 | 0.35 |  |  |  | 15.9219 | [41 empty] | 1 | 2 | 3
| STOCKTON A 1105 | 162371105 | 16.0109 | 11.0017 |  |  | 11.0017 | 5.0092 | 12kV | Non-HFTD |  | Non-HFTD | Non-HFTD | 172.6 | 3.069 | 1.997 |  |  |  | 11.0017 | [20 empty] | 0.065073 | 0.024974 | 0.31548 | [18 empty] | 3 | 3 | 4
| STOCKTON A 1106 | 162371106 | 23.8803 | 19.1136 |  |  | 19.1136 | 4.7667 | 12kV | Non-HFTD |  | Non-HFTD | Non-HFTD | 136.3 | 1.322 | 2.077 |  |  |  | 19.1136 | [11 empty] | 1 | 1 | [7 empty] | 0.18509 |  | 0.0078441 | [18 empty] | 9 | 1 | 3
| STOCKTON A 1107 | 162371107 | 30.594 | 16.3257 |  |  | 16.3257 | 14.2683 | 12kV | Non-HFTD |  | Non-HFTD | Non-HFTD | 58.6 | 0.582 | 4.284 |  |  |  | 16.3257 | [21 empty] | 0.004275 | [19 empty] | 2 | 2
| STOCKTON A 1108 | 162371108 | 10.217 | 8.9601 |  |  | 8.9601 | 1.2569 | 12kV | Non-HFTD |  | Non-HFTD | Non-HFTD | 36.5 | 0.563 | 2.482 |  |  |  | 8.9601 | [12 empty] | 1 | [8 empty] | 0.012615 | 0.052448 | [19 empty] | 1 | 1
| STOCKTON A 1109 | 162371109 | 14.209 | 11.9024 |  |  | 11.9024 | 2.3065 | 12kV | Non-HFTD |  | Non-HFTD | Non-HFTD | 43.9 | 0.488 | 2.459 |  |  |  | 11.9024 | [42 empty] | 2
| STOCKTON A 1110 | 162371110 | 30.2444 | 10.1058 |  |  | 10.1058 | 20.1387 | 12kV | Non-HFTD |  | Non-HFTD | Non-HFTD | 14.3 | 0.042 | 2.975 |  |  |  | 10.1058 | [20 empty] | 0.037921 | [20 empty] | 1 |  | 1
| STOCKTON A 1111 | 162371111 | 6.2112 | 0.068472 |  |  | 0.068472 | 6.1428 | 12kV | Non-HFTD |  | Non-HFTD | Non-HFTD | 6.1 | 0.305 | 0 |  |  |  | 0.068472 | [21 empty] | 0.21293 | [20 empty] | 4
| STOCKTON ACRES 0401 | 163220401 | 2.3573 | 2.3573 |  |  | 2.3573 | 0 | 4.16kV | Non-HFTD |  | Non-HFTD | Non-HFTD | 20.4 | 0.03 | 0 |  |  |  | 2.3573
| STOCKTON ACRES 0402 | 163220402 | 3.21 | 3.0107 |  |  | 3.0107 | 0.1993 | 4.16kV | Non-HFTD |  | Non-HFTD | Non-HFTD | 4.5 | 0.076 | 0 |  |  |  | 3.0107 | [42 empty] | 1
| STONE 1101 | 083701101 | 24.665 | 19.9644 |  |  | 19.9644 | 4.7006 | 12kV | Non-HFTD |  | Non-HFTD | Non-HFTD | 157.4 | 0.355 | 0 |  |  |  | 19.9644 | [38 empty] | 362 |  |  | 1 | 3
| STONE 1104 | 083701104 | 13.4272 | 5.5417 |  |  | 5.5417 | 7.8855 | 12kV | Non-HFTD |  | Non-HFTD | Non-HFTD | 34.3 | 1.03 | 0.025 |  |  |  | 5.5417 | [13 empty] | 1 | [7 empty] | 0.13319 | 0.19778 | [15 empty] | 22 |  |  |  | 8 | 13
| STONE 1105 | 083701105 | 2.9221 |  |  |  |  | 2.9221 | 12kV | Non-HFTD |  | Non-HFTD | Non-HFTD | 21.6 | 0.063 | 0
| STONE 1106 | 083701106 | 0.01314 |  |  |  |  | 0.01314 | 12kV | Non-HFTD |  | Non-HFTD | Non-HFTD | 21.6 | 0.063 | 0
| STONE 1107 | 083701107 | 21.4527 | 16.2109 |  |  | 16.2109 | 5.2418 | 12kV | Non-HFTD |  | Non-HFTD | Non-HFTD | 91.8 | 1.073 | 1.675 |  |  |  | 16.2109 | [11 empty] | 1 | [8 empty] | 0.12961 | [17 empty] | 90 |  |  | 1 | 4 | 2
| STONE 1108 | 083701108 | 12.8302 | 4.3876 |  |  | 4.3876 | 8.4425 | 12kV | Non-HFTD |  | Non-HFTD | Non-HFTD | 282.7 | 1.268 | 0.994 |  |  |  | 4.3876 | [20 empty] | 0.077205 | 0.22322 | 0.12395 | [15 empty] | 92 |  |  | 1 | 3
| STONE 1109 | 083701109 | 17.2664 | 8.2612 |  |  | 8.2612 | 9.0052 | 12kV | Non-HFTD |  | Non-HFTD | Non-HFTD | 112 | 0.477 | 2.591 |  |  |  | 8.2612 | [21 empty] | 0.11897 | 0.0034883 | [15 empty] | 108 |  |  |  | 11 | 1
| STONE 1110 | 083701110 | 18.8389 | 11.8309 |  |  | 11.8309 | 7.008 | 12kV | Non-HFTD |  | Non-HFTD | Non-HFTD | 64.5 | 0.074 | 0.982 |  |  |  | 11.8309 | [20 empty] | 0.024411 | [17 empty] | 127 |  |  | 4
| STONE CORRAL 1109 | 252921109 | 16.6831 | 16.5206 |  |  | 16.5206 | 0.16247 | 12kV | Non-HFTD |  | Non-HFTD | Non-HFTD | 442.1 | 2.48 | 2 |  |  |  | 16.5206 | [13 empty] | 1 | [7 empty] | 0.085143 | [19 empty] | 1 | 1
| STOREY 1104 | 254611104 | 83.727 | 76.2982 |  |  | 76.2982 | 7.4288 | 12kV | Non-HFTD |  | Non-HFTD | Non-HFTD | 304.7 | 3.647 | 1.316 |  |  |  | 76.2982 | [13 empty] | 1 | [6 empty] | 0.14862 | 0.0032857 | 1.0462 | [18 empty] | 3 | 3 | 11
| STOREY 1105 | 254611105 | 42.3868 | 14.4101 |  |  | 14.4101 | 27.9767 | 12kV | Non-HFTD |  | Non-HFTD | Non-HFTD | 7.5 | 0.085 | 1.982 |  |  |  | 14.4101 | [13 empty] | 7 | [7 empty] | 0.56824 | 2.3278 | [18 empty] | 2 | 15 | 17
| STOREY 1106 | 254611106 | 24.5424 | 13.4707 |  |  | 13.4707 | 11.0717 | 12kV | Non-HFTD |  | Non-HFTD | Non-HFTD | 36.3 | 0.412 | 0.987 |  |  |  | 13.4707 | [13 empty] | 1 | [8 empty] | 0.45075 | [18 empty] | 1 |  | 2
| STOREY 1107 | 254611107 | 23.1061 | 15.7996 |  |  | 15.7996 | 7.3066 | 12kV | Non-HFTD |  | Non-HFTD | Non-HFTD | 45.3 | 0.199 | 1.372 |  |  |  | 15.7996 | [21 empty] | 0.073936 | [20 empty] | 2
| STOREY 1108 | 254611108 | 79.8913 | 76.3412 |  |  | 76.3412 | 3.55 | 12kV | Non-HFTD |  | Non-HFTD | Non-HFTD | 47.8 | 0.523 | 1.615 |  |  |  | 76.3412 | [13 empty] | 2 | [6 empty] | 0.15531 | 0.95766 | 0.18633 | [15 empty] | 261 |  |  | 6 | 17 | 5
| STOREY 1109 | 254611109 | 189.311 | 177.4699 |  |  | 177.4699 | 11.8411 | 12kV | Non-HFTD |  | Non-HFTD | Non-HFTD | 57.7 | 0.542 | 1.954 |  |  |  | 177.4699 | [20 empty] | 0.011385 |  | 0.053153 | [15 empty] | 68 |  |  | 6 |  | 3
| STOREY 1111 | 254611111 | 43.9047 | 29.6572 |  |  | 29.6572 | 14.2475 | 12kV | Non-HFTD |  | Non-HFTD | Non-HFTD | 54.8 | 1.33 | 0 |  |  |  | 29.6572 | [11 empty] | 1 | [8 empty] | 2.8477 | [20 empty] | 20
| STROUD 1101 | 253661101 | 32.3223 | 32.0888 |  |  | 32.0888 | 0.23345 | 12kV | Non-HFTD |  | Non-HFTD | Non-HFTD | 120.8 | 0.754 | 5.246 |  |  |  | 32.0888 | [20 empty] | 0.010253 | 0.07351 | [16 empty] | 307 |  |  | 2 | 4 | 2
| STROUD 1102 | 253661102 | 35.1135 | 34.4352 |  |  | 34.4352 | 0.67832 | 12kV | Non-HFTD |  | Non-HFTD | Non-HFTD | 183.3 | 1.413 | 1.277 |  |  |  | 34.4352 | [12 empty] | 7 | [7 empty] | 0.022825 | 0.011304 | [19 empty] | 3 | 3
| STROUD 1104 | 253661104 | 31.6473 | 31.2445 |  |  | 31.2445 | 0.40282 | 12kV | Non-HFTD |  | Non-HFTD | Non-HFTD | 112.5 | 1.282 | 0 |  |  |  | 31.2445 | [11 empty] | 4 | [10 empty] | 0.026358 | [18 empty] | 1 | 1 | 1
| STROUD 1107 | 253661107 | 0.91402 |  |  |  |  | 0.91402 | 12kV | Non-HFTD |  | Non-HFTD | Non-HFTD | 112.5 | 1.282 | 0
| STROUD 1108 | 253661108 | 0.94162 |  |  |  |  | 0.94162 | 12kV | Non-HFTD |  | Non-HFTD | Non-HFTD | 112.5 | 1.282 | 0
| STUART 0401 | 013840401 | 2.9612 | 2.9385 |  |  | 2.9385 | 0.022672 | 4.16kV | Non-HFTD |  | Non-HFTD | Non-HFTD | 65.8 | 1.786 | 0 |  |  |  | 2.9385 | [43 empty] | 2
| STUART 0402 | 013840402 | 3.7666 | 3.6553 |  |  | 3.6553 | 0.11131 | 4.16kV | Non-HFTD |  | Non-HFTD | Non-HFTD | 0 | 0 | 0 |  |  |  | 3.6553 | [38 empty] | 67 |  |  |  |  | 3
| STUART 0403 | 013840403 | 3.3019 | 3.1153 |  |  | 3.1153 | 0.18661 | 4.16kV | Non-HFTD |  | Non-HFTD | Non-HFTD | 12.1 | 0.065 | 0.966 |  |  |  | 3.1153 | [43 empty] | 1
| STUART 0404 | 013840404 | 1.2191 | 1.0704 |  |  | 1.0704 | 0.14872 | 4.16kV | Non-HFTD |  | Non-HFTD | Non-HFTD | 0 | 0 | 0 |  |  |  | 1.0704
| STUART 0405 | 013840405 | 2.9708 | 2.805 |  |  | 2.805 | 0.16585 | 4.16kV | Non-HFTD |  | Non-HFTD | Non-HFTD | 3.4 | 0.045 | 0 |  |  |  | 2.805 | [13 empty] | 1 | [8 empty] | 0.018371 | [18 empty] | 1 |  | 3
| STUART 0406 | 013840406 | 3.6207 | 2.9367 |  |  | 2.9367 | 0.68402 | 4.16kV | Non-HFTD |  | Non-HFTD | Non-HFTD | 0 | 0 | 0 |  |  |  | 2.9367 | [43 empty] | 1
| SUISUN 1101 | 062131101 | 17.0035 | 6.9361 |  |  | 6.9361 | 10.0673 | 12kV | Non-HFTD |  | Non-HFTD | Non-HFTD | 236.1 | 0.268 | 1.998 |  |  |  | 6.9361 | [20 empty] | 0.41914 |  | 0.070228 | [18 empty] | 4 | 1 | 3
| SUISUN 1102 | 062131102 | 12.6338 | 9.8116 |  |  | 9.8116 | 2.8222 | 12kV | Non-HFTD |  | Non-HFTD | Non-HFTD | 329.5 | 1.54 | 0 |  |  |  | 9.8116 | [12 empty] | 1 | 1 | [6 empty] | 0.0086341 | [20 empty] | 1 | 2
| SUISUN 1103 | 062131103 | 19.7305 | 2.4656 |  |  | 2.4656 | 17.265 | 12kV | Non-HFTD |  | Non-HFTD | Non-HFTD | 0 | 0 | 0 |  |  |  | 2.4656 | [20 empty] | 0.032919 | [22 empty] | 1
| SUISUN 1104 | 062131104 | 24.6888 | 4.814 |  |  | 4.814 | 19.8748 | 12kV | Non-HFTD |  | Non-HFTD | Non-HFTD | 431.4 | 3.207 | 0.095 |  |  |  | 4.814 | [20 empty] | 0.0057461 |  | 0.068594 | [18 empty] | 5 |  | 1
| SUISUN 1105 | 062131105 | 17.7179 | 5.379 |  |  | 5.379 | 12.3389 | 12kV | Non-HFTD |  | Non-HFTD | Non-HFTD | 89.6 | 1 | 1.999 |  |  |  | 5.379 | [20 empty] | 0.14221 | 0.059933 | [19 empty] | 1 | 3
| SUISUN 1106 | 062131106 | 10.2237 | 5.0235 |  |  | 5.0235 | 5.2003 | 12kV | Non-HFTD |  | Non-HFTD | Non-HFTD | 625.7 | 3.222 | 5.161 |  |  |  | 5.0235 | [20 empty] | 0.12252 | [17 empty] | 261 |  |  | 6 |  | 2
| SUISUN 1107 | 062131107 | 18.9382 | 9.6666 |  |  | 9.6666 | 9.2717 | 12kV | Non-HFTD |  | Non-HFTD | Non-HFTD | 70.5 | 0.216 | 1.104 |  |  |  | 9.6666 | [20 empty] | 0.22741 | 0.059878 | [16 empty] | 122 |  |  | 4 | 5 | 1
| SUISUN 1108 | 062131108 | 21.6815 | 6.594 |  |  | 6.594 | 15.0874 | 12kV | Non-HFTD |  | Non-HFTD | Non-HFTD | 104.3 | 1.145 | 4.099 |  |  |  | 6.594 | [21 empty] | 0.51877 | 0.32569 | [15 empty] | 349 |  |  | 1 | 6 | 7
| SUISUN 1109 | 062131109 | 34.3315 | 8.0764 |  | 0.002932 | 8.0735 | 26.2551 | 12kV | Non-HFTD |  | Non-HFTD | Non-HFTD | 81.3 | 1.064 | 0 |  |  |  | 8.0735 | 0.002932 | [37 empty] | 219 |  |  |  | 5
| SUISUN 1110 | 062131110 | 7.1063 | 2.923 |  |  | 2.923 | 4.1833 | 12kV | Non-HFTD |  | Non-HFTD | Non-HFTD | 202.8 | 0.586 | 1.106 |  |  |  | 2.923 | [20 empty] | 0.0020395 | [17 empty] | 11 |  |  | 1 |  | 2
| SUISUN 1111 | 062131111 | 10.1655 | 0.62769 |  |  | 0.62769 | 9.5378 | 12kV | Non-HFTD |  | Non-HFTD | Non-HFTD | 18.4 | 1.263 | 2.182 |  |  |  | 0.62769 | [20 empty] | 0.067559 | [17 empty] | 11 |  |  | 4
| SUISUN 1112 | 062131112 | 12.4374 | 2.8452 |  |  | 2.8452 | 9.5922 | 12kV | Non-HFTD |  | Non-HFTD | Non-HFTD | 231.8 | 0.706 | 0.883 |  |  |  | 2.8452 | [22 empty] | 0.12236 | [20 empty] | 12
| SULLIVAN 0402 | 022850402 | 3.8693 | 3.2005 |  |  | 3.2005 | 0.66882 | 4.16kV | Non-HFTD |  | Non-HFTD | Non-HFTD | 84 | 1 | 2 |  |  |  | 3.2005
| SWIFT 2102 | 083392102 | 39.1027 | 2.9656 |  | 0.35912 | 2.6065 | 36.1371 | 21kV | Non-HFTD |  | 0.21509 | 0.00086869 | 157.3 | 1.168 | 2.011 |  |  |  | 2.6065 | 0.35912 | [19 empty] | 0.21267 | 0.094505 | 0.054491 | [15 empty] | 26 |  |  |  | 4 | 4
| SWIFT 2106 | 083392106 | 39.3789 | 21.2794 |  |  | 21.2794 | 18.0995 | 21kV | Non-HFTD |  | Non-HFTD | Non-HFTD | 200.1 | 0.992 | 7.146 |  |  |  | 21.2794 | [20 empty] | 0.10494 | 1.7572 | 0.11802 | [15 empty] | 60 |  |  | 4 | 15 | 6
| SWIFT 2108 | 083392108 | 57.358 | 4.9161 |  |  | 4.9161 | 52.4419 | 21kV | Non-HFTD |  | Non-HFTD | Non-HFTD | 131.3 | 1.344 | 1.937 |  |  |  | 4.9161 | [21 empty] | 0.18156 | 0.027046 | [15 empty] | 176 |  |  |  |  | 1
| SWIFT 2111 | 083392111 | 33.1621 | 8.5775 |  |  | 8.5775 | 24.5846 | 21kV | Non-HFTD |  | Non-HFTD | Non-HFTD | 170.1 | 0.773 | 2.003 |  |  |  | 8.5775 | [21 empty] | 0.11393 | [19 empty] | 2 | 7 | 1
| SYCAMORE CREEK 1101 | 102971101 | 20.8212 | 4.7924 |  |  | 4.7924 | 16.0288 | 12kV | Non-HFTD |  | Non-HFTD | Non-HFTD | 141.1 | 2.082 | 0.999 |  |  |  | 4.7924 | [20 empty] | 0.11331 |  | 0.17604 | [6 empty] | ss2: 4.41 |  |  |  | 2 | 4 | 6
| SYCAMORE CREEK 1102 | 102971102 | 18.1937 | 7.5485 |  |  | 7.5485 | 10.6452 | 12kV | Non-HFTD |  | Non-HFTD | Non-HFTD | 17.2 | 0.128 | 0.953 |  |  |  | 7.5485 | [20 empty] | 1.0509 | 0.11154 | 0.67915 | [6 empty] | ss2: 7.23 | 139 |  |  | 6 | 4 | 8
| SYCAMORE CREEK 1103 | 102971103 | 12.8241 | 3.1369 |  |  | 3.1369 | 9.6872 | 12kV | Non-HFTD |  | Non-HFTD | Non-HFTD | 0 | 0 | 0.997 |  |  |  | 3.1369 | [20 empty] | 0.41411 | 0.017214 | [7 empty] | ss2: 2.1977 | 108 |  |  | 2 | 2
| SYCAMORE CREEK 1104 | 102971104 | 11.9869 | 8.1303 |  |  | 8.1303 | 3.8566 | 12kV | Non-HFTD |  | Non-HFTD | Non-HFTD | 6.3 | 0.098 | 0.92 |  |  |  | 8.1303 | [20 empty] | 0.05849 | 0.033307 | 0.15792 | [6 empty] | ss2: 1.7868 | 391 |  |  |  |  | 4
| SYCAMORE CREEK 1105 | 102971105 | 19.1651 | 15.1262 |  |  | 15.1262 | 4.0389 | 12kV | Non-HFTD |  | Non-HFTD | Non-HFTD | 34.1 | 0.607 | 1.484 |  |  |  | 15.1262 | [20 empty] | 0.21702 |  | 0.036499 | [6 empty] | ss2: 13.68 | 555 |  |  | 3 | 3 | 1
| SYCAMORE CREEK 1107 | 102971107 | 18.1045 | 6.0009 |  |  | 6.0009 | 12.1036 | 12kV | Non-HFTD |  | Non-HFTD | Non-HFTD | 47.4 | 1.155 | 0.273 |  |  |  | 6.0009 | [20 empty] | 0.079165 | [8 empty] | ss2: 5.6 | 158 |  |  | 6 |  | 1
| SYCAMORE CREEK 1110 | 102971110 | 21.9409 | 8.4152 |  |  | 8.4152 | 13.5257 | 12kV | Non-HFTD |  | Non-HFTD | Non-HFTD | 92.1 | 1.007 | 0 |  |  |  | 8.4152 | [12 empty] | 1 | [7 empty] | 0.050181 | 0.3331 | [7 empty] | ss2: 7.93 |  |  |  | 4 | 8
| TAFT 1101 | 252081101 | 13.7484 | 11.835 |  |  | 11.835 | 1.9134 | 12kV | Non-HFTD |  | Non-HFTD | Non-HFTD | 17.4 | 0.03 | 1.988 |  |  |  | 11.835 | [21 empty] | 0.0059258 | [16 empty] | 385 |  |  |  | 2 | 2
| TAFT 1102 | 252081102 | 0.052556 | 0.052556 |  |  | 0.052556 | 0 | 12kV | Non-HFTD |  | Non-HFTD | Non-HFTD | 17.4 | 0.03 | 1.988 |  |  |  | 0.052556 | [38 empty] | 2
| TAFT 1103 | 252081103 | 27.9856 | 27.4257 |  |  | 27.4257 | 0.55994 | 12kV | Non-HFTD |  | Non-HFTD | Non-HFTD | 170.3 | 2.204 | 1.001 |  |  |  | 27.4257 | [22 empty] | 0.007239 | [15 empty] | 23 |  |  | 1 |  | 1
| TAFT 1104 | 252081104 | 25.6318 | 13.3535 |  |  | 13.3535 | 12.2783 | 12kV | Non-HFTD |  | Non-HFTD | Non-HFTD | 297.3 | 3.036 | 0 |  |  |  | 13.3535 | [20 empty] | 0.029804 | 0.23715 | [16 empty] | 728 |  |  | 4 | 2
| TAFT 1106 | 252081106 | 10.8368 | 7.1426 |  |  | 7.1426 | 3.6942 | 12kV | Non-HFTD |  | Non-HFTD | Non-HFTD | 1.3 | 0.008 | 2 |  |  |  | 7.1426 | [20 empty] | 0.015424 | 0.092476 | [16 empty] | 166 |  |  | 1 | 1 | 1
| TAFT 1108 | 252081108 | 9.3157 | 9.1868 |  |  | 9.1868 | 0.1289 | 12kV | Non-HFTD |  | Non-HFTD | Non-HFTD | 2.6 | 0.008 | 0 |  |  |  | 9.1868 | [38 empty] | 256
| TAMARACK 1102 | 152291102 | 7.9901 | 7.9241 |  | 0.41063 | 7.5135 | 0.065957 | 12kV | Non-HFTD |  | Non-HFTD | Non-HFTD | 131.9 | 0.813 | 0 |  |  |  | 7.5135 | 0.41063 | [12 empty] | 1 | [27 empty] | 1 |  | 2
| TARAVAL 0401 | 022500401 | 2.2091 | 1.8162 |  |  | 1.8162 | 0.39291 | 4.16kV | Non-HFTD |  | Non-HFTD | Non-HFTD | 0 | 0 | 0 |  |  |  | 1.8162 | [38 empty] | 140
| TARAVAL 0402 | 022500402 | 3.4521 | 3.0475 |  |  | 3.0475 | 0.40459 | 4.16kV | Non-HFTD |  | Non-HFTD | Non-HFTD | 9 | 0.036 | 0 |  |  |  | 3.0475 | [38 empty] | 215
| TARAVAL 0403 | 022500403 | 3.7339 | 3.4697 |  |  | 3.4697 | 0.26419 | 4.16kV | Non-HFTD |  | Non-HFTD | Non-HFTD | 0 | 0 | 0 |  |  |  | 3.4697 | [38 empty] | 29
| TASSAJARA 2105 | 014662105 | 0.0081815 |  |  |  |  | 0.0081815 | 21kV | Non-HFTD |  | Non-HFTD | Non-HFTD | 364.9 | 1.089 | 0
| TASSAJARA 2107 | 014662107 | 47.6202 | 8.5296 |  |  | 8.5296 | 39.0906 | 21kV | Non-HFTD |  | Non-HFTD | Non-HFTD | 100.7 | 2.479 | 1.982 |  |  |  | 8.5296 | [20 empty] | 0.0037093 | 0.0064312 | 0.45723 | [18 empty] | 3 |  | 9
| TASSAJARA 2110 | 014662110 | 0.0062053 |  |  |  |  | 0.0062053 | 21kV | Non-HFTD |  | Non-HFTD | Non-HFTD | 18.6 | 0.052 | 0.997
| TASSAJARA 2114 | 014662114 | 5.755 |  |  |  |  | 5.755 | 21kV | Non-HFTD |  | Non-HFTD | Non-HFTD | 0 | 0 | 0
| TECUYA 1101 | 254511101 | 0.032549 | 0.032549 |  |  | 0.032549 | 0 | 2.4kV | Non-HFTD |  | Non-HFTD | Non-HFTD | 209.4 | 1.504 | 6.95 |  |  |  | 0.032549
| TEJON 1105 | 252931105 | 28.8408 | 28.7166 |  |  | 28.7166 | 0.12424 | 12kV | Non-HFTD |  | Non-HFTD | Non-HFTD | 75 | 0.189 | 0 |  |  |  | 28.7166 | [20 empty] | 0.0082989 | 0.016559 | [19 empty] | 8 | 5
| TEJON 1106 | 252931106 | 28.8291 | 27.6673 |  |  | 27.6673 | 1.1618 | 12kV | Non-HFTD |  | Non-HFTD | Non-HFTD | 75.3 | 0.608 | 1.691 |  |  |  | 27.6673 | [20 empty] | 0.033944 |  | 0.016432 | [18 empty] | 2 |  | 4
| TEMBLOR 1104 | 252551104 | 49.6102 | 49.1379 |  |  | 49.1379 | 0.47232 | 12kV | Non-HFTD |  | Non-HFTD | Non-HFTD | 440.2 | 1.5 | 0.273 |  |  |  | 49.1379 | [41 empty] | 2 | 2
| TEMBLOR 2103 | 252552103 | 30.7416 | 30.6121 |  |  | 30.6121 | 0.1295 | 21kV | Non-HFTD |  | Non-HFTD | Non-HFTD | 642 | 1.771 | 3.257 |  |  |  | 30.6121 | [12 empty] | 8 | [8 empty] | 0.013258 | [19 empty] | 1 | 7 | 3
| TEMPLETON 2109 | 183052109 | 242.9005 | 213.8317 |  |  | 213.8317 | 29.0688 | 21kV | Non-HFTD |  | Non-HFTD | Non-HFTD | 169.6 | 1.235 | 0.746 |  |  |  | 213.8317 | [12 empty] | 2 | [7 empty] | 0.20445 | 0.41113 | 0.32016 | [18 empty] | 9 | 21 | 7
| TERMINOUS 1102 | 163021102 | 24.6476 | 22.8162 |  |  | 22.8162 | 1.8315 | 12kV | Non-HFTD |  | Non-HFTD | Non-HFTD | 940.6 | 3.325 | 9.489 |  |  |  | 22.8162 | [11 empty] | 1 | [9 empty] | 0.099921 | [16 empty] | 45 |  |  | 3 | 2
| TERMINOUS 1103 | 163021103 | 31.9393 | 31.734 |  |  | 31.734 | 0.20532 | 12kV | Non-HFTD |  | Non-HFTD | Non-HFTD | 40.9 | 0.396 | 0 |  |  |  | 31.734 | [38 empty] | 691 |  |  | 1 |  | 1
| TEVIS 2101 | 255322101 | 55.6805 | 24.3673 |  |  | 24.3673 | 31.3132 | 21kV | Non-HFTD |  | Non-HFTD | Non-HFTD | 0.2 | 0.002 | 1.979 |  |  |  | 24.3673 | [20 empty] | 0.90019 | 2.0775 | 0.58089 | [15 empty] | 390 |  |  | 4 | 4
| TEVIS 2102 | 255322102 | 38.7582 | 2.2817 |  |  | 2.2817 | 36.4765 | 21kV | Non-HFTD |  | Non-HFTD | Non-HFTD | 3.4 | 0.023 | 1.98 |  |  |  | 2.2817 | [20 empty] | 0.81411 | 0.20645 | 0.56791 | [15 empty] | 57 |  |  |  |  | 3
| TEVIS 2103 | 255322103 | 15.0672 | 3.2777 |  |  | 3.2777 | 11.7894 | 21kV | Non-HFTD |  | Non-HFTD | Non-HFTD | 23.2 | 0.218 | 2.068 |  |  |  | 3.2777 | [21 empty] | 0.018972 | 0.28088 | [20 empty] | 4
| TEVIS 2104 | 255322104 | 78.1658 | 19.8595 |  |  | 19.8595 | 58.3063 | 21kV | Non-HFTD |  | Non-HFTD | Non-HFTD | 17.6 | 0.062 | 1.647 |  |  |  | 19.8595 | [13 empty] | 1 | [6 empty] | 2.3106 | 2.0096 | 4.9275 | [15 empty] | 61 |  |  | 2 | 9 | 8
| TEVIS 2105 | 255322105 | 33.7447 | 1.9666 |  |  | 1.9666 | 31.7781 | 21kV | Non-HFTD |  | Non-HFTD | Non-HFTD | 194.8 | 1.444 | 2.784 |  |  |  | 1.9666 | [20 empty] | 0.07927 | 0.1931 | 0.028594 | [15 empty] | 42 |  |  |  | 3 | 1
| TEXACO EMIDIO 1101 | 255421101 | 0.0087274 | 0.0087274 |  |  | 0.0087274 | 0 | 12kV | Non-HFTD |  | Non-HFTD | Non-HFTD | 9.4 | 0.045 | 3.611 |  |  |  | 0.0087274
| TIDEWATER 2104 | 014652104 | 42.2098 | 25.9987 |  |  | 25.9987 | 16.2111 | 21kV | Non-HFTD |  | Non-HFTD | Non-HFTD | 55.4 | 0.446 | 1.31 |  |  |  | 25.9987 | [13 empty] | 4 | [6 empty] | 0.061394 | 0.0086168 | 0.0092938 | [18 empty] | 4 | 2 | 4
| TIDEWATER 2105 | 014652105 | 24.6756 | 14.0823 |  |  | 14.0823 | 10.5933 | 21kV | Non-HFTD |  | Non-HFTD | Non-HFTD | 157.4 | 1.542 | 4.722 |  |  |  | 14.0823 | [20 empty] | 2.1759 |  | 0.84477 | [18 empty] | 27 | 3 | 4
| TIDEWATER 2107 | 014652107 | 47.2188 | 21.882 |  |  | 21.882 | 25.3368 | 21kV | Non-HFTD |  | Non-HFTD | Non-HFTD | 66.4 | 1.462 | 4.407 |  |  |  | 21.882 | [11 empty] | 3 | [8 empty] | 0.017061 | 0.074053 | [19 empty] | 3 | 8 | 3
| TIDEWATER 2108 | 014652108 | 23.5023 | 9.5775 |  |  | 9.5775 | 13.9249 | 21kV | Non-HFTD |  | Non-HFTD | Non-HFTD | 121.7 | 0.666 | 1.018 |  |  |  | 9.5775 | [20 empty] | 0.051883 |  | 0.13809 | [18 empty] | 4 | 1 | 7
| TIDEWATER 2109 | 014652109 | 52.4497 | 31.656 |  |  | 31.656 | 20.7937 | 21kV | Non-HFTD |  | Non-HFTD | Non-HFTD | 63.8 | 0.29 | 6.562 |  |  |  | 31.656 | [11 empty] | 1 | 3 | 2 | [6 empty] | 0.19152 |  | 0.55811 | [18 empty] | 8 | 4 | 7
| TIDEWATER 2110 | 014652110 | 28.1808 | 10.1723 |  |  | 10.1723 | 18.0085 | 21kV | Non-HFTD |  | Non-HFTD | Non-HFTD | 163.2 | 0.456 | 0.803 |  |  |  | 10.1723 | [12 empty] | 1 | [7 empty] | 1.8241 | 0.43291 | 0.010697 | [18 empty] | 15 | 3 | 4
| TIVY VALLEY 1106 | 252941106 | 33.1164 | 26.8159 |  |  | 26.8159 | 6.3006 | 12kV | Non-HFTD |  | Non-HFTD | Non-HFTD | 19.1 | 0.175 | 1 |  |  |  | 26.8159 | [38 empty] | 496 |  |  | 1 | 1
| TOKAY 1101 | 168881101 | 12.3173 | 12.3087 |  |  | 12.3087 | 0.00858 | 12kV | Non-HFTD |  | Non-HFTD | Non-HFTD | 0 | 0 | 0 |  |  |  | 12.3087 | [38 empty] | 30 |  |  |  |  | 2
| TRACY 0402 | 162880402 | 2.9806 | 2.9177 |  |  | 2.9177 | 0.062884 | 4.16kV | Non-HFTD |  | Non-HFTD | Non-HFTD | 0 | 0 | 3.754 |  |  |  | 2.9177 | [41 empty] | 2 |  | 2
| TRACY 0405 | 162880405 | 3.2835 | 3.2371 |  |  | 3.2371 | 0.046368 | 4.16kV | Non-HFTD |  | Non-HFTD | Non-HFTD | 0.8 | 0.005 | 3 |  |  |  | 3.2371 | [21 empty] | 0.046368 | [20 empty] | 1 | 1
| TRACY 1102 | 162881102 | 14.0797 | 5.3271 |  |  | 5.3271 | 8.7526 | 12kV | Non-HFTD |  | Non-HFTD | Non-HFTD | 78.9 | 0.616 | 1.108 |  |  |  | 5.3271 | [13 empty] | 8 | [6 empty] | 0.31422 | 0.39826 | [19 empty] | 7 | 9 | 5
| TRACY 1103 | 162881103 | 22.092 | 4.4116 |  |  | 4.4116 | 17.6804 | 12kV | Non-HFTD |  | Non-HFTD | Non-HFTD | 71.3 | 1.558 | 3.166 |  |  |  | 4.4116 | [22 empty] | 0.051643 | [18 empty] | 1
| TRACY 1104 | 162881104 | 6.0473 | 4.7311 |  |  | 4.7311 | 1.3161 | 12kV | Non-HFTD |  | Non-HFTD | Non-HFTD | 266.2 | 2.012 | 0.999 |  |  |  | 4.7311 | [41 empty] | 2
| TRACY 1105 | 162881105 | 24.6981 | 4.7267 |  |  | 4.7267 | 19.9714 | 12kV | Non-HFTD |  | Non-HFTD | Non-HFTD | 63.1 | 1.104 | 0.998 |  |  |  | 4.7267 | [11 empty] | 1 | [8 empty] | 0.051311 | [20 empty] | 1 |  | 1
| TRACY 1106 | 162881106 | 65.661 | 59.1494 |  |  | 59.1494 | 6.5116 | 12kV | Non-HFTD |  | Non-HFTD | Non-HFTD | 243.7 | 3.267 | 2.395 |  |  |  | 59.1494 | [41 empty] | 11 | 3 | 4
| TRACY 1107 | 162881107 | 20.031 | 6.8989 |  |  | 6.8989 | 13.1321 | 12kV | Non-HFTD |  | Non-HFTD | Non-HFTD | 3.8 | 0.037 | 0 |  |  |  | 6.8989 | [20 empty] | 0.12644 |  | 0.099342 | [18 empty] | 8 |  | 4
| TRACY 1109 | 162881109 | 18.7948 | 4.3398 |  |  | 4.3398 | 14.4549 | 12kV | Non-HFTD |  | Non-HFTD | Non-HFTD | 38.5 | 0.096 | 0.997 |  |  |  | 4.3398 | [21 empty] | 0.90067 | [16 empty] | 34 |  |  |  | 7
| TRACY 1110 | 162881110 | 15.4426 | 9.1241 |  |  | 9.1241 | 6.3185 | 12kV | Non-HFTD |  | Non-HFTD | Non-HFTD | 90.1 | 2.044 | 3.008 |  |  |  | 9.1241 | [21 empty] | 0.31879 | [16 empty] | 19 |  |  |  | 3 | 5
| TRACY 1111 | 162881111 | 12.9794 | 6.7868 |  |  | 6.7868 | 6.1925 | 12kV | Non-HFTD |  | Non-HFTD | Non-HFTD | 8.2 | 0.165 | 0.999 |  |  |  | 6.7868 | [11 empty] | 1 | [29 empty] | 1 | 1
| TRACY 1112 | 162881112 | 25.6909 | 5.1308 |  |  | 5.1308 | 20.56 | 12kV | Non-HFTD |  | Non-HFTD | Non-HFTD | 23 | 0.159 | 1.095 |  |  |  | 5.1308 | [22 empty] | 0.58315 | [20 empty] | 4
| TRES VIAS 1101 | 103251101 | 102.3953 | 98.5942 |  |  | 98.5942 | 3.8012 | 12kV | Non-HFTD |  | Non-HFTD | Non-HFTD | 99.5 | 2.169 | 3.588 |  |  |  | 98.5942 | [13 empty] | 12 | [15 empty] | ss2: 0.73 | 2248 |  |  | 4 | 1 | 3
| TRIMBLE 1101 | 083801101 | 5.2528 |  |  |  |  | 5.2528 | 12kV | Non-HFTD |  | Non-HFTD | Non-HFTD | 0 | 0 | 0
| TRIMBLE 1103 | 083801103 | 11.4806 | 2.7458 |  |  | 2.7458 | 8.7348 | 12kV | Non-HFTD |  | Non-HFTD | Non-HFTD | 54.3 | 0.572 | 1.048 |  |  |  | 2.7458 | [20 empty] | 0.076971 | [20 empty] | 1 |  | 1
| TRIMBLE 1104 | 083801104 | 4.6373 | 0.40924 |  |  | 0.40924 | 4.228 | 12kV | Non-HFTD |  | Non-HFTD | Non-HFTD | 0 | 0 | 0 |  |  |  | 0.40924 | [38 empty] | 1
| TRIMBLE 1105 | 083801105 | 10.4834 | 1.69 |  |  | 1.69 | 8.7934 | 12kV | Non-HFTD |  | Non-HFTD | Non-HFTD | 2.1 | 0.009 | 1 |  |  |  | 1.69 | [21 empty] | 0.24844 | [20 empty] | 6
| TRIMBLE 1106 | 083801106 | 7.5822 | 0.64104 |  |  | 0.64104 | 6.9412 | 12kV | Non-HFTD |  | Non-HFTD | Non-HFTD | 15.7 | 0.187 | 0 |  |  |  | 0.64104
| TRIMBLE 1107 | 083801107 | 11.9897 | 1.0457 |  |  | 1.0457 | 10.944 | 12kV | Non-HFTD |  | Non-HFTD | Non-HFTD | 73.1 | 0.996 | 0 |  |  |  | 1.0457 | [41 empty] | 6 |  | 2
| TRIMBLE 1108 | 083801108 | 0.019379 |  |  |  |  | 0.019379 | 12kV | Non-HFTD |  | Non-HFTD | Non-HFTD | 73.1 | 0.996 | 0
| TRIMBLE 1109 | 083801109 | 4.3175 |  |  |  |  | 4.3175 | 12kV | Non-HFTD |  | Non-HFTD | Non-HFTD | 0 | 0 | 0 | [45 empty] | 3 |  | 1
| TRIMBLE 1110 | 083801110 | 5.0764 | 0.59199 |  |  | 0.59199 | 4.4844 | 12kV | Non-HFTD |  | Non-HFTD | Non-HFTD | 83 | 1.417 | 2.042 |  |  |  | 0.59199 | [22 empty] | 0.0096638 | [20 empty] | 1
| TRIMBLE 1111 | 083801111 | 5.2143 |  |  |  |  | 5.2143 | 12kV | Non-HFTD |  | Non-HFTD | Non-HFTD | 179.1 | 0.981 | 0.463 | [47 empty] | 1
| TRIMBLE 2114 | 083802114 | 10.7093 | 0.0028409 |  |  | 0.0028409 | 10.7065 | 21kV | Non-HFTD |  | Non-HFTD | Non-HFTD | 0 | 0 | 0 |  |  |  | 0.0028409
| TRIMBLE 2115 | 083802115 | 10.5264 | 0.31317 |  |  | 0.31317 | 10.2132 | 21kV | Non-HFTD |  | Non-HFTD | Non-HFTD | 0 | 0 | 0 |  |  |  | 0.31317 | [20 empty] | 0.015283 | [20 empty] | 4
| TRIMBLE 2116 | 083802116 | 17.7248 | 3.3802 |  |  | 3.3802 | 14.3446 | 21kV | Non-HFTD |  | Non-HFTD | Non-HFTD | 119.8 | 1.567 | 1.56 |  |  |  | 3.3802 | [20 empty] | 0.86793 | 0.027359 | [19 empty] | 2 | 3 | 1
| TRIMBLE 2117 | 083802117 | 6.2604 |  |  |  |  | 6.2604 | 21kV | Non-HFTD |  | Non-HFTD | Non-HFTD | 11.4 | 1.038 | 0 | [25 empty] | 0.023358 | 0.048361
| TRIMBLE 2118 | 083802118 | 14.9585 | 0.93146 |  |  | 0.93146 | 14.027 | 21kV | Non-HFTD |  | Non-HFTD | Non-HFTD | 6.2 | 0.025 | 0 |  |  |  | 0.93146 | [43 empty] | 2
| TRIMBLE 2119 | 083802119 | 5.3593 |  |  |  |  | 5.3593 | 21kV | Non-HFTD |  | Non-HFTD | Non-HFTD | 64.9 | 1.137 | 0 | [25 empty] | 0.090826 | 0.020813 | [19 empty] | 3 | 2
| TRINIDAD 1101 | 192231101 | 29.253 | 26.5402 |  |  | 26.5402 | 2.7128 | 12kV | Non-HFTD |  | Non-HFTD | Non-HFTD | 765.3 | 3.148 | 0.36 |  |  |  | 26.5402 | [11 empty] | 2 | 1 | 2 | [24 empty] | 41 |  |  |  | 4
| TRINIDAD 1102 | 192231102 | 23.625 | 20.2434 |  |  | 20.2434 | 3.3816 | 12kV | Non-HFTD |  | Non-HFTD | Non-HFTD | 534.5 | 1.851 | 0.174 |  |  |  | 20.2434
| TUDOR 1101 | 153711101 | 31.8969 | 31.7193 |  |  | 31.7193 | 0.17764 | 12kV | Non-HFTD |  | Non-HFTD | Non-HFTD | 91.8 | 0.39 | 0.293 |  |  |  | 31.7193 | [41 empty] | 1 | 1
| TUDOR 1102 | 153711102 | 23.3634 | 23.2414 |  |  | 23.2414 | 0.12196 | 12kV | Non-HFTD |  | Non-HFTD | Non-HFTD | 4.7 | 0.016 | 0.143 |  |  |  | 23.2414 | [42 empty] | 2
| TULARE LAKE 0001 | 252950001 | 70.7542 | 66.7576 |  |  | 66.7576 | 3.9967 | 12kV | Non-HFTD |  | Non-HFTD | Non-HFTD | 0 | 0 | 0 |  |  |  | 66.7576 | [13 empty] | 1 | [6 empty] | 0.58237 | 0.2103 | 0.0085795 | [18 empty] | 22 | 2 | 8
| TULARE LAKE 1108 | 252951108 | 49.433 | 48.7146 |  |  | 48.7146 | 0.71837 | 21kV | Non-HFTD |  | Non-HFTD | Non-HFTD | 8.4 | 0.011 | 0.103 |  |  |  | 48.7146 | [20 empty] | 0.029028 | 0.032827 | 0.033633 | [18 empty] | 9 | 2 | 3
| TUPMAN 1103 | 254561103 | 56.1914 | 53.9086 |  |  | 53.9086 | 2.2828 | 12kV | Non-HFTD |  | Non-HFTD | Non-HFTD | 47 | 0.272 | 0.803 |  |  |  | 53.9086 | [20 empty] | 0.10296 | 0.026917 | 0.01161 | [15 empty] | 2 |  |  | 10 | 4 | 4
| TUPMAN 1104 | 254561104 | 66.4275 | 64.5691 |  |  | 64.5691 | 1.8584 | 12kV | Non-HFTD |  | Non-HFTD | Non-HFTD | 138.4 | 0.671 | 0 |  |  |  | 64.5691 | [11 empty] | 2 | [8 empty] | 0.0041501 | [17 empty] | 33 |  |  | 5 | 1 | 1
| TUPMAN 1105 | 254561105 | 18.4029 | 17.9607 |  |  | 17.9607 | 0.44214 | 12kV | Non-HFTD |  | Non-HFTD | Non-HFTD | 84.6 | 0.167 | 0.405 |  |  |  | 17.9607 | [22 empty] | 0.029919 | [15 empty] | 188 |  |  |  |  | 1
| TUPMAN 1106 | 254561106 | 38.3576 | 36.8361 |  |  | 36.8361 | 1.5215 | 12kV | Non-HFTD |  | Non-HFTD | Non-HFTD | 258.5 | 2.061 | 0 |  |  |  | 36.8361 | [12 empty] | 1 | [7 empty] | 0.01024 | 0.0080669 | 0.072496 | [15 empty] | 543 |  |  | 5 | 5 | 2
| TWISSELMAN 1101 | 254401101 | 0.086217 | 0.01598 |  |  | 0.01598 | 0.070236 | 12kV | Non-HFTD |  | Non-HFTD | Non-HFTD | 185.8 | 1.804 | 6.814 |  |  |  | 0.01598
| TWISSELMAN 1102 | 254401102 | 49.3566 | 49.0945 |  |  | 49.0945 | 0.26208 | 12kV | Non-HFTD |  | Non-HFTD | Non-HFTD | 132.7 | 0.429 | 1.778 |  |  |  | 49.0945 | [38 empty] | 5 |  |  |  |  | 2
| TWISSELMAN 1104 | 254401104 | 0.10867 | 0.015925 |  |  | 0.015925 | 0.092744 | 12kV | Non-HFTD |  | Non-HFTD | Non-HFTD | 132.7 | 0.429 | 1.778 |  |  |  | 0.015925
| TWISSELMAN 2105 | 254402105 | 89.5699 | 89.1745 |  |  | 89.1745 | 0.39537 | 21kV | Non-HFTD |  | Non-HFTD | Non-HFTD | 106.7 | 0.299 | 1.758 |  |  |  | 89.1745 | [13 empty] | 1 | [7 empty] | 0.013311 | [19 empty] | 3 | 1 | 5
| TYLER 1103 | 103571103 | 12.8344 | 7.2551 |  |  | 7.2551 | 5.5792 | 12kV | Non-HFTD |  | Non-HFTD | Non-HFTD | 7.7 | 0.054 | 0 |  |  |  | 7.2551 | [20 empty] | 0.12655 | [8 empty] | ss2: 3.1369 |  |  |  |  | 1
| TYLER 1104 | 103571104 | 25.5115 | 24.0506 |  |  | 24.0506 | 1.4609 | 12kV | Non-HFTD |  | Non-HFTD | Non-HFTD | 72.5 | 0.505 | 2.474 |  |  |  | 24.0506 | [29 empty] | ss2: 13.4856 |  |  |  | 2 | 1
| VACA DIXON 1102 | 063591102 | 16.7366 | 1.9557 |  |  | 1.9557 | 14.781 | 12kV | Non-HFTD |  | Non-HFTD | Non-HFTD | 0 | 0 | 0 |  |  |  | 1.9557
| VACA DIXON 1103 | 063591103 | 130.0666 | 126.5273 |  |  | 126.5273 | 3.5393 | 12kV | Non-HFTD |  | Non-HFTD | Non-HFTD | 66.7 | 0.58 | 0.845 |  |  |  | 126.5273 | [12 empty] | 1 | [7 empty] | 0.0079402 |  | 0.021765 | [15 empty] | 478 |  |  | 2 | 1 | 3
| VACA DIXON 1104 | 063591104 | 25.3035 | 7.4936 |  |  | 7.4936 | 17.81 | 12kV | Non-HFTD |  | Non-HFTD | Non-HFTD | 1.5 | 0.067 | 0 |  |  |  | 7.4936 | [20 empty] | 0.039075 | 0.069893 | [16 empty] | 137 |  |  |  | 3 | 2
| VACA DIXON 1106 | 063591106 | 32.5313 | 11.1424 |  |  | 11.1424 | 21.3889 | 12kV | Non-HFTD |  | Non-HFTD | Non-HFTD | 124.7 | 1.043 | 2.026 |  |  |  | 11.1424 | [20 empty] | 0.3499 | 0.022174 | 0.070724 | [15 empty] | 222 |  |  | 7 |  | 3
| VACA DIXON 1107 | 063591107 | 2.197 |  |  |  |  | 2.197 | 12kV | Non-HFTD |  | Non-HFTD | Non-HFTD | 124.7 | 1.043 | 2.026
| VACA DIXON 1109 | 063591109 | 18.4983 | 2.1333 |  |  | 2.1333 | 16.365 | 12kV | Non-HFTD |  | Non-HFTD | Non-HFTD | 395.2 | 1.065 | 3.747 |  |  |  | 2.1333 | [20 empty] | 0.043358 | 0.047234 | 0.058453 | [18 empty] | 2 |  | 3
| VACAVILLE 1102 | 063601102 | 10.8897 | 1.004 |  |  | 1.004 | 9.8856 | 12kV | Non-HFTD |  | Non-HFTD | Non-HFTD | 0 | 0 | 4.025 |  |  |  | 1.004 | [20 empty] | 0.37287 | 0.093043 | [16 empty] | 1 |  |  | 13 | 5 | 1
| VACAVILLE 1103 | 063601103 | 17.3917 | 11.1157 |  |  | 11.1157 | 6.276 | 12kV | Non-HFTD |  | Non-HFTD | Non-HFTD | 422 | 2.105 | 0.999 |  |  |  | 11.1157 | [20 empty] | 0.00082877 |  | 0.021467 | 0.14276 | [17 empty] | 3 | 1
| VACAVILLE 1105 | 063601105 | 16.0362 | 2.9675 |  |  | 2.9675 | 13.0688 | 12kV | Non-HFTD |  | Non-HFTD | Non-HFTD | 76.7 | 0.386 | 0.526 |  |  |  | 2.9675 | [22 empty] | 0.72579 | [15 empty] | 26 |  |  |  | 1 | 4
| VACAVILLE 1106 | 063601106 | 18.5588 | 1.7558 |  |  | 1.7558 | 16.8031 | 12kV | Non-HFTD |  | Non-HFTD | Non-HFTD | 45.3 | 1.478 | 0 |  |  |  | 1.7558 | [38 empty] | 24 |  |  | 2 | 1 | 1
| VACAVILLE 1107 | 063601107 | 21.9195 | 1.9063 |  |  | 1.9063 | 20.0133 | 12kV | Non-HFTD |  | Non-HFTD | Non-HFTD | 88.7 | 0.999 | 0.922 |  |  |  | 1.9063 | [20 empty] | 0.12121 | [17 empty] | 8 |  |  | 1 | 4
| VACAVILLE 1110 | 063601110 | 16.3853 | 2.3567 |  |  | 2.3567 | 14.0286 | 12kV | Non-HFTD |  | Non-HFTD | Non-HFTD | 33.3 | 0.141 | 0 |  |  |  | 2.3567 | [22 empty] | 0.041387 | [18 empty] | 3 |  | 4
| VACAVILLE 1112 | 063601112 | 24.5312 | 3.3028 |  | 0.18788 | 3.1149 | 21.2284 | 12kV | Non-HFTD |  | 0.00025204 | 1.9678e-06 | 20.5 | 0.115 | 0 |  |  |  | 3.1149 | 0.18788 | [41 empty] | 1
| VALLEJO B 0411 | 042450411 | 7.7842 | 7.0657 |  |  | 7.0657 | 0.7185 | 4.16kV | Non-HFTD |  | Non-HFTD | Non-HFTD | 345 | 1.207 | 5.998 |  |  |  | 7.0657 | [21 empty] | 0.11708 | [19 empty] | 1 | 3
| VALLEJO B 0413 | 042450413 | 6.5232 | 6.4664 |  |  | 6.4664 | 0.056846 | 4.16kV | Non-HFTD |  | Non-HFTD | Non-HFTD | 237.7 | 1.746 | 7.528 |  |  |  | 6.4664 | [21 empty] | 0.031654 | [20 empty] | 3
| VALLEJO B 0414 | 042450414 | 8.6878 | 8.3143 |  |  | 8.3143 | 0.37344 | 4.16kV | Non-HFTD |  | Non-HFTD | Non-HFTD | 4 | 0.052 | 8.011 |  |  |  | 8.3143 | [20 empty] | 0.018479 | 0.014837 | [16 empty] | 46 |  |  | 3 | 2
| VALLEJO B 0415 | 042450415 | 7.6605 | 7.6123 |  |  | 7.6123 | 0.048151 | 4.16kV | Non-HFTD |  | Non-HFTD | Non-HFTD | 0.9 | 0.012 | 4.998 |  |  |  | 7.6123 | [21 empty] | 0.011634 | [19 empty] | 1 | 1 | 3
| VALLEJO B 1101 | 042451101 | 23.4212 | 16.3037 |  |  | 16.3037 | 7.1175 | 12kV | Non-HFTD |  | Non-HFTD | Non-HFTD | 98.6 | 0.689 | 4.316 |  |  |  | 16.3037 | [12 empty] | 1 | [7 empty] | 0.046955 | 0.011155 | [16 empty] | 11 |  |  | 4 | 4
| VALLEJO B 1102 | 042451102 | 3.173 | 2.4871 |  |  | 2.4871 | 0.68592 | 12kV | Non-HFTD |  | Non-HFTD | Non-HFTD | 51 | 0.156 | 5 |  |  |  | 2.4871 | [20 empty] | 0.0071712 | [20 empty] | 3
| VALLEJO C 0401 | 042550401 | 2.8025 | 2.8025 |  |  | 2.8025 | 0 | 4.16kV | Non-HFTD |  | Non-HFTD | Non-HFTD | 88.2 | 0.214 | 2.994 |  |  |  | 2.8025 | [42 empty] | 1
| VALLEY HOME 1702 | 162981702 | 57.967 | 56.2875 |  |  | 56.2875 | 1.6795 | 17kV | Non-HFTD |  | Non-HFTD | Non-HFTD | 105.8 | 0.29 | 0.981 |  |  |  | 56.2875 | [11 empty] | 1 | [9 empty] | 0.0037879 | [16 empty] | 691 |  |  | 1 | 3 | 1
| VALLEY HOME 1703 | 162981703 | 129.7029 | 127.6426 |  |  | 127.6426 | 2.0604 | 17kV | Non-HFTD |  | Non-HFTD | Non-HFTD | 387.8 | 3.389 | 3.359 |  |  |  | 127.6426 | [12 empty] | 15 | 2 | [6 empty] | 0.054805 | 0.055604 | 0.061242 | [15 empty] | 1541 |  |  | 12 | 10 | 13
| VALLEY HOME 1704 | 162981704 | 39.4121 | 39.1786 |  |  | 39.1786 | 0.2335 | 17kV | Non-HFTD |  | Non-HFTD | Non-HFTD | 165.8 | 2.258 | 2.089 |  |  |  | 39.1786 | [21 empty] | 0.0032514 | 0.047818 | [15 empty] | 136 |  |  |  | 1 | 4
| VASCO 1101 | 013751101 | 13.3859 | 2.5554 |  |  | 2.5554 | 10.8305 | 12kV | Non-HFTD |  | Non-HFTD | Non-HFTD | 0.2 | 0.005 | 0 |  |  |  | 2.5554 | [20 empty] | 0.089126 | [20 empty] | 2 | 2 | 3
| VASCO 1103 | 013751103 | 15.1003 | 13.7639 |  |  | 13.7639 | 1.3364 | 12kV | Non-HFTD |  | Non-HFTD | Non-HFTD | 1890.9 | 31.011 | 0 |  |  |  | 13.7639 | [41 empty] | 1 |  | 4
| VASONA 1101 | 083771101 | 21.2046 | 10.4326 |  |  | 10.4326 | 10.772 | 12kV | Non-HFTD |  | Non-HFTD | Non-HFTD | 9.8 | 0.051 | 0 |  |  |  | 10.4326 | [22 empty] | 0.35407 | [18 empty] | 4 | 1 | 7
| VASONA 1103 | 083771103 | 28.0222 | 15.5235 |  |  | 15.5235 | 12.4987 | 12kV | Non-HFTD |  | Non-HFTD | Non-HFTD | 173.8 | 1.52 | 1.887 |  |  |  | 15.5235 | [13 empty] | 2 | [6 empty] | 0.34121 |  | 0.093913 | [18 empty] | 2 | 2 | 3
| VASONA 1104 | 083771104 | 9.1542 | 3.7274 |  |  | 3.7274 | 5.4268 | 12kV | Non-HFTD |  | Non-HFTD | Non-HFTD | 137.7 | 1.192 | 0.823 |  |  |  | 3.7274 | [20 empty] | 0.036647 | [21 empty] | 1
| VASONA 1105 | 083771105 | 18.9253 | 11.6103 |  |  | 11.6103 | 7.3149 | 12kV | Non-HFTD |  | Non-HFTD | Non-HFTD | 29.9 | 0.171 | 0.925 |  |  |  | 11.6103 | [20 empty] | 0.021008 | 0.0083454 | [19 empty] | 2 | 1 | 3
| VASONA 1106 | 083771106 | 1.0217 |  |  |  |  | 1.0217 | 12kV | Non-HFTD |  | Non-HFTD | Non-HFTD | 29.9 | 0.171 | 0.925
| VASONA 1108 | 083771108 | 14.561 | 10.9759 |  |  | 10.9759 | 3.5851 | 12kV | Non-HFTD |  | Non-HFTD | Non-HFTD | 115.3 | 0.408 | 4.826 |  |  |  | 10.9759 | [41 empty] | 1 | 1
| VICTOR 1101 | 163281101 | 24.8499 | 18.264 |  |  | 18.264 | 6.5859 | 21kV | Non-HFTD |  | Non-HFTD | Non-HFTD | 105.7 | 3.532 | 0 |  |  |  | 18.264 | [20 empty] | 0.1575 | 0.049439 | 0.11846 | [15 empty] | 126 |  |  | 2 |  | 1
| VICTOR 1102 | 163281102 | 85.7045 | 82.9011 |  |  | 82.9011 | 2.8034 | 12kV | Non-HFTD |  | Non-HFTD | Non-HFTD | 53.8 | 0.202 | 0.066 |  |  |  | 82.9011 | [12 empty] | 1 | [9 empty] | 0.035226 | [15 empty] | 470 |  |  | 1 | 1 | 1
| VIERRA 1701 | 162701701 | 39.2054 | 15.1884 |  |  | 15.1884 | 24.017 | 17kV | Non-HFTD |  | Non-HFTD | Non-HFTD | 2.1 | 0.019 | 0 |  |  |  | 15.1884 | [12 empty] | 1 | 2 | [6 empty] | 0.057498 | 0.22193 | 0.91289 | [15 empty] | 11 |  |  |  | 2 | 5
| VIERRA 1702 | 162701702 | 26.9066 | 6.9466 |  |  | 6.9466 | 19.96 | 17kV | Non-HFTD |  | Non-HFTD | Non-HFTD | 5.1 | 0.036 | 0.501 |  |  |  | 6.9466 | [20 empty] | 0.32487 | 1.496 | 0.978 | [18 empty] | 1 | 4 | 8
| VIERRA 1703 | 162701703 | 26.0273 | 5.8749 |  |  | 5.8749 | 20.1525 | 21kV | Non-HFTD |  | Non-HFTD | Non-HFTD | 2.9 | 0.015 | 1.003 |  |  |  | 5.8749 | [21 empty] | 1.5042 | [16 empty] | 9 |  |  |  | 30 | 4
| VIERRA 1706 | 162701706 | 48.1244 | 6.8653 |  |  | 6.8653 | 41.2591 | 21kV | Non-HFTD |  | Non-HFTD | Non-HFTD | 25 | 0.373 | 0 |  |  |  | 6.8653 | [13 empty] | 1 | [6 empty] | 0.074691 | 0.4787 | 6.0359 | [15 empty] | 2 |  |  |  | 5 | 45
| VIERRA 1707 | 162701707 | 90.4581 | 48.1997 |  |  | 48.1997 | 42.2584 | 17kV | Non-HFTD |  | Non-HFTD | Non-HFTD | 150 | 3.212 | 2.99 |  |  |  | 48.1997 | [12 empty] | 1 | 20 | [6 empty] | 1.2035 | 6.4569 | 4.3584 | [15 empty] | 48 |  |  | 7 | 23 | 21
| VINA 1101 | 103581101 | 5.2288 | 4.9305 |  |  | 4.9305 | 0.29824 | 12kV | Non-HFTD |  | Non-HFTD | Non-HFTD | 31 | 0.172 | 1.109 |  |  |  | 4.9305 | [21 empty] | 0.020573 | [16 empty] | 121 |  |  |  | 1
| VINEYARD 2104 | 014502104 | 33.6264 | 3.8656 |  |  | 3.8656 | 29.7607 | 21kV | Non-HFTD |  | Non-HFTD | Non-HFTD | 87.9 | 1.024 | 2.758 |  |  |  | 3.8656 | [20 empty] | 0.32316 | 1.0607 | 0.14222 | 0.026562 | 0.37846 | [13 empty] | 13 |  |  | 6 | 10 | 1 |  | 3
| VINEYARD 2105 | 014502105 | 36.7017 | 3.9274 |  |  | 3.9274 | 32.7742 | 21kV | Non-HFTD |  | Non-HFTD | Non-HFTD | 97.3 | 1.068 | 1.561 |  |  |  | 3.9274 | [20 empty] | 1.4146 | 0.89679 | 0.043607 | [15 empty] | 93 |  |  | 7 | 6
| VINEYARD 2106 | 014502106 | 36.0685 | 5.4992 |  |  | 5.4992 | 30.5693 | 21kV | Non-HFTD |  | Non-HFTD | Non-HFTD | 56.8 | 0.679 | 0.011 |  |  |  | 5.4992 | [20 empty] | 1.3493 | 0.94398 | 0.10773 | [15 empty] | 247 |  |  | 16 | 16 | 1
| VINEYARD 2109 | 014502109 | 43.7989 | 4.7097 |  |  | 4.7097 | 39.0892 | 21kV | Non-HFTD |  | Non-HFTD | Non-HFTD | 371 | 1.535 | 0.717 |  |  |  | 4.7097 | [21 empty] | 2.2993 | 0.25974 | [15 empty] | 90 |  |  | 2 | 5 | 20
| VIRGINIA 0401 | 013780401 | 4.2407 | 4.0371 |  |  | 4.0371 | 0.20363 | 4.16kV | Non-HFTD |  | Non-HFTD | Non-HFTD | 74.2 | 1.325 | 2.428 |  |  |  | 4.0371
| WAHTOKE 1106 | 254531106 | 23.4756 | 13.9529 |  |  | 13.9529 | 9.5227 | 12kV | Non-HFTD |  | Non-HFTD | Non-HFTD | 183.7 | 2.079 | 2.999 |  |  |  | 13.9529 | [41 empty] | 1
| WAHTOKE 1107 | 254531107 | 30.2845 | 19.2922 |  |  | 19.2922 | 10.9923 | 12kV | Non-HFTD |  | Non-HFTD | Non-HFTD | 266.4 | 4.059 | 1.151 |  |  |  | 19.2922 | [11 empty] | 1 | 1 | [7 empty] | 1.222 | 0.41525 | 0.63965 | [18 empty] | 27 | 1 | 10
| WAHTOKE 1108 | 254531108 | 109.4327 | 108.5724 |  |  | 108.5724 | 0.86029 | 12kV | Non-HFTD |  | Non-HFTD | Non-HFTD | 227.3 | 2.849 | 0.793 |  |  |  | 108.5724 | [11 empty] | 2 | 1 | [7 empty] | 0.019472 | [17 empty] | 1549 |  |  | 8 | 5 | 5
| WAHTOKE 1109 | 254531109 | 17.7159 | 7.5245 |  |  | 7.5245 | 10.1914 | 12kV | Non-HFTD |  | Non-HFTD | Non-HFTD | 18.6 | 0.033 | 1.007 |  |  |  | 7.5245 | [21 empty] | 0.026138 | 0.27599 | [15 empty] | 7
| WAHTOKE 1110 | 254531110 | 52.8277 | 39.919 |  |  | 39.919 | 12.9087 | 12kV | Non-HFTD |  | Non-HFTD | Non-HFTD | 14 | 0.066 | 1 |  |  |  | 39.919 | [21 empty] | 0.047584 | [16 empty] | 114 |  |  | 1 | 2
| WAHTOKE 1111 | 254531111 | 31.9301 | 29.9439 |  |  | 29.9439 | 1.9862 | 12kV | Non-HFTD |  | Non-HFTD | Non-HFTD | 30.6 | 0.646 | 2.621 |  |  |  | 29.9439 | [11 empty] | 1 | [10 empty] | 0.013146 | [15 empty] | 673 |  |  |  | 4 | 2
| WALL 0401 | 013740401 | 6.392 | 5.379 |  |  | 5.379 | 1.013 | 4.16kV | Non-HFTD |  | Non-HFTD | Non-HFTD | 67 | 2 | 1 |  |  |  | 5.379
| WALNUT CREEK 0403 | 012200403 | 1.306 | 0.51077 |  |  | 0.51077 | 0.79518 | 4.16kV | Non-HFTD |  | Non-HFTD | Non-HFTD | 130.8 | 2.016 | 0 |  |  |  | 0.51077
| WALNUT CREEK 0404 | 012200404 | 6.5492 | 6.4395 |  |  | 6.4395 | 0.1098 | 4.16kV | Non-HFTD |  | Non-HFTD | Non-HFTD | 57.9 | 1.556 | 0 |  |  |  | 6.4395 | [11 empty] | 2 | [26 empty] | 77 |  |  | 6
| WARD 0401 | 012980401 | 5.6152 | 4.5217 |  |  | 4.5217 | 1.0935 | 4.16kV | Non-HFTD |  | Non-HFTD | Non-HFTD | 277.2 | 1.308 | 0.966 |  |  |  | 4.5217 | [20 empty] | 0.07687
| WASCO 1101 | 252961101 | 12.1252 | 12.0978 |  |  | 12.0978 | 0.027438 | 12kV | Non-HFTD |  | Non-HFTD | Non-HFTD | 15.4 | 0.044 | 0 |  |  |  | 12.0978
| WASCO 1102 | 252961102 | 16.5169 | 7.9294 |  |  | 7.9294 | 8.5875 | 12kV | Non-HFTD |  | Non-HFTD | Non-HFTD | 67.9 | 0.807 | 0 |  |  |  | 7.9294 | [11 empty] | 11 | [8 empty] | 0.24904 | 0.02524 | 0.082756 | [15 empty] | 249 |  |  | 7 | 1 | 3
| WASCO 1104 | 252961104 | 10.9657 | 10.3745 |  |  | 10.3745 | 0.59118 | 12kV | Non-HFTD |  | Non-HFTD | Non-HFTD | 2.6 | 0.007 | 0 |  |  |  | 10.3745 | [11 empty] | 13 | [8 empty] | 0.14095 |  | 0.0024525 | [15 empty] | 609 |  |  | 9 |  | 1
| WATERLOO 1101 | 163151101 | 58.7874 | 57.9827 |  |  | 57.9827 | 0.8047 | 12kV | Non-HFTD |  | Non-HFTD | Non-HFTD | 101.3 | 0.559 | 0 |  |  |  | 57.9827 | [38 empty] | 42 |  |  | 3
| WATERLOO 1102 | 163151102 | 23.691 | 21.7136 |  |  | 21.7136 | 1.9774 | 12kV | Non-HFTD |  | Non-HFTD | Non-HFTD | 26.7 | 0.315 | 0 |  |  |  | 21.7136 | [13 empty] | 1 | [7 empty] | 0.010442 | [16 empty] | 165 |  |  | 1 | 1 | 3
| WATERSHED 0401 | 024240401 | 0.047108 |  |  |  |  | 0.047108 | 4.16kV | Non-HFTD |  | Non-HFTD | Non-HFTD | 125.7 | 1.916 | 3.562
| WATERSHED 0402 | 024240402 | 1.2664 | 1.188 | 0.030387 |  | 1.1576 | 0.078488 | 4.16kV | Non-HFTD |  | 9.5055e-05 | 8.5873e-06 | 0 | 0 | 0 |  |  |  | 1.1576 |  | 0.030387 | [36 empty] | 6 |  | 1 | 2
| WATSONVILLE 0411 | 083330411 | 3.2183 | 2.3065 |  |  | 2.3065 | 0.91182 | 4.16kV | Non-HFTD |  | Non-HFTD | Non-HFTD | 0 | 0 | 0 |  |  |  | 2.3065
| WATSONVILLE 0413 | 083330413 | 1.2859 | 1.2208 |  |  | 1.2208 | 0.065097 | 4.16kV | Non-HFTD |  | Non-HFTD | Non-HFTD | 669.6 | 0.671 | 0 |  |  |  | 1.2208
| WATSONVILLE 0414 | 083330414 | 1.3479 | 1.2808 |  |  | 1.2808 | 0.067156 | 4.16kV | Non-HFTD |  | Non-HFTD | Non-HFTD | 0 | 0 | 0 |  |  |  | 1.2808 | [41 empty] | 1
| WATSONVILLE 2101 | 083332101 | 111.4406 | 102.528 |  |  | 102.528 | 8.9125 | 21kV | Non-HFTD |  | Non-HFTD | Non-HFTD | 713.1 | 4.006 | 2.167 |  |  |  | 102.528 | [12 empty] | 5 | 1 | [6 empty] | 0.076537 | 0.2294 | [16 empty] | 1 |  |  | 5 | 5 | 4
| WAYNE 0401 | 013810401 | 2.6379 | 2.6259 | 0.15156 |  | 2.4743 | 0.012008 | 4.16kV | Non-HFTD |  | 6.0349e-05 | 1.9423e-05 | 1123.7 | 2.467 | 1.985 |  |  |  | 2.4743 |  | 0.15156 | [36 empty] | 16 |  | 5 |  | 1 | 3
| WEBER 1101 | 163481101 | 25.1511 | 17.5486 |  |  | 17.5486 | 7.6025 | 12kV | Non-HFTD |  | Non-HFTD | Non-HFTD | 85.3 | 0.785 | 0.763 |  |  |  | 17.5486 | [21 empty] | 0.010417 | [20 empty] | 1 | 2
| WEBER 1102 | 163481102 | 42.5646 | 31.7539 |  |  | 31.7539 | 10.8107 | 12kV | Non-HFTD |  | Non-HFTD | Non-HFTD | 71.4 | 1.282 | 0.142 |  |  |  | 31.7539 | [13 empty] | 1 | [6 empty] | 0.51446 | 1.133 | 0.49073 | [15 empty] | 42 |  |  | 6 | 10 | 4
| WEBER 1103 | 163481103 | 6.3873 | 2.5615 |  |  | 2.5615 | 3.8257 | 12kV | Non-HFTD |  | Non-HFTD | Non-HFTD | 0 | 0 | 0 |  |  |  | 2.5615 | [20 empty] | 0.27678 | 0.072361 | [19 empty] | 8
| WEBER 1105 | 163481105 | 19.358 | 16.4874 |  |  | 16.4874 | 2.8706 | 12kV | Non-HFTD |  | Non-HFTD | Non-HFTD | 394.5 | 3.846 | 6.34 |  |  |  | 16.4874 | [12 empty] | 3 | [7 empty] | 0.29121 | 0.011322 | 0.45122 | [18 empty] | 2 | 6
| WEBER 1106 | 163481106 | 0.059145 |  |  |  |  | 0.059145 | 12kV | Non-HFTD |  | Non-HFTD | Non-HFTD | 394.5 | 3.846 | 6.34
| WEBER 1107 | 163481107 | 7.1595 | 0.0049459 |  |  | 0.0049459 | 7.1546 | 12kV | Non-HFTD |  | Non-HFTD | Non-HFTD | 1.2 | 0.002 | 0 |  |  |  | 0.0049459 | [21 empty] | 0.15119 | 0.0088376 | [19 empty] | 3 | 7
| WEBER 1108 | 163481108 | 25.4077 | 14.0838 |  |  | 14.0838 | 11.3239 | 12kV | Non-HFTD |  | Non-HFTD | Non-HFTD | 172.2 | 2.494 | 2.305 |  |  |  | 14.0838 | [11 empty] | 2 | [8 empty] | 0.22336 | 0.30781 | 0.73627 | [18 empty] | 4 | 1 | 6
| WEBER 1109 | 163481109 | 63.6844 | 55.781 |  |  | 55.781 | 7.9034 | 12kV | Non-HFTD |  | Non-HFTD | Non-HFTD | 302.3 | 1.805 | 0 |  |  |  | 55.781 | [20 empty] | 0.2117 | 0.14588 | 0.086517 | [15 empty] | 127 |  |  | 7 | 3 | 3
| WEBER 1110 | 163481110 | 9.4527 | 5.0535 |  |  | 5.0535 | 4.3992 | 12kV | Non-HFTD |  | Non-HFTD | Non-HFTD | 123.9 | 2.368 | 1.003 |  |  |  | 5.0535 | [20 empty] | 1.1738 |  | 0.13932 | [18 empty] | 8
| WEBER 1111 | 163481111 | 0.77871 |  |  |  |  | 0.77871 | 12kV | Non-HFTD |  | Non-HFTD | Non-HFTD | 123.9 | 2.368 | 1.003
| WEBER 1112 | 163481112 | 0.12294 | 0.025381 |  |  | 0.025381 | 0.097558 | 12kV | Non-HFTD |  | Non-HFTD | Non-HFTD | 123.9 | 2.368 | 1.003 |  |  |  | 0.025381
| WEBER 1113 | 163481113 | 14.6798 | 2.1222 |  |  | 2.1222 | 12.5575 | 12kV | Non-HFTD |  | Non-HFTD | Non-HFTD | 0 | 0 | 0 |  |  |  | 2.1222 | [20 empty] | 0.078381 | 0.0031464 | 0.20505 | [18 empty] | 1
| WEBER 1114 | 163481114 | 22.3581 | 15.2185 |  |  | 15.2185 | 7.1396 | 12kV | Non-HFTD |  | Non-HFTD | Non-HFTD | 122.7 | 1.474 | 0 |  |  |  | 15.2185 | [21 empty] | 0.015386 | [20 empty] | 1
| WEEDPATCH 1101 | 252971101 | 25.9732 | 20.3159 |  |  | 20.3159 | 5.6573 | 12kV | Non-HFTD |  | Non-HFTD | Non-HFTD | 154.9 | 1.483 | 0 |  |  |  | 20.3159 | [20 empty] | 0.060354 |  | 0.01963 | [18 empty] | 1 | 5 | 1
| WEEDPATCH 1102 | 252971102 | 30.8578 | 18.2271 |  |  | 18.2271 | 12.6307 | 12kV | Non-HFTD |  | Non-HFTD | Non-HFTD | 16.3 | 0.024 | 0.426 |  |  |  | 18.2271 | [13 empty] | 1 | [6 empty] | 1.3762 | 0.32057 | [19 empty] | 6 | 1
| WEEDPATCH 1103 | 252971103 | 21.3077 | 18.0006 |  |  | 18.0006 | 3.3071 | 12kV | Non-HFTD |  | Non-HFTD | Non-HFTD | 5.4 | 0.074 | 0.895 |  |  |  | 18.0006 | [22 empty] | 1.0293 | [18 empty] | 3 | 1 | 1
| WEEDPATCH 1105 | 252971105 | 0.9605 | 0.9605 |  |  | 0.9605 | 0 | 12kV | Non-HFTD |  | Non-HFTD | Non-HFTD | 0 | 0 | 0 |  |  |  | 0.9605
| WEEDPATCH 1106 | 252971106 | 65.3145 | 64.5471 |  |  | 64.5471 | 0.76747 | 12kV | Non-HFTD |  | Non-HFTD | Non-HFTD | 115.3 | 1.402 | 0.039 |  |  |  | 64.5471 | [11 empty] | 1 | [8 empty] | 0.0073552 | 0.014433 | [16 empty] | 211 |  |  | 13 | 2
| WELLFIELD 1102 | 254291102 | 38.0929 | 37.8739 |  |  | 37.8739 | 0.21902 | 12kV | Non-HFTD |  | Non-HFTD | Non-HFTD | 207.8 | 1.492 | 3.158 |  |  |  | 37.8739
| WELLFIELD 1103 | 254291103 | 0.31007 | 0.31007 |  |  | 0.31007 | 0 | 12kV | Non-HFTD |  | Non-HFTD | Non-HFTD | 0 | 0 | 0 |  |  |  | 0.31007
| WELLFIELD 1104 | 254291104 | 5.3004 | 5.2691 |  |  | 5.2691 | 0.031322 | 12kV | Non-HFTD |  | Non-HFTD | Non-HFTD | 26.9 | 0.176 | 0 |  |  |  | 5.2691
| WEST FRESNO 1101 | 253731101 | 17.8774 | 15.9312 |  |  | 15.9312 | 1.9462 | 12kV | Non-HFTD |  | Non-HFTD | Non-HFTD | 85.4 | 1.121 | 2.248 |  |  |  | 15.9312 | [11 empty] | 1 | [10 empty] | 0.068856 | [18 empty] | 1 |  | 1
| WEST FRESNO 1102 | 253731102 | 9.9996 | 4.1404 |  |  | 4.1404 | 5.8591 | 12kV | Non-HFTD |  | Non-HFTD | Non-HFTD | 10.2 | 1.028 | 0 |  |  |  | 4.1404 | [20 empty] | 0.15021 |  | 0.19685 | [18 empty] | 3 | 5 | 6
| WEST FRESNO 1103 | 253731103 | 6.4275 | 5.8845 |  |  | 5.8845 | 0.54302 | 12kV | Non-HFTD |  | Non-HFTD | Non-HFTD | 0 | 0 | 0.994 |  |  |  | 5.8845 | [13 empty] | 2 | [6 empty] | 0.041163 |  | 0.013511 | [18 empty] | 1 |  | 3
| WEST FRESNO 1104 | 253731104 | 30.7803 | 16.7325 |  |  | 16.7325 | 14.0478 | 12kV | Non-HFTD |  | Non-HFTD | Non-HFTD | 28.1 | 0.227 | 0.322 |  |  |  | 16.7325 | [12 empty] | 1 | [7 empty] | 0.0086152 |  | 0.1247 | [18 empty] | 1 | 1 | 5
| WEST FRESNO 1105 | 253731105 | 8.6657 | 6.0389 |  |  | 6.0389 | 2.6268 | 12kV | Non-HFTD |  | Non-HFTD | Non-HFTD | 5.6 | 0.105 | 0 |  |  |  | 6.0389 | [22 empty] | 0.019639 | [18 empty] | 2 | 3 | 1
| WEST FRESNO 1106 | 253731106 | 10.7488 | 5.9379 |  |  | 5.9379 | 4.8109 | 12kV | Non-HFTD |  | Non-HFTD | Non-HFTD | 2.8 | 0.009 | 0.623 |  |  |  | 5.9379 | [20 empty] | 0.0056001 | 0.015899 | [19 empty] | 3 | 1
| WEST FRESNO 1107 | 253731107 | 7.9635 | 4.3671 |  |  | 4.3671 | 3.5965 | 12kV | Non-HFTD |  | Non-HFTD | Non-HFTD | 5 | 0.091 | 0 |  |  |  | 4.3671 | [41 empty] | 1
| WEST FRESNO 1108 | 253731108 | 8.32 | 2.6184 |  |  | 2.6184 | 5.7016 | 12kV | Non-HFTD |  | Non-HFTD | Non-HFTD | 12.5 | 0.042 | 0 |  |  |  | 2.6184
| WEST FRESNO 1109 | 253731109 | 22.1329 | 20.3373 |  |  | 20.3373 | 1.7955 | 12kV | Non-HFTD |  | Non-HFTD | Non-HFTD | 27 | 0.736 | 0.714 |  |  |  | 20.3373 | [21 empty] | 0.01268 | [20 empty] | 3
| WEST FRESNO 1110 | 253731110 | 11.0178 | 5.859 |  |  | 5.859 | 5.1588 | 12kV | Non-HFTD |  | Non-HFTD | Non-HFTD | 17.5 | 0.033 | 2.002 |  |  |  | 5.859 | [20 empty] | 0.087796 |  | 0.17603 | [18 empty] | 1 |  | 1
| WEST FRESNO 1111 | 253731111 | 42.4431 | 34.3139 |  |  | 34.3139 | 8.1293 | 12kV | Non-HFTD |  | Non-HFTD | Non-HFTD | 81.7 | 0.916 | 1.612 |  |  |  | 34.3139 | [13 empty] | 5 | [6 empty] | 0.3781 |  | 0.015096 | [18 empty] | 6 | 1 | 6
| WEST FRESNO 1112 | 253731112 | 36.2836 | 23.8402 |  |  | 23.8402 | 12.4433 | 12kV | Non-HFTD |  | Non-HFTD | Non-HFTD | 254 | 1.767 | 3.044 |  |  |  | 23.8402 | [11 empty] | 11 |  | 1 | [6 empty] | 0.17236 |  | 0.11971 | [18 empty] | 6 | 1 | 7
| WEST LANE 1101 | 163621101 | 17.1908 | 10.3301 |  |  | 10.3301 | 6.8608 | 12kV | Non-HFTD |  | Non-HFTD | Non-HFTD | 393.3 | 1.718 | 2.04 |  |  |  | 10.3301 | [22 empty] | 0.15109 | [20 empty] | 1
| WEST LANE 1102 | 163621102 | 21.3987 | 14.5627 |  |  | 14.5627 | 6.836 | 12kV | Non-HFTD |  | Non-HFTD | Non-HFTD | 52.8 | 0.552 | 0.949 |  |  |  | 14.5627 | [12 empty] | 1 | [8 empty] | 0.26241 | [16 empty] | 22 |  |  |  | 4
| WEST LANE 1103 | 163621103 | 14.6895 | 4.9585 |  |  | 4.9585 | 9.7311 | 12kV | Non-HFTD |  | Non-HFTD | Non-HFTD | 0.4 | 0.007 | 0.949 |  |  |  | 4.9585 | [22 empty] | 0.30695 | [18 empty] | 1 | 1 | 5
| WEST SACRAMENTO 1104 | 063131104 | 21.8372 | 11.9923 |  |  | 11.9923 | 9.8449 | 12kV | Non-HFTD |  | Non-HFTD | Non-HFTD | 33.5 | 0.382 | 0.082 |  |  |  | 11.9923 | [11 empty] | 6 | [8 empty] | 0.12818 | 0.14619 | 0.040471 | [18 empty] | 4 | 3 | 3
| WEST SACRAMENTO 1105 | 063131105 | 15.9894 | 6.3059 |  |  | 6.3059 | 9.6835 | 12kV | Non-HFTD |  | Non-HFTD | Non-HFTD | 206.2 | 1.296 | 2.002 |  |  |  | 6.3059 | [20 empty] | 0.0079623 |  | 0.16052 | [18 empty] | 1 |  | 7
| WEST SACRAMENTO 1106 | 063131106 | 7.95 | 2.8536 |  |  | 2.8536 | 5.0964 | 12kV | Non-HFTD |  | Non-HFTD | Non-HFTD | 41.6 | 0.099 | 0 |  |  |  | 2.8536 | [42 empty] | 2 | 1
| WEST SACRAMENTO 1107 | 063131107 | 22.8207 | 18.7292 |  |  | 18.7292 | 4.0916 | 12kV | Non-HFTD |  | Non-HFTD | Non-HFTD | 167 | 1.281 | 3.354 |  |  |  | 18.7292 | [12 empty] | 1 | 1 | [6 empty] | 0.012628 | [20 empty] | 4 | 1 | 3
| WEST SACRAMENTO 1108 | 063131108 | 14.5723 | 8.7457 |  |  | 8.7457 | 5.8266 | 12kV | Non-HFTD |  | Non-HFTD | Non-HFTD | 23.2 | 0.234 | 0.47 |  |  |  | 8.7457 | [11 empty] | 1 | [8 empty] | 0.31172 | [20 empty] | 2 | 1
| WEST SACRAMENTO 1109 | 063131109 | 47.4957 | 38.7672 |  |  | 38.7672 | 8.7285 | 12kV | Non-HFTD |  | Non-HFTD | Non-HFTD | 149.8 | 1.033 | 0.958 |  |  |  | 38.7672 | [12 empty] | 3 | [7 empty] | 0.086257 | [20 empty] | 7 | 2
| WEST SACRAMENTO 1110 | 063131110 | 21.6567 | 8.4974 |  |  | 8.4974 | 13.1593 | 12kV | Non-HFTD |  | Non-HFTD | Non-HFTD | 15.9 | 0.22 | 1.334 |  |  |  | 8.4974 | [11 empty] | 1 | [8 empty] | 0.36129 | 0.097812 | 0.2378 | [18 empty] | 8 | 2 | 3
| WEST SACRAMENTO 1111 | 063131111 | 10.1421 | 0.0056819 |  |  | 0.0056819 | 10.1364 | 12kV | Non-HFTD |  | Non-HFTD | Non-HFTD | 0 | 0 | 0 |  |  |  | 0.0056819 | [20 empty] | 0.084722 | 0.17601 | [19 empty] | 3 | 3
| WESTLAKE 0401 | 022600401 | 1.915 | 0.81341 |  |  | 0.81341 | 1.1016 | 4.16kV | Non-HFTD |  | Non-HFTD | Non-HFTD | 71.7 | 0.08 | 0 |  |  |  | 0.81341
| WESTLAKE 0403 | 022600403 | 3.1391 | 1.7559 |  |  | 1.7559 | 1.3832 | 4.16kV | Non-HFTD |  | Non-HFTD | Non-HFTD | 304.6 | 1.997 | 1.993 |  |  |  | 1.7559 | [20 empty] | 0.015667 | [21 empty] | 2
| WESTLEY 1101 | 162671101 | 87.6775 | 86.8275 |  |  | 86.8275 | 0.85001 | 12kV | Non-HFTD |  | Non-HFTD | Non-HFTD | 212.5 | 1.248 | 0.253 |  |  |  | 86.8275 | [13 empty] | 37 | [6 empty] | 0.22542 | [20 empty] | 1 | 6 | 11
| WESTLEY 1102 | 162671102 | 0.068049 | 0.068049 |  |  | 0.068049 | 0 | 12kV | Non-HFTD |  | Non-HFTD | Non-HFTD | 212.5 | 1.248 | 0.253 |  |  |  | 0.068049
| WESTPARK 1101 | 253701101 | 12.6681 | 11.3857 |  |  | 11.3857 | 1.2824 | 12kV | Non-HFTD |  | Non-HFTD | Non-HFTD | 25.3 | 1.051 | 0.36 |  |  |  | 11.3857 | [20 empty] | 0.065912 | [20 empty] | 9 | 5
| WESTPARK 1102 | 253701102 | 6.1014 | 3.7586 |  |  | 3.7586 | 2.3429 | 12kV | Non-HFTD |  | Non-HFTD | Non-HFTD | 3.4 | 0.039 | 2.603 |  |  |  | 3.7586 | [20 empty] | 0.16302 | [20 empty] | 2
| WESTPARK 1103 | 253701103 | 17.841 | 15.6962 |  |  | 15.6962 | 2.1448 | 12kV | Non-HFTD |  | Non-HFTD | Non-HFTD | 11.9 | 0.814 | 0.734 |  |  |  | 15.6962 | [11 empty] | 7 | 19 | 1 | [6 empty] | 0.046653 |  | 0.035835 | [15 empty] | 570 |  |  | 2 | 2 | 2
| WESTPARK 1104 | 253701104 | 12.4923 | 10.4026 |  |  | 10.4026 | 2.0897 | 12kV | Non-HFTD |  | Non-HFTD | Non-HFTD | 251.6 | 1.125 | 0 |  |  |  | 10.4026 | [11 empty] | 4 | 1 | 1 | [6 empty] | 0.03645 |  | 0.0080216 | [18 empty] | 3 |  | 4
| WESTPARK 1105 | 253701105 | 5.74 | 2.2881 |  |  | 2.2881 | 3.4518 | 12kV | Non-HFTD |  | Non-HFTD | Non-HFTD | 232.9 | 1.201 | 1.006 |  |  |  | 2.2881 | [13 empty] | 7 | [8 empty] | 0.22246 | [15 empty] | 2 |  |  |  |  | 7
| WESTPARK 1106 | 253701106 | 5.476 | 2.7577 |  |  | 2.7577 | 2.7183 | 12kV | Non-HFTD |  | Non-HFTD | Non-HFTD | 12.9 | 0.164 | 0 |  |  |  | 2.7577 | [20 empty] | 0.20696 | [20 empty] | 4
| WESTPARK 1107 | 253701107 | 11.0398 | 5.4704 |  |  | 5.4704 | 5.5694 | 12kV | Non-HFTD |  | Non-HFTD | Non-HFTD | 66.2 | 1.033 | 0 |  |  |  | 5.4704 | [20 empty] | 0.024132 | [20 empty] | 1
| WESTPARK 1108 | 253701108 | 22.0039 | 20.9937 |  |  | 20.9937 | 1.0102 | 12kV | Non-HFTD |  | Non-HFTD | Non-HFTD | 8.8 | 0.066 | 0 |  |  |  | 20.9937 | [11 empty] | 1 | [8 empty] | 0.011521 | [17 empty] | 631 |  |  | 3 | 1
| WESTPARK 1109 | 253701109 | 17.8645 | 9.8656 |  |  | 9.8656 | 7.9989 | 12kV | Non-HFTD |  | Non-HFTD | Non-HFTD | 61.7 | 0.637 | 0.997 |  |  |  | 9.8656 | [11 empty] | 1 | 2 | [7 empty] | 0.26503 | 0.19647 | 0.14021 | [18 empty] | 6 | 2 | 4
| WESTPARK 1110 | 253701110 | 15.3711 | 12.9884 |  |  | 12.9884 | 2.3827 | 12kV | Non-HFTD |  | Non-HFTD | Non-HFTD | 9.6 | 0.045 | 0.347 |  |  |  | 12.9884 | [20 empty] | 0.015981 | [20 empty] | 1 | 1
| WESTPARK 1111 | 253701111 | 8.7919 | 5.2171 |  |  | 5.2171 | 3.5748 | 12kV | Non-HFTD |  | Non-HFTD | Non-HFTD | 0.5 | 0.006 | 0 |  |  |  | 5.2171 | [20 empty] | 0.12463 | 0.2712 | [19 empty] | 2 | 3
| WESTPARK 1112 | 253701112 | 8.1194 | 6.9142 |  |  | 6.9142 | 1.2052 | 12kV | Non-HFTD |  | Non-HFTD | Non-HFTD | 183.1 | 2.172 | 1.002 |  |  |  | 6.9142 | [11 empty] | 1 | 3 | [7 empty] | 0.11503 | 0.092483 | [16 empty] | 251 |  |  | 1 | 2
| WHEATLAND 1101 | 152811101 | 0.0034831 | 0.0034831 |  |  | 0.0034831 | 0 | 12kV | Non-HFTD |  | Non-HFTD | Non-HFTD | 1941.5 | 7.913 | 8.98 |  |  |  | 0.0034831
| WHEATLAND 1102 | 152811102 | 37.0684 | 30.3568 |  |  | 30.3568 | 6.7115 | 12kV | Non-HFTD |  | Non-HFTD | Non-HFTD | 38.6 | 0.149 | 1.14 |  |  |  | 30.3568 | [20 empty] | 0.018668 | 0.02133 | [7 empty] | ss2: 0.05 |  |  |  | 4 | 3 | 1
| WHEATLAND 1104 | 152811104 | 115.1839 | 114.3896 |  |  | 114.3896 | 0.79433 | 12kV | Non-HFTD |  | Non-HFTD | Non-HFTD | 129.1 | 0.668 | 2.41 |  |  |  | 114.3896 | [11 empty] | 1 |  | 1 | [24 empty] | 1749 |  |  | 2 | 1 | 5
| WHEELER RIDGE 1101 | 253481101 | 68.6763 | 67.9646 |  |  | 67.9646 | 0.71166 | 12kV | Non-HFTD |  | Non-HFTD | Non-HFTD | 570.8 | 4.165 | 1.708 |  |  |  | 67.9646 | [42 empty] | 1
| WHEELER RIDGE 1102 | 253481102 | 35.576 | 34.2834 |  |  | 34.2834 | 1.2926 | 12kV | Non-HFTD |  | Non-HFTD | Non-HFTD | 57.2 | 1.319 | 0.992 |  |  |  | 34.2834 | [11 empty] | 10 | 1 | [7 empty] | 0.011584 | [17 empty] | 483 |  |  | 5 | 2
| WHEELER RIDGE 1103 | 253481103 | 39.8734 | 39.7626 |  |  | 39.7626 | 0.11086 | 12kV | Non-HFTD |  | Non-HFTD | Non-HFTD | 123.7 | 0.579 | 0.621 |  |  |  | 39.7626 | [20 empty] | 0.037856 |  | 0.015304 | [15 empty] | 689 |  |  | 5 |  | 2
| WHISMAN 1101 | 083631101 | 8.7344 | 5.1528 |  |  | 5.1528 | 3.5816 | 12kV | Non-HFTD |  | Non-HFTD | Non-HFTD | 293.5 | 2.75 | 1.393 |  |  |  | 5.1528 | [21 empty] | 0.14769 | 0.056613 | [15 empty] | 47 |  |  |  | 12 | 1
| WHISMAN 1102 | 083631102 | 5.4443 | 1.7801 |  |  | 1.7801 | 3.6642 | 12kV | Non-HFTD |  | Non-HFTD | Non-HFTD | 204.8 | 1.023 | 1 |  |  |  | 1.7801 | [21 empty] | 0.027591 | 0.23741 | [15 empty] | 61 |  |  |  |  | 5
| WHISMAN 1103 | 083631103 | 4.8916 | 2.6679 |  |  | 2.6679 | 2.2237 | 12kV | Non-HFTD |  | Non-HFTD | Non-HFTD | 191.4 | 1.23 | 1.01 |  |  |  | 2.6679 | [20 empty] | 0.04097 | 0.089055 | 0.10645 | [15 empty] | 142 |  |  | 2 | 4 | 2
| WHISMAN 1104 | 083631104 | 5.8742 | 0.0028632 |  |  | 0.0028632 | 5.8713 | 12kV | Non-HFTD |  | Non-HFTD | Non-HFTD | 4.4 | 0.02 | 0 |  |  |  | 0.0028632 | [20 empty] | 0.32781 | 0.19735 | [19 empty] | 9 | 3
| WHISMAN 1105 | 083631105 | 8.491 | 1.1603 |  |  | 1.1603 | 7.3307 | 12kV | Non-HFTD |  | Non-HFTD | Non-HFTD | 0 | 0 | 0 |  |  |  | 1.1603 | [20 empty] | 0.31886 |  | 0.21023 | [15 empty] | 38 |  |  | 10 | 1 | 7
| WHISMAN 1106 | 083631106 | 11.649 | 7.1208 |  |  | 7.1208 | 4.5281 | 12kV | Non-HFTD |  | Non-HFTD | Non-HFTD | 1.8 | 0.021 | 0.501 |  |  |  | 7.1208 | [20 empty] | 0.018672 |  | 0.068197 | [15 empty] | 325 |  |  | 1 |  | 1
| WHISMAN 1107 | 083631107 | 1.0788 | 0.12876 |  |  | 0.12876 | 0.95007 | 12kV | Non-HFTD |  | Non-HFTD | Non-HFTD | 1.8 | 0.021 | 0.501 |  |  |  | 0.12876 | [38 empty] | 6
| WHISMAN 1108 | 083631108 | 14.9382 | 7.3655 |  |  | 7.3655 | 7.5727 | 12kV | Non-HFTD |  | Non-HFTD | Non-HFTD | 39.5 | 0.193 | 0.98 |  |  |  | 7.3655 | [20 empty] | 0.19717 |  | 0.13425 | [15 empty] | 360 |  |  | 3 |  | 5
| WHISMAN 1109 | 083631109 | 4.4807 |  |  |  |  | 4.4807 | 12kV | Non-HFTD |  | Non-HFTD | Non-HFTD | 0.3 | 0.05 | 0 | [25 empty] | 0.24836
| WHISMAN 1110 | 083631110 | 7.803 | 1.9806 |  |  | 1.9806 | 5.8224 | 12kV | Non-HFTD |  | Non-HFTD | Non-HFTD | 0 | 0 | 0 |  |  |  | 1.9806 | [20 empty] | 0.024499 | [17 empty] | 89 |  |  | 1 | 1
| WHISMAN 1111 | 083631111 | 7.0648 | 2.195 |  |  | 2.195 | 4.8698 | 12kV | Non-HFTD |  | Non-HFTD | Non-HFTD | 0 | 0 | 0 |  |  |  | 2.195 | [20 empty] | 0.0035968 | 0.38156 | 0.21219 | [15 empty] | 80 |  |  | 1 | 5 | 3
| WHISMAN 1112 | 083631112 | 3.3042 |  |  |  |  | 3.3042 | 12kV | Non-HFTD |  | Non-HFTD | Non-HFTD | 0 | 0 | 0 | [24 empty] | 0.13533 |  | 0.38924 | [18 empty] | 7 |  | 5
| WHITNEY 0402 | 013240402 | 2.8056 | 1.7946 |  |  | 1.7946 | 1.011 | 4.16kV | Non-HFTD |  | Non-HFTD | Non-HFTD | 0 | 0 | 0 |  |  |  | 1.7946
| WILKINS SLOUGH 1101 | 062771101 | 52.6908 | 52.4854 |  |  | 52.4854 | 0.20545 | 12kV | Non-HFTD |  | Non-HFTD | Non-HFTD | 502.2 | 2.455 | 6.895 |  |  |  | 52.4854 | [20 empty] | 0.0076634 | [17 empty] | 40 |  |  | 2 |  | 3
| WILKINS SLOUGH 1102 | 062771102 | 62.5031 | 62.3133 |  |  | 62.3133 | 0.18978 | 12kV | Non-HFTD |  | Non-HFTD | Non-HFTD | 522.1 | 3.173 | 0.392 |  |  |  | 62.3133 | [11 empty] | 10 |  | 1 | [7 empty] | 0.019001 | [16 empty] | 3 |  |  | 1 | 1 | 18
| WILKINS SLOUGH 1103 | 062771103 | 34.4249 | 34.2214 |  |  | 34.2214 | 0.20352 | 12kV | Non-HFTD |  | Non-HFTD | Non-HFTD | 13.7 | 0.193 | 0.353 |  |  |  | 34.2214 | [12 empty] | 3 | [9 empty] | 0.021168 | [15 empty] | 10 |  |  |  |  | 1
| WILLIAMS 1101 | 062051101 | 27.198 | 25.261 |  |  | 25.261 | 1.937 | 12kV | Non-HFTD |  | Non-HFTD | Non-HFTD | 60.3 | 0.461 | 1.333 |  |  |  | 25.261 | [11 empty] | 1 | 1 | [16 empty] | ss2: 15.71 |  |  |  |  | 1
| WILLIAMS 1102 | 062051102 | 109.6206 | 99.0867 |  |  | 99.0867 | 10.534 | 12kV | Non-HFTD |  | Non-HFTD | Non-HFTD | 152.6 | 2.805 | 0.507 |  |  |  | 99.0867 | [11 empty] | 1 | 20 | [7 empty] | 0.22218 | 0.27506 | 0.086142 | [6 empty] | ss2: 0.19 | 44 |  |  | 5 | 15
| WILLOW PASS 1102 | 013911102 | 9.0539 | 5.3352 |  |  | 5.3352 | 3.7188 | 12kV | Non-HFTD |  | Non-HFTD | Non-HFTD | 10.6 | 0.029 | 0 |  |  |  | 5.3352 | [41 empty] | 3 | 1
| WILLOWS A 1101 | 102741101 | 10.4608 | 4.2768 |  |  | 4.2768 | 6.184 | 12kV | Non-HFTD |  | Non-HFTD | Non-HFTD | 0 | 0 | 1.001 |  |  |  | 4.2768 | [21 empty] | 0.051089 | [19 empty] | 4 | 2
| WILLOWS A 1103 | 102741103 | 14.869 | 9.8286 |  |  | 9.8286 | 5.0404 | 12kV | Non-HFTD |  | Non-HFTD | Non-HFTD | 5.4 | 0.009 | 1.001 |  |  |  | 9.8286 | [20 empty] | 0.089611 | 0.063048 | 0.035037 | [18 empty] | 2 | 5
| WILLOWS A 1104 | 102741104 | 10.0865 | 9.3873 |  |  | 9.3873 | 0.6992 | 12kV | Non-HFTD |  | Non-HFTD | Non-HFTD | 0.3 | 0.001 | 0.997 |  |  |  | 9.3873 | [21 empty] | 0.061309 | [19 empty] | 1 | 2
| WILSON 1101 | 254301101 | 21.7295 | 16.4941 |  |  | 16.4941 | 5.2354 | 12kV | Non-HFTD |  | Non-HFTD | Non-HFTD | 117.6 | 2.378 | 1.001 |  |  |  | 16.4941 | [20 empty] | 0.019105 | 0.016546 | [19 empty] | 4 | 2
| WILSON 1102 | 254301102 | 31.7944 | 30.4652 |  |  | 30.4652 | 1.3292 | 12kV | Non-HFTD |  | Non-HFTD | Non-HFTD | 29.3 | 1.064 | 1.036 |  |  |  | 30.4652 | [11 empty] | 1 | 1 | [7 empty] | 0.0049082 |  | 0.27115 | [15 empty] | 31 |  |  | 3 | 2 | 2
| WILSON 1103 | 254301103 | 121.3896 | 115.4708 |  |  | 115.4708 | 5.9187 | 12kV | Non-HFTD |  | Non-HFTD | Non-HFTD | 33.9 | 0.329 | 0.217 |  |  |  | 115.4708 | [11 empty] | 2 | 28 | [9 empty] | 0.58991 | [18 empty] | 5 | 3 | 7
| WINDSOR 1101 | 043501101 | 22.7636 | 6.4606 |  |  | 6.4606 | 16.303 | 12kV | Non-HFTD |  | Non-HFTD | Non-HFTD | 95.1 | 0.723 | 1 |  |  |  | 6.4606 | [11 empty] | 32 | [8 empty] | 0.11141 |  | 0.061037 | [18 empty] | 8 |  | 2
| WINDSOR 1102 | 043501102 | 29.1294 | 14.8942 |  |  | 14.8942 | 14.2352 | 12kV | Non-HFTD |  | Non-HFTD | Non-HFTD | 37.7 | 0.108 | 2.172 |  |  |  | 14.8942 | [13 empty] | 3 | [6 empty] | 0.1074 |  | 0.29932 | [15 empty] | 5 |  |  | 10 |  | 7
| WINDSOR 1103 | 043501103 | 24.3611 | 11.2957 |  | 2.0304 | 9.2653 | 13.0654 | 12kV | Non-HFTD |  | 1.4348 | N/A | 26.1 | 0.126 | 0.989 |  |  |  | 9.2653 | 2.0304 | [10 empty] | 7 | 1 | [7 empty] | 0.42552 |  |  |  | 0.027707 | [16 empty] | 8 | 1 |  |  | 1 | 4
| WINTERS 1101 | 063321101 | 14.9498 | 12.9231 |  |  | 12.9231 | 2.0267 | 12kV | Non-HFTD |  | Non-HFTD | Non-HFTD | 76.8 | 0.573 | 2.896 |  |  |  | 12.9231 | [13 empty] | 2 | [6 empty] | 0.142 | 0.009149 | 0.22098 | [15 empty] | 27 |  |  | 1 | 2 | 6
| WINTERS 1102 | 063321102 | 38.9604 | 38.8057 |  |  | 38.8057 | 0.15469 | 12kV | Non-HFTD |  | Non-HFTD | Non-HFTD | 234.3 | 0.968 | 1.499 |  |  |  | 38.8057 | [42 empty] | 1
| WOLFE 1103 | 083671103 | 1.2 |  |  |  |  | 1.2 | 12kV | Non-HFTD |  | Non-HFTD | Non-HFTD | 0 | 0 | 0
| WOLFE 1104 | 083671104 | 12.4056 | 6.7971 |  |  | 6.7971 | 5.6085 | 12kV | Non-HFTD |  | Non-HFTD | Non-HFTD | 44.9 | 0.188 | 0 |  |  |  | 6.7971 | [20 empty] | 0.011229 |  | 0.19034 | [18 empty] | 1 |  | 2
| WOLFE 1105 | 083671105 | 14.6064 | 7.2919 |  |  | 7.2919 | 7.3144 | 12kV | Non-HFTD |  | Non-HFTD | Non-HFTD | 72.7 | 0.709 | 0.34 |  |  |  | 7.2919 | [20 empty] | 0.19346 | 0.10413 | [19 empty] | 6
| WOLFE 1106 | 083671106 | 15.3202 | 9.1319 |  |  | 9.1319 | 6.1883 | 12kV | Non-HFTD |  | Non-HFTD | Non-HFTD | 2 | 0.01 | 0.667 |  |  |  | 9.1319 | [41 empty] | 1
| WOLFE 1107 | 083671107 | 15.3973 | 10.638 |  |  | 10.638 | 4.7593 | 12kV | Non-HFTD |  | Non-HFTD | Non-HFTD | 116.9 | 1.117 | 0 |  |  |  | 10.638 | [20 empty] | 0.039642 | [20 empty] | 1 | 1 | 1
| WOLFE 1108 | 083671108 | 1.4291 |  |  |  |  | 1.4291 | 12kV | Non-HFTD |  | Non-HFTD | Non-HFTD | 116.9 | 1.117 | 0
| WOLFE 1109 | 083671109 | 17.5263 | 8.8869 |  |  | 8.8869 | 8.6394 | 12kV | Non-HFTD |  | Non-HFTD | Non-HFTD | 219.8 | 0.321 | 1.996 |  |  |  | 8.8869 | [11 empty] | 4 | [9 empty] | 0.1308 | [19 empty] | 1
| WOLFE 1110 | 083671110 | 12.2528 | 2.0133 |  |  | 2.0133 | 10.2395 | 12kV | Non-HFTD |  | Non-HFTD | Non-HFTD | 18.4 | 0.226 | 0 |  |  |  | 2.0133 | [21 empty] | 0.045248
| WOLFE 1113 | 083671113 | 26.6264 | 17.285 |  |  | 17.285 | 9.3414 | 12kV | Non-HFTD |  | Non-HFTD | Non-HFTD | 129.9 | 0.151 | 1.001 |  |  |  | 17.285 | [21 empty] | 0.056567 | [16 empty] | 274 |  |  |  | 4 | 1
| WOLFE 1114 | 083671114 | 21.353 | 2.9202 |  |  | 2.9202 | 18.4327 | 12kV | Non-HFTD |  | Non-HFTD | Non-HFTD | 115.1 | 1.313 | 0.209 |  |  |  | 2.9202 | [20 empty] | 0.11783 | 0.013891 | 0.028187 | [15 empty] | 90 |  |  | 7 | 3
| WOODCHUCK 2101 | 254912101 | 8.0364 | 5.4856 |  | 0.49102 | 4.9946 | 2.5507 | 21kV | Non-HFTD |  | Non-HFTD | Non-HFTD | 3.6 | 0.014 | 0 |  |  |  | 4.9946 | 0.49102 | [19 empty] | 0.58747 | [20 empty] | 1
| WOODLAND 1101 | 062031101 | 20.5617 | 7.1896 |  |  | 7.1896 | 13.3722 | 12kV | Non-HFTD |  | Non-HFTD | Non-HFTD | 3.9 | 0.016 | 0.024 |  |  |  | 7.1896 | [21 empty] | 0.12272 | 0.0099242 | [19 empty] | 3 | 3
| WOODLAND 1102 | 062031102 | 20.8347 | 13.5077 |  |  | 13.5077 | 7.327 | 12kV | Non-HFTD |  | Non-HFTD | Non-HFTD | 23.1 | 0.106 | 4.021 |  |  |  | 13.5077 | [20 empty] | 0.017707 | [17 empty] | 57 |  |  | 5 | 1
| WOODLAND 1103 | 062031103 | 17.9828 | 1.2342 |  |  | 1.2342 | 16.7487 | 12kV | Non-HFTD |  | Non-HFTD | Non-HFTD | 4.2 | 0.032 | 0 |  |  |  | 1.2342 | [21 empty] | 0.099077 | 0.0031805 | [19 empty] | 1 | 2
| WOODLAND 1104 | 062031104 | 13.0316 | 5.852 |  |  | 5.852 | 7.1796 | 12kV | Non-HFTD |  | Non-HFTD | Non-HFTD | 287.3 | 1.226 | 0.15 |  |  |  | 5.852 | [22 empty] | 0.064149 | [18 empty] | 1 |  | 5
| WOODLAND 1105 | 062031105 | 21.8368 | 2.6951 |  |  | 2.6951 | 19.1416 | 12kV | Non-HFTD |  | Non-HFTD | Non-HFTD | 0 | 0 | 0 |  |  |  | 2.6951 | [20 empty] | 0.42407 | 0.69548 | [19 empty] | 1 | 6
| WOODLAND 1106 | 062031106 | 40.2091 | 28.1606 |  |  | 28.1606 | 12.0484 | 12kV | Non-HFTD |  | Non-HFTD | Non-HFTD | 179.3 | 2.111 | 0 |  |  |  | 28.1606 | [12 empty] | 1 | [7 empty] | 0.12293 |  | 0.15553 | [15 empty] | 360 |  |  | 2 |  | 3
| WOODLAND 1107 | 062031107 | 14.1336 | 11.1584 |  |  | 11.1584 | 2.9752 | 12kV | Non-HFTD |  | Non-HFTD | Non-HFTD | 447.9 | 3.727 | 1 |  |  |  | 11.1584 | [41 empty] | 1 | 2
| WOODLAND 1108 | 062031108 | 30.6451 | 21.2367 |  |  | 21.2367 | 9.4084 | 12kV | Non-HFTD |  | Non-HFTD | Non-HFTD | 450.9 | 3.56 | 1.038 |  |  |  | 21.2367 | [21 empty] | 0.013862 | 0.16661 | [15 empty] | 438 |  |  | 3 | 2 | 6
| WOODLAND 1109 | 062031109 | 19.9597 | 10.667 |  |  | 10.667 | 9.2927 | 12kV | Non-HFTD |  | Non-HFTD | Non-HFTD | 160.4 | 1.373 | 1.012 |  |  |  | 10.667 | [12 empty] | 1 | [7 empty] | 0.27729 | 0.10895 | 0.087256 | [18 empty] | 3 | 3
| WOODLAND 1110 | 062031110 | 20.8246 | 10.9127 |  |  | 10.9127 | 9.9119 | 12kV | Non-HFTD |  | Non-HFTD | Non-HFTD | 48.1 | 0.321 | 0 |  |  |  | 10.9127 | [20 empty] | 0.023048 | [20 empty] | 2 | 1
| WOODLAND 1111 | 062031111 | 0.36027 | 0.23155 |  |  | 0.23155 | 0.12872 | 12kV | Non-HFTD |  | Non-HFTD | Non-HFTD | 0 | 0 | 0 |  |  |  | 0.23155
| WOODLAND 1112 | 062031112 | 21.1727 | 12.8503 |  |  | 12.8503 | 8.3224 | 12kV | Non-HFTD |  | Non-HFTD | Non-HFTD | 84.7 | 2.422 | 4.962 |  |  |  | 12.8503 | [21 empty] | 0.011966 | 0.20293 | [18 empty] | 2 | 2 | 1
| WOODLAND 1113 | 062031113 | 24.2404 | 20.8812 |  |  | 20.8812 | 3.3592 | 12kV | Non-HFTD |  | Non-HFTD | Non-HFTD | 211.9 | 1.69 | 0.281 |  |  |  | 20.8812 | [22 empty] | 0.11151 | [15 empty] | 281 |  |  | 7 |  | 3
| WOODSIDE 1105 | 024251105 | 15.0619 | 6.4032 |  |  | 6.4032 | 8.6587 | 12kV | Non-HFTD |  | Non-HFTD | Non-HFTD | 99.4 | 1.226 | 0 |  |  |  | 6.4032 |  |  | 0.13404 | [8 empty] | 2 |  | 4 | [6 empty] | 0.094069 | 0.32616 | 0.054678 | [15 empty] | 115 |  |  | 1 | 3 | 5
| WOODWARD 2101 | 255292101 | 59.9622 | 15.9544 |  |  | 15.9544 | 44.0078 | 21kV | Non-HFTD |  | Non-HFTD | Non-HFTD | 12.6 | 1.02 | 0.434 |  |  |  | 15.9544 | [11 empty] | 1 | [8 empty] | 1.7659 | 0.69988 | 0.38851 | [15 empty] | 286 |  |  | 22 |  | 1
| WOODWARD 2102 | 255292102 | 35.8493 | 1.5769 |  |  | 1.5769 | 34.2725 | 21kV | Non-HFTD |  | Non-HFTD | Non-HFTD | 0 | 0 | 0 |  |  |  | 1.5769 | [21 empty] | 0.15825 | [16 empty] | 2 |  |  |  | 3
| WOODWARD 2103 | 255292103 | 16.0443 |  |  |  |  | 16.0443 | 21kV | Non-HFTD |  | Non-HFTD | Non-HFTD | 7 | 0.494 | 0.862 | [24 empty] | 0.82736 | [20 empty] | 4 |  | 3
| WOODWARD 2104 | 255292104 | 30.6857 | 2.775 |  |  | 2.775 | 27.9107 | 21kV | Non-HFTD |  | Non-HFTD | Non-HFTD | 17.2 | 0.421 | 0.635 |  |  |  | 2.775 | [20 empty] | 0.013204 | 0.59472 | 0.41284 | [15 empty] | 31 |  |  |  | 10 | 6
| WOODWARD 2105 | 255292105 | 27.7278 | 0.36379 |  |  | 0.36379 | 27.364 | 21kV | Non-HFTD |  | Non-HFTD | Non-HFTD | 11.5 | 0.049 | 0 |  |  |  | 0.36379 | [20 empty] | 0.075144 | 0.063595 | [20 empty] | 3
| WOODWARD 2106 | 255292106 | 24.2049 | 0.29443 |  |  | 0.29443 | 23.9105 | 21kV | Non-HFTD |  | Non-HFTD | Non-HFTD | 10.8 | 0.035 | 0.941 |  |  |  | 0.29443 | [20 empty] | 0.10322 | 0.29941 | [16 empty] | 3 |  |  |  | 13
| WOODWARD 2107 | 255292107 | 25.1778 | 9.4814 |  |  | 9.4814 | 15.6964 | 21kV | Non-HFTD |  | Non-HFTD | Non-HFTD | 127.6 | 1.042 | 0.989 |  |  |  | 9.4814 | [13 empty] | 3 | [7 empty] | 0.065907 | 0.028011 | [15 empty] | 3 |  |  |  | 1 | 3
| WOODWARD 2109 | 255292109 | 31.2279 | 1.9685 |  |  | 1.9685 | 29.2595 | 21kV | Non-HFTD |  | Non-HFTD | Non-HFTD | 3.8 | 0.015 | 0 |  |  |  | 1.9685 | [21 empty] | 0.061709 | [16 empty] | 1 |  |  |  | 1
| WRIGHT 1110 | 254641110 | 92.4078 | 91.4428 |  |  | 91.4428 | 0.96499 | 12kV | Non-HFTD |  | Non-HFTD | Non-HFTD | 172.8 | 1.14 | 1.46 |  |  |  | 91.4428 | [11 empty] | 1 |  | 5 | [7 empty] | 0.1096 | 0.067546 | [18 empty] | 4 | 6 | 10
| YOSEMITE 0401 | 022490401 | 4.7479 | 3.5483 |  |  | 3.5483 | 1.1997 | 4.16kV | Non-HFTD |  | Non-HFTD | Non-HFTD | 25.1 | 1.225 | 1.001 |  |  |  | 3.5483 | [13 empty] | 1
| YOSEMITE 0402 | 022490402 | 2.9676 | 2.4022 |  |  | 2.4022 | 0.56537 | 4.16kV | Non-HFTD |  | Non-HFTD | Non-HFTD | 126.9 | 2.062 | 2.993 |  |  |  | 2.4022
| YOSEMITE 0403 | 022490403 | 0.035052 | 0.0022313 |  |  | 0.0022313 | 0.032821 | 4.16kV | Non-HFTD |  | Non-HFTD | Non-HFTD | 126.9 | 2.062 | 2.993 |  |  |  | 0.0022313
| ZAMORA 1105 | 063191105 | 46.3324 | 45.7274 |  |  | 45.7274 | 0.60501 | 12kV | Non-HFTD |  | Non-HFTD | Non-HFTD | 114.5 | 1.781 | 0.73 |  |  |  | 45.7274 | [11 empty] | 10 | [8 empty] | 0.1186 | [17 empty] | 762 |  |  | 12 |  | 3
| ZAMORA 1106 | 063191106 | 52.8656 | 52.6358 |  |  | 52.6358 | 0.22976 | 12kV | Non-HFTD |  | Non-HFTD | Non-HFTD | 242.8 | 1.972 | 0.18 |  |  |  | 52.6358 | [12 empty] | 20 | [25 empty] | 127 |  |  |  | 1
| ZAMORA 1107 | 063191107 | 77.2873 | 76.892 |  |  | 76.892 | 0.39525 | 12kV | Non-HFTD |  | Non-HFTD | Non-HFTD | 169.2 | 1.171 | 1.738 |  |  |  | 76.892 | [12 empty] | 1 | [9 empty] | 0.024053 | [15 empty] | 1665 |  |  | 5 | 5 | 3
| CASTRO VALLEY 1106 | 1 | [9 empty] | N/A | 0.020389
| SPENCE 1122 | 2 | [9 empty] | N/A | 0.002984
| COAST RD 0401 | 3 | [9 empty] | 0.57321 | 4.0025e-05
| CARMEL 0402 | 4 | [9 empty] | N/A | 8.3381e-06
| CASTRO VALLEY 1101 | 5 | [9 empty] | N/A | 8.1321e-06
| CARMEL 0405 | 6 | [9 empty] | N/A | 2.2637e-06
| BIG TREES 0402 | [10 empty] | 0.0031498 | N/A

## 5_Transmission
Category>>> | [12 empty] | SAIDI / SAIFI / MAIFI | [5 empty] | Veg Mgmt | [8 empty] | Covered Conductor | [8 empty] | Poles | [8 empty] | UG Conductors |  |  | LiDAR Inspections |  |  | Detailed OH Inspections | [8 empty] | Sectionalization Devices
Request Item>>> | a | b | c | c1 | f | e | d | c2 | g | h | i | j | k | l | m | n | o | p | q | r | s | t | u | v | w | x | y | z | aa | bb | cc | dd | ee | ff | gg | hh | ii | jj | kk | ll | mm | nn | oo | pp | qq | rr | ss | tt | uu | vv | ww | xx | yy | zz | aaa | bbb | ccc | ddd | eee | fff | ggg
| Line Name | Line Number | Total Line Miles | Total OH Miles | Tier 3 OH Miles | Tier 2 OH Miles | Non-HFTD OH Miles | Total UG Miles | RATEDKV | Wildfire Risk Level | Circuit SAIDI (System Average Interruption Duration Index) | Circuit SAIFI (System Average Interruption Frequency Index) | Circuit MAIFI (Momentary Average Interruption Frequency Index) | Miles of Enhanced Vegetation Management (EVM) | Miles of EVM Work in HFTD Tier 2 in 2020 | Miles of EVM Work in HFTD Tier 3 in 2020 | Miles of Routine Vegetation Management Work in Non-High-Fire Threat District (HFTD) Areas in 2020 | Miles of Routine Vegetation Management Work in HFTD Tier 2 in 2020 | Miles of Routine Vegetation Management Work in HFTD Tier 3 in 2020 | Miles of Covered Conductor Installed in Non-HFTD in 2018 | Miles of Covered Conductor Installed in Non-HFTD in 2019 | Miles of Covered Conductor Installed in Non-HFTD in 2020 | Miles of Covered Conductor Installed in HFTD Tier 2 in 2018 | Miles of Covered Conductor Installed in HFTD Tier 2 in 2019 | Miles of Covered Conductor Installed in HFTD Tier 2 in 2020 | Miles of Covered Conductor Installed in HFTD Tier 3 in 2018 | Miles of Covered Conductor Installed in HFTD Tier 3 in 2019 | Miles of Covered Conductor Installed in HFTD Tier 3 in 2020 | Number of Poles Replaced in Non-HFTD in 2018 | Number of Poles Replaced in Non-HFTD in 2019 | Number of Poles Replaced in Non-HFTD in 2020 | Number of Poles Replaced HFTD Tier 2 in 2018 | Number of Poles Replaced HFTD Tier 2 in 2019 | Number of Poles Replaced HFTD Tier 2 in 2020 | Number of Poles Replaced HFTD Tier 3 in 2018 | Number of Poles Replaced HFTD Tier 3 in 2019 | Number of Poles Replaced HFTD Tier 3 in 2020 | Miles of Underground Conductor Installation in Non-HFTD in 2018 | Miles of Underground Conductor Installation in Non-HFTD in 2019 | Miles of Underground Conductor Installation in Non-HFTD in 2020 | Miles of Underground Conductor Installation in HFTD Tier 2 in 2018 | Miles of Underground Conductor Installation in HFTD Tier 2 in 2019 | Miles of Underground Conductor Installation in HFTD Tier 2 in 2020 | Miles of Underground Conductor Installation in HFTD Tier 3 in 2018 | Miles of Underground Conductor Installation in HFTD Tier 3 in 2019 | Miles of Underground Conductor Installation in HFTD Tier 3 in 2020 | Miles of Light Detection and Ranging (LiDAR) Inspection in Non-HFTD in 2020 | Miles of LiDAR Inspection HFTD Tier 2 in 2020 | Miles of LiDAR Inspection HFTD Tier 3 in 2020 | Number of Detailed Overhead Inspections in Non-HFTD in 2020 | Number of Detailed Overhead Inspections HFTD Tier 2 in 2020 | Number of Detailed Overhead Inspections HFTD Tier 3 in 2020 | Number of Sectionalization Devices Installed in Non-HFTD in 2018 | Number of Sectionalization Devices Installed in Non-HFTD in 2019 | Number of Sectionalization Devices Installed in Non-HFTD in 2020 | Number of Sectionalization Devices Installed HFTD Tier 2 in 2018 | Number of Sectionalization Devices Installed HFTD Tier 2 in 2019 | Number of Sectionalization Devices Installed HFTD Tier 2 in 2020 | Number of Sectionalization Devices Installed HFTD Tier 3 in 2018 | Number of Sectionalization Devices Installed HFTD Tier 3 in 2019 | Number of Sectionalization Devices Installed HFTD Tier 3 in 2020
| 230KV CAP BANK TIE LINE | SUB LINE | 0.27355 | 0.27355 | 0 | 0 | 0.27355 | 0 | g: 230 KV; h: Non-HFTD; i: 0; j: 0; SAIDI / SAIFI / MAIFI k: 0; SAIDI / SAIFI / MAIFI o: 0; SAIDI / SAIFI / MAIFI p: 0; Veg Mgmt q: 0
| 7TH STANDARD-KERN | 10465 | 6.7529 | 6.7529 | 0 | 0 | 6.7529 | 0 | g: 115 KV; h: Non-HFTD; i: 0; j: 0; SAIDI / SAIFI / MAIFI k: 0; SAIDI / SAIFI / MAIFI o: 6.7529; SAIDI / SAIFI / MAIFI p: 0; Veg Mgmt q: 0; UG Conductors ss: 6.744; LiDAR Inspections vv: 5
| ADOBE SW STA-LAMONT | 10493 | 21.2033 | 21.2033 | 0 | 0 | 21.2033 | 0 | g: 115 KV; h: Non-HFTD; i: 0; j: 0; SAIDI / SAIFI / MAIFI k: 0; SAIDI / SAIFI / MAIFI o: 21.2033; SAIDI / SAIFI / MAIFI p: 0; Veg Mgmt q: 0; UG Conductors ss: 21.1995; LiDAR Inspections vv: 8
| AEC SITE #1 TAP | 10474A | 1.6049 | 1.6049 | 0 | 0 | 1.6049 | 0 | g: 115 KV; h: Non-HFTD; i: 0; j: 0; SAIDI / SAIFI / MAIFI k: 0; SAIDI / SAIFI / MAIFI o: 1.6049; SAIDI / SAIFI / MAIFI p: 0; Veg Mgmt q: 0; UG Conductors ss: 1.6049; LiDAR Inspections vv: 20
| AEC SITE #2 TAP | 10474B | 2.1598 | 2.1598 | 0 | 0 | 2.1598 | 0 | g: 115 KV; h: Non-HFTD; i: 0; j: 0; SAIDI / SAIFI / MAIFI k: 0; SAIDI / SAIFI / MAIFI o: 2.1598; SAIDI / SAIFI / MAIFI p: 0; Veg Mgmt q: 0; UG Conductors ss: 2.158; LiDAR Inspections vv: 32
| AERA ENERGY TAP | 60107A | 0.34775 | 0.34775 | 0 | 0 | 0.34775 | 0 | g: 70 KV; h: Non-HFTD; i: 0; j: 0; SAIDI / SAIFI / MAIFI k: 0; SAIDI / SAIFI / MAIFI o: 0.34774; SAIDI / SAIFI / MAIFI p: 0; Veg Mgmt q: 0; UG Conductors ss: 0.34775
| AGNEW TAP | 10240B | 1.3024 | 1.3024 | 0 | 0 | 1.3024 | 0 | g: 115 KV; h: Non-HFTD; i: 0; j: 0; SAIDI / SAIFI / MAIFI k: 0; SAIDI / SAIFI / MAIFI o: 1.3024; SAIDI / SAIFI / MAIFI p: 0; Veg Mgmt q: 0; UG Conductors ss: 1.2879
| A-H-W #1 | 10005U | 4.9485 | 0 | 0 | 0 | 0 | 4.9485 | g: 115 KV; h: Non-HFTD; i: 0; j: 0; SAIDI / SAIFI / MAIFI k: 0; SAIDI / SAIFI / MAIFI o: 0; SAIDI / SAIFI / MAIFI p: 0; Veg Mgmt q: 0
| A-H-W #2 | 10006U | 5.0616 | 0 | 0 | 0 | 0 | 5.0616 | g: 115 KV; h: Non-HFTD; i: 0; j: 0; SAIDI / SAIFI / MAIFI k: 0; SAIDI / SAIFI / MAIFI o: 0; SAIDI / SAIFI / MAIFI p: 0; Veg Mgmt q: 0
| AIR PRODUCTS TAP | 10157D | 0.28597 | 0.28597 | 0 | 0 | 0.28597 | 0 | g: 115 KV; h: Non-HFTD; i: 0; j: 0; SAIDI / SAIFI / MAIFI k: 0; SAIDI / SAIFI / MAIFI o: 0.28596; SAIDI / SAIFI / MAIFI p: 0; Veg Mgmt q: 0; UG Conductors ss: 0.28597; LiDAR Inspections vv: 6
| ALMADEN-LOS GATOS | 60401 | 6.381 | 6.381 | 0 | 0 | 6.381 | 0 | g: 60 KV; h: Non-HFTD; i: 0.027854; j: 0.00033969; SAIDI / SAIFI / MAIFI k: 0; SAIDI / SAIFI / MAIFI o: 6.381; SAIDI / SAIFI / MAIFI p: 0; Veg Mgmt q: 0; UG Conductors ss: 6.3723; LiDAR Inspections vv: 19
| ALMENDRA JCT-NICOLAUS | 60001 | 24.8964 | 24.8964 | 0 | 0 | 24.8964 | 0 | g: 60 KV; h: Non-HFTD; i: 0; j: 0; SAIDI / SAIFI / MAIFI k: 0.00026529; SAIDI / SAIFI / MAIFI o: 24.8964; SAIDI / SAIFI / MAIFI p: 0; Veg Mgmt q: 0; UG Conductors ss: 24.8852; LiDAR Inspections vv: 122
| AMERIGAS TAP | 10073A | 0.49121 | 0.49121 | 0 | 0 | 0.49121 | 0 | g: 115 KV; h: Non-HFTD; i: 0; j: 0; SAIDI / SAIFI / MAIFI k: 0; SAIDI / SAIFI / MAIFI o: 0.4912; SAIDI / SAIFI / MAIFI p: 0; Veg Mgmt q: 0; UG Conductors ss: 0.49121; Detailed OH Inspections yy: 1
| AMES DISTRIBUTION-AMES | 10382 | 0.097407 | 0.097407 | 0 | 0 | 0.097407 | 0 | g: 115 KV; h: Non-HFTD; i: 0; j: 0; SAIDI / SAIFI / MAIFI k: 0; SAIDI / SAIFI / MAIFI o: 0.097407; SAIDI / SAIFI / MAIFI p: 0; Veg Mgmt q: 0; UG Conductors ss: 0.097407
| AMFOR TAP | 60224A | 1.0847 | 1.0847 | 0 | 0 | 1.0847 | 0 | g: 60 KV; h: Non-HFTD; i: 0; j: 0; SAIDI / SAIFI / MAIFI k: 0; SAIDI / SAIFI / MAIFI o: 1.0847; SAIDI / SAIFI / MAIFI p: 0; Veg Mgmt q: 0; UG Conductors ss: 1.0324; LiDAR Inspections vv: 3
| ANTELOPE TAP | 70002B | 4.329 | 4.329 | 0 | 0 | 4.329 | 0 | g: 70 KV; h: Non-HFTD; i: 0; j: 0; SAIDI / SAIFI / MAIFI k: 0; SAIDI / SAIFI / MAIFI o: 4.329; SAIDI / SAIFI / MAIFI p: 0; Veg Mgmt q: 0; UG Conductors ss: 4.3284; LiDAR Inspections vv: 1
| A-P #1 | 10444U | 2.464 | 0 | 0 | 0 | 0 | 2.464 | g: 115 KV; h: Non-HFTD; i: 0; j: 0; SAIDI / SAIFI / MAIFI k: 0; SAIDI / SAIFI / MAIFI o: 0; SAIDI / SAIFI / MAIFI p: 0; Veg Mgmt q: 0
| APPLE HILL #1 TAP | 10067A | 1.4187 | 1.4187 | 0 | 1.4187 | 0 | 0 | g: 115 KV; h: 6.8366; i: 0; j: 0; SAIDI / SAIFI / MAIFI k: 0; SAIDI / SAIFI / MAIFI o: 1.4187; SAIDI / SAIFI / MAIFI p: 1.4187; Veg Mgmt q: 0; Covered Conductor ee: 1; UG Conductors tt: 1.4113
| APPLE HILL #2 TAP | 10068A | 1.427 | 1.427 | 0 | 1.427 | 0 | 0 | g: 115 KV; h: 8.1842; i: 0; j: 0; SAIDI / SAIFI / MAIFI k: 0; SAIDI / SAIFI / MAIFI o: 1.427; SAIDI / SAIFI / MAIFI p: 1.427; Veg Mgmt q: 0; Covered Conductor dd: 1; Covered Conductor ee: 1; UG Conductors tt: 1.4266
| APPLIED MATERIALS-BRITTON | 10372 | 1.2064 | 0.46962 | 0 | 0 | 0.46962 | 0.73674 | g: 115 KV; h: Non-HFTD; i: 0; j: 0; SAIDI / SAIFI / MAIFI k: 0; SAIDI / SAIFI / MAIFI o: 0.46961; SAIDI / SAIFI / MAIFI p: 0; Veg Mgmt q: 0; UG Conductors ss: 0.46962
| ARBUCKLE TAP | 60051A | 0.81663 | 0.81663 | 0 | 0 | 0.81663 | 0 | g: 60 KV; h: Non-HFTD; i: 0; j: 0; SAIDI / SAIFI / MAIFI k: 0; SAIDI / SAIFI / MAIFI o: 0.81663; SAIDI / SAIFI / MAIFI p: 0; Veg Mgmt q: 0; UG Conductors ss: 0.81663
| ARBURUA TAP | 70053B | 3.5704 | 3.5704 | 0 | 0 | 3.5704 | 0 | g: 70 KV; h: Non-HFTD; i: 0; j: 0; SAIDI / SAIFI / MAIFI k: 0; SAIDI / SAIFI / MAIFI o: 3.5704; SAIDI / SAIFI / MAIFI p: 0; Veg Mgmt q: 0; UG Conductors ss: 3.5511; Detailed OH Inspections zz: 1
| ARCATA-HUMBOLDT | 60386 | 7.279 | 7.279 | 0 | 0 | 7.279 | 0 | g: 60 KV; h: Non-HFTD; i: 0; j: 0; SAIDI / SAIFI / MAIFI k: 0; SAIDI / SAIFI / MAIFI o: 7.279; SAIDI / SAIFI / MAIFI p: 0; Veg Mgmt q: 0; UG Conductors ss: 7.2759; LiDAR Inspections vv: 9
| ARCO-CARNERAS | 70001 | 18.0439 | 18.0439 | 0 | 0 | 18.0439 | 0 | g: 70 KV; h: Non-HFTD; i: 0; j: 0; SAIDI / SAIFI / MAIFI k: 6.7831e-05; SAIDI / SAIFI / MAIFI o: 18.0439; SAIDI / SAIFI / MAIFI p: 0; Veg Mgmt q: 0; UG Conductors ss: 18.0439; LiDAR Inspections vv: 116
| ARCO-CHOLAME | 70002 | 26.7399 | 26.7399 | 0 | 4.7988 | 21.9411 | 0 | g: 70 KV; h: 0.16145; i: 0.12156; j: 0.00032708; SAIDI / SAIFI / MAIFI k: 0; SAIDI / SAIFI / MAIFI o: 26.7399; SAIDI / SAIFI / MAIFI p: 4.7988; Veg Mgmt q: 0; Covered Conductor dd: 3; Covered Conductor ee: 3; Covered Conductor ff: 7; UG Conductors ss: 21.9411; UG Conductors tt: 4.7668; LiDAR Inspections vv: 38; Detailed OH Inspections bbb: 2
| ARCO-MIDWAY | 20001 | 43.3601 | 43.3601 | 0 | 0 | 43.3601 | 0 | g: 230 KV; h: Non-HFTD; i: 0; j: 0; SAIDI / SAIFI / MAIFI k: 0; SAIDI / SAIFI / MAIFI o: 43.3601; SAIDI / SAIFI / MAIFI p: 0; Veg Mgmt q: 0; UG Conductors ss: 43.3601; LiDAR Inspections vv: 25
| ARCO-POLONIO PASS PP | 70003 | 21.2705 | 21.2705 | 0 | 7.2566 | 14.0139 | 0 | g: 70 KV; h: 0.26207; i: 0; j: 0; SAIDI / SAIFI / MAIFI k: 0; SAIDI / SAIFI / MAIFI o: 21.2705; SAIDI / SAIFI / MAIFI p: 7.2566; Veg Mgmt q: 0; Covered Conductor dd: 4; UG Conductors ss: 14.0139; UG Conductors tt: 7.2566; LiDAR Inspections vv: 10; Detailed OH Inspections bbb: 1
| ARCO-TULARE LAKE | 70004 | 16.106 | 16.106 | 0 | 0 | 16.106 | 0 | g: 70 KV; h: Non-HFTD; i: 0; j: 0; SAIDI / SAIFI / MAIFI k: 0; SAIDI / SAIFI / MAIFI o: 16.106; SAIDI / SAIFI / MAIFI p: 0; Veg Mgmt q: 0; UG Conductors ss: 16.106; LiDAR Inspections vv: 61
| ARCO-TWISSELMAN | 70005 | 6.4565 | 6.4565 | 0 | 0 | 6.4565 | 0 | g: 70 KV; h: Non-HFTD; i: 0; j: 0; SAIDI / SAIFI / MAIFI k: 0; SAIDI / SAIFI / MAIFI o: 6.4565; SAIDI / SAIFI / MAIFI p: 0; Veg Mgmt q: 0; UG Conductors ss: 6.4404; LiDAR Inspections vv: 1
| ARMSTRONG TAP | 70031B | 0.44147 | 0.44147 | 0 | 0 | 0.44147 | 0 | g: 70 KV; h: Non-HFTD; i: 0; j: 0; SAIDI / SAIFI / MAIFI k: 0; SAIDI / SAIFI / MAIFI o: 0.44147; SAIDI / SAIFI / MAIFI p: 0; Veg Mgmt q: 0; UG Conductors ss: 0.44057
| ARVIN EDISON TAP | 10352A | 1.0636 | 1.0636 | 0 | 0 | 1.0636 | 0 | g: 115 KV; h: Non-HFTD; i: 0; j: 0; SAIDI / SAIFI / MAIFI k: 0; SAIDI / SAIFI / MAIFI o: 1.0636; SAIDI / SAIFI / MAIFI p: 0; Veg Mgmt q: 0; UG Conductors ss: 1.0636
| ATASCADERO-CAYUCOS | 70006 | 11.7963 | 11.7963 | 5.3617 | 3.594 | 2.8406 | 0 | g: 70 KV; h: 21.041; i: 0; j: 0; SAIDI / SAIFI / MAIFI k: 0; SAIDI / SAIFI / MAIFI o: 11.7963; SAIDI / SAIFI / MAIFI p: 3.594; Veg Mgmt q: 5.3617; Covered Conductor dd: 1; Covered Conductor ff: 5; Covered Conductor hh: 1; Poles ii: 1; UG Conductors ss: 2.8368; UG Conductors tt: 3.5914; LiDAR Inspections uu: 5.3617; LiDAR Inspections vv: 24; Detailed OH Inspections xx: 52
| ATASCADERO-SAN LUIS OBISPO | 70007 | 15.4733 | 15.4733 | 3.3011 | 7.8102 | 4.362 | 0 | g: 70 KV; h: 16.1058; i: 0; j: 0; SAIDI / SAIFI / MAIFI k: 0; SAIDI / SAIFI / MAIFI o: 15.4733; SAIDI / SAIFI / MAIFI p: 7.8102; Veg Mgmt q: 3.3011; UG Conductors ss: 4.3582; UG Conductors tt: 7.8102; LiDAR Inspections uu: 3.2981; LiDAR Inspections vv: 59; Detailed OH Inspections xx: 28
| ATLANTIC-GOLD HILL | 20002 | 11.1132 | 11.1132 | 0 | 0 | 11.1132 | 0 | g: 230 KV; h: Non-HFTD; i: 0; j: 0; SAIDI / SAIFI / MAIFI k: 0; SAIDI / SAIFI / MAIFI o: 11.1132; SAIDI / SAIFI / MAIFI p: 0; Veg Mgmt q: 0; UG Conductors ss: 11.1132; LiDAR Inspections vv: 6
| ATLANTIC-PLEASANT GROVE #1 | 10455 | 5.3319 | 5.3319 | 0 | 0 | 5.3319 | 0 | g: 115 KV; h: Non-HFTD; i: 0; j: 0; SAIDI / SAIFI / MAIFI k: 0; SAIDI / SAIFI / MAIFI o: 5.3318; SAIDI / SAIFI / MAIFI p: 0; Veg Mgmt q: 0; UG Conductors ss: 5.3292; LiDAR Inspections vv: 7
| ATLANTIC-PLEASANT GROVE #2 | 10456 | 5.3642 | 5.3642 | 0 | 0 | 5.3642 | 0 | g: 115 KV; h: Non-HFTD; i: 0; j: 0; SAIDI / SAIFI / MAIFI k: 0; SAIDI / SAIFI / MAIFI o: 5.3642; SAIDI / SAIFI / MAIFI p: 0; Veg Mgmt q: 0; UG Conductors ss: 5.3341; LiDAR Inspections vv: 6
| ATWATER-CRESSEY | 10460 | 5.9063 | 5.9063 | 0 | 0 | 5.9063 | 0 | g: 115 KV; h: Non-HFTD; i: 0; j: 0; SAIDI / SAIFI / MAIFI k: 0; SAIDI / SAIFI / MAIFI o: 5.9063; SAIDI / SAIFI / MAIFI p: 0; Veg Mgmt q: 0; UG Conductors ss: 5.9063; LiDAR Inspections vv: 8
| ATWATER-EL CAPITAN | 10003 | 7.3094 | 7.3094 | 0 | 0 | 7.3094 | 0 | g: 115 KV; h: Non-HFTD; i: 0; j: 0; SAIDI / SAIFI / MAIFI k: 0; SAIDI / SAIFI / MAIFI o: 7.3093; SAIDI / SAIFI / MAIFI p: 0; Veg Mgmt q: 0; UG Conductors ss: 7.3; LiDAR Inspections vv: 24
| ATWATER-LIVINGSTON-MERCED | 10004 | 24.2626 | 24.2626 | 0 | 0 | 24.2626 | 0 | g: 115 KV; h: Non-HFTD; i: 0; j: 0; SAIDI / SAIFI / MAIFI k: 0; SAIDI / SAIFI / MAIFI o: 24.2622; SAIDI / SAIFI / MAIFI p: 0; Veg Mgmt q: 0; UG Conductors ss: 24.2626; LiDAR Inspections vv: 42
| AUBERRY TAP | 70093A | 2.2896 | 2.2896 | 0 | 2.2896 | 0 | 0 | g: 70 KV; h: 7.2709; i: 0; j: 0; SAIDI / SAIFI / MAIFI k: 0; SAIDI / SAIFI / MAIFI o: 2.2896; SAIDI / SAIFI / MAIFI p: 2.2896; Veg Mgmt q: 0; UG Conductors tt: 2.2896
| AUBURN TAP | 60094B | 0.7473 | 0.7473 | 0 | 0 | 0.7473 | 0 | g: 60 KV; h: Non-HFTD; i: 0; j: 0; SAIDI / SAIFI / MAIFI k: 0; SAIDI / SAIFI / MAIFI o: 0.7473; SAIDI / SAIFI / MAIFI p: 0; Veg Mgmt q: 0; UG Conductors ss: 0.7473; LiDAR Inspections vv: 4
| AVENAL TAP | 70029B | 5.4044 | 5.4044 | 0 | 0 | 5.4044 | 0 | g: 70 KV; h: Non-HFTD; i: 0; j: 0; SAIDI / SAIFI / MAIFI k: 0; SAIDI / SAIFI / MAIFI o: 5.4044; SAIDI / SAIFI / MAIFI p: 0; Veg Mgmt q: 0; UG Conductors ss: 5.4044; LiDAR Inspections vv: 3
| A-X #1 | 10007U | 2.6737 | 0 | 0 | 0 | 0 | 2.6737 | g: 115 KV; h: Non-HFTD; i: 0; j: 0; SAIDI / SAIFI / MAIFI k: 0; SAIDI / SAIFI / MAIFI o: 0; SAIDI / SAIFI / MAIFI p: 0; Veg Mgmt q: 0
| A-Y #1 | 10008U | 3.3292 | 0 | 0 | 0 | 0 | 3.3292 | g: 115 KV; h: Non-HFTD; i: 0; j: 0; SAIDI / SAIFI / MAIFI k: 0; SAIDI / SAIFI / MAIFI o: 0; SAIDI / SAIFI / MAIFI p: 0; Veg Mgmt q: 0
| A-Y #1 (UNDERGROUND IDLE) | 10008U | 0.34717 | 0 | 0 | 0 | 0 | 0.34717 | g: Idle; h: Non-HFTD; i: 0; j: 0; SAIDI / SAIFI / MAIFI k: 0; SAIDI / SAIFI / MAIFI o: 0; SAIDI / SAIFI / MAIFI p: 0; Veg Mgmt q: 0
| A-Y #2 | 10009U | 2.8478 | 0 | 0 | 0 | 0 | 2.8478 | g: 115 KV; h: Non-HFTD; i: 0; j: 0; SAIDI / SAIFI / MAIFI k: 0; SAIDI / SAIFI / MAIFI o: 0; SAIDI / SAIFI / MAIFI p: 0; Veg Mgmt q: 0
| BADGER CREEK (PSE) TAP | 10119B | 1.0698 | 1.0698 | 0 | 0 | 1.0698 | 0 | g: 115 KV; h: Non-HFTD; i: 0; j: 0; SAIDI / SAIFI / MAIFI k: 0; SAIDI / SAIFI / MAIFI o: 1.0698; SAIDI / SAIFI / MAIFI p: 0; Veg Mgmt q: 0; UG Conductors ss: 1.0697
| BADGER HILL TAP | 70003B | 1.5603 | 1.5603 | 0 | 0 | 1.5603 | 0 | g: 70 KV; h: Non-HFTD; i: 0; j: 0; SAIDI / SAIFI / MAIFI k: 0; SAIDI / SAIFI / MAIFI o: 1.5603; SAIDI / SAIFI / MAIFI p: 0; Veg Mgmt q: 0; UG Conductors ss: 1.5542
| BAHIA-MORAGA | 20003 | 26.9212 | 26.9212 | 4.3004 | 12.2512 | 10.3696 | 0 | g: 230 KV; h: 5.475; i: 0; j: 0; SAIDI / SAIFI / MAIFI k: 0; SAIDI / SAIFI / MAIFI o: 26.9183; SAIDI / SAIFI / MAIFI p: 12.2512; Veg Mgmt q: 4.2975; UG Conductors ss: 10.3696; UG Conductors tt: 12.2484; LiDAR Inspections uu: 4.3004
| BAIR-BELMONT | 10010 | 3.639 | 3.639 | 0 | 0 | 3.639 | 0 | g: 115 KV; h: Non-HFTD; i: 0; j: 0; SAIDI / SAIFI / MAIFI k: 0; SAIDI / SAIFI / MAIFI o: 3.639; SAIDI / SAIFI / MAIFI p: 0; Veg Mgmt q: 0; UG Conductors ss: 3.639; LiDAR Inspections vv: 2
| BAIR-COOLEY LANDING #1 | 60007 | 5.5548 | 5.5548 | 0 | 0 | 5.5548 | 0 | g: 60 KV; h: Non-HFTD; i: 0; j: 0; SAIDI / SAIFI / MAIFI k: 0; SAIDI / SAIFI / MAIFI o: 5.5548; SAIDI / SAIFI / MAIFI p: 0; Veg Mgmt q: 0; UG Conductors ss: 5.5548; LiDAR Inspections vv: 49
| BAIR-COOLEY LANDING #2 | 60008 | 5.5998 | 5.5998 | 0 | 0 | 5.5998 | 0 | g: 60 KV; h: Non-HFTD; i: 0; j: 0; SAIDI / SAIFI / MAIFI k: 0; SAIDI / SAIFI / MAIFI o: 5.5998; SAIDI / SAIFI / MAIFI p: 0; Veg Mgmt q: 0; UG Conductors ss: 5.5998; LiDAR Inspections vv: 2
| BAKERSFIELD #2 TAP | 20089A | 6.6193 | 6.6193 | 0 | 0 | 6.6193 | 0 | g: 230 KV; h: Non-HFTD; i: 0; j: 0; SAIDI / SAIFI / MAIFI k: 0; SAIDI / SAIFI / MAIFI o: 6.6193; SAIDI / SAIFI / MAIFI p: 0; Veg Mgmt q: 0; UG Conductors ss: 6.6193
| BALCH-MCCALL | 20004 | 39.7558 | 39.7558 | 0 | 20.2024 | 19.5535 | 0 | g: 230 KV; h: Non-HFTD; i: 0; j: 0; SAIDI / SAIFI / MAIFI k: 0; SAIDI / SAIFI / MAIFI o: 39.7558; SAIDI / SAIFI / MAIFI p: 20.2024; Veg Mgmt q: 0; UG Conductors ss: 19.5461; UG Conductors tt: 20.1772
| BALCH-SANGER | 10011 | 35.6251 | 35.6251 | 0 | 19.8627 | 15.7625 | 0 | g: 115 KV; h: 0; i: 0; j: 0; SAIDI / SAIFI / MAIFI k: 0; SAIDI / SAIFI / MAIFI o: 35.6237; SAIDI / SAIFI / MAIFI p: 19.8614; Veg Mgmt q: 0; UG Conductors ss: 15.7611; UG Conductors tt: 19.8509; LiDAR Inspections vv: 13; Detailed OH Inspections ddd: 1
| BARKER SLOUGH TAP | 10021A | 1.6167 | 1.6167 | 0 | 0 | 1.6167 | 0 | g: 115 KV; h: Non-HFTD; i: 0; j: 0; SAIDI / SAIFI / MAIFI k: 0; SAIDI / SAIFI / MAIFI o: 1.6167; SAIDI / SAIFI / MAIFI p: 0; Veg Mgmt q: 0; UG Conductors ss: 1.6167
| BARTON-AIRWAYS-SANGER | 10449 | 11.6471 | 11.6471 | 0 | 0 | 11.6471 | 0 | g: 115 KV; h: Non-HFTD; i: 0; j: 0; SAIDI / SAIFI / MAIFI k: 0.0016159; SAIDI / SAIFI / MAIFI o: 11.6471; SAIDI / SAIFI / MAIFI p: 0; Veg Mgmt q: 0; UG Conductors ss: 11.6231; LiDAR Inspections vv: 20
| BASALT #1 TAP | 60218A | 1.1797 | 1.1797 | 0 | 0 | 1.1797 | 0 | g: 60 KV; h: Non-HFTD; i: 0; j: 0; SAIDI / SAIFI / MAIFI k: 0; SAIDI / SAIFI / MAIFI o: 1.1797; SAIDI / SAIFI / MAIFI p: 0; Veg Mgmt q: 0; UG Conductors ss: 1.1748
| BEALE AFB (WAPA) #1 TAP | 60200A | 0.10843 | 0.10843 | 0 | 0.10843 | 0 | 0 | g: 60 KV; h: 0.3292; i: 0; j: 0; SAIDI / SAIFI / MAIFI k: 0; SAIDI / SAIFI / MAIFI o: 0.10843; SAIDI / SAIFI / MAIFI p: 0.10843; Veg Mgmt q: 0; UG Conductors tt: 0.10662
| BEALE AFB (WAPA) #2 TAP | 60199A | 0.1403 | 0.1403 | 0 | 0.1403 | 0 | 0 | g: 60 KV; h: 0.2474; i: 0; j: 0; SAIDI / SAIFI / MAIFI k: 0; SAIDI / SAIFI / MAIFI o: 0.1403; SAIDI / SAIFI / MAIFI p: 0.1403; Veg Mgmt q: 0; UG Conductors tt: 0.14004
| BEAR MTN TAP | 10351A | 1.2683 | 1.2683 | 0 | 0 | 1.2683 | 0 | g: 115 KV; h: Non-HFTD; i: 0; j: 0; SAIDI / SAIFI / MAIFI k: 0; SAIDI / SAIFI / MAIFI o: 1.2683; SAIDI / SAIFI / MAIFI p: 0; Veg Mgmt q: 0; UG Conductors ss: 1.2683; LiDAR Inspections vv: 3
| BEARDSLEY TAP | 10053A | 2.1957 | 2.1957 | 2.1498 | 0.014543 | 0.031336 | 0 | g: 115 KV; h: 0.18336; i: 0; j: 0; SAIDI / SAIFI / MAIFI k: 0; SAIDI / SAIFI / MAIFI o: 2.1957; SAIDI / SAIFI / MAIFI p: 0.01454; Veg Mgmt q: 2.1498; Covered Conductor hh: 5; UG Conductors ss: 0.03128; UG Conductors tt: 0.014543; LiDAR Inspections uu: 2.1498; LiDAR Inspections vv: 2; Detailed OH Inspections xx: 60
| BELDEN TAP | 20013A | 0.018444 | 0.018444 | 0 | 0.018444 | 0 | 0 | g: 230 KV; h: 0.73437; i: 0; j: 0; SAIDI / SAIFI / MAIFI k: 0; SAIDI / SAIFI / MAIFI o: 0.018444; SAIDI / SAIFI / MAIFI p: 0.018444; Veg Mgmt q: 0; UG Conductors tt: 0.018444
| BELLE HAVEN #1 TAP | 60007A | 0.42392 | 0.42392 | 0 | 0 | 0.42392 | 0 | g: 60 KV; h: Non-HFTD; i: 0; j: 0; SAIDI / SAIFI / MAIFI k: 0; SAIDI / SAIFI / MAIFI o: 0.42392; SAIDI / SAIFI / MAIFI p: 0; Veg Mgmt q: 0; UG Conductors ss: 0.42118; LiDAR Inspections vv: 8
| BELLE HAVEN #2 TAP | 60008A | 0.40519 | 0.40519 | 0 | 0 | 0.40519 | 0 | g: 60 KV; h: Non-HFTD; i: 0; j: 0; SAIDI / SAIFI / MAIFI k: 0; SAIDI / SAIFI / MAIFI o: 0.40005; SAIDI / SAIFI / MAIFI p: 0; Veg Mgmt q: 0; UG Conductors ss: 0.39368
| BELLOTA-COTTLE | 20233 | 19.8676 | 19.8676 | 0 | 0 | 19.8676 | 0 | g: 230 KV; h: Non-HFTD; i: 0; j: 0; SAIDI / SAIFI / MAIFI k: 0; SAIDI / SAIFI / MAIFI o: 19.8676; SAIDI / SAIFI / MAIFI p: 0; Veg Mgmt q: 0; UG Conductors ss: 19.8676; LiDAR Inspections vv: 28
| BELLOTA-RIVERBANK | 10282 | 18.8736 | 18.8736 | 0 | 0 | 18.8736 | 0 | g: 115 KV; h: Non-HFTD; i: 0; j: 0; SAIDI / SAIFI / MAIFI k: 0; SAIDI / SAIFI / MAIFI o: 0.3929; SAIDI / SAIFI / MAIFI p: 0; Veg Mgmt q: 0; UG Conductors ss: 18.8729; LiDAR Inspections vv: 28
| BELLOTA-RIVERBANK-MELONES SW STA | 10013 | 44.649 | 44.649 | 0 | 11.1944 | 33.4547 | 0 | g: 115 KV; h: 2.4389; i: 0; j: 0; SAIDI / SAIFI / MAIFI k: 0; SAIDI / SAIFI / MAIFI o: 27.9649; SAIDI / SAIFI / MAIFI p: 11.1944; Veg Mgmt q: 0; Covered Conductor ee: 9; Covered Conductor ff: 27; UG Conductors ss: 33.4547; UG Conductors tt: 11.1944; LiDAR Inspections vv: 40
| BELLOTA-TESLA #2 | 20006 | 37.9431 | 37.9431 | 0 | 0 | 37.9431 | 0 | g: 230 KV; h: Non-HFTD; i: 0; j: 0; SAIDI / SAIFI / MAIFI k: 0; SAIDI / SAIFI / MAIFI o: 37.9431; SAIDI / SAIFI / MAIFI p: 0; Veg Mgmt q: 0; UG Conductors ss: 37.9431; LiDAR Inspections vv: 1
| BELLOTA-WARNERVILLE | 20007 | 22.4682 | 22.4682 | 0 | 0 | 22.4682 | 0 | g: 230 KV; h: Non-HFTD; i: 0; j: 0; SAIDI / SAIFI / MAIFI k: 0; SAIDI / SAIFI / MAIFI o: 22.4682; SAIDI / SAIFI / MAIFI p: 0; Veg Mgmt q: 0; UG Conductors ss: 22.4675; LiDAR Inspections vv: 2
| BELLOTA-WEBER | 20008 | 14.2625 | 14.2625 | 0 | 0 | 14.2625 | 0 | g: 230 KV; h: Non-HFTD; i: 0; j: 0; SAIDI / SAIFI / MAIFI k: 0; SAIDI / SAIFI / MAIFI o: 14.2625; SAIDI / SAIFI / MAIFI p: 0; Veg Mgmt q: 0; UG Conductors ss: 14.262; LiDAR Inspections vv: 7
| BELL-PLACER | 10398 | 7.9364 | 7.9364 | 0 | 2.8589 | 5.0774 | 0 | g: 115 KV; h: 1.2582; i: 0; j: 0; SAIDI / SAIFI / MAIFI k: 0; SAIDI / SAIFI / MAIFI o: 7.9364; SAIDI / SAIFI / MAIFI p: 2.8589; Veg Mgmt q: 0; UG Conductors ss: 3.3241; UG Conductors tt: 1.696; LiDAR Inspections vv: 13
| BELRIDGE TAP | 10191A | 6.9368 | 6.9368 | 0 | 0 | 6.9368 | 0 | g: 115 KV; h: Non-HFTD; i: 0; j: 0; SAIDI / SAIFI / MAIFI k: 0; SAIDI / SAIFI / MAIFI o: 6.9368; SAIDI / SAIFI / MAIFI p: 0; Veg Mgmt q: 0; UG Conductors ss: 6.9368; LiDAR Inspections vv: 2
| BERRENDA A TAP | 70002A | 2.2535 | 2.2535 | 0 | 0 | 2.2535 | 0 | g: 70 KV; h: Non-HFTD; i: 0; j: 0; SAIDI / SAIFI / MAIFI k: 0; SAIDI / SAIFI / MAIFI o: 2.2535; SAIDI / SAIFI / MAIFI p: 0; Veg Mgmt q: 0; UG Conductors ss: 2.2484
| BERRENDA C TAP | 70002C | 1.8688 | 1.8688 | 0 | 0 | 1.8688 | 0 | g: 70 KV; h: Non-HFTD; i: 0; j: 0; SAIDI / SAIFI / MAIFI k: 0; SAIDI / SAIFI / MAIFI o: 1.8688; SAIDI / SAIFI / MAIFI p: 0; Veg Mgmt q: 0; UG Conductors ss: 1.8649; LiDAR Inspections vv: 4
| BIG BEND-CLAYTON #1 | 10015 | 0.019077 | 0.019077 | 0 | 0 | 0.019077 | 0 | g: 115 KV; h: Non-HFTD; i: 0; j: 0; SAIDI / SAIFI / MAIFI k: 0; SAIDI / SAIFI / MAIFI o: 0.019077; SAIDI / SAIFI / MAIFI p: 0; Veg Mgmt q: 0; UG Conductors ss: 0.019077
| BIOLA-GLASS-MADERA | 70120 | 18.8285 | 18.8285 | 0 | 0 | 18.8285 | 0 | g: 70 KV; h: Non-HFTD; i: 0.018849; j: 0.0002106; SAIDI / SAIFI / MAIFI k: 0.00031323; SAIDI / SAIFI / MAIFI o: 18.8285; SAIDI / SAIFI / MAIFI p: 0; Veg Mgmt q: 0; UG Conductors ss: 18.8086; LiDAR Inspections vv: 11
| BIRDS LANDING SW STA-CONTRA COSTA PP | 20204 | 10.2038 | 10.2038 | 0 | 0 | 10.2038 | 0 | g: 230 KV; h: Non-HFTD; i: 0; j: 0; SAIDI / SAIFI / MAIFI k: 0; SAIDI / SAIFI / MAIFI o: 10.2038; SAIDI / SAIFI / MAIFI p: 0; Veg Mgmt q: 0; UG Conductors ss: 10.2038; LiDAR Inspections vv: 6
| BIRDS LANDING SW STA-CONTRA COSTA SUB | 20212 | 9.4625 | 9.4625 | 0 | 0 | 9.4625 | 0 | g: 230 KV; h: Non-HFTD; i: 0; j: 0; SAIDI / SAIFI / MAIFI k: 0; SAIDI / SAIFI / MAIFI o: 9.4625; SAIDI / SAIFI / MAIFI p: 0; Veg Mgmt q: 0; UG Conductors ss: 9.4625; LiDAR Inspections vv: 44
| BIRDS LANDING SW STA-RUSSELL | 20216 | 0.11369 | 0.11369 | 0 | 0 | 0.11369 | 0 | g: 230 KV; h: Non-HFTD; i: 0; j: 0; SAIDI / SAIFI / MAIFI k: 0; SAIDI / SAIFI / MAIFI o: 0.11369; SAIDI / SAIFI / MAIFI p: 0; Veg Mgmt q: 0; UG Conductors ss: 0.11249
| BIRDS LANDING SW STA-SHILOH | 20207 | 0.10635 | 0.10635 | 0 | 0 | 0.10635 | 0 | g: 230 KV; h: Non-HFTD; i: 0; j: 0; SAIDI / SAIFI / MAIFI k: 0; SAIDI / SAIFI / MAIFI o: 0.10635; SAIDI / SAIFI / MAIFI p: 0; Veg Mgmt q: 0; UG Conductors ss: 0.10635
| BIXLER TAP | 60100F | 0.54659 | 0.54659 | 0 | 0 | 0.54659 | 0 | g: 60 KV; h: Non-HFTD; i: 0; j: 0; SAIDI / SAIFI / MAIFI k: 0; SAIDI / SAIFI / MAIFI o: 0.54659; SAIDI / SAIFI / MAIFI p: 0; Veg Mgmt q: 0; UG Conductors ss: 0.54659
| BLACK TAP | 20115A | 0.50995 | 0.50995 | 0 | 0.50995 | 0 | 0 | g: 230 KV; h: 0.00523; i: 0; j: 0; SAIDI / SAIFI / MAIFI k: 0; SAIDI / SAIFI / MAIFI o: 0.50995; SAIDI / SAIFI / MAIFI p: 0.50995; Veg Mgmt q: 0; UG Conductors tt: 0.50995
| BLUE CHIP MILLING TAP | 60074B | 0.42218 | 0.42218 | 0 | 0 | 0.42218 | 0 | g: 60 KV; h: Non-HFTD; i: 0; j: 0; SAIDI / SAIFI / MAIFI k: 0; SAIDI / SAIFI / MAIFI o: 0.42218; SAIDI / SAIFI / MAIFI p: 0; Veg Mgmt q: 0; UG Conductors ss: 0.4189; LiDAR Inspections vv: 7
| BLUE LAKE TAP | 60074A | 3.704 | 3.704 | 0 | 0 | 3.704 | 0 | g: 60 KV; h: Non-HFTD; i: 0; j: 0; SAIDI / SAIFI / MAIFI k: 0; SAIDI / SAIFI / MAIFI o: 3.7037; SAIDI / SAIFI / MAIFI p: 0; Veg Mgmt q: 0; UG Conductors ss: 3.704; LiDAR Inspections vv: 47
| BOGUE-RIO OSO | 10017 | 21.2441 | 21.2441 | 0 | 0 | 21.2441 | 0 | g: 115 KV; h: Non-HFTD; i: 0; j: 0; SAIDI / SAIFI / MAIFI k: 0; SAIDI / SAIFI / MAIFI o: 21.2441; SAIDI / SAIFI / MAIFI p: 0; Veg Mgmt q: 0; UG Conductors ss: 21.2395; LiDAR Inspections vv: 2
| BOLLMAN #1 TAP | 10265A | 2.1369 | 2.1369 | 0 | 0 | 2.1369 | 0 | g: 115 KV; h: Non-HFTD; i: 0; j: 0; SAIDI / SAIFI / MAIFI k: 0; SAIDI / SAIFI / MAIFI o: 2.1369; SAIDI / SAIFI / MAIFI p: 0; Veg Mgmt q: 0; UG Conductors ss: 2.1366; LiDAR Inspections vv: 20
| BOLLMAN #2 TAP | 10266A | 2.1914 | 2.1914 | 0 | 0 | 2.1914 | 0 | g: 115 KV; h: Non-HFTD; i: 0; j: 0; SAIDI / SAIFI / MAIFI k: 0; SAIDI / SAIFI / MAIFI o: 2.1914; SAIDI / SAIFI / MAIFI p: 0; Veg Mgmt q: 0; UG Conductors ss: 2.1914; LiDAR Inspections vv: 3
| BOLTHOUSE FARMS TAP | 10351B | 0.11312 | 0.11312 | 0 | 0 | 0.11312 | 0 | g: 115 KV; h: Non-HFTD; i: 0; j: 0; SAIDI / SAIFI / MAIFI k: 0; SAIDI / SAIFI / MAIFI o: 0.11312; SAIDI / SAIFI / MAIFI p: 0; Veg Mgmt q: 0; UG Conductors ss: 0.11312
| BONITA TAP | 70095B | 3.0373 | 3.0373 | 0 | 0 | 3.0373 | 0 | g: 70 KV; h: Non-HFTD; i: 0; j: 0; SAIDI / SAIFI / MAIFI k: 0; SAIDI / SAIFI / MAIFI o: 3.0373; SAIDI / SAIFI / MAIFI p: 0; Veg Mgmt q: 0; UG Conductors ss: 3.0373
| BORDEN-COPPERMINE | 70008 | 19.9551 | 19.9551 | 0 | 0 | 19.9551 | 0 | g: 70 KV; h: Non-HFTD; i: 0; j: 0; SAIDI / SAIFI / MAIFI k: 0; SAIDI / SAIFI / MAIFI o: 19.9426; SAIDI / SAIFI / MAIFI p: 0; Veg Mgmt q: 0; UG Conductors ss: 19.9387; LiDAR Inspections vv: 7
| BORDEN-GLASS | 70119 | 6.6394 | 6.6394 | 0 | 0 | 6.6394 | 0 | g: 70 KV; h: Non-HFTD; i: 0; j: 0; SAIDI / SAIFI / MAIFI k: 0; SAIDI / SAIFI / MAIFI o: 6.6195; SAIDI / SAIFI / MAIFI p: 0; Veg Mgmt q: 0; UG Conductors ss: 6.6392; LiDAR Inspections vv: 14
| BORDEN-GLASS; XLPE; 70 KV | 70119 | 0.3929 | 0 | 0 | 0 | 0 | 0.3929 | g: 70 KV; h: Non-HFTD; i: 0; j: 0; SAIDI / SAIFI / MAIFI k: 0; SAIDI / SAIFI / MAIFI o: 0; SAIDI / SAIFI / MAIFI p: 0; Veg Mgmt q: 0
| BORDEN-GREGG #1 | 20264 | 6.2187 | 6.2187 | 0 | 0 | 6.2187 | 0 | g: 230 KV; h: Non-HFTD; i: 0; j: 0; SAIDI / SAIFI / MAIFI k: 0; SAIDI / SAIFI / MAIFI o: 6.2187; SAIDI / SAIFI / MAIFI p: 0; Veg Mgmt q: 0; UG Conductors ss: 6.2057
| BORDEN-GREGG #2 | 20009 | 6.208 | 6.208 | 0 | 0 | 6.208 | 0 | g: 230 KV; h: Non-HFTD; i: 0; j: 0; SAIDI / SAIFI / MAIFI k: 0; SAIDI / SAIFI / MAIFI o: 6.208; SAIDI / SAIFI / MAIFI p: 0; Veg Mgmt q: 0; UG Conductors ss: 6.208
| BORDEN-LOTUS PV | 70130 | 0.1608 | 0.1608 | 0 | 0 | 0.1608 | 0 | g: 70 KV; h: Non-HFTD; i: 0; j: 0; SAIDI / SAIFI / MAIFI k: 0; SAIDI / SAIFI / MAIFI o: 0; SAIDI / SAIFI / MAIFI p: 0; Veg Mgmt q: 0; Detailed OH Inspections aaa: 1
| BORDEN-MADERA #1 | 70118 | 4.9137 | 4.9137 | 0 | 0 | 4.9137 | 0 | g: 70 KV; h: Non-HFTD; i: 0; j: 0; SAIDI / SAIFI / MAIFI k: 0; SAIDI / SAIFI / MAIFI o: 4.9137; SAIDI / SAIFI / MAIFI p: 0; Veg Mgmt q: 0; UG Conductors ss: 4.9137; LiDAR Inspections vv: 5
| BORDEN-MADERA #2 | 70010 | 5.8147 | 5.8147 | 0 | 0 | 5.8147 | 0 | g: 70 KV; h: Non-HFTD; i: 0; j: 0; SAIDI / SAIFI / MAIFI k: 0; SAIDI / SAIFI / MAIFI o: 5.8147; SAIDI / SAIFI / MAIFI p: 0; Veg Mgmt q: 0; UG Conductors ss: 5.8028; LiDAR Inspections vv: 7
| BOSWELL TAP | 70018A | 1.3936 | 1.3936 | 0 | 0 | 1.3936 | 0 | g: 70 KV; h: Non-HFTD; i: 0; j: 0; SAIDI / SAIFI / MAIFI k: 0; SAIDI / SAIFI / MAIFI o: 1.3935; SAIDI / SAIFI / MAIFI p: 0; Veg Mgmt q: 0; UG Conductors ss: 1.3811
| BOTTLE ROCK TAP D.W.R. | 20046A | 1.0747 | 1.0747 | 1.0747 | 0 | 0 | 0 | g: 230 KV; h: 0.80973; i: 0; j: 0; SAIDI / SAIFI / MAIFI k: 0; SAIDI / SAIFI / MAIFI o: 0.21655; SAIDI / SAIFI / MAIFI p: 0; Veg Mgmt q: 0; LiDAR Inspections uu: 1.0747; Detailed OH Inspections xx: 6
| BRENTWOOD-KELSO | 20010 | 16.4135 | 16.4135 | 0 | 5.1994 | 11.214 | 0 | g: 230 KV; h: 0.0061072; i: 0; j: 0; SAIDI / SAIFI / MAIFI k: 0; SAIDI / SAIFI / MAIFI o: 16.4134; SAIDI / SAIFI / MAIFI p: 5.1994; Veg Mgmt q: 0; UG Conductors ss: 11.214; UG Conductors tt: 5.1967; LiDAR Inspections vv: 8
| BRICEBURG JCT-MARIPOSA TAP | 70024A | 7.7792 | 7.7792 | 0 | 7.7792 | 0 | 0 | g: 70 KV; h: 5.3157; i: 0; j: 0; SAIDI / SAIFI / MAIFI k: 0; SAIDI / SAIFI / MAIFI o: 7.7792; SAIDI / SAIFI / MAIFI p: 7.7792; Veg Mgmt q: 0; Covered Conductor ee: 4; Covered Conductor ff: 13; UG Conductors tt: 7.7792
| BRIDGEVILLE-COTTONWOOD | 10018 | 86.062 | 86.062 | 0.99672 | 79.0216 | 6.0437 | 0 | g: 115 KV; h: 33.4312; i: 0.35049; j: 0.00035283; SAIDI / SAIFI / MAIFI k: 0.00021379; SAIDI / SAIFI / MAIFI o: 86.062; SAIDI / SAIFI / MAIFI p: 79.0216; Veg Mgmt q: 0.99672; Covered Conductor ee: 26; Covered Conductor ff: 16; UG Conductors ss: 6.0437; UG Conductors tt: 79.0082; LiDAR Inspections uu: 0.99672; LiDAR Inspections vv: 33; Detailed OH Inspections xx: 13; Detailed OH Inspections ccc: 2; Detailed OH Inspections ddd: 1
| BRIDGEVILLE-GARBERVILLE | 60010 | 36.1554 | 36.1554 | 9.7979 | 7.1353 | 19.2221 | 0 | g: 60 KV; h: 20.1322; i: 4.7527; j: 0.012032; SAIDI / SAIFI / MAIFI k: 0.00073052; SAIDI / SAIFI / MAIFI o: 36.1554; SAIDI / SAIFI / MAIFI p: 7.1353; Veg Mgmt q: 9.7979; Covered Conductor dd: 1; Covered Conductor ee: 10; Covered Conductor ff: 9; Covered Conductor gg: 3; Covered Conductor hh: 11; Poles ii: 17; UG Conductors ss: 19.2095; UG Conductors tt: 7.1299; LiDAR Inspections uu: 9.7952; LiDAR Inspections vv: 169; Detailed OH Inspections xx: 169
| BRIGHTON-BELLOTA | 20011 | 42.5104 | 42.5104 | 0 | 0 | 42.5104 | 0 | g: 230 KV; h: Non-HFTD; i: 0; j: 0; SAIDI / SAIFI / MAIFI k: 0; SAIDI / SAIFI / MAIFI o: 42.5104; SAIDI / SAIFI / MAIFI p: 0; Veg Mgmt q: 0; UG Conductors ss: 42.5104; LiDAR Inspections vv: 33
| BRIGHTON-CLAYTON #1 | 10019 | 1.4309 | 1.4309 | 0 | 1.4309 | 0 | 0 | g: 115 KV; h: 0.57261; i: 0; j: 0; SAIDI / SAIFI / MAIFI k: 0; SAIDI / SAIFI / MAIFI o: 1.4309; SAIDI / SAIFI / MAIFI p: 1.4309; Veg Mgmt q: 0; UG Conductors ss: 0; UG Conductors tt: 1.4309
| BRIGHTON-CLAYTON #2 | 10020 | 1.4305 | 1.4305 | 0 | 1.4305 | 0 | 0 | g: 115 KV; h: Non-HFTD; i: 0; j: 0; SAIDI / SAIFI / MAIFI k: 0; SAIDI / SAIFI / MAIFI o: 1.4305; SAIDI / SAIFI / MAIFI p: 1.4305; Veg Mgmt q: 0; UG Conductors ss: 0; UG Conductors tt: 1.4305
| BRIGHTON-DAVIS | 10021 | 60.09 | 60.09 | 0 | 0 | 60.09 | 0 | g: 115 KV; h: Non-HFTD; i: 0; j: 0; SAIDI / SAIFI / MAIFI k: 0; SAIDI / SAIFI / MAIFI o: 60.09; SAIDI / SAIFI / MAIFI p: 0; Veg Mgmt q: 0; UG Conductors ss: 42.7203; LiDAR Inspections vv: 553; Detailed OH Inspections aaa: 2
| BRIGHTON-GRAND ISLAND #1 | 10022 | 25.1315 | 25.1315 | 0 | 0 | 25.1315 | 0 | g: 115 KV; h: Non-HFTD; i: 0; j: 0; SAIDI / SAIFI / MAIFI k: 0; SAIDI / SAIFI / MAIFI o: 25.1315; SAIDI / SAIFI / MAIFI p: 0; Veg Mgmt q: 0; UG Conductors ss: 25.1315; LiDAR Inspections vv: 180
| BRIGHTON-GRAND ISLAND #2 | 10023 | 25.176 | 25.176 | 0 | 0 | 25.176 | 0 | g: 115 KV; h: Non-HFTD; i: 0; j: 0; SAIDI / SAIFI / MAIFI k: 0; SAIDI / SAIFI / MAIFI o: 25.176; SAIDI / SAIFI / MAIFI p: 0; Veg Mgmt q: 0; UG Conductors ss: 25.176; LiDAR Inspections vv: 4
| BRIONES TAP | 60100E | 7.0036 | 7.0036 | 0.21865 | 4.2924 | 2.4926 | 0 | g: 60 KV; h: 0.2896; i: 0; j: 0; SAIDI / SAIFI / MAIFI k: 0; SAIDI / SAIFI / MAIFI o: 7.0036; SAIDI / SAIFI / MAIFI p: 4.2924; Veg Mgmt q: 0.21865; Covered Conductor ee: 3; Covered Conductor ff: 1; UG Conductors ss: 2.1219; UG Conductors tt: 4.2924; LiDAR Inspections uu: 0.17685; LiDAR Inspections vv: 4; Detailed OH Inspections xx: 4
| BRITTON-MONTA VISTA | 10024 | 7.1707 | 7.1707 | 0 | 0 | 7.1707 | 0 | g: 115 KV; h: Non-HFTD; i: 0; j: 0; SAIDI / SAIFI / MAIFI k: 0; SAIDI / SAIFI / MAIFI o: 7.1691; SAIDI / SAIFI / MAIFI p: 0; Veg Mgmt q: 0; UG Conductors ss: 7.1562; LiDAR Inspections vv: 1
| BRUNSWICK #1 TAP | 10055B | 6.9807 | 6.9807 | 5.9453 | 0.60721 | 0.4282 | 0 | g: 115 KV; h: 11.9732; i: 0; j: 0; SAIDI / SAIFI / MAIFI k: 0; SAIDI / SAIFI / MAIFI o: 6.9807; SAIDI / SAIFI / MAIFI p: 0.60721; Veg Mgmt q: 5.9453; UG Conductors ss: 0.41303; UG Conductors tt: 0.60721; LiDAR Inspections uu: 5.9453; Detailed OH Inspections xx: 41
| BRUNSWICK #2 TAP | 10056A | 6.999 | 6.999 | 5.9654 | 0.63455 | 0.39905 | 0 | g: 115 KV; h: 0.10791; i: 0; j: 0; SAIDI / SAIFI / MAIFI k: 0; SAIDI / SAIFI / MAIFI o: 6.999; SAIDI / SAIFI / MAIFI p: 0.63455; Veg Mgmt q: 5.9654; UG Conductors ss: 0.39905; UG Conductors tt: 0.62089; LiDAR Inspections uu: 5.9615; Detailed OH Inspections xx: 1
| BUCKS CREEK-ROCK CREEK-CRESTA | 20012 | 9.3701 | 9.3701 | 0.067289 | 9.3028 | 0 | 0 | g: 230 KV; h: 0.34081; i: 0; j: 0; SAIDI / SAIFI / MAIFI k: 0; SAIDI / SAIFI / MAIFI o: 9.3701; SAIDI / SAIFI / MAIFI p: 9.3028; Veg Mgmt q: 0.067288; Covered Conductor dd: 1; UG Conductors ss: 0; UG Conductors tt: 9.2714; LiDAR Inspections uu: 0.067289; LiDAR Inspections ww: 6
| BUELLTON TAP | 10028A | 1.7517 | 1.7517 | 0 | 1.3878 | 0.36387 | 0 | g: 115 KV; h: 0.14862; i: 0; j: 0; SAIDI / SAIFI / MAIFI k: 0; SAIDI / SAIFI / MAIFI o: 1.7517; SAIDI / SAIFI / MAIFI p: 1.3878; Veg Mgmt q: 0; Covered Conductor dd: 1; UG Conductors ss: 0.36387; UG Conductors tt: 1.3877; LiDAR Inspections vv: 5
| BUENA VISTA BIOMASS POWER TAP | 60225B | 1.0119 | 1.0119 | 0 | 0.32003 | 0.69188 | 0 | g: 60 KV; h: 2.0666; i: 0; j: 0; SAIDI / SAIFI / MAIFI k: 0; SAIDI / SAIFI / MAIFI o: 1.0119; SAIDI / SAIFI / MAIFI p: 0.32003; Veg Mgmt q: 0; Covered Conductor ee: 3; UG Conductors ss: 0.68997; UG Conductors tt: 0.32003; LiDAR Inspections ww: 1
| BUENA VISTA PUMPING PLANT #1 TAP | 20091A | 1.1812 | 1.1812 | 0 | 0 | 1.1812 | 0 | g: 230 KV; h: Non-HFTD; i: 0; j: 0; SAIDI / SAIFI / MAIFI k: 0; SAIDI / SAIFI / MAIFI o: 1.1812; SAIDI / SAIFI / MAIFI p: 0; Veg Mgmt q: 0; UG Conductors ss: 1.1812; LiDAR Inspections vv: 6
| BUENA VISTA PUMPING PLANT #2 TAP | 20092A | 1.2089 | 1.2089 | 0 | 0 | 1.2089 | 0 | g: 230 KV; h: Non-HFTD; i: 0; j: 0; SAIDI / SAIFI / MAIFI k: 0; SAIDI / SAIFI / MAIFI o: 1.2089; SAIDI / SAIFI / MAIFI p: 0; Veg Mgmt q: 0; UG Conductors ss: 1.2014
| BURNEY FOREST PRODUCTS TAP | 20111A | 0.042166 | 0.042166 | 0 | 0 | 0.042166 | 0 | g: 230 KV; h: Non-HFTD; i: 0; j: 0; SAIDI / SAIFI / MAIFI k: 0; SAIDI / SAIFI / MAIFI o: 0.042166; SAIDI / SAIFI / MAIFI p: 0; Veg Mgmt q: 0; UG Conductors ss: 0.032707; LiDAR Inspections vv: 1
| BURNEY TAP | 60099A | 1.0869 | 1.0869 | 0 | 0 | 1.0869 | 0 | g: 60 KV; h: Non-HFTD; i: 0; j: 0; SAIDI / SAIFI / MAIFI k: 0; SAIDI / SAIFI / MAIFI o: 1.0856; SAIDI / SAIFI / MAIFI p: 0; Veg Mgmt q: 0; UG Conductors ss: 1.0869; LiDAR Inspections vv: 19
| BURNS-LONE STAR #1 | 60011 | 5.4362 | 5.4362 | 3.2284 | 2.2078 | 0 | 0 | g: 60 KV; h: 10.4072; i: 0; j: 0; SAIDI / SAIFI / MAIFI k: 0; SAIDI / SAIFI / MAIFI o: 5.436; SAIDI / SAIFI / MAIFI p: 2.2078; Veg Mgmt q: 3.2282; Covered Conductor dd: 2; Covered Conductor gg: 1; Covered Conductor hh: 1; Poles ii: 19; UG Conductors ss: -3.351e-08; UG Conductors tt: 2.1895; LiDAR Inspections uu: 3.2284; LiDAR Inspections ww: 1; Detailed OH Inspections xx: 47
| BURNS-LONE STAR #2 | 60012 | 6.3069 | 6.3069 | 4.9034 | 1.4036 | 0 | 0 | g: 60 KV; h: 54.2296; i: 0.0024469; j: 4.7056e-05; SAIDI / SAIFI / MAIFI k: 0.00023954; SAIDI / SAIFI / MAIFI o: 6.3069; SAIDI / SAIFI / MAIFI p: 1.4036; Veg Mgmt q: 4.9034; Covered Conductor dd: 1; Covered Conductor ee: 3; Covered Conductor hh: 8; Poles ii: 20; UG Conductors tt: 1.4036; LiDAR Inspections uu: 4.9034; Detailed OH Inspections xx: 104; Detailed OH Inspections ccc: 1; Detailed OH Inspections fff: 1
| BUTTE VALLEY-CARIBOU | 10025 | 7.4371 | 7.4371 | 0 | 7.092 | 0.34502 | 0 | g: 115 KV; h: 0.18651; i: 0; j: 0; SAIDI / SAIFI / MAIFI k: 0; SAIDI / SAIFI / MAIFI o: 7.4371; SAIDI / SAIFI / MAIFI p: 7.092; Veg Mgmt q: 0; UG Conductors ss: 0.34078; UG Conductors tt: 7.092; LiDAR Inspections ww: 2
| BUTTE-CHICO #1 | 60013 | 0.7899 | 0.7899 | 0 | 0 | 0.7899 | 0 | g: 60 KV; h: Non-HFTD; i: 0; j: 0; SAIDI / SAIFI / MAIFI k: 0; SAIDI / SAIFI / MAIFI o: 0.78989; SAIDI / SAIFI / MAIFI p: 0; Veg Mgmt q: 0; UG Conductors ss: 0.7899
| BUTTE-CHICO #2 | 60014 | 0.73724 | 0.73724 | 0 | 0 | 0.73724 | 0 | g: 60 KV; h: Non-HFTD; i: 0; j: 0; SAIDI / SAIFI / MAIFI k: 0; SAIDI / SAIFI / MAIFI o: 0.73724; SAIDI / SAIFI / MAIFI p: 0; Veg Mgmt q: 0; UG Conductors ss: 0.73287
| BUTTE-ESQUON | 60015 | 9.8727 | 9.8727 | 0 | 0 | 9.8727 | 0 | g: 60 KV; h: Non-HFTD; i: 0.0093713; j: 2.7701e-05; SAIDI / SAIFI / MAIFI k: 0; SAIDI / SAIFI / MAIFI o: 9.8727; SAIDI / SAIFI / MAIFI p: 0; Veg Mgmt q: 0; UG Conductors ss: 9.8659; LiDAR Inspections vv: 12; Detailed OH Inspections yy: 2
| BUTTE-SYCAMORE CREEK | 10026 | 18.1673 | 18.1673 | 0 | 0 | 18.1673 | 0 | g: 115 KV; h: Non-HFTD; i: 0; j: 0; SAIDI / SAIFI / MAIFI k: 0; SAIDI / SAIFI / MAIFI o: 18.1673; SAIDI / SAIFI / MAIFI p: 0; Veg Mgmt q: 0; UG Conductors ss: 18.146; LiDAR Inspections vv: 35
| CABRILLO-SANTA YNEZ SW STA | 10028 | 14.5901 | 14.5901 | 0 | 13.1819 | 1.4082 | 0 | g: 115 KV; h: 25.5891; i: 0.42917; j: 0.00081486; SAIDI / SAIFI / MAIFI k: 0.0016313; SAIDI / SAIFI / MAIFI o: 14.5899; SAIDI / SAIFI / MAIFI p: 13.1819; Veg Mgmt q: 0; UG Conductors ss: 1.4071; UG Conductors tt: 13.1819; LiDAR Inspections vv: 7
| CACHE SLOUGH TAP | 60067A | 6.8476 | 6.8476 | 0 | 0 | 6.8476 | 0 | g: 60 KV; h: Non-HFTD; i: 0; j: 0; SAIDI / SAIFI / MAIFI k: 0; SAIDI / SAIFI / MAIFI o: 6.8476; SAIDI / SAIFI / MAIFI p: 0; Veg Mgmt q: 0; UG Conductors ss: 6.8467; LiDAR Inspections vv: 14
| CADET TAP | 70083B | 0.12383 | 0.12383 | 0 | 0 | 0.12383 | 0 | g: 70 KV; h: Non-HFTD; i: 0; j: 0; SAIDI / SAIFI / MAIFI k: 0; SAIDI / SAIFI / MAIFI o: 0.12383; SAIDI / SAIFI / MAIFI p: 0; Veg Mgmt q: 0; UG Conductors ss: 0.056758
| CAL PEAK-VACA | 10405 | 0.11461 | 0.11461 | 0 | 0 | 0.11461 | 0 | g: 115 KV; h: Non-HFTD; i: 0; j: 0; SAIDI / SAIFI / MAIFI k: 0; SAIDI / SAIFI / MAIFI o: 0.11461; SAIDI / SAIFI / MAIFI p: 0; Veg Mgmt q: 0; UG Conductors ss: 0.11461
| CAL WATER TAP | 10351C | 2.1489 | 2.1489 | 0 | 0 | 2.1489 | 0 | g: 115 KV; h: Non-HFTD; i: 0; j: 0; SAIDI / SAIFI / MAIFI k: 0; SAIDI / SAIFI / MAIFI o: 2.1489; SAIDI / SAIFI / MAIFI p: 0; Veg Mgmt q: 0; UG Conductors ss: 2.1489
| CALIENTE SW STA-MIDWAY #1 | 20239 | 27.165 | 27.165 | 0 | 0 | 27.165 | 0 | g: 230 KV; h: Non-HFTD; i: 0; j: 0; SAIDI / SAIFI / MAIFI k: 0; SAIDI / SAIFI / MAIFI o: 27.165; SAIDI / SAIFI / MAIFI p: 0; Veg Mgmt q: 0; UG Conductors ss: 27.165; LiDAR Inspections vv: 38
| CALIENTE SW STA-MIDWAY #2 | 20242 | 27.1645 | 27.1645 | 0 | 0 | 27.1645 | 0 | g: 230 KV; h: Non-HFTD; i: 0; j: 0; SAIDI / SAIFI / MAIFI k: 0; SAIDI / SAIFI / MAIFI o: 27.1645; SAIDI / SAIFI / MAIFI p: 0; Veg Mgmt q: 0; UG Conductors ss: 27.1645; LiDAR Inspections vv: 4
| CALIFORNIA AVE-KEARNEY | 70011 | 3.1979 | 3.1979 | 0 | 0 | 3.1979 | 0 | g: 70 KV; h: Non-HFTD; i: 0; j: 0; SAIDI / SAIFI / MAIFI k: 0; SAIDI / SAIFI / MAIFI o: 3.1979; SAIDI / SAIFI / MAIFI p: 0; Veg Mgmt q: 0; UG Conductors ss: 3.1979
| CALIFORNIA AVE-MCCALL | 10437 | 23.6582 | 23.6582 | 0 | 0 | 23.6582 | 0 | g: 115 KV; h: Non-HFTD; i: 0; j: 0; SAIDI / SAIFI / MAIFI k: 0; SAIDI / SAIFI / MAIFI o: 23.6582; SAIDI / SAIFI / MAIFI p: 0; Veg Mgmt q: 0; UG Conductors ss: 23.6582; LiDAR Inspections vv: 28
| CALIFORNIA FLATS SW STA-GATES | 20262 | 22.5839 | 22.5839 | 0 | 1.5001 | 21.0838 | 0 | g: 230 KV; h: Non-HFTD; i: 0; j: 0; SAIDI / SAIFI / MAIFI k: 0; SAIDI / SAIFI / MAIFI o: 22.5688; SAIDI / SAIFI / MAIFI p: 1.5001; Veg Mgmt q: 0; UG Conductors ss: 21.0706; UG Conductors tt: 1.4999; LiDAR Inspections vv: 6
| CALLENDER SW STA-MESA | 10029 | 13.7652 | 13.7652 | 0 | 5.6148 | 8.1504 | 0 | g: 115 KV; h: 4.6773; i: 0; j: 0; SAIDI / SAIFI / MAIFI k: 0; SAIDI / SAIFI / MAIFI o: 13.7652; SAIDI / SAIFI / MAIFI p: 5.6148; Veg Mgmt q: 0; UG Conductors ss: 8.1504; UG Conductors tt: 5.6148; LiDAR Inspections vv: 66
| CALVO TAP | 60120A | 0.54165 | 0.54165 | 0 | 0 | 0.54165 | 0 | g: 60 KV; h: Non-HFTD; i: 0; j: 0; SAIDI / SAIFI / MAIFI k: 0; SAIDI / SAIFI / MAIFI o: 0.54164; SAIDI / SAIFI / MAIFI p: 0; Veg Mgmt q: 0; UG Conductors ss: 0.54165; LiDAR Inspections vv: 7
| CAMANCHE PUMPING PLANT TAP | 20128A | 0.45038 | 0.45038 | 0 | 0 | 0.45038 | 0 | g: 230 KV; h: Non-HFTD; i: 0; j: 0; SAIDI / SAIFI / MAIFI k: 0; SAIDI / SAIFI / MAIFI o: 0.45038; SAIDI / SAIFI / MAIFI p: 0; Veg Mgmt q: 0; UG Conductors ss: 0.45038
| CAMANCHE TAP | 10085A | 6.7118 | 6.7118 | 0 | 0 | 6.7118 | 0 | g: 115 KV; h: Non-HFTD; i: 0; j: 0; SAIDI / SAIFI / MAIFI k: 0; SAIDI / SAIFI / MAIFI o: 6.7118; SAIDI / SAIFI / MAIFI p: 0; Veg Mgmt q: 0; UG Conductors ss: 6.7118; LiDAR Inspections vv: 4; Detailed OH Inspections yy: 1
| CAMDEN-KINGSBURG | 70112 | 14.928 | 14.928 | 0 | 0 | 14.928 | 0 | g: 70 KV; h: Non-HFTD; i: 0; j: 0; SAIDI / SAIFI / MAIFI k: 0; SAIDI / SAIFI / MAIFI o: 14.9131; SAIDI / SAIFI / MAIFI p: 0; Veg Mgmt q: 0; UG Conductors ss: 14.9272; LiDAR Inspections vv: 15
| CAMP EVERS-PAUL SWEET | 10030 | 5.2178 | 5.2178 | 4.5947 | 0 | 0.62313 | 0 | g: 115 KV; h: 4.9439; i: 0; j: 0; SAIDI / SAIFI / MAIFI k: 0; SAIDI / SAIFI / MAIFI o: 5.2178; SAIDI / SAIFI / MAIFI p: 0; Veg Mgmt q: 4.5947; UG Conductors ss: 0.62284; LiDAR Inspections uu: 4.5947; Detailed OH Inspections xx: 3
| CANANDAIGUA WINERY TAP | 70095A | 0.29425 | 0.29425 | 0 | 0 | 0.29425 | 0 | g: 70 KV; h: Non-HFTD; i: 0; j: 0; SAIDI / SAIFI / MAIFI k: 0; SAIDI / SAIFI / MAIFI o: 0.29425; SAIDI / SAIFI / MAIFI p: 0; Veg Mgmt q: 0; UG Conductors ss: 0.29397
| CANTUA TAP | 10257A | 1.8269 | 1.8269 | 0 | 0 | 1.8269 | 0 | g: 115 KV; h: Non-HFTD; i: 0; j: 0; SAIDI / SAIFI / MAIFI k: 0; SAIDI / SAIFI / MAIFI o: 1.8269; SAIDI / SAIFI / MAIFI p: 0; Veg Mgmt q: 0; UG Conductors ss: 1.8269; LiDAR Inspections vv: 1
| CAPE HORN TAP | 60070A | 0.31076 | 0.31076 | 0 | 0.31076 | 0 | 0 | g: 60 KV; h: 3.019; i: 0; j: 0; SAIDI / SAIFI / MAIFI k: 0; SAIDI / SAIFI / MAIFI o: 0.31076; SAIDI / SAIFI / MAIFI p: 0.31076; Veg Mgmt q: 0; UG Conductors tt: 0.31076
| CARBERRY SW STA-ROUND MTN | 20228 | 12.6111 | 12.6111 | 0.2493 | 12.3618 | 0 | 0 | g: 230 KV; h: 2.0613; i: 0; j: 0; SAIDI / SAIFI / MAIFI k: 0; SAIDI / SAIFI / MAIFI o: 12.6111; SAIDI / SAIFI / MAIFI p: 12.3618; Veg Mgmt q: 0.2493; UG Conductors ss: 0; UG Conductors tt: 12.3423; LiDAR Inspections uu: 0.24795; Detailed OH Inspections xx: 2
| CARBONA #2 TAP | 60118C | 5.6405 | 5.6405 | 0 | 0 | 5.6405 | 0 | g: 60 KV; h: Non-HFTD; i: 0; j: 0; SAIDI / SAIFI / MAIFI k: 0; SAIDI / SAIFI / MAIFI o: 5.6405; SAIDI / SAIFI / MAIFI p: 0; Veg Mgmt q: 0; UG Conductors ss: 5.6377; LiDAR Inspections vv: 8
| CARIBOU #2 | 60016 | 42.0057 | 42.0057 | 0.79042 | 38.3401 | 2.8752 | 0 | g: 60 KV; h: 37.1764; i: 0; j: 0; SAIDI / SAIFI / MAIFI k: 0.00076567; SAIDI / SAIFI / MAIFI o: 42.0057; SAIDI / SAIFI / MAIFI p: 38.3401; Veg Mgmt q: 0.79042; Covered Conductor dd: 127; Covered Conductor ee: 6; Covered Conductor ff: 109; Covered Conductor gg: 1; Poles ii: 1; UG Conductors ss: 2.8502; UG Conductors tt: 38.2278; LiDAR Inspections uu: 0.79042; LiDAR Inspections vv: 53; Detailed OH Inspections xx: 19; Detailed OH Inspections zz: 2; Detailed OH Inspections ccc: 1; Detailed OH Inspections ddd: 1
| CARIBOU-PALERMO | 10391 | 55.0493 | 55.0493 | 13.6856 | 36.3103 | 5.0535 | 0 | g: 115 KV; h: 22.0649; i: 1.3096; j: 0.0026951; SAIDI / SAIFI / MAIFI k: 0; SAIDI / SAIFI / MAIFI o: 55.0474; SAIDI / SAIFI / MAIFI p: 36.3084; Veg Mgmt q: 13.6856; UG Conductors ss: 5.0535; UG Conductors tt: 36.3103; LiDAR Inspections uu: 13.6856; LiDAR Inspections vv: 36; Detailed OH Inspections xx: 117
| CARIBOU-PLUMAS JCT | 60017 | 21.2562 | 21.2562 | 0 | 16.4047 | 4.8515 | 0 | g: 60 KV; h: 56.2262; i: 0.21139; j: 0.0010374; SAIDI / SAIFI / MAIFI k: 0; SAIDI / SAIFI / MAIFI o: 8.2882; SAIDI / SAIFI / MAIFI p: 3.7057; Veg Mgmt q: 0; Covered Conductor dd: 1; Covered Conductor ee: 4; Covered Conductor ff: 8; UG Conductors ss: 4.8311; UG Conductors tt: 16.4047; LiDAR Inspections vv: 100; Detailed OH Inspections aaa: 2
| CARIBOU-TABLE MTN | 20013 | 54.3371 | 54.3371 | 9.0896 | 39.349 | 5.8985 | 0 | g: 230 KV; h: 11.5526; i: 0; j: 0; SAIDI / SAIFI / MAIFI k: 0; SAIDI / SAIFI / MAIFI o: 54.3371; SAIDI / SAIFI / MAIFI p: 39.349; Veg Mgmt q: 9.0896; UG Conductors ss: 5.8956; UG Conductors tt: 39.349; LiDAR Inspections uu: 9.0896; LiDAR Inspections vv: 28; Detailed OH Inspections xx: 62
| CARIBOU-WESTWOOD | 60018 | 21.099 | 21.099 | 0 | 20.0447 | 1.0543 | 0 | g: 60 KV; h: 33.505; i: 0.11898; j: 0.0011364; SAIDI / SAIFI / MAIFI k: 0.00076053; SAIDI / SAIFI / MAIFI o: 21.099; SAIDI / SAIFI / MAIFI p: 20.0447; Veg Mgmt q: 0; Covered Conductor dd: 1; Covered Conductor ee: 7; Covered Conductor ff: 19; UG Conductors ss: 1.0426; UG Conductors tt: 20.0447; LiDAR Inspections vv: 21; Detailed OH Inspections ccc: 1
| CARNATION TAP | 70050A | 0.60808 | 0.60808 | 0 | 0 | 0.60808 | 0 | g: 70 KV; h: Non-HFTD; i: 0; j: 0; SAIDI / SAIFI / MAIFI k: 0; SAIDI / SAIFI / MAIFI o: 0.60808; SAIDI / SAIFI / MAIFI p: 0; Veg Mgmt q: 0; UG Conductors ss: 0.60799
| CARNERAS-TAFT | 70110 | 34.9184 | 34.9184 | 0 | 0 | 34.9184 | 0 | g: 70 KV; h: Non-HFTD; i: 0; j: 0; SAIDI / SAIFI / MAIFI k: 0; SAIDI / SAIFI / MAIFI o: 34.9184; SAIDI / SAIFI / MAIFI p: 0; Veg Mgmt q: 0; UG Conductors ss: 34.6602; LiDAR Inspections vv: 9
| CARQUINEZ #1 TAP | 10107A | 0.50578 | 0.50578 | 0 | 0 | 0.50578 | 0 | g: 115 KV; h: Non-HFTD; i: 0; j: 0; SAIDI / SAIFI / MAIFI k: 0; SAIDI / SAIFI / MAIFI o: 0.50578; SAIDI / SAIFI / MAIFI p: 0; Veg Mgmt q: 0; UG Conductors ss: 0.50431; LiDAR Inspections vv: 5
| CARQUINEZ #2 TAP | 10108A | 0.51654 | 0.51654 | 0 | 0 | 0.51654 | 0 | g: 115 KV; h: Non-HFTD; i: 0; j: 0; SAIDI / SAIFI / MAIFI k: 0; SAIDI / SAIFI / MAIFI o: 0.51653; SAIDI / SAIFI / MAIFI p: 0; Veg Mgmt q: 0; UG Conductors ss: 0.51654; LiDAR Inspections vv: 1
| CARRIZO PLAINS TAP | 10332A | 0.044756 | 0.044756 | 0 | 0 | 0.044756 | 0 | g: 115 KV; h: Non-HFTD; i: 0; j: 0; SAIDI / SAIFI / MAIFI k: 0; SAIDI / SAIFI / MAIFI o: 0.044755; SAIDI / SAIFI / MAIFI p: 0; Veg Mgmt q: 0; UG Conductors ss: 0.040938; LiDAR Inspections vv: 2
| CARUTHERS-LEMOORE NAS-CAMDEN | 70113 | 25.1662 | 25.1662 | 0 | 0 | 25.1662 | 0 | g: 70 KV; h: Non-HFTD; i: 0; j: 0; SAIDI / SAIFI / MAIFI k: 0; SAIDI / SAIFI / MAIFI o: 25.1662; SAIDI / SAIFI / MAIFI p: 0; Veg Mgmt q: 0; UG Conductors ss: 25.1661; LiDAR Inspections vv: 9
| CASCADE-BENTON-DESCHUTES | 60019 | 15.9792 | 15.9792 | 0 | 9.573 | 6.4062 | 0 | g: 60 KV; h: 38.1647; i: 0.097399; j: 0.00015573; SAIDI / SAIFI / MAIFI k: 0; SAIDI / SAIFI / MAIFI o: 15.9792; SAIDI / SAIFI / MAIFI p: 9.573; Veg Mgmt q: 0; Covered Conductor dd: 3; Covered Conductor ee: 5; UG Conductors ss: 6.4062; UG Conductors tt: 9.5454; LiDAR Inspections vv: 22; Detailed OH Inspections aaa: 1
| CASCADE-COTTONWOOD | 10032 | 19.4603 | 19.4603 | 0 | 12.1717 | 7.2885 | 0 | g: 115 KV; h: 26.2996; i: 0; j: 0; SAIDI / SAIFI / MAIFI k: 0; SAIDI / SAIFI / MAIFI o: 19.4603; SAIDI / SAIFI / MAIFI p: 12.1717; Veg Mgmt q: 0; Covered Conductor ee: 9; Covered Conductor ff: 34; UG Conductors ss: 7.2885; UG Conductors tt: 12.1717; LiDAR Inspections vv: 77; LiDAR Inspections ww: 1; Detailed OH Inspections aaa: 1; Detailed OH Inspections ccc: 2
| CASTAIC TAP | 70085C | 0.020205 | 0.020205 | 0 | 0.020205 | 0 | 0 | g: 70 KV; h: 0.34739; i: 0; j: 0; SAIDI / SAIFI / MAIFI k: 0; SAIDI / SAIFI / MAIFI o: 0.020205; SAIDI / SAIFI / MAIFI p: 0.020205; Veg Mgmt q: 0; UG Conductors tt: 0.020205
| CASTRO VALLEY-NEWARK | 20014 | 22.7098 | 22.7098 | 5.6002 | 5.964 | 11.1457 | 0 | g: 230 KV; h: 13.3801; i: 0; j: 0; SAIDI / SAIFI / MAIFI k: 0; SAIDI / SAIFI / MAIFI o: 22.7098; SAIDI / SAIFI / MAIFI p: 5.964; Veg Mgmt q: 5.6002; UG Conductors ss: 10.9473; UG Conductors tt: 5.9498; LiDAR Inspections uu: 5.6002; LiDAR Inspections vv: 5; Detailed OH Inspections xx: 22
| CAWELO B TAP | 70047A | 0.40281 | 0.40281 | 0 | 0 | 0.40281 | 0 | g: 70 KV; h: Non-HFTD; i: 0; j: 0; SAIDI / SAIFI / MAIFI k: 0; SAIDI / SAIFI / MAIFI o: 0.40281; SAIDI / SAIFI / MAIFI p: 0; Veg Mgmt q: 0; UG Conductors ss: 0.40281
| CAWELO C TAP | 10138B | 1.335 | 1.335 | 0 | 0 | 1.335 | 0 | g: 115 KV; h: Non-HFTD; i: 0; j: 0; SAIDI / SAIFI / MAIFI k: 0; SAIDI / SAIFI / MAIFI o: 1.335; SAIDI / SAIFI / MAIFI p: 0; Veg Mgmt q: 0; UG Conductors ss: 1.335; LiDAR Inspections vv: 1
| CAYUCOS-CAMBRIA | 70014 | 17.7303 | 17.7303 | 0 | 7.6962 | 10.0341 | 0 | g: 70 KV; h: 2.6538; i: 0; j: 0; SAIDI / SAIFI / MAIFI k: 0; SAIDI / SAIFI / MAIFI o: 17.7303; SAIDI / SAIFI / MAIFI p: 7.6962; Veg Mgmt q: 0; Covered Conductor ee: 1; Covered Conductor ff: 1; UG Conductors ss: 10.0282; UG Conductors tt: 7.6952; LiDAR Inspections vv: 88
| C-D |  | 0.061288 | 0 | 0 | 0 | 0 | 0.061288 | g: (blank); h: Non-HFTD; i: 0; j: 0; SAIDI / SAIFI / MAIFI k: 0; SAIDI / SAIFI / MAIFI o: 0; SAIDI / SAIFI / MAIFI p: 0; Veg Mgmt q: 0
| CELERON TAP | 70110A | 0.038841 | 0.038841 | 0 | 0 | 0.038841 | 0 | g: 70 KV; h: Non-HFTD; i: 0; j: 0; SAIDI / SAIFI / MAIFI k: 0; SAIDI / SAIFI / MAIFI o: 0.038841; SAIDI / SAIFI / MAIFI p: 0; Veg Mgmt q: 0; UG Conductors ss: 0.036303
| CENTERVILLE-TABLE MTN | 60021 | 21.5057 | 21.5057 | 4.0981 | 3.8142 | 13.5935 | 0 | g: 60 KV; h: 2.8157; i: 0; j: 0; SAIDI / SAIFI / MAIFI k: 0; SAIDI / SAIFI / MAIFI o: 21.5043; SAIDI / SAIFI / MAIFI p: 3.8142; Veg Mgmt q: 4.098; Covered Conductor dd: 4; Covered Conductor ee: 14; Covered Conductor gg: 21; Covered Conductor hh: 20; UG Conductors ss: 13.5935; UG Conductors tt: 3.8121; LiDAR Inspections uu: 4.0981; LiDAR Inspections vv: 28; Detailed OH Inspections xx: 64; Detailed OH Inspections yy: 4
| CENTERVILLE-TABLE MTN-OROVILLE | 60022 | 26.1055 | 26.1055 | 3.8456 | 6.3399 | 15.92 | 0 | g: 60 KV; h: 9.3759; i: 0; j: 0; SAIDI / SAIFI / MAIFI k: 0; SAIDI / SAIFI / MAIFI o: 26.1055; SAIDI / SAIFI / MAIFI p: 6.3399; Veg Mgmt q: 3.8456; Covered Conductor dd: 19; Covered Conductor ee: 2; Covered Conductor ff: 6; Covered Conductor gg: 13; Covered Conductor hh: 5; UG Conductors ss: 15.9194; UG Conductors tt: 6.3391; LiDAR Inspections uu: 3.8414; LiDAR Inspections vv: 35; Detailed OH Inspections xx: 74; Detailed OH Inspections yy: 2; Detailed OH Inspections aaa: 1; Detailed OH Inspections ddd: 2
| CERTAINTEED TAP | 10137A | 2.5272 | 2.5272 | 0 | 0 | 2.5272 | 0 | g: 115 KV; h: Non-HFTD; i: 0; j: 0; SAIDI / SAIFI / MAIFI k: 0; SAIDI / SAIFI / MAIFI o: 2.5272; SAIDI / SAIFI / MAIFI p: 0; Veg Mgmt q: 0; UG Conductors ss: 2.5231; LiDAR Inspections vv: 7
| CHARCA-FAMOSO | 10462 | 7.1478 | 7.1478 | 0 | 0 | 7.1478 | 0 | g: 115 KV; h: Non-HFTD; i: 0; j: 0; SAIDI / SAIFI / MAIFI k: 0; SAIDI / SAIFI / MAIFI o: 7.1478; SAIDI / SAIFI / MAIFI p: 0; Veg Mgmt q: 0; UG Conductors ss: 7.1478; LiDAR Inspections vv: 14
| CHCF TAP | 10322A | 2.9988 | 2.9988 | 0 | 0 | 2.9988 | 0 | g: 115 KV; h: Non-HFTD; i: 0; j: 0; SAIDI / SAIFI / MAIFI k: 0; SAIDI / SAIFI / MAIFI o: 2.9988; SAIDI / SAIFI / MAIFI p: 0; Veg Mgmt q: 0; UG Conductors ss: 2.9988
| CHENEY #1 TAP | 10255A | 4.1039 | 4.1039 | 0 | 0 | 4.1039 | 0 | g: 115 KV; h: Non-HFTD; i: 0; j: 0; SAIDI / SAIFI / MAIFI k: 0; SAIDI / SAIFI / MAIFI o: 4.1039; SAIDI / SAIFI / MAIFI p: 0; Veg Mgmt q: 0; UG Conductors ss: 4.0966; LiDAR Inspections vv: 4
| CHENEY #2 TAP | 10258A | 1.9669 | 1.9669 | 0 | 0 | 1.9669 | 0 | g: 115 KV; h: Non-HFTD; i: 0; j: 0; SAIDI / SAIFI / MAIFI k: 0; SAIDI / SAIFI / MAIFI o: 1.9669; SAIDI / SAIFI / MAIFI p: 0; Veg Mgmt q: 0; UG Conductors ss: 1.9417; LiDAR Inspections vv: 1
| CHEVRON (LOST HILLS) TAP | 70005B | 14.7546 | 14.7546 | 0 | 0 | 14.7546 | 0 | g: 70 KV; h: Non-HFTD; i: 0; j: 0; SAIDI / SAIFI / MAIFI k: 0; SAIDI / SAIFI / MAIFI o: 14.7546; SAIDI / SAIFI / MAIFI p: 0; Veg Mgmt q: 0; UG Conductors ss: 14.7335; LiDAR Inspections vv: 4
| CHEVRON PIPELINE KETTLEMAN TAP | 70029C | 1.17 | 1.17 | 0 | 0 | 1.17 | 0 | g: 70 KV; h: Non-HFTD; i: 0; j: 0; SAIDI / SAIFI / MAIFI k: 0; SAIDI / SAIFI / MAIFI o: 1.17; SAIDI / SAIFI / MAIFI p: 0; Veg Mgmt q: 0; UG Conductors ss: 1.1698; LiDAR Inspections vv: 4
| CHINESE CAMP (ULTRA POWER) TAP | 10165B | 2.0865 | 2.0865 | 0 | 1.5446 | 0.54185 | 0 | g: 115 KV; h: 1.7813; i: 0; j: 0; SAIDI / SAIFI / MAIFI k: 0; SAIDI / SAIFI / MAIFI o: 2.0718; SAIDI / SAIFI / MAIFI p: 1.5446; Veg Mgmt q: 0; Covered Conductor ee: 2; Covered Conductor ff: 5; UG Conductors ss: 0.54185; UG Conductors tt: 1.5441; LiDAR Inspections vv: 2
| CHOWCHILLA #1 TAP | 10137B | 1.2371 | 1.2371 | 0 | 0 | 1.2371 | 0 | g: 115 KV; h: Non-HFTD; i: 0; j: 0; SAIDI / SAIFI / MAIFI k: 0; SAIDI / SAIFI / MAIFI o: 1.2371; SAIDI / SAIFI / MAIFI p: 0; Veg Mgmt q: 0; UG Conductors ss: 1.2371; LiDAR Inspections vv: 2
| CHOWCHILLA-KERCKHOFF | 10033 | 42.5236 | 42.5236 | 0 | 9.4957 | 33.0279 | 0 | g: 115 KV; h: 0.35529; i: 0; j: 0; SAIDI / SAIFI / MAIFI k: 0; SAIDI / SAIFI / MAIFI o: 42.5236; SAIDI / SAIFI / MAIFI p: 9.4957; Veg Mgmt q: 0; Covered Conductor ee: 6; Covered Conductor ff: 2; UG Conductors ss: 33.0272; UG Conductors tt: 9.4942; LiDAR Inspections vv: 17; Detailed OH Inspections zz: 1; Detailed OH Inspections ccc: 1
| CHRISTIE-FRANKLIN #1 | 60025 | 5.0103 | 5.0103 | 0 | 1.8453 | 3.165 | 0 | g: 60 KV; h: 0.39376; i: 0; j: 0; SAIDI / SAIFI / MAIFI k: 0; SAIDI / SAIFI / MAIFI o: 5.0103; SAIDI / SAIFI / MAIFI p: 1.8453; Veg Mgmt q: 0; Covered Conductor ee: 1; Covered Conductor ff: 7; UG Conductors ss: 3.165; UG Conductors tt: 1.8453; LiDAR Inspections vv: 28
| CHRISTIE-FRANKLIN #2 | 60026 | 3.4372 | 3.4372 | 0 | 1.8399 | 1.5973 | 0 | g: 60 KV; h: 0.5051; i: 0; j: 0; SAIDI / SAIFI / MAIFI k: 0; SAIDI / SAIFI / MAIFI o: 3.4372; SAIDI / SAIFI / MAIFI p: 1.8399; Veg Mgmt q: 0; Covered Conductor dd: 1; Covered Conductor ee: 1; UG Conductors ss: 1.5973; UG Conductors tt: 1.8399; LiDAR Inspections vv: 13
| CHRISTIE-FRANKLIN #2 (12KV) | 60026 | 1.6279 | 1.6279 | 0 | 0 | 1.6279 | 0 | g: 60 KV; h: Non-HFTD; i: 0; j: 0; SAIDI / SAIFI / MAIFI k: 0; SAIDI / SAIFI / MAIFI o: 0; SAIDI / SAIFI / MAIFI p: 0; Veg Mgmt q: 0
| CHRISTIE-SOBRANTE | 10034 | 7.8401 | 7.8401 | 0 | 7.7395 | 0.10061 | 0 | g: 115 KV; h: 16.7744; i: 0; j: 0; SAIDI / SAIFI / MAIFI k: 0; SAIDI / SAIFI / MAIFI o: 7.8401; SAIDI / SAIFI / MAIFI p: 7.7395; Veg Mgmt q: 0; UG Conductors ss: 0.10061; UG Conductors tt: 7.7395
| CHRISTIE-WILLOW PASS | 60027 | 15.9269 | 15.9269 | 0 | 3.8333 | 12.0937 | 0 | g: 60 KV; h: 0.69739; i: 0; j: 0; SAIDI / SAIFI / MAIFI k: 0; SAIDI / SAIFI / MAIFI o: 15.9269; SAIDI / SAIFI / MAIFI p: 3.8333; Veg Mgmt q: 0; Covered Conductor ee: 1; UG Conductors ss: 12.0821; UG Conductors tt: 3.8333; LiDAR Inspections vv: 84; LiDAR Inspections ww: 3; Detailed OH Inspections aaa: 1
| CHUALAR TAP | 60201B | 1.4265 | 1.4265 | 0 | 0 | 1.4265 | 0 | g: 60 KV; h: Non-HFTD; i: 0; j: 0; SAIDI / SAIFI / MAIFI k: 0; SAIDI / SAIFI / MAIFI o: 1.4265; SAIDI / SAIFI / MAIFI p: 0; Veg Mgmt q: 0; UG Conductors ss: 1.4265
| CIC TAP | 60092A | 0.12737 | 0.12737 | 0 | 0 | 0.12737 | 0 | g: 60 KV; h: Non-HFTD; i: 0; j: 0; SAIDI / SAIFI / MAIFI k: 0; SAIDI / SAIFI / MAIFI o: 0.12737; SAIDI / SAIFI / MAIFI p: 0; Veg Mgmt q: 0; UG Conductors ss: 0.1142
| CISCO GROVE TAP | 60206A | 0.34087 | 0.34087 | 0 | 0 | 0.34087 | 0 | g: 60 KV; h: Non-HFTD; i: 0; j: 0; SAIDI / SAIFI / MAIFI k: 0; SAIDI / SAIFI / MAIFI o: 0.34087; SAIDI / SAIFI / MAIFI p: 0; Veg Mgmt q: 0; UG Conductors ss: 0.33456; LiDAR Inspections vv: 11
| CITY #1 TAP | 10051B | 0.068192 | 0.068192 | 0 | 0 | 0.068192 | 0 | g: 115 KV; h: Non-HFTD; i: 0; j: 0; SAIDI / SAIFI / MAIFI k: 0; SAIDI / SAIFI / MAIFI o: 0.068192; SAIDI / SAIFI / MAIFI p: 0; Veg Mgmt q: 0; UG Conductors ss: 0.068082; LiDAR Inspections vv: 2
| CITY #2 TAP | 10050A | 1.3698 | 1.3698 | 0 | 0 | 1.3698 | 0 | g: 115 KV; h: Non-HFTD; i: 0; j: 0; SAIDI / SAIFI / MAIFI k: 0; SAIDI / SAIFI / MAIFI o: 1.3698; SAIDI / SAIFI / MAIFI p: 0; Veg Mgmt q: 0; UG Conductors ss: 1.3691; LiDAR Inspections vv: 28; Detailed OH Inspections aaa: 1
| C-L #1 | 10027U | 1.0982 | 0 | 0 | 0 | 0 | 1.0982 | g: 115 KV; h: Non-HFTD; i: 0; j: 0; SAIDI / SAIFI / MAIFI k: 0; SAIDI / SAIFI / MAIFI o: 0; SAIDI / SAIFI / MAIFI p: 0; Veg Mgmt q: 0
| CLAY-MARTEL | 60413 | 21.491 | 21.491 | 0 | 18.9789 | 2.5121 | 0 | g: 60 KV; h: 18.5006; i: 0.040899; j: 0.00034679; SAIDI / SAIFI / MAIFI k: 0.00015058; SAIDI / SAIFI / MAIFI o: 9.5608; SAIDI / SAIFI / MAIFI p: 7.4859; Veg Mgmt q: 0; Covered Conductor dd: 10; Covered Conductor ee: 37; Covered Conductor ff: 7; UG Conductors ss: 2.5115; UG Conductors tt: 18.9789; LiDAR Inspections vv: 17; LiDAR Inspections ww: 2
| CLAYTON-MEADOW LANE | 10037 | 7.0564 | 7.0564 | 0 | 0 | 7.0564 | 0 | g: 115 KV; h: Non-HFTD; i: 0; j: 0; SAIDI / SAIFI / MAIFI k: 0; SAIDI / SAIFI / MAIFI o: 7.0564; SAIDI / SAIFI / MAIFI p: 0; Veg Mgmt q: 0; UG Conductors ss: 7.0555; LiDAR Inspections vv: 34
| CLEAR LAKE-HOPLAND | 60030 | 11.5354 | 11.5354 | 0 | 7.3306 | 4.2048 | 0 | g: 60 KV; h: 8.9494; i: 0; j: 0; SAIDI / SAIFI / MAIFI k: 0; SAIDI / SAIFI / MAIFI o: 11.5354; SAIDI / SAIFI / MAIFI p: 7.3306; Veg Mgmt q: 0; Covered Conductor dd: 16; Covered Conductor ee: 1; Covered Conductor ff: 11; UG Conductors ss: 4.2032; UG Conductors tt: 7.327; LiDAR Inspections vv: 3
| CLEAR LAKE-KONOCTI | 60418 | 10.9934 | 10.9934 | 0 | 4.9379 | 6.0555 | 0 | g: 60 KV; h: 4.5085; i: 0; j: 0; SAIDI / SAIFI / MAIFI k: 0; SAIDI / SAIFI / MAIFI o: 10.9913; SAIDI / SAIFI / MAIFI p: 4.9358; Veg Mgmt q: 0; Covered Conductor dd: 7; Covered Conductor ee: 1; Covered Conductor ff: 16; UG Conductors ss: 6.0535; UG Conductors tt: 4.8882; LiDAR Inspections vv: 7; LiDAR Inspections ww: 7
| COALINGA #1-COALINGA #2 | 70015 | 8.6124 | 8.6124 | 0 | 0 | 8.6124 | 0 | g: 70 KV; h: Non-HFTD; i: 0; j: 0; SAIDI / SAIFI / MAIFI k: 0; SAIDI / SAIFI / MAIFI o: 8.6124; SAIDI / SAIFI / MAIFI p: 0; Veg Mgmt q: 0; UG Conductors ss: 8.6114; LiDAR Inspections vv: 10
| COALINGA #1-SAN MIGUEL | 70016 | 38.0123 | 38.0123 | 0 | 17.4476 | 20.5647 | 0 | g: 70 KV; h: 0; i: 0; j: 0; SAIDI / SAIFI / MAIFI k: 0.00049719; SAIDI / SAIFI / MAIFI o: 38.0123; SAIDI / SAIFI / MAIFI p: 17.4476; Veg Mgmt q: 0; UG Conductors ss: 20.5647; UG Conductors tt: 17.4388; LiDAR Inspections vv: 164
| COALINGA COGEN TAP | 70015A | 4.9079 | 4.9079 | 0 | 0 | 4.9079 | 0 | g: 70 KV; h: Non-HFTD; i: 0; j: 0; SAIDI / SAIFI / MAIFI k: 0; SAIDI / SAIFI / MAIFI o: 4.9079; SAIDI / SAIFI / MAIFI p: 0; Veg Mgmt q: 0; UG Conductors ss: 4.896; LiDAR Inspections vv: 5
| COBURN-BASIC ENERGY | 60031 | 3.3875 | 3.3875 | 0 | 0 | 3.3875 | 0 | g: 60 KV; h: Non-HFTD; i: 0; j: 0; SAIDI / SAIFI / MAIFI k: 0; SAIDI / SAIFI / MAIFI o: 3.3875; SAIDI / SAIFI / MAIFI p: 0; Veg Mgmt q: 0; UG Conductors ss: 3.3875; LiDAR Inspections vv: 3
| COBURN-LAS AGUILAS SW STA | 20257 | 63.9659 | 63.9659 | 0 | 41.1601 | 22.8057 | 0 | g: 230 KV; h: Non-HFTD; i: 0; j: 0; SAIDI / SAIFI / MAIFI k: 0; SAIDI / SAIFI / MAIFI o: 63.9659; SAIDI / SAIFI / MAIFI p: 41.1601; Veg Mgmt q: 0; UG Conductors ss: 22.8057; UG Conductors tt: 41.1486; LiDAR Inspections vv: 4
| COBURN-OIL FIELDS #1 | 60032 | 29.4628 | 29.4628 | 0 | 0 | 29.4628 | 0 | g: 60 KV; h: 0.038263; i: 0; j: 0; SAIDI / SAIFI / MAIFI k: 0; SAIDI / SAIFI / MAIFI o: 29.4628; SAIDI / SAIFI / MAIFI p: 0; Veg Mgmt q: 0; UG Conductors ss: 29.4409; LiDAR Inspections vv: 31; Detailed OH Inspections yy: 2
| COBURN-OIL FIELDS #2 | 60033 | 31.0521 | 31.0521 | 0 | 0 | 31.0521 | 0 | g: 60 KV; h: Non-HFTD; i: 0; j: 0; SAIDI / SAIFI / MAIFI k: 0.0001472; SAIDI / SAIFI / MAIFI o: 31.0521; SAIDI / SAIFI / MAIFI p: 0; Veg Mgmt q: 0; UG Conductors ss: 31.0521; LiDAR Inspections vv: 15; Detailed OH Inspections yy: 2
| COGENERATION NATIONAL TAP | 60211C | 0.56367 | 0.56367 | 0 | 0 | 0.56367 | 0 | g: 60 KV; h: Non-HFTD; i: 0; j: 0; SAIDI / SAIFI / MAIFI k: 0; SAIDI / SAIFI / MAIFI o: 0.56367; SAIDI / SAIFI / MAIFI p: 0; Veg Mgmt q: 0; UG Conductors ss: 0.55767; LiDAR Inspections vv: 13
| COLEMAN HATCHERY TAP | 60382 | 0.56357 | 0.56357 | 0 | 0 | 0.56357 | 0 | g: 60 KV; h: Non-HFTD; i: 0; j: 0; SAIDI / SAIFI / MAIFI k: 0; SAIDI / SAIFI / MAIFI o: 0.56357; SAIDI / SAIFI / MAIFI p: 0; Veg Mgmt q: 0; UG Conductors ss: 0.56357
| COLEMAN-COTTONWOOD | 60034 | 8.5807 | 8.5807 | 0 | 1.1098 | 7.4708 | 0 | g: 60 KV; h: 0.26572; i: 0; j: 0; SAIDI / SAIFI / MAIFI k: 0; SAIDI / SAIFI / MAIFI o: 8.5807; SAIDI / SAIFI / MAIFI p: 1.1098; Veg Mgmt q: 0; UG Conductors ss: 7.4677; UG Conductors tt: 1.1098; LiDAR Inspections vv: 8
| COLEMAN-RED BLUFF | 60035 | 48.3012 | 48.3012 | 0 | 20.2519 | 28.0493 | 0 | g: 60 KV; h: 7.0936; i: 0.11949; j: 0.00085712; SAIDI / SAIFI / MAIFI k: 0; SAIDI / SAIFI / MAIFI o: 48.3012; SAIDI / SAIFI / MAIFI p: 20.2519; Veg Mgmt q: 0; Covered Conductor dd: 2; Covered Conductor ee: 15; Covered Conductor ff: 41; UG Conductors ss: 27.9603; UG Conductors tt: 20.242; LiDAR Inspections vv: 93; Detailed OH Inspections yy: 1; Detailed OH Inspections aaa: 1; Detailed OH Inspections ccc: 3
| COLEMAN-SOUTH | 60036 | 13.383 | 13.383 | 0 | 13.383 | 0 | 0 | g: 60 KV; h: 1.9608; i: 0; j: 0; SAIDI / SAIFI / MAIFI k: 0; SAIDI / SAIFI / MAIFI o: 13.383; SAIDI / SAIFI / MAIFI p: 13.383; Veg Mgmt q: 0; Covered Conductor dd: 4; Covered Conductor ee: 7; Covered Conductor ff: 11; UG Conductors tt: 13.383
| COLES LEVEE TAP | 10186C | 0.21865 | 0.21865 | 0 | 0 | 0.21865 | 0 | g: 115 KV; h: Non-HFTD; i: 0; j: 0; SAIDI / SAIFI / MAIFI k: 0; SAIDI / SAIFI / MAIFI o: 0.21864; SAIDI / SAIFI / MAIFI p: 0; Veg Mgmt q: 0; UG Conductors ss: 0.21865
| COLGATE PH-COLGATE SW STA | 60037 | 0.18691 | 0.18691 | 0 | 0.18691 | 0 | 0 | g: 60 KV; h: 3.0191; i: 0; j: 0; SAIDI / SAIFI / MAIFI k: 0; SAIDI / SAIFI / MAIFI o: 0.1869; SAIDI / SAIFI / MAIFI p: 0.1869; Veg Mgmt q: 0; UG Conductors tt: 0.18691
| COLGATE-ALLEGHANY | 60038 | 24.5228 | 24.5228 | 19.912 | 4.6108 | 0 | 0 | g: 60 KV; h: 62.404; i: 0.94525; j: 0.0019469; SAIDI / SAIFI / MAIFI k: 0.00084203; SAIDI / SAIFI / MAIFI o: 24.5228; SAIDI / SAIFI / MAIFI p: 4.6108; Veg Mgmt q: 19.912; Covered Conductor ee: 1; Covered Conductor gg: 6; Covered Conductor hh: 19; Poles ii: 20; UG Conductors ss: -3.0003e-11; UG Conductors tt: 4.6059; LiDAR Inspections uu: 19.8979; Detailed OH Inspections xx: 539
| COLGATE-CHALLENGE | 60039 | 13.0446 | 13.0446 | 11.6181 | 1.4265 | 0 | 0 | g: 60 KV; h: 78.4139; i: 0.21983; j: 0.0010084; SAIDI / SAIFI / MAIFI k: 0.00032548; SAIDI / SAIFI / MAIFI o: 13.0446; SAIDI / SAIFI / MAIFI p: 1.4265; Veg Mgmt q: 11.6181; Covered Conductor dd: 11; Covered Conductor gg: 59; Covered Conductor hh: 1; Poles ii: 6; UG Conductors ss: -6.9999e-11; UG Conductors tt: 1.4265; LiDAR Inspections uu: 11.6181; Detailed OH Inspections xx: 200; Detailed OH Inspections eee: 1
| COLGATE-GRASS VALLEY | 60040 | 13.1692 | 13.1692 | 1.8723 | 10.0361 | 1.2607 | 0 | g: 60 KV; h: 21.1148; i: 0; j: 0; SAIDI / SAIFI / MAIFI k: 0; SAIDI / SAIFI / MAIFI o: 13.1692; SAIDI / SAIFI / MAIFI p: 10.0361; Veg Mgmt q: 1.8723; Covered Conductor dd: 7; Covered Conductor ff: 8; Covered Conductor gg: 1; Covered Conductor hh: 1; Poles ii: 2; UG Conductors ss: 1.2603; UG Conductors tt: 10.0283; LiDAR Inspections uu: 1.8674; LiDAR Inspections vv: 6; Detailed OH Inspections xx: 39
| COLGATE-PALERMO | 60041 | 22.6491 | 22.6491 | 0 | 21.7246 | 0.92453 | 0 | g: 60 KV; h: 13.075; i: 0.2597; j: 0.00046505; SAIDI / SAIFI / MAIFI k: 0; SAIDI / SAIFI / MAIFI o: 22.6491; SAIDI / SAIFI / MAIFI p: 21.7246; Veg Mgmt q: 0; Covered Conductor dd: 15; Covered Conductor ee: 4; Covered Conductor ff: 14; UG Conductors ss: 0.92453; UG Conductors tt: 21.7202
| COLGATE-RIO OSO | 20163 | 40.8875 | 40.8875 | 0 | 11.8625 | 29.025 | 0 | g: 230 KV; h: Non-HFTD; i: 0; j: 0; SAIDI / SAIFI / MAIFI k: 0; SAIDI / SAIFI / MAIFI o: 40.8875; SAIDI / SAIFI / MAIFI p: 11.8625; Veg Mgmt q: 0; UG Conductors ss: 29.025; UG Conductors tt: 11.8625; LiDAR Inspections vv: 21
| COLGATE-SMARTVILLE #1 | 60042 | 11.2583 | 11.2583 | 0 | 11.2583 | 0 | 0 | g: 60 KV; h: 1.9654; i: 0; j: 0; SAIDI / SAIFI / MAIFI k: 0; SAIDI / SAIFI / MAIFI o: 11.2583; SAIDI / SAIFI / MAIFI p: 11.2583; Veg Mgmt q: 0; Covered Conductor ee: 5; Covered Conductor ff: 23; UG Conductors tt: 11.2583
| COLGATE-SMARTVILLE #2 | 60043 | 11.188 | 11.188 | 0 | 11.188 | 0 | 0 | g: 60 KV; h: 2.9877; i: 0; j: 0; SAIDI / SAIFI / MAIFI k: 0.00043238; SAIDI / SAIFI / MAIFI o: 11.188; SAIDI / SAIFI / MAIFI p: 11.188; Veg Mgmt q: 0; Covered Conductor dd: 1; Covered Conductor ee: 9; Covered Conductor ff: 34; UG Conductors tt: 11.188
| COLLINS PINE TAP | 60095A | 0.9959 | 0.9959 | 0 | 0.085674 | 0.91022 | 0 | g: 60 KV; h: 0.057285; i: 0; j: 0; SAIDI / SAIFI / MAIFI k: 0; SAIDI / SAIFI / MAIFI o: 0.9959; SAIDI / SAIFI / MAIFI p: 0.085674; Veg Mgmt q: 0; UG Conductors ss: 0.90356; UG Conductors tt: 0.085674; LiDAR Inspections vv: 27; LiDAR Inspections ww: 2
| COLUMBIA SOLAR 115kV TAP | 10263A | 0.51281 | 0.51281 | 0 | 0 | 0.51281 | 0 | g: 115 KV; h: Non-HFTD; i: 0; j: 0; SAIDI / SAIFI / MAIFI k: 0; SAIDI / SAIFI / MAIFI o: 0.46215; SAIDI / SAIFI / MAIFI p: 0; Veg Mgmt q: 0; UG Conductors ss: 0.51281; LiDAR Inspections vv: 10
| COLUSA JCT #1 | 60241 | 16.9815 | 16.9815 | 0 | 0 | 16.9815 | 0 | g: 60 KV; h: Non-HFTD; i: 0; j: 0; SAIDI / SAIFI / MAIFI k: 0; SAIDI / SAIFI / MAIFI o: 16.9815; SAIDI / SAIFI / MAIFI p: 0; Veg Mgmt q: 0; UG Conductors ss: 16.8851; LiDAR Inspections vv: 58
| CONTRA COSTA #1 | 10038 | 11.1513 | 11.1513 | 0 | 0 | 11.1513 | 0 | g: 115 KV; h: Non-HFTD; i: 0.079595; j: 0.0014374; SAIDI / SAIFI / MAIFI k: 0; SAIDI / SAIFI / MAIFI o: 11.1513; SAIDI / SAIFI / MAIFI p: 0; Veg Mgmt q: 0; UG Conductors ss: 6.2947; LiDAR Inspections vv: 51
| CONTRA COSTA #2 | 10039 | 1.4095 | 1.4095 | 0 | 0 | 1.4095 | 0 | g: 115 KV; h: Non-HFTD; i: 0; j: 0; SAIDI / SAIFI / MAIFI k: 0; SAIDI / SAIFI / MAIFI o: 1.4095; SAIDI / SAIFI / MAIFI p: 0; Veg Mgmt q: 0; UG Conductors ss: 1.3967
| CONTRA COSTA PP-CONTRA COSTA SUB | 20016 | 1.8892 | 1.8892 | 0 | 0 | 1.8892 | 0 | g: 230 KV; h: Non-HFTD; i: 0; j: 0; SAIDI / SAIFI / MAIFI k: 0; SAIDI / SAIFI / MAIFI o: 1.8892; SAIDI / SAIFI / MAIFI p: 0; Veg Mgmt q: 0; UG Conductors ss: 1.8892; LiDAR Inspections vv: 14
| CONTRA COSTA-BALFOUR | 60368 | 11.5474 | 11.5474 | 0 | 0 | 11.5474 | 0 | g: 60 KV; h: Non-HFTD; i: 0; j: 0; SAIDI / SAIFI / MAIFI k: 0; SAIDI / SAIFI / MAIFI o: 11.5474; SAIDI / SAIFI / MAIFI p: 0; Veg Mgmt q: 0; UG Conductors ss: 11.5445; LiDAR Inspections vv: 17
| CONTRA COSTA-BRENTWOOD | 20017 | 10.0629 | 10.0629 | 0 | 0 | 10.0629 | 0 | g: 230 KV; h: Non-HFTD; i: 0; j: 0; SAIDI / SAIFI / MAIFI k: 0; SAIDI / SAIFI / MAIFI o: 10.0629; SAIDI / SAIFI / MAIFI p: 0; Veg Mgmt q: 0; UG Conductors ss: 10.0555; LiDAR Inspections vv: 23
| CONTRA COSTA-DELTA SWITCHYARD | 20018 | 18.4634 | 18.4634 | 0 | 5.1937 | 13.2697 | 0 | g: 230 KV; h: Non-HFTD; i: 0; j: 0; SAIDI / SAIFI / MAIFI k: 0; SAIDI / SAIFI / MAIFI o: 18.4634; SAIDI / SAIFI / MAIFI p: 5.1937; Veg Mgmt q: 0; UG Conductors ss: 13.2697; UG Conductors tt: 5.1937
| CONTRA COSTA-DU PONT | 60045 | 2.6485 | 2.6485 | 0 | 0 | 2.6485 | 0 | g: 60 KV; h: Non-HFTD; i: 0; j: 0; SAIDI / SAIFI / MAIFI k: 0; SAIDI / SAIFI / MAIFI o: 2.6485; SAIDI / SAIFI / MAIFI p: 0; Veg Mgmt q: 0; UG Conductors ss: 2.6485; LiDAR Inspections vv: 8
| CONTRA COSTA-LAS POSITAS | 20020 | 23.8265 | 23.8265 | 0.88039 | 10.9842 | 11.9619 | 0 | g: 230 KV; h: 0.29114; i: 0; j: 0; SAIDI / SAIFI / MAIFI k: 0; SAIDI / SAIFI / MAIFI o: 23.8265; SAIDI / SAIFI / MAIFI p: 10.9842; Veg Mgmt q: 0.88038; UG Conductors ss: 11.9619; UG Conductors tt: 10.9842; LiDAR Inspections uu: 0.87311; LiDAR Inspections vv: 68; Detailed OH Inspections xx: 6
| CONTRA COSTA-LONE TREE | 20218 | 5.6109 | 5.6109 | 0 | 0 | 5.6109 | 0 | g: 230 KV; h: Non-HFTD; i: 0; j: 0; SAIDI / SAIFI / MAIFI k: 0; SAIDI / SAIFI / MAIFI o: 5.6109; SAIDI / SAIFI / MAIFI p: 0; Veg Mgmt q: 0; UG Conductors ss: 5.6109
| CONTRA COSTA-MORAGA #1 | 20182 | 26.7584 | 26.7584 | 4.3023 | 11.3597 | 11.0965 | 0 | g: 230 KV; h: 16.6433; i: 0; j: 0; SAIDI / SAIFI / MAIFI k: 0; SAIDI / SAIFI / MAIFI o: 26.7584; SAIDI / SAIFI / MAIFI p: 11.3597; Veg Mgmt q: 4.3022; UG Conductors ss: 11.0965; UG Conductors tt: 11.3385; LiDAR Inspections uu: 4.3023; LiDAR Inspections vv: 12; Detailed OH Inspections xx: 19
| CONTRA COSTA-MORAGA #2 | 20183 | 26.8339 | 26.8339 | 4.3815 | 11.3276 | 11.1248 | 0 | g: 230 KV; h: 0.13421; i: 0; j: 0; SAIDI / SAIFI / MAIFI k: 0; SAIDI / SAIFI / MAIFI o: 26.8339; SAIDI / SAIFI / MAIFI p: 11.3276; Veg Mgmt q: 4.3815; UG Conductors ss: 11.1248; UG Conductors tt: 11.3276; LiDAR Inspections uu: 4.3452
| CONTRA COSTA-PITTSBURG | 60046 | 6.2834 | 6.2834 | 0 | 0 | 6.2834 | 0 | g: 60 KV; h: Non-HFTD; i: 0; j: 0; SAIDI / SAIFI / MAIFI k: 0; SAIDI / SAIFI / MAIFI o: 6.2834; SAIDI / SAIFI / MAIFI p: 0; Veg Mgmt q: 0; UG Conductors ss: 6.2795; LiDAR Inspections vv: 27
| CONTRA COSTA-SHELL CHEMICAL#1(21KV) | 60047 | 9.553 | 9.553 | 0 | 0 | 9.553 | 0 | g: 60 KV; h: Non-HFTD; i: 0; j: 0; SAIDI / SAIFI / MAIFI k: 0; SAIDI / SAIFI / MAIFI o: 9.553; SAIDI / SAIFI / MAIFI p: 0; Veg Mgmt q: 0; UG Conductors ss: 9.553
| COOLEY LANDING-LOS ALTOS | 60048 | 14.8839 | 14.8839 | 0 | 0 | 14.8839 | 0 | g: 60 KV; h: Non-HFTD; i: 0; j: 0; SAIDI / SAIFI / MAIFI k: 0; SAIDI / SAIFI / MAIFI o: 14.8839; SAIDI / SAIFI / MAIFI p: 0; Veg Mgmt q: 0; UG Conductors ss: 9.8909
| COOLEY LANDING-LOS ALTOS (I2KV) | 60048 | 1.4065 | 1.4065 | 0 | 0 | 1.4065 | 0 | g: 60 KV; h: Non-HFTD; i: 0; j: 0; SAIDI / SAIFI / MAIFI k: 0; SAIDI / SAIFI / MAIFI o: 1.4065; SAIDI / SAIFI / MAIFI p: 0; Veg Mgmt q: 0; UG Conductors ss: 1.402; LiDAR Inspections vv: 76
| COOLEY LANDING-PALO ALTO | 10040 | 2.7239 | 2.7239 | 0 | 0 | 2.7239 | 0 | g: 115 KV; h: Non-HFTD; i: 0; j: 0; SAIDI / SAIFI / MAIFI k: 0; SAIDI / SAIFI / MAIFI o: 2.7239; SAIDI / SAIFI / MAIFI p: 0; Veg Mgmt q: 0; UG Conductors ss: 2.719; LiDAR Inspections vv: 4
| COOLEY LANDING-STANFORD | 60049 | 7.6297 | 6.0359 | 0 | 0 | 6.0359 | 1.5937 | g: 60 KV; h: Non-HFTD; i: 0; j: 0; SAIDI / SAIFI / MAIFI k: 0; SAIDI / SAIFI / MAIFI o: 6.0359; SAIDI / SAIFI / MAIFI p: 0; Veg Mgmt q: 0; UG Conductors ss: 6.0048; LiDAR Inspections vv: 20
| COPPERMINE-TIVY VALLEY | 70017 | 24.0068 | 24.0068 | 0 | 0.89063 | 23.1161 | 0 | g: 70 KV; h: 0; i: 0; j: 0; SAIDI / SAIFI / MAIFI k: 0; SAIDI / SAIFI / MAIFI o: 24.0068; SAIDI / SAIFI / MAIFI p: 0.89062; Veg Mgmt q: 0; UG Conductors ss: 23.1113; UG Conductors tt: 0.88875; LiDAR Inspections vv: 3
| COPUS-OLD RIVER | 70115 | 19.6145 | 19.6145 | 0 | 0 | 19.6145 | 0 | g: 70 KV; h: Non-HFTD; i: 0; j: 0; SAIDI / SAIFI / MAIFI k: 0; SAIDI / SAIFI / MAIFI o: 19.6145; SAIDI / SAIFI / MAIFI p: 0; Veg Mgmt q: 0; UG Conductors ss: 19.6145; LiDAR Inspections vv: 19
| CORCORAN-ANGIOLA | 70018 | 8.9417 | 8.9417 | 0 | 0 | 8.9417 | 0 | g: 70 KV; h: Non-HFTD; i: 0; j: 0; SAIDI / SAIFI / MAIFI k: 0; SAIDI / SAIFI / MAIFI o: 8.9417; SAIDI / SAIFI / MAIFI p: 0; Veg Mgmt q: 0; UG Conductors ss: 8.9183; LiDAR Inspections vv: 1
| CORCORAN-GUERNSEY | 70096 | 13.49 | 13.49 | 0 | 0 | 13.49 | 0 | g: 70 KV; h: Non-HFTD; i: 0; j: 0; SAIDI / SAIFI / MAIFI k: 0; SAIDI / SAIFI / MAIFI o: 13.49; SAIDI / SAIFI / MAIFI p: 0; Veg Mgmt q: 0; UG Conductors ss: 13.486; LiDAR Inspections vv: 9
| CORCORAN-OLIVE SW STA | 10487 | 36.824 | 36.824 | 0 | 0 | 36.824 | 0 | g: 115 KV; h: Non-HFTD; i: 0; j: 0; SAIDI / SAIFI / MAIFI k: 0.00034004; SAIDI / SAIFI / MAIFI o: 36.824; SAIDI / SAIFI / MAIFI p: 0; Veg Mgmt q: 0; UG Conductors ss: 18.7314; LiDAR Inspections vv: 17
| CORDELIA #1 TAP | 60218B | 7.6939 | 7.6939 | 0 | 4.5628 | 3.1311 | 0 | g: 60 KV; h: 18.5298; i: 0; j: 0; SAIDI / SAIFI / MAIFI k: 0; SAIDI / SAIFI / MAIFI o: 7.6939; SAIDI / SAIFI / MAIFI p: 4.5628; Veg Mgmt q: 0; Covered Conductor ee: 1; Covered Conductor ff: 1; UG Conductors ss: 3.1293; UG Conductors tt: 4.5617; LiDAR Inspections vv: 18; LiDAR Inspections ww: 3
| CORDELIA #2 TAP | 60218D | 6.8684 | 6.8684 | 0 | 2.9932 | 3.8752 | 0 | g: 60 KV; h: 9.9853; i: 0; j: 0; SAIDI / SAIFI / MAIFI k: 0; SAIDI / SAIFI / MAIFI o: 6.8684; SAIDI / SAIFI / MAIFI p: 2.9932; Veg Mgmt q: 0; Covered Conductor ee: 4; UG Conductors ss: 3.8752; UG Conductors tt: 2.9922; LiDAR Inspections vv: 5
| CORDELIA INTERIM PUMPING PLANT TAP | 60218C | 0.35804 | 0.35804 | 0 | 0 | 0.35804 | 0 | g: 60 KV; h: Non-HFTD; i: 0; j: 0; SAIDI / SAIFI / MAIFI k: 0; SAIDI / SAIFI / MAIFI o: 0.35804; SAIDI / SAIFI / MAIFI p: 0; Veg Mgmt q: 0; UG Conductors ss: 0.35479
| CORONA-LAKEVILLE | 10381 | 5.7864 | 5.7864 | 0 | 0 | 5.7864 | 0 | g: 115 KV; h: Non-HFTD; i: 0; j: 0; SAIDI / SAIFI / MAIFI k: 0; SAIDI / SAIFI / MAIFI o: 5.7864; SAIDI / SAIFI / MAIFI p: 0; Veg Mgmt q: 0; UG Conductors ss: 5.7864; LiDAR Inspections vv: 4
| CORTINA #1 | 60050 | 26.2869 | 26.2869 | 0 | 0 | 26.2869 | 0 | g: 60 KV; h: Non-HFTD; i: 0.0013563; j: 0.00022604; SAIDI / SAIFI / MAIFI k: 0.00049453; SAIDI / SAIFI / MAIFI o: 26.2869; SAIDI / SAIFI / MAIFI p: 0; Veg Mgmt q: 0; UG Conductors ss: 26.2869; LiDAR Inspections vv: 61
| CORTINA #2 | 60051 | 26.6061 | 26.6061 | 0 | 0 | 26.6061 | 0 | g: 60 KV; h: Non-HFTD; i: 0.0088829; j: 0.0001021; SAIDI / SAIFI / MAIFI k: 0.00010867; SAIDI / SAIFI / MAIFI o: 26.606; SAIDI / SAIFI / MAIFI p: 0; Veg Mgmt q: 0; UG Conductors ss: 26.6061; LiDAR Inspections vv: 43
| CORTINA #3 | 60052 | 24.7991 | 24.7991 | 0 | 0 | 24.7991 | 0 | g: 60 KV; h: Non-HFTD; i: 0; j: 0; SAIDI / SAIFI / MAIFI k: 0; SAIDI / SAIFI / MAIFI o: 24.7991; SAIDI / SAIFI / MAIFI p: 0; Veg Mgmt q: 0; UG Conductors ss: 24.7991; LiDAR Inspections vv: 103; Detailed OH Inspections yy: 4
| CORTINA #4 | 60053 | 45.2742 | 45.2742 | 0 | 0 | 45.2742 | 0 | g: 60 KV; h: 0; i: 0.050644; j: 0.00076745; SAIDI / SAIFI / MAIFI k: 0; SAIDI / SAIFI / MAIFI o: 45.2742; SAIDI / SAIFI / MAIFI p: 0; Veg Mgmt q: 0; UG Conductors ss: 45.2557; LiDAR Inspections vv: 243; Detailed OH Inspections yy: 1
| CORTINA-MENDOCINO #1 | 10043 | 60.9541 | 60.9541 | 4.5559 | 48.7777 | 7.6205 | 0 | g: 115 KV; h: 36.0883; i: 0; j: 0; SAIDI / SAIFI / MAIFI k: 0.0030224; SAIDI / SAIFI / MAIFI o: 60.9541; SAIDI / SAIFI / MAIFI p: 48.7777; Veg Mgmt q: 4.5559; Covered Conductor gg: 1; UG Conductors ss: 7.6205; UG Conductors tt: 48.7755; LiDAR Inspections uu: 4.5507; LiDAR Inspections vv: 14; Detailed OH Inspections xx: 22
| CORTINA-VACA | 20023 | 53.2926 | 53.2926 | 0 | 2.2501 | 51.0426 | 0 | g: 230 KV; h: -2.145; i: 0; j: 0; SAIDI / SAIFI / MAIFI k: 0; SAIDI / SAIFI / MAIFI o: 53.2926; SAIDI / SAIFI / MAIFI p: 2.25; Veg Mgmt q: 0; UG Conductors ss: 51.0426; UG Conductors tt: 2.1567; LiDAR Inspections vv: 16
| COTTLE-MELONES | 20234 | 25.9392 | 25.9392 | 0 | 5.2875 | 20.6517 | 0 | g: 230 KV; h: 0.097305; i: 0; j: 0; SAIDI / SAIFI / MAIFI k: 0; SAIDI / SAIFI / MAIFI o: 25.9392; SAIDI / SAIFI / MAIFI p: 5.2875; Veg Mgmt q: 0; UG Conductors ss: 20.6517; UG Conductors tt: 5.2841; LiDAR Inspections vv: 8
| COTTONWOOD #1 | 60054 | 48.1554 | 48.1554 | 0 | 9.715 | 38.4403 | 0 | g: 60 KV; h: 0; i: 0.1164; j: 0.0012783; SAIDI / SAIFI / MAIFI k: 0.00078183; SAIDI / SAIFI / MAIFI o: 48.1554; SAIDI / SAIFI / MAIFI p: 9.715; Veg Mgmt q: 0; UG Conductors ss: 38.4403; UG Conductors tt: 9.7149; LiDAR Inspections vv: 121; Detailed OH Inspections zz: 1
| COTTONWOOD #2 | 60055 | 23.635 | 23.635 | 0 | 9.7153 | 13.9197 | 0 | g: 60 KV; h: Non-HFTD; i: 0.022517; j: 0.00015857; SAIDI / SAIFI / MAIFI k: 0; SAIDI / SAIFI / MAIFI o: 23.6346; SAIDI / SAIFI / MAIFI p: 9.7153; Veg Mgmt q: 0; UG Conductors ss: 13.9197; UG Conductors tt: 9.7149; LiDAR Inspections vv: 10; Detailed OH Inspections aaa: 8
| COTTONWOOD-BENTON #1 | 60056 | 15.5289 | 15.5289 | 0 | 5.5277 | 10.0012 | 0 | g: 60 KV; h: 13.8063; i: 0.28781; j: 0.0013651; SAIDI / SAIFI / MAIFI k: 0; SAIDI / SAIFI / MAIFI o: 15.5273; SAIDI / SAIFI / MAIFI p: 5.5277; Veg Mgmt q: 0; Covered Conductor ee: 6; Covered Conductor ff: 8; UG Conductors ss: 10.0012; UG Conductors tt: 5.5005; LiDAR Inspections vv: 42; Detailed OH Inspections yy: 2; Detailed OH Inspections zz: 2
| COTTONWOOD-BENTON #2 | 60057 | 14.6726 | 14.6726 | 2.9914 | 9.6037 | 2.0775 | 0 | g: 60 KV; h: 12.0518; i: 0; j: 0; SAIDI / SAIFI / MAIFI k: 0; SAIDI / SAIFI / MAIFI o: 14.6726; SAIDI / SAIFI / MAIFI p: 9.6037; Veg Mgmt q: 2.9914; Covered Conductor ee: 4; Covered Conductor ff: 6; Covered Conductor gg: 2; Covered Conductor hh: 1; Poles ii: 5; UG Conductors ss: 2.0348; UG Conductors tt: 9.6037; LiDAR Inspections uu: 2.9904; LiDAR Inspections vv: 11; Detailed OH Inspections xx: 48
| COTTONWOOD-DELEVAN #1 | 20220 | 71.5512 | 71.5512 | 0 | 9.7127 | 61.8385 | 0 | g: 230 KV; h: 6.4276; i: 0; j: 0; SAIDI / SAIFI / MAIFI k: 0; SAIDI / SAIFI / MAIFI o: 71.5512; SAIDI / SAIFI / MAIFI p: 9.7127; Veg Mgmt q: 0; UG Conductors ss: 61.8369; UG Conductors tt: 9.7127; LiDAR Inspections vv: 19
| COTTONWOOD-DELEVAN #2 | 20224 | 71.5358 | 71.5358 | 0 | 9.7137 | 61.8222 | 0 | g: 230 KV; h: 6.4296; i: 0; j: 0; SAIDI / SAIFI / MAIFI k: 0; SAIDI / SAIFI / MAIFI o: 1.1092; SAIDI / SAIFI / MAIFI p: 0; Veg Mgmt q: 0; UG Conductors ss: 61.8187; UG Conductors tt: 9.7137; LiDAR Inspections vv: 21
| COTTONWOOD-GLENN | 20025 | 48.3286 | 48.3286 | 0 | 9.714 | 38.6146 | 0 | g: 230 KV; h: Non-HFTD; i: 0; j: 0; SAIDI / SAIFI / MAIFI k: 0; SAIDI / SAIFI / MAIFI o: 48.3286; SAIDI / SAIFI / MAIFI p: 9.7139; Veg Mgmt q: 0; UG Conductors ss: 38.6146; UG Conductors tt: 9.7139; LiDAR Inspections vv: 12
| COTTONWOOD-LOGAN CREEK | 20026 | 59.283 | 59.283 | 0 | 9.713 | 49.5701 | 0 | g: 230 KV; h: 4.1797; i: 0; j: 0; SAIDI / SAIFI / MAIFI k: 0; SAIDI / SAIFI / MAIFI o: 1.177; SAIDI / SAIFI / MAIFI p: 0; Veg Mgmt q: 0; UG Conductors ss: 49.5701; UG Conductors tt: 9.7128; LiDAR Inspections vv: 4
| COTTONWOOD-PANORAMA | 10044 | 2.9459 | 2.9459 | 0 | 2.0772 | 0.86872 | 0 | g: 115 KV; h: 3.2935; i: 0; j: 0; SAIDI / SAIFI / MAIFI k: 0; SAIDI / SAIFI / MAIFI o: 2.9459; SAIDI / SAIFI / MAIFI p: 2.0772; Veg Mgmt q: 0; Covered Conductor ff: 11; UG Conductors ss: 0.86743; UG Conductors tt: 2.0771; LiDAR Inspections vv: 1
| COTTONWOOD-RED BLUFF | 60058 | 16.7823 | 16.7823 | 0 | 10.5458 | 6.2365 | 0 | g: 60 KV; h: 15.1802; i: 0.0031923; j: 8.7008e-06; SAIDI / SAIFI / MAIFI k: 0; SAIDI / SAIFI / MAIFI o: 16.7806; SAIDI / SAIFI / MAIFI p: 10.5458; Veg Mgmt q: 0; Covered Conductor dd: 2; Covered Conductor ee: 14; UG Conductors ss: 6.2055; UG Conductors tt: 10.5458; LiDAR Inspections vv: 26
| COVE ROAD TAP | 20114A | 0.10596 | 0.10596 | 0 | 0.10596 | 0 | 0 | g: 230 KV; h: 0; i: 0; j: 0; SAIDI / SAIFI / MAIFI k: 0; SAIDI / SAIFI / MAIFI o: 0.10596; SAIDI / SAIFI / MAIFI p: 0.10596; Veg Mgmt q: 0; UG Conductors tt: 0.095362
| COYOTE SW STA-METCALF | 20192 | 0.87833 | 0.87833 | 0 | 0 | 0.87833 | 0 | g: 230 KV; h: Non-HFTD; i: 0; j: 0; SAIDI / SAIFI / MAIFI k: 0; SAIDI / SAIFI / MAIFI o: 0.87832; SAIDI / SAIFI / MAIFI p: 0; Veg Mgmt q: 0; UG Conductors ss: 0.87112; LiDAR Inspections vv: 6
| CRAG VIEW-CASCADE | 10045 | 21.6065 | 21.6065 | 2.4107 | 17.9606 | 1.2351 | 0 | g: 115 KV; h: 7.9571; i: 0; j: 0; SAIDI / SAIFI / MAIFI k: 0; SAIDI / SAIFI / MAIFI o: 21.6065; SAIDI / SAIFI / MAIFI p: 17.9606; Veg Mgmt q: 2.4107; Covered Conductor ee: 7; Covered Conductor ff: 49; Covered Conductor hh: 2; Poles ii: 4; UG Conductors ss: 1.2338; UG Conductors tt: 17.9606; LiDAR Inspections uu: 2.4092; LiDAR Inspections vv: 2; Detailed OH Inspections xx: 34
| CRAZY HORSE CANYON-HOLLISTER | 10480 | 17.2168 | 17.2168 | 0 | 2.7019 | 14.5149 | 0 | g: 115 KV; h: Non-HFTD; i: 0; j: 0; SAIDI / SAIFI / MAIFI k: 0; SAIDI / SAIFI / MAIFI o: 17.2168; SAIDI / SAIFI / MAIFI p: 2.7019; Veg Mgmt q: 0; UG Conductors ss: 14.5149; UG Conductors tt: 2.688
| CRAZY HORSE CANYON-SALINAS-SOLEDAD #1 | 10478 | 35.3435 | 35.3435 | 0 | 15.819 | 19.5244 | 0 | g: 115 KV; h: 1.6536; i: 0; j: 0; SAIDI / SAIFI / MAIFI k: 0; SAIDI / SAIFI / MAIFI o: 35.3435; SAIDI / SAIFI / MAIFI p: 15.819; Veg Mgmt q: 0; UG Conductors ss: 19.5244; UG Conductors tt: 15.819; LiDAR Inspections vv: 1; Detailed OH Inspections yy: 1; Detailed OH Inspections zz: 2
| CRAZY HORSE CANYON-SALINAS-SOLEDAD #2 | 10479 | 35.4084 | 35.4084 | 0 | 15.8365 | 19.5718 | 0 | g: 115 KV; h: Non-HFTD; i: 0; j: 0; SAIDI / SAIFI / MAIFI k: 0; SAIDI / SAIFI / MAIFI o: 35.4051; SAIDI / SAIFI / MAIFI p: 15.8365; Veg Mgmt q: 0; UG Conductors ss: 19.5718; UG Conductors tt: 15.8291; LiDAR Inspections vv: 107; Detailed OH Inspections yy: 1; Detailed OH Inspections zz: 2
| CRAZY HORSE CANYON-SAN BENITO | 10481 | 8.9521 | 8.9521 | 0 | 2.6376 | 6.3145 | 0 | g: 115 KV; h: 0; i: 0; j: 0; SAIDI / SAIFI / MAIFI k: 0; SAIDI / SAIFI / MAIFI o: 8.952; SAIDI / SAIFI / MAIFI p: 2.6376; Veg Mgmt q: 0; UG Conductors ss: 6.2656; UG Conductors tt: 2.6376; LiDAR Inspections vv: 24
| CRESCENT SW STA-SCHINDLER | 70132 | 10.8034 | 10.8034 | 0 | 0 | 10.8034 | 0 | g: 70 KV; h: Non-HFTD; i: 0; j: 0; SAIDI / SAIFI / MAIFI k: 0; SAIDI / SAIFI / MAIFI o: 10.8034; SAIDI / SAIFI / MAIFI p: 0; Veg Mgmt q: 0; UG Conductors ss: 10.8034
| CRESCENT SW STA-SCULPIN PV | 70134 | 0.043939 | 0.043939 | 0 | 0 | 0.043939 | 0 | g: 70 KV; h: Non-HFTD; i: 0; j: 0; SAIDI / SAIFI / MAIFI k: 0; SAIDI / SAIFI / MAIFI o: 0.043939; SAIDI / SAIFI / MAIFI p: 0; Veg Mgmt q: 0; UG Conductors ss: 0.043939; Detailed OH Inspections yy: 1
| CRESCENT SW STA-STROUD | 70133 | 3.6125 | 3.6125 | 0 | 0 | 3.6125 | 0 | g: 70 KV; h: Non-HFTD; i: 0; j: 0; SAIDI / SAIFI / MAIFI k: 0; SAIDI / SAIFI / MAIFI o: 3.6125; SAIDI / SAIFI / MAIFI p: 0; Veg Mgmt q: 0; UG Conductors ss: 3.6125
| CRESTA-RIO OSO | 20028 | 64.785 | 64.785 | 8.9254 | 18.1944 | 37.6652 | 0 | g: 230 KV; h: 7.2084; i: 0; j: 0; SAIDI / SAIFI / MAIFI k: 0; SAIDI / SAIFI / MAIFI o: 64.785; SAIDI / SAIFI / MAIFI p: 18.1944; Veg Mgmt q: 8.9254; Covered Conductor hh: 3; UG Conductors ss: 37.6272; UG Conductors tt: 18.1944; LiDAR Inspections uu: 8.9251; LiDAR Inspections vv: 3; LiDAR Inspections ww: 26; Detailed OH Inspections xx: 74
| CROW CREEK SW STA-FRONTIER SOLAR PV | 60435 | 0.019878 | 0.019878 | 0 | 0 | 0.019878 | 0 | g: 60 KV; h: Non-HFTD; i: 0; j: 0; SAIDI / SAIFI / MAIFI k: 0; SAIDI / SAIFI / MAIFI o: 0.019878; SAIDI / SAIFI / MAIFI p: 0; Veg Mgmt q: 0; UG Conductors ss: 0.019878
| CROW CREEK SW STA-NEWMAN | 60434 | 11.1449 | 11.1449 | 0 | 0 | 11.1449 | 0 | g: 60 KV; h: Non-HFTD; i: 0; j: 0; SAIDI / SAIFI / MAIFI k: 0; SAIDI / SAIFI / MAIFI o: 11.1449; SAIDI / SAIFI / MAIFI p: 0; Veg Mgmt q: 0; UG Conductors ss: 11.1449; LiDAR Inspections vv: 20
| CROWS LANDING TAP | 60186A | 5.2802 | 5.2802 | 0 | 0 | 5.2802 | 0 | g: 60 KV; h: Non-HFTD; i: 0; j: 0; SAIDI / SAIFI / MAIFI k: 0; SAIDI / SAIFI / MAIFI o: 5.2802; SAIDI / SAIFI / MAIFI p: 0; Veg Mgmt q: 0; UG Conductors ss: 5.2802; LiDAR Inspections vv: 9
| CRUSHER TAP | 60012A | 1.9446 | 1.9446 | 0 | 1.9446 | 0 | 0 | g: 60 KV; h: 0.30028; i: 0; j: 0; SAIDI / SAIFI / MAIFI k: 0; SAIDI / SAIFI / MAIFI o: 1.9446; SAIDI / SAIFI / MAIFI p: 1.9446; Veg Mgmt q: 0; Covered Conductor dd: 1; Covered Conductor ee: 3; UG Conductors tt: 1.9446
| CRYSTAL SPRINGS TAP | 60116A | 0.28078 | 0.28078 | 0 | 0.28078 | 0 | 0 | g: 60 KV; h: 0.12733; i: 0; j: 0; SAIDI / SAIFI / MAIFI k: 0; SAIDI / SAIFI / MAIFI o: 0.28078; SAIDI / SAIFI / MAIFI p: 0.28078; Veg Mgmt q: 0; Covered Conductor ff: 1; UG Conductors tt: 0.28074
| C-X #1 |  | 0.33959 | 0 | 0 | 0 | 0 | 0.33959 | g: (blank); h: Non-HFTD; i: 0; j: 0; SAIDI / SAIFI / MAIFI k: 0; SAIDI / SAIFI / MAIFI o: 0; SAIDI / SAIFI / MAIFI p: 0; Veg Mgmt q: 0
| C-X #2 | 10047U | 3.376 | 0 | 0 | 0 | 0 | 3.376 | g: 115 KV; h: Non-HFTD; i: 0; j: 0; SAIDI / SAIFI / MAIFI k: 0; SAIDI / SAIFI / MAIFI o: 0; SAIDI / SAIFI / MAIFI p: 0; Veg Mgmt q: 0
| C-X #3 | 10466U | 3.6726 | 0 | 0 | 0 | 0 | 3.6726 | g: 115 KV; h: Non-HFTD; i: 0; j: 0; SAIDI / SAIFI / MAIFI k: 0; SAIDI / SAIFI / MAIFI o: 3.6725; SAIDI / SAIFI / MAIFI p: 0; Veg Mgmt q: 0
| CYMRIC TAP | 10185B | 0.18006 | 0.18006 | 0 | 0 | 0.18006 | 0 | g: 115 KV; h: Non-HFTD; i: 0; j: 0; SAIDI / SAIFI / MAIFI k: 0; SAIDI / SAIFI / MAIFI o: 0.18006; SAIDI / SAIFI / MAIFI p: 0; Veg Mgmt q: 0; UG Conductors ss: 0.18006
| DAIRYLAND-MENDOTA | 10049 | 28.6866 | 28.6866 | 0 | 0 | 28.6866 | 0 | g: 115 KV; h: Non-HFTD; i: 0.013404; j: 0.00010015; SAIDI / SAIFI / MAIFI k: 0; SAIDI / SAIFI / MAIFI o: 28.6866; SAIDI / SAIFI / MAIFI p: 0; Veg Mgmt q: 0; UG Conductors ss: 28.6866; LiDAR Inspections vv: 49
| DANISH CREAMERY TAP | 10437A | 1.2024 | 1.2024 | 0 | 0 | 1.2024 | 0 | g: 115 KV; h: Non-HFTD; i: 0; j: 0; SAIDI / SAIFI / MAIFI k: 0; SAIDI / SAIFI / MAIFI o: 1.2024; SAIDI / SAIFI / MAIFI p: 0; Veg Mgmt q: 0; UG Conductors ss: 1.2024; LiDAR Inspections vv: 11
| DE FRANCESCO TAP | 10256E | 1.0232 | 1.0232 | 0 | 0 | 1.0232 | 0 | g: 115 KV; h: Non-HFTD; i: 0; j: 0; SAIDI / SAIFI / MAIFI k: 0; SAIDI / SAIFI / MAIFI o: 1.0232; SAIDI / SAIFI / MAIFI p: 0; Veg Mgmt q: 0; UG Conductors ss: 1.023; Detailed OH Inspections aaa: 1
| DEAN FOODS TAP | 60092B | 0.51365 | 0.51365 | 0 | 0 | 0.51365 | 0 | g: 60 KV; h: Non-HFTD; i: 0; j: 0; SAIDI / SAIFI / MAIFI k: 0; SAIDI / SAIFI / MAIFI o: 0.51365; SAIDI / SAIFI / MAIFI p: 0; Veg Mgmt q: 0; UG Conductors ss: 0.51365
| DEEPWATER #1 TAP | 10350A | 2.2866 | 2.2866 | 0 | 0 | 2.2866 | 0 | g: 115 KV; h: Non-HFTD; i: 0; j: 0; SAIDI / SAIFI / MAIFI k: 0; SAIDI / SAIFI / MAIFI o: 2.2866; SAIDI / SAIFI / MAIFI p: 0; Veg Mgmt q: 0; UG Conductors ss: 2.2866; LiDAR Inspections vv: 25; Detailed OH Inspections yy: 2
| DEEPWATER #2 TAP | 10349A | 2.4531 | 2.4531 | 0 | 0 | 2.4531 | 0 | g: 115 KV; h: Non-HFTD; i: 0; j: 0; SAIDI / SAIFI / MAIFI k: 0; SAIDI / SAIFI / MAIFI o: 2.4531; SAIDI / SAIFI / MAIFI p: 0; Veg Mgmt q: 0; UG Conductors ss: 2.4531
| DEER CREEK-DRUM | 60062 | 6.2379 | 6.2379 | 6.2379 | 0 | 0 | 0 | g: 60 KV; h: 18.6327; i: 0.025735; j: 0.00016922; SAIDI / SAIFI / MAIFI k: 0; SAIDI / SAIFI / MAIFI o: 6.2379; SAIDI / SAIFI / MAIFI p: 0; Veg Mgmt q: 6.2379; Covered Conductor gg: 2; Covered Conductor hh: 19; Poles ii: 15; LiDAR Inspections uu: 6.2379; Detailed OH Inspections xx: 145
| DEL MAR-ATLANTIC #1 | 60385 | 3.9544 | 2.7774 | 0 | 0 | 2.7774 | 1.177 | g: 60 KV; h: Non-HFTD; i: 0; j: 0; SAIDI / SAIFI / MAIFI k: 0; SAIDI / SAIFI / MAIFI o: 2.7774; SAIDI / SAIFI / MAIFI p: 0; Veg Mgmt q: 0; UG Conductors ss: 2.7774; LiDAR Inspections vv: 26
| DEL MAR-ATLANTIC #2 | 60397 | 4.4249 | 4.4249 | 0 | 0 | 4.4249 | 0 | g: 60 KV; h: Non-HFTD; i: 0; j: 0; SAIDI / SAIFI / MAIFI k: 0; SAIDI / SAIFI / MAIFI o: 4.4249; SAIDI / SAIFI / MAIFI p: 0; Veg Mgmt q: 0; UG Conductors ss: 4.4249; LiDAR Inspections vv: 12
| DEL MONTE-FORT ORD #1 | 60409 | 6.1268 | 6.1268 | 0 | 0.24949 | 5.8774 | 0 | g: 60 KV; h: 14.3705; i: 0; j: 0; SAIDI / SAIFI / MAIFI k: 0; SAIDI / SAIFI / MAIFI o: 6.1268; SAIDI / SAIFI / MAIFI p: 0.24946; Veg Mgmt q: 0; UG Conductors ss: 5.8774; UG Conductors tt: 0.060835; LiDAR Inspections vv: 73; LiDAR Inspections ww: 1
| DEL MONTE-FORT ORD #2 | 60410 | 5.6033 | 5.6033 | 0 | 0.057679 | 5.5456 | 0 | g: 60 KV; h: Non-HFTD; i: 0; j: 0; SAIDI / SAIFI / MAIFI k: 0; SAIDI / SAIFI / MAIFI o: 5.6033; SAIDI / SAIFI / MAIFI p: 0.057678; Veg Mgmt q: 0; UG Conductors ss: 5.5336; UG Conductors tt: 0.057679; LiDAR Inspections vv: 36
| DEL MONTE-MONTEREY | 60063 | 2.5287 | 2.5287 | 0 | 0 | 2.5287 | 0 | g: 60 KV; h: Non-HFTD; i: 0; j: 0; SAIDI / SAIFI / MAIFI k: 0; SAIDI / SAIFI / MAIFI o: 2.5287; SAIDI / SAIFI / MAIFI p: 0; Veg Mgmt q: 0; UG Conductors ss: 2.5287; LiDAR Inspections vv: 82
| DEL MONTE-VIEJO | 60064 | 7.9167 | 7.9167 | 0 | 5.3008 | 2.6159 | 0 | g: 60 KV; h: 3.919; i: 0; j: 0; SAIDI / SAIFI / MAIFI k: 0.00076798; SAIDI / SAIFI / MAIFI o: 7.9167; SAIDI / SAIFI / MAIFI p: 5.3008; Veg Mgmt q: 0; Covered Conductor ee: 2; Covered Conductor ff: 4; UG Conductors ss: 2.6159; UG Conductors tt: 5.2924; LiDAR Inspections vv: 53; Detailed OH Inspections aaa: 1
| DELEVAN-CORTINA | 20221 | 17.9661 | 17.9661 | 0 | 0 | 17.9661 | 0 | g: 230 KV; h: Non-HFTD; i: 0; j: 0; SAIDI / SAIFI / MAIFI k: 0; SAIDI / SAIFI / MAIFI o: 17.9661; SAIDI / SAIFI / MAIFI p: 0; Veg Mgmt q: 0; UG Conductors ss: 17.9661; LiDAR Inspections vv: 9
| DELEVAN-VACA #1 | 20223 | 71.0356 | 71.0356 | 0 | 2.062 | 68.9736 | 0 | g: 230 KV; h: Non-HFTD; i: 0; j: 0; SAIDI / SAIFI / MAIFI k: 0; SAIDI / SAIFI / MAIFI o: 71.0356; SAIDI / SAIFI / MAIFI p: 2.062; Veg Mgmt q: 0; UG Conductors ss: 68.8757; UG Conductors tt: 2.062; LiDAR Inspections vv: 8
| DELEVAN-VACA #2 | 20225 | 71.071 | 71.071 | 0 | 1.6737 | 69.3973 | 0 | g: 230 KV; h: 0; i: 0; j: 0; SAIDI / SAIFI / MAIFI k: 0; SAIDI / SAIFI / MAIFI o: 71.071; SAIDI / SAIFI / MAIFI p: 1.6737; Veg Mgmt q: 0; UG Conductors ss: 69.3973; UG Conductors tt: 1.5797; LiDAR Inspections vv: 26
| DELEVAN-VACA #3 | 20227 | 71.0849 | 71.0849 | 0 | 1.4862 | 69.5987 | 0 | g: 230 KV; h: Non-HFTD; i: 0; j: 0; SAIDI / SAIFI / MAIFI k: 0; SAIDI / SAIFI / MAIFI o: 71.0849; SAIDI / SAIFI / MAIFI p: 1.4862; Veg Mgmt q: 0; UG Conductors ss: 69.5027; UG Conductors tt: 1.4862; LiDAR Inspections vv: 2
| DELTA SWITCHING YARD-TESLA | 20029 | 7.7048 | 7.7048 | 0 | 0 | 7.7048 | 0 | g: 230 KV; h: Non-HFTD; i: 0; j: 0; SAIDI / SAIFI / MAIFI k: 0; SAIDI / SAIFI / MAIFI o: 7.7048; SAIDI / SAIFI / MAIFI p: 0; Veg Mgmt q: 0; UG Conductors ss: 7.7018; LiDAR Inspections vv: 8
| DELTA-MTN GATE JCT | 60068 | 15.1445 | 15.1445 | 2.18 | 11.6852 | 1.2793 | 0 | g: 60 KV; h: 1.1521; i: 0; j: 0; SAIDI / SAIFI / MAIFI k: 0; SAIDI / SAIFI / MAIFI o: 15.1445; SAIDI / SAIFI / MAIFI p: 11.6851; Veg Mgmt q: 2.18; Covered Conductor ee: 9; Covered Conductor ff: 12; Covered Conductor hh: 1; Poles ii: 5; UG Conductors ss: 1.2793; UG Conductors tt: 11.6354; LiDAR Inspections uu: 2.18; LiDAR Inspections vv: 2; LiDAR Inspections ww: 4; Detailed OH Inspections xx: 32
| DERRICK TAP | 70015C | 0.8534 | 0.8534 | 0 | 0 | 0.8534 | 0 | g: 70 KV; h: Non-HFTD; i: 0; j: 0; SAIDI / SAIFI / MAIFI k: 0; SAIDI / SAIFI / MAIFI o: 0.85339; SAIDI / SAIFI / MAIFI p: 0; Veg Mgmt q: 0; UG Conductors ss: 0.84664
| DESABLA-CENTERVILLE | 60065 | 5.8607 | 5.8607 | 5.8607 | 0 | 0 | 0 | g: 60 KV; h: 36.8568; i: 0.076689; j: 0.00078254; SAIDI / SAIFI / MAIFI k: 0; SAIDI / SAIFI / MAIFI o: 5.8607; SAIDI / SAIFI / MAIFI p: 0; Veg Mgmt q: 5.8607; Covered Conductor gg: 6; Covered Conductor hh: 14; Poles ii: 3; LiDAR Inspections uu: 5.8602; Detailed OH Inspections xx: 115
| DIABLO PP STANDBY SUPPLY | 20030 | 0.46446 | 0.46446 | 0.46446 | 0 | 0 | 0 | g: 230 KV; h: 0.14814; i: 0; j: 0; SAIDI / SAIFI / MAIFI k: 0; SAIDI / SAIFI / MAIFI o: 0.46446; SAIDI / SAIFI / MAIFI p: 0; Veg Mgmt q: 0.46446; Poles ii: 1; LiDAR Inspections uu: 0.46446; Detailed OH Inspections xx: 2
| DIABLO UNIT #1 | 50001 | 0.53849 | 0.53849 | 0.53849 | 0 | 0 | 0 | g: 500 KV; h: 0.1559; i: 0; j: 0; SAIDI / SAIFI / MAIFI k: 0; SAIDI / SAIFI / MAIFI o: 0.53849; SAIDI / SAIFI / MAIFI p: 0; Veg Mgmt q: 0.53849; LiDAR Inspections uu: 0.53816; Detailed OH Inspections xx: 10
| DIABLO UNIT #2 | 50002 | 0.5738 | 0.5738 | 0.5738 | 0 | 0 | 0 | g: 500 KV; h: 0.1582; i: 0; j: 0; SAIDI / SAIFI / MAIFI k: 0; SAIDI / SAIFI / MAIFI o: 0.5738; SAIDI / SAIFI / MAIFI p: 0; Veg Mgmt q: 0.5738; LiDAR Inspections uu: 0.57345; Detailed OH Inspections xx: 12
| DIABLO-GATES #1 | 50003 | 79.2346 | 79.2346 | 10.5507 | 16.5029 | 52.1809 | 0 | g: 500 KV; h: 14.6603; i: 0; j: 0; SAIDI / SAIFI / MAIFI k: 0; SAIDI / SAIFI / MAIFI o: 79.2346; SAIDI / SAIFI / MAIFI p: 16.5029; Veg Mgmt q: 10.5507; UG Conductors ss: 52.1809; UG Conductors tt: 16.5029; LiDAR Inspections uu: 10.5505; LiDAR Inspections vv: 215; LiDAR Inspections ww: 70; Detailed OH Inspections xx: 98
| DIABLO-MESA | 20031 | 40.3408 | 40.3408 | 7.6499 | 27.8312 | 4.8597 | 0 | g: 230 KV; h: 1.0157; i: 0; j: 0; SAIDI / SAIFI / MAIFI k: 0; SAIDI / SAIFI / MAIFI o: 40.3408; SAIDI / SAIFI / MAIFI p: 27.8312; Veg Mgmt q: 7.6499; UG Conductors ss: 4.8488; UG Conductors tt: 27.8312; LiDAR Inspections uu: 7.6499; Detailed OH Inspections xx: 23
| DIABLO-MIDWAY #2 | 50004 | 84.0709 | 84.0709 | 15.4706 | 29.4551 | 39.1452 | 0 | g: 500 KV; h: 22.4149; i: 0; j: 0; SAIDI / SAIFI / MAIFI k: 0; SAIDI / SAIFI / MAIFI o: 84.0709; SAIDI / SAIFI / MAIFI p: 29.4551; Veg Mgmt q: 15.4706; UG Conductors ss: 39.1452; UG Conductors tt: 29.4551; LiDAR Inspections uu: 15.4705; LiDAR Inspections vv: 163; LiDAR Inspections ww: 125; Detailed OH Inspections xx: 124
| DIABLO-MIDWAY #3 | 50005 | 84.6727 | 84.6727 | 15.564 | 29.3374 | 39.7713 | 0 | g: 500 KV; h: 23.5106; i: 0; j: 0; SAIDI / SAIFI / MAIFI k: 0; SAIDI / SAIFI / MAIFI o: 84.6727; SAIDI / SAIFI / MAIFI p: 29.3374; Veg Mgmt q: 15.564; UG Conductors ss: 39.7713; UG Conductors tt: 29.3374; LiDAR Inspections uu: 15.564; LiDAR Inspections vv: 172; LiDAR Inspections ww: 128; Detailed OH Inspections xx: 132
| DINOSAUR POINT TAP | 70056A | 1.9955 | 1.9955 | 0 | 0.51044 | 1.4851 | 0 | g: 70 KV; h: 0.32137; i: 0; j: 0; SAIDI / SAIFI / MAIFI k: 0; SAIDI / SAIFI / MAIFI o: 1.9955; SAIDI / SAIFI / MAIFI p: 0.51044; Veg Mgmt q: 0; UG Conductors ss: 1.4851; UG Conductors tt: 0.50904; LiDAR Inspections vv: 12
| DINUBA ENERGY TAP | 70065A | 3.1623 | 3.1623 | 0 | 0 | 3.1623 | 0 | g: 70 KV; h: Non-HFTD; i: 0; j: 0; SAIDI / SAIFI / MAIFI k: 0; SAIDI / SAIFI / MAIFI o: 3.1623; SAIDI / SAIFI / MAIFI p: 0; Veg Mgmt q: 0; UG Conductors ss: 3.1581
| DINUBA-OROSI | 70019 | 9.8254 | 9.8254 | 0 | 0 | 9.8254 | 0 | g: 70 KV; h: Non-HFTD; i: 0; j: 0; SAIDI / SAIFI / MAIFI k: 0; SAIDI / SAIFI / MAIFI o: 9.8254; SAIDI / SAIFI / MAIFI p: 0; Veg Mgmt q: 0; UG Conductors ss: 9.82; LiDAR Inspections vv: 8
| DISCOVERY TAP | 10118A | 2.0972 | 2.0972 | 0 | 0 | 2.0972 | 0 | g: 115 KV; h: Non-HFTD; i: 0; j: 0; SAIDI / SAIFI / MAIFI k: 0; SAIDI / SAIFI / MAIFI o: 2.0972; SAIDI / SAIFI / MAIFI p: 0; Veg Mgmt q: 0; UG Conductors ss: 2.0958
| DISTRICT 1001 TAP | 60167A | 1.47 | 1.47 | 0 | 0 | 1.47 | 0 | g: 60 KV; h: Non-HFTD; i: 0; j: 0; SAIDI / SAIFI / MAIFI k: 0; SAIDI / SAIFI / MAIFI o: 1.47; SAIDI / SAIFI / MAIFI p: 0; Veg Mgmt q: 0; UG Conductors ss: 1.47
| DISTRICT 1500 TAP | 60168A | 3.6128 | 3.6128 | 0 | 0 | 3.6128 | 0 | g: 60 KV; h: Non-HFTD; i: 0; j: 0; SAIDI / SAIFI / MAIFI k: 0; SAIDI / SAIFI / MAIFI o: 3.6128; SAIDI / SAIFI / MAIFI p: 0; Veg Mgmt q: 0; UG Conductors ss: 3.6128; LiDAR Inspections vv: 13
| DIVIDE-CABRILLO #1 | 10051 | 14.5987 | 14.5987 | 0 | 6.2874 | 8.3114 | 0 | g: 115 KV; h: 7.9118; i: 0.25436; j: 0.00056094; SAIDI / SAIFI / MAIFI k: 0; SAIDI / SAIFI / MAIFI o: 14.5987; SAIDI / SAIFI / MAIFI p: 6.2873; Veg Mgmt q: 0; Covered Conductor ee: 4; Covered Conductor ff: 3; UG Conductors ss: 8.3114; UG Conductors tt: 6.2647; LiDAR Inspections vv: 88; Detailed OH Inspections aaa: 1
| DIVIDE-CABRILLO #2 | 10050 | 11.5539 | 11.5539 | 0 | 6.0493 | 5.5047 | 0 | g: 115 KV; h: 20.9167; i: 0.14294; j: 0.0004267; SAIDI / SAIFI / MAIFI k: 0; SAIDI / SAIFI / MAIFI o: 11.5539; SAIDI / SAIFI / MAIFI p: 6.0492; Veg Mgmt q: 0; Covered Conductor dd: 1; Covered Conductor ee: 6; Covered Conductor ff: 4; UG Conductors ss: 5.5047; UG Conductors tt: 6.0161; LiDAR Inspections vv: 34; Detailed OH Inspections ddd: 2
| DIVIDE-VANDENBERG #1 | 70020 | 6.6422 | 6.6422 | 0 | 5.5147 | 1.1275 | 0 | g: 70 KV; h: 1.5541; i: 0; j: 0; SAIDI / SAIFI / MAIFI k: 0; SAIDI / SAIFI / MAIFI o: 6.6422; SAIDI / SAIFI / MAIFI p: 5.5147; Veg Mgmt q: 0; Covered Conductor ff: 2; UG Conductors ss: 1.1275; UG Conductors tt: 5.5147; LiDAR Inspections vv: 17
| DIVIDE-VANDENBERG #2 | 70021 | 6.568 | 6.568 | 0 | 5.4475 | 1.1205 | 0 | g: 70 KV; h: 0.67451; i: 0; j: 0; SAIDI / SAIFI / MAIFI k: 0; SAIDI / SAIFI / MAIFI o: 6.568; SAIDI / SAIFI / MAIFI p: 5.4475; Veg Mgmt q: 0; Covered Conductor ff: 1; UG Conductors ss: 1.1205; UG Conductors tt: 5.4475; LiDAR Inspections vv: 16
| DIXON LANDING-MCKEE | 10052 | 8.3045 | 8.3045 | 0 | 0 | 8.3045 | 0 | g: 115 KV; h: Non-HFTD; i: 0; j: 0; SAIDI / SAIFI / MAIFI k: 0; SAIDI / SAIFI / MAIFI o: 8.3045; SAIDI / SAIFI / MAIFI p: 0; Veg Mgmt q: 0; UG Conductors ss: 8.3045; LiDAR Inspections vv: 4
| DIXON-VACA #1 | 60066 | 18.3458 | 18.3458 | 0 | 0 | 18.3458 | 0 | g: 60 KV; h: Non-HFTD; i: 0; j: 0; SAIDI / SAIFI / MAIFI k: 0; SAIDI / SAIFI / MAIFI o: 18.3458; SAIDI / SAIFI / MAIFI p: 0; Veg Mgmt q: 0; UG Conductors ss: 18.339; LiDAR Inspections vv: 67; Detailed OH Inspections zz: 2
| DIXON-VACA #2 | 60067 | 26.7697 | 26.7697 | 0 | 0 | 26.7697 | 0 | g: 60 KV; h: Non-HFTD; i: 0.00025481; j: 8.8784e-07; SAIDI / SAIFI / MAIFI k: 0; SAIDI / SAIFI / MAIFI o: 26.7697; SAIDI / SAIFI / MAIFI p: 0; Veg Mgmt q: 0; UG Conductors ss: 26.7601; LiDAR Inspections vv: 65; Detailed OH Inspections zz: 4
| D-L #1 | 10048U | 2.3098 | 0 | 0 | 0 | 0 | 2.3098 | g: 115 KV; h: Non-HFTD; i: 0; j: 0; SAIDI / SAIFI / MAIFI k: 0; SAIDI / SAIFI / MAIFI o: 0; SAIDI / SAIFI / MAIFI p: 0; Veg Mgmt q: 0
| DOLAN RD #1 TAP | 10216A | 0.31505 | 0.31505 | 0 | 0 | 0.31505 | 0 | g: 115 KV; h: Non-HFTD; i: 0; j: 0; SAIDI / SAIFI / MAIFI k: 0; SAIDI / SAIFI / MAIFI o: 0.31504; SAIDI / SAIFI / MAIFI p: 0; Veg Mgmt q: 0; UG Conductors ss: 0.31505; LiDAR Inspections vv: 5
| DOLAN RD #2 TAP | 10217A | 0.33071 | 0.33071 | 0 | 0 | 0.33071 | 0 | g: 115 KV; h: Non-HFTD; i: 0; j: 0; SAIDI / SAIFI / MAIFI k: 0; SAIDI / SAIFI / MAIFI o: 0.33071; SAIDI / SAIFI / MAIFI p: 0; Veg Mgmt q: 0; UG Conductors ss: 0.32715; LiDAR Inspections vv: 2
| DONNELLS-MI-WUK | 10527 | 18.4617 | 18.4617 | 18.4617 | 0 | 0 | 0 | g: 115 KV; h: Non-HFTD; i: 0.13142; j: 0.00030258; SAIDI / SAIFI / MAIFI k: 0.00030258; SAIDI / SAIFI / MAIFI o: 18.4617; SAIDI / SAIFI / MAIFI p: 0; Veg Mgmt q: 18.4617; Covered Conductor gg: 2; Covered Conductor hh: 45; LiDAR Inspections uu: 18.4617; Detailed OH Inspections xx: 327
| DOS AMIGOS PUMPING PLANT-PANOCHE | 20032 | 23.6791 | 23.6791 | 0 | 0 | 23.6791 | 0 | g: 230 KV; h: Non-HFTD; i: 0; j: 0; SAIDI / SAIFI / MAIFI k: 0; SAIDI / SAIFI / MAIFI o: 23.6791; SAIDI / SAIFI / MAIFI p: 0; Veg Mgmt q: 0; UG Conductors ss: 23.6739; LiDAR Inspections vv: 6
| DOUBLE C (PSE) TAP | 10119A | 0.058863 | 0.058863 | 0 | 0 | 0.058863 | 0 | g: 115 KV; h: Non-HFTD; i: 0; j: 0; SAIDI / SAIFI / MAIFI k: 0; SAIDI / SAIFI / MAIFI o: 0.058863; SAIDI / SAIFI / MAIFI p: 0; Veg Mgmt q: 0; UG Conductors ss: 0.058863
| DRUM PH #2 TAP | 10364 | 0.087861 | 0.087861 | 0.087861 | 0 | 0 | 0 | g: 115 KV; h: 3.6911; i: 0; j: 0; SAIDI / SAIFI / MAIFI k: 0; SAIDI / SAIFI / MAIFI o: 0.087861; SAIDI / SAIFI / MAIFI p: 0; Veg Mgmt q: 0.087861; LiDAR Inspections uu: 0.087861; Detailed OH Inspections xx: 6
| DRUM-GRASS VALLEY-WEIMAR | 60070 | 31.1694 | 31.1694 | 17.1945 | 12.7233 | 1.2516 | 0 | g: 60 KV; h: 98.852; i: 0; j: 0; SAIDI / SAIFI / MAIFI k: 0.001995; SAIDI / SAIFI / MAIFI o: 31.1694; SAIDI / SAIFI / MAIFI p: 12.7233; Veg Mgmt q: 17.1945; Covered Conductor dd: 2; Covered Conductor ee: 16; Covered Conductor ff: 28; Covered Conductor gg: 2; Covered Conductor hh: 7; Poles ii: 15; UG Conductors ss: 1.2385; UG Conductors tt: 12.7233; LiDAR Inspections uu: 17.191; LiDAR Inspections vv: 14; Detailed OH Inspections xx: 395; Detailed OH Inspections bbb: 1; Detailed OH Inspections ccc: 1; Detailed OH Inspections ddd: 1
| DRUM-HIGGINS | 10459 | 47.7372 | 47.7372 | 20.6549 | 25.9622 | 1.1201 | 0 | g: 115 KV; h: 58.7222; i: 0.042088; j: 0.0013577; SAIDI / SAIFI / MAIFI k: 0; SAIDI / SAIFI / MAIFI o: 47.7371; SAIDI / SAIFI / MAIFI p: 25.9622; Veg Mgmt q: 20.6548; Covered Conductor hh: 10; Poles ii: 2; UG Conductors ss: 0.97249; UG Conductors tt: 14.3009; LiDAR Inspections uu: 18.5896; LiDAR Inspections vv: 2; Detailed OH Inspections xx: 253
| DRUM-RIO OSO #1 | 10055 | 44.641 | 44.641 | 14.06 | 17.8975 | 12.6836 | 0 | g: 115 KV; h: 54.4181; i: 0.033341; j: 0.0037046; SAIDI / SAIFI / MAIFI k: 0.0078008; SAIDI / SAIFI / MAIFI o: 44.641; SAIDI / SAIFI / MAIFI p: 17.8974; Veg Mgmt q: 14.06; UG Conductors ss: 12.6836; UG Conductors tt: 17.8906; LiDAR Inspections uu: 14.06; LiDAR Inspections vv: 80; Detailed OH Inspections xx: 158
| DRUM-RIO OSO #2 | 10056 | 44.6512 | 44.6512 | 14.0779 | 17.8644 | 12.7089 | 0 | g: 115 KV; h: 23.3745; i: 0.1113; j: 0.0025044; SAIDI / SAIFI / MAIFI k: 0.0085741; SAIDI / SAIFI / MAIFI o: 44.6512; SAIDI / SAIFI / MAIFI p: 17.8644; Veg Mgmt q: 14.0779; UG Conductors ss: 12.7042; UG Conductors tt: 17.8644; LiDAR Inspections uu: 14.0779; Detailed OH Inspections xx: 134
| DRUM-SPAULDING | 60071 | 9.3642 | 9.3642 | 6.8843 | 2.4799 | 0 | 0 | g: 60 KV; h: 9.1093; i: 0; j: 0; SAIDI / SAIFI / MAIFI k: 0; SAIDI / SAIFI / MAIFI o: 9.3642; SAIDI / SAIFI / MAIFI p: 2.4799; Veg Mgmt q: 6.8843; Covered Conductor ff: 1; Covered Conductor gg: 13; Covered Conductor hh: 8; Poles ii: 35; UG Conductors tt: 2.4799; LiDAR Inspections uu: 6.8843; Detailed OH Inspections xx: 172
| DRUM-SUMMIT #1 | 10057 | 27.363 | 27.363 | 6.4913 | 15.7225 | 5.1492 | 0 | g: 115 KV; h: 7.8177; i: 0; j: 0; SAIDI / SAIFI / MAIFI k: 0; SAIDI / SAIFI / MAIFI o: 27.363; SAIDI / SAIFI / MAIFI p: 15.1021; Veg Mgmt q: 6.4913; Covered Conductor dd: 18; Covered Conductor ee: 9; Covered Conductor ff: 15; Covered Conductor gg: 21; Covered Conductor hh: 5; Poles ii: 31; UG Conductors ss: 5.1492; UG Conductors tt: 15.1069; LiDAR Inspections uu: 6.4913; Detailed OH Inspections xx: 168
| DRUM-SUMMIT #2 | 10058 | 28.3633 | 28.3633 | 6.4945 | 16.8033 | 5.0654 | 0 | g: 115 KV; h: 9.5181; i: 0; j: 0; SAIDI / SAIFI / MAIFI k: 0; SAIDI / SAIFI / MAIFI o: 28.3633; SAIDI / SAIFI / MAIFI p: 16.363; Veg Mgmt q: 6.4945; Covered Conductor dd: 3; Covered Conductor ee: 4; Covered Conductor ff: 20; Covered Conductor gg: 2; Covered Conductor hh: 20; Poles ii: 20; UG Conductors ss: 5.0654; UG Conductors tt: 16.3681; LiDAR Inspections uu: 6.4945; Detailed OH Inspections xx: 174
| DU PONT TAP | 60368A | 0.52288 | 0.52288 | 0 | 0 | 0.52288 | 0 | g: 60 KV; h: Non-HFTD; i: 0; j: 0; SAIDI / SAIFI / MAIFI k: 0; SAIDI / SAIFI / MAIFI o: 0.52288; SAIDI / SAIFI / MAIFI p: 0; Veg Mgmt q: 0; UG Conductors ss: 0.52288
| DUMBARTON-NEWARK | 10059 | 7.1443 | 7.1443 | 0 | 0 | 7.1443 | 0 | g: 115 KV; h: Non-HFTD; i: 0; j: 0; SAIDI / SAIFI / MAIFI k: 0; SAIDI / SAIFI / MAIFI o: 7.1443; SAIDI / SAIFI / MAIFI p: 0; Veg Mgmt q: 0; UG Conductors ss: 7.1443; LiDAR Inspections vv: 40
| DUNLAP TAP | 70066A | 16.2058 | 16.2058 | 0 | 13.7815 | 2.4244 | 0 | g: 70 KV; h: 3.9376; i: 0; j: 0; SAIDI / SAIFI / MAIFI k: 0; SAIDI / SAIFI / MAIFI o: 16.2058; SAIDI / SAIFI / MAIFI p: 13.7815; Veg Mgmt q: 0; Covered Conductor dd: 47; Covered Conductor ee: 5; UG Conductors ss: 2.4244; UG Conductors tt: 13.7772; LiDAR Inspections vv: 9; Detailed OH Inspections yy: 1; Detailed OH Inspections bbb: 1
| DUTCH FLAT #2 TAP | 10055A | 0.42729 | 0.42729 | 0.42729 | 0 | 0 | 0 | g: 115 KV; h: 2.8449; i: 0; j: 0; SAIDI / SAIFI / MAIFI k: 0; SAIDI / SAIFI / MAIFI o: 0.42729; SAIDI / SAIFI / MAIFI p: 0; Veg Mgmt q: 0.42729; Covered Conductor hh: 3; Poles ii: 4; LiDAR Inspections uu: 0.4125; Detailed OH Inspections xx: 12
| EAGLE ROCK-CORTINA | 10061 | 43.385 | 43.385 | 14.6268 | 23.0124 | 5.7458 | 0 | g: 115 KV; h: 29.6841; i: 0; j: 0; SAIDI / SAIFI / MAIFI k: 0; SAIDI / SAIFI / MAIFI o: 43.385; SAIDI / SAIFI / MAIFI p: 23.0123; Veg Mgmt q: 14.6268; Covered Conductor dd: 9; Covered Conductor ff: 5; UG Conductors ss: 5.7361; UG Conductors tt: 23.0124; LiDAR Inspections uu: 14.482; Detailed OH Inspections ddd: 3
| EAGLE ROCK-FULTON-SILVERADO | 10445 | 46.9441 | 46.9441 | 41.8163 | 2.4523 | 2.6754 | 0 | g: 115 KV; h: 18.7994; i: 0.52073; j: 0.0061808; SAIDI / SAIFI / MAIFI k: 0; SAIDI / SAIFI / MAIFI o: 46.9441; SAIDI / SAIFI / MAIFI p: 2.4523; Veg Mgmt q: 41.8163; UG Conductors ss: 2.6688; UG Conductors tt: 2.4446; LiDAR Inspections uu: 41.8163; LiDAR Inspections vv: 1; Detailed OH Inspections xx: 126
| EAGLE ROCK-REDBUD | 10062 | 23.3112 | 23.3112 | 9.9357 | 13.0572 | 0.31828 | 0 | g: 115 KV; h: 34.487; i: 0; j: 0; SAIDI / SAIFI / MAIFI k: 0; SAIDI / SAIFI / MAIFI o: 23.3112; SAIDI / SAIFI / MAIFI p: 13.0572; Veg Mgmt q: 9.9356; Covered Conductor dd: 4; Covered Conductor ee: 13; Covered Conductor ff: 3; UG Conductors ss: 0.31828; UG Conductors tt: 13.03; LiDAR Inspections uu: 9.9357; LiDAR Inspections vv: 2; Detailed OH Inspections xx: 57
| EAST DUBLIN (BART) TAP | 60195B | 0.044522 | 0.044522 | 0 | 0 | 0.044522 | 0 | g: 60 KV; h: Non-HFTD; i: 0; j: 0; SAIDI / SAIFI / MAIFI k: 0; SAIDI / SAIFI / MAIFI o: 0.044522; SAIDI / SAIFI / MAIFI p: 0; Veg Mgmt q: 0; UG Conductors ss: 0.035666
| EAST GRAND-SAN MATEO | 10063 | 8.1045 | 7.888 | 0 | 0 | 7.888 | 0.21655 | g: 115 KV; h: Non-HFTD; i: 0; j: 0; SAIDI / SAIFI / MAIFI k: 0; SAIDI / SAIFI / MAIFI o: 7.888; SAIDI / SAIFI / MAIFI p: 0; Veg Mgmt q: 0; UG Conductors ss: 7.8731; LiDAR Inspections vv: 4
| EASTSHORE-CERBERUS | 10486 | 0.48453 | 0.48453 | 0 | 0 | 0.48453 | 0 | g: 115 KV; h: Non-HFTD; i: 0; j: 0; SAIDI / SAIFI / MAIFI k: 0; SAIDI / SAIFI / MAIFI o: 0.48453; SAIDI / SAIFI / MAIFI p: 0; Veg Mgmt q: 0; UG Conductors ss: 0.48453
| EASTSHORE-DUMBARTON | 10396 | 12.3759 | 12.3759 | 0 | 0 | 12.3759 | 0 | g: 115 KV; h: Non-HFTD; i: 0; j: 0; SAIDI / SAIFI / MAIFI k: 0; SAIDI / SAIFI / MAIFI o: 12.3759; SAIDI / SAIFI / MAIFI p: 0; Veg Mgmt q: 0; UG Conductors ss: 6.7169; LiDAR Inspections vv: 43
| EASTSHORE-MT EDEN #1 | 10064 | 1.04 | 1.04 | 0 | 0 | 1.04 | 0 | g: 115 KV; h: Non-HFTD; i: 0; j: 0; SAIDI / SAIFI / MAIFI k: 0; SAIDI / SAIFI / MAIFI o: 1.04; SAIDI / SAIFI / MAIFI p: 0; Veg Mgmt q: 0; UG Conductors ss: 1.04; LiDAR Inspections vv: 8
| EASTSHORE-MT EDEN #2 | 10395 | 0.99871 | 0.99871 | 0 | 0 | 0.99871 | 0 | g: 115 KV; h: Non-HFTD; i: 0; j: 0; SAIDI / SAIFI / MAIFI k: 0; SAIDI / SAIFI / MAIFI o: 0.99871; SAIDI / SAIFI / MAIFI p: 0; Veg Mgmt q: 0; UG Conductors ss: 0.99871
| EASTSHORE-SAN MATEO | 20034 | 12.4278 | 12.4278 | 0 | 0 | 12.4278 | 0 | g: 230 KV; h: Non-HFTD; i: 0; j: 0; SAIDI / SAIFI / MAIFI k: 0; SAIDI / SAIFI / MAIFI o: 12.4278; SAIDI / SAIFI / MAIFI p: 0; Veg Mgmt q: 0; UG Conductors ss: 12.424; LiDAR Inspections vv: 2
| EBMUD TAP | 10134A | 0.95856 | 0.022039 | 0 | 0 | 0.022039 | 0.93652 | g: 115 KV; h: Non-HFTD; i: 0; j: 0; SAIDI / SAIFI / MAIFI k: 0; SAIDI / SAIFI / MAIFI o: 0.95856; SAIDI / SAIFI / MAIFI p: 0; Veg Mgmt q: 0; UG Conductors ss: 0.022039
| EDES #1 TAP | 10286A | 0.047074 | 0.047074 | 0 | 0 | 0.047074 | 0 | g: 115 KV; h: Non-HFTD; i: 0; j: 0; SAIDI / SAIFI / MAIFI k: 0; SAIDI / SAIFI / MAIFI o: 0.047074; SAIDI / SAIFI / MAIFI p: 0; Veg Mgmt q: 0; UG Conductors ss: 0.047074; LiDAR Inspections vv: 4
| EDES #2 TAP | 10244B | 0.038755 | 0.038755 | 0 | 0 | 0.038755 | 0 | g: 115 KV; h: Non-HFTD; i: 0; j: 0; SAIDI / SAIFI / MAIFI k: 0; SAIDI / SAIFI / MAIFI o: 0.038751; SAIDI / SAIFI / MAIFI p: 0; Veg Mgmt q: 0; UG Conductors ss: 0.038755
| EEL RIVER TAP | 60105A | 2.3106 | 2.3106 | 0 | 0 | 2.3106 | 0 | g: 60 KV; h: Non-HFTD; i: 0; j: 0; SAIDI / SAIFI / MAIFI k: 0; SAIDI / SAIFI / MAIFI o: 2.3105; SAIDI / SAIFI / MAIFI p: 0; Veg Mgmt q: 0; UG Conductors ss: 2.3106; LiDAR Inspections vv: 17
| EIGHT MILE ROAD-STAGG | 20181 | 7.1985 | 7.1985 | 0 | 0 | 7.1985 | 0 | g: 230 KV; h: Non-HFTD; i: 0; j: 0; SAIDI / SAIFI / MAIFI k: 0; SAIDI / SAIFI / MAIFI o: 7.1985; SAIDI / SAIFI / MAIFI p: 0; Veg Mgmt q: 0; UG Conductors ss: 7.1946; LiDAR Inspections vv: 11
| EIGHT MILE ROAD-TESLA | 20035 | 26.6402 | 26.6402 | 0 | 0 | 26.6402 | 0 | g: 230 KV; h: Non-HFTD; i: 0; j: 0; SAIDI / SAIFI / MAIFI k: 0; SAIDI / SAIFI / MAIFI o: 26.6402; SAIDI / SAIFI / MAIFI p: 0; Veg Mgmt q: 0; UG Conductors ss: 26.6402; LiDAR Inspections vv: 44
| EISEN TAP | 70048C | 1.8611 | 1.8611 | 0 | 0 | 1.8611 | 0 | g: 70 KV; h: Non-HFTD; i: 0; j: 0; SAIDI / SAIFI / MAIFI k: 0; SAIDI / SAIFI / MAIFI o: 1.861; SAIDI / SAIFI / MAIFI p: 0; Veg Mgmt q: 0; UG Conductors ss: 1.8568; LiDAR Inspections vv: 7
| EL CAPITAN-WILSON | 10065 | 8.1213 | 8.1213 | 0 | 0 | 8.1213 | 0 | g: 115 KV; h: Non-HFTD; i: 0; j: 0; SAIDI / SAIFI / MAIFI k: 0; SAIDI / SAIFI / MAIFI o: 8.1213; SAIDI / SAIFI / MAIFI p: 0; Veg Mgmt q: 0; UG Conductors ss: 8.1213; LiDAR Inspections vv: 7
| EL DORADO-MISSOURI FLAT #1 | 10067 | 14.4253 | 14.4253 | 3.8435 | 8.9112 | 1.6706 | 0 | g: 115 KV; h: 43.272; i: 0.19714; j: 0.0014733; SAIDI / SAIFI / MAIFI k: 0.0024662; SAIDI / SAIFI / MAIFI o: 14.4253; SAIDI / SAIFI / MAIFI p: 8.9112; Veg Mgmt q: 3.8435; Covered Conductor dd: 1; Covered Conductor ee: 1; Covered Conductor gg: 2; UG Conductors ss: 1.6706; UG Conductors tt: 8.9112; LiDAR Inspections uu: 3.8404; LiDAR Inspections vv: 3; Detailed OH Inspections xx: 27
| EL DORADO-MISSOURI FLAT #2 | 10068 | 14.4053 | 14.4053 | 3.843 | 8.8531 | 1.7093 | 0 | g: 115 KV; h: 1.0974; i: 0.33489; j: 0.0030155; SAIDI / SAIFI / MAIFI k: 0.0037758; SAIDI / SAIFI / MAIFI o: 14.4053; SAIDI / SAIFI / MAIFI p: 8.8531; Veg Mgmt q: 3.843; UG Conductors ss: 1.7044; UG Conductors tt: 8.8432; LiDAR Inspections uu: 3.8404
| EL PATIO-SAN JOSE A | 10066 | 7.0764 | 7.0764 | 0 | 0 | 7.0764 | 0 | g: 115 KV; h: Non-HFTD; i: 0; j: 0; SAIDI / SAIFI / MAIFI k: 0; SAIDI / SAIFI / MAIFI o: 7.0764; SAIDI / SAIFI / MAIFI p: 0; Veg Mgmt q: 0; UG Conductors ss: 4.2893; LiDAR Inspections vv: 45
| EL PECO TAP | 70095C | 3.0179 | 3.0179 | 0 | 0 | 3.0179 | 0 | g: 70 KV; h: Non-HFTD; i: 0; j: 0; SAIDI / SAIFI / MAIFI k: 0; SAIDI / SAIFI / MAIFI o: 3.0179; SAIDI / SAIFI / MAIFI p: 0; Veg Mgmt q: 0; UG Conductors ss: 3.0179
| ELECTRA-BELLOTA | 20036 | 29.2328 | 29.2328 | 0 | 12.7788 | 16.454 | 0 | g: 230 KV; h: 7.4831; i: 0; j: 0; SAIDI / SAIFI / MAIFI k: 0; SAIDI / SAIFI / MAIFI o: 29.2328; SAIDI / SAIFI / MAIFI p: 12.7788; Veg Mgmt q: 0; UG Conductors ss: 16.447; UG Conductors tt: 12.7788; LiDAR Inspections vv: 3
| ELK CREEK TAP | 60087A | 20.4431 | 20.4431 | 0 | 3.5821 | 16.861 | 0 | g: 60 KV; h: 0.58918; i: 0.097159; j: 0.00032051; SAIDI / SAIFI / MAIFI k: 0; SAIDI / SAIFI / MAIFI o: 20.4431; SAIDI / SAIFI / MAIFI p: 3.5821; Veg Mgmt q: 0; Covered Conductor ee: 4; UG Conductors ss: 16.8435; UG Conductors tt: 3.5758; LiDAR Inspections vv: 61; LiDAR Inspections ww: 1
| ELK-GUALALA | 60244 | 29.0138 | 29.0138 | 0 | 22.5842 | 6.4296 | 0 | g: 60 KV; h: 29.8106; i: 0.15443; j: 0.00087133; SAIDI / SAIFI / MAIFI k: 0; SAIDI / SAIFI / MAIFI o: 29.0095; SAIDI / SAIFI / MAIFI p: 22.5723; Veg Mgmt q: 0; Covered Conductor ee: 5; Covered Conductor ff: 15; UG Conductors ss: 6.4243; UG Conductors tt: 22.5842; LiDAR Inspections vv: 62; Detailed OH Inspections ddd: 1
| ELLIS TAP | 10338A | 0.16574 | 0.16574 | 0 | 0 | 0.16574 | 0 | g: 115 KV; h: Non-HFTD; i: 0; j: 0; SAIDI / SAIFI / MAIFI k: 0; SAIDI / SAIFI / MAIFI o: 0.16574; SAIDI / SAIFI / MAIFI p: 0; Veg Mgmt q: 0; UG Conductors ss: 0.16574
| EMIDIO TAP | 70089A | 3.0493 | 3.0493 | 0 | 0 | 3.0493 | 0 | g: 70 KV; h: Non-HFTD; i: 0; j: 0; SAIDI / SAIFI / MAIFI k: 0; SAIDI / SAIFI / MAIFI o: 3.0493; SAIDI / SAIFI / MAIFI p: 0; Veg Mgmt q: 0; UG Conductors ss: 3.0466; LiDAR Inspections vv: 3
| ENCINAL TAP | 60408A | 1.4326 | 1.4326 | 0 | 0 | 1.4326 | 0 | g: 60 KV; h: Non-HFTD; i: 0; j: 0; SAIDI / SAIFI / MAIFI k: 0; SAIDI / SAIFI / MAIFI o: 1.4326; SAIDI / SAIFI / MAIFI p: 0; Veg Mgmt q: 0; UG Conductors ss: 1.4285; LiDAR Inspections vv: 12
| ESSEX JCT-ARCATA-FAIRHAVEN | 60074 | 16.0549 | 16.0549 | 0 | 0 | 16.0549 | 0 | g: 60 KV; h: Non-HFTD; i: 0; j: 0; SAIDI / SAIFI / MAIFI k: 0.0027905; SAIDI / SAIFI / MAIFI o: 16.0527; SAIDI / SAIFI / MAIFI p: 0; Veg Mgmt q: 0; UG Conductors ss: 16.0497; LiDAR Inspections vv: 120
| ESSEX JCT-ORICK | 60075 | 31.2908 | 31.2908 | 0 | 1.5749 | 29.7159 | 0 | g: 60 KV; h: Non-HFTD; i: 0.05024; j: 0.00011666; SAIDI / SAIFI / MAIFI k: 0.00071169; SAIDI / SAIFI / MAIFI o: 31.2908; SAIDI / SAIFI / MAIFI p: 0; Veg Mgmt q: 0; UG Conductors ss: 29.7159; LiDAR Inspections vv: 378
| EUREKA-STA A | 60076 | 0.21985 | 0.21985 | 0 | 0 | 0.21985 | 0 | g: 60 KV; h: Non-HFTD; i: 0; j: 0; SAIDI / SAIFI / MAIFI k: 0; SAIDI / SAIFI / MAIFI o: 0.21984; SAIDI / SAIFI / MAIFI p: 0; Veg Mgmt q: 0; UG Conductors ss: 0.21985
| EVERGREEN-ALMADEN | 60402 | 4.9583 | 4.9583 | 0 | 0 | 4.9583 | 0 | g: 60 KV; h: 0.57521; i: 0; j: 0; SAIDI / SAIFI / MAIFI k: 0; SAIDI / SAIFI / MAIFI o: 4.9583; SAIDI / SAIFI / MAIFI p: 0; Veg Mgmt q: 0; UG Conductors ss: 4.9583; LiDAR Inspections vv: 24
| EVERGREEN-MABURY | 60078 | 5.4842 | 5.4842 | 0 | 0 | 5.4842 | 0 | g: 60 KV; h: Non-HFTD; i: 0; j: 0; SAIDI / SAIFI / MAIFI k: 0; SAIDI / SAIFI / MAIFI o: 5.4842; SAIDI / SAIFI / MAIFI p: 0; Veg Mgmt q: 0; UG Conductors ss: 5.4842; LiDAR Inspections vv: 65
| EXCELSIOR SW STA-FIVE POINTS PV | 10510 | 0.03125 | 0.03125 | 0 | 0 | 0.03125 | 0 | g: 115 KV; h: Non-HFTD; i: 0; j: 0; SAIDI / SAIFI / MAIFI k: 0; SAIDI / SAIFI / MAIFI o: 0.03125; SAIDI / SAIFI / MAIFI p: 0; Veg Mgmt q: 0; UG Conductors ss: 0.03125
| EXCELSIOR SW STA-SCHINDLER #1 | 10507 | 5.2352 | 5.2352 | 0 | 0 | 5.2352 | 0 | g: 115 KV; h: Non-HFTD; i: 0; j: 0; SAIDI / SAIFI / MAIFI k: 0; SAIDI / SAIFI / MAIFI o: 5.2352; SAIDI / SAIFI / MAIFI p: 0; Veg Mgmt q: 0; UG Conductors ss: 5.2352
| EXCELSIOR SW STA-SCHINDLER #2 | 10509 | 5.2303 | 5.2303 | 0 | 0 | 5.2303 | 0 | g: 115 KV; h: Non-HFTD; i: 0; j: 0; SAIDI / SAIFI / MAIFI k: 0; SAIDI / SAIFI / MAIFI o: 5.2303; SAIDI / SAIFI / MAIFI p: 0; Veg Mgmt q: 0; UG Conductors ss: 5.2287
| EXCHEQUER-INDIAN FLAT | 70135 | 29.9061 | 29.9061 | 4.0013 | 25.1824 | 0.7223 | 0 | g: 70 KV; h: Non-HFTD; i: 0.012771; j: 0.00055703; SAIDI / SAIFI / MAIFI k: 0; SAIDI / SAIFI / MAIFI o: 29.9061; SAIDI / SAIFI / MAIFI p: 25.1824; Veg Mgmt q: 4.0013; Covered Conductor ee: 6; Covered Conductor ff: 16; UG Conductors ss: 0.7114; UG Conductors tt: 25.1483; LiDAR Inspections uu: 4.0013; Detailed OH Inspections xx: 39
| EXCHEQUER-LE GRAND | 10070 | 29.7522 | 29.7522 | 0 | 0 | 29.7522 | 0 | g: 115 KV; h: Non-HFTD; i: 0.99654; j: 0.001824; SAIDI / SAIFI / MAIFI k: 0; SAIDI / SAIFI / MAIFI o: 29.7522; SAIDI / SAIFI / MAIFI p: 0; Veg Mgmt q: 0; UG Conductors ss: 29.7522; LiDAR Inspections vv: 26
| EXCHEQUER-MARIPOSA | 70023 | 19.476 | 19.476 | 0 | 10.6186 | 8.8574 | 0 | g: 70 KV; h: 2.5489; i: 0; j: 0; SAIDI / SAIFI / MAIFI k: 0; SAIDI / SAIFI / MAIFI o: 19.476; SAIDI / SAIFI / MAIFI p: 10.6186; Veg Mgmt q: 0; Covered Conductor ee: 13; Covered Conductor ff: 10; UG Conductors ss: 8.8549; UG Conductors tt: 10.615; LiDAR Inspections vv: 4; LiDAR Inspections ww: 1
| FAIRHAVEN #1 | 60079 | 0.46997 | 0.46997 | 0 | 0 | 0.46997 | 0 | g: 60 KV; h: Non-HFTD; i: 0; j: 0; SAIDI / SAIFI / MAIFI k: 0; SAIDI / SAIFI / MAIFI o: 0.46997; SAIDI / SAIFI / MAIFI p: 0; Veg Mgmt q: 0; UG Conductors ss: 0.46997; LiDAR Inspections vv: 12
| FAIRHAVEN POWER CO TAP | 60079C | 0.49965 | 0.49965 | 0 | 0 | 0.49965 | 0 | g: 60 KV; h: Non-HFTD; i: 0; j: 0; SAIDI / SAIFI / MAIFI k: 0; SAIDI / SAIFI / MAIFI o: 0.49964; SAIDI / SAIFI / MAIFI p: 0; Veg Mgmt q: 0; UG Conductors ss: 0.49954; LiDAR Inspections vv: 10
| FAIRHAVEN-HUMBOLDT | 60080 | 15.4435 | 15.4435 | 0 | 0 | 15.4435 | 0 | g: 60 KV; h: Non-HFTD; i: 0; j: 0; SAIDI / SAIFI / MAIFI k: 0; SAIDI / SAIFI / MAIFI o: 15.4435; SAIDI / SAIFI / MAIFI p: 0; Veg Mgmt q: 0; UG Conductors ss: 15.4435; LiDAR Inspections vv: 39
| FAIRVIEW-MARTINEZ SW STA | 10000 | 0.096721 | 0.096721 | 0 | 0 | 0.096721 | 0 | g: 115 KV; h: Non-HFTD; i: 0; j: 0; SAIDI / SAIFI / MAIFI k: 0; SAIDI / SAIFI / MAIFI o: 0.096721; SAIDI / SAIFI / MAIFI p: 0; Veg Mgmt q: 0; UG Conductors ss: 0.095335
| FAIRWAY #1 TAP | 10172A | 2.8321 | 2.8321 | 0 | 0 | 2.8321 | 0 | g: 115 KV; h: Non-HFTD; i: 0; j: 0; SAIDI / SAIFI / MAIFI k: 0; SAIDI / SAIFI / MAIFI o: 2.8321; SAIDI / SAIFI / MAIFI p: 0; Veg Mgmt q: 0; UG Conductors ss: 2.8321; LiDAR Inspections vv: 37
| FAIRWAY #2 TAP | 10295A | 1.5177 | 1.5177 | 0 | 0 | 1.5177 | 0 | g: 115 KV; h: Non-HFTD; i: 0; j: 0; SAIDI / SAIFI / MAIFI k: 0; SAIDI / SAIFI / MAIFI o: 1.5177; SAIDI / SAIFI / MAIFI p: 0; Veg Mgmt q: 0; UG Conductors ss: 1.5141
| FELLOWS-MIDSUN | 10071 | 4.9161 | 4.9161 | 0 | 0 | 4.9161 | 0 | g: 115 KV; h: Non-HFTD; i: 0; j: 0; SAIDI / SAIFI / MAIFI k: 0; SAIDI / SAIFI / MAIFI o: 4.9161; SAIDI / SAIFI / MAIFI p: 0; Veg Mgmt q: 0; UG Conductors ss: 4.9161; LiDAR Inspections vv: 48
| FELLOWS-TAFT | 10072 | 7.9292 | 7.9292 | 0 | 0 | 7.9292 | 0 | g: 115 KV; h: Non-HFTD; i: 0; j: 0; SAIDI / SAIFI / MAIFI k: 0; SAIDI / SAIFI / MAIFI o: 7.9292; SAIDI / SAIFI / MAIFI p: 0; Veg Mgmt q: 0; UG Conductors ss: 7.9292; LiDAR Inspections vv: 68
| FIBREBOARD STANDARD TAP | 10053D | 0.016249 | 0.016249 | 0 | 0.016249 | 0 | 0 | g: 115 KV; h: 0.19254; i: 0; j: 0; SAIDI / SAIFI / MAIFI k: 0; SAIDI / SAIFI / MAIFI o: 0.016249; SAIDI / SAIFI / MAIFI p: 0.016249; Veg Mgmt q: 0; UG Conductors tt: 0.014092; LiDAR Inspections ww: 1
| FIBREBOARD TAP | 10039A | 1.0348 | 1.0348 | 0 | 0 | 1.0348 | 0 | g: 115 KV; h: Non-HFTD; i: 0; j: 0; SAIDI / SAIFI / MAIFI k: 0; SAIDI / SAIFI / MAIFI o: 1.0348; SAIDI / SAIFI / MAIFI p: 0; Veg Mgmt q: 0; UG Conductors ss: 1.0317; LiDAR Inspections vv: 12
| FIGARDEN #1 TAP | 20060A | 0.85134 | 0 | 0 | 0 | 0 | 0.85134 | g: 230 KV; h: Non-HFTD; i: 0; j: 0; SAIDI / SAIFI / MAIFI k: 0; SAIDI / SAIFI / MAIFI o: 0; SAIDI / SAIFI / MAIFI p: 0; Veg Mgmt q: 0
| FIGARDEN #2 TAP | 20051A | 0.83077 | 0 | 0 | 0 | 0 | 0.83077 | g: 230 KV; h: Non-HFTD; i: 0; j: 0; SAIDI / SAIFI / MAIFI k: 0; SAIDI / SAIFI / MAIFI o: 0; SAIDI / SAIFI / MAIFI p: 0; Veg Mgmt q: 0
| FITCH MTN #1 TAP | 60083A | 0.86226 | 0.86226 | 0 | 0.15175 | 0.71051 | 0 | g: 60 KV; h: 2.1545; i: 0; j: 0; SAIDI / SAIFI / MAIFI k: 0; SAIDI / SAIFI / MAIFI o: 0.86226; SAIDI / SAIFI / MAIFI p: 0.15175; Veg Mgmt q: 0; Covered Conductor ee: 1; UG Conductors ss: 0.69109; UG Conductors tt: 0.15175; LiDAR Inspections vv: 1
| FITCH MTN #2 TAP | 60084A | 0.068778 | 0.068778 | 0 | 0 | 0.068778 | 0 | g: 60 KV; h: Non-HFTD; i: 0; j: 0; SAIDI / SAIFI / MAIFI k: 0; SAIDI / SAIFI / MAIFI o: 0.068777; SAIDI / SAIFI / MAIFI p: 0; Veg Mgmt q: 0; UG Conductors ss: 0.065699
| FIVE POINTS SW STA-HURON-GATES | 70128 | 19.7806 | 19.7806 | 0 | 0 | 19.7806 | 0 | g: 70 KV; h: Non-HFTD; i: 0.0062566; j: 5.256e-05; SAIDI / SAIFI / MAIFI k: 0; SAIDI / SAIFI / MAIFI o: 19.7781; SAIDI / SAIFI / MAIFI p: 0; Veg Mgmt q: 0; UG Conductors ss: 19.7806; LiDAR Inspections vv: 12
| FIVE POINTS SW-WHITNEY POINT PV | 70129 | 0.055303 | 0.055303 | 0 | 0 | 0.055303 | 0 | g: 70 KV; h: Non-HFTD; i: 0; j: 0; SAIDI / SAIFI / MAIFI k: 0; SAIDI / SAIFI / MAIFI o: 0.055301; SAIDI / SAIFI / MAIFI p: 0; Veg Mgmt q: 0; UG Conductors ss: 0.055303; LiDAR Inspections vv: 2
| FLINT TAP | 10369A | 1.9567 | 1.9567 | 0 | 1.4796 | 0.47709 | 0 | g: 115 KV; h: 1.8185; i: 0; j: 0; SAIDI / SAIFI / MAIFI k: 0; SAIDI / SAIFI / MAIFI o: 1.9567; SAIDI / SAIFI / MAIFI p: 1.4796; Veg Mgmt q: 0; Covered Conductor ff: 3; UG Conductors ss: 0.47518; UG Conductors tt: 1.4735; LiDAR Inspections vv: 1
| FMC-SAN JOSE B | 10439 | 1.6061 | 1.6061 | 0 | 0 | 1.6061 | 0 | g: 115 KV; h: Non-HFTD; i: 0; j: 0; SAIDI / SAIFI / MAIFI k: 0; SAIDI / SAIFI / MAIFI o: 1.6061; SAIDI / SAIFI / MAIFI p: 0; Veg Mgmt q: 0; UG Conductors ss: 1.6061; LiDAR Inspections vv: 7
| FORBESTOWN TAP | 10360B | 0.21531 | 0.21531 | 0.21531 | 0 | 0 | 0 | g: 115 KV; h: 1.8002; i: 0; j: 0; SAIDI / SAIFI / MAIFI k: 0; SAIDI / SAIFI / MAIFI o: 0.21531; SAIDI / SAIFI / MAIFI p: 0; Veg Mgmt q: 0.21531; Covered Conductor gg: 1; Poles ii: 3; LiDAR Inspections uu: 0.19953; Detailed OH Inspections xx: 10
| FORKS OF THE BUTTE TAP | 60065B | 0.20205 | 0.20205 | 0.20205 | 0 | 0 | 0 | g: 60 KV; h: 0.90038; i: 0; j: 0; SAIDI / SAIFI / MAIFI k: 0; SAIDI / SAIFI / MAIFI o: 0.20113; SAIDI / SAIFI / MAIFI p: 0; Veg Mgmt q: 0.20113; Poles ii: 1; LiDAR Inspections uu: 0.20205; Detailed OH Inspections xx: 4
| FORT BRAGG-ELK | 60389 | 24.0141 | 24.0141 | 0 | 21.5797 | 2.4344 | 0 | g: 60 KV; h: 2.7673; i: 0; j: 0; SAIDI / SAIFI / MAIFI k: 0; SAIDI / SAIFI / MAIFI o: 24.0141; SAIDI / SAIFI / MAIFI p: 21.5797; Veg Mgmt q: 0; Covered Conductor dd: 5; Covered Conductor ee: 7; UG Conductors ss: 2.37; UG Conductors tt: 21.5797; LiDAR Inspections vv: 34
| FORT ROSS-GUALALA | 60430 | 29.7564 | 29.7564 | 0 | 29.6129 | 0.14352 | 0 | g: 60 KV; h: 29.105; i: 0.085452; j: 0.0004718; SAIDI / SAIFI / MAIFI k: 0; SAIDI / SAIFI / MAIFI o: 29.7564; SAIDI / SAIFI / MAIFI p: 29.6129; Veg Mgmt q: 0; Covered Conductor dd: 1; Covered Conductor ee: 1; Covered Conductor ff: 16; UG Conductors ss: 0.14352; UG Conductors tt: 29.6129; LiDAR Inspections vv: 1; Detailed OH Inspections ddd: 2
| FORT SEWARD TAP | 60010B | 7.6998 | 7.6998 | 0 | 2.8989 | 4.8009 | 0 | g: 60 KV; h: 0.23321; i: 0; j: 0; SAIDI / SAIFI / MAIFI k: 0; SAIDI / SAIFI / MAIFI o: 7.6998; SAIDI / SAIFI / MAIFI p: 2.8989; Veg Mgmt q: 0; Covered Conductor ee: 4; Covered Conductor ff: 4; UG Conductors ss: 4.788; UG Conductors tt: 2.8989; LiDAR Inspections vv: 36
| FRENCH MEADOWS-MIDDLE FORK | 60081 | 13.1852 | 13.1852 | 13.1852 | 0 | 0 | 0 | g: 60 KV; h: 0.85409; i: 0; j: 0; SAIDI / SAIFI / MAIFI k: 0; SAIDI / SAIFI / MAIFI o: 13.1852; SAIDI / SAIFI / MAIFI p: 0; Veg Mgmt q: 13.1852; Covered Conductor hh: 6; Poles ii: 12; LiDAR Inspections uu: 13.1656; Detailed OH Inspections xx: 238
| FRESH EXPRESS TAP | 60189A | 0.56057 | 0.56057 | 0 | 0 | 0.56057 | 0 | g: 60 KV; h: Non-HFTD; i: 0; j: 0; SAIDI / SAIFI / MAIFI k: 0; SAIDI / SAIFI / MAIFI o: 0.56057; SAIDI / SAIFI / MAIFI p: 0; Veg Mgmt q: 0; UG Conductors ss: 0.56057; LiDAR Inspections vv: 8
| FRESNO COGEN (AGRICO) TAP | 70034A | 3.1718 | 3.1718 | 0 | 0 | 3.1718 | 0 | g: 70 KV; h: Non-HFTD; i: 0; j: 0; SAIDI / SAIFI / MAIFI k: 0; SAIDI / SAIFI / MAIFI o: 3.1718; SAIDI / SAIFI / MAIFI p: 0; Veg Mgmt q: 0; UG Conductors ss: 3.1692
| FRIANT-COPPERMINE | 70025 | 8.299 | 8.299 | 0 | 0 | 8.299 | 0 | g: 70 KV; h: Non-HFTD; i: 0; j: 0; SAIDI / SAIFI / MAIFI k: 0; SAIDI / SAIFI / MAIFI o: 8.299; SAIDI / SAIFI / MAIFI p: 0; Veg Mgmt q: 0; UG Conductors ss: 8.2957
| FRITO LAY TAP | 10188B | 0.51985 | 0.51985 | 0 | 0 | 0.51985 | 0 | g: 115 KV; h: Non-HFTD; i: 0; j: 0; SAIDI / SAIFI / MAIFI k: 0; SAIDI / SAIFI / MAIFI o: 0.51985; SAIDI / SAIFI / MAIFI p: 0; Veg Mgmt q: 0; UG Conductors ss: 0.51357; LiDAR Inspections vv: 8
| FROGTOWN #1 TAP | 10317A | 0.11997 | 0.11997 | 0 | 0.11997 | 0 | 0 | g: 115 KV; h: 0.46569; i: 0; j: 0; SAIDI / SAIFI / MAIFI k: 0; SAIDI / SAIFI / MAIFI o: 0.11997; SAIDI / SAIFI / MAIFI p: 0.11997; Veg Mgmt q: 0; UG Conductors tt: 0.11997
| FROGTOWN #2 TAP | 10448A | 0.11121 | 0.11121 | 0 | 0.11121 | 0 | 0 | g: 115 KV; h: Non-HFTD; i: 0; j: 0; SAIDI / SAIFI / MAIFI k: 0; SAIDI / SAIFI / MAIFI o: 0.11121; SAIDI / SAIFI / MAIFI p: 0.11121; Veg Mgmt q: 0; UG Conductors tt: 0.11121
| FRUITLAND TAP | 60010A | 4.2583 | 4.2583 | 0 | 3.8496 | 0.40868 | 0 | g: 60 KV; h: 5.9577; i: 0; j: 0; SAIDI / SAIFI / MAIFI k: 0; SAIDI / SAIFI / MAIFI o: 4.2583; SAIDI / SAIFI / MAIFI p: 3.8496; Veg Mgmt q: 0; Covered Conductor ee: 5; Covered Conductor ff: 3; UG Conductors ss: 0.40868; UG Conductors tt: 3.8448
| FRUITVALE TAP | 70048A | 0.11716 | 0.11716 | 0 | 0 | 0.11716 | 0 | g: 70 KV; h: Non-HFTD; i: 0; j: 0; SAIDI / SAIFI / MAIFI k: 0; SAIDI / SAIFI / MAIFI o: 0.11716; SAIDI / SAIFI / MAIFI p: 0; Veg Mgmt q: 0; UG Conductors ss: 0.11716
| FULTON JCT-VACA | 10073 | 11.9288 | 11.9288 | 0 | 2.8288 | 9.1 | 0 | g: 115 KV; h: Non-HFTD; i: 0; j: 0; SAIDI / SAIFI / MAIFI k: 0; SAIDI / SAIFI / MAIFI o: 11.9288; SAIDI / SAIFI / MAIFI p: 2.8288; Veg Mgmt q: 0; UG Conductors ss: 9.1; UG Conductors tt: 2.8288
| FULTON-CALISTOGA | 60082 | 62.8392 | 62.8392 | 51.5659 | 3.0905 | 8.1828 | 0 | g: 60 KV; h: 74.6698; i: 0.047158; j: 0.00053572; SAIDI / SAIFI / MAIFI k: 0.0021493; SAIDI / SAIFI / MAIFI o: 62.8392; SAIDI / SAIFI / MAIFI p: 3.0905; Veg Mgmt q: 51.5659; Covered Conductor ee: 2; Covered Conductor ff: 6; Covered Conductor gg: 8; Covered Conductor hh: 13; Poles ii: 49; UG Conductors ss: 6.0489; UG Conductors tt: 3.0113; LiDAR Inspections uu: 41.5854; LiDAR Inspections vv: 25; Detailed OH Inspections xx: 373
| FULTON-HOPLAND | 60083 | 41.1803 | 41.1803 | 6.8526 | 26.2262 | 8.1015 | 0 | g: 60 KV; h: 14.0891; i: 0; j: 0; SAIDI / SAIFI / MAIFI k: 0; SAIDI / SAIFI / MAIFI o: 41.0976; SAIDI / SAIFI / MAIFI p: 26.2203; Veg Mgmt q: 6.8526; Covered Conductor dd: 17; Covered Conductor ee: 108; Covered Conductor ff: 16; Covered Conductor gg: 1; Covered Conductor hh: 22; UG Conductors ss: 8.1015; UG Conductors tt: 23.0577; LiDAR Inspections uu: 6.8102; LiDAR Inspections vv: 26; LiDAR Inspections ww: 38; Detailed OH Inspections xx: 77
| FULTON-IGNACIO #1 | 20037 | 40.7288 | 40.7288 | 14.8713 | 7.5474 | 18.3101 | 0 | g: 230 KV; h: 17.0066; i: 0; j: 0; SAIDI / SAIFI / MAIFI k: 0; SAIDI / SAIFI / MAIFI o: 40.7288; SAIDI / SAIFI / MAIFI p: 7.5474; Veg Mgmt q: 14.8712; UG Conductors ss: 18.1872; UG Conductors tt: 7.541; LiDAR Inspections uu: 14.8713; LiDAR Inspections vv: 4; Detailed OH Inspections xx: 62
| FULTON-LAKEVILLE | 20235 | 26.697 | 25.5057 | 15.2328 | 6.4247 | 3.8482 | 1.1913 | g: 230 KV; h: 13.1643; i: 0; j: 0; SAIDI / SAIFI / MAIFI k: 0; SAIDI / SAIFI / MAIFI o: 25.5273; SAIDI / SAIFI / MAIFI p: 6.4247; Veg Mgmt q: 15.2328; UG Conductors ss: 3.8482; UG Conductors tt: 6.4247; LiDAR Inspections uu: 15.2328; LiDAR Inspections vv: 1; Detailed OH Inspections xx: 35
| FULTON-LAKEVILLE-IGNACIO | 20210 | 15.8441 | 15.8441 | 7.4211 | 5.9325 | 2.4905 | 0 | g: 230 KV; h: Non-HFTD; i: 0; j: 0; SAIDI / SAIFI / MAIFI k: 0; SAIDI / SAIFI / MAIFI o: 15.8441; SAIDI / SAIFI / MAIFI p: 5.9325; Veg Mgmt q: 7.4211; UG Conductors ss: 2.4874; UG Conductors tt: 5.9325; LiDAR Inspections uu: 7.4192
| FULTON-MOLINO-COTATI | 60085 | 20.8721 | 20.8721 | 0 | 1.7717 | 19.1004 | 0 | g: 60 KV; h: 5.5669; i: 0; j: 0; SAIDI / SAIFI / MAIFI k: 0; SAIDI / SAIFI / MAIFI o: 20.8721; SAIDI / SAIFI / MAIFI p: 1.7717; Veg Mgmt q: 0; Covered Conductor ee: 2; Covered Conductor ff: 3; UG Conductors ss: 18.7733; UG Conductors tt: 1.7717; LiDAR Inspections vv: 42
| FULTON-PUEBLO | 10074 | 59.9471 | 59.9471 | 18.6574 | 18.9585 | 22.3312 | 0 | g: 115 KV; h: 46.4771; i: 0.20823; j: 0.0017714; SAIDI / SAIFI / MAIFI k: 0; SAIDI / SAIFI / MAIFI o: 59.9471; SAIDI / SAIFI / MAIFI p: 18.9101; Veg Mgmt q: 18.6574; Covered Conductor ee: 5; Covered Conductor ff: 2; UG Conductors ss: 22.3312; UG Conductors tt: 18.9057; LiDAR Inspections uu: 18.6397; LiDAR Inspections vv: 17; LiDAR Inspections ww: 5; Detailed OH Inspections xx: 105; Detailed OH Inspections zz: 1
| FULTON-SANTA ROSA #1 | 10076 | 6.6928 | 6.6928 | 0 | 0 | 6.6928 | 0 | g: 115 KV; h: Non-HFTD; i: 0; j: 0; SAIDI / SAIFI / MAIFI k: 0; SAIDI / SAIFI / MAIFI o: 6.6928; SAIDI / SAIFI / MAIFI p: 0; Veg Mgmt q: 0; UG Conductors ss: 6.6928; LiDAR Inspections vv: 26
| FULTON-SANTA ROSA #2 | 10077 | 6.2851 | 6.2851 | 0 | 0 | 6.2851 | 0 | g: 115 KV; h: Non-HFTD; i: 0; j: 0; SAIDI / SAIFI / MAIFI k: 0; SAIDI / SAIFI / MAIFI o: 6.2851; SAIDI / SAIFI / MAIFI p: 0; Veg Mgmt q: 0; UG Conductors ss: 6.2725; LiDAR Inspections vv: 32
| FULTON-WINDSOR | 60431 | 6.5898 | 6.5898 | 0 | 0 | 6.5898 | 0 | g: 60 KV; h: Non-HFTD; i: 0; j: 0; SAIDI / SAIFI / MAIFI k: 0; SAIDI / SAIFI / MAIFI o: 6.5898; SAIDI / SAIFI / MAIFI p: 0; Veg Mgmt q: 0; UG Conductors ss: 6.5517; LiDAR Inspections vv: 12
| GALLO-CRESSEY | 10512 | 14.4278 | 14.4278 | 0 | 0 | 14.4278 | 0 | g: 115 KV; h: Non-HFTD; i: 0; j: 0; SAIDI / SAIFI / MAIFI k: 0; SAIDI / SAIFI / MAIFI o: 14.4278; SAIDI / SAIFI / MAIFI p: 0; Veg Mgmt q: 0; UG Conductors ss: 14.4086; LiDAR Inspections vv: 14
| GALLO-LIVINGSTON | 10511 | 4.1995 | 4.1995 | 0 | 0 | 4.1995 | 0 | g: 115 KV; h: Non-HFTD; i: 0; j: 0; SAIDI / SAIFI / MAIFI k: 0; SAIDI / SAIFI / MAIFI o: 4.1995; SAIDI / SAIFI / MAIFI p: 0; Veg Mgmt q: 0; UG Conductors ss: 4.1995
| GARBERVILLE-LAYTONVILLE | 60393 | 39.9812 | 39.9812 | 0 | 10.291 | 29.6902 | 0 | g: 60 KV; h: 8.7796; i: 0; j: 0; SAIDI / SAIFI / MAIFI k: 0; SAIDI / SAIFI / MAIFI o: 39.9812; SAIDI / SAIFI / MAIFI p: 10.291; Veg Mgmt q: 0; Covered Conductor dd: 1; Covered Conductor ee: 7; Covered Conductor ff: 8; UG Conductors ss: 29.6767; UG Conductors tt: 10.2829; LiDAR Inspections vv: 344; Detailed OH Inspections zz: 1
| GARCIA TAP | 60244A | 3.0411 | 3.0411 | 0 | 3.0411 | 0 | 0 | g: 60 KV; h: 1.7594; i: 0; j: 0; SAIDI / SAIFI / MAIFI k: 0; SAIDI / SAIFI / MAIFI o: 3.0411; SAIDI / SAIFI / MAIFI p: 3.0411; Veg Mgmt q: 0; UG Conductors tt: 3.0337
| GARDNER TAP | 70057A | 3.7668 | 3.7668 | 0 | 0 | 3.7668 | 0 | g: 70 KV; h: Non-HFTD; i: 0; j: 0; SAIDI / SAIFI / MAIFI k: 0; SAIDI / SAIFI / MAIFI o: 3.7668; SAIDI / SAIFI / MAIFI p: 0; Veg Mgmt q: 0; UG Conductors ss: 3.7631
| GATES-ARCO | 20038 | 35.177 | 35.177 | 0 | 0 | 35.177 | 0 | g: 230 KV; h: Non-HFTD; i: 0; j: 0; SAIDI / SAIFI / MAIFI k: 0; SAIDI / SAIFI / MAIFI o: 35.177; SAIDI / SAIFI / MAIFI p: 0; Veg Mgmt q: 0; UG Conductors ss: 35.0271; LiDAR Inspections vv: 18
| GATES-COALINGA #2 | 70027 | 17.2602 | 17.2602 | 0 | 0 | 17.2602 | 0 | g: 70 KV; h: Non-HFTD; i: 0; j: 0; SAIDI / SAIFI / MAIFI k: 0; SAIDI / SAIFI / MAIFI o: 17.2602; SAIDI / SAIFI / MAIFI p: 0; Veg Mgmt q: 0; UG Conductors ss: 17.2594; LiDAR Inspections vv: 21
| GATES-HURON | 70028 | 4.5009 | 4.5009 | 0 | 0 | 4.5009 | 0 | g: 70 KV; h: Non-HFTD; i: 3.1962e-06; j: 3.5514e-07; SAIDI / SAIFI / MAIFI k: 0; SAIDI / SAIFI / MAIFI o: 4.5009; SAIDI / SAIFI / MAIFI p: 0; Veg Mgmt q: 0; UG Conductors ss: 4.495
| GATES-JAYNE SW STA | 70121 | 0.68268 | 0.68268 | 0 | 0 | 0.68268 | 0 | g: 70 KV; h: Non-HFTD; i: 0; j: 0; SAIDI / SAIFI / MAIFI k: 0; SAIDI / SAIFI / MAIFI o: 0.68267; SAIDI / SAIFI / MAIFI p: 0; Veg Mgmt q: 0; UG Conductors ss: 0.68096; LiDAR Inspections vv: 2
| GATES-MIDWAY | 20200 | 63.8567 | 63.8567 | 0 | 0 | 63.8567 | 0 | g: 230 KV; h: Non-HFTD; i: 0; j: 0; SAIDI / SAIFI / MAIFI k: 0; SAIDI / SAIFI / MAIFI o: 63.8567; SAIDI / SAIFI / MAIFI p: 0; Veg Mgmt q: 0; UG Conductors ss: 63.8567; LiDAR Inspections vv: 24
| 0 | 50006 | 63.7816 | 63.7816 | 0 | 0 | 63.7816 | 0 | h: Non-HFTD; i: 0; j: 0; SAIDI / SAIFI / MAIFI k: 0; SAIDI / SAIFI / MAIFI o: 0; SAIDI / SAIFI / MAIFI p: 0; Veg Mgmt q: 0
| GATES-MUSTANG SW STA #1 | 20251 | 12.9609 | 12.9609 | 0 | 0 | 12.9609 | 0 | g: 230 KV; h: Non-HFTD; i: 0; j: 0; SAIDI / SAIFI / MAIFI k: 0; SAIDI / SAIFI / MAIFI o: 12.9609; SAIDI / SAIFI / MAIFI p: 0; Veg Mgmt q: 0; UG Conductors ss: 12.9588
| GATES-MUSTANG SW STA #2 | 20253 | 12.9853 | 12.9853 | 0 | 0 | 12.9853 | 0 | g: 230 KV; h: Non-HFTD; i: 0; j: 0; SAIDI / SAIFI / MAIFI k: 0; SAIDI / SAIFI / MAIFI o: 12.9853; SAIDI / SAIFI / MAIFI p: 0; Veg Mgmt q: 0; UG Conductors ss: 12.9827
| GATES-PANOCHE #1 | 20041 | 43.73 | 43.73 | 0 | 0 | 43.73 | 0 | g: 230 KV; h: Non-HFTD; i: 0; j: 0; SAIDI / SAIFI / MAIFI k: 0; SAIDI / SAIFI / MAIFI o: 43.73; SAIDI / SAIFI / MAIFI p: 0; Veg Mgmt q: 0; UG Conductors ss: 43.7205
| GATES-PANOCHE #2 | 20042 | 43.7309 | 43.7309 | 0 | 0 | 43.7309 | 0 | g: 230 KV; h: Non-HFTD; i: 0; j: 0; SAIDI / SAIFI / MAIFI k: 0; SAIDI / SAIFI / MAIFI o: 43.7309; SAIDI / SAIFI / MAIFI p: 0; Veg Mgmt q: 0; UG Conductors ss: 43.7309
| GATES-TULARE LAKE | 70029 | 18.3351 | 18.3351 | 0 | 0 | 18.3351 | 0 | g: 70 KV; h: Non-HFTD; i: 0.16913; j: 0.0003713; SAIDI / SAIFI / MAIFI k: 0.00089779; SAIDI / SAIFI / MAIFI o: 18.335; SAIDI / SAIFI / MAIFI p: 0; Veg Mgmt q: 0; UG Conductors ss: 18.3351; LiDAR Inspections vv: 46
| GEYSERS #11-EAGLE ROCK | 10392 | 0.63501 | 0.63501 | 0.63501 | 0 | 0 | 0 | g: 115 KV; h: 1.342; i: 0; j: 0; SAIDI / SAIFI / MAIFI k: 0; SAIDI / SAIFI / MAIFI o: 0.63501; SAIDI / SAIFI / MAIFI p: 0; Veg Mgmt q: 0.63501; LiDAR Inspections uu: 0.63501; Detailed OH Inspections xx: 4
| GEYSERS #12-FULTON | 20211 | 24.0936 | 24.0936 | 18.9024 | 3.5746 | 1.6166 | 0 | g: 230 KV; h: 6.7114; i: 0.50539; j: 0.00098906; SAIDI / SAIFI / MAIFI k: 0; SAIDI / SAIFI / MAIFI o: 24.0936; SAIDI / SAIFI / MAIFI p: 3.5746; Veg Mgmt q: 18.9024; Covered Conductor gg: 1; UG Conductors ss: 1.6166; UG Conductors tt: 3.57; LiDAR Inspections uu: 18.9024; LiDAR Inspections vv: 19; Detailed OH Inspections xx: 84
| GEYSERS #13 TAP | 20047A | 2.0602 | 2.0602 | 2.0602 | 0 | 0 | 0 | g: 230 KV; h: 1.208; i: 0; j: 0; SAIDI / SAIFI / MAIFI k: 0; SAIDI / SAIFI / MAIFI o: 2.0602; SAIDI / SAIFI / MAIFI p: 0; Veg Mgmt q: 2.0602; Poles ii: 2; LiDAR Inspections uu: 2.0602; Detailed OH Inspections xx: 11
| GEYSERS #16 TAP | 20045 | 1.287 | 1.287 | 1.287 | 0 | 0 | 0 | g: 230 KV; h: 0.81465; i: 0; j: 0; SAIDI / SAIFI / MAIFI k: 0; SAIDI / SAIFI / MAIFI o: 1.287; SAIDI / SAIFI / MAIFI p: 0; Veg Mgmt q: 1.287; LiDAR Inspections uu: 1.287; Detailed OH Inspections xx: 7
| GEYSERS #17-FULTON | 20046 | 26.1387 | 26.1387 | 21.0139 | 3.5653 | 1.5595 | 0 | g: 230 KV; h: 0.11239; i: 0; j: 0; SAIDI / SAIFI / MAIFI k: 0; SAIDI / SAIFI / MAIFI o: 26.1387; SAIDI / SAIFI / MAIFI p: 3.5653; Veg Mgmt q: 21.0139; UG Conductors ss: 1.5595; UG Conductors tt: 3.5653; LiDAR Inspections uu: 21.005; LiDAR Inspections vv: 1; Detailed OH Inspections xx: 7
| GEYSERS #18 TAP | 20047D | 0.73728 | 0.73728 | 0.73728 | 0 | 0 | 0 | g: 230 KV; h: 0.37723; i: 0; j: 0; SAIDI / SAIFI / MAIFI k: 0; SAIDI / SAIFI / MAIFI o: 0.73728; SAIDI / SAIFI / MAIFI p: 0; Veg Mgmt q: 0.73728; Covered Conductor gg: 1; LiDAR Inspections uu: 0.73611; Detailed OH Inspections xx: 4
| GEYSERS #20 TAP | 20047C | 0.02809 | 0.02809 | 0.02809 | 0 | 0 | 0 | g: 230 KV; h: Non-HFTD; i: 0; j: 0; SAIDI / SAIFI / MAIFI k: 0; SAIDI / SAIFI / MAIFI o: 0.02809; SAIDI / SAIFI / MAIFI p: 0; Veg Mgmt q: 0.02809; LiDAR Inspections uu: 0.028078
| GEYSERS #3-CLOVERDALE | 10081 | 12.0739 | 12.0739 | 10.896 | 0.02471 | 1.1533 | 0 | g: 115 KV; h: 14.4312; i: 0; j: 0; SAIDI / SAIFI / MAIFI k: 0; SAIDI / SAIFI / MAIFI o: 12.0739; SAIDI / SAIFI / MAIFI p: 0.024709; Veg Mgmt q: 10.896; Covered Conductor gg: 8; Covered Conductor hh: 3; Poles ii: 7; UG Conductors ss: 1.1533; UG Conductors tt: 0.02471; LiDAR Inspections uu: 10.896; LiDAR Inspections vv: 5; Detailed OH Inspections xx: 158
| GEYSERS #3-EAGLE ROCK | 10082 | 1.7719 | 1.7719 | 1.7719 | 0 | 0 | 0 | g: 115 KV; h: 0.092369; i: 0; j: 0; SAIDI / SAIFI / MAIFI k: 0; SAIDI / SAIFI / MAIFI o: 1.7719; SAIDI / SAIFI / MAIFI p: 0; Veg Mgmt q: 1.7719; Covered Conductor gg: 3; Covered Conductor hh: 5; LiDAR Inspections uu: 1.7654; Detailed OH Inspections xx: 25
| GEYSERS #5-GEYSERS #3 | 10083 | 0.48608 | 0.48608 | 0.48608 | 0 | 0 | 0 | g: 115 KV; h: 0.14954; i: 0; j: 0; SAIDI / SAIFI / MAIFI k: 0; SAIDI / SAIFI / MAIFI o: 0.48608; SAIDI / SAIFI / MAIFI p: 0; Veg Mgmt q: 0.48608; Covered Conductor hh: 1; Poles ii: 1; LiDAR Inspections uu: 0.48608; Detailed OH Inspections xx: 9
| GEYSERS #7-EAGLE ROCK | 10084 | 1.4005 | 1.4005 | 1.4005 | 0 | 0 | 0 | g: 115 KV; h: 0.084803; i: 0; j: 0; SAIDI / SAIFI / MAIFI k: 0; SAIDI / SAIFI / MAIFI o: 1.4005; SAIDI / SAIFI / MAIFI p: 0; Veg Mgmt q: 1.4005; LiDAR Inspections uu: 1.4005; Detailed OH Inspections xx: 21
| GEYSERS #9-LAKEVILLE | 20047 | 42.9348 | 41.6979 | 32.575 | 7.037 | 2.0859 | 1.2369 | g: 230 KV; h: Non-HFTD; i: 0; j: 0; SAIDI / SAIFI / MAIFI k: 0; SAIDI / SAIFI / MAIFI o: 41.698; SAIDI / SAIFI / MAIFI p: 7.037; Veg Mgmt q: 32.575; UG Conductors ss: 2.0844; UG Conductors tt: 7.037; LiDAR Inspections uu: 32.575
| GIFFEN TAP | 70058E | 4.9486 | 4.9486 | 0 | 0 | 4.9486 | 0 | g: 70 KV; h: Non-HFTD; i: 0; j: 0; SAIDI / SAIFI / MAIFI k: 0; SAIDI / SAIFI / MAIFI o: 4.9486; SAIDI / SAIFI / MAIFI p: 0; Veg Mgmt q: 0; UG Conductors ss: 4.9477; LiDAR Inspections vv: 3
| GILL RANCH TAP | 10049B | 9.152 | 9.152 | 0 | 0 | 9.152 | 0 | g: 115 KV; h: Non-HFTD; i: 0; j: 0; SAIDI / SAIFI / MAIFI k: 0; SAIDI / SAIFI / MAIFI o: 9.152; SAIDI / SAIFI / MAIFI p: 0; Veg Mgmt q: 0; UG Conductors ss: 9.152
| GILROY ENERGY TAP | 10141A | 0.27774 | 0.27774 | 0 | 0 | 0.27774 | 0 | g: 115 KV; h: Non-HFTD; i: 0; j: 0; SAIDI / SAIFI / MAIFI k: 0; SAIDI / SAIFI / MAIFI o: 0.27774; SAIDI / SAIFI / MAIFI p: 0; Veg Mgmt q: 0; UG Conductors ss: 0.27767
| GISH TAP | 10339A | 0.95652 | 0.95652 | 0 | 0 | 0.95652 | 0 | g: 115 KV; h: Non-HFTD; i: 0; j: 0; SAIDI / SAIFI / MAIFI k: 0; SAIDI / SAIFI / MAIFI o: 0.95652; SAIDI / SAIFI / MAIFI p: 0; Veg Mgmt q: 0; UG Conductors ss: 0.95652; LiDAR Inspections vv: 8
| GLENN #1 | 60087 | 33.3744 | 33.3744 | 0 | 0 | 33.3744 | 0 | g: 60 KV; h: Non-HFTD; i: 0; j: 0; SAIDI / SAIFI / MAIFI k: 0.0016047; SAIDI / SAIFI / MAIFI o: 33.3744; SAIDI / SAIFI / MAIFI p: 0; Veg Mgmt q: 0; UG Conductors ss: 33.3627; LiDAR Inspections vv: 127
| GLENN #2 | 60088 | 34.6857 | 34.6857 | 0 | 0 | 34.6857 | 0 | g: 60 KV; h: 0; i: 0; j: 0; SAIDI / SAIFI / MAIFI k: 0.00077544; SAIDI / SAIFI / MAIFI o: 34.6857; SAIDI / SAIFI / MAIFI p: 0; Veg Mgmt q: 0; UG Conductors ss: 34.6857; LiDAR Inspections vv: 117
| GLENN #3 | 60089 | 28.5083 | 28.5083 | 0 | 0 | 28.5083 | 0 | g: 60 KV; h: Non-HFTD; i: 0; j: 0; SAIDI / SAIFI / MAIFI k: 0.0013737; SAIDI / SAIFI / MAIFI o: 28.5082; SAIDI / SAIFI / MAIFI p: 0; Veg Mgmt q: 0; UG Conductors ss: 28.5; LiDAR Inspections vv: 34; Detailed OH Inspections yy: 1; Detailed OH Inspections zz: 2
| GLENN #4 | 60377 | 12.5364 | 12.5364 | 0 | 0 | 12.5364 | 0 | g: 60 KV; h: Non-HFTD; i: 0; j: 0; SAIDI / SAIFI / MAIFI k: 0; SAIDI / SAIFI / MAIFI o: 12.5364; SAIDI / SAIFI / MAIFI p: 0; Veg Mgmt q: 0; UG Conductors ss: 12.5339; LiDAR Inspections vv: 4
| GLENN #5 | 60380 | 7.4106 | 7.4106 | 0 | 0 | 7.4106 | 0 | g: 60 KV; h: Non-HFTD; i: 0; j: 0; SAIDI / SAIFI / MAIFI k: 0; SAIDI / SAIFI / MAIFI o: 7.4106; SAIDI / SAIFI / MAIFI p: 0; Veg Mgmt q: 0; UG Conductors ss: 7.4061; LiDAR Inspections vv: 24
| GLENN-DELEVAN | 20226 | 37.4233 | 37.4233 | 0 | 0 | 37.4233 | 0 | g: 230 KV; h: Non-HFTD; i: 0; j: 0; SAIDI / SAIFI / MAIFI k: 0; SAIDI / SAIFI / MAIFI o: 37.4233; SAIDI / SAIFI / MAIFI p: 0; Veg Mgmt q: 0; UG Conductors ss: 37.4233; LiDAR Inspections vv: 2
| GOLD HILL #1 | 60090 | 27.85 | 27.85 | 8.5421 | 8.6351 | 10.6728 | 0 | g: 60 KV; h: 36.4738; i: 0.068598; j: 0.00049186; SAIDI / SAIFI / MAIFI k: 0; SAIDI / SAIFI / MAIFI o: 27.85; SAIDI / SAIFI / MAIFI p: 8.6351; Veg Mgmt q: 8.542; Covered Conductor dd: 3; Covered Conductor ee: 2; Covered Conductor ff: 15; Covered Conductor gg: 6; Covered Conductor hh: 2; Poles ii: 16; UG Conductors ss: 10.6676; UG Conductors tt: 8.6351; LiDAR Inspections uu: 8.5421; LiDAR Inspections vv: 15; Detailed OH Inspections xx: 125
| GOLD HILL-BELLOTA-LOCKEFORD | 10085 | 87.2797 | 87.2797 | 0 | 0 | 87.2797 | 0 | g: 115 KV; h: Non-HFTD; i: 0; j: 0; SAIDI / SAIFI / MAIFI k: 0; SAIDI / SAIFI / MAIFI o: 87.2797; SAIDI / SAIFI / MAIFI p: 0; Veg Mgmt q: 0; UG Conductors ss: 48.8829; LiDAR Inspections vv: 309
| GOLD HILL-CLARKSVILLE | 10394 | 5.7714 | 5.7714 | 0 | 0 | 5.7714 | 0 | g: 115 KV; h: Non-HFTD; i: 0.4854; j: 0.0038257; SAIDI / SAIFI / MAIFI k: 0; SAIDI / SAIFI / MAIFI o: 5.7714; SAIDI / SAIFI / MAIFI p: 0; Veg Mgmt q: 0; UG Conductors ss: 5.7592; LiDAR Inspections vv: 6
| GOLD HILL-EIGHT MILE ROAD | 20049 | 48.8031 | 48.8031 | 0 | 0 | 48.8031 | 0 | g: 230 KV; h: Non-HFTD; i: 0; j: 0; SAIDI / SAIFI / MAIFI k: 0; SAIDI / SAIFI / MAIFI o: 48.8031; SAIDI / SAIFI / MAIFI p: 0; Veg Mgmt q: 0; UG Conductors ss: 48.8031; LiDAR Inspections vv: 58
| GOLD HILL-LODI STIG | 20050 | 46.6717 | 46.6717 | 0 | 0 | 46.6717 | 0 | g: 230 KV; h: Non-HFTD; i: 0; j: 0; SAIDI / SAIFI / MAIFI k: 0; SAIDI / SAIFI / MAIFI o: 46.6716; SAIDI / SAIFI / MAIFI p: 0; Veg Mgmt q: 0; UG Conductors ss: 46.6717
| GOLDEN VALLEY TAP | 10188C | 1.5948 | 1.5948 | 0 | 0 | 1.5948 | 0 | g: 115 KV; h: Non-HFTD; i: 0; j: 0; SAIDI / SAIFI / MAIFI k: 0; SAIDI / SAIFI / MAIFI o: 1.5948; SAIDI / SAIFI / MAIFI p: 0; Veg Mgmt q: 0; UG Conductors ss: 1.5948; LiDAR Inspections vv: 4
| GOLDTREE TAP | 10210A | 2.2997 | 2.2997 | 0 | 1.0487 | 1.2509 | 0 | g: 115 KV; h: 3.7415; i: 0; j: 0; SAIDI / SAIFI / MAIFI k: 0; SAIDI / SAIFI / MAIFI o: 2.2997; SAIDI / SAIFI / MAIFI p: 1.0487; Veg Mgmt q: 0; Covered Conductor ee: 2; UG Conductors ss: 1.2509; UG Conductors tt: 1.0487; Detailed OH Inspections ccc: 2
| GONZALES #1 TAP | 60201A | 0.20035 | 0.20035 | 0 | 0 | 0.20035 | 0 | g: 60 KV; h: Non-HFTD; i: 0; j: 0; SAIDI / SAIFI / MAIFI k: 0; SAIDI / SAIFI / MAIFI o: 0.20033; SAIDI / SAIFI / MAIFI p: 0; Veg Mgmt q: 0; UG Conductors ss: 0.19969; Detailed OH Inspections zz: 1
| GONZALES #2 TAP | 60202A | 0.29738 | 0.29738 | 0 | 0 | 0.29738 | 0 | g: 60 KV; h: Non-HFTD; i: 0; j: 0; SAIDI / SAIFI / MAIFI k: 0; SAIDI / SAIFI / MAIFI o: 0.29738; SAIDI / SAIFI / MAIFI p: 0; Veg Mgmt q: 0; UG Conductors ss: 0.28547; Detailed OH Inspections yy: 1
| GRANITE ROCK TAP | 60231A | 2.3886 | 2.3886 | 0 | 2.3488 | 0.039828 | 0 | g: 60 KV; h: 3.8316; i: 0; j: 0; SAIDI / SAIFI / MAIFI k: 0; SAIDI / SAIFI / MAIFI o: 2.3886; SAIDI / SAIFI / MAIFI p: 2.3488; Veg Mgmt q: 0; Covered Conductor ee: 1; UG Conductors ss: 0.03514; UG Conductors tt: 2.3488
| GRANT-EASTSHORE #1 | 10086 | 4.3349 | 4.3349 | 0 | 0 | 4.3349 | 0 | g: 115 KV; h: Non-HFTD; i: 0; j: 0; SAIDI / SAIFI / MAIFI k: 0; SAIDI / SAIFI / MAIFI o: 4.3349; SAIDI / SAIFI / MAIFI p: 0; Veg Mgmt q: 0; UG Conductors ss: 4.3326; LiDAR Inspections vv: 37
| GRANT-EASTSHORE #2 | 10428 | 4.2049 | 4.2049 | 0 | 0 | 4.2049 | 0 | g: 115 KV; h: Non-HFTD; i: 0; j: 0; SAIDI / SAIFI / MAIFI k: 0; SAIDI / SAIFI / MAIFI o: 4.2049; SAIDI / SAIFI / MAIFI p: 0; Veg Mgmt q: 0; UG Conductors ss: 4.2049
| GRAPEVINE TAP | 70085B | 0.14152 | 0.14152 | 0 | 0.14152 | 0 | 0 | g: 70 KV; h: 0.1444; i: 0; j: 0; SAIDI / SAIFI / MAIFI k: 0; SAIDI / SAIFI / MAIFI o: 0.14152; SAIDI / SAIFI / MAIFI p: 0.14152; Veg Mgmt q: 0; Covered Conductor ff: 1; UG Conductors tt: 0.14117
| GREEN VALLEY-CAMP EVERS | 10087 | 18.5607 | 18.5607 | 10.3946 | 3.0231 | 5.143 | 0 | g: 115 KV; h: 15.5596; i: 0; j: 0; SAIDI / SAIFI / MAIFI k: 0; SAIDI / SAIFI / MAIFI o: 18.5607; SAIDI / SAIFI / MAIFI p: 3.0231; Veg Mgmt q: 10.3946; Covered Conductor ee: 2; Covered Conductor gg: 1; Covered Conductor hh: 5; UG Conductors ss: 5.143; UG Conductors tt: 3.0231; LiDAR Inspections uu: 10.3946; LiDAR Inspections vv: 25; LiDAR Inspections ww: 2; Detailed OH Inspections xx: 115
| GREEN VALLEY-LLAGAS | 10088 | 24.8451 | 24.8451 | 6.1437 | 8.4106 | 10.2907 | 0 | g: 115 KV; h: 22.9715; i: 0; j: 0; SAIDI / SAIFI / MAIFI k: 0; SAIDI / SAIFI / MAIFI o: 24.8451; SAIDI / SAIFI / MAIFI p: 8.4106; Veg Mgmt q: 6.1437; Covered Conductor ff: 1; Covered Conductor gg: 1; Covered Conductor hh: 5; UG Conductors ss: 10.252; UG Conductors tt: 8.4038; LiDAR Inspections uu: 6.143; LiDAR Inspections vv: 48; Detailed OH Inspections xx: 81
| GREEN VALLEY-PAUL SWEET | 10089 | 15.843 | 15.843 | 7.1365 | 4.2381 | 4.4685 | 0 | g: 115 KV; h: 17.6358; i: 0; j: 0; SAIDI / SAIFI / MAIFI k: 0; SAIDI / SAIFI / MAIFI o: 15.843; SAIDI / SAIFI / MAIFI p: 4.226; Veg Mgmt q: 7.1365; Covered Conductor ff: 1; Covered Conductor gg: 3; Poles ii: 2; UG Conductors ss: 4.45; UG Conductors tt: 4.2364; LiDAR Inspections uu: 7.1362; LiDAR Inspections vv: 47; LiDAR Inspections ww: 61; Detailed OH Inspections xx: 92
| GREEN VALLEY-WATSONVILLE | 60092 | 4.7382 | 4.7382 | 0 | 0 | 4.7382 | 0 | g: 60 KV; h: Non-HFTD; i: 0; j: 0; SAIDI / SAIFI / MAIFI k: 0; SAIDI / SAIFI / MAIFI o: 4.7382; SAIDI / SAIFI / MAIFI p: 0; Veg Mgmt q: 0; UG Conductors ss: 4.7382; LiDAR Inspections vv: 30
| GREENLEAF #1 TAP | 10017A | 4.8445 | 4.8445 | 0 | 0 | 4.8445 | 0 | g: 115 KV; h: Non-HFTD; i: 0; j: 0; SAIDI / SAIFI / MAIFI k: 0; SAIDI / SAIFI / MAIFI o: 4.8445; SAIDI / SAIFI / MAIFI p: 0; Veg Mgmt q: 0; UG Conductors ss: 4.8445; LiDAR Inspections vv: 5
| GREENLEAF #2 TAP | 60175A | 0.62235 | 0.62235 | 0 | 0 | 0.62235 | 0 | g: 60 KV; h: Non-HFTD; i: 0; j: 0; SAIDI / SAIFI / MAIFI k: 0; SAIDI / SAIFI / MAIFI o: 0.62235; SAIDI / SAIFI / MAIFI p: 0; Veg Mgmt q: 0; UG Conductors ss: 0.62235
| GREGG-ASHLAN | 20051 | 6.9969 | 6.9969 | 0 | 0 | 6.9969 | 0 | g: 230 KV; h: Non-HFTD; i: 0; j: 0; SAIDI / SAIFI / MAIFI k: 0; SAIDI / SAIFI / MAIFI o: 6.9969; SAIDI / SAIFI / MAIFI p: 0; Veg Mgmt q: 0; UG Conductors ss: 6.9969; LiDAR Inspections vv: 47
| GREGG-HERNDON #1 | 20052 | 0.59833 | 0.59833 | 0 | 0 | 0.59833 | 0 | g: 230 KV; h: Non-HFTD; i: 0; j: 0; SAIDI / SAIFI / MAIFI k: 0; SAIDI / SAIFI / MAIFI o: 0.59833; SAIDI / SAIFI / MAIFI p: 0; Veg Mgmt q: 0; UG Conductors ss: 0.59833; LiDAR Inspections vv: 4
| GREGG-HERNDON #2 | 20053 | 0.63147 | 0.63147 | 0 | 0 | 0.63147 | 0 | g: 230 KV; h: Non-HFTD; i: 0; j: 0; SAIDI / SAIFI / MAIFI k: 0; SAIDI / SAIFI / MAIFI o: 0.63147; SAIDI / SAIFI / MAIFI p: 0; Veg Mgmt q: 0; UG Conductors ss: 0.62366
| GRIZZLY TAP (SVP) | 10031A | 0.16418 | 0.16418 | 0.06325 | 0.10093 | 0 | 0 | g: 115 KV; h: 0; i: 0; j: 0; SAIDI / SAIFI / MAIFI k: 0; SAIDI / SAIFI / MAIFI o: 0.16418; SAIDI / SAIFI / MAIFI p: 0.10093; Veg Mgmt q: 0.06325; UG Conductors ss: -4.0001e-13; UG Conductors tt: 0.1; LiDAR Inspections uu: 0.06325; Detailed OH Inspections xx: 131
| GRONEMEYER TAP | 60142A | 0.83293 | 0.83293 | 0 | 0 | 0.83293 | 0 | g: 60 KV; h: Non-HFTD; i: 0; j: 0; SAIDI / SAIFI / MAIFI k: 0; SAIDI / SAIFI / MAIFI o: 0.83293; SAIDI / SAIFI / MAIFI p: 0; Veg Mgmt q: 0; UG Conductors ss: 0.82667; LiDAR Inspections vv: 4
| GUARDIAN #1 TAP | 10156A | 0.75122 | 0.75122 | 0 | 0 | 0.75122 | 0 | g: 115 KV; h: Non-HFTD; i: 0; j: 0; SAIDI / SAIFI / MAIFI k: 0; SAIDI / SAIFI / MAIFI o: 0.75121; SAIDI / SAIFI / MAIFI p: 0; Veg Mgmt q: 0; UG Conductors ss: 0.75122; LiDAR Inspections vv: 4
| GUARDIAN #2 TAP | 10155B | 0.12554 | 0.12554 | 0 | 0 | 0.12554 | 0 | g: 115 KV; h: Non-HFTD; i: 0; j: 0; SAIDI / SAIFI / MAIFI k: 0; SAIDI / SAIFI / MAIFI o: 0.12554; SAIDI / SAIFI / MAIFI p: 0; Veg Mgmt q: 0; UG Conductors ss: 0.12554
| GUERNSEY-HENRIETTA | 70031 | 18.437 | 18.437 | 0 | 0 | 18.437 | 0 | g: 70 KV; h: Non-HFTD; i: 0; j: 0; SAIDI / SAIFI / MAIFI k: 0; SAIDI / SAIFI / MAIFI o: 18.437; SAIDI / SAIFI / MAIFI p: 0; Veg Mgmt q: 0; UG Conductors ss: 18.4235; LiDAR Inspections vv: 9
| GUSTINE #1 TAP | 60185B | 7.5015 | 7.5015 | 0 | 0 | 7.5015 | 0 | g: 60 KV; h: Non-HFTD; i: 0; j: 0; SAIDI / SAIFI / MAIFI k: 0; SAIDI / SAIFI / MAIFI o: 7.5015; SAIDI / SAIFI / MAIFI p: 0; Veg Mgmt q: 0; UG Conductors ss: 7.5015; LiDAR Inspections vv: 15
| GUSTINE #2 TAP | 60186B | 4.4351 | 4.4351 | 0 | 0 | 4.4351 | 0 | g: 60 KV; h: Non-HFTD; i: 0; j: 0; SAIDI / SAIFI / MAIFI k: 0; SAIDI / SAIFI / MAIFI o: 4.4351; SAIDI / SAIFI / MAIFI p: 0; Veg Mgmt q: 0; UG Conductors ss: 4.4351; LiDAR Inspections vv: 4
| GWF #4 TAP | 60045A | 0.24806 | 0.24806 | 0 | 0 | 0.24806 | 0 | g: 60 KV; h: Non-HFTD; i: 0; j: 0; SAIDI / SAIFI / MAIFI k: 0; SAIDI / SAIFI / MAIFI o: 0.24806; SAIDI / SAIFI / MAIFI p: 0; Veg Mgmt q: 0; UG Conductors ss: 0.24806; LiDAR Inspections vv: 3
| GWF HANFORD COGEN TAP | 70031C | 0.3163 | 0.3163 | 0 | 0 | 0.3163 | 0 | g: 70 KV; h: Non-HFTD; i: 0; j: 0; SAIDI / SAIFI / MAIFI k: 0; SAIDI / SAIFI / MAIFI o: 0.31629; SAIDI / SAIFI / MAIFI p: 0; Veg Mgmt q: 0; UG Conductors ss: 0.31011
| GWF-HENRIETTA | 70109 | 0.12337 | 0.12337 | 0 | 0 | 0.12337 | 0 | g: 70 KV; h: Non-HFTD; i: 0; j: 0; SAIDI / SAIFI / MAIFI k: 0; SAIDI / SAIFI / MAIFI o: 0.12337; SAIDI / SAIFI / MAIFI p: 0; Veg Mgmt q: 0; UG Conductors ss: 0.12337
| GWF-KINGSBURG | 10422 | 21.6415 | 21.6415 | 0 | 0 | 21.6415 | 0 | g: 115 KV; h: Non-HFTD; i: 0; j: 0; SAIDI / SAIFI / MAIFI k: 0; SAIDI / SAIFI / MAIFI o: 21.6415; SAIDI / SAIFI / MAIFI p: 0; Veg Mgmt q: 0; UG Conductors ss: 21.6259; LiDAR Inspections vv: 22; Detailed OH Inspections zz: 2
| H-A #1 |  | 0.022648 | 0 | 0 | 0 | 0 | 0.022648 | g: (blank); h: Non-HFTD; i: 0; j: 0; SAIDI / SAIFI / MAIFI k: 0; SAIDI / SAIFI / MAIFI o: 0; SAIDI / SAIFI / MAIFI p: 0; Veg Mgmt q: 0
| H-A #2 |  | 0.0063776 | 0 | 0 | 0 | 0 | 0.0063776 | g: (blank); h: Non-HFTD; i: 0; j: 0; SAIDI / SAIFI / MAIFI k: 0; SAIDI / SAIFI / MAIFI o: 0; SAIDI / SAIFI / MAIFI p: 0; Veg Mgmt q: 0
| HAAS-MCCALL | 20056 | 44.2055 | 44.2055 | 0 | 24.6701 | 19.5354 | 0 | g: 230 KV; h: 0; i: 0; j: 0; SAIDI / SAIFI / MAIFI k: 0; SAIDI / SAIFI / MAIFI o: 44.2055; SAIDI / SAIFI / MAIFI p: 24.6701; Veg Mgmt q: 0; UG Conductors ss: 19.5354; UG Conductors tt: 24.6583; LiDAR Inspections vv: 33
| HAAS-WOODCHUCK | 70032 | 6.7908 | 6.7908 | 0 | 3.7925 | 2.9982 | 0 | g: 70 KV; h: 0; i: 0; j: 0; SAIDI / SAIFI / MAIFI k: 0; SAIDI / SAIFI / MAIFI o: 6.7908; SAIDI / SAIFI / MAIFI p: 3.7925; Veg Mgmt q: 0; UG Conductors ss: 2.9827; UG Conductors tt: 3.7925; LiDAR Inspections vv: 42
| HALSEY-PLACER | 60094 | 4.9358 | 4.9358 | 0 | 1.5835 | 3.3523 | 0 | g: 60 KV; h: 4.9774; i: 0; j: 0; SAIDI / SAIFI / MAIFI k: 0; SAIDI / SAIFI / MAIFI o: 4.9358; SAIDI / SAIFI / MAIFI p: 1.5835; Veg Mgmt q: 0; Covered Conductor ee: 1; UG Conductors ss: 3.348; UG Conductors tt: 1.5835; LiDAR Inspections vv: 14
| HAMILTON BRANCH-CHESTER | 60095 | 12.2663 | 12.2663 | 0 | 10.0927 | 2.1736 | 0 | g: 60 KV; h: 9.6713; i: 0; j: 0; SAIDI / SAIFI / MAIFI k: 0; SAIDI / SAIFI / MAIFI o: 12.2663; SAIDI / SAIFI / MAIFI p: 10.0927; Veg Mgmt q: 0; Covered Conductor dd: 1; Covered Conductor ee: 23; UG Conductors ss: 2.1599; UG Conductors tt: 10.0927; LiDAR Inspections vv: 42
| HAMMER-COUNTRY CLUB | 60096 | 8.8198 | 8.8198 | 0 | 0 | 8.8198 | 0 | g: 60 KV; h: Non-HFTD; i: 0; j: 0; SAIDI / SAIFI / MAIFI k: 0; SAIDI / SAIFI / MAIFI o: 8.8198; SAIDI / SAIFI / MAIFI p: 0; Veg Mgmt q: 0; UG Conductors ss: 8.8131; LiDAR Inspections vv: 90
| HARDWICK TAP | 70051A | 2.7364 | 2.7364 | 0 | 0 | 2.7364 | 0 | g: 70 KV; h: Non-HFTD; i: 0; j: 0; SAIDI / SAIFI / MAIFI k: 0; SAIDI / SAIFI / MAIFI o: 2.7364; SAIDI / SAIFI / MAIFI p: 0; Veg Mgmt q: 0; UG Conductors ss: 2.7364; LiDAR Inspections vv: 4
| HARRINGTON TAP | 60050A | 0.52839 | 0.52839 | 0 | 0 | 0.52839 | 0 | g: 60 KV; h: Non-HFTD; i: 0; j: 0; SAIDI / SAIFI / MAIFI k: 0; SAIDI / SAIFI / MAIFI o: 0.52839; SAIDI / SAIFI / MAIFI p: 0; Veg Mgmt q: 0; UG Conductors ss: 0.52653
| HARTLEY-CLEARLAKE | 60405 | 6.6618 | 6.6618 | 0 | 3.1853 | 3.4766 | 0 | g: 60 KV; h: 3.1078; i: 0; j: 0; SAIDI / SAIFI / MAIFI k: 0; SAIDI / SAIFI / MAIFI o: 6.6618; SAIDI / SAIFI / MAIFI p: 3.1853; Veg Mgmt q: 0; Covered Conductor ee: 4; Covered Conductor ff: 10; UG Conductors ss: 3.4766; UG Conductors tt: 3.1491; LiDAR Inspections vv: 12
| HAT CREEK #1-PIT #1 | 60097 | 6.0784 | 6.0784 | 0 | 6.0784 | 0 | 0 | g: 60 KV; h: 0.46596; i: 0; j: 0; SAIDI / SAIFI / MAIFI k: 0; SAIDI / SAIFI / MAIFI o: 6.0784; SAIDI / SAIFI / MAIFI p: 6.0784; Veg Mgmt q: 0; Covered Conductor dd: 1; Covered Conductor ee: 3; Covered Conductor ff: 4; UG Conductors tt: 6.0784; LiDAR Inspections ww: 1; Detailed OH Inspections ddd: 1
| HAT CREEK #1-WESTWOOD | 60098 | 55.7381 | 55.7381 | 0 | 46.6448 | 9.0933 | 0 | g: 60 KV; h: 0.7285; i: 0.0015963; j: 3.5514e-06; SAIDI / SAIFI / MAIFI k: 0; SAIDI / SAIFI / MAIFI o: 55.7381; SAIDI / SAIFI / MAIFI p: 46.6448; Veg Mgmt q: 0; Covered Conductor dd: 22; Covered Conductor ee: 7; Covered Conductor ff: 10; UG Conductors ss: 9.0757; UG Conductors tt: 46.6448; LiDAR Inspections vv: 174; Detailed OH Inspections ddd: 6
| HEADGATE TAP | 60089A | 0.96742 | 0.96742 | 0 | 0 | 0.96742 | 0 | g: 60 KV; h: Non-HFTD; i: 0; j: 0; SAIDI / SAIFI / MAIFI k: 0; SAIDI / SAIFI / MAIFI o: 0.96741; SAIDI / SAIFI / MAIFI p: 0; Veg Mgmt q: 0; UG Conductors ss: 0.96584
| HEALDSBURG #1 TAP | 60083B | 0.24734 | 0.24734 | 0 | 0 | 0.24734 | 0 | g: 60 KV; h: Non-HFTD; i: 0; j: 0; SAIDI / SAIFI / MAIFI k: 0; SAIDI / SAIFI / MAIFI o: 0.24734; SAIDI / SAIFI / MAIFI p: 0; Veg Mgmt q: 0; UG Conductors ss: 0.24734; LiDAR Inspections vv: 3
| HEALDSBURG #2 TAP | 60084B | 0.15908 | 0.15908 | 0 | 0 | 0.15908 | 0 | g: 60 KV; h: Non-HFTD; i: 0; j: 0; SAIDI / SAIFI / MAIFI k: 0; SAIDI / SAIFI / MAIFI o: 0.15908; SAIDI / SAIFI / MAIFI p: 0; Veg Mgmt q: 0; UG Conductors ss: 0.15629
| HEINZ TAP | 10145C | 0.79228 | 0.79228 | 0 | 0 | 0.79228 | 0 | g: 115 KV; h: Non-HFTD; i: 0; j: 0; SAIDI / SAIFI / MAIFI k: 0; SAIDI / SAIFI / MAIFI o: 0.79228; SAIDI / SAIFI / MAIFI p: 0; Veg Mgmt q: 0; UG Conductors ss: 0.78614
| HELM-CRESCENT SW STA | 70131 | 4.9212 | 4.9212 | 0 | 0 | 4.9212 | 0 | g: 70 KV; h: Non-HFTD; i: 0; j: 0; SAIDI / SAIFI / MAIFI k: 0; SAIDI / SAIFI / MAIFI o: 4.9211; SAIDI / SAIFI / MAIFI p: 0; Veg Mgmt q: 0; UG Conductors ss: 4.9212; LiDAR Inspections vv: 5
| HELM-KERMAN | 70034 | 13.2468 | 13.2468 | 0 | 0 | 13.2468 | 0 | g: 70 KV; h: Non-HFTD; i: 0; j: 0; SAIDI / SAIFI / MAIFI k: 0; SAIDI / SAIFI / MAIFI o: 13.2468; SAIDI / SAIFI / MAIFI p: 0; Veg Mgmt q: 0; UG Conductors ss: 13.2372; LiDAR Inspections vv: 8
| HELM-MCCALL | 20057 | 30.8439 | 30.8439 | 0 | 0 | 30.8439 | 0 | g: 230 KV; h: Non-HFTD; i: 0; j: 0; SAIDI / SAIFI / MAIFI k: 0; SAIDI / SAIFI / MAIFI o: 30.8439; SAIDI / SAIFI / MAIFI p: 0; Veg Mgmt q: 0; UG Conductors ss: 30.8439; LiDAR Inspections vv: 20
| HELMS-GREGG #1 | 20058 | 60.6696 | 60.6696 | 0 | 26.7762 | 33.8934 | 0 | g: 230 KV; h: 0.66606; i: 0; j: 0; SAIDI / SAIFI / MAIFI k: 0; SAIDI / SAIFI / MAIFI o: 60.6696; SAIDI / SAIFI / MAIFI p: 25.1115; Veg Mgmt q: 0; UG Conductors ss: 33.8934; UG Conductors tt: 25.1097; LiDAR Inspections vv: 42
| HELMS-GREGG #2 | 20059 | 60.6769 | 60.6769 | 0 | 26.5577 | 34.1192 | 0 | g: 230 KV; h: 0.16249; i: 0; j: 0; SAIDI / SAIFI / MAIFI k: 0; SAIDI / SAIFI / MAIFI o: 60.6769; SAIDI / SAIFI / MAIFI p: 25.1195; Veg Mgmt q: 0; UG Conductors ss: 34.1192; UG Conductors tt: 25.1213
| HELM-STROUD | 70111 | 7.4349 | 7.4349 | 0 | 0 | 7.4349 | 0 | g: 70 KV; h: Non-HFTD; i: 0; j: 0; SAIDI / SAIFI / MAIFI k: 0; SAIDI / SAIFI / MAIFI o: 7.4349; SAIDI / SAIFI / MAIFI p: 0; Veg Mgmt q: 0; UG Conductors ss: 7.4329; LiDAR Inspections vv: 12
| HENRIETTA-KENT SW STA | 70123 | 1.4716 | 1.4716 | 0 | 0 | 1.4716 | 0 | g: 70 KV; h: Non-HFTD; i: 0; j: 0; SAIDI / SAIFI / MAIFI k: 0; SAIDI / SAIFI / MAIFI o: 1.4716; SAIDI / SAIFI / MAIFI p: 0; Veg Mgmt q: 0; UG Conductors ss: 1.4716
| HENRIETTA-LEMOORE | 70037 | 9.3703 | 9.3703 | 0 | 0 | 9.3703 | 0 | g: 70 KV; h: Non-HFTD; i: 0; j: 0; SAIDI / SAIFI / MAIFI k: 0; SAIDI / SAIFI / MAIFI o: 9.3703; SAIDI / SAIFI / MAIFI p: 0; Veg Mgmt q: 0; UG Conductors ss: 9.3546; LiDAR Inspections vv: 17
| HENRIETTA-LEMOORE NAS | 70038 | 1.6862 | 1.6862 | 0 | 0 | 1.6862 | 0 | g: 70 KV; h: Non-HFTD; i: 0; j: 0; SAIDI / SAIFI / MAIFI k: 0; SAIDI / SAIFI / MAIFI o: 1.6862; SAIDI / SAIFI / MAIFI p: 0; Veg Mgmt q: 0; UG Conductors ss: 1.6862; LiDAR Inspections vv: 4
| HENRIETTA-LEPRINO SW STA | 10513 | 6.0263 | 6.0263 | 0 | 0 | 6.0263 | 0 | g: 115 KV; h: Non-HFTD; i: 0; j: 0; SAIDI / SAIFI / MAIFI k: 0; SAIDI / SAIFI / MAIFI o: 6.0263; SAIDI / SAIFI / MAIFI p: 0; Veg Mgmt q: 0; UG Conductors ss: 6.0263; LiDAR Inspections vv: 9
| HERDLYN-BALFOUR | 60100 | 20.472 | 20.472 | 0 | 0 | 20.472 | 0 | g: 60 KV; h: Non-HFTD; i: 0.0026848; j: 4.2616e-05; SAIDI / SAIFI / MAIFI k: 0.00018911; SAIDI / SAIFI / MAIFI o: 20.472; SAIDI / SAIFI / MAIFI p: 0; Veg Mgmt q: 0; UG Conductors ss: 20.472; LiDAR Inspections vv: 46
| HERDLYN-TRACY | 70040 | 2.0613 | 2.0613 | 0 | 0 | 2.0613 | 0 | g: 70 KV; h: Non-HFTD; i: 0; j: 0; SAIDI / SAIFI / MAIFI k: 0; SAIDI / SAIFI / MAIFI o: 2.0613; SAIDI / SAIFI / MAIFI p: 0; Veg Mgmt q: 0; UG Conductors ss: 2.0613
| HERNDON-ASHLAN | 20060 | 6.3891 | 6.3891 | 0 | 0 | 6.3891 | 0 | g: 230 KV; h: Non-HFTD; i: 0; j: 0; SAIDI / SAIFI / MAIFI k: 0; SAIDI / SAIFI / MAIFI o: 6.3891; SAIDI / SAIFI / MAIFI p: 0; Veg Mgmt q: 0; UG Conductors ss: 6.3891; LiDAR Inspections vv: 5
| HERNDON-BARTON | 10096 | 12.6817 | 12.6817 | 0 | 0 | 12.6817 | 0 | g: 115 KV; h: Non-HFTD; i: 0; j: 0; SAIDI / SAIFI / MAIFI k: 0; SAIDI / SAIFI / MAIFI o: 12.6782; SAIDI / SAIFI / MAIFI p: 0; Veg Mgmt q: 0; UG Conductors ss: 12.6817; LiDAR Inspections vv: 59
| HERNDON-BULLARD #1 | 10097 | 11.4312 | 11.4312 | 0 | 0 | 11.4312 | 0 | g: 115 KV; h: Non-HFTD; i: 0; j: 0; SAIDI / SAIFI / MAIFI k: 0; SAIDI / SAIFI / MAIFI o: 11.4312; SAIDI / SAIFI / MAIFI p: 0; Veg Mgmt q: 0; UG Conductors ss: 11.4312; LiDAR Inspections vv: 18
| HERNDON-BULLARD #2 | 10098 | 11.4219 | 11.4219 | 0 | 0 | 11.4219 | 0 | g: 115 KV; h: Non-HFTD; i: 0; j: 0; SAIDI / SAIFI / MAIFI k: 0; SAIDI / SAIFI / MAIFI o: 11.4219; SAIDI / SAIFI / MAIFI p: 0; Veg Mgmt q: 0; UG Conductors ss: 11.4178
| HERNDON-KEARNEY | 20061 | 10.8135 | 10.8135 | 0 | 0 | 10.8135 | 0 | g: 230 KV; h: Non-HFTD; i: 0; j: 0; SAIDI / SAIFI / MAIFI k: 0; SAIDI / SAIFI / MAIFI o: 10.8135; SAIDI / SAIFI / MAIFI p: 0; Veg Mgmt q: 0; UG Conductors ss: 10.8135; LiDAR Inspections vv: 1
| HERNDON-MANCHESTER | 10099 | 9.2691 | 9.2691 | 0 | 0 | 9.2691 | 0 | g: 115 KV; h: Non-HFTD; i: 0; j: 0; SAIDI / SAIFI / MAIFI k: 0; SAIDI / SAIFI / MAIFI o: 9.2691; SAIDI / SAIFI / MAIFI p: 0; Veg Mgmt q: 0; UG Conductors ss: 9.2691
| HERNDON-WOODWARD | 10100 | 12.9719 | 12.9719 | 0 | 0 | 12.9719 | 0 | g: 115 KV; h: Non-HFTD; i: 0; j: 0; SAIDI / SAIFI / MAIFI k: 0; SAIDI / SAIFI / MAIFI o: 12.9719; SAIDI / SAIFI / MAIFI p: 0; Veg Mgmt q: 0; UG Conductors ss: 12.9719; LiDAR Inspections vv: 14
| HICKS-METCALF | 20062 | 9.0731 | 9.0731 | 0 | 3.384 | 5.6891 | 0 | g: 230 KV; h: Non-HFTD; i: 0; j: 0; SAIDI / SAIFI / MAIFI k: 0; SAIDI / SAIFI / MAIFI o: 9.0731; SAIDI / SAIFI / MAIFI p: 3.384; Veg Mgmt q: 0; UG Conductors ss: 5.6874; UG Conductors tt: 3.3837; LiDAR Inspections vv: 2
| HIGGINS-BELL | 10458 | 18.7668 | 18.7668 | 0 | 15.0394 | 3.7274 | 0 | g: 115 KV; h: 5.3444; i: 0; j: 0; SAIDI / SAIFI / MAIFI k: 0; SAIDI / SAIFI / MAIFI o: 18.7668; SAIDI / SAIFI / MAIFI p: 15.0394; Veg Mgmt q: 0; UG Conductors ss: 2.6727; UG Conductors tt: 7.7799; LiDAR Inspections vv: 10
| HILLSDALE JCT-HALF MOON BAY | 60101 | 6.8154 | 6.8154 | 1.4241 | 3.2501 | 2.1412 | 0 | g: 60 KV; h: 3.5745; i: 0; j: 0; SAIDI / SAIFI / MAIFI k: 0; SAIDI / SAIFI / MAIFI o: 6.8154; SAIDI / SAIFI / MAIFI p: 3.2501; Veg Mgmt q: 1.4241; UG Conductors ss: 2.1412; UG Conductors tt: 3.2443; LiDAR Inspections uu: 1.4241; LiDAR Inspections vv: 11; LiDAR Inspections ww: 3; Detailed OH Inspections xx: 19
| HONCUT TAP | 10252A | 1.6375 | 1.6375 | 0 | 0 | 1.6375 | 0 | g: 115 KV; h: Non-HFTD; i: 0; j: 0; SAIDI / SAIFI / MAIFI k: 0; SAIDI / SAIFI / MAIFI o: 1.6375; SAIDI / SAIFI / MAIFI p: 0; Veg Mgmt q: 0; UG Conductors ss: 1.6284
| HOWLAND ROAD TAP | 10145A | 0.90203 | 0.90203 | 0 | 0 | 0.90203 | 0 | g: 115 KV; h: Non-HFTD; i: 0; j: 0; SAIDI / SAIFI / MAIFI k: 0; SAIDI / SAIFI / MAIFI o: 0.90203; SAIDI / SAIFI / MAIFI p: 0; Veg Mgmt q: 0; UG Conductors ss: 0.90203; LiDAR Inspections vv: 4
| H-P #1 | 10090U | 3.8035 | 0 | 0 | 0 | 0 | 3.8035 | g: 115 KV; h: Non-HFTD; i: 0; j: 0; SAIDI / SAIFI / MAIFI k: 0; SAIDI / SAIFI / MAIFI o: 0; SAIDI / SAIFI / MAIFI p: 0; Veg Mgmt q: 0
| H-P #2 |  | 0.8111 | 0 | 0 | 0 | 0 | 0.8111 | g: (blank); h: Non-HFTD; i: 0; j: 0; SAIDI / SAIFI / MAIFI k: 0; SAIDI / SAIFI / MAIFI o: 0; SAIDI / SAIFI / MAIFI p: 0; Veg Mgmt q: 0
| H-P #3 | 10091U | 3.7579 | 0.17107 | 0 | 0 | 0.17107 | 3.5869 | g: 115 KV; h: Non-HFTD; i: 0; j: 0; SAIDI / SAIFI / MAIFI k: 0; SAIDI / SAIFI / MAIFI o: 0.17107; SAIDI / SAIFI / MAIFI p: 0; Veg Mgmt q: 0; UG Conductors ss: 0.17107; LiDAR Inspections vv: 4
| H-P #4 | 10095U | 5.1582 | 0 | 0 | 0 | 0 | 5.1582 | g: 115 KV; h: Non-HFTD; i: 0; j: 0; SAIDI / SAIFI / MAIFI k: 0; SAIDI / SAIFI / MAIFI o: 0; SAIDI / SAIFI / MAIFI p: 0; Veg Mgmt q: 0
| HUMBOLDT #1 | 60388 | 11.083 | 11.083 | 0 | 0 | 11.083 | 0 | g: 60 KV; h: 0.023959; i: 0; j: 0; SAIDI / SAIFI / MAIFI k: 0; SAIDI / SAIFI / MAIFI o: 11.051; SAIDI / SAIFI / MAIFI p: 0; Veg Mgmt q: 0; UG Conductors ss: 11.0814; LiDAR Inspections vv: 75
| HUMBOLDT BAY-EUREKA | 60102 | 5.6097 | 5.6097 | 0 | 0 | 5.6097 | 0 | g: 60 KV; h: Non-HFTD; i: 0; j: 0; SAIDI / SAIFI / MAIFI k: 0; SAIDI / SAIFI / MAIFI o: 5.6097; SAIDI / SAIFI / MAIFI p: 0; Veg Mgmt q: 0; UG Conductors ss: 5.6097; LiDAR Inspections vv: 90
| HUMBOLDT BAY-HUMBOLDT #1 | 10102 | 6.3112 | 6.3112 | 0 | 2.5699 | 3.7413 | 0 | g: 115 KV; h: 6.3884; i: 0; j: 0; SAIDI / SAIFI / MAIFI k: 0; SAIDI / SAIFI / MAIFI o: 6.3112; SAIDI / SAIFI / MAIFI p: 2.466; Veg Mgmt q: 0; UG Conductors ss: 3.7413; UG Conductors tt: 2.5699; LiDAR Inspections vv: 121
|  | 60103 | 8.4129 | 8.4129 | 0 | 0 | 8.4129 | 0 | h: Non-HFTD; i: 0; j: 0; SAIDI / SAIFI / MAIFI k: 0; SAIDI / SAIFI / MAIFI o: 0; SAIDI / SAIFI / MAIFI p: 0; Veg Mgmt q: 0
| HUMBOLDT BAY-HUMBOLDT #2 | 60104 | 6.4998 | 6.4998 | 0 | 2.5673 | 3.9325 | 0 | g: 60 KV; h: Non-HFTD; i: 0; j: 0; SAIDI / SAIFI / MAIFI k: 0; SAIDI / SAIFI / MAIFI o: 6.4497; SAIDI / SAIFI / MAIFI p: 2.4555; Veg Mgmt q: 0; UG Conductors ss: 3.9325; UG Conductors tt: 2.4608; LiDAR Inspections vv: 5
| HUMBOLDT BAY-RIO DELL JCT | 60105 | 18.3956 | 18.3956 | 0 | 1.9946 | 16.401 | 0 | g: 60 KV; h: 2.4578; i: 0; j: 0; SAIDI / SAIFI / MAIFI k: 0; SAIDI / SAIFI / MAIFI o: 18.3956; SAIDI / SAIFI / MAIFI p: 1.9946; Veg Mgmt q: 0; Covered Conductor ee: 1; Covered Conductor ff: 1; UG Conductors ss: 16.401; UG Conductors tt: 1.9946; LiDAR Inspections vv: 139
| HUMBOLDT-BRIDGEVILLE | 10103 | 30.277 | 30.277 | 0 | 7.1462 | 23.1308 | 0 | g: 115 KV; h: 2.4203; i: 0; j: 0; SAIDI / SAIFI / MAIFI k: 0; SAIDI / SAIFI / MAIFI o: 30.277; SAIDI / SAIFI / MAIFI p: 7.1462; Veg Mgmt q: 0; Covered Conductor ee: 6; UG Conductors ss: 23.1308; UG Conductors tt: 7.1448; LiDAR Inspections vv: 287; LiDAR Inspections ww: 1
| HUMBOLDT-EUREKA | 60107 | 4.7433 | 4.7433 | 0 | 0 | 4.7433 | 0 | g: 60 KV; h: Non-HFTD; i: 0; j: 0; SAIDI / SAIFI / MAIFI k: 0; SAIDI / SAIFI / MAIFI o: 4.6984; SAIDI / SAIFI / MAIFI p: 0; Veg Mgmt q: 0; UG Conductors ss: 4.7354; LiDAR Inspections vv: 71
| HUMBOLDT-MAPLE CREEK | 60108 | 14.1313 | 14.1313 | 0 | 8.0452 | 6.0862 | 0 | g: 60 KV; h: 3.2334; i: 0.017634; j: 7.6177e-05; SAIDI / SAIFI / MAIFI k: 0; SAIDI / SAIFI / MAIFI o: 14.1313; SAIDI / SAIFI / MAIFI p: 8.0451; Veg Mgmt q: 0; Covered Conductor dd: 1; Covered Conductor ee: 4; Covered Conductor ff: 10; UG Conductors ss: 6.0862; UG Conductors tt: 7.9896; LiDAR Inspections vv: 63
| HUMBOLDT-TRINITY | 10104 | 68.5751 | 68.5751 | 0 | 63.0875 | 5.4876 | 0 | g: 115 KV; h: 25.4077; i: 0; j: 0; SAIDI / SAIFI / MAIFI k: 0; SAIDI / SAIFI / MAIFI o: 68.5748; SAIDI / SAIFI / MAIFI p: 63.0872; Veg Mgmt q: 0; Covered Conductor dd: 7; Covered Conductor ee: 16; Covered Conductor ff: 164; UG Conductors ss: 5.4873; UG Conductors tt: 63.0843; LiDAR Inspections vv: 52; LiDAR Inspections ww: 35
| H-X #1 |  | 0.28585 | 0 | 0 | 0 | 0 | 0.28585 | g: (blank); h: Non-HFTD; i: 0; j: 0; SAIDI / SAIFI / MAIFI k: 0; SAIDI / SAIFI / MAIFI o: 0; SAIDI / SAIFI / MAIFI p: 0; Veg Mgmt q: 0
| H-Y #1 | 10094U | 7.2267 | 0 | 0 | 0 | 0 | 7.2267 | g: 115 KV; h: Non-HFTD; i: 0; j: 0; SAIDI / SAIFI / MAIFI k: 0; SAIDI / SAIFI / MAIFI o: 0; SAIDI / SAIFI / MAIFI p: 0; Veg Mgmt q: 0
| H-Z #1 | 20054U | 6.9153 | 0 | 0 | 0 | 0 | 6.9153 | g: 230 KV; h: Non-HFTD; i: 0; j: 0; SAIDI / SAIFI / MAIFI k: 0; SAIDI / SAIFI / MAIFI o: 6.9153; SAIDI / SAIFI / MAIFI p: 0; Veg Mgmt q: 0
| H-Z #2 | 20055U | 6.961 | 0 | 0 | 0 | 0 | 6.961 | g: 230 KV; h: Non-HFTD; i: 0; j: 0; SAIDI / SAIFI / MAIFI k: 0; SAIDI / SAIFI / MAIFI o: 0; SAIDI / SAIFI / MAIFI p: 0; Veg Mgmt q: 0
| IBM BAILEY AVE TAP | 10176A | 1.9962 | 1.9962 | 0 | 0 | 1.9962 | 0 | g: 115 KV; h: Non-HFTD; i: 0; j: 0; SAIDI / SAIFI / MAIFI k: 0; SAIDI / SAIFI / MAIFI o: 1.9962; SAIDI / SAIFI / MAIFI p: 0; Veg Mgmt q: 0; UG Conductors ss: 1.9962
| IBM HARRY RD #1 TAP | 10177A | 0.57999 | 0.57999 | 0 | 0.57999 | 0 | 0 | g: 115 KV; h: 3.0072; i: 0; j: 0; SAIDI / SAIFI / MAIFI k: 0; SAIDI / SAIFI / MAIFI o: 0.57999; SAIDI / SAIFI / MAIFI p: 0.57999; Veg Mgmt q: 0; UG Conductors tt: 0.57949
| IBM HARRY RD #2 TAP | 10175A | 0.5776 | 0.5776 | 0 | 0.5776 | 0 | 0 | g: 115 KV; h: 2.8297; i: 0; j: 0; SAIDI / SAIFI / MAIFI k: 0; SAIDI / SAIFI / MAIFI o: 0.5776; SAIDI / SAIFI / MAIFI p: 0.5776; Veg Mgmt q: 0; UG Conductors tt: 0.56569
| IGNACIO-ALTO | 60110 | 17.7943 | 17.7943 | 1.0117 | 3.0593 | 13.7233 | 0 | g: 60 KV; h: 0.40472; i: 0; j: 0; SAIDI / SAIFI / MAIFI k: 0; SAIDI / SAIFI / MAIFI o: 17.7943; SAIDI / SAIFI / MAIFI p: 3.0593; Veg Mgmt q: 1.0117; Covered Conductor ff: 1; Poles ii: 1; UG Conductors ss: 13.7091; UG Conductors tt: 3.0593; LiDAR Inspections uu: 1.0117; LiDAR Inspections vv: 105; Detailed OH Inspections xx: 11
| IGNACIO-ALTO-SAUSALITO #1 | 60111 | 17.9534 | 17.9534 | 0 | 4.8465 | 13.1069 | 0 | g: 60 KV; h: 1.0313; i: 0; j: 0; SAIDI / SAIFI / MAIFI k: 0.0013204; SAIDI / SAIFI / MAIFI o: 17.9534; SAIDI / SAIFI / MAIFI p: 4.8465; Veg Mgmt q: 0; Covered Conductor dd: 1; Covered Conductor ee: 16; Covered Conductor ff: 1; UG Conductors ss: 13.1069; UG Conductors tt: 4.8417; LiDAR Inspections vv: 84
| IGNACIO-ALTO-SAUSALITO #2 | 60112 | 17.9471 | 17.9471 | 0 | 4.8248 | 13.1223 | 0 | g: 60 KV; h: 2.6965; i: 0; j: 0; SAIDI / SAIFI / MAIFI k: 0; SAIDI / SAIFI / MAIFI o: 17.9471; SAIDI / SAIFI / MAIFI p: 4.8248; Veg Mgmt q: 0; Covered Conductor dd: 1; Covered Conductor ee: 16; UG Conductors ss: 13.1182; UG Conductors tt: 4.8248; LiDAR Inspections vv: 11; LiDAR Inspections ww: 22
| IGNACIO-BOLINAS #1 | 60109 | 15.0167 | 15.0167 | 10.2462 | 4.6476 | 0.12292 | 0 | g: 60 KV; h: 59.4163; i: 0.21904; j: 0.0014149; SAIDI / SAIFI / MAIFI k: 0; SAIDI / SAIFI / MAIFI o: 15.0167; SAIDI / SAIFI / MAIFI p: 4.6476; Veg Mgmt q: 10.2462; Covered Conductor ee: 6; Covered Conductor ff: 5; Covered Conductor gg: 2; Covered Conductor hh: 10; Poles ii: 5; UG Conductors ss: 0.12292; UG Conductors tt: 4.6314; LiDAR Inspections uu: 10.2462; LiDAR Inspections vv: 2; Detailed OH Inspections xx: 129
| IGNACIO-BOLINAS #2 | 60113 | 28.2185 | 28.2185 | 12.4645 | 13.6558 | 2.0982 | 0 | g: 60 KV; h: 72.2984; i: 0; j: 0; SAIDI / SAIFI / MAIFI k: 0; SAIDI / SAIFI / MAIFI o: 28.2185; SAIDI / SAIFI / MAIFI p: 13.6558; Veg Mgmt q: 12.4645; Covered Conductor dd: 1; Covered Conductor ee: 9; Covered Conductor ff: 21; Covered Conductor gg: 3; Covered Conductor hh: 12; Poles ii: 4; UG Conductors ss: 2.0933; UG Conductors tt: 13.6558; LiDAR Inspections uu: 12.4641; LiDAR Inspections vv: 6; Detailed OH Inspections xx: 141; Detailed OH Inspections ddd: 5
| IGNACIO-LAS GALLINAS | 10537 | 4.1546 | 4.1546 | 0 | 0.083361 | 4.0713 | 0 | g: 115 KV; h: Non-HFTD; i: 0.32391; j: 0.0024114; SAIDI / SAIFI / MAIFI k: 0; SAIDI / SAIFI / MAIFI o: 4.1546; SAIDI / SAIFI / MAIFI p: 0.083361; Veg Mgmt q: 0; UG Conductors ss: 4.0713; UG Conductors tt: 0.070663; LiDAR Inspections vv: 12
| IGNACIO-MARE ISLAND #1 | 10107 | 39.49 | 39.49 | 0 | 0 | 39.49 | 0 | g: 115 KV; h: Non-HFTD; i: 0.10406; j: 0.00084629; SAIDI / SAIFI / MAIFI k: 0; SAIDI / SAIFI / MAIFI o: 39.4803; SAIDI / SAIFI / MAIFI p: 0; Veg Mgmt q: 0; UG Conductors ss: 39.49; LiDAR Inspections vv: 184
| IGNACIO-MARE ISLAND #2 | 10108 | 43.0778 | 43.0778 | 0 | 0 | 43.0778 | 0 | g: 115 KV; h: Non-HFTD; i: 0.44765; j: 0.0030801; SAIDI / SAIFI / MAIFI k: 0.0092611; SAIDI / SAIFI / MAIFI o: 43.0778; SAIDI / SAIFI / MAIFI p: 0; Veg Mgmt q: 0; UG Conductors ss: 43.0679; LiDAR Inspections vv: 5
| IGNACIO-SAN RAFAEL #1 | 10109 | 11.5363 | 11.5363 | 0.61744 | 2.4567 | 8.4621 | 0 | g: 115 KV; h: 0.25572; i: 0.43266; j: 0.0028638; SAIDI / SAIFI / MAIFI k: 0; SAIDI / SAIFI / MAIFI o: 11.5363; SAIDI / SAIFI / MAIFI p: 2.4567; Veg Mgmt q: 0.61744; UG Conductors ss: 8.4621; UG Conductors tt: 2.4496; LiDAR Inspections uu: 0.6169; LiDAR Inspections vv: 37; Detailed OH Inspections xx: 4
| IGNACIO-SOBRANTE | 20063 | 42.4941 | 42.4941 | 0 | 11.9397 | 30.5543 | 0 | g: 230 KV; h: 5.8044; i: 0; j: 0; SAIDI / SAIFI / MAIFI k: 0; SAIDI / SAIFI / MAIFI o: 42.4941; SAIDI / SAIFI / MAIFI p: 11.9397; Veg Mgmt q: 0; UG Conductors ss: 30.5543; UG Conductors tt: 11.9388; LiDAR Inspections vv: 84
| IGNACIO-STAFFORD | 60438 | 6.133 | 6.133 | 0 | 0.60157 | 5.5314 | 0 | g: 60 KV; h: 0.74938; i: 0; j: 0; SAIDI / SAIFI / MAIFI k: 0; SAIDI / SAIFI / MAIFI o: 6.133; SAIDI / SAIFI / MAIFI p: 0.60157; Veg Mgmt q: 0; UG Conductors ss: 5.5314; UG Conductors tt: 0.60157; LiDAR Inspections vv: 19
| IMHOFF TAP | 10266B | 1.4254 | 1.4254 | 0 | 0 | 1.4254 | 0 | g: 115 KV; h: Non-HFTD; i: 0; j: 0; SAIDI / SAIFI / MAIFI k: 0; SAIDI / SAIFI / MAIFI o: 1.4254; SAIDI / SAIFI / MAIFI p: 0; Veg Mgmt q: 0; UG Conductors ss: 1.4254; LiDAR Inspections vv: 6
| INDIAN FLAT-YOSEMITE | 70136 | 5.0048 | 5.0048 | 0 | 5.0048 | 0 | 0 | g: 70 KV; h: Non-HFTD; i: 0; j: 0; SAIDI / SAIFI / MAIFI k: 0; SAIDI / SAIFI / MAIFI o: 5.0048; SAIDI / SAIFI / MAIFI p: 5.0048; Veg Mgmt q: 0; UG Conductors tt: 5.0048
| INDUSTRIAL TAP | 60139A | 0.96636 | 0.96636 | 0 | 0 | 0.96636 | 0 | g: 60 KV; h: Non-HFTD; i: 0; j: 0; SAIDI / SAIFI / MAIFI k: 0; SAIDI / SAIFI / MAIFI o: 0.96635; SAIDI / SAIFI / MAIFI p: 0; Veg Mgmt q: 0; UG Conductors ss: 0.96636
| INGRAM CREEK TAP | 10336A | 0.49687 | 0.49687 | 0 | 0 | 0.49687 | 0 | g: 115 KV; h: Non-HFTD; i: 0; j: 0; SAIDI / SAIFI / MAIFI k: 0; SAIDI / SAIFI / MAIFI o: 0.49687; SAIDI / SAIFI / MAIFI p: 0; Veg Mgmt q: 0; UG Conductors ss: 0.49687
| IONE TAP | 60225C | 4.0943 | 4.0943 | 0 | 2.9945 | 1.0997 | 0 | g: 60 KV; h: 0.6468; i: 0; j: 0; SAIDI / SAIFI / MAIFI k: 0; SAIDI / SAIFI / MAIFI o: 4.0943; SAIDI / SAIFI / MAIFI p: 2.9945; Veg Mgmt q: 0; Covered Conductor ee: 4; UG Conductors ss: 1.0997; UG Conductors tt: 2.9891
| IUKA TAP | 60228A | 0.49366 | 0.49366 | 0 | 0 | 0.49366 | 0 | g: 60 KV; h: Non-HFTD; i: 0; j: 0; SAIDI / SAIFI / MAIFI k: 0; SAIDI / SAIFI / MAIFI o: 0.49366; SAIDI / SAIFI / MAIFI p: 0; Veg Mgmt q: 0; UG Conductors ss: 0.49366
| JAMESON CANYON PUMPING PLANT TAP | 10107C | 0.19363 | 0.19363 | 0 | 0 | 0.19363 | 0 | g: 115 KV; h: Non-HFTD; i: 0; j: 0; SAIDI / SAIFI / MAIFI k: 0; SAIDI / SAIFI / MAIFI o: 0.19363; SAIDI / SAIFI / MAIFI p: 0; Veg Mgmt q: 0; UG Conductors ss: 0.19363
| JANES CREEK TAP | 60074E | 1.7824 | 1.7824 | 0 | 0 | 1.7824 | 0 | g: 60 KV; h: 0.023937; i: 0; j: 0; SAIDI / SAIFI / MAIFI k: 0; SAIDI / SAIFI / MAIFI o: 1.7824; SAIDI / SAIFI / MAIFI p: 0; Veg Mgmt q: 0; UG Conductors ss: 1.7793
| JARVIS-CRYOGENICS | 10111 | 0.026241 | 0.026241 | 0 | 0 | 0.026241 | 0 | g: 115 KV; h: Non-HFTD; i: 0; j: 0; SAIDI / SAIFI / MAIFI k: 0; SAIDI / SAIFI / MAIFI o: 0.026236; SAIDI / SAIFI / MAIFI p: 0; Veg Mgmt q: 0; UG Conductors ss: 0.026241
| JAYNE SW STA-COALINGA | 70122 | 11.814 | 11.814 | 0 | 0 | 11.814 | 0 | g: 70 KV; h: Non-HFTD; i: 0; j: 0; SAIDI / SAIFI / MAIFI k: 0; SAIDI / SAIFI / MAIFI o: 11.814; SAIDI / SAIFI / MAIFI p: 0; Veg Mgmt q: 0; UG Conductors ss: 11.814
| JEFFERSON #1 | 60395 | 9.049 | 9.049 | 0 | 2.3109 | 6.7382 | 0 | g: 60 KV; h: 0.13915; i: 0; j: 0; SAIDI / SAIFI / MAIFI k: 0; SAIDI / SAIFI / MAIFI o: 9.049; SAIDI / SAIFI / MAIFI p: 2.3109; Veg Mgmt q: 0; UG Conductors ss: 6.7382; UG Conductors tt: 2.3021
| JEFFERSON-HILLSDALE JCT | 60114 | 14.7298 | 14.7298 | 0 | 2.2917 | 12.4381 | 0 | g: 60 KV; h: 0.21295; i: 0.67897; j: 0.0014614; SAIDI / SAIFI / MAIFI k: 0; SAIDI / SAIFI / MAIFI o: 14.7218; SAIDI / SAIFI / MAIFI p: 2.2917; Veg Mgmt q: 0; UG Conductors ss: 10.1197; UG Conductors tt: 2.2917
| JEFFERSON-LAS PULGAS | 60115 | 6.184 | 6.0004 | 0 | 0.11149 | 5.8889 | 0.18358 | g: 60 KV; h: 1.3097; i: 0; j: 0; SAIDI / SAIFI / MAIFI k: 0; SAIDI / SAIFI / MAIFI o: 6.0004; SAIDI / SAIFI / MAIFI p: 0.11149; Veg Mgmt q: 0; UG Conductors ss: 5.855; UG Conductors tt: 0.10798
| JEFFERSON-MARTIN | 20201 | 27.701 | 3.3008 | 0 | 1.0478 | 2.2531 | 24.4001 | g: 230 KV; h: 0.14694; i: 0; j: 0; SAIDI / SAIFI / MAIFI k: 0; SAIDI / SAIFI / MAIFI o: 3.3083; SAIDI / SAIFI / MAIFI p: 1.0478; Veg Mgmt q: 0; Poles jj: 0.067705; Poles mm: 0.12195; UG Conductors ss: 2.2505; UG Conductors tt: 1.0478
| JEFFERSON-STANFORD | 60117 | 7.6361 | 7.6361 | 0 | 2.5113 | 5.1249 | 0 | g: 60 KV; h: 0.61007; i: 0; j: 0; SAIDI / SAIFI / MAIFI k: 0; SAIDI / SAIFI / MAIFI o: 7.6361; SAIDI / SAIFI / MAIFI p: 2.5113; Veg Mgmt q: 0; UG Conductors ss: 5.0425; UG Conductors tt: 2.5113
| JEFFERSON-STANFORD (UNDERGROUND) | 60117 | 1.516 | 0 | 0 | 0 | 0 | 1.516 | g: 60 KV; h: Non-HFTD; i: 0; j: 0; SAIDI / SAIFI / MAIFI k: 0; SAIDI / SAIFI / MAIFI o: 0; SAIDI / SAIFI / MAIFI p: 0; Veg Mgmt q: 0
| JENNINGS TAP | 60078B | 0.13627 | 0.13627 | 0 | 0 | 0.13627 | 0 | g: 60 KV; h: Non-HFTD; i: 0; j: 0; SAIDI / SAIFI / MAIFI k: 0; SAIDI / SAIFI / MAIFI o: 0.13627; SAIDI / SAIFI / MAIFI p: 0; Veg Mgmt q: 0; UG Conductors ss: 0.13386
| JESSUP TAP | 10340A | 0.85988 | 0.85988 | 0 | 0.33209 | 0.52779 | 0 | g: 115 KV; h: 0.11564; i: 0; j: 0; SAIDI / SAIFI / MAIFI k: 0; SAIDI / SAIFI / MAIFI o: 0.85987; SAIDI / SAIFI / MAIFI p: 0.33208; Veg Mgmt q: 0; UG Conductors ss: 0.52779; UG Conductors tt: 0.33126
| JOLON TAP | 60127A | 15.8738 | 15.8738 | 0 | 15.418 | 0.45576 | 0 | g: 60 KV; h: 26.1385; i: 0; j: 0; SAIDI / SAIFI / MAIFI k: 0; SAIDI / SAIFI / MAIFI o: 15.8738; SAIDI / SAIFI / MAIFI p: 15.418; Veg Mgmt q: 0; Covered Conductor ee: 3; Covered Conductor ff: 4; UG Conductors ss: 0.45576; UG Conductors tt: 15.3882
| KAMM TAP | 10257C | 0.51603 | 0.51603 | 0 | 0 | 0.51603 | 0 | g: 115 KV; h: Non-HFTD; i: 0; j: 0; SAIDI / SAIFI / MAIFI k: 0; SAIDI / SAIFI / MAIFI o: 0.51603; SAIDI / SAIFI / MAIFI p: 0; Veg Mgmt q: 0; UG Conductors ss: 0.51565
| KANAKA TAP | 10360C | 2.5915 | 2.5915 | 0.71477 | 1.8767 | 0 | 0 | g: 115 KV; h: 0.39826; i: 0; j: 0; SAIDI / SAIFI / MAIFI k: 0; SAIDI / SAIFI / MAIFI o: 2.5915; SAIDI / SAIFI / MAIFI p: 1.8767; Veg Mgmt q: 0.71477; Covered Conductor ff: 5; Poles ii: 3; UG Conductors ss: -1.9997e-12; UG Conductors tt: 1.8767; LiDAR Inspections uu: 0.71282; Detailed OH Inspections xx: 14
| KANSAS PV-LEPRINO SW STA | 10516 | 0.16912 | 0.16912 | 0 | 0 | 0.16912 | 0 | g: 115 KV; h: Non-HFTD; i: 0; j: 0; SAIDI / SAIFI / MAIFI k: 0; SAIDI / SAIFI / MAIFI o: 0.16912; SAIDI / SAIFI / MAIFI p: 0; Veg Mgmt q: 0; UG Conductors ss: 0.16912
| KASSON #1 | 60118 | 0.18942 | 0.18942 | 0 | 0 | 0.18942 | 0 | g: 60 KV; h: Non-HFTD; i: 0; j: 0; SAIDI / SAIFI / MAIFI k: 0; SAIDI / SAIFI / MAIFI o: 0.18942; SAIDI / SAIFI / MAIFI p: 0; Veg Mgmt q: 0; UG Conductors ss: 0.18942
| KASSON-BANTA #1 | 60119 | 1.047 | 1.047 | 0 | 0 | 1.047 | 0 | g: 60 KV; h: Non-HFTD; i: 0; j: 0; SAIDI / SAIFI / MAIFI k: 0; SAIDI / SAIFI / MAIFI o: 1.047; SAIDI / SAIFI / MAIFI p: 0; Veg Mgmt q: 0; UG Conductors ss: 1.0406
| KASSON-CARBONA | 60415 | 7.3202 | 7.3202 | 0 | 0 | 7.3202 | 0 | g: 60 KV; h: Non-HFTD; i: 0; j: 0; SAIDI / SAIFI / MAIFI k: 0; SAIDI / SAIFI / MAIFI o: 7.3202; SAIDI / SAIFI / MAIFI p: 0; Veg Mgmt q: 0; UG Conductors ss: 7.3202
| KASSON-LOUISE | 60120 | 9.1154 | 9.1154 | 0 | 0 | 9.1154 | 0 | g: 60 KV; h: Non-HFTD; i: 0; j: 0; SAIDI / SAIFI / MAIFI k: 0; SAIDI / SAIFI / MAIFI o: 8.7689; SAIDI / SAIFI / MAIFI p: 0; Veg Mgmt q: 0; UG Conductors ss: 8.7647; Detailed OH Inspections aaa: 1
| K-D #1 | 10112U | 2.4354 | 0 | 0 | 0 | 0 | 2.4354 | g: 115 KV; h: Non-HFTD; i: 0; j: 0; SAIDI / SAIFI / MAIFI k: 0; SAIDI / SAIFI / MAIFI o: 0; SAIDI / SAIFI / MAIFI p: 0; Veg Mgmt q: 0
| K-D #2 | 10113U | 2.5663 | 0 | 0 | 0 | 0 | 2.5663 | g: 115 KV; h: Non-HFTD; i: 0; j: 0; SAIDI / SAIFI / MAIFI k: 0; SAIDI / SAIFI / MAIFI o: 0; SAIDI / SAIFI / MAIFI p: 0; Veg Mgmt q: 0
| KEARNEY ALTERNATE TIE | 70098 | 0.30226 | 0.30226 | 0 | 0 | 0.30226 | 0 | g: 70 KV; h: Non-HFTD; i: 0; j: 0; SAIDI / SAIFI / MAIFI k: 0; SAIDI / SAIFI / MAIFI o: 0.30226; SAIDI / SAIFI / MAIFI p: 0; Veg Mgmt q: 0; UG Conductors ss: 0.30226
| KEARNEY TIE | 70097 | 0.15138 | 0.15138 | 0 | 0 | 0.15138 | 0 | g: 70 KV; h: Non-HFTD; i: 0; j: 0; SAIDI / SAIFI / MAIFI k: 0; SAIDI / SAIFI / MAIFI o: 0.15138; SAIDI / SAIFI / MAIFI p: 0; Veg Mgmt q: 0; UG Conductors ss: 0.15138
| KEARNEY-BIOLA | 70041 | 19.1426 | 19.1426 | 0 | 0 | 19.1426 | 0 | g: 70 KV; h: Non-HFTD; i: 0; j: 0; SAIDI / SAIFI / MAIFI k: 0.00076195; SAIDI / SAIFI / MAIFI o: 19.1315; SAIDI / SAIFI / MAIFI p: 0; Veg Mgmt q: 0; UG Conductors ss: 19.1426
| KEARNEY-BOWLES | 70042 | 9.2941 | 9.2941 | 0 | 0 | 9.2941 | 0 | g: 70 KV; h: Non-HFTD; i: 0; j: 0; SAIDI / SAIFI / MAIFI k: 0; SAIDI / SAIFI / MAIFI o: 9.2941; SAIDI / SAIFI / MAIFI p: 0; Veg Mgmt q: 0; UG Conductors ss: 9.2941
| KEARNEY-CARUTHERS | 70043 | 12.0517 | 12.0517 | 0 | 0 | 12.0517 | 0 | g: 70 KV; h: Non-HFTD; i: 0; j: 0; SAIDI / SAIFI / MAIFI k: 0; SAIDI / SAIFI / MAIFI o: 12.0517; SAIDI / SAIFI / MAIFI p: 0; Veg Mgmt q: 0; UG Conductors ss: 12.0517
| KEARNEY-KERMAN | 70044 | 10.984 | 10.984 | 0 | 0 | 10.984 | 0 | g: 70 KV; h: Non-HFTD; i: 0; j: 0; SAIDI / SAIFI / MAIFI k: 0; SAIDI / SAIFI / MAIFI o: 10.984; SAIDI / SAIFI / MAIFI p: 0; Veg Mgmt q: 0; UG Conductors ss: 10.984
| KELLEY TAP | 70089C | 2.7881 | 2.7881 | 0 | 0 | 2.7881 | 0 | g: 70 KV; h: Non-HFTD; i: 0; j: 0; SAIDI / SAIFI / MAIFI k: 0; SAIDI / SAIFI / MAIFI o: 2.7881; SAIDI / SAIFI / MAIFI p: 0; Veg Mgmt q: 0; UG Conductors ss: 2.7881
| KELSO-TESLA | 20064 | 7.9545 | 7.9545 | 0 | 0 | 7.9545 | 0 | g: 230 KV; h: Non-HFTD; i: 0; j: 0; SAIDI / SAIFI / MAIFI k: 0; SAIDI / SAIFI / MAIFI o: 7.9545; SAIDI / SAIFI / MAIFI p: 0; Veg Mgmt q: 0; UG Conductors ss: 7.9545
| KENT SW STA-TULARE LAKE | 70124 | 15.9287 | 15.9287 | 0 | 0 | 15.9287 | 0 | g: 70 KV; h: Non-HFTD; i: 0; j: 0; SAIDI / SAIFI / MAIFI k: 0; SAIDI / SAIFI / MAIFI o: 15.9287; SAIDI / SAIFI / MAIFI p: 0; Veg Mgmt q: 0; UG Conductors ss: 15.9287
| KERCKHOFF #1-KERCKHOFF #2 | 10114 | 1.5837 | 1.5837 | 0 | 1.5837 | 0 | 0 | g: 115 KV; h: 0.1164; i: 0; j: 0; SAIDI / SAIFI / MAIFI k: 0; SAIDI / SAIFI / MAIFI o: 1.5837; SAIDI / SAIFI / MAIFI p: 1.5837; Veg Mgmt q: 0; UG Conductors tt: 1.5822
| KERCKHOFF-CLOVIS-SANGER #1 | 10115 | 37.0491 | 37.0491 | 0 | 7.8471 | 29.202 | 0 | g: 115 KV; h: 5.6753; i: 0.0067728; j: 0.00075253; SAIDI / SAIFI / MAIFI k: 0; SAIDI / SAIFI / MAIFI o: 37.0491; SAIDI / SAIFI / MAIFI p: 7.8471; Veg Mgmt q: 0; UG Conductors ss: 29.202; UG Conductors tt: 7.8471
| KERCKHOFF-CLOVIS-SANGER #2 | 10116 | 32.0544 | 32.0544 | 0 | 7.8493 | 24.2051 | 0 | g: 115 KV; h: Non-HFTD; i: 0; j: 0; SAIDI / SAIFI / MAIFI k: 0; SAIDI / SAIFI / MAIFI o: 32.0544; SAIDI / SAIFI / MAIFI p: 7.8493; Veg Mgmt q: 0; UG Conductors ss: 24.2051; UG Conductors tt: 7.8489
| KERN CANYON-MAGUNDEN-WEEDPATCH | 70045 | 20.6924 | 20.6924 | 0 | 0 | 20.6924 | 0 | g: 70 KV; h: Non-HFTD; i: 0; j: 0; SAIDI / SAIFI / MAIFI k: 0; SAIDI / SAIFI / MAIFI o: 20.6924; SAIDI / SAIFI / MAIFI p: 0; Veg Mgmt q: 0; UG Conductors ss: 20.6727
| KERN OIL-DEXZEL | 10117 | 0.44131 | 0.44131 | 0 | 0 | 0.44131 | 0 | g: 115 KV; h: Non-HFTD; i: 0; j: 0; SAIDI / SAIFI / MAIFI k: 0; SAIDI / SAIFI / MAIFI o: 0.44131; SAIDI / SAIFI / MAIFI p: 0; Veg Mgmt q: 0; UG Conductors ss: 0.44131
| KERN OIL-WITCO | 10118 | 4.2041 | 4.2041 | 0 | 0 | 4.2041 | 0 | g: 115 KV; h: Non-HFTD; i: 0; j: 0; SAIDI / SAIFI / MAIFI k: 0; SAIDI / SAIFI / MAIFI o: 4.2041; SAIDI / SAIFI / MAIFI p: 0; Veg Mgmt q: 0; UG Conductors ss: 2.4589
| KERN-BAKERSFIELD | 20086A | 7.285 | 7.285 | 0 | 0 | 7.285 | 0 | g: 230 KV; h: Non-HFTD; i: 0; j: 0; SAIDI / SAIFI / MAIFI k: 0; SAIDI / SAIFI / MAIFI o: 0; SAIDI / SAIFI / MAIFI p: 0; Veg Mgmt q: 0; UG Conductors ss: 6.675; LiDAR Inspections vv: 11
| KERN-FRUITVALE | 70046 | 0.15565 | 0.15565 | 0 | 0 | 0.15565 | 0 | g: 70 KV; h: Non-HFTD; i: 0; j: 0; SAIDI / SAIFI / MAIFI k: 0; SAIDI / SAIFI / MAIFI o: 0.15565; SAIDI / SAIFI / MAIFI p: 0; Veg Mgmt q: 0; UG Conductors ss: 0.15395
| KERN-KERN FRONT | 10119 | 12.5003 | 12.5003 | 0 | 0 | 12.5003 | 0 | g: 115 KV; h: Non-HFTD; i: 0; j: 0; SAIDI / SAIFI / MAIFI k: 0; SAIDI / SAIFI / MAIFI o: 12.5003; SAIDI / SAIFI / MAIFI p: 0; Veg Mgmt q: 0; UG Conductors ss: 12.5003
| KERN-KERN OIL-FAMOSO | 70047 | 24.6928 | 24.6928 | 0 | 0 | 24.6928 | 0 | g: 70 KV; h: Non-HFTD; i: 0; j: 0; SAIDI / SAIFI / MAIFI k: 0; SAIDI / SAIFI / MAIFI o: 24.6928; SAIDI / SAIFI / MAIFI p: 0; Veg Mgmt q: 0; UG Conductors ss: 24.6928
| KERN-LIVE OAK | 10122 | 10.828 | 10.828 | 0 | 0 | 10.828 | 0 | g: 115 KV; h: Non-HFTD; i: 0; j: 0; SAIDI / SAIFI / MAIFI k: 0; SAIDI / SAIFI / MAIFI o: 10.7401; SAIDI / SAIFI / MAIFI p: 0; Veg Mgmt q: 0; UG Conductors ss: 10.828
| KERN-MAGUNDEN | 70048 | 20.5938 | 20.5938 | 0 | 0 | 20.5938 | 0 | g: 70 KV; h: Non-HFTD; i: 0; j: 0; SAIDI / SAIFI / MAIFI k: 0; SAIDI / SAIFI / MAIFI o: 20.5938; SAIDI / SAIFI / MAIFI p: 0; Veg Mgmt q: 0; UG Conductors ss: 20.5842
| KERN-MAGUNDEN-WITCO | 10123 | 19.5661 | 19.5661 | 0 | 0 | 19.5661 | 0 | g: 115 KV; h: Non-HFTD; i: 0; j: 0; SAIDI / SAIFI / MAIFI k: 0; SAIDI / SAIFI / MAIFI o: 19.5661; SAIDI / SAIFI / MAIFI p: 0; Veg Mgmt q: 0; UG Conductors ss: 15.8626
| KERN-OLD RIVER #1 | 70049 | 11.9383 | 11.9383 | 0 | 0 | 11.9383 | 0 | g: 70 KV; h: Non-HFTD; i: 0; j: 0; SAIDI / SAIFI / MAIFI k: 0; SAIDI / SAIFI / MAIFI o: 11.9382; SAIDI / SAIFI / MAIFI p: 0; Veg Mgmt q: 0; UG Conductors ss: 11.9383
| KERN-OLD RIVER #2 | 70050 | 23.0728 | 23.0728 | 0 | 0 | 23.0728 | 0 | g: 70 KV; h: Non-HFTD; i: 0; j: 0; SAIDI / SAIFI / MAIFI k: 0; SAIDI / SAIFI / MAIFI o: 23.0728; SAIDI / SAIFI / MAIFI p: 0; Veg Mgmt q: 0; UG Conductors ss: 23.0728
| KERN-ROSEDALE | 10124 | 1.7671 | 1.7671 | 0 | 0 | 1.7671 | 0 | g: 115 KV; h: Non-HFTD; i: 0; j: 0; SAIDI / SAIFI / MAIFI k: 0; SAIDI / SAIFI / MAIFI o: 1.7095; SAIDI / SAIFI / MAIFI p: 0; Veg Mgmt q: 0; UG Conductors ss: 1.7661
| KERN-TEVIS-STOCKDALE | 10471 | 15.948 | 15.948 | 0 | 0 | 15.948 | 0 | g: 115 KV; h: Non-HFTD; i: 0; j: 0; SAIDI / SAIFI / MAIFI k: 0.0010903; SAIDI / SAIFI / MAIFI o: 15.948; SAIDI / SAIFI / MAIFI p: 0; Veg Mgmt q: 0; UG Conductors ss: 15.948
| KERN-TEVIS-STOCKDALE (21KV) | 10471 | 3.706 | 3.706 | 0 | 0 | 3.706 | 0 | g: 115 KV; h: Non-HFTD; i: 0; j: 0; SAIDI / SAIFI / MAIFI k: 0.0010903; SAIDI / SAIFI / MAIFI o: 3.706; SAIDI / SAIFI / MAIFI p: 0; Veg Mgmt q: 0; UG Conductors ss: 3.706
| KERN-TEVIS-STOCKDALE-LAMONT | 10470 | 21.5231 | 21.5231 | 0 | 0 | 21.5231 | 0 | g: 115 KV; h: Non-HFTD; i: 0; j: 0; SAIDI / SAIFI / MAIFI k: 0; SAIDI / SAIFI / MAIFI o: 21.5231; SAIDI / SAIFI / MAIFI p: 0; Veg Mgmt q: 0; UG Conductors ss: 21.5094
| KERNWATER TAP | 10123A | 0.6699 | 0.6699 | 0 | 0 | 0.6699 | 0 | g: 115 KV; h: Non-HFTD; i: 0; j: 0; SAIDI / SAIFI / MAIFI k: 0; SAIDI / SAIFI / MAIFI o: 0.6699; SAIDI / SAIFI / MAIFI p: 0; Veg Mgmt q: 0; UG Conductors ss: 0.6699
| KERN-WESTPARK #1 | 10126 | 3.8255 | 3.8255 | 0 | 0 | 3.8255 | 0 | g: 115 KV; h: Non-HFTD; i: 0; j: 0; SAIDI / SAIFI / MAIFI k: 0; SAIDI / SAIFI / MAIFI o: 3.8255; SAIDI / SAIFI / MAIFI p: 0; Veg Mgmt q: 0; UG Conductors ss: 3.8255
| KERN-WESTPARK #2 | 10127 | 3.8147 | 3.8147 | 0 | 0 | 3.8147 | 0 | g: 115 KV; h: Non-HFTD; i: 0; j: 0; SAIDI / SAIFI / MAIFI k: 0; SAIDI / SAIFI / MAIFI o: 3.8147; SAIDI / SAIFI / MAIFI p: 0; Veg Mgmt q: 0; UG Conductors ss: 3.8147
| KESWICK-CASCADE | 60121 | 9.3574 | 9.3574 | 0.55643 | 8.4595 | 0.34151 | 0 | g: 60 KV; h: 46.0052; i: 0; j: 0; SAIDI / SAIFI / MAIFI k: 0; SAIDI / SAIFI / MAIFI o: 9.3569; SAIDI / SAIFI / MAIFI p: 8.4589; Veg Mgmt q: 0.55643; Covered Conductor dd: 3; Covered Conductor ee: 15; Covered Conductor ff: 20; Covered Conductor gg: 8; UG Conductors ss: 0.33025; UG Conductors tt: 8.4595; LiDAR Inspections uu: 0.55643; Detailed OH Inspections xx: 12
| KESWICK-TRINITY | 60122 | 30.4114 | 30.4114 | 5.4713 | 23.625 | 1.3151 | 0 | g: 60 KV; h: 33.6046; i: 0; j: 0; SAIDI / SAIFI / MAIFI k: 0; SAIDI / SAIFI / MAIFI o: 30.4114; SAIDI / SAIFI / MAIFI p: 23.625; Veg Mgmt q: 5.4713; Covered Conductor dd: 124; Covered Conductor ee: 12; Covered Conductor ff: 8; Covered Conductor gg: 8; Covered Conductor hh: 5; Poles ii: 4; UG Conductors ss: 1.3151; UG Conductors tt: 23.6124; LiDAR Inspections uu: 5.4674; Detailed OH Inspections xx: 79; Detailed OH Inspections bbb: 2
| KETTLEMAN HILLS TAP | 70029A | 1.0154 | 1.0154 | 0 | 0 | 1.0154 | 0 | g: 70 KV; h: Non-HFTD; i: 0; j: 0; SAIDI / SAIFI / MAIFI k: 0; SAIDI / SAIFI / MAIFI o: 1.0154; SAIDI / SAIFI / MAIFI p: 0; Veg Mgmt q: 0; UG Conductors ss: 1.0154
| KIFER-FMC | 10440 | 7.1264 | 6.0172 | 0 | 0 | 6.0172 | 1.1092 | g: 115 KV; h: Non-HFTD; i: 0; j: 0; SAIDI / SAIFI / MAIFI k: 0; SAIDI / SAIFI / MAIFI o: 6.0173; SAIDI / SAIFI / MAIFI p: 0; Veg Mgmt q: 0; UG Conductors ss: 6.0172
| KILARC-CEDAR CREEK | 60124 | 13.3333 | 13.3333 | 13.3333 | 0 | 0 | 0 | g: 60 KV; h: 2.11; i: 0.0089857; j: 0.00028003; SAIDI / SAIFI / MAIFI k: 0; SAIDI / SAIFI / MAIFI o: 13.3333; SAIDI / SAIFI / MAIFI p: 0; Veg Mgmt q: 13.3333; Covered Conductor gg: 16; Covered Conductor hh: 32; Poles ii: 4; LiDAR Inspections uu: 13.3172; Detailed OH Inspections xx: 285; Detailed OH Inspections fff: 1; Sectionalization Devices ggg: 1
| KILARC-DESCHUTES | 60125 | 27.2885 | 27.2885 | 0.66732 | 22.6841 | 3.9372 | 0 | g: 60 KV; h: 10.1894; i: 0.14688; j: 0.00047411; SAIDI / SAIFI / MAIFI k: 0; SAIDI / SAIFI / MAIFI o: 27.2885; SAIDI / SAIFI / MAIFI p: 22.6841; Veg Mgmt q: 0.66731; Covered Conductor dd: 7; Covered Conductor ee: 99; Covered Conductor ff: 10; UG Conductors ss: 3.929; UG Conductors tt: 22.6066; LiDAR Inspections uu: 0.6626; Detailed OH Inspections xx: 13; Detailed OH Inspections zz: 1; Detailed OH Inspections ccc: 2
| KILARC-VOLTA TIE | 60126 | 1.9305 | 1.9305 | 0 | 0.65866 | 1.2718 | 0 | g: 60 KV; h: Non-HFTD; i: 0; j: 0; SAIDI / SAIFI / MAIFI k: 0; SAIDI / SAIFI / MAIFI o: 1.9305; SAIDI / SAIFI / MAIFI p: 0.65866; Veg Mgmt q: 0; UG Conductors ss: 1.2718; UG Conductors tt: 0.65602
| KING CITY-COBURN #1 | 60127 | 21.8918 | 21.8918 | 0 | 0 | 21.8918 | 0 | g: 60 KV; h: Non-HFTD; i: 0.17132; j: 0.0022461; SAIDI / SAIFI / MAIFI k: 0; SAIDI / SAIFI / MAIFI o: 21.8918; SAIDI / SAIFI / MAIFI p: 0; Veg Mgmt q: 0; UG Conductors ss: 21.8918; Detailed OH Inspections yy: 2
| KING CITY-COBURN #2 | 60128 | 15.7855 | 15.7855 | 0 | 0 | 15.7855 | 0 | g: 60 KV; h: Non-HFTD; i: 0; j: 0; SAIDI / SAIFI / MAIFI k: 0; SAIDI / SAIFI / MAIFI o: 15.7855; SAIDI / SAIFI / MAIFI p: 0; Veg Mgmt q: 0; UG Conductors ss: 15.784
| KINGS RIVER-SANGER-REEDLEY | 10129 | 43.3548 | 43.3548 | 0 | 14.5081 | 28.8467 | 0 | g: 115 KV; h: 0; i: 0; j: 0; SAIDI / SAIFI / MAIFI k: 0; SAIDI / SAIFI / MAIFI o: 43.3548; SAIDI / SAIFI / MAIFI p: 14.5081; Veg Mgmt q: 0; UG Conductors ss: 28.8467; UG Conductors tt: 14.5081; Detailed OH Inspections aaa: 2; Detailed OH Inspections ddd: 1
| KINGSBURG COGEN TAP | 10155A | 1.2248 | 1.2248 | 0 | 0 | 1.2248 | 0 | g: 115 KV; h: Non-HFTD; i: 0; j: 0; SAIDI / SAIFI / MAIFI k: 0; SAIDI / SAIFI / MAIFI o: 1.2248; SAIDI / SAIFI / MAIFI p: 0; Veg Mgmt q: 0; UG Conductors ss: 1.2248
| KINGSBURG-CORCORAN #1 | 10130 | 27.4831 | 27.4831 | 0 | 0 | 27.4831 | 0 | g: 115 KV; h: Non-HFTD; i: 7.813e-06; j: 5.327e-07; SAIDI / SAIFI / MAIFI k: 0.0010672; SAIDI / SAIFI / MAIFI o: 27.4831; SAIDI / SAIFI / MAIFI p: 0; Veg Mgmt q: 0; UG Conductors ss: 27.1575
| KINGSBURG-LEMOORE | 70051 | 27.5802 | 27.5802 | 0 | 0 | 27.5802 | 0 | g: 70 KV; h: Non-HFTD; i: 0.021413; j: 0.00034537; SAIDI / SAIFI / MAIFI k: 0; SAIDI / SAIFI / MAIFI o: 27.4908; SAIDI / SAIFI / MAIFI p: 0; Veg Mgmt q: 0; UG Conductors ss: 27.486; Detailed OH Inspections yy: 3
| KINGSBURG-WAUKENA SW STA | 10489 | 25.2616 | 25.2616 | 0 | 0 | 25.2616 | 0 | g: 115 KV; h: Non-HFTD; i: 0; j: 0; SAIDI / SAIFI / MAIFI k: 0; SAIDI / SAIFI / MAIFI o: 25.2616; SAIDI / SAIFI / MAIFI p: 0; Veg Mgmt q: 0; UG Conductors ss: 24.8891
| KM GREEN TAP | 10284A | 0.19507 | 0.19507 | 0 | 0.19507 | 0 | 0 | g: 115 KV; h: 0; i: 0; j: 0; SAIDI / SAIFI / MAIFI k: 0; SAIDI / SAIFI / MAIFI o: 0.19507; SAIDI / SAIFI / MAIFI p: 0.19507; Veg Mgmt q: 0; UG Conductors tt: 0.19507
| KONOCTI-EAGLE ROCK | 60419 | 9.6594 | 9.6594 | 7.5344 | 0.22875 | 1.8963 | 0 | g: 60 KV; h: 18.624; i: 0; j: 0; SAIDI / SAIFI / MAIFI k: 0; SAIDI / SAIFI / MAIFI o: 9.6594; SAIDI / SAIFI / MAIFI p: 0.22875; Veg Mgmt q: 7.5344; Covered Conductor ff: 1; Covered Conductor gg: 9; Poles ii: 8; UG Conductors ss: 1.8925; UG Conductors tt: 0.22849; LiDAR Inspections uu: 7.5344; Detailed OH Inspections xx: 108
| KONOCTI-MIDDLETOWN | 60420 | 19.8679 | 19.8679 | 0.86842 | 15.4144 | 3.5851 | 0 | g: 60 KV; h: 30.1533; i: 0; j: 0; SAIDI / SAIFI / MAIFI k: 0; SAIDI / SAIFI / MAIFI o: 19.8679; SAIDI / SAIFI / MAIFI p: 15.4144; Veg Mgmt q: 0.86842; Covered Conductor dd: 39; Covered Conductor ee: 2; Covered Conductor ff: 1; Covered Conductor gg: 5; UG Conductors ss: 3.5502; UG Conductors tt: 15.4144; LiDAR Inspections uu: 0.8667; Detailed OH Inspections xx: 13
| KYOHO TAP | 10323A | 2.1991 | 2.1991 | 0 | 0 | 2.1991 | 0 | g: 115 KV; h: Non-HFTD; i: 0; j: 0; SAIDI / SAIFI / MAIFI k: 0; SAIDI / SAIFI / MAIFI o: 2.1991; SAIDI / SAIFI / MAIFI p: 0; Veg Mgmt q: 0; UG Conductors ss: 2.1973
| LAGUNA TAP | 60085B | 1.6802 | 1.6802 | 0 | 0 | 1.6802 | 0 | g: 60 KV; h: Non-HFTD; i: 0; j: 0; SAIDI / SAIFI / MAIFI k: 0; SAIDI / SAIFI / MAIFI o: 1.6802; SAIDI / SAIFI / MAIFI p: 0; Veg Mgmt q: 0; UG Conductors ss: 1.6802
| LAGUNITAS TAP | 60231B | 0.59588 | 0.59588 | 0 | 0 | 0.59588 | 0 | g: 60 KV; h: Non-HFTD; i: 0; j: 0; SAIDI / SAIFI / MAIFI k: 0; SAIDI / SAIFI / MAIFI o: 0.59587; SAIDI / SAIFI / MAIFI p: 0; Veg Mgmt q: 0; UG Conductors ss: 0.59588
| LAKEVILLE #1 | 60131 | 11.1606 | 11.1606 | 1.1641 | 7.4225 | 2.574 | 0 | g: 60 KV; h: 12.3942; i: 0.091832; j: 0.0024673; SAIDI / SAIFI / MAIFI k: 0; SAIDI / SAIFI / MAIFI o: 11.1606; SAIDI / SAIFI / MAIFI p: 7.4225; Veg Mgmt q: 1.1641; Covered Conductor ee: 1; Covered Conductor ff: 14; Covered Conductor hh: 1; Poles ii: 1; UG Conductors ss: 2.5622; UG Conductors tt: 7.4195; LiDAR Inspections uu: 1.1641; Detailed OH Inspections xx: 14
| LAKEVILLE #2 | 60129 | 21.62 | 21.62 | 0 | 6.2004 | 15.4196 | 0 | g: 60 KV; h: 20.4512; i: 0; j: 0; SAIDI / SAIFI / MAIFI k: 0; SAIDI / SAIFI / MAIFI o: 21.62; SAIDI / SAIFI / MAIFI p: 6.2004; Veg Mgmt q: 0; Covered Conductor dd: 4; Covered Conductor ff: 3; UG Conductors ss: 15.1485; UG Conductors tt: 6.1912
| LAKEVILLE-IGNACIO #1 | 20065 | 15.4883 | 15.4883 | 0 | 0.88832 | 14.6 | 0 | g: 230 KV; h: 2.5463; i: 0; j: 0; SAIDI / SAIFI / MAIFI k: 0; SAIDI / SAIFI / MAIFI o: 15.4883; SAIDI / SAIFI / MAIFI p: 0.88832; Veg Mgmt q: 0; UG Conductors ss: 14.6; UG Conductors tt: 0.8871
| LAKEVILLE-IGNACIO #2 | 20236 | 14.5323 | 14.5323 | 0 | 0.70524 | 13.8271 | 0 | g: 230 KV; h: 4.1118; i: 0; j: 0; SAIDI / SAIFI / MAIFI k: 0; SAIDI / SAIFI / MAIFI o: 14.5323; SAIDI / SAIFI / MAIFI p: 0.70524; Veg Mgmt q: 0; UG Conductors ss: 13.8271; UG Conductors tt: 0.70524
| LAKEVILLE-PETALUMA C | 60130 | 5.3624 | 5.3624 | 0 | 0 | 5.3624 | 0 | g: 60 KV; h: Non-HFTD; i: 0; j: 0; SAIDI / SAIFI / MAIFI k: 0; SAIDI / SAIFI / MAIFI o: 5.3624; SAIDI / SAIFI / MAIFI p: 0; Veg Mgmt q: 0; UG Conductors ss: 5.2764
| LAKEVILLE-SOBRANTE #2 | 20067 | 47.8874 | 47.8874 | 0 | 11.0226 | 36.8647 | 0 | g: 230 KV; h: Non-HFTD; i: 0; j: 0; SAIDI / SAIFI / MAIFI k: 0; SAIDI / SAIFI / MAIFI o: 47.8874; SAIDI / SAIFI / MAIFI p: 11.0226; Veg Mgmt q: 0; UG Conductors ss: 36.8597; UG Conductors tt: 11.0226
| LAKEVILLE-SONOMA #1 | 10457 | 7.2328 | 6.6841 | 0 | 2.5382 | 4.1459 | 0.54873 | g: 115 KV; h: 4.5422; i: 0; j: 0; SAIDI / SAIFI / MAIFI k: 0; SAIDI / SAIFI / MAIFI o: 6.6841; SAIDI / SAIFI / MAIFI p: 2.5382; Veg Mgmt q: 0; UG Conductors ss: 4.1432; UG Conductors tt: 2.5382
| LAKEVILLE-SONOMA #2 | 10133 | 7.182 | 7.182 | 0 | 2.5404 | 4.6416 | 0 | g: 115 KV; h: Non-HFTD; i: 0; j: 0; SAIDI / SAIFI / MAIFI k: 0; SAIDI / SAIFI / MAIFI o: 7.182; SAIDI / SAIFI / MAIFI p: 2.5404; Veg Mgmt q: 0; UG Conductors ss: 4.6416; UG Conductors tt: 2.5394
| LAKEVILLE-TULUCAY | 20068 | 17.2194 | 17.2194 | 0 | 1.7987 | 15.4206 | 0 | g: 230 KV; h: Non-HFTD; i: 0; j: 0; SAIDI / SAIFI / MAIFI k: 0; SAIDI / SAIFI / MAIFI o: 17.2194; SAIDI / SAIFI / MAIFI p: 1.7987; Veg Mgmt q: 0; UG Conductors ss: 15.4206; UG Conductors tt: 1.7987
| LAKEWOOD-CLAYTON | 10408 | 5.5156 | 5.5156 | 0 | 1.1311 | 4.3845 | 0 | g: 115 KV; h: Non-HFTD; i: 0; j: 0; SAIDI / SAIFI / MAIFI k: 0; SAIDI / SAIFI / MAIFI o: 5.5156; SAIDI / SAIFI / MAIFI p: 1.1311; Veg Mgmt q: 0; UG Conductors ss: 4.3845; UG Conductors tt: 1.1307
| LAKEWOOD-MEADOW LANE-CLAYTON | 10134 | 9.5469 | 9.5469 | 0 | 1.1303 | 8.4166 | 0 | g: 115 KV; h: 9.2003; i: 0; j: 0; SAIDI / SAIFI / MAIFI k: 0; SAIDI / SAIFI / MAIFI o: 9.5469; SAIDI / SAIFI / MAIFI p: 1.1303; Veg Mgmt q: 0; UG Conductors ss: 8.4166; UG Conductors tt: 1.1303
| LAMBIE SW STA-BIRDS LANDING SW STA | 20213 | 7.035 | 7.035 | 0 | 0 | 7.035 | 0 | g: 230 KV; h: Non-HFTD; i: 0; j: 0; SAIDI / SAIFI / MAIFI k: 0; SAIDI / SAIFI / MAIFI o: 7.035; SAIDI / SAIFI / MAIFI p: 0; Veg Mgmt q: 0; UG Conductors ss: 7.035
| LAMMERS-KASSON | 10451 | 8.2313 | 8.2313 | 0 | 0 | 8.2313 | 0 | g: 115 KV; h: Non-HFTD; i: 0; j: 0; SAIDI / SAIFI / MAIFI k: 0; SAIDI / SAIFI / MAIFI o: 8.2313; SAIDI / SAIFI / MAIFI p: 0; Veg Mgmt q: 0; UG Conductors ss: 8.2313
| LAMONT-GRIMMWAY MALAGA | 10470B | 3.5482 | 3.5482 | 0 | 0 | 3.5482 | 0 | g: 115 KV; h: Non-HFTD; i: 0; j: 0; SAIDI / SAIFI / MAIFI k: 0; SAIDI / SAIFI / MAIFI o: 3.5482; SAIDI / SAIFI / MAIFI p: 0; Veg Mgmt q: 0
| LAS AGUILAS SW STA-PANOCHE #1 | 20258 | 17.442 | 17.442 | 0 | 0 | 17.442 | 0 | g: 230 KV; h: Non-HFTD; i: 0; j: 0; SAIDI / SAIFI / MAIFI k: 0; SAIDI / SAIFI / MAIFI o: 17.442; SAIDI / SAIFI / MAIFI p: 0; Veg Mgmt q: 0; UG Conductors ss: 17.4321
| LAS AGUILAS SW STA-PANOCHE #2 | 20256 | 17.4446 | 17.4446 | 0 | 0 | 17.4446 | 0 | g: 230 KV; h: Non-HFTD; i: 0; j: 0; SAIDI / SAIFI / MAIFI k: 0; SAIDI / SAIFI / MAIFI o: 17.4445; SAIDI / SAIFI / MAIFI p: 0; Veg Mgmt q: 0; UG Conductors ss: 17.4446
| LAS GALLINAS-SAN RAFAEL | 10538 | 4.4585 | 4.4585 | 0 | 0 | 4.4585 | 0 | g: 115 KV; h: Non-HFTD; i: 0.47802; j: 0.003404; SAIDI / SAIFI / MAIFI k: 0; SAIDI / SAIFI / MAIFI o: 4.4585; SAIDI / SAIFI / MAIFI p: 0; Veg Mgmt q: 0; UG Conductors ss: 4.4585
| LAS PALMAS TAP | 10144A | 0.85432 | 0.85432 | 0 | 0 | 0.85432 | 0 | g: 115 KV; h: Non-HFTD; i: 0; j: 0; SAIDI / SAIFI / MAIFI k: 0; SAIDI / SAIFI / MAIFI o: 0.85432; SAIDI / SAIFI / MAIFI p: 0; Veg Mgmt q: 0; UG Conductors ss: 0.85432
| LAS PERILLAS TAP | 70004C | 0.39217 | 0.39217 | 0 | 0 | 0.39217 | 0 | g: 70 KV; h: Non-HFTD; i: 0; j: 0; SAIDI / SAIFI / MAIFI k: 0; SAIDI / SAIFI / MAIFI o: 0.39217; SAIDI / SAIFI / MAIFI p: 0; Veg Mgmt q: 0; UG Conductors ss: 0.39217
| LAS PLUMAS TAP | 10052B | 0.47683 | 0.47683 | 0 | 0 | 0.47683 | 0 | g: 115 KV; h: Non-HFTD; i: 0; j: 0; SAIDI / SAIFI / MAIFI k: 0; SAIDI / SAIFI / MAIFI o: 0.47683; SAIDI / SAIFI / MAIFI p: 0; Veg Mgmt q: 0; UG Conductors ss: 0.39521
| LAS POSITAS-NEWARK | 20069 | 20.9252 | 20.9252 | 0 | 4.3359 | 16.5893 | 0 | g: 230 KV; h: 3.1324; i: 0; j: 0; SAIDI / SAIFI / MAIFI k: 0; SAIDI / SAIFI / MAIFI o: 20.9252; SAIDI / SAIFI / MAIFI p: 4.3359; Veg Mgmt q: 0; UG Conductors ss: 16.5789; UG Conductors tt: 4.3359
| LAS POSITAS-VASCO | 60132 | 1.499 | 1.499 | 0 | 0 | 1.499 | 0 | g: 60 KV; h: Non-HFTD; i: 0; j: 0; SAIDI / SAIFI / MAIFI k: 0; SAIDI / SAIFI / MAIFI o: 1.499; SAIDI / SAIFI / MAIFI p: 0; Veg Mgmt q: 0; UG Conductors ss: 1.499
| LAURELES-OTTER | 60133 | 15.556 | 15.556 | 12.2264 | 3.1182 | 0.21142 | 0 | g: 60 KV; h: 36.9913; i: 0; j: 0; SAIDI / SAIFI / MAIFI k: 0; SAIDI / SAIFI / MAIFI o: 15.556; SAIDI / SAIFI / MAIFI p: 3.1182; Veg Mgmt q: 12.2264; Covered Conductor ff: 1; Covered Conductor gg: 1; Covered Conductor hh: 5; Poles ii: 1; UG Conductors ss: 0.21142; UG Conductors tt: 3.1182; LiDAR Inspections uu: 12.2264; Detailed OH Inspections xx: 173
| LAWRENCE LIVERMORE LAB #2 TAP | 10334A | 9.4135 | 9.4135 | 0 | 0 | 9.4135 | 0 | g: 115 KV; h: Non-HFTD; i: 0; j: 0; SAIDI / SAIFI / MAIFI k: 0; SAIDI / SAIFI / MAIFI o: 9.4135; SAIDI / SAIFI / MAIFI p: 0; Veg Mgmt q: 0; UG Conductors ss: 9.4133
| LAWRENCE-MONTA VISTA | 10135 | 9.5048 | 9.5048 | 0 | 0 | 9.5048 | 0 | g: 115 KV; h: Non-HFTD; i: 0; j: 0; SAIDI / SAIFI / MAIFI k: 0; SAIDI / SAIFI / MAIFI o: 9.438; SAIDI / SAIFI / MAIFI p: 0; Veg Mgmt q: 0; UG Conductors ss: 9.4912
| LAYTONVILLE-COVELO | 60134 | 16.0928 | 16.0928 | 0 | 6.5925 | 9.5003 | 0 | g: 60 KV; h: 12.0195; i: 0.15741; j: 0.00024416; SAIDI / SAIFI / MAIFI k: 0.00047659; SAIDI / SAIFI / MAIFI o: 16.0928; SAIDI / SAIFI / MAIFI p: 6.5925; Veg Mgmt q: 0; Covered Conductor dd: 5; Covered Conductor ee: 1; Covered Conductor ff: 5; UG Conductors ss: 9.4917; UG Conductors tt: 6.5925
| LAYTONVILLE-WILLITS | 60394 | 22.9486 | 22.9486 | 0 | 15.2291 | 7.7195 | 0 | g: 60 KV; h: 13.2053; i: 0; j: 0; SAIDI / SAIFI / MAIFI k: 0; SAIDI / SAIFI / MAIFI o: 22.9486; SAIDI / SAIFI / MAIFI p: 15.2291; Veg Mgmt q: 0; Covered Conductor dd: 7; Covered Conductor ee: 4; Covered Conductor ff: 6; UG Conductors ss: 7.7195; UG Conductors tt: 15.2291
| LE GRAND-CHOWCHILLA | 10137 | 10.9407 | 10.9407 | 0 | 0 | 10.9407 | 0 | g: 115 KV; h: Non-HFTD; i: 0; j: 0; SAIDI / SAIFI / MAIFI k: 0; SAIDI / SAIFI / MAIFI o: 10.9407; SAIDI / SAIFI / MAIFI p: 0; Veg Mgmt q: 0; UG Conductors ss: 10.9407
| LE GRAND-DAIRYLAND | 10136 | 11.4022 | 11.4022 | 0 | 0 | 11.4022 | 0 | g: 115 KV; h: Non-HFTD; i: 0; j: 0; SAIDI / SAIFI / MAIFI k: 0; SAIDI / SAIFI / MAIFI o: 11.4022; SAIDI / SAIFI / MAIFI p: 0; Veg Mgmt q: 0; UG Conductors ss: 11.4022
| LEE TAP | 60141A | 5.8542 | 5.8542 | 0 | 0 | 5.8542 | 0 | g: 60 KV; h: Non-HFTD; i: 0; j: 0; SAIDI / SAIFI / MAIFI k: 0; SAIDI / SAIFI / MAIFI o: 5.8542; SAIDI / SAIFI / MAIFI p: 0; Veg Mgmt q: 0; UG Conductors ss: 5.7544
| LEPRINO FOODS (TRACY) TAP | 10338C | 0.019644 | 0.019644 | 0 | 0 | 0.019644 | 0 | g: 115 KV; h: Non-HFTD; i: 0; j: 0; SAIDI / SAIFI / MAIFI k: 0; SAIDI / SAIFI / MAIFI o: 0.019644; SAIDI / SAIFI / MAIFI p: 0; Veg Mgmt q: 0; UG Conductors ss: 0.019353
| LEPRINO FOODS-LEPRINO SW STA | 10515 | 6.4074 | 6.4074 | 0 | 0 | 6.4074 | 0 | g: 115 KV; h: Non-HFTD; i: 0; j: 0; SAIDI / SAIFI / MAIFI k: 0; SAIDI / SAIFI / MAIFI o: 6.4074; SAIDI / SAIFI / MAIFI p: 0; Veg Mgmt q: 0; UG Conductors ss: 6.4044
| LEPRINO SW STA-GWF HANFORD SW STA | 10514 | 12.3808 | 12.3808 | 0 | 0 | 12.3808 | 0 | g: 115 KV; h: Non-HFTD; i: 0; j: 0; SAIDI / SAIFI / MAIFI k: 0; SAIDI / SAIFI / MAIFI o: 12.3808; SAIDI / SAIFI / MAIFI p: 0; Veg Mgmt q: 0; UG Conductors ss: 12.3808
| LEPRINO SW STA-HENRIETTA PV | 10517 | 0.060227 | 0.060227 | 0 | 0 | 0.060227 | 0 | g: 115 KV; h: Non-HFTD; i: 0; j: 0; SAIDI / SAIFI / MAIFI k: 0; SAIDI / SAIFI / MAIFI o: 0.060227; SAIDI / SAIFI / MAIFI p: 0; Veg Mgmt q: 0; UG Conductors ss: 0.060227
| LEPRINO TAP | 70037A | 0.47418 | 0.47418 | 0 | 0 | 0.47418 | 0 | g: 70 KV; h: Non-HFTD; i: 0; j: 0; SAIDI / SAIFI / MAIFI k: 0; SAIDI / SAIFI / MAIFI o: 0.47418; SAIDI / SAIFI / MAIFI p: 0; Veg Mgmt q: 0; UG Conductors ss: 0.47418
| LERDO-FAMOSO | 10138 | 13.4471 | 13.4471 | 0 | 0 | 13.4471 | 0 | g: 115 KV; h: Non-HFTD; i: 0; j: 0; SAIDI / SAIFI / MAIFI k: 0; SAIDI / SAIFI / MAIFI o: 13.4471; SAIDI / SAIFI / MAIFI p: 0; Veg Mgmt q: 0; UG Conductors ss: 13.4471; Detailed OH Inspections aaa: 1
| LERDO-KERN OIL-7TH STANDARD | 10464 | 16.3544 | 16.3544 | 0 | 0 | 16.3544 | 0 | g: 115 KV; h: Non-HFTD; i: 0; j: 0; SAIDI / SAIFI / MAIFI k: 0; SAIDI / SAIFI / MAIFI o: 16.3544; SAIDI / SAIFI / MAIFI p: 0; Veg Mgmt q: 0; UG Conductors ss: 14.5915
| LIGHTNER TAP | 70045B | 3.0558 | 3.0558 | 0 | 0 | 3.0558 | 0 | g: 70 KV; h: Non-HFTD; i: 0; j: 0; SAIDI / SAIFI / MAIFI k: 0; SAIDI / SAIFI / MAIFI o: 3.0558; SAIDI / SAIFI / MAIFI p: 0; Veg Mgmt q: 0; UG Conductors ss: 3.0508
| LINCOLN-PLEASANT GROVE | 10453 | 7.3841 | 7.3841 | 0 | 0 | 7.3841 | 0 | g: 115 KV; h: Non-HFTD; i: 0; j: 0; SAIDI / SAIFI / MAIFI k: 0; SAIDI / SAIFI / MAIFI o: 7.3841; SAIDI / SAIFI / MAIFI p: 0; Veg Mgmt q: 0; UG Conductors ss: 7.3835
| LINDE TAP | 10263B | 0.6184 | 0.6184 | 0 | 0 | 0.6184 | 0 | g: 115 KV; h: Non-HFTD; i: 0; j: 0; SAIDI / SAIFI / MAIFI k: 0; SAIDI / SAIFI / MAIFI o: 0.61839; SAIDI / SAIFI / MAIFI p: 0; Veg Mgmt q: 0; UG Conductors ss: 0.6184
| LIVE OAK TAP | 10139 | 3.9715 | 3.9715 | 0 | 0 | 3.9715 | 0 | g: 115 KV; h: Non-HFTD; i: 0; j: 0; SAIDI / SAIFI / MAIFI k: 0; SAIDI / SAIFI / MAIFI o: 3.9715; SAIDI / SAIFI / MAIFI p: 0; Veg Mgmt q: 0; UG Conductors ss: 3.9715
| LIVE OAK-KERN OIL | 10140 | 4.3967 | 4.3967 | 0 | 0 | 4.3967 | 0 | g: 115 KV; h: Non-HFTD; i: 0.018776; j: 3.356e-05; SAIDI / SAIFI / MAIFI k: 0; SAIDI / SAIFI / MAIFI o: 4.3967; SAIDI / SAIFI / MAIFI p: 0; Veg Mgmt q: 0; UG Conductors ss: 2.7887
| LIVERMORE-LAS POSITAS | 60136 | 3.6308 | 3.6308 | 0 | 0 | 3.6308 | 0 | g: 60 KV; h: Non-HFTD; i: 0; j: 0; SAIDI / SAIFI / MAIFI k: 0; SAIDI / SAIFI / MAIFI o: 3.6308; SAIDI / SAIFI / MAIFI p: 0; Veg Mgmt q: 0; UG Conductors ss: 3.6308
| LIVINGSTON-LIVINGSTON JCT | 70052 | 23.3601 | 23.3601 | 0 | 0 | 23.3601 | 0 | g: 70 KV; h: Non-HFTD; i: 0; j: 0; SAIDI / SAIFI / MAIFI k: 0; SAIDI / SAIFI / MAIFI o: 23.3601; SAIDI / SAIFI / MAIFI p: 0; Veg Mgmt q: 0; UG Conductors ss: 23.3601
| LLAGAS-GILROY FOODS | 10141 | 1.98 | 1.98 | 0 | 0 | 1.98 | 0 | g: 115 KV; h: Non-HFTD; i: 0; j: 0; SAIDI / SAIFI / MAIFI k: 0; SAIDI / SAIFI / MAIFI o: 1.98; SAIDI / SAIFI / MAIFI p: 0; Veg Mgmt q: 0; UG Conductors ss: 1.98
| LLAGAS-HOLLISTER | 10494 | 21.5582 | 21.5582 | 0 | 0 | 21.5582 | 0 | g: 115 KV; h: Non-HFTD; i: 0; j: 0; SAIDI / SAIFI / MAIFI k: 0; SAIDI / SAIFI / MAIFI o: 21.5582; SAIDI / SAIFI / MAIFI p: 0; Veg Mgmt q: 0; UG Conductors ss: 21.5582
| LOCKEFORD #1 | 60383 | 12.8531 | 12.8531 | 0 | 0 | 12.8531 | 0 | g: 60 KV; h: Non-HFTD; i: 0; j: 0; SAIDI / SAIFI / MAIFI k: 0; SAIDI / SAIFI / MAIFI o: 12.8531; SAIDI / SAIFI / MAIFI p: 0; Veg Mgmt q: 0; UG Conductors ss: 11.9237
| LOCKEFORD-BELLOTA | 20070 | 12.3242 | 12.3242 | 0 | 0 | 12.3242 | 0 | g: 230 KV; h: Non-HFTD; i: 0; j: 0; SAIDI / SAIFI / MAIFI k: 0; SAIDI / SAIFI / MAIFI o: 12.3242; SAIDI / SAIFI / MAIFI p: 0; Veg Mgmt q: 0; UG Conductors ss: 12.3224
| LOCKEFORD-INDUSTRIAL | 60137 | 6.0307 | 6.0307 | 0 | 0 | 6.0307 | 0 | g: 60 KV; h: Non-HFTD; i: 0; j: 0; SAIDI / SAIFI / MAIFI k: 0; SAIDI / SAIFI / MAIFI o: 6.0307; SAIDI / SAIFI / MAIFI p: 0; Veg Mgmt q: 0; UG Conductors ss: 6.0258
| LOCKEFORD-LODI #2 | 60139 | 9.4901 | 9.4901 | 0 | 0 | 9.4901 | 0 | g: 60 KV; h: Non-HFTD; i: 0; j: 0; SAIDI / SAIFI / MAIFI k: 0; SAIDI / SAIFI / MAIFI o: 9.4901; SAIDI / SAIFI / MAIFI p: 0; Veg Mgmt q: 0; UG Conductors ss: 9.4901
| LOCKEFORD-LODI #3 | 60140 | 15.4226 | 15.4226 | 0 | 0 | 15.4226 | 0 | g: 60 KV; h: Non-HFTD; i: 0; j: 0; SAIDI / SAIFI / MAIFI k: 0; SAIDI / SAIFI / MAIFI o: 15.4226; SAIDI / SAIFI / MAIFI p: 0; Veg Mgmt q: 0; UG Conductors ss: 15.3962
| LOCKHEED #1 TAP | 10233A | 1.7231 | 1.7231 | 0 | 0 | 1.7231 | 0 | g: 115 KV; h: Non-HFTD; i: 0; j: 0; SAIDI / SAIFI / MAIFI k: 0; SAIDI / SAIFI / MAIFI o: 1.7231; SAIDI / SAIFI / MAIFI p: 0; Veg Mgmt q: 0; UG Conductors ss: 1.7166
| LOCKHEED #2 TAP | 10226A | 1.2795 | 1.2795 | 0 | 0 | 1.2795 | 0 | g: 115 KV; h: Non-HFTD; i: 0; j: 0; SAIDI / SAIFI / MAIFI k: 0; SAIDI / SAIFI / MAIFI o: 1.2795; SAIDI / SAIFI / MAIFI p: 0; Veg Mgmt q: 0; UG Conductors ss: 1.2795
| LODI STIG-EIGHT MILE ROAD | 20180 | 2.1754 | 2.1754 | 0 | 0 | 2.1754 | 0 | g: 230 KV; h: Non-HFTD; i: 0; j: 0; SAIDI / SAIFI / MAIFI k: 0; SAIDI / SAIFI / MAIFI o: 2.1754; SAIDI / SAIFI / MAIFI p: 0; Veg Mgmt q: 0; UG Conductors ss: 2.1677
| LODI-INDUSTRIAL | 60069 | 0.98144 | 0.98144 | 0 | 0 | 0.98144 | 0 | g: 60 KV; h: Non-HFTD; i: 0; j: 0; SAIDI / SAIFI / MAIFI k: 0; SAIDI / SAIFI / MAIFI o: 0.96944; SAIDI / SAIFI / MAIFI p: 0; Veg Mgmt q: 0; UG Conductors ss: 0.98144
| LOGAN CREEK-DELEVAN | 20222 | 12.3524 | 12.3524 | 0 | 0 | 12.3524 | 0 | g: 230 KV; h: Non-HFTD; i: 0; j: 0; SAIDI / SAIFI / MAIFI k: 0; SAIDI / SAIFI / MAIFI o: 1.516; SAIDI / SAIFI / MAIFI p: 0; Veg Mgmt q: 0; UG Conductors ss: 12.3524
| LONE STAR TAP | 60011A | 1.1821 | 1.1821 | 0 | 0.75826 | 0.42384 | 0 | g: 60 KV; h: 0.72118; i: 0; j: 0; SAIDI / SAIFI / MAIFI k: 0; SAIDI / SAIFI / MAIFI o: 1.1821; SAIDI / SAIFI / MAIFI p: 0.75826; Veg Mgmt q: 0; UG Conductors ss: 0.41912; UG Conductors tt: 0.75254
| LONE TREE-CAYETANO | 20219 | 17.6943 | 15.3968 | 0.86462 | 10.6763 | 3.8558 | 2.2976 | g: 230 KV; h: 0.12532; i: 0; j: 0; SAIDI / SAIFI / MAIFI k: 0; SAIDI / SAIFI / MAIFI o: 0.22577; SAIDI / SAIFI / MAIFI p: 0; Veg Mgmt q: 0; UG Conductors ss: 3.8555; UG Conductors tt: 10.6763; LiDAR Inspections uu: 0.86462; Detailed OH Inspections xx: 1
| LOS BANOS-DOS AMIGOS | 20073 | 14.3111 | 14.3111 | 0 | 0 | 14.3111 | 0 | g: 230 KV; h: Non-HFTD; i: 0; j: 0; SAIDI / SAIFI / MAIFI k: 0; SAIDI / SAIFI / MAIFI o: 14.3111; SAIDI / SAIFI / MAIFI p: 0; Veg Mgmt q: 0; UG Conductors ss: 14.3104
| LOS BANOS-GATES #1 | 50007 | 80.854 | 80.854 | 0 | 0 | 80.854 | 0 | g: 500 KV; h: Non-HFTD; i: 0; j: 0; SAIDI / SAIFI / MAIFI k: 0; SAIDI / SAIFI / MAIFI o: 80.854; SAIDI / SAIFI / MAIFI p: 0; Veg Mgmt q: 0; UG Conductors ss: 80.854; LiDAR Inspections vv: 342
| LOS BANOS-LIVINGSTON JCT-CANAL | 70054 | 14.2939 | 14.2939 | 0 | 0 | 14.2939 | 0 | g: 70 KV; h: Non-HFTD; i: 0; j: 0; SAIDI / SAIFI / MAIFI k: 0; SAIDI / SAIFI / MAIFI o: 14.2939; SAIDI / SAIFI / MAIFI p: 0; Veg Mgmt q: 0; UG Conductors ss: 14.2939
| LOS BANOS-MERCY SPRINGS SW STA | 70125 | 14.7325 | 14.7325 | 0 | 0 | 14.7325 | 0 | g: 70 KV; h: Non-HFTD; i: 0; j: 0; SAIDI / SAIFI / MAIFI k: 0; SAIDI / SAIFI / MAIFI o: 14.7325; SAIDI / SAIFI / MAIFI p: 0; Veg Mgmt q: 0; UG Conductors ss: 14.7325; Detailed OH Inspections yy: 2
| LOS BANOS-MIDWAY #2 | 50008 | 144.8198 | 144.8198 | 0 | 0 | 144.8198 | 0 | g: 500 KV; h: Non-HFTD; i: 0; j: 0; SAIDI / SAIFI / MAIFI k: 0; SAIDI / SAIFI / MAIFI o: 144.8198; SAIDI / SAIFI / MAIFI p: 0; Veg Mgmt q: 0; UG Conductors ss: 144.8198; LiDAR Inspections vv: 604
| LOS BANOS-O'NEILL PGP | 70055 | 3.8751 | 3.8751 | 0 | 0 | 3.8751 | 0 | g: 70 KV; h: Non-HFTD; i: 0; j: 0; SAIDI / SAIFI / MAIFI k: 0; SAIDI / SAIFI / MAIFI o: 3.8751; SAIDI / SAIFI / MAIFI p: 0; Veg Mgmt q: 0; UG Conductors ss: 3.8751
| LOS BANOS-PACHECO | 70056 | 20.7799 | 20.7799 | 0 | 0 | 20.7799 | 0 | g: 70 KV; h: Non-HFTD; i: 0; j: 0; SAIDI / SAIFI / MAIFI k: 0; SAIDI / SAIFI / MAIFI o: 20.7799; SAIDI / SAIFI / MAIFI p: 0; Veg Mgmt q: 0; UG Conductors ss: 20.7717
| LOS BANOS-PADRE FLAT SW STA | 20266 | 3.6895 | 3.6895 | 0 | 0 | 3.6895 | 0 | g: 230 KV; h: Non-HFTD; i: 0; j: 0; SAIDI / SAIFI / MAIFI k: 0; SAIDI / SAIFI / MAIFI o: 3.6895; SAIDI / SAIFI / MAIFI p: 0; Veg Mgmt q: 0; UG Conductors ss: 3.5662
| LOS BANOS-PANOCHE #2 | 20075 | 37.1258 | 37.1258 | 0 | 0 | 37.1258 | 0 | g: 230 KV; h: Non-HFTD; i: 0; j: 0; SAIDI / SAIFI / MAIFI k: 0; SAIDI / SAIFI / MAIFI o: 37.1258; SAIDI / SAIFI / MAIFI p: 0; Veg Mgmt q: 0; UG Conductors ss: 37.1258
| LOS BANOS-QUINTO SW STA | 20244 | 12.0631 | 12.0631 | 0 | 0 | 12.0631 | 0 | g: 230 KV; h: Non-HFTD; i: 0; j: 0; SAIDI / SAIFI / MAIFI k: 0; SAIDI / SAIFI / MAIFI o: 12.0631; SAIDI / SAIFI / MAIFI p: 0; Veg Mgmt q: 0; UG Conductors ss: 6.1436
| LOS BANOS-SAN LUIS PUMPS #1 | 20076 | 3.435 | 3.435 | 0 | 0 | 3.435 | 0 | g: 230 KV; h: Non-HFTD; i: 0; j: 0; SAIDI / SAIFI / MAIFI k: 0; SAIDI / SAIFI / MAIFI o: 3.435; SAIDI / SAIFI / MAIFI p: 0; Veg Mgmt q: 0; UG Conductors ss: 3.4332
| LOS BANOS-SAN LUIS PUMPS #2 | 20077 | 3.4313 | 3.4313 | 0 | 0 | 3.4313 | 0 | g: 230 KV; h: Non-HFTD; i: 0; j: 0; SAIDI / SAIFI / MAIFI k: 0; SAIDI / SAIFI / MAIFI o: 3.4313; SAIDI / SAIFI / MAIFI p: 0; Veg Mgmt q: 0; UG Conductors ss: 3.4313
| LOS COCHES TAP | 60128A | 1.3428 | 1.3428 | 0 | 0 | 1.3428 | 0 | g: 60 KV; h: Non-HFTD; i: 0; j: 0; SAIDI / SAIFI / MAIFI k: 0; SAIDI / SAIFI / MAIFI o: 1.3348; SAIDI / SAIFI / MAIFI p: 0; Veg Mgmt q: 0; UG Conductors ss: 1.3098
| LOS ESTEROS-AGNEW | 10416 | 1.3745 | 1.3745 | 0 | 0 | 1.3745 | 0 | g: 115 KV; h: Non-HFTD; i: 0; j: 0; SAIDI / SAIFI / MAIFI k: 0; SAIDI / SAIFI / MAIFI o: 1.3745; SAIDI / SAIFI / MAIFI p: 0; Veg Mgmt q: 0; UG Conductors ss: 1.3745
| LOS ESTEROS-METCALF | 20187 | 65.9828 | 63.2501 | 0 | 51.4663 | 11.7838 | 2.7328 | g: 230 KV; h: 9.7392; i: 0; j: 0; SAIDI / SAIFI / MAIFI k: 0; SAIDI / SAIFI / MAIFI o: 63.2501; SAIDI / SAIFI / MAIFI p: 51.4663; Veg Mgmt q: 0; UG Conductors ss: 11.0907; UG Conductors tt: 26.2608
| LOS ESTEROS-MONTAGUE | 10415 | 4.6368 | 4.6368 | 0 | 0 | 4.6368 | 0 | g: 115 KV; h: Non-HFTD; i: 0; j: 0; SAIDI / SAIFI / MAIFI k: 0; SAIDI / SAIFI / MAIFI o: 4.6368; SAIDI / SAIFI / MAIFI p: 0; Veg Mgmt q: 0; UG Conductors ss: 4.6368
| LOS ESTEROS-NORTECH | 10413 | 1.9839 | 1.9839 | 0 | 0 | 1.9839 | 0 | g: 115 KV; h: Non-HFTD; i: 0; j: 0; SAIDI / SAIFI / MAIFI k: 0; SAIDI / SAIFI / MAIFI o: 1.9839; SAIDI / SAIFI / MAIFI p: 0; Veg Mgmt q: 0; UG Conductors ss: 1.9799
| LOS ESTEROS-TRIMBLE | 10414 | 3.7335 | 3.7335 | 0 | 0 | 3.7335 | 0 | g: 115 KV; h: Non-HFTD; i: 0; j: 0; SAIDI / SAIFI / MAIFI k: 0; SAIDI / SAIFI / MAIFI o: 3.7335; SAIDI / SAIFI / MAIFI p: 0; Veg Mgmt q: 0; UG Conductors ss: 3.7335
| LOST HILLS TAP | 70003A | 2.8866 | 2.8866 | 0 | 0 | 2.8866 | 0 | g: 70 KV; h: Non-HFTD; i: 0; j: 0; SAIDI / SAIFI / MAIFI k: 0; SAIDI / SAIFI / MAIFI o: 2.8866; SAIDI / SAIFI / MAIFI p: 0; Veg Mgmt q: 0; UG Conductors ss: 2.8829
| LOUISIANA PACIFIC (OROVILLE) TAP | 60172B | 0.16146 | 0.16146 | 0 | 0 | 0.16146 | 0 | g: 60 KV; h: Non-HFTD; i: 0; j: 0; SAIDI / SAIFI / MAIFI k: 0; SAIDI / SAIFI / MAIFI o: 0.16146; SAIDI / SAIFI / MAIFI p: 0; Veg Mgmt q: 0; UG Conductors ss: 0.16021
| LOWER LAKE-HOMESTAKE | 10061A | 16.1167 | 16.1167 | 0 | 15.3626 | 0.75417 | 0 | g: 115 KV; h: 48.6142; i: 0; j: 0; SAIDI / SAIFI / MAIFI k: 0; SAIDI / SAIFI / MAIFI o: 16.1167; SAIDI / SAIFI / MAIFI p: 15.3626; Veg Mgmt q: 0; Covered Conductor ee: 12; Covered Conductor ff: 9; UG Conductors ss: 0.72232; UG Conductors tt: 15.3626
| LP FLAKEBOARD TAP | 60106A | 0.50843 | 0.50843 | 0 | 0 | 0.50843 | 0 | g: 60 KV; h: Non-HFTD; i: 0; j: 0; SAIDI / SAIFI / MAIFI k: 0; SAIDI / SAIFI / MAIFI o: 0.50843; SAIDI / SAIFI / MAIFI p: 0; Veg Mgmt q: 0; UG Conductors ss: 0.47713
| LUCERNE #1 TAP | 10043A | 0.23337 | 0.23337 | 0 | 0.23337 | 0 | 0 | g: 115 KV; h: 0.04877; i: 0; j: 0; SAIDI / SAIFI / MAIFI k: 0; SAIDI / SAIFI / MAIFI o: 0.23337; SAIDI / SAIFI / MAIFI p: 0.23337; Veg Mgmt q: 0; Covered Conductor ff: 1; UG Conductors tt: 0.23337
| LUCERNE #2 TAP | 10167A | 0.22513 | 0.22513 | 0 | 0.22513 | 0 | 0 | g: 115 KV; h: 0.068743; i: 0; j: 0; SAIDI / SAIFI / MAIFI k: 0; SAIDI / SAIFI / MAIFI o: 0.22513; SAIDI / SAIFI / MAIFI p: 0.22513; Veg Mgmt q: 0; UG Conductors tt: 0.22513
| LYOTH TAP | 60118B | 1.3357 | 1.3357 | 0 | 0 | 1.3357 | 0 | g: 60 KV; h: Non-HFTD; i: 0; j: 0; SAIDI / SAIFI / MAIFI k: 0; SAIDI / SAIFI / MAIFI o: 1.3357; SAIDI / SAIFI / MAIFI p: 0; Veg Mgmt q: 0; UG Conductors ss: 1.3357
| MABURY TAP | 10052A | 2.8055 | 2.8055 | 0 | 0 | 2.8055 | 0 | g: 115 KV; h: Non-HFTD; i: 0; j: 0; SAIDI / SAIFI / MAIFI k: 0; SAIDI / SAIFI / MAIFI o: 2.8055; SAIDI / SAIFI / MAIFI p: 0; Veg Mgmt q: 0; UG Conductors ss: 2.8055
| MADISON-VACA | 10143 | 22.9928 | 22.9928 | 0 | 2.8369 | 20.1559 | 0 | g: 115 KV; h: 13.8215; i: 0; j: 0; SAIDI / SAIFI / MAIFI k: 0; SAIDI / SAIFI / MAIFI o: 22.9927; SAIDI / SAIFI / MAIFI p: 2.8369; Veg Mgmt q: 0; Covered Conductor dd: 3; UG Conductors ss: 20.1559; UG Conductors tt: 2.833
| MALACHA TAP | 20164 | 0.12499 | 0.12499 | 0 | 0.12499 | 0 | 0 | g: 230 KV; h: 0.032234; i: 0; j: 0; SAIDI / SAIFI / MAIFI k: 0; SAIDI / SAIFI / MAIFI o: 0.12499; SAIDI / SAIFI / MAIFI p: 0.12499; Veg Mgmt q: 0; UG Conductors tt: 0.12499
| MALAGA-KRCD | 10441 | 0.9895 | 0.9895 | 0 | 0 | 0.9895 | 0 | g: 115 KV; h: Non-HFTD; i: 0; j: 0; SAIDI / SAIFI / MAIFI k: 0; SAIDI / SAIFI / MAIFI o: 0.9895; SAIDI / SAIFI / MAIFI p: 0; Veg Mgmt q: 0; UG Conductors ss: 0.9895
| MALIN-ROUND MTN #2 | 50009 | 46.8984 | 46.8984 | 0 | 46.8984 | 0 | 0 | g: 500 KV; h: 1.4109; i: 0; j: 0; SAIDI / SAIFI / MAIFI k: 0; SAIDI / SAIFI / MAIFI o: 46.8984; SAIDI / SAIFI / MAIFI p: 46.8984; Veg Mgmt q: 0; UG Conductors tt: 46.8984; LiDAR Inspections ww: 302
| MANCHESTER-AIRWAYS-SANGER | 10450 | 15.0709 | 15.0709 | 0 | 0 | 15.0709 | 0 | g: 115 KV; h: Non-HFTD; i: 0; j: 0; SAIDI / SAIFI / MAIFI k: 0; SAIDI / SAIFI / MAIFI o: 15.0709; SAIDI / SAIFI / MAIFI p: 0; Veg Mgmt q: 0; UG Conductors ss: 15.0709
| MANTECA #1 | 60141 | 34.5272 | 34.5272 | 0 | 0 | 34.5272 | 0 | g: 60 KV; h: Non-HFTD; i: 0; j: 0; SAIDI / SAIFI / MAIFI k: 0; SAIDI / SAIFI / MAIFI o: 34.5196; SAIDI / SAIFI / MAIFI p: 0; Veg Mgmt q: 0; UG Conductors ss: 34.5272
| MANTECA-LOUISE | 60142 | 12.5321 | 12.5321 | 0 | 0 | 12.5321 | 0 | g: 60 KV; h: Non-HFTD; i: 0; j: 0; SAIDI / SAIFI / MAIFI k: 0; SAIDI / SAIFI / MAIFI o: 12.532; SAIDI / SAIFI / MAIFI p: 0; Veg Mgmt q: 0; UG Conductors ss: 12.5321
| MANTECA-VIERRA | 10145 | 3.9787 | 3.9787 | 0 | 0 | 3.9787 | 0 | g: 115 KV; h: Non-HFTD; i: 0; j: 0; SAIDI / SAIFI / MAIFI k: 0; SAIDI / SAIFI / MAIFI o: 3.9787; SAIDI / SAIFI / MAIFI p: 0; Veg Mgmt q: 0; UG Conductors ss: 3.968
| MANVILLE TAP | 10050B | 5.537 | 5.537 | 0 | 2.7327 | 2.8043 | 0 | g: 115 KV; h: 2.7612; i: 0; j: 0; SAIDI / SAIFI / MAIFI k: 0; SAIDI / SAIFI / MAIFI o: 5.537; SAIDI / SAIFI / MAIFI p: 2.7327; Veg Mgmt q: 0; Covered Conductor dd: 4; UG Conductors ss: 2.8043; UG Conductors tt: 2.7327; Detailed OH Inspections yy: 1; Detailed OH Inspections aaa: 2
| MAPLE CREEK-HOOPA | 60145 | 29.1299 | 29.1299 | 13.5336 | 11.3785 | 4.2178 | 0 | g: 60 KV; h: 18.3166; i: 1.1729; j: 0.001102; SAIDI / SAIFI / MAIFI k: 0.00044179; SAIDI / SAIFI / MAIFI o: 29.1299; SAIDI / SAIFI / MAIFI p: 11.3785; Veg Mgmt q: 13.5336; Covered Conductor dd: 1; Covered Conductor ee: 29; Covered Conductor ff: 37; Covered Conductor gg: 4; Covered Conductor hh: 37; Poles ii: 21; UG Conductors ss: 4.2178; UG Conductors tt: 11.3785; LiDAR Inspections uu: 13.481; Detailed OH Inspections xx: 198; Detailed OH Inspections ddd: 1; Sectionalization Devices ggg: 1
| MARICOPA-COPUS | 70114 | 7.8591 | 7.8591 | 0 | 0 | 7.8591 | 0 | g: 70 KV; h: Non-HFTD; i: 0; j: 0; SAIDI / SAIFI / MAIFI k: 0; SAIDI / SAIFI / MAIFI o: 7.8591; SAIDI / SAIFI / MAIFI p: 0; Veg Mgmt q: 0; UG Conductors ss: 7.8591
| MARSH TAP | 60368B | 3.9735 | 3.9735 | 0 | 0 | 3.9735 | 0 | g: 60 KV; h: Non-HFTD; i: 0; j: 0; SAIDI / SAIFI / MAIFI k: 0; SAIDI / SAIFI / MAIFI o: 3.9735; SAIDI / SAIFI / MAIFI p: 0; Veg Mgmt q: 0; UG Conductors ss: 3.9681
| MARTIN-DALY CITY #1 | 10146 | 3.9264 | 3.9264 | 0 | 0 | 3.9264 | 0 | g: 115 KV; h: Non-HFTD; i: 0; j: 0; SAIDI / SAIFI / MAIFI k: 0; SAIDI / SAIFI / MAIFI o: 3.9264; SAIDI / SAIFI / MAIFI p: 0; Veg Mgmt q: 0; UG Conductors ss: 3.9264
| MARTIN-DALY CITY #2 | 10147 | 3.9311 | 3.9311 | 0 | 0 | 3.9311 | 0 | g: 115 KV; h: Non-HFTD; i: 0; j: 0; SAIDI / SAIFI / MAIFI k: 0.0016375; SAIDI / SAIFI / MAIFI o: 3.9311; SAIDI / SAIFI / MAIFI p: 0; Veg Mgmt q: 0; UG Conductors ss: 3.9311
| MARTIN-EAST GRAND | 10148 | 3.9569 | 3.9569 | 0 | 0 | 3.9569 | 0 | g: 115 KV; h: Non-HFTD; i: 0; j: 0; SAIDI / SAIFI / MAIFI k: 0; SAIDI / SAIFI / MAIFI o: 3.9568; SAIDI / SAIFI / MAIFI p: 0; Veg Mgmt q: 0; UG Conductors ss: 3.9569
| MARTINEZ-SOBRANTE | 10153 | 16.3979 | 16.3979 | 0 | 13.6069 | 2.7909 | 0 | g: 115 KV; h: Non-HFTD; i: 0; j: 0; SAIDI / SAIFI / MAIFI k: 0; SAIDI / SAIFI / MAIFI o: 16.3979; SAIDI / SAIFI / MAIFI p: 13.6069; Veg Mgmt q: 0; UG Conductors ss: 2.7871; UG Conductors tt: 13.6069
| MARTIN-MILLBRAE #1 | 10149 | 7.4939 | 7.2769 | 0 | 0 | 7.2769 | 0.21699 | g: 115 KV; h: Non-HFTD; i: 0; j: 0; SAIDI / SAIFI / MAIFI k: 0; SAIDI / SAIFI / MAIFI o: 7.2769; SAIDI / SAIFI / MAIFI p: 0; Veg Mgmt q: 0; UG Conductors ss: 7.2769
| MARTIN-SF AIRPORT | 10150 | 5.6597 | 5.4329 | 0 | 0 | 5.4329 | 0.22678 | g: 115 KV; h: Non-HFTD; i: 0; j: 0; SAIDI / SAIFI / MAIFI k: 0; SAIDI / SAIFI / MAIFI o: 5.4329; SAIDI / SAIFI / MAIFI p: 0; Veg Mgmt q: 0; UG Conductors ss: 5.4288
| MARTIN-SNEATH LANE | 60423 | 7.1924 | 7.1924 | 0 | 0.79382 | 6.3986 | 0 | g: 60 KV; h: 0.14082; i: 0; j: 0; SAIDI / SAIFI / MAIFI k: 0; SAIDI / SAIFI / MAIFI o: 7.1924; SAIDI / SAIFI / MAIFI p: 0.79373; Veg Mgmt q: 0; UG Conductors ss: 6.3729; UG Conductors tt: 0.79382
| MCCALL-KINGSBURG #1 | 10155 | 11.6462 | 11.6462 | 0 | 0 | 11.6462 | 0 | g: 115 KV; h: Non-HFTD; i: 0; j: 0; SAIDI / SAIFI / MAIFI k: 0; SAIDI / SAIFI / MAIFI o: 11.6462; SAIDI / SAIFI / MAIFI p: 0; Veg Mgmt q: 0; UG Conductors ss: 11.6462
| MCCALL-KINGSBURG #2 | 10156 | 11.5677 | 11.5677 | 0 | 0 | 11.5677 | 0 | g: 115 KV; h: Non-HFTD; i: 0; j: 0; SAIDI / SAIFI / MAIFI k: 0; SAIDI / SAIFI / MAIFI o: 11.5677; SAIDI / SAIFI / MAIFI p: 0; Veg Mgmt q: 0; UG Conductors ss: 11.5676
| MCCALL-MALAGA | 10157 | 10.9613 | 10.9613 | 0 | 0 | 10.9613 | 0 | g: 115 KV; h: Non-HFTD; i: 0; j: 0; SAIDI / SAIFI / MAIFI k: 0; SAIDI / SAIFI / MAIFI o: 10.9613; SAIDI / SAIFI / MAIFI p: 0; Veg Mgmt q: 0; UG Conductors ss: 10.9613
| MCCALL-REEDLEY | 10158 | 15.2029 | 15.2029 | 0 | 0 | 15.2029 | 0 | g: 115 KV; h: Non-HFTD; i: 0; j: 0; SAIDI / SAIFI / MAIFI k: 0; SAIDI / SAIFI / MAIFI o: 15.2029; SAIDI / SAIFI / MAIFI p: 0; Veg Mgmt q: 0; UG Conductors ss: 15.2029
| MCCALL-SANGER #1 | 10159 | 9.2254 | 9.2254 | 0 | 0 | 9.2254 | 0 | g: 115 KV; h: Non-HFTD; i: 0; j: 0; SAIDI / SAIFI / MAIFI k: 0; SAIDI / SAIFI / MAIFI o: 9.2254; SAIDI / SAIFI / MAIFI p: 0; Veg Mgmt q: 0; UG Conductors ss: 9.2254
| MCCALL-SANGER #2 | 10160 | 9.2042 | 9.2042 | 0 | 0 | 9.2042 | 0 | g: 115 KV; h: Non-HFTD; i: 0; j: 0; SAIDI / SAIFI / MAIFI k: 0; SAIDI / SAIFI / MAIFI o: 9.2042; SAIDI / SAIFI / MAIFI p: 0; Veg Mgmt q: 0; UG Conductors ss: 9.2042
| MCCALL-SANGER #3 | 10161 | 8.3006 | 8.3006 | 0 | 0 | 8.3006 | 0 | g: 115 KV; h: Non-HFTD; i: 0; j: 0; SAIDI / SAIFI / MAIFI k: 0; SAIDI / SAIFI / MAIFI o: 8.3006; SAIDI / SAIFI / MAIFI p: 0; Veg Mgmt q: 0; UG Conductors ss: 8.3006
| MCCALL-WEST FRESNO #2 | 10163 | 19.608 | 19.608 | 0 | 0 | 19.608 | 0 | g: 115 KV; h: Non-HFTD; i: 0; j: 0; SAIDI / SAIFI / MAIFI k: 0; SAIDI / SAIFI / MAIFI o: 19.608; SAIDI / SAIFI / MAIFI p: 0; Veg Mgmt q: 0; UG Conductors ss: 19.608
| MCDONALD TAP | 60100C | 5.8803 | 5.8803 | 0 | 0 | 5.8803 | 0 | g: 60 KV; h: Non-HFTD; i: 0; j: 0; SAIDI / SAIFI / MAIFI k: 0; SAIDI / SAIFI / MAIFI o: 5.8803; SAIDI / SAIFI / MAIFI p: 0; Veg Mgmt q: 0; UG Conductors ss: 5.8776
| MCFARLAND TAP | 70077A | 5.9872 | 5.9872 | 0 | 0 | 5.9872 | 0 | g: 70 KV; h: Non-HFTD; i: 0; j: 0; SAIDI / SAIFI / MAIFI k: 0; SAIDI / SAIFI / MAIFI o: 5.9872; SAIDI / SAIFI / MAIFI p: 0; Veg Mgmt q: 0; UG Conductors ss: 5.9872
| MCKEE-PIERCY | 10389 | 7.7499 | 7.7499 | 0 | 0 | 7.7499 | 0 | g: 115 KV; h: Non-HFTD; i: 0; j: 0; SAIDI / SAIFI / MAIFI k: 0; SAIDI / SAIFI / MAIFI o: 7.7499; SAIDI / SAIFI / MAIFI p: 0; Veg Mgmt q: 0; UG Conductors ss: 7.7499
| MCSWAIN TAP | 70059A | 1.3691 | 1.3691 | 0 | 0.56844 | 0.80068 | 0 | g: 70 KV; h: 0.11915; i: 0; j: 0; SAIDI / SAIFI / MAIFI k: 0; SAIDI / SAIFI / MAIFI o: 1.3691; SAIDI / SAIFI / MAIFI p: 0.56844; Veg Mgmt q: 0; UG Conductors ss: 0.80068; UG Conductors tt: 0.56844
| MELONES-CURTIS | 10165 | 14.8026 | 14.8026 | 0 | 14.0696 | 0.73293 | 0 | g: 115 KV; h: 8.912; i: 0; j: 0; SAIDI / SAIFI / MAIFI k: 0; SAIDI / SAIFI / MAIFI o: 14.8026; SAIDI / SAIFI / MAIFI p: 14.0696; Veg Mgmt q: 0; Covered Conductor dd: 1; Covered Conductor ee: 6; Covered Conductor ff: 17; UG Conductors ss: 0.73074; UG Conductors tt: 14.0696
| MELONES-RACETRACK | 10166 | 10.2006 | 10.2006 | 0 | 10.2006 | 0 | 0 | g: 115 KV; h: 13.8556; i: 0; j: 0; SAIDI / SAIFI / MAIFI k: 0; SAIDI / SAIFI / MAIFI o: 10.2006; SAIDI / SAIFI / MAIFI p: 10.2006; Veg Mgmt q: 0; Covered Conductor dd: 32; Covered Conductor ee: 9; Covered Conductor ff: 2; UG Conductors tt: 10.1813
| MELONES-WILSON | 20079 | 61.61 | 61.61 | 0 | 5.2335 | 56.3766 | 0 | g: 230 KV; h: 0.13986; i: 0; j: 0; SAIDI / SAIFI / MAIFI k: 0; SAIDI / SAIFI / MAIFI o: 61.61; SAIDI / SAIFI / MAIFI p: 5.2335; Veg Mgmt q: 0; UG Conductors ss: 56.3761; UG Conductors tt: 5.2335
| MENDOCINO #1 | 60149 | 7.4763 | 7.4763 | 0 | 7.2354 | 0.24089 | 0 | g: 60 KV; h: 1.0889; i: 0; j: 0; SAIDI / SAIFI / MAIFI k: 0; SAIDI / SAIFI / MAIFI o: 7.4757; SAIDI / SAIFI / MAIFI p: 7.2348; Veg Mgmt q: 0; Covered Conductor ee: 6; Covered Conductor ff: 12; UG Conductors ss: 0.22588; UG Conductors tt: 7.2354
| MENDOCINO-HARTLEY | 60406 | 23.1654 | 23.1654 | 0 | 21.761 | 1.4044 | 0 | g: 60 KV; h: 14.0398; i: 0; j: 0; SAIDI / SAIFI / MAIFI k: 0; SAIDI / SAIFI / MAIFI o: 23.1652; SAIDI / SAIFI / MAIFI p: 21.7608; Veg Mgmt q: 0; Covered Conductor dd: 13; Covered Conductor ee: 2; Covered Conductor ff: 60; UG Conductors ss: 1.4044; UG Conductors tt: 21.761; Detailed OH Inspections ddd: 2
| MENDOCINO-PHILO JCT-HOPLAND | 60148 | 23.4884 | 23.4884 | 0 | 17.1012 | 6.3872 | 0 | g: 60 KV; h: 5.1617; i: 0; j: 0; SAIDI / SAIFI / MAIFI k: 0; SAIDI / SAIFI / MAIFI o: 23.4884; SAIDI / SAIFI / MAIFI p: 17.1012; Veg Mgmt q: 0; Covered Conductor dd: 5; Covered Conductor ee: 4; Covered Conductor ff: 16; UG Conductors ss: 5.675; UG Conductors tt: 16.1805
| MENDOCINO-REDBUD | 10167 | 34.8322 | 34.8322 | 0 | 32.6134 | 2.2188 | 0 | g: 115 KV; h: Non-HFTD; i: 9.7307e-05; j: 7.1027e-07; SAIDI / SAIFI / MAIFI k: 0; SAIDI / SAIFI / MAIFI o: 34.8322; SAIDI / SAIFI / MAIFI p: 32.6134; Veg Mgmt q: 0; UG Conductors ss: 2.2188; UG Conductors tt: 32.5877
| MENDOCINO-UKIAH | 10168 | 9.8296 | 9.8296 | 0 | 7.4892 | 2.3405 | 0 | g: 115 KV; h: 4.1197; i: 0; j: 0; SAIDI / SAIFI / MAIFI k: 0; SAIDI / SAIFI / MAIFI o: 9.8296; SAIDI / SAIFI / MAIFI p: 7.4892; Veg Mgmt q: 0; Covered Conductor dd: 1; Covered Conductor ee: 4; Covered Conductor ff: 6; UG Conductors ss: 2.3405; UG Conductors tt: 7.4889
| MENDOCINO-WILLITS | 60150 | 14.5168 | 14.5168 | 3.7699 | 8.3267 | 2.4202 | 0 | g: 60 KV; h: 11.3354; i: 0; j: 0; SAIDI / SAIFI / MAIFI k: 0; SAIDI / SAIFI / MAIFI o: 14.5168; SAIDI / SAIFI / MAIFI p: 8.3266; Veg Mgmt q: 3.7699; Covered Conductor ee: 12; Covered Conductor gg: 1; Covered Conductor hh: 2; UG Conductors ss: 2.4202; UG Conductors tt: 8.3177; LiDAR Inspections uu: 3.7688; Detailed OH Inspections xx: 36
| MENDOCINO-WILLITS-FORT BRAGG | 60151 | 43.7742 | 43.7742 | 3.7819 | 36.7634 | 3.229 | 0 | g: 60 KV; h: 9.9595; i: 0; j: 0; SAIDI / SAIFI / MAIFI k: 0; SAIDI / SAIFI / MAIFI o: 43.7742; SAIDI / SAIFI / MAIFI p: 36.7634; Veg Mgmt q: 3.7819; Covered Conductor dd: 4; Covered Conductor ee: 20; Covered Conductor ff: 6; Covered Conductor hh: 1; Poles ii: 1; UG Conductors ss: 3.229; UG Conductors tt: 36.7617; LiDAR Inspections uu: 3.7805; Detailed OH Inspections xx: 50
| MENDOTA BIOMASS TAP | 70058A | 3.8447 | 3.8447 | 0 | 0 | 3.8447 | 0 | g: 70 KV; h: Non-HFTD; i: 0; j: 0; SAIDI / SAIFI / MAIFI k: 0; SAIDI / SAIFI / MAIFI o: 3.8447; SAIDI / SAIFI / MAIFI p: 0; Veg Mgmt q: 0; UG Conductors ss: 3.8447
| MENDOTA-NORTH STAR SOLAR | 10518 | 0.031475 | 0.031475 | 0 | 0 | 0.031475 | 0 | g: 115 KV; h: Non-HFTD; i: 0; j: 0; SAIDI / SAIFI / MAIFI k: 0; SAIDI / SAIFI / MAIFI o: 0.031475; SAIDI / SAIFI / MAIFI p: 0; Veg Mgmt q: 0; UG Conductors ss: 0.031475
| MENDOTA-SAN JOAQUIN-HELM | 70058 | 26.9633 | 26.9633 | 0 | 0 | 26.9633 | 0 | g: 70 KV; h: Non-HFTD; i: 4.4392e-05; j: 7.1027e-07; SAIDI / SAIFI / MAIFI k: 0; SAIDI / SAIFI / MAIFI o: 23.8365; SAIDI / SAIFI / MAIFI p: 0; Veg Mgmt q: 0; UG Conductors ss: 26.963
| MENLO TAP | 60049A | 0.36201 | 0.36201 | 0 | 0 | 0.36201 | 0 | g: 60 KV; h: Non-HFTD; i: 0; j: 0; SAIDI / SAIFI / MAIFI k: 0; SAIDI / SAIFI / MAIFI o: 0.36201; SAIDI / SAIFI / MAIFI p: 0; Veg Mgmt q: 0; UG Conductors ss: 0.36201
| MERCED #1 | 70060 | 39.8831 | 39.8831 | 0 | 0 | 39.8831 | 0 | g: 70 KV; h: Non-HFTD; i: 0; j: 0; SAIDI / SAIFI / MAIFI k: 0; SAIDI / SAIFI / MAIFI o: 39.8831; SAIDI / SAIFI / MAIFI p: 0; Veg Mgmt q: 0; UG Conductors ss: 39.8831
| MERCED FALLS-EXCHEQUER | 70059 | 6.5082 | 6.5082 | 0 | 4.3343 | 2.1739 | 0 | g: 70 KV; h: 0.45101; i: 0; j: 0; SAIDI / SAIFI / MAIFI k: 0; SAIDI / SAIFI / MAIFI o: 6.5082; SAIDI / SAIFI / MAIFI p: 4.3343; Veg Mgmt q: 0; Covered Conductor ff: 8; UG Conductors ss: 2.1739; UG Conductors tt: 4.3343
| MERCED-MERCED FALLS | 70061 | 20.9268 | 20.9268 | 0 | 0 | 20.9268 | 0 | g: 70 KV; h: Non-HFTD; i: 0; j: 0; SAIDI / SAIFI / MAIFI k: 0; SAIDI / SAIFI / MAIFI o: 20.9268; SAIDI / SAIFI / MAIFI p: 0; Veg Mgmt q: 0; UG Conductors ss: 20.9259
| MERCY SPRINGS SW STA-CANAL-ORO LOMA | 70126 | 23.3187 | 23.3187 | 0 | 0 | 23.3187 | 0 | g: 70 KV; h: Non-HFTD; i: 0; j: 0; SAIDI / SAIFI / MAIFI k: 0.00052613; SAIDI / SAIFI / MAIFI o: 23.3187; SAIDI / SAIFI / MAIFI p: 0; Veg Mgmt q: 0; UG Conductors ss: 23.3163
| MESA-DIVIDE #1 | 10170 | 14.708 | 14.708 | 0 | 0 | 14.708 | 0 | g: 115 KV; h: Non-HFTD; i: 0; j: 0; SAIDI / SAIFI / MAIFI k: 0; SAIDI / SAIFI / MAIFI o: 14.708; SAIDI / SAIFI / MAIFI p: 0; Veg Mgmt q: 0; UG Conductors ss: 14.708
| MESA-DIVIDE #2 | 10171 | 14.7201 | 14.7201 | 0 | 0 | 14.7201 | 0 | g: 115 KV; h: Non-HFTD; i: 0; j: 0; SAIDI / SAIFI / MAIFI k: 0; SAIDI / SAIFI / MAIFI o: 14.7201; SAIDI / SAIFI / MAIFI p: 0; Veg Mgmt q: 0; UG Conductors ss: 14.7146
| MESA-SANTA MARIA | 10172 | 4.3598 | 4.3598 | 0 | 0.071656 | 4.2881 | 0 | g: 115 KV; h: 0.06953; i: 0; j: 0; SAIDI / SAIFI / MAIFI k: 0; SAIDI / SAIFI / MAIFI o: 4.3598; SAIDI / SAIFI / MAIFI p: 0.071656; Veg Mgmt q: 0; UG Conductors ss: 4.2842; UG Conductors tt: 0.071656
| MESA-SISQUOC | 10173 | 17.6039 | 17.6039 | 0 | 1.0517 | 16.5522 | 0 | g: 115 KV; h: 0.095243; i: 0; j: 0; SAIDI / SAIFI / MAIFI k: 0; SAIDI / SAIFI / MAIFI o: 17.6039; SAIDI / SAIFI / MAIFI p: 1.0517; Veg Mgmt q: 0; UG Conductors ss: 16.5501; UG Conductors tt: 1.0517
| METCALF SUB INTER-TIE 230KV | BUS TIE | 0.47502 | 0.47502 | 0 | 0 | 0.47502 | 0 | g: 230 KV; h: Non-HFTD; i: 0; j: 0; SAIDI / SAIFI / MAIFI k: 0; SAIDI / SAIFI / MAIFI o: 0.47502; SAIDI / SAIFI / MAIFI p: 0; Veg Mgmt q: 0; UG Conductors ss: 0.47502
| METCALF-COYOTE PUMPING PLANT | 10174 | 7.8569 | 7.8569 | 0 | 0 | 7.8569 | 0 | g: 115 KV; h: Non-HFTD; i: 0; j: 0; SAIDI / SAIFI / MAIFI k: 0; SAIDI / SAIFI / MAIFI o: 7.8569; SAIDI / SAIFI / MAIFI p: 0; Veg Mgmt q: 0; UG Conductors ss: 7.8569
| METCALF-EDENVALE #1 | 10175 | 5.7306 | 5.7306 | 0 | 1.2918 | 4.4388 | 0 | g: 115 KV; h: 2.7613; i: 0; j: 0; SAIDI / SAIFI / MAIFI k: 0; SAIDI / SAIFI / MAIFI o: 5.7306; SAIDI / SAIFI / MAIFI p: 1.2918; Veg Mgmt q: 0; UG Conductors ss: 4.3946; UG Conductors tt: 1.2918
| METCALF-EDENVALE #2 | 10176 | 5.6034 | 5.6034 | 0 | 1.2965 | 4.3069 | 0 | g: 115 KV; h: 2.1249; i: 0; j: 0; SAIDI / SAIFI / MAIFI k: 0; SAIDI / SAIFI / MAIFI o: 5.6034; SAIDI / SAIFI / MAIFI p: 1.2965; Veg Mgmt q: 0; UG Conductors ss: 4.3069; UG Conductors tt: 1.2931
| METCALF-EL PATIO #1 | 10177 | 14.3789 | 14.3789 | 0 | 3.3814 | 10.9975 | 0 | g: 115 KV; h: 2.5905; i: 0; j: 0; SAIDI / SAIFI / MAIFI k: 0; SAIDI / SAIFI / MAIFI o: 14.3789; SAIDI / SAIFI / MAIFI p: 3.3814; Veg Mgmt q: 0; UG Conductors ss: 10.9975; UG Conductors tt: 3.3814
| METCALF-EL PATIO #2 | 10178 | 14.4094 | 14.4094 | 0 | 3.382 | 11.0275 | 0 | g: 115 KV; h: Non-HFTD; i: 0; j: 0; SAIDI / SAIFI / MAIFI k: 0; SAIDI / SAIFI / MAIFI o: 14.399; SAIDI / SAIFI / MAIFI p: 3.382; Veg Mgmt q: 0; UG Conductors ss: 11.0228; UG Conductors tt: 3.3816
| METCALF-EVERGREEN #1 | 10179 | 10.6328 | 10.6328 | 0 | 0 | 10.6328 | 0 | g: 115 KV; h: Non-HFTD; i: 0; j: 0; SAIDI / SAIFI / MAIFI k: 0; SAIDI / SAIFI / MAIFI o: 10.6328; SAIDI / SAIFI / MAIFI p: 0; Veg Mgmt q: 0; UG Conductors ss: 10.6217
| METCALF-GREEN VALLEY | 10181 | 25.2826 | 25.2826 | 5.7463 | 4.5933 | 14.9429 | 0 | g: 115 KV; h: 14.7613; i: 0; j: 0; SAIDI / SAIFI / MAIFI k: 0; SAIDI / SAIFI / MAIFI o: 25.2826; SAIDI / SAIFI / MAIFI p: 4.5933; Veg Mgmt q: 5.7463; Covered Conductor ff: 1; Poles ii: 6; UG Conductors ss: 14.9276; UG Conductors tt: 4.5751; LiDAR Inspections uu: 5.7463; Detailed OH Inspections xx: 87
| METCALF-HICKS 1 & 2 | 10182 | 6.6188 | 6.6188 | 0 | 2.8262 | 3.7925 | 0 | g: 115 KV; h: 1.903; i: 0; j: 0; SAIDI / SAIFI / MAIFI k: 0; SAIDI / SAIFI / MAIFI o: 6.6188; SAIDI / SAIFI / MAIFI p: 2.8262; Veg Mgmt q: 0; UG Conductors ss: 3.7925; UG Conductors tt: 2.8262
| METCALF-MONTA VISTA #3 | 20174 | 28.5919 | 28.5919 | 13.1173 | 9.5897 | 5.8848 | 0 | g: 230 KV; h: Non-HFTD; i: 0; j: 0; SAIDI / SAIFI / MAIFI k: 0; SAIDI / SAIFI / MAIFI o: 28.5919; SAIDI / SAIFI / MAIFI p: 9.5897; Veg Mgmt q: 13.1173; UG Conductors ss: 5.8843; UG Conductors tt: 9.5897; LiDAR Inspections uu: 13.1173
| METCALF-MORGAN HILL | 10184 | 9.7202 | 9.7202 | 0 | 1.2013 | 8.519 | 0 | g: 115 KV; h: Non-HFTD; i: 0; j: 0; SAIDI / SAIFI / MAIFI k: 0; SAIDI / SAIFI / MAIFI o: 9.7202; SAIDI / SAIFI / MAIFI p: 1.2013; Veg Mgmt q: 0; UG Conductors ss: 8.5188; UG Conductors tt: 1.2013
| METCALF-MOSS LANDING #1 | 20081 | 35.7623 | 35.7623 | 7.1728 | 9.8624 | 18.7271 | 0 | g: 230 KV; h: 8.0395; i: 0; j: 0; SAIDI / SAIFI / MAIFI k: 0; SAIDI / SAIFI / MAIFI o: 35.7623; SAIDI / SAIFI / MAIFI p: 9.8624; Veg Mgmt q: 7.1728; UG Conductors ss: 18.7271; UG Conductors tt: 9.8624; LiDAR Inspections uu: 7.1728; Detailed OH Inspections xx: 27
| METCALF-MOSS LANDING #2 | 20082 | 35.7591 | 35.7591 | 7.1735 | 9.8736 | 18.712 | 0 | g: 230 KV; h: Non-HFTD; i: 0; j: 0; SAIDI / SAIFI / MAIFI k: 0; SAIDI / SAIFI / MAIFI o: 35.7591; SAIDI / SAIFI / MAIFI p: 9.8736; Veg Mgmt q: 7.1734; UG Conductors ss: 18.7072; UG Conductors tt: 9.8679; LiDAR Inspections uu: 7.1731
| METCALF-SALINAS #1 | 10500 | 1.9382 | 1.9382 | 0 | 0 | 1.9382 | 0 | g: 115 KV; h: Non-HFTD; i: 0; j: 0; SAIDI / SAIFI / MAIFI k: 0; SAIDI / SAIFI / MAIFI o: 1.9382; SAIDI / SAIFI / MAIFI p: 0; Veg Mgmt q: 0; UG Conductors ss: 1.9382
| METCALF-SALINAS #2 (12KV) | 10501 | 6.7962 | 6.7962 | 0 | 0 | 6.7962 | 0 | g: 115 KV; h: Non-HFTD; i: 0; j: 0; SAIDI / SAIFI / MAIFI k: 0; SAIDI / SAIFI / MAIFI o: 6.7962; SAIDI / SAIFI / MAIFI p: 0; Veg Mgmt q: 0; UG Conductors ss: 6.7962
| MIDDLE FORK #1 | 60243 | 9.4308 | 9.4308 | 9.4308 | 0 | 0 | 0 | g: 60 KV; h: 1.7121; i: 0; j: 0; SAIDI / SAIFI / MAIFI k: 0; SAIDI / SAIFI / MAIFI o: 9.4308; SAIDI / SAIFI / MAIFI p: 0; Veg Mgmt q: 9.4308; Covered Conductor gg: 1; Covered Conductor hh: 9; Poles ii: 3; LiDAR Inspections uu: 9.4308; Detailed OH Inspections xx: 141
| MIDDLE FORK-GOLD HILL | 20085 | 44.084 | 44.084 | 25.4116 | 12.0108 | 6.6616 | 0 | g: 230 KV; h: 56.5498; i: 0; j: 0; SAIDI / SAIFI / MAIFI k: 0; SAIDI / SAIFI / MAIFI o: 44.0824; SAIDI / SAIFI / MAIFI p: 12.0067; Veg Mgmt q: 25.4116; Covered Conductor dd: 4; Covered Conductor ee: 9; Covered Conductor ff: 1; Covered Conductor gg: 13; Covered Conductor hh: 1; Poles ii: 4; UG Conductors ss: 6.6616; UG Conductors tt: 12.0108; LiDAR Inspections uu: 25.383; Detailed OH Inspections xx: 385
| MIDDLE RIVER TAP | 60100B | 7.0162 | 7.0162 | 0 | 0 | 7.0162 | 0 | g: 60 KV; h: Non-HFTD; i: 0; j: 0; SAIDI / SAIFI / MAIFI k: 0; SAIDI / SAIFI / MAIFI o: 7.0162; SAIDI / SAIFI / MAIFI p: 0; Veg Mgmt q: 0; UG Conductors ss: 7.0162
| MIDSET TAP | 10072A | 0.72456 | 0.72456 | 0 | 0 | 0.72456 | 0 | g: 115 KV; h: Non-HFTD; i: 0; j: 0; SAIDI / SAIFI / MAIFI k: 0; SAIDI / SAIFI / MAIFI o: 0.72456; SAIDI / SAIFI / MAIFI p: 0; Veg Mgmt q: 0; UG Conductors ss: 0.72456
| MIDSUN-MIDWAY | 10185 | 18.8584 | 18.8584 | 0 | 0 | 18.8584 | 0 | g: 115 KV; h: Non-HFTD; i: 0; j: 0; SAIDI / SAIFI / MAIFI k: 0; SAIDI / SAIFI / MAIFI o: 18.8583; SAIDI / SAIFI / MAIFI p: 0; Veg Mgmt q: 0; UG Conductors ss: 18.8584
| MIDWAY-KERN #1 | 20086 | 41.0633 | 41.0633 | 0 | 0 | 41.0633 | 0 | g: 230 KV; h: Non-HFTD; i: 0; j: 0; SAIDI / SAIFI / MAIFI k: 0; SAIDI / SAIFI / MAIFI o: 41.0633; SAIDI / SAIFI / MAIFI p: 0; Veg Mgmt q: 0; UG Conductors ss: 21.1618
| MIDWAY-KERN #3 | 20088 | 20.9351 | 20.9351 | 0 | 0 | 20.9351 | 0 | g: 230 KV; h: Non-HFTD; i: 0; j: 0; SAIDI / SAIFI / MAIFI k: 0; SAIDI / SAIFI / MAIFI o: 20.8818; SAIDI / SAIFI / MAIFI p: 0; Veg Mgmt q: 0; UG Conductors ss: 20.8815
| MIDWAY-KERN #4 | 20089 | 20.7843 | 20.7843 | 0 | 0 | 20.7843 | 0 | g: 230 KV; h: Non-HFTD; i: 0; j: 0; SAIDI / SAIFI / MAIFI k: 0; SAIDI / SAIFI / MAIFI o: 20.7843; SAIDI / SAIFI / MAIFI p: 0; Veg Mgmt q: 0; UG Conductors ss: 20.7843
| MIDWAY-RENFRO-TUPMAN | 10468 | 22.5971 | 22.5971 | 0 | 0 | 22.5971 | 0 | g: 115 KV; h: Non-HFTD; i: 0; j: 0; SAIDI / SAIFI / MAIFI k: 0; SAIDI / SAIFI / MAIFI o: 22.5971; SAIDI / SAIFI / MAIFI p: 0; Veg Mgmt q: 0; UG Conductors ss: 22.5971
| MIDWAY-SHAFTER | 10189 | 13.6256 | 13.6256 | 0 | 0 | 13.6256 | 0 | g: 115 KV; h: Non-HFTD; i: 0; j: 0; SAIDI / SAIFI / MAIFI k: 0; SAIDI / SAIFI / MAIFI o: 13.6256; SAIDI / SAIFI / MAIFI p: 0; Veg Mgmt q: 0; UG Conductors ss: 13.6256
| MIDWAY-SUNSET | 20090 | 0.56617 | 0.56617 | 0 | 0 | 0.56617 | 0 | g: 230 KV; h: Non-HFTD; i: 0; j: 0; SAIDI / SAIFI / MAIFI k: 0; SAIDI / SAIFI / MAIFI o: 0.56617; SAIDI / SAIFI / MAIFI p: 0; Veg Mgmt q: 0; UG Conductors ss: 0.56617
| MIDWAY-TAFT | 10190 | 19.327 | 19.327 | 0 | 0 | 19.327 | 0 | g: 115 KV; h: Non-HFTD; i: 0; j: 0; SAIDI / SAIFI / MAIFI k: 0; SAIDI / SAIFI / MAIFI o: 19.327; SAIDI / SAIFI / MAIFI p: 0; Veg Mgmt q: 0; UG Conductors ss: 19.327
| MIDWAY-TEMBLOR | 10191 | 14.5283 | 14.5283 | 0 | 0 | 14.5283 | 0 | g: 115 KV; h: Non-HFTD; i: 0; j: 0; SAIDI / SAIFI / MAIFI k: 0; SAIDI / SAIFI / MAIFI o: 14.5283; SAIDI / SAIFI / MAIFI p: 0; Veg Mgmt q: 0; UG Conductors ss: 14.5014; Detailed OH Inspections yy: 4
| MIDWAY-TUPMAN-RIO BRAVO-RENFRO | 10469 | 26.592 | 26.592 | 0 | 0 | 26.592 | 0 | g: 115 KV; h: Non-HFTD; i: 0; j: 0; SAIDI / SAIFI / MAIFI k: 0; SAIDI / SAIFI / MAIFI o: 26.592; SAIDI / SAIFI / MAIFI p: 0; Veg Mgmt q: 0; UG Conductors ss: 26.5631
| MIDWAY-WHEELER RIDGE #1 | 20091 | 52.6814 | 52.6814 | 0 | 0 | 52.6814 | 0 | g: 230 KV; h: Non-HFTD; i: 0; j: 0; SAIDI / SAIFI / MAIFI k: 0; SAIDI / SAIFI / MAIFI o: 52.6814; SAIDI / SAIFI / MAIFI p: 0; Veg Mgmt q: 0; UG Conductors ss: 52.6782
| MIDWAY-WHEELER RIDGE #2 | 20092 | 52.6513 | 52.6513 | 0 | 0 | 52.6513 | 0 | g: 230 KV; h: Non-HFTD; i: 0; j: 0; SAIDI / SAIFI / MAIFI k: 0; SAIDI / SAIFI / MAIFI o: 52.6513; SAIDI / SAIFI / MAIFI p: 0; Veg Mgmt q: 0; UG Conductors ss: 52.6513
| MIDWAY-WHIRLWIND | 50010 | 52.7668 | 52.7668 | 0 | 8.5953 | 44.1715 | 0 | g: 500 KV; h: 0.79756; i: 0; j: 0; SAIDI / SAIFI / MAIFI k: 0; SAIDI / SAIFI / MAIFI o: 52.7668; SAIDI / SAIFI / MAIFI p: 8.5953; Veg Mgmt q: 0; UG Conductors ss: 44.1715; UG Conductors tt: 8.5953; LiDAR Inspections vv: 181; LiDAR Inspections ww: 35
| MILLBRAE-SAN MATEO #1 | 10192 | 4.7102 | 4.7102 | 0 | 0 | 4.7102 | 0 | g: 115 KV; h: Non-HFTD; i: 0; j: 0; SAIDI / SAIFI / MAIFI k: 0; SAIDI / SAIFI / MAIFI o: 4.7102; SAIDI / SAIFI / MAIFI p: 0; Veg Mgmt q: 0; UG Conductors ss: 4.7102
| MILLBRAE-SNEATH LANE | 60421 | 6.4924 | 6.4924 | 0 | 2.1495 | 4.3429 | 0 | g: 60 KV; h: 0.15543; i: 0.14427; j: 0.00641; SAIDI / SAIFI / MAIFI k: 0; SAIDI / SAIFI / MAIFI o: 6.4924; SAIDI / SAIFI / MAIFI p: 2.1495; Veg Mgmt q: 0; UG Conductors ss: 2.9626; UG Conductors tt: 1.5987
| MILLER #1 TAP | 10335B | 21.2593 | 21.2593 | 0 | 0 | 21.2593 | 0 | g: 115 KV; h: Non-HFTD; i: 0; j: 0; SAIDI / SAIFI / MAIFI k: 0; SAIDI / SAIFI / MAIFI o: 21.2593; SAIDI / SAIFI / MAIFI p: 0; Veg Mgmt q: 0; UG Conductors ss: 21.2593
| MILLER #2 TAP | 10336B | 12.3211 | 12.3211 | 0 | 0 | 12.3211 | 0 | g: 115 KV; h: Non-HFTD; i: 0; j: 0; SAIDI / SAIFI / MAIFI k: 0; SAIDI / SAIFI / MAIFI o: 12.3211; SAIDI / SAIFI / MAIFI p: 0; Veg Mgmt q: 0; UG Conductors ss: 12.3211
| MILPITAS-SWIFT | 10193 | 8.862 | 8.862 | 0 | 0 | 8.862 | 0 | g: 115 KV; h: Non-HFTD; i: 0; j: 0; SAIDI / SAIFI / MAIFI k: 0; SAIDI / SAIFI / MAIFI o: 8.862; SAIDI / SAIFI / MAIFI p: 0; Veg Mgmt q: 0; UG Conductors ss: 8.862
| MISSION POWER TAP | 10081A | 1.9297 | 1.9297 | 1.9297 | 0 | 0 | 0 | g: 115 KV; h: 0.75064; i: 0; j: 0; SAIDI / SAIFI / MAIFI k: 0; SAIDI / SAIFI / MAIFI o: 1.9297; SAIDI / SAIFI / MAIFI p: 0; Veg Mgmt q: 1.9297; Covered Conductor hh: 2; Poles ii: 3; LiDAR Inspections uu: 1.9297; Detailed OH Inspections xx: 22
| MISSOURI FLAT-GOLD HILL #1 | 10194 | 19.7291 | 19.7291 | 5.9504 | 4.7381 | 9.0406 | 0 | g: 115 KV; h: 14.7608; i: 0.33044; j: 0.0026408; SAIDI / SAIFI / MAIFI k: 0; SAIDI / SAIFI / MAIFI o: 19.7291; SAIDI / SAIFI / MAIFI p: 4.7381; Veg Mgmt q: 5.9504; Covered Conductor dd: 22; Covered Conductor gg: 8; UG Conductors ss: 9.0406; UG Conductors tt: 4.7377; LiDAR Inspections uu: 5.9454; Detailed OH Inspections xx: 37; Detailed OH Inspections yy: 1
| MISSOURI FLAT-GOLD HILL #2 | 10195 | 19.6873 | 19.6873 | 5.9116 | 4.7522 | 9.0235 | 0 | g: 115 KV; h: Non-HFTD; i: 0.34689; j: 0.0019321; SAIDI / SAIFI / MAIFI k: 0; SAIDI / SAIFI / MAIFI o: 19.6873; SAIDI / SAIFI / MAIFI p: 4.7522; Veg Mgmt q: 5.9115; UG Conductors ss: 9.0085; UG Conductors tt: 4.7379; LiDAR Inspections uu: 5.9116
| MI-WUK-CURTIS | 10528 | 8.4041 | 8.4041 | 4.6192 | 3.6882 | 0.096635 | 0 | g: 115 KV; h: Non-HFTD; i: 0.24251; j: 0.0016441; SAIDI / SAIFI / MAIFI k: 0; SAIDI / SAIFI / MAIFI o: 8.4041; SAIDI / SAIFI / MAIFI p: 3.6882; Veg Mgmt q: 4.6192; Covered Conductor ee: 4; Covered Conductor ff: 1; Covered Conductor gg: 2; Covered Conductor hh: 5; Poles ii: 2; UG Conductors ss: 0.096635; UG Conductors tt: 3.6882; LiDAR Inspections uu: 4.6192; Detailed OH Inspections xx: 91; Detailed OH Inspections ccc: 1
| MOCO TAP | 70083C | 1.6413 | 1.6413 | 0 | 0 | 1.6413 | 0 | g: 70 KV; h: Non-HFTD; i: 0; j: 0; SAIDI / SAIFI / MAIFI k: 0; SAIDI / SAIFI / MAIFI o: 1.6413; SAIDI / SAIFI / MAIFI p: 0; Veg Mgmt q: 0; UG Conductors ss: 1.6413
| MOFFETT FIELD TAP | 10233B | 0.16306 | 0.16306 | 0 | 0 | 0.16306 | 0 | g: 115 KV; h: Non-HFTD; i: 0; j: 0; SAIDI / SAIFI / MAIFI k: 0; SAIDI / SAIFI / MAIFI o: 0.16306; SAIDI / SAIFI / MAIFI p: 0; Veg Mgmt q: 0; UG Conductors ss: 0.16292
| MONTA VISTA-BURNS | 60156 | 18.0628 | 18.0628 | 12.4496 | 4.5304 | 1.0827 | 0 | g: 60 KV; h: 52.1025; i: 0.054622; j: 0.00018378; SAIDI / SAIFI / MAIFI k: 0; SAIDI / SAIFI / MAIFI o: 18.0628; SAIDI / SAIFI / MAIFI p: 4.5304; Veg Mgmt q: 12.4496; Covered Conductor dd: 2; Covered Conductor ee: 1; Covered Conductor ff: 4; Covered Conductor gg: 4; Covered Conductor hh: 9; Poles ii: 32; UG Conductors ss: 1.0827; UG Conductors tt: 4.5282; LiDAR Inspections uu: 12.448; Detailed OH Inspections xx: 140
| MONTA VISTA-COYOTE SW STA | 20193 | 27.8256 | 27.8256 | 13.128 | 9.6021 | 5.0954 | 0 | g: 230 KV; h: 21.0321; i: 0; j: 0; SAIDI / SAIFI / MAIFI k: 0; SAIDI / SAIFI / MAIFI o: 27.8256; SAIDI / SAIFI / MAIFI p: 9.6021; Veg Mgmt q: 13.128; UG Conductors ss: 5.0954; UG Conductors tt: 9.5932; LiDAR Inspections uu: 13.1206; Detailed OH Inspections xx: 56
| MONTA VISTA-HICKS | 20093 | 13.2664 | 13.2664 | 0 | 0.37874 | 12.8877 | 0 | g: 230 KV; h: Non-HFTD; i: 0; j: 0; SAIDI / SAIFI / MAIFI k: 0; SAIDI / SAIFI / MAIFI o: 13.2664; SAIDI / SAIFI / MAIFI p: 0.37873; Veg Mgmt q: 0; UG Conductors ss: 12.8859; UG Conductors tt: 0.37292
| MONTA VISTA-JEFFERSON #1 | 20094 | 19.7212 | 19.7212 | 6.3458 | 10.4983 | 2.8772 | 0 | g: 230 KV; h: 11.6767; i: 0; j: 0; SAIDI / SAIFI / MAIFI k: 0; SAIDI / SAIFI / MAIFI o: 19.7212; SAIDI / SAIFI / MAIFI p: 10.4983; Veg Mgmt q: 6.3458; UG Conductors ss: 2.8772; UG Conductors tt: 10.4971; LiDAR Inspections uu: 6.3458; Detailed OH Inspections xx: 31
| MONTA VISTA-JEFFERSON #2 | 20095 | 19.7338 | 19.7338 | 6.3595 | 10.4967 | 2.8775 | 0 | g: 230 KV; h: Non-HFTD; i: 0; j: 0; SAIDI / SAIFI / MAIFI k: 0; SAIDI / SAIFI / MAIFI o: 19.7338; SAIDI / SAIFI / MAIFI p: 10.4967; Veg Mgmt q: 6.3595; UG Conductors ss: 2.8775; UG Conductors tt: 10.4967; LiDAR Inspections uu: 6.3532
| MONTA VISTA-LOS ALTOS | 60157 | 7.1297 | 7.1297 | 0 | 0 | 7.1297 | 0 | g: 60 KV; h: Non-HFTD; i: 0; j: 0; SAIDI / SAIFI / MAIFI k: 0; SAIDI / SAIFI / MAIFI o: 7.1296; SAIDI / SAIFI / MAIFI p: 0; Veg Mgmt q: 0; UG Conductors ss: 7.1297
| MONTA VISTA-LOS GATOS | 60158 | 10.8832 | 10.8832 | 0 | 1.9737 | 8.9095 | 0 | g: 60 KV; h: 0.38504; i: 0; j: 0; SAIDI / SAIFI / MAIFI k: 0; SAIDI / SAIFI / MAIFI o: 10.8832; SAIDI / SAIFI / MAIFI p: 1.9737; Veg Mgmt q: 0; Covered Conductor dd: 2; Covered Conductor ee: 1; Covered Conductor ff: 1; UG Conductors ss: 8.9014; UG Conductors tt: 1.9717
| MONTA VISTA-PERMANENTE | 60159 | 1.1895 | 1.1895 | 0 | 0.11341 | 1.0761 | 0 | g: 60 KV; h: 0.11795; i: 0; j: 0; SAIDI / SAIFI / MAIFI k: 0; SAIDI / SAIFI / MAIFI o: 1.1895; SAIDI / SAIFI / MAIFI p: 0.11341; Veg Mgmt q: 0; UG Conductors ss: 1.0761; UG Conductors tt: 0.11293
| MONTA VISTA-SARATOGA | 20096 | 5.486 | 5.486 | 0 | 0.36769 | 5.1183 | 0 | g: 230 KV; h: 0.14807; i: 0; j: 0; SAIDI / SAIFI / MAIFI k: 0; SAIDI / SAIFI / MAIFI o: 5.486; SAIDI / SAIFI / MAIFI p: 0.36768; Veg Mgmt q: 0; UG Conductors ss: 5.1183; UG Conductors tt: 0.36769
| MONTA VISTA-WOLFE | 10321 | 3.8379 | 2.72 | 0 | 0 | 2.72 | 1.1179 | g: 115 KV; h: Non-HFTD; i: 0; j: 0; SAIDI / SAIFI / MAIFI k: 0; SAIDI / SAIFI / MAIFI o: 2.72; SAIDI / SAIFI / MAIFI p: 0; Veg Mgmt q: 0; UG Conductors ss: 2.7074
| MONTAGUE-TRIMBLE | 10417 | 2.0671 | 2.0671 | 0 | 0 | 2.0671 | 0 | g: 115 KV; h: Non-HFTD; i: 0; j: 0; SAIDI / SAIFI / MAIFI k: 0; SAIDI / SAIFI / MAIFI o: 2.0671; SAIDI / SAIFI / MAIFI p: 0; Veg Mgmt q: 0; UG Conductors ss: 2.0257
| MONTE RIO-FORT ROSS | 60429 | 14.3045 | 14.3045 | 7.2145 | 4.7255 | 2.3645 | 0 | g: 60 KV; h: 28.0616; i: 0.018382; j: 0.00011418; SAIDI / SAIFI / MAIFI k: 0.00066854; SAIDI / SAIFI / MAIFI o: 14.3037; SAIDI / SAIFI / MAIFI p: 4.7255; Veg Mgmt q: 7.2137; Covered Conductor ff: 6; Covered Conductor gg: 1; Covered Conductor hh: 1; Poles ii: 7; UG Conductors ss: 2.3645; UG Conductors tt: 4.7199; LiDAR Inspections uu: 7.2145; Detailed OH Inspections xx: 78; Sectionalization Devices ggg: 2
| MONTE RIO-FULTON | 60160 | 22.5576 | 22.5576 | 7.1145 | 0.13458 | 15.3085 | 0 | g: 60 KV; h: 21.6477; i: 0; j: 0; SAIDI / SAIFI / MAIFI k: 0; SAIDI / SAIFI / MAIFI o: 22.5576; SAIDI / SAIFI / MAIFI p: 0.13457; Veg Mgmt q: 7.1145; Covered Conductor gg: 1; Covered Conductor hh: 4; Poles ii: 2; UG Conductors ss: 15.2838; UG Conductors tt: 0.13417; LiDAR Inspections uu: 7.1145; Detailed OH Inspections xx: 60; Detailed OH Inspections aaa: 1
| MONTEZUMA SW STA-BIRDS LANDING SW STA | 20243 | 0.54395 | 0.54395 | 0 | 0 | 0.54395 | 0 | g: 230 KV; h: Non-HFTD; i: 0; j: 0; SAIDI / SAIFI / MAIFI k: 0; SAIDI / SAIFI / MAIFI o: 0.54395; SAIDI / SAIFI / MAIFI p: 0; Veg Mgmt q: 0; UG Conductors ss: 0.53888
| MONTICELLO PH TAP | 10446A | 0.62441 | 0.62441 | 0 | 0.60765 | 0.016752 | 0 | g: 115 KV; h: 0.50117; i: 0; j: 0; SAIDI / SAIFI / MAIFI k: 0; SAIDI / SAIFI / MAIFI o: 0.62435; SAIDI / SAIFI / MAIFI p: 0.60761; Veg Mgmt q: 0; UG Conductors ss: 0.016727; UG Conductors tt: 0.60765
| MORAGA-CASTRO VALLEY | 20097 | 14.9192 | 14.9192 | 7.9559 | 3.1578 | 3.8055 | 0 | g: 230 KV; h: 7.3356; i: 0; j: 0; SAIDI / SAIFI / MAIFI k: 0; SAIDI / SAIFI / MAIFI o: 14.9192; SAIDI / SAIFI / MAIFI p: 3.1578; Veg Mgmt q: 7.9559; UG Conductors ss: 3.7823; UG Conductors tt: 3.1578; LiDAR Inspections uu: 7.95; Detailed OH Inspections xx: 32
| MORAGA-CLAREMONT #1 | 10198 | 5.2802 | 5.2802 | 5.0866 | 0.19355 | 0 | 0 | g: 115 KV; h: 33.7502; i: 0; j: 0; SAIDI / SAIFI / MAIFI k: 0; SAIDI / SAIFI / MAIFI o: 5.2802; SAIDI / SAIFI / MAIFI p: 0.19354; Veg Mgmt q: 5.0866; UG Conductors ss: 0; UG Conductors tt: 0.19355; LiDAR Inspections uu: 4.4429; Detailed OH Inspections xx: 26
| MORAGA-CLAREMONT #2 | 10199 | 5.3041 | 5.3041 | 5.1103 | 0.19382 | 0 | 0 | g: 115 KV; h: 31.0378; i: 0; j: 0; SAIDI / SAIFI / MAIFI k: 0; SAIDI / SAIFI / MAIFI o: 5.3041; SAIDI / SAIFI / MAIFI p: 0.19382; Veg Mgmt q: 5.1103; UG Conductors ss: 0; UG Conductors tt: 0.19382; LiDAR Inspections uu: 4.4593; Detailed OH Inspections xx: 5
| MORAGA-LAKEWOOD | 10420 | 15.112 | 15.112 | 1.2119 | 5.4419 | 8.4582 | 0 | g: 115 KV; h: 32.9682; i: 0; j: 0; SAIDI / SAIFI / MAIFI k: 0; SAIDI / SAIFI / MAIFI o: 15.112; SAIDI / SAIFI / MAIFI p: 5.4419; Veg Mgmt q: 1.2119; UG Conductors ss: 4.322; UG Conductors tt: 2.9068; LiDAR Inspections uu: 0.73329; Detailed OH Inspections xx: 7
| MORAGA-OAKLAND #1 | 10200 | 5.0439 | 5.0439 | 3.276 | 0.7889 | 0.97902 | 0 | g: 115 KV; h: 32.8706; i: 0; j: 0; SAIDI / SAIFI / MAIFI k: 0; SAIDI / SAIFI / MAIFI o: 5.0435; SAIDI / SAIFI / MAIFI p: 0.7889; Veg Mgmt q: 3.2755; Covered Conductor gg: 1; Poles ii: 1; UG Conductors ss: 0.97707; UG Conductors tt: 0.7889; LiDAR Inspections uu: 3.276; Detailed OH Inspections xx: 25
| MORAGA-OAKLAND #2 | 10201 | 5.0429 | 5.0429 | 3.2761 | 0.79102 | 0.97583 | 0 | g: 115 KV; h: Non-HFTD; i: 0; j: 0; SAIDI / SAIFI / MAIFI k: 0; SAIDI / SAIFI / MAIFI o: 5.0425; SAIDI / SAIFI / MAIFI p: 0.79101; Veg Mgmt q: 3.2756; UG Conductors ss: 0.97583; UG Conductors tt: 0.78994; LiDAR Inspections uu: 3.2759
| MORAGA-OAKLAND #3 | 10202 | 5.0501 | 5.0501 | 3.2818 | 0.79331 | 0.97496 | 0 | g: 115 KV; h: 51.775; i: 0; j: 0; SAIDI / SAIFI / MAIFI k: 0; SAIDI / SAIFI / MAIFI o: 5.0499; SAIDI / SAIFI / MAIFI p: 0.79331; Veg Mgmt q: 3.2816; Poles ii: 1; UG Conductors ss: 0.97185; UG Conductors tt: 0.79331; LiDAR Inspections uu: 3.2818; Detailed OH Inspections xx: 25
| MORAGA-OAKLAND #4 | 10203 | 5.0484 | 5.0484 | 3.2819 | 0.79587 | 0.97055 | 0 | g: 115 KV; h: 27.0487; i: 0; j: 0; SAIDI / SAIFI / MAIFI k: 0; SAIDI / SAIFI / MAIFI o: 5.0482; SAIDI / SAIFI / MAIFI p: 0.79586; Veg Mgmt q: 3.2817; UG Conductors ss: 0.97055; UG Conductors tt: 0.7949; LiDAR Inspections uu: 3.2819; Detailed OH Inspections xx: 1
| MORAGA-OAKLAND J | 10204 | 17.6674 | 17.6674 | 7.7121 | 1.8478 | 8.1074 | 0 | g: 115 KV; h: Non-HFTD; i: 0; j: 0; SAIDI / SAIFI / MAIFI k: 0; SAIDI / SAIFI / MAIFI o: 17.6674; SAIDI / SAIFI / MAIFI p: 1.8478; Veg Mgmt q: 7.7121; UG Conductors ss: 8.1074; UG Conductors tt: 1.8476; LiDAR Inspections uu: 7.7121
| MORAGA-SAN LEANDRO #1 | 10205 | 11.1428 | 11.1428 | 7.728 | 1.8428 | 1.572 | 0 | g: 115 KV; h: 16.0479; i: 0; j: 0; SAIDI / SAIFI / MAIFI k: 0; SAIDI / SAIFI / MAIFI o: 11.1428; SAIDI / SAIFI / MAIFI p: 1.8428; Veg Mgmt q: 7.728; UG Conductors ss: 1.572; UG Conductors tt: 1.8428; LiDAR Inspections uu: 7.7272; Detailed OH Inspections xx: 52
| MORAGA-SAN LEANDRO #2 | 10206 | 11.0112 | 11.0112 | 7.7258 | 1.8447 | 1.4406 | 0 | g: 115 KV; h: Non-HFTD; i: 0; j: 0; SAIDI / SAIFI / MAIFI k: 0; SAIDI / SAIFI / MAIFI o: 11.0112; SAIDI / SAIFI / MAIFI p: 1.8447; Veg Mgmt q: 7.7258; UG Conductors ss: 1.4406; UG Conductors tt: 1.8438; LiDAR Inspections uu: 7.7258
| MORAGA-SAN LEANDRO #3 | 10207 | 11.0032 | 11.0032 | 7.7145 | 1.8474 | 1.4413 | 0 | g: 115 KV; h: 15.7419; i: 0; j: 0; SAIDI / SAIFI / MAIFI k: 0; SAIDI / SAIFI / MAIFI o: 11.0032; SAIDI / SAIFI / MAIFI p: 1.8474; Veg Mgmt q: 7.7145; UG Conductors ss: 1.4413; UG Conductors tt: 1.8474; LiDAR Inspections uu: 7.7136; Detailed OH Inspections xx: 52
| MORGAN HILL-LLAGAS | 10208 | 10.8364 | 10.8364 | 0 | 4.0359 | 6.8005 | 0 | g: 115 KV; h: Non-HFTD; i: 0; j: 0; SAIDI / SAIFI / MAIFI k: 0; SAIDI / SAIFI / MAIFI o: 10.8364; SAIDI / SAIFI / MAIFI p: 4.0359; Veg Mgmt q: 0; UG Conductors ss: 6.7957; UG Conductors tt: 4.0359
| MORRO BAY-CALIFORNIA FLATS SW STA | 20261 | 46.1948 | 46.1948 | 5.4539 | 9.7578 | 30.9831 | 0 | g: 230 KV; h: Non-HFTD; i: 0; j: 0; SAIDI / SAIFI / MAIFI k: 0; SAIDI / SAIFI / MAIFI o: 46.1907; SAIDI / SAIFI / MAIFI p: 9.7578; Veg Mgmt q: 5.4539; UG Conductors ss: 30.9831; UG Conductors tt: 9.7578; LiDAR Inspections uu: 5.4508
| MORRO BAY-DIABLO | 20098 | 15.7766 | 15.7766 | 5.1838 | 7.2452 | 3.3476 | 0 | g: 230 KV; h: Non-HFTD; i: 0; j: 0; SAIDI / SAIFI / MAIFI k: 0; SAIDI / SAIFI / MAIFI o: 15.7766; SAIDI / SAIFI / MAIFI p: 7.2452; Veg Mgmt q: 5.1838; UG Conductors ss: 3.3476; UG Conductors tt: 7.2425; LiDAR Inspections uu: 5.1837
| MORRO BAY-MESA | 20101 | 35.2699 | 35.2699 | 2.4695 | 26.5963 | 6.204 | 0 | g: 230 KV; h: 34.3625; i: 0.007886; j: 5.1317e-05; SAIDI / SAIFI / MAIFI k: 0; SAIDI / SAIFI / MAIFI o: 35.2699; SAIDI / SAIFI / MAIFI p: 26.5963; Veg Mgmt q: 2.4695; Covered Conductor ee: 1; UG Conductors ss: 6.1825; UG Conductors tt: 26.5914; LiDAR Inspections uu: 2.4695; Detailed OH Inspections xx: 10
| MORRO BAY-SAN LUIS OBISPO #1 | 10209 | 16.0106 | 16.0106 | 0 | 11.3195 | 4.6911 | 0 | g: 115 KV; h: 8.5911; i: 0; j: 0; SAIDI / SAIFI / MAIFI k: 0; SAIDI / SAIFI / MAIFI o: 16.0106; SAIDI / SAIFI / MAIFI p: 11.3195; Veg Mgmt q: 0; UG Conductors ss: 4.6911; UG Conductors tt: 11.3195
| MORRO BAY-SAN LUIS OBISPO #2 | 10210 | 16.0155 | 16.0155 | 0 | 11.3208 | 4.6946 | 0 | g: 115 KV; h: 4.8423; i: 0; j: 0; SAIDI / SAIFI / MAIFI k: 0; SAIDI / SAIFI / MAIFI o: 16.0154; SAIDI / SAIFI / MAIFI p: 11.3208; Veg Mgmt q: 0; UG Conductors ss: 4.6926; UG Conductors tt: 11.3036
| MORRO BAY-SOLAR SW STA #1 | 20237 | 45.5513 | 45.5513 | 11.8717 | 24.3683 | 9.3113 | 0 | g: 230 KV; h: 18.1336; i: 0; j: 0; SAIDI / SAIFI / MAIFI k: 0; SAIDI / SAIFI / MAIFI o: 45.5513; SAIDI / SAIFI / MAIFI p: 24.3683; Veg Mgmt q: 11.8717; Covered Conductor dd: 1; UG Conductors ss: 9.3113; UG Conductors tt: 24.3683; LiDAR Inspections uu: 11.813; Detailed OH Inspections xx: 52
| MORRO BAY-SOLAR SW STA #2 | 20240 | 45.5555 | 45.5555 | 11.756 | 24.4702 | 9.3293 | 0 | g: 230 KV; h: 1.7027; i: 0; j: 0; SAIDI / SAIFI / MAIFI k: 0; SAIDI / SAIFI / MAIFI o: 45.5555; SAIDI / SAIFI / MAIFI p: 24.4702; Veg Mgmt q: 11.756; Covered Conductor dd: 1; UG Conductors ss: 9.3293; UG Conductors tt: 24.4141; LiDAR Inspections uu: 11.756; Detailed OH Inspections xx: 1
| MORRO BAY-TEMPLETON | 20172 | 16.4272 | 16.4272 | 5.4473 | 4.3038 | 6.6761 | 0 | g: 230 KV; h: 12.8136; i: 0; j: 0; SAIDI / SAIFI / MAIFI k: 0; SAIDI / SAIFI / MAIFI o: 16.4272; SAIDI / SAIFI / MAIFI p: 4.3038; Veg Mgmt q: 5.4473; Covered Conductor ee: 1; Poles ii: 1; UG Conductors ss: 6.6761; UG Conductors tt: 4.2939; LiDAR Inspections uu: 5.4473; Detailed OH Inspections xx: 18
| MOSS LANDING-COBURN | 20105 | 64.031 | 64.031 | 0 | 35.1633 | 28.8677 | 0 | g: 230 KV; h: 2.1831; i: 0; j: 0; SAIDI / SAIFI / MAIFI k: 0; SAIDI / SAIFI / MAIFI o: 64.031; SAIDI / SAIFI / MAIFI p: 35.1633; Veg Mgmt q: 0; UG Conductors ss: 28.8644; UG Conductors tt: 35.1633
| MOSS LANDING-CRAZY HORSE CANYON #1 | 10476 | 10.5211 | 10.5211 | 0 | 0 | 10.5211 | 0 | g: 115 KV; h: Non-HFTD; i: 0; j: 0; SAIDI / SAIFI / MAIFI k: 0; SAIDI / SAIFI / MAIFI o: 10.5211; SAIDI / SAIFI / MAIFI p: 0; Veg Mgmt q: 0; UG Conductors ss: 10.5211
| MOSS LANDING-CRAZY HORSE CANYON #2 | 10477 | 10.5945 | 10.5945 | 0 | 0 | 10.5945 | 0 | g: 115 KV; h: Non-HFTD; i: 0; j: 0; SAIDI / SAIFI / MAIFI k: 0; SAIDI / SAIFI / MAIFI o: 10.5945; SAIDI / SAIFI / MAIFI p: 0; Veg Mgmt q: 0; UG Conductors ss: 10.5945
| MOSS LANDING-DEL MONTE #1 | 10211 | 23.254 | 23.254 | 0 | 5.7274 | 17.5266 | 0 | g: 115 KV; h: 0.67267; i: 0; j: 0; SAIDI / SAIFI / MAIFI k: 0; SAIDI / SAIFI / MAIFI o: 23.254; SAIDI / SAIFI / MAIFI p: 5.7274; Veg Mgmt q: 0; UG Conductors ss: 17.5266; UG Conductors tt: 5.7274
| MOSS LANDING-DEL MONTE #2 | 10212 | 23.2924 | 23.2924 | 0 | 5.7332 | 17.5592 | 0 | g: 115 KV; h: Non-HFTD; i: 0; j: 0; SAIDI / SAIFI / MAIFI k: 0; SAIDI / SAIFI / MAIFI o: 23.2924; SAIDI / SAIFI / MAIFI p: 5.7332; Veg Mgmt q: 0; UG Conductors ss: 17.5485; UG Conductors tt: 5.7299
| MOSS LANDING-GREEN VALLEY #1 | 10213 | 14.224 | 14.224 | 0 | 0 | 14.224 | 0 | g: 115 KV; h: Non-HFTD; i: 0; j: 0; SAIDI / SAIFI / MAIFI k: 0; SAIDI / SAIFI / MAIFI o: 14.2188; SAIDI / SAIFI / MAIFI p: 0; Veg Mgmt q: 0; UG Conductors ss: 14.2174
| MOSS LANDING-GREEN VALLEY #2 | 10214 | 14.2154 | 14.2154 | 0 | 0 | 14.2154 | 0 | g: 115 KV; h: Non-HFTD; i: 0; j: 0; SAIDI / SAIFI / MAIFI k: 0; SAIDI / SAIFI / MAIFI o: 14.2154; SAIDI / SAIFI / MAIFI p: 0; Veg Mgmt q: 0; UG Conductors ss: 14.2154
| MOSS LANDING-LAS AGUILAS SW STA - 230 kV | 20255 | 51.894 | 51.894 | 0 | 28.031 | 23.863 | 0 | g: 230 KV; h: Non-HFTD; i: 0; j: 0; SAIDI / SAIFI / MAIFI k: 0; SAIDI / SAIFI / MAIFI o: 51.894; SAIDI / SAIFI / MAIFI p: 28.031; Veg Mgmt q: 0; UG Conductors ss: 23.863; UG Conductors tt: 28.0292
| MOSS LANDING-LOS BANOS | 50011 | 51.3297 | 51.3297 | 0 | 11.6404 | 39.6894 | 0 | g: 500 KV; h: 0.96305; i: 0; j: 0; SAIDI / SAIFI / MAIFI k: 0; SAIDI / SAIFI / MAIFI o: 51.3297; SAIDI / SAIFI / MAIFI p: 11.6404; Veg Mgmt q: 0; UG Conductors ss: 39.6894; UG Conductors tt: 11.6404
| MOSS LANDING-METCALF | 50012 | 34.9769 | 34.9769 | 7.1665 | 14.2844 | 13.526 | 0 | g: 500 KV; h: 9.6403; i: 0; j: 0; SAIDI / SAIFI / MAIFI k: 0; SAIDI / SAIFI / MAIFI o: 34.9769; SAIDI / SAIFI / MAIFI p: 14.2843; Veg Mgmt q: 7.1665; UG Conductors ss: 13.526; UG Conductors tt: 14.2844; LiDAR Inspections uu: 7.1665; Detailed OH Inspections xx: 60
| MOSS LANDING-SALINAS #1 | 10216 | 11.9855 | 11.9855 | 0 | 0 | 11.9855 | 0 | g: 115 KV; h: Non-HFTD; i: 0; j: 0; SAIDI / SAIFI / MAIFI k: 0; SAIDI / SAIFI / MAIFI o: 11.9855; SAIDI / SAIFI / MAIFI p: 0; Veg Mgmt q: 0; UG Conductors ss: 11.9854
| MOSS LANDING-SALINAS #2 | 10217 | 12.0253 | 12.0253 | 0 | 0 | 12.0253 | 0 | g: 115 KV; h: Non-HFTD; i: 0; j: 0; SAIDI / SAIFI / MAIFI k: 0; SAIDI / SAIFI / MAIFI o: 12.0253; SAIDI / SAIFI / MAIFI p: 0; Veg Mgmt q: 0; UG Conductors ss: 12.0253
| MTN GATE JCT-CASCADE | 60161 | 6.5682 | 6.5682 | 0 | 6.5682 | 0 | 0 | g: 60 KV; h: 10.1454; i: 0; j: 0; SAIDI / SAIFI / MAIFI k: 0; SAIDI / SAIFI / MAIFI o: 6.5682; SAIDI / SAIFI / MAIFI p: 6.5682; Veg Mgmt q: 0; Covered Conductor ee: 8; Covered Conductor ff: 3; UG Conductors tt: 6.5682
| MTN GATE TAP | 60161A | 0.70385 | 0.70385 | 0 | 0.70385 | 0 | 0 | g: 60 KV; h: 0.15931; i: 0; j: 0; SAIDI / SAIFI / MAIFI k: 0; SAIDI / SAIFI / MAIFI o: 0.70385; SAIDI / SAIFI / MAIFI p: 0.70385; Veg Mgmt q: 0; Covered Conductor ee: 1; UG Conductors tt: 0.70348
| MTN QUARRIES TAP | 60094A | 2.633 | 2.633 | 0 | 1.9843 | 0.64874 | 0 | g: 60 KV; h: 2.8025; i: 0; j: 0; SAIDI / SAIFI / MAIFI k: 0; SAIDI / SAIFI / MAIFI o: 2.633; SAIDI / SAIFI / MAIFI p: 1.9843; Veg Mgmt q: 0; UG Conductors ss: 0.64617; UG Conductors tt: 1.9807
| MTN VIEW-MONTA VISTA | 10402 | 4.7968 | 4.7968 | 0 | 0 | 4.7968 | 0 | g: 115 KV; h: Non-HFTD; i: 0; j: 0; SAIDI / SAIFI / MAIFI k: 0; SAIDI / SAIFI / MAIFI o: 4.7967; SAIDI / SAIFI / MAIFI p: 0; Veg Mgmt q: 0; UG Conductors ss: 4.7958
| MULE CREEK TAP | 60413A | 0.010871 | 0.010871 | 0 | 0 | 0.010871 | 0 | g: 60 KV; h: Non-HFTD; i: 0; j: 0; SAIDI / SAIFI / MAIFI k: 0; SAIDI / SAIFI / MAIFI o: 0.010871; SAIDI / SAIFI / MAIFI p: 0; Veg Mgmt q: 0; UG Conductors ss: 0.010482
| MUSTANG SW STA-GREGG | 20252 | 45.4724 | 45.4724 | 0 | 0 | 45.4724 | 0 | g: 230 KV; h: Non-HFTD; i: 0.0022127; j: 0.00013193; SAIDI / SAIFI / MAIFI k: 0.0022084; SAIDI / SAIFI / MAIFI o: 45.4724; SAIDI / SAIFI / MAIFI p: 0; Veg Mgmt q: 0; UG Conductors ss: 45.4724
| MUSTANG SW STA-MCCALL | 20254 | 42.1051 | 42.1051 | 0 | 0 | 42.1051 | 0 | g: 230 KV; h: Non-HFTD; i: 0; j: 0; SAIDI / SAIFI / MAIFI k: 0; SAIDI / SAIFI / MAIFI o: 42.1051; SAIDI / SAIFI / MAIFI p: 0; Veg Mgmt q: 0; UG Conductors ss: 42.1051
| MUSTANG TAP | 70069A | 0.71463 | 0.71463 | 0 | 0.71463 | 0 | 0 | g: 70 KV; h: 0.15932; i: 0; j: 0; SAIDI / SAIFI / MAIFI k: 0; SAIDI / SAIFI / MAIFI o: 0.71463; SAIDI / SAIFI / MAIFI p: 0.71463; Veg Mgmt q: 0; Covered Conductor ee: 1; UG Conductors tt: 0.70777
| NARROWS #1 TAP | 60042A | 2.646 | 2.646 | 0 | 2.646 | 0 | 0 | g: 60 KV; h: 2.0644; i: 0; j: 0; SAIDI / SAIFI / MAIFI k: 0; SAIDI / SAIFI / MAIFI o: 2.646; SAIDI / SAIFI / MAIFI p: 2.646; Veg Mgmt q: 0; Covered Conductor ee: 2; Covered Conductor ff: 2; UG Conductors tt: 2.646
| NARROWS #2 TAP | 60043A | 3.0965 | 3.0965 | 0 | 3.0965 | 0 | 0 | g: 60 KV; h: 0.46233; i: 0; j: 0; SAIDI / SAIFI / MAIFI k: 0; SAIDI / SAIFI / MAIFI o: 3.0965; SAIDI / SAIFI / MAIFI p: 3.0965; Veg Mgmt q: 0; Covered Conductor ee: 7; Covered Conductor ff: 6; UG Conductors tt: 3.0965
| NAVY LAB TAP | 60064A | 0.19241 | 0.19241 | 0 | 0 | 0.19241 | 0 | g: 60 KV; h: Non-HFTD; i: 0; j: 0; SAIDI / SAIFI / MAIFI k: 0; SAIDI / SAIFI / MAIFI o: 0.19241; SAIDI / SAIFI / MAIFI p: 0; Veg Mgmt q: 0; UG Conductors ss: 0.19241
| NEW HOGAN TAP | 60221A | 0.055887 | 0.055887 | 0 | 0 | 0.055887 | 0 | g: 60 KV; h: Non-HFTD; i: 0; j: 0; SAIDI / SAIFI / MAIFI k: 0; SAIDI / SAIFI / MAIFI o: 0.055887; SAIDI / SAIFI / MAIFI p: 0; Veg Mgmt q: 0; UG Conductors ss: 0.055887; UG Conductors tt: 0
| NEWARK E-F BUS TIE | 20033 | 0.2235 | 0.2235 | 0 | 0 | 0.2235 | 0 | g: 230 KV; h: Non-HFTD; i: 0; j: 0; SAIDI / SAIFI / MAIFI k: 0; SAIDI / SAIFI / MAIFI o: 0.2235; SAIDI / SAIFI / MAIFI p: 0; Veg Mgmt q: 0; UG Conductors ss: 0.2235
| NEWARK-AMES #1 | 10222 | 8.3003 | 8.3003 | 0 | 0 | 8.3003 | 0 | g: 115 KV; h: Non-HFTD; i: 0; j: 0; SAIDI / SAIFI / MAIFI k: 0; SAIDI / SAIFI / MAIFI o: 8.3003; SAIDI / SAIFI / MAIFI p: 0; Veg Mgmt q: 0; UG Conductors ss: 8.2999
| NEWARK-AMES #2 | 10223 | 8.2822 | 8.2822 | 0 | 0 | 8.2822 | 0 | g: 115 KV; h: Non-HFTD; i: 0; j: 0; SAIDI / SAIFI / MAIFI k: 0; SAIDI / SAIFI / MAIFI o: 8.2822; SAIDI / SAIFI / MAIFI p: 0; Veg Mgmt q: 0; UG Conductors ss: 8.2822
| NEWARK-AMES #3 | 10224 | 8.2752 | 8.2752 | 0 | 0 | 8.2752 | 0 | g: 115 KV; h: Non-HFTD; i: 0; j: 0; SAIDI / SAIFI / MAIFI k: 0; SAIDI / SAIFI / MAIFI o: 8.2752; SAIDI / SAIFI / MAIFI p: 0; Veg Mgmt q: 0; UG Conductors ss: 8.2702
| NEWARK-AMES DISTRIBUTION | 10383 | 8.2516 | 8.2516 | 0 | 0 | 8.2516 | 0 | g: 115 KV; h: Non-HFTD; i: 0; j: 0; SAIDI / SAIFI / MAIFI k: 0; SAIDI / SAIFI / MAIFI o: 8.2516; SAIDI / SAIFI / MAIFI p: 0; Veg Mgmt q: 0; UG Conductors ss: 8.2516
| NEWARK-APPLIED MATERIALS | 10226 | 12.1125 | 11.3708 | 0 | 0 | 11.3708 | 0.74171 | g: 115 KV; h: Non-HFTD; i: 0; j: 0; SAIDI / SAIFI / MAIFI k: 0; SAIDI / SAIFI / MAIFI o: 11.3708; SAIDI / SAIFI / MAIFI p: 0; Veg Mgmt q: 0; UG Conductors ss: 11.3708
| NEWARK-DECOTO | 60162 | 6.2797 | 6.2797 | 0 | 0 | 6.2797 | 0 | g: 60 KV; h: Non-HFTD; i: 0; j: 0; SAIDI / SAIFI / MAIFI k: 0; SAIDI / SAIFI / MAIFI o: 6.2797; SAIDI / SAIFI / MAIFI p: 0; Veg Mgmt q: 0; UG Conductors ss: 6.2119
| NEWARK-DIXON LANDING | 10227 | 4.6905 | 4.6905 | 0 | 0 | 4.6905 | 0 | g: 115 KV; h: Non-HFTD; i: 0; j: 0; SAIDI / SAIFI / MAIFI k: 0; SAIDI / SAIFI / MAIFI o: 4.6905; SAIDI / SAIFI / MAIFI p: 0; Veg Mgmt q: 0; UG Conductors ss: 4.6905
| NEWARK-FREMONT #1 | 10228 | 3.7129 | 3.7129 | 0 | 0 | 3.7129 | 0 | g: 115 KV; h: Non-HFTD; i: 0; j: 0; SAIDI / SAIFI / MAIFI k: 0; SAIDI / SAIFI / MAIFI o: 3.7129; SAIDI / SAIFI / MAIFI p: 0; Veg Mgmt q: 0; UG Conductors ss: 3.675
| NEWARK-FREMONT #2 | 10229 | 3.7492 | 3.7492 | 0 | 0 | 3.7492 | 0 | g: 115 KV; h: Non-HFTD; i: 0; j: 0; SAIDI / SAIFI / MAIFI k: 0; SAIDI / SAIFI / MAIFI o: 3.7492; SAIDI / SAIFI / MAIFI p: 0; Veg Mgmt q: 0; UG Conductors ss: 3.7414
| NEWARK-JARVIS #1 | 10230 | 14.2503 | 14.2503 | 0 | 0 | 14.2503 | 0 | g: 115 KV; h: 5.368; i: 0; j: 0; SAIDI / SAIFI / MAIFI k: 0; SAIDI / SAIFI / MAIFI o: 14.2503; SAIDI / SAIFI / MAIFI p: 0; Veg Mgmt q: 0; UG Conductors ss: 14.2486
| NEWARK-JARVIS #2 | 10231 | 14.4821 | 14.4821 | 0 | 0 | 14.4821 | 0 | g: 115 KV; h: Non-HFTD; i: 0; j: 0; SAIDI / SAIFI / MAIFI k: 0; SAIDI / SAIFI / MAIFI o: 14.4821; SAIDI / SAIFI / MAIFI p: 0; Veg Mgmt q: 0; UG Conductors ss: 14.4821
| NEWARK-KIFER | 10232 | 10.6055 | 10.6055 | 0 | 0 | 10.6055 | 0 | g: 115 KV; h: Non-HFTD; i: 0; j: 0; SAIDI / SAIFI / MAIFI k: 0; SAIDI / SAIFI / MAIFI o: 10.6055; SAIDI / SAIFI / MAIFI p: 0; Veg Mgmt q: 0; UG Conductors ss: 10.6055
| NEWARK-LAWRENCE | 10233 | 10.2494 | 10.2494 | 0 | 0 | 10.2494 | 0 | g: 115 KV; h: Non-HFTD; i: 0; j: 0; SAIDI / SAIFI / MAIFI k: 0; SAIDI / SAIFI / MAIFI o: 10.2493; SAIDI / SAIFI / MAIFI p: 0; Veg Mgmt q: 0; UG Conductors ss: 10.2494
| NEWARK-LAWRENCE LAB | 10234 | 12.2134 | 12.2134 | 0 | 2.8909 | 9.3225 | 0 | g: 115 KV; h: 0.16234; i: 0; j: 0; SAIDI / SAIFI / MAIFI k: 0; SAIDI / SAIFI / MAIFI o: 12.2134; SAIDI / SAIFI / MAIFI p: 2.8909; Veg Mgmt q: 0; UG Conductors ss: 9.3183; UG Conductors tt: 2.8909
| NEWARK-LIVERMORE | 60163 | 19.0462 | 19.0462 | 0 | 3.9366 | 15.1096 | 0 | g: 60 KV; h: 5.5914; i: 0; j: 0; SAIDI / SAIFI / MAIFI k: 0; SAIDI / SAIFI / MAIFI o: 19.0462; SAIDI / SAIFI / MAIFI p: 3.9366; Veg Mgmt q: 0; Covered Conductor ee: 1; UG Conductors ss: 15.104; UG Conductors tt: 3.9339
| NEWARK-LOS ESTEROS | 20186 | 8.3979 | 5.6485 | 0 | 0 | 5.6485 | 2.7495 | g: 230 KV; h: Non-HFTD; i: 0; j: 0; SAIDI / SAIFI / MAIFI k: 0; SAIDI / SAIFI / MAIFI o: 5.6485; SAIDI / SAIFI / MAIFI p: 0; Veg Mgmt q: 0; UG Conductors ss: 5.6485
| NEWARK-MILPITAS #1 | 10235 | 8.482 | 8.482 | 0 | 0 | 8.482 | 0 | g: 115 KV; h: Non-HFTD; i: 0; j: 0; SAIDI / SAIFI / MAIFI k: 0; SAIDI / SAIFI / MAIFI o: 8.482; SAIDI / SAIFI / MAIFI p: 0; Veg Mgmt q: 0; UG Conductors ss: 8.482
| NEWARK-MILPITAS #2 | 10418 | 10.3009 | 10.3009 | 0 | 0 | 10.3009 | 0 | g: 115 KV; h: Non-HFTD; i: 0; j: 0; SAIDI / SAIFI / MAIFI k: 0; SAIDI / SAIFI / MAIFI o: 10.3009; SAIDI / SAIFI / MAIFI p: 0; Veg Mgmt q: 0; UG Conductors ss: 10.2973
| NEWARK-NORTHERN RECEIVING STATION #1 | 10424 | 8.757 | 8.757 | 0 | 0 | 8.757 | 0 | g: 115 KV; h: Non-HFTD; i: 0; j: 0; SAIDI / SAIFI / MAIFI k: 0; SAIDI / SAIFI / MAIFI o: 8.757; SAIDI / SAIFI / MAIFI p: 0; Veg Mgmt q: 0; UG Conductors ss: 8.757
| NEWARK-NORTHERN RECEIVING STATION #2 | 10425 | 8.6694 | 8.6694 | 0 | 0 | 8.6694 | 0 | g: 115 KV; h: Non-HFTD; i: 0; j: 0; SAIDI / SAIFI / MAIFI k: 0; SAIDI / SAIFI / MAIFI o: 8.6694; SAIDI / SAIFI / MAIFI p: 0; Veg Mgmt q: 0; UG Conductors ss: 8.6682
| NEWARK-NUMMI | 10237 | 4.9384 | 4.9384 | 0 | 0 | 4.9384 | 0 | g: 115 KV; h: Non-HFTD; i: 0; j: 0; SAIDI / SAIFI / MAIFI k: 0; SAIDI / SAIFI / MAIFI o: 4.9384; SAIDI / SAIFI / MAIFI p: 0; Veg Mgmt q: 0; UG Conductors ss: 4.9371
| NEWARK-RAVENSWOOD | 20177 | 8.9071 | 8.9071 | 0 | 0 | 8.9071 | 0 | g: 230 KV; h: Non-HFTD; i: 0; j: 0; SAIDI / SAIFI / MAIFI k: 0; SAIDI / SAIFI / MAIFI o: 8.9071; SAIDI / SAIFI / MAIFI p: 0; Veg Mgmt q: 0; UG Conductors ss: 8.8999
| NEWARK-SIERRA PAPERBOARD TAP | 60211A | 0.28979 | 0.28979 | 0 | 0 | 0.28979 | 0 | g: 60 KV; h: Non-HFTD; i: 0; j: 0; SAIDI / SAIFI / MAIFI k: 0; SAIDI / SAIFI / MAIFI o: 0.28979; SAIDI / SAIFI / MAIFI p: 0; Veg Mgmt q: 0; UG Conductors ss: 0.27884
| NEWARK-TRIMBLE | 10240 | 12.3634 | 12.3634 | 0 | 0 | 12.3634 | 0 | g: 115 KV; h: Non-HFTD; i: 0; j: 0; SAIDI / SAIFI / MAIFI k: 0; SAIDI / SAIFI / MAIFI o: 12.3634; SAIDI / SAIFI / MAIFI p: 0; Veg Mgmt q: 0; UG Conductors ss: 12.3634
| NEWARK-VALLECITOS | 60164 | 12.3903 | 12.3903 | 0 | 2.2319 | 10.1584 | 0 | g: 60 KV; h: 2.2819; i: 0.12187; j: 0.00026032; SAIDI / SAIFI / MAIFI k: 0.00013034; SAIDI / SAIFI / MAIFI o: 12.3903; SAIDI / SAIFI / MAIFI p: 2.2319; Veg Mgmt q: 0; UG Conductors ss: 10.1487; UG Conductors tt: 2.2313; Detailed OH Inspections aaa: 2
| NICOLAUS-CATLETT JCT | 60165 | 24.6124 | 24.6124 | 0 | 0 | 24.6124 | 0 | g: 60 KV; h: Non-HFTD; i: 0; j: 0; SAIDI / SAIFI / MAIFI k: 0; SAIDI / SAIFI / MAIFI o: 24.6124; SAIDI / SAIFI / MAIFI p: 0; Veg Mgmt q: 0; UG Conductors ss: 24.6124
| NICOLAUS-CATLETT JCT (12KV) | 60165 | 14.1776 | 14.1776 | 0 | 0 | 14.1776 | 0 | g: 60 KV; h: Non-HFTD; i: 0; j: 0; SAIDI / SAIFI / MAIFI k: 0; SAIDI / SAIFI / MAIFI o: 14.1776; SAIDI / SAIFI / MAIFI p: 0; Veg Mgmt q: 0
| NICOLAUS-MARYSVILLE | 60166 | 18.7351 | 18.7351 | 0 | 0 | 18.7351 | 0 | g: 60 KV; h: Non-HFTD; i: 0.16713; j: 0.0021828; SAIDI / SAIFI / MAIFI k: 0; SAIDI / SAIFI / MAIFI o: 18.7351; SAIDI / SAIFI / MAIFI p: 0; Veg Mgmt q: 0; UG Conductors ss: 18.7351
| NICOLAUS-PLAINFIELD | 60403 | 30.6331 | 30.6331 | 0 | 0 | 30.6331 | 0 | g: 60 KV; h: Non-HFTD; i: 0; j: 0; SAIDI / SAIFI / MAIFI k: 0; SAIDI / SAIFI / MAIFI o: 30.6331; SAIDI / SAIFI / MAIFI p: 0; Veg Mgmt q: 0; UG Conductors ss: 30.5956
| NICOLAUS-WILKINS SLOUGH | 60168 | 42.7246 | 42.7246 | 0 | 0 | 42.7246 | 0 | g: 60 KV; h: Non-HFTD; i: 0; j: 0; SAIDI / SAIFI / MAIFI k: 0; SAIDI / SAIFI / MAIFI o: 42.7246; SAIDI / SAIFI / MAIFI p: 0; Veg Mgmt q: 0; UG Conductors ss: 42.6947
| NORTECH-NORTHERN RECEIVING STATION | 10436 | 2.2125 | 2.2125 | 0 | 0 | 2.2125 | 0 | g: 115 KV; h: Non-HFTD; i: 0; j: 0; SAIDI / SAIFI / MAIFI k: 0; SAIDI / SAIFI / MAIFI o: 2.2125; SAIDI / SAIFI / MAIFI p: 0; Veg Mgmt q: 0; UG Conductors ss: 2.1957
| NORTH DUBLIN-CAYETANO | 20197 | 5.827 | 3.0195 | 0 | 3.0195 | 0 | 2.8076 | g: 230 KV; h: 6.2373; i: 0; j: 0; SAIDI / SAIFI / MAIFI k: 0; SAIDI / SAIFI / MAIFI o: 3.0195; SAIDI / SAIFI / MAIFI p: 3.0195; Veg Mgmt q: 0; UG Conductors tt: 3.0195
| NORTH DUBLIN-VINEYARD | 20198 | 23.5394 | 12.4646 | 0 | 4.9014 | 7.5632 | 11.0748 | g: 230 KV; h: Non-HFTD; i: 0; j: 0; SAIDI / SAIFI / MAIFI k: 0; SAIDI / SAIFI / MAIFI o: 12.4646; SAIDI / SAIFI / MAIFI p: 4.9014; Veg Mgmt q: 0; UG Conductors ss: 7.5632; UG Conductors tt: 4.9014
| NORTH TOWER-MARTINEZ JCT #1 (21KV) | 10241 | 2.6057 | 2.6057 | 0 | 1.7526 | 0.85309 | 0 | g: 115 KV; h: 1.3887; i: 0; j: 0; SAIDI / SAIFI / MAIFI k: 0; SAIDI / SAIFI / MAIFI o: 2.6057; SAIDI / SAIFI / MAIFI p: 1.7526; Veg Mgmt q: 0; UG Conductors ss: 0.85309; UG Conductors tt: 1.7105
| NORTHERN RECEIVING STATION-SCOTT #1 | 10426 | 2.0777 | 2.0777 | 0 | 0 | 2.0777 | 0 | g: 115 KV; h: Non-HFTD; i: 0; j: 0; SAIDI / SAIFI / MAIFI k: 0; SAIDI / SAIFI / MAIFI o: 2.0777; SAIDI / SAIFI / MAIFI p: 0; Veg Mgmt q: 0; UG Conductors ss: 2.0777
| NORTHERN RECEIVING STATION-SCOTT #2 | 10427 | 1.982 | 1.982 | 0 | 0 | 1.982 | 0 | g: 115 KV; h: Non-HFTD; i: 0; j: 0; SAIDI / SAIFI / MAIFI k: 0; SAIDI / SAIFI / MAIFI o: 1.982; SAIDI / SAIFI / MAIFI p: 0; Veg Mgmt q: 0; UG Conductors ss: 1.9789
| NOTRE DAME-BUTTE | 10442 | 2.0241 | 2.0241 | 0 | 0 | 2.0241 | 0 | g: 115 KV; h: Non-HFTD; i: 0; j: 0; SAIDI / SAIFI / MAIFI k: 0; SAIDI / SAIFI / MAIFI o: 2.0241; SAIDI / SAIFI / MAIFI p: 0; Veg Mgmt q: 0; UG Conductors ss: 2.0241
| OAK PARK TAP | 60214B | 0.87081 | 0.87081 | 0 | 0 | 0.87081 | 0 | g: 60 KV; h: Non-HFTD; i: 0; j: 0; SAIDI / SAIFI / MAIFI k: 0; SAIDI / SAIFI / MAIFI o: 0.8708; SAIDI / SAIFI / MAIFI p: 0; Veg Mgmt q: 0; UG Conductors ss: 0.87081
| OAKHURST TAP | 10033B | 18.1588 | 18.1588 | 0.8881 | 16.5858 | 0.6849 | 0 | g: 115 KV; h: 29.4008; i: 0; j: 0; SAIDI / SAIFI / MAIFI k: 0; SAIDI / SAIFI / MAIFI o: 18.1588; SAIDI / SAIFI / MAIFI p: 16.5858; Veg Mgmt q: 0.88809; UG Conductors ss: 0.68304; UG Conductors tt: 16.5693; LiDAR Inspections uu: 0.8881; Detailed OH Inspections xx: 13
| OAKLAND C-MARITIME | 10242 | 2.3612 | 2.3612 | 0 | 0 | 2.3612 | 0 | g: 115 KV; h: Non-HFTD; i: 0; j: 0; SAIDI / SAIFI / MAIFI k: 0; SAIDI / SAIFI / MAIFI o: 2.3612; SAIDI / SAIFI / MAIFI p: 0; Veg Mgmt q: 0; UG Conductors ss: 2.3611
| OAKLAND C-TURBINES | 10243 | 0.19401 | 0.19401 | 0 | 0 | 0.19401 | 0 | g: 115 KV; h: Non-HFTD; i: 0; j: 0; SAIDI / SAIFI / MAIFI k: 0; SAIDI / SAIFI / MAIFI o: 0.194; SAIDI / SAIFI / MAIFI p: 0; Veg Mgmt q: 0; UG Conductors ss: 0.19266
| OAKLAND J-GRANT | 10244 | 14.8056 | 14.8056 | 0 | 0 | 14.8056 | 0 | g: 115 KV; h: Non-HFTD; i: 0; j: 0; SAIDI / SAIFI / MAIFI k: 0; SAIDI / SAIFI / MAIFI o: 14.8055; SAIDI / SAIFI / MAIFI p: 0; Veg Mgmt q: 0; UG Conductors ss: 7.4588
| OCEANO-CALLENDER SW STA | 10496 | 4.2186 | 4.2186 | 0 | 2.9983 | 1.2203 | 0 | g: 115 KV; h: 1.3464; i: 0; j: 0; SAIDI / SAIFI / MAIFI k: 0; SAIDI / SAIFI / MAIFI o: 4.2186; SAIDI / SAIFI / MAIFI p: 2.9983; Veg Mgmt q: 0; UG Conductors ss: 1.213; UG Conductors tt: 2.9983
| OIL CITY TAP | 70015D | 0.047644 | 0.047644 | 0 | 0 | 0.047644 | 0 | g: 70 KV; h: Non-HFTD; i: 0; j: 0; SAIDI / SAIFI / MAIFI k: 0; SAIDI / SAIFI / MAIFI o: 0.047644; SAIDI / SAIFI / MAIFI p: 0; Veg Mgmt q: 0; UG Conductors ss: 0.036107
| OILFIELDS-SALINAS RIVER | 60170 | 1.4565 | 1.4565 | 0 | 0 | 1.4565 | 0 | g: 60 KV; h: Non-HFTD; i: 0; j: 0; SAIDI / SAIFI / MAIFI k: 0; SAIDI / SAIFI / MAIFI o: 1.4565; SAIDI / SAIFI / MAIFI p: 0; Veg Mgmt q: 0; UG Conductors ss: 1.4565
| OILFIELDS-SARGENT CANYON | 60171 | 2.0209 | 2.0209 | 0 | 0 | 2.0209 | 0 | g: 60 KV; h: Non-HFTD; i: 0; j: 0; SAIDI / SAIFI / MAIFI k: 0; SAIDI / SAIFI / MAIFI o: 2.0209; SAIDI / SAIFI / MAIFI p: 0; Veg Mgmt q: 0; UG Conductors ss: 2.0209
| OLEUM-G #1 | 10245 | 11.2891 | 11.2891 | 2.0621 | 6.9516 | 2.2753 | 0 | g: 115 KV; h: 44.3565; i: 0; j: 0; SAIDI / SAIFI / MAIFI k: 0; SAIDI / SAIFI / MAIFI o: 11.2891; SAIDI / SAIFI / MAIFI p: 6.9516; Veg Mgmt q: 2.0621; UG Conductors ss: 2.2626; UG Conductors tt: 6.9516; LiDAR Inspections uu: 2.0616; Detailed OH Inspections xx: 12
| OLEUM-G #2 | 10246 | 11.3021 | 11.3021 | 2.0611 | 6.9547 | 2.2863 | 0 | g: 115 KV; h: Non-HFTD; i: 0; j: 0; SAIDI / SAIFI / MAIFI k: 0; SAIDI / SAIFI / MAIFI o: 11.3021; SAIDI / SAIFI / MAIFI p: 6.9547; Veg Mgmt q: 2.0611; UG Conductors ss: 2.2668; UG Conductors tt: 6.9547; LiDAR Inspections uu: 2.0611
| OLEUM-MARTINEZ | 10247 | 10.5019 | 10.5019 | 0 | 7.0325 | 3.4694 | 0 | g: 115 KV; h: 2.2946; i: 0; j: 0; SAIDI / SAIFI / MAIFI k: 0; SAIDI / SAIFI / MAIFI o: 10.5019; SAIDI / SAIFI / MAIFI p: 7.0325; Veg Mgmt q: 0; UG Conductors ss: 3.4694; UG Conductors tt: 7.0273
| OLEUM-NORTH TOWER-CHRISTIE | 10248 | 8.3115 | 8.3115 | 0 | 6.5491 | 1.7624 | 0 | g: 115 KV; h: 0.55087; i: 0; j: 0; SAIDI / SAIFI / MAIFI k: 0.020393; SAIDI / SAIFI / MAIFI o: 8.3115; SAIDI / SAIFI / MAIFI p: 6.5491; Veg Mgmt q: 0; UG Conductors ss: 1.7538; UG Conductors tt: 6.5491
| OLEUM-UNOCAL #1 | 10366 | 0.014939 | 0.014939 | 0 | 0 | 0.014939 | 0 | g: 115 KV; h: Non-HFTD; i: 0; j: 0; SAIDI / SAIFI / MAIFI k: 0; SAIDI / SAIFI / MAIFI o: 0.014938; SAIDI / SAIFI / MAIFI p: 0; Veg Mgmt q: 0; UG Conductors ss: 0.014491
| OLEUM-UNOCAL #2 | 10367 | 0.048502 | 0.048502 | 0 | 0 | 0.048502 | 0 | g: 115 KV; h: Non-HFTD; i: 0; j: 0; SAIDI / SAIFI / MAIFI k: 0; SAIDI / SAIFI / MAIFI o: 0.048501; SAIDI / SAIFI / MAIFI p: 0; Veg Mgmt q: 0; UG Conductors ss: 0.048502
| OLIVE SW STA-SMYRNA | 10488 | 22.0847 | 22.0847 | 0 | 0 | 22.0847 | 0 | g: 115 KV; h: Non-HFTD; i: 0; j: 0; SAIDI / SAIFI / MAIFI k: 0; SAIDI / SAIFI / MAIFI o: 22.0847; SAIDI / SAIFI / MAIFI p: 0; Veg Mgmt q: 0; UG Conductors ss: 11.2738
| ORO FINO TAP | 60065A | 1.3004 | 1.3004 | 1.3004 | 0 | 0 | 0 | g: 60 KV; h: 18.0342; i: 0; j: 0; SAIDI / SAIFI / MAIFI k: 0; SAIDI / SAIFI / MAIFI o: 1.3004; SAIDI / SAIFI / MAIFI p: 0; Veg Mgmt q: 1.3004; Covered Conductor hh: 2; LiDAR Inspections uu: 1.2972; Detailed OH Inspections xx: 21
| ORO LOMA-CANAL #1 | 70062 | 24.5566 | 24.5566 | 0 | 0 | 24.5566 | 0 | g: 70 KV; h: Non-HFTD; i: 0; j: 0; SAIDI / SAIFI / MAIFI k: 0; SAIDI / SAIFI / MAIFI o: 24.5566; SAIDI / SAIFI / MAIFI p: 0; Veg Mgmt q: 0; UG Conductors ss: 24.5118; Detailed OH Inspections yy: 2
| ORO LOMA-MENDOTA | 70063 | 29.5848 | 29.5848 | 0 | 0 | 29.5848 | 0 | g: 70 KV; h: Non-HFTD; i: 0.020019; j: 0.00059574; SAIDI / SAIFI / MAIFI k: 0; SAIDI / SAIFI / MAIFI o: 29.5848; SAIDI / SAIFI / MAIFI p: 0; Veg Mgmt q: 0; UG Conductors ss: 29.4307
| OWENS ILLINOIS TAP | 10451A | 0.67866 | 0.67866 | 0 | 0 | 0.67866 | 0 | g: 115 KV; h: Non-HFTD; i: 0; j: 0; SAIDI / SAIFI / MAIFI k: 0; SAIDI / SAIFI / MAIFI o: 0.67866; SAIDI / SAIFI / MAIFI p: 0; Veg Mgmt q: 0; UG Conductors ss: 0.67866
| OXBOW TAP | 60152A | 0.15039 | 0.15039 | 0.15039 | 0 | 0 | 0 | g: 60 KV; h: 0.19938; i: 0; j: 0; SAIDI / SAIFI / MAIFI k: 0; SAIDI / SAIFI / MAIFI o: 0.15039; SAIDI / SAIFI / MAIFI p: 0; Veg Mgmt q: 0.15039; LiDAR Inspections uu: 0.15039; Detailed OH Inspections xx: 3
| OXFORD TAP | 10256A | 3.8687 | 3.8687 | 0 | 0 | 3.8687 | 0 | g: 115 KV; h: Non-HFTD; i: 0; j: 0; SAIDI / SAIFI / MAIFI k: 0; SAIDI / SAIFI / MAIFI o: 3.8687; SAIDI / SAIFI / MAIFI p: 0; Veg Mgmt q: 0; UG Conductors ss: 3.8599
| PACIFIC ETHANOL TAP | 60211D | 0.67706 | 0.67706 | 0 | 0 | 0.67706 | 0 | g: 60 KV; h: Non-HFTD; i: 0; j: 0; SAIDI / SAIFI / MAIFI k: 0; SAIDI / SAIFI / MAIFI o: 0.67706; SAIDI / SAIFI / MAIFI p: 0; Veg Mgmt q: 0; UG Conductors ss: 0.67063
| PACIFIC LUMBER (SCOTIA) TAP | 60105C | 0.52486 | 0.52486 | 0 | 0 | 0.52486 | 0 | g: 60 KV; h: Non-HFTD; i: 0; j: 0; SAIDI / SAIFI / MAIFI k: 0; SAIDI / SAIFI / MAIFI o: 0.52485; SAIDI / SAIFI / MAIFI p: 0; Veg Mgmt q: 0; UG Conductors ss: 0.52486
| PACIFIC OROVILLE POWER TAP | 60172A | 0.77621 | 0.77621 | 0 | 0 | 0.77621 | 0 | g: 60 KV; h: Non-HFTD; i: 0; j: 0; SAIDI / SAIFI / MAIFI k: 0; SAIDI / SAIFI / MAIFI o: 0.77621; SAIDI / SAIFI / MAIFI p: 0; Veg Mgmt q: 0; UG Conductors ss: 0.77621
| PADRE FLAT SW STA-PANOCHE | 20267 | 33.5751 | 33.5751 | 0 | 0 | 33.5751 | 0 | g: 230 KV; h: Non-HFTD; i: 0; j: 0; SAIDI / SAIFI / MAIFI k: 0; SAIDI / SAIFI / MAIFI o: 33.5751; SAIDI / SAIFI / MAIFI p: 0; Veg Mgmt q: 0; UG Conductors ss: 33.5751
| PALERMO-BOGUE | 10252 | 35.7381 | 35.7381 | 0 | 1.2418 | 34.4963 | 0 | g: 115 KV; h: Non-HFTD; i: 1.6334; j: 0.0028294; SAIDI / SAIFI / MAIFI k: 0; SAIDI / SAIFI / MAIFI o: 35.7381; SAIDI / SAIFI / MAIFI p: 1.2418; Veg Mgmt q: 0; UG Conductors ss: 34.4955; UG Conductors tt: 1.2415; Detailed OH Inspections aaa: 1
| PALERMO-COLGATE | 20108 | 29.6025 | 29.6025 | 0 | 16.8631 | 12.7394 | 0 | g: 230 KV; h: 1.8332; i: 0; j: 0; SAIDI / SAIFI / MAIFI k: 0.00066126; SAIDI / SAIFI / MAIFI o: 29.6025; SAIDI / SAIFI / MAIFI p: 16.8631; Veg Mgmt q: 0; Covered Conductor dd: 1; UG Conductors ss: 12.6721; UG Conductors tt: 16.8631
| PALERMO-NICOLAUS | 10253 | 41.1802 | 41.1802 | 0 | 1.1927 | 39.9875 | 0 | g: 115 KV; h: 2.3008; i: 0; j: 0; SAIDI / SAIFI / MAIFI k: 0.0019641; SAIDI / SAIFI / MAIFI o: 41.1802; SAIDI / SAIFI / MAIFI p: 1.1927; Veg Mgmt q: 0; UG Conductors ss: 39.9513; UG Conductors tt: 1.1927; Detailed OH Inspections aaa: 2
| PALERMO-OROVILLE #1 | 60172 | 6.9667 | 6.9667 | 0 | 1.1833 | 5.7833 | 0 | g: 60 KV; h: 9.4654; i: 0; j: 0; SAIDI / SAIFI / MAIFI k: 0; SAIDI / SAIFI / MAIFI o: 6.9667; SAIDI / SAIFI / MAIFI p: 1.1833; Veg Mgmt q: 0; Covered Conductor dd: 1; Covered Conductor ee: 1; Covered Conductor ff: 2; UG Conductors ss: 5.7802; UG Conductors tt: 1.1833; Detailed OH Inspections aaa: 1
| PALERMO-OROVILLE #2 | 60173 | 10.1333 | 10.1333 | 0 | 2.8588 | 7.2745 | 0 | g: 60 KV; h: 1.6436; i: 0; j: 0; SAIDI / SAIFI / MAIFI k: 0; SAIDI / SAIFI / MAIFI o: 10.1333; SAIDI / SAIFI / MAIFI p: 2.8587; Veg Mgmt q: 0; Covered Conductor ee: 1; UG Conductors ss: 7.1467; UG Conductors tt: 2.8588
| PALERMO-PEASE | 10254 | 26.5263 | 26.5263 | 0 | 1.0828 | 25.4435 | 0 | g: 115 KV; h: Non-HFTD; i: 0.18352; j: 0.00039047; SAIDI / SAIFI / MAIFI k: 0; SAIDI / SAIFI / MAIFI o: 26.5263; SAIDI / SAIFI / MAIFI p: 1.0828; Veg Mgmt q: 0; UG Conductors ss: 25.4435; UG Conductors tt: 1.0804; Detailed OH Inspections aaa: 2
| PALERMO-WYANDOTTE | 10385 | 5.3022 | 5.3022 | 0 | 1.2595 | 4.0428 | 0 | g: 115 KV; h: 2.7277; i: 0; j: 0; SAIDI / SAIFI / MAIFI k: 0; SAIDI / SAIFI / MAIFI o: 5.3022; SAIDI / SAIFI / MAIFI p: 1.2595; Veg Mgmt q: 0; UG Conductors ss: 4.0323; UG Conductors tt: 1.2595
| PANOCHE-CAL PEAK-STARWOOD | 10461 | 0.098954 | 0.098954 | 0 | 0 | 0.098954 | 0 | g: 115 KV; h: Non-HFTD; i: 0; j: 0; SAIDI / SAIFI / MAIFI k: 0; SAIDI / SAIFI / MAIFI o: 0.098951; SAIDI / SAIFI / MAIFI p: 0; Veg Mgmt q: 0; UG Conductors ss: 0.098954
| PANOCHE-EXCELSIOR SW STA #1 | 10506 | 28.5004 | 28.5004 | 0 | 0 | 28.5004 | 0 | g: 115 KV; h: Non-HFTD; i: 0; j: 0; SAIDI / SAIFI / MAIFI k: 8.3635e-05; SAIDI / SAIFI / MAIFI o: 28.5004; SAIDI / SAIFI / MAIFI p: 0; Veg Mgmt q: 0; UG Conductors ss: 28.5004
| PANOCHE-EXCELSIOR SW STA #2 | 10508 | 28.5002 | 28.5002 | 0 | 0 | 28.5002 | 0 | g: 115 KV; h: Non-HFTD; i: 4.2616e-06; j: 1.7757e-07; SAIDI / SAIFI / MAIFI k: 0; SAIDI / SAIFI / MAIFI o: 28.5002; SAIDI / SAIFI / MAIFI p: 0; Veg Mgmt q: 0; UG Conductors ss: 28.4977
| PANOCHE-MENDOTA | 10255 | 10.0834 | 10.0834 | 0 | 0 | 10.0834 | 0 | g: 115 KV; h: Non-HFTD; i: 0; j: 0; SAIDI / SAIFI / MAIFI k: 0; SAIDI / SAIFI / MAIFI o: 10.0834; SAIDI / SAIFI / MAIFI p: 0; Veg Mgmt q: 0; UG Conductors ss: 10.0834
| PANOCHE-ORO LOMA | 10256 | 18.9556 | 18.9556 | 0 | 0 | 18.9556 | 0 | g: 115 KV; h: Non-HFTD; i: 0; j: 0; SAIDI / SAIFI / MAIFI k: 0; SAIDI / SAIFI / MAIFI o: 18.9556; SAIDI / SAIFI / MAIFI p: 0; Veg Mgmt q: 0; UG Conductors ss: 18.932; Detailed OH Inspections aaa: 4
| PANOCHE-PANOCHE ENERGY CENTER | 20230 | 0.093801 | 0.093801 | 0 | 0 | 0.093801 | 0 | g: 230 KV; h: Non-HFTD; i: 0; j: 0; SAIDI / SAIFI / MAIFI k: 0; SAIDI / SAIFI / MAIFI o: 0.093801; SAIDI / SAIFI / MAIFI p: 0; Veg Mgmt q: 0; UG Conductors ss: 0.093801
| PANOCHE-TRANQUILLITY SW STA #1 | 20247 | 12.1427 | 12.1427 | 0 | 0 | 12.1427 | 0 | g: 230 KV; h: Non-HFTD; i: 0; j: 0; SAIDI / SAIFI / MAIFI k: 0; SAIDI / SAIFI / MAIFI o: 12.1427; SAIDI / SAIFI / MAIFI p: 0; Veg Mgmt q: 0; UG Conductors ss: 12.1427
| PANOCHE-TRANQUILLITY SW STA #2 | 20249 | 12.1358 | 12.1358 | 0 | 0 | 12.1358 | 0 | g: 230 KV; h: Non-HFTD; i: 0; j: 0; SAIDI / SAIFI / MAIFI k: 0; SAIDI / SAIFI / MAIFI o: 12.1358; SAIDI / SAIFI / MAIFI p: 0; Veg Mgmt q: 0; UG Conductors ss: 12.1354
| PARADISE-BUTTE | 10399 | 13.5759 | 13.5759 | 0.62372 | 7.5917 | 5.3604 | 0 | g: 115 KV; h: 4.0823; i: 0; j: 0; SAIDI / SAIFI / MAIFI k: 0; SAIDI / SAIFI / MAIFI o: 13.5759; SAIDI / SAIFI / MAIFI p: 7.5917; Veg Mgmt q: 0.62365; UG Conductors ss: 5.2298; UG Conductors tt: 7.5407; LiDAR Inspections uu: 0.62372; Detailed OH Inspections xx: 12
| PARADISE-TABLE MTN | 10400 | 33.721 | 33.721 | 6.7021 | 19.9305 | 7.0884 | 0 | g: 115 KV; h: 3.4127; i: 0; j: 0; SAIDI / SAIFI / MAIFI k: 0; SAIDI / SAIFI / MAIFI o: 33.721; SAIDI / SAIFI / MAIFI p: 19.9305; Veg Mgmt q: 6.7021; Covered Conductor dd: 26; Covered Conductor ee: 2; Covered Conductor gg: 3; Covered Conductor hh: 7; UG Conductors ss: 7.0884; UG Conductors tt: 19.8872; LiDAR Inspections uu: 6.5555; Detailed OH Inspections xx: 77
| PARAMOUNT FARMS TAP | 10049C | 0.56848 | 0.56848 | 0 | 0 | 0.56848 | 0 | g: 115 KV; h: Non-HFTD; i: 0; j: 0; SAIDI / SAIFI / MAIFI k: 0; SAIDI / SAIFI / MAIFI o: 0.56848; SAIDI / SAIFI / MAIFI p: 0; Veg Mgmt q: 0; UG Conductors ss: 0.56848
| PARDEE #1 TAP | 60223A | 4.326 | 4.326 | 0 | 4.326 | 0 | 0 | g: 60 KV; h: 3.341; i: 0; j: 0; SAIDI / SAIFI / MAIFI k: 0; SAIDI / SAIFI / MAIFI o: 4.326; SAIDI / SAIFI / MAIFI p: 4.326; Veg Mgmt q: 0; UG Conductors ss: 0; UG Conductors tt: 4.326
| PARDEE #2 TAP | 60225A | 0.085587 | 0.085587 | 0 | 0.085587 | 0 | 0 | g: 60 KV; h: 2.7363; i: 0; j: 0; SAIDI / SAIFI / MAIFI k: 0; SAIDI / SAIFI / MAIFI o: 0.085587; SAIDI / SAIFI / MAIFI p: 0.085587; Veg Mgmt q: 0; UG Conductors ss: 0; UG Conductors tt: 0.085587
| PARKWAY-MORAGA | 20166 | 23.6382 | 23.6382 | 4.3107 | 12.2414 | 7.0861 | 0 | g: 230 KV; h: 17.5612; i: 0; j: 0; SAIDI / SAIFI / MAIFI k: 0; SAIDI / SAIFI / MAIFI o: 23.6353; SAIDI / SAIFI / MAIFI p: 12.2413; Veg Mgmt q: 4.3078; UG Conductors ss: 7.0839; UG Conductors tt: 12.2414; LiDAR Inspections uu: 4.306; Detailed OH Inspections xx: 21
| PASO ROBLES-TEMPLETON | 70107 | 4.8956 | 4.8956 | 0 | 0 | 4.8956 | 0 | g: 70 KV; h: Non-HFTD; i: 0; j: 0; SAIDI / SAIFI / MAIFI k: 0; SAIDI / SAIFI / MAIFI o: 4.8956; SAIDI / SAIFI / MAIFI p: 0; Veg Mgmt q: 0; UG Conductors ss: 4.8956
| PEABODY-BIRDS LANDING SW STA | 20205 | 19.8516 | 19.8516 | 0 | 0 | 19.8516 | 0 | g: 230 KV; h: Non-HFTD; i: 0; j: 0; SAIDI / SAIFI / MAIFI k: 0; SAIDI / SAIFI / MAIFI o: 19.8516; SAIDI / SAIFI / MAIFI p: 0; Veg Mgmt q: 0; UG Conductors ss: 19.8484
| PEACHTON-PEASE | 60408 | 16.3423 | 16.3423 | 0 | 0 | 16.3423 | 0 | g: 60 KV; h: Non-HFTD; i: 0; j: 0; SAIDI / SAIFI / MAIFI k: 0; SAIDI / SAIFI / MAIFI o: 16.3422; SAIDI / SAIFI / MAIFI p: 0; Veg Mgmt q: 0; UG Conductors ss: 16.3384
| PEASE-HARTER | 60175 | 15.88 | 15.88 | 0 | 0 | 15.88 | 0 | g: 60 KV; h: Non-HFTD; i: 0; j: 0; SAIDI / SAIFI / MAIFI k: 0; SAIDI / SAIFI / MAIFI o: 15.88; SAIDI / SAIFI / MAIFI p: 0; Veg Mgmt q: 0; UG Conductors ss: 15.88
| PEASE-MARYSVILLE-HARTER | 60176 | 10.3054 | 10.3054 | 0 | 0 | 10.3054 | 0 | g: 60 KV; h: Non-HFTD; i: 0; j: 0; SAIDI / SAIFI / MAIFI k: 0; SAIDI / SAIFI / MAIFI o: 10.3054; SAIDI / SAIFI / MAIFI p: 0; Veg Mgmt q: 0; UG Conductors ss: 10.3054
| PEASE-RIO OSO | 10259 | 27.6133 | 27.6133 | 0 | 0 | 27.6133 | 0 | g: 115 KV; h: Non-HFTD; i: 0.07021; j: 0.0028926; SAIDI / SAIFI / MAIFI k: 0.0046418; SAIDI / SAIFI / MAIFI o: 27.6133; SAIDI / SAIFI / MAIFI p: 0; Veg Mgmt q: 0; UG Conductors ss: 27.6133
| PENN ZIER TAP | 70015E | 4.9932 | 4.9932 | 0 | 0 | 4.9932 | 0 | g: 70 KV; h: Non-HFTD; i: 0; j: 0; SAIDI / SAIFI / MAIFI k: 0; SAIDI / SAIFI / MAIFI o: 4.9932; SAIDI / SAIFI / MAIFI p: 0; Veg Mgmt q: 0; UG Conductors ss: 4.9772
| PENNGROVE SUB TAP | 10380A | 0.80623 | 0.80623 | 0 | 0 | 0.80623 | 0 | g: 115 KV; h: Non-HFTD; i: 0; j: 0; SAIDI / SAIFI / MAIFI k: 0; SAIDI / SAIFI / MAIFI o: 0.80623; SAIDI / SAIFI / MAIFI p: 0; Veg Mgmt q: 0; UG Conductors ss: 0.80623
| PENTLAND TAP | 70057C | 0.55001 | 0.55001 | 0 | 0 | 0.55001 | 0 | g: 70 KV; h: Non-HFTD; i: 0; j: 0; SAIDI / SAIFI / MAIFI k: 0; SAIDI / SAIFI / MAIFI o: 0.55001; SAIDI / SAIFI / MAIFI p: 0; Veg Mgmt q: 0; UG Conductors ss: 0.55001
| PEORIA TAP | 10165A | 0.84769 | 0.84769 | 0 | 0.84769 | 0 | 0 | g: 115 KV; h: 4.2207; i: 0; j: 0; SAIDI / SAIFI / MAIFI k: 0; SAIDI / SAIFI / MAIFI o: 0.84769; SAIDI / SAIFI / MAIFI p: 0.84769; Veg Mgmt q: 0; Covered Conductor dd: 1; Covered Conductor ff: 1; UG Conductors tt: 0.84769
| PERMANENTE #1 TAP | 60159A | 0.31463 | 0.31463 | 0 | 0.12965 | 0.18498 | 0 | g: 60 KV; h: 0.057521; i: 0; j: 0; SAIDI / SAIFI / MAIFI k: 0; SAIDI / SAIFI / MAIFI o: 0.31463; SAIDI / SAIFI / MAIFI p: 0.12965; Veg Mgmt q: 0; UG Conductors ss: 0.18498; UG Conductors tt: 0.12965; Detailed OH Inspections aaa: 1
| PERMANENTE #2 TAP | 60159B | 0.50841 | 0.50841 | 0 | 0.3392 | 0.16921 | 0 | g: 60 KV; h: 0.060533; i: 0; j: 0; SAIDI / SAIFI / MAIFI k: 0; SAIDI / SAIFI / MAIFI o: 0.50841; SAIDI / SAIFI / MAIFI p: 0.3392; Veg Mgmt q: 0; Covered Conductor ff: 1; UG Conductors ss: 0.16578; UG Conductors tt: 0.3392
| PHILO JCT-ELK | 60390 | 37.251 | 37.251 | 0 | 32.9485 | 4.3025 | 0 | g: 60 KV; h: 23.4827; i: 0; j: 0; SAIDI / SAIFI / MAIFI k: 0; SAIDI / SAIFI / MAIFI o: 37.2502; SAIDI / SAIFI / MAIFI p: 32.9422; Veg Mgmt q: 0; Covered Conductor dd: 14; Covered Conductor ee: 34; Covered Conductor ff: 37; UG Conductors ss: 4.3025; UG Conductors tt: 32.8718
| PIERCY-METCALF | 10390 | 4.7218 | 4.7218 | 0 | 0 | 4.7218 | 0 | g: 115 KV; h: Non-HFTD; i: 0; j: 0; SAIDI / SAIFI / MAIFI k: 0; SAIDI / SAIFI / MAIFI o: 4.7218; SAIDI / SAIFI / MAIFI p: 0; Veg Mgmt q: 0; UG Conductors ss: 4.7144
| PINE GROVE TAP | 60236A | 2.6689 | 2.6689 | 0.48131 | 2.1876 | 0 | 0 | g: 60 KV; h: 10.4957; i: 0; j: 0; SAIDI / SAIFI / MAIFI k: 0; SAIDI / SAIFI / MAIFI o: 2.6689; SAIDI / SAIFI / MAIFI p: 2.1876; Veg Mgmt q: 0.4813; Covered Conductor hh: 1; UG Conductors ss: -1.118e-07; UG Conductors tt: 2.1876; LiDAR Inspections uu: 0.48131; Detailed OH Inspections xx: 11
| PIT #1-COTTONWOOD | 20111 | 59.7517 | 59.7517 | 7.6238 | 42.0374 | 10.0905 | 0 | g: 230 KV; h: 6.9812; i: 0; j: 0; SAIDI / SAIFI / MAIFI k: 0; SAIDI / SAIFI / MAIFI o: 59.7517; SAIDI / SAIFI / MAIFI p: 42.0374; Veg Mgmt q: 7.6237; Covered Conductor ee: 1; Covered Conductor hh: 1; UG Conductors ss: 10.0905; UG Conductors tt: 42.0374; LiDAR Inspections uu: 7.6214; Detailed OH Inspections xx: 81
| PIT #1-HAT CREEK #2-BURNEY | 60099 | 12.959 | 12.959 | 0 | 10.6289 | 2.3301 | 0 | g: 60 KV; h: 4.9108; i: 0.0055978; j: 0.0004306; SAIDI / SAIFI / MAIFI k: 0; SAIDI / SAIFI / MAIFI o: 12.959; SAIDI / SAIFI / MAIFI p: 10.6289; Veg Mgmt q: 0; UG Conductors ss: 2.3263; UG Conductors tt: 10.5764
| PIT #1-MCARTHUR | 60178 | 7.3002 | 7.3002 | 0 | 3.0815 | 4.2187 | 0 | g: 60 KV; h: 0.11379; i: 0; j: 0; SAIDI / SAIFI / MAIFI k: 0; SAIDI / SAIFI / MAIFI o: 7.3002; SAIDI / SAIFI / MAIFI p: 3.0815; Veg Mgmt q: 0; Covered Conductor dd: 18; Covered Conductor ee: 5; UG Conductors ss: 4.2187; UG Conductors tt: 3.0317
| PIT #3-CARBERRY SW STA | 20229 | 10.9081 | 10.9081 | 0 | 9.1814 | 1.7267 | 0 | g: 230 KV; h: 0.23419; i: 0; j: 0; SAIDI / SAIFI / MAIFI k: 0; SAIDI / SAIFI / MAIFI o: 10.9081; SAIDI / SAIFI / MAIFI p: 9.1814; Veg Mgmt q: 0; UG Conductors ss: 1.7018; UG Conductors tt: 9.1466
| PIT #3-PIT #1 | 20112 | 22.6854 | 22.6854 | 0 | 19.3248 | 3.3605 | 0 | g: 230 KV; h: 3.2841; i: 0.11649; j: 0.0010292; SAIDI / SAIFI / MAIFI k: 0; SAIDI / SAIFI / MAIFI o: 22.6854; SAIDI / SAIFI / MAIFI p: 19.3248; Veg Mgmt q: 0; UG Conductors ss: 3.3357; UG Conductors tt: 19.3248
| PIT #4 TAP | 20115B | 7.0302 | 7.0302 | 0 | 7.0302 | 0 | 0 | g: 230 KV; h: 0.013; i: 0; j: 0; SAIDI / SAIFI / MAIFI k: 0; SAIDI / SAIFI / MAIFI o: 7.0302; SAIDI / SAIFI / MAIFI p: 7.0302; Veg Mgmt q: 0; UG Conductors tt: 7.0097; Detailed OH Inspections ddd: 1
| PIT #5-ROUND MTN #1 | 20114 | 13.1235 | 13.1235 | 0 | 13.1235 | 0 | 0 | g: 230 KV; h: 0.24415; i: 0; j: 0; SAIDI / SAIFI / MAIFI k: 0; SAIDI / SAIFI / MAIFI o: 13.1235; SAIDI / SAIFI / MAIFI p: 13.1235; Veg Mgmt q: 0; Covered Conductor ee: 5; Covered Conductor ff: 26; UG Conductors tt: 13.1235
| PIT #5-ROUND MTN #2 | 20115 | 13.1072 | 13.1072 | 0 | 13.1072 | 0 | 0 | g: 230 KV; h: 0.44871; i: 0; j: 0; SAIDI / SAIFI / MAIFI k: 0; SAIDI / SAIFI / MAIFI o: 13.1072; SAIDI / SAIFI / MAIFI p: 13.1072; Veg Mgmt q: 0; Covered Conductor dd: 3; Covered Conductor ee: 10; Covered Conductor ff: 30; UG Conductors tt: 13.1067
| PIT #6 JCT-ROUND MTN | 20116 | 8.153 | 8.153 | 0 | 8.153 | 0 | 0 | g: 230 KV; h: 0.1544; i: 0; j: 0; SAIDI / SAIFI / MAIFI k: 0; SAIDI / SAIFI / MAIFI o: 8.153; SAIDI / SAIFI / MAIFI p: 8.153; Veg Mgmt q: 0; Covered Conductor ee: 8; Covered Conductor ff: 40; UG Conductors tt: 8.148; Detailed OH Inspections ddd: 2
| PIT #6 TAP | 20116A | 3.4294 | 3.4294 | 0 | 3.4294 | 0 | 0 | g: 230 KV; h: 0.0088581; i: 0; j: 0; SAIDI / SAIFI / MAIFI k: 0; SAIDI / SAIFI / MAIFI o: 3.4294; SAIDI / SAIFI / MAIFI p: 3.4294; Veg Mgmt q: 0; Covered Conductor dd: 9; Covered Conductor ee: 4; Covered Conductor ff: 8; UG Conductors tt: 3.4294
| PIT #7 TAP | 20116B | 3.5899 | 3.5899 | 0 | 3.5899 | 0 | 0 | g: 230 KV; h: 0.047068; i: 0; j: 0; SAIDI / SAIFI / MAIFI k: 0; SAIDI / SAIFI / MAIFI o: 3.5899; SAIDI / SAIFI / MAIFI p: 3.5899; Veg Mgmt q: 0; Covered Conductor dd: 9; UG Conductors tt: 3.5503
| PITTSBURG #1 TAP (NO FLY) | 60047A | 1.1517 | 1.1517 | 0 | 0 | 1.1517 | 0 | g: 60 KV; h: Non-HFTD; i: 0; j: 0; SAIDI / SAIFI / MAIFI k: 0; SAIDI / SAIFI / MAIFI o: 1.1517; SAIDI / SAIFI / MAIFI p: 0; Veg Mgmt q: 0; UG Conductors ss: 1.1517
| PITTSBURG #2 TAP | 60238A | 1.1863 | 1.1863 | 0 | 0 | 1.1863 | 0 | g: 60 KV; h: Non-HFTD; i: 0; j: 0; SAIDI / SAIFI / MAIFI k: 0; SAIDI / SAIFI / MAIFI o: 1.1863; SAIDI / SAIFI / MAIFI p: 0; Veg Mgmt q: 0; UG Conductors ss: 1.1686
| PITTSBURG-CLAYTON #1 | 10260 | 16.8196 | 16.8196 | 0 | 6.0125 | 10.807 | 0 | g: 115 KV; h: 0.18406; i: 0; j: 0; SAIDI / SAIFI / MAIFI k: 0; SAIDI / SAIFI / MAIFI o: 16.8196; SAIDI / SAIFI / MAIFI p: 6.0125; Veg Mgmt q: 0; UG Conductors ss: 5.4297; UG Conductors tt: 3.2125
| PITTSBURG-CLAYTON #3 | 10262 | 8.4097 | 8.4097 | 0 | 2.9108 | 5.4988 | 0 | g: 115 KV; h: 0.17622; i: 0; j: 0; SAIDI / SAIFI / MAIFI k: 0; SAIDI / SAIFI / MAIFI o: 0.27792; SAIDI / SAIFI / MAIFI p: 0; Veg Mgmt q: 0; UG Conductors ss: 5.4967; UG Conductors tt: 2.9108
| PITTSBURG-CLAYTON #4 | 10429 | 8.3221 | 8.3221 | 0 | 2.9128 | 5.4093 | 0 | g: 115 KV; h: 0.13023; i: 0; j: 0; SAIDI / SAIFI / MAIFI k: 0; SAIDI / SAIFI / MAIFI o: 0.32544; SAIDI / SAIFI / MAIFI p: 0; Veg Mgmt q: 0; UG Conductors ss: 5.4093; UG Conductors tt: 2.9115
| PITTSBURG-COLUMBIA STEEL | 10263 | 9.233 | 9.233 | 0 | 1.212 | 8.021 | 0 | g: 115 KV; h: 0.30666; i: 0; j: 0; SAIDI / SAIFI / MAIFI k: 0; SAIDI / SAIFI / MAIFI o: 9.233; SAIDI / SAIFI / MAIFI p: 1.212; Veg Mgmt q: 0; UG Conductors ss: 8.021; UG Conductors tt: 1.1724
| PITTSBURG-EASTSHORE | 20184 | 34.9158 | 34.9158 | 11.9054 | 7.7805 | 15.2299 | 0 | g: 230 KV; h: 0.16114; i: 0; j: 0; SAIDI / SAIFI / MAIFI k: 0; SAIDI / SAIFI / MAIFI o: 34.9158; SAIDI / SAIFI / MAIFI p: 7.7805; Veg Mgmt q: 11.9054; UG Conductors ss: 15.2299; UG Conductors tt: 7.7805; LiDAR Inspections uu: 11.8982
| PITTSBURG-KIRKER-COLUMBIA STEEL | 10411 | 9.2572 | 9.2572 | 0 | 1.134 | 8.1232 | 0 | g: 115 KV; h: Non-HFTD; i: 0; j: 0; SAIDI / SAIFI / MAIFI k: 0; SAIDI / SAIFI / MAIFI o: 9.2572; SAIDI / SAIFI / MAIFI p: 1.134; Veg Mgmt q: 0; UG Conductors ss: 8.0889; UG Conductors tt: 1.134
| PITTSBURG-LOS MEDANOS #1 | 10406 | 1.4247 | 0.54405 | 0 | 0 | 0.54405 | 0.88067 | g: 115 KV; h: Non-HFTD; i: 0; j: 0; SAIDI / SAIFI / MAIFI k: 0; SAIDI / SAIFI / MAIFI o: 0.54406; SAIDI / SAIFI / MAIFI p: 0; Veg Mgmt q: 0; UG Conductors ss: 0.54367
| PITTSBURG-LOS MEDANOS #2 | 10407 | 1.4333 | 0.54254 | 0 | 0 | 0.54254 | 0.89073 | g: 115 KV; h: Non-HFTD; i: 0; j: 0; SAIDI / SAIFI / MAIFI k: 0; SAIDI / SAIFI / MAIFI o: 0.54255; SAIDI / SAIFI / MAIFI p: 0; Veg Mgmt q: 0; UG Conductors ss: 0.54254
| PITTSBURG-MARTINEZ #1 | 10265 | 17.2266 | 17.2266 | 0 | 0.33844 | 16.8882 | 0 | g: 115 KV; h: 0.29045; i: 0.032334; j: 0.0010954; SAIDI / SAIFI / MAIFI k: 0; SAIDI / SAIFI / MAIFI o: 17.2244; SAIDI / SAIFI / MAIFI p: 0.3384; Veg Mgmt q: 0; UG Conductors ss: 16.3352; UG Conductors tt: 0.33844
| PITTSBURG-MARTINEZ #2 | 10266 | 15.8288 | 15.8288 | 0 | 0.38286 | 15.446 | 0 | g: 115 KV; h: Non-HFTD; i: 0; j: 0; SAIDI / SAIFI / MAIFI k: 0; SAIDI / SAIFI / MAIFI o: 15.8288; SAIDI / SAIFI / MAIFI p: 0.38281; Veg Mgmt q: 0; UG Conductors ss: 15.446; UG Conductors tt: 0.35924
| PITTSBURG-SAN MATEO | 20185 | 47.3987 | 47.3987 | 11.8928 | 7.7818 | 27.7241 | 0 | g: 230 KV; h: 17.4633; i: 0; j: 0; SAIDI / SAIFI / MAIFI k: 0; SAIDI / SAIFI / MAIFI o: 47.3987; SAIDI / SAIFI / MAIFI p: 7.7818; Veg Mgmt q: 11.8928; UG Conductors ss: 27.72; UG Conductors tt: 7.7818; LiDAR Inspections uu: 11.8928; Detailed OH Inspections xx: 46
| PITTSBURG-SAN RAMON | 20121 | 21.6554 | 21.6554 | 6.0991 | 7.7043 | 7.8519 | 0 | g: 230 KV; h: 7.3574; i: 0; j: 0; SAIDI / SAIFI / MAIFI k: 0; SAIDI / SAIFI / MAIFI o: 21.6554; SAIDI / SAIFI / MAIFI p: 7.7043; Veg Mgmt q: 6.0991; UG Conductors ss: 7.8489; UG Conductors tt: 7.7043; LiDAR Inspections uu: 6.0991; Detailed OH Inspections xx: 24
| PITTSBURG-TASSAJARA | 20119 | 17.3617 | 17.3617 | 6.1067 | 6.6458 | 4.6091 | 0 | g: 230 KV; h: 0.13642; i: 0; j: 0; SAIDI / SAIFI / MAIFI k: 0; SAIDI / SAIFI / MAIFI o: 17.3617; SAIDI / SAIFI / MAIFI p: 6.6458; Veg Mgmt q: 6.1067; UG Conductors ss: 4.6091; UG Conductors tt: 6.6458; LiDAR Inspections uu: 6.1018
| PITTSBURG-TESLA #1 | 20123 | 31.3456 | 31.3456 | 0 | 17.9956 | 13.35 | 0 | g: 230 KV; h: 0.41465; i: 0; j: 0; SAIDI / SAIFI / MAIFI k: 0; SAIDI / SAIFI / MAIFI o: 31.3456; SAIDI / SAIFI / MAIFI p: 17.9955; Veg Mgmt q: 0; UG Conductors ss: 13.35; UG Conductors tt: 17.9852
| PITTSBURG-TESLA #2 | 20124 | 31.3194 | 31.3194 | 0 | 18.0322 | 13.2872 | 0 | g: 230 KV; h: -0.0041211; i: 0; j: 0; SAIDI / SAIFI / MAIFI k: 0; SAIDI / SAIFI / MAIFI o: 31.3194; SAIDI / SAIFI / MAIFI p: 18.0322; Veg Mgmt q: 0; UG Conductors ss: 13.2673; UG Conductors tt: 18.0322
| PITTSBURG-TESORO | 20208 | 11.2725 | 11.2725 | 0 | 0 | 11.2725 | 0 | g: 230 KV; h: Non-HFTD; i: 0; j: 0; SAIDI / SAIFI / MAIFI k: 0; SAIDI / SAIFI / MAIFI o: 11.2725; SAIDI / SAIFI / MAIFI p: 0; Veg Mgmt q: 0; UG Conductors ss: 11.2725
| PITTSBURG-TIDEWATER | 20125 | 11.2668 | 11.2668 | 0 | 0 | 11.2668 | 0 | g: 230 KV; h: Non-HFTD; i: 0; j: 0; SAIDI / SAIFI / MAIFI k: 0; SAIDI / SAIFI / MAIFI o: 11.2668; SAIDI / SAIFI / MAIFI p: 0; Veg Mgmt q: 0; UG Conductors ss: 11.2668
| PLACER-DEL MAR | 60179 | 10.8099 | 10.8099 | 0 | 4.5177 | 6.2922 | 0 | g: 60 KV; h: 8.2166; i: 0.125; j: 0.0014978; SAIDI / SAIFI / MAIFI k: 0; SAIDI / SAIFI / MAIFI o: 10.8099; SAIDI / SAIFI / MAIFI p: 4.5177; Veg Mgmt q: 0; Covered Conductor ee: 6; UG Conductors ss: 6.2844; UG Conductors tt: 4.5177
| PLACER-GOLD HILL #1 | 10267 | 20.6661 | 20.6661 | 0 | 9.9202 | 10.7459 | 0 | g: 115 KV; h: 9.0971; i: 0; j: 0; SAIDI / SAIFI / MAIFI k: 0; SAIDI / SAIFI / MAIFI o: 20.6661; SAIDI / SAIFI / MAIFI p: 9.9202; Veg Mgmt q: 0; UG Conductors ss: 10.7214; UG Conductors tt: 9.9202
| PLACER-GOLD HILL #2 | 10369 | 20.6711 | 20.6711 | 0 | 9.9151 | 10.756 | 0 | g: 115 KV; h: 2.0362; i: 0; j: 0; SAIDI / SAIFI / MAIFI k: 0; SAIDI / SAIFI / MAIFI o: 20.6711; SAIDI / SAIFI / MAIFI p: 9.9151; Veg Mgmt q: 0; UG Conductors ss: 10.756; UG Conductors tt: 9.9017; Detailed OH Inspections zz: 1
| PLUMAS-SIERRA TAP | 60017A | 0.75171 | 0.75171 | 0.013703 | 0.058861 | 0.67915 | 0 | g: 60 KV; h: 0.65014; i: 0; j: 0; SAIDI / SAIFI / MAIFI k: 0; SAIDI / SAIFI / MAIFI o: 0.75171; SAIDI / SAIFI / MAIFI p: 0.058857; Veg Mgmt q: 0.013701; UG Conductors ss: 0.67915; UG Conductors tt: 0.058861; LiDAR Inspections uu: 0.013703; Detailed OH Inspections xx: 1
| POE-RIO OSO | 20126 | 56.0904 | 56.0904 | 4.4117 | 14.0119 | 37.6668 | 0 | g: 230 KV; h: 6.3149; i: 0; j: 0; SAIDI / SAIFI / MAIFI k: 0; SAIDI / SAIFI / MAIFI o: 56.0904; SAIDI / SAIFI / MAIFI p: 14.0118; Veg Mgmt q: 4.4117; UG Conductors ss: 37.6668; UG Conductors tt: 14.0119; LiDAR Inspections uu: 4.4009; Detailed OH Inspections xx: 35
| POINT PINOLE TAP | 10313B | 1.3041 | 1.3041 | 0 | 0 | 1.3041 | 0 | g: 115 KV; h: Non-HFTD; i: 0; j: 0; SAIDI / SAIFI / MAIFI k: 0; SAIDI / SAIFI / MAIFI o: 0.31077; SAIDI / SAIFI / MAIFI p: 0; Veg Mgmt q: 0; UG Conductors ss: 1.3041
| PORT COSTA BRICK TAP | 60027A | 1.8907 | 1.8907 | 0 | 1.8772 | 0.013465 | 0 | g: 60 KV; h: 0.99303; i: 0; j: 0; SAIDI / SAIFI / MAIFI k: 0; SAIDI / SAIFI / MAIFI o: 1.8907; SAIDI / SAIFI / MAIFI p: 1.8772; Veg Mgmt q: 0; Covered Conductor ee: 2; Covered Conductor ff: 3; UG Conductors ss: 0.013465; UG Conductors tt: 1.8761
| POST OFFICE TAP | 10350B | 0.75217 | 0.75217 | 0 | 0 | 0.75217 | 0 | g: 115 KV; h: Non-HFTD; i: 0; j: 0; SAIDI / SAIFI / MAIFI k: 0; SAIDI / SAIFI / MAIFI o: 0.75217; SAIDI / SAIFI / MAIFI p: 0; Veg Mgmt q: 0; UG Conductors ss: 0.74608
| POTTER VALLEY-MENDOCINO | 60180 | 10.9416 | 10.9416 | 0 | 8.3795 | 2.5621 | 0 | g: 60 KV; h: 9.219; i: 0; j: 0; SAIDI / SAIFI / MAIFI k: 0; SAIDI / SAIFI / MAIFI o: 10.9416; SAIDI / SAIFI / MAIFI p: 8.3795; Veg Mgmt q: 0; Covered Conductor ff: 3; UG Conductors ss: 2.5535; UG Conductors tt: 8.3795
| POTTER VALLEY-WILLITS | 60181 | 13.1581 | 13.1581 | 5.5076 | 6.3608 | 1.2897 | 0 | g: 60 KV; h: 10.6377; i: 0; j: 0; SAIDI / SAIFI / MAIFI k: 0; SAIDI / SAIFI / MAIFI o: 13.1581; SAIDI / SAIFI / MAIFI p: 6.3608; Veg Mgmt q: 5.5076; Covered Conductor dd: 4; Covered Conductor ee: 6; Covered Conductor ff: 1; Covered Conductor gg: 2; Covered Conductor hh: 5; Poles ii: 5; UG Conductors ss: 1.2897; UG Conductors tt: 6.3608; LiDAR Inspections uu: 5.4835; Detailed OH Inspections xx: 61
| PSE MCKITTRICK TAP | 10191B | 5.2117 | 5.2117 | 0 | 0 | 5.2117 | 0 | g: 115 KV; h: Non-HFTD; i: 0; j: 0; SAIDI / SAIFI / MAIFI k: 0; SAIDI / SAIFI / MAIFI o: 5.2117; SAIDI / SAIFI / MAIFI p: 0; Veg Mgmt q: 0; UG Conductors ss: 5.2117
| P-X #1 | 10249U | 4.0111 | 0 | 0 | 0 | 0 | 4.0111 | g: 115 KV; h: Non-HFTD; i: 0; j: 0; SAIDI / SAIFI / MAIFI k: 0; SAIDI / SAIFI / MAIFI o: 0; SAIDI / SAIFI / MAIFI p: 0; Veg Mgmt q: 0
| P-X #2 | 10250U | 0.27955 | 0.27955 | 0 | 0 | 0.27955 | 0 | g: 115 KV; h: Non-HFTD; i: 0; j: 0; SAIDI / SAIFI / MAIFI k: 0; SAIDI / SAIFI / MAIFI o: 0.27955; SAIDI / SAIFI / MAIFI p: 0; Veg Mgmt q: 0; UG Conductors ss: 0.27955
| P-X #2 (UNDERGROUND) | 10250U | 3.9525 | 0 | 0 | 0 | 0 | 3.9525 | g: 115 KV; h: Non-HFTD; i: 0; j: 0; SAIDI / SAIFI / MAIFI k: 0; SAIDI / SAIFI / MAIFI o: 3.9525; SAIDI / SAIFI / MAIFI p: 0; Veg Mgmt q: 0
| QUEBEC TAP | 10041A | 4.3465 | 4.3465 | 0 | 0 | 4.3465 | 0 | g: 115 KV; h: Non-HFTD; i: 0; j: 0; SAIDI / SAIFI / MAIFI k: 0; SAIDI / SAIFI / MAIFI o: 4.3465; SAIDI / SAIFI / MAIFI p: 0; Veg Mgmt q: 0; UG Conductors ss: 4.3465
| QUINTO SW STA-WESTLEY | 20245 | 57.5511 | 57.5511 | 0 | 6.8127 | 50.7384 | 0 | g: 230 KV; h: 0.089119; i: 0; j: 0; SAIDI / SAIFI / MAIFI k: 0; SAIDI / SAIFI / MAIFI o: 57.5511; SAIDI / SAIFI / MAIFI p: 6.8127; Veg Mgmt q: 0; UG Conductors ss: 27.1112; UG Conductors tt: 3.4067
| RACETRACK TAP | 10165C | 3.5478 | 3.5478 | 0 | 3.5478 | 0 | 0 | g: 115 KV; h: 2.9299; i: 0; j: 0; SAIDI / SAIFI / MAIFI k: 0; SAIDI / SAIFI / MAIFI o: 3.5478; SAIDI / SAIFI / MAIFI p: 3.5478; Veg Mgmt q: 0; Covered Conductor ff: 4; UG Conductors tt: 3.5397
| RADUM-LIVERMORE | 60391 | 4.659 | 4.659 | 0 | 0 | 4.659 | 0 | g: 60 KV; h: Non-HFTD; i: 0; j: 0; SAIDI / SAIFI / MAIFI k: 0; SAIDI / SAIFI / MAIFI o: 4.659; SAIDI / SAIFI / MAIFI p: 0; Veg Mgmt q: 0; UG Conductors ss: 4.658
| RADUM-VALLECITOS | 60392 | 10.6217 | 10.6217 | 0 | 0 | 10.6217 | 0 | g: 60 KV; h: Non-HFTD; i: 0; j: 0; SAIDI / SAIFI / MAIFI k: 0; SAIDI / SAIFI / MAIFI o: 10.6217; SAIDI / SAIFI / MAIFI p: 0; Veg Mgmt q: 0; UG Conductors ss: 10.6152; Detailed OH Inspections yy: 1
| RAINBOW TAP | 10129A | 2.5875 | 2.5875 | 0 | 0 | 2.5875 | 0 | g: 115 KV; h: Non-HFTD; i: 0; j: 0; SAIDI / SAIFI / MAIFI k: 0; SAIDI / SAIFI / MAIFI o: 2.5875; SAIDI / SAIFI / MAIFI p: 0; Veg Mgmt q: 0; UG Conductors ss: 2.5875
| RALPH TAP | 20064A | 0.058228 | 0.058228 | 0 | 0 | 0.058228 | 0 | g: 230 KV; h: Non-HFTD; i: 0; j: 0; SAIDI / SAIFI / MAIFI k: 0; SAIDI / SAIFI / MAIFI o: 0.058227; SAIDI / SAIFI / MAIFI p: 0; Veg Mgmt q: 0; UG Conductors ss: 0.058228
| RANCHERS COTTON TAP | 10157A | 2.0952 | 2.0952 | 0 | 0 | 2.0952 | 0 | g: 115 KV; h: Non-HFTD; i: 0.0078514; j: 0.00029725; SAIDI / SAIFI / MAIFI k: 0; SAIDI / SAIFI / MAIFI o: 2.0952; SAIDI / SAIFI / MAIFI p: 0; Veg Mgmt q: 0; UG Conductors ss: 2.0946
| RANCHO SECO-BELLOTA #1 | 20127 | 27.3879 | 27.3879 | 0 | 0 | 27.3879 | 0 | g: 230 KV; h: Non-HFTD; i: 0; j: 0; SAIDI / SAIFI / MAIFI k: 0; SAIDI / SAIFI / MAIFI o: 27.3879; SAIDI / SAIFI / MAIFI p: 0; Veg Mgmt q: 0; UG Conductors ss: 27.3879
| RANCHO SECO-BELLOTA #2 | 20128 | 27.3636 | 27.3636 | 0 | 0 | 27.3636 | 0 | g: 230 KV; h: Non-HFTD; i: 0; j: 0; SAIDI / SAIFI / MAIFI k: 0; SAIDI / SAIFI / MAIFI o: 27.3635; SAIDI / SAIFI / MAIFI p: 0; Veg Mgmt q: 0; UG Conductors ss: 27.3586
| RAVENSWOOD-AMES #1 | 10270 | 7.0737 | 7.0737 | 0 | 0 | 7.0737 | 0 | g: 115 KV; h: Non-HFTD; i: 0; j: 0; SAIDI / SAIFI / MAIFI k: 0; SAIDI / SAIFI / MAIFI o: 7.0737; SAIDI / SAIFI / MAIFI p: 0; Veg Mgmt q: 0; UG Conductors ss: 7.0635
| RAVENSWOOD-AMES #2 | 10271 | 7.0856 | 7.0856 | 0 | 0 | 7.0856 | 0 | g: 115 KV; h: Non-HFTD; i: 0; j: 0; SAIDI / SAIFI / MAIFI k: 0; SAIDI / SAIFI / MAIFI o: 7.0856; SAIDI / SAIFI / MAIFI p: 0; Veg Mgmt q: 0; UG Conductors ss: 7.0638
| RAVENSWOOD-BAIR #1 | 10272 | 7.4274 | 7.4274 | 0 | 0 | 7.4274 | 0 | g: 115 KV; h: Non-HFTD; i: 0; j: 0; SAIDI / SAIFI / MAIFI k: 0; SAIDI / SAIFI / MAIFI o: 7.4274; SAIDI / SAIFI / MAIFI p: 0; Veg Mgmt q: 0; UG Conductors ss: 7.4216
| RAVENSWOOD-BAIR #2 | 10412 | 11.2877 | 11.2877 | 0 | 0 | 11.2877 | 0 | g: 115 KV; h: Non-HFTD; i: 0; j: 0; SAIDI / SAIFI / MAIFI k: 0; SAIDI / SAIFI / MAIFI o: 11.2877; SAIDI / SAIFI / MAIFI p: 0; Veg Mgmt q: 0; UG Conductors ss: 7.4368
| RAVENSWOOD-COOLEY LANDING #1 | 10273 | 1.6171 | 1.6171 | 0 | 0 | 1.6171 | 0 | g: 115 KV; h: Non-HFTD; i: 0; j: 0; SAIDI / SAIFI / MAIFI k: 0; SAIDI / SAIFI / MAIFI o: 1.6171; SAIDI / SAIFI / MAIFI p: 0; Veg Mgmt q: 0; UG Conductors ss: 1.616
| RAVENSWOOD-COOLEY LANDING #2 | 10274 | 1.6192 | 1.6192 | 0 | 0 | 1.6192 | 0 | g: 115 KV; h: Non-HFTD; i: 0; j: 0; SAIDI / SAIFI / MAIFI k: 0; SAIDI / SAIFI / MAIFI o: 1.6192; SAIDI / SAIFI / MAIFI p: 0; Veg Mgmt q: 0; UG Conductors ss: 1.617
| RAVENSWOOD-PALO ALTO #1 | 10275 | 4.2705 | 4.2705 | 0 | 0 | 4.2705 | 0 | g: 115 KV; h: Non-HFTD; i: 0; j: 0; SAIDI / SAIFI / MAIFI k: 0; SAIDI / SAIFI / MAIFI o: 4.2705; SAIDI / SAIFI / MAIFI p: 0; Veg Mgmt q: 0; UG Conductors ss: 4.2705
| RAVENSWOOD-PALO ALTO #2 | 10276 | 4.2636 | 4.2636 | 0 | 0 | 4.2636 | 0 | g: 115 KV; h: Non-HFTD; i: 0; j: 0; SAIDI / SAIFI / MAIFI k: 0; SAIDI / SAIFI / MAIFI o: 4.2636; SAIDI / SAIFI / MAIFI p: 0; Veg Mgmt q: 0; UG Conductors ss: 4.2636
| RAVENSWOOD-SAN MATEO | 10277 | 12.0381 | 12.0381 | 0 | 0 | 12.0381 | 0 | g: 115 KV; h: Non-HFTD; i: 0; j: 0; SAIDI / SAIFI / MAIFI k: 0; SAIDI / SAIFI / MAIFI o: 12.0381; SAIDI / SAIFI / MAIFI p: 0; Veg Mgmt q: 0; UG Conductors ss: 12.0341
| RAVENSWOOD-SAN MATEO #1 | 20130 | 11.8906 | 11.8906 | 0 | 0 | 11.8906 | 0 | g: 230 KV; h: Non-HFTD; i: 0; j: 0; SAIDI / SAIFI / MAIFI k: 0; SAIDI / SAIFI / MAIFI o: 11.8906; SAIDI / SAIFI / MAIFI p: 0; Veg Mgmt q: 0; UG Conductors ss: 11.8887
| RAVENSWOOD-SAN MATEO #2 | 20176 | 11.8811 | 11.8811 | 0 | 0 | 11.8811 | 0 | g: 230 KV; h: Non-HFTD; i: 0; j: 0; SAIDI / SAIFI / MAIFI k: 0; SAIDI / SAIFI / MAIFI o: 11.8811; SAIDI / SAIFI / MAIFI p: 0; Veg Mgmt q: 0; UG Conductors ss: 11.8811
| RED BANK TAP | 60055A | 0.68118 | 0.68118 | 0 | 0 | 0.68118 | 0 | g: 60 KV; h: Non-HFTD; i: 0; j: 0; SAIDI / SAIFI / MAIFI k: 0; SAIDI / SAIFI / MAIFI o: 0.68118; SAIDI / SAIFI / MAIFI p: 0; Veg Mgmt q: 0; UG Conductors ss: 0.68118
| REEDLEY-DINUBA #1 | 70065 | 7.7007 | 7.7007 | 0 | 0 | 7.7007 | 0 | g: 70 KV; h: Non-HFTD; i: 0; j: 0; SAIDI / SAIFI / MAIFI k: 0; SAIDI / SAIFI / MAIFI o: 7.7007; SAIDI / SAIFI / MAIFI p: 0; Veg Mgmt q: 0; UG Conductors ss: 7.7007; Detailed OH Inspections yy: 1
| REEDLEY-OROSI | 70066 | 10.8873 | 10.8873 | 0 | 0 | 10.8873 | 0 | g: 70 KV; h: Non-HFTD; i: 0.12014; j: 0.00059095; SAIDI / SAIFI / MAIFI k: 0; SAIDI / SAIFI / MAIFI o: 10.8873; SAIDI / SAIFI / MAIFI p: 0; Veg Mgmt q: 0; UG Conductors ss: 10.8864; Detailed OH Inspections yy: 2
| RESERVE OIL TAP | 70031A | 0.57923 | 0.57923 | 0 | 0 | 0.57923 | 0 | g: 70 KV; h: Non-HFTD; i: 0; j: 0; SAIDI / SAIFI / MAIFI k: 0; SAIDI / SAIFI / MAIFI o: 0.57923; SAIDI / SAIFI / MAIFI p: 0; Veg Mgmt q: 0; UG Conductors ss: 0.57923
| RINCON #1 TAP | 10074A | 0.56915 | 0.56915 | 0.082627 | 0.48653 | 0 | 0 | g: 115 KV; h: 3.9136; i: 0; j: 0; SAIDI / SAIFI / MAIFI k: 0; SAIDI / SAIFI / MAIFI o: 0.56915; SAIDI / SAIFI / MAIFI p: 0.48653; Veg Mgmt q: 0.082626; UG Conductors ss: -6.2136e-08; UG Conductors tt: 0.48653; LiDAR Inspections uu: 0.081857; Detailed OH Inspections xx: 2
| RINCON #2 TAP | 10075A | 0.55054 | 0.55054 | 0.067836 | 0.48271 | 0 | 0 | g: 115 KV; h: 2.0105; i: 0; j: 0; SAIDI / SAIFI / MAIFI k: 0; SAIDI / SAIFI / MAIFI o: 0.55054; SAIDI / SAIFI / MAIFI p: 0.4827; Veg Mgmt q: 0.067835; UG Conductors ss: -6.2136e-08; UG Conductors tt: 0.48169; LiDAR Inspections uu: 0.067836
| RIO BRAVO (FRESNO) TAP | 10157B | 0.32205 | 0.32205 | 0 | 0 | 0.32205 | 0 | g: 115 KV; h: Non-HFTD; i: 0; j: 0; SAIDI / SAIFI / MAIFI k: 0; SAIDI / SAIFI / MAIFI o: 0.32204; SAIDI / SAIFI / MAIFI p: 0; Veg Mgmt q: 0; UG Conductors ss: 0.32205
| RIO BRAVO (ROCKLIN) TAP | 10453B | 0.40369 | 0.40369 | 0 | 0 | 0.40369 | 0 | g: 115 KV; h: Non-HFTD; i: 0; j: 0; SAIDI / SAIFI / MAIFI k: 0; SAIDI / SAIFI / MAIFI o: 0.40369; SAIDI / SAIFI / MAIFI p: 0; Veg Mgmt q: 0; UG Conductors ss: 0.40369
| RIO BRAVO HYDRO | 70067 | 0.23957 | 0.23957 | 0 | 0 | 0.23957 | 0 | g: 70 KV; h: Non-HFTD; i: 0; j: 0; SAIDI / SAIFI / MAIFI k: 0; SAIDI / SAIFI / MAIFI o: 0.23957; SAIDI / SAIFI / MAIFI p: 0; Veg Mgmt q: 0; UG Conductors ss: 0.23759
| RIO BRAVO TOMATO TAP | 10188D | 0.433 | 0.433 | 0 | 0 | 0.433 | 0 | g: 115 KV; h: Non-HFTD; i: 0; j: 0; SAIDI / SAIFI / MAIFI k: 0; SAIDI / SAIFI / MAIFI o: 0.43299; SAIDI / SAIFI / MAIFI p: 0; Veg Mgmt q: 0; UG Conductors ss: 0.433
| RIO BRAVO-KERN OIL | 10503 | 7.2843 | 7.2843 | 0 | 0 | 7.2843 | 0 | g: 115 KV; h: Non-HFTD; i: 0; j: 0; SAIDI / SAIFI / MAIFI k: 0; SAIDI / SAIFI / MAIFI o: 7.2843; SAIDI / SAIFI / MAIFI p: 0; Veg Mgmt q: 0; UG Conductors ss: 7.2843
| RIO DELL JCT-BRIDGEVILLE | 60184 | 21.2512 | 21.2512 | 0 | 15.055 | 6.1962 | 0 | g: 60 KV; h: 3.7192; i: 0; j: 0; SAIDI / SAIFI / MAIFI k: 0; SAIDI / SAIFI / MAIFI o: 21.2512; SAIDI / SAIFI / MAIFI p: 15.055; Veg Mgmt q: 0; Covered Conductor ee: 7; Covered Conductor ff: 3; UG Conductors ss: 6.1502; UG Conductors tt: 15.055; Detailed OH Inspections aaa: 2; Detailed OH Inspections ccc: 1
| RIO DELL TAP | 60105B | 5.3633 | 5.3633 | 0 | 0.79146 | 4.5718 | 0 | g: 60 KV; h: 3.3121; i: 0; j: 0; SAIDI / SAIFI / MAIFI k: 0; SAIDI / SAIFI / MAIFI o: 5.3633; SAIDI / SAIFI / MAIFI p: 0.79146; Veg Mgmt q: 0; Covered Conductor ff: 3; UG Conductors ss: 4.5611; UG Conductors tt: 0.79146
| RIO OSO-ATLANTIC | 20131 | 17.6842 | 17.6842 | 0 | 0 | 17.6842 | 0 | g: 230 KV; h: Non-HFTD; i: 0; j: 0; SAIDI / SAIFI / MAIFI k: 0; SAIDI / SAIFI / MAIFI o: 17.6842; SAIDI / SAIFI / MAIFI p: 0; Veg Mgmt q: 0; UG Conductors ss: 17.6842
| RIO OSO-BRIGHTON | 20132 | 27.1742 | 27.1742 | 0 | 0 | 27.1742 | 0 | g: 230 KV; h: Non-HFTD; i: 0; j: 0; SAIDI / SAIFI / MAIFI k: 0; SAIDI / SAIFI / MAIFI o: 27.1742; SAIDI / SAIFI / MAIFI p: 0; Veg Mgmt q: 0; UG Conductors ss: 27.1742
| RIO OSO-GOLD HILL | 20133 | 28.6349 | 28.6349 | 0 | 0 | 28.6349 | 0 | g: 230 KV; h: Non-HFTD; i: 0; j: 0; SAIDI / SAIFI / MAIFI k: 0; SAIDI / SAIFI / MAIFI o: 28.6349; SAIDI / SAIFI / MAIFI p: 0; Veg Mgmt q: 0; UG Conductors ss: 28.6273
| RIO OSO-LINCOLN | 10454 | 11.0238 | 11.0238 | 0 | 0 | 11.0238 | 0 | g: 115 KV; h: Non-HFTD; i: 0; j: 0; SAIDI / SAIFI / MAIFI k: 0; SAIDI / SAIFI / MAIFI o: 11.0238; SAIDI / SAIFI / MAIFI p: 0; Veg Mgmt q: 0; UG Conductors ss: 11.0238
| RIO OSO-LOCKEFORD | 20134 | 65.128 | 65.128 | 0 | 0 | 65.128 | 0 | g: 230 KV; h: Non-HFTD; i: 0; j: 0; SAIDI / SAIFI / MAIFI k: 0; SAIDI / SAIFI / MAIFI o: 3.5869; SAIDI / SAIFI / MAIFI p: 0; Veg Mgmt q: 0; UG Conductors ss: 65.1244
| RIO OSO-NICOLAUS | 10278 | 5.3922 | 5.3922 | 0 | 0 | 5.3922 | 0 | g: 115 KV; h: Non-HFTD; i: 0; j: 0; SAIDI / SAIFI / MAIFI k: 0; SAIDI / SAIFI / MAIFI o: 5.3922; SAIDI / SAIFI / MAIFI p: 0; Veg Mgmt q: 0; UG Conductors ss: 5.3922
| RIO OSO-WEST SACRAMENTO | 10279 | 43.5554 | 43.5554 | 0 | 0 | 43.5554 | 0 | g: 115 KV; h: Non-HFTD; i: 0; j: 0; SAIDI / SAIFI / MAIFI k: 0; SAIDI / SAIFI / MAIFI o: 43.5554; SAIDI / SAIFI / MAIFI p: 0; Veg Mgmt q: 0; UG Conductors ss: 43.394
| RIO OSO-WOODLAND #1 | 10280 | 45.2452 | 45.2452 | 0 | 0 | 45.2452 | 0 | g: 115 KV; h: Non-HFTD; i: 0; j: 0; SAIDI / SAIFI / MAIFI k: 0.00046931; SAIDI / SAIFI / MAIFI o: 45.2452; SAIDI / SAIFI / MAIFI p: 0; Veg Mgmt q: 0; UG Conductors ss: 45.2452; Detailed OH Inspections zz: 1
| RIO OSO-WOODLAND #2 | 10281 | 53.3572 | 53.3572 | 0 | 0 | 53.3572 | 0 | g: 115 KV; h: Non-HFTD; i: 0; j: 0; SAIDI / SAIFI / MAIFI k: 0; SAIDI / SAIFI / MAIFI o: 53.3572; SAIDI / SAIFI / MAIFI p: 0; Veg Mgmt q: 0; UG Conductors ss: 53.3572
| RIPON-MANTECA | 10526 | 9.1353 | 9.1353 | 0 | 0 | 9.1353 | 0 | g: 115 KV; h: Non-HFTD; i: 0; j: 0; SAIDI / SAIFI / MAIFI k: 0; SAIDI / SAIFI / MAIFI o: 9.1353; SAIDI / SAIFI / MAIFI p: 0; Veg Mgmt q: 0; UG Conductors ss: 9.1353; Detailed OH Inspections zz: 1
| RIVER ROCK TAP | 70008C | 1.2068 | 1.2068 | 0 | 0 | 1.2068 | 0 | g: 70 KV; h: Non-HFTD; i: 0; j: 0; SAIDI / SAIFI / MAIFI k: 0; SAIDI / SAIFI / MAIFI o: 1.2068; SAIDI / SAIFI / MAIFI p: 0; Veg Mgmt q: 0; UG Conductors ss: 1.2068
| RIVERBANK JCT SW STA-RIPON | 10525 | 18.0031 | 18.0031 | 0 | 0 | 18.0031 | 0 | g: 115 KV; h: Non-HFTD; i: 0; j: 0; SAIDI / SAIFI / MAIFI k: 0.0016065; SAIDI / SAIFI / MAIFI o: 18.0031; SAIDI / SAIFI / MAIFI p: 0; Veg Mgmt q: 0; UG Conductors ss: 17.8807
| ROBERTSON TAP | 60232B | 0.82185 | 0.82185 | 0 | 0 | 0.82185 | 0 | g: 60 KV; h: Non-HFTD; i: 0; j: 0; SAIDI / SAIFI / MAIFI k: 0; SAIDI / SAIFI / MAIFI o: 0.82185; SAIDI / SAIFI / MAIFI p: 0; Veg Mgmt q: 0; UG Conductors ss: 0.82185
| ROCK CREEK-POE | 20135 | 26.9837 | 26.9837 | 6.8507 | 20.133 | 0 | 0 | g: 230 KV; h: 10.0023; i: 0; j: 0; SAIDI / SAIFI / MAIFI k: 0; SAIDI / SAIFI / MAIFI o: 26.9837; SAIDI / SAIFI / MAIFI p: 20.133; Veg Mgmt q: 6.8507; UG Conductors ss: -4.457e-08; UG Conductors tt: 20.1191; LiDAR Inspections uu: 6.8401; Detailed OH Inspections xx: 48
| ROLLINS TAP | 60070B | 0.7306 | 0.7306 | 0.34171 | 0.38889 | 0 | 0 | g: 60 KV; h: 1.9765; i: 0; j: 0; SAIDI / SAIFI / MAIFI k: 0; SAIDI / SAIFI / MAIFI o: 0.7306; SAIDI / SAIFI / MAIFI p: 0.38889; Veg Mgmt q: 0.34171; Covered Conductor ee: 1; Covered Conductor hh: 1; UG Conductors ss: -2.7473e-08; UG Conductors tt: 0.38889; LiDAR Inspections uu: 0.34171; Detailed OH Inspections xx: 6
| ROSE TAP | 70085A | 0.30661 | 0.30661 | 0 | 0 | 0.30661 | 0 | g: 70 KV; h: Non-HFTD; i: 0; j: 0; SAIDI / SAIFI / MAIFI k: 0; SAIDI / SAIFI / MAIFI o: 0.30661; SAIDI / SAIFI / MAIFI p: 0; Veg Mgmt q: 0; UG Conductors ss: 0.30422
| ROSSMOOR #1 TAP | 20182A | 0.68899 | 0.68899 | 0.47969 | 0 | 0.2093 | 0 | g: 230 KV; h: 14.0787; i: 0; j: 0; SAIDI / SAIFI / MAIFI k: 0; SAIDI / SAIFI / MAIFI o: 0.68899; SAIDI / SAIFI / MAIFI p: 0; Veg Mgmt q: 0.47969; UG Conductors ss: 0.20818; LiDAR Inspections uu: 0.47969; Detailed OH Inspections xx: 3
| ROSSMOOR #2 TAP | 20183A | 0.65982 | 0.65982 | 0.45542 | 0 | 0.20441 | 0 | g: 230 KV; h: 14.732; i: 0; j: 0; SAIDI / SAIFI / MAIFI k: 0; SAIDI / SAIFI / MAIFI o: 0.65982; SAIDI / SAIFI / MAIFI p: 0; Veg Mgmt q: 0.45541; UG Conductors ss: 0.20441; LiDAR Inspections uu: 0.45307; Detailed OH Inspections xx: 1
| ROUGH & READY TAP | 60211E | 0.9457 | 0.9457 | 0 | 0 | 0.9457 | 0 | g: 60 KV; h: Non-HFTD; i: 0; j: 0; SAIDI / SAIFI / MAIFI k: 0; SAIDI / SAIFI / MAIFI o: 0.9457; SAIDI / SAIFI / MAIFI p: 0; Veg Mgmt q: 0; UG Conductors ss: 0.93378
| ROUND MTN-COTTONWOOD #2 | 20136 | 33.6669 | 33.6669 | 3.7299 | 22.0498 | 7.8873 | 0 | g: 230 KV; h: 2.9158; i: 0; j: 0; SAIDI / SAIFI / MAIFI k: 0; SAIDI / SAIFI / MAIFI o: 33.6669; SAIDI / SAIFI / MAIFI p: 22.0498; Veg Mgmt q: 3.7299; Covered Conductor dd: 2; UG Conductors ss: 7.8848; UG Conductors tt: 22.0471; LiDAR Inspections uu: 3.7299; Detailed OH Inspections xx: 27
| ROUND MTN-COTTONWOOD #3 | 20137 | 33.3564 | 33.3564 | 7.174 | 19.1667 | 7.0156 | 0 | g: 230 KV; h: 6.2128; i: 0; j: 0; SAIDI / SAIFI / MAIFI k: 0; SAIDI / SAIFI / MAIFI o: 33.3564; SAIDI / SAIFI / MAIFI p: 19.1667; Veg Mgmt q: 7.174; UG Conductors ss: 7.0156; UG Conductors tt: 19.1667; LiDAR Inspections uu: 7.174; Detailed OH Inspections xx: 75
| ROUND MTN-TABLE MTN #1 | 50013 | 89.0297 | 89.0297 | 11.7384 | 64.6323 | 12.659 | 0 | g: 500 KV; h: 11.8321; i: 0; j: 0; SAIDI / SAIFI / MAIFI k: 0; SAIDI / SAIFI / MAIFI o: 89.0297; SAIDI / SAIFI / MAIFI p: 64.6323; Veg Mgmt q: 11.7384; UG Conductors ss: 12.659; UG Conductors tt: 64.6323; LiDAR Inspections uu: 11.7383; Detailed OH Inspections xx: 120
| ROUND MTN-TABLE MTN #2 | 50014 | 89.0227 | 89.0227 | 11.7737 | 67.1951 | 10.0538 | 0 | g: 500 KV; h: 13.1748; i: 0; j: 0; SAIDI / SAIFI / MAIFI k: 0; SAIDI / SAIFI / MAIFI o: 89.0227; SAIDI / SAIFI / MAIFI p: 67.1951; Veg Mgmt q: 11.7737; UG Conductors ss: 10.0538; UG Conductors tt: 67.1951; LiDAR Inspections uu: 11.7735; Detailed OH Inspections xx: 120
| RUSSELL CITY ENERGY CENTER-EASTSHORE #1 | 20231 | 1.1947 | 1.1947 | 0 | 0 | 1.1947 | 0 | g: 230 KV; h: Non-HFTD; i: 0; j: 0; SAIDI / SAIFI / MAIFI k: 0; SAIDI / SAIFI / MAIFI o: 1.1947; SAIDI / SAIFI / MAIFI p: 0; Veg Mgmt q: 0; UG Conductors ss: 1.1947
| RUSSELL CITY ENERGY CENTER-EASTSHORE #2 | 20232 | 1.204 | 1.204 | 0 | 0 | 1.204 | 0 | g: 230 KV; h: Non-HFTD; i: 0; j: 0; SAIDI / SAIFI / MAIFI k: 0; SAIDI / SAIFI / MAIFI o: 1.204; SAIDI / SAIFI / MAIFI p: 0; Veg Mgmt q: 0; UG Conductors ss: 1.204
| SAFEWAY TAP | 10433A | 0.68287 | 0.68287 | 0 | 0 | 0.68287 | 0 | g: 115 KV; h: Non-HFTD; i: 0; j: 0; SAIDI / SAIFI / MAIFI k: 0; SAIDI / SAIFI / MAIFI o: 0.68286; SAIDI / SAIFI / MAIFI p: 0; Veg Mgmt q: 0; UG Conductors ss: 0.68287; Detailed OH Inspections yy: 2
| SALADO-CROW CREEK SW STA | 60433 | 3.7707 | 3.7707 | 0 | 0 | 3.7707 | 0 | g: 60 KV; h: Non-HFTD; i: 0; j: 0; SAIDI / SAIFI / MAIFI k: 0; SAIDI / SAIFI / MAIFI o: 3.7707; SAIDI / SAIFI / MAIFI p: 0; Veg Mgmt q: 0; UG Conductors ss: 3.7282
| SALADO-NEWMAN #2 | 60186 | 21.5625 | 21.5625 | 0 | 0 | 21.5625 | 0 | g: 60 KV; h: Non-HFTD; i: 0.0012941; j: 1.314e-05; SAIDI / SAIFI / MAIFI k: 4.9719e-05; SAIDI / SAIFI / MAIFI o: 21.5625; SAIDI / SAIFI / MAIFI p: 0; Veg Mgmt q: 0; UG Conductors ss: 21.5534
| SALINAS-FIRESTONE #1 | 60189 | 6.1507 | 6.1507 | 0 | 0 | 6.1507 | 0 | g: 60 KV; h: Non-HFTD; i: 0; j: 0; SAIDI / SAIFI / MAIFI k: 0; SAIDI / SAIFI / MAIFI o: 6.1507; SAIDI / SAIFI / MAIFI p: 0; Veg Mgmt q: 0; UG Conductors ss: 6.1389; Detailed OH Inspections aaa: 2
| SALINAS-FIRESTONE #2 | 60190 | 13.315 | 13.315 | 0 | 0 | 13.315 | 0 | g: 60 KV; h: Non-HFTD; i: 0.045926; j: 0.00046683; SAIDI / SAIFI / MAIFI k: 0; SAIDI / SAIFI / MAIFI o: 13.3139; SAIDI / SAIFI / MAIFI p: 0; Veg Mgmt q: 0; UG Conductors ss: 13.315; Detailed OH Inspections aaa: 2
| SALINAS-FORT ORD #1 | 60411 | 10.2164 | 10.2164 | 0 | 3.016 | 7.2004 | 0 | g: 60 KV; h: Non-HFTD; i: 0; j: 0; SAIDI / SAIFI / MAIFI k: 0.0003079; SAIDI / SAIFI / MAIFI o: 10.2163; SAIDI / SAIFI / MAIFI p: 3.016; Veg Mgmt q: 0; UG Conductors ss: 7.2004; UG Conductors tt: 3.0122
| SALINAS-FORT ORD #2 | 60412 | 10.1245 | 10.1245 | 0 | 3.0045 | 7.12 | 0 | g: 60 KV; h: 4.1289; i: 1.4844; j: 0.02704; SAIDI / SAIFI / MAIFI k: 0; SAIDI / SAIFI / MAIFI o: 10.1245; SAIDI / SAIFI / MAIFI p: 3.0044; Veg Mgmt q: 0; UG Conductors ss: 7.12; UG Conductors tt: 3.0045
| SALINAS-LAGUNITAS | 60191 | 5.7817 | 5.7817 | 0 | 0 | 5.7817 | 0 | g: 60 KV; h: Non-HFTD; i: 0.051248; j: 0.0012519; SAIDI / SAIFI / MAIFI k: 0; SAIDI / SAIFI / MAIFI o: 5.7817; SAIDI / SAIFI / MAIFI p: 0; Veg Mgmt q: 0; UG Conductors ss: 5.7182; Detailed OH Inspections yy: 2
| SALINAS-LAURELES | 60192 | 27.4573 | 27.4573 | 0 | 18.2461 | 9.2112 | 0 | g: 60 KV; h: 29.1309; i: 0.3972; j: 0.0014799; SAIDI / SAIFI / MAIFI k: 0; SAIDI / SAIFI / MAIFI o: 27.4573; SAIDI / SAIFI / MAIFI p: 18.2461; Veg Mgmt q: 0; Covered Conductor ff: 15; UG Conductors ss: 9.1746; UG Conductors tt: 18.2335
| SALMON CREEK TAP | 60093A | 10.5104 | 10.5104 | 1.0393 | 5.3934 | 4.0776 | 0 | g: 60 KV; h: 0.82389; i: 0.049019; j: 0.00031625; SAIDI / SAIFI / MAIFI k: 0; SAIDI / SAIFI / MAIFI o: 10.5104; SAIDI / SAIFI / MAIFI p: 5.3934; Veg Mgmt q: 1.0393; UG Conductors ss: 4.0772; UG Conductors tt: 5.3934; LiDAR Inspections uu: 1.0393; Detailed OH Inspections xx: 13; Sectionalization Devices ggg: 1
| SALT SPRINGS-TIGER CREEK | 10284 | 16.485 | 16.485 | 1.6618 | 14.8232 | 0 | 0 | g: 115 KV; h: 14.0189; i: 0; j: 0; SAIDI / SAIFI / MAIFI k: 0; SAIDI / SAIFI / MAIFI o: 16.485; SAIDI / SAIFI / MAIFI p: 14.8232; Veg Mgmt q: 1.6618; UG Conductors ss: 0; UG Conductors tt: 14.8228; LiDAR Inspections uu: 1.6618; Detailed OH Inspections xx: 17
| SAN ANDREAS (CCSF) TAP | 60153A | 0.38896 | 0.38896 | 0 | 0 | 0.38896 | 0 | g: 60 KV; h: Non-HFTD; i: 0; j: 0; SAIDI / SAIFI / MAIFI k: 0; SAIDI / SAIFI / MAIFI o: 0.38895; SAIDI / SAIFI / MAIFI p: 0; Veg Mgmt q: 0; UG Conductors ss: 0.38601
| SAN ARDO TAP | 60033A | 0.34252 | 0.34252 | 0 | 0 | 0.34252 | 0 | g: 60 KV; h: Non-HFTD; i: 0; j: 0; SAIDI / SAIFI / MAIFI k: 0; SAIDI / SAIFI / MAIFI o: 0.34252; SAIDI / SAIFI / MAIFI p: 0; Veg Mgmt q: 0; UG Conductors ss: 0.34252
| SAN BENITO-HOLLISTER | 10482 | 8.3005 | 8.3005 | 0 | 0 | 8.3005 | 0 | g: 115 KV; h: Non-HFTD; i: 0; j: 0; SAIDI / SAIFI / MAIFI k: 0; SAIDI / SAIFI / MAIFI o: 8.3005; SAIDI / SAIFI / MAIFI p: 0; Veg Mgmt q: 0; UG Conductors ss: 8.3005
| SAN BERNARD-TEJON | 70068 | 6.955 | 6.955 | 0 | 0 | 6.955 | 0 | g: 70 KV; h: Non-HFTD; i: 0; j: 0; SAIDI / SAIFI / MAIFI k: 0; SAIDI / SAIFI / MAIFI o: 6.955; SAIDI / SAIFI / MAIFI p: 0; Veg Mgmt q: 0; UG Conductors ss: 6.955
| SAN BRUNO TAP | 60153B | 1.1272 | 1.1272 | 0 | 0.51945 | 0.6077 | 0 | g: 60 KV; h: 0.072905; i: 0; j: 0; SAIDI / SAIFI / MAIFI k: 0; SAIDI / SAIFI / MAIFI o: 1.1272; SAIDI / SAIFI / MAIFI p: 0.51945; Veg Mgmt q: 0; Covered Conductor ff: 1; UG Conductors ss: 0.6077; UG Conductors tt: 0.49376
| SAN FRANCISCO #2 | 10291Z | 3.1452 | 3.1452 | 0 | 0 | 3.1452 | 0 | g: 115 KV; h: Non-HFTD; i: 0; j: 0; SAIDI / SAIFI / MAIFI k: 0; SAIDI / SAIFI / MAIFI o: 3.1452; SAIDI / SAIFI / MAIFI p: 0; Veg Mgmt q: 0; UG Conductors ss: 3.1452
| SAN JOAQUIN COGEN TAP | 10337B | 0.035288 | 0.035288 | 0 | 0 | 0.035288 | 0 | g: 115 KV; h: Non-HFTD; i: 0; j: 0; SAIDI / SAIFI / MAIFI k: 0; SAIDI / SAIFI / MAIFI o: 0.035285; SAIDI / SAIFI / MAIFI p: 0; Veg Mgmt q: 0; UG Conductors ss: 0.035288
| SAN JOSE A-SAN JOSE B | 10285 | 1.1518 | 1.1518 | 0 | 0 | 1.1518 | 0 | g: 115 KV; h: Non-HFTD; i: 0; j: 0; SAIDI / SAIFI / MAIFI k: 0; SAIDI / SAIFI / MAIFI o: 1.1517; SAIDI / SAIFI / MAIFI p: 0; Veg Mgmt q: 0; UG Conductors ss: 1.1366
| SAN JOSE B-STONE-EVERGREEN | 10472 | 8.5574 | 8.5574 | 0 | 0 | 8.5574 | 0 | g: 115 KV; h: Non-HFTD; i: 0; j: 0; SAIDI / SAIFI / MAIFI k: 0; SAIDI / SAIFI / MAIFI o: 8.5574; SAIDI / SAIFI / MAIFI p: 0; Veg Mgmt q: 0; UG Conductors ss: 8.5209
| SAN LEANDRO-OAKLND J #1 | 10286 | 6.6963 | 6.6963 | 0 | 0 | 6.6963 | 0 | g: 115 KV; h: Non-HFTD; i: 0; j: 0; SAIDI / SAIFI / MAIFI k: 0; SAIDI / SAIFI / MAIFI o: 6.6963; SAIDI / SAIFI / MAIFI p: 0; Veg Mgmt q: 0; UG Conductors ss: 6.6963
| SAN LUIS #3 TAP | 10256D | 16.1099 | 16.1099 | 0 | 0 | 16.1099 | 0 | g: 115 KV; h: Non-HFTD; i: 0; j: 0; SAIDI / SAIFI / MAIFI k: 0; SAIDI / SAIFI / MAIFI o: 16.1099; SAIDI / SAIFI / MAIFI p: 0; Veg Mgmt q: 0; UG Conductors ss: 16.1099; Detailed OH Inspections aaa: 1
| SAN LUIS #5 TAP | 10256C | 1.8823 | 1.8823 | 0 | 0 | 1.8823 | 0 | g: 115 KV; h: Non-HFTD; i: 0; j: 0; SAIDI / SAIFI / MAIFI k: 0; SAIDI / SAIFI / MAIFI o: 1.8823; SAIDI / SAIFI / MAIFI p: 0; Veg Mgmt q: 0; UG Conductors ss: 1.8823
| SAN LUIS OBISPO-CAYUCOS | 70069 | 23.3945 | 23.3945 | 0 | 13.3853 | 10.0092 | 0 | g: 70 KV; h: 16.101; i: 0; j: 0; SAIDI / SAIFI / MAIFI k: 0; SAIDI / SAIFI / MAIFI o: 23.3945; SAIDI / SAIFI / MAIFI p: 13.3853; Veg Mgmt q: 0; Covered Conductor ee: 2; Covered Conductor ff: 1; UG Conductors ss: 10.0063; UG Conductors tt: 13.3727; Detailed OH Inspections ccc: 1; Detailed OH Inspections ddd: 1
| SAN LUIS OBISPO-OCEANO | 10495 | 19.9012 | 19.9012 | 2.1469 | 9.7255 | 8.0288 | 0 | g: 115 KV; h: 8.6122; i: 0; j: 0; SAIDI / SAIFI / MAIFI k: 0; SAIDI / SAIFI / MAIFI o: 19.9012; SAIDI / SAIFI / MAIFI p: 9.7255; Veg Mgmt q: 2.1469; Covered Conductor ff: 1; UG Conductors ss: 8.0288; UG Conductors tt: 9.7086; LiDAR Inspections uu: 2.1469; Detailed OH Inspections xx: 11
| SAN LUIS OBISPO-SANTA MARIA | 10288 | 25.9554 | 25.9554 | 2.1569 | 11.1099 | 12.6886 | 0 | g: 115 KV; h: Non-HFTD; i: 0; j: 0; SAIDI / SAIFI / MAIFI k: 0; SAIDI / SAIFI / MAIFI o: 25.9554; SAIDI / SAIFI / MAIFI p: 11.1099; Veg Mgmt q: 2.1569; UG Conductors ss: 12.6886; UG Conductors tt: 11.1099; LiDAR Inspections uu: 2.152
| SAN LUIS OBISPO-SANTA MARIA * | 70070 | 13.3277 | 13.3277 | 1.7526 | 5.9599 | 5.6152 | 0 | g: 70 KV; h: 13.998; i: 0; j: 0; SAIDI / SAIFI / MAIFI k: 0; SAIDI / SAIFI / MAIFI o: 13.3277; SAIDI / SAIFI / MAIFI p: 5.9599; Veg Mgmt q: 1.7526; Covered Conductor dd: 2; Covered Conductor ee: 2; Covered Conductor hh: 1; UG Conductors ss: 5.6114; UG Conductors tt: 5.9594; LiDAR Inspections uu: 1.7526; Detailed OH Inspections xx: 23
| SAN MATEO-BAIR | 60193 | 13.9883 | 13.9883 | 0 | 0 | 13.9883 | 0 | g: 60 KV; h: Non-HFTD; i: 0; j: 0; SAIDI / SAIFI / MAIFI k: 0; SAIDI / SAIFI / MAIFI o: 13.9883; SAIDI / SAIFI / MAIFI p: 0; Veg Mgmt q: 0; UG Conductors ss: 10.5381
| SAN MATEO-BAY MEADOWS #1 | 10289 | 4.2961 | 4.2961 | 0 | 0 | 4.2961 | 0 | g: 115 KV; h: Non-HFTD; i: 0.13364; j: 0.0019946; SAIDI / SAIFI / MAIFI k: 0; SAIDI / SAIFI / MAIFI o: 4.2961; SAIDI / SAIFI / MAIFI p: 0; Veg Mgmt q: 0; UG Conductors ss: 4.2961
| SAN MATEO-BAY MEADOWS #2 | 10290 | 4.2594 | 4.2594 | 0 | 0 | 4.2594 | 0 | g: 115 KV; h: Non-HFTD; i: 0.26929; j: 0.0040193; SAIDI / SAIFI / MAIFI k: 0; SAIDI / SAIFI / MAIFI o: 4.2594; SAIDI / SAIFI / MAIFI p: 0; Veg Mgmt q: 0; UG Conductors ss: 4.2594
| SAN MATEO-BELMONT | 10291 | 7.1989 | 7.1989 | 0 | 0 | 7.1989 | 0 | g: 115 KV; h: Non-HFTD; i: 0; j: 0; SAIDI / SAIFI / MAIFI k: 0; SAIDI / SAIFI / MAIFI o: 7.1989; SAIDI / SAIFI / MAIFI p: 0; Veg Mgmt q: 0; UG Conductors ss: 7.1989
| SAN MATEO-HILLSDALE JCT | 60194 | 6.8851 | 6.8851 | 0 | 1.1546 | 5.7305 | 0 | g: 60 KV; h: 0.17073; i: 0; j: 0; SAIDI / SAIFI / MAIFI k: 0; SAIDI / SAIFI / MAIFI o: 6.8851; SAIDI / SAIFI / MAIFI p: 1.1546; Veg Mgmt q: 0; UG Conductors ss: 5.7185; UG Conductors tt: 1.1546
| SAN MATEO-MARTIN | 20138U | 13.0039 | 0 | 0 | 0 | 0 | 13.0039 | g: 230 KV; h: Non-HFTD; i: 0; j: 0; SAIDI / SAIFI / MAIFI k: 0; SAIDI / SAIFI / MAIFI o: 0; SAIDI / SAIFI / MAIFI p: 0; Veg Mgmt q: 0
| SAN MATEO-MARTIN #3 | 10292 | 11.7587 | 11.5497 | 0 | 0 | 11.5497 | 0.20895 | g: 115 KV; h: Non-HFTD; i: 0; j: 0; SAIDI / SAIFI / MAIFI k: 0; SAIDI / SAIFI / MAIFI o: 11.5497; SAIDI / SAIFI / MAIFI p: 0; Veg Mgmt q: 0; UG Conductors ss: 11.5377
| SAN MATEO-MARTIN #4 | 10435 | 11.8481 | 11.6398 | 0 | 0 | 11.6398 | 0.20829 | g: 115 KV; h: Non-HFTD; i: 0; j: 0; SAIDI / SAIFI / MAIFI k: 0; SAIDI / SAIFI / MAIFI o: 11.6398; SAIDI / SAIFI / MAIFI p: 0; Veg Mgmt q: 0; UG Conductors ss: 11.5993
| SAN MATEO-MARTIN #6 | 10293 | 11.907 | 11.6813 | 0 | 0 | 11.6813 | 0.22577 | g: 115 KV; h: Non-HFTD; i: 0; j: 0; SAIDI / SAIFI / MAIFI k: 0; SAIDI / SAIFI / MAIFI o: 11.6813; SAIDI / SAIFI / MAIFI p: 0; Veg Mgmt q: 0; UG Conductors ss: 11.6797
| SAN MIGUEL-PASO ROBLES | 70106 | 9.9185 | 9.9185 | 0 | 0 | 9.9185 | 0 | g: 70 KV; h: Non-HFTD; i: 0; j: 0; SAIDI / SAIFI / MAIFI k: 0; SAIDI / SAIFI / MAIFI o: 9.9185; SAIDI / SAIFI / MAIFI p: 0; Veg Mgmt q: 0; UG Conductors ss: 9.9144
| SAN PABLO #1 TAP | 10314A | 0.44489 | 0.44489 | 0 | 0 | 0.44489 | 0 | g: 115 KV; h: Non-HFTD; i: 0; j: 0; SAIDI / SAIFI / MAIFI k: 0; SAIDI / SAIFI / MAIFI o: 0.44488; SAIDI / SAIFI / MAIFI p: 0; Veg Mgmt q: 0; UG Conductors ss: 0.44489
| SAN PABLO #2 TAP | 10313A | 0.45048 | 0.45048 | 0 | 0 | 0.45048 | 0 | g: 115 KV; h: Non-HFTD; i: 0; j: 0; SAIDI / SAIFI / MAIFI k: 0; SAIDI / SAIFI / MAIFI o: 0.042324; SAIDI / SAIFI / MAIFI p: 0; Veg Mgmt q: 0; UG Conductors ss: 0.45043
| SAN RAMON RESEARCH CENTER TAP | 20165A | 3.2655 | 3.2655 | 0 | 0 | 3.2655 | 0 | g: 230 KV; h: Non-HFTD; i: 0; j: 0; SAIDI / SAIFI / MAIFI k: 0; SAIDI / SAIFI / MAIFI o: 3.2655; SAIDI / SAIFI / MAIFI p: 0; Veg Mgmt q: 0; UG Conductors ss: 3.2655
| SAN RAMON-MORAGA | 20139 | 22.237 | 22.237 | 13.6681 | 3.2368 | 5.332 | 0 | g: 230 KV; h: 15.8316; i: 0; j: 0; SAIDI / SAIFI / MAIFI k: 0; SAIDI / SAIFI / MAIFI o: 22.237; SAIDI / SAIFI / MAIFI p: 3.2368; Veg Mgmt q: 13.6681; UG Conductors ss: 5.332; UG Conductors tt: 3.205; LiDAR Inspections uu: 13.6681; Detailed OH Inspections xx: 23
| SAN RAMON-RADUM | 60195 | 7.0559 | 7.0559 | 0 | 0 | 7.0559 | 0 | g: 60 KV; h: Non-HFTD; i: 0; j: 0; SAIDI / SAIFI / MAIFI k: 0; SAIDI / SAIFI / MAIFI o: 7.0559; SAIDI / SAIFI / MAIFI p: 0; Veg Mgmt q: 0; UG Conductors ss: 7.0514
| SANDBAR TAP | 10498 | 0.095694 | 0.095694 | 0.095694 | 0 | 0 | 0 | g: 115 KV; h: 0.045661; i: 0; j: 0; SAIDI / SAIFI / MAIFI k: 0; SAIDI / SAIFI / MAIFI o: 0.092736; SAIDI / SAIFI / MAIFI p: 0; Veg Mgmt q: 0.092736; Covered Conductor hh: 4; LiDAR Inspections uu: 0.074; Detailed OH Inspections xx: 4; Detailed OH Inspections fff: 1
| SANGER COGEN TAP | 10491A | 0.83286 | 0.83286 | 0 | 0 | 0.83286 | 0 | g: 115 KV; h: Non-HFTD; i: 0; j: 0; SAIDI / SAIFI / MAIFI k: 0; SAIDI / SAIFI / MAIFI o: 0.83286; SAIDI / SAIFI / MAIFI p: 0; Veg Mgmt q: 0; UG Conductors ss: 0.83282
| SANGER-CALIFORNIA AVE | 10467 | 9.3285 | 9.3285 | 0 | 0 | 9.3285 | 0 | g: 115 KV; h: Non-HFTD; i: 0; j: 0; SAIDI / SAIFI / MAIFI k: 0; SAIDI / SAIFI / MAIFI o: 9.3285; SAIDI / SAIFI / MAIFI p: 0; Veg Mgmt q: 0; UG Conductors ss: 9.3134
| SANGER-CALIFORNIA AVE #1 | 70072 | 9.2265 | 9.2265 | 0 | 0 | 9.2265 | 0 | g: 70 KV; h: Non-HFTD; i: 0; j: 0; SAIDI / SAIFI / MAIFI k: 0; SAIDI / SAIFI / MAIFI o: 9.2265; SAIDI / SAIFI / MAIFI p: 0; Veg Mgmt q: 0; UG Conductors ss: 9.2204
| SANGER-MALAGA | 10294 | 8.8177 | 8.8177 | 0 | 0 | 8.8177 | 0 | g: 115 KV; h: Non-HFTD; i: 0; j: 0; SAIDI / SAIFI / MAIFI k: 0; SAIDI / SAIFI / MAIFI o: 8.8177; SAIDI / SAIFI / MAIFI p: 0; Veg Mgmt q: 0; UG Conductors ss: 8.8177
| SANGER-REEDLEY | 10491 | 20.4191 | 20.4191 | 0 | 0 | 20.4191 | 0 | g: 115 KV; h: Non-HFTD; i: 0; j: 0; SAIDI / SAIFI / MAIFI k: 0; SAIDI / SAIFI / MAIFI o: 20.4191; SAIDI / SAIFI / MAIFI p: 0; Veg Mgmt q: 0; UG Conductors ss: 20.4191
| SANTA FE GEOTHERMAL TAP | 20047B | 1.0396 | 1.0396 | 1.0396 | 0 | 0 | 0 | g: 230 KV; h: 0.097064; i: 0; j: 0; SAIDI / SAIFI / MAIFI k: 0; SAIDI / SAIFI / MAIFI o: 1.0396; SAIDI / SAIFI / MAIFI p: 0; Veg Mgmt q: 1.0396; LiDAR Inspections uu: 1.0396; Detailed OH Inspections xx: 8
| SANTA MARIA COGEN TAP | 10173A | 0.24219 | 0.24219 | 0 | 0 | 0.24219 | 0 | g: 115 KV; h: Non-HFTD; i: 0; j: 0; SAIDI / SAIFI / MAIFI k: 0; SAIDI / SAIFI / MAIFI o: 0.24219; SAIDI / SAIFI / MAIFI p: 0; Veg Mgmt q: 0; UG Conductors ss: 0.24219
| SANTA MARIA-SISQUOC | 10295 | 10.5678 | 10.5678 | 0 | 0 | 10.5678 | 0 | g: 115 KV; h: Non-HFTD; i: 0; j: 0; SAIDI / SAIFI / MAIFI k: 0; SAIDI / SAIFI / MAIFI o: 10.5678; SAIDI / SAIFI / MAIFI p: 0; Veg Mgmt q: 0; UG Conductors ss: 10.5678
| SANTA PAULA-MILLBRAE | 10419 | 0.090927 | 0.090927 | 0 | 0 | 0.090927 | 0 | g: 115 KV; h: Non-HFTD; i: 0; j: 0; SAIDI / SAIFI / MAIFI k: 0; SAIDI / SAIFI / MAIFI o: 0.090915; SAIDI / SAIFI / MAIFI p: 0; Veg Mgmt q: 0; UG Conductors ss: 0.090777
| SANTA ROSA-CORONA | 10380 | 14.3875 | 14.3875 | 0 | 1.0881 | 13.2994 | 0 | g: 115 KV; h: 6.0348; i: 0; j: 0; SAIDI / SAIFI / MAIFI k: 0; SAIDI / SAIFI / MAIFI o: 14.3875; SAIDI / SAIFI / MAIFI p: 1.0881; Veg Mgmt q: 0; Covered Conductor ee: 1; Covered Conductor ff: 5; UG Conductors ss: 13.2499; UG Conductors tt: 1.088; Detailed OH Inspections yy: 1
| SANTA TERESA-EDENVALE | 10534 | 0.14624 | 0.14624 | 0 | 0 | 0.14624 | 0 | g: 115 KV; h: Non-HFTD; i: 0; j: 0; SAIDI / SAIFI / MAIFI k: 0; SAIDI / SAIFI / MAIFI o: 0; SAIDI / SAIFI / MAIFI p: 0; Veg Mgmt q: 0
| SANTA YNEZ TAP | 10304A | 4.0577 | 4.0577 | 0 | 3.4941 | 0.56359 | 0 | g: 115 KV; h: 3.8842; i: 0; j: 0; SAIDI / SAIFI / MAIFI k: 0; SAIDI / SAIFI / MAIFI o: 4.0577; SAIDI / SAIFI / MAIFI p: 3.4941; Veg Mgmt q: 0; UG Conductors ss: 0.56359; UG Conductors tt: 3.4896
| SARATOGA-VASONA | 20170 | 3.4113 | 3.4113 | 0 | 0 | 3.4113 | 0 | g: 230 KV; h: Non-HFTD; i: 0; j: 0; SAIDI / SAIFI / MAIFI k: 0; SAIDI / SAIFI / MAIFI o: 3.4113; SAIDI / SAIFI / MAIFI p: 0; Veg Mgmt q: 0; UG Conductors ss: 3.4113
| SARGENT SW STA-HOLLISTER | 10499 | 1.5412 | 1.5412 | 0 | 0 | 1.5412 | 0 | g: 115 KV; h: Non-HFTD; i: 0; j: 0; SAIDI / SAIFI / MAIFI k: 0; SAIDI / SAIFI / MAIFI o: 1.5412; SAIDI / SAIFI / MAIFI p: 0; Veg Mgmt q: 0; UG Conductors ss: 1.5359
| SCHINDLER-COALINGA #2 | 70075 | 17.2413 | 17.2413 | 0 | 0 | 17.2413 | 0 | g: 70 KV; h: Non-HFTD; i: 0; j: 0; SAIDI / SAIFI / MAIFI k: 0; SAIDI / SAIFI / MAIFI o: 17.2413; SAIDI / SAIFI / MAIFI p: 0; Veg Mgmt q: 0; UG Conductors ss: 17.2413
| SCHINDLER-FIVE POINTS SW STA | 70127 | 1.7037 | 1.7037 | 0 | 0 | 1.7037 | 0 | g: 70 KV; h: Non-HFTD; i: 0; j: 0; SAIDI / SAIFI / MAIFI k: 0; SAIDI / SAIFI / MAIFI o: 1.7037; SAIDI / SAIFI / MAIFI p: 0; Veg Mgmt q: 0; UG Conductors ss: 1.7037
| SCHULTE SW STA-KASSON-MANTECA | 10475 | 16.5837 | 16.5837 | 0 | 0 | 16.5837 | 0 | g: 115 KV; h: Non-HFTD; i: 0; j: 0; SAIDI / SAIFI / MAIFI k: 0; SAIDI / SAIFI / MAIFI o: 16.5837; SAIDI / SAIFI / MAIFI p: 0; Veg Mgmt q: 0; UG Conductors ss: 16.5696
| SCHULTE SW STA-LAMMERS | 10452 | 0.69115 | 0.69115 | 0 | 0 | 0.69115 | 0 | g: 115 KV; h: Non-HFTD; i: 0; j: 0; SAIDI / SAIFI / MAIFI k: 0; SAIDI / SAIFI / MAIFI o: 0.69115; SAIDI / SAIFI / MAIFI p: 0; Veg Mgmt q: 0; UG Conductors ss: 0.69104
| SEBASTIANI TAP | 60207B | 0.014197 | 0.014197 | 0 | 0 | 0.014197 | 0 | g: 60 KV; h: Non-HFTD; i: 0; j: 0; SAIDI / SAIFI / MAIFI k: 0; SAIDI / SAIFI / MAIFI o: 0.014197; SAIDI / SAIFI / MAIFI p: 0; Veg Mgmt q: 0; UG Conductors ss: 0.014197
| SEMITROPIC-CHARCA | 10463 | 6.9079 | 6.9079 | 0 | 0 | 6.9079 | 0 | g: 115 KV; h: Non-HFTD; i: 0; j: 0; SAIDI / SAIFI / MAIFI k: 0; SAIDI / SAIFI / MAIFI o: 6.9079; SAIDI / SAIFI / MAIFI p: 0; Veg Mgmt q: 0; UG Conductors ss: 6.9079
| SEMITROPIC-MIDWAY #1 | 10297 | 14.1045 | 14.1045 | 0 | 0 | 14.1045 | 0 | g: 115 KV; h: Non-HFTD; i: 0; j: 0; SAIDI / SAIFI / MAIFI k: 0; SAIDI / SAIFI / MAIFI o: 14.1045; SAIDI / SAIFI / MAIFI p: 0; Veg Mgmt q: 0; UG Conductors ss: 14.1041
| SEMITROPIC-MIDWAY #2 | 10298 | 20.1061 | 20.1061 | 0 | 0 | 20.1061 | 0 | g: 115 KV; h: Non-HFTD; i: 1.243e-05; j: 5.327e-07; SAIDI / SAIFI / MAIFI k: 0.00058864; SAIDI / SAIFI / MAIFI o: 20.1061; SAIDI / SAIFI / MAIFI p: 0; Veg Mgmt q: 0; UG Conductors ss: 16.6025
| SEMITROPIC-WASCO | 70116 | 6.3244 | 6.3244 | 0 | 0 | 6.3244 | 0 | g: 70 KV; h: Non-HFTD; i: 0; j: 0; SAIDI / SAIFI / MAIFI k: 0; SAIDI / SAIFI / MAIFI o: 6.3244; SAIDI / SAIFI / MAIFI p: 0; Veg Mgmt q: 0; UG Conductors ss: 6.3244
| SENTER #1 TAP | 60078A | 0.22574 | 0.22574 | 0 | 0 | 0.22574 | 0 | g: 60 KV; h: Non-HFTD; i: 0; j: 0; SAIDI / SAIFI / MAIFI k: 0; SAIDI / SAIFI / MAIFI o: 0.22574; SAIDI / SAIFI / MAIFI p: 0; Veg Mgmt q: 0; UG Conductors ss: 0.22242
| SEQUOIA TAP | 60026A | 0.40241 | 0.40241 | 0 | 0 | 0.40241 | 0 | g: 60 KV; h: Non-HFTD; i: 0; j: 0; SAIDI / SAIFI / MAIFI k: 0; SAIDI / SAIFI / MAIFI o: 0.40241; SAIDI / SAIFI / MAIFI p: 0; Veg Mgmt q: 0; UG Conductors ss: 0.40241
| SERRAMONTE TAP | 10147A | 2.5526 | 2.5526 | 0 | 0 | 2.5526 | 0 | g: 115 KV; h: Non-HFTD; i: 0; j: 0; SAIDI / SAIFI / MAIFI k: 0; SAIDI / SAIFI / MAIFI o: 2.5526; SAIDI / SAIFI / MAIFI p: 0; Veg Mgmt q: 0; UG Conductors ss: 2.5526
| SF AIRPORT-SAN MATEO | 10299 | 6.0865 | 6.0865 | 0 | 0 | 6.0865 | 0 | g: 115 KV; h: Non-HFTD; i: 0; j: 0; SAIDI / SAIFI / MAIFI k: 0; SAIDI / SAIFI / MAIFI o: 6.0865; SAIDI / SAIFI / MAIFI p: 0; Veg Mgmt q: 0; UG Conductors ss: 6.0865
| SHAFTER-RIO BRAVO | 10300 | 8.3059 | 8.3059 | 0 | 0 | 8.3059 | 0 | g: 115 KV; h: Non-HFTD; i: 0; j: 0; SAIDI / SAIFI / MAIFI k: 0; SAIDI / SAIFI / MAIFI o: 8.3059; SAIDI / SAIFI / MAIFI p: 0; Veg Mgmt q: 0; UG Conductors ss: 8.3059
| SHARON PRISON TAP | 10033A | 2.5744 | 2.5744 | 0 | 0 | 2.5744 | 0 | g: 115 KV; h: Non-HFTD; i: 0; j: 0; SAIDI / SAIFI / MAIFI k: 0; SAIDI / SAIFI / MAIFI o: 2.5744; SAIDI / SAIFI / MAIFI p: 0; Veg Mgmt q: 0; UG Conductors ss: 2.5744
| SHILOH II-BIRDS LANDING SW STA | 20217 | 3.5638 | 3.5638 | 0 | 0 | 3.5638 | 0 | g: 230 KV; h: Non-HFTD; i: 0; j: 0; SAIDI / SAIFI / MAIFI k: 0; SAIDI / SAIFI / MAIFI o: 3.5638; SAIDI / SAIFI / MAIFI p: 0; Veg Mgmt q: 0; UG Conductors ss: 3.5541
| SHREDDER TAP | 10272A | 1.3769 | 1.3769 | 0 | 0 | 1.3769 | 0 | g: 115 KV; h: Non-HFTD; i: 0; j: 0; SAIDI / SAIFI / MAIFI k: 0; SAIDI / SAIFI / MAIFI o: 1.3769; SAIDI / SAIFI / MAIFI p: 0; Veg Mgmt q: 0; UG Conductors ss: 1.3768
| SIERRA #1 | 10301 | 5.472 | 5.472 | 0 | 0 | 5.472 | 0 | g: 115 KV; h: Non-HFTD; i: 0; j: 0; SAIDI / SAIFI / MAIFI k: 0; SAIDI / SAIFI / MAIFI o: 5.472; SAIDI / SAIFI / MAIFI p: 0; Veg Mgmt q: 0; UG Conductors ss: 5.472
| SIERRA #2 | 10302 | 4.8631 | 4.8631 | 0 | 0 | 4.8631 | 0 | g: 115 KV; h: Non-HFTD; i: 0; j: 0; SAIDI / SAIFI / MAIFI k: 0; SAIDI / SAIFI / MAIFI o: 4.8631; SAIDI / SAIFI / MAIFI p: 0; Veg Mgmt q: 0; UG Conductors ss: 4.8631
| SIERRA (PSE) TAP | 10119C | 1.8052 | 1.8052 | 0 | 0 | 1.8052 | 0 | g: 115 KV; h: Non-HFTD; i: 0; j: 0; SAIDI / SAIFI / MAIFI k: 0; SAIDI / SAIFI / MAIFI o: 1.8052; SAIDI / SAIFI / MAIFI p: 0; Veg Mgmt q: 0; UG Conductors ss: 1.8052
| SIERRA PAC IND (QUINCY) TAP | 60017B | 0.17208 | 0.17208 | 0 | 0 | 0.17208 | 0 | g: 60 KV; h: Non-HFTD; i: 0; j: 0; SAIDI / SAIFI / MAIFI k: 0; SAIDI / SAIFI / MAIFI o: 0.17208; SAIDI / SAIFI / MAIFI p: 0; Veg Mgmt q: 0; UG Conductors ss: 0.16776
| SIERRA PACIFIC IND TAP | 10453A | 0.062388 | 0.062388 | 0 | 0 | 0.062388 | 0 | g: 115 KV; h: Non-HFTD; i: 0; j: 0; SAIDI / SAIFI / MAIFI k: 0; SAIDI / SAIFI / MAIFI o: 0.062388; SAIDI / SAIFI / MAIFI p: 0; Veg Mgmt q: 0; UG Conductors ss: 0.060535
| SIERRA PINES LIMITED | 60179A | 0.39938 | 0.39938 | 0 | 0 | 0.39938 | 0 | g: 60 KV; h: Non-HFTD; i: 0; j: 0; SAIDI / SAIFI / MAIFI k: 0; SAIDI / SAIFI / MAIFI o: 0.39938; SAIDI / SAIFI / MAIFI p: 0; Veg Mgmt q: 0; UG Conductors ss: 0.36839
| SILVERADO-FULTON JCT | 10446 | 26.1575 | 26.1575 | 5.0215 | 16.8555 | 4.2805 | 0 | g: 115 KV; h: 0.14188; i: 0; j: 0; SAIDI / SAIFI / MAIFI k: 0; SAIDI / SAIFI / MAIFI o: 26.1575; SAIDI / SAIFI / MAIFI p: 16.8555; Veg Mgmt q: 5.0215; Covered Conductor ee: 1; UG Conductors ss: 4.2714; UG Conductors tt: 16.8378; LiDAR Inspections uu: 5.0215; Detailed OH Inspections zz: 1
| SIMPSON-KORBEL TAP | 60074D | 0.38599 | 0.38599 | 0 | 0 | 0.38599 | 0 | g: 60 KV; h: Non-HFTD; i: 0; j: 0; SAIDI / SAIFI / MAIFI k: 0; SAIDI / SAIFI / MAIFI o: 0.38599; SAIDI / SAIFI / MAIFI p: 0; Veg Mgmt q: 0; UG Conductors ss: 0.37999
| SISQUOC-GAREY | 10303 | 5.0207 | 5.0207 | 0.23271 | 0.13348 | 4.6545 | 0 | g: 115 KV; h: 0; i: 0; j: 0; SAIDI / SAIFI / MAIFI k: 0; SAIDI / SAIFI / MAIFI o: 5.0207; SAIDI / SAIFI / MAIFI p: 0.13347; Veg Mgmt q: 0.23271; UG Conductors ss: 4.6545; UG Conductors tt: 0.13348; LiDAR Inspections uu: 0.23254; Detailed OH Inspections xx: 6
| SISQUOC-SANTA YNEZ SW STA | 10304 | 22.1065 | 22.1065 | 0 | 16.1028 | 6.0037 | 0 | g: 115 KV; h: 1.9841; i: 0.73117; j: 0.0014527; SAIDI / SAIFI / MAIFI k: 0; SAIDI / SAIFI / MAIFI o: 22.1065; SAIDI / SAIFI / MAIFI p: 16.1028; Veg Mgmt q: 0; Covered Conductor dd: 20; Covered Conductor ee: 4; Covered Conductor ff: 21; UG Conductors ss: 6.0017; UG Conductors tt: 16.1028; Detailed OH Inspections yy: 1; Detailed OH Inspections zz: 2; Detailed OH Inspections bbb: 1
| SKAGGS ISLAND #1 TAP | 10107B | 0.59048 | 0.59048 | 0 | 0 | 0.59048 | 0 | g: 115 KV; h: Non-HFTD; i: 0; j: 0; SAIDI / SAIFI / MAIFI k: 0; SAIDI / SAIFI / MAIFI o: 0.59048; SAIDI / SAIFI / MAIFI p: 0; Veg Mgmt q: 0; UG Conductors ss: 0.59048
| SKAGGS ISLAND #2 TAP | 10108B | 0.60039 | 0.60039 | 0 | 0 | 0.60039 | 0 | g: 115 KV; h: Non-HFTD; i: 0; j: 0; SAIDI / SAIFI / MAIFI k: 0; SAIDI / SAIFI / MAIFI o: 0.60039; SAIDI / SAIFI / MAIFI p: 0; Veg Mgmt q: 0; UG Conductors ss: 0.60039
| SLAC TAP | 60117A | 1.4104 | 1.4104 | 0 | 0 | 1.4104 | 0 | g: 60 KV; h: Non-HFTD; i: 0; j: 0; SAIDI / SAIFI / MAIFI k: 0; SAIDI / SAIFI / MAIFI o: 1.4104; SAIDI / SAIFI / MAIFI p: 0; Veg Mgmt q: 0; UG Conductors ss: 1.4077
| SLY CREEK TAP | 10360A | 5.3363 | 5.3363 | 5.3363 | 0 | 0 | 0 | g: 115 KV; h: 12.8608; i: 0; j: 0; SAIDI / SAIFI / MAIFI k: 0; SAIDI / SAIFI / MAIFI o: 5.3363; SAIDI / SAIFI / MAIFI p: 0; Veg Mgmt q: 5.3363; Covered Conductor gg: 15; Covered Conductor hh: 6; Poles ii: 6; LiDAR Inspections uu: 5.3363; Detailed OH Inspections xx: 116
| SMARTVILLE TAP | 60043B | 0.090319 | 0.090319 | 0 | 0.090319 | 0 | 0 | g: 60 KV; h: 0.05855; i: 0; j: 0; SAIDI / SAIFI / MAIFI k: 0; SAIDI / SAIFI / MAIFI o: 0.090319; SAIDI / SAIFI / MAIFI p: 0.090319; Veg Mgmt q: 0; UG Conductors tt: 0.088205
| SMARTVILLE-CAMP FAR WEST | 60400 | 17.8134 | 17.8134 | 0 | 9.2813 | 8.5321 | 0 | g: 60 KV; h: Non-HFTD; i: 0; j: 0; SAIDI / SAIFI / MAIFI k: 0; SAIDI / SAIFI / MAIFI o: 17.8134; SAIDI / SAIFI / MAIFI p: 9.2813; Veg Mgmt q: 0; Covered Conductor dd: 5; Covered Conductor ee: 10; Covered Conductor ff: 19; UG Conductors ss: 8.5321; UG Conductors tt: 9.2813
| SMARTVILLE-CAMP FAR WEST (12KV) | 60400 | 7.1487 | 7.1487 | 0 | 0 | 7.1487 | 0 | g: 60 KV; h: 11.5703; i: 0; j: 0; SAIDI / SAIFI / MAIFI k: 0; SAIDI / SAIFI / MAIFI o: 7.1487; SAIDI / SAIFI / MAIFI p: 0; Veg Mgmt q: 0; UG Conductors ss: 7.146
| SMARTVILLE-MARYSVILLE | 60198 | 20.1505 | 20.1505 | 0 | 4.8725 | 15.278 | 0 | g: 60 KV; h: 0.9266; i: 0.48304; j: 0.0025256; SAIDI / SAIFI / MAIFI k: 0; SAIDI / SAIFI / MAIFI o: 20.1348; SAIDI / SAIFI / MAIFI p: 4.8568; Veg Mgmt q: 0; Covered Conductor dd: 3; Covered Conductor ff: 22; UG Conductors ss: 15.278; UG Conductors tt: 4.8444; Detailed OH Inspections aaa: 2
| SMARTVILLE-NICOLAUS #1 | 60199 | 29.5964 | 29.5964 | 0 | 4.7507 | 24.8457 | 0 | g: 60 KV; h: 1.4938; i: 0; j: 0; SAIDI / SAIFI / MAIFI k: 0; SAIDI / SAIFI / MAIFI o: 29.5964; SAIDI / SAIFI / MAIFI p: 4.7507; Veg Mgmt q: 0; Covered Conductor dd: 4; Covered Conductor ee: 6; Covered Conductor ff: 9; UG Conductors ss: 24.8178; UG Conductors tt: 4.7497; Detailed OH Inspections bbb: 2
| SMARTVILLE-NICOLAUS #2 | 60200 | 30.156 | 30.156 | 0 | 4.8278 | 25.3282 | 0 | g: 60 KV; h: 1.4047; i: 0; j: 0; SAIDI / SAIFI / MAIFI k: 0; SAIDI / SAIFI / MAIFI o: 30.156; SAIDI / SAIFI / MAIFI p: 4.8278; Veg Mgmt q: 0; Covered Conductor dd: 18; UG Conductors ss: 25.1325; UG Conductors tt: 4.8278; Detailed OH Inspections bbb: 1
| SMYRNA-SEMITROPIC-MIDWAY | 10305 | 44.6319 | 44.6319 | 0 | 0 | 44.6319 | 0 | g: 115 KV; h: Non-HFTD; i: 0; j: 0; SAIDI / SAIFI / MAIFI k: 0; SAIDI / SAIFI / MAIFI o: 44.6319; SAIDI / SAIFI / MAIFI p: 0; Veg Mgmt q: 0; UG Conductors ss: 22.4931; Detailed OH Inspections yy: 1; Detailed OH Inspections zz: 5
| SNEATH LANE-HALF MOON BAY | 60424 | 15.4067 | 15.4067 | 11.1742 | 2.3618 | 1.8707 | 0 | g: 60 KV; h: 78.0978; i: 0; j: 0; SAIDI / SAIFI / MAIFI k: 0; SAIDI / SAIFI / MAIFI o: 15.4067; SAIDI / SAIFI / MAIFI p: 2.3618; Veg Mgmt q: 11.1742; Covered Conductor ff: 2; Covered Conductor gg: 1; Covered Conductor hh: 14; Poles ii: 2; UG Conductors ss: 1.8707; UG Conductors tt: 2.3618; LiDAR Inspections uu: 11.1713; Detailed OH Inspections xx: 155
| SNEATH LANE-PACIFICA | 60422 | 3.2625 | 3.2625 | 1.362 | 1.318 | 0.58253 | 0 | g: 60 KV; h: 12.9451; i: 0; j: 0; SAIDI / SAIFI / MAIFI k: 0; SAIDI / SAIFI / MAIFI o: 3.2625; SAIDI / SAIFI / MAIFI p: 1.318; Veg Mgmt q: 1.362; UG Conductors ss: 0.58167; UG Conductors tt: 1.318; LiDAR Inspections uu: 1.36; Detailed OH Inspections xx: 11
| SOBRANTE-G #1 | 10306 | 5.3355 | 5.3355 | 3.8624 | 1.3523 | 0.12079 | 0 | g: 115 KV; h: 12.6099; i: 0; j: 0; SAIDI / SAIFI / MAIFI k: 0; SAIDI / SAIFI / MAIFI o: 0.37219; SAIDI / SAIFI / MAIFI p: 0; Veg Mgmt q: 0; UG Conductors ss: 0.11535; UG Conductors tt: 1.3523; LiDAR Inspections uu: 3.8616; Detailed OH Inspections xx: 25
| SOBRANTE-G #2 | 10307 | 5.3941 | 5.3941 | 3.8609 | 1.4419 | 0.091295 | 0 | g: 115 KV; h: 6.4816; i: 0; j: 0; SAIDI / SAIFI / MAIFI k: 0; SAIDI / SAIFI / MAIFI o: 5.3941; SAIDI / SAIFI / MAIFI p: 1.4419; Veg Mgmt q: 3.8609; Covered Conductor dd: 4; UG Conductors ss: 0.091295; UG Conductors tt: 1.4419; LiDAR Inspections uu: 3.8609
| SOBRANTE-GRIZZLY-CLAREMONT #1 | 10308 | 19.5806 | 19.5806 | 12.2875 | 5.0521 | 2.241 | 0 | g: 115 KV; h: 41.9877; i: 0; j: 0; SAIDI / SAIFI / MAIFI k: 0; SAIDI / SAIFI / MAIFI o: 19.5806; SAIDI / SAIFI / MAIFI p: 5.0521; Veg Mgmt q: 12.2875; Covered Conductor ff: 1; Covered Conductor hh: 1; UG Conductors ss: 1.277; UG Conductors tt: 3.1813; LiDAR Inspections uu: 7.4874; Detailed OH Inspections xx: 41
| SOBRANTE-GRIZZLY-CLAREMONT #2 | 10309 | 19.2978 | 19.2978 | 12.1469 | 4.6249 | 2.526 | 0 | g: 115 KV; h: 34.091; i: 0; j: 0; SAIDI / SAIFI / MAIFI k: 0; SAIDI / SAIFI / MAIFI o: 19.2978; SAIDI / SAIFI / MAIFI p: 4.6249; Veg Mgmt q: 12.1469; UG Conductors ss: 1.4261; UG Conductors tt: 2.8192; LiDAR Inspections uu: 7.4193; Detailed OH Inspections xx: 28
| SOBRANTE-MORAGA | 10421 | 5.6848 | 5.6848 | 0.20069 | 3.0561 | 2.428 | 0 | g: 115 KV; h: 14.322; i: 0; j: 0; SAIDI / SAIFI / MAIFI k: 0; SAIDI / SAIFI / MAIFI o: 5.6848; SAIDI / SAIFI / MAIFI p: 3.0561; Veg Mgmt q: 0.20069; Covered Conductor ee: 1; UG Conductors ss: 2.4275; UG Conductors tt: 3.0561; LiDAR Inspections uu: 0.20069; Detailed OH Inspections xx: 3
| SOBRANTE-R #1 | 10311 | 10.02 | 5.5363 | 3.8579 | 1.3981 | 0.28036 | 4.4837 | g: 115 KV; h: 39.6988; i: 0; j: 0; SAIDI / SAIFI / MAIFI k: 0; SAIDI / SAIFI / MAIFI o: 5.5477; SAIDI / SAIFI / MAIFI p: 1.3981; Veg Mgmt q: 3.8579; UG Conductors ss: 0.28036; UG Conductors tt: 1.3981; LiDAR Inspections uu: 3.8571; Detailed OH Inspections xx: 25
| SOBRANTE-R #2 | 10312 | 9.953 | 5.5342 | 3.8564 | 1.4012 | 0.27656 | 4.4188 | g: 115 KV; h: Non-HFTD; i: 0; j: 0; SAIDI / SAIFI / MAIFI k: 0; SAIDI / SAIFI / MAIFI o: 5.5342; SAIDI / SAIFI / MAIFI p: 1.4012; Veg Mgmt q: 3.8564; UG Conductors ss: 0.27656; UG Conductors tt: 1.3999; LiDAR Inspections uu: 3.8564
| SOBRANTE-STANDARD OIL SW STA #1 | 10314 | 18.8873 | 18.8873 | 0 | 8.5605 | 10.3269 | 0 | g: 115 KV; h: 4.6959; i: 0; j: 0; SAIDI / SAIFI / MAIFI k: 0; SAIDI / SAIFI / MAIFI o: 0.8111; SAIDI / SAIFI / MAIFI p: 0; Veg Mgmt q: 0; UG Conductors ss: 10.3269; UG Conductors tt: 8.5497
| SOBRANTE-STANDARD OIL SW STA #2 | 10313 | 18.8866 | 18.8866 | 0 | 8.5373 | 10.3493 | 0 | g: 115 KV; h: Non-HFTD; i: 0; j: 0; SAIDI / SAIFI / MAIFI k: 0.0011398; SAIDI / SAIFI / MAIFI o: 0.33959; SAIDI / SAIFI / MAIFI p: 0; Veg Mgmt q: 0; UG Conductors ss: 10.3455; UG Conductors tt: 8.5373
| SOLAR SW STA-CALIENTE SW STA #1 | 20238 | 8.219 | 8.219 | 0 | 0 | 8.219 | 0 | g: 230 KV; h: Non-HFTD; i: 0; j: 0; SAIDI / SAIFI / MAIFI k: 0; SAIDI / SAIFI / MAIFI o: 8.219; SAIDI / SAIFI / MAIFI p: 0; Veg Mgmt q: 0; UG Conductors ss: 8.219
| SOLAR SW STA-CALIENTE SW STA #2 | 20241 | 8.2196 | 8.2196 | 0 | 0 | 8.2196 | 0 | g: 230 KV; h: Non-HFTD; i: 0; j: 0; SAIDI / SAIFI / MAIFI k: 0; SAIDI / SAIFI / MAIFI o: 8.2196; SAIDI / SAIFI / MAIFI p: 0; Veg Mgmt q: 0; UG Conductors ss: 8.2196
| SOLAR TANNEHILL TAP | 70083A | 2.6528 | 2.6528 | 0 | 0 | 2.6528 | 0 | g: 70 KV; h: Non-HFTD; i: 0; j: 0; SAIDI / SAIFI / MAIFI k: 0; SAIDI / SAIFI / MAIFI o: 2.6528; SAIDI / SAIFI / MAIFI p: 0; Veg Mgmt q: 0; UG Conductors ss: 2.6436
| SOLEDAD #1 | 60201 | 19.3761 | 19.3761 | 0 | 0 | 19.3761 | 0 | g: 60 KV; h: Non-HFTD; i: 0.22532; j: 0.0015518; SAIDI / SAIFI / MAIFI k: 0; SAIDI / SAIFI / MAIFI o: 19.3761; SAIDI / SAIFI / MAIFI p: 0; Veg Mgmt q: 0; UG Conductors ss: 19.3698; Detailed OH Inspections yy: 3
| SOLEDAD #2 | 60202 | 18.8549 | 18.8549 | 0 | 0 | 18.8549 | 0 | g: 60 KV; h: Non-HFTD; i: 0.043674; j: 0.00055224; SAIDI / SAIFI / MAIFI k: 0; SAIDI / SAIFI / MAIFI o: 18.8549; SAIDI / SAIFI / MAIFI p: 0; Veg Mgmt q: 0; UG Conductors ss: 18.8549; Detailed OH Inspections yy: 1
| SOLEDAD #3 | 60203 | 1.6338 | 1.6338 | 0 | 0 | 1.6338 | 0 | g: 60 KV; h: Non-HFTD; i: 0; j: 0; SAIDI / SAIFI / MAIFI k: 0; SAIDI / SAIFI / MAIFI o: 1.628; SAIDI / SAIFI / MAIFI p: 0; Veg Mgmt q: 0; UG Conductors ss: 1.6338
| SOLEDAD #4 | 60204 | 6.0981 | 6.0981 | 0 | 0 | 6.0981 | 0 | g: 60 KV; h: Non-HFTD; i: 0; j: 0; SAIDI / SAIFI / MAIFI k: 0; SAIDI / SAIFI / MAIFI o: 6.081; SAIDI / SAIFI / MAIFI p: 0; Veg Mgmt q: 0; UG Conductors ss: 6.0981
| SONOMA-PUEBLO | 10315 | 18.4837 | 18.4837 | 0 | 2.6377 | 15.8461 | 0 | g: 115 KV; h: 10.4412; i: 0; j: 0; SAIDI / SAIFI / MAIFI k: 0; SAIDI / SAIFI / MAIFI o: 18.4837; SAIDI / SAIFI / MAIFI p: 2.5892; Veg Mgmt q: 0; Covered Conductor dd: 2; Covered Conductor ee: 4; Covered Conductor ff: 11; UG Conductors ss: 15.8461; UG Conductors tt: 2.5818
| SPAULDING #3-SPAULDING #1 | 60205 | 1.0908 | 1.0908 | 0 | 1.0908 | 0 | 0 | g: 60 KV; h: -0.013998; i: 0; j: 0; SAIDI / SAIFI / MAIFI k: 0; SAIDI / SAIFI / MAIFI o: 1.0908; SAIDI / SAIFI / MAIFI p: 1.0908; Veg Mgmt q: 0; Covered Conductor ff: 1; UG Conductors tt: 1.0862
| SPAULDING-SUMMIT | 60206 | 19.647 | 19.647 | 0 | 14.7836 | 4.8634 | 0 | g: 60 KV; h: 3.5385; i: 0; j: 0; SAIDI / SAIFI / MAIFI k: 0.00034573; SAIDI / SAIFI / MAIFI o: 19.647; SAIDI / SAIFI / MAIFI p: 14.7084; Veg Mgmt q: 0; Covered Conductor dd: 55; Covered Conductor ff: 3; UG Conductors ss: 4.8634; UG Conductors tt: 14.7103
| SPI (BURNEY) TAP | 20112A | 0.054447 | 0.054447 | 0 | 0.054447 | 0 | 0 | g: 230 KV; h: 1.2835; i: 0; j: 0; SAIDI / SAIFI / MAIFI k: 0; SAIDI / SAIFI / MAIFI o: 0.054445; SAIDI / SAIFI / MAIFI p: 0.054445; Veg Mgmt q: 0; UG Conductors tt: 0.034378
| SPRING GAP TAP | 10053B | 1.6405 | 1.6405 | 1.6405 | 0 | 0 | 0 | g: 115 KV; h: 0.070848; i: 0; j: 0; SAIDI / SAIFI / MAIFI k: 0; SAIDI / SAIFI / MAIFI o: 1.6405; SAIDI / SAIFI / MAIFI p: 0; Veg Mgmt q: 1.6405; Covered Conductor hh: 9; LiDAR Inspections uu: 1.6405; Detailed OH Inspections xx: 41
| STAGG-COUNTRY CLUB #1 | 60208 | 2.4346 | 2.4346 | 0 | 0 | 2.4346 | 0 | g: 60 KV; h: Non-HFTD; i: 0; j: 0; SAIDI / SAIFI / MAIFI k: 0; SAIDI / SAIFI / MAIFI o: 2.4346; SAIDI / SAIFI / MAIFI p: 0; Veg Mgmt q: 0; UG Conductors ss: 2.4291
| STAGG-COUNTRY CLUB #2 | 60209 | 2.4639 | 2.4639 | 0 | 0 | 2.4639 | 0 | g: 60 KV; h: Non-HFTD; i: 0; j: 0; SAIDI / SAIFI / MAIFI k: 0; SAIDI / SAIFI / MAIFI o: 2.4639; SAIDI / SAIFI / MAIFI p: 0; Veg Mgmt q: 0; UG Conductors ss: 2.4639
| STAGG-HAMMER | 60210 | 4.2482 | 4.2482 | 0 | 0 | 4.2482 | 0 | g: 60 KV; h: Non-HFTD; i: 0; j: 0; SAIDI / SAIFI / MAIFI k: 0; SAIDI / SAIFI / MAIFI o: 4.2482; SAIDI / SAIFI / MAIFI p: 0; Veg Mgmt q: 0; UG Conductors ss: 4.2416
| STAGG-TESLA | 20141 | 23.6442 | 23.6442 | 0 | 0 | 23.6442 | 0 | g: 230 KV; h: Non-HFTD; i: 0; j: 0; SAIDI / SAIFI / MAIFI k: 0; SAIDI / SAIFI / MAIFI o: 23.6442; SAIDI / SAIFI / MAIFI p: 0; Veg Mgmt q: 0; UG Conductors ss: 23.6442
| STANDARD #1 & #2 (12KV) | 60425 | 4.1983 | 4.1983 | 0 | 0 | 4.1983 | 0 | g: 60 KV; h: Non-HFTD; i: 0; j: 0; SAIDI / SAIFI / MAIFI k: 0; SAIDI / SAIFI / MAIFI o: 0.73675; SAIDI / SAIFI / MAIFI p: 0; Veg Mgmt q: 0; UG Conductors ss: 4.1983
| STANISLAUS RECOVERY TAP | 60185A | 0.10561 | 0.10561 | 0 | 0 | 0.10561 | 0 | g: 60 KV; h: Non-HFTD; i: 0; j: 0; SAIDI / SAIFI / MAIFI k: 0; SAIDI / SAIFI / MAIFI o: 0.10561; SAIDI / SAIFI / MAIFI p: 0; Veg Mgmt q: 0; UG Conductors ss: 0.077827
| STANISLAUS-MANTECA #2 | 10316 | 53.9484 | 53.9484 | 0 | 24.9737 | 28.9747 | 0 | g: 115 KV; h: 14.5694; i: 0; j: 0; SAIDI / SAIFI / MAIFI k: 0; SAIDI / SAIFI / MAIFI o: 53.9484; SAIDI / SAIFI / MAIFI p: 24.9737; Veg Mgmt q: 0; UG Conductors ss: 28.9533; UG Conductors tt: 24.9656
| STANISLAUS-MELONES SW STA-MANTECA #1 | 10317 | 61.1465 | 61.1465 | 0 | 32.1295 | 29.017 | 0 | g: 115 KV; h: 13.8739; i: 0; j: 0; SAIDI / SAIFI / MAIFI k: 0.0013778; SAIDI / SAIFI / MAIFI o: 61.1465; SAIDI / SAIFI / MAIFI p: 32.1295; Veg Mgmt q: 0; UG Conductors ss: 29.017; UG Conductors tt: 32.1267
| STANISLAUS-MELONES SW STA-RIVERBANK JCT SW STA | 10448 | 43.7953 | 43.7953 | 0 | 32.0889 | 11.7064 | 0 | g: 115 KV; h: 1.9737; i: 0; j: 0; SAIDI / SAIFI / MAIFI k: 0; SAIDI / SAIFI / MAIFI o: 43.7953; SAIDI / SAIFI / MAIFI p: 32.0888; Veg Mgmt q: 0; Covered Conductor dd: 1; UG Conductors ss: 11.6886; UG Conductors tt: 32.0889
| STANISLAUS-NEWARK #1 (12KV) | 10319 | 15.0431 | 15.0431 | 0 | 2.8347 | 12.2085 | 0 | g: 115 KV; h: 1.4268; i: 0; j: 0; SAIDI / SAIFI / MAIFI k: 0; SAIDI / SAIFI / MAIFI o: 15.0431; SAIDI / SAIFI / MAIFI p: 2.8275; Veg Mgmt q: 0; UG Conductors ss: 12.2085; UG Conductors tt: 2.8267
| STANISLAUS-NEWARK #2 (12KV) | 10320 | 18.1659 | 18.1659 | 0 | 2.8909 | 15.2751 | 0 | g: 115 KV; h: 9.8315; i: 0; j: 0; SAIDI / SAIFI / MAIFI k: 0; SAIDI / SAIFI / MAIFI o: 18.1659; SAIDI / SAIFI / MAIFI p: 2.8909; Veg Mgmt q: 0; UG Conductors ss: 15.2751; UG Conductors tt: 2.8891
| STAUFFER TAP | 60027B | 0.58308 | 0.58308 | 0 | 0 | 0.58308 | 0 | g: 60 KV; h: Non-HFTD; i: 0; j: 0; SAIDI / SAIFI / MAIFI k: 0; SAIDI / SAIFI / MAIFI o: 0.58308; SAIDI / SAIFI / MAIFI p: 0; Veg Mgmt q: 0; UG Conductors ss: 0.58293
| STELLING-MONTA VISTA | 10403 | 2.7452 | 1.6068 | 0 | 0 | 1.6068 | 1.1384 | g: 115 KV; h: Non-HFTD; i: 0; j: 0; SAIDI / SAIFI / MAIFI k: 0; SAIDI / SAIFI / MAIFI o: 2.7452; SAIDI / SAIFI / MAIFI p: 0; Veg Mgmt q: 0; UG Conductors ss: 1.6034
| STELLING-WOLFE | 10196 | 1.4551 | 1.4551 | 0 | 0 | 1.4551 | 0 | g: 115 KV; h: Non-HFTD; i: 0; j: 0; SAIDI / SAIFI / MAIFI k: 0; SAIDI / SAIFI / MAIFI o: 1.4551; SAIDI / SAIFI / MAIFI p: 0; Veg Mgmt q: 0; UG Conductors ss: 1.4551
| STOCKDALE #1 TAP | 20086B | 6.2491 | 6.2491 | 0 | 0 | 6.2491 | 0 | g: 230 KV; h: Non-HFTD; i: 0; j: 0; SAIDI / SAIFI / MAIFI k: 0; SAIDI / SAIFI / MAIFI o: 6.2453; SAIDI / SAIFI / MAIFI p: 0; Veg Mgmt q: 0; UG Conductors ss: 6.2227
| STOCKDALE #2 TAP | 20088A | 6.1614 | 6.1614 | 0 | 0 | 6.1614 | 0 | g: 230 KV; h: Non-HFTD; i: 0; j: 0; SAIDI / SAIFI / MAIFI k: 0; SAIDI / SAIFI / MAIFI o: 6.1614; SAIDI / SAIFI / MAIFI p: 0; Veg Mgmt q: 0; UG Conductors ss: 6.1468
| STOCKTON A #1 | 60211 | 5.5818 | 5.5818 | 0 | 0 | 5.5818 | 0 | g: 60 KV; h: Non-HFTD; i: 0; j: 0; SAIDI / SAIFI / MAIFI k: 0; SAIDI / SAIFI / MAIFI o: 5.5817; SAIDI / SAIFI / MAIFI p: 0; Veg Mgmt q: 0; UG Conductors ss: 5.5818; Detailed OH Inspections yy: 2
| STOCKTON A-LOCKEFORD-BELLOTA #1 | 10322 | 34.7973 | 34.7973 | 0 | 0 | 34.7973 | 0 | g: 115 KV; h: Non-HFTD; i: 0; j: 0; SAIDI / SAIFI / MAIFI k: 0.0010219; SAIDI / SAIFI / MAIFI o: 34.7973; SAIDI / SAIFI / MAIFI p: 0; Veg Mgmt q: 0; UG Conductors ss: 34.7503
| STOCKTON A-LOCKEFORD-BELLOTA #2 | 10323 | 34.4926 | 34.4926 | 0 | 0 | 34.4926 | 0 | g: 115 KV; h: Non-HFTD; i: 0; j: 0; SAIDI / SAIFI / MAIFI k: 0; SAIDI / SAIFI / MAIFI o: 34.4926; SAIDI / SAIFI / MAIFI p: 0; Veg Mgmt q: 0; UG Conductors ss: 34.4868
| STOCKTON A-WEBER #1 | 60212 | 13.1964 | 13.1964 | 0 | 0 | 13.1964 | 0 | g: 60 KV; h: Non-HFTD; i: 0.091615; j: 0.00063055; SAIDI / SAIFI / MAIFI k: 0; SAIDI / SAIFI / MAIFI o: 13.1964; SAIDI / SAIFI / MAIFI p: 0; Veg Mgmt q: 0; UG Conductors ss: 13.1877; Detailed OH Inspections yy: 1
| STOCKTON A-WEBER #2 | 60213 | 9.8756 | 9.8756 | 0 | 0 | 9.8756 | 0 | g: 60 KV; h: Non-HFTD; i: 0; j: 0; SAIDI / SAIFI / MAIFI k: 0; SAIDI / SAIFI / MAIFI o: 9.8756; SAIDI / SAIFI / MAIFI p: 0; Veg Mgmt q: 0; UG Conductors ss: 9.875; Detailed OH Inspections yy: 1
| STOCKTON A-WEBER #3 | 60214 | 9.8151 | 9.8151 | 0 | 0 | 9.8151 | 0 | g: 60 KV; h: Non-HFTD; i: 0; j: 0; SAIDI / SAIFI / MAIFI k: 0.0016546; SAIDI / SAIFI / MAIFI o: 9.8131; SAIDI / SAIFI / MAIFI p: 0; Veg Mgmt q: 0; UG Conductors ss: 9.8151
| STOCKTON-NEWARK | 60215 | 14.5915 | 14.5915 | 0 | 0 | 14.5915 | 0 | g: 60 KV; h: Non-HFTD; i: 0; j: 0; SAIDI / SAIFI / MAIFI k: 0; SAIDI / SAIFI / MAIFI o: 14.5915; SAIDI / SAIFI / MAIFI p: 0; Veg Mgmt q: 0; UG Conductors ss: 14.5915
| STONE CORRAL TAP | 70019A | 7.5559 | 7.5559 | 0 | 0 | 7.5559 | 0 | g: 70 KV; h: Non-HFTD; i: 0; j: 0; SAIDI / SAIFI / MAIFI k: 0; SAIDI / SAIFI / MAIFI o: 7.5559; SAIDI / SAIFI / MAIFI p: 0; Veg Mgmt q: 0; UG Conductors ss: 7.5485
| STONE-EVERGREEN-METCALF | 10473 | 12.8575 | 12.8575 | 0 | 0 | 12.8575 | 0 | g: 115 KV; h: Non-HFTD; i: 0; j: 0; SAIDI / SAIFI / MAIFI k: 0; SAIDI / SAIFI / MAIFI o: 12.8575; SAIDI / SAIFI / MAIFI p: 0; Veg Mgmt q: 0; UG Conductors ss: 12.8575
| STONY POINT TAP | 10132B | 3.0755 | 3.0755 | 0 | 0 | 3.0755 | 0 | g: 115 KV; h: Non-HFTD; i: 0; j: 0; SAIDI / SAIFI / MAIFI k: 0; SAIDI / SAIFI / MAIFI o: 3.0755; SAIDI / SAIFI / MAIFI p: 0; Veg Mgmt q: 0; UG Conductors ss: 3.0755
| SUMIDEN WIRE PRODUCTS TAP | 60214A | 0.19487 | 0.19487 | 0 | 0 | 0.19487 | 0 | g: 60 KV; h: Non-HFTD; i: 0; j: 0; SAIDI / SAIFI / MAIFI k: 0; SAIDI / SAIFI / MAIFI o: 0.19487; SAIDI / SAIFI / MAIFI p: 0; Veg Mgmt q: 0; UG Conductors ss: 0.1945
| SUNOL TAP | 60164A | 0.081157 | 0.081157 | 0 | 0 | 0.081157 | 0 | g: 60 KV; h: Non-HFTD; i: 0; j: 0; SAIDI / SAIFI / MAIFI k: 0; SAIDI / SAIFI / MAIFI o: 0.081157; SAIDI / SAIFI / MAIFI p: 0; Veg Mgmt q: 0; UG Conductors ss: 0.076223
| SURF TAP | 10051A | 11.378 | 11.378 | 0 | 2.0786 | 9.2994 | 0 | g: 115 KV; h: 0.42254; i: 0; j: 0; SAIDI / SAIFI / MAIFI k: 0; SAIDI / SAIFI / MAIFI o: 11.378; SAIDI / SAIFI / MAIFI p: 2.0786; Veg Mgmt q: 0; Covered Conductor ff: 1; UG Conductors ss: 9.2994; UG Conductors tt: 2.0779; Detailed OH Inspections aaa: 2
| SUTTER HOME SW STA-LOCKEFORD-LODI | 60426 | 29.7579 | 29.7579 | 0 | 0 | 29.7579 | 0 | g: 60 KV; h: Non-HFTD; i: 0; j: 0; SAIDI / SAIFI / MAIFI k: 0.00036615; SAIDI / SAIFI / MAIFI o: 29.7579; SAIDI / SAIFI / MAIFI p: 0; Veg Mgmt q: 0; UG Conductors ss: 29.7439
| SUTTER HOME SW STA-STAGG | 60427 | 17.1263 | 17.1263 | 0 | 0 | 17.1263 | 0 | g: 60 KV; h: Non-HFTD; i: 0; j: 0; SAIDI / SAIFI / MAIFI k: 0.00011098; SAIDI / SAIFI / MAIFI o: 17.1263; SAIDI / SAIFI / MAIFI p: 0; Veg Mgmt q: 0; UG Conductors ss: 17.1263
| SUTTER HOME-SUTTER HOME SW STA | 60428 | 0.027175 | 0.027175 | 0 | 0 | 0.027175 | 0 | g: 60 KV; h: Non-HFTD; i: 0; j: 0; SAIDI / SAIFI / MAIFI k: 0; SAIDI / SAIFI / MAIFI o: 0.027171; SAIDI / SAIFI / MAIFI p: 0; Veg Mgmt q: 0; UG Conductors ss: 0.026478
| SWIFT-METCALF | 10326 | 8.9307 | 8.9307 | 0 | 0 | 8.9307 | 0 | g: 115 KV; h: Non-HFTD; i: 0; j: 0; SAIDI / SAIFI / MAIFI k: 0; SAIDI / SAIFI / MAIFI o: 8.9307; SAIDI / SAIFI / MAIFI p: 0; Veg Mgmt q: 0; UG Conductors ss: 8.9307
| SYCAMORE CREEK-NOTRE DAME-TABLE MTN | 10443 | 20.3258 | 20.3258 | 0 | 0 | 20.3258 | 0 | g: 115 KV; h: Non-HFTD; i: 0; j: 0; SAIDI / SAIFI / MAIFI k: 0; SAIDI / SAIFI / MAIFI o: 20.3258; SAIDI / SAIFI / MAIFI p: 0; Veg Mgmt q: 0; UG Conductors ss: 20.3221
| SYCAMORE TAP | 70088A | 2.0421 | 2.0421 | 0 | 0 | 2.0421 | 0 | g: 70 KV; h: Non-HFTD; i: 0; j: 0; SAIDI / SAIFI / MAIFI k: 0; SAIDI / SAIFI / MAIFI o: 2.0421; SAIDI / SAIFI / MAIFI p: 0; Veg Mgmt q: 0; UG Conductors ss: 2.0405
| TABLE MTN-BUTTE #1 | 10327 | 19.5415 | 19.5415 | 0 | 0 | 19.5415 | 0 | g: 115 KV; h: Non-HFTD; i: 0; j: 0; SAIDI / SAIFI / MAIFI k: 0; SAIDI / SAIFI / MAIFI o: 19.5415; SAIDI / SAIFI / MAIFI p: 0; Veg Mgmt q: 0; UG Conductors ss: 19.5415
| TABLE MTN-BUTTE #2 | 10328 | 15.8199 | 15.8199 | 0 | 0 | 15.8199 | 0 | g: 115 KV; h: Non-HFTD; i: 0; j: 0; SAIDI / SAIFI / MAIFI k: 0; SAIDI / SAIFI / MAIFI o: 15.8199; SAIDI / SAIFI / MAIFI p: 0; Veg Mgmt q: 0; UG Conductors ss: 15.8199
| TABLE MTN-PALERMO | 20142 | 14.569 | 14.569 | 0 | 7.8523 | 6.7167 | 0 | g: 230 KV; h: 0.48895; i: 0; j: 0; SAIDI / SAIFI / MAIFI k: 0; SAIDI / SAIFI / MAIFI o: 14.569; SAIDI / SAIFI / MAIFI p: 7.8523; Veg Mgmt q: 0; UG Conductors ss: 6.6974; UG Conductors tt: 7.8523
| TABLE MTN-PEACHTON | 60407 | 14.8397 | 14.8397 | 0 | 0 | 14.8397 | 0 | g: 60 KV; h: Non-HFTD; i: 0; j: 0; SAIDI / SAIFI / MAIFI k: 0; SAIDI / SAIFI / MAIFI o: 14.8365; SAIDI / SAIFI / MAIFI p: 0; Veg Mgmt q: 0; UG Conductors ss: 14.8393
| TABLE MTN-RIO OSO | 20143 | 50.1806 | 50.1806 | 0 | 12.3825 | 37.7981 | 0 | g: 230 KV; h: Non-HFTD; i: 0; j: 0; SAIDI / SAIFI / MAIFI k: 0; SAIDI / SAIFI / MAIFI o: 50.1806; SAIDI / SAIFI / MAIFI p: 12.3825; Veg Mgmt q: 0; UG Conductors ss: 37.7981; UG Conductors tt: 12.2852
| TABLE MTN-TESLA | 50015 | 134.9851 | 134.9851 | 0 | 0 | 134.9851 | 0 | g: 500 KV; h: Non-HFTD; i: 0; j: 0; SAIDI / SAIFI / MAIFI k: 0; SAIDI / SAIFI / MAIFI o: 134.9851; SAIDI / SAIFI / MAIFI p: 0; Veg Mgmt q: 0; UG Conductors ss: 134.9851; LiDAR Inspections vv: 47
| TABLE MTN-VACA | 50016 | 83.3008 | 83.3008 | 0 | 0 | 83.3008 | 0 | g: 500 KV; h: Non-HFTD; i: 0; j: 0; SAIDI / SAIFI / MAIFI k: 0; SAIDI / SAIFI / MAIFI o: 83.3008; SAIDI / SAIFI / MAIFI p: 0; Veg Mgmt q: 0; UG Conductors ss: 83.3008
| TAFT-CHALK CLIFF | 10330 | 7.1786 | 7.1786 | 0 | 0 | 7.1786 | 0 | g: 115 KV; h: Non-HFTD; i: 0; j: 0; SAIDI / SAIFI / MAIFI k: 0; SAIDI / SAIFI / MAIFI o: 7.1786; SAIDI / SAIFI / MAIFI p: 0; Veg Mgmt q: 0; UG Conductors ss: 7.1786
| TAFT-CUYAMA #1 | 70080 | 19.2504 | 19.2504 | 0 | 0 | 19.2504 | 0 | g: 70 KV; h: Non-HFTD; i: 0; j: 0; SAIDI / SAIFI / MAIFI k: 0; SAIDI / SAIFI / MAIFI o: 19.2504; SAIDI / SAIFI / MAIFI p: 0; Veg Mgmt q: 0; UG Conductors ss: 19.2474
| TAFT-CUYAMA #2 | 70081 | 18.7425 | 18.7425 | 0 | 0 | 18.7425 | 0 | g: 70 KV; h: Non-HFTD; i: 0; j: 0; SAIDI / SAIFI / MAIFI k: 0; SAIDI / SAIFI / MAIFI o: 18.7425; SAIDI / SAIFI / MAIFI p: 0; Veg Mgmt q: 0; UG Conductors ss: 18.7356
| TAFT-ELK HILLS | 70082 | 12.3872 | 12.3872 | 0 | 0 | 12.3872 | 0 | g: 70 KV; h: Non-HFTD; i: 0; j: 0; SAIDI / SAIFI / MAIFI k: 0; SAIDI / SAIFI / MAIFI o: 12.3872; SAIDI / SAIFI / MAIFI p: 0; Veg Mgmt q: 0; UG Conductors ss: 12.3872
| TAFT-MARICOPA | 70083 | 5.9839 | 5.9839 | 0 | 0 | 5.9839 | 0 | g: 70 KV; h: Non-HFTD; i: 0; j: 0; SAIDI / SAIFI / MAIFI k: 0; SAIDI / SAIFI / MAIFI o: 5.9839; SAIDI / SAIFI / MAIFI p: 0; Veg Mgmt q: 0; UG Conductors ss: 5.9839
| TASSAJARA-NEWARK | 20165 | 31.8039 | 31.8039 | 11.3648 | 6.9987 | 13.4404 | 0 | g: 230 KV; h: Non-HFTD; i: 0; j: 0; SAIDI / SAIFI / MAIFI k: 0; SAIDI / SAIFI / MAIFI o: 31.8039; SAIDI / SAIFI / MAIFI p: 6.9987; Veg Mgmt q: 11.3648; UG Conductors ss: 13.4399; UG Conductors tt: 6.9987; LiDAR Inspections uu: 11.3479
| TECUYA TAP | 70091A | 1.9138 | 1.9138 | 0 | 0 | 1.9138 | 0 | g: 70 KV; h: Non-HFTD; i: 0; j: 0; SAIDI / SAIFI / MAIFI k: 0; SAIDI / SAIFI / MAIFI o: 1.9138; SAIDI / SAIFI / MAIFI p: 0; Veg Mgmt q: 0; UG Conductors ss: 1.9138
| TEICHERT TAP | 10335C | 2.1079 | 2.1079 | 0 | 0 | 2.1079 | 0 | g: 115 KV; h: Non-HFTD; i: 0; j: 0; SAIDI / SAIFI / MAIFI k: 0; SAIDI / SAIFI / MAIFI o: 2.1079; SAIDI / SAIFI / MAIFI p: 0; Veg Mgmt q: 0; UG Conductors ss: 2.1079
| TEJON-LEBEC | 70085 | 12.9961 | 12.9961 | 0 | 5.6872 | 7.309 | 0 | g: 70 KV; h: 0.82666; i: 0.04069; j: 0.00011027; SAIDI / SAIFI / MAIFI k: 0; SAIDI / SAIFI / MAIFI o: 12.9961; SAIDI / SAIFI / MAIFI p: 5.6871; Veg Mgmt q: 0; Covered Conductor ee: 1; Covered Conductor ff: 3; UG Conductors ss: 7.3056; UG Conductors tt: 5.6323; Detailed OH Inspections ccc: 1
| TEMBLOR-KERNRIDGE | 10331 | 4.7765 | 4.7765 | 0 | 0 | 4.7765 | 0 | g: 115 KV; h: Non-HFTD; i: 0; j: 0; SAIDI / SAIFI / MAIFI k: 0; SAIDI / SAIFI / MAIFI o: 4.7765; SAIDI / SAIFI / MAIFI p: 0; Veg Mgmt q: 0; UG Conductors ss: 4.7765
| TEMBLOR-SAN LUIS OBISPO | 10332 | 57.7875 | 57.7875 | 11.4357 | 19.5899 | 26.7619 | 0 | g: 115 KV; h: 0; i: 0.031476; j: 0.00011968; SAIDI / SAIFI / MAIFI k: 0; SAIDI / SAIFI / MAIFI o: 57.7875; SAIDI / SAIFI / MAIFI p: 19.5899; Veg Mgmt q: 11.4357; UG Conductors ss: 26.7619; UG Conductors tt: 19.5899; LiDAR Inspections uu: 11.4333; Detailed OH Inspections xx: 60
| TEMPLETON-ATASCADERO | 70108 | 8.8171 | 8.8171 | 0 | 5.0992 | 3.7179 | 0 | g: 70 KV; h: 6.1384; i: 0; j: 0; SAIDI / SAIFI / MAIFI k: 0; SAIDI / SAIFI / MAIFI o: 8.8171; SAIDI / SAIFI / MAIFI p: 5.0992; Veg Mgmt q: 0; Covered Conductor ff: 8; UG Conductors ss: 3.7179; UG Conductors tt: 5.0969; Detailed OH Inspections zz: 1
| TEMPLETON-GATES | 20173 | 52.1811 | 52.1811 | 0 | 6.9668 | 45.2143 | 0 | g: 230 KV; h: 0; i: 0; j: 0; SAIDI / SAIFI / MAIFI k: 0; SAIDI / SAIFI / MAIFI o: 52.1811; SAIDI / SAIFI / MAIFI p: 6.9668; Veg Mgmt q: 0; UG Conductors ss: 45.1958; UG Conductors tt: 6.9668
| TERMINOUS TAP | 60207A | 3.0069 | 3.0069 | 0 | 0 | 3.0069 | 0 | g: 60 KV; h: Non-HFTD; i: 0; j: 0; SAIDI / SAIFI / MAIFI k: 0; SAIDI / SAIFI / MAIFI o: 3.0069; SAIDI / SAIFI / MAIFI p: 0; Veg Mgmt q: 0; UG Conductors ss: 3.0069
| TES TAP | 20185A | 3.278 | 3.278 | 0 | 0 | 3.278 | 0 | g: 230 KV; h: Non-HFTD; i: 0; j: 0; SAIDI / SAIFI / MAIFI k: 0; SAIDI / SAIFI / MAIFI o: 3.278; SAIDI / SAIFI / MAIFI p: 0; Veg Mgmt q: 0; UG Conductors ss: 3.2383
| TESLA-LAWRENCE LAB | 10536 | 9.0002 | 9.0002 | 0 | 0 | 9.0002 | 0 | g: 115 KV; h: Non-HFTD; i: 0; j: 0; SAIDI / SAIFI / MAIFI k: 0; SAIDI / SAIFI / MAIFI o: 9.0002; SAIDI / SAIFI / MAIFI p: 0; Veg Mgmt q: 0; UG Conductors ss: 9.0002
| TESLA-LOS BANOS #1 | 50017 | 57.1404 | 57.1404 | 0 | 3.6769 | 53.4636 | 0 | g: 500 KV; h: 0.20419; i: 0; j: 0; SAIDI / SAIFI / MAIFI k: 0; SAIDI / SAIFI / MAIFI o: 57.1404; SAIDI / SAIFI / MAIFI p: 3.6769; Veg Mgmt q: 0; UG Conductors ss: 53.4636; UG Conductors tt: 3.6769
| TESLA-METCALF | 50018 | 35.3094 | 35.3094 | 0 | 27.7932 | 7.5162 | 0 | g: 500 KV; h: 2.2973; i: 0; j: 0; SAIDI / SAIFI / MAIFI k: 0; SAIDI / SAIFI / MAIFI o: 35.3094; SAIDI / SAIFI / MAIFI p: 27.7932; Veg Mgmt q: 0; UG Conductors ss: 7.5161; UG Conductors tt: 27.7932; LiDAR Inspections vv: 29; LiDAR Inspections ww: 119
| TESLA-NEWARK #1 | 20145 | 28.1938 | 28.1938 | 0 | 4.7816 | 23.4122 | 0 | g: 230 KV; h: 2.48; i: 0; j: 0; SAIDI / SAIFI / MAIFI k: 0; SAIDI / SAIFI / MAIFI o: 28.1938; SAIDI / SAIFI / MAIFI p: 4.7814; Veg Mgmt q: 0; UG Conductors ss: 23.2726; UG Conductors tt: 4.7816
| TESLA-NEWARK #2 | 20179 | 40.8796 | 40.8796 | 0 | 8.1358 | 32.7438 | 0 | g: 230 KV; h: 2.9225; i: 0; j: 0; SAIDI / SAIFI / MAIFI k: 0; SAIDI / SAIFI / MAIFI o: 40.8796; SAIDI / SAIFI / MAIFI p: 8.1358; Veg Mgmt q: 0; UG Conductors ss: 24.1341; UG Conductors tt: 4.5951
| TESLA-RAVENSWOOD | 20146 | 37.1433 | 37.1433 | 0 | 4.9252 | 32.2181 | 0 | g: 230 KV; h: Non-HFTD; i: 0; j: 0; SAIDI / SAIFI / MAIFI k: 0; SAIDI / SAIFI / MAIFI o: 37.1433; SAIDI / SAIFI / MAIFI p: 4.9252; Veg Mgmt q: 0; UG Conductors ss: 32.2181; UG Conductors tt: 4.9149
| TESLA-SALADO #1 | 10335 | 32.0735 | 32.0735 | 0 | 3.4587 | 28.6148 | 0 | g: 115 KV; h: 0.089179; i: 0.75296; j: 0.0016521; SAIDI / SAIFI / MAIFI k: 0; SAIDI / SAIFI / MAIFI o: 32.0735; SAIDI / SAIFI / MAIFI p: 3.4587; Veg Mgmt q: 0; UG Conductors ss: 28.6148; UG Conductors tt: 3.4587
| TESLA-SALADO-MANTECA | 10336 | 53.962 | 53.962 | 0 | 3.966 | 49.9961 | 0 | g: 115 KV; h: 0.28375; i: 0.057431; j: 0.0015145; SAIDI / SAIFI / MAIFI k: 0; SAIDI / SAIFI / MAIFI o: 53.962; SAIDI / SAIFI / MAIFI p: 3.966; Veg Mgmt q: 0; Covered Conductor ff: 2; UG Conductors ss: 49.9961; UG Conductors tt: 3.966
| TESLA-SCHULTE SW STA #1 | 10474 | 7.3885 | 7.3885 | 0 | 0 | 7.3885 | 0 | g: 115 KV; h: Non-HFTD; i: 0; j: 0; SAIDI / SAIFI / MAIFI k: 0; SAIDI / SAIFI / MAIFI o: 7.3885; SAIDI / SAIFI / MAIFI p: 0; Veg Mgmt q: 0; UG Conductors ss: 7.3778
| TESLA-SCHULTE SW STA #2 | 10433 | 7.3432 | 7.3432 | 0 | 0 | 7.3432 | 0 | g: 115 KV; h: Non-HFTD; i: 0; j: 0; SAIDI / SAIFI / MAIFI k: 0; SAIDI / SAIFI / MAIFI o: 7.3432; SAIDI / SAIFI / MAIFI p: 0; Veg Mgmt q: 0; UG Conductors ss: 7.3432
| TESLA-STOCKTON COGEN JCT | 10337 | 44.4381 | 44.4381 | 0 | 0 | 44.4381 | 0 | g: 115 KV; h: Non-HFTD; i: 0; j: 0; SAIDI / SAIFI / MAIFI k: 0; SAIDI / SAIFI / MAIFI o: 44.4381; SAIDI / SAIFI / MAIFI p: 0; Veg Mgmt q: 0; UG Conductors ss: 44.4381; Detailed OH Inspections zz: 1
| TESLA-TRACY | 10338 | 25.2263 | 25.2263 | 0 | 0 | 25.2263 | 0 | g: 115 KV; h: Non-HFTD; i: 0; j: 0; SAIDI / SAIFI / MAIFI k: 0; SAIDI / SAIFI / MAIFI o: 25.2263; SAIDI / SAIFI / MAIFI p: 0; Veg Mgmt q: 0; UG Conductors ss: 24.2211
| 0 | 50019 | 63.7816 | 63.7816 | 0 | 0 | 63.7816 | 0 | h: Non-HFTD; i: 0; j: 0; SAIDI / SAIFI / MAIFI k: 0; SAIDI / SAIFI / MAIFI o: 0; SAIDI / SAIFI / MAIFI p: 0; Veg Mgmt q: 0
| TESLA-TRACY #1 | 20147 | 5.6801 | 5.6801 | 0 | 0 | 5.6801 | 0 | g: 230 KV; h: Non-HFTD; i: 0; j: 0; SAIDI / SAIFI / MAIFI k: 0; SAIDI / SAIFI / MAIFI o: 5.6801; SAIDI / SAIFI / MAIFI p: 0; Veg Mgmt q: 0; UG Conductors ss: 5.6801
| TESLA-TRACY #2 | 20148 | 5.6805 | 5.6805 | 0 | 0 | 5.6805 | 0 | g: 230 KV; h: Non-HFTD; i: 0; j: 0; SAIDI / SAIFI / MAIFI k: 0; SAIDI / SAIFI / MAIFI o: 5.6805; SAIDI / SAIFI / MAIFI p: 0; Veg Mgmt q: 0; UG Conductors ss: 5.6805
| TESLA-WESTLEY | 20149 | 45.0576 | 45.0576 | 0 | 0 | 45.0576 | 0 | g: 230 KV; h: Non-HFTD; i: 0; j: 0; SAIDI / SAIFI / MAIFI k: 0; SAIDI / SAIFI / MAIFI o: 45.0576; SAIDI / SAIFI / MAIFI p: 0; Veg Mgmt q: 0; UG Conductors ss: 23.3569
| TESORO-SOBRANTE | 20209 | 12.3243 | 12.3243 | 0.55533 | 5.7995 | 5.9695 | 0 | g: 230 KV; h: Non-HFTD; i: 0; j: 0; SAIDI / SAIFI / MAIFI k: 0; SAIDI / SAIFI / MAIFI o: 12.3242; SAIDI / SAIFI / MAIFI p: 5.7995; Veg Mgmt q: 0.55533; UG Conductors ss: 5.9695; UG Conductors tt: 5.7885; LiDAR Inspections uu: 0.55533
| TEXACO (LOST HILLS) TAP | 70005A | 0.0085351 | 0.0085351 | 0 | 0 | 0.0085351 | 0 | g: 70 KV; h: Non-HFTD; i: 0; j: 0; SAIDI / SAIFI / MAIFI k: 0; SAIDI / SAIFI / MAIFI o: 0.0085351; SAIDI / SAIFI / MAIFI p: 0; Veg Mgmt q: 0; UG Conductors ss: 0.0085351
| TEXACO BASIC SCHOOL TAP | 70057B | 0.75203 | 0.75203 | 0 | 0 | 0.75203 | 0 | g: 70 KV; h: Non-HFTD; i: 0; j: 0; SAIDI / SAIFI / MAIFI k: 0; SAIDI / SAIFI / MAIFI o: 0.75202; SAIDI / SAIFI / MAIFI p: 0; Veg Mgmt q: 0; UG Conductors ss: 0.7474
| TEXACO BUENA VISTA HILLS TAP | 70082A | 0.10283 | 0.10283 | 0 | 0 | 0.10283 | 0 | g: 70 KV; h: Non-HFTD; i: 0; j: 0; SAIDI / SAIFI / MAIFI k: 0; SAIDI / SAIFI / MAIFI o: 0.10283; SAIDI / SAIFI / MAIFI p: 0; Veg Mgmt q: 0
| TEXACO TAP | 60032A | 0.72392 | 0.72392 | 0 | 0 | 0.72392 | 0 | g: 60 KV; h: Non-HFTD; i: 0; j: 0; SAIDI / SAIFI / MAIFI k: 0; SAIDI / SAIFI / MAIFI o: 0.72392; SAIDI / SAIFI / MAIFI p: 0; Veg Mgmt q: 0; UG Conductors ss: 0.72289
| THERMAL ENERGY TAP | 10337A | 0.71679 | 0.71679 | 0 | 0 | 0.71679 | 0 | g: 115 KV; h: Non-HFTD; i: 0; j: 0; SAIDI / SAIFI / MAIFI k: 0; SAIDI / SAIFI / MAIFI o: 0.71679; SAIDI / SAIFI / MAIFI p: 0; Veg Mgmt q: 0; UG Conductors ss: 0.71664
| TIDEWATER-SOBRANTE | 20150 | 12.3234 | 12.3234 | 0.55589 | 5.7787 | 5.9888 | 0 | g: 230 KV; h: 11.2123; i: 0; j: 0; SAIDI / SAIFI / MAIFI k: 0; SAIDI / SAIFI / MAIFI o: 1.5938; SAIDI / SAIFI / MAIFI p: 0; Veg Mgmt q: 0; UG Conductors ss: 5.9831; UG Conductors tt: 5.7787; LiDAR Inspections uu: 0.55547; Detailed OH Inspections xx: 3
| TIGER CREEK-ELECTRA | 20151 | 13.6488 | 13.6488 | 8.5833 | 5.0655 | 0 | 0 | g: 230 KV; h: 31.3479; i: 0; j: 0; SAIDI / SAIFI / MAIFI k: 0; SAIDI / SAIFI / MAIFI o: 13.6488; SAIDI / SAIFI / MAIFI p: 5.0655; Veg Mgmt q: 8.5833; UG Conductors ss: 0; UG Conductors tt: 5.0655; LiDAR Inspections uu: 8.5695; Detailed OH Inspections xx: 71
| TIGER CREEK-VALLEY SPRINGS | 20152 | 24.2216 | 24.2216 | 8.7176 | 12.215 | 3.289 | 0 | g: 230 KV; h: 60.4132; i: 0; j: 0; SAIDI / SAIFI / MAIFI k: 0; SAIDI / SAIFI / MAIFI o: 24.2216; SAIDI / SAIFI / MAIFI p: 12.215; Veg Mgmt q: 8.7176; UG Conductors ss: 3.289; UG Conductors tt: 12.2079; LiDAR Inspections uu: 8.7039; Detailed OH Inspections xx: 70
| TIVY VALLEY-REEDLEY | 70086 | 12.3019 | 12.3019 | 0 | 0 | 12.3019 | 0 | g: 70 KV; h: Non-HFTD; i: 0; j: 0; SAIDI / SAIFI / MAIFI k: 0; SAIDI / SAIFI / MAIFI o: 12.3019; SAIDI / SAIFI / MAIFI p: 0; Veg Mgmt q: 0; UG Conductors ss: 12.3019
| TOCALOMA TAP | 60169A | 1.0295 | 1.0295 | 0 | 1.0295 | 0 | 0 | g: 60 KV; h: 0.16899; i: 0; j: 0; SAIDI / SAIFI / MAIFI k: 0; SAIDI / SAIFI / MAIFI o: 1.0295; SAIDI / SAIFI / MAIFI p: 1.0295; Veg Mgmt q: 0; UG Conductors tt: 1.021
| TORNADO TAP | 70015B | 0.061656 | 0.061656 | 0 | 0 | 0.061656 | 0 | g: 70 KV; h: Non-HFTD; i: 0; j: 0; SAIDI / SAIFI / MAIFI k: 0; SAIDI / SAIFI / MAIFI o: 0.061656; SAIDI / SAIFI / MAIFI p: 0; Veg Mgmt q: 0; UG Conductors ss: 0.061085
| TRACY-LOS BANOS | 50020 | 56.2278 | 56.2278 | 0 | 3.5737 | 52.6541 | 0 | g: 500 KV; h: 0.20034; i: 0; j: 0; SAIDI / SAIFI / MAIFI k: 0; SAIDI / SAIFI / MAIFI o: 56.2278; SAIDI / SAIFI / MAIFI p: 3.5737; Veg Mgmt q: 0; UG Conductors ss: 52.6541; UG Conductors tt: 3.5737
| TRANQUILLITY SW STA-HELM | 20250 | 12.6846 | 12.6846 | 0 | 0 | 12.6846 | 0 | g: 230 KV; h: Non-HFTD; i: 0; j: 0; SAIDI / SAIFI / MAIFI k: 0; SAIDI / SAIFI / MAIFI o: 12.6846; SAIDI / SAIFI / MAIFI p: 0; Veg Mgmt q: 0; UG Conductors ss: 12.6846
| TRANQUILLITY SW STA-KEARNEY | 20248 | 36.8975 | 36.8975 | 0 | 0 | 36.8975 | 0 | g: 230 KV; h: Non-HFTD; i: 0; j: 0; SAIDI / SAIFI / MAIFI k: 0; SAIDI / SAIFI / MAIFI o: 36.8975; SAIDI / SAIFI / MAIFI p: 0; Veg Mgmt q: 0; UG Conductors ss: 36.8908
| TRAVIS TAP | 60066A | 2.8809 | 2.8809 | 0 | 0 | 2.8809 | 0 | g: 60 KV; h: Non-HFTD; i: 0; j: 0; SAIDI / SAIFI / MAIFI k: 0; SAIDI / SAIFI / MAIFI o: 2.8809; SAIDI / SAIFI / MAIFI p: 0; Veg Mgmt q: 0; UG Conductors ss: 2.8809
| TRIMBLE-SAN JOSE B | 10339 | 3.6444 | 2.5347 | 0 | 0 | 2.5347 | 1.1096 | g: 115 KV; h: Non-HFTD; i: 0; j: 0; SAIDI / SAIFI / MAIFI k: 0; SAIDI / SAIFI / MAIFI o: 2.5348; SAIDI / SAIFI / MAIFI p: 0; Veg Mgmt q: 0; UG Conductors ss: 2.5347
| TRINIDAD TAP | 60075A | 1.3399 | 1.3399 | 0 | 0 | 1.3399 | 0 | g: 60 KV; h: Non-HFTD; i: 0; j: 0; SAIDI / SAIFI / MAIFI k: 0; SAIDI / SAIFI / MAIFI o: 1.3399; SAIDI / SAIFI / MAIFI p: 0; Veg Mgmt q: 0; UG Conductors ss: 1.3399
| TRINITY-COTTONWOOD | 10340 | 45.9694 | 45.9694 | 10.8894 | 31.9202 | 3.1598 | 0 | g: 115 KV; h: 28.8109; i: 0.23139; j: 0.0015605; SAIDI / SAIFI / MAIFI k: 0; SAIDI / SAIFI / MAIFI o: 45.9694; SAIDI / SAIFI / MAIFI p: 31.9202; Veg Mgmt q: 10.8894; Covered Conductor dd: 59; Covered Conductor ee: 25; Covered Conductor ff: 87; Covered Conductor gg: 30; Covered Conductor hh: 17; Poles ii: 4; UG Conductors ss: 3.1598; UG Conductors tt: 31.9202; LiDAR Inspections uu: 10.8885; Detailed OH Inspections xx: 151
| TRINITY-MAPLE CREEK | 60217 | 55.4935 | 55.4935 | 0 | 54.9769 | 0.51657 | 0 | g: 60 KV; h: 22.8391; i: 0; j: 0; SAIDI / SAIFI / MAIFI k: 0; SAIDI / SAIFI / MAIFI o: 55.4378; SAIDI / SAIFI / MAIFI p: 54.9213; Veg Mgmt q: 0; Covered Conductor dd: 9; Covered Conductor ee: 34; Covered Conductor ff: 30; UG Conductors ss: 0.5126; UG Conductors tt: 54.9155; Detailed OH Inspections ddd: 2
| TULE-SPRINGVILLE | 70064 | 15.2369 | 15.2369 | 0 | 15.2369 | 0 | 0 | g: 70 KV; h: 12.3185; i: 0; j: 0; SAIDI / SAIFI / MAIFI k: 0; SAIDI / SAIFI / MAIFI o: 15.2369; SAIDI / SAIFI / MAIFI p: 15.2369; Veg Mgmt q: 0; Covered Conductor dd: 5; Covered Conductor ee: 11; UG Conductors tt: 15.2369
| TULLOCH TAP | 10013A | 0.3054 | 0.3054 | 0 | 0.27988 | 0.02552 | 0 | g: 115 KV; h: 0.21656; i: 0; j: 0; SAIDI / SAIFI / MAIFI k: 0; SAIDI / SAIFI / MAIFI o: 0.3054; SAIDI / SAIFI / MAIFI p: 0.27988; Veg Mgmt q: 0; Covered Conductor ff: 1; UG Conductors ss: 0.02552; UG Conductors tt: 0.27984
| TULUCAY-NAPA #1 | 60218 | 9.7164 | 9.7164 | 0 | 4.9877 | 4.7287 | 0 | g: 60 KV; h: 3.2552; i: 0; j: 0; SAIDI / SAIFI / MAIFI k: 0; SAIDI / SAIFI / MAIFI o: 9.7164; SAIDI / SAIFI / MAIFI p: 4.9877; Veg Mgmt q: 0; Covered Conductor dd: 1; Covered Conductor ee: 4; UG Conductors ss: 4.7287; UG Conductors tt: 4.9877
| TULUCAY-NAPA #2 | 60219 | 3.9292 | 3.9292 | 0 | 0 | 3.9292 | 0 | g: 60 KV; h: Non-HFTD; i: 0; j: 0; SAIDI / SAIFI / MAIFI k: 0; SAIDI / SAIFI / MAIFI o: 3.9292; SAIDI / SAIFI / MAIFI p: 0; Veg Mgmt q: 0; UG Conductors ss: 3.9249
| TULUCAY-VACA | 20153 | 23.6328 | 23.6328 | 0 | 16.6825 | 6.9503 | 0 | g: 230 KV; h: 0; i: 0; j: 0; SAIDI / SAIFI / MAIFI k: 0; SAIDI / SAIFI / MAIFI o: 23.6328; SAIDI / SAIFI / MAIFI p: 16.6825; Veg Mgmt q: 0; UG Conductors ss: 6.9503; UG Conductors tt: 16.6824
| TUPMAN-NORCO TAP | 10186B | 6.6732 | 6.6732 | 0 | 0 | 6.6732 | 0 | g: 115 KV; h: Non-HFTD; i: 0; j: 0; SAIDI / SAIFI / MAIFI k: 0; SAIDI / SAIFI / MAIFI o: 6.6732; SAIDI / SAIFI / MAIFI p: 0; Veg Mgmt q: 0; UG Conductors ss: 6.6732
| UC DAVIS #1 TAP | 10350C | 1.6409 | 1.6409 | 0 | 0 | 1.6409 | 0 | g: 115 KV; h: Non-HFTD; i: 0; j: 0; SAIDI / SAIFI / MAIFI k: 0; SAIDI / SAIFI / MAIFI o: 1.6409; SAIDI / SAIFI / MAIFI p: 0; Veg Mgmt q: 0; UG Conductors ss: 1.5917
| UC DAVIS #2 TAP | 10021B | 1.6079 | 1.6079 | 0 | 0 | 1.6079 | 0 | g: 115 KV; h: Non-HFTD; i: 0; j: 0; SAIDI / SAIFI / MAIFI k: 0; SAIDI / SAIFI / MAIFI o: 1.6079; SAIDI / SAIFI / MAIFI p: 0; Veg Mgmt q: 0; UG Conductors ss: 1.6079
| UKIAH-HOPLAND-CLOVERDALE | 10341 | 31.1658 | 31.1658 | 7.1299 | 17.1225 | 6.9134 | 0 | g: 115 KV; h: 5.7258; i: 0; j: 0; SAIDI / SAIFI / MAIFI k: 0; SAIDI / SAIFI / MAIFI o: 31.1658; SAIDI / SAIFI / MAIFI p: 17.1225; Veg Mgmt q: 7.1299; Covered Conductor dd: 6; Covered Conductor ee: 10; Covered Conductor ff: 23; Covered Conductor gg: 6; Poles ii: 20; UG Conductors ss: 6.8788; UG Conductors tt: 17.1225; LiDAR Inspections uu: 7.1145; Detailed OH Inspections xx: 73
| ULTRA POWER TAP | 60074C | 1.1688 | 1.1688 | 0 | 0 | 1.1688 | 0 | g: 60 KV; h: Non-HFTD; i: 0; j: 0; SAIDI / SAIFI / MAIFI k: 0; SAIDI / SAIFI / MAIFI o: 1.1688; SAIDI / SAIFI / MAIFI p: 0; Veg Mgmt q: 0; UG Conductors ss: 1.1685; Detailed OH Inspections zz: 1
| ULTRAPOWER (OGLE) TAP | 10138A | 2.4531 | 2.4531 | 0 | 0 | 2.4531 | 0 | g: 115 KV; h: Non-HFTD; i: 0; j: 0; SAIDI / SAIFI / MAIFI k: 0; SAIDI / SAIFI / MAIFI o: 2.4531; SAIDI / SAIFI / MAIFI p: 0; Veg Mgmt q: 0; UG Conductors ss: 2.4352
| UNION CHEMICAL TAP | 60025A | 1.038 | 1.038 | 0 | 0.56598 | 0.47201 | 0 | g: 60 KV; h: 0.2089; i: 0; j: 0; SAIDI / SAIFI / MAIFI k: 0; SAIDI / SAIFI / MAIFI o: 1.038; SAIDI / SAIFI / MAIFI p: 0.56598; Veg Mgmt q: 0; Covered Conductor ff: 3; UG Conductors ss: 0.47193; UG Conductors tt: 0.56486
| UNION OIL TAP | 10368 | 0.49831 | 0.49831 | 0 | 0 | 0.49831 | 0 | g: 115 KV; h: Non-HFTD; i: 0; j: 0; SAIDI / SAIFI / MAIFI k: 0; SAIDI / SAIFI / MAIFI o: 0.49831; SAIDI / SAIFI / MAIFI p: 0; Veg Mgmt q: 0; UG Conductors ss: 0.49779
| UNITED COGEN INC TAP | 10150A | 0.67905 | 0.67905 | 0 | 0 | 0.67905 | 0 | g: 115 KV; h: Non-HFTD; i: 0; j: 0; SAIDI / SAIFI / MAIFI k: 0; SAIDI / SAIFI / MAIFI o: 0.67905; SAIDI / SAIFI / MAIFI p: 0; Veg Mgmt q: 0; UG Conductors ss: 0.67905
| UNIVERSITY COGEN TAP | 10330A | 0.21996 | 0.21996 | 0 | 0 | 0.21996 | 0 | g: 115 KV; h: Non-HFTD; i: 0; j: 0; SAIDI / SAIFI / MAIFI k: 0; SAIDI / SAIFI / MAIFI o: 0.21996; SAIDI / SAIFI / MAIFI p: 0; Veg Mgmt q: 0; UG Conductors ss: 0.21996
| URICH TAP | 60027C | 0.20865 | 0.20865 | 0 | 0 | 0.20865 | 0 | g: 60 KV; h: Non-HFTD; i: 0; j: 0; SAIDI / SAIFI / MAIFI k: 0; SAIDI / SAIFI / MAIFI o: 0.20865; SAIDI / SAIFI / MAIFI p: 0; Veg Mgmt q: 0; UG Conductors ss: 0.20865
| US WINDPOWER #3 TAP | 20194A | 0.060278 | 0.060278 | 0.060278 | 0 | 0 | 0 | g: 230 KV; h: 0.13329; i: 0; j: 0; SAIDI / SAIFI / MAIFI k: 0; SAIDI / SAIFI / MAIFI o: 0.060274; SAIDI / SAIFI / MAIFI p: 0; Veg Mgmt q: 0.060274; LiDAR Inspections uu: 0.058742; Detailed OH Inspections xx: 1
| US WINDPOWER TAP | 60226A | 1.524 | 1.524 | 0 | 0 | 1.524 | 0 | g: 60 KV; h: Non-HFTD; i: 0; j: 0; SAIDI / SAIFI / MAIFI k: 0; SAIDI / SAIFI / MAIFI o: 1.524; SAIDI / SAIFI / MAIFI p: 0; Veg Mgmt q: 0; UG Conductors ss: 1.524
| VACA DIXON-MORAGA #1 | 20175 | 3.081 | 3.081 | 0 | 0 | 3.081 | 0 | g: 230 KV; h: Non-HFTD; i: 0; j: 0; SAIDI / SAIFI / MAIFI k: 0; SAIDI / SAIFI / MAIFI o: 3.081; SAIDI / SAIFI / MAIFI p: 0; Veg Mgmt q: 0; UG Conductors ss: 3.081
| VACA-BAHIA | 20154 | 33.9033 | 33.9033 | 0 | 13.5325 | 20.3707 | 0 | g: 230 KV; h: 2.3534; i: 0; j: 0; SAIDI / SAIFI / MAIFI k: 0; SAIDI / SAIFI / MAIFI o: 33.9033; SAIDI / SAIFI / MAIFI p: 13.5325; Veg Mgmt q: 0; UG Conductors ss: 20.3707; UG Conductors tt: 13.5325
| VACA-LAKEVILLE #1 | 20157 | 40.9324 | 40.9324 | 0 | 18.4839 | 22.4485 | 0 | g: 230 KV; h: 0; i: 0; j: 0; SAIDI / SAIFI / MAIFI k: 0; SAIDI / SAIFI / MAIFI o: 40.9324; SAIDI / SAIFI / MAIFI p: 18.4839; Veg Mgmt q: 0; UG Conductors ss: 22.4434; UG Conductors tt: 18.4816
| VACA-LAMBIE SW STA | 20188 | 13.9507 | 13.9507 | 0 | 0 | 13.9507 | 0 | g: 230 KV; h: Non-HFTD; i: 0; j: 0; SAIDI / SAIFI / MAIFI k: 0; SAIDI / SAIFI / MAIFI o: 13.9506; SAIDI / SAIFI / MAIFI p: 0; Veg Mgmt q: 0; UG Conductors ss: 13.9507
| VACA-PARKWAY | 20158 | 27.7562 | 27.7562 | 0 | 13.5487 | 14.2075 | 0 | g: 230 KV; h: 11.0802; i: 0; j: 0; SAIDI / SAIFI / MAIFI k: 0; SAIDI / SAIFI / MAIFI o: 27.7562; SAIDI / SAIFI / MAIFI p: 13.5487; Veg Mgmt q: 0; UG Conductors ss: 14.2003; UG Conductors tt: 13.5405
| VACA-PEABODY | 20191 | 9.6894 | 9.6894 | 0 | 0 | 9.6894 | 0 | g: 230 KV; h: Non-HFTD; i: 0; j: 0; SAIDI / SAIFI / MAIFI k: 0; SAIDI / SAIFI / MAIFI o: 9.6894; SAIDI / SAIFI / MAIFI p: 0; Veg Mgmt q: 0; UG Conductors ss: 9.6894
| VACA-PLAINFIELD | 60404 | 29.8332 | 29.8332 | 0 | 0 | 29.8332 | 0 | g: 60 KV; h: Non-HFTD; i: 0.022127; j: 0.0001282; SAIDI / SAIFI / MAIFI k: 0.00107; SAIDI / SAIFI / MAIFI o: 29.8332; SAIDI / SAIFI / MAIFI p: 0; Veg Mgmt q: 0; UG Conductors ss: 29.8323
| VACA-SUISUN | 10345 | 23.0644 | 23.0644 | 0 | 8.0531 | 15.0113 | 0 | g: 115 KV; h: 35.9715; i: 1.3819; j: 0.0043083; SAIDI / SAIFI / MAIFI k: 0; SAIDI / SAIFI / MAIFI o: 23.0644; SAIDI / SAIFI / MAIFI p: 8.0531; Veg Mgmt q: 0; UG Conductors ss: 14.9249; UG Conductors tt: 8.0503
| VACA-SUISUN-JAMESON | 10346 | 25.4644 | 25.4644 | 0 | 8.0471 | 17.4173 | 0 | g: 115 KV; h: Non-HFTD; i: 0.14539; j: 0.00059343; SAIDI / SAIFI / MAIFI k: 0; SAIDI / SAIFI / MAIFI o: 25.4644; SAIDI / SAIFI / MAIFI p: 8.0471; Veg Mgmt q: 0; UG Conductors ss: 17.3714; UG Conductors tt: 8.0471
| VACA-TESLA | 50021 | 56.9971 | 56.9971 | 0 | 0 | 56.9971 | 0 | g: 500 KV; h: Non-HFTD; i: 0; j: 0; SAIDI / SAIFI / MAIFI k: 0; SAIDI / SAIFI / MAIFI o: 56.9971; SAIDI / SAIFI / MAIFI p: 0; Veg Mgmt q: 0; UG Conductors ss: 56.9971; LiDAR Inspections vv: 14
| VACA-VACAVILLE-CORDELIA | 10347 | 22.0292 | 22.0292 | 0 | 8.0637 | 13.9655 | 0 | g: 115 KV; h: Non-HFTD; i: 0.63725; j: 0.0028086; SAIDI / SAIFI / MAIFI k: 0.0024183; SAIDI / SAIFI / MAIFI o: 22.0292; SAIDI / SAIFI / MAIFI p: 8.0637; Veg Mgmt q: 0; UG Conductors ss: 13.9655; UG Conductors tt: 8.0597
| VACA-VACAVILLE-JAMESON-NORTH TOWER | 10348 | 36.1774 | 36.1774 | 0 | 8.0475 | 28.1299 | 0 | g: 115 KV; h: 30.6436; i: 0; j: 0; SAIDI / SAIFI / MAIFI k: 0.0084554; SAIDI / SAIFI / MAIFI o: 36.1774; SAIDI / SAIFI / MAIFI p: 8.0475; Veg Mgmt q: 0; UG Conductors ss: 28.1299; UG Conductors tt: 8.0475
| VALLEY CHILDRENS HOSPITAL TAP | 10100A | 0.034011 | 0.034011 | 0 | 0 | 0.034011 | 0 | g: 115 KV; h: Non-HFTD; i: 0; j: 0; SAIDI / SAIFI / MAIFI k: 0; SAIDI / SAIFI / MAIFI o: 0.034011; SAIDI / SAIFI / MAIFI p: 0; Veg Mgmt q: 0; UG Conductors ss: 0.034011
| VALLEY SPRINGS #1 | 60221 | 27.2733 | 27.2733 | 0 | 10.367 | 16.9062 | 0 | g: 60 KV; h: 16.3145; i: 0.15594; j: 0.0018854; SAIDI / SAIFI / MAIFI k: 0.0025154; SAIDI / SAIFI / MAIFI o: 27.2733; SAIDI / SAIFI / MAIFI p: 10.367; Veg Mgmt q: 0; Covered Conductor dd: 2; Covered Conductor ee: 8; Covered Conductor ff: 4; UG Conductors ss: 16.9062; UG Conductors tt: 10.3476; Detailed OH Inspections ddd: 1
| VALLEY SPRINGS #2 | 60384 | 25.6485 | 25.6485 | 0 | 9.3095 | 16.3389 | 0 | g: 60 KV; h: 56.5388; i: 0; j: 0; SAIDI / SAIFI / MAIFI k: 0; SAIDI / SAIFI / MAIFI o: 25.6484; SAIDI / SAIFI / MAIFI p: 9.3094; Veg Mgmt q: 0; Covered Conductor dd: 2; Covered Conductor ee: 16; Covered Conductor ff: 6; UG Conductors ss: 16.338; UG Conductors tt: 9.3067; Detailed OH Inspections ccc: 1
| VALLEY SPRINGS-BELLOTA | 20159 | 20.6676 | 20.6676 | 0 | 5.4097 | 15.2579 | 0 | g: 230 KV; h: Non-HFTD; i: 0; j: 0; SAIDI / SAIFI / MAIFI k: 0; SAIDI / SAIFI / MAIFI o: 20.6676; SAIDI / SAIFI / MAIFI p: 5.4097; Veg Mgmt q: 0; UG Conductors ss: 15.2579; UG Conductors tt: 5.4097
| VALLEY SPRINGS-CALAVERAS CEMENT | 60222 | 7.9094 | 7.9094 | 0 | 7.605 | 0.30434 | 0 | g: 60 KV; h: 5.2388; i: 0; j: 0; SAIDI / SAIFI / MAIFI k: 0; SAIDI / SAIFI / MAIFI o: 7.9094; SAIDI / SAIFI / MAIFI p: 7.605; Veg Mgmt q: 0; Covered Conductor ee: 4; Covered Conductor ff: 30; UG Conductors ss: 0.23677; UG Conductors tt: 7.605
| VALLEY SPRINGS-CLAY | 60414 | 17.2955 | 17.2955 | 0 | 10.888 | 6.4075 | 0 | g: 60 KV; h: 6.3057; i: 0.017839; j: 0.0010683; SAIDI / SAIFI / MAIFI k: 0; SAIDI / SAIFI / MAIFI o: 17.2955; SAIDI / SAIFI / MAIFI p: 10.888; Veg Mgmt q: 0; Covered Conductor dd: 1; UG Conductors ss: 6.4075; UG Conductors tt: 10.8838
| VALLEY SPRINGS-MARTELL #1 | 60224 | 12.7522 | 12.7522 | 0 | 7.3307 | 5.4215 | 0 | g: 60 KV; h: 13.8154; i: 0; j: 0; SAIDI / SAIFI / MAIFI k: 0; SAIDI / SAIFI / MAIFI o: 12.7522; SAIDI / SAIFI / MAIFI p: 7.3307; Veg Mgmt q: 0; Covered Conductor ee: 7; Covered Conductor ff: 14; UG Conductors ss: 5.4158; UG Conductors tt: 7.3293; Detailed OH Inspections aaa: 1
| VALLEY VIEW #1 TAP | 10245A | 0.96173 | 0.96173 | 0 | 0.0054664 | 0.95627 | 0 | g: 115 KV; h: Non-HFTD; i: 0; j: 0; SAIDI / SAIFI / MAIFI k: 0; SAIDI / SAIFI / MAIFI o: 0.96173; SAIDI / SAIFI / MAIFI p: 0.0054626; Veg Mgmt q: 0; UG Conductors ss: 0.95627; UG Conductors tt: 0.0054664
| VALLEY VIEW #2 TAP | 10246A | 0.9691 | 0.9691 | 0 | 0.010635 | 0.95847 | 0 | g: 115 KV; h: Non-HFTD; i: 0; j: 0; SAIDI / SAIFI / MAIFI k: 0; SAIDI / SAIFI / MAIFI o: 0.9691; SAIDI / SAIFI / MAIFI p: 0.010629; Veg Mgmt q: 0; UG Conductors ss: 0.95837; UG Conductors tt: 0.0077365
| VASCO-HERDLYN | 60226 | 10.9733 | 10.9733 | 0 | 0 | 10.9733 | 0 | g: 60 KV; h: Non-HFTD; i: 0; j: 0; SAIDI / SAIFI / MAIFI k: 0; SAIDI / SAIFI / MAIFI o: 10.9733; SAIDI / SAIFI / MAIFI p: 0; Veg Mgmt q: 0; UG Conductors ss: 10.9101
| VASONA-METCALF | 20171 | 13.2858 | 13.2858 | 0 | 3.3834 | 9.9024 | 0 | g: 230 KV; h: 2.4473; i: 0; j: 0; SAIDI / SAIFI / MAIFI k: 0; SAIDI / SAIFI / MAIFI o: 13.2858; SAIDI / SAIFI / MAIFI p: 3.3834; Veg Mgmt q: 0; UG Conductors ss: 9.9024; UG Conductors tt: 3.3834
| VEDDER TAP | 10140A | 11.0925 | 11.0925 | 0 | 4.8399 | 6.2526 | 0 | g: 115 KV; h: 0; i: 0; j: 0; SAIDI / SAIFI / MAIFI k: 0; SAIDI / SAIFI / MAIFI o: 11.0925; SAIDI / SAIFI / MAIFI p: 4.8399; Veg Mgmt q: 0; Covered Conductor ee: 1; Covered Conductor ff: 3; UG Conductors ss: 6.2526; UG Conductors tt: 4.8376
| VICTOR TAP | 60139B | 0.062853 | 0.062853 | 0 | 0 | 0.062853 | 0 | g: 60 KV; h: Non-HFTD; i: 0; j: 0; SAIDI / SAIFI / MAIFI k: 0; SAIDI / SAIFI / MAIFI o: 0.062849; SAIDI / SAIFI / MAIFI p: 0; Veg Mgmt q: 0; UG Conductors ss: 0.028903
| VIEJO-MONTEREY | 60227 | 2.2839 | 2.2839 | 0 | 0.63092 | 1.653 | 0 | g: 60 KV; h: 5.2804; i: 0; j: 0; SAIDI / SAIFI / MAIFI k: 0; SAIDI / SAIFI / MAIFI o: 2.2839; SAIDI / SAIFI / MAIFI p: 0.63091; Veg Mgmt q: 0; Covered Conductor ff: 1; UG Conductors ss: 1.6455; UG Conductors tt: 0.62971
| VIERRA-TRACY-KASSON | 10373 | 10.4915 | 10.4915 | 0 | 0 | 10.4915 | 0 | g: 115 KV; h: Non-HFTD; i: 0; j: 0; SAIDI / SAIFI / MAIFI k: 0; SAIDI / SAIFI / MAIFI o: 10.4915; SAIDI / SAIFI / MAIFI p: 0; Veg Mgmt q: 0; UG Conductors ss: 10.4801
| VINEYARD-NEWARK | 20196 | 20.2981 | 14.3585 | 0 | 2.7861 | 11.5724 | 5.9396 | g: 230 KV; h: 3.3145; i: 0; j: 0; SAIDI / SAIFI / MAIFI k: 0; SAIDI / SAIFI / MAIFI o: 14.3585; SAIDI / SAIFI / MAIFI p: 2.7861; Veg Mgmt q: 0; UG Conductors ss: 11.5724; UG Conductors tt: 2.7858
| VOLTA-DESCHUTES | 60229 | 20.8561 | 20.8561 | 7.5786 | 12.5195 | 0.758 | 0 | g: 60 KV; h: 19.9096; i: 0.016095; j: 0.0006998; SAIDI / SAIFI / MAIFI k: 0; SAIDI / SAIFI / MAIFI o: 20.8561; SAIDI / SAIFI / MAIFI p: 12.5195; Veg Mgmt q: 7.5786; Covered Conductor dd: 1; Covered Conductor ee: 17; Covered Conductor ff: 20; Covered Conductor gg: 1; Covered Conductor hh: 12; Poles ii: 5; UG Conductors ss: 0.758; UG Conductors tt: 12.5137; LiDAR Inspections uu: 7.5724; Detailed OH Inspections xx: 160
| VOLTA-SOUTH | 60230 | 4.86 | 4.86 | 0.98474 | 3.8753 | 0 | 0 | g: 60 KV; h: 6.7501; i: 0; j: 0; SAIDI / SAIFI / MAIFI k: 0; SAIDI / SAIFI / MAIFI o: 4.86; SAIDI / SAIFI / MAIFI p: 3.8753; Veg Mgmt q: 0.98474; Covered Conductor ee: 7; Covered Conductor ff: 1; Covered Conductor hh: 1; UG Conductors ss: 0; UG Conductors tt: 3.8629; LiDAR Inspections uu: 0.9835; Detailed OH Inspections xx: 25
| WADHAM TAP | 60052A | 1.6752 | 1.6752 | 0 | 0 | 1.6752 | 0 | g: 60 KV; h: Non-HFTD; i: 0; j: 0; SAIDI / SAIFI / MAIFI k: 0; SAIDI / SAIFI / MAIFI o: 1.6752; SAIDI / SAIFI / MAIFI p: 0; Veg Mgmt q: 0; UG Conductors ss: 1.6692
| WARNERVILLE-WILSON | 20202 | 38.3953 | 38.3953 | 0 | 0 | 38.3953 | 0 | g: 230 KV; h: Non-HFTD; i: 0; j: 0; SAIDI / SAIFI / MAIFI k: 0; SAIDI / SAIFI / MAIFI o: 38.3953; SAIDI / SAIFI / MAIFI p: 0; Veg Mgmt q: 0; UG Conductors ss: 38.3953
| WASCO PRISON TAP | 10296A | 0.54433 | 0.54433 | 0 | 0 | 0.54433 | 0 | g: 115 KV; h: Non-HFTD; i: 0; j: 0; SAIDI / SAIFI / MAIFI k: 0; SAIDI / SAIFI / MAIFI o: 0.54433; SAIDI / SAIFI / MAIFI p: 0; Veg Mgmt q: 0; UG Conductors ss: 0.54408
| WASCO-FAMOSO | 70117 | 7.1273 | 7.1273 | 0 | 0 | 7.1273 | 0 | g: 70 KV; h: Non-HFTD; i: 0.0027108; j: 0.00057355; SAIDI / SAIFI / MAIFI k: 0; SAIDI / SAIFI / MAIFI o: 7.1273; SAIDI / SAIFI / MAIFI p: 0; Veg Mgmt q: 0; UG Conductors ss: 7.1273
| WASHOE TAP | 60085A | 1.0445 | 1.0445 | 0 | 1.0445 | 0 | 0 | g: 60 KV; h: 7.2044; i: 0; j: 0; SAIDI / SAIFI / MAIFI k: 0; SAIDI / SAIFI / MAIFI o: 1.0445; SAIDI / SAIFI / MAIFI p: 1.0445; Veg Mgmt q: 0; Covered Conductor dd: 1; Covered Conductor ff: 1; UG Conductors tt: 1.0376
| WATERSHED TAP | 60114A | 0.28209 | 0.28209 | 0 | 0 | 0.28209 | 0 | g: 60 KV; h: Non-HFTD; i: 0; j: 0; SAIDI / SAIFI / MAIFI k: 0; SAIDI / SAIFI / MAIFI o: 0.28209; SAIDI / SAIFI / MAIFI p: 0; Veg Mgmt q: 0; UG Conductors ss: 0.28209
| WATSONVILLE-SALINAS | 60231 | 28.3941 | 28.3941 | 0 | 8.229 | 20.1651 | 0 | g: 60 KV; h: 20.9684; i: 0; j: 0; SAIDI / SAIFI / MAIFI k: 0; SAIDI / SAIFI / MAIFI o: 28.3941; SAIDI / SAIFI / MAIFI p: 8.229; Veg Mgmt q: 0; Covered Conductor ee: 5; Covered Conductor ff: 3; UG Conductors ss: 20.1541; UG Conductors tt: 8.229; Detailed OH Inspections ccc: 3
| WAUKENA SW STA-CORCORAN | 10490 | 2.3723 | 2.3723 | 0 | 0 | 2.3723 | 0 | g: 115 KV; h: Non-HFTD; i: 0; j: 0; SAIDI / SAIFI / MAIFI k: 0; SAIDI / SAIFI / MAIFI o: 2.3723; SAIDI / SAIFI / MAIFI p: 0; Veg Mgmt q: 0; UG Conductors ss: 2.3521
| WEBER-FRENCH CAMP #1 | 60416 | 6.068 | 6.068 | 0 | 0 | 6.068 | 0 | g: 60 KV; h: Non-HFTD; i: 0; j: 0; SAIDI / SAIFI / MAIFI k: 0; SAIDI / SAIFI / MAIFI o: 6.068; SAIDI / SAIFI / MAIFI p: 0; Veg Mgmt q: 0; UG Conductors ss: 6.0511
| WEBER-FRENCH CAMP #2 | 60417 | 10.8904 | 10.8904 | 0 | 0 | 10.8904 | 0 | g: 60 KV; h: Non-HFTD; i: 0; j: 0; SAIDI / SAIFI / MAIFI k: 0; SAIDI / SAIFI / MAIFI o: 10.8904; SAIDI / SAIFI / MAIFI p: 0; Veg Mgmt q: 0; UG Conductors ss: 10.8904
| WEBER-MORMON JCT | 60234 | 17.6741 | 17.6741 | 0 | 0 | 17.6741 | 0 | g: 60 KV; h: Non-HFTD; i: 0.015626; j: 0.00062504; SAIDI / SAIFI / MAIFI k: 0.0010928; SAIDI / SAIFI / MAIFI o: 17.6741; SAIDI / SAIFI / MAIFI p: 0; Veg Mgmt q: 0; UG Conductors ss: 17.6279; Detailed OH Inspections yy: 1
| WEBER-TESLA | 20161 | 23.7065 | 23.7065 | 0 | 0 | 23.7065 | 0 | g: 230 KV; h: Non-HFTD; i: 0; j: 0; SAIDI / SAIFI / MAIFI k: 0; SAIDI / SAIFI / MAIFI o: 23.7065; SAIDI / SAIFI / MAIFI p: 0; Veg Mgmt q: 0; UG Conductors ss: 23.7065
| WEEDPATCH-SAN BERNARD | 70087 | 9.2554 | 9.2554 | 0 | 0 | 9.2554 | 0 | g: 70 KV; h: Non-HFTD; i: 0; j: 0; SAIDI / SAIFI / MAIFI k: 0; SAIDI / SAIFI / MAIFI o: 9.2554; SAIDI / SAIFI / MAIFI p: 0; Veg Mgmt q: 0; UG Conductors ss: 9.2472
| WEEDPATCH-WELLFIELD | 70088 | 5.8846 | 5.8846 | 0 | 0 | 5.8846 | 0 | g: 70 KV; h: Non-HFTD; i: 0; j: 0; SAIDI / SAIFI / MAIFI k: 0; SAIDI / SAIFI / MAIFI o: 5.8846; SAIDI / SAIFI / MAIFI p: 0; Veg Mgmt q: 0; UG Conductors ss: 5.8462
| WEIMAR #1 | 60152 | 13.9846 | 13.9846 | 9.8938 | 4.0908 | 0 | 0 | g: 60 KV; h: 42.5755; i: 0; j: 0; SAIDI / SAIFI / MAIFI k: 0; SAIDI / SAIFI / MAIFI o: 13.9846; SAIDI / SAIFI / MAIFI p: 4.0908; Veg Mgmt q: 9.8938; Covered Conductor ee: 18; Covered Conductor ff: 9; Covered Conductor gg: 7; Covered Conductor hh: 25; Poles ii: 6; UG Conductors ss: -6.161e-08; UG Conductors tt: 4.0908; LiDAR Inspections uu: 9.8937; Detailed OH Inspections xx: 168
| WEIMAR-HALSEY | 60235 | 6.2777 | 6.2777 | 0 | 6.2777 | 0 | 0 | g: 60 KV; h: 2.8355; i: 0; j: 0; SAIDI / SAIFI / MAIFI k: 0; SAIDI / SAIFI / MAIFI o: 6.2777; SAIDI / SAIFI / MAIFI p: 6.2777; Veg Mgmt q: 0; Covered Conductor ee: 11; Covered Conductor ff: 4; UG Conductors tt: 6.2702
| WESIX TAP | 70058D | 2.5054 | 2.5054 | 0 | 0 | 2.5054 | 0 | g: 70 KV; h: Non-HFTD; i: 0; j: 0; SAIDI / SAIFI / MAIFI k: 0; SAIDI / SAIFI / MAIFI o: 2.5054; SAIDI / SAIFI / MAIFI p: 0; Veg Mgmt q: 0; UG Conductors ss: 2.5054
| WEST FRESNO-CALIFORNIA AVE | 10438 | 4.9044 | 4.9044 | 0 | 0 | 4.9044 | 0 | g: 115 KV; h: Non-HFTD; i: 0; j: 0; SAIDI / SAIFI / MAIFI k: 0; SAIDI / SAIFI / MAIFI o: 4.9044; SAIDI / SAIFI / MAIFI p: 0; Veg Mgmt q: 0; UG Conductors ss: 4.8965
| WEST POINT-VALLEY SPRINGS | 60236 | 21.6716 | 21.6716 | 5.4363 | 12.1333 | 4.102 | 0 | g: 60 KV; h: 34.0502; i: 0; j: 0; SAIDI / SAIFI / MAIFI k: 0.0020431; SAIDI / SAIFI / MAIFI o: 21.6716; SAIDI / SAIFI / MAIFI p: 12.1333; Veg Mgmt q: 5.4363; Covered Conductor ee: 29; Covered Conductor ff: 95; Covered Conductor hh: 5; Poles ii: 10; UG Conductors ss: 4.0984; UG Conductors tt: 12.108; LiDAR Inspections uu: 5.4311; Detailed OH Inspections xx: 76; Detailed OH Inspections aaa: 1
| WEST SAC COM TOWERS | 60387 | 0.018475 | 0.018475 | 0 | 0 | 0.018475 | 0 | g: 60 KV; h: Non-HFTD; i: 0; j: 0; SAIDI / SAIFI / MAIFI k: 0; SAIDI / SAIFI / MAIFI o: 0.018475; SAIDI / SAIFI / MAIFI p: 0; Veg Mgmt q: 0; UG Conductors ss: 0.018475
| WEST SACRAMENTO-BRIGHTON | 10349 | 13.9708 | 13.9708 | 0 | 0 | 13.9708 | 0 | g: 115 KV; h: Non-HFTD; i: 0; j: 0; SAIDI / SAIFI / MAIFI k: 0; SAIDI / SAIFI / MAIFI o: 13.9708; SAIDI / SAIFI / MAIFI p: 0; Veg Mgmt q: 0; UG Conductors ss: 13.9708
| WEST SACRAMENTO-DAVIS | 10350 | 12.1428 | 12.1428 | 0 | 0 | 12.1428 | 0 | g: 115 KV; h: Non-HFTD; i: 0; j: 0; SAIDI / SAIFI / MAIFI k: 0; SAIDI / SAIFI / MAIFI o: 12.1428; SAIDI / SAIFI / MAIFI p: 0; Veg Mgmt q: 0; UG Conductors ss: 12.1425
| WESTINGHOUSE TAP | 60048A | 7.9975 | 7.9975 | 0 | 0 | 7.9975 | 0 | g: 60 KV; h: Non-HFTD; i: 0; j: 0; SAIDI / SAIFI / MAIFI k: 0; SAIDI / SAIFI / MAIFI o: 7.9714; SAIDI / SAIFI / MAIFI p: 0; Veg Mgmt q: 0; UG Conductors ss: 7.9975
| WESTLANDS #1 RA PUMPING PLANT TAP | 10256B | 1.0536 | 1.0536 | 0 | 0 | 1.0536 | 0 | g: 115 KV; h: Non-HFTD; i: 0; j: 0; SAIDI / SAIFI / MAIFI k: 0; SAIDI / SAIFI / MAIFI o: 1.0536; SAIDI / SAIFI / MAIFI p: 0; Veg Mgmt q: 0; UG Conductors ss: 1.0536
| WESTLANDS #18 RA TAP | 10257B | 3.5199 | 3.5199 | 0 | 0 | 3.5199 | 0 | g: 115 KV; h: Non-HFTD; i: 0; j: 0; SAIDI / SAIFI / MAIFI k: 0; SAIDI / SAIFI / MAIFI o: 3.5199; SAIDI / SAIFI / MAIFI p: 0; Veg Mgmt q: 0; UG Conductors ss: 3.5198
| WESTLANDS TAP | 70058C | 1.0708 | 1.0708 | 0 | 0 | 1.0708 | 0 | g: 70 KV; h: Non-HFTD; i: 0; j: 0; SAIDI / SAIFI / MAIFI k: 0; SAIDI / SAIFI / MAIFI o: 1.0708; SAIDI / SAIFI / MAIFI p: 0; Veg Mgmt q: 0; UG Conductors ss: 1.068
| WESTPARK-MAGUNDEN | 10351 | 12.2861 | 12.2861 | 0 | 0 | 12.2861 | 0 | g: 115 KV; h: Non-HFTD; i: 0; j: 0; SAIDI / SAIFI / MAIFI k: 0; SAIDI / SAIFI / MAIFI o: 12.2861; SAIDI / SAIFI / MAIFI p: 0; Veg Mgmt q: 0; UG Conductors ss: 12.2747; Detailed OH Inspections yy: 2
| WHEELER RIDGE PUMPING PLANT #1 TAP | 20091B | 0.24645 | 0.24645 | 0 | 0 | 0.24645 | 0 | g: 230 KV; h: Non-HFTD; i: 0; j: 0; SAIDI / SAIFI / MAIFI k: 0; SAIDI / SAIFI / MAIFI o: 0.24645; SAIDI / SAIFI / MAIFI p: 0; Veg Mgmt q: 0; UG Conductors ss: 0.24422
| WHEELER RIDGE PUMPING PLANT #2 TAP | 20092B | 0.22719 | 0.22719 | 0 | 0 | 0.22719 | 0 | g: 230 KV; h: Non-HFTD; i: 0; j: 0; SAIDI / SAIFI / MAIFI k: 0; SAIDI / SAIFI / MAIFI o: 0.22719; SAIDI / SAIFI / MAIFI p: 0; Veg Mgmt q: 0; UG Conductors ss: 0.22719
| WHEELER RIDGE-ADOBE SW STA | 10492 | 1.3415 | 1.3415 | 0 | 0 | 1.3415 | 0 | g: 115 KV; h: Non-HFTD; i: 0; j: 0; SAIDI / SAIFI / MAIFI k: 0; SAIDI / SAIFI / MAIFI o: 1.3415; SAIDI / SAIFI / MAIFI p: 0; Veg Mgmt q: 0; UG Conductors ss: 1.3415
| WHEELER RIDGE-LAKEVIEW | 70089 | 7.5068 | 7.5068 | 0 | 0 | 7.5068 | 0 | g: 70 KV; h: Non-HFTD; i: 0; j: 0; SAIDI / SAIFI / MAIFI k: 0.0001433; SAIDI / SAIFI / MAIFI o: 7.5068; SAIDI / SAIFI / MAIFI p: 0; Veg Mgmt q: 0; UG Conductors ss: 7.5068
| WHEELER RIDGE-SAN BERNARD | 70090 | 5.8824 | 5.8824 | 0 | 0 | 5.8824 | 0 | g: 70 KV; h: Non-HFTD; i: 0; j: 0; SAIDI / SAIFI / MAIFI k: 0; SAIDI / SAIFI / MAIFI o: 5.8824; SAIDI / SAIFI / MAIFI p: 0; Veg Mgmt q: 0; UG Conductors ss: 5.8798
| WHEELER RIDGE-TEJON | 70091 | 5.0108 | 5.0108 | 0 | 0 | 5.0108 | 0 | g: 70 KV; h: Non-HFTD; i: 0; j: 0; SAIDI / SAIFI / MAIFI k: 0; SAIDI / SAIFI / MAIFI o: 5.0108; SAIDI / SAIFI / MAIFI p: 0; Veg Mgmt q: 0; UG Conductors ss: 5.0108
| WHEELER RIDGE-WEEDPATCH | 70092 | 22.3806 | 22.3806 | 0 | 0 | 22.3806 | 0 | g: 70 KV; h: Non-HFTD; i: 0; j: 0; SAIDI / SAIFI / MAIFI k: 0; SAIDI / SAIFI / MAIFI o: 22.3806; SAIDI / SAIFI / MAIFI p: 0; Veg Mgmt q: 0; UG Conductors ss: 22.3806
| WHISMAN-MONTA VISTA | 10404 | 5.9719 | 5.9719 | 0 | 0 | 5.9719 | 0 | g: 115 KV; h: Non-HFTD; i: 0; j: 0; SAIDI / SAIFI / MAIFI k: 0; SAIDI / SAIFI / MAIFI o: 5.9719; SAIDI / SAIFI / MAIFI p: 0; Veg Mgmt q: 0; UG Conductors ss: 5.9658
| WHISMAN-MTN VIEW | 10401 | 3.5436 | 3.5436 | 0 | 0 | 3.5436 | 0 | g: 115 KV; h: Non-HFTD; i: 0; j: 0; SAIDI / SAIFI / MAIFI k: 0; SAIDI / SAIFI / MAIFI o: 3.5436; SAIDI / SAIFI / MAIFI p: 0; Veg Mgmt q: 0; UG Conductors ss: 2.6516
| WILLOW PASS-CONTRA COSTA | 60238 | 10.8224 | 10.8224 | 0 | 0 | 10.8224 | 0 | g: 60 KV; h: Non-HFTD; i: 0; j: 0; SAIDI / SAIFI / MAIFI k: 0; SAIDI / SAIFI / MAIFI o: 10.8224; SAIDI / SAIFI / MAIFI p: 0; Veg Mgmt q: 0; UG Conductors ss: 10.7912
| WILSON-ATWATER #2 | 10354 | 15.4132 | 15.4132 | 0 | 0 | 15.4132 | 0 | g: 115 KV; h: Non-HFTD; i: 0; j: 0; SAIDI / SAIFI / MAIFI k: 0; SAIDI / SAIFI / MAIFI o: 15.4132; SAIDI / SAIFI / MAIFI p: 0; Veg Mgmt q: 0; UG Conductors ss: 15.4132
| WILSON-BORDEN #1 | 20263 | 35.3089 | 35.3089 | 0 | 0 | 35.3089 | 0 | g: 230 KV; h: Non-HFTD; i: 0; j: 0; SAIDI / SAIFI / MAIFI k: 0; SAIDI / SAIFI / MAIFI o: 35.3089; SAIDI / SAIFI / MAIFI p: 0; Veg Mgmt q: 0; UG Conductors ss: 35.298
| WILSON-BORDEN #2 | 20203 | 35.3703 | 35.3703 | 0 | 0 | 35.3703 | 0 | g: 230 KV; h: Non-HFTD; i: 0; j: 0; SAIDI / SAIFI / MAIFI k: 0; SAIDI / SAIFI / MAIFI o: 35.3703; SAIDI / SAIFI / MAIFI p: 0; Veg Mgmt q: 0; UG Conductors ss: 35.3703
| WILSON-DAIRYLAND (12KV) | 10504 | 11.3718 | 11.3718 | 0 | 0 | 11.3718 | 0 | g: 115 KV; h: Non-HFTD; i: 0; j: 0; SAIDI / SAIFI / MAIFI k: 0; SAIDI / SAIFI / MAIFI o: 11.3718; SAIDI / SAIFI / MAIFI p: 0; Veg Mgmt q: 0; UG Conductors ss: 11.306
| WILSON-LE GRAND | 10355 | 14.106 | 14.106 | 0 | 0 | 14.106 | 0 | g: 115 KV; h: Non-HFTD; i: 0; j: 0; SAIDI / SAIFI / MAIFI k: 0; SAIDI / SAIFI / MAIFI o: 14.0378; SAIDI / SAIFI / MAIFI p: 0; Veg Mgmt q: 0; UG Conductors ss: 14.0842
| WILSON-MERCED #1 | 10356 | 5.5819 | 5.5819 | 0 | 0 | 5.5819 | 0 | g: 115 KV; h: Non-HFTD; i: 0; j: 0; SAIDI / SAIFI / MAIFI k: 0; SAIDI / SAIFI / MAIFI o: 5.5819; SAIDI / SAIFI / MAIFI p: 0; Veg Mgmt q: 0; UG Conductors ss: 5.5819
| WILSON-MERCED #2 | 10357 | 6.2018 | 6.2018 | 0 | 0 | 6.2018 | 0 | g: 115 KV; h: Non-HFTD; i: 0; j: 0; SAIDI / SAIFI / MAIFI k: 0; SAIDI / SAIFI / MAIFI o: 6.2018; SAIDI / SAIFI / MAIFI p: 0; Veg Mgmt q: 0; UG Conductors ss: 6.2018
| WILSON-ORO LOMA | 10358 | 43.5594 | 43.5594 | 0 | 0 | 43.5594 | 0 | g: 115 KV; h: Non-HFTD; i: 0; j: 0; SAIDI / SAIFI / MAIFI k: 0; SAIDI / SAIFI / MAIFI o: 43.5593; SAIDI / SAIFI / MAIFI p: 0; Veg Mgmt q: 0; UG Conductors ss: 43.5594
| WIND FARMS | 60239 | 3.751 | 3.751 | 0 | 0 | 3.751 | 0 | g: 60 KV; h: Non-HFTD; i: 0.16456; j: 0.00078947; SAIDI / SAIFI / MAIFI k: 0; SAIDI / SAIFI / MAIFI o: 3.751; SAIDI / SAIFI / MAIFI p: 0; Veg Mgmt q: 0; UG Conductors ss: 3.7402
| WIND GAP PUMPING PLANT #1 TAP | 20091C | 1.6407 | 1.6407 | 0 | 0 | 1.6407 | 0 | g: 230 KV; h: Non-HFTD; i: 0; j: 0; SAIDI / SAIFI / MAIFI k: 0; SAIDI / SAIFI / MAIFI o: 1.6407; SAIDI / SAIFI / MAIFI p: 0; Veg Mgmt q: 0; UG Conductors ss: 1.6325
| WIND GAP PUMPING PLANT #2 TAP | 20092C | 1.6239 | 1.6239 | 0 | 0 | 1.6239 | 0 | g: 230 KV; h: Non-HFTD; i: 0; j: 0; SAIDI / SAIFI / MAIFI k: 0; SAIDI / SAIFI / MAIFI o: 1.6239; SAIDI / SAIFI / MAIFI p: 0; Veg Mgmt q: 0; UG Conductors ss: 1.6239
| WINDMASTER TAP | 20018A | 0.11158 | 0.11158 | 0 | 0 | 0.11158 | 0 | g: 230 KV; h: Non-HFTD; i: 0; j: 0; SAIDI / SAIFI / MAIFI k: 0; SAIDI / SAIFI / MAIFI o: 0.11158; SAIDI / SAIFI / MAIFI p: 0; Veg Mgmt q: 0; UG Conductors ss: 0.11158
| WINDSOR-FITCH MOUNTAIN | 60432 | 21.2423 | 21.2423 | 0.65812 | 2.5706 | 18.0136 | 0 | g: 60 KV; h: 7.1911; i: 0.020277; j: 0.0019738; SAIDI / SAIFI / MAIFI k: 0; SAIDI / SAIFI / MAIFI o: 21.2423; SAIDI / SAIFI / MAIFI p: 2.5706; Veg Mgmt q: 0.65811; Covered Conductor dd: 1; Covered Conductor ff: 1; Poles ii: 3; UG Conductors ss: 18.0136; UG Conductors tt: 0.21371; LiDAR Inspections uu: 0.65812; Detailed OH Inspections xx: 10
| WINTU TAP | 60019A | 1.8551 | 1.8551 | 0 | 0.45283 | 1.4023 | 0 | g: 60 KV; h: 0.31309; i: 0; j: 0; SAIDI / SAIFI / MAIFI k: 0; SAIDI / SAIFI / MAIFI o: 1.8551; SAIDI / SAIFI / MAIFI p: 0.45283; Veg Mgmt q: 0; Covered Conductor ff: 2; UG Conductors ss: 1.4023; UG Conductors tt: 0.45283
| WISHON-COPPERMINE | 70093 | 19.9867 | 19.9867 | 0.11023 | 14.003 | 5.8734 | 0 | g: 70 KV; h: 0.8814; i: 0.011357; j: 0.0010835; SAIDI / SAIFI / MAIFI k: 0; SAIDI / SAIFI / MAIFI o: 19.9867; SAIDI / SAIFI / MAIFI p: 14.003; Veg Mgmt q: 0.11023; UG Conductors ss: 5.8734; UG Conductors tt: 14.003; LiDAR Inspections uu: 0.10697; Detailed OH Inspections xx: 1
| WISHON-SAN JOAQUIN #3 | 70094 | 7.6396 | 7.6396 | 4.8616 | 2.778 | 0 | 0 | g: 70 KV; h: 4.4705; i: 0.097042; j: 0.0013733; SAIDI / SAIFI / MAIFI k: 0; SAIDI / SAIFI / MAIFI o: 7.6396; SAIDI / SAIFI / MAIFI p: 2.7776; Veg Mgmt q: 4.8616; Covered Conductor dd: 2; Covered Conductor ee: 5; Covered Conductor gg: 12; Covered Conductor hh: 14; UG Conductors ss: -5.872e-08; UG Conductors tt: 2.7656; LiDAR Inspections uu: 4.8524; Detailed OH Inspections xx: 75; Detailed OH Inspections fff: 1
| WITCO (REFINERY) TAP | 10123B | 0.029277 | 0.029277 | 0 | 0 | 0.029277 | 0 | g: 115 KV; h: Non-HFTD; i: 0; j: 0; SAIDI / SAIFI / MAIFI k: 0; SAIDI / SAIFI / MAIFI o: 0.029277; SAIDI / SAIFI / MAIFI p: 0; Veg Mgmt q: 0; UG Conductors ss: 0.029277
| WOHLER TAP | 60160A | 1.4354 | 1.4354 | 0 | 0 | 1.4354 | 0 | g: 60 KV; h: Non-HFTD; i: 0; j: 0; SAIDI / SAIFI / MAIFI k: 0; SAIDI / SAIFI / MAIFI o: 1.4353; SAIDI / SAIFI / MAIFI p: 0; Veg Mgmt q: 0; UG Conductors ss: 1.4349
| WOODBRIDGE TAP | 60139C | 0.52793 | 0.52793 | 0 | 0 | 0.52793 | 0 | g: 60 KV; h: Non-HFTD; i: 0; j: 0; SAIDI / SAIFI / MAIFI k: 0; SAIDI / SAIFI / MAIFI o: 0.52793; SAIDI / SAIFI / MAIFI p: 0; Veg Mgmt q: 0; UG Conductors ss: 0.51686
| WOODLAND BIOMASS TAP | 10359A | 0.86993 | 0.86993 | 0 | 0 | 0.86993 | 0 | g: 115 KV; h: Non-HFTD; i: 0; j: 0; SAIDI / SAIFI / MAIFI k: 0; SAIDI / SAIFI / MAIFI o: 0.86993; SAIDI / SAIFI / MAIFI p: 0; Veg Mgmt q: 0; UG Conductors ss: 0.86901
| WOODLAND-DAVIS | 10359 | 11.7467 | 11.7467 | 0 | 0 | 11.7467 | 0 | g: 115 KV; h: Non-HFTD; i: 0; j: 0; SAIDI / SAIFI / MAIFI k: 0; SAIDI / SAIFI / MAIFI o: 11.7062; SAIDI / SAIFI / MAIFI p: 0; Veg Mgmt q: 0; UG Conductors ss: 11.7065; Detailed OH Inspections yy: 3
| WOODLEAF-PALERMO | 10360 | 19.6245 | 19.6245 | 6.5316 | 11.1039 | 1.9891 | 0 | g: 115 KV; h: 37.5916; i: 0; j: 0; SAIDI / SAIFI / MAIFI k: 0; SAIDI / SAIFI / MAIFI o: 19.6245; SAIDI / SAIFI / MAIFI p: 11.1039; Veg Mgmt q: 6.5316; Covered Conductor dd: 1; Covered Conductor ee: 19; Covered Conductor ff: 34; Covered Conductor hh: 11; Poles ii: 16; UG Conductors ss: 1.9883; UG Conductors tt: 11.1039; LiDAR Inspections uu: 6.5316; Detailed OH Inspections xx: 119
| WOODWARD-SHEPHERD | 10497 | 4.8356 | 4.8356 | 0 | 0 | 4.8356 | 0 | g: 115 KV; h: Non-HFTD; i: 0; j: 0; SAIDI / SAIFI / MAIFI k: 0; SAIDI / SAIFI / MAIFI o: 4.8356; SAIDI / SAIFI / MAIFI p: 0; Veg Mgmt q: 0; UG Conductors ss: 4.8293
| WRIGHT TAP | 70053A | 1.1754 | 1.1754 | 0 | 0 | 1.1754 | 0 | g: 70 KV; h: Non-HFTD; i: 0; j: 0; SAIDI / SAIFI / MAIFI k: 0; SAIDI / SAIFI / MAIFI o: 1.1754; SAIDI / SAIFI / MAIFI p: 0; Veg Mgmt q: 0; UG Conductors ss: 1.1676
| X-Y #1 | 10362U | 0.56685 | 0 | 0 | 0 | 0 | 0.56685 | g: 115 KV; h: Non-HFTD; i: 0; j: 0; SAIDI / SAIFI / MAIFI k: 0; SAIDI / SAIFI / MAIFI o: 0; SAIDI / SAIFI / MAIFI p: 0; Veg Mgmt q: 0
| YANKE (NORTH FORK) TAP | 70094A | 0.42347 | 0.42347 | 0.42347 | 0 | 0 | 0 | g: 70 KV; h: 0.07609; i: 0; j: 0; SAIDI / SAIFI / MAIFI k: 0; SAIDI / SAIFI / MAIFI o: 0.42347; SAIDI / SAIFI / MAIFI p: 0; Veg Mgmt q: 0.42347; LiDAR Inspections uu: 0.41438; Detailed OH Inspections xx: 7
| YUBA CITY COGEN TAP | 60176A | 0.79886 | 0.79886 | 0 | 0 | 0.79886 | 0 | g: 60 KV; h: Non-HFTD; i: 0; j: 0; SAIDI / SAIFI / MAIFI k: 0; SAIDI / SAIFI / MAIFI o: 0.79886; SAIDI / SAIFI / MAIFI p: 0; Veg Mgmt q: 0; UG Conductors ss: 0.79324
| ZA-1 | 20246U | 3.4062 | 0 | 0 | 0 | 0 | 3.4062 | g: 230 KV; h: Non-HFTD; i: 0; j: 0; SAIDI / SAIFI / MAIFI k: 0; SAIDI / SAIFI / MAIFI o: 0; SAIDI / SAIFI / MAIFI p: 0; Veg Mgmt q: 0
| ZAMORA TAP | 10281A | 1.9187 | 1.9187 | 0 | 0 | 1.9187 | 0 | g: 115 KV; h: Non-HFTD; i: 0; j: 0; SAIDI / SAIFI / MAIFI k: 0; SAIDI / SAIFI / MAIFI o: 1.9187; SAIDI / SAIFI / MAIFI p: 0; Veg Mgmt q: 0; UG Conductors ss: 1.9187
| ZANKER #1 TAP | 10240A | 0.59792 | 0.59792 | 0 | 0 | 0.59792 | 0 | g: 115 KV; h: Non-HFTD; i: 0; j: 0; SAIDI / SAIFI / MAIFI k: 0; SAIDI / SAIFI / MAIFI o: 0.59792; SAIDI / SAIFI / MAIFI p: 0; Veg Mgmt q: 0; UG Conductors ss: 0.59792
| ZANKER #2 TAP | 10232A | 0.72099 | 0.72099 | 0 | 0 | 0.72099 | 0 | g: 115 KV; h: Non-HFTD; i: 0; j: 0; SAIDI / SAIFI / MAIFI k: 0; SAIDI / SAIFI / MAIFI o: 0.72098; SAIDI / SAIFI / MAIFI p: 0; Veg Mgmt q: 0; UG Conductors ss: 0.717
| ZOND WIND TAP | 60239A | 1.1889 | 1.1889 | 0 | 0 | 1.1889 | 0 | g: 60 KV; h: Non-HFTD; i: 0; j: 0; SAIDI / SAIFI / MAIFI k: 0; SAIDI / SAIFI / MAIFI o: 1.1889; SAIDI / SAIFI / MAIFI p: 0; Veg Mgmt q: 0; UG Conductors ss: 1.1879

## 7_Distribution
2020
| Quintiles | Sum of Miles of Enhanced Vegetation Management (EVM) | Sum of Miles of Covered Conductor | Sum of Number of Pole Replacements | Sum of Miles of UG Conductor | Sum of Number of Sectionalization Devices Installed | Sum of Inspections | Sum of Miles of LiDAR Inspection
Highest Risk | 1 | 476.1473 | 158.2763 | 2569 | 43.6029 | 1975 | 158187 | 276.8072
| 2 | 1048.3853 | 128.8581 | 2249 | 43.9746 | 1856 | 163340 | 473.5153
| 3 | 181.3283 | 22.1159 | 459 | 21.6121 | 949 | 52388 | 453.6532
| 4 | 103.5426 | 11.0715 | 117 | 11.4355 | 927 | 31462 | 437.5559
Lowest Risk | 5 | 50.2118 | 0.7937 | 114 | 18.7012 | 826 | 24536 | 540.1977
Non-HFTD |  | 13.354 | 3.5149 | 799 | 282.2964 | 6181 | 246807 | 684.7895
| Grand Total | 1872.9692 | 324.6303 | 6307 | 421.6228 | 12714 | 676720 | 2866.5188

## Dist Diff Volt Check (hidden)
[13 empty] | Total Distribution Circuit Miles: |  | 108290.435 | 100%
[13 empty] | Total Circuit Miles with Split Voltages: |  | 21576.6497 | 19.92%
[13 empty] | Total Really Problematic Miles: |  | 7687.439 | 7.099%
Circuit Name | Circuit ID | Type | Nominal Voltage | Sum of LEN_MI | Circuit Name | Circuit ID | Type | Nominal Voltage | LEN_MI | Circuit ID & Type | Preliminary Diff Volt Flag | Flag for Circuit IDs with Diff Volt | Diff Volt Mile Split | MAXIFS | Flag for Diff Volt Mile Split |  | Unique Circuits with Diff Volt | X
18TH STREET 0401 | 022390401 | OH | 4.16kV | 1.2652 | 18TH STREET 0401 | 022390401 | OH | 4.16kV | 1.2652 | 022390401_OH |  |  | 100% | 100% |  |  | 014101102_OH | X
|  | UG | 4.16kV | 0.048531 | 18TH STREET 0401 | 022390401 | UG | 4.16kV | 0.048531 | 022390401_UG |  |  | 100% | 100% |  |  | 014101105_OH | X
18TH STREET 0402 | 022390402 | OH | 4.16kV | 1.8168 | 18TH STREET 0402 | 022390402 | OH | 4.16kV | 1.8168 | 022390402_OH |  |  | 100% | 100% |  |  | 014101105_UG | X
|  | UG | 4.16kV | 2.5727 | 18TH STREET 0402 | 022390402 | UG | 4.16kV | 2.5727 | 022390402_UG |  |  | 100% | 100% |  |  | 152101101_OH | X
21ST AVENUE 0401 | 022550401 | OH | 4.16kV | 1.8965 | 21ST AVENUE 0401 | 022550401 | OH | 4.16kV | 1.8965 | 022550401_OH |  |  | 100% | 100% |  |  | 152101101_UG | X
|  | UG | 4.16kV | 0.050898 | 21ST AVENUE 0401 | 022550401 | UG | 4.16kV | 0.050898 | 022550401_UG |  |  | 100% | 100% |  |  | 152101102_UG | X
21ST AVENUE 0402 | 022550402 | OH | 4.16kV | 3.2692 | 21ST AVENUE 0402 | 022550402 | OH | 4.16kV | 3.2692 | 022550402_OH |  |  | 100% | 100% |  |  | 042031125_OH | X
|  | UG | 4.16kV | 0.2992 | 21ST AVENUE 0402 | 022550402 | UG | 4.16kV | 0.2992 | 022550402_UG |  |  | 100% | 100% |  |  | 042031125_OH | X
21ST AVENUE 0403 | 022550403 | OH | 4.16kV | 1.8434 | 21ST AVENUE 0403 | 022550403 | OH | 4.16kV | 1.8434 | 022550403_OH |  |  | 100% | 100% |  |  | 042031125_UG | X
|  | UG | 4.16kV | 0.12902 | 21ST AVENUE 0403 | 022550403 | UG | 4.16kV | 0.12902 | 022550403_UG |  |  | 100% | 100% |  |  | 153661103_OH | X
6TH AVENUE 0401 | 022530401 | OH | 4.16kV | 1.2675 | 6TH AVENUE 0401 | 022530401 | OH | 4.16kV | 1.2675 | 022530401_OH |  |  | 100% | 100% |  |  | 153661103_UG | X
|  | UG | 4.16kV | 0.83165 | 6TH AVENUE 0401 | 022530401 | UG | 4.16kV | 0.83165 | 022530401_UG |  |  | 100% | 100% |  |  | 153662102_OH | X
6TH AVENUE 0402 | 022530402 | OH | 4.16kV | 1.2159 | 6TH AVENUE 0402 | 022530402 | OH | 4.16kV | 1.2159 | 022530402_OH |  |  | 100% | 100% |  |  | 153662102_UG | X
|  | UG | 4.16kV | 1.4764 | 6TH AVENUE 0402 | 022530402 | UG | 4.16kV | 1.4764 | 022530402_UG |  |  | 100% | 100% |  |  | 182541101_OH | X
6TH AVENUE 0403 | 022530403 | OH | 4.16kV | 1.7802 | 6TH AVENUE 0403 | 022530403 | OH | 4.16kV | 1.7802 | 022530403_OH |  |  | 100% | 100% |  |  | 182541101_UG | X
|  | UG | 4.16kV | 0.77045 | 6TH AVENUE 0403 | 022530403 | UG | 4.16kV | 0.77045 | 022530403_UG |  |  | 100% | 100% |  |  | 253611108_OH | X
7TH STANDARD 2101 | 254582101 | OH | 21kV | 2.5627 | 7TH STANDARD 2101 | 254582101 | OH | 21kV | 2.5627 | 254582101_OH |  |  | 100% | 100% |  |  | 253611108_UG | X
|  | UG | 21kV | 39.5984 | 7TH STANDARD 2101 | 254582101 | UG | 21kV | 39.5984 | 254582101_UG |  |  | 100% | 100% |  |  | 254151101_OH | X
7TH STANDARD 2102 | 254582102 | OH | 21kV | 15.3146 | 7TH STANDARD 2102 | 254582102 | OH | 21kV | 15.3146 | 254582102_OH |  |  | 100% | 100% |  |  | 163571701_OH | X
|  | UG | 21kV | 17.1469 | 7TH STANDARD 2102 | 254582102 | UG | 21kV | 17.1469 | 254582102_UG |  |  | 100% | 100% |  |  | 163571701_UG | X
7TH STANDARD 2103 | 254582103 | OH | 12kV | 22.9007 | 7TH STANDARD 2103 | 254582103 | OH | 12kV | 22.9007 | 254582103_OH |  |  | 100% | 100% |  |  | 163571702_OH | X
|  | UG | 12kV | 12.8271 | 7TH STANDARD 2103 | 254582103 | UG | 12kV | 12.8271 | 254582103_UG |  |  | 100% | 100% |  |  | 255002101_OH | X
7TH STANDARD 2104 | 254582104 | OH | 21kV | 0.039986 | 7TH STANDARD 2104 | 254582104 | OH | 21kV | 0.039986 | 254582104_OH |  |  | 100% | 100% |  |  | 255002101_UG | X
|  | UG | 21kV | 0.70913 | 7TH STANDARD 2104 | 254582104 | UG | 21kV | 0.70913 | 254582104_UG |  |  | 100% | 100% |  |  | 024261103_OH | X
8TH AVENUE 0401 | 012670401 | OH | 4.16kV | 4.8857 | 8TH AVENUE 0401 | 012670401 | OH | 4.16kV | 4.8857 | 012670401_OH |  |  | 100% | 100% |  |  | 024261103_UG | X
|  | UG | 4.16kV | 0.017867 | 8TH AVENUE 0401 | 012670401 | UG | 4.16kV | 0.017867 | 012670401_UG |  |  | 100% | 100% |  |  | 253371106_OH | X
ACTON 0401 | 022470401 | OH | 4.16kV | 3.855 | ACTON 0401 | 022470401 | OH | 4.16kV | 3.855 | 022470401_OH |  |  | 100% | 100% |  |  | 253371106_UG | X
|  | UG | 4.16kV | 0.13343 | ACTON 0401 | 022470401 | UG | 4.16kV | 0.13343 | 022470401_UG |  |  | 100% | 100% |  |  | 042461101_UG | X
ACTON 0402 | 022470402 | OH | 4.16kV | 4.4397 | ACTON 0402 | 022470402 | OH | 4.16kV | 4.4397 | 022470402_OH |  |  | 100% | 100% |  |  | 024011104_OH | X
|  | UG | 4.16kV | 0.34576 | ACTON 0402 | 022470402 | UG | 4.16kV | 0.34576 | 022470402_UG |  |  | 100% | 100% |  |  | 024011104_UG | X
AIRWAYS 1101 | 252041101 | OH | 12kV | 1.4643 | AIRWAYS 1101 | 252041101 | OH | 12kV | 1.4643 | 252041101_OH |  |  | 100% | 100% |  |  | 024012102_UG | X
|  | UG | 12kV | 22.3547 | AIRWAYS 1101 | 252041101 | UG | 12kV | 22.3547 | 252041101_UG |  |  | 100% | 100% |  |  | 252192101_OH | X
AIRWAYS 1102 | 252041102 | OH | 12kV | 7.7672 | AIRWAYS 1102 | 252041102 | OH | 12kV | 7.7672 | 252041102_OH |  |  | 100% | 100% |  |  | 252192101_UG | X
|  | UG | 12kV | 31.2276 | AIRWAYS 1102 | 252041102 | UG | 12kV | 31.2276 | 252041102_UG |  |  | 100% | 100% |  |  | 252192105_OH | X
AIRWAYS 1103 | 252041103 | OH | 12kV | 7.9869 | AIRWAYS 1103 | 252041103 | OH | 12kV | 7.9869 | 252041103_OH |  |  | 100% | 100% |  |  | 252192105_UG | X
|  | UG | 12kV | 21.2644 | AIRWAYS 1103 | 252041103 | UG | 12kV | 21.2644 | 252041103_UG |  |  | 100% | 100% |  |  | 024021106_UG | X
AIRWAYS 1104 | 252041104 | OH | 12kV | 2.0385 | AIRWAYS 1104 | 252041104 | OH | 12kV | 2.0385 | 252041104_OH |  |  | 100% | 100% |  |  | 043181102_UG | X
|  | UG | 12kV | 30.2757 | AIRWAYS 1104 | 252041104 | UG | 12kV | 30.2757 | 252041104_UG |  |  | 100% | 100% |  |  | 043182103_OH | X
AIRWAYS 1105 | 252041105 | OH | 12kV | 1.3388 | AIRWAYS 1105 | 252041105 | OH | 12kV | 1.3388 | 252041105_OH |  |  | 100% | 100% |  |  | 043182103_UG | X
|  | UG | 12kV | 24.6801 | AIRWAYS 1105 | 252041105 | UG | 12kV | 24.6801 | 252041105_UG |  |  | 100% | 100% |  |  | 012060408_UG | X
AIRWAYS 1106 | 252041106 | OH | 12kV | 8.7425 | AIRWAYS 1106 | 252041106 | OH | 12kV | 8.7425 | 252041106_OH |  |  | 100% | 100% |  |  | 012061103_UG | X
|  | UG | 12kV | 12.3612 | AIRWAYS 1106 | 252041106 | UG | 12kV | 12.3612 | 252041106_UG |  |  | 100% | 100% |  |  | 012061104_OH | X
AIRWAYS 1107 | 252041107 | OH | 12kV | 44.1841 | AIRWAYS 1107 | 252041107 | OH | 12kV | 44.1841 | 252041107_OH |  |  | 100% | 100% |  |  | 012061104_UG | X
|  | UG | 12kV | 31.216 | AIRWAYS 1107 | 252041107 | UG | 12kV | 31.216 | 252041107_UG |  |  | 100% | 100% |  |  | 102812101_OH | X
AIRWAYS 1108 | 252041108 | OH | 12kV | 11.67 | AIRWAYS 1108 | 252041108 | OH | 12kV | 11.67 | 252041108_OH |  |  | 100% | 100% |  |  | 102812101_OH | X
|  | UG | 12kV | 11.5464 | AIRWAYS 1108 | 252041108 | UG | 12kV | 11.5464 | 252041108_UG |  |  | 100% | 100% |  |  | 102812101_UG | X
ALHAMBRA 1101 | 014101101 | OH | 12kV | 8.4097 | ALHAMBRA 1101 | 014101101 | OH | 12kV | 8.4097 | 014101101_OH |  |  | 100% | 100% |  |  | 102812101_UG | X
|  | UG | 12kV | 8.4207 | ALHAMBRA 1101 | 014101101 | UG | 12kV | 8.4207 | 014101101_UG |  |  | 100% | 100% |  |  | 043081101_OH | X
ALHAMBRA 1102 | 014101102 | OH | 12kV | 13.9646 | ALHAMBRA 1102 | 014101102 | OH | 12kV | 13.9646 | 014101102_OH |  | X | 98.85% | 98.85% |  |  | 043081101_UG | X
|  |  | 4.16kV | 0.16282 | ALHAMBRA 1102 | 014101102 | OH | 4.16kV | 0.16282 | 014101102_OH | DIFF VOLT | X | 1.152% | 98.85% |  |  | 254682101_OH | X
|  | UG | 12kV | 5.1211 | ALHAMBRA 1102 | 014101102 | UG | 12kV | 5.1211 | 014101102_UG |  |  | 100% | 100% |  |  | 254682101_UG | X
ALHAMBRA 1105 | 014101105 | OH | 12kV | 39.8931 | ALHAMBRA 1105 | 014101105 | OH | 12kV | 39.8931 | 014101105_OH |  | X | 88.21% | 88.21% |  |  | 013320401_OH | X
|  |  | 4.16kV | 5.3338 | ALHAMBRA 1105 | 014101105 | OH | 4.16kV | 5.3338 | 014101105_OH | DIFF VOLT | X | 11.79% | 88.21% |  |  | 013320401_OH | X
|  | UG | 12kV | 15.4939 | ALHAMBRA 1105 | 014101105 | UG | 12kV | 15.4939 | 014101105_UG |  | X | 98.68% | 98.68% |  |  | 013320401_UG | X
|  |  | 4.16kV | 0.2069 | ALHAMBRA 1105 | 014101105 | UG | 4.16kV | 0.2069 | 014101105_UG | DIFF VOLT | X | 1.318% | 98.68% |  |  | 014592105_OH | X
ALLEGHANY 1101 | 152101101 | OH | 12kV | 77.3438 | ALLEGHANY 1101 | 152101101 | OH | 12kV | 77.3438 | 152101101_OH |  | X | 99.87% | 99.87% |  |  | 014592105_UG | X
|  |  | (empty) | 0.10147 | ALLEGHANY 1101 | 152101101 | OH | (blank) | 0.10147 | 152101101_OH | DIFF VOLT | X | 0.131% | 99.87% |  |  | 014592106_UG | X
|  | UG | 12kV | 1.8123 | ALLEGHANY 1101 | 152101101 | UG | 12kV | 1.8123 | 152101101_UG |  | X | 99.67% | 99.67% |  |  | 014592111_UG | X
|  |  | 480V | 0.0060456 | ALLEGHANY 1101 | 152101101 | UG | 480V | 0.0060456 | 152101101_UG | DIFF VOLT | X | 0.3325% | 99.67% |  |  | 014592112_OH | X
ALLEGHANY 1102 | 152101102 | OH | 12kV | 18.0549 | ALLEGHANY 1102 | 152101102 | OH | 12kV | 18.0549 | 152101102_OH |  |  | 100% | 100% |  |  | 014592112_OH | X
|  | UG | 12kV | 0.57185 | ALLEGHANY 1102 | 152101102 | UG | 12kV | 0.57185 | 152101102_UG |  | X | 99.05% | 99.05% |  |  | 014592112_UG | X
|  |  | 480V | 0.0054879 | ALLEGHANY 1102 | 152101102 | UG | 480V | 0.0054879 | 152101102_UG | DIFF VOLT | X | 0.9505% | 99.05% |  |  | 152481107_OH | X
ALMADEN 1101 | 082311101 | OH | 12kV | 18.2447 | ALMADEN 1101 | 082311101 | OH | 12kV | 18.2447 | 082311101_OH |  |  | 100% | 100% |  |  | 102211102_UG | X
|  | UG | 12kV | 3.1842 | ALMADEN 1101 | 082311101 | UG | 12kV | 3.1842 | 082311101_UG |  |  | 100% | 100% |  |  | 182261106_UG | X
ALMADEN 1102 | 082311102 | OH | 12kV | 21.8736 | ALMADEN 1102 | 082311102 | OH | 12kV | 21.8736 | 082311102_OH |  |  | 100% | 100% |  |  | 024052101_OH | X
|  | UG | 12kV | 4.2292 | ALMADEN 1102 | 082311102 | UG | 12kV | 4.2292 | 082311102_UG |  |  | 100% | 100% |  |  | 024052101_UG | X
ALMADEN 1103 | 082311103 | UG | 12kV | 0.036147 | ALMADEN 1103 | 082311103 | UG | 12kV | 0.036147 | 082311103_UG |  |  | 100% | 100% |  |  | 162211101_OH | X
ALMADEN 1110 | 082311110 | OH | 12kV | 12.9144 | ALMADEN 1110 | 082311110 | OH | 12kV | 12.9144 | 082311110_OH |  |  | 100% | 100% |  |  | 162211101_UG | X
|  | UG | 12kV | 8.3915 | ALMADEN 1110 | 082311110 | UG | 12kV | 8.3915 | 082311110_UG |  |  | 100% | 100% |  |  | 042711102_UG | X
ALMADEN 1111 | 082311111 | OH | 12kV | 9.8121 | ALMADEN 1111 | 082311111 | OH | 12kV | 9.8121 | 082311111_OH |  |  | 100% | 100% |  |  | 048011146_OH | X
|  | UG | 12kV | 16.6376 | ALMADEN 1111 | 082311111 | UG | 12kV | 16.6376 | 082311111_UG |  |  | 100% | 100% |  |  | 048011146_UG | X
ALPAUGH 1103 | 254001103 | OH | 12kV | 27.7494 | ALPAUGH 1103 | 254001103 | OH | 12kV | 27.7494 | 254001103_OH |  |  | 100% | 100% |  |  | 182771101_OH | X
|  | UG | 12kV | 1.5022 | ALPAUGH 1103 | 254001103 | UG | 12kV | 1.5022 | 254001103_UG |  |  | 100% | 100% |  |  | 083622105_OH | X
ALPAUGH 1104 | 254001104 | OH | 12kV | 56.4112 | ALPAUGH 1104 | 254001104 | OH | 12kV | 56.4112 | 254001104_OH |  |  | 100% | 100% |  |  | 083622105_UG | X
|  | UG | 12kV | 3.3133 | ALPAUGH 1104 | 254001104 | UG | 12kV | 3.3133 | 254001104_UG |  |  | 100% | 100% |  |  | 083622106_OH | X
ALPAUGH 1106 | 254001106 | OH | 12kV | 52.837 | ALPAUGH 1106 | 254001106 | OH | 12kV | 52.837 | 254001106_OH |  |  | 100% | 100% |  |  | 083622106_UG | X
|  | UG | 12kV | 0.53109 | ALPAUGH 1106 | 254001106 | UG | 12kV | 0.53109 | 254001106_UG |  |  | 100% | 100% |  |  | 083622106_UG | X
ALPINE 1101 | 163561101 | OH | 12kV | 0.87372 | ALPINE 1101 | 163561101 | OH | 12kV | 0.87372 | 163561101_OH |  |  | 100% | 100% |  |  | 254272107_UG | X
|  | UG | 12kV | 6.5341 | ALPINE 1101 | 163561101 | UG | 12kV | 6.5341 | 163561101_UG |  |  | 100% | 100% |  |  | 254272108_OH | X
ALPINE 1102 | 163561102 | UG | 12kV | 2.8803 | ALPINE 1102 | 163561102 | UG | 12kV | 2.8803 | 163561102_UG |  |  | 100% | 100% |  |  | 254272108_UG | X
ALTO 1120 | 042031120 | OH | 12kV | 20.3846 | ALTO 1120 | 042031120 | OH | 12kV | 20.3846 | 042031120_OH |  |  | 100% | 100% |  |  | 014091109_UG | X
|  | UG | 12kV | 19.5701 | ALTO 1120 | 042031120 | UG | 12kV | 19.5701 | 042031120_UG |  |  | 100% | 100% |  |  | 182352103_OH | X
ALTO 1121 | 042031121 | OH | 12kV | 16.9045 | ALTO 1121 | 042031121 | OH | 12kV | 16.9045 | 042031121_OH |  |  | 100% | 100% |  |  | 182352103_UG | X
|  | UG | 12kV | 35.5783 | ALTO 1121 | 042031121 | UG | 12kV | 35.5783 | 042031121_UG |  |  | 100% | 100% |  |  | 182352103_UG | X
ALTO 1122 | 042031122 | OH | 12kV | 21.8927 | ALTO 1122 | 042031122 | OH | 12kV | 21.8927 | 042031122_OH |  |  | 100% | 100% |  |  | 182352104_OH | X
|  | UG | 12kV | 6.5148 | ALTO 1122 | 042031122 | UG | 12kV | 6.5148 | 042031122_UG |  |  | 100% | 100% |  |  | 182352104_UG | X
ALTO 1123 | 042031123 | OH | 12kV | 10.3238 | ALTO 1123 | 042031123 | OH | 12kV | 10.3238 | 042031123_OH |  |  | 100% | 100% |  |  | 254501102_OH | X
|  | UG | 12kV | 8.3486 | ALTO 1123 | 042031123 | UG | 12kV | 8.3486 | 042031123_UG |  |  | 100% | 100% |  |  | 254501102_UG | X
ALTO 1124 | 042031124 | OH | 12kV | 35.2646 | ALTO 1124 | 042031124 | OH | 12kV | 35.2646 | 042031124_OH |  |  | 100% | 100% |  |  | 103181102_UG | X
|  | UG | 12kV | 4.1552 | ALTO 1124 | 042031124 | UG | 12kV | 4.1552 | 042031124_UG |  |  | 100% | 100% |  |  | 102051102_OH | X
ALTO 1125 | 042031125 | OH | 12kV | 44.4376 | ALTO 1125 | 042031125 | OH | 12kV | 44.4376 | 042031125_OH |  | X | 99.3% | 99.3% |  |  | 102051102_UG | X
|  |  | 2.4kV | 0.12697 | ALTO 1125 | 042031125 | OH | 2.4kV | 0.12697 | 042031125_OH | DIFF VOLT | X | 0.2837% | 99.3% |  |  | 182562102_OH | X
|  |  | 4.16kV | 0.18721 | ALTO 1125 | 042031125 | OH | 4.16kV | 0.18721 | 042031125_OH | DIFF VOLT | X | 0.4183% | 99.3% |  |  | 182562102_UG | X
|  | UG | 12kV | 5.1751 | ALTO 1125 | 042031125 | UG | 12kV | 5.1751 | 042031125_UG |  | X | 95.6% | 95.6% |  |  | 153612103_OH | X
|  |  | 2.4kV | 0.23809 | ALTO 1125 | 042031125 | UG | 2.4kV | 0.23809 | 042031125_UG | DIFF VOLT | X | 4.398% | 95.6% |  |  | 153612103_UG | X
AMES 1101 | 083901101 | OH | 12kV | 0.12362 | AMES 1101 | 083901101 | OH | 12kV | 0.12362 | 083901101_OH |  |  | 100% | 100% |  |  | 153612104_OH | X
|  | UG | 12kV | 5.8212 | AMES 1101 | 083901101 | UG | 12kV | 5.8212 | 083901101_UG |  |  | 100% | 100% |  |  | 153612104_UG | X
AMES 1102 | 083901102 | OH | 12kV | 3.6198 | AMES 1102 | 083901102 | OH | 12kV | 3.6198 | 083901102_OH |  |  | 100% | 100% |  |  | 153612105_UG | X
|  | UG | 12kV | 5.7383 | AMES 1102 | 083901102 | UG | 12kV | 5.7383 | 083901102_UG |  |  | 100% | 100% |  |  | 254432102_OH | X
ANDERSON 1101 | 103261101 | OH | 12kV | 20.2562 | ANDERSON 1101 | 103261101 | OH | 12kV | 20.2562 | 103261101_OH |  |  | 100% | 100% |  |  | 254432102_UG | X
|  | UG | 12kV | 8.0049 | ANDERSON 1101 | 103261101 | UG | 12kV | 8.0049 | 103261101_UG |  |  | 100% | 100% |  |  | 254432103_OH | X
ANDERSON 1102 | 103261102 | OH | 12kV | 3.7506 | ANDERSON 1102 | 103261102 | OH | 12kV | 3.7506 | 103261102_OH |  |  | 100% | 100% |  |  | 254432103_UG | X
|  | UG | 12kV | 9.8957 | ANDERSON 1102 | 103261102 | UG | 12kV | 9.8957 | 103261102_UG |  |  | 100% | 100% |  |  | 254432104_OH | X
ANDERSON 1103 | 103261103 | OH | 12kV | 31.6387 | ANDERSON 1103 | 103261103 | OH | 12kV | 31.6387 | 103261103_OH |  |  | 100% | 100% |  |  | 254432104_UG | X
|  | UG | 12kV | 3.538 | ANDERSON 1103 | 103261103 | UG | 12kV | 3.538 | 103261103_UG |  |  | 100% | 100% |  |  | 013652109_UG | X
ANGIOLA 1102 | 252151102 | OH | 12kV | 35.79 | ANGIOLA 1102 | 252151102 | OH | 12kV | 35.79 | 252151102_OH |  |  | 100% | 100% |  |  | 103331101_OH | X
|  | UG | 12kV | 0.47354 | ANGIOLA 1102 | 252151102 | UG | 12kV | 0.47354 | 252151102_UG |  |  | 100% | 100% |  |  | 103331101_UG | X
ANGIOLA 1103 | 252151103 | OH | 12kV | 45.9901 | ANGIOLA 1103 | 252151103 | OH | 12kV | 45.9901 | 252151103_OH |  |  | 100% | 100% |  |  | 103331102_OH | X
|  | UG | 12kV | 0.45657 | ANGIOLA 1103 | 252151103 | UG | 12kV | 0.45657 | 252151103_UG |  |  | 100% | 100% |  |  | 103331102_UG | X
ANGIOLA 1104 | 252151104 | OH | 12kV | 19.9674 | ANGIOLA 1104 | 252151104 | OH | 12kV | 19.9674 | 252151104_OH |  |  | 100% | 100% |  |  | 103331104_OH | X
|  | UG | 12kV | 0.32882 | ANGIOLA 1104 | 252151104 | UG | 12kV | 0.32882 | 252151104_UG |  |  | 100% | 100% |  |  | 103331104_UG | X
ANITA 1101 | 102841101 | OH | 12kV | 35.6607 | ANITA 1101 | 102841101 | OH | 12kV | 35.6607 | 102841101_OH |  |  | 100% | 100% |  |  | 042271103_OH | X
|  | UG | 12kV | 2.9236 | ANITA 1101 | 102841101 | UG | 12kV | 2.9236 | 102841101_UG |  |  | 100% | 100% |  |  | 042271103_UG | X
ANITA 1102 | 102841102 | OH | 12kV | 35.5806 | ANITA 1102 | 102841102 | OH | 12kV | 35.5806 | 102841102_OH |  |  | 100% | 100% |  |  | 103132101_OH | X
|  | UG | 12kV | 0.010316 | ANITA 1102 | 102841102 | UG | 12kV | 0.010316 | 102841102_UG |  |  | 100% | 100% |  |  | 103132101_UG | X
ANITA 1105 | 102841105 | OH | 12kV | 15.9881 | ANITA 1105 | 102841105 | OH | 12kV | 15.9881 | 102841105_OH |  |  | 100% | 100% |  |  | 254702103_OH | X
|  | UG | 12kV | 15.3196 | ANITA 1105 | 102841105 | UG | 12kV | 15.3196 | 102841105_UG |  |  | 100% | 100% |  |  | 254702103_UG | X
ANITA 1106 | 102841106 | OH | 12kV | 90.2493 | ANITA 1106 | 102841106 | OH | 12kV | 90.2493 | 102841106_OH |  |  | 100% | 100% |  |  | 253142101_OH | X
|  | UG | 12kV | 11.1905 | ANITA 1106 | 102841106 | UG | 12kV | 11.1905 | 102841106_UG |  |  | 100% | 100% |  |  | 253142101_UG | X
ANNAPOLIS 1101 | 042861101 | OH | 12kV | 51.0938 | ANNAPOLIS 1101 | 042861101 | OH | 12kV | 51.0938 | 042861101_OH |  |  | 100% | 100% |  |  | 152582105_OH | X
|  | UG | 12kV | 1.3255 | ANNAPOLIS 1101 | 042861101 | UG | 12kV | 1.3255 | 042861101_UG |  |  | 100% | 100% |  |  | 152582105_UG | X
ANTELOPE 1101 | 252021101 | OH | 12kV | 39.8299 | ANTELOPE 1101 | 252021101 | OH | 12kV | 39.8299 | 252021101_OH |  |  | 100% | 100% |  |  | 152582106_UG | X
|  | UG | 12kV | 0.047966 | ANTELOPE 1101 | 252021101 | UG | 12kV | 0.047966 | 252021101_UG |  |  | 100% | 100% |  |  | 152582109_OH | X
ANTELOPE 1102 | 252021102 | OH | 12kV | 25.3397 | ANTELOPE 1102 | 252021102 | OH | 12kV | 25.3397 | 252021102_OH |  |  | 100% | 100% |  |  | 152582109_UG | X
|  | UG | 12kV | 0.19761 | ANTELOPE 1102 | 252021102 | UG | 12kV | 0.19761 | 252021102_UG |  |  | 100% | 100% |  |  | 152582110_UG | X
ANTLER 1101 | 103271101 | OH | 12kV | 62.6989 | ANTLER 1101 | 103271101 | OH | 12kV | 62.6989 | 103271101_OH |  |  | 100% | 100% |  |  | 182222102_OH | X
|  | UG | 12kV | 4.0769 | ANTLER 1101 | 103271101 | UG | 12kV | 4.0769 | 103271101_UG |  |  | 100% | 100% |  |  | 182222102_UG | X
APPLE HILL 1103 | 153661103 | OH | 12kV | 60.2847 | APPLE HILL 1103 | 153661103 | OH | 12kV | 60.2847 | 153661103_OH |  | X | 100% | 100% |  |  | 182222102_UG | X
|  |  | 21kV | 0.0028409 | APPLE HILL 1103 | 153661103 | OH | 21kV | 0.0028409 | 153661103_OH | DIFF VOLT | X | 0.004712% | 100% |  |  | 182222103_OH | X
|  | UG | 12kV | 6.0524 | APPLE HILL 1103 | 153661103 | UG | 12kV | 6.0524 | 153661103_UG |  | X | 99.14% | 99.14% |  |  | 182222103_UG | X
|  |  | 21kV | 0.052639 | APPLE HILL 1103 | 153661103 | UG | 21kV | 0.052639 | 153661103_UG | DIFF VOLT | X | 0.8622% | 99.14% |  |  | 182222104_OH | X
APPLE HILL 1104 | 153661104 | OH | 12kV | 95.6855 | APPLE HILL 1104 | 153661104 | OH | 12kV | 95.6855 | 153661104_OH |  |  | 100% | 100% |  |  | 182222104_UG | X
|  | UG | 12kV | 3.5288 | APPLE HILL 1104 | 153661104 | UG | 12kV | 3.5288 | 153661104_UG |  |  | 100% | 100% |  |  | 182222105_OH | X
APPLE HILL 2102 | 153662102 | OH | 12kV | 0.017199 | APPLE HILL 2102 | 153662102 | OH | 12kV | 0.017199 | 153662102_OH |  | X | 0.004972% | 100% |  |  | 182222105_UG | X
|  |  | 21kV | 345.8921 | APPLE HILL 2102 | 153662102 | OH | 21kV | 345.8921 | 153662102_OH | DIFF VOLT | X | 100% | 100% |  |  | 103351101_OH | X
|  | UG | 12kV | 0.01119 | APPLE HILL 2102 | 153662102 | UG | 12kV | 0.01119 | 153662102_UG |  | X | 0.2015% | 99.8% |  |  | 103351101_UG | X
|  |  | 21kV | 5.5427 | APPLE HILL 2102 | 153662102 | UG | 21kV | 5.5427 | 153662102_UG | DIFF VOLT | X | 99.8% | 99.8% |  |  | 152261103_OH | X
ARANA 0401 | 083010401 | OH | 4.16kV | 3.3951 | ARANA 0401 | 083010401 | OH | 4.16kV | 3.3951 | 083010401_OH |  |  | 100% | 100% |  |  | 152261103_UG | X
|  | UG | 4.16kV | 0.62787 | ARANA 0401 | 083010401 | UG | 4.16kV | 0.62787 | 083010401_UG |  |  | 100% | 100% |  |  | 152261106_OH | X
ARANA 0402 | 083010402 | OH | 4.16kV | 2.9789 | ARANA 0402 | 083010402 | OH | 4.16kV | 2.9789 | 083010402_OH |  |  | 100% | 100% |  |  | 152261106_UG | X
|  | UG | 4.16kV | 1.1111 | ARANA 0402 | 083010402 | UG | 4.16kV | 1.1111 | 083010402_UG |  |  | 100% | 100% |  |  | 014722101_OH | X
ARBUCKLE 1101 | 062081101 | OH | 12kV | 42.7793 | ARBUCKLE 1101 | 062081101 | OH | 12kV | 42.7793 | 062081101_OH |  |  | 100% | 100% |  |  | 014722101_UG | X
|  | UG | 12kV | 3.4925 | ARBUCKLE 1101 | 062081101 | UG | 12kV | 3.4925 | 062081101_UG |  |  | 100% | 100% |  |  | 014722102_OH | X
ARBUCKLE 1102 | 062081102 | OH | 12kV | 62.3502 | ARBUCKLE 1102 | 062081102 | OH | 12kV | 62.3502 | 062081102_OH |  |  | 100% | 100% |  |  | 014722102_UG | X
|  | UG | 12kV | 0.25489 | ARBUCKLE 1102 | 062081102 | UG | 12kV | 0.25489 | 062081102_UG |  |  | 100% | 100% |  |  | 014722106_UG | X
ARBUCKLE 1103 | 062081103 | OH | 12kV | 0.042474 | ARBUCKLE 1103 | 062081103 | OH | 12kV | 0.042474 | 062081103_OH |  |  | 100% | 100% |  |  | 182381104_UG | X
ARBUCKLE 1104 | 062081104 | OH | 12kV | 102.49 | ARBUCKLE 1104 | 062081104 | OH | 12kV | 102.49 | 062081104_OH |  |  | 100% | 100% |  |  | 014472111_OH | X
|  | UG | 12kV | 4.5884 | ARBUCKLE 1104 | 062081104 | UG | 12kV | 4.5884 | 062081104_UG |  |  | 100% | 100% |  |  | 014472111_UG | X
ARCATA 1105 | 192021105 | OH | 12kV | 44.2277 | ARCATA 1105 | 192021105 | OH | 12kV | 44.2277 | 192021105_OH |  |  | 100% | 100% |  |  | 043071101_OH | X
|  | UG | 12kV | 9.0274 | ARCATA 1105 | 192021105 | UG | 12kV | 9.0274 | 192021105_UG |  |  | 100% | 100% |  |  | 254061102_OH | X
ARCATA 1106 | 192021106 | OH | 12kV | 10.344 | ARCATA 1106 | 192021106 | OH | 12kV | 10.344 | 192021106_OH |  |  | 100% | 100% |  |  | 254061102_UG | X
|  | UG | 12kV | 4.2387 | ARCATA 1106 | 192021106 | UG | 12kV | 4.2387 | 192021106_UG |  |  | 100% | 100% |  |  | 254061103_OH | X
ARCATA 1121 | 192021121 | OH | 12kV | 28.9597 | ARCATA 1121 | 192021121 | OH | 12kV | 28.9597 | 192021121_OH |  |  | 100% | 100% |  |  | 163131102_OH | X
|  | UG | 12kV | 6.0693 | ARCATA 1121 | 192021121 | UG | 12kV | 6.0693 | 192021121_UG |  |  | 100% | 100% |  |  | 163131102_UG | X
ARCATA 1122 | 192021122 | OH | 12kV | 68.0562 | ARCATA 1122 | 192021122 | OH | 12kV | 68.0562 | 192021122_OH |  |  | 100% | 100% |  |  | 082952109_UG | X
|  | UG | 12kV | 6.6063 | ARCATA 1122 | 192021122 | UG | 12kV | 6.6063 | 192021122_UG |  |  | 100% | 100% |  |  | 013681114_UG | X
ARCATA 1123 | 192021123 | OH | 12kV | 6.1757 | ARCATA 1123 | 192021123 | OH | 12kV | 6.1757 | 192021123_OH |  |  | 100% | 100% |  |  | 163912101_OH | X
|  | UG | 12kV | 0.15179 | ARCATA 1123 | 192021123 | UG | 12kV | 0.15179 | 192021123_UG |  |  | 100% | 100% |  |  | 163912101_UG | X
ARCATA 1124 | 192021124 | OH | 12kV | 0.002643 | ARCATA 1124 | 192021124 | OH | 12kV | 0.002643 | 192021124_OH |  |  | 100% | 100% |  |  | 163912102_OH | X
ARLINGTON 0401 | 013700401 | OH | 4.16kV | 3.9943 | ARLINGTON 0401 | 013700401 | OH | 4.16kV | 3.9943 | 013700401_OH |  |  | 100% | 100% |  |  | 163912102_UG | X
|  | UG | 4.16kV | 0.13723 | ARLINGTON 0401 | 013700401 | UG | 4.16kV | 0.13723 | 013700401_UG |  |  | 100% | 100% |  |  | 163912106_OH | X
ARVIN 1101 | 253801101 | OH | 12kV | 29.7133 | ARVIN 1101 | 253801101 | OH | 12kV | 29.7133 | 253801101_OH |  |  | 100% | 100% |  |  | 163912106_UG | X
|  | UG | 12kV | 3.0614 | ARVIN 1101 | 253801101 | UG | 12kV | 3.0614 | 253801101_UG |  |  | 100% | 100% |  |  | 253881102_UG | X
ARVIN 1102 | 253801102 | OH | 12kV | 17.8675 | ARVIN 1102 | 253801102 | OH | 12kV | 17.8675 | 253801102_OH |  |  | 100% | 100% |  |  | 012501105_UG | X
|  | UG | 12kV | 0.70934 | ARVIN 1102 | 253801102 | UG | 12kV | 0.70934 | 253801102_UG |  |  | 100% | 100% |  |  | 012501111_UG | X
ARVIN 1103 | 253801103 | OH | 12kV | 13.2498 | ARVIN 1103 | 253801103 | OH | 12kV | 13.2498 | 253801103_OH |  |  | 100% | 100% |  |  | 012501113_UG | X
|  | UG | 12kV | 0.24453 | ARVIN 1103 | 253801103 | UG | 12kV | 0.24453 | 253801103_UG |  |  | 100% | 100% |  |  | 152762101_OH | X
ASHLAN AVE 1102 | 252051102 | OH | 12kV | 13.1954 | ASHLAN AVE 1102 | 252051102 | OH | 12kV | 13.1954 | 252051102_OH |  |  | 100% | 100% |  |  | 152762101_UG | X
|  | UG | 12kV | 1.6078 | ASHLAN AVE 1102 | 252051102 | UG | 12kV | 1.6078 | 252051102_UG |  |  | 100% | 100% |  |  | 152762102_OH | X
ASHLAN AVE 1103 | 252051103 | OH | 12kV | 9.2719 | ASHLAN AVE 1103 | 252051103 | OH | 12kV | 9.2719 | 252051103_OH |  |  | 100% | 100% |  |  | 152762102_UG | X
|  | UG | 12kV | 2.4774 | ASHLAN AVE 1103 | 252051103 | UG | 12kV | 2.4774 | 252051103_UG |  |  | 100% | 100% |  |  | 102781101_OH | X
ASHLAN AVE 1104 | 252051104 | OH | 12kV | 14.1464 | ASHLAN AVE 1104 | 252051104 | OH | 12kV | 14.1464 | 252051104_OH |  |  | 100% | 100% |  |  | 102781101_UG | X
|  | UG | 12kV | 1.7155 | ASHLAN AVE 1104 | 252051104 | UG | 12kV | 1.7155 | 252051104_UG |  |  | 100% | 100% |  |  | 082012104_OH | X
ASHLAN AVE 1106 | 252051106 | OH | 12kV | 17.3902 | ASHLAN AVE 1106 | 252051106 | OH | 12kV | 17.3902 | 252051106_OH |  |  | 100% | 100% |  |  | 082012104_UG | X
|  | UG | 12kV | 3.3623 | ASHLAN AVE 1106 | 252051106 | UG | 12kV | 3.3623 | 252051106_UG |  |  | 100% | 100% |  |  | 082012105_UG | X
ASHLAN AVE 1107 | 252051107 | OH | 12kV | 8.3156 | ASHLAN AVE 1107 | 252051107 | OH | 12kV | 8.3156 | 252051107_OH |  |  | 100% | 100% |  |  | 013432207_OH | X
|  | UG | 12kV | 3.274 | ASHLAN AVE 1107 | 252051107 | UG | 12kV | 3.274 | 252051107_UG |  |  | 100% | 100% |  |  | 013432207_OH | X
ASHLAN AVE 1108 | 252051108 | OH | 12kV | 11.6549 | ASHLAN AVE 1108 | 252051108 | OH | 12kV | 11.6549 | 252051108_OH |  |  | 100% | 100% |  |  | 013432207_OH | X
|  | UG | 12kV | 2.4332 | ASHLAN AVE 1108 | 252051108 | UG | 12kV | 2.4332 | 252051108_UG |  |  | 100% | 100% |  |  | 013432207_UG | X
ASHLAN AVE 1109 | 252051109 | OH | 12kV | 15.6573 | ASHLAN AVE 1109 | 252051109 | OH | 12kV | 15.6573 | 252051109_OH |  |  | 100% | 100% |  |  | 013432207_UG | X
|  | UG | 12kV | 9.7199 | ASHLAN AVE 1109 | 252051109 | UG | 12kV | 9.7199 | 252051109_UG |  |  | 100% | 100% |  |  | 254242103_OH | X
ASHLAN AVE 1111 | 252051111 | OH | 12kV | 6.7546 | ASHLAN AVE 1111 | 252051111 | OH | 12kV | 6.7546 | 252051111_OH |  |  | 100% | 100% |  |  | 254242103_UG | X
|  | UG | 12kV | 5.2986 | ASHLAN AVE 1111 | 252051111 | UG | 12kV | 5.2986 | 252051111_UG |  |  | 100% | 100% |  |  | 254242104_OH | X
ASHLAN AVE 1112 | 252051112 | OH | 12kV | 9.5405 | ASHLAN AVE 1112 | 252051112 | OH | 12kV | 9.5405 | 252051112_OH |  |  | 100% | 100% |  |  | 254242104_UG | X
|  | UG | 12kV | 15.773 | ASHLAN AVE 1112 | 252051112 | UG | 12kV | 15.773 | 252051112_UG |  |  | 100% | 100% |  |  | 254552102_OH | X
ASHLAN AVE 1113 | 252051113 | OH | 12kV | 10.1332 | ASHLAN AVE 1113 | 252051113 | OH | 12kV | 10.1332 | 252051113_OH |  |  | 100% | 100% |  |  | 254552102_UG | X
|  | UG | 12kV | 16.258 | ASHLAN AVE 1113 | 252051113 | UG | 12kV | 16.258 | 252051113_UG |  |  | 100% | 100% |  |  | 254552110_UG | X
ASHLAN AVE 1114 | 252051114 | OH | 12kV | 8.3567 | ASHLAN AVE 1114 | 252051114 | OH | 12kV | 8.3567 | 252051114_OH |  |  | 100% | 100% |  |  | 254552112_OH | X
|  | UG | 12kV | 1.4826 | ASHLAN AVE 1114 | 252051114 | UG | 12kV | 1.4826 | 252051114_UG |  |  | 100% | 100% |  |  | 254552112_UG | X
ASHLAN AVE 1116 | 252051116 | OH | 12kV | 19.051 | ASHLAN AVE 1116 | 252051116 | OH | 12kV | 19.051 | 252051116_OH |  |  | 100% | 100% |  |  | 254552113_OH | X
|  | UG | 12kV | 0.65948 | ASHLAN AVE 1116 | 252051116 | UG | 12kV | 0.65948 | 252051116_UG |  |  | 100% | 100% |  |  | 254552113_UG | X
ASHLAN AVE 2101 | 252052101 | OH | 21kV | 2.2384 | ASHLAN AVE 2101 | 252052101 | OH | 21kV | 2.2384 | 252052101_OH |  |  | 100% | 100% |  |  | 042751113_OH | X
|  | UG | 21kV | 11.2571 | ASHLAN AVE 2101 | 252052101 | UG | 21kV | 11.2571 | 252052101_UG |  |  | 100% | 100% |  |  | 182951101_OH | X
ASHLAN AVE 2105 | 252052105 | OH | 21kV | 16.394 | ASHLAN AVE 2105 | 252052105 | OH | 21kV | 16.394 | 252052105_OH |  |  | 100% | 100% |  |  | 182951101_UG | X
|  | UG | 21kV | 11.7082 | ASHLAN AVE 2105 | 252052105 | UG | 21kV | 11.7082 | 252052105_UG |  |  | 100% | 100% |  |  | 182402105_OH | X
ASHLAN AVE 2110 | 252052110 | OH | 21kV | 6.8784 | ASHLAN AVE 2110 | 252052110 | OH | 21kV | 6.8784 | 252052110_OH |  |  | 100% | 100% |  |  | 182402105_UG | X
|  | UG | 21kV | 11.6188 | ASHLAN AVE 2110 | 252052110 | UG | 21kV | 11.6188 | 252052110_UG |  |  | 100% | 100% |  |  | 182402106_OH | X
ASHLAN AVE 2115 | 252052115 | OH | 21kV | 5.5113 | ASHLAN AVE 2115 | 252052115 | OH | 21kV | 5.5113 | 252052115_OH |  |  | 100% | 100% |  |  | 182402106_UG | X
|  | UG | 21kV | 4.348 | ASHLAN AVE 2115 | 252052115 | UG | 21kV | 4.348 | 252052115_UG |  |  | 100% | 100% |  |  | 182402107_OH | X
ASHLAN AVE 2117 | 252052117 | OH | 21kV | 1.8804 | ASHLAN AVE 2117 | 252052117 | OH | 21kV | 1.8804 | 252052117_OH |  |  | 100% | 100% |  |  | 182402107_UG | X
|  | UG | 21kV | 17.6459 | ASHLAN AVE 2117 | 252052117 | UG | 21kV | 17.6459 | 252052117_UG |  |  | 100% | 100% |  |  | 182402108_UG | X
ASHLAN AVE 2118 | 252052118 | OH | 21kV | 9.562 | ASHLAN AVE 2118 | 252052118 | OH | 21kV | 9.562 | 252052118_OH |  |  | 100% | 100% |  |  | 014351109_UG | X
|  | UG | 21kV | 6.9165 | ASHLAN AVE 2118 | 252052118 | UG | 21kV | 6.9165 | 252052118_UG |  |  | 100% | 100% |  |  | 253392108_OH | X
ASHLAN AVE 2119 | 252052119 | OH | 21kV | 14.1628 | ASHLAN AVE 2119 | 252052119 | OH | 21kV | 14.1628 | 252052119_OH |  |  | 100% | 100% |  |  | 253392108_UG | X
|  | UG | 21kV | 7.6613 | ASHLAN AVE 2119 | 252052119 | UG | 21kV | 7.6613 | 252052119_UG |  |  | 100% | 100% |  |  | 253151103_OH | X
ATASCADERO 1101 | 182541101 | OH | 12kV | 15.1866 | ATASCADERO 1101 | 182541101 | OH | 12kV | 15.1866 | 182541101_OH |  | X | 24.38% | 75.62% | FLAG |  | 253151103_UG | X
|  |  | 21kV | 47.1167 | ATASCADERO 1101 | 182541101 | OH | 21kV | 47.1167 | 182541101_OH | DIFF VOLT | X | 75.62% | 75.62% | FLAG |  | 102601101_OH | X
|  | UG | 12kV | 5.012 | ATASCADERO 1101 | 182541101 | UG | 12kV | 5.012 | 182541101_UG |  | X | 55.51% | 55.51% | FLAG |  | 024091102_UG | X
|  |  | 21kV | 4.0162 | ATASCADERO 1101 | 182541101 | UG | 21kV | 4.0162 | 182541101_UG | DIFF VOLT | X | 44.49% | 55.51% | FLAG |  | 254202104_OH | X
ATASCADERO 1102 | 182541102 | OH | 12kV | 12.135 | ATASCADERO 1102 | 182541102 | OH | 12kV | 12.135 | 182541102_OH |  |  | 100% | 100% |  |  | 254202104_UG | X
|  | UG | 12kV | 4.201 | ATASCADERO 1102 | 182541102 | UG | 12kV | 4.201 | 182541102_UG |  |  | 100% | 100% |  |  | 062462223_OH | X
ATASCADERO 1103 | 182541103 | OH | 12kV | 133.4888 | ATASCADERO 1103 | 182541103 | OH | 12kV | 133.4888 | 182541103_OH |  |  | 100% | 100% |  |  | 062462223_OH | X
|  | UG | 12kV | 20.8912 | ATASCADERO 1103 | 182541103 | UG | 12kV | 20.8912 | 182541103_UG |  |  | 100% | 100% |  |  | 062462223_UG | X
ATWATER 1102 | 253611102 | OH | 12kV | 84.4602 | ATWATER 1102 | 253611102 | OH | 12kV | 84.4602 | 253611102_OH |  |  | 100% | 100% |  |  | 062462223_UG | X
|  | UG | 12kV | 0.92316 | ATWATER 1102 | 253611102 | UG | 12kV | 0.92316 | 253611102_UG |  |  | 100% | 100% |  |  | 062462226_OH | X
ATWATER 1103 | 253611103 | OH | 12kV | 38.0177 | ATWATER 1103 | 253611103 | OH | 12kV | 38.0177 | 253611103_OH |  |  | 100% | 100% |  |  | 062462226_UG | X
|  | UG | 12kV | 15.9076 | ATWATER 1103 | 253611103 | UG | 12kV | 15.9076 | 253611103_UG |  |  | 100% | 100% |  |  | 062462227_OH | X
ATWATER 1104 | 253611104 | OH | 12kV | 12.9211 | ATWATER 1104 | 253611104 | OH | 12kV | 12.9211 | 253611104_OH |  |  | 100% | 100% |  |  | 062462227_UG | X
|  | UG | 12kV | 14.9644 | ATWATER 1104 | 253611104 | UG | 12kV | 14.9644 | 253611104_UG |  |  | 100% | 100% |  |  | 083192101_OH | X
ATWATER 1105 | 253611105 | OH | 12kV | 13.1283 | ATWATER 1105 | 253611105 | OH | 12kV | 13.1283 | 253611105_OH |  |  | 100% | 100% |  |  | 083192102_OH | X
|  | UG | 12kV | 18.6296 | ATWATER 1105 | 253611105 | UG | 12kV | 18.6296 | 253611105_UG |  |  | 100% | 100% |  |  | 083192102_UG | X
ATWATER 1106 | 253611106 | OH | 12kV | 35.075 | ATWATER 1106 | 253611106 | OH | 12kV | 35.075 | 253611106_OH |  |  | 100% | 100% |  |  | 083192103_OH | X
|  | UG | 12kV | 13.2386 | ATWATER 1106 | 253611106 | UG | 12kV | 13.2386 | 253611106_UG |  |  | 100% | 100% |  |  | 083192103_UG | X
ATWATER 1107 | 253611107 | OH | 12kV | 30.5777 | ATWATER 1107 | 253611107 | OH | 12kV | 30.5777 | 253611107_OH |  |  | 100% | 100% |  |  | 083192104_OH | X
|  | UG | 12kV | 17.6041 | ATWATER 1107 | 253611107 | UG | 12kV | 17.6041 | 253611107_UG |  |  | 100% | 100% |  |  | 083192104_UG | X
ATWATER 1108 | 253611108 | OH | 12kV | 54.1753 | ATWATER 1108 | 253611108 | OH | 12kV | 54.1753 | 253611108_OH |  | X | 88.6% | 88.6% |  |  | 042841111_UG | X
|  |  | 21kV | 6.9721 | ATWATER 1108 | 253611108 | OH | 21kV | 6.9721 | 253611108_OH | DIFF VOLT | X | 11.4% | 88.6% |  |  | 024101103_OH | X
|  | UG | 12kV | 6.2935 | ATWATER 1108 | 253611108 | UG | 12kV | 6.2935 | 253611108_UG |  | X | 99.83% | 99.83% |  |  | 024101103_OH | X
|  |  | 21kV | 0.010505 | ATWATER 1108 | 253611108 | UG | 21kV | 0.010505 | 253611108_UG | DIFF VOLT | X | 0.1666% | 99.83% |  |  | 024101103_UG | X
AUBERRY 1101 | 254151101 | OH | 12kV | 241.7436 | AUBERRY 1101 | 254151101 | OH | 12kV | 241.7436 | 254151101_OH |  | X | 100% | 100% |  |  | 163741102_UG | X
|  |  | (empty) | 0.0028409 | AUBERRY 1101 | 254151101 | OH | (blank) | 0.0028409 | 254151101_OH | DIFF VOLT | X | 0.001175% | 100% |  |  | 083432101_OH | X
|  | UG | 12kV | 14.4117 | AUBERRY 1101 | 254151101 | UG | 12kV | 14.4117 | 254151101_UG |  |  | 100% | 100% |  |  | 083432101_UG | X
AUBERRY 1102 | 254151102 | OH | 12kV | 128.9045 | AUBERRY 1102 | 254151102 | OH | 12kV | 128.9045 | 254151102_OH |  |  | 100% | 100% |  |  | 083432103_OH | X
|  | UG | 12kV | 3.6281 | AUBERRY 1102 | 254151102 | UG | 12kV | 3.6281 | 254151102_UG |  |  | 100% | 100% |  |  | 083432103_UG | X
AUBURN 1101 | 152161101 | OH | 12kV | 4.9484 | AUBURN 1101 | 152161101 | OH | 12kV | 4.9484 | 152161101_OH |  |  | 100% | 100% |  |  | 024110401_OH | X
|  | UG | 12kV | 1.0724 | AUBURN 1101 | 152161101 | UG | 12kV | 1.0724 | 152161101_UG |  |  | 100% | 100% |  |  | 182492104_OH | X
AUBURN 1102 | 152161102 | OH | 12kV | 8.9295 | AUBURN 1102 | 152161102 | OH | 12kV | 8.9295 | 152161102_OH |  |  | 100% | 100% |  |  | 182492104_UG | X
|  | UG | 12kV | 3.176 | AUBURN 1102 | 152161102 | UG | 12kV | 3.176 | 152161102_UG |  |  | 100% | 100% |  |  | 182492105_OH | X
AVENA 1701 | 163571701 | OH | 17kV | 76.9868 | AVENA 1701 | 163571701 | OH | 17kV | 76.9868 | 163571701_OH |  | X | 84.83% | 84.83% |  |  | 182492105_UG | X
|  |  | 4.16kV | 13.7625 | AVENA 1701 | 163571701 | OH | 4.16kV | 13.7625 | 163571701_OH | DIFF VOLT | X | 15.17% | 84.83% |  |  | 182492106_OH | X
|  | UG | 17kV | 0.99777 | AVENA 1701 | 163571701 | UG | 17kV | 0.99777 | 163571701_UG |  | X | 83.35% | 83.35% |  |  | 182492106_UG | X
|  |  | 4.16kV | 0.19931 | AVENA 1701 | 163571701 | UG | 4.16kV | 0.19931 | 163571701_UG | DIFF VOLT | X | 16.65% | 83.35% |  |  | 192401101_OH | X
AVENA 1702 | 163571702 | OH | 17kV | 77.8153 | AVENA 1702 | 163571702 | OH | 17kV | 77.8153 | 163571702_OH |  | X | 96.62% | 96.62% |  |  | 192401101_UG | X
|  |  | 4.16kV | 2.7187 | AVENA 1702 | 163571702 | OH | 4.16kV | 2.7187 | 163571702_OH | DIFF VOLT | X | 3.376% | 96.62% |  |  | 042481103_UG | X
|  | UG | 17kV | 0.58864 | AVENA 1702 | 163571702 | UG | 17kV | 0.58864 | 163571702_UG |  |  | 100% | 100% |  |  | 252691104_UG | X
AVENAL 2101 | 255002101 | OH | 12kV | 0.054839 | AVENAL 2101 | 255002101 | OH | 12kV | 0.054839 | 255002101_OH |  | X | 0.08676% | 99.91% |  |  | 013501108_UG | X
|  |  | 21kV | 63.1548 | AVENAL 2101 | 255002101 | OH | 21kV | 63.1548 | 255002101_OH | DIFF VOLT | X | 99.91% | 99.91% |  |  | 182981102_OH | X
|  | UG | 12kV | 0.089555 | AVENAL 2101 | 255002101 | UG | 12kV | 0.089555 | 255002101_UG |  | X | 1.998% | 98% |  |  | 182981102_UG | X
|  |  | 21kV | 4.3921 | AVENAL 2101 | 255002101 | UG | 21kV | 4.3921 | 255002101_UG | DIFF VOLT | X | 98% | 98% |  |  | 252721104_OH | X
AVENAL 2102 | 255002102 | OH | 21kV | 2.4695 | AVENAL 2102 | 255002102 | OH | 21kV | 2.4695 | 255002102_OH |  |  | 100% | 100% |  |  | 252721104_UG | X
|  | UG | 21kV | 0.11287 | AVENAL 2102 | 255002102 | UG | 21kV | 0.11287 | 255002102_UG |  |  | 100% | 100% |  |  | 252721106_OH | X
AVENAL 2103 | 255002103 | OH | 21kV | 2.4623 | AVENAL 2103 | 255002103 | OH | 21kV | 2.4623 | 255002103_OH |  |  | 100% | 100% |  |  | 252721106_UG | X
|  | UG | 21kV | 0.10862 | AVENAL 2103 | 255002103 | UG | 21kV | 0.10862 | 255002103_UG |  |  | 100% | 100% |  |  | 252731101_OH | X
BABEL 0401 | 013850401 | OH | 4.16kV | 4.0079 | BABEL 0401 | 013850401 | OH | 4.16kV | 4.0079 | 013850401_OH |  |  | 100% | 100% |  |  | 252731101_UG | X
|  | UG | 4.16kV | 0.69034 | BABEL 0401 | 013850401 | UG | 4.16kV | 0.69034 | 013850401_UG |  |  | 100% | 100% |  |  | 252732104_OH | X
BAHIA 1101 | 043251101 | OH | 12kV | 3.0642 | BAHIA 1101 | 043251101 | OH | 12kV | 3.0642 | 043251101_OH |  |  | 100% | 100% |  |  | 252732104_UG | X
|  | UG | 12kV | 42.5754 | BAHIA 1101 | 043251101 | UG | 12kV | 42.5754 | 043251101_UG |  |  | 100% | 100% |  |  | 252241102_OH | X
BAHIA 1102 | 043251102 | OH | 12kV | 14.1349 | BAHIA 1102 | 043251102 | OH | 12kV | 14.1349 | 043251102_OH |  |  | 100% | 100% |  |  | 014452103_OH | X
|  | UG | 12kV | 11.7492 | BAHIA 1102 | 043251102 | UG | 12kV | 11.7492 | 043251102_UG |  |  | 100% | 100% |  |  | 014452103_UG | X
BAHIA 1103 | 043251103 | OH | 12kV | 11.0517 | BAHIA 1103 | 043251103 | OH | 12kV | 11.0517 | 043251103_OH |  |  | 100% | 100% |  |  | 014452104_OH | X
|  | UG | 12kV | 7.7841 | BAHIA 1103 | 043251103 | UG | 12kV | 7.7841 | 043251103_UG |  |  | 100% | 100% |  |  | 014452104_UG | X
BAHIA 1104 | 043251104 | OH | 12kV | 18.3888 | BAHIA 1104 | 043251104 | OH | 12kV | 18.3888 | 043251104_OH |  |  | 100% | 100% |  |  | 014452106_OH | X
|  | UG | 12kV | 35.1206 | BAHIA 1104 | 043251104 | UG | 12kV | 35.1206 | 043251104_UG |  |  | 100% | 100% |  |  | 014452106_UG | X
BAHIA 1105 | 043251105 | OH | 12kV | 13.9784 | BAHIA 1105 | 043251105 | OH | 12kV | 13.9784 | 043251105_OH |  |  | 100% | 100% |  |  | 014452107_OH | X
|  | UG | 12kV | 10.2361 | BAHIA 1105 | 043251105 | UG | 12kV | 10.2361 | 043251105_UG |  |  | 100% | 100% |  |  | 014452107_UG | X
BAIR 1101 | 024261101 | OH | 12kV | 0.055851 | BAIR 1101 | 024261101 | OH | 12kV | 0.055851 | 024261101_OH |  |  | 100% | 100% |  |  | 013532107_UG | X
|  | UG | 12kV | 0.46141 | BAIR 1101 | 024261101 | UG | 12kV | 0.46141 | 024261101_UG |  |  | 100% | 100% |  |  | 022801109_UG | X
BAIR 1102 | 024261102 | UG | 12kV | 5.2929 | BAIR 1102 | 024261102 | UG | 12kV | 5.2929 | 024261102_UG |  |  | 100% | 100% |  |  | 014402105_UG | X
BAIR 1103 | 024261103 | OH | 12kV | 0.52214 | BAIR 1103 | 024261103 | OH | 12kV | 0.52214 | 024261103_OH |  | X | 97.72% | 97.72% |  |  | 014402105_UG | X
|  |  | 4.16kV | 0.0122 | BAIR 1103 | 024261103 | OH | 4.16kV | 0.0122 | 024261103_OH | DIFF VOLT | X | 2.283% | 97.72% |  |  | 014402109_UG | X
|  | UG | 12kV | 5.9267 | BAIR 1103 | 024261103 | UG | 12kV | 5.9267 | 024261103_UG |  | X | 99.39% | 99.39% |  |  | 014402110_OH | X
|  |  | 4.16kV | 0.036446 | BAIR 1103 | 024261103 | UG | 4.16kV | 0.036446 | 024261103_UG | DIFF VOLT | X | 0.6112% | 99.39% |  |  | 014402110_UG | X
BAIR 1104 | 024261104 | UG | 12kV | 2.664 | BAIR 1104 | 024261104 | UG | 12kV | 2.664 | 024261104_UG |  |  | 100% | 100% |  |  | 014402110_UG | X
BAIR 1105 | 024261105 | OH | 12kV | 2.2969 | BAIR 1105 | 024261105 | OH | 12kV | 2.2969 | 024261105_OH |  |  | 100% | 100% |  |  | 042681102_OH | X
|  | UG | 12kV | 5.3901 | BAIR 1105 | 024261105 | UG | 12kV | 5.3901 | 024261105_UG |  |  | 100% | 100% |  |  | 042681102_UG | X
BAKERSFIELD 1101 | 253371101 | OH | 12kV | 7.4461 | BAKERSFIELD 1101 | 253371101 | OH | 12kV | 7.4461 | 253371101_OH |  |  | 100% | 100% |  |  | 153701102_UG | X
|  | UG | 12kV | 1.2871 | BAKERSFIELD 1101 | 253371101 | UG | 12kV | 1.2871 | 253371101_UG |  |  | 100% | 100% |  |  | 153702108_UG | X
BAKERSFIELD 1102 | 253371102 | OH | 12kV | 17.5507 | BAKERSFIELD 1102 | 253371102 | OH | 12kV | 17.5507 | 253371102_OH |  |  | 100% | 100% |  |  | 012141103_OH | X
|  | UG | 12kV | 0.49722 | BAKERSFIELD 1102 | 253371102 | UG | 12kV | 0.49722 | 253371102_UG |  |  | 100% | 100% |  |  | 012141103_UG | X
BAKERSFIELD 1105 | 253371105 | OH | 12kV | 6.4334 | BAKERSFIELD 1105 | 253371105 | OH | 12kV | 6.4334 | 253371105_OH |  |  | 100% | 100% |  |  | 252261106_OH | X
|  | UG | 12kV | 0.74732 | BAKERSFIELD 1105 | 253371105 | UG | 12kV | 0.74732 | 253371105_UG |  |  | 100% | 100% |  |  | 252261106_UG | X
BAKERSFIELD 1106 | 253371106 | OH | 12kV | 11.8088 | BAKERSFIELD 1106 | 253371106 | OH | 12kV | 11.8088 | 253371106_OH |  | X | 99.94% | 99.94% |  |  | 083182103_OH | X
|  |  | 4.16kV | 0.0073173 | BAKERSFIELD 1106 | 253371106 | OH | 4.16kV | 0.0073173 | 253371106_OH | DIFF VOLT | X | 0.06193% | 99.94% |  |  | 083182103_UG | X
|  | UG | 12kV | 0.25977 | BAKERSFIELD 1106 | 253371106 | UG | 12kV | 0.25977 | 253371106_UG |  | X | 91.99% | 91.99% |  |  | 083182104_OH | X
|  |  | 4.16kV | 0.022625 | BAKERSFIELD 1106 | 253371106 | UG | 4.16kV | 0.022625 | 253371106_UG | DIFF VOLT | X | 8.012% | 91.99% |  |  | 083182104_UG | X
BAKERSFIELD 1107 | 253371107 | OH | 12kV | 3.6794 | BAKERSFIELD 1107 | 253371107 | OH | 12kV | 3.6794 | 253371107_OH |  |  | 100% | 100% |  |  | 163682101_OH | X
|  | UG | 12kV | 2.3261 | BAKERSFIELD 1107 | 253371107 | UG | 12kV | 2.3261 | 253371107_UG |  |  | 100% | 100% |  |  | 163682101_UG | X
BAKERSFIELD 1110 | 253371110 | OH | 12kV | 5.9619 | BAKERSFIELD 1110 | 253371110 | OH | 12kV | 5.9619 | 253371110_OH |  |  | 100% | 100% |  |  | 163682102_OH | X
|  | UG | 12kV | 5.8098 | BAKERSFIELD 1110 | 253371110 | UG | 12kV | 5.8098 | 253371110_UG |  |  | 100% | 100% |  |  | 163682102_UG | X
BAKERSFIELD 1114 | 253371114 | OH | 12kV | 15.6945 | BAKERSFIELD 1114 | 253371114 | OH | 12kV | 15.6945 | 253371114_OH |  |  | 100% | 100% |  |  | 162111102_OH | X
|  | UG | 12kV | 0.42608 | BAKERSFIELD 1114 | 253371114 | UG | 12kV | 0.42608 | 253371114_UG |  |  | 100% | 100% |  |  | 162111102_UG | X
BAKERSFIELD 1115 | 253371115 | OH | 12kV | 5.6946 | BAKERSFIELD 1115 | 253371115 | OH | 12kV | 5.6946 | 253371115_OH |  |  | 100% | 100% |  |  | 103142101_OH | X
|  | UG | 12kV | 2.2002 | BAKERSFIELD 1115 | 253371115 | UG | 12kV | 2.2002 | 253371115_UG |  |  | 100% | 100% |  |  | 103142101_UG | X
BAKERSFIELD 1116 | 253371116 | OH | 12kV | 16.8277 | BAKERSFIELD 1116 | 253371116 | OH | 12kV | 16.8277 | 253371116_OH |  |  | 100% | 100% |  |  | 103142102_OH | X
|  | UG | 12kV | 1.2606 | BAKERSFIELD 1116 | 253371116 | UG | 12kV | 1.2606 | 253371116_UG |  |  | 100% | 100% |  |  | 103142102_UG | X
BAKERSFIELD 1118 | 253371118 | OH | 12kV | 11.4197 | BAKERSFIELD 1118 | 253371118 | OH | 12kV | 11.4197 | 253371118_OH |  |  | 100% | 100% |  |  | 182082101_OH | X
|  | UG | 12kV | 8.3279 | BAKERSFIELD 1118 | 253371118 | UG | 12kV | 8.3279 | 253371118_UG |  |  | 100% | 100% |  |  | 182082101_UG | X
BAKERSFIELD 2104 | 253372104 | OH | 21kV | 34.9531 | BAKERSFIELD 2104 | 253372104 | OH | 21kV | 34.9531 | 253372104_OH |  |  | 100% | 100% |  |  | 182082102_OH | X
|  | UG | 21kV | 7.017 | BAKERSFIELD 2104 | 253372104 | UG | 21kV | 7.017 | 253372104_UG |  |  | 100% | 100% |  |  | 182082102_UG | X
BAKERSFIELD 2106 | 253372106 | OH | 21kV | 31.681 | BAKERSFIELD 2106 | 253372106 | OH | 21kV | 31.681 | 253372106_OH |  |  | 100% | 100% |  |  | 182082103_OH | X
|  | UG | 21kV | 1.3953 | BAKERSFIELD 2106 | 253372106 | UG | 21kV | 1.3953 | 253372106_UG |  |  | 100% | 100% |  |  | 182082103_UG | X
BAKERSFIELD 2107 | 253372107 | OH | 21kV | 0.011857 | BAKERSFIELD 2107 | 253372107 | OH | 21kV | 0.011857 | 253372107_OH |  |  | 100% | 100% |  |  | 082161102_OH | X
BAKERSFIELD 2108 | 253372108 | UG | 21kV | 0.15615 | BAKERSFIELD 2108 | 253372108 | UG | 21kV | 0.15615 | 253372108_UG |  |  | 100% | 100% |  |  | 063172101_OH | X
BAKERSFIELD 2109 | 253372109 | OH | 21kV | 32.0924 | BAKERSFIELD 2109 | 253372109 | OH | 21kV | 32.0924 | 253372109_OH |  |  | 100% | 100% |  |  | 063172101_UG | X
|  | UG | 21kV | 4.8229 | BAKERSFIELD 2109 | 253372109 | UG | 21kV | 4.8229 | 253372109_UG |  |  | 100% | 100% |  |  | 252771101_UG | X
BALCH NO 1 1101 | 252501101 | OH | 12kV | 14.6994 | BALCH NO 1 1101 | 252501101 | OH | 12kV | 14.6994 | 252501101_OH |  |  | 100% | 100% |  |  | 252772108_UG | X
BALFOUR 1101 | 014321101 | OH | 12kV | 51.6311 | BALFOUR 1101 | 014321101 | OH | 12kV | 51.6311 | 014321101_OH |  |  | 100% | 100% |  |  | 254452101_OH | X
|  | UG | 12kV | 4.5694 | BALFOUR 1101 | 014321101 | UG | 12kV | 4.5694 | 014321101_UG |  |  | 100% | 100% |  |  | 254452101_UG | X
BANCROFT 0401 | 013030401 | OH | 4.16kV | 8.2209 | BANCROFT 0401 | 013030401 | OH | 4.16kV | 8.2209 | 013030401_OH |  |  | 100% | 100% |  |  | 254452102_OH | X
|  | UG | 4.16kV | 1.5004 | BANCROFT 0401 | 013030401 | UG | 4.16kV | 1.5004 | 013030401_UG |  |  | 100% | 100% |  |  | 103491101_OH | X
BANCROFT 0402 | 013030402 | OH | 4.16kV | 4.5793 | BANCROFT 0402 | 013030402 | OH | 4.16kV | 4.5793 | 013030402_OH |  |  | 100% | 100% |  |  | 103491101_OH | X
|  | UG | 4.16kV | 0.41612 | BANCROFT 0402 | 013030402 | UG | 4.16kV | 0.41612 | 013030402_UG |  |  | 100% | 100% |  |  | 103491101_UG | X
BANGOR 1101 | 103191101 | OH | 12kV | 228.5939 | BANGOR 1101 | 103191101 | OH | 12kV | 228.5939 | 103191101_OH |  |  | 100% | 100% |  |  | 103491101_UG | X
|  | UG | 12kV | 2.8483 | BANGOR 1101 | 103191101 | UG | 12kV | 2.8483 | 103191101_UG |  |  | 100% | 100% |  |  | 254411105_UG | X
BANTA 1101 | 162471101 | OH | 12kV | 23.1483 | BANTA 1101 | 162471101 | OH | 12kV | 23.1483 | 162471101_OH |  |  | 100% | 100% |  |  | 014302106_OH | X
|  | UG | 12kV | 0.21177 | BANTA 1101 | 162471101 | UG | 12kV | 0.21177 | 162471101_UG |  |  | 100% | 100% |  |  | 014302108_UG | X
BANTA 1102 | 162471102 | OH | 12kV | 15.2167 | BANTA 1102 | 162471102 | OH | 12kV | 15.2167 | 162471102_OH |  |  | 100% | 100% |  |  | 024130404_UG | X
|  | UG | 12kV | 2.7035 | BANTA 1102 | 162471102 | UG | 12kV | 2.7035 | 162471102_UG |  |  | 100% | 100% |  |  | 024131102_OH | X
BANTA 1103 | 162471103 | OH | 12kV | 60.0876 | BANTA 1103 | 162471103 | OH | 12kV | 60.0876 | 162471103_OH |  |  | 100% | 100% |  |  | 024131102_UG | X
|  | UG | 12kV | 1.1371 | BANTA 1103 | 162471103 | UG | 12kV | 1.1371 | 162471103_UG |  |  | 100% | 100% |  |  | 024131103_OH | X
BARRETT 0401 | 013020401 | OH | 4.16kV | 6.5757 | BARRETT 0401 | 013020401 | OH | 4.16kV | 6.5757 | 013020401_OH |  |  | 100% | 100% |  |  | 024131103_UG | X
|  | UG | 4.16kV | 0.16721 | BARRETT 0401 | 013020401 | UG | 4.16kV | 0.16721 | 013020401_UG |  |  | 100% | 100% |  |  | 252802102_OH | X
BARRETT 0402 | 013020402 | OH | 4.16kV | 5.8929 | BARRETT 0402 | 013020402 | OH | 4.16kV | 5.8929 | 013020402_OH |  |  | 100% | 100% |  |  | 252802102_UG | X
|  | UG | 4.16kV | 1.0397 | BARRETT 0402 | 013020402 | UG | 4.16kV | 1.0397 | 013020402_UG |  |  | 100% | 100% |  |  | 252811102_OH | X
BARRY 1101 | 152111101 | OH | 12kV | 32.0195 | BARRY 1101 | 152111101 | OH | 12kV | 32.0195 | 152111101_OH |  |  | 100% | 100% |  |  | 252811102_OH | X
|  | UG | 12kV | 2.8762 | BARRY 1101 | 152111101 | UG | 12kV | 2.8762 | 152111101_UG |  |  | 100% | 100% |  |  | 252811102_UG | X
BARRY 1102 | 152111102 | OH | 12kV | 17.7128 | BARRY 1102 | 152111102 | OH | 12kV | 17.7128 | 152111102_OH |  |  | 100% | 100% |  |  | 022691106_OH | X
|  | UG | 12kV | 0.28433 | BARRY 1102 | 152111102 | UG | 12kV | 0.28433 | 152111102_UG |  |  | 100% | 100% |  |  | 022691106_UG | X
BARRY 1103 | 152111103 | OH | 12kV | 33.0617 | BARRY 1103 | 152111103 | OH | 12kV | 33.0617 | 152111103_OH |  |  | 100% | 100% |  |  | 082832112_OH | X
|  | UG | 12kV | 0.40201 | BARRY 1103 | 152111103 | UG | 12kV | 0.40201 | 152111103_UG |  |  | 100% | 100% |  |  | 082832112_UG | X
BARTON 1101 | 253571101 | OH | 12kV | 5.9753 | BARTON 1101 | 253571101 | OH | 12kV | 5.9753 | 253571101_OH |  |  | 100% | 100% |  |  | 163661701_OH | X
|  | UG | 12kV | 7.5267 | BARTON 1101 | 253571101 | UG | 12kV | 7.5267 | 253571101_UG |  |  | 100% | 100% |  |  | 163661701_OH | X
BARTON 1102 | 253571102 | OH | 12kV | 4.4902 | BARTON 1102 | 253571102 | OH | 12kV | 4.4902 | 253571102_OH |  |  | 100% | 100% |  |  | 163661701_OH | X
|  | UG | 12kV | 8.2589 | BARTON 1102 | 253571102 | UG | 12kV | 8.2589 | 253571102_UG |  |  | 100% | 100% |  |  | 163661701_UG | X
BARTON 1104 | 253571104 | OH | 12kV | 11.6686 | BARTON 1104 | 253571104 | OH | 12kV | 11.6686 | 253571104_OH |  |  | 100% | 100% |  |  | 163661701_UG | X
|  | UG | 12kV | 2.8075 | BARTON 1104 | 253571104 | UG | 12kV | 2.8075 | 253571104_UG |  |  | 100% | 100% |  |  | 163661702_OH | X
BARTON 1105 | 253571105 | OH | 12kV | 4.7786 | BARTON 1105 | 253571105 | OH | 12kV | 4.7786 | 253571105_OH |  |  | 100% | 100% |  |  | 163661702_UG | X
|  | UG | 12kV | 15.6667 | BARTON 1105 | 253571105 | UG | 12kV | 15.6667 | 253571105_UG |  |  | 100% | 100% |  |  | 042571103_OH | X
BARTON 1106 | 253571106 | OH | 12kV | 5.9574 | BARTON 1106 | 253571106 | OH | 12kV | 5.9574 | 253571106_OH |  |  | 100% | 100% |  |  | 043302103_OH | X
|  | UG | 12kV | 1.4161 | BARTON 1106 | 253571106 | UG | 12kV | 1.4161 | 253571106_UG |  |  | 100% | 100% |  |  | 043302103_UG | X
BARTON 1108 | 253571108 | OH | 12kV | 18.7858 | BARTON 1108 | 253571108 | OH | 12kV | 18.7858 | 253571108_OH |  |  | 100% | 100% |  |  | 043302107_OH | X
|  | UG | 12kV | 3.3997 | BARTON 1108 | 253571108 | UG | 12kV | 3.3997 | 253571108_UG |  |  | 100% | 100% |  |  | 043302107_UG | X
BARTON 1109 | 253571109 | OH | 12kV | 7.1663 | BARTON 1109 | 253571109 | OH | 12kV | 7.1663 | 253571109_OH |  |  | 100% | 100% |  |  | 083892103_UG | X
|  | UG | 12kV | 8.7932 | BARTON 1109 | 253571109 | UG | 12kV | 8.7932 | 253571109_UG |  |  | 100% | 100% |  |  | 013801101_UG | X
BARTON 1110 | 253571110 | OH | 12kV | 16.3378 | BARTON 1110 | 253571110 | OH | 12kV | 16.3378 | 253571110_OH |  |  | 100% | 100% |  |  | 013801102_UG | X
|  | UG | 12kV | 4.0342 | BARTON 1110 | 253571110 | UG | 12kV | 4.0342 | 253571110_UG |  |  | 100% | 100% |  |  | 083242105_OH | X
BARTON 1111 | 253571111 | OH | 12kV | 15.5623 | BARTON 1111 | 253571111 | OH | 12kV | 15.5623 | 253571111_OH |  |  | 100% | 100% |  |  | 083242105_UG | X
|  | UG | 12kV | 9.585 | BARTON 1111 | 253571111 | UG | 12kV | 9.585 | 253571111_UG |  |  | 100% | 100% |  |  | 083242108_UG | X
BARTON 1112 | 253571112 | OH | 12kV | 3.3668 | BARTON 1112 | 253571112 | OH | 12kV | 3.3668 | 253571112_OH |  |  | 100% | 100% |  |  | 083242108_UG | X
|  | UG | 12kV | 10.9872 | BARTON 1112 | 253571112 | UG | 12kV | 10.9872 | 253571112_UG |  |  | 100% | 100% |  |  | 083242110_OH | X
BARTON 1114 | 253571114 | OH | 12kV | 12.8291 | BARTON 1114 | 253571114 | OH | 12kV | 12.8291 | 253571114_OH |  |  | 100% | 100% |  |  | 083242110_UG | X
|  | UG | 12kV | 5.7992 | BARTON 1114 | 253571114 | UG | 12kV | 5.7992 | 253571114_UG |  |  | 100% | 100% |  |  | 083242111_OH | X
BARTON 1115 | 253571115 | OH | 12kV | 15.2909 | BARTON 1115 | 253571115 | OH | 12kV | 15.2909 | 253571115_OH |  |  | 100% | 100% |  |  | 083242111_UG | X
|  | UG | 12kV | 21.2295 | BARTON 1115 | 253571115 | UG | 12kV | 21.2295 | 253571115_UG |  |  | 100% | 100% |  |  | 083242111_UG | X
BARTON 1116 | 253571116 | OH | 12kV | 9.315 | BARTON 1116 | 253571116 | OH | 12kV | 9.315 | 253571116_OH |  |  | 100% | 100% |  |  | 183011102_OH | X
|  | UG | 12kV | 7.9348 | BARTON 1116 | 253571116 | UG | 12kV | 7.9348 | 253571116_UG |  |  | 100% | 100% |  |  | 183011102_UG | X
BASALT 1101 | 042461101 | OH | 12kV | 10.9254 | BASALT 1101 | 042461101 | OH | 12kV | 10.9254 | 042461101_OH |  |  | 100% | 100% |  |  | 163722107_UG | X
|  | UG | 12kV | 8.3084 | BASALT 1101 | 042461101 | UG | 12kV | 8.3084 | 042461101_UG |  | X | 99.95% | 99.95% |  |  | 163722110_UG | X
|  |  | 2.4kV | 0.0043711 | BASALT 1101 | 042461101 | UG | 2.4kV | 0.0043711 | 042461101_UG | DIFF VOLT | X | 0.05258% | 99.95% |  |  | 163722111_OH | X
BASALT 1104 | 042461104 | OH | 12kV | 0.66863 | BASALT 1104 | 042461104 | OH | 12kV | 0.66863 | 042461104_OH |  |  | 100% | 100% |  |  | 163722111_UG | X
|  | UG | 12kV | 0.43645 | BASALT 1104 | 042461104 | UG | 12kV | 0.43645 | 042461104_UG |  |  | 100% | 100% |  |  | 153132101_OH | X
BASALT 1105 | 042461105 | OH | 12kV | 1.7147 | BASALT 1105 | 042461105 | OH | 12kV | 1.7147 | 042461105_OH |  |  | 100% | 100% |  |  | 153132101_UG | X
|  | UG | 12kV | 8.8954 | BASALT 1105 | 042461105 | UG | 12kV | 8.8954 | 042461105_UG |  |  | 100% | 100% |  |  | 153132105_OH | X
BASALT 1106 | 042461106 | OH | 12kV | 69.0916 | BASALT 1106 | 042461106 | OH | 12kV | 69.0916 | 042461106_OH |  |  | 100% | 100% |  |  | 153132105_UG | X
|  | UG | 12kV | 15.8143 | BASALT 1106 | 042461106 | UG | 12kV | 15.8143 | 042461106_UG |  |  | 100% | 100% |  |  | 162081101_OH | X
BATAVIA 1101 | 068661101 | OH | 12kV | 0.078752 | BATAVIA 1101 | 068661101 | OH | 12kV | 0.078752 | 068661101_OH |  |  | 100% | 100% |  |  | 162081101_UG | X
BAY MEADOWS 1102 | 024011102 | OH | 12kV | 5.0244 | BAY MEADOWS 1102 | 024011102 | OH | 12kV | 5.0244 | 024011102_OH |  |  | 100% | 100% |  |  | 012222103_OH | X
|  | UG | 12kV | 4.3375 | BAY MEADOWS 1102 | 024011102 | UG | 12kV | 4.3375 | 024011102_UG |  |  | 100% | 100% |  |  | 012222103_UG | X
BAY MEADOWS 1103 | 024011103 | OH | 12kV | 6.8322 | BAY MEADOWS 1103 | 024011103 | OH | 12kV | 6.8322 | 024011103_OH |  |  | 100% | 100% |  |  | 012222105_OH | X
|  | UG | 12kV | 2.5569 | BAY MEADOWS 1103 | 024011103 | UG | 12kV | 2.5569 | 024011103_UG |  |  | 100% | 100% |  |  | 012222105_UG | X
BAY MEADOWS 1104 | 024011104 | OH | 12kV | 16.0006 | BAY MEADOWS 1104 | 024011104 | OH | 12kV | 16.0006 | 024011104_OH |  | X | 95.72% | 95.72% |  |  | 082462107_UG | X
|  |  | 4.16kV | 0.71566 | BAY MEADOWS 1104 | 024011104 | OH | 4.16kV | 0.71566 | 024011104_OH | DIFF VOLT | X | 4.281% | 95.72% |  |  | 014052103_OH | X
|  | UG | 12kV | 2.104 | BAY MEADOWS 1104 | 024011104 | UG | 12kV | 2.104 | 024011104_UG |  | X | 69.03% | 69.03% | FLAG |  | 014052103_UG | X
|  |  | 4.16kV | 0.94394 | BAY MEADOWS 1104 | 024011104 | UG | 4.16kV | 0.94394 | 024011104_UG | DIFF VOLT | X | 30.97% | 69.03% | FLAG |  | 102041104_UG | X
BAY MEADOWS 1105 | 024011105 | OH | 12kV | 6.6315 | BAY MEADOWS 1105 | 024011105 | OH | 12kV | 6.6315 | 024011105_OH |  |  | 100% | 100% |  |  | 012011109_UG | X
|  | UG | 12kV | 4.5582 | BAY MEADOWS 1105 | 024011105 | UG | 12kV | 4.5582 | 024011105_UG |  |  | 100% | 100% |  |  | 012011113_UG | X
BAY MEADOWS 1106 | 024011106 | OH | 12kV | 0.86263 | BAY MEADOWS 1106 | 024011106 | OH | 12kV | 0.86263 | 024011106_OH |  |  | 100% | 100% |  |  | 012041105_OH | X
|  | UG | 12kV | 33.5942 | BAY MEADOWS 1106 | 024011106 | UG | 12kV | 33.5942 | 024011106_UG |  |  | 100% | 100% |  |  | D-K-6-1_UG | X
BAY MEADOWS 1107 | 024011107 | OH | 12kV | 3.1763 | BAY MEADOWS 1107 | 024011107 | OH | 12kV | 3.1763 | 024011107_OH |  |  | 100% | 100% |  |  | D-K-6-2_UG | X
|  | UG | 12kV | 6.9093 | BAY MEADOWS 1107 | 024011107 | UG | 12kV | 6.9093 | 024011107_UG |  |  | 100% | 100% |  |  | 012541105_UG | X
BAY MEADOWS 1108 | 024011108 | OH | 12kV | 1.0478 | BAY MEADOWS 1108 | 024011108 | OH | 12kV | 1.0478 | 024011108_OH |  |  | 100% | 100% |  |  | 012541106_OH | X
|  | UG | 12kV | 28.083 | BAY MEADOWS 1108 | 024011108 | UG | 12kV | 28.083 | 024011108_UG |  |  | 100% | 100% |  |  | 012541106_UG | X
BAY MEADOWS 2101 | 024012101 | OH | 21kV | 14.763 | BAY MEADOWS 2101 | 024012101 | OH | 21kV | 14.763 | 024012101_OH |  |  | 100% | 100% |  |  | 182601103_UG | X
|  | UG | 21kV | 2.9964 | BAY MEADOWS 2101 | 024012101 | UG | 21kV | 2.9964 | 024012101_UG |  |  | 100% | 100% |  |  | 182391103_OH | X
BAY MEADOWS 2102 | 024012102 | OH | 21kV | 14.2613 | BAY MEADOWS 2102 | 024012102 | OH | 21kV | 14.2613 | 024012102_OH |  |  | 100% | 100% |  |  | 182391103_UG | X
|  | UG | 12kV | 0.02392 | BAY MEADOWS 2102 | 024012102 | UG | 12kV | 0.02392 | 024012102_UG |  | X | 0.08317% | 99.92% |  |  | 042291101_OH | X
|  |  | 21kV | 28.7351 | BAY MEADOWS 2102 | 024012102 | UG | 21kV | 28.7351 | 024012102_UG | DIFF VOLT | X | 99.92% | 99.92% |  |  | 102701103_OH | X
BAY MEADOWS 2103 | 024012103 | OH | 21kV | 0.0028409 | BAY MEADOWS 2103 | 024012103 | OH | 21kV | 0.0028409 | 024012103_OH |  |  | 100% | 100% |  |  | 102701103_UG | X
|  | UG | 21kV | 9.0676 | BAY MEADOWS 2103 | 024012103 | UG | 21kV | 9.0676 | 024012103_UG |  |  | 100% | 100% |  |  | 103031101_OH | X
BAY MEADOWS 2104 | 024012104 | UG | 21kV | 10.1454 | BAY MEADOWS 2104 | 024012104 | UG | 21kV | 10.1454 | 024012104_UG |  |  | 100% | 100% |  |  | 253422101_OH | X
BAY MEADOWS 2105 | 024012105 | UG | 21kV | 8.9484 | BAY MEADOWS 2105 | 024012105 | UG | 21kV | 8.9484 | 024012105_UG |  |  | 100% | 100% |  |  | 253422101_UG | X
BAY MEADOWS 2106 | 024012106 | UG | 21kV | 9.0194 | BAY MEADOWS 2106 | 024012106 | UG | 21kV | 9.0194 | 024012106_UG |  |  | 100% | 100% |  |  | 042051101_OH | X
BAY MEADOWS 2107 | 024012107 | UG | 21kV | 0.057098 | BAY MEADOWS 2107 | 024012107 | UG | 21kV | 0.057098 | 024012107_UG |  |  | 100% | 100% |  |  | 042051101_UG | X
BAYSHORE 3401 | 022893401 | UG | 34.5kV | 1.1185 | BAYSHORE 3401 | 022893401 | UG | 34.5kV | 1.1185 | 022893401_UG |  |  | 100% | 100% |  |  | 182611107_UG | X
BAYSHORE 3402 | 022893402 | UG | 34.5kV | 1.1413 | BAYSHORE 3402 | 022893402 | UG | 34.5kV | 1.1413 | 022893402_UG |  |  | 100% | 100% |  |  | 182611108_OH | X
BAYWOOD 1101 | 182801101 | OH | 12kV | 28.9577 | BAYWOOD 1101 | 182801101 | OH | 12kV | 28.9577 | 182801101_OH |  |  | 100% | 100% |  |  | 182611108_UG | X
|  | UG | 12kV | 2.6642 | BAYWOOD 1101 | 182801101 | UG | 12kV | 2.6642 | 182801101_UG |  |  | 100% | 100% |  |  | 083252101_OH | X
BEACH (Q) 0402 | 022340402 | OH | 4.16kV | 2.0354 | BEACH (Q) 0402 | 022340402 | OH | 4.16kV | 2.0354 | 022340402_OH |  |  | 100% | 100% |  |  | 083252101_UG | X
|  | UG | 4.16kV | 2.5189 | BEACH (Q) 0402 | 022340402 | UG | 4.16kV | 2.5189 | 022340402_UG |  |  | 100% | 100% |  |  | 083252102_UG | X
BEAR VALLEY 2101 | 252192101 | OH | 12kV | 116.3992 | BEAR VALLEY 2101 | 252192101 | OH | 12kV | 116.3992 | 252192101_OH |  | X | 69.55% | 69.55% | FLAG |  | 083252103_OH | X
|  |  | 21kV | 50.9527 | BEAR VALLEY 2101 | 252192101 | OH | 21kV | 50.9527 | 252192101_OH | DIFF VOLT | X | 30.45% | 69.55% | FLAG |  | 083252103_UG | X
|  | UG | 12kV | 0.25863 | BEAR VALLEY 2101 | 252192101 | UG | 12kV | 0.25863 | 252192101_UG |  | X | 54.34% | 54.34% | FLAG |  | 083252104_OH | X
|  |  | 21kV | 0.21728 | BEAR VALLEY 2101 | 252192101 | UG | 21kV | 0.21728 | 252192101_UG | DIFF VOLT | X | 45.66% | 54.34% | FLAG |  | 083252104_UG | X
BEAR VALLEY 2105 | 252192105 | OH | 12kV | 109.366 | BEAR VALLEY 2105 | 252192105 | OH | 12kV | 109.366 | 252192105_OH |  | X | 83.19% | 83.19% |  |  | 083252107_OH | X
|  |  | 21kV | 22.0931 | BEAR VALLEY 2105 | 252192105 | OH | 21kV | 22.0931 | 252192105_OH | DIFF VOLT | X | 16.81% | 83.19% |  |  | 083252109_OH | X
|  | UG | 12kV | 1.7704 | BEAR VALLEY 2105 | 252192105 | UG | 12kV | 1.7704 | 252192105_UG |  | X | 99.05% | 99.05% |  |  | 083252109_UG | X
|  |  | 21kV | 0.016952 | BEAR VALLEY 2105 | 252192105 | UG | 21kV | 0.016952 | 252192105_UG | DIFF VOLT | X | 0.9484% | 99.05% |  |  | 063642102_OH | X
BECK STREET 0401 | 012640401 | OH | 4.16kV | 1.5796 | BECK STREET 0401 | 012640401 | OH | 4.16kV | 1.5796 | 012640401_OH |  |  | 100% | 100% |  |  | 063642102_UG | X
|  | UG | 4.16kV | 1.6789 | BECK STREET 0401 | 012640401 | UG | 4.16kV | 1.6789 | 012640401_UG |  |  | 100% | 100% |  |  | 063642105_OH | X
BELL 1107 | 152701107 | OH | 12kV | 50.4404 | BELL 1107 | 152701107 | OH | 12kV | 50.4404 | 152701107_OH |  |  | 100% | 100% |  |  | 063642105_UG | X
|  | UG | 12kV | 11.508 | BELL 1107 | 152701107 | UG | 12kV | 11.508 | 152701107_UG |  |  | 100% | 100% |  |  | 063642106_OH | X
BELL 1108 | 152701108 | OH | 12kV | 80.7912 | BELL 1108 | 152701108 | OH | 12kV | 80.7912 | 152701108_OH |  |  | 100% | 100% |  |  | 063642106_UG | X
|  | UG | 12kV | 17.2935 | BELL 1108 | 152701108 | UG | 12kV | 17.2935 | 152701108_UG |  |  | 100% | 100% |  |  | 063642107_OH | X
BELL 1109 | 152701109 | OH | 12kV | 18.1656 | BELL 1109 | 152701109 | OH | 12kV | 18.1656 | 152701109_OH |  |  | 100% | 100% |  |  | 063642107_UG | X
|  | UG | 12kV | 8.5263 | BELL 1109 | 152701109 | UG | 12kV | 8.5263 | 152701109_UG |  |  | 100% | 100% |  |  | 063642108_OH | X
BELL 1110 | 152701110 | OH | 12kV | 11.2811 | BELL 1110 | 152701110 | OH | 12kV | 11.2811 | 152701110_OH |  |  | 100% | 100% |  |  | 063642108_UG | X
|  | UG | 12kV | 13.4113 | BELL 1110 | 152701110 | UG | 12kV | 13.4113 | 152701110_UG |  |  | 100% | 100% |  |  | 063642112_OH | X
BELLE HAVEN 0401 | 024020401 | OH | 4.16kV | 9.4267 | BELLE HAVEN 0401 | 024020401 | OH | 4.16kV | 9.4267 | 024020401_OH |  |  | 100% | 100% |  |  | 063642112_UG | X
|  | UG | 4.16kV | 0.98549 | BELLE HAVEN 0401 | 024020401 | UG | 4.16kV | 0.98549 | 024020401_UG |  |  | 100% | 100% |  |  | 063642113_OH | X
BELLE HAVEN 0402 | 024020402 | OH | 4.16kV | 4.6675 | BELLE HAVEN 0402 | 024020402 | OH | 4.16kV | 4.6675 | 024020402_OH |  |  | 100% | 100% |  |  | 063642113_UG | X
|  | UG | 4.16kV | 1.8041 | BELLE HAVEN 0402 | 024020402 | UG | 4.16kV | 1.8041 | 024020402_UG |  |  | 100% | 100% |  |  | 042631105_OH | X
BELLE HAVEN 0403 | 024020403 | OH | 4.16kV | 5.5076 | BELLE HAVEN 0403 | 024020403 | OH | 4.16kV | 5.5076 | 024020403_OH |  |  | 100% | 100% |  |  | 042631110_UG | X
|  | UG | 4.16kV | 2.9648 | BELLE HAVEN 0403 | 024020403 | UG | 4.16kV | 2.9648 | 024020403_UG |  |  | 100% | 100% |  |  | 103732101_OH | X
BELLE HAVEN 0404 | 024020404 | OH | 4.16kV | 8.6681 | BELLE HAVEN 0404 | 024020404 | OH | 4.16kV | 8.6681 | 024020404_OH |  |  | 100% | 100% |  |  | 103732101_UG | X
|  | UG | 4.16kV | 2.5431 | BELLE HAVEN 0404 | 024020404 | UG | 4.16kV | 2.5431 | 024020404_UG |  |  | 100% | 100% |  |  | 103501101_OH | X
BELLE HAVEN 0405 | 024020405 | OH | 4.16kV | 7.416 | BELLE HAVEN 0405 | 024020405 | OH | 4.16kV | 7.416 | 024020405_OH |  |  | 100% | 100% |  |  | 153081110_OH | X
|  | UG | 4.16kV | 0.72861 | BELLE HAVEN 0405 | 024020405 | UG | 4.16kV | 0.72861 | 024020405_UG |  |  | 100% | 100% |  |  | 153081110_UG | X
BELLE HAVEN 0406 | 024020406 | OH | 4.16kV | 9.2673 | BELLE HAVEN 0406 | 024020406 | OH | 4.16kV | 9.2673 | 024020406_OH |  |  | 100% | 100% |  |  | 153082106_OH | X
|  | UG | 4.16kV | 0.036074 | BELLE HAVEN 0406 | 024020406 | UG | 4.16kV | 0.036074 | 024020406_UG |  |  | 100% | 100% |  |  | 153082106_UG | X
BELLE HAVEN 0407 | 024020407 | OH | 4.16kV | 6.3046 | BELLE HAVEN 0407 | 024020407 | OH | 4.16kV | 6.3046 | 024020407_OH |  |  | 100% | 100% |  |  | 152442104_UG | X
|  | UG | 4.16kV | 1.2531 | BELLE HAVEN 0407 | 024020407 | UG | 4.16kV | 1.2531 | 024020407_UG |  |  | 100% | 100% |  |  | 152442110_OH | X
BELLE HAVEN 0408 | 024020408 | OH | 4.16kV | 5.2799 | BELLE HAVEN 0408 | 024020408 | OH | 4.16kV | 5.2799 | 024020408_OH |  |  | 100% | 100% |  |  | 152442110_UG | X
|  | UG | 4.16kV | 0.78081 | BELLE HAVEN 0408 | 024020408 | UG | 4.16kV | 0.78081 | 024020408_UG |  |  | 100% | 100% |  |  | 153732106_OH | X
BELLE HAVEN 0409 | 024020409 | OH | 4.16kV | 3.8616 | BELLE HAVEN 0409 | 024020409 | OH | 4.16kV | 3.8616 | 024020409_OH |  |  | 100% | 100% |  |  | 153732106_UG | X
|  | UG | 4.16kV | 5.1928 | BELLE HAVEN 0409 | 024020409 | UG | 4.16kV | 5.1928 | 024020409_UG |  |  | 100% | 100% |  |  | 153732107_OH | X
BELLE HAVEN 1101 | 024021101 | OH | 12kV | 1.585 | BELLE HAVEN 1101 | 024021101 | OH | 12kV | 1.585 | 024021101_OH |  |  | 100% | 100% |  |  | 153732107_UG | X
|  | UG | 12kV | 1.2651 | BELLE HAVEN 1101 | 024021101 | UG | 12kV | 1.2651 | 024021101_UG |  |  | 100% | 100% |  |  | 082931101_OH | X
BELLE HAVEN 1102 | 024021102 | OH | 12kV | 1.6846 | BELLE HAVEN 1102 | 024021102 | OH | 12kV | 1.6846 | 024021102_OH |  |  | 100% | 100% |  |  | 082931101_OH | X
|  | UG | 12kV | 8.1463 | BELLE HAVEN 1102 | 024021102 | UG | 12kV | 8.1463 | 024021102_UG |  |  | 100% | 100% |  |  | 082931101_UG | X
BELLE HAVEN 1103 | 024021103 | OH | 12kV | 2.9026 | BELLE HAVEN 1103 | 024021103 | OH | 12kV | 2.9026 | 024021103_OH |  |  | 100% | 100% |  |  | 082931101_UG | X
|  | UG | 12kV | 1.9024 | BELLE HAVEN 1103 | 024021103 | UG | 12kV | 1.9024 | 024021103_UG |  |  | 100% | 100% |  |  | 253642101_OH | X
BELLE HAVEN 1104 | 024021104 | OH | 12kV | 5.6887 | BELLE HAVEN 1104 | 024021104 | OH | 12kV | 5.6887 | 024021104_OH |  |  | 100% | 100% |  |  | 253642101_UG | X
|  | UG | 12kV | 8.1962 | BELLE HAVEN 1104 | 024021104 | UG | 12kV | 8.1962 | 024021104_UG |  |  | 100% | 100% |  |  | 022031107_OH | X
BELLE HAVEN 1105 | 024021105 | OH | 12kV | 10.6072 | BELLE HAVEN 1105 | 024021105 | OH | 12kV | 10.6072 | 024021105_OH |  |  | 100% | 100% |  |  | 043292103_OH | X
|  | UG | 12kV | 11.5171 | BELLE HAVEN 1105 | 024021105 | UG | 12kV | 11.5171 | 024021105_UG |  |  | 100% | 100% |  |  | 043292103_UG | X
BELLE HAVEN 1106 | 024021106 | OH | 12kV | 16.295 | BELLE HAVEN 1106 | 024021106 | OH | 12kV | 16.295 | 024021106_OH |  |  | 100% | 100% |  |  | 024141101_OH | X
|  | UG | 12kV | 12.4489 | BELLE HAVEN 1106 | 024021106 | UG | 12kV | 12.4489 | 024021106_UG |  | X | 99.89% | 99.89% |  |  | 103531103_UG | X
|  |  | 4.16kV | 0.013336 | BELLE HAVEN 1106 | 024021106 | UG | 4.16kV | 0.013336 | 024021106_UG | DIFF VOLT | X | 0.107% | 99.89% |  |  | 254572103_OH | X
BELLE HAVEN 1107 | 024021107 | OH | 12kV | 1.2726 | BELLE HAVEN 1107 | 024021107 | OH | 12kV | 1.2726 | 024021107_OH |  |  | 100% | 100% |  |  | 254572103_UG | X
|  | UG | 12kV | 4.0986 | BELLE HAVEN 1107 | 024021107 | UG | 12kV | 4.0986 | 024021107_UG |  |  | 100% | 100% |  |  | 254572105_OH | X
BELLEVUE 1102 | 043181102 | OH | 12kV | 43.6249 | BELLEVUE 1102 | 043181102 | OH | 12kV | 43.6249 | 043181102_OH |  |  | 100% | 100% |  |  | 254572105_UG | X
|  | UG | 12kV | 3.2836 | BELLEVUE 1102 | 043181102 | UG | 12kV | 3.2836 | 043181102_UG |  | X | 46.16% | 53.84% | FLAG |  | 254572107_OH | X
|  |  | 21kV | 3.8306 | BELLEVUE 1102 | 043181102 | UG | 21kV | 3.8306 | 043181102_UG | DIFF VOLT | X | 53.84% | 53.84% | FLAG |  | 013471125_UG | X
BELLEVUE 1104 | 043181104 | OH | 12kV | 12.5939 | BELLEVUE 1104 | 043181104 | OH | 12kV | 12.5939 | 043181104_OH |  |  | 100% | 100% |  |  | 252861104_UG | X
|  | UG | 12kV | 21.1366 | BELLEVUE 1104 | 043181104 | UG | 12kV | 21.1366 | 043181104_UG |  |  | 100% | 100% |  |  | 163801702_UG | X
BELLEVUE 2101 | 043182101 | OH | 21kV | 15.7436 | BELLEVUE 2101 | 043182101 | OH | 21kV | 15.7436 | 043182101_OH |  |  | 100% | 100% |  |  | 083692105_OH | X
|  | UG | 21kV | 30.5899 | BELLEVUE 2101 | 043182101 | UG | 21kV | 30.5899 | 043182101_UG |  |  | 100% | 100% |  |  | 083692105_UG | X
BELLEVUE 2103 | 043182103 | OH | 12kV | 43.4617 | BELLEVUE 2103 | 043182103 | OH | 12kV | 43.4617 | 043182103_OH |  | X | 61.93% | 61.93% | FLAG |  | 182011101_OH | X
|  |  | 21kV | 26.7212 | BELLEVUE 2103 | 043182103 | OH | 21kV | 26.7212 | 043182103_OH | DIFF VOLT | X | 38.07% | 61.93% | FLAG |  | 182011101_UG | X
|  | UG | 12kV | 8.9955 | BELLEVUE 2103 | 043182103 | UG | 12kV | 8.9955 | 043182103_UG |  | X | 16.27% | 83.73% |  |  | 182011104_OH | X
|  |  | 21kV | 46.3045 | BELLEVUE 2103 | 043182103 | UG | 21kV | 46.3045 | 043182103_UG | DIFF VOLT | X | 83.73% | 83.73% |  |  | 182011104_UG | X
BELLEVUE 2105 | 043182105 | OH | 21kV | 4.0157 | BELLEVUE 2105 | 043182105 | OH | 21kV | 4.0157 | 043182105_OH |  |  | 100% | 100% |  |  | 182011109_OH | X
|  | UG | 21kV | 34.1188 | BELLEVUE 2105 | 043182105 | UG | 21kV | 34.1188 | 043182105_UG |  |  | 100% | 100% |  |  | 163692101_OH | X
BELMONT 0401 | 024030401 | OH | 4.16kV | 5.901 | BELMONT 0401 | 024030401 | OH | 4.16kV | 5.901 | 024030401_OH |  |  | 100% | 100% |  |  | 163692101_UG | X
|  | UG | 4.16kV | 1.3499 | BELMONT 0401 | 024030401 | UG | 4.16kV | 1.3499 | 024030401_UG |  |  | 100% | 100% |  |  | 163692101_UG | X
BELMONT 0402 | 024030402 | OH | 4.16kV | 6.9579 | BELMONT 0402 | 024030402 | OH | 4.16kV | 6.9579 | 024030402_OH |  |  | 100% | 100% |  |  | 163692102_UG | X
|  | UG | 4.16kV | 0.75162 | BELMONT 0402 | 024030402 | UG | 4.16kV | 0.75162 | 024030402_UG |  |  | 100% | 100% |  |  | 024181103_OH | X
BELMONT 0403 | 024030403 | OH | 4.16kV | 4.658 | BELMONT 0403 | 024030403 | OH | 4.16kV | 4.658 | 024030403_OH |  |  | 100% | 100% |  |  | 024181104_OH | X
|  | UG | 4.16kV | 0.93093 | BELMONT 0403 | 024030403 | UG | 4.16kV | 0.93093 | 024030403_UG |  |  | 100% | 100% |  |  | 024181104_UG | X
BELMONT 0406 | 024030406 | OH | 4.16kV | 5.0242 | BELMONT 0406 | 024030406 | OH | 4.16kV | 5.0242 | 024030406_OH |  |  | 100% | 100% |  |  | 252521103_OH | X
|  | UG | 4.16kV | 2.4484 | BELMONT 0406 | 024030406 | UG | 4.16kV | 2.4484 | 024030406_UG |  |  | 100% | 100% |  |  | 252521103_UG | X
BELMONT 1101 | 024031101 | UG | 12kV | 22.3347 | BELMONT 1101 | 024031101 | UG | 12kV | 22.3347 | 024031101_UG |  |  | 100% | 100% |  |  | 252531102_OH | X
BELMONT 1102 | 024031102 | OH | 12kV | 15.1584 | BELMONT 1102 | 024031102 | OH | 12kV | 15.1584 | 024031102_OH |  |  | 100% | 100% |  |  | 252531102_UG | X
|  | UG | 12kV | 9.8096 | BELMONT 1102 | 024031102 | UG | 12kV | 9.8096 | 024031102_UG |  |  | 100% | 100% |  |  | 082250410_OH | X
BELMONT 1103 | 024031103 | OH | 12kV | 18.6966 | BELMONT 1103 | 024031103 | OH | 12kV | 18.6966 | 024031103_OH |  |  | 100% | 100% |  |  | 082251109_OH | X
|  | UG | 12kV | 8.3306 | BELMONT 1103 | 024031103 | UG | 12kV | 8.3306 | 024031103_UG |  |  | 100% | 100% |  |  | 082261110_OH | X
BELMONT 1104 | 024031104 | OH | 12kV | 7.044 | BELMONT 1104 | 024031104 | OH | 12kV | 7.044 | 024031104_OH |  |  | 100% | 100% |  |  | 082261110_UG | X
|  | UG | 12kV | 4.0488 | BELMONT 1104 | 024031104 | UG | 12kV | 4.0488 | 024031104_UG |  |  | 100% | 100% |  |  | 013111105_OH | X
BELMONT 1105 | 024031105 | OH | 12kV | 0.63726 | BELMONT 1105 | 024031105 | OH | 12kV | 0.63726 | 024031105_OH |  |  | 100% | 100% |  |  | 013111105_UG | X
|  | UG | 12kV | 26.296 | BELMONT 1105 | 024031105 | UG | 12kV | 26.296 | 024031105_UG |  |  | 100% | 100% |  |  | 013111151_OH | X
BELMONT 1106 | 024031106 | OH | 12kV | 1.6371 | BELMONT 1106 | 024031106 | OH | 12kV | 1.6371 | 024031106_OH |  |  | 100% | 100% |  |  | 013111151_UG | X
|  | UG | 12kV | 3.8789 | BELMONT 1106 | 024031106 | UG | 12kV | 3.8789 | 024031106_UG |  |  | 100% | 100% |  |  | 024192101_UG | X
BELMONT 1107 | 024031107 | OH | 12kV | 1.0346 | BELMONT 1107 | 024031107 | OH | 12kV | 1.0346 | 024031107_OH |  |  | 100% | 100% |  |  | 182661104_OH | X
|  | UG | 12kV | 6.0895 | BELMONT 1107 | 024031107 | UG | 12kV | 6.0895 | 024031107_UG |  |  | 100% | 100% |  |  | 182661106_OH | X
BELMONT 1108 | 024031108 | UG | 12kV | 4.0499 | BELMONT 1108 | 024031108 | UG | 12kV | 4.0499 | 024031108_UG |  |  | 100% | 100% |  |  | 182661106_UG | X
BELMONT 1109 | 024031109 | OH | 12kV | 0.0033713 | BELMONT 1109 | 024031109 | OH | 12kV | 0.0033713 | 024031109_OH |  |  | 100% | 100% |  |  | 014371106_UG | X
|  | UG | 12kV | 17.4635 | BELMONT 1109 | 024031109 | UG | 12kV | 17.4635 | 024031109_UG |  |  | 100% | 100% |  |  | 182671112_UG | X
BELMONT 1110 | 024031110 | OH | 12kV | 24.142 | BELMONT 1110 | 024031110 | OH | 12kV | 24.142 | 024031110_OH |  |  | 100% | 100% |  |  | 042491102_OH | X
|  | UG | 12kV | 6.9449 | BELMONT 1110 | 024031110 | UG | 12kV | 6.9449 | 024031110_UG |  |  | 100% | 100% |  |  | 042491102_UG | X
BELMONT 1111 | 024031111 | UG | 12kV | 5.5073 | BELMONT 1111 | 024031111 | UG | 12kV | 5.5073 | 024031111_UG |  |  | 100% | 100% |  |  | 022101109_UG | X
BELRIDGE 1A 1101 | 254371101 | OH | 4.16kV | 0.073122 | BELRIDGE 1A 1101 | 254371101 | OH | 4.16kV | 0.073122 | 254371101_OH |  |  | 100% | 100% |  |  | 153652105_OH | X
BELRIDGE 1B 1101 | 254381101 | OH | 4.16kV | 0.014953 | BELRIDGE 1B 1101 | 254381101 | OH | 4.16kV | 0.014953 | 254381101_OH |  |  | 100% | 100% |  |  | 153652105_UG | X
BEN LOMOND 0401 | 083040401 | OH | 4.16kV | 21.0634 | BEN LOMOND 0401 | 083040401 | OH | 4.16kV | 21.0634 | 083040401_OH |  |  | 100% | 100% |  |  | 153652108_OH | X
|  | UG | 4.16kV | 0.5498 | BEN LOMOND 0401 | 083040401 | UG | 4.16kV | 0.5498 | 083040401_UG |  |  | 100% | 100% |  |  | 153652108_UG | X
BEN LOMOND 1101 | 083041101 | OH | 12kV | 15.1374 | BEN LOMOND 1101 | 083041101 | OH | 12kV | 15.1374 | 083041101_OH |  |  | 100% | 100% |  |  | 153652109_OH | X
|  | UG | 12kV | 0.34059 | BEN LOMOND 1101 | 083041101 | UG | 12kV | 0.34059 | 083041101_UG |  |  | 100% | 100% |  |  | 153652109_UG | X
BERESFORD 0401 | 024040401 | OH | 4.16kV | 1.0764 | BERESFORD 0401 | 024040401 | OH | 4.16kV | 1.0764 | 024040401_OH |  |  | 100% | 100% |  |  | 153652110_OH | X
|  | UG | 4.16kV | 0.7355 | BERESFORD 0401 | 024040401 | UG | 4.16kV | 0.7355 | 024040401_UG |  |  | 100% | 100% |  |  | 153652110_UG | X
BERESFORD 0402 | 024040402 | OH | 4.16kV | 2.3652 | BERESFORD 0402 | 024040402 | OH | 4.16kV | 2.3652 | 024040402_OH |  |  | 100% | 100% |  |  | 043432102_OH | X
|  | UG | 4.16kV | 2.5576 | BERESFORD 0402 | 024040402 | UG | 4.16kV | 2.5576 | 024040402_UG |  |  | 100% | 100% |  |  | 043432102_UG | X
BERESFORD 0403 | 024040403 | OH | 4.16kV | 12.146 | BERESFORD 0403 | 024040403 | OH | 4.16kV | 12.146 | 024040403_OH |  |  | 100% | 100% |  |  | 043432103_OH | X
|  | UG | 4.16kV | 2.659 | BERESFORD 0403 | 024040403 | UG | 4.16kV | 2.659 | 024040403_UG |  |  | 100% | 100% |  |  | 043432103_UG | X
BERESFORD 0404 | 024040404 | OH | 4.16kV | 5.7447 | BERESFORD 0404 | 024040404 | OH | 4.16kV | 5.7447 | 024040404_OH |  |  | 100% | 100% |  |  | 043432104_OH | X
|  | UG | 4.16kV | 0.7768 | BERESFORD 0404 | 024040404 | UG | 4.16kV | 0.7768 | 024040404_UG |  |  | 100% | 100% |  |  | 043432104_UG | X
BERESFORD 0405 | 024040405 | UG | 4.16kV | 0.013881 | BERESFORD 0405 | 024040405 | UG | 4.16kV | 0.013881 | 024040405_UG |  |  | 100% | 100% |  |  | 182052101_OH | X
BERKELEY F 0401 | 012060401 | OH | 4.16kV | 0.0014204 | BERKELEY F 0401 | 012060401 | OH | 4.16kV | 0.0014204 | 012060401_OH |  |  | 100% | 100% |  |  | 182052101_UG | X
|  | UG | 4.16kV | 1.3477 | BERKELEY F 0401 | 012060401 | UG | 4.16kV | 1.3477 | 012060401_UG |  |  | 100% | 100% |  |  | 182052102_OH | X
BERKELEY F 0402 | 012060402 | OH | 4.16kV | 2.1309 | BERKELEY F 0402 | 012060402 | OH | 4.16kV | 2.1309 | 012060402_OH |  |  | 100% | 100% |  |  | 182052102_UG | X
|  | UG | 4.16kV | 0.55389 | BERKELEY F 0402 | 012060402 | UG | 4.16kV | 0.55389 | 012060402_UG |  |  | 100% | 100% |  |  | 103104401_OH | X
BERKELEY F 0403 | 012060403 | OH | 4.16kV | 2.1862 | BERKELEY F 0403 | 012060403 | OH | 4.16kV | 2.1862 | 012060403_OH |  |  | 100% | 100% |  |  | 152251101_UG | X
|  | UG | 4.16kV | 0.74507 | BERKELEY F 0403 | 012060403 | UG | 4.16kV | 0.74507 | 012060403_UG |  |  | 100% | 100% |  |  | 162421106_UG | X
BERKELEY F 0404 | 012060404 | OH | 4.16kV | 3.6801 | BERKELEY F 0404 | 012060404 | OH | 4.16kV | 3.6801 | 012060404_OH |  |  | 100% | 100% |  |  | 162422104_UG | X
|  | UG | 4.16kV | 0.21693 | BERKELEY F 0404 | 012060404 | UG | 4.16kV | 0.21693 | 012060404_UG |  |  | 100% | 100% |  |  | 083481110_OH | X
BERKELEY F 0405 | 012060405 | OH | 4.16kV | 1.0556 | BERKELEY F 0405 | 012060405 | OH | 4.16kV | 1.0556 | 012060405_OH |  |  | 100% | 100% |  |  | 254071109_OH | X
|  | UG | 4.16kV | 0.28124 | BERKELEY F 0405 | 012060405 | UG | 4.16kV | 0.28124 | 012060405_UG |  |  | 100% | 100% |  |  | 254071109_UG | X
BERKELEY F 0406 | 012060406 | OH | 4.16kV | 3.794 | BERKELEY F 0406 | 012060406 | OH | 4.16kV | 3.794 | 012060406_OH |  |  | 100% | 100% |  |  | 254072105_OH | X
|  | UG | 4.16kV | 0.53492 | BERKELEY F 0406 | 012060406 | UG | 4.16kV | 0.53492 | 012060406_UG |  |  | 100% | 100% |  |  | 254072105_UG | X
BERKELEY F 0407 | 012060407 | OH | 4.16kV | 0.0054018 | BERKELEY F 0407 | 012060407 | OH | 4.16kV | 0.0054018 | 012060407_OH |  |  | 100% | 100% |  |  | 254072112_OH | X
|  | UG | 4.16kV | 1.2431 | BERKELEY F 0407 | 012060407 | UG | 4.16kV | 1.2431 | 012060407_UG |  |  | 100% | 100% |  |  | 254072112_UG | X
BERKELEY F 0408 | 012060408 | OH | 4.16kV | 0.79438 | BERKELEY F 0408 | 012060408 | OH | 4.16kV | 0.79438 | 012060408_OH |  |  | 100% | 100% |  |  | 083701107_OH | X
|  | UG | 4.16kV | 0.14151 | BERKELEY F 0408 | 012060408 | UG | 4.16kV | 0.14151 | 012060408_UG |  | X | 96.65% | 96.65% |  |  | 083701107_UG | X
|  |  | (empty) | 0.004912 | BERKELEY F 0408 | 012060408 | UG | (blank) | 0.004912 | 012060408_UG | DIFF VOLT | X | 3.355% | 96.65% |  |  | 254611109_OH | X
BERKELEY F 0409 | 012060409 | OH | 4.16kV | 3.5792 | BERKELEY F 0409 | 012060409 | OH | 4.16kV | 3.5792 | 012060409_OH |  |  | 100% | 100% |  |  | 254611109_UG | X
|  | UG | 4.16kV | 0.3305 | BERKELEY F 0409 | 012060409 | UG | 4.16kV | 0.3305 | 012060409_UG |  |  | 100% | 100% |  |  | 014241101_OH | X
BERKELEY F 0410 | 012060410 | OH | 4.16kV | 2.8799 | BERKELEY F 0410 | 012060410 | OH | 4.16kV | 2.8799 | 012060410_OH |  |  | 100% | 100% |  |  | 083392110_OH | X
|  | UG | 4.16kV | 0.18221 | BERKELEY F 0410 | 012060410 | UG | 4.16kV | 0.18221 | 012060410_UG |  |  | 100% | 100% |  |  | 083392110_UG | X
BERKELEY F 0411 | 012060411 | OH | 4.16kV | 4.4136 | BERKELEY F 0411 | 012060411 | OH | 4.16kV | 4.4136 | 012060411_OH |  |  | 100% | 100% |  |  | 014662106_UG | X
|  | UG | 4.16kV | 0.52114 | BERKELEY F 0411 | 012060411 | UG | 4.16kV | 0.52114 | 012060411_UG |  |  | 100% | 100% |  |  | 014662108_UG | X
BERKELEY F 1101 | 012061101 | UG | 12kV | 1.7581 | BERKELEY F 1101 | 012061101 | UG | 12kV | 1.7581 | 012061101_UG |  |  | 100% | 100% |  |  | 014662112_OH | X
BERKELEY F 1102 | 012061102 | OH | 12kV | 0.27248 | BERKELEY F 1102 | 012061102 | OH | 12kV | 0.27248 | 012061102_OH |  |  | 100% | 100% |  |  | 014662112_OH | X
|  | UG | 12kV | 7.0501 | BERKELEY F 1102 | 012061102 | UG | 12kV | 7.0501 | 012061102_UG |  |  | 100% | 100% |  |  | 014662112_UG | X
BERKELEY F 1103 | 012061103 | OH | 12kV | 6.2568 | BERKELEY F 1103 | 012061103 | OH | 12kV | 6.2568 | 012061103_OH |  |  | 100% | 100% |  |  | 014662112_UG | X
|  | UG | 12kV | 8.418 | BERKELEY F 1103 | 012061103 | UG | 12kV | 8.418 | 012061103_UG |  | X | 99.97% | 99.97% |  |  | 252551104_OH | X
|  |  | (empty) | 0.002857 | BERKELEY F 1103 | 012061103 | UG | (blank) | 0.002857 | 012061103_UG | DIFF VOLT | X | 0.03393% | 99.97% |  |  | 252551104_UG | X
BERKELEY F 1104 | 012061104 | OH | 12kV | 3.2524 | BERKELEY F 1104 | 012061104 | OH | 12kV | 3.2524 | 012061104_OH |  | X | 99.95% | 99.95% |  |  | 252552103_OH | X
|  |  | 4.16kV | 0.0016466 | BERKELEY F 1104 | 012061104 | OH | 4.16kV | 0.0016466 | 012061104_OH | DIFF VOLT | X | 0.0506% | 99.95% |  |  | 252552103_UG | X
|  | UG | 12kV | 3.7699 | BERKELEY F 1104 | 012061104 | UG | 12kV | 3.7699 | 012061104_UG |  | X | 99.93% | 99.93% |  |  | 183052108_UG | X
|  |  | 4.16kV | 0.0027411 | BERKELEY F 1104 | 012061104 | UG | 4.16kV | 0.0027411 | 012061104_UG | DIFF VOLT | X | 0.07266% | 99.93% |  |  | 183052109_OH | X
BERKELEY F 1105 | 012061105 | OH | 12kV | 11.366 | BERKELEY F 1105 | 012061105 | OH | 12kV | 11.366 | 012061105_OH |  |  | 100% | 100% |  |  | 183052109_UG | X
|  | UG | 12kV | 6.6758 | BERKELEY F 1105 | 012061105 | UG | 12kV | 6.6758 | 012061105_UG |  |  | 100% | 100% |  |  | 183052110_OH | X
BERKELEY T 0401 | 012660401 | OH | 4.16kV | 0.65873 | BERKELEY T 0401 | 012660401 | OH | 4.16kV | 0.65873 | 012660401_OH |  |  | 100% | 100% |  |  | 183052110_UG | X
|  | UG | 4.16kV | 0.64138 | BERKELEY T 0401 | 012660401 | UG | 4.16kV | 0.64138 | 012660401_UG |  |  | 100% | 100% |  |  | 183052112_OH | X
BERKELEY T 0402 | 012660402 | OH | 4.16kV | 4.3569 | BERKELEY T 0402 | 012660402 | OH | 4.16kV | 4.3569 | 012660402_OH |  |  | 100% | 100% |  |  | 183052112_UG | X
|  | UG | 4.16kV | 0.86979 | BERKELEY T 0402 | 012660402 | UG | 4.16kV | 0.86979 | 012660402_UG |  |  | 100% | 100% |  |  | 183052112_UG | X
BERKELEY T 0403 | 012660403 | OH | 4.16kV | 0.8644 | BERKELEY T 0403 | 012660403 | OH | 4.16kV | 0.8644 | 012660403_OH |  |  | 100% | 100% |  |  | 183052113_OH | X
|  | UG | 4.16kV | 0.17482 | BERKELEY T 0403 | 012660403 | UG | 4.16kV | 0.17482 | 012660403_UG |  |  | 100% | 100% |  |  | 183052113_UG | X
BERKELEY T 0404 | 012660404 | OH | 4.16kV | 1.2065 | BERKELEY T 0404 | 012660404 | OH | 4.16kV | 1.2065 | 012660404_OH |  |  | 100% | 100% |  |  | 255322101_OH | X
|  | UG | 4.16kV | 0.31464 | BERKELEY T 0404 | 012660404 | UG | 4.16kV | 0.31464 | 012660404_UG |  |  | 100% | 100% |  |  | 255322101_UG | X
BERRENDA A 1101 | 254261101 | OH | 4.16kV | 0.02187 | BERRENDA A 1101 | 254261101 | OH | 4.16kV | 0.02187 | 254261101_OH |  |  | 100% | 100% |  |  | 014652106_OH | X
BERRENDA C 0401 | 254480401 | OH | 4.16kV | 0.023126 | BERRENDA C 0401 | 254480401 | OH | 4.16kV | 0.023126 | 254480401_OH |  |  | 100% | 100% |  |  | 014652106_OH | X
BETHEL BANK 0401 | 018150401 | OH | 4.16kV | 0.77639 | BETHEL BANK 0401 | 018150401 | OH | 4.16kV | 0.77639 | 018150401_OH |  |  | 100% | 100% |  |  | 014652106_UG | X
BIG BASIN 1101 | 082841101 | OH | 12kV | 55.0208 | BIG BASIN 1101 | 082841101 | OH | 12kV | 55.0208 | 082841101_OH |  |  | 100% | 100% |  |  | 014652106_UG | X
|  | UG | 12kV | 2.0713 | BIG BASIN 1101 | 082841101 | UG | 12kV | 2.0713 | 082841101_UG |  |  | 100% | 100% |  |  | 014652108_OH | X
BIG BASIN 1102 | 082841102 | OH | 12kV | 69.3558 | BIG BASIN 1102 | 082841102 | OH | 12kV | 69.3558 | 082841102_OH |  |  | 100% | 100% |  |  | 014652108_UG | X
|  | UG | 12kV | 5.0107 | BIG BASIN 1102 | 082841102 | UG | 12kV | 5.0107 | 082841102_UG |  |  | 100% | 100% |  |  | 168152101_UG | X
BIG BEND 1101 | 103751101 | OH | 12kV | 57.3663 | BIG BEND 1101 | 103751101 | OH | 12kV | 57.3663 | 103751101_OH |  |  | 100% | 100% |  |  | 083801105_UG | X
|  | UG | 12kV | 0.96621 | BIG BEND 1101 | 103751101 | UG | 12kV | 0.96621 | 103751101_UG |  |  | 100% | 100% |  |  | 083802114_UG | X
BIG BEND 1102 | 103751102 | OH | 12kV | 38.2316 | BIG BEND 1102 | 103751102 | OH | 12kV | 38.2316 | 103751102_OH |  |  | 100% | 100% |  |  | 083802116_OH | X
|  | UG | 12kV | 0.07022 | BIG BEND 1102 | 103751102 | UG | 12kV | 0.07022 | 103751102_UG |  |  | 100% | 100% |  |  | 083802116_UG | X
BIG LAGOON 1101 | 192361101 | OH | 12kV | 3.9359 | BIG LAGOON 1101 | 192361101 | OH | 12kV | 3.9359 | 192361101_OH |  |  | 100% | 100% |  |  | 252950001_OH | X
|  | UG | 12kV | 0.50743 | BIG LAGOON 1101 | 192361101 | UG | 12kV | 0.50743 | 192361101_UG |  |  | 100% | 100% |  |  | 252950001_OH | X
BIG MEADOWS 2101 | 102812101 | OH | 12kV | 14.1149 | BIG MEADOWS 2101 | 102812101 | OH | 12kV | 14.1149 | 102812101_OH |  | X | 18.11% | 67.77% | FLAG |  | 252950001_OH | X
|  |  | 21kV | 52.8243 | BIG MEADOWS 2101 | 102812101 | OH | 21kV | 52.8243 | 102812101_OH | DIFF VOLT | X | 67.77% | 67.77% | FLAG |  | 252950001_UG | X
|  |  | 4.16kV | 11.0121 | BIG MEADOWS 2101 | 102812101 | OH | 4.16kV | 11.0121 | 102812101_OH | DIFF VOLT | X | 14.13% | 67.77% | FLAG |  | 252951108_OH | X
|  | UG | 12kV | 5.0925 | BIG MEADOWS 2101 | 102812101 | UG | 12kV | 5.0925 | 102812101_UG |  | X | 21.3% | 76.84% | FLAG |  | 252951108_UG | X
|  |  | 21kV | 18.3694 | BIG MEADOWS 2101 | 102812101 | UG | 21kV | 18.3694 | 102812101_UG | DIFF VOLT | X | 76.84% | 76.84% | FLAG |  | 042771114_OH | X
|  |  | 4.16kV | 0.44536 | BIG MEADOWS 2101 | 102812101 | UG | 4.16kV | 0.44536 | 102812101_UG | DIFF VOLT | X | 1.863% | 76.84% | FLAG |  | 162981703_UG | X
BIG RIVER 1101 | 043081101 | OH | 12kV | 86.1359 | BIG RIVER 1101 | 043081101 | OH | 12kV | 86.1359 | 043081101_OH |  | X | 99.99% | 99.99% |  |  | 163281101_OH | X
|  |  | 7.2kV | 0.0075171 | BIG RIVER 1101 | 043081101 | OH | 7.2kV | 0.0075171 | 043081101_OH | DIFF VOLT | X | 0.008726% | 99.99% |  |  | 163281101_UG | X
|  | UG | 12kV | 11.5732 | BIG RIVER 1101 | 043081101 | UG | 12kV | 11.5732 | 043081101_UG |  | X | 69.9% | 69.9% | FLAG |  | 163281102_OH | X
|  |  | 7.2kV | 4.984 | BIG RIVER 1101 | 043081101 | UG | 7.2kV | 4.984 | 043081101_UG | DIFF VOLT | X | 30.1% | 69.9% | FLAG |  | 163281102_UG | X
BIG TREES 0402 | 083050402 | OH | 4.16kV | 16.7322 | BIG TREES 0402 | 083050402 | OH | 4.16kV | 16.7322 | 083050402_OH |  |  | 100% | 100% |  |  | 182852201_OH | X
|  | UG | 4.16kV | 0.1081 | BIG TREES 0402 | 083050402 | UG | 4.16kV | 0.1081 | 083050402_UG |  |  | 100% | 100% |  |  | 182852201_UG | X
BIOLA 1101 | 252211101 | OH | 12kV | 90.0966 | BIOLA 1101 | 252211101 | OH | 12kV | 90.0966 | 252211101_OH |  |  | 100% | 100% |  |  | 182852202_OH | X
|  | UG | 12kV | 1.306 | BIOLA 1101 | 252211101 | UG | 12kV | 1.306 | 252211101_UG |  |  | 100% | 100% |  |  | 182852202_UG | X
BIOLA 1102 | 252211102 | OH | 12kV | 32.5696 | BIOLA 1102 | 252211102 | OH | 12kV | 32.5696 | 252211102_OH |  |  | 100% | 100% |  |  | 182852203_OH | X
|  | UG | 12kV | 0.0096769 | BIOLA 1102 | 252211102 | UG | 12kV | 0.0096769 | 252211102_UG |  |  | 100% | 100% |  |  | 182852203_UG | X
BIOLA 1103 | 252211103 | OH | 12kV | 80.2344 | BIOLA 1103 | 252211103 | OH | 12kV | 80.2344 | 252211103_OH |  |  | 100% | 100% |  |  | 182852204_OH | X
|  | UG | 12kV | 1.7064 | BIOLA 1103 | 252211103 | UG | 12kV | 1.7064 | 252211103_UG |  |  | 100% | 100% |  |  | 182852204_UG | X
BIOLA 1104 | 252211104 | OH | 12kV | 49.7715 | BIOLA 1104 | 252211104 | OH | 12kV | 49.7715 | 252211104_OH |  |  | 100% | 100% |  |  | 162701703_OH | X
|  | UG | 12kV | 0.081415 | BIOLA 1104 | 252211104 | UG | 12kV | 0.081415 | 252211104_UG |  |  | 100% | 100% |  |  | 162701703_UG | X
BLACKWELL 1102 | 254681102 | OH | 12kV | 30.3822 | BLACKWELL 1102 | 254681102 | OH | 12kV | 30.3822 | 254681102_OH |  |  | 100% | 100% |  |  | 162701706_UG | X
|  | UG | 12kV | 0.23477 | BLACKWELL 1102 | 254681102 | UG | 12kV | 0.23477 | 254681102_UG |  |  | 100% | 100% |  |  | 014502107_OH | X
BLACKWELL 2101 | 254682101 | OH | 12kV | 9.5859 | BLACKWELL 2101 | 254682101 | OH | 12kV | 9.5859 | 254682101_OH |  | X | 41.77% | 58.23% | FLAG |  | 014502107_UG | X
|  |  | 21kV | 13.3637 | BLACKWELL 2101 | 254682101 | OH | 21kV | 13.3637 | 254682101_OH | DIFF VOLT | X | 58.23% | 58.23% | FLAG |  | 014502110_OH | X
|  | UG | 12kV | 0.0066202 | BLACKWELL 2101 | 254682101 | UG | 12kV | 0.0066202 | 254682101_UG |  | X | 47.58% | 52.42% | FLAG |  | 014502110_UG | X
|  |  | 21kV | 0.0072937 | BLACKWELL 2101 | 254682101 | UG | 21kV | 0.0072937 | 254682101_UG | DIFF VOLT | X | 52.42% | 52.42% | FLAG |  | 253731109_OH | X
BLUE LAKE 1101 | 192181101 | OH | 12kV | 7.4076 | BLUE LAKE 1101 | 192181101 | OH | 12kV | 7.4076 | 192181101_OH |  |  | 100% | 100% |  |  | 163621103_OH | X
|  | UG | 12kV | 0.18755 | BLUE LAKE 1101 | 192181101 | UG | 12kV | 0.18755 | 192181101_UG |  |  | 100% | 100% |  |  | 163621103_UG | X
BLUE LAKE 1102 | 192181102 | OH | 12kV | 68.7934 | BLUE LAKE 1102 | 192181102 | OH | 12kV | 68.7934 | 192181102_OH |  |  | 100% | 100% |  |  | 253701106_OH | X
|  | UG | 12kV | 4.481 | BLUE LAKE 1102 | 192181102 | UG | 12kV | 4.481 | 192181102_UG |  |  | 100% | 100% |  |  | 253701106_UG | X
BOGARD 1101 | 103301101 | OH | 12kV | 0.50052 | BOGARD 1101 | 103301101 | OH | 12kV | 0.50052 | 103301101_OH |  |  | 100% | 100% |  |  | 013912108_UG | X
|  | UG | 12kV | 0.34507 | BOGARD 1101 | 103301101 | UG | 12kV | 0.34507 | 103301101_UG |  |  | 100% | 100% |  |  | 254301102_UG | X
BOGUE 1102 | 153781102 | OH | 12kV | 17.7188 | BOGUE 1102 | 153781102 | OH | 12kV | 17.7188 | 153781102_OH |  |  | 100% | 100% |  |  | 043021102_OH | X
|  | UG | 12kV | 9.2692 | BOGUE 1102 | 153781102 | UG | 12kV | 9.2692 | 153781102_UG |  |  | 100% | 100% |  |  | 043021102_UG | X
BOGUE 1103 | 153781103 | OH | 12kV | 16.1691 | BOGUE 1103 | 153781103 | OH | 12kV | 16.1691 | 153781103_OH |  |  | 100% | 100% |  |  | 024251101_OH | X
|  | UG | 12kV | 9.5116 | BOGUE 1103 | 153781103 | UG | 12kV | 9.5116 | 153781103_UG |  |  | 100% | 100% |  |  | 024251101_UG | X
BOGUE 1104 | 153781104 | OH | 12kV | 4.6246 | BOGUE 1104 | 153781104 | OH | 12kV | 4.6246 | 153781104_OH |  |  | 100% | 100% |  |  | 024251104_OH | X
|  | UG | 12kV | 19.4646 | BOGUE 1104 | 153781104 | UG | 12kV | 19.4646 | 153781104_UG |  |  | 100% | 100% |  |  | 024251104_UG | X
BOGUE 1105 | 153781105 | OH | 12kV | 10.4555 | BOGUE 1105 | 153781105 | OH | 12kV | 10.4555 | 153781105_OH |  |  | 100% | 100% |  |  | 255292101_OH | X
|  | UG | 12kV | 23.9178 | BOGUE 1105 | 153781105 | UG | 12kV | 23.9178 | 153781105_UG |  |  | 100% | 100% |  |  | 255292101_UG | X
BOGUE 1106 | 153781106 | OH | 12kV | 59.8823 | BOGUE 1106 | 153781106 | OH | 12kV | 59.8823 | 153781106_OH |  |  | 100% | 100% |  |  | 255292101_UG | X
|  | UG | 12kV | 9.7648 | BOGUE 1106 | 153781106 | UG | 12kV | 9.7648 | 153781106_UG |  |  | 100% | 100% |  |  | 255292108_OH | X
BOGUE 1107 | 153781107 | OH | 12kV | 15.9041 | BOGUE 1107 | 153781107 | OH | 12kV | 15.9041 | 153781107_OH |  |  | 100% | 100% |  |  | 255292108_UG | X
|  | UG | 12kV | 5.7662 | BOGUE 1107 | 153781107 | UG | 12kV | 5.7662 | 153781107_UG |  |  | 100% | 100%
BOLINAS 1101 | 042261101 | OH | 12kV | 51.7024 | BOLINAS 1101 | 042261101 | OH | 12kV | 51.7024 | 042261101_OH |  |  | 100% | 100%
|  | UG | 12kV | 7.8597 | BOLINAS 1101 | 042261101 | UG | 12kV | 7.8597 | 042261101_UG |  |  | 100% | 100%
BOLTHOUSE FARMS 1101 | 258181101 | OH | 12kV | 0.015102 | BOLTHOUSE FARMS 1101 | 258181101 | OH | 12kV | 0.015102 | 258181101_OH |  |  | 100% | 100%
BONITA 1101 | 255391101 | OH | 12kV | 54.1947 | BONITA 1101 | 255391101 | OH | 12kV | 54.1947 | 255391101_OH |  |  | 100% | 100%
|  | UG | 12kV | 0.39725 | BONITA 1101 | 255391101 | UG | 12kV | 0.39725 | 255391101_UG |  |  | 100% | 100%
BONITA 1102 | 255391102 | OH | 12kV | 31.5136 | BONITA 1102 | 255391102 | OH | 12kV | 31.5136 | 255391102_OH |  |  | 100% | 100%
|  | UG | 12kV | 6.7655 | BONITA 1102 | 255391102 | UG | 12kV | 6.7655 | 255391102_UG |  |  | 100% | 100%
BONITA 1103 | 255391103 | OH | 12kV | 44.6905 | BONITA 1103 | 255391103 | OH | 12kV | 44.6905 | 255391103_OH |  |  | 100% | 100%
|  | UG | 12kV | 0.055762 | BONITA 1103 | 255391103 | UG | 12kV | 0.055762 | 255391103_UG |  |  | 100% | 100%
BONNIE NOOK 1101 | 152301101 | OH | 12kV | 24.2574 | BONNIE NOOK 1101 | 152301101 | OH | 12kV | 24.2574 | 152301101_OH |  |  | 100% | 100%
|  | UG | 12kV | 1.2299 | BONNIE NOOK 1101 | 152301101 | UG | 12kV | 1.2299 | 152301101_UG |  |  | 100% | 100%
BONNIE NOOK 1102 | 152301102 | OH | 12kV | 33.9932 | BONNIE NOOK 1102 | 152301102 | OH | 12kV | 33.9932 | 152301102_OH |  |  | 100% | 100%
|  | UG | 12kV | 5.2546 | BONNIE NOOK 1102 | 152301102 | UG | 12kV | 5.2546 | 152301102_UG |  |  | 100% | 100%
BORDEN 1101 | 255121101 | OH | 12kV | 60.3192 | BORDEN 1101 | 255121101 | OH | 12kV | 60.3192 | 255121101_OH |  |  | 100% | 100%
|  | UG | 12kV | 3.6554 | BORDEN 1101 | 255121101 | UG | 12kV | 3.6554 | 255121101_UG |  |  | 100% | 100%
BORDEN 1102 | 255121102 | OH | 12kV | 27.0959 | BORDEN 1102 | 255121102 | OH | 12kV | 27.0959 | 255121102_OH |  |  | 100% | 100%
|  | UG | 12kV | 13.8719 | BORDEN 1102 | 255121102 | UG | 12kV | 13.8719 | 255121102_UG |  |  | 100% | 100%
BORDEN 1103 | 255121103 | OH | 12kV | 87.0925 | BORDEN 1103 | 255121103 | OH | 12kV | 87.0925 | 255121103_OH |  |  | 100% | 100%
|  | UG | 12kV | 2.3832 | BORDEN 1103 | 255121103 | UG | 12kV | 2.3832 | 255121103_UG |  |  | 100% | 100%
BORONDA 1101 | 182461101 | OH | 12kV | 7.9221 | BORONDA 1101 | 182461101 | OH | 12kV | 7.9221 | 182461101_OH |  |  | 100% | 100%
|  | UG | 12kV | 2.9187 | BORONDA 1101 | 182461101 | UG | 12kV | 2.9187 | 182461101_UG |  |  | 100% | 100%
BORONDA 1102 | 182461102 | OH | 12kV | 4.307 | BORONDA 1102 | 182461102 | OH | 12kV | 4.307 | 182461102_OH |  |  | 100% | 100%
|  | UG | 12kV | 0.72048 | BORONDA 1102 | 182461102 | UG | 12kV | 0.72048 | 182461102_UG |  |  | 100% | 100%
BOSTON 0401 | 013320401 | OH | 12kV | 0.038088 | BOSTON 0401 | 013320401 | OH | 12kV | 0.038088 | 013320401_OH |  | X | 0.832% | 96.46%
|  |  | 22kV | 0.12402 | BOSTON 0401 | 013320401 | OH | 22kV | 0.12402 | 013320401_OH | DIFF VOLT | X | 2.709% | 96.46%
|  |  | 4.16kV | 4.4157 | BOSTON 0401 | 013320401 | OH | 4.16kV | 4.4157 | 013320401_OH | DIFF VOLT | X | 96.46% | 96.46%
|  | UG | 12kV | 0.002539 | BOSTON 0401 | 013320401 | UG | 12kV | 0.002539 | 013320401_UG |  | X | 3.814% | 96.19%
|  |  | 4.16kV | 0.06404 | BOSTON 0401 | 013320401 | UG | 4.16kV | 0.06404 | 013320401_UG | DIFF VOLT | X | 96.19% | 96.19%
BOSWELL 1101 | 254941101 | OH | 12kV | 0.015257 | BOSWELL 1101 | 254941101 | OH | 12kV | 0.015257 | 254941101_OH |  |  | 100% | 100%
BOWLES 1101 | 253531101 | OH | 12kV | 70.4928 | BOWLES 1101 | 253531101 | OH | 12kV | 70.4928 | 253531101_OH |  |  | 100% | 100%
|  | UG | 12kV | 0.49237 | BOWLES 1101 | 253531101 | UG | 12kV | 0.49237 | 253531101_UG |  |  | 100% | 100%
BOWLES 1102 | 253531102 | OH | 12kV | 34.399 | BOWLES 1102 | 253531102 | OH | 12kV | 34.399 | 253531102_OH |  |  | 100% | 100%
|  | UG | 12kV | 0.62341 | BOWLES 1102 | 253531102 | UG | 12kV | 0.62341 | 253531102_UG |  |  | 100% | 100%
BOWLES 1103 | 253531103 | OH | 12kV | 26.626 | BOWLES 1103 | 253531103 | OH | 12kV | 26.626 | 253531103_OH |  |  | 100% | 100%
|  | UG | 12kV | 3.7492 | BOWLES 1103 | 253531103 | UG | 12kV | 3.7492 | 253531103_UG |  |  | 100% | 100%
BOWLES 1104 | 253531104 | OH | 12kV | 25.0434 | BOWLES 1104 | 253531104 | OH | 12kV | 25.0434 | 253531104_OH |  |  | 100% | 100%
BRENTWOOD 2105 | 014592105 | OH | 12kV | 22.5149 | BRENTWOOD 2105 | 014592105 | OH | 12kV | 22.5149 | 014592105_OH |  | X | 25.33% | 74.67% | FLAG
|  |  | 21kV | 66.3701 | BRENTWOOD 2105 | 014592105 | OH | 21kV | 66.3701 | 014592105_OH | DIFF VOLT | X | 74.67% | 74.67% | FLAG
|  | UG | 12kV | 0.83507 | BRENTWOOD 2105 | 014592105 | UG | 12kV | 0.83507 | 014592105_UG |  | X | 3.039% | 96.96%
|  |  | 21kV | 26.6395 | BRENTWOOD 2105 | 014592105 | UG | 21kV | 26.6395 | 014592105_UG | DIFF VOLT | X | 96.96% | 96.96%
BRENTWOOD 2106 | 014592106 | OH | 21kV | 3.8781 | BRENTWOOD 2106 | 014592106 | OH | 21kV | 3.8781 | 014592106_OH |  |  | 100% | 100%
|  | UG | 21kV | 51.6008 | BRENTWOOD 2106 | 014592106 | UG | 21kV | 51.6008 | 014592106_UG |  | X | 99.94% | 99.94%
|  |  | (empty) | 0.028637 | BRENTWOOD 2106 | 014592106 | UG | (blank) | 0.028637 | 014592106_UG | DIFF VOLT | X | 0.05547% | 99.94%
BRENTWOOD 2108 | 014592108 | OH | 21kV | 6.1426 | BRENTWOOD 2108 | 014592108 | OH | 21kV | 6.1426 | 014592108_OH |  |  | 100% | 100%
|  | UG | 21kV | 41.1872 | BRENTWOOD 2108 | 014592108 | UG | 21kV | 41.1872 | 014592108_UG |  |  | 100% | 100%
BRENTWOOD 2109 | 014592109 | OH | 21kV | 1.2845 | BRENTWOOD 2109 | 014592109 | OH | 21kV | 1.2845 | 014592109_OH |  |  | 100% | 100%
|  | UG | 21kV | 35.4421 | BRENTWOOD 2109 | 014592109 | UG | 21kV | 35.4421 | 014592109_UG |  |  | 100% | 100%
BRENTWOOD 2110 | 014592110 | OH | 21kV | 3.4424 | BRENTWOOD 2110 | 014592110 | OH | 21kV | 3.4424 | 014592110_OH |  |  | 100% | 100%
|  | UG | 21kV | 0.7332 | BRENTWOOD 2110 | 014592110 | UG | 21kV | 0.7332 | 014592110_UG |  |  | 100% | 100%
BRENTWOOD 2111 | 014592111 | OH | 21kV | 7.4087 | BRENTWOOD 2111 | 014592111 | OH | 21kV | 7.4087 | 014592111_OH |  |  | 100% | 100%
|  | UG | 21kV | 55.8543 | BRENTWOOD 2111 | 014592111 | UG | 21kV | 55.8543 | 014592111_UG |  | X | 99.98% | 99.98%
|  |  | (empty) | 0.0092279 | BRENTWOOD 2111 | 014592111 | UG | (blank) | 0.0092279 | 014592111_UG | DIFF VOLT | X | 0.01652% | 99.98%
BRENTWOOD 2112 | 014592112 | OH | 12kV | 14.7364 | BRENTWOOD 2112 | 014592112 | OH | 12kV | 14.7364 | 014592112_OH |  | X | 14.93% | 85.05%
|  |  | 21kV | 83.9196 | BRENTWOOD 2112 | 014592112 | OH | 21kV | 83.9196 | 014592112_OH | DIFF VOLT | X | 85.05% | 85.05%
|  |  | 4.16kV | 0.0154 | BRENTWOOD 2112 | 014592112 | OH | 4.16kV | 0.0154 | 014592112_OH | DIFF VOLT | X | 0.01561% | 85.05%
|  | UG | 12kV | 0.16175 | BRENTWOOD 2112 | 014592112 | UG | 12kV | 0.16175 | 014592112_UG |  | X | 0.2592% | 99.74%
|  |  | 21kV | 62.2469 | BRENTWOOD 2112 | 014592112 | UG | 21kV | 62.2469 | 014592112_UG | DIFF VOLT | X | 99.74% | 99.74%
BRENTWOOD 2113 | 014592113 | OH | 21kV | 8.1592 | BRENTWOOD 2113 | 014592113 | OH | 21kV | 8.1592 | 014592113_OH |  |  | 100% | 100%
|  | UG | 21kV | 60.6534 | BRENTWOOD 2113 | 014592113 | UG | 21kV | 60.6534 | 014592113_UG |  |  | 100% | 100%
BRIDGEVILLE 1101 | 192461101 | OH | 12kV | 24.8194 | BRIDGEVILLE 1101 | 192461101 | OH | 12kV | 24.8194 | 192461101_OH |  |  | 100% | 100%
BRIDGEVILLE 1102 | 192461102 | OH | 12kV | 46.9929 | BRIDGEVILLE 1102 | 192461102 | OH | 12kV | 46.9929 | 192461102_OH |  |  | 100% | 100%
BRITTON 1104 | 083611104 | OH | 12kV | 1.1834 | BRITTON 1104 | 083611104 | OH | 12kV | 1.1834 | 083611104_OH |  |  | 100% | 100%
|  | UG | 12kV | 7.9636 | BRITTON 1104 | 083611104 | UG | 12kV | 7.9636 | 083611104_UG |  |  | 100% | 100%
BRITTON 1105 | 083611105 | OH | 12kV | 5.1954 | BRITTON 1105 | 083611105 | OH | 12kV | 5.1954 | 083611105_OH |  |  | 100% | 100%
|  | UG | 12kV | 7.6219 | BRITTON 1105 | 083611105 | UG | 12kV | 7.6219 | 083611105_UG |  |  | 100% | 100%
BRITTON 1106 | 083611106 | OH | 12kV | 3.7206 | BRITTON 1106 | 083611106 | OH | 12kV | 3.7206 | 083611106_OH |  |  | 100% | 100%
|  | UG | 12kV | 13.8005 | BRITTON 1106 | 083611106 | UG | 12kV | 13.8005 | 083611106_UG |  |  | 100% | 100%
BRITTON 1107 | 083611107 | OH | 12kV | 2.9296 | BRITTON 1107 | 083611107 | OH | 12kV | 2.9296 | 083611107_OH |  |  | 100% | 100%
|  | UG | 12kV | 9.9015 | BRITTON 1107 | 083611107 | UG | 12kV | 9.9015 | 083611107_UG |  |  | 100% | 100%
BRITTON 1108 | 083611108 | OH | 12kV | 1.7277 | BRITTON 1108 | 083611108 | OH | 12kV | 1.7277 | 083611108_OH |  |  | 100% | 100%
|  | UG | 12kV | 6.6162 | BRITTON 1108 | 083611108 | UG | 12kV | 6.6162 | 083611108_UG |  |  | 100% | 100%
BRITTON 1109 | 083611109 | OH | 12kV | 7.3556 | BRITTON 1109 | 083611109 | OH | 12kV | 7.3556 | 083611109_OH |  |  | 100% | 100%
|  | UG | 12kV | 6.9219 | BRITTON 1109 | 083611109 | UG | 12kV | 6.9219 | 083611109_UG |  |  | 100% | 100%
BRITTON 1110 | 083611110 | OH | 12kV | 14.3785 | BRITTON 1110 | 083611110 | OH | 12kV | 14.3785 | 083611110_OH |  |  | 100% | 100%
|  | UG | 12kV | 13.1368 | BRITTON 1110 | 083611110 | UG | 12kV | 13.1368 | 083611110_UG |  |  | 100% | 100%
BRITTON 1111 | 083611111 | OH | 12kV | 1.2715 | BRITTON 1111 | 083611111 | OH | 12kV | 1.2715 | 083611111_OH |  |  | 100% | 100%
|  | UG | 12kV | 8.1687 | BRITTON 1111 | 083611111 | UG | 12kV | 8.1687 | 083611111_UG |  |  | 100% | 100%
BRITTON 1112 | 083611112 | OH | 12kV | 1.9154 | BRITTON 1112 | 083611112 | OH | 12kV | 1.9154 | 083611112_OH |  |  | 100% | 100%
|  | UG | 12kV | 6.833 | BRITTON 1112 | 083611112 | UG | 12kV | 6.833 | 083611112_UG |  |  | 100% | 100%
BRITTON 1113 | 083611113 | OH | 12kV | 1.3734 | BRITTON 1113 | 083611113 | OH | 12kV | 1.3734 | 083611113_OH |  |  | 100% | 100%
|  | UG | 12kV | 7.8525 | BRITTON 1113 | 083611113 | UG | 12kV | 7.8525 | 083611113_UG |  |  | 100% | 100%
BRITTON 1114 | 083611114 | OH | 12kV | 5.0096 | BRITTON 1114 | 083611114 | OH | 12kV | 5.0096 | 083611114_OH |  |  | 100% | 100%
|  | UG | 12kV | 8.0593 | BRITTON 1114 | 083611114 | UG | 12kV | 8.0593 | 083611114_UG |  |  | 100% | 100%
BRITTON 1115 | 083611115 | OH | 12kV | 1.1226 | BRITTON 1115 | 083611115 | OH | 12kV | 1.1226 | 083611115_OH |  |  | 100% | 100%
|  | UG | 12kV | 6.0433 | BRITTON 1115 | 083611115 | UG | 12kV | 6.0433 | 083611115_UG |  |  | 100% | 100%
BROOKSIDE 0401 | 013210401 | OH | 4.16kV | 3.7014 | BROOKSIDE 0401 | 013210401 | OH | 4.16kV | 3.7014 | 013210401_OH |  |  | 100% | 100%
|  | UG | 4.16kV | 0.34518 | BROOKSIDE 0401 | 013210401 | UG | 4.16kV | 0.34518 | 013210401_UG |  |  | 100% | 100%
BROWNS VALLEY 1101 | 152921101 | OH | 12kV | 65.8343 | BROWNS VALLEY 1101 | 152921101 | OH | 12kV | 65.8343 | 152921101_OH |  |  | 100% | 100%
|  | UG | 12kV | 0.22734 | BROWNS VALLEY 1101 | 152921101 | UG | 12kV | 0.22734 | 152921101_UG |  |  | 100% | 100%
BRUNSWICK 1102 | 152481102 | OH | 12kV | 54.1332 | BRUNSWICK 1102 | 152481102 | OH | 12kV | 54.1332 | 152481102_OH |  |  | 100% | 100%
|  | UG | 12kV | 9.4396 | BRUNSWICK 1102 | 152481102 | UG | 12kV | 9.4396 | 152481102_UG |  |  | 100% | 100%
BRUNSWICK 1103 | 152481103 | OH | 12kV | 63.0205 | BRUNSWICK 1103 | 152481103 | OH | 12kV | 63.0205 | 152481103_OH |  |  | 100% | 100%
|  | UG | 12kV | 11.2779 | BRUNSWICK 1103 | 152481103 | UG | 12kV | 11.2779 | 152481103_UG |  |  | 100% | 100%
BRUNSWICK 1104 | 152481104 | OH | 12kV | 58.1061 | BRUNSWICK 1104 | 152481104 | OH | 12kV | 58.1061 | 152481104_OH |  |  | 100% | 100%
|  | UG | 12kV | 16.0708 | BRUNSWICK 1104 | 152481104 | UG | 12kV | 16.0708 | 152481104_UG |  |  | 100% | 100%
BRUNSWICK 1105 | 152481105 | OH | 12kV | 122.2253 | BRUNSWICK 1105 | 152481105 | OH | 12kV | 122.2253 | 152481105_OH |  |  | 100% | 100%
|  | UG | 12kV | 29.3635 | BRUNSWICK 1105 | 152481105 | UG | 12kV | 29.3635 | 152481105_UG |  |  | 100% | 100%
BRUNSWICK 1106 | 152481106 | OH | 12kV | 184.0131 | BRUNSWICK 1106 | 152481106 | OH | 12kV | 184.0131 | 152481106_OH |  |  | 100% | 100%
|  | UG | 12kV | 9.7314 | BRUNSWICK 1106 | 152481106 | UG | 12kV | 9.7314 | 152481106_UG |  |  | 100% | 100%
BRUNSWICK 1107 | 152481107 | OH | 12kV | 19.4746 | BRUNSWICK 1107 | 152481107 | OH | 12kV | 19.4746 | 152481107_OH |  | X | 99.99% | 99.99%
|  |  | (empty) | 0.0022727 | BRUNSWICK 1107 | 152481107 | OH | (blank) | 0.0022727 | 152481107_OH | DIFF VOLT | X | 0.01167% | 99.99%
|  | UG | 12kV | 4.0903 | BRUNSWICK 1107 | 152481107 | UG | 12kV | 4.0903 | 152481107_UG |  |  | 100% | 100%
BRUNSWICK 1110 | 152481110 | OH | 12kV | 32.9577 | BRUNSWICK 1110 | 152481110 | OH | 12kV | 32.9577 | 152481110_OH |  |  | 100% | 100%
|  | UG | 12kV | 15.494 | BRUNSWICK 1110 | 152481110 | UG | 12kV | 15.494 | 152481110_UG |  |  | 100% | 100%
BRYANT 0401 | 013090401 | OH | 4.16kV | 5.7175 | BRYANT 0401 | 013090401 | OH | 4.16kV | 5.7175 | 013090401_OH |  |  | 100% | 100%
|  | UG | 4.16kV | 0.98023 | BRYANT 0401 | 013090401 | UG | 4.16kV | 0.98023 | 013090401_UG |  |  | 100% | 100%
BRYANT 0402 | 013090402 | OH | 4.16kV | 3.9667 | BRYANT 0402 | 013090402 | OH | 4.16kV | 3.9667 | 013090402_OH |  |  | 100% | 100%
|  | UG | 4.16kV | 0.055124 | BRYANT 0402 | 013090402 | UG | 4.16kV | 0.055124 | 013090402_UG |  |  | 100% | 100%
BUCKS CREEK 1101 | 102211101 | OH | 12kV | 4.8031 | BUCKS CREEK 1101 | 102211101 | OH | 12kV | 4.8031 | 102211101_OH |  |  | 100% | 100%
BUCKS CREEK 1102 | 102211102 | OH | 21kV | 29.5249 | BUCKS CREEK 1102 | 102211102 | OH | 21kV | 29.5249 | 102211102_OH |  |  | 100% | 100%
|  | UG | 12kV | 0.010851 | BUCKS CREEK 1102 | 102211102 | UG | 12kV | 0.010851 | 102211102_UG |  | X | 49.26% | 50.74% | FLAG
|  |  | 21kV | 0.011177 | BUCKS CREEK 1102 | 102211102 | UG | 21kV | 0.011177 | 102211102_UG | DIFF VOLT | X | 50.74% | 50.74% | FLAG
BUCKS CREEK 1103 | 102211103 | OH | 12kV | 13.1042 | BUCKS CREEK 1103 | 102211103 | OH | 12kV | 13.1042 | 102211103_OH |  |  | 100% | 100%
|  | UG | 12kV | 12.7881 | BUCKS CREEK 1103 | 102211103 | UG | 12kV | 12.7881 | 102211103_UG |  |  | 100% | 100%
BUELLTON 1101 | 183041101 | OH | 12kV | 105.4546 | BUELLTON 1101 | 183041101 | OH | 12kV | 105.4546 | 183041101_OH |  |  | 100% | 100%
|  | UG | 12kV | 26.6417 | BUELLTON 1101 | 183041101 | UG | 12kV | 26.6417 | 183041101_UG |  |  | 100% | 100%
BUELLTON 1102 | 183041102 | OH | 12kV | 28.3582 | BUELLTON 1102 | 183041102 | OH | 12kV | 28.3582 | 183041102_OH |  |  | 100% | 100%
|  | UG | 12kV | 22.1644 | BUELLTON 1102 | 183041102 | UG | 12kV | 22.1644 | 183041102_UG |  |  | 100% | 100%
BUENA VISTA 1101 | 182261101 | OH | 12kV | 0.70229 | BUENA VISTA 1101 | 182261101 | OH | 12kV | 0.70229 | 182261101_OH |  |  | 100% | 100%
|  | UG | 12kV | 0.41074 | BUENA VISTA 1101 | 182261101 | UG | 12kV | 0.41074 | 182261101_UG |  |  | 100% | 100%
BUENA VISTA 1102 | 182261102 | OH | 12kV | 11.1125 | BUENA VISTA 1102 | 182261102 | OH | 12kV | 11.1125 | 182261102_OH |  |  | 100% | 100%
|  | UG | 12kV | 4.0534 | BUENA VISTA 1102 | 182261102 | UG | 12kV | 4.0534 | 182261102_UG |  |  | 100% | 100%
BUENA VISTA 1103 | 182261103 | OH | 12kV | 7.5817 | BUENA VISTA 1103 | 182261103 | OH | 12kV | 7.5817 | 182261103_OH |  |  | 100% | 100%
|  | UG | 12kV | 2.7067 | BUENA VISTA 1103 | 182261103 | UG | 12kV | 2.7067 | 182261103_UG |  |  | 100% | 100%
BUENA VISTA 1104 | 182261104 | OH | 12kV | 3.9717 | BUENA VISTA 1104 | 182261104 | OH | 12kV | 3.9717 | 182261104_OH |  |  | 100% | 100%
|  | UG | 12kV | 5.9422 | BUENA VISTA 1104 | 182261104 | UG | 12kV | 5.9422 | 182261104_UG |  |  | 100% | 100%
BUENA VISTA 1106 | 182261106 | OH | 12kV | 7.9697 | BUENA VISTA 1106 | 182261106 | OH | 12kV | 7.9697 | 182261106_OH |  |  | 100% | 100%
|  | UG | 12kV | 1.7995 | BUENA VISTA 1106 | 182261106 | UG | 12kV | 1.7995 | 182261106_UG |  | X | 93.59% | 93.59%
|  |  | 4.16kV | 0.12333 | BUENA VISTA 1106 | 182261106 | UG | 4.16kV | 0.12333 | 182261106_UG | DIFF VOLT | X | 6.414% | 93.59%
BULLARD 1101 | 253961101 | OH | 12kV | 14.3395 | BULLARD 1101 | 253961101 | OH | 12kV | 14.3395 | 253961101_OH |  |  | 100% | 100%
|  | UG | 12kV | 9.0099 | BULLARD 1101 | 253961101 | UG | 12kV | 9.0099 | 253961101_UG |  |  | 100% | 100%
BULLARD 1102 | 253961102 | OH | 12kV | 2.7772 | BULLARD 1102 | 253961102 | OH | 12kV | 2.7772 | 253961102_OH |  |  | 100% | 100%
|  | UG | 12kV | 7.1575 | BULLARD 1102 | 253961102 | UG | 12kV | 7.1575 | 253961102_UG |  |  | 100% | 100%
BULLARD 1103 | 253961103 | OH | 12kV | 8.1148 | BULLARD 1103 | 253961103 | OH | 12kV | 8.1148 | 253961103_OH |  |  | 100% | 100%
|  | UG | 12kV | 3.0343 | BULLARD 1103 | 253961103 | UG | 12kV | 3.0343 | 253961103_UG |  |  | 100% | 100%
BULLARD 1104 | 253961104 | OH | 12kV | 8.0427 | BULLARD 1104 | 253961104 | OH | 12kV | 8.0427 | 253961104_OH |  |  | 100% | 100%
|  | UG | 12kV | 2.6931 | BULLARD 1104 | 253961104 | UG | 12kV | 2.6931 | 253961104_UG |  |  | 100% | 100%
BULLARD 1105 | 253961105 | OH | 12kV | 3.4681 | BULLARD 1105 | 253961105 | OH | 12kV | 3.4681 | 253961105_OH |  |  | 100% | 100%
|  | UG | 12kV | 5.6878 | BULLARD 1105 | 253961105 | UG | 12kV | 5.6878 | 253961105_UG |  |  | 100% | 100%
BULLARD 1106 | 253961106 | OH | 12kV | 3.6853 | BULLARD 1106 | 253961106 | OH | 12kV | 3.6853 | 253961106_OH |  |  | 100% | 100%
|  | UG | 12kV | 3.7519 | BULLARD 1106 | 253961106 | UG | 12kV | 3.7519 | 253961106_UG |  |  | 100% | 100%
BULLARD 1107 | 253961107 | OH | 12kV | 2.3963 | BULLARD 1107 | 253961107 | OH | 12kV | 2.3963 | 253961107_OH |  |  | 100% | 100%
|  | UG | 12kV | 4.1064 | BULLARD 1107 | 253961107 | UG | 12kV | 4.1064 | 253961107_UG |  |  | 100% | 100%
BULLARD 1108 | 253961108 | OH | 12kV | 1.6243 | BULLARD 1108 | 253961108 | OH | 12kV | 1.6243 | 253961108_OH |  |  | 100% | 100%
|  | UG | 12kV | 3.5113 | BULLARD 1108 | 253961108 | UG | 12kV | 3.5113 | 253961108_UG |  |  | 100% | 100%
BULLARD 1109 | 253961109 | OH | 12kV | 5.4022 | BULLARD 1109 | 253961109 | OH | 12kV | 5.4022 | 253961109_OH |  |  | 100% | 100%
|  | UG | 12kV | 4.1264 | BULLARD 1109 | 253961109 | UG | 12kV | 4.1264 | 253961109_UG |  |  | 100% | 100%
BULLARD 1110 | 253961110 | OH | 12kV | 4.2894 | BULLARD 1110 | 253961110 | OH | 12kV | 4.2894 | 253961110_OH |  |  | 100% | 100%
|  | UG | 12kV | 8.7229 | BULLARD 1110 | 253961110 | UG | 12kV | 8.7229 | 253961110_UG |  |  | 100% | 100%
BULLARD 1113 | 253961113 | OH | 12kV | 5.2151 | BULLARD 1113 | 253961113 | OH | 12kV | 5.2151 | 253961113_OH |  |  | 100% | 100%
|  | UG | 12kV | 7.0354 | BULLARD 1113 | 253961113 | UG | 12kV | 7.0354 | 253961113_UG |  |  | 100% | 100%
BULLARD 2111 | 253962111 | OH | 21kV | 4.4698 | BULLARD 2111 | 253962111 | OH | 21kV | 4.4698 | 253962111_OH |  |  | 100% | 100%
|  | UG | 21kV | 10.2679 | BULLARD 2111 | 253962111 | UG | 21kV | 10.2679 | 253962111_UG |  |  | 100% | 100%
BULLARD 2112 | 253962112 | OH | 21kV | 11.094 | BULLARD 2112 | 253962112 | OH | 21kV | 11.094 | 253962112_OH |  |  | 100% | 100%
|  | UG | 21kV | 15.5403 | BULLARD 2112 | 253962112 | UG | 21kV | 15.5403 | 253962112_UG |  |  | 100% | 100%
BULLARD 2114 | 253962114 | OH | 21kV | 4.7078 | BULLARD 2114 | 253962114 | OH | 21kV | 4.7078 | 253962114_OH |  |  | 100% | 100%
|  | UG | 21kV | 26.2126 | BULLARD 2114 | 253962114 | UG | 21kV | 26.2126 | 253962114_UG |  |  | 100% | 100%
BURLINGAME 0401 | 024050401 | OH | 4.16kV | 3.1016 | BURLINGAME 0401 | 024050401 | OH | 4.16kV | 3.1016 | 024050401_OH |  |  | 100% | 100%
|  | UG | 4.16kV | 2.3594 | BURLINGAME 0401 | 024050401 | UG | 4.16kV | 2.3594 | 024050401_UG |  |  | 100% | 100%
BURLINGAME 0402 | 024050402 | OH | 4.16kV | 5.8859 | BURLINGAME 0402 | 024050402 | OH | 4.16kV | 5.8859 | 024050402_OH |  |  | 100% | 100%
|  | UG | 4.16kV | 0.36902 | BURLINGAME 0402 | 024050402 | UG | 4.16kV | 0.36902 | 024050402_UG |  |  | 100% | 100%
BURLINGAME 0403 | 024050403 | OH | 4.16kV | 3.8615 | BURLINGAME 0403 | 024050403 | OH | 4.16kV | 3.8615 | 024050403_OH |  |  | 100% | 100%
|  | UG | 4.16kV | 1.5302 | BURLINGAME 0403 | 024050403 | UG | 4.16kV | 1.5302 | 024050403_UG |  |  | 100% | 100%
BURLINGAME 0404 | 024050404 | OH | 4.16kV | 3.9791 | BURLINGAME 0404 | 024050404 | OH | 4.16kV | 3.9791 | 024050404_OH |  |  | 100% | 100%
|  | UG | 4.16kV | 1.5934 | BURLINGAME 0404 | 024050404 | UG | 4.16kV | 1.5934 | 024050404_UG |  |  | 100% | 100%
BURLINGAME 0405 | 024050405 | OH | 4.16kV | 3.2535 | BURLINGAME 0405 | 024050405 | OH | 4.16kV | 3.2535 | 024050405_OH |  |  | 100% | 100%
|  | UG | 4.16kV | 0.2853 | BURLINGAME 0405 | 024050405 | UG | 4.16kV | 0.2853 | 024050405_UG |  |  | 100% | 100%
BURLINGAME 2101 | 024052101 | OH | 12kV | 0.019246 | BURLINGAME 2101 | 024052101 | OH | 12kV | 0.019246 | 024052101_OH |  | X | 0.2816% | 99.72%
|  |  | 21kV | 6.8147 | BURLINGAME 2101 | 024052101 | OH | 21kV | 6.8147 | 024052101_OH | DIFF VOLT | X | 99.72% | 99.72%
|  | UG | 12kV | 0.0044226 | BURLINGAME 2101 | 024052101 | UG | 12kV | 0.0044226 | 024052101_UG |  | X | 0.2807% | 99.72%
|  |  | 21kV | 1.571 | BURLINGAME 2101 | 024052101 | UG | 21kV | 1.571 | 024052101_UG | DIFF VOLT | X | 99.72% | 99.72%
BURNEY 1101 | 103311101 | OH | 12kV | 59.9792 | BURNEY 1101 | 103311101 | OH | 12kV | 59.9792 | 103311101_OH |  |  | 100% | 100%
|  | UG | 12kV | 15.7527 | BURNEY 1101 | 103311101 | UG | 12kV | 15.7527 | 103311101_UG |  |  | 100% | 100%
BURNEY 1102 | 103311102 | OH | 12kV | 4.0468 | BURNEY 1102 | 103311102 | OH | 12kV | 4.0468 | 103311102_OH |  |  | 100% | 100%
|  | UG | 12kV | 3.8848 | BURNEY 1102 | 103311102 | UG | 12kV | 3.8848 | 103311102_UG |  |  | 100% | 100%
BURNS 2101 | 183582101 | OH | 21kV | 1.6801 | BURNS 2101 | 183582101 | OH | 21kV | 1.6801 | 183582101_OH |  |  | 100% | 100%
|  | UG | 21kV | 0.014678 | BURNS 2101 | 183582101 | UG | 21kV | 0.014678 | 183582101_UG |  |  | 100% | 100%
BUTTE 1103 | 103081103 | OH | 12kV | 60.1294 | BUTTE 1103 | 103081103 | OH | 12kV | 60.1294 | 103081103_OH |  |  | 100% | 100%
|  | UG | 12kV | 8.0384 | BUTTE 1103 | 103081103 | UG | 12kV | 8.0384 | 103081103_UG |  |  | 100% | 100%
BUTTE 1104 | 103081104 | OH | 12kV | 52.2144 | BUTTE 1104 | 103081104 | OH | 12kV | 52.2144 | 103081104_OH |  |  | 100% | 100%
|  | UG | 12kV | 7.3896 | BUTTE 1104 | 103081104 | UG | 12kV | 7.3896 | 103081104_UG |  |  | 100% | 100%
BUTTE 1105 | 103081105 | OH | 12kV | 38.4359 | BUTTE 1105 | 103081105 | OH | 12kV | 38.4359 | 103081105_OH |  |  | 100% | 100%
|  | UG | 12kV | 11.479 | BUTTE 1105 | 103081105 | UG | 12kV | 11.479 | 103081105_UG |  |  | 100% | 100%
BUTTE 1106 | 103081106 | OH | 12kV | 11.843 | BUTTE 1106 | 103081106 | OH | 12kV | 11.843 | 103081106_OH |  |  | 100% | 100%
|  | UG | 12kV | 8.1039 | BUTTE 1106 | 103081106 | UG | 12kV | 8.1039 | 103081106_UG |  |  | 100% | 100%
BUTTE 1107 | 103081107 | OH | 12kV | 109.3057 | BUTTE 1107 | 103081107 | OH | 12kV | 109.3057 | 103081107_OH |  |  | 100% | 100%
|  | UG | 12kV | 2.566 | BUTTE 1107 | 103081107 | UG | 12kV | 2.566 | 103081107_UG |  |  | 100% | 100%
CABRILLO 1103 | 183101103 | OH | 12kV | 102.7408 | CABRILLO 1103 | 183101103 | OH | 12kV | 102.7408 | 183101103_OH |  |  | 100% | 100%
|  | UG | 12kV | 8.2528 | CABRILLO 1103 | 183101103 | UG | 12kV | 8.2528 | 183101103_UG |  |  | 100% | 100%
CABRILLO 1104 | 183101104 | OH | 12kV | 77.0165 | CABRILLO 1104 | 183101104 | OH | 12kV | 77.0165 | 183101104_OH |  |  | 100% | 100%
|  | UG | 12kV | 5.7362 | CABRILLO 1104 | 183101104 | UG | 12kV | 5.7362 | 183101104_UG |  |  | 100% | 100%
CADET 1101 | 254821101 | OH | 12kV | 0.013727 | CADET 1101 | 254821101 | OH | 12kV | 0.013727 | 254821101_OH |  |  | 100% | 100%
CAL WATER 1101 | 255451101 | UG | 12kV | 0.064587 | CAL WATER 1101 | 255451101 | UG | 12kV | 0.064587 | 255451101_UG |  |  | 100% | 100%
CAL WATER 1102 | 255451102 | OH | 12kV | 26.3919 | CAL WATER 1102 | 255451102 | OH | 12kV | 26.3919 | 255451102_OH |  |  | 100% | 100%
|  | UG | 12kV | 38.8931 | CAL WATER 1102 | 255451102 | UG | 12kV | 38.8931 | 255451102_UG |  |  | 100% | 100%
CAL WATER 1103 | 255451103 | OH | 12kV | 9.2516 | CAL WATER 1103 | 255451103 | OH | 12kV | 9.2516 | 255451103_OH |  |  | 100% | 100%
|  | UG | 12kV | 25.5025 | CAL WATER 1103 | 255451103 | UG | 12kV | 25.5025 | 255451103_UG |  |  | 100% | 100%
CALAVERAS CEMENT 1101 | 162211101 | OH | 12kV | 210.1527 | CALAVERAS CEMENT 1101 | 162211101 | OH | 12kV | 210.1527 | 162211101_OH |  | X | 86.15% | 86.15%
|  |  | 17kV | 33.777 | CALAVERAS CEMENT 1101 | 162211101 | OH | 17kV | 33.777 | 162211101_OH | DIFF VOLT | X | 13.85% | 86.15%
|  | UG | 12kV | 12.3075 | CALAVERAS CEMENT 1101 | 162211101 | UG | 12kV | 12.3075 | 162211101_UG |  | X | 99.37% | 99.37%
|  |  | 17kV | 0.07741 | CALAVERAS CEMENT 1101 | 162211101 | UG | 17kV | 0.07741 | 162211101_UG | DIFF VOLT | X | 0.625% | 99.37%
CALFLAX 1101 | 253441101 | OH | 12kV | 27.4193 | CALFLAX 1101 | 253441101 | OH | 12kV | 27.4193 | 253441101_OH |  |  | 100% | 100%
|  | UG | 12kV | 0.37346 | CALFLAX 1101 | 253441101 | UG | 12kV | 0.37346 | 253441101_UG |  |  | 100% | 100%
CALFLAX 1102 | 253441102 | OH | 12kV | 20.413 | CALFLAX 1102 | 253441102 | OH | 12kV | 20.413 | 253441102_OH |  |  | 100% | 100%
|  | UG | 12kV | 0.16748 | CALFLAX 1102 | 253441102 | UG | 12kV | 0.16748 | 253441102_UG |  |  | 100% | 100%
CALFLAX 1103 | 253441103 | OH | 12kV | 29.2665 | CALFLAX 1103 | 253441103 | OH | 12kV | 29.2665 | 253441103_OH |  |  | 100% | 100%
|  | UG | 12kV | 0.36649 | CALFLAX 1103 | 253441103 | UG | 12kV | 0.36649 | 253441103_UG |  |  | 100% | 100%
CALFLAX 1104 | 253441104 | OH | 12kV | 18.598 | CALFLAX 1104 | 253441104 | OH | 12kV | 18.598 | 253441104_OH |  |  | 100% | 100%
|  | UG | 12kV | 0.033836 | CALFLAX 1104 | 253441104 | UG | 12kV | 0.033836 | 253441104_UG |  |  | 100% | 100%
CALIFORNIA AVE 1102 | 252281102 | OH | 12kV | 11.3859 | CALIFORNIA AVE 1102 | 252281102 | OH | 12kV | 11.3859 | 252281102_OH |  |  | 100% | 100%
|  | UG | 12kV | 4.8721 | CALIFORNIA AVE 1102 | 252281102 | UG | 12kV | 4.8721 | 252281102_UG |  |  | 100% | 100%
CALIFORNIA AVE 1103 | 252281103 | OH | 12kV | 7.9984 | CALIFORNIA AVE 1103 | 252281103 | OH | 12kV | 7.9984 | 252281103_OH |  |  | 100% | 100%
|  | UG | 12kV | 1.0662 | CALIFORNIA AVE 1103 | 252281103 | UG | 12kV | 1.0662 | 252281103_UG |  |  | 100% | 100%
CALIFORNIA AVE 1104 | 252281104 | OH | 12kV | 3.5748 | CALIFORNIA AVE 1104 | 252281104 | OH | 12kV | 3.5748 | 252281104_OH |  |  | 100% | 100%
|  | UG | 12kV | 0.17923 | CALIFORNIA AVE 1104 | 252281104 | UG | 12kV | 0.17923 | 252281104_UG |  |  | 100% | 100%
CALIFORNIA AVE 1106 | 252281106 | OH | 12kV | 11.0486 | CALIFORNIA AVE 1106 | 252281106 | OH | 12kV | 11.0486 | 252281106_OH |  |  | 100% | 100%
|  | UG | 12kV | 16.884 | CALIFORNIA AVE 1106 | 252281106 | UG | 12kV | 16.884 | 252281106_UG |  |  | 100% | 100%
CALIFORNIA AVE 1108 | 252281108 | OH | 12kV | 9.6232 | CALIFORNIA AVE 1108 | 252281108 | OH | 12kV | 9.6232 | 252281108_OH |  |  | 100% | 100%
|  | UG | 12kV | 3.6186 | CALIFORNIA AVE 1108 | 252281108 | UG | 12kV | 3.6186 | 252281108_UG |  |  | 100% | 100%
CALIFORNIA AVE 1110 | 252281110 | OH | 12kV | 11.356 | CALIFORNIA AVE 1110 | 252281110 | OH | 12kV | 11.356 | 252281110_OH |  |  | 100% | 100%
|  | UG | 12kV | 1.7439 | CALIFORNIA AVE 1110 | 252281110 | UG | 12kV | 1.7439 | 252281110_UG |  |  | 100% | 100%
CALIFORNIA AVE 1111 | 252281111 | OH | 12kV | 7.2613 | CALIFORNIA AVE 1111 | 252281111 | OH | 12kV | 7.2613 | 252281111_OH |  |  | 100% | 100%
|  | UG | 12kV | 2.6633 | CALIFORNIA AVE 1111 | 252281111 | UG | 12kV | 2.6633 | 252281111_UG |  |  | 100% | 100%
CALIFORNIA AVE 1112 | 252281112 | OH | 12kV | 4.9255 | CALIFORNIA AVE 1112 | 252281112 | OH | 12kV | 4.9255 | 252281112_OH |  |  | 100% | 100%
|  | UG | 12kV | 4.2619 | CALIFORNIA AVE 1112 | 252281112 | UG | 12kV | 4.2619 | 252281112_UG |  |  | 100% | 100%
CALIFORNIA AVE 1113 | 252281113 | OH | 12kV | 5.0903 | CALIFORNIA AVE 1113 | 252281113 | OH | 12kV | 5.0903 | 252281113_OH |  |  | 100% | 100%
|  | UG | 12kV | 11.3879 | CALIFORNIA AVE 1113 | 252281113 | UG | 12kV | 11.3879 | 252281113_UG |  |  | 100% | 100%
CALIFORNIA AVE 1114 | 252281114 | OH | 12kV | 20.6716 | CALIFORNIA AVE 1114 | 252281114 | OH | 12kV | 20.6716 | 252281114_OH |  |  | 100% | 100%
|  | UG | 12kV | 2.3101 | CALIFORNIA AVE 1114 | 252281114 | UG | 12kV | 2.3101 | 252281114_UG |  |  | 100% | 100%
CALIFORNIA AVE 1116 | 252281116 | OH | 12kV | 9.3971 | CALIFORNIA AVE 1116 | 252281116 | OH | 12kV | 9.3971 | 252281116_OH |  |  | 100% | 100%
|  | UG | 12kV | 6.9093 | CALIFORNIA AVE 1116 | 252281116 | UG | 12kV | 6.9093 | 252281116_UG |  |  | 100% | 100%
CALIFORNIA AVE 1117 | 252281117 | OH | 12kV | 1.2702 | CALIFORNIA AVE 1117 | 252281117 | OH | 12kV | 1.2702 | 252281117_OH |  |  | 100% | 100%
|  | UG | 12kV | 3.2966 | CALIFORNIA AVE 1117 | 252281117 | UG | 12kV | 3.2966 | 252281117_UG |  |  | 100% | 100%
CALISTOGA 1101 | 042711101 | OH | 12kV | 117.1598 | CALISTOGA 1101 | 042711101 | OH | 12kV | 117.1598 | 042711101_OH |  |  | 100% | 100%
|  | UG | 12kV | 10.5531 | CALISTOGA 1101 | 042711101 | UG | 12kV | 10.5531 | 042711101_UG |  |  | 100% | 100%
CALISTOGA 1102 | 042711102 | OH | 12kV | 45.9009 | CALISTOGA 1102 | 042711102 | OH | 12kV | 45.9009 | 042711102_OH |  |  | 100% | 100%
|  | UG | 12kV | 9.3176 | CALISTOGA 1102 | 042711102 | UG | 12kV | 9.3176 | 042711102_UG |  | X | 99.93% | 99.93%
|  |  | 4.16kV | 0.0065506 | CALISTOGA 1102 | 042711102 | UG | 4.16kV | 0.0065506 | 042711102_UG | DIFF VOLT | X | 0.07025% | 99.93%
CALPELLA 1101 | 043411101 | OH | 12kV | 101.4605 | CALPELLA 1101 | 043411101 | OH | 12kV | 101.4605 | 043411101_OH |  |  | 100% | 100%
|  | UG | 12kV | 4.0645 | CALPELLA 1101 | 043411101 | UG | 12kV | 4.0645 | 043411101_UG |  |  | 100% | 100%
CALPELLA 1102 | 043411102 | OH | 12kV | 26.2178 | CALPELLA 1102 | 043411102 | OH | 12kV | 26.2178 | 043411102_OH |  |  | 100% | 100%
|  | UG | 12kV | 4.8617 | CALPELLA 1102 | 043411102 | UG | 12kV | 4.8617 | 043411102_UG |  |  | 100% | 100%
CALPINE 1144 | 048011144 | OH | 21kV | 30.4052 | CALPINE 1144 | 048011144 | OH | 21kV | 30.4052 | 048011144_OH |  |  | 100% | 100%
|  | UG | 21kV | 0.55711 | CALPINE 1144 | 048011144 | UG | 21kV | 0.55711 | 048011144_UG |  |  | 100% | 100%
CALPINE 1146 | 048011146 | OH | 12kV | 0.18151 | CALPINE 1146 | 048011146 | OH | 12kV | 0.18151 | 048011146_OH |  | X | 3.18% | 96.82%
|  |  | 21kV | 5.527 | CALPINE 1146 | 048011146 | OH | 21kV | 5.527 | 048011146_OH | DIFF VOLT | X | 96.82% | 96.82%
|  | UG | 12kV | 0.054164 | CALPINE 1146 | 048011146 | UG | 12kV | 0.054164 | 048011146_UG |  | X | 24.34% | 75.66% | FLAG
|  |  | 21kV | 0.16836 | CALPINE 1146 | 048011146 | UG | 21kV | 0.16836 | 048011146_UG | DIFF VOLT | X | 75.66% | 75.66% | FLAG
CAMBRIA 1101 | 182771101 | OH | 12kV | 31.0978 | CAMBRIA 1101 | 182771101 | OH | 12kV | 31.0978 | 182771101_OH |  | X | 99.94% | 99.94%
|  |  | 2.4kV | 0.019783 | CAMBRIA 1101 | 182771101 | OH | 2.4kV | 0.019783 | 182771101_OH | DIFF VOLT | X | 0.06357% | 99.94%
|  | UG | 12kV | 3.9041 | CAMBRIA 1101 | 182771101 | UG | 12kV | 3.9041 | 182771101_UG |  |  | 100% | 100%
CAMBRIA 1102 | 182771102 | OH | 12kV | 26.868 | CAMBRIA 1102 | 182771102 | OH | 12kV | 26.868 | 182771102_OH |  |  | 100% | 100%
|  | UG | 12kV | 7.2483 | CAMBRIA 1102 | 182771102 | UG | 12kV | 7.2483 | 182771102_UG |  |  | 100% | 100%
CAMDEN 1102 | 252301102 | OH | 12kV | 62.8325 | CAMDEN 1102 | 252301102 | OH | 12kV | 62.8325 | 252301102_OH |  |  | 100% | 100%
|  | UG | 12kV | 3.9475 | CAMDEN 1102 | 252301102 | UG | 12kV | 3.9475 | 252301102_UG |  |  | 100% | 100%
CAMDEN 1103 | 252301103 | OH | 12kV | 133.5543 | CAMDEN 1103 | 252301103 | OH | 12kV | 133.5543 | 252301103_OH |  |  | 100% | 100%
|  | UG | 12kV | 1.0792 | CAMDEN 1103 | 252301103 | UG | 12kV | 1.0792 | 252301103_UG |  |  | 100% | 100%
CAMDEN 1104 | 252301104 | OH | 12kV | 67.2137 | CAMDEN 1104 | 252301104 | OH | 12kV | 67.2137 | 252301104_OH |  |  | 100% | 100%
|  | UG | 12kV | 0.54353 | CAMDEN 1104 | 252301104 | UG | 12kV | 0.54353 | 252301104_UG |  |  | 100% | 100%
CAMDEN 1105 | 252301105 | OH | 12kV | 53.626 | CAMDEN 1105 | 252301105 | OH | 12kV | 53.626 | 252301105_OH |  |  | 100% | 100%
|  | UG | 12kV | 1.0328 | CAMDEN 1105 | 252301105 | UG | 12kV | 1.0328 | 252301105_UG |  |  | 100% | 100%
CAMP EVERS 2103 | 083622103 | OH | 21kV | 59.6645 | CAMP EVERS 2103 | 083622103 | OH | 21kV | 59.6645 | 083622103_OH |  |  | 100% | 100%
|  | UG | 21kV | 9.3029 | CAMP EVERS 2103 | 083622103 | UG | 21kV | 9.3029 | 083622103_UG |  |  | 100% | 100%
CAMP EVERS 2104 | 083622104 | OH | 21kV | 36.477 | CAMP EVERS 2104 | 083622104 | OH | 21kV | 36.477 | 083622104_OH |  |  | 100% | 100%
|  | UG | 21kV | 18.2548 | CAMP EVERS 2104 | 083622104 | UG | 21kV | 18.2548 | 083622104_UG |  |  | 100% | 100%
CAMP EVERS 2105 | 083622105 | OH | 21kV | 80.1812 | CAMP EVERS 2105 | 083622105 | OH | 21kV | 80.1812 | 083622105_OH |  | X | 88.35% | 88.35%
|  |  | 4.16kV | 10.5767 | CAMP EVERS 2105 | 083622105 | OH | 4.16kV | 10.5767 | 083622105_OH | DIFF VOLT | X | 11.65% | 88.35%
|  | UG | 21kV | 3.3879 | CAMP EVERS 2105 | 083622105 | UG | 21kV | 3.3879 | 083622105_UG |  | X | 99.61% | 99.61%
|  |  | 4.16kV | 0.013098 | CAMP EVERS 2105 | 083622105 | UG | 4.16kV | 0.013098 | 083622105_UG | DIFF VOLT | X | 0.3851% | 99.61%
CAMP EVERS 2106 | 083622106 | OH | 12kV | 25.0845 | CAMP EVERS 2106 | 083622106 | OH | 12kV | 25.0845 | 083622106_OH |  | X | 18.27% | 81.73%
|  |  | 21kV | 112.1815 | CAMP EVERS 2106 | 083622106 | OH | 21kV | 112.1815 | 083622106_OH | DIFF VOLT | X | 81.73% | 81.73%
|  | UG | 12kV | 2.7262 | CAMP EVERS 2106 | 083622106 | UG | 12kV | 2.7262 | 083622106_UG |  | X | 13.93% | 86.05%
|  |  | 21kV | 16.8428 | CAMP EVERS 2106 | 083622106 | UG | 21kV | 16.8428 | 083622106_UG | DIFF VOLT | X | 86.05% | 86.05%
|  |  | 4.16kV | 0.003281 | CAMP EVERS 2106 | 083622106 | UG | 4.16kV | 0.003281 | 083622106_UG | DIFF VOLT | X | 0.01676% | 86.05%
CAMPHORA 0401 | 182070401 | OH | 4.16kV | 0.45024 | CAMPHORA 0401 | 182070401 | OH | 4.16kV | 0.45024 | 182070401_OH |  |  | 100% | 100%
|  | UG | 4.16kV | 0.016638 | CAMPHORA 0401 | 182070401 | UG | 4.16kV | 0.016638 | 182070401_UG |  |  | 100% | 100%
CAMPHORA 1101 | 182071101 | OH | 12kV | 58.3037 | CAMPHORA 1101 | 182071101 | OH | 12kV | 58.3037 | 182071101_OH |  |  | 100% | 100%
|  | UG | 12kV | 2.0087 | CAMPHORA 1101 | 182071101 | UG | 12kV | 2.0087 | 182071101_UG |  |  | 100% | 100%
CANAL 1101 | 252091101 | OH | 12kV | 69.1409 | CANAL 1101 | 252091101 | OH | 12kV | 69.1409 | 252091101_OH |  |  | 100% | 100%
|  | UG | 12kV | 19.9642 | CANAL 1101 | 252091101 | UG | 12kV | 19.9642 | 252091101_UG |  |  | 100% | 100%
CANAL 1102 | 252091102 | OH | 12kV | 17.1277 | CANAL 1102 | 252091102 | OH | 12kV | 17.1277 | 252091102_OH |  |  | 100% | 100%
|  | UG | 12kV | 13.1263 | CANAL 1102 | 252091102 | UG | 12kV | 13.1263 | 252091102_UG |  |  | 100% | 100%
CANAL 1103 | 252091103 | OH | 12kV | 55.3722 | CANAL 1103 | 252091103 | OH | 12kV | 55.3722 | 252091103_OH |  |  | 100% | 100%
|  | UG | 12kV | 24.385 | CANAL 1103 | 252091103 | UG | 12kV | 24.385 | 252091103_UG |  |  | 100% | 100%
CANAL 1104 | 252091104 | OH | 12kV | 13.0135 | CANAL 1104 | 252091104 | OH | 12kV | 13.0135 | 252091104_OH |  |  | 100% | 100%
|  | UG | 12kV | 3.4948 | CANAL 1104 | 252091104 | UG | 12kV | 3.4948 | 252091104_UG |  |  | 100% | 100%
CANAL 1105 | 252091105 | OH | 12kV | 6.6656 | CANAL 1105 | 252091105 | OH | 12kV | 6.6656 | 252091105_OH |  |  | 100% | 100%
|  | UG | 12kV | 7.1737 | CANAL 1105 | 252091105 | UG | 12kV | 7.1737 | 252091105_UG |  |  | 100% | 100%
CANAL 1106 | 252091106 | OH | 12kV | 7.6356 | CANAL 1106 | 252091106 | OH | 12kV | 7.6356 | 252091106_OH |  |  | 100% | 100%
|  | UG | 12kV | 11.7494 | CANAL 1106 | 252091106 | UG | 12kV | 11.7494 | 252091106_UG |  |  | 100% | 100%
CANTUA 1101 | 253591101 | OH | 12kV | 23.7955 | CANTUA 1101 | 253591101 | OH | 12kV | 23.7955 | 253591101_OH |  |  | 100% | 100%
|  | UG | 12kV | 0.61646 | CANTUA 1101 | 253591101 | UG | 12kV | 0.61646 | 253591101_UG |  |  | 100% | 100%
CANTUA 1102 | 253591102 | OH | 12kV | 43.6278 | CANTUA 1102 | 253591102 | OH | 12kV | 43.6278 | 253591102_OH |  |  | 100% | 100%
|  | UG | 12kV | 0.27396 | CANTUA 1102 | 253591102 | UG | 12kV | 0.27396 | 253591102_UG |  |  | 100% | 100%
CANTUA 1103 | 253591103 | OH | 12kV | 35.8609 | CANTUA 1103 | 253591103 | OH | 12kV | 35.8609 | 253591103_OH |  |  | 100% | 100%
|  | UG | 12kV | 0.35081 | CANTUA 1103 | 253591103 | UG | 12kV | 0.35081 | 253591103_UG |  |  | 100% | 100%
CANTUA 1104 | 253591104 | OH | 12kV | 0.17433 | CANTUA 1104 | 253591104 | OH | 12kV | 0.17433 | 253591104_OH |  |  | 100% | 100%
|  | UG | 12kV | 0.012939 | CANTUA 1104 | 253591104 | UG | 12kV | 0.012939 | 253591104_UG |  |  | 100% | 100%
CANTUA 1105 | 253591105 | OH | 12kV | 15.1366 | CANTUA 1105 | 253591105 | OH | 12kV | 15.1366 | 253591105_OH |  |  | 100% | 100%
|  | UG | 12kV | 0.26961 | CANTUA 1105 | 253591105 | UG | 12kV | 0.26961 | 253591105_UG |  |  | 100% | 100%
CANTUA 1106 | 253591106 | OH | 12kV | 0.15927 | CANTUA 1106 | 253591106 | OH | 12kV | 0.15927 | 253591106_OH |  |  | 100% | 100%
|  | UG | 12kV | 0.041982 | CANTUA 1106 | 253591106 | UG | 12kV | 0.041982 | 253591106_UG |  |  | 100% | 100%
CAPAY 1101 | 102111101 | OH | 12kV | 56.7331 | CAPAY 1101 | 102111101 | OH | 12kV | 56.7331 | 102111101_OH |  |  | 100% | 100%
|  | UG | 12kV | 0.010484 | CAPAY 1101 | 102111101 | UG | 12kV | 0.010484 | 102111101_UG |  |  | 100% | 100%
CAPAY 1102 | 102111102 | OH | 12kV | 66.5488 | CAPAY 1102 | 102111102 | OH | 12kV | 66.5488 | 102111102_OH |  |  | 100% | 100%
|  | UG | 12kV | 0.85341 | CAPAY 1102 | 102111102 | UG | 12kV | 0.85341 | 102111102_UG |  |  | 100% | 100%
CARBONA 1101 | 163091101 | OH | 12kV | 40.5859 | CARBONA 1101 | 163091101 | OH | 12kV | 40.5859 | 163091101_OH |  |  | 100% | 100%
|  | UG | 12kV | 32.7017 | CARBONA 1101 | 163091101 | UG | 12kV | 32.7017 | 163091101_UG |  |  | 100% | 100%
CARBONA 1102 | 163091102 | OH | 12kV | 1.9333 | CARBONA 1102 | 163091102 | OH | 12kV | 1.9333 | 163091102_OH |  |  | 100% | 100%
|  | UG | 12kV | 12.337 | CARBONA 1102 | 163091102 | UG | 12kV | 12.337 | 163091102_UG |  |  | 100% | 100%
CARBONA 1103 | 163091103 | OH | 12kV | 4.5803 | CARBONA 1103 | 163091103 | OH | 12kV | 4.5803 | 163091103_OH |  |  | 100% | 100%
|  | UG | 12kV | 19.031 | CARBONA 1103 | 163091103 | UG | 12kV | 19.031 | 163091103_UG |  |  | 100% | 100%
CARBONA 1104 | 163091104 | OH | 12kV | 44.3177 | CARBONA 1104 | 163091104 | OH | 12kV | 44.3177 | 163091104_OH |  |  | 100% | 100%
|  | UG | 12kV | 9.282 | CARBONA 1104 | 163091104 | UG | 12kV | 9.282 | 163091104_UG |  |  | 100% | 100%
CARLOTTA 1121 | 192291121 | OH | 12kV | 48.3287 | CARLOTTA 1121 | 192291121 | OH | 12kV | 48.3287 | 192291121_OH |  |  | 100% | 100%
|  | UG | 12kV | 1.9826 | CARLOTTA 1121 | 192291121 | UG | 12kV | 1.9826 | 192291121_UG |  |  | 100% | 100%
CARNATION 2101 | 255282101 | OH | 21kV | 0.0052642 | CARNATION 2101 | 255282101 | OH | 21kV | 0.0052642 | 255282101_OH |  |  | 100% | 100%
CARNERAS 1102 | 252321102 | OH | 12kV | 16.806 | CARNERAS 1102 | 252321102 | OH | 12kV | 16.806 | 252321102_OH |  |  | 100% | 100%
CARNERAS 1103 | 252321103 | OH | 12kV | 42.4179 | CARNERAS 1103 | 252321103 | OH | 12kV | 42.4179 | 252321103_OH |  |  | 100% | 100%
|  | UG | 12kV | 0.053137 | CARNERAS 1103 | 252321103 | UG | 12kV | 0.053137 | 252321103_UG |  |  | 100% | 100%
CAROLANDS 0401 | 024060401 | OH | 4.16kV | 4.4829 | CAROLANDS 0401 | 024060401 | OH | 4.16kV | 4.4829 | 024060401_OH |  |  | 100% | 100%
|  | UG | 4.16kV | 11.1748 | CAROLANDS 0401 | 024060401 | UG | 4.16kV | 11.1748 | 024060401_UG |  |  | 100% | 100%
CAROLANDS 0402 | 024060402 | OH | 4.16kV | 0.033498 | CAROLANDS 0402 | 024060402 | OH | 4.16kV | 0.033498 | 024060402_OH |  |  | 100% | 100%
|  | UG | 4.16kV | 0.17767 | CAROLANDS 0402 | 024060402 | UG | 4.16kV | 0.17767 | 024060402_UG |  |  | 100% | 100%
CAROLANDS 0403 | 024060403 | OH | 4.16kV | 13.3466 | CAROLANDS 0403 | 024060403 | OH | 4.16kV | 13.3466 | 024060403_OH |  |  | 100% | 100%
|  | UG | 4.16kV | 2.7194 | CAROLANDS 0403 | 024060403 | UG | 4.16kV | 2.7194 | 024060403_UG |  |  | 100% | 100%
CAROLANDS 0404 | 024060404 | OH | 4.16kV | 10.2518 | CAROLANDS 0404 | 024060404 | OH | 4.16kV | 10.2518 | 024060404_OH |  |  | 100% | 100%
|  | UG | 4.16kV | 6.7382 | CAROLANDS 0404 | 024060404 | UG | 4.16kV | 6.7382 | 024060404_UG |  |  | 100% | 100%
CARQUINEZ 1103 | 043281103 | OH | 12kV | 14.7035 | CARQUINEZ 1103 | 043281103 | OH | 12kV | 14.7035 | 043281103_OH |  |  | 100% | 100%
|  | UG | 12kV | 13.7009 | CARQUINEZ 1103 | 043281103 | UG | 12kV | 13.7009 | 043281103_UG |  |  | 100% | 100%
CARQUINEZ 1104 | 043281104 | OH | 12kV | 0.38068 | CARQUINEZ 1104 | 043281104 | OH | 12kV | 0.38068 | 043281104_OH |  |  | 100% | 100%
|  | UG | 12kV | 0.84241 | CARQUINEZ 1104 | 043281104 | UG | 12kV | 0.84241 | 043281104_UG |  |  | 100% | 100%
CARQUINEZ 1105 | 043281105 | OH | 12kV | 5.7384 | CARQUINEZ 1105 | 043281105 | OH | 12kV | 5.7384 | 043281105_OH |  |  | 100% | 100%
|  | UG | 12kV | 8.5073 | CARQUINEZ 1105 | 043281105 | UG | 12kV | 8.5073 | 043281105_UG |  |  | 100% | 100%
CARRIZO PLAINS 1101 | 253461101 | OH | 12kV | 106.2765 | CARRIZO PLAINS 1101 | 253461101 | OH | 12kV | 106.2765 | 253461101_OH |  |  | 100% | 100%
|  | UG | 12kV | 0.54313 | CARRIZO PLAINS 1101 | 253461101 | UG | 12kV | 0.54313 | 253461101_UG |  |  | 100% | 100%
CARUTHERS 1101 | 252371101 | OH | 12kV | 81.9288 | CARUTHERS 1101 | 252371101 | OH | 12kV | 81.9288 | 252371101_OH |  |  | 100% | 100%
|  | UG | 12kV | 0.75185 | CARUTHERS 1101 | 252371101 | UG | 12kV | 0.75185 | 252371101_UG |  |  | 100% | 100%
CARUTHERS 1102 | 252371102 | OH | 12kV | 62.317 | CARUTHERS 1102 | 252371102 | OH | 12kV | 62.317 | 252371102_OH |  |  | 100% | 100%
|  | UG | 12kV | 3.65 | CARUTHERS 1102 | 252371102 | UG | 12kV | 3.65 | 252371102_UG |  |  | 100% | 100%
CARUTHERS 1104 | 252371104 | OH | 12kV | 82.7261 | CARUTHERS 1104 | 252371104 | OH | 12kV | 82.7261 | 252371104_OH |  |  | 100% | 100%
|  | UG | 12kV | 0.60903 | CARUTHERS 1104 | 252371104 | UG | 12kV | 0.60903 | 252371104_UG |  |  | 100% | 100%
CARUTHERS 1105 | 252371105 | OH | 12kV | 56.7498 | CARUTHERS 1105 | 252371105 | OH | 12kV | 56.7498 | 252371105_OH |  |  | 100% | 100%
|  | UG | 12kV | 0.10135 | CARUTHERS 1105 | 252371105 | UG | 12kV | 0.10135 | 252371105_UG |  |  | 100% | 100%
CASSERLY 0401 | 083110401 | OH | 4.16kV | 3.0709 | CASSERLY 0401 | 083110401 | OH | 4.16kV | 3.0709 | 083110401_OH |  |  | 100% | 100%
|  | UG | 4.16kV | 0.014677 | CASSERLY 0401 | 083110401 | UG | 4.16kV | 0.014677 | 083110401_UG |  |  | 100% | 100%
CASSIDY 2107 | 254272107 | OH | 12kV | 66.9102 | CASSIDY 2107 | 254272107 | OH | 12kV | 66.9102 | 254272107_OH |  |  | 100% | 100%
|  | UG | 12kV | 0.6283 | CASSIDY 2107 | 254272107 | UG | 12kV | 0.6283 | 254272107_UG |  | X | 97.58% | 97.58%
|  |  | 21kV | 0.01556 | CASSIDY 2107 | 254272107 | UG | 21kV | 0.01556 | 254272107_UG | DIFF VOLT | X | 2.417% | 97.58%
CASSIDY 2108 | 254272108 | OH | 12kV | 36.9158 | CASSIDY 2108 | 254272108 | OH | 12kV | 36.9158 | 254272108_OH |  | X | 82.21% | 82.21%
|  |  | 21kV | 7.9866 | CASSIDY 2108 | 254272108 | OH | 21kV | 7.9866 | 254272108_OH | DIFF VOLT | X | 17.79% | 82.21%
|  | UG | 12kV | 5.0282 | CASSIDY 2108 | 254272108 | UG | 12kV | 5.0282 | 254272108_UG |  | X | 15.88% | 84.12%
|  |  | 21kV | 26.6423 | CASSIDY 2108 | 254272108 | UG | 21kV | 26.6423 | 254272108_UG | DIFF VOLT | X | 84.12% | 84.12%
CASTRO 0401 | 022480401 | OH | 4.16kV | 2.9253 | CASTRO 0401 | 022480401 | OH | 4.16kV | 2.9253 | 022480401_OH |  |  | 100% | 100%
|  | UG | 4.16kV | 0.074451 | CASTRO 0401 | 022480401 | UG | 4.16kV | 0.074451 | 022480401_UG |  |  | 100% | 100%
CASTRO 0402 | 022480402 | OH | 4.16kV | 2.6213 | CASTRO 0402 | 022480402 | OH | 4.16kV | 2.6213 | 022480402_OH |  |  | 100% | 100%
|  | UG | 4.16kV | 1.779 | CASTRO 0402 | 022480402 | UG | 4.16kV | 1.779 | 022480402_UG |  |  | 100% | 100%
CASTRO VALLEY 1102 | 014091102 | OH | 12kV | 22.049 | CASTRO VALLEY 1102 | 014091102 | OH | 12kV | 22.049 | 014091102_OH |  |  | 100% | 100%
|  | UG | 12kV | 19.2806 | CASTRO VALLEY 1102 | 014091102 | UG | 12kV | 19.2806 | 014091102_UG |  |  | 100% | 100%
CASTRO VALLEY 1103 | 014091103 | OH | 12kV | 15.651 | CASTRO VALLEY 1103 | 014091103 | OH | 12kV | 15.651 | 014091103_OH |  |  | 100% | 100%
|  | UG | 12kV | 9.6084 | CASTRO VALLEY 1103 | 014091103 | UG | 12kV | 9.6084 | 014091103_UG |  |  | 100% | 100%
CASTRO VALLEY 1104 | 014091104 | OH | 12kV | 7.3088 | CASTRO VALLEY 1104 | 014091104 | OH | 12kV | 7.3088 | 014091104_OH |  |  | 100% | 100%
|  | UG | 12kV | 11.4435 | CASTRO VALLEY 1104 | 014091104 | UG | 12kV | 11.4435 | 014091104_UG |  |  | 100% | 100%
CASTRO VALLEY 1105 | 014091105 | OH | 12kV | 27.8615 | CASTRO VALLEY 1105 | 014091105 | OH | 12kV | 27.8615 | 014091105_OH |  |  | 100% | 100%
|  | UG | 12kV | 3.6901 | CASTRO VALLEY 1105 | 014091105 | UG | 12kV | 3.6901 | 014091105_UG |  |  | 100% | 100%
CASTRO VALLEY 1107 | 014091107 | OH | 12kV | 16.0599 | CASTRO VALLEY 1107 | 014091107 | OH | 12kV | 16.0599 | 014091107_OH |  |  | 100% | 100%
|  | UG | 12kV | 6.7377 | CASTRO VALLEY 1107 | 014091107 | UG | 12kV | 6.7377 | 014091107_UG |  |  | 100% | 100%
CASTRO VALLEY 1108 | 014091108 | OH | 12kV | 41.0713 | CASTRO VALLEY 1108 | 014091108 | OH | 12kV | 41.0713 | 014091108_OH |  |  | 100% | 100%
|  | UG | 12kV | 14.1552 | CASTRO VALLEY 1108 | 014091108 | UG | 12kV | 14.1552 | 014091108_UG |  |  | 100% | 100%
CASTRO VALLEY 1109 | 014091109 | OH | 12kV | 3.9754 | CASTRO VALLEY 1109 | 014091109 | OH | 12kV | 3.9754 | 014091109_OH |  |  | 100% | 100%
|  | UG | 12kV | 10.4871 | CASTRO VALLEY 1109 | 014091109 | UG | 12kV | 10.4871 | 014091109_UG |  | X | 99.97% | 99.97%
|  |  | 4.16kV | 0.003153 | CASTRO VALLEY 1109 | 014091109 | UG | 4.16kV | 0.003153 | 014091109_UG | DIFF VOLT | X | 0.03006% | 99.97%
CASTRO VALLEY 1110 | 014091110 | OH | 12kV | 24.7586 | CASTRO VALLEY 1110 | 014091110 | OH | 12kV | 24.7586 | 014091110_OH |  |  | 100% | 100%
|  | UG | 12kV | 24.639 | CASTRO VALLEY 1110 | 014091110 | UG | 12kV | 24.639 | 014091110_UG |  |  | 100% | 100%
CASTRO VALLEY 1111 | 014091111 | OH | 12kV | 8.6109 | CASTRO VALLEY 1111 | 014091111 | OH | 12kV | 8.6109 | 014091111_OH |  |  | 100% | 100%
|  | UG | 12kV | 25.6655 | CASTRO VALLEY 1111 | 014091111 | UG | 12kV | 25.6655 | 014091111_UG |  |  | 100% | 100%
CASTROVILLE 2103 | 182352103 | OH | 12kV | 53.1894 | CASTROVILLE 2103 | 182352103 | OH | 12kV | 53.1894 | 182352103_OH |  | X | 65.08% | 65.08% | FLAG
|  |  | 21kV | 28.5381 | CASTROVILLE 2103 | 182352103 | OH | 21kV | 28.5381 | 182352103_OH | DIFF VOLT | X | 34.92% | 65.08% | FLAG
|  | UG | 12kV | 5.6421 | CASTROVILLE 2103 | 182352103 | UG | 12kV | 5.6421 | 182352103_UG |  | X | 55.83% | 55.83% | FLAG
|  |  | 21kV | 4.4569 | CASTROVILLE 2103 | 182352103 | UG | 21kV | 4.4569 | 182352103_UG | DIFF VOLT | X | 44.1% | 55.83% | FLAG
|  |  | 4.16kV | 0.0075758 | CASTROVILLE 2103 | 182352103 | UG | 4.16kV | 0.0075758 | 182352103_UG | DIFF VOLT | X | 0.07496% | 55.83% | FLAG
CASTROVILLE 2104 | 182352104 | OH | 12kV | 6.5989 | CASTROVILLE 2104 | 182352104 | OH | 12kV | 6.5989 | 182352104_OH |  | X | 13.07% | 86.93%
|  |  | 21kV | 43.8943 | CASTROVILLE 2104 | 182352104 | OH | 21kV | 43.8943 | 182352104_OH | DIFF VOLT | X | 86.93% | 86.93%
|  | UG | 12kV | 4.6414 | CASTROVILLE 2104 | 182352104 | UG | 12kV | 4.6414 | 182352104_UG |  | X | 50.7% | 50.7% | FLAG
|  |  | 21kV | 4.5137 | CASTROVILLE 2104 | 182352104 | UG | 21kV | 4.5137 | 182352104_UG | DIFF VOLT | X | 49.3% | 50.7% | FLAG
CATLETT 1101 | 153761101 | OH | 12kV | 0.025009 | CATLETT 1101 | 153761101 | OH | 12kV | 0.025009 | 153761101_OH |  |  | 100% | 100%
CATLETT 1102 | 153761102 | OH | 12kV | 83.4624 | CATLETT 1102 | 153761102 | OH | 12kV | 83.4624 | 153761102_OH |  |  | 100% | 100%
|  | UG | 12kV | 0.85936 | CATLETT 1102 | 153761102 | UG | 12kV | 0.85936 | 153761102_UG |  |  | 100% | 100%
CATLETT 1105 | 153761105 | OH | 12kV | 54.144 | CATLETT 1105 | 153761105 | OH | 12kV | 54.144 | 153761105_OH |  |  | 100% | 100%
|  | UG | 12kV | 1.8377 | CATLETT 1105 | 153761105 | UG | 12kV | 1.8377 | 153761105_UG |  |  | 100% | 100%
CAWELO B 1101 | 252621101 | OH | 12kV | 0.012916 | CAWELO B 1101 | 252621101 | OH | 12kV | 0.012916 | 252621101_OH |  |  | 100% | 100%
CAWELO C 1101 | 252631101 | OH | 4.16kV | 0.018465 | CAWELO C 1101 | 252631101 | OH | 4.16kV | 0.018465 | 252631101_OH |  |  | 100% | 100%
CAYETANO 2109 | 014422109 | OH | 21kV | 49.5685 | CAYETANO 2109 | 014422109 | OH | 21kV | 49.5685 | 014422109_OH |  |  | 100% | 100%
|  | UG | 21kV | 29.5778 | CAYETANO 2109 | 014422109 | UG | 21kV | 29.5778 | 014422109_UG |  |  | 100% | 100%
CAYETANO 2111 | 014422111 | OH | 21kV | 12.2328 | CAYETANO 2111 | 014422111 | OH | 21kV | 12.2328 | 014422111_OH |  |  | 100% | 100%
|  | UG | 21kV | 21.9359 | CAYETANO 2111 | 014422111 | UG | 21kV | 21.9359 | 014422111_UG |  |  | 100% | 100%
CAYUCOS 1101 | 182551101 | OH | 12kV | 46.0848 | CAYUCOS 1101 | 182551101 | OH | 12kV | 46.0848 | 182551101_OH |  |  | 100% | 100%
|  | UG | 12kV | 7.4358 | CAYUCOS 1101 | 182551101 | UG | 12kV | 7.4358 | 182551101_UG |  |  | 100% | 100%
CAYUCOS 1102 | 182551102 | OH | 12kV | 57.9146 | CAYUCOS 1102 | 182551102 | OH | 12kV | 57.9146 | 182551102_OH |  |  | 100% | 100%
|  | UG | 12kV | 3.4701 | CAYUCOS 1102 | 182551102 | UG | 12kV | 3.4701 | 182551102_UG |  |  | 100% | 100%
CEDAR CREEK 1101 | 103321101 | OH | 12kV | 110.1731 | CEDAR CREEK 1101 | 103321101 | OH | 12kV | 110.1731 | 103321101_OH |  |  | 100% | 100%
|  | UG | 12kV | 1.3626 | CEDAR CREEK 1101 | 103321101 | UG | 12kV | 1.3626 | 103321101_UG |  |  | 100% | 100%
CELERON 1101 | 255271101 | OH | 12kV | 0.11966 | CELERON 1101 | 255271101 | OH | 12kV | 0.11966 | 255271101_OH |  |  | 100% | 100%
CHALLENGE 1101 | 103201101 | OH | 12kV | 48.3852 | CHALLENGE 1101 | 103201101 | OH | 12kV | 48.3852 | 103201101_OH |  |  | 100% | 100%
|  | UG | 12kV | 0.64331 | CHALLENGE 1101 | 103201101 | UG | 12kV | 0.64331 | 103201101_UG |  |  | 100% | 100%
CHALLENGE 1102 | 103201102 | OH | 12kV | 63.0972 | CHALLENGE 1102 | 103201102 | OH | 12kV | 63.0972 | 103201102_OH |  |  | 100% | 100%
|  | UG | 12kV | 0.79872 | CHALLENGE 1102 | 103201102 | UG | 12kV | 0.79872 | 103201102_UG |  |  | 100% | 100%
CHANNEL 1101 | 163071101 | OH | 12kV | 9.8972 | CHANNEL 1101 | 163071101 | OH | 12kV | 9.8972 | 163071101_OH |  |  | 100% | 100%
|  | UG | 12kV | 1.3289 | CHANNEL 1101 | 163071101 | UG | 12kV | 1.3289 | 163071101_UG |  |  | 100% | 100%
CHANNEL 1102 | 163071102 | OH | 12kV | 8.3754 | CHANNEL 1102 | 163071102 | OH | 12kV | 8.3754 | 163071102_OH |  |  | 100% | 100%
|  | UG | 12kV | 2.9651 | CHANNEL 1102 | 163071102 | UG | 12kV | 2.9651 | 163071102_UG |  |  | 100% | 100%
CHARCA 1102 | 254501102 | OH | 12kV | 48.8348 | CHARCA 1102 | 254501102 | OH | 12kV | 48.8348 | 254501102_OH |  | X | 99.98% | 99.98%
|  |  | (empty) | 0.0087239 | CHARCA 1102 | 254501102 | OH | (blank) | 0.0087239 | 254501102_OH | DIFF VOLT | X | 0.01786% | 99.98%
|  | UG | 12kV | 1.2685 | CHARCA 1102 | 254501102 | UG | 12kV | 1.2685 | 254501102_UG |  | X | 99.36% | 99.36%
|  |  | (empty) | 0.0081647 | CHARCA 1102 | 254501102 | UG | (blank) | 0.0081647 | 254501102_UG | DIFF VOLT | X | 0.6395% | 99.36%
CHARCA 1103 | 254501103 | OH | 12kV | 41.91 | CHARCA 1103 | 254501103 | OH | 12kV | 41.91 | 254501103_OH |  |  | 100% | 100%
|  | UG | 12kV | 0.2586 | CHARCA 1103 | 254501103 | UG | 12kV | 0.2586 | 254501103_UG |  |  | 100% | 100%
CHARCA 1106 | 254501106 | OH | 12kV | 18.9718 | CHARCA 1106 | 254501106 | OH | 12kV | 18.9718 | 254501106_OH |  |  | 100% | 100%
|  | UG | 12kV | 11.9261 | CHARCA 1106 | 254501106 | UG | 12kV | 11.9261 | 254501106_UG |  |  | 100% | 100%
CHEROKEE 1101 | 163651101 | OH | 12kV | 19.8981 | CHEROKEE 1101 | 163651101 | OH | 12kV | 19.8981 | 163651101_OH |  |  | 100% | 100%
|  | UG | 12kV | 7.5062 | CHEROKEE 1101 | 163651101 | UG | 12kV | 7.5062 | 163651101_UG |  |  | 100% | 100%
CHEROKEE 1102 | 163651102 | OH | 12kV | 36.2903 | CHEROKEE 1102 | 163651102 | OH | 12kV | 36.2903 | 163651102_OH |  |  | 100% | 100%
|  | UG | 12kV | 3.0097 | CHEROKEE 1102 | 163651102 | UG | 12kV | 3.0097 | 163651102_UG |  |  | 100% | 100%
CHESTER 1101 | 103181101 | OH | 12kV | 8.1639 | CHESTER 1101 | 103181101 | OH | 12kV | 8.1639 | 103181101_OH |  |  | 100% | 100%
|  | UG | 12kV | 3.2141 | CHESTER 1101 | 103181101 | UG | 12kV | 3.2141 | 103181101_UG |  |  | 100% | 100%
CHESTER 1102 | 103181102 | OH | 12kV | 5.3837 | CHESTER 1102 | 103181102 | OH | 12kV | 5.3837 | 103181102_OH |  |  | 100% | 100%
|  | UG | 12kV | 7.3478 | CHESTER 1102 | 103181102 | UG | 12kV | 7.3478 | 103181102_UG |  | X | 31.05% | 68.95% | FLAG
|  |  | 21kV | 16.315 | CHESTER 1102 | 103181102 | UG | 21kV | 16.315 | 103181102_UG | DIFF VOLT | X | 68.95% | 68.95% | FLAG
CHICO A 0401 | 102050401 | OH | 4.16kV | 2.1977 | CHICO A 0401 | 102050401 | OH | 4.16kV | 2.1977 | 102050401_OH |  |  | 100% | 100%
|  | UG | 4.16kV | 0.046587 | CHICO A 0401 | 102050401 | UG | 4.16kV | 0.046587 | 102050401_UG |  |  | 100% | 100%
CHICO A 0402 | 102050402 | OH | 4.16kV | 5.6528 | CHICO A 0402 | 102050402 | OH | 4.16kV | 5.6528 | 102050402_OH |  |  | 100% | 100%
|  | UG | 4.16kV | 0.14166 | CHICO A 0402 | 102050402 | UG | 4.16kV | 0.14166 | 102050402_UG |  |  | 100% | 100%
CHICO A 1101 | 102051101 | OH | 12kV | 8.0962 | CHICO A 1101 | 102051101 | OH | 12kV | 8.0962 | 102051101_OH |  |  | 100% | 100%
|  | UG | 12kV | 0.51139 | CHICO A 1101 | 102051101 | UG | 12kV | 0.51139 | 102051101_UG |  |  | 100% | 100%
CHICO A 1102 | 102051102 | OH | 12kV | 7.1081 | CHICO A 1102 | 102051102 | OH | 12kV | 7.1081 | 102051102_OH |  | X | 71.15% | 71.15% | FLAG
|  |  | 4.16kV | 2.8818 | CHICO A 1102 | 102051102 | OH | 4.16kV | 2.8818 | 102051102_OH | DIFF VOLT | X | 28.85% | 71.15% | FLAG
|  | UG | 12kV | 6.1648 | CHICO A 1102 | 102051102 | UG | 12kV | 6.1648 | 102051102_UG |  | X | 81.64% | 81.64%
|  |  | 4.16kV | 1.3865 | CHICO A 1102 | 102051102 | UG | 4.16kV | 1.3865 | 102051102_UG | DIFF VOLT | X | 18.36% | 81.64%
CHICO A 1103 | 102051103 | OH | 12kV | 4.8664 | CHICO A 1103 | 102051103 | OH | 12kV | 4.8664 | 102051103_OH |  |  | 100% | 100%
|  | UG | 12kV | 1.8722 | CHICO A 1103 | 102051103 | UG | 12kV | 1.8722 | 102051103_UG |  |  | 100% | 100%
CHICO B 1101 | 102491101 | OH | 12kV | 4.8857 | CHICO B 1101 | 102491101 | OH | 12kV | 4.8857 | 102491101_OH |  |  | 100% | 100%
|  | UG | 12kV | 7.7518 | CHICO B 1101 | 102491101 | UG | 12kV | 7.7518 | 102491101_UG |  |  | 100% | 100%
CHICO B 1102 | 102491102 | UG | 12kV | 0.45349 | CHICO B 1102 | 102491102 | UG | 12kV | 0.45349 | 102491102_UG |  |  | 100% | 100%
CHICO B 1103 | 102491103 | OH | 12kV | 7.8912 | CHICO B 1103 | 102491103 | OH | 12kV | 7.8912 | 102491103_OH |  |  | 100% | 100%
|  | UG | 12kV | 8.6445 | CHICO B 1103 | 102491103 | UG | 12kV | 8.6445 | 102491103_UG |  |  | 100% | 100%
CHICO B 1105 | 102491105 | OH | 12kV | 10.9233 | CHICO B 1105 | 102491105 | OH | 12kV | 10.9233 | 102491105_OH |  |  | 100% | 100%
|  | UG | 12kV | 3.1529 | CHICO B 1105 | 102491105 | UG | 12kV | 3.1529 | 102491105_UG |  |  | 100% | 100%
CHICO B 1106 | 102491106 | OH | 12kV | 1.9956 | CHICO B 1106 | 102491106 | OH | 12kV | 1.9956 | 102491106_OH |  |  | 100% | 100%
|  | UG | 12kV | 2.7694 | CHICO B 1106 | 102491106 | UG | 12kV | 2.7694 | 102491106_UG |  |  | 100% | 100%
CHICO C 0401 | 102650401 | OH | 4.16kV | 2.7739 | CHICO C 0401 | 102650401 | OH | 4.16kV | 2.7739 | 102650401_OH |  |  | 100% | 100%
|  | UG | 4.16kV | 0.0078519 | CHICO C 0401 | 102650401 | UG | 4.16kV | 0.0078519 | 102650401_UG |  |  | 100% | 100%
CHOLAME 1101 | 182561101 | OH | 12kV | 97.2031 | CHOLAME 1101 | 182561101 | OH | 12kV | 97.2031 | 182561101_OH |  |  | 100% | 100%
|  | UG | 12kV | 4.7952 | CHOLAME 1101 | 182561101 | UG | 12kV | 4.7952 | 182561101_UG |  |  | 100% | 100%
CHOLAME 2102 | 182562102 | OH | 12kV | 119.1975 | CHOLAME 2102 | 182562102 | OH | 12kV | 119.1975 | 182562102_OH |  | X | 55.32% | 55.32% | FLAG
|  |  | 21kV | 96.2859 | CHOLAME 2102 | 182562102 | OH | 21kV | 96.2859 | 182562102_OH | DIFF VOLT | X | 44.68% | 55.32% | FLAG
|  | UG | 12kV | 0.76171 | CHOLAME 2102 | 182562102 | UG | 12kV | 0.76171 | 182562102_UG |  | X | 33.94% | 66.06% | FLAG
|  |  | 21kV | 1.4823 | CHOLAME 2102 | 182562102 | UG | 21kV | 1.4823 | 182562102_UG | DIFF VOLT | X | 66.06% | 66.06% | FLAG
CHOWCHILLA 1101 | 254101101 | OH | 12kV | 62.9635 | CHOWCHILLA 1101 | 254101101 | OH | 12kV | 62.9635 | 254101101_OH |  |  | 100% | 100%
|  | UG | 12kV | 12.3365 | CHOWCHILLA 1101 | 254101101 | UG | 12kV | 12.3365 | 254101101_UG |  |  | 100% | 100%
CHOWCHILLA 1102 | 254101102 | OH | 12kV | 17.3016 | CHOWCHILLA 1102 | 254101102 | OH | 12kV | 17.3016 | 254101102_OH |  |  | 100% | 100%
|  | UG | 12kV | 18.7586 | CHOWCHILLA 1102 | 254101102 | UG | 12kV | 18.7586 | 254101102_UG |  |  | 100% | 100%
CHOWCHILLA 1103 | 254101103 | OH | 12kV | 53.3747 | CHOWCHILLA 1103 | 254101103 | OH | 12kV | 53.3747 | 254101103_OH |  |  | 100% | 100%
|  | UG | 12kV | 2.4638 | CHOWCHILLA 1103 | 254101103 | UG | 12kV | 2.4638 | 254101103_UG |  |  | 100% | 100%
CHOWCHILLA 1104 | 254101104 | OH | 12kV | 80.4723 | CHOWCHILLA 1104 | 254101104 | OH | 12kV | 80.4723 | 254101104_OH |  |  | 100% | 100%
|  | UG | 12kV | 1.4507 | CHOWCHILLA 1104 | 254101104 | UG | 12kV | 1.4507 | 254101104_UG |  |  | 100% | 100%
CHOWCHILLA 1105 | 254101105 | OH | 12kV | 5.2504 | CHOWCHILLA 1105 | 254101105 | OH | 12kV | 5.2504 | 254101105_OH |  |  | 100% | 100%
|  | UG | 12kV | 2.0685 | CHOWCHILLA 1105 | 254101105 | UG | 12kV | 2.0685 | 254101105_UG |  |  | 100% | 100%
CHOWCHILLA 1106 | 254101106 | OH | 12kV | 54.7725 | CHOWCHILLA 1106 | 254101106 | OH | 12kV | 54.7725 | 254101106_OH |  |  | 100% | 100%
|  | UG | 12kV | 1.0811 | CHOWCHILLA 1106 | 254101106 | UG | 12kV | 1.0811 | 254101106_UG |  |  | 100% | 100%
CLARK ROAD 1101 | 103091101 | OH | 12kV | 0.020705 | CLARK ROAD 1101 | 103091101 | OH | 12kV | 0.020705 | 103091101_OH |  |  | 100% | 100%
|  | UG | 12kV | 3.7201 | CLARK ROAD 1101 | 103091101 | UG | 12kV | 3.7201 | 103091101_UG |  |  | 100% | 100%
CLARK ROAD 1102 | 103091102 | OH | 12kV | 137.3166 | CLARK ROAD 1102 | 103091102 | OH | 12kV | 137.3166 | 103091102_OH |  |  | 100% | 100%
|  | UG | 12kV | 5.3915 | CLARK ROAD 1102 | 103091102 | UG | 12kV | 5.3915 | 103091102_UG |  |  | 100% | 100%
CLARKSVILLE 2103 | 153612103 | OH | 12kV | 43.2814 | CLARKSVILLE 2103 | 153612103 | OH | 12kV | 43.2814 | 153612103_OH |  | X | 85.83% | 85.83%
|  |  | 21kV | 7.148 | CLARKSVILLE 2103 | 153612103 | OH | 21kV | 7.148 | 153612103_OH | DIFF VOLT | X | 14.17% | 85.83%
|  | UG | 12kV | 1.1124 | CLARKSVILLE 2103 | 153612103 | UG | 12kV | 1.1124 | 153612103_UG |  | X | 2.524% | 97.48%
|  |  | 21kV | 42.9563 | CLARKSVILLE 2103 | 153612103 | UG | 21kV | 42.9563 | 153612103_UG | DIFF VOLT | X | 97.48% | 97.48%
CLARKSVILLE 2104 | 153612104 | OH | 12kV | 2.7323 | CLARKSVILLE 2104 | 153612104 | OH | 12kV | 2.7323 | 153612104_OH |  | X | 3.563% | 96.44%
|  |  | 21kV | 73.9436 | CLARKSVILLE 2104 | 153612104 | OH | 21kV | 73.9436 | 153612104_OH | DIFF VOLT | X | 96.44% | 96.44%
|  | UG | 12kV | 0.034445 | CLARKSVILLE 2104 | 153612104 | UG | 12kV | 0.034445 | 153612104_UG |  | X | 0.09911% | 99.9%
|  |  | 21kV | 34.7194 | CLARKSVILLE 2104 | 153612104 | UG | 21kV | 34.7194 | 153612104_UG | DIFF VOLT | X | 99.9% | 99.9%
CLARKSVILLE 2105 | 153612105 | OH | 21kV | 13.4028 | CLARKSVILLE 2105 | 153612105 | OH | 21kV | 13.4028 | 153612105_OH |  |  | 100% | 100%
|  | UG | 21kV | 62.0722 | CLARKSVILLE 2105 | 153612105 | UG | 21kV | 62.0722 | 153612105_UG |  | X | 99.9% | 99.9%
|  |  | (empty) | 0.059093 | CLARKSVILLE 2105 | 153612105 | UG | (blank) | 0.059093 | 153612105_UG | DIFF VOLT | X | 0.09511% | 99.9%
CLARKSVILLE 2106 | 153612106 | OH | 21kV | 2.2018 | CLARKSVILLE 2106 | 153612106 | OH | 21kV | 2.2018 | 153612106_OH |  |  | 100% | 100%
|  | UG | 21kV | 67.6477 | CLARKSVILLE 2106 | 153612106 | UG | 21kV | 67.6477 | 153612106_UG |  |  | 100% | 100%
CLARKSVILLE 2109 | 153612109 | OH | 21kV | 12.3545 | CLARKSVILLE 2109 | 153612109 | OH | 21kV | 12.3545 | 153612109_OH |  |  | 100% | 100%
|  | UG | 21kV | 43.0607 | CLARKSVILLE 2109 | 153612109 | UG | 21kV | 43.0607 | 153612109_UG |  |  | 100% | 100%
CLARKSVILLE 2110 | 153612110 | OH | 21kV | 7.0354 | CLARKSVILLE 2110 | 153612110 | OH | 21kV | 7.0354 | 153612110_OH |  |  | 100% | 100%
|  | UG | 21kV | 52.3555 | CLARKSVILLE 2110 | 153612110 | UG | 21kV | 52.3555 | 153612110_UG |  |  | 100% | 100%
CLAY 1101 | 163341101 | OH | 12kV | 41.0149 | CLAY 1101 | 163341101 | OH | 12kV | 41.0149 | 163341101_OH |  |  | 100% | 100%
|  | UG | 12kV | 5.6884 | CLAY 1101 | 163341101 | UG | 12kV | 5.6884 | 163341101_UG |  |  | 100% | 100%
CLAY 1102 | 163341102 | OH | 12kV | 2.0954 | CLAY 1102 | 163341102 | OH | 12kV | 2.0954 | 163341102_OH |  |  | 100% | 100%
|  | UG | 12kV | 0.021197 | CLAY 1102 | 163341102 | UG | 12kV | 0.021197 | 163341102_UG |  |  | 100% | 100%
CLAY 1103 | 163341103 | OH | 12kV | 113.3061 | CLAY 1103 | 163341103 | OH | 12kV | 113.3061 | 163341103_OH |  |  | 100% | 100%
|  | UG | 12kV | 8.8145 | CLAY 1103 | 163341103 | UG | 12kV | 8.8145 | 163341103_UG |  |  | 100% | 100%
CLAYTON 1103 | 012021103 | OH | 12kV | 4.4423 | CLAYTON 1103 | 012021103 | OH | 12kV | 4.4423 | 012021103_OH |  |  | 100% | 100%
|  | UG | 12kV | 3.3857 | CLAYTON 1103 | 012021103 | UG | 12kV | 3.3857 | 012021103_UG |  |  | 100% | 100%
CLAYTON 1104 | 012021104 | OH | 12kV | 13.3672 | CLAYTON 1104 | 012021104 | OH | 12kV | 13.3672 | 012021104_OH |  |  | 100% | 100%
|  | UG | 12kV | 2.2652 | CLAYTON 1104 | 012021104 | UG | 12kV | 2.2652 | 012021104_UG |  |  | 100% | 100%
CLAYTON 2211 | 012022211 | OH | 21kV | 10.4751 | CLAYTON 2211 | 012022211 | OH | 21kV | 10.4751 | 012022211_OH |  |  | 100% | 100%
|  | UG | 21kV | 20.223 | CLAYTON 2211 | 012022211 | UG | 21kV | 20.223 | 012022211_UG |  |  | 100% | 100%
CLAYTON 2212 | 012022212 | OH | 21kV | 58.7208 | CLAYTON 2212 | 012022212 | OH | 21kV | 58.7208 | 012022212_OH |  |  | 100% | 100%
|  | UG | 21kV | 31.0878 | CLAYTON 2212 | 012022212 | UG | 21kV | 31.0878 | 012022212_UG |  |  | 100% | 100%
CLAYTON 2213 | 012022213 | OH | 21kV | 6.1295 | CLAYTON 2213 | 012022213 | OH | 21kV | 6.1295 | 012022213_OH |  |  | 100% | 100%
|  | UG | 21kV | 29.9573 | CLAYTON 2213 | 012022213 | UG | 21kV | 29.9573 | 012022213_UG |  |  | 100% | 100%
CLAYTON 2214 | 012022214 | OH | 21kV | 5.8448 | CLAYTON 2214 | 012022214 | OH | 21kV | 5.8448 | 012022214_OH |  |  | 100% | 100%
|  | UG | 21kV | 10.3328 | CLAYTON 2214 | 012022214 | UG | 21kV | 10.3328 | 012022214_UG |  |  | 100% | 100%
CLAYTON 2215 | 012022215 | OH | 21kV | 30.7017 | CLAYTON 2215 | 012022215 | OH | 21kV | 30.7017 | 012022215_OH |  |  | 100% | 100%
|  | UG | 21kV | 38.0338 | CLAYTON 2215 | 012022215 | UG | 21kV | 38.0338 | 012022215_UG |  |  | 100% | 100%
CLAYTON 2216 | 012022216 | OH | 21kV | 17.5456 | CLAYTON 2216 | 012022216 | OH | 21kV | 17.5456 | 012022216_OH |  |  | 100% | 100%
|  | UG | 21kV | 19.7171 | CLAYTON 2216 | 012022216 | UG | 21kV | 19.7171 | 012022216_UG |  |  | 100% | 100%
CLAYTON 2217 | 012022217 | OH | 21kV | 20.0858 | CLAYTON 2217 | 012022217 | OH | 21kV | 20.0858 | 012022217_OH |  |  | 100% | 100%
|  | UG | 21kV | 22.4843 | CLAYTON 2217 | 012022217 | UG | 21kV | 22.4843 | 012022217_UG |  |  | 100% | 100%
CLAYTON 2218 | 012022218 | OH | 21kV | 8.3209 | CLAYTON 2218 | 012022218 | OH | 21kV | 8.3209 | 012022218_OH |  |  | 100% | 100%
|  | UG | 21kV | 5.9677 | CLAYTON 2218 | 012022218 | UG | 21kV | 5.9677 | 012022218_UG |  |  | 100% | 100%
CLEAR LAKE 1101 | 042141101 | OH | 12kV | 113.7957 | CLEAR LAKE 1101 | 042141101 | OH | 12kV | 113.7957 | 042141101_OH |  |  | 100% | 100%
|  | UG | 12kV | 2.4191 | CLEAR LAKE 1101 | 042141101 | UG | 12kV | 2.4191 | 042141101_UG |  |  | 100% | 100%
CLEAR LAKE 1102 | 042141102 | OH | 12kV | 37.1102 | CLEAR LAKE 1102 | 042141102 | OH | 12kV | 37.1102 | 042141102_OH |  |  | 100% | 100%
|  | UG | 12kV | 6.9295 | CLEAR LAKE 1102 | 042141102 | UG | 12kV | 6.9295 | 042141102_UG |  |  | 100% | 100%
CLIFF DRIVE 0401 | 083230401 | OH | 4.16kV | 7.7672 | CLIFF DRIVE 0401 | 083230401 | OH | 4.16kV | 7.7672 | 083230401_OH |  |  | 100% | 100%
|  | UG | 4.16kV | 2.8138 | CLIFF DRIVE 0401 | 083230401 | UG | 4.16kV | 2.8138 | 083230401_UG |  |  | 100% | 100%
CLIFF DRIVE 0402 | 083230402 | OH | 4.16kV | 3.5935 | CLIFF DRIVE 0402 | 083230402 | OH | 4.16kV | 3.5935 | 083230402_OH |  |  | 100% | 100%
|  | UG | 4.16kV | 2.0692 | CLIFF DRIVE 0402 | 083230402 | UG | 4.16kV | 2.0692 | 083230402_UG |  |  | 100% | 100%
CLOVERDALE 1101 | 042821101 | OH | 12kV | 36.6469 | CLOVERDALE 1101 | 042821101 | OH | 12kV | 36.6469 | 042821101_OH |  |  | 100% | 100%
|  | UG | 12kV | 9.7086 | CLOVERDALE 1101 | 042821101 | UG | 12kV | 9.7086 | 042821101_UG |  |  | 100% | 100%
CLOVERDALE 1102 | 042821102 | OH | 12kV | 109.3929 | CLOVERDALE 1102 | 042821102 | OH | 12kV | 109.3929 | 042821102_OH |  |  | 100% | 100%
|  | UG | 12kV | 16.3712 | CLOVERDALE 1102 | 042821102 | UG | 12kV | 16.3712 | 042821102_UG |  |  | 100% | 100%
CLOVIS 1101 | 254081101 | OH | 12kV | 3.9796 | CLOVIS 1101 | 254081101 | OH | 12kV | 3.9796 | 254081101_OH |  |  | 100% | 100%
|  | UG | 12kV | 17.4517 | CLOVIS 1101 | 254081101 | UG | 12kV | 17.4517 | 254081101_UG |  |  | 100% | 100%
CLOVIS 1102 | 254081102 | OH | 12kV | 28.4337 | CLOVIS 1102 | 254081102 | OH | 12kV | 28.4337 | 254081102_OH |  |  | 100% | 100%
|  | UG | 12kV | 13.2811 | CLOVIS 1102 | 254081102 | UG | 12kV | 13.2811 | 254081102_UG |  |  | 100% | 100%
CLOVIS 1103 | 254081103 | OH | 12kV | 1.9417 | CLOVIS 1103 | 254081103 | OH | 12kV | 1.9417 | 254081103_OH |  |  | 100% | 100%
|  | UG | 12kV | 22.2741 | CLOVIS 1103 | 254081103 | UG | 12kV | 22.2741 | 254081103_UG |  |  | 100% | 100%
CLOVIS 1104 | 254081104 | OH | 12kV | 0.0028409 | CLOVIS 1104 | 254081104 | OH | 12kV | 0.0028409 | 254081104_OH |  |  | 100% | 100%
|  | UG | 12kV | 23.0693 | CLOVIS 1104 | 254081104 | UG | 12kV | 23.0693 | 254081104_UG |  |  | 100% | 100%
CLOVIS 1105 | 254081105 | OH | 12kV | 7.7256 | CLOVIS 1105 | 254081105 | OH | 12kV | 7.7256 | 254081105_OH |  |  | 100% | 100%
|  | UG | 12kV | 16.3504 | CLOVIS 1105 | 254081105 | UG | 12kV | 16.3504 | 254081105_UG |  |  | 100% | 100%
CLOVIS 1106 | 254081106 | OH | 12kV | 4.9908 | CLOVIS 1106 | 254081106 | OH | 12kV | 4.9908 | 254081106_OH |  |  | 100% | 100%
|  | UG | 12kV | 10.7123 | CLOVIS 1106 | 254081106 | UG | 12kV | 10.7123 | 254081106_UG |  |  | 100% | 100%
CLOVIS 1107 | 254081107 | OH | 12kV | 8.4773 | CLOVIS 1107 | 254081107 | OH | 12kV | 8.4773 | 254081107_OH |  |  | 100% | 100%
|  | UG | 12kV | 19.815 | CLOVIS 1107 | 254081107 | UG | 12kV | 19.815 | 254081107_UG |  |  | 100% | 100%
CLOVIS 1108 | 254081108 | OH | 12kV | 11.8047 | CLOVIS 1108 | 254081108 | OH | 12kV | 11.8047 | 254081108_OH |  |  | 100% | 100%
|  | UG | 12kV | 25.39 | CLOVIS 1108 | 254081108 | UG | 12kV | 25.39 | 254081108_UG |  |  | 100% | 100%
CLOVIS 2109 | 254082109 | OH | 21kV | 3.9014 | CLOVIS 2109 | 254082109 | OH | 21kV | 3.9014 | 254082109_OH |  |  | 100% | 100%
|  | UG | 21kV | 23.703 | CLOVIS 2109 | 254082109 | UG | 21kV | 23.703 | 254082109_UG |  |  | 100% | 100%
CLOVIS 2110 | 254082110 | OH | 21kV | 11.4717 | CLOVIS 2110 | 254082110 | OH | 21kV | 11.4717 | 254082110_OH |  |  | 100% | 100%
|  | UG | 21kV | 7.5095 | CLOVIS 2110 | 254082110 | UG | 21kV | 7.5095 | 254082110_UG |  |  | 100% | 100%
CLOVIS 2111 | 254082111 | OH | 21kV | 8.7989 | CLOVIS 2111 | 254082111 | OH | 21kV | 8.7989 | 254082111_OH |  |  | 100% | 100%
|  | UG | 21kV | 18.2465 | CLOVIS 2111 | 254082111 | UG | 21kV | 18.2465 | 254082111_UG |  |  | 100% | 100%
CMC 1101 | 183111101 | OH | 12kV | 2.0473 | CMC 1101 | 183111101 | OH | 12kV | 2.0473 | 183111101_OH |  |  | 100% | 100%
CMC 1102 | 183111102 | OH | 12kV | 0.44493 | CMC 1102 | 183111102 | OH | 12kV | 0.44493 | 183111102_OH |  |  | 100% | 100%
COALINGA NO 1 1106 | 252161106 | OH | 12kV | 7.2203 | COALINGA NO 1 1106 | 252161106 | OH | 12kV | 7.2203 | 252161106_OH |  |  | 100% | 100%
|  | UG | 12kV | 2.732 | COALINGA NO 1 1106 | 252161106 | UG | 12kV | 2.732 | 252161106_UG |  |  | 100% | 100%
COALINGA NO 1 1107 | 252161107 | OH | 12kV | 3.8521 | COALINGA NO 1 1107 | 252161107 | OH | 12kV | 3.8521 | 252161107_OH |  |  | 100% | 100%
|  | UG | 12kV | 3.7397 | COALINGA NO 1 1107 | 252161107 | UG | 12kV | 3.7397 | 252161107_UG |  |  | 100% | 100%
COALINGA NO 1 1108 | 252161108 | OH | 12kV | 61.8631 | COALINGA NO 1 1108 | 252161108 | OH | 12kV | 61.8631 | 252161108_OH |  |  | 100% | 100%
|  | UG | 12kV | 8.9208 | COALINGA NO 1 1108 | 252161108 | UG | 12kV | 8.9208 | 252161108_UG |  |  | 100% | 100%
COALINGA NO 1 1109 | 252161109 | OH | 12kV | 27.2885 | COALINGA NO 1 1109 | 252161109 | OH | 12kV | 27.2885 | 252161109_OH |  |  | 100% | 100%
|  | UG | 12kV | 7.8228 | COALINGA NO 1 1109 | 252161109 | UG | 12kV | 7.8228 | 252161109_UG |  |  | 100% | 100%
COALINGA NO 2 1104 | 252381104 | OH | 12kV | 0.16374 | COALINGA NO 2 1104 | 252381104 | OH | 12kV | 0.16374 | 252381104_OH |  |  | 100% | 100%
COALINGA NO 2 1105 | 252381105 | OH | 12kV | 76.4286 | COALINGA NO 2 1105 | 252381105 | OH | 12kV | 76.4286 | 252381105_OH |  |  | 100% | 100%
|  | UG | 12kV | 0.89761 | COALINGA NO 2 1105 | 252381105 | UG | 12kV | 0.89761 | 252381105_UG |  |  | 100% | 100%
COALINGA NO 2 1106 | 252381106 | OH | 12kV | 43.5195 | COALINGA NO 2 1106 | 252381106 | OH | 12kV | 43.5195 | 252381106_OH |  |  | 100% | 100%
|  | UG | 12kV | 1.6195 | COALINGA NO 2 1106 | 252381106 | UG | 12kV | 1.6195 | 252381106_UG |  |  | 100% | 100%
COALINGA NO 2 1107 | 252381107 | OH | 12kV | 59.0302 | COALINGA NO 2 1107 | 252381107 | OH | 12kV | 59.0302 | 252381107_OH |  |  | 100% | 100%
|  | UG | 12kV | 5.3661 | COALINGA NO 2 1107 | 252381107 | UG | 12kV | 5.3661 | 252381107_UG |  |  | 100% | 100%
COARSEGOLD 2102 | 254432102 | OH | 12kV | 45.3721 | COARSEGOLD 2102 | 254432102 | OH | 12kV | 45.3721 | 254432102_OH |  | X | 65.53% | 65.53% | FLAG
|  |  | 21kV | 23.8704 | COARSEGOLD 2102 | 254432102 | OH | 21kV | 23.8704 | 254432102_OH | DIFF VOLT | X | 34.47% | 65.53% | FLAG
|  | UG | 12kV | 2.1533 | COARSEGOLD 2102 | 254432102 | UG | 12kV | 2.1533 | 254432102_UG |  | X | 91.97% | 91.97%
|  |  | 21kV | 0.18811 | COARSEGOLD 2102 | 254432102 | UG | 21kV | 0.18811 | 254432102_UG | DIFF VOLT | X | 8.034% | 91.97%
COARSEGOLD 2103 | 254432103 | OH | 12kV | 29.7147 | COARSEGOLD 2103 | 254432103 | OH | 12kV | 29.7147 | 254432103_OH |  | X | 24.2% | 75.8% | FLAG
|  |  | 21kV | 93.058 | COARSEGOLD 2103 | 254432103 | OH | 21kV | 93.058 | 254432103_OH | DIFF VOLT | X | 75.8% | 75.8% | FLAG
|  | UG | 12kV | 0.1359 | COARSEGOLD 2103 | 254432103 | UG | 12kV | 0.1359 | 254432103_UG |  | X | 16.9% | 83.1%
|  |  | 21kV | 0.66835 | COARSEGOLD 2103 | 254432103 | UG | 21kV | 0.66835 | 254432103_UG | DIFF VOLT | X | 83.1% | 83.1%
COARSEGOLD 2104 | 254432104 | OH | 12kV | 62.2464 | COARSEGOLD 2104 | 254432104 | OH | 12kV | 62.2464 | 254432104_OH |  | X | 23.33% | 76.67% | FLAG
|  |  | 21kV | 204.5771 | COARSEGOLD 2104 | 254432104 | OH | 21kV | 204.5771 | 254432104_OH | DIFF VOLT | X | 76.67% | 76.67% | FLAG
|  | UG | 12kV | 2.312 | COARSEGOLD 2104 | 254432104 | UG | 12kV | 2.312 | 254432104_UG |  | X | 72.23% | 72.23% | FLAG
|  |  | 21kV | 0.88903 | COARSEGOLD 2104 | 254432104 | UG | 21kV | 0.88903 | 254432104_UG | DIFF VOLT | X | 27.77% | 72.23% | FLAG
COLONY 1101 | 162231101 | OH | 12kV | 18.9565 | COLONY 1101 | 162231101 | OH | 12kV | 18.9565 | 162231101_OH |  |  | 100% | 100%
|  | UG | 12kV | 0.15751 | COLONY 1101 | 162231101 | UG | 12kV | 0.15751 | 162231101_UG |  |  | 100% | 100%
COLONY 1102 | 162231102 | OH | 12kV | 47.6802 | COLONY 1102 | 162231102 | OH | 12kV | 47.6802 | 162231102_OH |  |  | 100% | 100%
|  | UG | 12kV | 0.70207 | COLONY 1102 | 162231102 | UG | 12kV | 0.70207 | 162231102_UG |  |  | 100% | 100%
COLUMBIA HILL 1101 | 152471101 | OH | 12kV | 90.1783 | COLUMBIA HILL 1101 | 152471101 | OH | 12kV | 90.1783 | 152471101_OH |  |  | 100% | 100%
|  | UG | 12kV | 6.3243 | COLUMBIA HILL 1101 | 152471101 | UG | 12kV | 6.3243 | 152471101_UG |  |  | 100% | 100%
COLUMBUS 1103 | 253951103 | OH | 12kV | 7.8749 | COLUMBUS 1103 | 253951103 | OH | 12kV | 7.8749 | 253951103_OH |  |  | 100% | 100%
|  | UG | 12kV | 4.5059 | COLUMBUS 1103 | 253951103 | UG | 12kV | 4.5059 | 253951103_UG |  |  | 100% | 100%
COLUMBUS 1104 | 253951104 | OH | 12kV | 8.2694 | COLUMBUS 1104 | 253951104 | OH | 12kV | 8.2694 | 253951104_OH |  |  | 100% | 100%
|  | UG | 12kV | 4.8107 | COLUMBUS 1104 | 253951104 | UG | 12kV | 4.8107 | 253951104_UG |  |  | 100% | 100%
COLUMBUS 1105 | 253951105 | OH | 12kV | 16.0555 | COLUMBUS 1105 | 253951105 | OH | 12kV | 16.0555 | 253951105_OH |  |  | 100% | 100%
|  | UG | 12kV | 7.1099 | COLUMBUS 1105 | 253951105 | UG | 12kV | 7.1099 | 253951105_UG |  |  | 100% | 100%
COLUMBUS 1106 | 253951106 | OH | 12kV | 14.3124 | COLUMBUS 1106 | 253951106 | OH | 12kV | 14.3124 | 253951106_OH |  |  | 100% | 100%
|  | UG | 12kV | 1.8842 | COLUMBUS 1106 | 253951106 | UG | 12kV | 1.8842 | 253951106_UG |  |  | 100% | 100%
COLUMBUS 1109 | 253951109 | OH | 12kV | 5.5782 | COLUMBUS 1109 | 253951109 | OH | 12kV | 5.5782 | 253951109_OH |  |  | 100% | 100%
|  | UG | 12kV | 21.5179 | COLUMBUS 1109 | 253951109 | UG | 12kV | 21.5179 | 253951109_UG |  |  | 100% | 100%
COLUMBUS 1110 | 253951110 | OH | 12kV | 6.5198 | COLUMBUS 1110 | 253951110 | OH | 12kV | 6.5198 | 253951110_OH |  |  | 100% | 100%
|  | UG | 12kV | 6.9557 | COLUMBUS 1110 | 253951110 | UG | 12kV | 6.9557 | 253951110_UG |  |  | 100% | 100%
COLUSA 1100 | 062021100 | OH | 12kV | 50.3149 | COLUSA 1100 | 062021100 | OH | 12kV | 50.3149 | 062021100_OH |  |  | 100% | 100%
|  | UG | 12kV | 5.1743 | COLUSA 1100 | 062021100 | UG | 12kV | 5.1743 | 062021100_UG |  |  | 100% | 100%
COLUSA 1101 | 062021101 | OH | 12kV | 64.21 | COLUSA 1101 | 062021101 | OH | 12kV | 64.21 | 062021101_OH |  |  | 100% | 100%
|  | UG | 12kV | 2.1518 | COLUSA 1101 | 062021101 | UG | 12kV | 2.1518 | 062021101_UG |  |  | 100% | 100%
COLUSA JUNCTION 1101 | 062071101 | OH | 12kV | 29.0583 | COLUSA JUNCTION 1101 | 062071101 | OH | 12kV | 29.0583 | 062071101_OH |  |  | 100% | 100%
|  | UG | 12kV | 8.7412 | COLUSA JUNCTION 1101 | 062071101 | UG | 12kV | 8.7412 | 062071101_UG |  |  | 100% | 100%
CONCORD NO 1 0401 | 012960401 | OH | 4.16kV | 4.7524 | CONCORD NO 1 0401 | 012960401 | OH | 4.16kV | 4.7524 | 012960401_OH |  |  | 100% | 100%
|  | UG | 4.16kV | 0.77257 | CONCORD NO 1 0401 | 012960401 | UG | 4.16kV | 0.77257 | 012960401_UG |  |  | 100% | 100%
CONCORD NO 1 0402 | 012960402 | OH | 4.16kV | 2.8669 | CONCORD NO 1 0402 | 012960402 | OH | 4.16kV | 2.8669 | 012960402_OH |  |  | 100% | 100%
|  | UG | 4.16kV | 0.12499 | CONCORD NO 1 0402 | 012960402 | UG | 4.16kV | 0.12499 | 012960402_UG |  |  | 100% | 100%
CONTRA COSTA 2103 | 013652103 | OH | 21kV | 22.5147 | CONTRA COSTA 2103 | 013652103 | OH | 21kV | 22.5147 | 013652103_OH |  |  | 100% | 100%
|  | UG | 21kV | 10.2029 | CONTRA COSTA 2103 | 013652103 | UG | 21kV | 10.2029 | 013652103_UG |  |  | 100% | 100%
CONTRA COSTA 2104 | 013652104 | OH | 21kV | 10.8759 | CONTRA COSTA 2104 | 013652104 | OH | 21kV | 10.8759 | 013652104_OH |  |  | 100% | 100%
|  | UG | 21kV | 35.297 | CONTRA COSTA 2104 | 013652104 | UG | 21kV | 35.297 | 013652104_UG |  |  | 100% | 100%
CONTRA COSTA 2105 | 013652105 | OH | 21kV | 0.040056 | CONTRA COSTA 2105 | 013652105 | OH | 21kV | 0.040056 | 013652105_OH |  |  | 100% | 100%
|  | UG | 21kV | 0.12227 | CONTRA COSTA 2105 | 013652105 | UG | 21kV | 0.12227 | 013652105_UG |  |  | 100% | 100%
CONTRA COSTA 2106 | 013652106 | OH | 21kV | 0.023808 | CONTRA COSTA 2106 | 013652106 | OH | 21kV | 0.023808 | 013652106_OH |  |  | 100% | 100%
CONTRA COSTA 2107 | 013652107 | OH | 21kV | 12.7665 | CONTRA COSTA 2107 | 013652107 | OH | 21kV | 12.7665 | 013652107_OH |  |  | 100% | 100%
|  | UG | 21kV | 32.6441 | CONTRA COSTA 2107 | 013652107 | UG | 21kV | 32.6441 | 013652107_UG |  |  | 100% | 100%
CONTRA COSTA 2108 | 013652108 | OH | 21kV | 0.8753 | CONTRA COSTA 2108 | 013652108 | OH | 21kV | 0.8753 | 013652108_OH |  |  | 100% | 100%
|  | UG | 21kV | 39.831 | CONTRA COSTA 2108 | 013652108 | UG | 21kV | 39.831 | 013652108_UG |  |  | 100% | 100%
CONTRA COSTA 2109 | 013652109 | OH | 21kV | 15.2433 | CONTRA COSTA 2109 | 013652109 | OH | 21kV | 15.2433 | 013652109_OH |  |  | 100% | 100%
|  | UG | 21kV | 46.0754 | CONTRA COSTA 2109 | 013652109 | UG | 21kV | 46.0754 | 013652109_UG |  | X | 99.72% | 99.72%
|  |  | (empty) | 0.12915 | CONTRA COSTA 2109 | 013652109 | UG | (blank) | 0.12915 | 013652109_UG | DIFF VOLT | X | 0.2795% | 99.72%
CONTRA COSTA 2110 | 013652110 | OH | 21kV | 0.55395 | CONTRA COSTA 2110 | 013652110 | OH | 21kV | 0.55395 | 013652110_OH |  |  | 100% | 100%
|  | UG | 21kV | 37.8248 | CONTRA COSTA 2110 | 013652110 | UG | 21kV | 37.8248 | 013652110_UG |  |  | 100% | 100%
CONTRA COSTA 2111 | 013652111 | UG | 21kV | 0.038938 | CONTRA COSTA 2111 | 013652111 | UG | 21kV | 0.038938 | 013652111_UG |  |  | 100% | 100%
CONTRA COSTA 2112 | 013652112 | OH | 21kV | 0.037845 | CONTRA COSTA 2112 | 013652112 | OH | 21kV | 0.037845 | 013652112_OH |  |  | 100% | 100%
|  | UG | 21kV | 59.1947 | CONTRA COSTA 2112 | 013652112 | UG | 21kV | 59.1947 | 013652112_UG |  |  | 100% | 100%
CONTRA COSTA 2113 | 013652113 | OH | 21kV | 13.9224 | CONTRA COSTA 2113 | 013652113 | OH | 21kV | 13.9224 | 013652113_OH |  |  | 100% | 100%
|  | UG | 21kV | 48.9179 | CONTRA COSTA 2113 | 013652113 | UG | 21kV | 48.9179 | 013652113_UG |  |  | 100% | 100%
CONTRA COSTA 2114 | 013652114 | OH | 21kV | 1.9097 | CONTRA COSTA 2114 | 013652114 | OH | 21kV | 1.9097 | 013652114_OH |  |  | 100% | 100%
|  | UG | 21kV | 37.8442 | CONTRA COSTA 2114 | 013652114 | UG | 21kV | 37.8442 | 013652114_UG |  |  | 100% | 100%
CONTRA COSTA 2115 | 013652115 | OH | 21kV | 6.7651 | CONTRA COSTA 2115 | 013652115 | OH | 21kV | 6.7651 | 013652115_OH |  |  | 100% | 100%
|  | UG | 21kV | 34.0416 | CONTRA COSTA 2115 | 013652115 | UG | 21kV | 34.0416 | 013652115_UG |  |  | 100% | 100%
CONTRA COSTA 2116 | 013652116 | OH | 21kV | 23.1447 | CONTRA COSTA 2116 | 013652116 | OH | 21kV | 23.1447 | 013652116_OH |  |  | 100% | 100%
|  | UG | 21kV | 19.6862 | CONTRA COSTA 2116 | 013652116 | UG | 21kV | 19.6862 | 013652116_UG |  |  | 100% | 100%
COPPERMINE 1104 | 252411104 | OH | 12kV | 102.0233 | COPPERMINE 1104 | 252411104 | OH | 12kV | 102.0233 | 252411104_OH |  |  | 100% | 100%
|  | UG | 12kV | 25.9691 | COPPERMINE 1104 | 252411104 | UG | 12kV | 25.9691 | 252411104_UG |  |  | 100% | 100%
COPPERMINE 1106 | 252411106 | OH | 12kV | 7.997 | COPPERMINE 1106 | 252411106 | OH | 12kV | 7.997 | 252411106_OH |  |  | 100% | 100%
|  | UG | 12kV | 13.415 | COPPERMINE 1106 | 252411106 | UG | 12kV | 13.415 | 252411106_UG |  |  | 100% | 100%
COPPERMINE 1112 | 252411112 | OH | 12kV | 15.8558 | COPPERMINE 1112 | 252411112 | OH | 12kV | 15.8558 | 252411112_OH |  |  | 100% | 100%
|  | UG | 12kV | 0.015373 | COPPERMINE 1112 | 252411112 | UG | 12kV | 0.015373 | 252411112_UG |  |  | 100% | 100%
COPPERMINE 2110 | 252412110 | OH | 21kV | 0.0028409 | COPPERMINE 2110 | 252412110 | OH | 21kV | 0.0028409 | 252412110_OH |  |  | 100% | 100%
|  | UG | 21kV | 0.019103 | COPPERMINE 2110 | 252412110 | UG | 21kV | 0.019103 | 252412110_UG |  |  | 100% | 100%
COPUS 1102 | 253871102 | OH | 12kV | 30.8128 | COPUS 1102 | 253871102 | OH | 12kV | 30.8128 | 253871102_OH |  |  | 100% | 100%
COPUS 1103 | 253871103 | OH | 12kV | 24.7226 | COPUS 1103 | 253871103 | OH | 12kV | 24.7226 | 253871103_OH |  |  | 100% | 100%
|  | UG | 12kV | 0.2335 | COPUS 1103 | 253871103 | UG | 12kV | 0.2335 | 253871103_UG |  |  | 100% | 100%
COPUS 1104 | 253871104 | OH | 12kV | 39.1361 | COPUS 1104 | 253871104 | OH | 12kV | 39.1361 | 253871104_OH |  |  | 100% | 100%
|  | UG | 12kV | 0.23241 | COPUS 1104 | 253871104 | UG | 12kV | 0.23241 | 253871104_UG |  |  | 100% | 100%
CORCORAN 1101 | 252171101 | OH | 12kV | 0.52353 | CORCORAN 1101 | 252171101 | OH | 12kV | 0.52353 | 252171101_OH |  |  | 100% | 100%
|  | UG | 12kV | 1.2087 | CORCORAN 1101 | 252171101 | UG | 12kV | 1.2087 | 252171101_UG |  |  | 100% | 100%
CORCORAN 1102 | 252171102 | OH | 12kV | 0.036957 | CORCORAN 1102 | 252171102 | OH | 12kV | 0.036957 | 252171102_OH |  |  | 100% | 100%
|  | UG | 12kV | 1.9194 | CORCORAN 1102 | 252171102 | UG | 12kV | 1.9194 | 252171102_UG |  |  | 100% | 100%
CORCORAN 1104 | 252171104 | OH | 12kV | 26.8204 | CORCORAN 1104 | 252171104 | OH | 12kV | 26.8204 | 252171104_OH |  |  | 100% | 100%
|  | UG | 12kV | 0.70298 | CORCORAN 1104 | 252171104 | UG | 12kV | 0.70298 | 252171104_UG |  |  | 100% | 100%
CORCORAN 1106 | 252171106 | OH | 12kV | 41.4131 | CORCORAN 1106 | 252171106 | OH | 12kV | 41.4131 | 252171106_OH |  |  | 100% | 100%
|  | UG | 12kV | 3.6525 | CORCORAN 1106 | 252171106 | UG | 12kV | 3.6525 | 252171106_UG |  |  | 100% | 100%
CORCORAN 1108 | 252171108 | OH | 12kV | 25.7791 | CORCORAN 1108 | 252171108 | OH | 12kV | 25.7791 | 252171108_OH |  |  | 100% | 100%
|  | UG | 12kV | 5.3602 | CORCORAN 1108 | 252171108 | UG | 12kV | 5.3602 | 252171108_UG |  |  | 100% | 100%
CORCORAN 1112 | 252171112 | OH | 12kV | 42.042 | CORCORAN 1112 | 252171112 | OH | 12kV | 42.042 | 252171112_OH |  |  | 100% | 100%
|  | UG | 12kV | 7.3667 | CORCORAN 1112 | 252171112 | UG | 12kV | 7.3667 | 252171112_UG |  |  | 100% | 100%
CORCORAN 1116 | 252171116 | OH | 12kV | 60.0198 | CORCORAN 1116 | 252171116 | OH | 12kV | 60.0198 | 252171116_OH |  |  | 100% | 100%
|  | UG | 12kV | 1.9788 | CORCORAN 1116 | 252171116 | UG | 12kV | 1.9788 | 252171116_UG |  |  | 100% | 100%
CORCORAN 1117 | 252171117 | OH | 12kV | 0.5394 | CORCORAN 1117 | 252171117 | OH | 12kV | 0.5394 | 252171117_OH |  |  | 100% | 100%
|  | UG | 12kV | 1.2088 | CORCORAN 1117 | 252171117 | UG | 12kV | 1.2088 | 252171117_UG |  |  | 100% | 100%
CORCORAN 1118 | 252171118 | OH | 12kV | 53.3952 | CORCORAN 1118 | 252171118 | OH | 12kV | 53.3952 | 252171118_OH |  |  | 100% | 100%
|  | UG | 12kV | 0.91835 | CORCORAN 1118 | 252171118 | UG | 12kV | 0.91835 | 252171118_UG |  |  | 100% | 100%
CORDELIA 1101 | 062701101 | OH | 12kV | 0.019146 | CORDELIA 1101 | 062701101 | OH | 12kV | 0.019146 | 062701101_OH |  |  | 100% | 100%
CORDELIA 1102 | 062701102 | OH | 12kV | 0.042729 | CORDELIA 1102 | 062701102 | OH | 12kV | 0.042729 | 062701102_OH |  |  | 100% | 100%
CORDELIA 1104 | 062701104 | OH | 12kV | 61.5557 | CORDELIA 1104 | 062701104 | OH | 12kV | 61.5557 | 062701104_OH |  |  | 100% | 100%
|  | UG | 12kV | 7.1402 | CORDELIA 1104 | 062701104 | UG | 12kV | 7.1402 | 062701104_UG |  |  | 100% | 100%
CORDELIA 1110 | 062701110 | OH | 12kV | 8.9526 | CORDELIA 1110 | 062701110 | OH | 12kV | 8.9526 | 062701110_OH |  |  | 100% | 100%
|  | UG | 12kV | 20.3856 | CORDELIA 1110 | 062701110 | UG | 12kV | 20.3856 | 062701110_UG |  |  | 100% | 100%
CORDELIA 1112 | 062701112 | OH | 12kV | 16.1134 | CORDELIA 1112 | 062701112 | OH | 12kV | 16.1134 | 062701112_OH |  |  | 100% | 100%
|  | UG | 12kV | 30.1592 | CORDELIA 1112 | 062701112 | UG | 12kV | 30.1592 | 062701112_UG |  |  | 100% | 100%
CORNING 1101 | 103331101 | OH | 12kV | 139.8789 | CORNING 1101 | 103331101 | OH | 12kV | 139.8789 | 103331101_OH |  | X | 86.68% | 86.68%
|  |  | 21kV | 21.4917 | CORNING 1101 | 103331101 | OH | 21kV | 21.4917 | 103331101_OH | DIFF VOLT | X | 13.32% | 86.68%
|  | UG | 12kV | 4.7137 | CORNING 1101 | 103331101 | UG | 12kV | 4.7137 | 103331101_UG |  | X | 95.02% | 95.02%
|  |  | 21kV | 0.247 | CORNING 1101 | 103331101 | UG | 21kV | 0.247 | 103331101_UG | DIFF VOLT | X | 4.979% | 95.02%
CORNING 1102 | 103331102 | OH | 12kV | 188.3376 | CORNING 1102 | 103331102 | OH | 12kV | 188.3376 | 103331102_OH |  | X | 93.89% | 93.89%
|  |  | 21kV | 12.251 | CORNING 1102 | 103331102 | OH | 21kV | 12.251 | 103331102_OH | DIFF VOLT | X | 6.108% | 93.89%
|  | UG | 12kV | 1.9686 | CORNING 1102 | 103331102 | UG | 12kV | 1.9686 | 103331102_UG |  | X | 88.74% | 88.74%
|  |  | 21kV | 0.2498 | CORNING 1102 | 103331102 | UG | 21kV | 0.2498 | 103331102_UG | DIFF VOLT | X | 11.26% | 88.74%
CORNING 1103 | 103331103 | OH | 12kV | 58.524 | CORNING 1103 | 103331103 | OH | 12kV | 58.524 | 103331103_OH |  |  | 100% | 100%
|  | UG | 12kV | 4.7638 | CORNING 1103 | 103331103 | UG | 12kV | 4.7638 | 103331103_UG |  |  | 100% | 100%
CORNING 1104 | 103331104 | OH | 12kV | 111.3331 | CORNING 1104 | 103331104 | OH | 12kV | 111.3331 | 103331104_OH |  | X | 94.72% | 94.72%
|  |  | 4.16kV | 6.2103 | CORNING 1104 | 103331104 | OH | 4.16kV | 6.2103 | 103331104_OH | DIFF VOLT | X | 5.283% | 94.72%
|  | UG | 12kV | 5.5452 | CORNING 1104 | 103331104 | UG | 12kV | 5.5452 | 103331104_UG |  | X | 99.08% | 99.08%
|  |  | 4.16kV | 0.051759 | CORNING 1104 | 103331104 | UG | 4.16kV | 0.051759 | 103331104_UG | DIFF VOLT | X | 0.9248% | 99.08%
CORONA 1101 | 043491101 | OH | 12kV | 22.7835 | CORONA 1101 | 043491101 | OH | 12kV | 22.7835 | 043491101_OH |  |  | 100% | 100%
|  | UG | 12kV | 16.8258 | CORONA 1101 | 043491101 | UG | 12kV | 16.8258 | 043491101_UG |  |  | 100% | 100%
CORONA 1102 | 043491102 | OH | 12kV | 1.3772 | CORONA 1102 | 043491102 | OH | 12kV | 1.3772 | 043491102_OH |  |  | 100% | 100%
|  | UG | 12kV | 7.8972 | CORONA 1102 | 043491102 | UG | 12kV | 7.8972 | 043491102_UG |  |  | 100% | 100%
CORONA 1103 | 043491103 | OH | 12kV | 17.4329 | CORONA 1103 | 043491103 | OH | 12kV | 17.4329 | 043491103_OH |  |  | 100% | 100%
|  | UG | 12kV | 20.722 | CORONA 1103 | 043491103 | UG | 12kV | 20.722 | 043491103_UG |  |  | 100% | 100%
CORRAL 1101 | 162991101 | OH | 12kV | 188.7012 | CORRAL 1101 | 162991101 | OH | 12kV | 188.7012 | 162991101_OH |  |  | 100% | 100%
|  | UG | 12kV | 5.589 | CORRAL 1101 | 162991101 | UG | 12kV | 5.589 | 162991101_UG |  |  | 100% | 100%
CORRAL 1102 | 162991102 | OH | 12kV | 64.3725 | CORRAL 1102 | 162991102 | OH | 12kV | 64.3725 | 162991102_OH |  |  | 100% | 100%
|  | UG | 12kV | 15.1591 | CORRAL 1102 | 162991102 | UG | 12kV | 15.1591 | 162991102_UG |  |  | 100% | 100%
CORRAL 1103 | 162991103 | OH | 12kV | 80.9232 | CORRAL 1103 | 162991103 | OH | 12kV | 80.9232 | 162991103_OH |  |  | 100% | 100%
|  | UG | 12kV | 0.19107 | CORRAL 1103 | 162991103 | UG | 12kV | 0.19107 | 162991103_UG |  |  | 100% | 100%
CORRAL 1104 | 162991104 | UG | 12kV | 0.015388 | CORRAL 1104 | 162991104 | UG | 12kV | 0.015388 | 162991104_UG |  |  | 100% | 100%
CORTINA 1101 | 063121101 | OH | 12kV | 76.5921 | CORTINA 1101 | 063121101 | OH | 12kV | 76.5921 | 063121101_OH |  |  | 100% | 100%
|  | UG | 12kV | 1.0157 | CORTINA 1101 | 063121101 | UG | 12kV | 1.0157 | 063121101_UG |  |  | 100% | 100%
COTATI 1102 | 042271102 | OH | 12kV | 35.0619 | COTATI 1102 | 042271102 | OH | 12kV | 35.0619 | 042271102_OH |  |  | 100% | 100%
|  | UG | 12kV | 29.6287 | COTATI 1102 | 042271102 | UG | 12kV | 29.6287 | 042271102_UG |  |  | 100% | 100%
COTATI 1103 | 042271103 | OH | 12kV | 73.6921 | COTATI 1103 | 042271103 | OH | 12kV | 73.6921 | 042271103_OH |  | X | 66.45% | 66.45% | FLAG
|  |  | 21kV | 37.2075 | COTATI 1103 | 042271103 | OH | 21kV | 37.2075 | 042271103_OH | DIFF VOLT | X | 33.55% | 66.45% | FLAG
|  | UG | 12kV | 7.4636 | COTATI 1103 | 042271103 | UG | 12kV | 7.4636 | 042271103_UG |  | X | 92.39% | 92.39%
|  |  | 21kV | 0.6149 | COTATI 1103 | 042271103 | UG | 21kV | 0.6149 | 042271103_UG | DIFF VOLT | X | 7.612% | 92.39%
COTATI 1104 | 042271104 | OH | 12kV | 16.5284 | COTATI 1104 | 042271104 | OH | 12kV | 16.5284 | 042271104_OH |  |  | 100% | 100%
|  | UG | 12kV | 2.9122 | COTATI 1104 | 042271104 | UG | 12kV | 2.9122 | 042271104_UG |  |  | 100% | 100%
COTATI 1105 | 042271105 | OH | 12kV | 131.4836 | COTATI 1105 | 042271105 | OH | 12kV | 131.4836 | 042271105_OH |  |  | 100% | 100%
|  | UG | 12kV | 7.3853 | COTATI 1105 | 042271105 | UG | 12kV | 7.3853 | 042271105_UG |  |  | 100% | 100%
COTTLE 1701 | 163711701 | OH | 17kV | 90.0665 | COTTLE 1701 | 163711701 | OH | 17kV | 90.0665 | 163711701_OH |  |  | 100% | 100%
|  | UG | 17kV | 20.1775 | COTTLE 1701 | 163711701 | UG | 17kV | 20.1775 | 163711701_UG |  |  | 100% | 100%
COTTLE 1702 | 163711702 | OH | 17kV | 36.964 | COTTLE 1702 | 163711702 | OH | 17kV | 36.964 | 163711702_OH |  |  | 100% | 100%
|  | UG | 17kV | 15.1638 | COTTLE 1702 | 163711702 | UG | 17kV | 15.1638 | 163711702_UG |  |  | 100% | 100%
COTTLE 1703 | 163711703 | OH | 17kV | 26.7967 | COTTLE 1703 | 163711703 | OH | 17kV | 26.7967 | 163711703_OH |  |  | 100% | 100%
|  | UG | 17kV | 3.7803 | COTTLE 1703 | 163711703 | UG | 17kV | 3.7803 | 163711703_UG |  |  | 100% | 100%
COTTLE 1704 | 163711704 | OH | 17kV | 14.7871 | COTTLE 1704 | 163711704 | OH | 17kV | 14.7871 | 163711704_OH |  |  | 100% | 100%
|  | UG | 17kV | 11.0841 | COTTLE 1704 | 163711704 | UG | 17kV | 11.0841 | 163711704_UG |  |  | 100% | 100%
COTTLE 1707 | 163711707 | OH | 17kV | 47.6476 | COTTLE 1707 | 163711707 | OH | 17kV | 47.6476 | 163711707_OH |  |  | 100% | 100%
|  | UG | 17kV | 10.8788 | COTTLE 1707 | 163711707 | UG | 17kV | 10.8788 | 163711707_UG |  |  | 100% | 100%
COTTLE 1708 | 163711708 | OH | 17kV | 129.9593 | COTTLE 1708 | 163711708 | OH | 17kV | 129.9593 | 163711708_OH |  |  | 100% | 100%
|  | UG | 17kV | 2.9366 | COTTLE 1708 | 163711708 | UG | 17kV | 2.9366 | 163711708_UG |  |  | 100% | 100%
COTTONWOOD 1101 | 102931101 | OH | 12kV | 101.3223 | COTTONWOOD 1101 | 102931101 | OH | 12kV | 101.3223 | 102931101_OH |  |  | 100% | 100%
|  | UG | 12kV | 3.3142 | COTTONWOOD 1101 | 102931101 | UG | 12kV | 3.3142 | 102931101_UG |  |  | 100% | 100%
COTTONWOOD 1102 | 102931102 | OH | 12kV | 82.9585 | COTTONWOOD 1102 | 102931102 | OH | 12kV | 82.9585 | 102931102_OH |  |  | 100% | 100%
|  | UG | 12kV | 7.884 | COTTONWOOD 1102 | 102931102 | UG | 12kV | 7.884 | 102931102_UG |  |  | 100% | 100%
COTTONWOOD 1103 | 102931103 | OH | 12kV | 161.1502 | COTTONWOOD 1103 | 102931103 | OH | 12kV | 161.1502 | 102931103_OH |  |  | 100% | 100%
|  | UG | 12kV | 13.5008 | COTTONWOOD 1103 | 102931103 | UG | 12kV | 13.5008 | 102931103_UG |  |  | 100% | 100%
COUNTRY CLUB 0401 | 163120401 | OH | 4.16kV | 2.105 | COUNTRY CLUB 0401 | 163120401 | OH | 4.16kV | 2.105 | 163120401_OH |  |  | 100% | 100%
|  | UG | 4.16kV | 0.53245 | COUNTRY CLUB 0401 | 163120401 | UG | 4.16kV | 0.53245 | 163120401_UG |  |  | 100% | 100%
COUNTRY CLUB 0402 | 163120402 | OH | 4.16kV | 5.1291 | COUNTRY CLUB 0402 | 163120402 | OH | 4.16kV | 5.1291 | 163120402_OH |  |  | 100% | 100%
|  | UG | 4.16kV | 1.535 | COUNTRY CLUB 0402 | 163120402 | UG | 4.16kV | 1.535 | 163120402_UG |  |  | 100% | 100%
COUNTRY CLUB 0403 | 163120403 | OH | 4.16kV | 2.7036 | COUNTRY CLUB 0403 | 163120403 | OH | 4.16kV | 2.7036 | 163120403_OH |  |  | 100% | 100%
|  | UG | 4.16kV | 1.3867 | COUNTRY CLUB 0403 | 163120403 | UG | 4.16kV | 1.3867 | 163120403_UG |  |  | 100% | 100%
COUNTRY CLUB 1101 | 163121101 | OH | 12kV | 12.0011 | COUNTRY CLUB 1101 | 163121101 | OH | 12kV | 12.0011 | 163121101_OH |  |  | 100% | 100%
|  | UG | 12kV | 1.5799 | COUNTRY CLUB 1101 | 163121101 | UG | 12kV | 1.5799 | 163121101_UG |  |  | 100% | 100%
COUNTRY CLUB 1102 | 163121102 | OH | 12kV | 1.3345 | COUNTRY CLUB 1102 | 163121102 | OH | 12kV | 1.3345 | 163121102_OH |  |  | 100% | 100%
|  | UG | 12kV | 3.552 | COUNTRY CLUB 1102 | 163121102 | UG | 12kV | 3.552 | 163121102_UG |  |  | 100% | 100%
COUNTRY CLUB 1103 | 163121103 | OH | 12kV | 6.2452 | COUNTRY CLUB 1103 | 163121103 | OH | 12kV | 6.2452 | 163121103_OH |  |  | 100% | 100%
|  | UG | 12kV | 2.2948 | COUNTRY CLUB 1103 | 163121103 | UG | 12kV | 2.2948 | 163121103_UG |  |  | 100% | 100%
COUNTRY CLUB 1104 | 163121104 | OH | 12kV | 7.1859 | COUNTRY CLUB 1104 | 163121104 | OH | 12kV | 7.1859 | 163121104_OH |  |  | 100% | 100%
|  | UG | 12kV | 2.539 | COUNTRY CLUB 1104 | 163121104 | UG | 12kV | 2.539 | 163121104_UG |  |  | 100% | 100%
COUNTRY CLUB 1105 | 163121105 | OH | 12kV | 1.6524 | COUNTRY CLUB 1105 | 163121105 | OH | 12kV | 1.6524 | 163121105_OH |  |  | 100% | 100%
|  | UG | 12kV | 3.9061 | COUNTRY CLUB 1105 | 163121105 | UG | 12kV | 3.9061 | 163121105_UG |  |  | 100% | 100%
COUNTRY CLUB 1106 | 163121106 | OH | 12kV | 8.9578 | COUNTRY CLUB 1106 | 163121106 | OH | 12kV | 8.9578 | 163121106_OH |  |  | 100% | 100%
|  | UG | 12kV | 0.48694 | COUNTRY CLUB 1106 | 163121106 | UG | 12kV | 0.48694 | 163121106_UG |  |  | 100% | 100%
COVELO 1101 | 043061101 | OH | 12kV | 120.6993 | COVELO 1101 | 043061101 | OH | 12kV | 120.6993 | 043061101_OH |  |  | 100% | 100%
|  | UG | 12kV | 0.99261 | COVELO 1101 | 043061101 | UG | 12kV | 0.99261 | 043061101_UG |  |  | 100% | 100%
CRESCENT MILLS 2101 | 103132101 | OH | 12kV | 0.15225 | CRESCENT MILLS 2101 | 103132101 | OH | 12kV | 0.15225 | 103132101_OH |  | X | 0.1928% | 99.81%
|  |  | 21kV | 78.8072 | CRESCENT MILLS 2101 | 103132101 | OH | 21kV | 78.8072 | 103132101_OH | DIFF VOLT | X | 99.81% | 99.81%
|  | UG | 12kV | 4.7555 | CRESCENT MILLS 2101 | 103132101 | UG | 12kV | 4.7555 | 103132101_UG |  | X | 75.55% | 75.55% | FLAG
|  |  | 21kV | 1.5393 | CRESCENT MILLS 2101 | 103132101 | UG | 21kV | 1.5393 | 103132101_UG | DIFF VOLT | X | 24.45% | 75.55% | FLAG
CRESSEY 2103 | 254702103 | OH | 12kV | 68.6301 | CRESSEY 2103 | 254702103 | OH | 12kV | 68.6301 | 254702103_OH |  | X | 49.55% | 50.45% | FLAG
|  |  | 21kV | 69.8658 | CRESSEY 2103 | 254702103 | OH | 21kV | 69.8658 | 254702103_OH | DIFF VOLT | X | 50.45% | 50.45% | FLAG
|  | UG | 12kV | 1.0785 | CRESSEY 2103 | 254702103 | UG | 12kV | 1.0785 | 254702103_UG |  | X | 64.38% | 64.38% | FLAG
|  |  | 21kV | 0.59681 | CRESSEY 2103 | 254702103 | UG | 21kV | 0.59681 | 254702103_UG | DIFF VOLT | X | 35.62% | 64.38% | FLAG
CRESSEY 2104 | 254702104 | OH | 21kV | 94.7375 | CRESSEY 2104 | 254702104 | OH | 21kV | 94.7375 | 254702104_OH |  |  | 100% | 100%
|  | UG | 21kV | 1.362 | CRESSEY 2104 | 254702104 | UG | 21kV | 1.362 | 254702104_UG |  |  | 100% | 100%
CRESTA 1101 | 102251101 | OH | 12kV | 1.1994 | CRESTA 1101 | 102251101 | OH | 12kV | 1.1994 | 102251101_OH |  |  | 100% | 100%
|  | UG | 12kV | 2.585 | CRESTA 1101 | 102251101 | UG | 12kV | 2.585 | 102251101_UG |  |  | 100% | 100%
CROWS LANDING 1101 | 163251101 | OH | 12kV | 44.5181 | CROWS LANDING 1101 | 163251101 | OH | 12kV | 44.5181 | 163251101_OH |  |  | 100% | 100%
|  | UG | 12kV | 0.27877 | CROWS LANDING 1101 | 163251101 | UG | 12kV | 0.27877 | 163251101_UG |  |  | 100% | 100%
CROWS LANDING 1102 | 163251102 | OH | 12kV | 7.5575 | CROWS LANDING 1102 | 163251102 | OH | 12kV | 7.5575 | 163251102_OH |  |  | 100% | 100%
|  | UG | 12kV | 0.33578 | CROWS LANDING 1102 | 163251102 | UG | 12kV | 0.33578 | 163251102_UG |  |  | 100% | 100%
CURTIS 1701 | 163351701 | OH | 17kV | 20.614 | CURTIS 1701 | 163351701 | OH | 17kV | 20.614 | 163351701_OH |  |  | 100% | 100%
|  | UG | 17kV | 8.426 | CURTIS 1701 | 163351701 | UG | 17kV | 8.426 | 163351701_UG |  |  | 100% | 100%
CURTIS 1702 | 163351702 | OH | 17kV | 117.9188 | CURTIS 1702 | 163351702 | OH | 17kV | 117.9188 | 163351702_OH |  |  | 100% | 100%
|  | UG | 17kV | 8.1853 | CURTIS 1702 | 163351702 | UG | 17kV | 8.1853 | 163351702_UG |  |  | 100% | 100%
CURTIS 1703 | 163351703 | OH | 17kV | 199.0048 | CURTIS 1703 | 163351703 | OH | 17kV | 199.0048 | 163351703_OH |  |  | 100% | 100%
|  | UG | 17kV | 8.0549 | CURTIS 1703 | 163351703 | UG | 17kV | 8.0549 | 163351703_UG |  |  | 100% | 100%
CURTIS 1704 | 163351704 | OH | 17kV | 75.8372 | CURTIS 1704 | 163351704 | OH | 17kV | 75.8372 | 163351704_OH |  |  | 100% | 100%
|  | UG | 17kV | 14.6096 | CURTIS 1704 | 163351704 | UG | 17kV | 14.6096 | 163351704_UG |  |  | 100% | 100%
CURTIS 1705 | 163351705 | OH | 17kV | 88.4929 | CURTIS 1705 | 163351705 | OH | 17kV | 88.4929 | 163351705_OH |  |  | 100% | 100%
|  | UG | 17kV | 8.7089 | CURTIS 1705 | 163351705 | UG | 17kV | 8.7089 | 163351705_UG |  |  | 100% | 100%
CUYAMA 1103 | 253141103 | OH | 12kV | 79.4449 | CUYAMA 1103 | 253141103 | OH | 12kV | 79.4449 | 253141103_OH |  |  | 100% | 100%
|  | UG | 12kV | 0.72666 | CUYAMA 1103 | 253141103 | UG | 12kV | 0.72666 | 253141103_UG |  |  | 100% | 100%
CUYAMA 1104 | 253141104 | OH | 12kV | 17.8855 | CUYAMA 1104 | 253141104 | OH | 12kV | 17.8855 | 253141104_OH |  |  | 100% | 100%
|  | UG | 12kV | 0.15358 | CUYAMA 1104 | 253141104 | UG | 12kV | 0.15358 | 253141104_UG |  |  | 100% | 100%
CUYAMA 2101 | 253142101 | OH | 12kV | 3.0511 | CUYAMA 2101 | 253142101 | OH | 12kV | 3.0511 | 253142101_OH |  | X | 4.842% | 95.16%
|  |  | 21kV | 59.9643 | CUYAMA 2101 | 253142101 | OH | 21kV | 59.9643 | 253142101_OH | DIFF VOLT | X | 95.16% | 95.16%
|  | UG | 12kV | 0.054265 | CUYAMA 2101 | 253142101 | UG | 12kV | 0.054265 | 253142101_UG |  | X | 4.799% | 95.2%
|  |  | 21kV | 1.0765 | CUYAMA 2101 | 253142101 | UG | 21kV | 1.0765 | 253142101_UG | DIFF VOLT | X | 95.2% | 95.2%
CUYAMA 2102 | 253142102 | OH | 21kV | 35.7512 | CUYAMA 2102 | 253142102 | OH | 21kV | 35.7512 | 253142102_OH |  |  | 100% | 100%
|  | UG | 21kV | 1.0916 | CUYAMA 2102 | 253142102 | UG | 21kV | 1.0916 | 253142102_UG |  |  | 100% | 100%
DAIRYLAND 1102 | 252421102 | OH | 12kV | 61.4142 | DAIRYLAND 1102 | 252421102 | OH | 12kV | 61.4142 | 252421102_OH |  |  | 100% | 100%
|  | UG | 12kV | 0.39019 | DAIRYLAND 1102 | 252421102 | UG | 12kV | 0.39019 | 252421102_UG |  |  | 100% | 100%
DAIRYLAND 1105 | 252421105 | OH | 12kV | 60.3732 | DAIRYLAND 1105 | 252421105 | OH | 12kV | 60.3732 | 252421105_OH |  |  | 100% | 100%
|  | UG | 12kV | 0.3687 | DAIRYLAND 1105 | 252421105 | UG | 12kV | 0.3687 | 252421105_UG |  |  | 100% | 100%
DAIRYLAND 1109 | 252421109 | OH | 12kV | 79.9192 | DAIRYLAND 1109 | 252421109 | OH | 12kV | 79.9192 | 252421109_OH |  |  | 100% | 100%
|  | UG | 12kV | 1.5878 | DAIRYLAND 1109 | 252421109 | UG | 12kV | 1.5878 | 252421109_UG |  |  | 100% | 100%
DAIRYLAND 1111 | 252421111 | OH | 12kV | 48.4842 | DAIRYLAND 1111 | 252421111 | OH | 12kV | 48.4842 | 252421111_OH |  |  | 100% | 100%
|  | UG | 12kV | 0.93868 | DAIRYLAND 1111 | 252421111 | UG | 12kV | 0.93868 | 252421111_UG |  |  | 100% | 100%
DAIRYLAND 1112 | 252421112 | OH | 12kV | 75.6007 | DAIRYLAND 1112 | 252421112 | OH | 12kV | 75.6007 | 252421112_OH |  |  | 100% | 100%
|  | UG | 12kV | 0.68823 | DAIRYLAND 1112 | 252421112 | UG | 12kV | 0.68823 | 252421112_UG |  |  | 100% | 100%
DAIRYLAND 1113 | 252421113 | OH | 12kV | 83.5424 | DAIRYLAND 1113 | 252421113 | OH | 12kV | 83.5424 | 252421113_OH |  |  | 100% | 100%
|  | UG | 12kV | 0.96238 | DAIRYLAND 1113 | 252421113 | UG | 12kV | 0.96238 | 252421113_UG |  |  | 100% | 100%
DAIRYVILLE 1101 | 103341101 | OH | 12kV | 43.0079 | DAIRYVILLE 1101 | 103341101 | OH | 12kV | 43.0079 | 103341101_OH |  |  | 100% | 100%
|  | UG | 12kV | 0.39524 | DAIRYVILLE 1101 | 103341101 | UG | 12kV | 0.39524 | 103341101_UG |  |  | 100% | 100%
DALY CITY 0401 | 022640401 | OH | 4.16kV | 5.6519 | DALY CITY 0401 | 022640401 | OH | 4.16kV | 5.6519 | 022640401_OH |  |  | 100% | 100%
|  | UG | 4.16kV | 0.53107 | DALY CITY 0401 | 022640401 | UG | 4.16kV | 0.53107 | 022640401_UG |  |  | 100% | 100%
DALY CITY 1101 | 022641101 | OH | 12kV | 3.4209 | DALY CITY 1101 | 022641101 | OH | 12kV | 3.4209 | 022641101_OH |  |  | 100% | 100%
|  | UG | 12kV | 5.8469 | DALY CITY 1101 | 022641101 | UG | 12kV | 5.8469 | 022641101_UG |  |  | 100% | 100%
DALY CITY 1102 | 022641102 | OH | 12kV | 7.5526 | DALY CITY 1102 | 022641102 | OH | 12kV | 7.5526 | 022641102_OH |  |  | 100% | 100%
|  | UG | 12kV | 8.1499 | DALY CITY 1102 | 022641102 | UG | 12kV | 8.1499 | 022641102_UG |  |  | 100% | 100%
DALY CITY 1103 | 022641103 | OH | 12kV | 4.7363 | DALY CITY 1103 | 022641103 | OH | 12kV | 4.7363 | 022641103_OH |  |  | 100% | 100%
|  | UG | 12kV | 3.6323 | DALY CITY 1103 | 022641103 | UG | 12kV | 3.6323 | 022641103_UG |  |  | 100% | 100%
DALY CITY 1104 | 022641104 | OH | 12kV | 11.0119 | DALY CITY 1104 | 022641104 | OH | 12kV | 11.0119 | 022641104_OH |  |  | 100% | 100%
|  | UG | 12kV | 9.8797 | DALY CITY 1104 | 022641104 | UG | 12kV | 9.8797 | 022641104_UG |  |  | 100% | 100%
DALY CITY 1105 | 022641105 | OH | 12kV | 10.6763 | DALY CITY 1105 | 022641105 | OH | 12kV | 10.6763 | 022641105_OH |  |  | 100% | 100%
|  | UG | 12kV | 10.687 | DALY CITY 1105 | 022641105 | UG | 12kV | 10.687 | 022641105_UG |  |  | 100% | 100%
DALY CITY 1106 | 022641106 | OH | 12kV | 9.9083 | DALY CITY 1106 | 022641106 | OH | 12kV | 9.9083 | 022641106_OH |  |  | 100% | 100%
|  | UG | 12kV | 13.3335 | DALY CITY 1106 | 022641106 | UG | 12kV | 13.3335 | 022641106_UG |  |  | 100% | 100%
DALY CITY 1107 | 022641107 | OH | 12kV | 5.3049 | DALY CITY 1107 | 022641107 | OH | 12kV | 5.3049 | 022641107_OH |  |  | 100% | 100%
|  | UG | 12kV | 6.054 | DALY CITY 1107 | 022641107 | UG | 12kV | 6.054 | 022641107_UG |  |  | 100% | 100%
DALY CITY 1108 | 022641108 | OH | 12kV | 2.9607 | DALY CITY 1108 | 022641108 | OH | 12kV | 2.9607 | 022641108_OH |  |  | 100% | 100%
|  | UG | 12kV | 10.4767 | DALY CITY 1108 | 022641108 | UG | 12kV | 10.4767 | 022641108_UG |  |  | 100% | 100%
DALY CITY 1109 | 022641109 | OH | 12kV | 6.2259 | DALY CITY 1109 | 022641109 | OH | 12kV | 6.2259 | 022641109_OH |  |  | 100% | 100%
|  | UG | 12kV | 2.614 | DALY CITY 1109 | 022641109 | UG | 12kV | 2.614 | 022641109_UG |  |  | 100% | 100%
DALY CITY 1110 | 022641110 | OH | 12kV | 1.7813 | DALY CITY 1110 | 022641110 | OH | 12kV | 1.7813 | 022641110_OH |  |  | 100% | 100%
|  | UG | 12kV | 15.4994 | DALY CITY 1110 | 022641110 | UG | 12kV | 15.4994 | 022641110_UG |  |  | 100% | 100%
DALY CITY 1111 | 022641111 | OH | 12kV | 6.931 | DALY CITY 1111 | 022641111 | OH | 12kV | 6.931 | 022641111_OH |  |  | 100% | 100%
|  | UG | 12kV | 7.9856 | DALY CITY 1111 | 022641111 | UG | 12kV | 7.9856 | 022641111_UG |  |  | 100% | 100%
DALY CITY 1112 | 022641112 | OH | 12kV | 14.0405 | DALY CITY 1112 | 022641112 | OH | 12kV | 14.0405 | 022641112_OH |  |  | 100% | 100%
|  | UG | 12kV | 7.6162 | DALY CITY 1112 | 022641112 | UG | 12kV | 7.6162 | 022641112_UG |  |  | 100% | 100%
DALY CITY 1115 | 022641115 | OH | 12kV | 0.031524 | DALY CITY 1115 | 022641115 | OH | 12kV | 0.031524 | 022641115_OH |  |  | 100% | 100%
|  | UG | 12kV | 0.016782 | DALY CITY 1115 | 022641115 | UG | 12kV | 0.016782 | 022641115_UG |  |  | 100% | 100%
DAVIS 1101 | 062041101 | OH | 12kV | 37.5389 | DAVIS 1101 | 062041101 | OH | 12kV | 37.5389 | 062041101_OH |  |  | 100% | 100%
|  | UG | 12kV | 21.1396 | DAVIS 1101 | 062041101 | UG | 12kV | 21.1396 | 062041101_UG |  |  | 100% | 100%
DAVIS 1102 | 062041102 | OH | 12kV | 6.4783 | DAVIS 1102 | 062041102 | OH | 12kV | 6.4783 | 062041102_OH |  |  | 100% | 100%
|  | UG | 12kV | 18.3277 | DAVIS 1102 | 062041102 | UG | 12kV | 18.3277 | 062041102_UG |  |  | 100% | 100%
DAVIS 1103 | 062041103 | OH | 12kV | 5.8595 | DAVIS 1103 | 062041103 | OH | 12kV | 5.8595 | 062041103_OH |  |  | 100% | 100%
|  | UG | 12kV | 21.7919 | DAVIS 1103 | 062041103 | UG | 12kV | 21.7919 | 062041103_UG |  |  | 100% | 100%
DAVIS 1104 | 062041104 | OH | 12kV | 5.7001 | DAVIS 1104 | 062041104 | OH | 12kV | 5.7001 | 062041104_OH |  |  | 100% | 100%
|  | UG | 12kV | 14.7851 | DAVIS 1104 | 062041104 | UG | 12kV | 14.7851 | 062041104_UG |  |  | 100% | 100%
DAVIS 1105 | 062041105 | OH | 12kV | 7.8203 | DAVIS 1105 | 062041105 | OH | 12kV | 7.8203 | 062041105_OH |  |  | 100% | 100%
|  | UG | 12kV | 8.9111 | DAVIS 1105 | 062041105 | UG | 12kV | 8.9111 | 062041105_UG |  |  | 100% | 100%
DAVIS 1106 | 062041106 | OH | 12kV | 42.1004 | DAVIS 1106 | 062041106 | OH | 12kV | 42.1004 | 062041106_OH |  |  | 100% | 100%
|  | UG | 12kV | 14.138 | DAVIS 1106 | 062041106 | UG | 12kV | 14.138 | 062041106_UG |  |  | 100% | 100%
DAVIS 1107 | 062041107 | OH | 12kV | 81.0482 | DAVIS 1107 | 062041107 | OH | 12kV | 81.0482 | 062041107_OH |  |  | 100% | 100%
|  | UG | 12kV | 3.4828 | DAVIS 1107 | 062041107 | UG | 12kV | 3.4828 | 062041107_UG |  |  | 100% | 100%
DAVIS 1108 | 062041108 | OH | 12kV | 3.337 | DAVIS 1108 | 062041108 | OH | 12kV | 3.337 | 062041108_OH |  |  | 100% | 100%
|  | UG | 12kV | 18.7369 | DAVIS 1108 | 062041108 | UG | 12kV | 18.7369 | 062041108_UG |  |  | 100% | 100%
DAVIS 1109 | 062041109 | OH | 12kV | 4.75 | DAVIS 1109 | 062041109 | OH | 12kV | 4.75 | 062041109_OH |  |  | 100% | 100%
|  | UG | 12kV | 19.3101 | DAVIS 1109 | 062041109 | UG | 12kV | 19.3101 | 062041109_UG |  |  | 100% | 100%
DAVIS 1110 | 062041110 | OH | 12kV | 1.8306 | DAVIS 1110 | 062041110 | OH | 12kV | 1.8306 | 062041110_OH |  |  | 100% | 100%
|  | UG | 12kV | 4.1255 | DAVIS 1110 | 062041110 | UG | 12kV | 4.1255 | 062041110_UG |  |  | 100% | 100%
DAVIS 1111 | 062041111 | OH | 12kV | 7.2731 | DAVIS 1111 | 062041111 | OH | 12kV | 7.2731 | 062041111_OH |  |  | 100% | 100%
|  | UG | 12kV | 10.669 | DAVIS 1111 | 062041111 | UG | 12kV | 10.669 | 062041111_UG |  |  | 100% | 100%
DAVIS 1112 | 062041112 | OH | 12kV | 45.9619 | DAVIS 1112 | 062041112 | OH | 12kV | 45.9619 | 062041112_OH |  |  | 100% | 100%
|  | UG | 12kV | 13.9478 | DAVIS 1112 | 062041112 | UG | 12kV | 13.9478 | 062041112_UG |  |  | 100% | 100%
DAYTON ROAD 0401 | 102940401 | OH | 4.16kV | 2.3256 | DAYTON ROAD 0401 | 102940401 | OH | 4.16kV | 2.3256 | 102940401_OH |  |  | 100% | 100%
|  | UG | 4.16kV | 0.38401 | DAYTON ROAD 0401 | 102940401 | UG | 4.16kV | 0.38401 | 102940401_UG |  |  | 100% | 100%
DEEPWATER 1105 | 063621105 | OH | 12kV | 4.1123 | DEEPWATER 1105 | 063621105 | OH | 12kV | 4.1123 | 063621105_OH |  |  | 100% | 100%
|  | UG | 12kV | 8.2952 | DEEPWATER 1105 | 063621105 | UG | 12kV | 8.2952 | 063621105_UG |  |  | 100% | 100%
DEEPWATER 1106 | 063621106 | OH | 12kV | 0.060056 | DEEPWATER 1106 | 063621106 | OH | 12kV | 0.060056 | 063621106_OH |  |  | 100% | 100%
|  | UG | 12kV | 23.2175 | DEEPWATER 1106 | 063621106 | UG | 12kV | 23.2175 | 063621106_UG |  |  | 100% | 100%
DEEPWATER 1107 | 063621107 | OH | 12kV | 28.7267 | DEEPWATER 1107 | 063621107 | OH | 12kV | 28.7267 | 063621107_OH |  |  | 100% | 100%
|  | UG | 12kV | 21.4065 | DEEPWATER 1107 | 063621107 | UG | 12kV | 21.4065 | 063621107_UG |  |  | 100% | 100%
DEEPWATER 1108 | 063621108 | OH | 12kV | 0.085531 | DEEPWATER 1108 | 063621108 | OH | 12kV | 0.085531 | 063621108_OH |  |  | 100% | 100%
|  | UG | 12kV | 13.4542 | DEEPWATER 1108 | 063621108 | UG | 12kV | 13.4542 | 063621108_UG |  |  | 100% | 100%
DEEPWATER 1109 | 063621109 | OH | 12kV | 4.1572 | DEEPWATER 1109 | 063621109 | OH | 12kV | 4.1572 | 063621109_OH |  |  | 100% | 100%
|  | UG | 12kV | 21.9277 | DEEPWATER 1109 | 063621109 | UG | 12kV | 21.9277 | 063621109_UG |  |  | 100% | 100%
DEL MAR 1103 | 152581103 | OH | 12kV | 13.0051 | DEL MAR 1103 | 152581103 | OH | 12kV | 13.0051 | 152581103_OH |  |  | 100% | 100%
|  | UG | 12kV | 6.4426 | DEL MAR 1103 | 152581103 | UG | 12kV | 6.4426 | 152581103_UG |  |  | 100% | 100%
DEL MAR 1104 | 152581104 | OH | 12kV | 0.0034561 | DEL MAR 1104 | 152581104 | OH | 12kV | 0.0034561 | 152581104_OH |  |  | 100% | 100%
|  | UG | 12kV | 5.5056 | DEL MAR 1104 | 152581104 | UG | 12kV | 5.5056 | 152581104_UG |  |  | 100% | 100%
DEL MAR 2105 | 152582105 | OH | 12kV | 0.15754 | DEL MAR 2105 | 152582105 | OH | 12kV | 0.15754 | 152582105_OH |  | X | 1.138% | 98.86%
|  |  | 21kV | 13.6862 | DEL MAR 2105 | 152582105 | OH | 21kV | 13.6862 | 152582105_OH | DIFF VOLT | X | 98.86% | 98.86%
|  | UG | 12kV | 0.27901 | DEL MAR 2105 | 152582105 | UG | 12kV | 0.27901 | 152582105_UG |  | X | 1.354% | 98.65%
|  |  | 21kV | 20.3243 | DEL MAR 2105 | 152582105 | UG | 21kV | 20.3243 | 152582105_UG | DIFF VOLT | X | 98.65% | 98.65%
DEL MAR 2106 | 152582106 | OH | 12kV | 3.4605 | DEL MAR 2106 | 152582106 | OH | 12kV | 3.4605 | 152582106_OH |  |  | 100% | 100%
|  | UG | 12kV | 28.3878 | DEL MAR 2106 | 152582106 | UG | 12kV | 28.3878 | 152582106_UG |  | X | 85.24% | 85.24%
|  |  | 21kV | 4.917 | DEL MAR 2106 | 152582106 | UG | 21kV | 4.917 | 152582106_UG | DIFF VOLT | X | 14.76% | 85.24%
DEL MAR 2109 | 152582109 | OH | 12kV | 0.0071408 | DEL MAR 2109 | 152582109 | OH | 12kV | 0.0071408 | 152582109_OH |  | X | 0.09882% | 99.9%
|  |  | 21kV | 7.2188 | DEL MAR 2109 | 152582109 | OH | 21kV | 7.2188 | 152582109_OH | DIFF VOLT | X | 99.9% | 99.9%
|  | UG | 12kV | 0.27681 | DEL MAR 2109 | 152582109 | UG | 12kV | 0.27681 | 152582109_UG |  | X | 0.4541% | 99.55%
|  |  | 21kV | 60.6859 | DEL MAR 2109 | 152582109 | UG | 21kV | 60.6859 | 152582109_UG | DIFF VOLT | X | 99.55% | 99.55%
DEL MAR 2110 | 152582110 | OH | 21kV | 2.3186 | DEL MAR 2110 | 152582110 | OH | 21kV | 2.3186 | 152582110_OH |  |  | 100% | 100%
|  | UG | 21kV | 44.9165 | DEL MAR 2110 | 152582110 | UG | 21kV | 44.9165 | 152582110_UG |  | X | 99.99% | 99.99%
|  |  | (empty) | 0.0023858 | DEL MAR 2110 | 152582110 | UG | (blank) | 0.0023858 | 152582110_UG | DIFF VOLT | X | 0.005311% | 99.99%
DEL MONTE 1101 | 182221101 | OH | 12kV | 14.8751 | DEL MONTE 1101 | 182221101 | OH | 12kV | 14.8751 | 182221101_OH |  |  | 100% | 100%
|  | UG | 12kV | 11.3437 | DEL MONTE 1101 | 182221101 | UG | 12kV | 11.3437 | 182221101_UG |  |  | 100% | 100%
DEL MONTE 2102 | 182222102 | OH | 12kV | 1.9732 | DEL MONTE 2102 | 182222102 | OH | 12kV | 1.9732 | 182222102_OH |  | X | 13.33% | 86.67%
|  |  | 21kV | 12.8347 | DEL MONTE 2102 | 182222102 | OH | 21kV | 12.8347 | 182222102_OH | DIFF VOLT | X | 86.67% | 86.67%
|  | UG | 12kV | 2.9659 | DEL MONTE 2102 | 182222102 | UG | 12kV | 2.9659 | 182222102_UG |  | X | 18.42% | 81.49%
|  |  | 21kV | 13.1227 | DEL MONTE 2102 | 182222102 | UG | 21kV | 13.1227 | 182222102_UG | DIFF VOLT | X | 81.49% | 81.49%
|  |  | 4.16kV | 0.015375 | DEL MONTE 2102 | 182222102 | UG | 4.16kV | 0.015375 | 182222102_UG | DIFF VOLT | X | 0.09548% | 81.49%
DEL MONTE 2103 | 182222103 | OH | 21kV | 32.4535 | DEL MONTE 2103 | 182222103 | OH | 21kV | 32.4535 | 182222103_OH |  | X | 99.99% | 99.99%
|  |  | 4.16kV | 0.0028409 | DEL MONTE 2103 | 182222103 | OH | 4.16kV | 0.0028409 | 182222103_OH | DIFF VOLT | X | 0.008753% | 99.99%
|  | UG | 21kV | 17.3356 | DEL MONTE 2103 | 182222103 | UG | 21kV | 17.3356 | 182222103_UG |  | X | 99.91% | 99.91%
|  |  | 4.16kV | 0.01531 | DEL MONTE 2103 | 182222103 | UG | 4.16kV | 0.01531 | 182222103_UG | DIFF VOLT | X | 0.08824% | 99.91%
DEL MONTE 2104 | 182222104 | OH | 12kV | 43.8514 | DEL MONTE 2104 | 182222104 | OH | 12kV | 43.8514 | 182222104_OH |  | X | 54.63% | 54.63% | FLAG
|  |  | 21kV | 36.4112 | DEL MONTE 2104 | 182222104 | OH | 21kV | 36.4112 | 182222104_OH | DIFF VOLT | X | 45.37% | 54.63% | FLAG
|  | UG | 12kV | 44.0879 | DEL MONTE 2104 | 182222104 | UG | 12kV | 44.0879 | 182222104_UG |  | X | 42.56% | 57.44% | FLAG
|  |  | 21kV | 59.494 | DEL MONTE 2104 | 182222104 | UG | 21kV | 59.494 | 182222104_UG | DIFF VOLT | X | 57.44% | 57.44% | FLAG
DEL MONTE 2105 | 182222105 | OH | 21kV | 15.6345 | DEL MONTE 2105 | 182222105 | OH | 21kV | 15.6345 | 182222105_OH |  | X | 99.98% | 99.98%
|  |  | 4.16kV | 0.0028865 | DEL MONTE 2105 | 182222105 | OH | 4.16kV | 0.0028865 | 182222105_OH | DIFF VOLT | X | 0.01846% | 99.98%
|  | UG | 21kV | 8.4651 | DEL MONTE 2105 | 182222105 | UG | 21kV | 8.4651 | 182222105_UG |  | X | 99.91% | 99.91%
|  |  | 4.16kV | 0.0073961 | DEL MONTE 2105 | 182222105 | UG | 4.16kV | 0.0073961 | 182222105_UG | DIFF VOLT | X | 0.08729% | 99.91%
DELEVAN 1101 | 069551101 | OH | 12kV | 0.59506 | DELEVAN 1101 | 069551101 | OH | 12kV | 0.59506 | 069551101_OH |  |  | 100% | 100%
|  | UG | 12kV | 0.033785 | DELEVAN 1101 | 069551101 | UG | 12kV | 0.033785 | 069551101_UG |  |  | 100% | 100%
DELEVAN 1102 | 069551102 | OH | 12kV | 0.61093 | DELEVAN 1102 | 069551102 | OH | 12kV | 0.61093 | 069551102_OH |  |  | 100% | 100%
|  | UG | 12kV | 0.046275 | DELEVAN 1102 | 069551102 | UG | 12kV | 0.046275 | 069551102_UG |  |  | 100% | 100%
DESCHUTES 1101 | 103351101 | OH | 12kV | 109.5288 | DESCHUTES 1101 | 103351101 | OH | 12kV | 109.5288 | 103351101_OH |  | X | 83.66% | 83.66%
|  |  | 21kV | 21.3944 | DESCHUTES 1101 | 103351101 | OH | 21kV | 21.3944 | 103351101_OH | DIFF VOLT | X | 16.34% | 83.66%
|  | UG | 12kV | 2.9028 | DESCHUTES 1101 | 103351101 | UG | 12kV | 2.9028 | 103351101_UG |  | X | 84.1% | 84.1%
|  |  | 21kV | 0.54871 | DESCHUTES 1101 | 103351101 | UG | 21kV | 0.54871 | 103351101_UG | DIFF VOLT | X | 15.9% | 84.1%
DESCHUTES 1104 | 103351104 | OH | 12kV | 131.1942 | DESCHUTES 1104 | 103351104 | OH | 12kV | 131.1942 | 103351104_OH |  |  | 100% | 100%
|  | UG | 12kV | 9.6404 | DESCHUTES 1104 | 103351104 | UG | 12kV | 9.6404 | 103351104_UG |  |  | 100% | 100%
DEVILS DEN 1101 | 253451101 | OH | 12kV | 45.9096 | DEVILS DEN 1101 | 253451101 | OH | 12kV | 45.9096 | 253451101_OH |  |  | 100% | 100%
|  | UG | 12kV | 0.079646 | DEVILS DEN 1101 | 253451101 | UG | 12kV | 0.079646 | 253451101_UG |  |  | 100% | 100%
DEVILS DEN 1102 | 253451102 | OH | 12kV | 33.5276 | DEVILS DEN 1102 | 253451102 | OH | 12kV | 33.5276 | 253451102_OH |  |  | 100% | 100%
|  | UG | 12kV | 0.047834 | DEVILS DEN 1102 | 253451102 | UG | 12kV | 0.047834 | 253451102_UG |  |  | 100% | 100%
DIABLO CANYON 1101 | 189001101 | UG | 12kV | 2.5761 | DIABLO CANYON 1101 | 189001101 | UG | 12kV | 2.5761 | 189001101_UG |  |  | 100% | 100%
DIABLO CANYON 1102 | 189001102 | UG | 12kV | 2.1613 | DIABLO CANYON 1102 | 189001102 | UG | 12kV | 2.1613 | 189001102_UG |  |  | 100% | 100%
DIAMOND SPRINGS 1103 | 152261103 | OH | 12kV | 51.2462 | DIAMOND SPRINGS 1103 | 152261103 | OH | 12kV | 51.2462 | 152261103_OH |  | X | 99.99% | 99.99%
|  |  | 21kV | 0.0028409 | DIAMOND SPRINGS 1103 | 152261103 | OH | 21kV | 0.0028409 | 152261103_OH | DIFF VOLT | X | 0.005543% | 99.99%
|  | UG | 12kV | 6.3407 | DIAMOND SPRINGS 1103 | 152261103 | UG | 12kV | 6.3407 | 152261103_UG |  | X | 99.5% | 99.5%
|  |  | 21kV | 0.031668 | DIAMOND SPRINGS 1103 | 152261103 | UG | 21kV | 0.031668 | 152261103_UG | DIFF VOLT | X | 0.497% | 99.5%
DIAMOND SPRINGS 1104 | 152261104 | OH | 12kV | 18.1108 | DIAMOND SPRINGS 1104 | 152261104 | OH | 12kV | 18.1108 | 152261104_OH |  |  | 100% | 100%
|  | UG | 12kV | 4.3623 | DIAMOND SPRINGS 1104 | 152261104 | UG | 12kV | 4.3623 | 152261104_UG |  |  | 100% | 100%
DIAMOND SPRINGS 1105 | 152261105 | OH | 12kV | 133.5195 | DIAMOND SPRINGS 1105 | 152261105 | OH | 12kV | 133.5195 | 152261105_OH |  |  | 100% | 100%
|  | UG | 12kV | 7.4275 | DIAMOND SPRINGS 1105 | 152261105 | UG | 12kV | 7.4275 | 152261105_UG |  |  | 100% | 100%
DIAMOND SPRINGS 1106 | 152261106 | OH | 12kV | 107.1879 | DIAMOND SPRINGS 1106 | 152261106 | OH | 12kV | 107.1879 | 152261106_OH |  | X | 87.58% | 87.58%
|  |  | 21kV | 15.1995 | DIAMOND SPRINGS 1106 | 152261106 | OH | 21kV | 15.1995 | 152261106_OH | DIFF VOLT | X | 12.42% | 87.58%
|  | UG | 12kV | 11.2382 | DIAMOND SPRINGS 1106 | 152261106 | UG | 12kV | 11.2382 | 152261106_UG |  | X | 99.93% | 99.93%
|  |  | 21kV | 0.0082398 | DIAMOND SPRINGS 1106 | 152261106 | UG | 21kV | 0.0082398 | 152261106_UG | DIFF VOLT | X | 0.07327% | 99.93%
DIAMOND SPRINGS 1107 | 152261107 | OH | 12kV | 58.9662 | DIAMOND SPRINGS 1107 | 152261107 | OH | 12kV | 58.9662 | 152261107_OH |  |  | 100% | 100%
|  | UG | 12kV | 14.9777 | DIAMOND SPRINGS 1107 | 152261107 | UG | 12kV | 14.9777 | 152261107_UG |  |  | 100% | 100%
DINUBA 1100 | 254091100 | OH | 12kV | 0.0098687 | DINUBA 1100 | 254091100 | OH | 12kV | 0.0098687 | 254091100_OH |  |  | 100% | 100%
DINUBA 1102 | 254091102 | OH | 12kV | 22.6296 | DINUBA 1102 | 254091102 | OH | 12kV | 22.6296 | 254091102_OH |  |  | 100% | 100%
|  | UG | 12kV | 11.9832 | DINUBA 1102 | 254091102 | UG | 12kV | 11.9832 | 254091102_UG |  |  | 100% | 100%
DINUBA 1104 | 254091104 | OH | 12kV | 85.529 | DINUBA 1104 | 254091104 | OH | 12kV | 85.529 | 254091104_OH |  |  | 100% | 100%
|  | UG | 12kV | 2.5164 | DINUBA 1104 | 254091104 | UG | 12kV | 2.5164 | 254091104_UG |  |  | 100% | 100%
DINUBA 1105 | 254091105 | OH | 12kV | 99.9678 | DINUBA 1105 | 254091105 | OH | 12kV | 99.9678 | 254091105_OH |  |  | 100% | 100%
|  | UG | 12kV | 4.7332 | DINUBA 1105 | 254091105 | UG | 12kV | 4.7332 | 254091105_UG |  |  | 100% | 100%
DINUBA 1106 | 254091106 | OH | 12kV | 10.3344 | DINUBA 1106 | 254091106 | OH | 12kV | 10.3344 | 254091106_OH |  |  | 100% | 100%
|  | UG | 12kV | 2.1631 | DINUBA 1106 | 254091106 | UG | 12kV | 2.1631 | 254091106_UG |  |  | 100% | 100%
DIVIDE 1101 | 182571101 | OH | 12kV | 15.53 | DIVIDE 1101 | 182571101 | OH | 12kV | 15.53 | 182571101_OH |  |  | 100% | 100%
|  | UG | 12kV | 3.2442 | DIVIDE 1101 | 182571101 | UG | 12kV | 3.2442 | 182571101_UG |  |  | 100% | 100%
DIVIDE 1102 | 182571102 | OH | 12kV | 47.794 | DIVIDE 1102 | 182571102 | OH | 12kV | 47.794 | 182571102_OH |  |  | 100% | 100%
|  | UG | 12kV | 29.2214 | DIVIDE 1102 | 182571102 | UG | 12kV | 29.2214 | 182571102_UG |  |  | 100% | 100%
DIVIDE 1103 | 182571103 | OH | 12kV | 20.8689 | DIVIDE 1103 | 182571103 | OH | 12kV | 20.8689 | 182571103_OH |  |  | 100% | 100%
|  | UG | 12kV | 0.063555 | DIVIDE 1103 | 182571103 | UG | 12kV | 0.063555 | 182571103_UG |  |  | 100% | 100%
DIXON 1102 | 062061102 | OH | 12kV | 21.2261 | DIXON 1102 | 062061102 | OH | 12kV | 21.2261 | 062061102_OH |  |  | 100% | 100%
|  | UG | 12kV | 46.1605 | DIXON 1102 | 062061102 | UG | 12kV | 46.1605 | 062061102_UG |  |  | 100% | 100%
DIXON 1103 | 062061103 | OH | 12kV | 126.7601 | DIXON 1103 | 062061103 | OH | 12kV | 126.7601 | 062061103_OH |  |  | 100% | 100%
|  | UG | 12kV | 3.1925 | DIXON 1103 | 062061103 | UG | 12kV | 3.1925 | 062061103_UG |  |  | 100% | 100%
DIXON 1104 | 062061104 | OH | 12kV | 11.6735 | DIXON 1104 | 062061104 | OH | 12kV | 11.6735 | 062061104_OH |  |  | 100% | 100%
|  | UG | 12kV | 4.6387 | DIXON 1104 | 062061104 | UG | 12kV | 4.6387 | 062061104_UG |  |  | 100% | 100%
DIXON 1105 | 062061105 | OH | 12kV | 23.7398 | DIXON 1105 | 062061105 | OH | 12kV | 23.7398 | 062061105_OH |  |  | 100% | 100%
|  | UG | 12kV | 18.4382 | DIXON 1105 | 062061105 | UG | 12kV | 18.4382 | 062061105_UG |  |  | 100% | 100%
DIXON 1106 | 062061106 | OH | 12kV | 0.57599 | DIXON 1106 | 062061106 | OH | 12kV | 0.57599 | 062061106_OH |  |  | 100% | 100%
|  | UG | 12kV | 1.4262 | DIXON 1106 | 062061106 | UG | 12kV | 1.4262 | 062061106_UG |  |  | 100% | 100%
DIXON LANDING 2101 | 014722101 | OH | 12kV | 7.7187 | DIXON LANDING 2101 | 014722101 | OH | 12kV | 7.7187 | 014722101_OH |  | X | 71.28% | 71.28% | FLAG
|  |  | 21kV | 3.1104 | DIXON LANDING 2101 | 014722101 | OH | 21kV | 3.1104 | 014722101_OH | DIFF VOLT | X | 28.72% | 71.28% | FLAG
|  | UG | 12kV | 8.0054 | DIXON LANDING 2101 | 014722101 | UG | 12kV | 8.0054 | 014722101_UG |  | X | 43.49% | 56.51% | FLAG
|  |  | 21kV | 10.4002 | DIXON LANDING 2101 | 014722101 | UG | 21kV | 10.4002 | 014722101_UG | DIFF VOLT | X | 56.51% | 56.51% | FLAG
DIXON LANDING 2102 | 014722102 | OH | 12kV | 6.9958 | DIXON LANDING 2102 | 014722102 | OH | 12kV | 6.9958 | 014722102_OH |  | X | 64.44% | 64.44% | FLAG
|  |  | 21kV | 3.8609 | DIXON LANDING 2102 | 014722102 | OH | 21kV | 3.8609 | 014722102_OH | DIFF VOLT | X | 35.56% | 64.44% | FLAG
|  | UG | 12kV | 3.7092 | DIXON LANDING 2102 | 014722102 | UG | 12kV | 3.7092 | 014722102_UG |  | X | 55.78% | 55.78% | FLAG
|  |  | 21kV | 2.9399 | DIXON LANDING 2102 | 014722102 | UG | 21kV | 2.9399 | 014722102_UG | DIFF VOLT | X | 44.22% | 55.78% | FLAG
DIXON LANDING 2103 | 014722103 | OH | 21kV | 3.1052 | DIXON LANDING 2103 | 014722103 | OH | 21kV | 3.1052 | 014722103_OH |  |  | 100% | 100%
|  | UG | 21kV | 11.9649 | DIXON LANDING 2103 | 014722103 | UG | 21kV | 11.9649 | 014722103_UG |  |  | 100% | 100%
DIXON LANDING 2105 | 014722105 | UG | 21kV | 0.55086 | DIXON LANDING 2105 | 014722105 | UG | 21kV | 0.55086 | 014722105_UG |  |  | 100% | 100%
DIXON LANDING 2106 | 014722106 | UG | 12kV | 0.027272 | DIXON LANDING 2106 | 014722106 | UG | 12kV | 0.027272 | 014722106_UG |  | X | 0.3818% | 99.62%
|  |  | 21kV | 7.1167 | DIXON LANDING 2106 | 014722106 | UG | 21kV | 7.1167 | 014722106_UG | DIFF VOLT | X | 99.62% | 99.62%
DIXON LANDING 2107 | 014722107 | UG | 21kV | 5.1408 | DIXON LANDING 2107 | 014722107 | UG | 21kV | 5.1408 | 014722107_UG |  |  | 100% | 100%
DIXON LANDING 2109 | 014722109 | OH | 21kV | 10.5993 | DIXON LANDING 2109 | 014722109 | OH | 21kV | 10.5993 | 014722109_OH |  |  | 100% | 100%
|  | UG | 21kV | 35.3394 | DIXON LANDING 2109 | 014722109 | UG | 21kV | 35.3394 | 014722109_UG |  |  | 100% | 100%
DIXON LANDING 2110 | 014722110 | UG | 21kV | 0.15499 | DIXON LANDING 2110 | 014722110 | UG | 21kV | 0.15499 | 014722110_UG |  |  | 100% | 100%
DIXON LANDING 2111 | 014722111 | OH | 21kV | 0.1306 | DIXON LANDING 2111 | 014722111 | OH | 21kV | 0.1306 | 014722111_OH |  |  | 100% | 100%
|  | UG | 21kV | 13.0441 | DIXON LANDING 2111 | 014722111 | UG | 21kV | 13.0441 | 014722111_UG |  |  | 100% | 100%
DOBBINS 1101 | 153741101 | OH | 12kV | 82.2096 | DOBBINS 1101 | 153741101 | OH | 12kV | 82.2096 | 153741101_OH |  |  | 100% | 100%
|  | UG | 12kV | 3.2002 | DOBBINS 1101 | 153741101 | UG | 12kV | 3.2002 | 153741101_UG |  |  | 100% | 100%
DOLAN ROAD 1101 | 182381101 | OH | 12kV | 69.1362 | DOLAN ROAD 1101 | 182381101 | OH | 12kV | 69.1362 | 182381101_OH |  |  | 100% | 100%
|  | UG | 12kV | 5.6138 | DOLAN ROAD 1101 | 182381101 | UG | 12kV | 5.6138 | 182381101_UG |  |  | 100% | 100%
DOLAN ROAD 1103 | 182381103 | OH | 12kV | 4.5263 | DOLAN ROAD 1103 | 182381103 | OH | 12kV | 4.5263 | 182381103_OH |  |  | 100% | 100%
|  | UG | 12kV | 4.0108 | DOLAN ROAD 1103 | 182381103 | UG | 12kV | 4.0108 | 182381103_UG |  |  | 100% | 100%
DOLAN ROAD 1104 | 182381104 | OH | 12kV | 5.0643 | DOLAN ROAD 1104 | 182381104 | OH | 12kV | 5.0643 | 182381104_OH |  |  | 100% | 100%
|  | UG | 12kV | 2.7706 | DOLAN ROAD 1104 | 182381104 | UG | 12kV | 2.7706 | 182381104_UG |  | X | 99.67% | 99.67%
|  |  | 4.16kV | 0.0090874 | DOLAN ROAD 1104 | 182381104 | UG | 4.16kV | 0.0090874 | 182381104_UG | DIFF VOLT | X | 0.3269% | 99.67%
DOS PALOS 1101 | 254041101 | OH | 12kV | 75.5702 | DOS PALOS 1101 | 254041101 | OH | 12kV | 75.5702 | 254041101_OH |  |  | 100% | 100%
|  | UG | 12kV | 5.2312 | DOS PALOS 1101 | 254041101 | UG | 12kV | 5.2312 | 254041101_UG |  |  | 100% | 100%
DOS PALOS 1102 | 254041102 | OH | 12kV | 0.21452 | DOS PALOS 1102 | 254041102 | OH | 12kV | 0.21452 | 254041102_OH |  |  | 100% | 100%
DRUM 1101 | 152321101 | OH | 12kV | 18.3622 | DRUM 1101 | 152321101 | OH | 12kV | 18.3622 | 152321101_OH |  |  | 100% | 100%
|  | UG | 12kV | 0.57199 | DRUM 1101 | 152321101 | UG | 12kV | 0.57199 | 152321101_UG |  |  | 100% | 100%
DUMBARTON 1102 | 014471102 | OH | 12kV | 16.4598 | DUMBARTON 1102 | 014471102 | OH | 12kV | 16.4598 | 014471102_OH |  |  | 100% | 100%
|  | UG | 12kV | 18.855 | DUMBARTON 1102 | 014471102 | UG | 12kV | 18.855 | 014471102_UG |  |  | 100% | 100%
DUMBARTON 1103 | 014471103 | OH | 12kV | 1.4765 | DUMBARTON 1103 | 014471103 | OH | 12kV | 1.4765 | 014471103_OH |  |  | 100% | 100%
|  | UG | 12kV | 35.5928 | DUMBARTON 1103 | 014471103 | UG | 12kV | 35.5928 | 014471103_UG |  |  | 100% | 100%
DUMBARTON 1104 | 014471104 | OH | 12kV | 13.1821 | DUMBARTON 1104 | 014471104 | OH | 12kV | 13.1821 | 014471104_OH |  |  | 100% | 100%
|  | UG | 12kV | 8.8292 | DUMBARTON 1104 | 014471104 | UG | 12kV | 8.8292 | 014471104_UG |  |  | 100% | 100%
DUMBARTON 1105 | 014471105 | UG | 12kV | 2.1214 | DUMBARTON 1105 | 014471105 | UG | 12kV | 2.1214 | 014471105_UG |  |  | 100% | 100%
DUMBARTON 1106 | 014471106 | OH | 12kV | 7.2532 | DUMBARTON 1106 | 014471106 | OH | 12kV | 7.2532 | 014471106_OH |  |  | 100% | 100%
|  | UG | 12kV | 42.6711 | DUMBARTON 1106 | 014471106 | UG | 12kV | 42.6711 | 014471106_UG |  |  | 100% | 100%
DUMBARTON 1107 | 014471107 | OH | 12kV | 10.9822 | DUMBARTON 1107 | 014471107 | OH | 12kV | 10.9822 | 014471107_OH |  |  | 100% | 100%
|  | UG | 12kV | 21.8321 | DUMBARTON 1107 | 014471107 | UG | 12kV | 21.8321 | 014471107_UG |  |  | 100% | 100%
DUMBARTON 1108 | 014471108 | OH | 12kV | 3.9449 | DUMBARTON 1108 | 014471108 | OH | 12kV | 3.9449 | 014471108_OH |  |  | 100% | 100%
|  | UG | 12kV | 36.0065 | DUMBARTON 1108 | 014471108 | UG | 12kV | 36.0065 | 014471108_UG |  |  | 100% | 100%
DUMBARTON 1109 | 014471109 | OH | 12kV | 3.7149 | DUMBARTON 1109 | 014471109 | OH | 12kV | 3.7149 | 014471109_OH |  |  | 100% | 100%
|  | UG | 12kV | 25.5111 | DUMBARTON 1109 | 014471109 | UG | 12kV | 25.5111 | 014471109_UG |  |  | 100% | 100%
DUMBARTON 1110 | 014471110 | OH | 12kV | 6.9369 | DUMBARTON 1110 | 014471110 | OH | 12kV | 6.9369 | 014471110_OH |  |  | 100% | 100%
|  | UG | 12kV | 17.8863 | DUMBARTON 1110 | 014471110 | UG | 12kV | 17.8863 | 014471110_UG |  |  | 100% | 100%
DUMBARTON 1112 | 014471112 | UG | 12kV | 7.6842 | DUMBARTON 1112 | 014471112 | UG | 12kV | 7.6842 | 014471112_UG |  |  | 100% | 100%
DUMBARTON 2111 | 014472111 | OH | 12kV | 0.57999 | DUMBARTON 2111 | 014472111 | OH | 12kV | 0.57999 | 014472111_OH |  | X | 9.145% | 90.86%
|  |  | 21kV | 5.7623 | DUMBARTON 2111 | 014472111 | OH | 21kV | 5.7623 | 014472111_OH | DIFF VOLT | X | 90.86% | 90.86%
|  | UG | 12kV | 0.046203 | DUMBARTON 2111 | 014472111 | UG | 12kV | 0.046203 | 014472111_UG |  | X | 0.2859% | 99.71%
|  |  | 21kV | 16.1168 | DUMBARTON 2111 | 014472111 | UG | 21kV | 16.1168 | 014472111_UG | DIFF VOLT | X | 99.71% | 99.71%
DUNBAR 1101 | 043071101 | OH | 12kV | 64.519 | DUNBAR 1101 | 043071101 | OH | 12kV | 64.519 | 043071101_OH |  | X | 99.94% | 99.94%
|  |  | (empty) | 0.038138 | DUNBAR 1101 | 043071101 | OH | (blank) | 0.038138 | 043071101_OH | DIFF VOLT | X | 0.05908% | 99.94%
|  | UG | 12kV | 24.7552 | DUNBAR 1101 | 043071101 | UG | 12kV | 24.7552 | 043071101_UG |  |  | 100% | 100%
DUNBAR 1102 | 043071102 | OH | 12kV | 58.1528 | DUNBAR 1102 | 043071102 | OH | 12kV | 58.1528 | 043071102_OH |  |  | 100% | 100%
|  | UG | 12kV | 7.3997 | DUNBAR 1102 | 043071102 | UG | 12kV | 7.3997 | 043071102_UG |  |  | 100% | 100%
DUNBAR 1103 | 043071103 | OH | 12kV | 53.3656 | DUNBAR 1103 | 043071103 | OH | 12kV | 53.3656 | 043071103_OH |  |  | 100% | 100%
|  | UG | 12kV | 9.6385 | DUNBAR 1103 | 043071103 | UG | 12kV | 9.6385 | 043071103_UG |  |  | 100% | 100%
DUNLAP 0001 | 254060001 | OH | 12kV | 0.04167 | DUNLAP 0001 | 254060001 | OH | 12kV | 0.04167 | 254060001_OH |  |  | 100% | 100%
DUNLAP 1102 | 254061102 | OH | 12kV | 56.0377 | DUNLAP 1102 | 254061102 | OH | 12kV | 56.0377 | 254061102_OH |  | X | 98.87% | 98.87%
|  |  | 21kV | 0.63941 | DUNLAP 1102 | 254061102 | OH | 21kV | 0.63941 | 254061102_OH | DIFF VOLT | X | 1.128% | 98.87%
|  | UG | 12kV | 0.19237 | DUNLAP 1102 | 254061102 | UG | 12kV | 0.19237 | 254061102_UG |  | X | 0.5472% | 99.45%
|  |  | 21kV | 34.961 | DUNLAP 1102 | 254061102 | UG | 21kV | 34.961 | 254061102_UG | DIFF VOLT | X | 99.45% | 99.45%
DUNLAP 1103 | 254061103 | OH | 12kV | 69.8633 | DUNLAP 1103 | 254061103 | OH | 12kV | 69.8633 | 254061103_OH |  | X | 98.08% | 98.08%
|  |  | 2.4kV | 1.3645 | DUNLAP 1103 | 254061103 | OH | 2.4kV | 1.3645 | 254061103_OH | DIFF VOLT | X | 1.916% | 98.08%
|  | UG | 12kV | 5.7426 | DUNLAP 1103 | 254061103 | UG | 12kV | 5.7426 | 254061103_UG |  |  | 100% | 100%
DUNNIGAN 1101 | 063811101 | OH | 12kV | 77.9865 | DUNNIGAN 1101 | 063811101 | OH | 12kV | 77.9865 | 063811101_OH |  |  | 100% | 100%
|  | UG | 12kV | 3.6351 | DUNNIGAN 1101 | 063811101 | UG | 12kV | 3.6351 | 063811101_UG |  |  | 100% | 100%
EAST GRAND 0401 | 022570401 | OH | 4.16kV | 4.8647 | EAST GRAND 0401 | 022570401 | OH | 4.16kV | 4.8647 | 022570401_OH |  |  | 100% | 100%
|  | UG | 4.16kV | 0.9646 | EAST GRAND 0401 | 022570401 | UG | 4.16kV | 0.9646 | 022570401_UG |  |  | 100% | 100%
EAST GRAND 0404 | 022570404 | OH | 4.16kV | 3.8248 | EAST GRAND 0404 | 022570404 | OH | 4.16kV | 3.8248 | 022570404_OH |  |  | 100% | 100%
|  | UG | 4.16kV | 0.95023 | EAST GRAND 0404 | 022570404 | UG | 4.16kV | 0.95023 | 022570404_UG |  |  | 100% | 100%
EAST GRAND 1101 | 022571101 | OH | 12kV | 7.9681 | EAST GRAND 1101 | 022571101 | OH | 12kV | 7.9681 | 022571101_OH |  |  | 100% | 100%
|  | UG | 12kV | 8.7217 | EAST GRAND 1101 | 022571101 | UG | 12kV | 8.7217 | 022571101_UG |  |  | 100% | 100%
EAST GRAND 1102 | 022571102 | OH | 12kV | 2.0736 | EAST GRAND 1102 | 022571102 | OH | 12kV | 2.0736 | 022571102_OH |  |  | 100% | 100%
|  | UG | 12kV | 1.6682 | EAST GRAND 1102 | 022571102 | UG | 12kV | 1.6682 | 022571102_UG |  |  | 100% | 100%
EAST GRAND 1103 | 022571103 | OH | 12kV | 1.5083 | EAST GRAND 1103 | 022571103 | OH | 12kV | 1.5083 | 022571103_OH |  |  | 100% | 100%
|  | UG | 12kV | 5.0168 | EAST GRAND 1103 | 022571103 | UG | 12kV | 5.0168 | 022571103_UG |  |  | 100% | 100%
EAST GRAND 1104 | 022571104 | OH | 12kV | 15.6119 | EAST GRAND 1104 | 022571104 | OH | 12kV | 15.6119 | 022571104_OH |  |  | 100% | 100%
|  | UG | 12kV | 10.2781 | EAST GRAND 1104 | 022571104 | UG | 12kV | 10.2781 | 022571104_UG |  |  | 100% | 100%
EAST GRAND 1105 | 022571105 | OH | 12kV | 5.5735 | EAST GRAND 1105 | 022571105 | OH | 12kV | 5.5735 | 022571105_OH |  |  | 100% | 100%
|  | UG | 12kV | 3.1577 | EAST GRAND 1105 | 022571105 | UG | 12kV | 3.1577 | 022571105_UG |  |  | 100% | 100%
EAST GRAND 1106 | 022571106 | OH | 12kV | 3.7321 | EAST GRAND 1106 | 022571106 | OH | 12kV | 3.7321 | 022571106_OH |  |  | 100% | 100%
|  | UG | 12kV | 5.5139 | EAST GRAND 1106 | 022571106 | UG | 12kV | 5.5139 | 022571106_UG |  |  | 100% | 100%
EAST GRAND 1107 | 022571107 | OH | 12kV | 13.7174 | EAST GRAND 1107 | 022571107 | OH | 12kV | 13.7174 | 022571107_OH |  |  | 100% | 100%
|  | UG | 12kV | 9.3368 | EAST GRAND 1107 | 022571107 | UG | 12kV | 9.3368 | 022571107_UG |  |  | 100% | 100%
EAST GRAND 1108 | 022571108 | OH | 12kV | 3.8748 | EAST GRAND 1108 | 022571108 | OH | 12kV | 3.8748 | 022571108_OH |  |  | 100% | 100%
|  | UG | 12kV | 3.3762 | EAST GRAND 1108 | 022571108 | UG | 12kV | 3.3762 | 022571108_UG |  |  | 100% | 100%
EAST GRAND 1109 | 022571109 | OH | 12kV | 8.3468 | EAST GRAND 1109 | 022571109 | OH | 12kV | 8.3468 | 022571109_OH |  |  | 100% | 100%
|  | UG | 12kV | 8.8684 | EAST GRAND 1109 | 022571109 | UG | 12kV | 8.8684 | 022571109_UG |  |  | 100% | 100%
EAST GRAND 1110 | 022571110 | OH | 12kV | 3.4209 | EAST GRAND 1110 | 022571110 | OH | 12kV | 3.4209 | 022571110_OH |  |  | 100% | 100%
|  | UG | 12kV | 3.7611 | EAST GRAND 1110 | 022571110 | UG | 12kV | 3.7611 | 022571110_UG |  |  | 100% | 100%
EAST GRAND 1111 | 022571111 | OH | 12kV | 0.8958 | EAST GRAND 1111 | 022571111 | OH | 12kV | 0.8958 | 022571111_OH |  |  | 100% | 100%
|  | UG | 12kV | 3.8404 | EAST GRAND 1111 | 022571111 | UG | 12kV | 3.8404 | 022571111_UG |  |  | 100% | 100%
EAST GRAND 1112 | 022571112 | UG | 12kV | 3.398 | EAST GRAND 1112 | 022571112 | UG | 12kV | 3.398 | 022571112_UG |  |  | 100% | 100%
EAST GRAND 1113 | 022571113 | OH | 12kV | 0.48566 | EAST GRAND 1113 | 022571113 | OH | 12kV | 0.48566 | 022571113_OH |  |  | 100% | 100%
|  | UG | 12kV | 7.0962 | EAST GRAND 1113 | 022571113 | UG | 12kV | 7.0962 | 022571113_UG |  |  | 100% | 100%
EAST GRAND 1114 | 022571114 | OH | 12kV | 0.0028409 | EAST GRAND 1114 | 022571114 | OH | 12kV | 0.0028409 | 022571114_OH |  |  | 100% | 100%
|  | UG | 12kV | 1.76 | EAST GRAND 1114 | 022571114 | UG | 12kV | 1.76 | 022571114_UG |  |  | 100% | 100%
EAST GRAND 1115 | 022571115 | OH | 12kV | 0.0028892 | EAST GRAND 1115 | 022571115 | OH | 12kV | 0.0028892 | 022571115_OH |  |  | 100% | 100%
|  | UG | 12kV | 2.9009 | EAST GRAND 1115 | 022571115 | UG | 12kV | 2.9009 | 022571115_UG |  |  | 100% | 100%
EAST MARYSVILLE 1105 | 152331105 | OH | 12kV | 39.3015 | EAST MARYSVILLE 1105 | 152331105 | OH | 12kV | 39.3015 | 152331105_OH |  |  | 100% | 100%
|  | UG | 12kV | 8.1953 | EAST MARYSVILLE 1105 | 152331105 | UG | 12kV | 8.1953 | 152331105_UG |  |  | 100% | 100%
EAST MARYSVILLE 1107 | 152331107 | OH | 12kV | 8.0071 | EAST MARYSVILLE 1107 | 152331107 | OH | 12kV | 8.0071 | 152331107_OH |  |  | 100% | 100%
|  | UG | 12kV | 3.9502 | EAST MARYSVILLE 1107 | 152331107 | UG | 12kV | 3.9502 | 152331107_UG |  |  | 100% | 100%
EAST MARYSVILLE 1108 | 152331108 | OH | 12kV | 67.8919 | EAST MARYSVILLE 1108 | 152331108 | OH | 12kV | 67.8919 | 152331108_OH |  |  | 100% | 100%
|  | UG | 12kV | 1.5086 | EAST MARYSVILLE 1108 | 152331108 | UG | 12kV | 1.5086 | 152331108_UG |  |  | 100% | 100%
EAST NICOLAUS 1101 | 152151101 | OH | 12kV | 68.808 | EAST NICOLAUS 1101 | 152151101 | OH | 12kV | 68.808 | 152151101_OH |  |  | 100% | 100%
|  | UG | 12kV | 0.39558 | EAST NICOLAUS 1101 | 152151101 | UG | 12kV | 0.39558 | 152151101_UG |  |  | 100% | 100%
EAST NICOLAUS 1102 | 152151102 | OH | 12kV | 58.8489 | EAST NICOLAUS 1102 | 152151102 | OH | 12kV | 58.8489 | 152151102_OH |  |  | 100% | 100%
|  | UG | 12kV | 0.87535 | EAST NICOLAUS 1102 | 152151102 | UG | 12kV | 0.87535 | 152151102_UG |  |  | 100% | 100%
EAST NICOLAUS 1103 | 152151103 | OH | 12kV | 117.122 | EAST NICOLAUS 1103 | 152151103 | OH | 12kV | 117.122 | 152151103_OH |  |  | 100% | 100%
|  | UG | 12kV | 0.91301 | EAST NICOLAUS 1103 | 152151103 | UG | 12kV | 0.91301 | 152151103_UG |  |  | 100% | 100%
EAST PORTAL 3401 | 019003401 | UG | 34.5kV | 0.15413 | EAST PORTAL 3401 | 019003401 | UG | 34.5kV | 0.15413 | 019003401_UG |  |  | 100% | 100%
EAST QUINCY 1101 | 102551101 | OH | 12kV | 17.4665 | EAST QUINCY 1101 | 102551101 | OH | 12kV | 17.4665 | 102551101_OH |  |  | 100% | 100%
|  | UG | 12kV | 5.6753 | EAST QUINCY 1101 | 102551101 | UG | 12kV | 5.6753 | 102551101_UG |  |  | 100% | 100%
EAST STOCKTON 0401 | 163130401 | OH | 4.16kV | 8.3419 | EAST STOCKTON 0401 | 163130401 | OH | 4.16kV | 8.3419 | 163130401_OH |  |  | 100% | 100%
|  | UG | 4.16kV | 0.025696 | EAST STOCKTON 0401 | 163130401 | UG | 4.16kV | 0.025696 | 163130401_UG |  |  | 100% | 100%
EAST STOCKTON 0402 | 163130402 | OH | 4.16kV | 9.7928 | EAST STOCKTON 0402 | 163130402 | OH | 4.16kV | 9.7928 | 163130402_OH |  |  | 100% | 100%
|  | UG | 4.16kV | 0.0040776 | EAST STOCKTON 0402 | 163130402 | UG | 4.16kV | 0.0040776 | 163130402_UG |  |  | 100% | 100%
EAST STOCKTON 1101 | 163131101 | OH | 12kV | 14.5542 | EAST STOCKTON 1101 | 163131101 | OH | 12kV | 14.5542 | 163131101_OH |  |  | 100% | 100%
|  | UG | 12kV | 1.319 | EAST STOCKTON 1101 | 163131101 | UG | 12kV | 1.319 | 163131101_UG |  |  | 100% | 100%
EAST STOCKTON 1102 | 163131102 | OH | 12kV | 20.4304 | EAST STOCKTON 1102 | 163131102 | OH | 12kV | 20.4304 | 163131102_OH |  | X | 99.94% | 99.94%
|  |  | 4.16kV | 0.01259 | EAST STOCKTON 1102 | 163131102 | OH | 4.16kV | 0.01259 | 163131102_OH | DIFF VOLT | X | 0.06159% | 99.94%
|  | UG | 12kV | 1.1808 | EAST STOCKTON 1102 | 163131102 | UG | 12kV | 1.1808 | 163131102_UG |  | X | 99.65% | 99.65%
|  |  | 4.16kV | 0.0041404 | EAST STOCKTON 1102 | 163131102 | UG | 4.16kV | 0.0041404 | 163131102_UG | DIFF VOLT | X | 0.3494% | 99.65%
ECHO SUMMIT 1101 | 158031101 | OH | 12kV | 14.8644 | ECHO SUMMIT 1101 | 158031101 | OH | 12kV | 14.8644 | 158031101_OH |  |  | 100% | 100%
|  | UG | 12kV | 4.1448 | ECHO SUMMIT 1101 | 158031101 | UG | 12kV | 4.1448 | 158031101_UG |  |  | 100% | 100%
EDENVALE 1101 | 082951101 | OH | 12kV | 9.6938 | EDENVALE 1101 | 082951101 | OH | 12kV | 9.6938 | 082951101_OH |  |  | 100% | 100%
|  | UG | 12kV | 10.2073 | EDENVALE 1101 | 082951101 | UG | 12kV | 10.2073 | 082951101_UG |  |  | 100% | 100%
EDENVALE 1102 | 082951102 | OH | 12kV | 5.7315 | EDENVALE 1102 | 082951102 | OH | 12kV | 5.7315 | 082951102_OH |  |  | 100% | 100%
|  | UG | 12kV | 18.7107 | EDENVALE 1102 | 082951102 | UG | 12kV | 18.7107 | 082951102_UG |  |  | 100% | 100%
EDENVALE 1103 | 082951103 | OH | 12kV | 0.31264 | EDENVALE 1103 | 082951103 | OH | 12kV | 0.31264 | 082951103_OH |  |  | 100% | 100%
|  | UG | 12kV | 20.663 | EDENVALE 1103 | 082951103 | UG | 12kV | 20.663 | 082951103_UG |  |  | 100% | 100%
EDENVALE 2105 | 082952105 | UG | 21kV | 8.0989 | EDENVALE 2105 | 082952105 | UG | 21kV | 8.0989 | 082952105_UG |  |  | 100% | 100%
EDENVALE 2106 | 082952106 | OH | 21kV | 16.8917 | EDENVALE 2106 | 082952106 | OH | 21kV | 16.8917 | 082952106_OH |  |  | 100% | 100%
|  | UG | 21kV | 22.9357 | EDENVALE 2106 | 082952106 | UG | 21kV | 22.9357 | 082952106_UG |  |  | 100% | 100%
EDENVALE 2107 | 082952107 | OH | 21kV | 36.3329 | EDENVALE 2107 | 082952107 | OH | 21kV | 36.3329 | 082952107_OH |  |  | 100% | 100%
|  | UG | 21kV | 34.5522 | EDENVALE 2107 | 082952107 | UG | 21kV | 34.5522 | 082952107_UG |  |  | 100% | 100%
EDENVALE 2108 | 082952108 | OH | 21kV | 2.8707 | EDENVALE 2108 | 082952108 | OH | 21kV | 2.8707 | 082952108_OH |  |  | 100% | 100%
|  | UG | 21kV | 30.0104 | EDENVALE 2108 | 082952108 | UG | 21kV | 30.0104 | 082952108_UG |  |  | 100% | 100%
EDENVALE 2109 | 082952109 | OH | 21kV | 2.4663 | EDENVALE 2109 | 082952109 | OH | 21kV | 2.4663 | 082952109_OH |  |  | 100% | 100%
|  | UG | 21kV | 39.8914 | EDENVALE 2109 | 082952109 | UG | 21kV | 39.8914 | 082952109_UG |  | X | 99.91% | 99.91%
|  |  | (empty) | 0.034921 | EDENVALE 2109 | 082952109 | UG | (blank) | 0.034921 | 082952109_UG | DIFF VOLT | X | 0.08746% | 99.91%
EDENVALE 2110 | 082952110 | OH | 21kV | 0.86811 | EDENVALE 2110 | 082952110 | OH | 21kV | 0.86811 | 082952110_OH |  |  | 100% | 100%
|  | UG | 21kV | 4.2604 | EDENVALE 2110 | 082952110 | UG | 21kV | 4.2604 | 082952110_UG |  |  | 100% | 100%
EDENVALE 2111 | 082952111 | OH | 21kV | 0.43304 | EDENVALE 2111 | 082952111 | OH | 21kV | 0.43304 | 082952111_OH |  |  | 100% | 100%
|  | UG | 21kV | 21.3358 | EDENVALE 2111 | 082952111 | UG | 21kV | 21.3358 | 082952111_UG |  |  | 100% | 100%
EDENVALE 2112 | 082952112 | OH | 21kV | 1.3231 | EDENVALE 2112 | 082952112 | OH | 21kV | 1.3231 | 082952112_OH |  |  | 100% | 100%
|  | UG | 21kV | 9.9278 | EDENVALE 2112 | 082952112 | UG | 21kV | 9.9278 | 082952112_UG |  |  | 100% | 100%
EDENVALE 2113 | 082952113 | OH | 21kV | 2.4209 | EDENVALE 2113 | 082952113 | OH | 21kV | 2.4209 | 082952113_OH |  |  | 100% | 100%
|  | UG | 21kV | 30.5357 | EDENVALE 2113 | 082952113 | UG | 21kV | 30.5357 | 082952113_UG |  |  | 100% | 100%
EDES 1101 | 013681101 | OH | 12kV | 8.5735 | EDES 1101 | 013681101 | OH | 12kV | 8.5735 | 013681101_OH |  |  | 100% | 100%
|  | UG | 12kV | 2.1441 | EDES 1101 | 013681101 | UG | 12kV | 2.1441 | 013681101_UG |  |  | 100% | 100%
EDES 1103 | 013681103 | OH | 12kV | 17.7756 | EDES 1103 | 013681103 | OH | 12kV | 17.7756 | 013681103_OH |  |  | 100% | 100%
|  | UG | 12kV | 7.0317 | EDES 1103 | 013681103 | UG | 12kV | 7.0317 | 013681103_UG |  |  | 100% | 100%
EDES 1104 | 013681104 | UG | 12kV | 1.6401 | EDES 1104 | 013681104 | UG | 12kV | 1.6401 | 013681104_UG |  |  | 100% | 100%
EDES 1105 | 013681105 | OH | 12kV | 2.9787 | EDES 1105 | 013681105 | OH | 12kV | 2.9787 | 013681105_OH |  |  | 100% | 100%
|  | UG | 12kV | 3.1915 | EDES 1105 | 013681105 | UG | 12kV | 3.1915 | 013681105_UG |  |  | 100% | 100%
EDES 1110 | 013681110 | OH | 12kV | 4.2585 | EDES 1110 | 013681110 | OH | 12kV | 4.2585 | 013681110_OH |  |  | 100% | 100%
|  | UG | 12kV | 3.5515 | EDES 1110 | 013681110 | UG | 12kV | 3.5515 | 013681110_UG |  |  | 100% | 100%
EDES 1111 | 013681111 | OH | 12kV | 4.2243 | EDES 1111 | 013681111 | OH | 12kV | 4.2243 | 013681111_OH |  |  | 100% | 100%
|  | UG | 12kV | 9.4268 | EDES 1111 | 013681111 | UG | 12kV | 9.4268 | 013681111_UG |  |  | 100% | 100%
EDES 1112 | 013681112 | OH | 12kV | 17.1137 | EDES 1112 | 013681112 | OH | 12kV | 17.1137 | 013681112_OH |  |  | 100% | 100%
|  | UG | 12kV | 13.3749 | EDES 1112 | 013681112 | UG | 12kV | 13.3749 | 013681112_UG |  |  | 100% | 100%
EDES 1113 | 013681113 | OH | 12kV | 5.28 | EDES 1113 | 013681113 | OH | 12kV | 5.28 | 013681113_OH |  |  | 100% | 100%
|  | UG | 12kV | 5.1012 | EDES 1113 | 013681113 | UG | 12kV | 5.1012 | 013681113_UG |  |  | 100% | 100%
EDES 1114 | 013681114 | OH | 12kV | 10.4697 | EDES 1114 | 013681114 | OH | 12kV | 10.4697 | 013681114_OH |  |  | 100% | 100%
|  | UG | 12kV | 4.2138 | EDES 1114 | 013681114 | UG | 12kV | 4.2138 | 013681114_UG |  | X | 97.98% | 97.98%
|  |  | (empty) | 0.087017 | EDES 1114 | 013681114 | UG | (blank) | 0.087017 | 013681114_UG | DIFF VOLT | X | 2.023% | 97.98%
EDES 1115 | 013681115 | UG | 12kV | 1.6371 | EDES 1115 | 013681115 | UG | 12kV | 1.6371 | 013681115_UG |  |  | 100% | 100%
EEL RIVER 1102 | 192381102 | OH | 12kV | 144.6975 | EEL RIVER 1102 | 192381102 | OH | 12kV | 144.6975 | 192381102_OH |  |  | 100% | 100%
|  | UG | 12kV | 4.4762 | EEL RIVER 1102 | 192381102 | UG | 12kV | 4.4762 | 192381102_UG |  |  | 100% | 100%
EEL RIVER 1103 | 192381103 | OH | 12kV | 59.6987 | EEL RIVER 1103 | 192381103 | OH | 12kV | 59.6987 | 192381103_OH |  |  | 100% | 100%
|  | UG | 12kV | 1.2078 | EEL RIVER 1103 | 192381103 | UG | 12kV | 1.2078 | 192381103_UG |  |  | 100% | 100%
EIGHT MILE 2101 | 163912101 | OH | 12kV | 61.2767 | EIGHT MILE 2101 | 163912101 | OH | 12kV | 61.2767 | 163912101_OH |  | X | 92.25% | 92.25%
|  |  | 21kV | 5.1486 | EIGHT MILE 2101 | 163912101 | OH | 21kV | 5.1486 | 163912101_OH | DIFF VOLT | X | 7.751% | 92.25%
|  | UG | 12kV | 3.809 | EIGHT MILE 2101 | 163912101 | UG | 12kV | 3.809 | 163912101_UG |  | X | 15.03% | 84.97%
|  |  | 21kV | 21.5343 | EIGHT MILE 2101 | 163912101 | UG | 21kV | 21.5343 | 163912101_UG | DIFF VOLT | X | 84.97% | 84.97%
EIGHT MILE 2102 | 163912102 | OH | 12kV | 20.3802 | EIGHT MILE 2102 | 163912102 | OH | 12kV | 20.3802 | 163912102_OH |  | X | 68.86% | 68.86% | FLAG
|  |  | 21kV | 9.216 | EIGHT MILE 2102 | 163912102 | OH | 21kV | 9.216 | 163912102_OH | DIFF VOLT | X | 31.14% | 68.86% | FLAG
|  | UG | 12kV | 4.3181 | EIGHT MILE 2102 | 163912102 | UG | 12kV | 4.3181 | 163912102_UG |  | X | 18.08% | 81.92%
|  |  | 21kV | 19.562 | EIGHT MILE 2102 | 163912102 | UG | 21kV | 19.562 | 163912102_UG | DIFF VOLT | X | 81.92% | 81.92%
EIGHT MILE 2103 | 163912103 | OH | 21kV | 0.0028409 | EIGHT MILE 2103 | 163912103 | OH | 21kV | 0.0028409 | 163912103_OH |  |  | 100% | 100%
|  | UG | 21kV | 20.8059 | EIGHT MILE 2103 | 163912103 | UG | 21kV | 20.8059 | 163912103_UG |  |  | 100% | 100%
EIGHT MILE 2104 | 163912104 | OH | 21kV | 1.3622 | EIGHT MILE 2104 | 163912104 | OH | 21kV | 1.3622 | 163912104_OH |  |  | 100% | 100%
|  | UG | 21kV | 31.2191 | EIGHT MILE 2104 | 163912104 | UG | 21kV | 31.2191 | 163912104_UG |  |  | 100% | 100%
EIGHT MILE 2105 | 163912105 | OH | 21kV | 0.49019 | EIGHT MILE 2105 | 163912105 | OH | 21kV | 0.49019 | 163912105_OH |  |  | 100% | 100%
|  | UG | 21kV | 27.1692 | EIGHT MILE 2105 | 163912105 | UG | 21kV | 27.1692 | 163912105_UG |  |  | 100% | 100%
EIGHT MILE 2106 | 163912106 | OH | 12kV | 28.516 | EIGHT MILE 2106 | 163912106 | OH | 12kV | 28.516 | 163912106_OH |  | X | 92.81% | 92.81%
|  |  | 21kV | 2.2094 | EIGHT MILE 2106 | 163912106 | OH | 21kV | 2.2094 | 163912106_OH | DIFF VOLT | X | 7.191% | 92.81%
|  | UG | 12kV | 0.32145 | EIGHT MILE 2106 | 163912106 | UG | 12kV | 0.32145 | 163912106_UG |  | X | 40.06% | 59.94% | FLAG
|  |  | 21kV | 0.4809 | EIGHT MILE 2106 | 163912106 | UG | 21kV | 0.4809 | 163912106_UG | DIFF VOLT | X | 59.94% | 59.94% | FLAG
EL CAPITAN 0004 | 253880004 | OH | 12kV | 0.0051314 | EL CAPITAN 0004 | 253880004 | OH | 12kV | 0.0051314 | 253880004_OH |  |  | 100% | 100%
EL CAPITAN 1102 | 253881102 | OH | 12kV | 16.5961 | EL CAPITAN 1102 | 253881102 | OH | 12kV | 16.5961 | 253881102_OH |  |  | 100% | 100%
|  | UG | 12kV | 14.5384 | EL CAPITAN 1102 | 253881102 | UG | 12kV | 14.5384 | 253881102_UG |  | X | 99.98% | 99.98%
|  |  | 21kV | 0.002641 | EL CAPITAN 1102 | 253881102 | UG | 21kV | 0.002641 | 253881102_UG | DIFF VOLT | X | 0.01816% | 99.98%
EL CAPITAN 1103 | 253881103 | OH | 12kV | 59.6166 | EL CAPITAN 1103 | 253881103 | OH | 12kV | 59.6166 | 253881103_OH |  |  | 100% | 100%
|  | UG | 12kV | 4.1066 | EL CAPITAN 1103 | 253881103 | UG | 12kV | 4.1066 | 253881103_UG |  |  | 100% | 100%
EL CAPITAN 1104 | 253881104 | OH | 12kV | 42.3383 | EL CAPITAN 1104 | 253881104 | OH | 12kV | 42.3383 | 253881104_OH |  |  | 100% | 100%
|  | UG | 12kV | 13.759 | EL CAPITAN 1104 | 253881104 | UG | 12kV | 13.759 | 253881104_UG |  |  | 100% | 100%
EL CAPITAN 1105 | 253881105 | OH | 12kV | 4.8406 | EL CAPITAN 1105 | 253881105 | OH | 12kV | 4.8406 | 253881105_OH |  |  | 100% | 100%
|  | UG | 12kV | 13.1609 | EL CAPITAN 1105 | 253881105 | UG | 12kV | 13.1609 | 253881105_UG |  |  | 100% | 100%
EL CAPITAN 1106 | 253881106 | OH | 12kV | 14.3473 | EL CAPITAN 1106 | 253881106 | OH | 12kV | 14.3473 | 253881106_OH |  |  | 100% | 100%
|  | UG | 12kV | 8.9617 | EL CAPITAN 1106 | 253881106 | UG | 12kV | 8.9617 | 253881106_UG |  |  | 100% | 100%
EL CAPITAN 2109 | 253882109 | OH | 21kV | 4.4699 | EL CAPITAN 2109 | 253882109 | OH | 21kV | 4.4699 | 253882109_OH |  |  | 100% | 100%
|  | UG | 21kV | 28.7062 | EL CAPITAN 2109 | 253882109 | UG | 21kV | 28.7062 | 253882109_UG |  |  | 100% | 100%
EL CAPITAN 2110 | 253882110 | OH | 21kV | 14.6852 | EL CAPITAN 2110 | 253882110 | OH | 21kV | 14.6852 | 253882110_OH |  |  | 100% | 100%
|  | UG | 21kV | 32.2401 | EL CAPITAN 2110 | 253882110 | UG | 21kV | 32.2401 | 253882110_UG |  |  | 100% | 100%
EL CERRITO G 1101 | 012501101 | OH | 12kV | 10.1023 | EL CERRITO G 1101 | 012501101 | OH | 12kV | 10.1023 | 012501101_OH |  |  | 100% | 100%
|  | UG | 12kV | 4.4872 | EL CERRITO G 1101 | 012501101 | UG | 12kV | 4.4872 | 012501101_UG |  |  | 100% | 100%
EL CERRITO G 1102 | 012501102 | OH | 12kV | 7.8135 | EL CERRITO G 1102 | 012501102 | OH | 12kV | 7.8135 | 012501102_OH |  |  | 100% | 100%
|  | UG | 12kV | 8.4227 | EL CERRITO G 1102 | 012501102 | UG | 12kV | 8.4227 | 012501102_UG |  |  | 100% | 100%
EL CERRITO G 1103 | 012501103 | OH | 12kV | 9.2243 | EL CERRITO G 1103 | 012501103 | OH | 12kV | 9.2243 | 012501103_OH |  |  | 100% | 100%
|  | UG | 12kV | 6.9584 | EL CERRITO G 1103 | 012501103 | UG | 12kV | 6.9584 | 012501103_UG |  |  | 100% | 100%
EL CERRITO G 1104 | 012501104 | OH | 12kV | 7.9268 | EL CERRITO G 1104 | 012501104 | OH | 12kV | 7.9268 | 012501104_OH |  |  | 100% | 100%
|  | UG | 12kV | 2.0923 | EL CERRITO G 1104 | 012501104 | UG | 12kV | 2.0923 | 012501104_UG |  |  | 100% | 100%
EL CERRITO G 1105 | 012501105 | OH | 12kV | 24.201 | EL CERRITO G 1105 | 012501105 | OH | 12kV | 24.201 | 012501105_OH |  |  | 100% | 100%
|  | UG | 12kV | 15.6394 | EL CERRITO G 1105 | 012501105 | UG | 12kV | 15.6394 | 012501105_UG |  | X | 99.9% | 99.9%
|  |  | 4.16kV | 0.015693 | EL CERRITO G 1105 | 012501105 | UG | 4.16kV | 0.015693 | 012501105_UG | DIFF VOLT | X | 0.1002% | 99.9%
EL CERRITO G 1106 | 012501106 | OH | 12kV | 4.6475 | EL CERRITO G 1106 | 012501106 | OH | 12kV | 4.6475 | 012501106_OH |  |  | 100% | 100%
|  | UG | 12kV | 10.9526 | EL CERRITO G 1106 | 012501106 | UG | 12kV | 10.9526 | 012501106_UG |  |  | 100% | 100%
EL CERRITO G 1107 | 012501107 | OH | 12kV | 3.5951 | EL CERRITO G 1107 | 012501107 | OH | 12kV | 3.5951 | 012501107_OH |  |  | 100% | 100%
|  | UG | 12kV | 0.78645 | EL CERRITO G 1107 | 012501107 | UG | 12kV | 0.78645 | 012501107_UG |  |  | 100% | 100%
EL CERRITO G 1108 | 012501108 | OH | 12kV | 14.4052 | EL CERRITO G 1108 | 012501108 | OH | 12kV | 14.4052 | 012501108_OH |  |  | 100% | 100%
|  | UG | 12kV | 6.0553 | EL CERRITO G 1108 | 012501108 | UG | 12kV | 6.0553 | 012501108_UG |  |  | 100% | 100%
EL CERRITO G 1109 | 012501109 | OH | 12kV | 8.3595 | EL CERRITO G 1109 | 012501109 | OH | 12kV | 8.3595 | 012501109_OH |  |  | 100% | 100%
|  | UG | 12kV | 4.1046 | EL CERRITO G 1109 | 012501109 | UG | 12kV | 4.1046 | 012501109_UG |  |  | 100% | 100%
EL CERRITO G 1110 | 012501110 | OH | 12kV | 10.1477 | EL CERRITO G 1110 | 012501110 | OH | 12kV | 10.1477 | 012501110_OH |  |  | 100% | 100%
|  | UG | 12kV | 2.2817 | EL CERRITO G 1110 | 012501110 | UG | 12kV | 2.2817 | 012501110_UG |  |  | 100% | 100%
EL CERRITO G 1111 | 012501111 | OH | 12kV | 12.6952 | EL CERRITO G 1111 | 012501111 | OH | 12kV | 12.6952 | 012501111_OH |  |  | 100% | 100%
|  | UG | 12kV | 6.0382 | EL CERRITO G 1111 | 012501111 | UG | 12kV | 6.0382 | 012501111_UG |  | X | 99.78% | 99.78%
|  |  | 4.16kV | 0.013315 | EL CERRITO G 1111 | 012501111 | UG | 4.16kV | 0.013315 | 012501111_UG | DIFF VOLT | X | 0.22% | 99.78%
EL CERRITO G 1112 | 012501112 | OH | 12kV | 24.5008 | EL CERRITO G 1112 | 012501112 | OH | 12kV | 24.5008 | 012501112_OH |  |  | 100% | 100%
|  | UG | 12kV | 9.1549 | EL CERRITO G 1112 | 012501112 | UG | 12kV | 9.1549 | 012501112_UG |  |  | 100% | 100%
EL CERRITO G 1113 | 012501113 | OH | 12kV | 9.5601 | EL CERRITO G 1113 | 012501113 | OH | 12kV | 9.5601 | 012501113_OH |  |  | 100% | 100%
|  | UG | 12kV | 5.1116 | EL CERRITO G 1113 | 012501113 | UG | 12kV | 5.1116 | 012501113_UG |  | X | 99.91% | 99.91%
|  |  | 4.16kV | 0.0044493 | EL CERRITO G 1113 | 012501113 | UG | 4.16kV | 0.0044493 | 012501113_UG | DIFF VOLT | X | 0.08697% | 99.91%
EL CERRITO G 1114 | 012501114 | OH | 12kV | 6.786 | EL CERRITO G 1114 | 012501114 | OH | 12kV | 6.786 | 012501114_OH |  |  | 100% | 100%
|  | UG | 12kV | 3.468 | EL CERRITO G 1114 | 012501114 | UG | 12kV | 3.468 | 012501114_UG |  |  | 100% | 100%
EL CERRITO G 1201 | 012501201 | UG | 12kV | 3.9807 | EL CERRITO G 1201 | 012501201 | UG | 12kV | 3.9807 | 012501201_UG |  |  | 100% | 100%
EL CERRITO G 1202 | 012501202 | UG | 12kV | 3.9768 | EL CERRITO G 1202 | 012501202 | UG | 12kV | 3.9768 | 012501202_UG |  |  | 100% | 100%
EL CERRITO G 1203 | 012501203 | UG | 12kV | 3.9685 | EL CERRITO G 1203 | 012501203 | UG | 12kV | 3.9685 | 012501203_UG |  |  | 100% | 100%
EL CERRITO G 1204 | 012501204 | UG | 12kV | 3.9838 | EL CERRITO G 1204 | 012501204 | UG | 12kV | 3.9838 | 012501204_UG |  |  | 100% | 100%
EL CERRITO G 3431 | 012503431 | UG | 34.5kV | 0.40378 | EL CERRITO G 3431 | 012503431 | UG | 34.5kV | 0.40378 | 012503431_UG |  |  | 100% | 100%
EL CERRITO G 3432 | 012503432 | UG | 34.5kV | 0.39713 | EL CERRITO G 3432 | 012503432 | UG | 34.5kV | 0.39713 | 012503432_UG |  |  | 100% | 100%
EL DORADO PH 2101 | 152762101 | OH | 12kV | 11.2324 | EL DORADO PH 2101 | 152762101 | OH | 12kV | 11.2324 | 152762101_OH |  | X | 6.739% | 93.26%
|  |  | 21kV | 155.4495 | EL DORADO PH 2101 | 152762101 | OH | 21kV | 155.4495 | 152762101_OH | DIFF VOLT | X | 93.26% | 93.26%
|  | UG | 12kV | 0.06274 | EL DORADO PH 2101 | 152762101 | UG | 12kV | 0.06274 | 152762101_UG |  | X | 0.7387% | 99.26%
|  |  | 21kV | 8.4302 | EL DORADO PH 2101 | 152762101 | UG | 21kV | 8.4302 | 152762101_UG | DIFF VOLT | X | 99.26% | 99.26%
EL DORADO PH 2102 | 152762102 | OH | 12kV | 8.6092 | EL DORADO PH 2102 | 152762102 | OH | 12kV | 8.6092 | 152762102_OH |  | X | 25.18% | 74.82% | FLAG
|  |  | 21kV | 25.5757 | EL DORADO PH 2102 | 152762102 | OH | 21kV | 25.5757 | 152762102_OH | DIFF VOLT | X | 74.82% | 74.82% | FLAG
|  | UG | 12kV | 0.1566 | EL DORADO PH 2102 | 152762102 | UG | 12kV | 0.1566 | 152762102_UG |  | X | 7.153% | 92.85%
|  |  | 21kV | 2.0326 | EL DORADO PH 2102 | 152762102 | UG | 21kV | 2.0326 | 152762102_UG | DIFF VOLT | X | 92.85% | 92.85%
EL NIDO 1101 | 252451101 | OH | 12kV | 57.1429 | EL NIDO 1101 | 252451101 | OH | 12kV | 57.1429 | 252451101_OH |  |  | 100% | 100%
|  | UG | 12kV | 0.077216 | EL NIDO 1101 | 252451101 | UG | 12kV | 0.077216 | 252451101_UG |  |  | 100% | 100%
EL NIDO 1102 | 252451102 | OH | 12kV | 51.4164 | EL NIDO 1102 | 252451102 | OH | 12kV | 51.4164 | 252451102_OH |  |  | 100% | 100%
|  | UG | 12kV | 0.68758 | EL NIDO 1102 | 252451102 | UG | 12kV | 0.68758 | 252451102_UG |  |  | 100% | 100%
EL NIDO 1103 | 252451103 | OH | 12kV | 59.9447 | EL NIDO 1103 | 252451103 | OH | 12kV | 59.9447 | 252451103_OH |  |  | 100% | 100%
|  | UG | 12kV | 0.36021 | EL NIDO 1103 | 252451103 | UG | 12kV | 0.36021 | 252451103_UG |  |  | 100% | 100%
EL NIDO 1104 | 252451104 | OH | 12kV | 86.2565 | EL NIDO 1104 | 252451104 | OH | 12kV | 86.2565 | 252451104_OH |  |  | 100% | 100%
|  | UG | 12kV | 0.8556 | EL NIDO 1104 | 252451104 | UG | 12kV | 0.8556 | 252451104_UG |  |  | 100% | 100%
EL NIDO 1106 | 252451106 | UG | 22kV | 0.013398 | EL NIDO 1106 | 252451106 | UG | 22kV | 0.013398 | 252451106_UG |  |  | 100% | 100%
EL PATIO 1101 | 082921101 | OH | 12kV | 0.0028409 | EL PATIO 1101 | 082921101 | OH | 12kV | 0.0028409 | 082921101_OH |  |  | 100% | 100%
|  | UG | 12kV | 2.8711 | EL PATIO 1101 | 082921101 | UG | 12kV | 2.8711 | 082921101_UG |  |  | 100% | 100%
EL PATIO 1102 | 082921102 | OH | 12kV | 0.98219 | EL PATIO 1102 | 082921102 | OH | 12kV | 0.98219 | 082921102_OH |  |  | 100% | 100%
|  | UG | 12kV | 3.3319 | EL PATIO 1102 | 082921102 | UG | 12kV | 3.3319 | 082921102_UG |  |  | 100% | 100%
EL PATIO 1103 | 082921103 | OH | 12kV | 13.1179 | EL PATIO 1103 | 082921103 | OH | 12kV | 13.1179 | 082921103_OH |  |  | 100% | 100%
|  | UG | 12kV | 5.2887 | EL PATIO 1103 | 082921103 | UG | 12kV | 5.2887 | 082921103_UG |  |  | 100% | 100%
EL PATIO 1104 | 082921104 | OH | 12kV | 11.8717 | EL PATIO 1104 | 082921104 | OH | 12kV | 11.8717 | 082921104_OH |  |  | 100% | 100%
|  | UG | 12kV | 7.1193 | EL PATIO 1104 | 082921104 | UG | 12kV | 7.1193 | 082921104_UG |  |  | 100% | 100%
EL PATIO 1105 | 082921105 | OH | 12kV | 6.992 | EL PATIO 1105 | 082921105 | OH | 12kV | 6.992 | 082921105_OH |  |  | 100% | 100%
|  | UG | 12kV | 8.285 | EL PATIO 1105 | 082921105 | UG | 12kV | 8.285 | 082921105_UG |  |  | 100% | 100%
EL PATIO 1107 | 082921107 | OH | 12kV | 15.6034 | EL PATIO 1107 | 082921107 | OH | 12kV | 15.6034 | 082921107_OH |  |  | 100% | 100%
|  | UG | 12kV | 7.0375 | EL PATIO 1107 | 082921107 | UG | 12kV | 7.0375 | 082921107_UG |  |  | 100% | 100%
EL PATIO 1108 | 082921108 | OH | 12kV | 6.7659 | EL PATIO 1108 | 082921108 | OH | 12kV | 6.7659 | 082921108_OH |  |  | 100% | 100%
|  | UG | 12kV | 4.1126 | EL PATIO 1108 | 082921108 | UG | 12kV | 4.1126 | 082921108_UG |  |  | 100% | 100%
EL PATIO 1109 | 082921109 | OH | 12kV | 10.5454 | EL PATIO 1109 | 082921109 | OH | 12kV | 10.5454 | 082921109_OH |  |  | 100% | 100%
|  | UG | 12kV | 9.5899 | EL PATIO 1109 | 082921109 | UG | 12kV | 9.5899 | 082921109_UG |  |  | 100% | 100%
EL PATIO 1110 | 082921110 | UG | 12kV | 0.0066432 | EL PATIO 1110 | 082921110 | UG | 12kV | 0.0066432 | 082921110_UG |  |  | 100% | 100%
EL PATIO 1111 | 082921111 | OH | 12kV | 0.77272 | EL PATIO 1111 | 082921111 | OH | 12kV | 0.77272 | 082921111_OH |  |  | 100% | 100%
|  | UG | 12kV | 2.0925 | EL PATIO 1111 | 082921111 | UG | 12kV | 2.0925 | 082921111_UG |  |  | 100% | 100%
EL PATIO 1112 | 082921112 | OH | 12kV | 19.6458 | EL PATIO 1112 | 082921112 | OH | 12kV | 19.6458 | 082921112_OH |  |  | 100% | 100%
|  | UG | 12kV | 4.2568 | EL PATIO 1112 | 082921112 | UG | 12kV | 4.2568 | 082921112_UG |  |  | 100% | 100%
EL PATIO 1113 | 082921113 | OH | 12kV | 4.7563 | EL PATIO 1113 | 082921113 | OH | 12kV | 4.7563 | 082921113_OH |  |  | 100% | 100%
|  | UG | 12kV | 8.1208 | EL PATIO 1113 | 082921113 | UG | 12kV | 8.1208 | 082921113_UG |  |  | 100% | 100%
EL PATIO 1114 | 082921114 | OH | 12kV | 0.60041 | EL PATIO 1114 | 082921114 | OH | 12kV | 0.60041 | 082921114_OH |  |  | 100% | 100%
|  | UG | 12kV | 7.0338 | EL PATIO 1114 | 082921114 | UG | 12kV | 7.0338 | 082921114_UG |  |  | 100% | 100%
EL PATIO 1116 | 082921116 | OH | 12kV | 8.8284 | EL PATIO 1116 | 082921116 | OH | 12kV | 8.8284 | 082921116_OH |  |  | 100% | 100%
|  | UG | 12kV | 8.281 | EL PATIO 1116 | 082921116 | UG | 12kV | 8.281 | 082921116_UG |  |  | 100% | 100%
EL PATIO 1117 | 082921117 | OH | 12kV | 4.1658 | EL PATIO 1117 | 082921117 | OH | 12kV | 4.1658 | 082921117_OH |  |  | 100% | 100%
|  | UG | 12kV | 6.3514 | EL PATIO 1117 | 082921117 | UG | 12kV | 6.3514 | 082921117_UG |  |  | 100% | 100%
EL PATIO 1118 | 082921118 | OH | 12kV | 10.8759 | EL PATIO 1118 | 082921118 | OH | 12kV | 10.8759 | 082921118_OH |  |  | 100% | 100%
|  | UG | 12kV | 4.0389 | EL PATIO 1118 | 082921118 | UG | 12kV | 4.0389 | 082921118_UG |  |  | 100% | 100%
EL PATIO 1119 | 082921119 | OH | 12kV | 8.2525 | EL PATIO 1119 | 082921119 | OH | 12kV | 8.2525 | 082921119_OH |  |  | 100% | 100%
|  | UG | 12kV | 5.6681 | EL PATIO 1119 | 082921119 | UG | 12kV | 5.6681 | 082921119_UG |  |  | 100% | 100%
EL PECO 1102 | 253981102 | OH | 12kV | 52.1873 | EL PECO 1102 | 253981102 | OH | 12kV | 52.1873 | 253981102_OH |  |  | 100% | 100%
|  | UG | 12kV | 0.46748 | EL PECO 1102 | 253981102 | UG | 12kV | 0.46748 | 253981102_UG |  |  | 100% | 100%
EL PECO 1105 | 253981105 | OH | 12kV | 105.0655 | EL PECO 1105 | 253981105 | OH | 12kV | 105.0655 | 253981105_OH |  |  | 100% | 100%
|  | UG | 12kV | 0.44431 | EL PECO 1105 | 253981105 | UG | 12kV | 0.44431 | 253981105_UG |  |  | 100% | 100%
EL PECO 1106 | 253981106 | OH | 12kV | 34.0311 | EL PECO 1106 | 253981106 | OH | 12kV | 34.0311 | 253981106_OH |  |  | 100% | 100%
|  | UG | 12kV | 0.65604 | EL PECO 1106 | 253981106 | UG | 12kV | 0.65604 | 253981106_UG |  |  | 100% | 100%
ELECTRA 1101 | 162161101 | OH | 12kV | 85.0842 | ELECTRA 1101 | 162161101 | OH | 12kV | 85.0842 | 162161101_OH |  |  | 100% | 100%
|  | UG | 12kV | 5.1054 | ELECTRA 1101 | 162161101 | UG | 12kV | 5.1054 | 162161101_UG |  |  | 100% | 100%
ELECTRA 1102 | 162161102 | OH | 12kV | 19.4239 | ELECTRA 1102 | 162161102 | OH | 12kV | 19.4239 | 162161102_OH |  |  | 100% | 100%
|  | UG | 12kV | 5.9168 | ELECTRA 1102 | 162161102 | UG | 12kV | 5.9168 | 162161102_UG |  |  | 100% | 100%
ELK 1101 | 042981101 | OH | 12kV | 106.6401 | ELK 1101 | 042981101 | OH | 12kV | 106.6401 | 042981101_OH |  |  | 100% | 100%
|  | UG | 12kV | 13.2505 | ELK 1101 | 042981101 | UG | 12kV | 13.2505 | 042981101_UG |  |  | 100% | 100%
ELK CREEK 1101 | 102781101 | OH | 12kV | 151.2132 | ELK CREEK 1101 | 102781101 | OH | 12kV | 151.2132 | 102781101_OH |  | X | 83.4% | 83.4%
|  |  | 21kV | 30.0955 | ELK CREEK 1101 | 102781101 | OH | 21kV | 30.0955 | 102781101_OH | DIFF VOLT | X | 16.6% | 83.4%
|  | UG | 12kV | 1.7574 | ELK CREEK 1101 | 102781101 | UG | 12kV | 1.7574 | 102781101_UG |  | X | 95.58% | 95.58%
|  |  | 21kV | 0.081253 | ELK CREEK 1101 | 102781101 | UG | 21kV | 0.081253 | 102781101_UG | DIFF VOLT | X | 4.419% | 95.58%
ELK HILLS 1104 | 252441104 | OH | 12kV | 57.4907 | ELK HILLS 1104 | 252441104 | OH | 12kV | 57.4907 | 252441104_OH |  |  | 100% | 100%
|  | UG | 12kV | 4.2723 | ELK HILLS 1104 | 252441104 | UG | 12kV | 4.2723 | 252441104_UG |  |  | 100% | 100%
ELK HILLS 1106 | 252441106 | OH | 12kV | 21.362 | ELK HILLS 1106 | 252441106 | OH | 12kV | 21.362 | 252441106_OH |  |  | 100% | 100%
|  | UG | 12kV | 5.6692 | ELK HILLS 1106 | 252441106 | UG | 12kV | 5.6692 | 252441106_UG |  |  | 100% | 100%
EMBARCADERO (Z) 1102 | 022871102 | UG | 12kV | 1.9305 | EMBARCADERO (Z) 1102 | 022871102 | UG | 12kV | 1.9305 | 022871102_UG |  |  | 100% | 100%
EMBARCADERO (Z) 1103 | 022871103 | UG | 12kV | 2.3958 | EMBARCADERO (Z) 1103 | 022871103 | UG | 12kV | 2.3958 | 022871103_UG |  |  | 100% | 100%
EMBARCADERO (Z) 1106 | 022871106 | UG | 12kV | 1.7564 | EMBARCADERO (Z) 1106 | 022871106 | UG | 12kV | 1.7564 | 022871106_UG |  |  | 100% | 100%
EMBARCADERO (Z) 1107 | 022871107 | UG | 12kV | 3.0718 | EMBARCADERO (Z) 1107 | 022871107 | UG | 12kV | 3.0718 | 022871107_UG |  |  | 100% | 100%
EMBARCADERO (Z) 1110 | 022871110 | UG | 12kV | 4.2299 | EMBARCADERO (Z) 1110 | 022871110 | UG | 12kV | 4.2299 | 022871110_UG |  |  | 100% | 100%
EMBARCADERO (Z) 1111 | 022871111 | UG | 12kV | 2.543 | EMBARCADERO (Z) 1111 | 022871111 | UG | 12kV | 2.543 | 022871111_UG |  |  | 100% | 100%
EMBARCADERO (Z) 1112 | 022871112 | OH | 12kV | 0.0014205 | EMBARCADERO (Z) 1112 | 022871112 | OH | 12kV | 0.0014205 | 022871112_OH |  |  | 100% | 100%
|  | UG | 12kV | 5.0693 | EMBARCADERO (Z) 1112 | 022871112 | UG | 12kV | 5.0693 | 022871112_UG |  |  | 100% | 100%
EMBARCADERO (Z) 1113 | 022871113 | OH | 12kV | 0.10839 | EMBARCADERO (Z) 1113 | 022871113 | OH | 12kV | 0.10839 | 022871113_OH |  |  | 100% | 100%
|  | UG | 12kV | 3.435 | EMBARCADERO (Z) 1113 | 022871113 | UG | 12kV | 3.435 | 022871113_UG |  |  | 100% | 100%
EMBARCADERO (Z) 1114 | 022871114 | OH | 12kV | 0.0018939 | EMBARCADERO (Z) 1114 | 022871114 | OH | 12kV | 0.0018939 | 022871114_OH |  |  | 100% | 100%
|  | UG | 12kV | 5.733 | EMBARCADERO (Z) 1114 | 022871114 | UG | 12kV | 5.733 | 022871114_UG |  |  | 100% | 100%
EMBARCADERO (Z) 1115 | 022871115 | OH | 12kV | 0.24201 | EMBARCADERO (Z) 1115 | 022871115 | OH | 12kV | 0.24201 | 022871115_OH |  |  | 100% | 100%
|  | UG | 12kV | 6.1414 | EMBARCADERO (Z) 1115 | 022871115 | UG | 12kV | 6.1414 | 022871115_UG |  |  | 100% | 100%
EMBARCADERO (Z) 1116 | 022871116 | OH | 12kV | 0.68668 | EMBARCADERO (Z) 1116 | 022871116 | OH | 12kV | 0.68668 | 022871116_OH |  |  | 100% | 100%
|  | UG | 12kV | 3.482 | EMBARCADERO (Z) 1116 | 022871116 | UG | 12kV | 3.482 | 022871116_UG |  |  | 100% | 100%
EMBARCADERO (Z) 1117 | 022871117 | UG | 12kV | 2.796 | EMBARCADERO (Z) 1117 | 022871117 | UG | 12kV | 2.796 | 022871117_UG |  |  | 100% | 100%
EMBARCADERO (Z) 1118 | 022871118 | OH | 12kV | 0.42747 | EMBARCADERO (Z) 1118 | 022871118 | OH | 12kV | 0.42747 | 022871118_OH |  |  | 100% | 100%
|  | UG | 12kV | 6.7605 | EMBARCADERO (Z) 1118 | 022871118 | UG | 12kV | 6.7605 | 022871118_UG |  |  | 100% | 100%
EMBARCADERO (Z) 1119 | 022871119 | OH | 12kV | 0.623 | EMBARCADERO (Z) 1119 | 022871119 | OH | 12kV | 0.623 | 022871119_OH |  |  | 100% | 100%
|  | UG | 12kV | 8.3574 | EMBARCADERO (Z) 1119 | 022871119 | UG | 12kV | 8.3574 | 022871119_UG |  |  | 100% | 100%
EMBARCADERO (Z) 1120 | 022871120 | OH | 12kV | 0.32218 | EMBARCADERO (Z) 1120 | 022871120 | OH | 12kV | 0.32218 | 022871120_OH |  |  | 100% | 100%
|  | UG | 12kV | 3.8261 | EMBARCADERO (Z) 1120 | 022871120 | UG | 12kV | 3.8261 | 022871120_UG |  |  | 100% | 100%
EMBARCADERO (Z) 1121 | 022871121 | UG | 12kV | 3.4256 | EMBARCADERO (Z) 1121 | 022871121 | UG | 12kV | 3.4256 | 022871121_UG |  |  | 100% | 100%
EMBARCADERO (Z) 1122 | 022871122 | OH | 12kV | 0.0089577 | EMBARCADERO (Z) 1122 | 022871122 | OH | 12kV | 0.0089577 | 022871122_OH |  |  | 100% | 100%
|  | UG | 12kV | 5.5706 | EMBARCADERO (Z) 1122 | 022871122 | UG | 12kV | 5.5706 | 022871122_UG |  |  | 100% | 100%
EMBARCADERO (Z) 1123 | 022871123 | OH | 12kV | 0.5803 | EMBARCADERO (Z) 1123 | 022871123 | OH | 12kV | 0.5803 | 022871123_OH |  |  | 100% | 100%
|  | UG | 12kV | 10.3061 | EMBARCADERO (Z) 1123 | 022871123 | UG | 12kV | 10.3061 | 022871123_UG |  |  | 100% | 100%
EMBARCADERO (Z) 1261 | 022871261 | UG | 12kV | 0.79336 | EMBARCADERO (Z) 1261 | 022871261 | UG | 12kV | 0.79336 | 022871261_UG |  |  | 100% | 100%
EMBARCADERO (Z) 1262 | 022871262 | UG | 12kV | 0.77224 | EMBARCADERO (Z) 1262 | 022871262 | UG | 12kV | 0.77224 | 022871262_UG |  |  | 100% | 100%
EMBARCADERO (Z) 1263 | 022871263 | UG | 12kV | 0.79323 | EMBARCADERO (Z) 1263 | 022871263 | UG | 12kV | 0.79323 | 022871263_UG |  |  | 100% | 100%
EMBARCADERO (Z) 1264 | 022871264 | UG | 12kV | 0.77454 | EMBARCADERO (Z) 1264 | 022871264 | UG | 12kV | 0.77454 | 022871264_UG |  |  | 100% | 100%
EMBARCADERO (Z) 1265 | 022871265 | UG | 12kV | 0.78506 | EMBARCADERO (Z) 1265 | 022871265 | UG | 12kV | 0.78506 | 022871265_UG |  |  | 100% | 100%
EMBARCADERO (Z) 3401 | 022873401 | UG | 34.5kV | 2.0802 | EMBARCADERO (Z) 3401 | 022873401 | UG | 34.5kV | 2.0802 | 022873401_UG |  |  | 100% | 100%
EMBARCADERO (Z) 3403 | 022873403 | UG | 34.5kV | 3.578 | EMBARCADERO (Z) 3403 | 022873403 | UG | 34.5kV | 3.578 | 022873403_UG |  |  | 100% | 100%
EMBARCADERO (Z) 3404 | 022873404 | UG | 34.5kV | 1.8818 | EMBARCADERO (Z) 3404 | 022873404 | UG | 34.5kV | 1.8818 | 022873404_UG |  |  | 100% | 100%
EMBARCADERO (Z) 3405 | 022873405 | UG | 34.5kV | 1.5792 | EMBARCADERO (Z) 3405 | 022873405 | UG | 34.5kV | 1.5792 | 022873405_UG |  |  | 100% | 100%
EMBARCADERO (Z) 3406 | 022873406 | UG | 34.5kV | 3.5969 | EMBARCADERO (Z) 3406 | 022873406 | UG | 34.5kV | 3.5969 | 022873406_UG |  |  | 100% | 100%
EMBARCADERO (Z) 3407 | 022873407 | UG | 34.5kV | 3.213 | EMBARCADERO (Z) 3407 | 022873407 | UG | 34.5kV | 3.213 | 022873407_UG |  |  | 100% | 100%
EMBARCADERO (Z) 3408 | 022873408 | UG | 34.5kV | 1.8924 | EMBARCADERO (Z) 3408 | 022873408 | UG | 34.5kV | 1.8924 | 022873408_UG |  |  | 100% | 100%
EMBARCADERO (Z) 3409 | 022873409 | UG | 34.5kV | 1.4322 | EMBARCADERO (Z) 3409 | 022873409 | UG | 34.5kV | 1.4322 | 022873409_UG |  |  | 100% | 100%
EMBARCADERO (Z) 3410 | 022873410 | UG | 34.5kV | 3.1555 | EMBARCADERO (Z) 3410 | 022873410 | UG | 34.5kV | 3.1555 | 022873410_UG |  |  | 100% | 100%
EMBARCADERO (Z) 3411 | 022873411 | UG | 34.5kV | 0.27852 | EMBARCADERO (Z) 3411 | 022873411 | UG | 34.5kV | 0.27852 | 022873411_UG |  |  | 100% | 100%
EMBARCADERO (Z) 3412 | 022873412 | UG | 34.5kV | 0.2781 | EMBARCADERO (Z) 3412 | 022873412 | UG | 34.5kV | 0.2781 | 022873412_UG |  |  | 100% | 100%
EMERALD LAKE 0401 | 024080401 | OH | 4.16kV | 13.0938 | EMERALD LAKE 0401 | 024080401 | OH | 4.16kV | 13.0938 | 024080401_OH |  |  | 100% | 100%
|  | UG | 4.16kV | 1.7592 | EMERALD LAKE 0401 | 024080401 | UG | 4.16kV | 1.7592 | 024080401_UG |  |  | 100% | 100%
EMERALD LAKE 0402 | 024080402 | OH | 4.16kV | 9.4432 | EMERALD LAKE 0402 | 024080402 | OH | 4.16kV | 9.4432 | 024080402_OH |  |  | 100% | 100%
|  | UG | 4.16kV | 0.16529 | EMERALD LAKE 0402 | 024080402 | UG | 4.16kV | 0.16529 | 024080402_UG |  |  | 100% | 100%
ERTA 0403 | 083510403 | OH | 4.16kV | 2.9768 | ERTA 0403 | 083510403 | OH | 4.16kV | 2.9768 | 083510403_OH |  |  | 100% | 100%
|  | UG | 4.16kV | 0.97016 | ERTA 0403 | 083510403 | UG | 4.16kV | 0.97016 | 083510403_UG |  |  | 100% | 100%
ERTA 0404 | 083510404 | OH | 4.16kV | 6.5208 | ERTA 0404 | 083510404 | OH | 4.16kV | 6.5208 | 083510404_OH |  |  | 100% | 100%
|  | UG | 4.16kV | 0.87108 | ERTA 0404 | 083510404 | UG | 4.16kV | 0.87108 | 083510404_UG |  |  | 100% | 100%
ESQUON 1101 | 102171101 | OH | 12kV | 70.5139 | ESQUON 1101 | 102171101 | OH | 12kV | 70.5139 | 102171101_OH |  |  | 100% | 100%
|  | UG | 12kV | 0.66063 | ESQUON 1101 | 102171101 | UG | 12kV | 0.66063 | 102171101_UG |  |  | 100% | 100%
ESQUON 1102 | 102171102 | OH | 12kV | 48.9222 | ESQUON 1102 | 102171102 | OH | 12kV | 48.9222 | 102171102_OH |  |  | 100% | 100%
|  | UG | 12kV | 0.80779 | ESQUON 1102 | 102171102 | UG | 12kV | 0.80779 | 102171102_UG |  |  | 100% | 100%
ESQUON 1103 | 102171103 | OH | 12kV | 20.3493 | ESQUON 1103 | 102171103 | OH | 12kV | 20.3493 | 102171103_OH |  |  | 100% | 100%
|  | UG | 12kV | 0.037397 | ESQUON 1103 | 102171103 | UG | 12kV | 0.037397 | 102171103_UG |  |  | 100% | 100%
ESTUDILLO 0401 | 013480401 | OH | 4.16kV | 4.7275 | ESTUDILLO 0401 | 013480401 | OH | 4.16kV | 4.7275 | 013480401_OH |  |  | 100% | 100%
|  | UG | 4.16kV | 0.17282 | ESTUDILLO 0401 | 013480401 | UG | 4.16kV | 0.17282 | 013480401_UG |  |  | 100% | 100%
EUREKA A 1103 | 192121103 | OH | 12kV | 10.9097 | EUREKA A 1103 | 192121103 | OH | 12kV | 10.9097 | 192121103_OH |  |  | 100% | 100%
|  | UG | 12kV | 0.85833 | EUREKA A 1103 | 192121103 | UG | 12kV | 0.85833 | 192121103_UG |  |  | 100% | 100%
EUREKA A 1106 | 192121106 | OH | 12kV | 1.8095 | EUREKA A 1106 | 192121106 | OH | 12kV | 1.8095 | 192121106_OH |  |  | 100% | 100%
|  | UG | 12kV | 5.823 | EUREKA A 1106 | 192121106 | UG | 12kV | 5.823 | 192121106_UG |  |  | 100% | 100%
EUREKA A 1107 | 192121107 | OH | 12kV | 4.4906 | EUREKA A 1107 | 192121107 | OH | 12kV | 4.4906 | 192121107_OH |  |  | 100% | 100%
|  | UG | 12kV | 3.0138 | EUREKA A 1107 | 192121107 | UG | 12kV | 3.0138 | 192121107_UG |  |  | 100% | 100%
EUREKA E 1101 | 192331101 | OH | 12kV | 13.2905 | EUREKA E 1101 | 192331101 | OH | 12kV | 13.2905 | 192331101_OH |  |  | 100% | 100%
|  | UG | 12kV | 1.8117 | EUREKA E 1101 | 192331101 | UG | 12kV | 1.8117 | 192331101_UG |  |  | 100% | 100%
EUREKA E 1104 | 192331104 | OH | 12kV | 26.895 | EUREKA E 1104 | 192331104 | OH | 12kV | 26.895 | 192331104_OH |  |  | 100% | 100%
|  | UG | 12kV | 1.7942 | EUREKA E 1104 | 192331104 | UG | 12kV | 1.7942 | 192331104_UG |  |  | 100% | 100%
EUREKA E 1105 | 192331105 | OH | 12kV | 7.2277 | EUREKA E 1105 | 192331105 | OH | 12kV | 7.2277 | 192331105_OH |  |  | 100% | 100%
|  | UG | 12kV | 0.29081 | EUREKA E 1105 | 192331105 | UG | 12kV | 0.29081 | 192331105_UG |  |  | 100% | 100%
EVERGREEN 2101 | 082012101 | OH | 21kV | 2.5311 | EVERGREEN 2101 | 082012101 | OH | 21kV | 2.5311 | 082012101_OH |  |  | 100% | 100%
|  | UG | 21kV | 29.4055 | EVERGREEN 2101 | 082012101 | UG | 21kV | 29.4055 | 082012101_UG |  |  | 100% | 100%
EVERGREEN 2102 | 082012102 | OH | 21kV | 10.7542 | EVERGREEN 2102 | 082012102 | OH | 21kV | 10.7542 | 082012102_OH |  |  | 100% | 100%
|  | UG | 21kV | 21.7615 | EVERGREEN 2102 | 082012102 | UG | 21kV | 21.7615 | 082012102_UG |  |  | 100% | 100%
EVERGREEN 2103 | 082012103 | OH | 21kV | 19.1694 | EVERGREEN 2103 | 082012103 | OH | 21kV | 19.1694 | 082012103_OH |  |  | 100% | 100%
|  | UG | 21kV | 22.3569 | EVERGREEN 2103 | 082012103 | UG | 21kV | 22.3569 | 082012103_UG |  |  | 100% | 100%
EVERGREEN 2104 | 082012104 | OH | 12kV | 0.017824 | EVERGREEN 2104 | 082012104 | OH | 12kV | 0.017824 | 082012104_OH |  | X | 0.5028% | 99.5%
|  |  | 21kV | 3.5275 | EVERGREEN 2104 | 082012104 | OH | 21kV | 3.5275 | 082012104_OH | DIFF VOLT | X | 99.5% | 99.5%
|  | UG | 12kV | 0.0053289 | EVERGREEN 2104 | 082012104 | UG | 12kV | 0.0053289 | 082012104_UG |  | X | 0.0345% | 99.97%
|  |  | 21kV | 15.4412 | EVERGREEN 2104 | 082012104 | UG | 21kV | 15.4412 | 082012104_UG | DIFF VOLT | X | 99.97% | 99.97%
EVERGREEN 2105 | 082012105 | OH | 21kV | 4.6095 | EVERGREEN 2105 | 082012105 | OH | 21kV | 4.6095 | 082012105_OH |  |  | 100% | 100%
|  | UG | 12kV | 0.051617 | EVERGREEN 2105 | 082012105 | UG | 12kV | 0.051617 | 082012105_UG |  | X | 0.1779% | 99.82%
|  |  | 21kV | 28.9695 | EVERGREEN 2105 | 082012105 | UG | 21kV | 28.9695 | 082012105_UG | DIFF VOLT | X | 99.82% | 99.82%
FAIRHAVEN 1103 | 192451103 | OH | 12kV | 9.4288 | FAIRHAVEN 1103 | 192451103 | OH | 12kV | 9.4288 | 192451103_OH |  |  | 100% | 100%
|  | UG | 12kV | 0.31486 | FAIRHAVEN 1103 | 192451103 | UG | 12kV | 0.31486 | 192451103_UG |  |  | 100% | 100%
FAIRHAVEN 1104 | 192451104 | OH | 12kV | 3.5937 | FAIRHAVEN 1104 | 192451104 | OH | 12kV | 3.5937 | 192451104_OH |  |  | 100% | 100%
|  | UG | 12kV | 1.6721 | FAIRHAVEN 1104 | 192451104 | UG | 12kV | 1.6721 | 192451104_UG |  |  | 100% | 100%
FAIRMOUNT 0401 | 012650401 | OH | 4.16kV | 5.7156 | FAIRMOUNT 0401 | 012650401 | OH | 4.16kV | 5.7156 | 012650401_OH |  |  | 100% | 100%
|  | UG | 4.16kV | 0.046208 | FAIRMOUNT 0401 | 012650401 | UG | 4.16kV | 0.046208 | 012650401_UG |  |  | 100% | 100%
FAIRMOUNT 0402 | 012650402 | OH | 4.16kV | 5.0742 | FAIRMOUNT 0402 | 012650402 | OH | 4.16kV | 5.0742 | 012650402_OH |  |  | 100% | 100%
|  | UG | 4.16kV | 0.38495 | FAIRMOUNT 0402 | 012650402 | UG | 4.16kV | 0.38495 | 012650402_UG |  |  | 100% | 100%
FAIRVIEW 2206 | 013432206 | OH | 21kV | 14.2455 | FAIRVIEW 2206 | 013432206 | OH | 21kV | 14.2455 | 013432206_OH |  |  | 100% | 100%
|  | UG | 21kV | 22.2324 | FAIRVIEW 2206 | 013432206 | UG | 21kV | 22.2324 | 013432206_UG |  |  | 100% | 100%
FAIRVIEW 2207 | 013432207 | OH | 12kV | 0.18506 | FAIRVIEW 2207 | 013432207 | OH | 12kV | 0.18506 | 013432207_OH |  | X | 0.3662% | 72.5% | FLAG
|  |  | 2.4kV | 3.7995 | FAIRVIEW 2207 | 013432207 | OH | 2.4kV | 3.7995 | 013432207_OH | DIFF VOLT | X | 7.519% | 72.5% | FLAG
|  |  | 21kV | 36.6353 | FAIRVIEW 2207 | 013432207 | OH | 21kV | 36.6353 | 013432207_OH | DIFF VOLT | X | 72.5% | 72.5% | FLAG
|  |  | 4.16kV | 9.9149 | FAIRVIEW 2207 | 013432207 | OH | 4.16kV | 9.9149 | 013432207_OH | DIFF VOLT | X | 19.62% | 72.5% | FLAG
|  | UG | 12kV | 1.2077 | FAIRVIEW 2207 | 013432207 | UG | 12kV | 1.2077 | 013432207_UG |  | X | 10.48% | 84.51%
|  |  | 21kV | 9.7363 | FAIRVIEW 2207 | 013432207 | UG | 21kV | 9.7363 | 013432207_UG | DIFF VOLT | X | 84.51% | 84.51%
|  |  | 4.16kV | 0.57731 | FAIRVIEW 2207 | 013432207 | UG | 4.16kV | 0.57731 | 013432207_UG | DIFF VOLT | X | 5.011% | 84.51%
FAIRVIEW 2208 | 013432208 | OH | 21kV | 9.9954 | FAIRVIEW 2208 | 013432208 | OH | 21kV | 9.9954 | 013432208_OH |  |  | 100% | 100%
|  | UG | 21kV | 19.0039 | FAIRVIEW 2208 | 013432208 | UG | 21kV | 19.0039 | 013432208_UG |  |  | 100% | 100%
FAIRWAY 1103 | 182061103 | OH | 12kV | 6.7028 | FAIRWAY 1103 | 182061103 | OH | 12kV | 6.7028 | 182061103_OH |  |  | 100% | 100%
|  | UG | 12kV | 24.8775 | FAIRWAY 1103 | 182061103 | UG | 12kV | 24.8775 | 182061103_UG |  |  | 100% | 100%
FAIRWAY 1104 | 182061104 | OH | 12kV | 22.9443 | FAIRWAY 1104 | 182061104 | OH | 12kV | 22.9443 | 182061104_OH |  |  | 100% | 100%
|  | UG | 12kV | 15.5113 | FAIRWAY 1104 | 182061104 | UG | 12kV | 15.5113 | 182061104_UG |  |  | 100% | 100%
FAIRWAY 1106 | 182061106 | OH | 12kV | 5.5037 | FAIRWAY 1106 | 182061106 | OH | 12kV | 5.5037 | 182061106_OH |  |  | 100% | 100%
|  | UG | 12kV | 12.9909 | FAIRWAY 1106 | 182061106 | UG | 12kV | 12.9909 | 182061106_UG |  |  | 100% | 100%
FAIRWAY 1107 | 182061107 | OH | 12kV | 19.2822 | FAIRWAY 1107 | 182061107 | OH | 12kV | 19.2822 | 182061107_OH |  |  | 100% | 100%
|  | UG | 12kV | 11.2965 | FAIRWAY 1107 | 182061107 | UG | 12kV | 11.2965 | 182061107_UG |  |  | 100% | 100%
FAIRWAY 1108 | 182061108 | OH | 12kV | 12.7529 | FAIRWAY 1108 | 182061108 | OH | 12kV | 12.7529 | 182061108_OH |  |  | 100% | 100%
|  | UG | 12kV | 34.4458 | FAIRWAY 1108 | 182061108 | UG | 12kV | 34.4458 | 182061108_UG |  |  | 100% | 100%
FAMOSO 1101 | 252461101 | OH | 12kV | 39.2627 | FAMOSO 1101 | 252461101 | OH | 12kV | 39.2627 | 252461101_OH |  |  | 100% | 100%
|  | UG | 12kV | 0.19129 | FAMOSO 1101 | 252461101 | UG | 12kV | 0.19129 | 252461101_UG |  |  | 100% | 100%
FAMOSO 1102 | 252461102 | OH | 12kV | 27.3124 | FAMOSO 1102 | 252461102 | OH | 12kV | 27.3124 | 252461102_OH |  |  | 100% | 100%
|  | UG | 12kV | 0.10799 | FAMOSO 1102 | 252461102 | UG | 12kV | 0.10799 | 252461102_UG |  |  | 100% | 100%
FAMOSO 1103 | 252461103 | OH | 12kV | 32.8597 | FAMOSO 1103 | 252461103 | OH | 12kV | 32.8597 | 252461103_OH |  |  | 100% | 100%
|  | UG | 12kV | 2.4908 | FAMOSO 1103 | 252461103 | UG | 12kV | 2.4908 | 252461103_UG |  |  | 100% | 100%
FAMOSO 1105 | 252461105 | OH | 12kV | 10.0144 | FAMOSO 1105 | 252461105 | OH | 12kV | 10.0144 | 252461105_OH |  |  | 100% | 100%
|  | UG | 12kV | 0.10967 | FAMOSO 1105 | 252461105 | UG | 12kV | 0.10967 | 252461105_UG |  |  | 100% | 100%
FAMOSO 1107 | 252461107 | OH | 12kV | 18.8519 | FAMOSO 1107 | 252461107 | OH | 12kV | 18.8519 | 252461107_OH |  |  | 100% | 100%
|  | UG | 12kV | 0.24441 | FAMOSO 1107 | 252461107 | UG | 12kV | 0.24441 | 252461107_UG |  |  | 100% | 100%
FELLOWS 2103 | 254242103 | OH | 12kV | 0.047162 | FELLOWS 2103 | 254242103 | OH | 12kV | 0.047162 | 254242103_OH |  | X | 0.1707% | 99.83%
|  |  | 21kV | 27.5879 | FELLOWS 2103 | 254242103 | OH | 21kV | 27.5879 | 254242103_OH | DIFF VOLT | X | 99.83% | 99.83%
|  | UG | 12kV | 0.030759 | FELLOWS 2103 | 254242103 | UG | 12kV | 0.030759 | 254242103_UG |  | X | 17.8% | 82.2%
|  |  | 21kV | 0.14209 | FELLOWS 2103 | 254242103 | UG | 21kV | 0.14209 | 254242103_UG | DIFF VOLT | X | 82.2% | 82.2%
FELLOWS 2104 | 254242104 | OH | 12kV | 14.6764 | FELLOWS 2104 | 254242104 | OH | 12kV | 14.6764 | 254242104_OH |  | X | 18.93% | 81.07%
|  |  | 21kV | 62.8529 | FELLOWS 2104 | 254242104 | OH | 21kV | 62.8529 | 254242104_OH | DIFF VOLT | X | 81.07% | 81.07%
|  | UG | 12kV | 0.023141 | FELLOWS 2104 | 254242104 | UG | 12kV | 0.023141 | 254242104_UG |  | X | 6.476% | 93.52%
|  |  | 21kV | 0.33421 | FELLOWS 2104 | 254242104 | UG | 21kV | 0.33421 | 254242104_UG | DIFF VOLT | X | 93.52% | 93.52%
FELTON 0401 | 083140401 | OH | 4.16kV | 2.5562 | FELTON 0401 | 083140401 | OH | 4.16kV | 2.5562 | 083140401_OH |  |  | 100% | 100%
|  | UG | 4.16kV | 0.65993 | FELTON 0401 | 083140401 | UG | 4.16kV | 0.65993 | 083140401_UG |  |  | 100% | 100%
FICTITIOUS 3311 | 303333311 | OH | (empty) | 0.0095095 | FICTITIOUS 3311 | 303333311 | OH | (blank) | 0.0095095 | 303333311_OH |  |  | 100% | 100%
FIGARDEN 2102 | 254552102 | OH | 12kV | 7.9392 | FIGARDEN 2102 | 254552102 | OH | 12kV | 7.9392 | 254552102_OH |  | X | 31.73% | 68.27% | FLAG
|  |  | 21kV | 17.0787 | FIGARDEN 2102 | 254552102 | OH | 21kV | 17.0787 | 254552102_OH | DIFF VOLT | X | 68.27% | 68.27% | FLAG
|  | UG | 12kV | 2.16 | FIGARDEN 2102 | 254552102 | UG | 12kV | 2.16 | 254552102_UG |  | X | 5.069% | 94.93%
|  |  | 21kV | 40.4506 | FIGARDEN 2102 | 254552102 | UG | 21kV | 40.4506 | 254552102_UG | DIFF VOLT | X | 94.93% | 94.93%
FIGARDEN 2103 | 254552103 | OH | 21kV | 5.457 | FIGARDEN 2103 | 254552103 | OH | 21kV | 5.457 | 254552103_OH |  |  | 100% | 100%
|  | UG | 21kV | 30.9635 | FIGARDEN 2103 | 254552103 | UG | 21kV | 30.9635 | 254552103_UG |  |  | 100% | 100%
FIGARDEN 2104 | 254552104 | OH | 21kV | 1.8094 | FIGARDEN 2104 | 254552104 | OH | 21kV | 1.8094 | 254552104_OH |  |  | 100% | 100%
|  | UG | 21kV | 24.0674 | FIGARDEN 2104 | 254552104 | UG | 21kV | 24.0674 | 254552104_UG |  |  | 100% | 100%
FIGARDEN 2105 | 254552105 | OH | 21kV | 12.6792 | FIGARDEN 2105 | 254552105 | OH | 21kV | 12.6792 | 254552105_OH |  |  | 100% | 100%
|  | UG | 21kV | 22.1462 | FIGARDEN 2105 | 254552105 | UG | 21kV | 22.1462 | 254552105_UG |  |  | 100% | 100%
FIGARDEN 2107 | 254552107 | OH | 21kV | 5.3792 | FIGARDEN 2107 | 254552107 | OH | 21kV | 5.3792 | 254552107_OH |  |  | 100% | 100%
|  | UG | 21kV | 37.7257 | FIGARDEN 2107 | 254552107 | UG | 21kV | 37.7257 | 254552107_UG |  |  | 100% | 100%
FIGARDEN 2108 | 254552108 | OH | 21kV | 5.9559 | FIGARDEN 2108 | 254552108 | OH | 21kV | 5.9559 | 254552108_OH |  |  | 100% | 100%
|  | UG | 21kV | 29.0392 | FIGARDEN 2108 | 254552108 | UG | 21kV | 29.0392 | 254552108_UG |  |  | 100% | 100%
FIGARDEN 2109 | 254552109 | OH | 21kV | 3.9025 | FIGARDEN 2109 | 254552109 | OH | 21kV | 3.9025 | 254552109_OH |  |  | 100% | 100%
|  | UG | 21kV | 18.5183 | FIGARDEN 2109 | 254552109 | UG | 21kV | 18.5183 | 254552109_UG |  |  | 100% | 100%
FIGARDEN 2110 | 254552110 | OH | 21kV | 15.6239 | FIGARDEN 2110 | 254552110 | OH | 21kV | 15.6239 | 254552110_OH |  |  | 100% | 100%
|  | UG | 21kV | 37.4319 | FIGARDEN 2110 | 254552110 | UG | 21kV | 37.4319 | 254552110_UG |  | X | 99.34% | 99.34%
|  |  | (empty) | 0.25058 | FIGARDEN 2110 | 254552110 | UG | (blank) | 0.25058 | 254552110_UG | DIFF VOLT | X | 0.665% | 99.34%
FIGARDEN 2111 | 254552111 | OH | 21kV | 5.2679 | FIGARDEN 2111 | 254552111 | OH | 21kV | 5.2679 | 254552111_OH |  |  | 100% | 100%
|  | UG | 21kV | 26.2275 | FIGARDEN 2111 | 254552111 | UG | 21kV | 26.2275 | 254552111_UG |  |  | 100% | 100%
FIGARDEN 2112 | 254552112 | OH | 12kV | 18.7454 | FIGARDEN 2112 | 254552112 | OH | 12kV | 18.7454 | 254552112_OH |  | X | 60.39% | 60.39% | FLAG
|  |  | 21kV | 12.2967 | FIGARDEN 2112 | 254552112 | OH | 21kV | 12.2967 | 254552112_OH | DIFF VOLT | X | 39.61% | 60.39% | FLAG
|  | UG | 12kV | 0.71078 | FIGARDEN 2112 | 254552112 | UG | 12kV | 0.71078 | 254552112_UG |  | X | 1.804% | 98.2%
|  |  | 21kV | 38.6885 | FIGARDEN 2112 | 254552112 | UG | 21kV | 38.6885 | 254552112_UG | DIFF VOLT | X | 98.2% | 98.2%
FIGARDEN 2113 | 254552113 | OH | 12kV | 4.0998 | FIGARDEN 2113 | 254552113 | OH | 12kV | 4.0998 | 254552113_OH |  | X | 35.61% | 64.39% | FLAG
|  |  | 21kV | 7.4147 | FIGARDEN 2113 | 254552113 | OH | 21kV | 7.4147 | 254552113_OH | DIFF VOLT | X | 64.39% | 64.39% | FLAG
|  | UG | 12kV | 0.0054863 | FIGARDEN 2113 | 254552113 | UG | 12kV | 0.0054863 | 254552113_UG |  | X | 0.01741% | 99.98%
|  |  | 21kV | 31.5093 | FIGARDEN 2113 | 254552113 | UG | 21kV | 31.5093 | 254552113_UG | DIFF VOLT | X | 99.98% | 99.98%
FIREBAUGH 1101 | 253471101 | OH | 12kV | 58.5362 | FIREBAUGH 1101 | 253471101 | OH | 12kV | 58.5362 | 253471101_OH |  |  | 100% | 100%
|  | UG | 12kV | 4.146 | FIREBAUGH 1101 | 253471101 | UG | 12kV | 4.146 | 253471101_UG |  |  | 100% | 100%
FIREBAUGH 1102 | 253471102 | OH | 12kV | 30.5732 | FIREBAUGH 1102 | 253471102 | OH | 12kV | 30.5732 | 253471102_OH |  |  | 100% | 100%
|  | UG | 12kV | 7.6772 | FIREBAUGH 1102 | 253471102 | UG | 12kV | 7.6772 | 253471102_UG |  |  | 100% | 100%
FIREBAUGH 1103 | 253471103 | OH | 12kV | 75.3435 | FIREBAUGH 1103 | 253471103 | OH | 12kV | 75.3435 | 253471103_OH |  |  | 100% | 100%
|  | UG | 12kV | 2.621 | FIREBAUGH 1103 | 253471103 | UG | 12kV | 2.621 | 253471103_UG |  |  | 100% | 100%
FITCH MOUNTAIN 1111 | 042751111 | OH | 12kV | 30.6102 | FITCH MOUNTAIN 1111 | 042751111 | OH | 12kV | 30.6102 | 042751111_OH |  |  | 100% | 100%
|  | UG | 12kV | 1.3551 | FITCH MOUNTAIN 1111 | 042751111 | UG | 12kV | 1.3551 | 042751111_UG |  |  | 100% | 100%
FITCH MOUNTAIN 1112 | 042751112 | OH | 12kV | 0.0086406 | FITCH MOUNTAIN 1112 | 042751112 | OH | 12kV | 0.0086406 | 042751112_OH |  |  | 100% | 100%
FITCH MOUNTAIN 1113 | 042751113 | OH | 12kV | 148.9754 | FITCH MOUNTAIN 1113 | 042751113 | OH | 12kV | 148.9754 | 042751113_OH |  | X | 99.95% | 99.95%
|  |  | 4.16kV | 0.070246 | FITCH MOUNTAIN 1113 | 042751113 | OH | 4.16kV | 0.070246 | 042751113_OH | DIFF VOLT | X | 0.04713% | 99.95%
|  | UG | 12kV | 12.8736 | FITCH MOUNTAIN 1113 | 042751113 | UG | 12kV | 12.8736 | 042751113_UG |  |  | 100% | 100%
FLINT 1101 | 152531101 | OH | 12kV | 18.3163 | FLINT 1101 | 152531101 | OH | 12kV | 18.3163 | 152531101_OH |  |  | 100% | 100%
|  | UG | 12kV | 14.492 | FLINT 1101 | 152531101 | UG | 12kV | 14.492 | 152531101_UG |  |  | 100% | 100%
FLINT 1102 | 152531102 | OH | 12kV | 0.072455 | FLINT 1102 | 152531102 | OH | 12kV | 0.072455 | 152531102_OH |  |  | 100% | 100%
FLORENCE 0401 | 012690401 | OH | 4.16kV | 4.2889 | FLORENCE 0401 | 012690401 | OH | 4.16kV | 4.2889 | 012690401_OH |  |  | 100% | 100%
|  | UG | 4.16kV | 0.29575 | FLORENCE 0401 | 012690401 | UG | 4.16kV | 0.29575 | 012690401_UG |  |  | 100% | 100%
FMC 1101 | 083871101 | OH | 12kV | 16.5979 | FMC 1101 | 083871101 | OH | 12kV | 16.5979 | 083871101_OH |  |  | 100% | 100%
|  | UG | 12kV | 4.3588 | FMC 1101 | 083871101 | UG | 12kV | 4.3588 | 083871101_UG |  |  | 100% | 100%
FMC 1109 | 083871109 | OH | 12kV | 1.0166 | FMC 1109 | 083871109 | OH | 12kV | 1.0166 | 083871109_OH |  |  | 100% | 100%
|  | UG | 12kV | 7.1668 | FMC 1109 | 083871109 | UG | 12kV | 7.1668 | 083871109_UG |  |  | 100% | 100%
FMC 1110 | 083871110 | OH | 12kV | 1.3568 | FMC 1110 | 083871110 | OH | 12kV | 1.3568 | 083871110_OH |  |  | 100% | 100%
|  | UG | 12kV | 6.6025 | FMC 1110 | 083871110 | UG | 12kV | 6.6025 | 083871110_UG |  |  | 100% | 100%
FMC 1111 | 083871111 | OH | 12kV | 1.5549 | FMC 1111 | 083871111 | OH | 12kV | 1.5549 | 083871111_OH |  |  | 100% | 100%
|  | UG | 12kV | 4.6529 | FMC 1111 | 083871111 | UG | 12kV | 4.6529 | 083871111_UG |  |  | 100% | 100%
FOOTHILL 1101 | 182951101 | OH | 12kV | 0.022907 | FOOTHILL 1101 | 182951101 | OH | 12kV | 0.022907 | 182951101_OH |  | X | 0.05783% | 99.94%
|  |  | 21kV | 39.5892 | FOOTHILL 1101 | 182951101 | OH | 21kV | 39.5892 | 182951101_OH | DIFF VOLT | X | 99.94% | 99.94%
|  | UG | 12kV | 0.012345 | FOOTHILL 1101 | 182951101 | UG | 12kV | 0.012345 | 182951101_UG |  | X | 0.6393% | 99.36%
|  |  | 21kV | 1.9187 | FOOTHILL 1101 | 182951101 | UG | 21kV | 1.9187 | 182951101_UG | DIFF VOLT | X | 99.36% | 99.36%
FOOTHILL 1102 | 182951102 | OH | 12kV | 25.4115 | FOOTHILL 1102 | 182951102 | OH | 12kV | 25.4115 | 182951102_OH |  |  | 100% | 100%
|  | UG | 12kV | 21.2267 | FOOTHILL 1102 | 182951102 | UG | 12kV | 21.2267 | 182951102_UG |  |  | 100% | 100%
FORESTHILL 1101 | 152181101 | OH | 12kV | 64.9199 | FORESTHILL 1101 | 152181101 | OH | 12kV | 64.9199 | 152181101_OH |  |  | 100% | 100%
|  | UG | 12kV | 13.4135 | FORESTHILL 1101 | 152181101 | UG | 12kV | 13.4135 | 152181101_UG |  |  | 100% | 100%
FORESTHILL 1102 | 152181102 | OH | 12kV | 29.52 | FORESTHILL 1102 | 152181102 | OH | 12kV | 29.52 | 152181102_OH |  |  | 100% | 100%
|  | UG | 12kV | 4.9655 | FORESTHILL 1102 | 152181102 | UG | 12kV | 4.9655 | 152181102_UG |  |  | 100% | 100%
FORT BRAGG A 1101 | 042761101 | OH | 12kV | 81.1906 | FORT BRAGG A 1101 | 042761101 | OH | 12kV | 81.1906 | 042761101_OH |  |  | 100% | 100%
|  | UG | 12kV | 7.632 | FORT BRAGG A 1101 | 042761101 | UG | 12kV | 7.632 | 042761101_UG |  |  | 100% | 100%
FORT BRAGG A 1102 | 042761102 | OH | 12kV | 81.4573 | FORT BRAGG A 1102 | 042761102 | OH | 12kV | 81.4573 | 042761102_OH |  |  | 100% | 100%
|  | UG | 12kV | 4.734 | FORT BRAGG A 1102 | 042761102 | UG | 12kV | 4.734 | 042761102_UG |  |  | 100% | 100%
FORT BRAGG A 1103 | 042761103 | OH | 12kV | 2.6701 | FORT BRAGG A 1103 | 042761103 | OH | 12kV | 2.6701 | 042761103_OH |  |  | 100% | 100%
|  | UG | 12kV | 5.5918 | FORT BRAGG A 1103 | 042761103 | UG | 12kV | 5.5918 | 042761103_UG |  |  | 100% | 100%
FORT BRAGG A 1104 | 042761104 | OH | 12kV | 39.031 | FORT BRAGG A 1104 | 042761104 | OH | 12kV | 39.031 | 042761104_OH |  |  | 100% | 100%
|  | UG | 12kV | 1.3773 | FORT BRAGG A 1104 | 042761104 | UG | 12kV | 1.3773 | 042761104_UG |  |  | 100% | 100%
FORT ORD 1101 | 182401101 | OH | 12kV | 16.8799 | FORT ORD 1101 | 182401101 | OH | 12kV | 16.8799 | 182401101_OH |  |  | 100% | 100%
|  | UG | 12kV | 11.4047 | FORT ORD 1101 | 182401101 | UG | 12kV | 11.4047 | 182401101_UG |  |  | 100% | 100%
FORT ORD 1102 | 182401102 | UG | 12kV | 0.015499 | FORT ORD 1102 | 182401102 | UG | 12kV | 0.015499 | 182401102_UG |  |  | 100% | 100%
FORT ORD 2105 | 182402105 | OH | 12kV | 4.157 | FORT ORD 2105 | 182402105 | OH | 12kV | 4.157 | 182402105_OH |  | X | 53.13% | 53.13% | FLAG
|  |  | 21kV | 3.6674 | FORT ORD 2105 | 182402105 | OH | 21kV | 3.6674 | 182402105_OH | DIFF VOLT | X | 46.87% | 53.13% | FLAG
|  | UG | 12kV | 4.7787 | FORT ORD 2105 | 182402105 | UG | 12kV | 4.7787 | 182402105_UG |  | X | 35.53% | 64.47% | FLAG
|  |  | 21kV | 8.6695 | FORT ORD 2105 | 182402105 | UG | 21kV | 8.6695 | 182402105_UG | DIFF VOLT | X | 64.47% | 64.47% | FLAG
FORT ORD 2106 | 182402106 | OH | 12kV | 22.6462 | FORT ORD 2106 | 182402106 | OH | 12kV | 22.6462 | 182402106_OH |  | X | 91.49% | 91.49%
|  |  | 4.16kV | 2.1051 | FORT ORD 2106 | 182402106 | OH | 4.16kV | 2.1051 | 182402106_OH | DIFF VOLT | X | 8.505% | 91.49%
|  | UG | 12kV | 13.5648 | FORT ORD 2106 | 182402106 | UG | 12kV | 13.5648 | 182402106_UG |  | X | 53.66% | 53.66% | FLAG
|  |  | 21kV | 11.7156 | FORT ORD 2106 | 182402106 | UG | 21kV | 11.7156 | 182402106_UG | DIFF VOLT | X | 46.34% | 53.66% | FLAG
FORT ORD 2107 | 182402107 | OH | 12kV | 17.2151 | FORT ORD 2107 | 182402107 | OH | 12kV | 17.2151 | 182402107_OH |  | X | 88.91% | 88.91%
|  |  | 21kV | 2.1479 | FORT ORD 2107 | 182402107 | OH | 21kV | 2.1479 | 182402107_OH | DIFF VOLT | X | 11.09% | 88.91%
|  | UG | 12kV | 7.52 | FORT ORD 2107 | 182402107 | UG | 12kV | 7.52 | 182402107_UG |  | X | 53.91% | 53.91% | FLAG
|  |  | 21kV | 6.4304 | FORT ORD 2107 | 182402107 | UG | 21kV | 6.4304 | 182402107_UG | DIFF VOLT | X | 46.09% | 53.91% | FLAG
FORT ORD 2108 | 182402108 | OH | 12kV | 0.90123 | FORT ORD 2108 | 182402108 | OH | 12kV | 0.90123 | 182402108_OH |  |  | 100% | 100%
|  | UG | 12kV | 1.4097 | FORT ORD 2108 | 182402108 | UG | 12kV | 1.4097 | 182402108_UG |  | X | 96.39% | 96.39%
|  |  | 21kV | 0.052863 | FORT ORD 2108 | 182402108 | UG | 21kV | 0.052863 | 182402108_UG | DIFF VOLT | X | 3.614% | 96.39%
FORT ROSS 1121 | 042851121 | OH | 12kV | 93.7528 | FORT ROSS 1121 | 042851121 | OH | 12kV | 93.7528 | 042851121_OH |  |  | 100% | 100%
|  | UG | 12kV | 3.782 | FORT ROSS 1121 | 042851121 | UG | 12kV | 3.782 | 042851121_UG |  |  | 100% | 100%
FORT SEWARD 1121 | 192321121 | OH | 12kV | 48.347 | FORT SEWARD 1121 | 192321121 | OH | 12kV | 48.347 | 192321121_OH |  |  | 100% | 100%
|  | UG | 12kV | 0.068974 | FORT SEWARD 1121 | 192321121 | UG | 12kV | 0.068974 | 192321121_UG |  |  | 100% | 100%
FORT SEWARD 1122 | 192321122 | OH | 12kV | 21.9267 | FORT SEWARD 1122 | 192321122 | OH | 12kV | 21.9267 | 192321122_OH |  |  | 100% | 100%
|  | UG | 12kV | 0.12242 | FORT SEWARD 1122 | 192321122 | UG | 12kV | 0.12242 | 192321122_UG |  |  | 100% | 100%
FRANKLIN 1101 | 013921101 | OH | 12kV | 9.5334 | FRANKLIN 1101 | 013921101 | OH | 12kV | 9.5334 | 013921101_OH |  |  | 100% | 100%
|  | UG | 12kV | 14.8693 | FRANKLIN 1101 | 013921101 | UG | 12kV | 14.8693 | 013921101_UG |  |  | 100% | 100%
FRANKLIN 1102 | 013921102 | OH | 12kV | 4.3853 | FRANKLIN 1102 | 013921102 | OH | 12kV | 4.3853 | 013921102_OH |  |  | 100% | 100%
|  | UG | 12kV | 38.3056 | FRANKLIN 1102 | 013921102 | UG | 12kV | 38.3056 | 013921102_UG |  |  | 100% | 100%
FRANKLIN 1103 | 013921103 | OH | 12kV | 12.403 | FRANKLIN 1103 | 013921103 | OH | 12kV | 12.403 | 013921103_OH |  |  | 100% | 100%
|  | UG | 12kV | 20.2422 | FRANKLIN 1103 | 013921103 | UG | 12kV | 20.2422 | 013921103_UG |  |  | 100% | 100%
FRANKLIN 1104 | 013921104 | OH | 12kV | 15.0741 | FRANKLIN 1104 | 013921104 | OH | 12kV | 15.0741 | 013921104_OH |  |  | 100% | 100%
|  | UG | 12kV | 42.1335 | FRANKLIN 1104 | 013921104 | UG | 12kV | 42.1335 | 013921104_UG |  |  | 100% | 100%
FREMONT 1103 | 014351103 | OH | 12kV | 4.3675 | FREMONT 1103 | 014351103 | OH | 12kV | 4.3675 | 014351103_OH |  |  | 100% | 100%
|  | UG | 12kV | 23.2734 | FREMONT 1103 | 014351103 | UG | 12kV | 23.2734 | 014351103_UG |  |  | 100% | 100%
FREMONT 1104 | 014351104 | OH | 12kV | 21.6305 | FREMONT 1104 | 014351104 | OH | 12kV | 21.6305 | 014351104_OH |  |  | 100% | 100%
|  | UG | 12kV | 28.1122 | FREMONT 1104 | 014351104 | UG | 12kV | 28.1122 | 014351104_UG |  |  | 100% | 100%
FREMONT 1105 | 014351105 | UG | 12kV | 4.6533 | FREMONT 1105 | 014351105 | UG | 12kV | 4.6533 | 014351105_UG |  |  | 100% | 100%
FREMONT 1106 | 014351106 | UG | 12kV | 0.068594 | FREMONT 1106 | 014351106 | UG | 12kV | 0.068594 | 014351106_UG |  |  | 100% | 100%
FREMONT 1107 | 014351107 | OH | 12kV | 14.4916 | FREMONT 1107 | 014351107 | OH | 12kV | 14.4916 | 014351107_OH |  |  | 100% | 100%
|  | UG | 12kV | 17.6651 | FREMONT 1107 | 014351107 | UG | 12kV | 17.6651 | 014351107_UG |  |  | 100% | 100%
FREMONT 1108 | 014351108 | OH | 12kV | 4.8807 | FREMONT 1108 | 014351108 | OH | 12kV | 4.8807 | 014351108_OH |  |  | 100% | 100%
|  | UG | 12kV | 13.7941 | FREMONT 1108 | 014351108 | UG | 12kV | 13.7941 | 014351108_UG |  |  | 100% | 100%
FREMONT 1109 | 014351109 | OH | 12kV | 13.3189 | FREMONT 1109 | 014351109 | OH | 12kV | 13.3189 | 014351109_OH |  |  | 100% | 100%
|  | UG | 12kV | 31.6602 | FREMONT 1109 | 014351109 | UG | 12kV | 31.6602 | 014351109_UG |  | X | 99.97% | 99.97%
|  |  | 21kV | 0.0099326 | FREMONT 1109 | 014351109 | UG | 21kV | 0.0099326 | 014351109_UG | DIFF VOLT | X | 0.03136% | 99.97%
FREMONT 1110 | 014351110 | OH | 12kV | 10.7931 | FREMONT 1110 | 014351110 | OH | 12kV | 10.7931 | 014351110_OH |  |  | 100% | 100%
|  | UG | 12kV | 20.8079 | FREMONT 1110 | 014351110 | UG | 12kV | 20.8079 | 014351110_UG |  |  | 100% | 100%
FREMONT 1111 | 014351111 | OH | 12kV | 0.15654 | FREMONT 1111 | 014351111 | OH | 12kV | 0.15654 | 014351111_OH |  |  | 100% | 100%
|  | UG | 12kV | 7.9313 | FREMONT 1111 | 014351111 | UG | 12kV | 7.9313 | 014351111_UG |  |  | 100% | 100%
FREMONT 1112 | 014351112 | OH | 12kV | 0.020926 | FREMONT 1112 | 014351112 | OH | 12kV | 0.020926 | 014351112_OH |  |  | 100% | 100%
|  | UG | 12kV | 8.1317 | FREMONT 1112 | 014351112 | UG | 12kV | 8.1317 | 014351112_UG |  |  | 100% | 100%
FRENCH CAMP 1101 | 163291101 | OH | 12kV | 16.4438 | FRENCH CAMP 1101 | 163291101 | OH | 12kV | 16.4438 | 163291101_OH |  |  | 100% | 100%
|  | UG | 12kV | 2.5091 | FRENCH CAMP 1101 | 163291101 | UG | 12kV | 2.5091 | 163291101_UG |  |  | 100% | 100%
FRENCH CAMP 1102 | 163291102 | OH | 12kV | 87.0523 | FRENCH CAMP 1102 | 163291102 | OH | 12kV | 87.0523 | 163291102_OH |  |  | 100% | 100%
|  | UG | 12kV | 3.2879 | FRENCH CAMP 1102 | 163291102 | UG | 12kV | 3.2879 | 163291102_UG |  |  | 100% | 100%
FRENCH CAMP 1103 | 163291103 | OH | 12kV | 1.2266 | FRENCH CAMP 1103 | 163291103 | OH | 12kV | 1.2266 | 163291103_OH |  |  | 100% | 100%
|  | UG | 12kV | 0.19406 | FRENCH CAMP 1103 | 163291103 | UG | 12kV | 0.19406 | 163291103_UG |  |  | 100% | 100%
FRENCH CAMP 1104 | 163291104 | OH | 12kV | 5.6108 | FRENCH CAMP 1104 | 163291104 | OH | 12kV | 5.6108 | 163291104_OH |  |  | 100% | 100%
|  | UG | 12kV | 24.3073 | FRENCH CAMP 1104 | 163291104 | UG | 12kV | 24.3073 | 163291104_UG |  |  | 100% | 100%
FRENCH GULCH 1101 | 103381101 | OH | 12kV | 15.8233 | FRENCH GULCH 1101 | 103381101 | OH | 12kV | 15.8233 | 103381101_OH |  |  | 100% | 100%
|  | UG | 12kV | 1.6783 | FRENCH GULCH 1101 | 103381101 | UG | 12kV | 1.6783 | 103381101_UG |  |  | 100% | 100%
FRENCH GULCH 1102 | 103381102 | OH | 12kV | 18.715 | FRENCH GULCH 1102 | 103381102 | OH | 12kV | 18.715 | 103381102_OH |  |  | 100% | 100%
|  | UG | 12kV | 0.1062 | FRENCH GULCH 1102 | 103381102 | UG | 12kV | 0.1062 | 103381102_UG |  |  | 100% | 100%
FROGTOWN 1701 | 163451701 | OH | 17kV | 71.9886 | FROGTOWN 1701 | 163451701 | OH | 17kV | 71.9886 | 163451701_OH |  |  | 100% | 100%
|  | UG | 17kV | 9.7953 | FROGTOWN 1701 | 163451701 | UG | 17kV | 9.7953 | 163451701_UG |  |  | 100% | 100%
FROGTOWN 1702 | 163451702 | OH | 17kV | 259.8937 | FROGTOWN 1702 | 163451702 | OH | 17kV | 259.8937 | 163451702_OH |  |  | 100% | 100%
|  | UG | 17kV | 19.5885 | FROGTOWN 1702 | 163451702 | UG | 17kV | 19.5885 | 163451702_UG |  |  | 100% | 100%
FRUITLAND 1141 | 192311141 | OH | 12kV | 27.1854 | FRUITLAND 1141 | 192311141 | OH | 12kV | 27.1854 | 192311141_OH |  |  | 100% | 100%
|  | UG | 12kV | 0.019055 | FRUITLAND 1141 | 192311141 | UG | 12kV | 0.019055 | 192311141_UG |  |  | 100% | 100%
FRUITLAND 1142 | 192311142 | OH | 12kV | 67.6528 | FRUITLAND 1142 | 192311142 | OH | 12kV | 67.6528 | 192311142_OH |  |  | 100% | 100%
|  | UG | 12kV | 0.68141 | FRUITLAND 1142 | 192311142 | UG | 12kV | 0.68141 | 192311142_UG |  |  | 100% | 100%
FRUITVALE 1101 | 253391101 | OH | 12kV | 3.3228 | FRUITVALE 1101 | 253391101 | OH | 12kV | 3.3228 | 253391101_OH |  |  | 100% | 100%
|  | UG | 12kV | 0.15984 | FRUITVALE 1101 | 253391101 | UG | 12kV | 0.15984 | 253391101_UG |  |  | 100% | 100%
FRUITVALE 1103 | 253391103 | OH | 12kV | 11.6525 | FRUITVALE 1103 | 253391103 | OH | 12kV | 11.6525 | 253391103_OH |  |  | 100% | 100%
|  | UG | 12kV | 10.2722 | FRUITVALE 1103 | 253391103 | UG | 12kV | 10.2722 | 253391103_UG |  |  | 100% | 100%
FRUITVALE 1104 | 253391104 | OH | 12kV | 13.52 | FRUITVALE 1104 | 253391104 | OH | 12kV | 13.52 | 253391104_OH |  |  | 100% | 100%
|  | UG | 12kV | 18.6729 | FRUITVALE 1104 | 253391104 | UG | 12kV | 18.6729 | 253391104_UG |  |  | 100% | 100%
FRUITVALE 1105 | 253391105 | OH | 12kV | 3.3972 | FRUITVALE 1105 | 253391105 | OH | 12kV | 3.3972 | 253391105_OH |  |  | 100% | 100%
|  | UG | 12kV | 0.73023 | FRUITVALE 1105 | 253391105 | UG | 12kV | 0.73023 | 253391105_UG |  |  | 100% | 100%
FRUITVALE 1106 | 253391106 | OH | 12kV | 6.6221 | FRUITVALE 1106 | 253391106 | OH | 12kV | 6.6221 | 253391106_OH |  |  | 100% | 100%
|  | UG | 12kV | 11.2284 | FRUITVALE 1106 | 253391106 | UG | 12kV | 11.2284 | 253391106_UG |  |  | 100% | 100%
FRUITVALE 2108 | 253392108 | OH | 12kV | 0.012574 | FRUITVALE 2108 | 253392108 | OH | 12kV | 0.012574 | 253392108_OH |  | X | 0.138% | 99.86%
|  |  | 21kV | 9.097 | FRUITVALE 2108 | 253392108 | OH | 21kV | 9.097 | 253392108_OH | DIFF VOLT | X | 99.86% | 99.86%
|  | UG | 12kV | 0.013697 | FRUITVALE 2108 | 253392108 | UG | 12kV | 0.013697 | 253392108_UG |  | X | 0.4157% | 99.58%
|  |  | 21kV | 3.2815 | FRUITVALE 2108 | 253392108 | UG | 21kV | 3.2815 | 253392108_UG | DIFF VOLT | X | 99.58% | 99.58%
FULTON 1101 | 042561101 | OH | 12kV | 6.2234 | FULTON 1101 | 042561101 | OH | 12kV | 6.2234 | 042561101_OH |  |  | 100% | 100%
|  | UG | 12kV | 15.2729 | FULTON 1101 | 042561101 | UG | 12kV | 15.2729 | 042561101_UG |  |  | 100% | 100%
FULTON 1102 | 042561102 | OH | 12kV | 62.2533 | FULTON 1102 | 042561102 | OH | 12kV | 62.2533 | 042561102_OH |  |  | 100% | 100%
|  | UG | 12kV | 46.199 | FULTON 1102 | 042561102 | UG | 12kV | 46.199 | 042561102_UG |  |  | 100% | 100%
FULTON 1103 | 042561103 | OH | 12kV | 0.0094663 | FULTON 1103 | 042561103 | OH | 12kV | 0.0094663 | 042561103_OH |  |  | 100% | 100%
FULTON 1104 | 042561104 | OH | 12kV | 8.4535 | FULTON 1104 | 042561104 | OH | 12kV | 8.4535 | 042561104_OH |  |  | 100% | 100%
|  | UG | 12kV | 24.2932 | FULTON 1104 | 042561104 | UG | 12kV | 24.2932 | 042561104_UG |  |  | 100% | 100%
FULTON 1105 | 042561105 | OH | 12kV | 41.5869 | FULTON 1105 | 042561105 | OH | 12kV | 41.5869 | 042561105_OH |  |  | 100% | 100%
|  | UG | 12kV | 16.3127 | FULTON 1105 | 042561105 | UG | 12kV | 16.3127 | 042561105_UG |  |  | 100% | 100%
FULTON 1106 | 042561106 | OH | 12kV | 4.8812 | FULTON 1106 | 042561106 | OH | 12kV | 4.8812 | 042561106_OH |  |  | 100% | 100%
|  | UG | 12kV | 4.6554 | FULTON 1106 | 042561106 | UG | 12kV | 4.6554 | 042561106_UG |  |  | 100% | 100%
FULTON 1107 | 042561107 | OH | 12kV | 49.2543 | FULTON 1107 | 042561107 | OH | 12kV | 49.2543 | 042561107_OH |  |  | 100% | 100%
|  | UG | 12kV | 27.0485 | FULTON 1107 | 042561107 | UG | 12kV | 27.0485 | 042561107_UG |  |  | 100% | 100%
GABILAN 1101 | 182331101 | OH | 12kV | 72.567 | GABILAN 1101 | 182331101 | OH | 12kV | 72.567 | 182331101_OH |  |  | 100% | 100%
|  | UG | 12kV | 28.0648 | GABILAN 1101 | 182331101 | UG | 12kV | 28.0648 | 182331101_UG |  |  | 100% | 100%
GABILAN 1102 | 182331102 | OH | 12kV | 9.7657 | GABILAN 1102 | 182331102 | OH | 12kV | 9.7657 | 182331102_OH |  |  | 100% | 100%
|  | UG | 12kV | 18.5396 | GABILAN 1102 | 182331102 | UG | 12kV | 18.5396 | 182331102_UG |  |  | 100% | 100%
GALLO 1101 | 254901101 | OH | 12kV | 0.72409 | GALLO 1101 | 254901101 | OH | 12kV | 0.72409 | 254901101_OH |  |  | 100% | 100%
|  | UG | 12kV | 0.056216 | GALLO 1101 | 254901101 | UG | 12kV | 0.056216 | 254901101_UG |  |  | 100% | 100%
GALLO 1102 | 254901102 | OH | 12kV | 0.076183 | GALLO 1102 | 254901102 | OH | 12kV | 0.076183 | 254901102_OH |  |  | 100% | 100%
|  | UG | 12kV | 0.064419 | GALLO 1102 | 254901102 | UG | 12kV | 0.064419 | 254901102_UG |  |  | 100% | 100%
GANSNER 1101 | 103021101 | OH | 12kV | 48.2363 | GANSNER 1101 | 103021101 | OH | 12kV | 48.2363 | 103021101_OH |  |  | 100% | 100%
|  | UG | 12kV | 6.3441 | GANSNER 1101 | 103021101 | UG | 12kV | 6.3441 | 103021101_UG |  |  | 100% | 100%
GANSO 1103 | 254541103 | OH | 12kV | 49.2015 | GANSO 1103 | 254541103 | OH | 12kV | 49.2015 | 254541103_OH |  |  | 100% | 100%
|  | UG | 12kV | 1.222 | GANSO 1103 | 254541103 | UG | 12kV | 1.222 | 254541103_UG |  |  | 100% | 100%
GANSO 1104 | 254541104 | OH | 12kV | 51.1055 | GANSO 1104 | 254541104 | OH | 12kV | 51.1055 | 254541104_OH |  |  | 100% | 100%
|  | UG | 12kV | 0.85826 | GANSO 1104 | 254541104 | UG | 12kV | 0.85826 | 254541104_UG |  |  | 100% | 100%
GARBERVILLE 1101 | 192221101 | OH | 12kV | 162.6969 | GARBERVILLE 1101 | 192221101 | OH | 12kV | 162.6969 | 192221101_OH |  |  | 100% | 100%
|  | UG | 12kV | 3.2889 | GARBERVILLE 1101 | 192221101 | UG | 12kV | 3.2889 | 192221101_UG |  |  | 100% | 100%
GARBERVILLE 1102 | 192221102 | OH | 12kV | 137.539 | GARBERVILLE 1102 | 192221102 | OH | 12kV | 137.539 | 192221102_OH |  |  | 100% | 100%
|  | UG | 12kV | 8.8278 | GARBERVILLE 1102 | 192221102 | UG | 12kV | 8.8278 | 192221102_UG |  |  | 100% | 100%
GARBERVILLE 1103 | 192221103 | OH | 12kV | 2.2293 | GARBERVILLE 1103 | 192221103 | OH | 12kV | 2.2293 | 192221103_OH |  |  | 100% | 100%
|  | UG | 12kV | 1.2587 | GARBERVILLE 1103 | 192221103 | UG | 12kV | 1.2587 | 192221103_UG |  |  | 100% | 100%
GARCIA 0401 | 043040401 | OH | 4.8kV | 2.4353 | GARCIA 0401 | 043040401 | OH | 4.8kV | 2.4353 | 043040401_OH |  |  | 100% | 100%
GARDNER 0401 | 254930401 | OH | 4.16kV | 0.011865 | GARDNER 0401 | 254930401 | OH | 4.16kV | 0.011865 | 254930401_OH |  |  | 100% | 100%
GATES 1101 | 253931101 | OH | 12kV | 15.2733 | GATES 1101 | 253931101 | OH | 12kV | 15.2733 | 253931101_OH |  |  | 100% | 100%
|  | UG | 12kV | 0.67705 | GATES 1101 | 253931101 | UG | 12kV | 0.67705 | 253931101_UG |  |  | 100% | 100%
GATES 1102 | 253931102 | OH | 12kV | 40.8076 | GATES 1102 | 253931102 | OH | 12kV | 40.8076 | 253931102_OH |  |  | 100% | 100%
|  | UG | 12kV | 0.33794 | GATES 1102 | 253931102 | UG | 12kV | 0.33794 | 253931102_UG |  |  | 100% | 100%
GATES 1104 | 253931104 | OH | 12kV | 25.5291 | GATES 1104 | 253931104 | OH | 12kV | 25.5291 | 253931104_OH |  |  | 100% | 100%
|  | UG | 12kV | 0.48465 | GATES 1104 | 253931104 | UG | 12kV | 0.48465 | 253931104_UG |  |  | 100% | 100%
GATES 1105 | 253931105 | OH | 12kV | 18.5988 | GATES 1105 | 253931105 | OH | 12kV | 18.5988 | 253931105_OH |  |  | 100% | 100%
|  | UG | 12kV | 0.41285 | GATES 1105 | 253931105 | UG | 12kV | 0.41285 | 253931105_UG |  |  | 100% | 100%
GATES 1106 | 253931106 | OH | 12kV | 45.7158 | GATES 1106 | 253931106 | OH | 12kV | 45.7158 | 253931106_OH |  |  | 100% | 100%
|  | UG | 12kV | 0.59256 | GATES 1106 | 253931106 | UG | 12kV | 0.59256 | 253931106_UG |  |  | 100% | 100%
GATES 1107 | 253931107 | OH | 12kV | 2.5191 | GATES 1107 | 253931107 | OH | 12kV | 2.5191 | 253931107_OH |  |  | 100% | 100%
|  | UG | 12kV | 0.22588 | GATES 1107 | 253931107 | UG | 12kV | 0.22588 | 253931107_UG |  |  | 100% | 100%
GATES 1108 | 253931108 | OH | 12kV | 2.575 | GATES 1108 | 253931108 | OH | 12kV | 2.575 | 253931108_OH |  |  | 100% | 100%
|  | UG | 12kV | 0.17711 | GATES 1108 | 253931108 | UG | 12kV | 0.17711 | 253931108_UG |  |  | 100% | 100%
GATES 1109 | 253931109 | OH | 12kV | 0.30006 | GATES 1109 | 253931109 | OH | 12kV | 0.30006 | 253931109_OH |  |  | 100% | 100%
|  | UG | 12kV | 0.13212 | GATES 1109 | 253931109 | UG | 12kV | 0.13212 | 253931109_UG |  |  | 100% | 100%
GATES 1110 | 253931110 | OH | 12kV | 44.5417 | GATES 1110 | 253931110 | OH | 12kV | 44.5417 | 253931110_OH |  |  | 100% | 100%
|  | UG | 12kV | 0.88452 | GATES 1110 | 253931110 | UG | 12kV | 0.88452 | 253931110_UG |  |  | 100% | 100%
GEARY 0401 | 013590401 | OH | 4.16kV | 4.2723 | GEARY 0401 | 013590401 | OH | 4.16kV | 4.2723 | 013590401_OH |  |  | 100% | 100%
|  | UG | 4.16kV | 0.54051 | GEARY 0401 | 013590401 | UG | 4.16kV | 0.54051 | 013590401_UG |  |  | 100% | 100%
GERBER 1101 | 103391101 | OH | 12kV | 55.2093 | GERBER 1101 | 103391101 | OH | 12kV | 55.2093 | 103391101_OH |  |  | 100% | 100%
|  | UG | 12kV | 0.10716 | GERBER 1101 | 103391101 | UG | 12kV | 0.10716 | 103391101_UG |  |  | 100% | 100%
GERBER 1102 | 103391102 | OH | 12kV | 86.3752 | GERBER 1102 | 103391102 | OH | 12kV | 86.3752 | 103391102_OH |  |  | 100% | 100%
|  | UG | 12kV | 4.1534 | GERBER 1102 | 103391102 | UG | 12kV | 4.1534 | 103391102_UG |  |  | 100% | 100%
GEYSERVILLE 1101 | 042891101 | OH | 12kV | 138.8443 | GEYSERVILLE 1101 | 042891101 | OH | 12kV | 138.8443 | 042891101_OH |  |  | 100% | 100%
|  | UG | 12kV | 8.9545 | GEYSERVILLE 1101 | 042891101 | UG | 12kV | 8.9545 | 042891101_UG |  |  | 100% | 100%
GEYSERVILLE 1102 | 042891102 | OH | 12kV | 118.3903 | GEYSERVILLE 1102 | 042891102 | OH | 12kV | 118.3903 | 042891102_OH |  |  | 100% | 100%
|  | UG | 12kV | 9.3687 | GEYSERVILLE 1102 | 042891102 | UG | 12kV | 9.3687 | 042891102_UG |  |  | 100% | 100%
GIFFEN 1102 | 253151102 | OH | 12kV | 41.5257 | GIFFEN 1102 | 253151102 | OH | 12kV | 41.5257 | 253151102_OH |  |  | 100% | 100%
|  | UG | 12kV | 0.70378 | GIFFEN 1102 | 253151102 | UG | 12kV | 0.70378 | 253151102_UG |  |  | 100% | 100%
GIFFEN 1103 | 253151103 | OH | 12kV | 40.0608 | GIFFEN 1103 | 253151103 | OH | 12kV | 40.0608 | 253151103_OH |  | X | 77.52% | 77.52% | FLAG
|  |  | 21kV | 11.6183 | GIFFEN 1103 | 253151103 | OH | 21kV | 11.6183 | 253151103_OH | DIFF VOLT | X | 22.48% | 77.52% | FLAG
|  | UG | 12kV | 0.9955 | GIFFEN 1103 | 253151103 | UG | 12kV | 0.9955 | 253151103_UG |  | X | 74.12% | 74.12% | FLAG
|  |  | 21kV | 0.34754 | GIFFEN 1103 | 253151103 | UG | 21kV | 0.34754 | 253151103_UG | DIFF VOLT | X | 25.88% | 74.12% | FLAG
GIFFEN 1106 | 253151106 | OH | 12kV | 2.1673 | GIFFEN 1106 | 253151106 | OH | 12kV | 2.1673 | 253151106_OH |  |  | 100% | 100%
|  | UG | 12kV | 0.017986 | GIFFEN 1106 | 253151106 | UG | 12kV | 0.017986 | 253151106_UG |  |  | 100% | 100%
GIFFEN 1107 | 253151107 | OH | 12kV | 2.6483 | GIFFEN 1107 | 253151107 | OH | 12kV | 2.6483 | 253151107_OH |  |  | 100% | 100%
|  | UG | 12kV | 0.086822 | GIFFEN 1107 | 253151107 | UG | 12kV | 0.086822 | 253151107_UG |  |  | 100% | 100%
GILL 0401 | 013550401 | OH | 4.16kV | 3.2485 | GILL 0401 | 013550401 | OH | 4.16kV | 3.2485 | 013550401_OH |  |  | 100% | 100%
|  | UG | 4.16kV | 0.24126 | GILL 0401 | 013550401 | UG | 4.16kV | 0.24126 | 013550401_UG |  |  | 100% | 100%
GILL 0402 | 013550402 | OH | 4.16kV | 3.9178 | GILL 0402 | 013550402 | OH | 4.16kV | 3.9178 | 013550402_OH |  |  | 100% | 100%
|  | UG | 4.16kV | 0.13584 | GILL 0402 | 013550402 | UG | 4.16kV | 0.13584 | 013550402_UG |  |  | 100% | 100%
GIRVAN 1101 | 103401101 | OH | 12kV | 109.0483 | GIRVAN 1101 | 103401101 | OH | 12kV | 109.0483 | 103401101_OH |  |  | 100% | 100%
|  | UG | 12kV | 7.4776 | GIRVAN 1101 | 103401101 | UG | 12kV | 7.4776 | 103401101_UG |  |  | 100% | 100%
GIRVAN 1102 | 103401102 | OH | 12kV | 76.176 | GIRVAN 1102 | 103401102 | OH | 12kV | 76.176 | 103401102_OH |  |  | 100% | 100%
|  | UG | 12kV | 9.9895 | GIRVAN 1102 | 103401102 | UG | 12kV | 9.9895 | 103401102_UG |  |  | 100% | 100%
GLENN 1101 | 102601101 | OH | 12kV | 136.8417 | GLENN 1101 | 102601101 | OH | 12kV | 136.8417 | 102601101_OH |  | X | 100% | 100%
|  |  | 480V | 0.0018939 | GLENN 1101 | 102601101 | OH | 480V | 0.0018939 | 102601101_OH | DIFF VOLT | X | 0.001384% | 100%
|  | UG | 12kV | 6.3698 | GLENN 1101 | 102601101 | UG | 12kV | 6.3698 | 102601101_UG |  |  | 100% | 100%
GLENWOOD 0404 | 024090404 | OH | 4.16kV | 6.0494 | GLENWOOD 0404 | 024090404 | OH | 4.16kV | 6.0494 | 024090404_OH |  |  | 100% | 100%
|  | UG | 4.16kV | 2.4718 | GLENWOOD 0404 | 024090404 | UG | 4.16kV | 2.4718 | 024090404_UG |  |  | 100% | 100%
GLENWOOD 0405 | 024090405 | OH | 4.16kV | 5.7416 | GLENWOOD 0405 | 024090405 | OH | 4.16kV | 5.7416 | 024090405_OH |  |  | 100% | 100%
|  | UG | 4.16kV | 0.56396 | GLENWOOD 0405 | 024090405 | UG | 4.16kV | 0.56396 | 024090405_UG |  |  | 100% | 100%
GLENWOOD 0406 | 024090406 | OH | 4.16kV | 2.286 | GLENWOOD 0406 | 024090406 | OH | 4.16kV | 2.286 | 024090406_OH |  |  | 100% | 100%
|  | UG | 4.16kV | 0.89928 | GLENWOOD 0406 | 024090406 | UG | 4.16kV | 0.89928 | 024090406_UG |  |  | 100% | 100%
GLENWOOD 1101 | 024091101 | OH | 12kV | 5.4375 | GLENWOOD 1101 | 024091101 | OH | 12kV | 5.4375 | 024091101_OH |  |  | 100% | 100%
|  | UG | 12kV | 6.6451 | GLENWOOD 1101 | 024091101 | UG | 12kV | 6.6451 | 024091101_UG |  |  | 100% | 100%
GLENWOOD 1102 | 024091102 | OH | 12kV | 7.1517 | GLENWOOD 1102 | 024091102 | OH | 12kV | 7.1517 | 024091102_OH |  |  | 100% | 100%
|  | UG | 12kV | 6.3197 | GLENWOOD 1102 | 024091102 | UG | 12kV | 6.3197 | 024091102_UG |  | X | 99.83% | 99.83%
|  |  | (empty) | 0.010682 | GLENWOOD 1102 | 024091102 | UG | (blank) | 0.010682 | 024091102_UG | DIFF VOLT | X | 0.1687% | 99.83%
GOLDTREE 1105 | 182581105 | OH | 12kV | 14.688 | GOLDTREE 1105 | 182581105 | OH | 12kV | 14.688 | 182581105_OH |  |  | 100% | 100%
|  | UG | 12kV | 3.6852 | GOLDTREE 1105 | 182581105 | UG | 12kV | 3.6852 | 182581105_UG |  |  | 100% | 100%
GOLDTREE 1107 | 182581107 | OH | 12kV | 3.4813 | GOLDTREE 1107 | 182581107 | OH | 12kV | 3.4813 | 182581107_OH |  |  | 100% | 100%
|  | UG | 12kV | 0.28719 | GOLDTREE 1107 | 182581107 | UG | 12kV | 0.28719 | 182581107_UG |  |  | 100% | 100%
GOLDTREE 1108 | 182581108 | OH | 12kV | 14.6515 | GOLDTREE 1108 | 182581108 | OH | 12kV | 14.6515 | 182581108_OH |  |  | 100% | 100%
|  | UG | 12kV | 6.1213 | GOLDTREE 1108 | 182581108 | UG | 12kV | 6.1213 | 182581108_UG |  |  | 100% | 100%
GONZALES 1101 | 182131101 | OH | 12kV | 25.8672 | GONZALES 1101 | 182131101 | OH | 12kV | 25.8672 | 182131101_OH |  |  | 100% | 100%
|  | UG | 12kV | 8.6789 | GONZALES 1101 | 182131101 | UG | 12kV | 8.6789 | 182131101_UG |  |  | 100% | 100%
GONZALES 1102 | 182131102 | OH | 12kV | 0.72236 | GONZALES 1102 | 182131102 | OH | 12kV | 0.72236 | 182131102_OH |  |  | 100% | 100%
|  | UG | 12kV | 0.71055 | GONZALES 1102 | 182131102 | UG | 12kV | 0.71055 | 182131102_UG |  |  | 100% | 100%
GONZALES 1103 | 182131103 | OH | 12kV | 6.6992 | GONZALES 1103 | 182131103 | OH | 12kV | 6.6992 | 182131103_OH |  |  | 100% | 100%
|  | UG | 12kV | 2.0112 | GONZALES 1103 | 182131103 | UG | 12kV | 2.0112 | 182131103_UG |  |  | 100% | 100%
GONZALES 1104 | 182131104 | OH | 12kV | 54.252 | GONZALES 1104 | 182131104 | OH | 12kV | 54.252 | 182131104_OH |  |  | 100% | 100%
|  | UG | 12kV | 0.57195 | GONZALES 1104 | 182131104 | UG | 12kV | 0.57195 | 182131104_UG |  |  | 100% | 100%
GOOSE LAKE 1101 | 254201101 | OH | 12kV | 0.54411 | GOOSE LAKE 1101 | 254201101 | OH | 12kV | 0.54411 | 254201101_OH |  |  | 100% | 100%
|  | UG | 12kV | 0.034026 | GOOSE LAKE 1101 | 254201101 | UG | 12kV | 0.034026 | 254201101_UG |  |  | 100% | 100%
GOOSE LAKE 1103 | 254201103 | OH | 12kV | 74.4798 | GOOSE LAKE 1103 | 254201103 | OH | 12kV | 74.4798 | 254201103_OH |  |  | 100% | 100%
|  | UG | 12kV | 0.27596 | GOOSE LAKE 1103 | 254201103 | UG | 12kV | 0.27596 | 254201103_UG |  |  | 100% | 100%
GOOSE LAKE 1106 | 254201106 | OH | 12kV | 67.1115 | GOOSE LAKE 1106 | 254201106 | OH | 12kV | 67.1115 | 254201106_OH |  |  | 100% | 100%
|  | UG | 12kV | 0.41214 | GOOSE LAKE 1106 | 254201106 | UG | 12kV | 0.41214 | 254201106_UG |  |  | 100% | 100%
GOOSE LAKE 2104 | 254202104 | OH | 12kV | 6.0998 | GOOSE LAKE 2104 | 254202104 | OH | 12kV | 6.0998 | 254202104_OH |  | X | 12.41% | 87.59%
|  |  | 21kV | 43.0594 | GOOSE LAKE 2104 | 254202104 | OH | 21kV | 43.0594 | 254202104_OH | DIFF VOLT | X | 87.59% | 87.59%
|  | UG | 12kV | 2.6251 | GOOSE LAKE 2104 | 254202104 | UG | 12kV | 2.6251 | 254202104_UG |  | X | 73.13% | 73.13% | FLAG
|  |  | 21kV | 0.96429 | GOOSE LAKE 2104 | 254202104 | UG | 21kV | 0.96429 | 254202104_UG | DIFF VOLT | X | 26.87% | 73.13% | FLAG
GRAND ISLAND 2223 | 062462223 | OH | 12kV | 14.0994 | GRAND ISLAND 2223 | 062462223 | OH | 12kV | 14.0994 | 062462223_OH |  | X | 14.57% | 59.7% | FLAG
|  |  | 21kV | 57.764 | GRAND ISLAND 2223 | 062462223 | OH | 21kV | 57.764 | 062462223_OH | DIFF VOLT | X | 59.7% | 59.7% | FLAG
|  |  | 4.16kV | 24.8977 | GRAND ISLAND 2223 | 062462223 | OH | 4.16kV | 24.8977 | 062462223_OH | DIFF VOLT | X | 25.73% | 59.7% | FLAG
|  | UG | 12kV | 0.023228 | GRAND ISLAND 2223 | 062462223 | UG | 12kV | 0.023228 | 062462223_UG |  | X | 0.5456% | 93.86%
|  |  | 21kV | 3.9961 | GRAND ISLAND 2223 | 062462223 | UG | 21kV | 3.9961 | 062462223_UG | DIFF VOLT | X | 93.86% | 93.86%
|  |  | 4.16kV | 0.23798 | GRAND ISLAND 2223 | 062462223 | UG | 4.16kV | 0.23798 | 062462223_UG | DIFF VOLT | X | 5.59% | 93.86%
GRAND ISLAND 2224 | 062462224 | OH | 21kV | 62.8618 | GRAND ISLAND 2224 | 062462224 | OH | 21kV | 62.8618 | 062462224_OH |  |  | 100% | 100%
|  | UG | 21kV | 0.65026 | GRAND ISLAND 2224 | 062462224 | UG | 21kV | 0.65026 | 062462224_UG |  |  | 100% | 100%
GRAND ISLAND 2225 | 062462225 | OH | 21kV | 65.2008 | GRAND ISLAND 2225 | 062462225 | OH | 21kV | 65.2008 | 062462225_OH |  |  | 100% | 100%
|  | UG | 21kV | 4.9676 | GRAND ISLAND 2225 | 062462225 | UG | 21kV | 4.9676 | 062462225_UG |  |  | 100% | 100%
GRAND ISLAND 2226 | 062462226 | OH | 12kV | 0.0363 | GRAND ISLAND 2226 | 062462226 | OH | 12kV | 0.0363 | 062462226_OH |  | X | 0.1719% | 99.83%
|  |  | 21kV | 21.0756 | GRAND ISLAND 2226 | 062462226 | OH | 21kV | 21.0756 | 062462226_OH | DIFF VOLT | X | 99.83% | 99.83%
|  | UG | 12kV | 0.053175 | GRAND ISLAND 2226 | 062462226 | UG | 12kV | 0.053175 | 062462226_UG |  | X | 0.1161% | 99.88%
|  |  | 21kV | 45.745 | GRAND ISLAND 2226 | 062462226 | UG | 21kV | 45.745 | 062462226_UG | DIFF VOLT | X | 99.88% | 99.88%
GRAND ISLAND 2227 | 062462227 | OH | 12kV | 106.3237 | GRAND ISLAND 2227 | 062462227 | OH | 12kV | 106.3237 | 062462227_OH |  | X | 66.42% | 66.42% | FLAG
|  |  | 21kV | 53.7627 | GRAND ISLAND 2227 | 062462227 | OH | 21kV | 53.7627 | 062462227_OH | DIFF VOLT | X | 33.58% | 66.42% | FLAG
|  | UG | 12kV | 0.84655 | GRAND ISLAND 2227 | 062462227 | UG | 12kV | 0.84655 | 062462227_UG |  | X | 56.91% | 56.91% | FLAG
|  |  | 21kV | 0.64103 | GRAND ISLAND 2227 | 062462227 | UG | 21kV | 0.64103 | 062462227_UG | DIFF VOLT | X | 43.09% | 56.91% | FLAG
GRANT 1102 | 014381102 | OH | 12kV | 5.0713 | GRANT 1102 | 014381102 | OH | 12kV | 5.0713 | 014381102_OH |  |  | 100% | 100%
|  | UG | 12kV | 8.6531 | GRANT 1102 | 014381102 | UG | 12kV | 8.6531 | 014381102_UG |  |  | 100% | 100%
GRANT 1103 | 014381103 | OH | 12kV | 4.1933 | GRANT 1103 | 014381103 | OH | 12kV | 4.1933 | 014381103_OH |  |  | 100% | 100%
|  | UG | 12kV | 11.161 | GRANT 1103 | 014381103 | UG | 12kV | 11.161 | 014381103_UG |  |  | 100% | 100%
GRANT 1104 | 014381104 | OH | 12kV | 15.2965 | GRANT 1104 | 014381104 | OH | 12kV | 15.2965 | 014381104_OH |  |  | 100% | 100%
|  | UG | 12kV | 9.5209 | GRANT 1104 | 014381104 | UG | 12kV | 9.5209 | 014381104_UG |  |  | 100% | 100%
GRANT 1105 | 014381105 | OH | 12kV | 13.9672 | GRANT 1105 | 014381105 | OH | 12kV | 13.9672 | 014381105_OH |  |  | 100% | 100%
|  | UG | 12kV | 5.4791 | GRANT 1105 | 014381105 | UG | 12kV | 5.4791 | 014381105_UG |  |  | 100% | 100%
GRANT 1106 | 014381106 | OH | 12kV | 17.0195 | GRANT 1106 | 014381106 | OH | 12kV | 17.0195 | 014381106_OH |  |  | 100% | 100%
|  | UG | 12kV | 14.4745 | GRANT 1106 | 014381106 | UG | 12kV | 14.4745 | 014381106_UG |  |  | 100% | 100%
GRANT 1107 | 014381107 | OH | 12kV | 3.6928 | GRANT 1107 | 014381107 | OH | 12kV | 3.6928 | 014381107_OH |  |  | 100% | 100%
|  | UG | 12kV | 6.3945 | GRANT 1107 | 014381107 | UG | 12kV | 6.3945 | 014381107_UG |  |  | 100% | 100%
GRANT 1108 | 014381108 | OH | 12kV | 22.5928 | GRANT 1108 | 014381108 | OH | 12kV | 22.5928 | 014381108_OH |  |  | 100% | 100%
|  | UG | 12kV | 5.481 | GRANT 1108 | 014381108 | UG | 12kV | 5.481 | 014381108_UG |  |  | 100% | 100%
GRASS VALLEY 1101 | 152031101 | OH | 12kV | 18.7895 | GRASS VALLEY 1101 | 152031101 | OH | 12kV | 18.7895 | 152031101_OH |  |  | 100% | 100%
|  | UG | 12kV | 5.2555 | GRASS VALLEY 1101 | 152031101 | UG | 12kV | 5.2555 | 152031101_UG |  |  | 100% | 100%
GRASS VALLEY 1102 | 152031102 | OH | 12kV | 5.7929 | GRASS VALLEY 1102 | 152031102 | OH | 12kV | 5.7929 | 152031102_OH |  |  | 100% | 100%
|  | UG | 12kV | 3.1548 | GRASS VALLEY 1102 | 152031102 | UG | 12kV | 3.1548 | 152031102_UG |  |  | 100% | 100%
GRASS VALLEY 1103 | 152031103 | OH | 12kV | 87.807 | GRASS VALLEY 1103 | 152031103 | OH | 12kV | 87.807 | 152031103_OH |  |  | 100% | 100%
|  | UG | 12kV | 5.74 | GRASS VALLEY 1103 | 152031103 | UG | 12kV | 5.74 | 152031103_UG |  |  | 100% | 100%
GRAYS FLAT 0401 | 102530401 | OH | 4.16kV | 10.6102 | GRAYS FLAT 0401 | 102530401 | OH | 4.16kV | 10.6102 | 102530401_OH |  |  | 100% | 100%
|  | UG | 4.16kV | 0.16871 | GRAYS FLAT 0401 | 102530401 | UG | 4.16kV | 0.16871 | 102530401_UG |  |  | 100% | 100%
GREEN VALLEY 2101 | 083192101 | OH | 21kV | 156.0195 | GREEN VALLEY 2101 | 083192101 | OH | 21kV | 156.0195 | 083192101_OH |  | X | 99.86% | 99.86%
|  |  | 4.16kV | 0.21689 | GREEN VALLEY 2101 | 083192101 | OH | 4.16kV | 0.21689 | 083192101_OH | DIFF VOLT | X | 0.1388% | 99.86%
|  | UG | 21kV | 10.4476 | GREEN VALLEY 2101 | 083192101 | UG | 21kV | 10.4476 | 083192101_UG |  |  | 100% | 100%
GREEN VALLEY 2102 | 083192102 | OH | 12kV | 12.5292 | GREEN VALLEY 2102 | 083192102 | OH | 12kV | 12.5292 | 083192102_OH |  | X | 27.12% | 72.88% | FLAG
|  |  | 21kV | 33.6724 | GREEN VALLEY 2102 | 083192102 | OH | 21kV | 33.6724 | 083192102_OH | DIFF VOLT | X | 72.88% | 72.88% | FLAG
|  | UG | 12kV | 0.14118 | GREEN VALLEY 2102 | 083192102 | UG | 12kV | 0.14118 | 083192102_UG |  | X | 0.8038% | 99.2%
|  |  | 21kV | 17.4237 | GREEN VALLEY 2102 | 083192102 | UG | 21kV | 17.4237 | 083192102_UG | DIFF VOLT | X | 99.2% | 99.2%
GREEN VALLEY 2103 | 083192103 | OH | 12kV | 4.695 | GREEN VALLEY 2103 | 083192103 | OH | 12kV | 4.695 | 083192103_OH |  | X | 6.829% | 93.17%
|  |  | 21kV | 64.06 | GREEN VALLEY 2103 | 083192103 | OH | 21kV | 64.06 | 083192103_OH | DIFF VOLT | X | 93.17% | 93.17%
|  | UG | 12kV | 3.1441 | GREEN VALLEY 2103 | 083192103 | UG | 12kV | 3.1441 | 083192103_UG |  | X | 15.66% | 84.34%
|  |  | 21kV | 16.9316 | GREEN VALLEY 2103 | 083192103 | UG | 21kV | 16.9316 | 083192103_UG | DIFF VOLT | X | 84.34% | 84.34%
GREEN VALLEY 2104 | 083192104 | OH | 21kV | 22.8153 | GREEN VALLEY 2104 | 083192104 | OH | 21kV | 22.8153 | 083192104_OH |  | X | 75.64% | 75.64% | FLAG
|  |  | 4.16kV | 7.3478 | GREEN VALLEY 2104 | 083192104 | OH | 4.16kV | 7.3478 | 083192104_OH | DIFF VOLT | X | 24.36% | 75.64% | FLAG
|  | UG | 21kV | 8.1627 | GREEN VALLEY 2104 | 083192104 | UG | 21kV | 8.1627 | 083192104_UG |  | X | 63.2% | 63.2% | FLAG
|  |  | 4.16kV | 4.7528 | GREEN VALLEY 2104 | 083192104 | UG | 4.16kV | 4.7528 | 083192104_UG | DIFF VOLT | X | 36.8% | 63.2% | FLAG
GREENBRAE 1101 | 043091101 | OH | 12kV | 1.922 | GREENBRAE 1101 | 043091101 | OH | 12kV | 1.922 | 043091101_OH |  |  | 100% | 100%
|  | UG | 12kV | 5.0441 | GREENBRAE 1101 | 043091101 | UG | 12kV | 5.0441 | 043091101_UG |  |  | 100% | 100%
GREENBRAE 1102 | 043091102 | OH | 12kV | 13.0602 | GREENBRAE 1102 | 043091102 | OH | 12kV | 13.0602 | 043091102_OH |  |  | 100% | 100%
|  | UG | 12kV | 13.1228 | GREENBRAE 1102 | 043091102 | UG | 12kV | 13.1228 | 043091102_UG |  |  | 100% | 100%
GREENBRAE 1103 | 043091103 | OH | 12kV | 7.9039 | GREENBRAE 1103 | 043091103 | OH | 12kV | 7.9039 | 043091103_OH |  |  | 100% | 100%
|  | UG | 12kV | 8.0516 | GREENBRAE 1103 | 043091103 | UG | 12kV | 8.0516 | 043091103_UG |  |  | 100% | 100%
GREENBRAE 1104 | 043091104 | OH | 12kV | 18.3849 | GREENBRAE 1104 | 043091104 | OH | 12kV | 18.3849 | 043091104_OH |  |  | 100% | 100%
|  | UG | 12kV | 11.8091 | GREENBRAE 1104 | 043091104 | UG | 12kV | 11.8091 | 043091104_UG |  |  | 100% | 100%
GUALALA 1111 | 042841111 | OH | 12kV | 37.8931 | GUALALA 1111 | 042841111 | OH | 12kV | 37.8931 | 042841111_OH |  |  | 100% | 100%
|  | UG | 12kV | 46.8778 | GUALALA 1111 | 042841111 | UG | 12kV | 46.8778 | 042841111_UG |  | X | 99.89% | 99.89%
|  |  | (empty) | 0.053327 | GUALALA 1111 | 042841111 | UG | (blank) | 0.053327 | 042841111_UG | DIFF VOLT | X | 0.1136% | 99.89%
GUALALA 1112 | 042841112 | OH | 12kV | 47.4331 | GUALALA 1112 | 042841112 | OH | 12kV | 47.4331 | 042841112_OH |  |  | 100% | 100%
|  | UG | 12kV | 6.3033 | GUALALA 1112 | 042841112 | UG | 12kV | 6.3033 | 042841112_UG |  |  | 100% | 100%
GUERNSEY 1101 | 252661101 | OH | 12kV | 43.0378 | GUERNSEY 1101 | 252661101 | OH | 12kV | 43.0378 | 252661101_OH |  |  | 100% | 100%
|  | UG | 12kV | 3.7646 | GUERNSEY 1101 | 252661101 | UG | 12kV | 3.7646 | 252661101_UG |  |  | 100% | 100%
GUERNSEY 1102 | 252661102 | OH | 12kV | 47.0934 | GUERNSEY 1102 | 252661102 | OH | 12kV | 47.0934 | 252661102_OH |  |  | 100% | 100%
|  | UG | 12kV | 2.8957 | GUERNSEY 1102 | 252661102 | UG | 12kV | 2.8957 | 252661102_UG |  |  | 100% | 100%
GUERNSEY 1103 | 252661103 | OH | 12kV | 28.1926 | GUERNSEY 1103 | 252661103 | OH | 12kV | 28.1926 | 252661103_OH |  |  | 100% | 100%
|  | UG | 12kV | 1.3331 | GUERNSEY 1103 | 252661103 | UG | 12kV | 1.3331 | 252661103_UG |  |  | 100% | 100%
GUERNSEY 1104 | 252661104 | OH | 12kV | 30.2896 | GUERNSEY 1104 | 252661104 | OH | 12kV | 30.2896 | 252661104_OH |  |  | 100% | 100%
|  | UG | 12kV | 1.2684 | GUERNSEY 1104 | 252661104 | UG | 12kV | 1.2684 | 252661104_UG |  |  | 100% | 100%
GUERNSEY 1105 | 252661105 | OH | 12kV | 2.1667 | GUERNSEY 1105 | 252661105 | OH | 12kV | 2.1667 | 252661105_OH |  |  | 100% | 100%
|  | UG | 12kV | 2.4442 | GUERNSEY 1105 | 252661105 | UG | 12kV | 2.4442 | 252661105_UG |  |  | 100% | 100%
GUERNSEY 1106 | 252661106 | OH | 12kV | 36.054 | GUERNSEY 1106 | 252661106 | OH | 12kV | 36.054 | 252661106_OH |  |  | 100% | 100%
|  | UG | 12kV | 1.9581 | GUERNSEY 1106 | 252661106 | UG | 12kV | 1.9581 | 252661106_UG |  |  | 100% | 100%
GUERNSEY 1108 | 252661108 | OH | 12kV | 2.1735 | GUERNSEY 1108 | 252661108 | OH | 12kV | 2.1735 | 252661108_OH |  |  | 100% | 100%
|  | UG | 12kV | 2.4484 | GUERNSEY 1108 | 252661108 | UG | 12kV | 2.4484 | 252661108_UG |  |  | 100% | 100%
GUSTINE 1101 | 163111101 | OH | 12kV | 79.494 | GUSTINE 1101 | 163111101 | OH | 12kV | 79.494 | 163111101_OH |  |  | 100% | 100%
|  | UG | 12kV | 2.8708 | GUSTINE 1101 | 163111101 | UG | 12kV | 2.8708 | 163111101_UG |  |  | 100% | 100%
GUSTINE 1102 | 163111102 | OH | 12kV | 137.187 | GUSTINE 1102 | 163111102 | OH | 12kV | 137.187 | 163111102_OH |  |  | 100% | 100%
|  | UG | 12kV | 6.4215 | GUSTINE 1102 | 163111102 | UG | 12kV | 6.4215 | 163111102_UG |  |  | 100% | 100%
HALF MOON BAY 1101 | 024101101 | OH | 12kV | 49.0915 | HALF MOON BAY 1101 | 024101101 | OH | 12kV | 49.0915 | 024101101_OH |  |  | 100% | 100%
|  | UG | 12kV | 10.6909 | HALF MOON BAY 1101 | 024101101 | UG | 12kV | 10.6909 | 024101101_UG |  |  | 100% | 100%
HALF MOON BAY 1102 | 024101102 | OH | 12kV | 48.1293 | HALF MOON BAY 1102 | 024101102 | OH | 12kV | 48.1293 | 024101102_OH |  |  | 100% | 100%
|  | UG | 12kV | 12.8296 | HALF MOON BAY 1102 | 024101102 | UG | 12kV | 12.8296 | 024101102_UG |  |  | 100% | 100%
HALF MOON BAY 1103 | 024101103 | OH | 12kV | 153.668 | HALF MOON BAY 1103 | 024101103 | OH | 12kV | 153.668 | 024101103_OH |  | X | 93.51% | 93.51%
|  |  | 2.4kV | 1.62 | HALF MOON BAY 1103 | 024101103 | OH | 2.4kV | 1.62 | 024101103_OH | DIFF VOLT | X | 0.9859% | 93.51%
|  |  | 4.16kV | 9.0417 | HALF MOON BAY 1103 | 024101103 | OH | 4.16kV | 9.0417 | 024101103_OH | DIFF VOLT | X | 5.502% | 93.51%
|  | UG | 12kV | 29.2117 | HALF MOON BAY 1103 | 024101103 | UG | 12kV | 29.2117 | 024101103_UG |  | X | 97.9% | 97.9%
|  |  | 4.16kV | 0.62556 | HALF MOON BAY 1103 | 024101103 | UG | 4.16kV | 0.62556 | 024101103_UG | DIFF VOLT | X | 2.097% | 97.9%
HALSEY 1101 | 152241101 | OH | 12kV | 68.6653 | HALSEY 1101 | 152241101 | OH | 12kV | 68.6653 | 152241101_OH |  |  | 100% | 100%
|  | UG | 12kV | 15.7076 | HALSEY 1101 | 152241101 | UG | 12kV | 15.7076 | 152241101_UG |  |  | 100% | 100%
HALSEY 1102 | 152241102 | OH | 12kV | 68.0476 | HALSEY 1102 | 152241102 | OH | 12kV | 68.0476 | 152241102_OH |  |  | 100% | 100%
|  | UG | 12kV | 5.2255 | HALSEY 1102 | 152241102 | UG | 12kV | 5.2255 | 152241102_UG |  |  | 100% | 100%
HAMILTON A 1101 | 102121101 | OH | 12kV | 37.5092 | HAMILTON A 1101 | 102121101 | OH | 12kV | 37.5092 | 102121101_OH |  |  | 100% | 100%
|  | UG | 12kV | 0.85073 | HAMILTON A 1101 | 102121101 | UG | 12kV | 0.85073 | 102121101_UG |  |  | 100% | 100%
HAMILTON A 1102 | 102121102 | OH | 12kV | 32.6606 | HAMILTON A 1102 | 102121102 | OH | 12kV | 32.6606 | 102121102_OH |  |  | 100% | 100%
|  | UG | 12kV | 1.308 | HAMILTON A 1102 | 102121102 | UG | 12kV | 1.308 | 102121102_UG |  |  | 100% | 100%
HAMILTON BRANCH 1101 | 102361101 | OH | 12kV | 34.4598 | HAMILTON BRANCH 1101 | 102361101 | OH | 12kV | 34.4598 | 102361101_OH |  |  | 100% | 100%
|  | UG | 12kV | 25.9505 | HAMILTON BRANCH 1101 | 102361101 | UG | 12kV | 25.9505 | 102361101_UG |  |  | 100% | 100%
HAMMER 1101 | 163301101 | OH | 12kV | 5.5017 | HAMMER 1101 | 163301101 | OH | 12kV | 5.5017 | 163301101_OH |  |  | 100% | 100%
|  | UG | 12kV | 2.5571 | HAMMER 1101 | 163301101 | UG | 12kV | 2.5571 | 163301101_UG |  |  | 100% | 100%
HAMMER 1102 | 163301102 | OH | 12kV | 2.7632 | HAMMER 1102 | 163301102 | OH | 12kV | 2.7632 | 163301102_OH |  |  | 100% | 100%
|  | UG | 12kV | 11.472 | HAMMER 1102 | 163301102 | UG | 12kV | 11.472 | 163301102_UG |  |  | 100% | 100%
HAMMER 1103 | 163301103 | OH | 12kV | 3.7548 | HAMMER 1103 | 163301103 | OH | 12kV | 3.7548 | 163301103_OH |  |  | 100% | 100%
|  | UG | 12kV | 3.6564 | HAMMER 1103 | 163301103 | UG | 12kV | 3.6564 | 163301103_UG |  |  | 100% | 100%
HAMMER 1104 | 163301104 | OH | 12kV | 10.6378 | HAMMER 1104 | 163301104 | OH | 12kV | 10.6378 | 163301104_OH |  |  | 100% | 100%
|  | UG | 12kV | 2.913 | HAMMER 1104 | 163301104 | UG | 12kV | 2.913 | 163301104_UG |  |  | 100% | 100%
HAMMER 1105 | 163301105 | OH | 12kV | 10.8224 | HAMMER 1105 | 163301105 | OH | 12kV | 10.8224 | 163301105_OH |  |  | 100% | 100%
|  | UG | 12kV | 2.5279 | HAMMER 1105 | 163301105 | UG | 12kV | 2.5279 | 163301105_UG |  |  | 100% | 100%
HAMMER 1106 | 163301106 | OH | 12kV | 7.2348 | HAMMER 1106 | 163301106 | OH | 12kV | 7.2348 | 163301106_OH |  |  | 100% | 100%
|  | UG | 12kV | 7.1916 | HAMMER 1106 | 163301106 | UG | 12kV | 7.1916 | 163301106_UG |  |  | 100% | 100%
HAMMER 1108 | 163301108 | OH | 12kV | 6.0125 | HAMMER 1108 | 163301108 | OH | 12kV | 6.0125 | 163301108_OH |  |  | 100% | 100%
|  | UG | 12kV | 5.6505 | HAMMER 1108 | 163301108 | UG | 12kV | 5.6505 | 163301108_UG |  |  | 100% | 100%
HAMMER 1109 | 163301109 | OH | 12kV | 3.8343 | HAMMER 1109 | 163301109 | OH | 12kV | 3.8343 | 163301109_OH |  |  | 100% | 100%
|  | UG | 12kV | 4.6889 | HAMMER 1109 | 163301109 | UG | 12kV | 4.6889 | 163301109_UG |  |  | 100% | 100%
HAMMONDS 1101 | 253401101 | OH | 12kV | 35.0882 | HAMMONDS 1101 | 253401101 | OH | 12kV | 35.0882 | 253401101_OH |  |  | 100% | 100%
|  | UG | 12kV | 0.55714 | HAMMONDS 1101 | 253401101 | UG | 12kV | 0.55714 | 253401101_UG |  |  | 100% | 100%
HAMMONDS 1102 | 253401102 | OH | 12kV | 43.6299 | HAMMONDS 1102 | 253401102 | OH | 12kV | 43.6299 | 253401102_OH |  |  | 100% | 100%
|  | UG | 12kV | 0.1952 | HAMMONDS 1102 | 253401102 | UG | 12kV | 0.1952 | 253401102_UG |  |  | 100% | 100%
HAMMONDS 1104 | 253401104 | OH | 12kV | 66.3028 | HAMMONDS 1104 | 253401104 | OH | 12kV | 66.3028 | 253401104_OH |  |  | 100% | 100%
|  | UG | 12kV | 0.71658 | HAMMONDS 1104 | 253401104 | UG | 12kV | 0.71658 | 253401104_UG |  |  | 100% | 100%
HARDING 0401 | 163310401 | OH | 4.16kV | 1.013 | HARDING 0401 | 163310401 | OH | 4.16kV | 1.013 | 163310401_OH |  |  | 100% | 100%
|  | UG | 4.16kV | 0.55484 | HARDING 0401 | 163310401 | UG | 4.16kV | 0.55484 | 163310401_UG |  |  | 100% | 100%
HARDING 0402 | 163310402 | OH | 4.16kV | 3.8562 | HARDING 0402 | 163310402 | OH | 4.16kV | 3.8562 | 163310402_OH |  |  | 100% | 100%
|  | UG | 4.16kV | 0.18388 | HARDING 0402 | 163310402 | UG | 4.16kV | 0.18388 | 163310402_UG |  |  | 100% | 100%
HARDING 0403 | 163310403 | OH | 4.16kV | 1.8379 | HARDING 0403 | 163310403 | OH | 4.16kV | 1.8379 | 163310403_OH |  |  | 100% | 100%
|  | UG | 4.16kV | 0.64038 | HARDING 0403 | 163310403 | UG | 4.16kV | 0.64038 | 163310403_UG |  |  | 100% | 100%
HARDING 0404 | 163310404 | OH | 4.16kV | 2.688 | HARDING 0404 | 163310404 | OH | 4.16kV | 2.688 | 163310404_OH |  |  | 100% | 100%
|  | UG | 4.16kV | 0.035662 | HARDING 0404 | 163310404 | UG | 4.16kV | 0.035662 | 163310404_UG |  |  | 100% | 100%
HARDING 0405 | 163310405 | OH | 4.16kV | 2.8455 | HARDING 0405 | 163310405 | OH | 4.16kV | 2.8455 | 163310405_OH |  |  | 100% | 100%
|  | UG | 4.16kV | 0.10524 | HARDING 0405 | 163310405 | UG | 4.16kV | 0.10524 | 163310405_UG |  |  | 100% | 100%
HARDING 0406 | 163310406 | OH | 4.16kV | 3.2032 | HARDING 0406 | 163310406 | OH | 4.16kV | 3.2032 | 163310406_OH |  |  | 100% | 100%
|  | UG | 4.16kV | 0.11321 | HARDING 0406 | 163310406 | UG | 4.16kV | 0.11321 | 163310406_UG |  |  | 100% | 100%
HARDWICK 1101 | 253711101 | OH | 12kV | 72.2683 | HARDWICK 1101 | 253711101 | OH | 12kV | 72.2683 | 253711101_OH |  |  | 100% | 100%
|  | UG | 12kV | 1.2259 | HARDWICK 1101 | 253711101 | UG | 12kV | 1.2259 | 253711101_UG |  |  | 100% | 100%
HARDWICK 1102 | 253711102 | OH | 12kV | 98.329 | HARDWICK 1102 | 253711102 | OH | 12kV | 98.329 | 253711102_OH |  |  | 100% | 100%
|  | UG | 12kV | 1.0057 | HARDWICK 1102 | 253711102 | UG | 12kV | 1.0057 | 253711102_UG |  |  | 100% | 100%
HARRIS 1108 | 192431108 | OH | 12kV | 32.6704 | HARRIS 1108 | 192431108 | OH | 12kV | 32.6704 | 192431108_OH |  |  | 100% | 100%
|  | UG | 12kV | 7.9679 | HARRIS 1108 | 192431108 | UG | 12kV | 7.9679 | 192431108_UG |  |  | 100% | 100%
HARRIS 1109 | 192431109 | OH | 12kV | 50.6555 | HARRIS 1109 | 192431109 | OH | 12kV | 50.6555 | 192431109_OH |  |  | 100% | 100%
|  | UG | 12kV | 7.1149 | HARRIS 1109 | 192431109 | UG | 12kV | 7.1149 | 192431109_UG |  |  | 100% | 100%
HARTER 1102 | 152851102 | OH | 12kV | 4.3857 | HARTER 1102 | 152851102 | OH | 12kV | 4.3857 | 152851102_OH |  |  | 100% | 100%
|  | UG | 12kV | 15.164 | HARTER 1102 | 152851102 | UG | 12kV | 15.164 | 152851102_UG |  |  | 100% | 100%
HARTER 1104 | 152851104 | OH | 12kV | 7.2314 | HARTER 1104 | 152851104 | OH | 12kV | 7.2314 | 152851104_OH |  |  | 100% | 100%
|  | UG | 12kV | 7.5171 | HARTER 1104 | 152851104 | UG | 12kV | 7.5171 | 152851104_UG |  |  | 100% | 100%
HARTER 1105 | 152851105 | OH | 12kV | 23.5242 | HARTER 1105 | 152851105 | OH | 12kV | 23.5242 | 152851105_OH |  |  | 100% | 100%
|  | UG | 12kV | 13.6676 | HARTER 1105 | 152851105 | UG | 12kV | 13.6676 | 152851105_UG |  |  | 100% | 100%
HARTER 1106 | 152851106 | OH | 12kV | 2.1179 | HARTER 1106 | 152851106 | OH | 12kV | 2.1179 | 152851106_OH |  |  | 100% | 100%
|  | UG | 12kV | 9.3647 | HARTER 1106 | 152851106 | UG | 12kV | 9.3647 | 152851106_UG |  |  | 100% | 100%
HARTER 1107 | 152851107 | OH | 12kV | 10.2391 | HARTER 1107 | 152851107 | OH | 12kV | 10.2391 | 152851107_OH |  |  | 100% | 100%
|  | UG | 12kV | 6.8464 | HARTER 1107 | 152851107 | UG | 12kV | 6.8464 | 152851107_UG |  |  | 100% | 100%
HARTLEY 1101 | 043211101 | OH | 12kV | 65.4443 | HARTLEY 1101 | 043211101 | OH | 12kV | 65.4443 | 043211101_OH |  |  | 100% | 100%
|  | UG | 12kV | 6.4972 | HARTLEY 1101 | 043211101 | UG | 12kV | 6.4972 | 043211101_UG |  |  | 100% | 100%
HARTLEY 1102 | 043211102 | OH | 12kV | 27.5206 | HARTLEY 1102 | 043211102 | OH | 12kV | 27.5206 | 043211102_OH |  |  | 100% | 100%
|  | UG | 12kV | 4.6758 | HARTLEY 1102 | 043211102 | UG | 12kV | 4.6758 | 043211102_UG |  |  | 100% | 100%
HATTON 1101 | 182291101 | OH | 12kV | 25.3062 | HATTON 1101 | 182291101 | OH | 12kV | 25.3062 | 182291101_OH |  |  | 100% | 100%
|  | UG | 12kV | 98.7084 | HATTON 1101 | 182291101 | UG | 12kV | 98.7084 | 182291101_UG |  |  | 100% | 100%
HATTON 1102 | 182291102 | OH | 12kV | 22.3714 | HATTON 1102 | 182291102 | OH | 12kV | 22.3714 | 182291102_OH |  |  | 100% | 100%
|  | UG | 12kV | 12.4535 | HATTON 1102 | 182291102 | UG | 12kV | 12.4535 | 182291102_UG |  |  | 100% | 100%
HAYWARD O 0401 | 012240401 | OH | 4.16kV | 3.3612 | HAYWARD O 0401 | 012240401 | OH | 4.16kV | 3.3612 | 012240401_OH |  |  | 100% | 100%
|  | UG | 4.16kV | 0.27639 | HAYWARD O 0401 | 012240401 | UG | 4.16kV | 0.27639 | 012240401_UG |  |  | 100% | 100%
HAYWARD O 0402 | 012240402 | OH | 4.16kV | 3.71 | HAYWARD O 0402 | 012240402 | OH | 4.16kV | 3.71 | 012240402_OH |  |  | 100% | 100%
|  | UG | 4.16kV | 0.19901 | HAYWARD O 0402 | 012240402 | UG | 4.16kV | 0.19901 | 012240402_UG |  |  | 100% | 100%
HENRIETTA 1102 | 252681102 | UG | 12kV | 0.95824 | HENRIETTA 1102 | 252681102 | UG | 12kV | 0.95824 | 252681102_UG |  |  | 100% | 100%
HENRIETTA 1104 | 252681104 | OH | 12kV | 34.8886 | HENRIETTA 1104 | 252681104 | OH | 12kV | 34.8886 | 252681104_OH |  |  | 100% | 100%
|  | UG | 12kV | 0.32194 | HENRIETTA 1104 | 252681104 | UG | 12kV | 0.32194 | 252681104_UG |  |  | 100% | 100%
HENRIETTA 1106 | 252681106 | OH | 12kV | 44.5999 | HENRIETTA 1106 | 252681106 | OH | 12kV | 44.5999 | 252681106_OH |  |  | 100% | 100%
|  | UG | 12kV | 0.38818 | HENRIETTA 1106 | 252681106 | UG | 12kV | 0.38818 | 252681106_UG |  |  | 100% | 100%
HENRIETTA 1108 | 252681108 | OH | 12kV | 22.6989 | HENRIETTA 1108 | 252681108 | OH | 12kV | 22.6989 | 252681108_OH |  |  | 100% | 100%
|  | UG | 12kV | 0.31341 | HENRIETTA 1108 | 252681108 | UG | 12kV | 0.31341 | 252681108_UG |  |  | 100% | 100%
HENRIETTA 1110 | 252681110 | OH | 12kV | 68.4245 | HENRIETTA 1110 | 252681110 | OH | 12kV | 68.4245 | 252681110_OH |  |  | 100% | 100%
|  | UG | 12kV | 0.68839 | HENRIETTA 1110 | 252681110 | UG | 12kV | 0.68839 | 252681110_UG |  |  | 100% | 100%
HERDLYN 1102 | 163741102 | OH | 12kV | 67.7413 | HERDLYN 1102 | 163741102 | OH | 12kV | 67.7413 | 163741102_OH |  |  | 100% | 100%
|  | UG | 12kV | 18.3065 | HERDLYN 1102 | 163741102 | UG | 12kV | 18.3065 | 163741102_UG |  | X | 99.32% | 99.32%
|  |  | (empty) | 0.12504 | HERDLYN 1102 | 163741102 | UG | (blank) | 0.12504 | 163741102_UG | DIFF VOLT | X | 0.6784% | 99.32%
HERDLYN 1103 | 163741103 | OH | 12kV | 99.1717 | HERDLYN 1103 | 163741103 | OH | 12kV | 99.1717 | 163741103_OH |  |  | 100% | 100%
|  | UG | 12kV | 0.29487 | HERDLYN 1103 | 163741103 | UG | 12kV | 0.29487 | 163741103_UG |  |  | 100% | 100%
HICKS 1108 | 083431108 | OH | 12kV | 12.16 | HICKS 1108 | 083431108 | OH | 12kV | 12.16 | 083431108_OH |  |  | 100% | 100%
|  | UG | 12kV | 7.6428 | HICKS 1108 | 083431108 | UG | 12kV | 7.6428 | 083431108_UG |  |  | 100% | 100%
HICKS 1109 | 083431109 | OH | 12kV | 14.9729 | HICKS 1109 | 083431109 | OH | 12kV | 14.9729 | 083431109_OH |  |  | 100% | 100%
|  | UG | 12kV | 7.4955 | HICKS 1109 | 083431109 | UG | 12kV | 7.4955 | 083431109_UG |  |  | 100% | 100%
HICKS 1110 | 083431110 | OH | 12kV | 8.0155 | HICKS 1110 | 083431110 | OH | 12kV | 8.0155 | 083431110_OH |  |  | 100% | 100%
|  | UG | 12kV | 14.1545 | HICKS 1110 | 083431110 | UG | 12kV | 14.1545 | 083431110_UG |  |  | 100% | 100%
HICKS 1111 | 083431111 | OH | 12kV | 21.9281 | HICKS 1111 | 083431111 | OH | 12kV | 21.9281 | 083431111_OH |  |  | 100% | 100%
|  | UG | 12kV | 3.4532 | HICKS 1111 | 083431111 | UG | 12kV | 3.4532 | 083431111_UG |  |  | 100% | 100%
HICKS 1112 | 083431112 | OH | 12kV | 0.028022 | HICKS 1112 | 083431112 | OH | 12kV | 0.028022 | 083431112_OH |  |  | 100% | 100%
|  | UG | 12kV | 0.41273 | HICKS 1112 | 083431112 | UG | 12kV | 0.41273 | 083431112_UG |  |  | 100% | 100%
HICKS 1113 | 083431113 | OH | 12kV | 19.2412 | HICKS 1113 | 083431113 | OH | 12kV | 19.2412 | 083431113_OH |  |  | 100% | 100%
|  | UG | 12kV | 4.8762 | HICKS 1113 | 083431113 | UG | 12kV | 4.8762 | 083431113_UG |  |  | 100% | 100%
HICKS 1114 | 083431114 | OH | 12kV | 9.5057 | HICKS 1114 | 083431114 | OH | 12kV | 9.5057 | 083431114_OH |  |  | 100% | 100%
|  | UG | 12kV | 6.2446 | HICKS 1114 | 083431114 | UG | 12kV | 6.2446 | 083431114_UG |  |  | 100% | 100%
HICKS 1115 | 083431115 | OH | 12kV | 15.4166 | HICKS 1115 | 083431115 | OH | 12kV | 15.4166 | 083431115_OH |  |  | 100% | 100%
|  | UG | 12kV | 4.3056 | HICKS 1115 | 083431115 | UG | 12kV | 4.3056 | 083431115_UG |  |  | 100% | 100%
HICKS 1116 | 083431116 | OH | 12kV | 34.2228 | HICKS 1116 | 083431116 | OH | 12kV | 34.2228 | 083431116_OH |  |  | 100% | 100%
|  | UG | 12kV | 9.2583 | HICKS 1116 | 083431116 | UG | 12kV | 9.2583 | 083431116_UG |  |  | 100% | 100%
HICKS 1117 | 083431117 | UG | 12kV | 0.004666 | HICKS 1117 | 083431117 | UG | 12kV | 0.004666 | 083431117_UG |  |  | 100% | 100%
HICKS 2101 | 083432101 | OH | 12kV | 8.8818 | HICKS 2101 | 083432101 | OH | 12kV | 8.8818 | 083432101_OH |  | X | 20.89% | 79.11% | FLAG
|  |  | 21kV | 33.6391 | HICKS 2101 | 083432101 | OH | 21kV | 33.6391 | 083432101_OH | DIFF VOLT | X | 79.11% | 79.11% | FLAG
|  | UG | 12kV | 2.3661 | HICKS 2101 | 083432101 | UG | 12kV | 2.3661 | 083432101_UG |  | X | 4.937% | 95.06%
|  |  | 21kV | 45.5636 | HICKS 2101 | 083432101 | UG | 21kV | 45.5636 | 083432101_UG | DIFF VOLT | X | 95.06% | 95.06%
HICKS 2102 | 083432102 | OH | 21kV | 3.9234 | HICKS 2102 | 083432102 | OH | 21kV | 3.9234 | 083432102_OH |  |  | 100% | 100%
|  | UG | 21kV | 10.1298 | HICKS 2102 | 083432102 | UG | 21kV | 10.1298 | 083432102_UG |  |  | 100% | 100%
HICKS 2103 | 083432103 | OH | 12kV | 2.3552 | HICKS 2103 | 083432103 | OH | 12kV | 2.3552 | 083432103_OH |  | X | 9.36% | 90.64%
|  |  | 21kV | 22.8078 | HICKS 2103 | 083432103 | OH | 21kV | 22.8078 | 083432103_OH | DIFF VOLT | X | 90.64% | 90.64%
|  | UG | 12kV | 7.8058 | HICKS 2103 | 083432103 | UG | 12kV | 7.8058 | 083432103_UG |  | X | 27.98% | 72.02% | FLAG
|  |  | 21kV | 20.0951 | HICKS 2103 | 083432103 | UG | 21kV | 20.0951 | 083432103_UG | DIFF VOLT | X | 72.02% | 72.02% | FLAG
HICKS 2105 | 083432105 | OH | 21kV | 9.6909 | HICKS 2105 | 083432105 | OH | 21kV | 9.6909 | 083432105_OH |  |  | 100% | 100%
|  | UG | 21kV | 28.9196 | HICKS 2105 | 083432105 | UG | 21kV | 28.9196 | 083432105_UG |  |  | 100% | 100%
HICKS 2106 | 083432106 | UG | 21kV | 0.022506 | HICKS 2106 | 083432106 | UG | 21kV | 0.022506 | 083432106_UG |  |  | 100% | 100%
HICKS 2111 | 083432111 | OH | 21kV | 4.583 | HICKS 2111 | 083432111 | OH | 21kV | 4.583 | 083432111_OH |  |  | 100% | 100%
|  | UG | 21kV | 30.2336 | HICKS 2111 | 083432111 | UG | 21kV | 30.2336 | 083432111_UG |  |  | 100% | 100%
HIGGINS 1103 | 152691103 | OH | 12kV | 79.6284 | HIGGINS 1103 | 152691103 | OH | 12kV | 79.6284 | 152691103_OH |  |  | 100% | 100%
|  | UG | 12kV | 3.6834 | HIGGINS 1103 | 152691103 | UG | 12kV | 3.6834 | 152691103_UG |  |  | 100% | 100%
HIGGINS 1104 | 152691104 | OH | 12kV | 84.2633 | HIGGINS 1104 | 152691104 | OH | 12kV | 84.2633 | 152691104_OH |  |  | 100% | 100%
|  | UG | 12kV | 0.85453 | HIGGINS 1104 | 152691104 | UG | 12kV | 0.85453 | 152691104_UG |  |  | 100% | 100%
HIGGINS 1107 | 152691107 | OH | 12kV | 32.513 | HIGGINS 1107 | 152691107 | OH | 12kV | 32.513 | 152691107_OH |  |  | 100% | 100%
|  | UG | 12kV | 4.0307 | HIGGINS 1107 | 152691107 | UG | 12kV | 4.0307 | 152691107_UG |  |  | 100% | 100%
HIGGINS 1108 | 152691108 | OH | 12kV | 0.02041 | HIGGINS 1108 | 152691108 | OH | 12kV | 0.02041 | 152691108_OH |  |  | 100% | 100%
HIGGINS 1109 | 152691109 | OH | 12kV | 141.3373 | HIGGINS 1109 | 152691109 | OH | 12kV | 141.3373 | 152691109_OH |  |  | 100% | 100%
|  | UG | 12kV | 5.1143 | HIGGINS 1109 | 152691109 | UG | 12kV | 5.1143 | 152691109_UG |  |  | 100% | 100%
HIGGINS 1110 | 152691110 | OH | 12kV | 57.6841 | HIGGINS 1110 | 152691110 | OH | 12kV | 57.6841 | 152691110_OH |  |  | 100% | 100%
|  | UG | 12kV | 6.3636 | HIGGINS 1110 | 152691110 | UG | 12kV | 6.3636 | 152691110_UG |  |  | 100% | 100%
HIGHLANDS 1101 | 043361101 | OH | 12kV | 0.026409 | HIGHLANDS 1101 | 043361101 | OH | 12kV | 0.026409 | 043361101_OH |  |  | 100% | 100%
HIGHLANDS 1102 | 043361102 | OH | 12kV | 60.0968 | HIGHLANDS 1102 | 043361102 | OH | 12kV | 60.0968 | 043361102_OH |  |  | 100% | 100%
|  | UG | 12kV | 4.0011 | HIGHLANDS 1102 | 043361102 | UG | 12kV | 4.0011 | 043361102_UG |  |  | 100% | 100%
HIGHLANDS 1103 | 043361103 | OH | 12kV | 124.1991 | HIGHLANDS 1103 | 043361103 | OH | 12kV | 124.1991 | 043361103_OH |  |  | 100% | 100%
|  | UG | 12kV | 4.1721 | HIGHLANDS 1103 | 043361103 | UG | 12kV | 4.1721 | 043361103_UG |  |  | 100% | 100%
HIGHLANDS 1104 | 043361104 | OH | 12kV | 29.4357 | HIGHLANDS 1104 | 043361104 | OH | 12kV | 29.4357 | 043361104_OH |  |  | 100% | 100%
|  | UG | 12kV | 3.4568 | HIGHLANDS 1104 | 043361104 | UG | 12kV | 3.4568 | 043361104_UG |  |  | 100% | 100%
HIGHWAY 1101 | 042651101 | OH | 12kV | 11.2295 | HIGHWAY 1101 | 042651101 | OH | 12kV | 11.2295 | 042651101_OH |  |  | 100% | 100%
|  | UG | 12kV | 29.9525 | HIGHWAY 1101 | 042651101 | UG | 12kV | 29.9525 | 042651101_UG |  |  | 100% | 100%
HIGHWAY 1102 | 042651102 | OH | 12kV | 23.1578 | HIGHWAY 1102 | 042651102 | OH | 12kV | 23.1578 | 042651102_OH |  |  | 100% | 100%
|  | UG | 12kV | 15.1006 | HIGHWAY 1102 | 042651102 | UG | 12kV | 15.1006 | 042651102_UG |  |  | 100% | 100%
HIGHWAY 1103 | 042651103 | OH | 12kV | 6.2725 | HIGHWAY 1103 | 042651103 | OH | 12kV | 6.2725 | 042651103_OH |  |  | 100% | 100%
|  | UG | 12kV | 7.1927 | HIGHWAY 1103 | 042651103 | UG | 12kV | 7.1927 | 042651103_UG |  |  | 100% | 100%
HIGHWAY 1104 | 042651104 | OH | 12kV | 6.4217 | HIGHWAY 1104 | 042651104 | OH | 12kV | 6.4217 | 042651104_OH |  |  | 100% | 100%
|  | UG | 12kV | 24.534 | HIGHWAY 1104 | 042651104 | UG | 12kV | 24.534 | 042651104_UG |  |  | 100% | 100%
HIGHWAY 1105 | 042651105 | OH | 12kV | 1.2816 | HIGHWAY 1105 | 042651105 | OH | 12kV | 1.2816 | 042651105_OH |  |  | 100% | 100%
|  | UG | 12kV | 10.0617 | HIGHWAY 1105 | 042651105 | UG | 12kV | 10.0617 | 042651105_UG |  |  | 100% | 100%
HIGHWAY 1106 | 042651106 | OH | 12kV | 15.4201 | HIGHWAY 1106 | 042651106 | OH | 12kV | 15.4201 | 042651106_OH |  |  | 100% | 100%
|  | UG | 12kV | 21.3169 | HIGHWAY 1106 | 042651106 | UG | 12kV | 21.3169 | 042651106_UG |  |  | 100% | 100%
HIGHWAY 1107 | 042651107 | UG | 12kV | 2.8758 | HIGHWAY 1107 | 042651107 | UG | 12kV | 2.8758 | 042651107_UG |  |  | 100% | 100%
HILLSDALE 0401 | 024110401 | OH | 12kV | 0.27492 | HILLSDALE 0401 | 024110401 | OH | 12kV | 0.27492 | 024110401_OH |  | X | 3.683% | 96.32%
|  |  | 4.16kV | 7.1891 | HILLSDALE 0401 | 024110401 | OH | 4.16kV | 7.1891 | 024110401_OH | DIFF VOLT | X | 96.32% | 96.32%
|  | UG | 4.16kV | 0.075565 | HILLSDALE 0401 | 024110401 | UG | 4.16kV | 0.075565 | 024110401_UG |  |  | 100% | 100%
HILLSDALE 0402 | 024110402 | OH | 4.16kV | 8.0346 | HILLSDALE 0402 | 024110402 | OH | 4.16kV | 8.0346 | 024110402_OH |  |  | 100% | 100%
|  | UG | 4.16kV | 0.61526 | HILLSDALE 0402 | 024110402 | UG | 4.16kV | 0.61526 | 024110402_UG |  |  | 100% | 100%
HILLSDALE 0403 | 024110403 | OH | 4.16kV | 3.2715 | HILLSDALE 0403 | 024110403 | OH | 4.16kV | 3.2715 | 024110403_OH |  |  | 100% | 100%
|  | UG | 4.16kV | 0.40288 | HILLSDALE 0403 | 024110403 | UG | 4.16kV | 0.40288 | 024110403_UG |  |  | 100% | 100%
HILLSDALE 0404 | 024110404 | OH | 4.16kV | 5.687 | HILLSDALE 0404 | 024110404 | OH | 4.16kV | 5.687 | 024110404_OH |  |  | 100% | 100%
|  | UG | 4.16kV | 0.51986 | HILLSDALE 0404 | 024110404 | UG | 4.16kV | 0.51986 | 024110404_UG |  |  | 100% | 100%
HILLSDALE 0405 | 024110405 | OH | 4.16kV | 5.891 | HILLSDALE 0405 | 024110405 | OH | 4.16kV | 5.891 | 024110405_OH |  |  | 100% | 100%
|  | UG | 4.16kV | 0.37765 | HILLSDALE 0405 | 024110405 | UG | 4.16kV | 0.37765 | 024110405_UG |  |  | 100% | 100%
HOLLISTER 2101 | 182492101 | OH | 21kV | 25.2024 | HOLLISTER 2101 | 182492101 | OH | 21kV | 25.2024 | 182492101_OH |  |  | 100% | 100%
|  | UG | 21kV | 22.9996 | HOLLISTER 2101 | 182492101 | UG | 21kV | 22.9996 | 182492101_UG |  |  | 100% | 100%
HOLLISTER 2102 | 182492102 | OH | 21kV | 108.4295 | HOLLISTER 2102 | 182492102 | OH | 21kV | 108.4295 | 182492102_OH |  |  | 100% | 100%
|  | UG | 21kV | 2.7524 | HOLLISTER 2102 | 182492102 | UG | 21kV | 2.7524 | 182492102_UG |  |  | 100% | 100%
HOLLISTER 2103 | 182492103 | OH | 21kV | 13.5647 | HOLLISTER 2103 | 182492103 | OH | 21kV | 13.5647 | 182492103_OH |  |  | 100% | 100%
|  | UG | 21kV | 40.08 | HOLLISTER 2103 | 182492103 | UG | 21kV | 40.08 | 182492103_UG |  |  | 100% | 100%
HOLLISTER 2104 | 182492104 | OH | 12kV | 10.2268 | HOLLISTER 2104 | 182492104 | OH | 12kV | 10.2268 | 182492104_OH |  | X | 8.32% | 91.68%
|  |  | 21kV | 112.6904 | HOLLISTER 2104 | 182492104 | OH | 21kV | 112.6904 | 182492104_OH | DIFF VOLT | X | 91.68% | 91.68%
|  | UG | 12kV | 0.40186 | HOLLISTER 2104 | 182492104 | UG | 12kV | 0.40186 | 182492104_UG |  | X | 2.515% | 97.48%
|  |  | 21kV | 15.5737 | HOLLISTER 2104 | 182492104 | UG | 21kV | 15.5737 | 182492104_UG | DIFF VOLT | X | 97.48% | 97.48%
HOLLISTER 2105 | 182492105 | OH | 12kV | 125.081 | HOLLISTER 2105 | 182492105 | OH | 12kV | 125.081 | 182492105_OH |  | X | 76.58% | 76.58% | FLAG
|  |  | 21kV | 38.262 | HOLLISTER 2105 | 182492105 | OH | 21kV | 38.262 | 182492105_OH | DIFF VOLT | X | 23.42% | 76.58% | FLAG
|  | UG | 12kV | 4.2796 | HOLLISTER 2105 | 182492105 | UG | 12kV | 4.2796 | 182492105_UG |  | X | 12.48% | 87.52%
|  |  | 21kV | 30.013 | HOLLISTER 2105 | 182492105 | UG | 21kV | 30.013 | 182492105_UG | DIFF VOLT | X | 87.52% | 87.52%
HOLLISTER 2106 | 182492106 | OH | 12kV | 21.6829 | HOLLISTER 2106 | 182492106 | OH | 12kV | 21.6829 | 182492106_OH |  | X | 54.5% | 54.5% | FLAG
|  |  | 21kV | 18.1037 | HOLLISTER 2106 | 182492106 | OH | 21kV | 18.1037 | 182492106_OH | DIFF VOLT | X | 45.5% | 54.5% | FLAG
|  | UG | 12kV | 3.8734 | HOLLISTER 2106 | 182492106 | UG | 12kV | 3.8734 | 182492106_UG |  | X | 12.75% | 87.25%
|  |  | 21kV | 26.504 | HOLLISTER 2106 | 182492106 | UG | 21kV | 26.504 | 182492106_UG | DIFF VOLT | X | 87.25% | 87.25%
HOLLYWOOD 0401 | 013170401 | OH | 4.16kV | 5.2947 | HOLLYWOOD 0401 | 013170401 | OH | 4.16kV | 5.2947 | 013170401_OH |  |  | 100% | 100%
|  | UG | 4.16kV | 1.0001 | HOLLYWOOD 0401 | 013170401 | UG | 4.16kV | 1.0001 | 013170401_UG |  |  | 100% | 100%
HONCUT 1101 | 103211101 | OH | 12kV | 115.5078 | HONCUT 1101 | 103211101 | OH | 12kV | 115.5078 | 103211101_OH |  |  | 100% | 100%
|  | UG | 12kV | 0.80866 | HONCUT 1101 | 103211101 | UG | 12kV | 0.80866 | 103211101_UG |  |  | 100% | 100%
HONCUT 1102 | 103211102 | OH | 12kV | 119.0126 | HONCUT 1102 | 103211102 | OH | 12kV | 119.0126 | 103211102_OH |  |  | 100% | 100%
|  | UG | 12kV | 3.0659 | HONCUT 1102 | 103211102 | UG | 12kV | 3.0659 | 103211102_UG |  |  | 100% | 100%
HOOPA 1101 | 192401101 | OH | 12kV | 129.5382 | HOOPA 1101 | 192401101 | OH | 12kV | 129.5382 | 192401101_OH |  | X | 94.32% | 94.32%
|  |  | 21kV | 7.7962 | HOOPA 1101 | 192401101 | OH | 21kV | 7.7962 | 192401101_OH | DIFF VOLT | X | 5.677% | 94.32%
|  | UG | 12kV | 3.5203 | HOOPA 1101 | 192401101 | UG | 12kV | 3.5203 | 192401101_UG |  | X | 29.3% | 70.7% | FLAG
|  |  | 21kV | 8.4938 | HOOPA 1101 | 192401101 | UG | 21kV | 8.4938 | 192401101_UG | DIFF VOLT | X | 70.7% | 70.7% | FLAG
HOPLAND 1101 | 042251101 | OH | 12kV | 130.7901 | HOPLAND 1101 | 042251101 | OH | 12kV | 130.7901 | 042251101_OH |  |  | 100% | 100%
|  | UG | 12kV | 4.4707 | HOPLAND 1101 | 042251101 | UG | 12kV | 4.4707 | 042251101_UG |  |  | 100% | 100%
HORSESHOE 1101 | 152571101 | OH | 12kV | 36.3749 | HORSESHOE 1101 | 152571101 | OH | 12kV | 36.3749 | 152571101_OH |  |  | 100% | 100%
|  | UG | 12kV | 14.02 | HORSESHOE 1101 | 152571101 | UG | 12kV | 14.02 | 152571101_UG |  |  | 100% | 100%
HORSESHOE 1102 | 152571102 | OH | 12kV | 14.8656 | HORSESHOE 1102 | 152571102 | OH | 12kV | 14.8656 | 152571102_OH |  |  | 100% | 100%
|  | UG | 12kV | 15.1632 | HORSESHOE 1102 | 152571102 | UG | 12kV | 15.1632 | 152571102_UG |  |  | 100% | 100%
HORSESHOE 1103 | 152571103 | OH | 12kV | 5.3598 | HORSESHOE 1103 | 152571103 | OH | 12kV | 5.3598 | 152571103_OH |  |  | 100% | 100%
|  | UG | 12kV | 20.9467 | HORSESHOE 1103 | 152571103 | UG | 12kV | 20.9467 | 152571103_UG |  |  | 100% | 100%
HORSESHOE 1104 | 152571104 | OH | 12kV | 11.662 | HORSESHOE 1104 | 152571104 | OH | 12kV | 11.662 | 152571104_OH |  |  | 100% | 100%
|  | UG | 12kV | 11.2104 | HORSESHOE 1104 | 152571104 | UG | 12kV | 11.2104 | 152571104_UG |  |  | 100% | 100%
HORSESHOE 1105 | 152571105 | OH | 12kV | 2.2654 | HORSESHOE 1105 | 152571105 | OH | 12kV | 2.2654 | 152571105_OH |  |  | 100% | 100%
|  | UG | 12kV | 21.3544 | HORSESHOE 1105 | 152571105 | UG | 12kV | 21.3544 | 152571105_UG |  |  | 100% | 100%
HORSESHOE 1106 | 152571106 | OH | 12kV | 15.2932 | HORSESHOE 1106 | 152571106 | OH | 12kV | 15.2932 | 152571106_OH |  |  | 100% | 100%
|  | UG | 12kV | 20.4392 | HORSESHOE 1106 | 152571106 | UG | 12kV | 20.4392 | 152571106_UG |  |  | 100% | 100%
HUMBOLDT BAY 1101 | 192341101 | OH | 12kV | 13.0016 | HUMBOLDT BAY 1101 | 192341101 | OH | 12kV | 13.0016 | 192341101_OH |  |  | 100% | 100%
|  | UG | 12kV | 3.9047 | HUMBOLDT BAY 1101 | 192341101 | UG | 12kV | 3.9047 | 192341101_UG |  |  | 100% | 100%
HUMBOLDT BAY 1102 | 192341102 | OH | 12kV | 41.5156 | HUMBOLDT BAY 1102 | 192341102 | OH | 12kV | 41.5156 | 192341102_OH |  |  | 100% | 100%
|  | UG | 12kV | 11.5833 | HUMBOLDT BAY 1102 | 192341102 | UG | 12kV | 11.5833 | 192341102_UG |  |  | 100% | 100%
HUNTERS POINT (P) 1100 | 022331100 | UG | 12kV | 1.1003 | HUNTERS POINT (P) 1100 | 022331100 | UG | 12kV | 1.1003 | 022331100_UG |  |  | 100% | 100%
HUNTERS POINT (P) 1101 | 022331101 | OH | 12kV | 3.6893 | HUNTERS POINT (P) 1101 | 022331101 | OH | 12kV | 3.6893 | 022331101_OH |  |  | 100% | 100%
|  | UG | 12kV | 2.5392 | HUNTERS POINT (P) 1101 | 022331101 | UG | 12kV | 2.5392 | 022331101_UG |  |  | 100% | 100%
HUNTERS POINT (P) 1102 | 022331102 | OH | 12kV | 8.3535 | HUNTERS POINT (P) 1102 | 022331102 | OH | 12kV | 8.3535 | 022331102_OH |  |  | 100% | 100%
|  | UG | 12kV | 11.7859 | HUNTERS POINT (P) 1102 | 022331102 | UG | 12kV | 11.7859 | 022331102_UG |  |  | 100% | 100%
HUNTERS POINT (P) 1103 | 022331103 | OH | 12kV | 4.6518 | HUNTERS POINT (P) 1103 | 022331103 | OH | 12kV | 4.6518 | 022331103_OH |  |  | 100% | 100%
|  | UG | 12kV | 8.4277 | HUNTERS POINT (P) 1103 | 022331103 | UG | 12kV | 8.4277 | 022331103_UG |  |  | 100% | 100%
HUNTERS POINT (P) 1104 | 022331104 | OH | 12kV | 3.8547 | HUNTERS POINT (P) 1104 | 022331104 | OH | 12kV | 3.8547 | 022331104_OH |  |  | 100% | 100%
|  | UG | 12kV | 2.0465 | HUNTERS POINT (P) 1104 | 022331104 | UG | 12kV | 2.0465 | 022331104_UG |  |  | 100% | 100%
HUNTERS POINT (P) 1105 | 022331105 | OH | 12kV | 10.6735 | HUNTERS POINT (P) 1105 | 022331105 | OH | 12kV | 10.6735 | 022331105_OH |  |  | 100% | 100%
|  | UG | 12kV | 2.1407 | HUNTERS POINT (P) 1105 | 022331105 | UG | 12kV | 2.1407 | 022331105_UG |  |  | 100% | 100%
HUNTERS POINT (P) 1106 | 022331106 | OH | 12kV | 1.5404 | HUNTERS POINT (P) 1106 | 022331106 | OH | 12kV | 1.5404 | 022331106_OH |  |  | 100% | 100%
|  | UG | 12kV | 5.4408 | HUNTERS POINT (P) 1106 | 022331106 | UG | 12kV | 5.4408 | 022331106_UG |  |  | 100% | 100%
HUNTERS POINT (P) 1107 | 022331107 | OH | 12kV | 5.548 | HUNTERS POINT (P) 1107 | 022331107 | OH | 12kV | 5.548 | 022331107_OH |  |  | 100% | 100%
|  | UG | 12kV | 4.8052 | HUNTERS POINT (P) 1107 | 022331107 | UG | 12kV | 4.8052 | 022331107_UG |  |  | 100% | 100%
HUNTERS POINT (P) 1108 | 022331108 | OH | 12kV | 5.598 | HUNTERS POINT (P) 1108 | 022331108 | OH | 12kV | 5.598 | 022331108_OH |  |  | 100% | 100%
|  | UG | 12kV | 7.8574 | HUNTERS POINT (P) 1108 | 022331108 | UG | 12kV | 7.8574 | 022331108_UG |  |  | 100% | 100%
HUNTERS POINT (P) 1109 | 022331109 | OH | 12kV | 1.6048 | HUNTERS POINT (P) 1109 | 022331109 | OH | 12kV | 1.6048 | 022331109_OH |  |  | 100% | 100%
|  | UG | 12kV | 1.7023 | HUNTERS POINT (P) 1109 | 022331109 | UG | 12kV | 1.7023 | 022331109_UG |  |  | 100% | 100%
HURON 1106 | 253161106 | OH | 12kV | 17.0514 | HURON 1106 | 253161106 | OH | 12kV | 17.0514 | 253161106_OH |  |  | 100% | 100%
|  | UG | 12kV | 0.42746 | HURON 1106 | 253161106 | UG | 12kV | 0.42746 | 253161106_UG |  |  | 100% | 100%
HURON 1107 | 253161107 | OH | 12kV | 0.33641 | HURON 1107 | 253161107 | OH | 12kV | 0.33641 | 253161107_OH |  |  | 100% | 100%
|  | UG | 12kV | 0.049229 | HURON 1107 | 253161107 | UG | 12kV | 0.049229 | 253161107_UG |  |  | 100% | 100%
HURON 1108 | 253161108 | OH | 12kV | 10.1544 | HURON 1108 | 253161108 | OH | 12kV | 10.1544 | 253161108_OH |  |  | 100% | 100%
|  | UG | 12kV | 0.19197 | HURON 1108 | 253161108 | UG | 12kV | 0.19197 | 253161108_UG |  |  | 100% | 100%
HURON 1109 | 253161109 | OH | 12kV | 0.34198 | HURON 1109 | 253161109 | OH | 12kV | 0.34198 | 253161109_OH |  |  | 100% | 100%
|  | UG | 12kV | 0.049923 | HURON 1109 | 253161109 | UG | 12kV | 0.049923 | 253161109_UG |  |  | 100% | 100%
HURON 1112 | 253161112 | OH | 12kV | 13.7864 | HURON 1112 | 253161112 | OH | 12kV | 13.7864 | 253161112_OH |  |  | 100% | 100%
|  | UG | 12kV | 6.008 | HURON 1112 | 253161112 | UG | 12kV | 6.008 | 253161112_UG |  |  | 100% | 100%
HURON 1116 | 253161116 | OH | 12kV | 19.2776 | HURON 1116 | 253161116 | OH | 12kV | 19.2776 | 253161116_OH |  |  | 100% | 100%
|  | UG | 12kV | 1.218 | HURON 1116 | 253161116 | UG | 12kV | 1.218 | 253161116_UG |  |  | 100% | 100%
IGNACIO 1101 | 042481101 | OH | 12kV | 11.7419 | IGNACIO 1101 | 042481101 | OH | 12kV | 11.7419 | 042481101_OH |  |  | 100% | 100%
|  | UG | 12kV | 15.8054 | IGNACIO 1101 | 042481101 | UG | 12kV | 15.8054 | 042481101_UG |  |  | 100% | 100%
IGNACIO 1102 | 042481102 | OH | 12kV | 8.5231 | IGNACIO 1102 | 042481102 | OH | 12kV | 8.5231 | 042481102_OH |  |  | 100% | 100%
|  | UG | 12kV | 8.6122 | IGNACIO 1102 | 042481102 | UG | 12kV | 8.6122 | 042481102_UG |  |  | 100% | 100%
IGNACIO 1103 | 042481103 | OH | 12kV | 2.7519 | IGNACIO 1103 | 042481103 | OH | 12kV | 2.7519 | 042481103_OH |  |  | 100% | 100%
|  | UG | 12kV | 14.4576 | IGNACIO 1103 | 042481103 | UG | 12kV | 14.4576 | 042481103_UG |  | X | 99.66% | 99.66%
|  |  | 4.16kV | 0.049435 | IGNACIO 1103 | 042481103 | UG | 4.16kV | 0.049435 | 042481103_UG | DIFF VOLT | X | 0.3408% | 99.66%
IGNACIO 1104 | 042481104 | OH | 12kV | 58.2209 | IGNACIO 1104 | 042481104 | OH | 12kV | 58.2209 | 042481104_OH |  |  | 100% | 100%
|  | UG | 12kV | 11.9664 | IGNACIO 1104 | 042481104 | UG | 12kV | 11.9664 | 042481104_UG |  |  | 100% | 100%
IGNACIO 1105 | 042481105 | OH | 12kV | 20.2731 | IGNACIO 1105 | 042481105 | OH | 12kV | 20.2731 | 042481105_OH |  |  | 100% | 100%
|  | UG | 12kV | 17.4793 | IGNACIO 1105 | 042481105 | UG | 12kV | 17.4793 | 042481105_UG |  |  | 100% | 100%
INDIAN FLAT 1104 | 252691104 | OH | 12kV | 16.816 | INDIAN FLAT 1104 | 252691104 | OH | 12kV | 16.816 | 252691104_OH |  |  | 100% | 100%
|  | UG | 12kV | 7.27 | INDIAN FLAT 1104 | 252691104 | UG | 12kV | 7.27 | 252691104_UG |  | X | 43.52% | 56.48% | FLAG
|  |  | 21kV | 9.4366 | INDIAN FLAT 1104 | 252691104 | UG | 21kV | 9.4366 | 252691104_UG | DIFF VOLT | X | 56.48% | 56.48% | FLAG
INDUSTRIAL ACRES 0411 | 182300411 | OH | 4.16kV | 2.0081 | INDUSTRIAL ACRES 0411 | 182300411 | OH | 4.16kV | 2.0081 | 182300411_OH |  |  | 100% | 100%
|  | UG | 4.16kV | 0.1796 | INDUSTRIAL ACRES 0411 | 182300411 | UG | 4.16kV | 0.1796 | 182300411_UG |  |  | 100% | 100%
INDUSTRIAL ACRES 0412 | 182300412 | OH | 4.16kV | 9.8331 | INDUSTRIAL ACRES 0412 | 182300412 | OH | 4.16kV | 9.8331 | 182300412_OH |  |  | 100% | 100%
|  | UG | 4.16kV | 0.51315 | INDUSTRIAL ACRES 0412 | 182300412 | UG | 4.16kV | 0.51315 | 182300412_UG |  |  | 100% | 100%
INDUSTRIAL ACRES 0413 | 182300413 | OH | 4.16kV | 3.7053 | INDUSTRIAL ACRES 0413 | 182300413 | OH | 4.16kV | 3.7053 | 182300413_OH |  |  | 100% | 100%
|  | UG | 4.16kV | 0.36362 | INDUSTRIAL ACRES 0413 | 182300413 | UG | 4.16kV | 0.36362 | 182300413_UG |  |  | 100% | 100%
INDUSTRIAL ACRES 0415 | 182300415 | OH | 4.16kV | 1.4323 | INDUSTRIAL ACRES 0415 | 182300415 | OH | 4.16kV | 1.4323 | 182300415_OH |  |  | 100% | 100%
|  | UG | 4.16kV | 0.33581 | INDUSTRIAL ACRES 0415 | 182300415 | UG | 4.16kV | 0.33581 | 182300415_UG |  |  | 100% | 100%
IONE 1101 | 163881101 | OH | 12kV | 28.9509 | IONE 1101 | 163881101 | OH | 12kV | 28.9509 | 163881101_OH |  |  | 100% | 100%
|  | UG | 12kV | 12.208 | IONE 1101 | 163881101 | UG | 12kV | 12.208 | 163881101_UG |  |  | 100% | 100%
JACINTO 1101 | 102851101 | OH | 12kV | 77.3794 | JACINTO 1101 | 102851101 | OH | 12kV | 77.3794 | 102851101_OH |  |  | 100% | 100%
|  | UG | 12kV | 1.2425 | JACINTO 1101 | 102851101 | UG | 12kV | 1.2425 | 102851101_UG |  |  | 100% | 100%
JACINTO 1102 | 102851102 | OH | 12kV | 105.8213 | JACINTO 1102 | 102851102 | OH | 12kV | 105.8213 | 102851102_OH |  |  | 100% | 100%
|  | UG | 12kV | 0.25942 | JACINTO 1102 | 102851102 | UG | 12kV | 0.25942 | 102851102_UG |  |  | 100% | 100%
JACOBS CORNER 1101 | 254771101 | OH | 12kV | 101.9454 | JACOBS CORNER 1101 | 254771101 | OH | 12kV | 101.9454 | 254771101_OH |  |  | 100% | 100%
|  | UG | 12kV | 3.7695 | JACOBS CORNER 1101 | 254771101 | UG | 12kV | 3.7695 | 254771101_UG |  |  | 100% | 100%
JACOBS CORNER 1102 | 254771102 | OH | 12kV | 11.7857 | JACOBS CORNER 1102 | 254771102 | OH | 12kV | 11.7857 | 254771102_OH |  |  | 100% | 100%
|  | UG | 12kV | 0.15047 | JACOBS CORNER 1102 | 254771102 | UG | 12kV | 0.15047 | 254771102_UG |  |  | 100% | 100%
JAMESON 1101 | 063801101 | OH | 12kV | 0.0056818 | JAMESON 1101 | 063801101 | OH | 12kV | 0.0056818 | 063801101_OH |  |  | 100% | 100%
|  | UG | 12kV | 17.0334 | JAMESON 1101 | 063801101 | UG | 12kV | 17.0334 | 063801101_UG |  |  | 100% | 100%
JAMESON 1102 | 063801102 | OH | 12kV | 20.3948 | JAMESON 1102 | 063801102 | OH | 12kV | 20.3948 | 063801102_OH |  |  | 100% | 100%
|  | UG | 12kV | 29.9329 | JAMESON 1102 | 063801102 | UG | 12kV | 29.9329 | 063801102_UG |  |  | 100% | 100%
JAMESON 1103 | 063801103 | OH | 12kV | 10.883 | JAMESON 1103 | 063801103 | OH | 12kV | 10.883 | 063801103_OH |  |  | 100% | 100%
|  | UG | 12kV | 17.8037 | JAMESON 1103 | 063801103 | UG | 12kV | 17.8037 | 063801103_UG |  |  | 100% | 100%
JAMESON 1104 | 063801104 | OH | 12kV | 0.083536 | JAMESON 1104 | 063801104 | OH | 12kV | 0.083536 | 063801104_OH |  |  | 100% | 100%
|  | UG | 12kV | 23.757 | JAMESON 1104 | 063801104 | UG | 12kV | 23.757 | 063801104_UG |  |  | 100% | 100%
JAMESON 1105 | 063801105 | OH | 12kV | 64.1772 | JAMESON 1105 | 063801105 | OH | 12kV | 64.1772 | 063801105_OH |  |  | 100% | 100%
|  | UG | 12kV | 23.4104 | JAMESON 1105 | 063801105 | UG | 12kV | 23.4104 | 063801105_UG |  |  | 100% | 100%
JANES CREEK 1101 | 192391101 | OH | 12kV | 29.6715 | JANES CREEK 1101 | 192391101 | OH | 12kV | 29.6715 | 192391101_OH |  |  | 100% | 100%
|  | UG | 12kV | 8.6029 | JANES CREEK 1101 | 192391101 | UG | 12kV | 8.6029 | 192391101_UG |  |  | 100% | 100%
JANES CREEK 1102 | 192391102 | OH | 12kV | 6.2612 | JANES CREEK 1102 | 192391102 | OH | 12kV | 6.2612 | 192391102_OH |  |  | 100% | 100%
|  | UG | 12kV | 3.8001 | JANES CREEK 1102 | 192391102 | UG | 12kV | 3.8001 | 192391102_UG |  |  | 100% | 100%
JANES CREEK 1103 | 192391103 | OH | 12kV | 42.6393 | JANES CREEK 1103 | 192391103 | OH | 12kV | 42.6393 | 192391103_OH |  |  | 100% | 100%
|  | UG | 12kV | 22.5916 | JANES CREEK 1103 | 192391103 | UG | 12kV | 22.5916 | 192391103_UG |  |  | 100% | 100%
JANES CREEK 1104 | 192391104 | OH | 12kV | 2.6196 | JANES CREEK 1104 | 192391104 | OH | 12kV | 2.6196 | 192391104_OH |  |  | 100% | 100%
|  | UG | 12kV | 1.6378 | JANES CREEK 1104 | 192391104 | UG | 12kV | 1.6378 | 192391104_UG |  |  | 100% | 100%
JARVIS 1101 | 013501101 | OH | 12kV | 13.8582 | JARVIS 1101 | 013501101 | OH | 12kV | 13.8582 | 013501101_OH |  |  | 100% | 100%
|  | UG | 12kV | 19.2263 | JARVIS 1101 | 013501101 | UG | 12kV | 19.2263 | 013501101_UG |  |  | 100% | 100%
JARVIS 1103 | 013501103 | OH | 12kV | 2.8281 | JARVIS 1103 | 013501103 | OH | 12kV | 2.8281 | 013501103_OH |  |  | 100% | 100%
|  | UG | 12kV | 5.2973 | JARVIS 1103 | 013501103 | UG | 12kV | 5.2973 | 013501103_UG |  |  | 100% | 100%
JARVIS 1104 | 013501104 | OH | 12kV | 4.462 | JARVIS 1104 | 013501104 | OH | 12kV | 4.462 | 013501104_OH |  |  | 100% | 100%
|  | UG | 12kV | 5.8999 | JARVIS 1104 | 013501104 | UG | 12kV | 5.8999 | 013501104_UG |  |  | 100% | 100%
JARVIS 1105 | 013501105 | OH | 12kV | 6.8385 | JARVIS 1105 | 013501105 | OH | 12kV | 6.8385 | 013501105_OH |  |  | 100% | 100%
|  | UG | 12kV | 28.2417 | JARVIS 1105 | 013501105 | UG | 12kV | 28.2417 | 013501105_UG |  |  | 100% | 100%
JARVIS 1106 | 013501106 | OH | 12kV | 4.8163 | JARVIS 1106 | 013501106 | OH | 12kV | 4.8163 | 013501106_OH |  |  | 100% | 100%
|  | UG | 12kV | 1.9805 | JARVIS 1106 | 013501106 | UG | 12kV | 1.9805 | 013501106_UG |  |  | 100% | 100%
JARVIS 1107 | 013501107 | OH | 12kV | 0.0045607 | JARVIS 1107 | 013501107 | OH | 12kV | 0.0045607 | 013501107_OH |  |  | 100% | 100%
|  | UG | 12kV | 2.2902 | JARVIS 1107 | 013501107 | UG | 12kV | 2.2902 | 013501107_UG |  |  | 100% | 100%
JARVIS 1108 | 013501108 | OH | 12kV | 17.6632 | JARVIS 1108 | 013501108 | OH | 12kV | 17.6632 | 013501108_OH |  |  | 100% | 100%
|  | UG | 12kV | 11.552 | JARVIS 1108 | 013501108 | UG | 12kV | 11.552 | 013501108_UG |  | X | 99.94% | 99.94%
|  |  | 4.16kV | 0.0071717 | JARVIS 1108 | 013501108 | UG | 4.16kV | 0.0071717 | 013501108_UG | DIFF VOLT | X | 0.06204% | 99.94%
JARVIS 1109 | 013501109 | OH | 12kV | 4.1121 | JARVIS 1109 | 013501109 | OH | 12kV | 4.1121 | 013501109_OH |  |  | 100% | 100%
|  | UG | 12kV | 13.407 | JARVIS 1109 | 013501109 | UG | 12kV | 13.407 | 013501109_UG |  |  | 100% | 100%
JARVIS 1110 | 013501110 | OH | 12kV | 5.994 | JARVIS 1110 | 013501110 | OH | 12kV | 5.994 | 013501110_OH |  |  | 100% | 100%
|  | UG | 12kV | 19.8387 | JARVIS 1110 | 013501110 | UG | 12kV | 19.8387 | 013501110_UG |  |  | 100% | 100%
JARVIS 1111 | 013501111 | OH | 12kV | 19.1397 | JARVIS 1111 | 013501111 | OH | 12kV | 19.1397 | 013501111_OH |  |  | 100% | 100%
|  | UG | 12kV | 27.4212 | JARVIS 1111 | 013501111 | UG | 12kV | 27.4212 | 013501111_UG |  |  | 100% | 100%
JARVIS 1112 | 013501112 | OH | 12kV | 7.2525 | JARVIS 1112 | 013501112 | OH | 12kV | 7.2525 | 013501112_OH |  |  | 100% | 100%
|  | UG | 12kV | 37.2878 | JARVIS 1112 | 013501112 | UG | 12kV | 37.2878 | 013501112_UG |  |  | 100% | 100%
JARVIS 3420 | 013503420 | UG | 34.5kV | 0.42491 | JARVIS 3420 | 013503420 | UG | 34.5kV | 0.42491 | 013503420_UG |  |  | 100% | 100%
JERSEY ISLAND 0401 | 018320401 | OH | 4.16kV | 2.8816 | JERSEY ISLAND 0401 | 018320401 | OH | 4.16kV | 2.8816 | 018320401_OH |  |  | 100% | 100%
JESSUP 1101 | 103441101 | OH | 12kV | 79.7201 | JESSUP 1101 | 103441101 | OH | 12kV | 79.7201 | 103441101_OH |  |  | 100% | 100%
|  | UG | 12kV | 7.9339 | JESSUP 1101 | 103441101 | UG | 12kV | 7.9339 | 103441101_UG |  |  | 100% | 100%
JESSUP 1102 | 103441102 | OH | 12kV | 87.3579 | JESSUP 1102 | 103441102 | OH | 12kV | 87.3579 | 103441102_OH |  |  | 100% | 100%
|  | UG | 12kV | 4.5555 | JESSUP 1102 | 103441102 | UG | 12kV | 4.5555 | 103441102_UG |  |  | 100% | 100%
JESSUP 1103 | 103441103 | OH | 12kV | 38.126 | JESSUP 1103 | 103441103 | OH | 12kV | 38.126 | 103441103_OH |  |  | 100% | 100%
|  | UG | 12kV | 5.734 | JESSUP 1103 | 103441103 | UG | 12kV | 5.734 | 103441103_UG |  |  | 100% | 100%
JOLON 1102 | 182981102 | OH | 12kV | 99.0509 | JOLON 1102 | 182981102 | OH | 12kV | 99.0509 | 182981102_OH |  | X | 93.42% | 93.42%
|  |  | 21kV | 6.9736 | JOLON 1102 | 182981102 | OH | 21kV | 6.9736 | 182981102_OH | DIFF VOLT | X | 6.577% | 93.42%
|  | UG | 12kV | 3.1583 | JOLON 1102 | 182981102 | UG | 12kV | 3.1583 | 182981102_UG |  | X | 99.05% | 99.05%
|  |  | 21kV | 0.03018 | JOLON 1102 | 182981102 | UG | 21kV | 0.03018 | 182981102_UG | DIFF VOLT | X | 0.9466% | 99.05%
JOLON 1103 | 182981103 | OH | 12kV | 18.5415 | JOLON 1103 | 182981103 | OH | 12kV | 18.5415 | 182981103_OH |  |  | 100% | 100%
|  | UG | 12kV | 0.49614 | JOLON 1103 | 182981103 | UG | 12kV | 0.49614 | 182981103_UG |  |  | 100% | 100%
JUDAH 0401 | 022400401 | OH | 4.16kV | 3.69 | JUDAH 0401 | 022400401 | OH | 4.16kV | 3.69 | 022400401_OH |  |  | 100% | 100%
|  | UG | 4.16kV | 0.32764 | JUDAH 0401 | 022400401 | UG | 4.16kV | 0.32764 | 022400401_UG |  |  | 100% | 100%
JUDAH 0402 | 022400402 | OH | 4.16kV | 2.1314 | JUDAH 0402 | 022400402 | OH | 4.16kV | 2.1314 | 022400402_OH |  |  | 100% | 100%
|  | UG | 4.16kV | 0.77494 | JUDAH 0402 | 022400402 | UG | 4.16kV | 0.77494 | 022400402_UG |  |  | 100% | 100%
KANAKA 1101 | 103221101 | OH | 12kV | 66.3951 | KANAKA 1101 | 103221101 | OH | 12kV | 66.3951 | 103221101_OH |  |  | 100% | 100%
|  | UG | 12kV | 1.9982 | KANAKA 1101 | 103221101 | UG | 12kV | 1.9982 | 103221101_UG |  |  | 100% | 100%
KEARNEY 1104 | 252701104 | OH | 12kV | 73.2613 | KEARNEY 1104 | 252701104 | OH | 12kV | 73.2613 | 252701104_OH |  |  | 100% | 100%
|  | UG | 12kV | 1.0127 | KEARNEY 1104 | 252701104 | UG | 12kV | 1.0127 | 252701104_UG |  |  | 100% | 100%
KEARNEY 1106 | 252701106 | OH | 12kV | 40.9901 | KEARNEY 1106 | 252701106 | OH | 12kV | 40.9901 | 252701106_OH |  |  | 100% | 100%
|  | UG | 12kV | 0.27769 | KEARNEY 1106 | 252701106 | UG | 12kV | 0.27769 | 252701106_UG |  |  | 100% | 100%
KEARNEY 1110 | 252701110 | OH | 12kV | 51.4501 | KEARNEY 1110 | 252701110 | OH | 12kV | 51.4501 | 252701110_OH |  |  | 100% | 100%
|  | UG | 12kV | 13.5682 | KEARNEY 1110 | 252701110 | UG | 12kV | 13.5682 | 252701110_UG |  |  | 100% | 100%
KEARNEY 1113 | 252701113 | OH | 12kV | 0.62688 | KEARNEY 1113 | 252701113 | OH | 12kV | 0.62688 | 252701113_OH |  |  | 100% | 100%
|  | UG | 12kV | 0.080822 | KEARNEY 1113 | 252701113 | UG | 12kV | 0.080822 | 252701113_UG |  |  | 100% | 100%
KEARNEY 1114 | 252701114 | OH | 12kV | 12.3967 | KEARNEY 1114 | 252701114 | OH | 12kV | 12.3967 | 252701114_OH |  |  | 100% | 100%
|  | UG | 12kV | 6.2919 | KEARNEY 1114 | 252701114 | UG | 12kV | 6.2919 | 252701114_UG |  |  | 100% | 100%
KERCKHOFF 1101 | 252561101 | OH | 12kV | 34.7549 | KERCKHOFF 1101 | 252561101 | OH | 12kV | 34.7549 | 252561101_OH |  |  | 100% | 100%
|  | UG | 12kV | 0.096197 | KERCKHOFF 1101 | 252561101 | UG | 12kV | 0.096197 | 252561101_UG |  |  | 100% | 100%
KERMAN 1101 | 252711101 | OH | 12kV | 145.6648 | KERMAN 1101 | 252711101 | OH | 12kV | 145.6648 | 252711101_OH |  |  | 100% | 100%
|  | UG | 12kV | 0.31742 | KERMAN 1101 | 252711101 | UG | 12kV | 0.31742 | 252711101_UG |  |  | 100% | 100%
KERMAN 1102 | 252711102 | OH | 12kV | 59.0855 | KERMAN 1102 | 252711102 | OH | 12kV | 59.0855 | 252711102_OH |  |  | 100% | 100%
|  | UG | 12kV | 17.2802 | KERMAN 1102 | 252711102 | UG | 12kV | 17.2802 | 252711102_UG |  |  | 100% | 100%
KERMAN 1103 | 252711103 | OH | 12kV | 55.9478 | KERMAN 1103 | 252711103 | OH | 12kV | 55.9478 | 252711103_OH |  |  | 100% | 100%
|  | UG | 12kV | 7.4292 | KERMAN 1103 | 252711103 | UG | 12kV | 7.4292 | 252711103_UG |  |  | 100% | 100%
KERMAN 1104 | 252711104 | OH | 12kV | 65.9771 | KERMAN 1104 | 252711104 | OH | 12kV | 65.9771 | 252711104_OH |  |  | 100% | 100%
|  | UG | 12kV | 0.35232 | KERMAN 1104 | 252711104 | UG | 12kV | 0.35232 | 252711104_UG |  |  | 100% | 100%
KERMAN 1106 | 252711106 | OH | 12kV | 75.638 | KERMAN 1106 | 252711106 | OH | 12kV | 75.638 | 252711106_OH |  |  | 100% | 100%
|  | UG | 12kV | 0.34553 | KERMAN 1106 | 252711106 | UG | 12kV | 0.34553 | 252711106_UG |  |  | 100% | 100%
KERMAN 1108 | 252711108 | OH | 12kV | 28.1772 | KERMAN 1108 | 252711108 | OH | 12kV | 28.1772 | 252711108_OH |  |  | 100% | 100%
|  | UG | 12kV | 13.9305 | KERMAN 1108 | 252711108 | UG | 12kV | 13.9305 | 252711108_UG |  |  | 100% | 100%
KERN OIL 1103 | 252721103 | OH | 12kV | 11.3606 | KERN OIL 1103 | 252721103 | OH | 12kV | 11.3606 | 252721103_OH |  |  | 100% | 100%
|  | UG | 12kV | 3.2955 | KERN OIL 1103 | 252721103 | UG | 12kV | 3.2955 | 252721103_UG |  |  | 100% | 100%
KERN OIL 1104 | 252721104 | OH | 12kV | 29.1919 | KERN OIL 1104 | 252721104 | OH | 12kV | 29.1919 | 252721104_OH |  | X | 74.77% | 74.77% | FLAG
|  |  | 21kV | 9.8528 | KERN OIL 1104 | 252721104 | OH | 21kV | 9.8528 | 252721104_OH | DIFF VOLT | X | 25.23% | 74.77% | FLAG
|  | UG | 12kV | 1.4962 | KERN OIL 1104 | 252721104 | UG | 12kV | 1.4962 | 252721104_UG |  | X | 95.24% | 95.24%
|  |  | 21kV | 0.074759 | KERN OIL 1104 | 252721104 | UG | 21kV | 0.074759 | 252721104_UG | DIFF VOLT | X | 4.759% | 95.24%
KERN OIL 1106 | 252721106 | OH | 12kV | 41.7481 | KERN OIL 1106 | 252721106 | OH | 12kV | 41.7481 | 252721106_OH |  | X | 97.76% | 97.76%
|  |  | 21kV | 0.95632 | KERN OIL 1106 | 252721106 | OH | 21kV | 0.95632 | 252721106_OH | DIFF VOLT | X | 2.239% | 97.76%
|  | UG | 12kV | 4.3534 | KERN OIL 1106 | 252721106 | UG | 12kV | 4.3534 | 252721106_UG |  | X | 99.78% | 99.78%
|  |  | 21kV | 0.0095423 | KERN OIL 1106 | 252721106 | UG | 21kV | 0.0095423 | 252721106_UG | DIFF VOLT | X | 0.2187% | 99.78%
KERN OIL 1107 | 252721107 | OH | 12kV | 22.7387 | KERN OIL 1107 | 252721107 | OH | 12kV | 22.7387 | 252721107_OH |  |  | 100% | 100%
|  | UG | 12kV | 7.3656 | KERN OIL 1107 | 252721107 | UG | 12kV | 7.3656 | 252721107_UG |  |  | 100% | 100%
KERN OIL 1108 | 252721108 | OH | 12kV | 7.664 | KERN OIL 1108 | 252721108 | OH | 12kV | 7.664 | 252721108_OH |  |  | 100% | 100%
|  | UG | 12kV | 15.9503 | KERN OIL 1108 | 252721108 | UG | 12kV | 15.9503 | 252721108_UG |  |  | 100% | 100%
KERN OIL 1109 | 252721109 | OH | 12kV | 11.334 | KERN OIL 1109 | 252721109 | OH | 12kV | 11.334 | 252721109_OH |  |  | 100% | 100%
|  | UG | 12kV | 8.6343 | KERN OIL 1109 | 252721109 | UG | 12kV | 8.6343 | 252721109_UG |  |  | 100% | 100%
KERN OIL 1110 | 252721110 | OH | 12kV | 8.5407 | KERN OIL 1110 | 252721110 | OH | 12kV | 8.5407 | 252721110_OH |  |  | 100% | 100%
|  | UG | 12kV | 11.0776 | KERN OIL 1110 | 252721110 | UG | 12kV | 11.0776 | 252721110_UG |  |  | 100% | 100%
KERN OIL 1112 | 252721112 | OH | 12kV | 0.066475 | KERN OIL 1112 | 252721112 | OH | 12kV | 0.066475 | 252721112_OH |  |  | 100% | 100%
KERN OIL 1114 | 252721114 | OH | 12kV | 21.5728 | KERN OIL 1114 | 252721114 | OH | 12kV | 21.5728 | 252721114_OH |  |  | 100% | 100%
|  | UG | 12kV | 3.5246 | KERN OIL 1114 | 252721114 | UG | 12kV | 3.5246 | 252721114_UG |  |  | 100% | 100%
KERN OIL 1116 | 252721116 | OH | 12kV | 4.5937 | KERN OIL 1116 | 252721116 | OH | 12kV | 4.5937 | 252721116_OH |  |  | 100% | 100%
|  | UG | 12kV | 20.7802 | KERN OIL 1116 | 252721116 | UG | 12kV | 20.7802 | 252721116_UG |  |  | 100% | 100%
KERN POWER 2101 | 255262101 | OH | 21kV | 1.9917 | KERN POWER 2101 | 255262101 | OH | 21kV | 1.9917 | 255262101_OH |  |  | 100% | 100%
|  | UG | 21kV | 24.7665 | KERN POWER 2101 | 255262101 | UG | 21kV | 24.7665 | 255262101_UG |  |  | 100% | 100%
KERN POWER 2102 | 255262102 | OH | 21kV | 4.3406 | KERN POWER 2102 | 255262102 | OH | 21kV | 4.3406 | 255262102_OH |  |  | 100% | 100%
|  | UG | 21kV | 8.3975 | KERN POWER 2102 | 255262102 | UG | 21kV | 8.3975 | 255262102_UG |  |  | 100% | 100%
KERN POWER 2103 | 255262103 | OH | 21kV | 12.4283 | KERN POWER 2103 | 255262103 | OH | 21kV | 12.4283 | 255262103_OH |  |  | 100% | 100%
|  | UG | 21kV | 32.5329 | KERN POWER 2103 | 255262103 | UG | 21kV | 32.5329 | 255262103_UG |  |  | 100% | 100%
KERN POWER 2104 | 255262104 | OH | 21kV | 5.0559 | KERN POWER 2104 | 255262104 | OH | 21kV | 5.0559 | 255262104_OH |  |  | 100% | 100%
|  | UG | 21kV | 25.4815 | KERN POWER 2104 | 255262104 | UG | 21kV | 25.4815 | 255262104_UG |  |  | 100% | 100%
KERN POWER 2105 | 255262105 | OH | 21kV | 11.8096 | KERN POWER 2105 | 255262105 | OH | 21kV | 11.8096 | 255262105_OH |  |  | 100% | 100%
|  | UG | 21kV | 33.2528 | KERN POWER 2105 | 255262105 | UG | 21kV | 33.2528 | 255262105_UG |  |  | 100% | 100%
KESWICK 1101 | 103451101 | OH | 12kV | 51.5742 | KESWICK 1101 | 103451101 | OH | 12kV | 51.5742 | 103451101_OH |  |  | 100% | 100%
|  | UG | 12kV | 4.0087 | KESWICK 1101 | 103451101 | UG | 12kV | 4.0087 | 103451101_UG |  |  | 100% | 100%
KETTLEMAN HILLS 1101 | 252731101 | OH | 12kV | 28.582 | KETTLEMAN HILLS 1101 | 252731101 | OH | 12kV | 28.582 | 252731101_OH |  | X | 72.87% | 72.87% | FLAG
|  |  | 21kV | 10.6412 | KETTLEMAN HILLS 1101 | 252731101 | OH | 21kV | 10.6412 | 252731101_OH | DIFF VOLT | X | 27.13% | 72.87% | FLAG
|  | UG | 12kV | 0.3566 | KETTLEMAN HILLS 1101 | 252731101 | UG | 12kV | 0.3566 | 252731101_UG |  | X | 95.79% | 95.79%
|  |  | 21kV | 0.015665 | KETTLEMAN HILLS 1101 | 252731101 | UG | 21kV | 0.015665 | 252731101_UG | DIFF VOLT | X | 4.208% | 95.79%
KETTLEMAN HILLS 2104 | 252732104 | OH | 12kV | 0.058574 | KETTLEMAN HILLS 2104 | 252732104 | OH | 12kV | 0.058574 | 252732104_OH |  | X | 0.1691% | 99.83%
|  |  | 21kV | 34.5866 | KETTLEMAN HILLS 2104 | 252732104 | OH | 21kV | 34.5866 | 252732104_OH | DIFF VOLT | X | 99.83% | 99.83%
|  | UG | 12kV | 0.36769 | KETTLEMAN HILLS 2104 | 252732104 | UG | 12kV | 0.36769 | 252732104_UG |  | X | 21.83% | 78.17% | FLAG
|  |  | 21kV | 1.3167 | KETTLEMAN HILLS 2104 | 252732104 | UG | 21kV | 1.3167 | 252732104_UG | DIFF VOLT | X | 78.17% | 78.17% | FLAG
KING CITY 1101 | 182031101 | OH | 12kV | 6.8907 | KING CITY 1101 | 182031101 | OH | 12kV | 6.8907 | 182031101_OH |  |  | 100% | 100%
|  | UG | 12kV | 2.9067 | KING CITY 1101 | 182031101 | UG | 12kV | 2.9067 | 182031101_UG |  |  | 100% | 100%
KING CITY 1102 | 182031102 | OH | 12kV | 21.5973 | KING CITY 1102 | 182031102 | OH | 12kV | 21.5973 | 182031102_OH |  |  | 100% | 100%
|  | UG | 12kV | 2.8335 | KING CITY 1102 | 182031102 | UG | 12kV | 2.8335 | 182031102_UG |  |  | 100% | 100%
KING CITY 1103 | 182031103 | OH | 12kV | 27.9904 | KING CITY 1103 | 182031103 | OH | 12kV | 27.9904 | 182031103_OH |  |  | 100% | 100%
|  | UG | 12kV | 13.2703 | KING CITY 1103 | 182031103 | UG | 12kV | 13.2703 | 182031103_UG |  |  | 100% | 100%
KING CITY 1104 | 182031104 | OH | 12kV | 13.8549 | KING CITY 1104 | 182031104 | OH | 12kV | 13.8549 | 182031104_OH |  |  | 100% | 100%
|  | UG | 12kV | 2.2383 | KING CITY 1104 | 182031104 | UG | 12kV | 2.2383 | 182031104_UG |  |  | 100% | 100%
KING CITY 1105 | 182031105 | OH | 12kV | 3.0918 | KING CITY 1105 | 182031105 | OH | 12kV | 3.0918 | 182031105_OH |  |  | 100% | 100%
|  | UG | 12kV | 6.7743 | KING CITY 1105 | 182031105 | UG | 12kV | 6.7743 | 182031105_UG |  |  | 100% | 100%
KING CITY 1106 | 182031106 | OH | 12kV | 71.6968 | KING CITY 1106 | 182031106 | OH | 12kV | 71.6968 | 182031106_OH |  |  | 100% | 100%
|  | UG | 12kV | 2.4615 | KING CITY 1106 | 182031106 | UG | 12kV | 2.4615 | 182031106_UG |  |  | 100% | 100%
KING CITY 1107 | 182031107 | OH | 12kV | 0.016313 | KING CITY 1107 | 182031107 | OH | 12kV | 0.016313 | 182031107_OH |  |  | 100% | 100%
|  | UG | 12kV | 0.0035577 | KING CITY 1107 | 182031107 | UG | 12kV | 0.0035577 | 182031107_UG |  |  | 100% | 100%
KING CITY 1108 | 182031108 | OH | 12kV | 0.018036 | KING CITY 1108 | 182031108 | OH | 12kV | 0.018036 | 182031108_OH |  |  | 100% | 100%
|  | UG | 12kV | 0.0041464 | KING CITY 1108 | 182031108 | UG | 12kV | 0.0041464 | 182031108_UG |  |  | 100% | 100%
KINGSBURG 1102 | 252241102 | OH | 12kV | 15.6656 | KINGSBURG 1102 | 252241102 | OH | 12kV | 15.6656 | 252241102_OH |  | X | 99.95% | 99.95%
|  |  | (empty) | 0.0080635 | KINGSBURG 1102 | 252241102 | OH | (blank) | 0.0080635 | 252241102_OH | DIFF VOLT | X | 0.05145% | 99.95%
|  | UG | 12kV | 8.2977 | KINGSBURG 1102 | 252241102 | UG | 12kV | 8.2977 | 252241102_UG |  |  | 100% | 100%
KINGSBURG 1108 | 252241108 | OH | 12kV | 41.6484 | KINGSBURG 1108 | 252241108 | OH | 12kV | 41.6484 | 252241108_OH |  |  | 100% | 100%
|  | UG | 12kV | 9.4412 | KINGSBURG 1108 | 252241108 | UG | 12kV | 9.4412 | 252241108_UG |  |  | 100% | 100%
KINGSBURG 1110 | 252241110 | OH | 12kV | 31.4736 | KINGSBURG 1110 | 252241110 | OH | 12kV | 31.4736 | 252241110_OH |  |  | 100% | 100%
|  | UG | 12kV | 1.3208 | KINGSBURG 1110 | 252241110 | UG | 12kV | 1.3208 | 252241110_UG |  |  | 100% | 100%
KINGSBURG 1111 | 252241111 | OH | 12kV | 108.5145 | KINGSBURG 1111 | 252241111 | OH | 12kV | 108.5145 | 252241111_OH |  |  | 100% | 100%
|  | UG | 12kV | 5.2188 | KINGSBURG 1111 | 252241111 | UG | 12kV | 5.2188 | 252241111_UG |  |  | 100% | 100%
KINGSBURG 1112 | 252241112 | OH | 12kV | 14.1009 | KINGSBURG 1112 | 252241112 | OH | 12kV | 14.1009 | 252241112_OH |  |  | 100% | 100%
|  | UG | 12kV | 11.1535 | KINGSBURG 1112 | 252241112 | UG | 12kV | 11.1535 | 252241112_UG |  |  | 100% | 100%
KINGSBURG 1113 | 252241113 | OH | 12kV | 73.7724 | KINGSBURG 1113 | 252241113 | OH | 12kV | 73.7724 | 252241113_OH |  |  | 100% | 100%
|  | UG | 12kV | 0.78156 | KINGSBURG 1113 | 252241113 | UG | 12kV | 0.78156 | 252241113_UG |  |  | 100% | 100%
KINGSBURG 1114 | 252241114 | OH | 12kV | 22.8342 | KINGSBURG 1114 | 252241114 | OH | 12kV | 22.8342 | 252241114_OH |  |  | 100% | 100%
|  | UG | 12kV | 0.35217 | KINGSBURG 1114 | 252241114 | UG | 12kV | 0.35217 | 252241114_UG |  |  | 100% | 100%
KINGSBURG 1116 | 252241116 | OH | 12kV | 114.8843 | KINGSBURG 1116 | 252241116 | OH | 12kV | 114.8843 | 252241116_OH |  |  | 100% | 100%
|  | UG | 12kV | 6.2201 | KINGSBURG 1116 | 252241116 | UG | 12kV | 6.2201 | 252241116_UG |  |  | 100% | 100%
KIRKER 2103 | 014452103 | OH | 21kV | 7.4518 | KIRKER 2103 | 014452103 | OH | 21kV | 7.4518 | 014452103_OH |  | X | 93% | 93%
|  |  | 4.16kV | 0.56081 | KIRKER 2103 | 014452103 | OH | 4.16kV | 0.56081 | 014452103_OH | DIFF VOLT | X | 6.999% | 93%
|  | UG | 21kV | 49.0474 | KIRKER 2103 | 014452103 | UG | 21kV | 49.0474 | 014452103_UG |  | X | 99.87% | 99.87%
|  |  | 4.16kV | 0.065124 | KIRKER 2103 | 014452103 | UG | 4.16kV | 0.065124 | 014452103_UG | DIFF VOLT | X | 0.1326% | 99.87%
KIRKER 2104 | 014452104 | OH | 21kV | 14.8747 | KIRKER 2104 | 014452104 | OH | 21kV | 14.8747 | 014452104_OH |  | X | 77.07% | 77.07% | FLAG
|  |  | 4.16kV | 4.4261 | KIRKER 2104 | 014452104 | OH | 4.16kV | 4.4261 | 014452104_OH | DIFF VOLT | X | 22.93% | 77.07% | FLAG
|  | UG | 21kV | 27.7987 | KIRKER 2104 | 014452104 | UG | 21kV | 27.7987 | 014452104_UG |  | X | 98% | 98%
|  |  | 4.16kV | 0.5683 | KIRKER 2104 | 014452104 | UG | 4.16kV | 0.5683 | 014452104_UG | DIFF VOLT | X | 2.003% | 98%
KIRKER 2105 | 014452105 | OH | 21kV | 9.5764 | KIRKER 2105 | 014452105 | OH | 21kV | 9.5764 | 014452105_OH |  |  | 100% | 100%
|  | UG | 21kV | 44.8206 | KIRKER 2105 | 014452105 | UG | 21kV | 44.8206 | 014452105_UG |  |  | 100% | 100%
KIRKER 2106 | 014452106 | OH | 2.4kV | 0.028717 | KIRKER 2106 | 014452106 | OH | 2.4kV | 0.028717 | 014452106_OH |  | X | 0.1684% | 99.83%
|  |  | 21kV | 17.0194 | KIRKER 2106 | 014452106 | OH | 21kV | 17.0194 | 014452106_OH | DIFF VOLT | X | 99.83% | 99.83%
|  | UG | 2.4kV | 0.18243 | KIRKER 2106 | 014452106 | UG | 2.4kV | 0.18243 | 014452106_UG |  | X | 1.242% | 98.76%
|  |  | 21kV | 14.5091 | KIRKER 2106 | 014452106 | UG | 21kV | 14.5091 | 014452106_UG | DIFF VOLT | X | 98.76% | 98.76%
KIRKER 2107 | 014452107 | OH | 12kV | 5.1303 | KIRKER 2107 | 014452107 | OH | 12kV | 5.1303 | 014452107_OH |  | X | 60.46% | 60.46% | FLAG
|  |  | 21kV | 3.3555 | KIRKER 2107 | 014452107 | OH | 21kV | 3.3555 | 014452107_OH | DIFF VOLT | X | 39.54% | 60.46% | FLAG
|  | UG | 12kV | 10.481 | KIRKER 2107 | 014452107 | UG | 12kV | 10.481 | 014452107_UG |  | X | 48.57% | 51.43% | FLAG
|  |  | 21kV | 11.1002 | KIRKER 2107 | 014452107 | UG | 21kV | 11.1002 | 014452107_UG | DIFF VOLT | X | 51.43% | 51.43% | FLAG
KIRKER 2108 | 014452108 | OH | 21kV | 9.5716 | KIRKER 2108 | 014452108 | OH | 21kV | 9.5716 | 014452108_OH |  |  | 100% | 100%
|  | UG | 21kV | 9.1384 | KIRKER 2108 | 014452108 | UG | 21kV | 9.1384 | 014452108_UG |  |  | 100% | 100%
KIRKER 2109 | 014452109 | OH | 21kV | 8.6269 | KIRKER 2109 | 014452109 | OH | 21kV | 8.6269 | 014452109_OH |  |  | 100% | 100%
|  | UG | 21kV | 17.6271 | KIRKER 2109 | 014452109 | UG | 21kV | 17.6271 | 014452109_UG |  |  | 100% | 100%
KNIGHTS LANDING 1101 | 062721101 | OH | 12kV | 45.0947 | KNIGHTS LANDING 1101 | 062721101 | OH | 12kV | 45.0947 | 062721101_OH |  |  | 100% | 100%
|  | UG | 12kV | 0.53443 | KNIGHTS LANDING 1101 | 062721101 | UG | 12kV | 0.53443 | 062721101_UG |  |  | 100% | 100%
KNIGHTS LANDING 1102 | 062721102 | OH | 12kV | 118.9172 | KNIGHTS LANDING 1102 | 062721102 | OH | 12kV | 118.9172 | 062721102_OH |  |  | 100% | 100%
|  | UG | 12kV | 1.0829 | KNIGHTS LANDING 1102 | 062721102 | UG | 12kV | 1.0829 | 062721102_UG |  |  | 100% | 100%
KONOCTI 1102 | 043311102 | OH | 12kV | 147.0142 | KONOCTI 1102 | 043311102 | OH | 12kV | 147.0142 | 043311102_OH |  |  | 100% | 100%
|  | UG | 12kV | 9.3272 | KONOCTI 1102 | 043311102 | UG | 12kV | 9.3272 | 043311102_UG |  |  | 100% | 100%
KONOCTI 1108 | 043311108 | OH | 12kV | 33.0106 | KONOCTI 1108 | 043311108 | OH | 12kV | 33.0106 | 043311108_OH |  |  | 100% | 100%
|  | UG | 12kV | 0.42956 | KONOCTI 1108 | 043311108 | UG | 12kV | 0.42956 | 043311108_UG |  |  | 100% | 100%
LAKEVIEW 1102 | 253411102 | OH | 12kV | 54.244 | LAKEVIEW 1102 | 253411102 | OH | 12kV | 54.244 | 253411102_OH |  |  | 100% | 100%
|  | UG | 12kV | 0.42351 | LAKEVIEW 1102 | 253411102 | UG | 12kV | 0.42351 | 253411102_UG |  |  | 100% | 100%
LAKEVIEW 1103 | 253411103 | OH | 12kV | 22.4466 | LAKEVIEW 1103 | 253411103 | OH | 12kV | 22.4466 | 253411103_OH |  |  | 100% | 100%
|  | UG | 12kV | 1.26 | LAKEVIEW 1103 | 253411103 | UG | 12kV | 1.26 | 253411103_UG |  |  | 100% | 100%
LAKEVIEW 1106 | 253411106 | OH | 12kV | 41.8475 | LAKEVIEW 1106 | 253411106 | OH | 12kV | 41.8475 | 253411106_OH |  |  | 100% | 100%
|  | UG | 12kV | 0.25356 | LAKEVIEW 1106 | 253411106 | UG | 12kV | 0.25356 | 253411106_UG |  |  | 100% | 100%
LAKEVIEW 1107 | 253411107 | OH | 12kV | 25.9639 | LAKEVIEW 1107 | 253411107 | OH | 12kV | 25.9639 | 253411107_OH |  |  | 100% | 100%
|  | UG | 12kV | 0.55275 | LAKEVIEW 1107 | 253411107 | UG | 12kV | 0.55275 | 253411107_UG |  |  | 100% | 100%
LAKEVILLE 1101 | 043371101 | OH | 12kV | 19.6637 | LAKEVILLE 1101 | 043371101 | OH | 12kV | 19.6637 | 043371101_OH |  |  | 100% | 100%
|  | UG | 12kV | 16.2665 | LAKEVILLE 1101 | 043371101 | UG | 12kV | 16.2665 | 043371101_UG |  |  | 100% | 100%
LAKEVILLE 1102 | 043371102 | OH | 12kV | 50.351 | LAKEVILLE 1102 | 043371102 | OH | 12kV | 50.351 | 043371102_OH |  |  | 100% | 100%
|  | UG | 12kV | 13.7425 | LAKEVILLE 1102 | 043371102 | UG | 12kV | 13.7425 | 043371102_UG |  |  | 100% | 100%
LAKEVILLE 1105 | 043371105 | OH | 12kV | 4.213 | LAKEVILLE 1105 | 043371105 | OH | 12kV | 4.213 | 043371105_OH |  |  | 100% | 100%
|  | UG | 12kV | 30.4471 | LAKEVILLE 1105 | 043371105 | UG | 12kV | 30.4471 | 043371105_UG |  |  | 100% | 100%
LAKEWOOD 1101 | 013531101 | OH | 12kV | 0.71882 | LAKEWOOD 1101 | 013531101 | OH | 12kV | 0.71882 | 013531101_OH |  |  | 100% | 100%
|  | UG | 12kV | 2.2669 | LAKEWOOD 1101 | 013531101 | UG | 12kV | 2.2669 | 013531101_UG |  |  | 100% | 100%
LAKEWOOD 1102 | 013531102 | OH | 12kV | 9.6064 | LAKEWOOD 1102 | 013531102 | OH | 12kV | 9.6064 | 013531102_OH |  |  | 100% | 100%
|  | UG | 12kV | 4.907 | LAKEWOOD 1102 | 013531102 | UG | 12kV | 4.907 | 013531102_UG |  |  | 100% | 100%
LAKEWOOD 1103 | 013531103 | OH | 12kV | 2.5781 | LAKEWOOD 1103 | 013531103 | OH | 12kV | 2.5781 | 013531103_OH |  |  | 100% | 100%
|  | UG | 12kV | 1.9686 | LAKEWOOD 1103 | 013531103 | UG | 12kV | 1.9686 | 013531103_UG |  |  | 100% | 100%
LAKEWOOD 1104 | 013531104 | OH | 12kV | 11.7405 | LAKEWOOD 1104 | 013531104 | OH | 12kV | 11.7405 | 013531104_OH |  |  | 100% | 100%
|  | UG | 12kV | 6.795 | LAKEWOOD 1104 | 013531104 | UG | 12kV | 6.795 | 013531104_UG |  |  | 100% | 100%
LAKEWOOD 2107 | 013532107 | OH | 21kV | 28.9383 | LAKEWOOD 2107 | 013532107 | OH | 21kV | 28.9383 | 013532107_OH |  |  | 100% | 100%
|  | UG | 21kV | 14.5541 | LAKEWOOD 2107 | 013532107 | UG | 21kV | 14.5541 | 013532107_UG |  | X | 99.98% | 99.98%
|  |  | 4.16kV | 0.0022504 | LAKEWOOD 2107 | 013532107 | UG | 4.16kV | 0.0022504 | 013532107_UG | DIFF VOLT | X | 0.01546% | 99.98%
LAKEWOOD 2108 | 013532108 | OH | 21kV | 0.52793 | LAKEWOOD 2108 | 013532108 | OH | 21kV | 0.52793 | 013532108_OH |  |  | 100% | 100%
|  | UG | 21kV | 4.5056 | LAKEWOOD 2108 | 013532108 | UG | 21kV | 4.5056 | 013532108_UG |  |  | 100% | 100%
LAKEWOOD 2109 | 013532109 | OH | 21kV | 7.2684 | LAKEWOOD 2109 | 013532109 | OH | 21kV | 7.2684 | 013532109_OH |  |  | 100% | 100%
|  | UG | 21kV | 13.4998 | LAKEWOOD 2109 | 013532109 | UG | 21kV | 13.4998 | 013532109_UG |  |  | 100% | 100%
LAKEWOOD 2110 | 013532110 | OH | 21kV | 22.6451 | LAKEWOOD 2110 | 013532110 | OH | 21kV | 22.6451 | 013532110_OH |  |  | 100% | 100%
|  | UG | 21kV | 27.9556 | LAKEWOOD 2110 | 013532110 | UG | 21kV | 27.9556 | 013532110_UG |  |  | 100% | 100%
LAKEWOOD 2111 | 013532111 | OH | 21kV | 2.2868 | LAKEWOOD 2111 | 013532111 | OH | 21kV | 2.2868 | 013532111_OH |  |  | 100% | 100%
|  | UG | 21kV | 5.2225 | LAKEWOOD 2111 | 013532111 | UG | 21kV | 5.2225 | 013532111_UG |  |  | 100% | 100%
LAKEWOOD 2112 | 013532112 | OH | 21kV | 8.8893 | LAKEWOOD 2112 | 013532112 | OH | 21kV | 8.8893 | 013532112_OH |  |  | 100% | 100%
|  | UG | 21kV | 16.8141 | LAKEWOOD 2112 | 013532112 | UG | 21kV | 16.8141 | 013532112_UG |  |  | 100% | 100%
LAKEWOOD 2223 | 013532223 | OH | 21kV | 9.1487 | LAKEWOOD 2223 | 013532223 | OH | 21kV | 9.1487 | 013532223_OH |  |  | 100% | 100%
|  | UG | 21kV | 11.6128 | LAKEWOOD 2223 | 013532223 | UG | 21kV | 11.6128 | 013532223_UG |  |  | 100% | 100%
LAKEWOOD 2224 | 013532224 | OH | 21kV | 24.3338 | LAKEWOOD 2224 | 013532224 | OH | 21kV | 24.3338 | 013532224_OH |  |  | 100% | 100%
|  | UG | 21kV | 6.9111 | LAKEWOOD 2224 | 013532224 | UG | 21kV | 6.9111 | 013532224_UG |  |  | 100% | 100%
LAKEWOOD 2225 | 013532225 | OH | 21kV | 4.3491 | LAKEWOOD 2225 | 013532225 | OH | 21kV | 4.3491 | 013532225_OH |  |  | 100% | 100%
|  | UG | 21kV | 13.3435 | LAKEWOOD 2225 | 013532225 | UG | 21kV | 13.3435 | 013532225_UG |  |  | 100% | 100%
LAKEWOOD 2226 | 013532226 | OH | 21kV | 8.0161 | LAKEWOOD 2226 | 013532226 | OH | 21kV | 8.0161 | 013532226_OH |  |  | 100% | 100%
|  | UG | 21kV | 10.2174 | LAKEWOOD 2226 | 013532226 | UG | 21kV | 10.2174 | 013532226_UG |  |  | 100% | 100%
LAKEWOOD 2227 | 013532227 | OH | 21kV | 7.8906 | LAKEWOOD 2227 | 013532227 | OH | 21kV | 7.8906 | 013532227_OH |  |  | 100% | 100%
|  | UG | 21kV | 4.9113 | LAKEWOOD 2227 | 013532227 | UG | 21kV | 4.9113 | 013532227_UG |  |  | 100% | 100%
LAKEWOOD 3450 | 013533450 | UG | 34.5kV | 0.7766 | LAKEWOOD 3450 | 013533450 | UG | 34.5kV | 0.7766 | 013533450_UG |  |  | 100% | 100%
LAMMERS 1101 | 162771101 | OH | 12kV | 10.051 | LAMMERS 1101 | 162771101 | OH | 12kV | 10.051 | 162771101_OH |  |  | 100% | 100%
|  | UG | 12kV | 9.561 | LAMMERS 1101 | 162771101 | UG | 12kV | 9.561 | 162771101_UG |  |  | 100% | 100%
LAMMERS 1102 | 162771102 | OH | 12kV | 5.8553 | LAMMERS 1102 | 162771102 | OH | 12kV | 5.8553 | 162771102_OH |  |  | 100% | 100%
|  | UG | 12kV | 18.3573 | LAMMERS 1102 | 162771102 | UG | 12kV | 18.3573 | 162771102_UG |  |  | 100% | 100%
LAMMERS 1103 | 162771103 | OH | 12kV | 6.8057 | LAMMERS 1103 | 162771103 | OH | 12kV | 6.8057 | 162771103_OH |  |  | 100% | 100%
|  | UG | 12kV | 16.0949 | LAMMERS 1103 | 162771103 | UG | 12kV | 16.0949 | 162771103_UG |  |  | 100% | 100%
LAMMERS 1105 | 162771105 | OH | 12kV | 1.7909 | LAMMERS 1105 | 162771105 | OH | 12kV | 1.7909 | 162771105_OH |  |  | 100% | 100%
|  | UG | 12kV | 22.6227 | LAMMERS 1105 | 162771105 | UG | 12kV | 22.6227 | 162771105_UG |  |  | 100% | 100%
LAMMERS 1106 | 162771106 | OH | 12kV | 2.4144 | LAMMERS 1106 | 162771106 | OH | 12kV | 2.4144 | 162771106_OH |  |  | 100% | 100%
|  | UG | 12kV | 23.1255 | LAMMERS 1106 | 162771106 | UG | 12kV | 23.1255 | 162771106_UG |  |  | 100% | 100%
LAMMERS 1107 | 162771107 | OH | 12kV | 9.1645 | LAMMERS 1107 | 162771107 | OH | 12kV | 9.1645 | 162771107_OH |  |  | 100% | 100%
|  | UG | 12kV | 16.3614 | LAMMERS 1107 | 162771107 | UG | 12kV | 16.3614 | 162771107_UG |  |  | 100% | 100%
LAMONT 1102 | 253911102 | OH | 12kV | 69.2794 | LAMONT 1102 | 253911102 | OH | 12kV | 69.2794 | 253911102_OH |  |  | 100% | 100%
|  | UG | 12kV | 1.0647 | LAMONT 1102 | 253911102 | UG | 12kV | 1.0647 | 253911102_UG |  |  | 100% | 100%
LAMONT 1103 | 253911103 | OH | 12kV | 26.9456 | LAMONT 1103 | 253911103 | OH | 12kV | 26.9456 | 253911103_OH |  |  | 100% | 100%
|  | UG | 12kV | 3.2383 | LAMONT 1103 | 253911103 | UG | 12kV | 3.2383 | 253911103_UG |  |  | 100% | 100%
LAMONT 1104 | 253911104 | OH | 12kV | 53.2803 | LAMONT 1104 | 253911104 | OH | 12kV | 53.2803 | 253911104_OH |  |  | 100% | 100%
|  | UG | 12kV | 0.40631 | LAMONT 1104 | 253911104 | UG | 12kV | 0.40631 | 253911104_UG |  |  | 100% | 100%
LAMONT 1105 | 253911105 | OH | 12kV | 37.0963 | LAMONT 1105 | 253911105 | OH | 12kV | 37.0963 | 253911105_OH |  |  | 100% | 100%
|  | UG | 12kV | 0.75017 | LAMONT 1105 | 253911105 | UG | 12kV | 0.75017 | 253911105_UG |  |  | 100% | 100%
LAMONT 1106 | 253911106 | OH | 12kV | 22.4834 | LAMONT 1106 | 253911106 | OH | 12kV | 22.4834 | 253911106_OH |  |  | 100% | 100%
|  | UG | 12kV | 4.8904 | LAMONT 1106 | 253911106 | UG | 12kV | 4.8904 | 253911106_UG |  |  | 100% | 100%
LAMONT 1107 | 253911107 | OH | 12kV | 46.234 | LAMONT 1107 | 253911107 | OH | 12kV | 46.234 | 253911107_OH |  |  | 100% | 100%
|  | UG | 12kV | 4.3337 | LAMONT 1107 | 253911107 | UG | 12kV | 4.3337 | 253911107_UG |  |  | 100% | 100%
LARKIN (Y) 1101 | 022801101 | UG | 12kV | 4.3181 | LARKIN (Y) 1101 | 022801101 | UG | 12kV | 4.3181 | 022801101_UG |  |  | 100% | 100%
LARKIN (Y) 1102 | 022801102 | UG | 12kV | 3.8176 | LARKIN (Y) 1102 | 022801102 | UG | 12kV | 3.8176 | 022801102_UG |  |  | 100% | 100%
LARKIN (Y) 1103 | 022801103 | UG | 12kV | 2.6039 | LARKIN (Y) 1103 | 022801103 | UG | 12kV | 2.6039 | 022801103_UG |  |  | 100% | 100%
LARKIN (Y) 1104 | 022801104 | UG | 12kV | 2.5655 | LARKIN (Y) 1104 | 022801104 | UG | 12kV | 2.5655 | 022801104_UG |  |  | 100% | 100%
LARKIN (Y) 1105 | 022801105 | UG | 12kV | 3.7837 | LARKIN (Y) 1105 | 022801105 | UG | 12kV | 3.7837 | 022801105_UG |  |  | 100% | 100%
LARKIN (Y) 1106 | 022801106 | UG | 12kV | 3.1932 | LARKIN (Y) 1106 | 022801106 | UG | 12kV | 3.1932 | 022801106_UG |  |  | 100% | 100%
LARKIN (Y) 1107 | 022801107 | OH | 12kV | 2.3581 | LARKIN (Y) 1107 | 022801107 | OH | 12kV | 2.3581 | 022801107_OH |  |  | 100% | 100%
|  | UG | 12kV | 10.5562 | LARKIN (Y) 1107 | 022801107 | UG | 12kV | 10.5562 | 022801107_UG |  |  | 100% | 100%
LARKIN (Y) 1108 | 022801108 | OH | 12kV | 0.1103 | LARKIN (Y) 1108 | 022801108 | OH | 12kV | 0.1103 | 022801108_OH |  |  | 100% | 100%
|  | UG | 12kV | 5.1251 | LARKIN (Y) 1108 | 022801108 | UG | 12kV | 5.1251 | 022801108_UG |  |  | 100% | 100%
LARKIN (Y) 1109 | 022801109 | OH | 12kV | 0.29856 | LARKIN (Y) 1109 | 022801109 | OH | 12kV | 0.29856 | 022801109_OH |  |  | 100% | 100%
|  | UG | 12kV | 7.7436 | LARKIN (Y) 1109 | 022801109 | UG | 12kV | 7.7436 | 022801109_UG |  | X | 99.93% | 99.93%
|  |  | (empty) | 0.0055044 | LARKIN (Y) 1109 | 022801109 | UG | (blank) | 0.0055044 | 022801109_UG | DIFF VOLT | X | 0.07103% | 99.93%
LARKIN (Y) 1110 | 022801110 | OH | 12kV | 1.1875 | LARKIN (Y) 1110 | 022801110 | OH | 12kV | 1.1875 | 022801110_OH |  |  | 100% | 100%
|  | UG | 12kV | 10.6074 | LARKIN (Y) 1110 | 022801110 | UG | 12kV | 10.6074 | 022801110_UG |  |  | 100% | 100%
LARKIN (Y) 1111 | 022801111 | OH | 12kV | 0.11595 | LARKIN (Y) 1111 | 022801111 | OH | 12kV | 0.11595 | 022801111_OH |  |  | 100% | 100%
|  | UG | 12kV | 9.0217 | LARKIN (Y) 1111 | 022801111 | UG | 12kV | 9.0217 | 022801111_UG |  |  | 100% | 100%
LARKIN (Y) 1112 | 022801112 | UG | 12kV | 2.337 | LARKIN (Y) 1112 | 022801112 | UG | 12kV | 2.337 | 022801112_UG |  |  | 100% | 100%
LARKIN (Y) 1113 | 022801113 | UG | 12kV | 2.4063 | LARKIN (Y) 1113 | 022801113 | UG | 12kV | 2.4063 | 022801113_UG |  |  | 100% | 100%
LARKIN (Y) 1114 | 022801114 | UG | 12kV | 2.7678 | LARKIN (Y) 1114 | 022801114 | UG | 12kV | 2.7678 | 022801114_UG |  |  | 100% | 100%
LARKIN (Y) 1115 | 022801115 | UG | 12kV | 2.405 | LARKIN (Y) 1115 | 022801115 | UG | 12kV | 2.405 | 022801115_UG |  |  | 100% | 100%
LARKIN (Y) 1116 | 022801116 | UG | 12kV | 2.5225 | LARKIN (Y) 1116 | 022801116 | UG | 12kV | 2.5225 | 022801116_UG |  |  | 100% | 100%
LARKIN (Y) 1117 | 022801117 | UG | 12kV | 2.5843 | LARKIN (Y) 1117 | 022801117 | UG | 12kV | 2.5843 | 022801117_UG |  |  | 100% | 100%
LARKIN (Y) 1119 | 022801119 | OH | 12kV | 1.7328 | LARKIN (Y) 1119 | 022801119 | OH | 12kV | 1.7328 | 022801119_OH |  |  | 100% | 100%
|  | UG | 12kV | 6.6897 | LARKIN (Y) 1119 | 022801119 | UG | 12kV | 6.6897 | 022801119_UG |  |  | 100% | 100%
LARKIN (Y) 1120 | 022801120 | OH | 12kV | 2.1201 | LARKIN (Y) 1120 | 022801120 | OH | 12kV | 2.1201 | 022801120_OH |  |  | 100% | 100%
|  | UG | 12kV | 7.7798 | LARKIN (Y) 1120 | 022801120 | UG | 12kV | 7.7798 | 022801120_UG |  |  | 100% | 100%
LARKIN (Y) 1121 | 022801121 | UG | 12kV | 2.6521 | LARKIN (Y) 1121 | 022801121 | UG | 12kV | 2.6521 | 022801121_UG |  |  | 100% | 100%
LARKIN (Y) 1122 | 022801122 | UG | 12kV | 2.6208 | LARKIN (Y) 1122 | 022801122 | UG | 12kV | 2.6208 | 022801122_UG |  |  | 100% | 100%
LARKIN (Y) 1123 | 022801123 | UG | 12kV | 2.6169 | LARKIN (Y) 1123 | 022801123 | UG | 12kV | 2.6169 | 022801123_UG |  |  | 100% | 100%
LARKIN (Y) 1124 | 022801124 | UG | 12kV | 2.543 | LARKIN (Y) 1124 | 022801124 | UG | 12kV | 2.543 | 022801124_UG |  |  | 100% | 100%
LARKIN (Y) 1125 | 022801125 | UG | 12kV | 2.7987 | LARKIN (Y) 1125 | 022801125 | UG | 12kV | 2.7987 | 022801125_UG |  |  | 100% | 100%
LARKIN (Y) 1126 | 022801126 | UG | 12kV | 2.8159 | LARKIN (Y) 1126 | 022801126 | UG | 12kV | 2.8159 | 022801126_UG |  |  | 100% | 100%
LARKIN (Y) 1127 | 022801127 | OH | 12kV | 1.4895 | LARKIN (Y) 1127 | 022801127 | OH | 12kV | 1.4895 | 022801127_OH |  |  | 100% | 100%
|  | UG | 12kV | 8.2352 | LARKIN (Y) 1127 | 022801127 | UG | 12kV | 8.2352 | 022801127_UG |  |  | 100% | 100%
LARKIN (Y) 1128 | 022801128 | OH | 12kV | 0.11142 | LARKIN (Y) 1128 | 022801128 | OH | 12kV | 0.11142 | 022801128_OH |  |  | 100% | 100%
|  | UG | 12kV | 4.4844 | LARKIN (Y) 1128 | 022801128 | UG | 12kV | 4.4844 | 022801128_UG |  |  | 100% | 100%
LARKIN (Y) 1129 | 022801129 | UG | 12kV | 2.016 | LARKIN (Y) 1129 | 022801129 | UG | 12kV | 2.016 | 022801129_UG |  |  | 100% | 100%
LARKIN (Y) 1130 | 022801130 | UG | 12kV | 2.3703 | LARKIN (Y) 1130 | 022801130 | UG | 12kV | 2.3703 | 022801130_UG |  |  | 100% | 100%
LARKIN (Y) 1131 | 022801131 | UG | 12kV | 2.4143 | LARKIN (Y) 1131 | 022801131 | UG | 12kV | 2.4143 | 022801131_UG |  |  | 100% | 100%
LARKIN (Y) 1132 | 022801132 | UG | 12kV | 2.5414 | LARKIN (Y) 1132 | 022801132 | UG | 12kV | 2.5414 | 022801132_UG |  |  | 100% | 100%
LARKIN (Y) 1133 | 022801133 | UG | 12kV | 2.0949 | LARKIN (Y) 1133 | 022801133 | UG | 12kV | 2.0949 | 022801133_UG |  |  | 100% | 100%
LARKIN (Y) 1134 | 022801134 | UG | 12kV | 2.1355 | LARKIN (Y) 1134 | 022801134 | UG | 12kV | 2.1355 | 022801134_UG |  |  | 100% | 100%
LARKIN (Y) 1135 | 022801135 | OH | 12kV | 1.6589 | LARKIN (Y) 1135 | 022801135 | OH | 12kV | 1.6589 | 022801135_OH |  |  | 100% | 100%
|  | UG | 12kV | 12.5638 | LARKIN (Y) 1135 | 022801135 | UG | 12kV | 12.5638 | 022801135_UG |  |  | 100% | 100%
LARKIN (Y) 1136 | 022801136 | OH | 12kV | 1.0473 | LARKIN (Y) 1136 | 022801136 | OH | 12kV | 1.0473 | 022801136_OH |  |  | 100% | 100%
|  | UG | 12kV | 6.2733 | LARKIN (Y) 1136 | 022801136 | UG | 12kV | 6.2733 | 022801136_UG |  |  | 100% | 100%
LARKIN (Y) 1137 | 022801137 | OH | 12kV | 0.0093364 | LARKIN (Y) 1137 | 022801137 | OH | 12kV | 0.0093364 | 022801137_OH |  |  | 100% | 100%
|  | UG | 12kV | 9.7101 | LARKIN (Y) 1137 | 022801137 | UG | 12kV | 9.7101 | 022801137_UG |  |  | 100% | 100%
LARKIN (Y) 1138 | 022801138 | OH | 12kV | 1.4769 | LARKIN (Y) 1138 | 022801138 | OH | 12kV | 1.4769 | 022801138_OH |  |  | 100% | 100%
|  | UG | 12kV | 5.1249 | LARKIN (Y) 1138 | 022801138 | UG | 12kV | 5.1249 | 022801138_UG |  |  | 100% | 100%
LARKIN (Y) 1140 | 022801140 | OH | 12kV | 0.083323 | LARKIN (Y) 1140 | 022801140 | OH | 12kV | 0.083323 | 022801140_OH |  |  | 100% | 100%
|  | UG | 12kV | 6.7646 | LARKIN (Y) 1140 | 022801140 | UG | 12kV | 6.7646 | 022801140_UG |  |  | 100% | 100%
LARKIN (Y) 1141 | 022801141 | OH | 12kV | 0.0339 | LARKIN (Y) 1141 | 022801141 | OH | 12kV | 0.0339 | 022801141_OH |  |  | 100% | 100%
|  | UG | 12kV | 5.6097 | LARKIN (Y) 1141 | 022801141 | UG | 12kV | 5.6097 | 022801141_UG |  |  | 100% | 100%
LARKIN (Y) 1251 | 022801251 | UG | 12kV | 2.3798 | LARKIN (Y) 1251 | 022801251 | UG | 12kV | 2.3798 | 022801251_UG |  |  | 100% | 100%
LARKIN (Y) 1252 | 022801252 | UG | 12kV | 2.375 | LARKIN (Y) 1252 | 022801252 | UG | 12kV | 2.375 | 022801252_UG |  |  | 100% | 100%
LARKIN (Y) 1253 | 022801253 | UG | 12kV | 2.2607 | LARKIN (Y) 1253 | 022801253 | UG | 12kV | 2.2607 | 022801253_UG |  |  | 100% | 100%
LARKIN (Y) 1254 | 022801254 | UG | 12kV | 2.2499 | LARKIN (Y) 1254 | 022801254 | UG | 12kV | 2.2499 | 022801254_UG |  |  | 100% | 100%
LAS AROMAS 0401 | 013600401 | OH | 4.16kV | 6.2517 | LAS AROMAS 0401 | 013600401 | OH | 4.16kV | 6.2517 | 013600401_OH |  |  | 100% | 100%
|  | UG | 4.16kV | 0.037316 | LAS AROMAS 0401 | 013600401 | UG | 4.16kV | 0.037316 | 013600401_UG |  |  | 100% | 100%
LAS GALLINAS A 1103 | 042991103 | OH | 12kV | 5.2918 | LAS GALLINAS A 1103 | 042991103 | OH | 12kV | 5.2918 | 042991103_OH |  |  | 100% | 100%
|  | UG | 12kV | 9.4301 | LAS GALLINAS A 1103 | 042991103 | UG | 12kV | 9.4301 | 042991103_UG |  |  | 100% | 100%
LAS GALLINAS A 1104 | 042991104 | OH | 12kV | 12.9859 | LAS GALLINAS A 1104 | 042991104 | OH | 12kV | 12.9859 | 042991104_OH |  |  | 100% | 100%
|  | UG | 12kV | 3.5547 | LAS GALLINAS A 1104 | 042991104 | UG | 12kV | 3.5547 | 042991104_UG |  |  | 100% | 100%
LAS GALLINAS A 1105 | 042991105 | OH | 12kV | 21.596 | LAS GALLINAS A 1105 | 042991105 | OH | 12kV | 21.596 | 042991105_OH |  |  | 100% | 100%
|  | UG | 12kV | 18.6434 | LAS GALLINAS A 1105 | 042991105 | UG | 12kV | 18.6434 | 042991105_UG |  |  | 100% | 100%
LAS GALLINAS A 1106 | 042991106 | OH | 12kV | 15.8097 | LAS GALLINAS A 1106 | 042991106 | OH | 12kV | 15.8097 | 042991106_OH |  |  | 100% | 100%
|  | UG | 12kV | 18.0889 | LAS GALLINAS A 1106 | 042991106 | UG | 12kV | 18.0889 | 042991106_UG |  |  | 100% | 100%
LAS GALLINAS A 1107 | 042991107 | OH | 12kV | 8.367 | LAS GALLINAS A 1107 | 042991107 | OH | 12kV | 8.367 | 042991107_OH |  |  | 100% | 100%
|  | UG | 12kV | 12.1331 | LAS GALLINAS A 1107 | 042991107 | UG | 12kV | 12.1331 | 042991107_UG |  |  | 100% | 100%
LAS PALMAS 1101 | 254921101 | OH | 12kV | 0.26806 | LAS PALMAS 1101 | 254921101 | OH | 12kV | 0.26806 | 254921101_OH |  |  | 100% | 100%
LAS POSITAS 2103 | 014402103 | OH | 21kV | 3.0037 | LAS POSITAS 2103 | 014402103 | OH | 21kV | 3.0037 | 014402103_OH |  |  | 100% | 100%
|  | UG | 21kV | 15.4281 | LAS POSITAS 2103 | 014402103 | UG | 21kV | 15.4281 | 014402103_UG |  |  | 100% | 100%
LAS POSITAS 2104 | 014402104 | OH | 21kV | 14.2506 | LAS POSITAS 2104 | 014402104 | OH | 21kV | 14.2506 | 014402104_OH |  |  | 100% | 100%
|  | UG | 21kV | 23.6404 | LAS POSITAS 2104 | 014402104 | UG | 21kV | 23.6404 | 014402104_UG |  |  | 100% | 100%
LAS POSITAS 2105 | 014402105 | OH | 21kV | 3.7794 | LAS POSITAS 2105 | 014402105 | OH | 21kV | 3.7794 | 014402105_OH |  |  | 100% | 100%
|  | UG | 12kV | 0.55928 | LAS POSITAS 2105 | 014402105 | UG | 12kV | 0.55928 | 014402105_UG |  | X | 1.432% | 98.53%
|  |  | 21kV | 38.4684 | LAS POSITAS 2105 | 014402105 | UG | 21kV | 38.4684 | 014402105_UG | DIFF VOLT | X | 98.53% | 98.53%
|  |  | (empty) | 0.015111 | LAS POSITAS 2105 | 014402105 | UG | (blank) | 0.015111 | 014402105_UG | DIFF VOLT | X | 0.0387% | 98.53%
LAS POSITAS 2106 | 014402106 | OH | 21kV | 16.1697 | LAS POSITAS 2106 | 014402106 | OH | 21kV | 16.1697 | 014402106_OH |  |  | 100% | 100%
|  | UG | 21kV | 21.6879 | LAS POSITAS 2106 | 014402106 | UG | 21kV | 21.6879 | 014402106_UG |  |  | 100% | 100%
LAS POSITAS 2107 | 014402107 | OH | 21kV | 8.4184 | LAS POSITAS 2107 | 014402107 | OH | 21kV | 8.4184 | 014402107_OH |  |  | 100% | 100%
|  | UG | 21kV | 45.7844 | LAS POSITAS 2107 | 014402107 | UG | 21kV | 45.7844 | 014402107_UG |  |  | 100% | 100%
LAS POSITAS 2108 | 014402108 | OH | 21kV | 20.7637 | LAS POSITAS 2108 | 014402108 | OH | 21kV | 20.7637 | 014402108_OH |  |  | 100% | 100%
|  | UG | 21kV | 56.3291 | LAS POSITAS 2108 | 014402108 | UG | 21kV | 56.3291 | 014402108_UG |  |  | 100% | 100%
LAS POSITAS 2109 | 014402109 | OH | 21kV | 13.2438 | LAS POSITAS 2109 | 014402109 | OH | 21kV | 13.2438 | 014402109_OH |  |  | 100% | 100%
|  | UG | 21kV | 36.0683 | LAS POSITAS 2109 | 014402109 | UG | 21kV | 36.0683 | 014402109_UG |  | X | 99.85% | 99.85%
|  |  | (empty) | 0.052804 | LAS POSITAS 2109 | 014402109 | UG | (blank) | 0.052804 | 014402109_UG | DIFF VOLT | X | 0.1462% | 99.85%
LAS POSITAS 2110 | 014402110 | OH | 12kV | 4.0796 | LAS POSITAS 2110 | 014402110 | OH | 12kV | 4.0796 | 014402110_OH |  | X | 20.73% | 79.27% | FLAG
|  |  | 21kV | 15.6005 | LAS POSITAS 2110 | 014402110 | OH | 21kV | 15.6005 | 014402110_OH | DIFF VOLT | X | 79.27% | 79.27% | FLAG
|  | UG | 12kV | 4.5885 | LAS POSITAS 2110 | 014402110 | UG | 12kV | 4.5885 | 014402110_UG |  | X | 24.29% | 75.39% | FLAG
|  |  | 21kV | 14.2445 | LAS POSITAS 2110 | 014402110 | UG | 21kV | 14.2445 | 014402110_UG | DIFF VOLT | X | 75.39% | 75.39% | FLAG
|  |  | (empty) | 0.061123 | LAS POSITAS 2110 | 014402110 | UG | (blank) | 0.061123 | 014402110_UG | DIFF VOLT | X | 0.3235% | 75.39% | FLAG
LAS PULGAS 0401 | 024120401 | OH | 4.16kV | 6.0758 | LAS PULGAS 0401 | 024120401 | OH | 4.16kV | 6.0758 | 024120401_OH |  |  | 100% | 100%
|  | UG | 4.16kV | 0.3235 | LAS PULGAS 0401 | 024120401 | UG | 4.16kV | 0.3235 | 024120401_UG |  |  | 100% | 100%
LAS PULGAS 0402 | 024120402 | OH | 4.16kV | 2.5659 | LAS PULGAS 0402 | 024120402 | OH | 4.16kV | 2.5659 | 024120402_OH |  |  | 100% | 100%
|  | UG | 4.16kV | 1.3214 | LAS PULGAS 0402 | 024120402 | UG | 4.16kV | 1.3214 | 024120402_UG |  |  | 100% | 100%
LAS PULGAS 0403 | 024120403 | OH | 4.16kV | 7.8433 | LAS PULGAS 0403 | 024120403 | OH | 4.16kV | 7.8433 | 024120403_OH |  |  | 100% | 100%
|  | UG | 4.16kV | 0.45653 | LAS PULGAS 0403 | 024120403 | UG | 4.16kV | 0.45653 | 024120403_UG |  |  | 100% | 100%
LAS PULGAS 0404 | 024120404 | OH | 4.16kV | 4.0508 | LAS PULGAS 0404 | 024120404 | OH | 4.16kV | 4.0508 | 024120404_OH |  |  | 100% | 100%
|  | UG | 4.16kV | 0.57773 | LAS PULGAS 0404 | 024120404 | UG | 4.16kV | 0.57773 | 024120404_UG |  |  | 100% | 100%
LATHROP 0402 | 163030402 | OH | 4.16kV | 0.036543 | LATHROP 0402 | 163030402 | OH | 4.16kV | 0.036543 | 163030402_OH |  |  | 100% | 100%
LAURELES 1111 | 182371111 | OH | 12kV | 106.798 | LAURELES 1111 | 182371111 | OH | 12kV | 106.798 | 182371111_OH |  |  | 100% | 100%
|  | UG | 12kV | 11.4259 | LAURELES 1111 | 182371111 | UG | 12kV | 11.4259 | 182371111_UG |  |  | 100% | 100%
LAURELES 1112 | 182371112 | OH | 12kV | 36.7198 | LAURELES 1112 | 182371112 | OH | 12kV | 36.7198 | 182371112_OH |  |  | 100% | 100%
|  | UG | 12kV | 8.6401 | LAURELES 1112 | 182371112 | UG | 12kV | 8.6401 | 182371112_UG |  |  | 100% | 100%
LAWNDALE 0401 | 022440401 | OH | 4.16kV | 4.7254 | LAWNDALE 0401 | 022440401 | OH | 4.16kV | 4.7254 | 022440401_OH |  |  | 100% | 100%
|  | UG | 4.16kV | 0.91812 | LAWNDALE 0401 | 022440401 | UG | 4.16kV | 0.91812 | 022440401_UG |  |  | 100% | 100%
LAWNDALE 0402 | 022440402 | OH | 4.16kV | 4.7459 | LAWNDALE 0402 | 022440402 | OH | 4.16kV | 4.7459 | 022440402_OH |  |  | 100% | 100%
|  | UG | 4.16kV | 2.8292 | LAWNDALE 0402 | 022440402 | UG | 4.16kV | 2.8292 | 022440402_UG |  |  | 100% | 100%
LAWRENCE 1102 | 083421102 | OH | 12kV | 0.084996 | LAWRENCE 1102 | 083421102 | OH | 12kV | 0.084996 | 083421102_OH |  |  | 100% | 100%
|  | UG | 12kV | 3.5499 | LAWRENCE 1102 | 083421102 | UG | 12kV | 3.5499 | 083421102_UG |  |  | 100% | 100%
LAWRENCE 1103 | 083421103 | OH | 12kV | 0.22636 | LAWRENCE 1103 | 083421103 | OH | 12kV | 0.22636 | 083421103_OH |  |  | 100% | 100%
|  | UG | 12kV | 7.2347 | LAWRENCE 1103 | 083421103 | UG | 12kV | 7.2347 | 083421103_UG |  |  | 100% | 100%
LAWRENCE 1104 | 083421104 | OH | 12kV | 9.3812 | LAWRENCE 1104 | 083421104 | OH | 12kV | 9.3812 | 083421104_OH |  |  | 100% | 100%
|  | UG | 12kV | 5.9998 | LAWRENCE 1104 | 083421104 | UG | 12kV | 5.9998 | 083421104_UG |  |  | 100% | 100%
LAWRENCE 1105 | 083421105 | OH | 12kV | 1.0731 | LAWRENCE 1105 | 083421105 | OH | 12kV | 1.0731 | 083421105_OH |  |  | 100% | 100%
|  | UG | 12kV | 6.6968 | LAWRENCE 1105 | 083421105 | UG | 12kV | 6.6968 | 083421105_UG |  |  | 100% | 100%
LAWRENCE 1106 | 083421106 | OH | 12kV | 2.7673 | LAWRENCE 1106 | 083421106 | OH | 12kV | 2.7673 | 083421106_OH |  |  | 100% | 100%
|  | UG | 12kV | 7.7907 | LAWRENCE 1106 | 083421106 | UG | 12kV | 7.7907 | 083421106_UG |  |  | 100% | 100%
LAWRENCE 1107 | 083421107 | OH | 12kV | 4.682 | LAWRENCE 1107 | 083421107 | OH | 12kV | 4.682 | 083421107_OH |  |  | 100% | 100%
|  | UG | 12kV | 2.499 | LAWRENCE 1107 | 083421107 | UG | 12kV | 2.499 | 083421107_UG |  |  | 100% | 100%
LAWRENCE 1108 | 083421108 | OH | 12kV | 0.97254 | LAWRENCE 1108 | 083421108 | OH | 12kV | 0.97254 | 083421108_OH |  |  | 100% | 100%
|  | UG | 12kV | 3.5216 | LAWRENCE 1108 | 083421108 | UG | 12kV | 3.5216 | 083421108_UG |  |  | 100% | 100%
LAWRENCE 1109 | 083421109 | OH | 12kV | 1.9647 | LAWRENCE 1109 | 083421109 | OH | 12kV | 1.9647 | 083421109_OH |  |  | 100% | 100%
|  | UG | 12kV | 2.4948 | LAWRENCE 1109 | 083421109 | UG | 12kV | 2.4948 | 083421109_UG |  |  | 100% | 100%
LAWRENCE 1110 | 083421110 | OH | 12kV | 4.9228 | LAWRENCE 1110 | 083421110 | OH | 12kV | 4.9228 | 083421110_OH |  |  | 100% | 100%
|  | UG | 12kV | 5.064 | LAWRENCE 1110 | 083421110 | UG | 12kV | 5.064 | 083421110_UG |  |  | 100% | 100%
LAWRENCE 1111 | 083421111 | OH | 12kV | 3.7103 | LAWRENCE 1111 | 083421111 | OH | 12kV | 3.7103 | 083421111_OH |  |  | 100% | 100%
|  | UG | 12kV | 9.0698 | LAWRENCE 1111 | 083421111 | UG | 12kV | 9.0698 | 083421111_UG |  |  | 100% | 100%
LAWRENCE 1112 | 083421112 | OH | 12kV | 11.0636 | LAWRENCE 1112 | 083421112 | OH | 12kV | 11.0636 | 083421112_OH |  |  | 100% | 100%
|  | UG | 12kV | 8.8565 | LAWRENCE 1112 | 083421112 | UG | 12kV | 8.8565 | 083421112_UG |  |  | 100% | 100%
LAWRENCE 1113 | 083421113 | OH | 12kV | 0.61162 | LAWRENCE 1113 | 083421113 | OH | 12kV | 0.61162 | 083421113_OH |  |  | 100% | 100%
|  | UG | 12kV | 4.6803 | LAWRENCE 1113 | 083421113 | UG | 12kV | 4.6803 | 083421113_UG |  |  | 100% | 100%
LAYTONVILLE 1101 | 042681101 | OH | 12kV | 79.8591 | LAYTONVILLE 1101 | 042681101 | OH | 12kV | 79.8591 | 042681101_OH |  |  | 100% | 100%
|  | UG | 12kV | 0.42295 | LAYTONVILLE 1101 | 042681101 | UG | 12kV | 0.42295 | 042681101_UG |  |  | 100% | 100%
LAYTONVILLE 1102 | 042681102 | OH | 12kV | 89.6177 | LAYTONVILLE 1102 | 042681102 | OH | 12kV | 89.6177 | 042681102_OH |  | X | 71.29% | 71.29% | FLAG
|  |  | 21kV | 36.0829 | LAYTONVILLE 1102 | 042681102 | OH | 21kV | 36.0829 | 042681102_OH | DIFF VOLT | X | 28.71% | 71.29% | FLAG
|  | UG | 12kV | 3.4144 | LAYTONVILLE 1102 | 042681102 | UG | 12kV | 3.4144 | 042681102_UG |  | X | 99.66% | 99.66%
|  |  | 21kV | 0.011803 | LAYTONVILLE 1102 | 042681102 | UG | 21kV | 0.011803 | 042681102_UG | DIFF VOLT | X | 0.3445% | 99.66%
LE GRAND 1104 | 255361104 | OH | 12kV | 52.572 | LE GRAND 1104 | 255361104 | OH | 12kV | 52.572 | 255361104_OH |  |  | 100% | 100%
|  | UG | 12kV | 2.6673 | LE GRAND 1104 | 255361104 | UG | 12kV | 2.6673 | 255361104_UG |  |  | 100% | 100%
LE GRAND 1106 | 255361106 | OH | 12kV | 59.7518 | LE GRAND 1106 | 255361106 | OH | 12kV | 59.7518 | 255361106_OH |  |  | 100% | 100%
|  | UG | 12kV | 0.49465 | LE GRAND 1106 | 255361106 | UG | 12kV | 0.49465 | 255361106_UG |  |  | 100% | 100%
LE GRAND 1110 | 255361110 | OH | 12kV | 96.1011 | LE GRAND 1110 | 255361110 | OH | 12kV | 96.1011 | 255361110_OH |  |  | 100% | 100%
|  | UG | 12kV | 2.5762 | LE GRAND 1110 | 255361110 | UG | 12kV | 2.5762 | 255361110_UG |  |  | 100% | 100%
LE GRAND 1112 | 255361112 | OH | 12kV | 64.2329 | LE GRAND 1112 | 255361112 | OH | 12kV | 64.2329 | 255361112_OH |  |  | 100% | 100%
|  | UG | 12kV | 0.25725 | LE GRAND 1112 | 255361112 | UG | 12kV | 0.25725 | 255361112_UG |  |  | 100% | 100%
LEMOORE 1101 | 253601101 | OH | 12kV | 41.6013 | LEMOORE 1101 | 253601101 | OH | 12kV | 41.6013 | 253601101_OH |  |  | 100% | 100%
|  | UG | 12kV | 12.7218 | LEMOORE 1101 | 253601101 | UG | 12kV | 12.7218 | 253601101_UG |  |  | 100% | 100%
LEMOORE 1102 | 253601102 | OH | 12kV | 11.7214 | LEMOORE 1102 | 253601102 | OH | 12kV | 11.7214 | 253601102_OH |  |  | 100% | 100%
|  | UG | 12kV | 15.5225 | LEMOORE 1102 | 253601102 | UG | 12kV | 15.5225 | 253601102_UG |  |  | 100% | 100%
LEMOORE 1103 | 253601103 | OH | 12kV | 14.5071 | LEMOORE 1103 | 253601103 | OH | 12kV | 14.5071 | 253601103_OH |  |  | 100% | 100%
|  | UG | 12kV | 16.5835 | LEMOORE 1103 | 253601103 | UG | 12kV | 16.5835 | 253601103_UG |  |  | 100% | 100%
LEMOORE 1104 | 253601104 | OH | 12kV | 49.9442 | LEMOORE 1104 | 253601104 | OH | 12kV | 49.9442 | 253601104_OH |  |  | 100% | 100%
|  | UG | 12kV | 3.8686 | LEMOORE 1104 | 253601104 | UG | 12kV | 3.8686 | 253601104_UG |  |  | 100% | 100%
LEMOORE 1105 | 253601105 | OH | 12kV | 12.0936 | LEMOORE 1105 | 253601105 | OH | 12kV | 12.0936 | 253601105_OH |  |  | 100% | 100%
|  | UG | 12kV | 17.965 | LEMOORE 1105 | 253601105 | UG | 12kV | 17.965 | 253601105_UG |  |  | 100% | 100%
LERDO 1110 | 253491110 | OH | 12kV | 11.9854 | LERDO 1110 | 253491110 | OH | 12kV | 11.9854 | 253491110_OH |  |  | 100% | 100%
|  | UG | 12kV | 2.3448 | LERDO 1110 | 253491110 | UG | 12kV | 2.3448 | 253491110_UG |  |  | 100% | 100%
LERDO 1111 | 253491111 | OH | 12kV | 36.2741 | LERDO 1111 | 253491111 | OH | 12kV | 36.2741 | 253491111_OH |  |  | 100% | 100%
|  | UG | 12kV | 3.2486 | LERDO 1111 | 253491111 | UG | 12kV | 3.2486 | 253491111_UG |  |  | 100% | 100%
LERDO 1112 | 253491112 | OH | 12kV | 18.487 | LERDO 1112 | 253491112 | OH | 12kV | 18.487 | 253491112_OH |  |  | 100% | 100%
|  | UG | 12kV | 0.065072 | LERDO 1112 | 253491112 | UG | 12kV | 0.065072 | 253491112_UG |  |  | 100% | 100%
LERDO 1113 | 253491113 | OH | 12kV | 38.5354 | LERDO 1113 | 253491113 | OH | 12kV | 38.5354 | 253491113_OH |  |  | 100% | 100%
|  | UG | 12kV | 1.354 | LERDO 1113 | 253491113 | UG | 12kV | 1.354 | 253491113_UG |  |  | 100% | 100%
LERDO 1114 | 253491114 | OH | 12kV | 15.0644 | LERDO 1114 | 253491114 | OH | 12kV | 15.0644 | 253491114_OH |  |  | 100% | 100%
|  | UG | 12kV | 0.6325 | LERDO 1114 | 253491114 | UG | 12kV | 0.6325 | 253491114_UG |  |  | 100% | 100%
LERDO 1115 | 253491115 | OH | 12kV | 15.8626 | LERDO 1115 | 253491115 | OH | 12kV | 15.8626 | 253491115_OH |  |  | 100% | 100%
|  | UG | 12kV | 0.24917 | LERDO 1115 | 253491115 | UG | 12kV | 0.24917 | 253491115_UG |  |  | 100% | 100%
LERDO 1116 | 253491116 | OH | 12kV | 42.5434 | LERDO 1116 | 253491116 | OH | 12kV | 42.5434 | 253491116_OH |  |  | 100% | 100%
|  | UG | 12kV | 1.0499 | LERDO 1116 | 253491116 | UG | 12kV | 1.0499 | 253491116_UG |  |  | 100% | 100%
LINCOLN 1101 | 153701101 | OH | 12kV | 52.5068 | LINCOLN 1101 | 153701101 | OH | 12kV | 52.5068 | 153701101_OH |  |  | 100% | 100%
|  | UG | 12kV | 16.7423 | LINCOLN 1101 | 153701101 | UG | 12kV | 16.7423 | 153701101_UG |  |  | 100% | 100%
LINCOLN 1102 | 153701102 | OH | 12kV | 10.0098 | LINCOLN 1102 | 153701102 | OH | 12kV | 10.0098 | 153701102_OH |  |  | 100% | 100%
|  | UG | 12kV | 18.5358 | LINCOLN 1102 | 153701102 | UG | 12kV | 18.5358 | 153701102_UG |  | X | 83.01% | 83.01%
|  |  | 21kV | 3.7934 | LINCOLN 1102 | 153701102 | UG | 21kV | 3.7934 | 153701102_UG | DIFF VOLT | X | 16.99% | 83.01%
LINCOLN 1104 | 153701104 | OH | 12kV | 136.8206 | LINCOLN 1104 | 153701104 | OH | 12kV | 136.8206 | 153701104_OH |  |  | 100% | 100%
|  | UG | 12kV | 2.6497 | LINCOLN 1104 | 153701104 | UG | 12kV | 2.6497 | 153701104_UG |  |  | 100% | 100%
LINCOLN 1105 | 153701105 | OH | 12kV | 32.3514 | LINCOLN 1105 | 153701105 | OH | 12kV | 32.3514 | 153701105_OH |  |  | 100% | 100%
|  | UG | 12kV | 14.3436 | LINCOLN 1105 | 153701105 | UG | 12kV | 14.3436 | 153701105_UG |  |  | 100% | 100%
LINCOLN 2108 | 153702108 | OH | 12kV | 1.8068 | LINCOLN 2108 | 153702108 | OH | 12kV | 1.8068 | 153702108_OH |  |  | 100% | 100%
|  | UG | 12kV | 20.4924 | LINCOLN 2108 | 153702108 | UG | 12kV | 20.4924 | 153702108_UG |  | X | 99.87% | 99.87%
|  |  | 21kV | 0.027189 | LINCOLN 2108 | 153702108 | UG | 21kV | 0.027189 | 153702108_UG | DIFF VOLT | X | 0.1325% | 99.87%
LINCOLN 2109 | 153702109 | OH | 21kV | 0.33649 | LINCOLN 2109 | 153702109 | OH | 21kV | 0.33649 | 153702109_OH |  |  | 100% | 100%
|  | UG | 21kV | 36.9601 | LINCOLN 2109 | 153702109 | UG | 21kV | 36.9601 | 153702109_UG |  |  | 100% | 100%
LINDEN 1101 | 162071101 | OH | 12kV | 34.8081 | LINDEN 1101 | 162071101 | OH | 12kV | 34.8081 | 162071101_OH |  |  | 100% | 100%
|  | UG | 12kV | 1.8039 | LINDEN 1101 | 162071101 | UG | 12kV | 1.8039 | 162071101_UG |  |  | 100% | 100%
LINDEN 1103 | 162071103 | OH | 12kV | 41.4491 | LINDEN 1103 | 162071103 | OH | 12kV | 41.4491 | 162071103_OH |  |  | 100% | 100%
|  | UG | 12kV | 1.9067 | LINDEN 1103 | 162071103 | UG | 12kV | 1.9067 | 162071103_UG |  |  | 100% | 100%
LINDEN 1104 | 162071104 | OH | 12kV | 56.0615 | LINDEN 1104 | 162071104 | OH | 12kV | 56.0615 | 162071104_OH |  |  | 100% | 100%
|  | UG | 12kV | 1.2144 | LINDEN 1104 | 162071104 | UG | 12kV | 1.2144 | 162071104_UG |  |  | 100% | 100%
LIVE OAK 1101 | 153771101 | OH | 12kV | 25.1577 | LIVE OAK 1101 | 153771101 | OH | 12kV | 25.1577 | 153771101_OH |  |  | 100% | 100%
|  | UG | 12kV | 6.5009 | LIVE OAK 1101 | 153771101 | UG | 12kV | 6.5009 | 153771101_UG |  |  | 100% | 100%
LIVE OAK 1102 | 153771102 | OH | 12kV | 25.8347 | LIVE OAK 1102 | 153771102 | OH | 12kV | 25.8347 | 153771102_OH |  |  | 100% | 100%
|  | UG | 12kV | 3.2772 | LIVE OAK 1102 | 153771102 | UG | 12kV | 3.2772 | 153771102_UG |  |  | 100% | 100%
LIVE OAK 1104 | 153771104 | OH | 12kV | 115.5113 | LIVE OAK 1104 | 153771104 | OH | 12kV | 115.5113 | 153771104_OH |  |  | 100% | 100%
|  | UG | 12kV | 12.2346 | LIVE OAK 1104 | 153771104 | UG | 12kV | 12.2346 | 153771104_UG |  |  | 100% | 100%
LIVERMORE 1101 | 012141101 | OH | 12kV | 6.0425 | LIVERMORE 1101 | 012141101 | OH | 12kV | 6.0425 | 012141101_OH |  |  | 100% | 100%
|  | UG | 12kV | 2.3104 | LIVERMORE 1101 | 012141101 | UG | 12kV | 2.3104 | 012141101_UG |  |  | 100% | 100%
LIVERMORE 1102 | 012141102 | OH | 12kV | 4.2255 | LIVERMORE 1102 | 012141102 | OH | 12kV | 4.2255 | 012141102_OH |  |  | 100% | 100%
|  | UG | 12kV | 1.4206 | LIVERMORE 1102 | 012141102 | UG | 12kV | 1.4206 | 012141102_UG |  |  | 100% | 100%
LIVERMORE 1103 | 012141103 | OH | 12kV | 4.6052 | LIVERMORE 1103 | 012141103 | OH | 12kV | 4.6052 | 012141103_OH |  | X | 99.94% | 99.94%
|  |  | 21kV | 0.0028409 | LIVERMORE 1103 | 012141103 | OH | 21kV | 0.0028409 | 012141103_OH | DIFF VOLT | X | 0.06165% | 99.94%
|  | UG | 12kV | 4.7617 | LIVERMORE 1103 | 012141103 | UG | 12kV | 4.7617 | 012141103_UG |  | X | 99.45% | 99.45%
|  |  | 21kV | 0.026177 | LIVERMORE 1103 | 012141103 | UG | 21kV | 0.026177 | 012141103_UG | DIFF VOLT | X | 0.5467% | 99.45%
LIVERMORE 1104 | 012141104 | OH | 12kV | 8.6328 | LIVERMORE 1104 | 012141104 | OH | 12kV | 8.6328 | 012141104_OH |  |  | 100% | 100%
|  | UG | 12kV | 11.2402 | LIVERMORE 1104 | 012141104 | UG | 12kV | 11.2402 | 012141104_UG |  |  | 100% | 100%
LIVINGSTON 1101 | 252261101 | OH | 12kV | 103.5594 | LIVINGSTON 1101 | 252261101 | OH | 12kV | 103.5594 | 252261101_OH |  |  | 100% | 100%
|  | UG | 12kV | 1.968 | LIVINGSTON 1101 | 252261101 | UG | 12kV | 1.968 | 252261101_UG |  |  | 100% | 100%
LIVINGSTON 1102 | 252261102 | OH | 12kV | 13.622 | LIVINGSTON 1102 | 252261102 | OH | 12kV | 13.622 | 252261102_OH |  |  | 100% | 100%
|  | UG | 12kV | 0.1122 | LIVINGSTON 1102 | 252261102 | UG | 12kV | 0.1122 | 252261102_UG |  |  | 100% | 100%
LIVINGSTON 1104 | 252261104 | OH | 12kV | 50.6001 | LIVINGSTON 1104 | 252261104 | OH | 12kV | 50.6001 | 252261104_OH |  |  | 100% | 100%
|  | UG | 12kV | 4.129 | LIVINGSTON 1104 | 252261104 | UG | 12kV | 4.129 | 252261104_UG |  |  | 100% | 100%
LIVINGSTON 1105 | 252261105 | OH | 12kV | 88.7617 | LIVINGSTON 1105 | 252261105 | OH | 12kV | 88.7617 | 252261105_OH |  |  | 100% | 100%
|  | UG | 12kV | 1.6458 | LIVINGSTON 1105 | 252261105 | UG | 12kV | 1.6458 | 252261105_UG |  |  | 100% | 100%
LIVINGSTON 1106 | 252261106 | OH | 12kV | 42.3463 | LIVINGSTON 1106 | 252261106 | OH | 12kV | 42.3463 | 252261106_OH |  | X | 76.54% | 76.54% | FLAG
|  |  | 21kV | 12.9796 | LIVINGSTON 1106 | 252261106 | OH | 21kV | 12.9796 | 252261106_OH | DIFF VOLT | X | 23.46% | 76.54% | FLAG
|  | UG | 12kV | 8.2943 | LIVINGSTON 1106 | 252261106 | UG | 12kV | 8.2943 | 252261106_UG |  | X | 99.77% | 99.77%
|  |  | 21kV | 0.019474 | LIVINGSTON 1106 | 252261106 | UG | 21kV | 0.019474 | 252261106_UG | DIFF VOLT | X | 0.2342% | 99.77%
LLAGAS 2101 | 083182101 | OH | 21kV | 101.877 | LLAGAS 2101 | 083182101 | OH | 21kV | 101.877 | 083182101_OH |  |  | 100% | 100%
|  | UG | 21kV | 20.632 | LLAGAS 2101 | 083182101 | UG | 21kV | 20.632 | 083182101_UG |  |  | 100% | 100%
LLAGAS 2102 | 083182102 | OH | 21kV | 12.6351 | LLAGAS 2102 | 083182102 | OH | 21kV | 12.6351 | 083182102_OH |  |  | 100% | 100%
|  | UG | 21kV | 17.6444 | LLAGAS 2102 | 083182102 | UG | 21kV | 17.6444 | 083182102_UG |  |  | 100% | 100%
LLAGAS 2103 | 083182103 | OH | 21kV | 11.545 | LLAGAS 2103 | 083182103 | OH | 21kV | 11.545 | 083182103_OH |  | X | 68.86% | 68.86% | FLAG
|  |  | 4.16kV | 5.2202 | LLAGAS 2103 | 083182103 | OH | 4.16kV | 5.2202 | 083182103_OH | DIFF VOLT | X | 31.14% | 68.86% | FLAG
|  | UG | 21kV | 45.4855 | LLAGAS 2103 | 083182103 | UG | 21kV | 45.4855 | 083182103_UG |  | X | 99.98% | 99.98%
|  |  | 4.16kV | 0.0077158 | LLAGAS 2103 | 083182103 | UG | 4.16kV | 0.0077158 | 083182103_UG | DIFF VOLT | X | 0.01696% | 99.98%
LLAGAS 2104 | 083182104 | OH | 21kV | 26.8265 | LLAGAS 2104 | 083182104 | OH | 21kV | 26.8265 | 083182104_OH |  | X | 89.07% | 89.07%
|  |  | 4.16kV | 3.291 | LLAGAS 2104 | 083182104 | OH | 4.16kV | 3.291 | 083182104_OH | DIFF VOLT | X | 10.93% | 89.07%
|  | UG | 21kV | 2.0683 | LLAGAS 2104 | 083182104 | UG | 21kV | 2.0683 | 083182104_UG |  | X | 99.72% | 99.72%
|  |  | 4.16kV | 0.0057241 | LLAGAS 2104 | 083182104 | UG | 4.16kV | 0.0057241 | 083182104_UG | DIFF VOLT | X | 0.276% | 99.72%
LLAGAS 2105 | 083182105 | OH | 21kV | 17.7002 | LLAGAS 2105 | 083182105 | OH | 21kV | 17.7002 | 083182105_OH |  |  | 100% | 100%
|  | UG | 21kV | 31.5185 | LLAGAS 2105 | 083182105 | UG | 21kV | 31.5185 | 083182105_UG |  |  | 100% | 100%
LLAGAS 2106 | 083182106 | OH | 21kV | 32.9802 | LLAGAS 2106 | 083182106 | OH | 21kV | 32.9802 | 083182106_OH |  |  | 100% | 100%
|  | UG | 21kV | 14.1559 | LLAGAS 2106 | 083182106 | UG | 21kV | 14.1559 | 083182106_UG |  |  | 100% | 100%
LLAGAS 2107 | 083182107 | OH | 21kV | 22.4395 | LLAGAS 2107 | 083182107 | OH | 21kV | 22.4395 | 083182107_OH |  |  | 100% | 100%
|  | UG | 21kV | 42.6079 | LLAGAS 2107 | 083182107 | UG | 21kV | 42.6079 | 083182107_UG |  |  | 100% | 100%
LOCKEFORD 2101 | 163682101 | OH | 12kV | 43.6174 | LOCKEFORD 2101 | 163682101 | OH | 12kV | 43.6174 | 163682101_OH |  | X | 47.85% | 52.15% | FLAG
|  |  | 21kV | 47.5322 | LOCKEFORD 2101 | 163682101 | OH | 21kV | 47.5322 | 163682101_OH | DIFF VOLT | X | 52.15% | 52.15% | FLAG
|  | UG | 12kV | 1.888 | LOCKEFORD 2101 | 163682101 | UG | 12kV | 1.888 | 163682101_UG |  | X | 60% | 60% | FLAG
|  |  | 21kV | 1.2587 | LOCKEFORD 2101 | 163682101 | UG | 21kV | 1.2587 | 163682101_UG | DIFF VOLT | X | 40% | 60% | FLAG
LOCKEFORD 2102 | 163682102 | OH | 12kV | 148.933 | LOCKEFORD 2102 | 163682102 | OH | 12kV | 148.933 | 163682102_OH |  | X | 59.15% | 59.15% | FLAG
|  |  | 21kV | 102.8589 | LOCKEFORD 2102 | 163682102 | OH | 21kV | 102.8589 | 163682102_OH | DIFF VOLT | X | 40.85% | 59.15% | FLAG
|  | UG | 12kV | 3.7155 | LOCKEFORD 2102 | 163682102 | UG | 12kV | 3.7155 | 163682102_UG |  | X | 66.63% | 66.63% | FLAG
|  |  | 21kV | 1.861 | LOCKEFORD 2102 | 163682102 | UG | 21kV | 1.861 | 163682102_UG | DIFF VOLT | X | 33.37% | 66.63% | FLAG
LOCKHEED NO 1 1101 | 082991101 | UG | 12kV | 0.038992 | LOCKHEED NO 1 1101 | 082991101 | UG | 12kV | 0.038992 | 082991101_UG |  |  | 100% | 100%
LOCKHEED NO 1 1102 | 082991102 | UG | 12kV | 0.033733 | LOCKHEED NO 1 1102 | 082991102 | UG | 12kV | 0.033733 | 082991102_UG |  |  | 100% | 100%
LOCKHEED NO 1 1103 | 082991103 | UG | 12kV | 0.03025 | LOCKHEED NO 1 1103 | 082991103 | UG | 12kV | 0.03025 | 082991103_UG |  |  | 100% | 100%
LOCKHEED NO 1 1104 | 082991104 | UG | 12kV | 0.029025 | LOCKHEED NO 1 1104 | 082991104 | UG | 12kV | 0.029025 | 082991104_UG |  |  | 100% | 100%
LOCKHEED NO 1 1105 | 082991105 | UG | 12kV | 3.1628 | LOCKHEED NO 1 1105 | 082991105 | UG | 12kV | 3.1628 | 082991105_UG |  |  | 100% | 100%
LOCKHEED NO 1 1106 | 082991106 | UG | 12kV | 0.02697 | LOCKHEED NO 1 1106 | 082991106 | UG | 12kV | 0.02697 | 082991106_UG |  |  | 100% | 100%
LOCKHEED NO 1 1107 | 082991107 | UG | 12kV | 2.1575 | LOCKHEED NO 1 1107 | 082991107 | UG | 12kV | 2.1575 | 082991107_UG |  |  | 100% | 100%
LOCKHEED NO 1 1108 | 082991108 | UG | 12kV | 0.21705 | LOCKHEED NO 1 1108 | 082991108 | UG | 12kV | 0.21705 | 082991108_UG |  |  | 100% | 100%
LOCKHEED NO 1 1109 | 082991109 | UG | 12kV | 0.031642 | LOCKHEED NO 1 1109 | 082991109 | UG | 12kV | 0.031642 | 082991109_UG |  |  | 100% | 100%
LOCKHEED NO 1 1110 | 082991110 | UG | 12kV | 0.84137 | LOCKHEED NO 1 1110 | 082991110 | UG | 12kV | 0.84137 | 082991110_UG |  |  | 100% | 100%
LOCKHEED NO 2 1103 | 083001103 | OH | 12kV | 0.53044 | LOCKHEED NO 2 1103 | 083001103 | OH | 12kV | 0.53044 | 083001103_OH |  |  | 100% | 100%
|  | UG | 12kV | 1.8213 | LOCKHEED NO 2 1103 | 083001103 | UG | 12kV | 1.8213 | 083001103_UG |  |  | 100% | 100%
LOCKHEED NO 2 1106 | 083001106 | OH | 12kV | 0.37358 | LOCKHEED NO 2 1106 | 083001106 | OH | 12kV | 0.37358 | 083001106_OH |  |  | 100% | 100%
|  | UG | 12kV | 3.4051 | LOCKHEED NO 2 1106 | 083001106 | UG | 12kV | 3.4051 | 083001106_UG |  |  | 100% | 100%
LOCKHEED NO 2 1107 | 083001107 | OH | 12kV | 0.84913 | LOCKHEED NO 2 1107 | 083001107 | OH | 12kV | 0.84913 | 083001107_OH |  |  | 100% | 100%
|  | UG | 12kV | 3.5508 | LOCKHEED NO 2 1107 | 083001107 | UG | 12kV | 3.5508 | 083001107_UG |  |  | 100% | 100%
LOCKHEED NO 2 1108 | 083001108 | OH | 12kV | 1.2539 | LOCKHEED NO 2 1108 | 083001108 | OH | 12kV | 1.2539 | 083001108_OH |  |  | 100% | 100%
|  | UG | 12kV | 5.344 | LOCKHEED NO 2 1108 | 083001108 | UG | 12kV | 5.344 | 083001108_UG |  |  | 100% | 100%
LODI 1101 | 162111101 | OH | 12kV | 28.4214 | LODI 1101 | 162111101 | OH | 12kV | 28.4214 | 162111101_OH |  |  | 100% | 100%
|  | UG | 12kV | 12.3949 | LODI 1101 | 162111101 | UG | 12kV | 12.3949 | 162111101_UG |  |  | 100% | 100%
LODI 1102 | 162111102 | OH | 12kV | 89.1985 | LODI 1102 | 162111102 | OH | 12kV | 89.1985 | 162111102_OH |  | X | 72.5% | 72.5% | FLAG
|  |  | 4.8kV | 33.8391 | LODI 1102 | 162111102 | OH | 4.8kV | 33.8391 | 162111102_OH | DIFF VOLT | X | 27.5% | 72.5% | FLAG
|  | UG | 12kV | 8.8225 | LODI 1102 | 162111102 | UG | 12kV | 8.8225 | 162111102_UG |  | X | 80.75% | 80.75%
|  |  | 4.8kV | 2.1032 | LODI 1102 | 162111102 | UG | 4.8kV | 2.1032 | 162111102_UG | DIFF VOLT | X | 19.25% | 80.75%
LOGAN CREEK 2101 | 103142101 | OH | 12kV | 95.1249 | LOGAN CREEK 2101 | 103142101 | OH | 12kV | 95.1249 | 103142101_OH |  | X | 68.87% | 68.87% | FLAG
|  |  | 21kV | 43.0029 | LOGAN CREEK 2101 | 103142101 | OH | 21kV | 43.0029 | 103142101_OH | DIFF VOLT | X | 31.13% | 68.87% | FLAG
|  | UG | 12kV | 2.3373 | LOGAN CREEK 2101 | 103142101 | UG | 12kV | 2.3373 | 103142101_UG |  | X | 91.02% | 91.02%
|  |  | 21kV | 0.23073 | LOGAN CREEK 2101 | 103142101 | UG | 21kV | 0.23073 | 103142101_UG | DIFF VOLT | X | 8.985% | 91.02%
LOGAN CREEK 2102 | 103142102 | OH | 12kV | 91.4947 | LOGAN CREEK 2102 | 103142102 | OH | 12kV | 91.4947 | 103142102_OH |  | X | 38.02% | 61.98% | FLAG
|  |  | 21kV | 149.1719 | LOGAN CREEK 2102 | 103142102 | OH | 21kV | 149.1719 | 103142102_OH | DIFF VOLT | X | 61.98% | 61.98% | FLAG
|  | UG | 12kV | 0.50608 | LOGAN CREEK 2102 | 103142102 | UG | 12kV | 0.50608 | 103142102_UG |  | X | 20.66% | 79.34% | FLAG
|  |  | 21kV | 1.943 | LOGAN CREEK 2102 | 103142102 | UG | 21kV | 1.943 | 103142102_UG | DIFF VOLT | X | 79.34% | 79.34% | FLAG
LOGAN CREEK 2103 | 103142103 | OH | 21kV | 3.1664 | LOGAN CREEK 2103 | 103142103 | OH | 21kV | 3.1664 | 103142103_OH |  |  | 100% | 100%
|  | UG | 21kV | 0.11982 | LOGAN CREEK 2103 | 103142103 | UG | 21kV | 0.11982 | 103142103_UG |  |  | 100% | 100%
LOGAN CREEK 2199 | 103142199 | OH | 21kV | 0.029407 | LOGAN CREEK 2199 | 103142199 | OH | 21kV | 0.029407 | 103142199_OH |  |  | 100% | 100%
|  | UG | 21kV | 0.26873 | LOGAN CREEK 2199 | 103142199 | UG | 21kV | 0.26873 | 103142199_UG |  |  | 100% | 100%
LONE TREE 2101 | 013232101 | OH | 21kV | 2.6684 | LONE TREE 2101 | 013232101 | OH | 21kV | 2.6684 | 013232101_OH |  |  | 100% | 100%
|  | UG | 21kV | 43.4341 | LONE TREE 2101 | 013232101 | UG | 21kV | 43.4341 | 013232101_UG |  |  | 100% | 100%
LONE TREE 2102 | 013232102 | OH | 21kV | 16.7286 | LONE TREE 2102 | 013232102 | OH | 21kV | 16.7286 | 013232102_OH |  |  | 100% | 100%
|  | UG | 21kV | 35.9439 | LONE TREE 2102 | 013232102 | UG | 21kV | 35.9439 | 013232102_UG |  |  | 100% | 100%
LONE TREE 2105 | 013232105 | OH | 21kV | 20.7568 | LONE TREE 2105 | 013232105 | OH | 21kV | 20.7568 | 013232105_OH |  |  | 100% | 100%
|  | UG | 21kV | 30.8508 | LONE TREE 2105 | 013232105 | UG | 21kV | 30.8508 | 013232105_UG |  |  | 100% | 100%
LOS ALTOS 1103 | 082241103 | OH | 12kV | 6.816 | LOS ALTOS 1103 | 082241103 | OH | 12kV | 6.816 | 082241103_OH |  |  | 100% | 100%
|  | UG | 12kV | 0.19373 | LOS ALTOS 1103 | 082241103 | UG | 12kV | 0.19373 | 082241103_UG |  |  | 100% | 100%
LOS ALTOS 1104 | 082241104 | OH | 12kV | 8.9209 | LOS ALTOS 1104 | 082241104 | OH | 12kV | 8.9209 | 082241104_OH |  |  | 100% | 100%
|  | UG | 12kV | 2.0393 | LOS ALTOS 1104 | 082241104 | UG | 12kV | 2.0393 | 082241104_UG |  |  | 100% | 100%
LOS ALTOS 1105 | 082241105 | OH | 12kV | 1.785 | LOS ALTOS 1105 | 082241105 | OH | 12kV | 1.785 | 082241105_OH |  |  | 100% | 100%
|  | UG | 12kV | 4.2005 | LOS ALTOS 1105 | 082241105 | UG | 12kV | 4.2005 | 082241105_UG |  |  | 100% | 100%
LOS ALTOS 1106 | 082241106 | OH | 12kV | 10.0366 | LOS ALTOS 1106 | 082241106 | OH | 12kV | 10.0366 | 082241106_OH |  |  | 100% | 100%
|  | UG | 12kV | 2.6164 | LOS ALTOS 1106 | 082241106 | UG | 12kV | 2.6164 | 082241106_UG |  |  | 100% | 100%
LOS ALTOS 1107 | 082241107 | OH | 12kV | 2.9735 | LOS ALTOS 1107 | 082241107 | OH | 12kV | 2.9735 | 082241107_OH |  |  | 100% | 100%
|  | UG | 12kV | 2.8186 | LOS ALTOS 1107 | 082241107 | UG | 12kV | 2.8186 | 082241107_UG |  |  | 100% | 100%
LOS COCHES 1101 | 182151101 | OH | 12kV | 30.3559 | LOS COCHES 1101 | 182151101 | OH | 12kV | 30.3559 | 182151101_OH |  |  | 100% | 100%
|  | UG | 12kV | 0.29843 | LOS COCHES 1101 | 182151101 | UG | 12kV | 0.29843 | 182151101_UG |  |  | 100% | 100%
LOS COCHES 1102 | 182151102 | OH | 12kV | 33.4181 | LOS COCHES 1102 | 182151102 | OH | 12kV | 33.4181 | 182151102_OH |  |  | 100% | 100%
|  | UG | 12kV | 2.1124 | LOS COCHES 1102 | 182151102 | UG | 12kV | 2.1124 | 182151102_UG |  |  | 100% | 100%
LOS GATOS 1101 | 082021101 | OH | 12kV | 20.9685 | LOS GATOS 1101 | 082021101 | OH | 12kV | 20.9685 | 082021101_OH |  |  | 100% | 100%
|  | UG | 12kV | 5.4831 | LOS GATOS 1101 | 082021101 | UG | 12kV | 5.4831 | 082021101_UG |  |  | 100% | 100%
LOS GATOS 1102 | 082021102 | OH | 12kV | 6.1138 | LOS GATOS 1102 | 082021102 | OH | 12kV | 6.1138 | 082021102_OH |  |  | 100% | 100%
|  | UG | 12kV | 3.659 | LOS GATOS 1102 | 082021102 | UG | 12kV | 3.659 | 082021102_UG |  |  | 100% | 100%
LOS GATOS 1106 | 082021106 | OH | 12kV | 70.5931 | LOS GATOS 1106 | 082021106 | OH | 12kV | 70.5931 | 082021106_OH |  |  | 100% | 100%
|  | UG | 12kV | 2.8903 | LOS GATOS 1106 | 082021106 | UG | 12kV | 2.8903 | 082021106_UG |  |  | 100% | 100%
LOS GATOS 1107 | 082021107 | OH | 12kV | 94.1178 | LOS GATOS 1107 | 082021107 | OH | 12kV | 94.1178 | 082021107_OH |  |  | 100% | 100%
|  | UG | 12kV | 9.5538 | LOS GATOS 1107 | 082021107 | UG | 12kV | 9.5538 | 082021107_UG |  |  | 100% | 100%
LOS GATOS 1108 | 082021108 | OH | 12kV | 6.1296 | LOS GATOS 1108 | 082021108 | OH | 12kV | 6.1296 | 082021108_OH |  |  | 100% | 100%
|  | UG | 12kV | 2.8528 | LOS GATOS 1108 | 082021108 | UG | 12kV | 2.8528 | 082021108_UG |  |  | 100% | 100%
LOS MOLINOS 1101 | 103481101 | OH | 12kV | 55.7958 | LOS MOLINOS 1101 | 103481101 | OH | 12kV | 55.7958 | 103481101_OH |  |  | 100% | 100%
|  | UG | 12kV | 1.3697 | LOS MOLINOS 1101 | 103481101 | UG | 12kV | 1.3697 | 103481101_UG |  |  | 100% | 100%
LOS MOLINOS 1102 | 103481102 | OH | 12kV | 57.3502 | LOS MOLINOS 1102 | 103481102 | OH | 12kV | 57.3502 | 103481102_OH |  |  | 100% | 100%
|  | UG | 12kV | 2.2341 | LOS MOLINOS 1102 | 103481102 | UG | 12kV | 2.2341 | 103481102_UG |  |  | 100% | 100%
LOS OSITOS 2101 | 182082101 | OH | 12kV | 14.1717 | LOS OSITOS 2101 | 182082101 | OH | 12kV | 14.1717 | 182082101_OH |  | X | 52.38% | 52.38% | FLAG
|  |  | 21kV | 12.886 | LOS OSITOS 2101 | 182082101 | OH | 21kV | 12.886 | 182082101_OH | DIFF VOLT | X | 47.62% | 52.38% | FLAG
|  | UG | 12kV | 11.7259 | LOS OSITOS 2101 | 182082101 | UG | 12kV | 11.7259 | 182082101_UG |  | X | 75.83% | 75.83% | FLAG
|  |  | 21kV | 3.7367 | LOS OSITOS 2101 | 182082101 | UG | 21kV | 3.7367 | 182082101_UG | DIFF VOLT | X | 24.17% | 75.83% | FLAG
LOS OSITOS 2102 | 182082102 | OH | 12kV | 24.326 | LOS OSITOS 2102 | 182082102 | OH | 12kV | 24.326 | 182082102_OH |  | X | 46.88% | 53.12% | FLAG
|  |  | 21kV | 27.5584 | LOS OSITOS 2102 | 182082102 | OH | 21kV | 27.5584 | 182082102_OH | DIFF VOLT | X | 53.12% | 53.12% | FLAG
|  | UG | 12kV | 0.1018 | LOS OSITOS 2102 | 182082102 | UG | 12kV | 0.1018 | 182082102_UG |  | X | 43.46% | 56.54% | FLAG
|  |  | 21kV | 0.13243 | LOS OSITOS 2102 | 182082102 | UG | 21kV | 0.13243 | 182082102_UG | DIFF VOLT | X | 56.54% | 56.54% | FLAG
LOS OSITOS 2103 | 182082103 | OH | 12kV | 108.8836 | LOS OSITOS 2103 | 182082103 | OH | 12kV | 108.8836 | 182082103_OH |  | X | 65.67% | 65.67% | FLAG
|  |  | 21kV | 56.9272 | LOS OSITOS 2103 | 182082103 | OH | 21kV | 56.9272 | 182082103_OH | DIFF VOLT | X | 34.33% | 65.67% | FLAG
|  | UG | 12kV | 4.8941 | LOS OSITOS 2103 | 182082103 | UG | 12kV | 4.8941 | 182082103_UG |  | X | 49.16% | 50.84% | FLAG
|  |  | 21kV | 5.061 | LOS OSITOS 2103 | 182082103 | UG | 21kV | 5.061 | 182082103_UG | DIFF VOLT | X | 50.84% | 50.84% | FLAG
LOST HILLS 1101 | 254281101 | OH | 2.4kV | 0.0059923 | LOST HILLS 1101 | 254281101 | OH | 2.4kV | 0.0059923 | 254281101_OH |  |  | 100% | 100%
LOW GAP 1101 | 192411101 | OH | 12kV | 73.3917 | LOW GAP 1101 | 192411101 | OH | 12kV | 73.3917 | 192411101_OH |  |  | 100% | 100%
|  | UG | 12kV | 0.56327 | LOW GAP 1101 | 192411101 | UG | 12kV | 0.56327 | 192411101_UG |  |  | 100% | 100%
LOYOLA 0401 | 082160401 | OH | 4.16kV | 8.2563 | LOYOLA 0401 | 082160401 | OH | 4.16kV | 8.2563 | 082160401_OH |  |  | 100% | 100%
|  | UG | 4.16kV | 0.15889 | LOYOLA 0401 | 082160401 | UG | 4.16kV | 0.15889 | 082160401_UG |  |  | 100% | 100%
LOYOLA 0403 | 082160403 | OH | 4.16kV | 8.8747 | LOYOLA 0403 | 082160403 | OH | 4.16kV | 8.8747 | 082160403_OH |  |  | 100% | 100%
|  | UG | 4.16kV | 0.072941 | LOYOLA 0403 | 082160403 | UG | 4.16kV | 0.072941 | 082160403_UG |  |  | 100% | 100%
LOYOLA 1101 | 082161101 | OH | 12kV | 20.1609 | LOYOLA 1101 | 082161101 | OH | 12kV | 20.1609 | 082161101_OH |  |  | 100% | 100%
|  | UG | 12kV | 8.4296 | LOYOLA 1101 | 082161101 | UG | 12kV | 8.4296 | 082161101_UG |  |  | 100% | 100%
LOYOLA 1102 | 082161102 | OH | 12kV | 51.0935 | LOYOLA 1102 | 082161102 | OH | 12kV | 51.0935 | 082161102_OH |  | X | 99.99% | 99.99%
|  |  | (empty) | 0.0030943 | LOYOLA 1102 | 082161102 | OH | (blank) | 0.0030943 | 082161102_OH | DIFF VOLT | X | 0.006056% | 99.99%
|  | UG | 12kV | 19.6629 | LOYOLA 1102 | 082161102 | UG | 12kV | 19.6629 | 082161102_UG |  |  | 100% | 100%
LUCERNE 1103 | 043351103 | OH | 12kV | 52.8541 | LUCERNE 1103 | 043351103 | OH | 12kV | 52.8541 | 043351103_OH |  |  | 100% | 100%
|  | UG | 12kV | 3.1062 | LUCERNE 1103 | 043351103 | UG | 12kV | 3.1062 | 043351103_UG |  |  | 100% | 100%
LUCERNE 1106 | 043351106 | OH | 12kV | 46.7269 | LUCERNE 1106 | 043351106 | OH | 12kV | 46.7269 | 043351106_OH |  |  | 100% | 100%
|  | UG | 12kV | 2.8831 | LUCERNE 1106 | 043351106 | UG | 12kV | 2.8831 | 043351106_UG |  |  | 100% | 100%
MABURY 1101 | 082191101 | OH | 12kV | 4.2166 | MABURY 1101 | 082191101 | OH | 12kV | 4.2166 | 082191101_OH |  |  | 100% | 100%
|  | UG | 12kV | 8.461 | MABURY 1101 | 082191101 | UG | 12kV | 8.461 | 082191101_UG |  |  | 100% | 100%
MABURY 1103 | 082191103 | OH | 12kV | 7.8914 | MABURY 1103 | 082191103 | OH | 12kV | 7.8914 | 082191103_OH |  |  | 100% | 100%
|  | UG | 12kV | 1.5833 | MABURY 1103 | 082191103 | UG | 12kV | 1.5833 | 082191103_UG |  |  | 100% | 100%
MABURY 1104 | 082191104 | OH | 12kV | 13.768 | MABURY 1104 | 082191104 | OH | 12kV | 13.768 | 082191104_OH |  |  | 100% | 100%
|  | UG | 12kV | 4.0862 | MABURY 1104 | 082191104 | UG | 12kV | 4.0862 | 082191104_UG |  |  | 100% | 100%
MABURY 1105 | 082191105 | OH | 12kV | 0.85046 | MABURY 1105 | 082191105 | OH | 12kV | 0.85046 | 082191105_OH |  |  | 100% | 100%
|  | UG | 12kV | 10.2505 | MABURY 1105 | 082191105 | UG | 12kV | 10.2505 | 082191105_UG |  |  | 100% | 100%
MABURY 1106 | 082191106 | OH | 12kV | 15.0577 | MABURY 1106 | 082191106 | OH | 12kV | 15.0577 | 082191106_OH |  |  | 100% | 100%
|  | UG | 12kV | 7.2002 | MABURY 1106 | 082191106 | UG | 12kV | 7.2002 | 082191106_UG |  |  | 100% | 100%
MADERA 1102 | 252761102 | OH | 12kV | 0.020971 | MADERA 1102 | 252761102 | OH | 12kV | 0.020971 | 252761102_OH |  |  | 100% | 100%
MADERA 1104 | 252761104 | OH | 12kV | 14.6356 | MADERA 1104 | 252761104 | OH | 12kV | 14.6356 | 252761104_OH |  |  | 100% | 100%
|  | UG | 12kV | 9.2567 | MADERA 1104 | 252761104 | UG | 12kV | 9.2567 | 252761104_UG |  |  | 100% | 100%
MADERA 1106 | 252761106 | OH | 12kV | 7.2194 | MADERA 1106 | 252761106 | OH | 12kV | 7.2194 | 252761106_OH |  |  | 100% | 100%
|  | UG | 12kV | 11.4175 | MADERA 1106 | 252761106 | UG | 12kV | 11.4175 | 252761106_UG |  |  | 100% | 100%
MADERA 1112 | 252761112 | OH | 12kV | 12.186 | MADERA 1112 | 252761112 | OH | 12kV | 12.186 | 252761112_OH |  |  | 100% | 100%
|  | UG | 12kV | 7.0014 | MADERA 1112 | 252761112 | UG | 12kV | 7.0014 | 252761112_UG |  |  | 100% | 100%
MADERA 1114 | 252761114 | OH | 12kV | 9.7264 | MADERA 1114 | 252761114 | OH | 12kV | 9.7264 | 252761114_OH |  |  | 100% | 100%
|  | UG | 12kV | 7.0459 | MADERA 1114 | 252761114 | UG | 12kV | 7.0459 | 252761114_UG |  |  | 100% | 100%
MADERA 1116 | 252761116 | OH | 12kV | 2.9527 | MADERA 1116 | 252761116 | OH | 12kV | 2.9527 | 252761116_OH |  |  | 100% | 100%
|  | UG | 12kV | 2.3733 | MADERA 1116 | 252761116 | UG | 12kV | 2.3733 | 252761116_UG |  |  | 100% | 100%
MADERA 1118 | 252761118 | OH | 12kV | 9.0274 | MADERA 1118 | 252761118 | OH | 12kV | 9.0274 | 252761118_OH |  |  | 100% | 100%
|  | UG | 12kV | 17.3544 | MADERA 1118 | 252761118 | UG | 12kV | 17.3544 | 252761118_UG |  |  | 100% | 100%
MADERA 1119 | 252761119 | OH | 12kV | 126.8146 | MADERA 1119 | 252761119 | OH | 12kV | 126.8146 | 252761119_OH |  |  | 100% | 100%
|  | UG | 12kV | 6.2313 | MADERA 1119 | 252761119 | UG | 12kV | 6.2313 | 252761119_UG |  |  | 100% | 100%
MADISON 1103 | 063171103 | OH | 12kV | 72.3833 | MADISON 1103 | 063171103 | OH | 12kV | 72.3833 | 063171103_OH |  |  | 100% | 100%
|  | UG | 12kV | 7.0928 | MADISON 1103 | 063171103 | UG | 12kV | 7.0928 | 063171103_UG |  |  | 100% | 100%
MADISON 1105 | 063171105 | OH | 12kV | 84.7169 | MADISON 1105 | 063171105 | OH | 12kV | 84.7169 | 063171105_OH |  |  | 100% | 100%
|  | UG | 12kV | 0.98886 | MADISON 1105 | 063171105 | UG | 12kV | 0.98886 | 063171105_UG |  |  | 100% | 100%
MADISON 2101 | 063172101 | OH | 12kV | 27.2028 | MADISON 2101 | 063172101 | OH | 12kV | 27.2028 | 063172101_OH |  | X | 16.29% | 83.71%
|  |  | 21kV | 139.7518 | MADISON 2101 | 063172101 | OH | 21kV | 139.7518 | 063172101_OH | DIFF VOLT | X | 83.71% | 83.71%
|  | UG | 12kV | 4.1627 | MADISON 2101 | 063172101 | UG | 12kV | 4.1627 | 063172101_UG |  | X | 43.99% | 56.01% | FLAG
|  |  | 21kV | 5.3007 | MADISON 2101 | 063172101 | UG | 21kV | 5.3007 | 063172101_UG | DIFF VOLT | X | 56.01% | 56.01% | FLAG
MAGUNDEN 1101 | 252771101 | OH | 12kV | 19.4667 | MAGUNDEN 1101 | 252771101 | OH | 12kV | 19.4667 | 252771101_OH |  |  | 100% | 100%
|  | UG | 12kV | 5.9968 | MAGUNDEN 1101 | 252771101 | UG | 12kV | 5.9968 | 252771101_UG |  | X | 99.93% | 99.93%
|  |  | 21kV | 0.0039378 | MAGUNDEN 1101 | 252771101 | UG | 21kV | 0.0039378 | 252771101_UG | DIFF VOLT | X | 0.06562% | 99.93%
MAGUNDEN 1104 | 252771104 | OH | 12kV | 5.1791 | MAGUNDEN 1104 | 252771104 | OH | 12kV | 5.1791 | 252771104_OH |  |  | 100% | 100%
|  | UG | 12kV | 1.541 | MAGUNDEN 1104 | 252771104 | UG | 12kV | 1.541 | 252771104_UG |  |  | 100% | 100%
MAGUNDEN 1105 | 252771105 | OH | 12kV | 13.7138 | MAGUNDEN 1105 | 252771105 | OH | 12kV | 13.7138 | 252771105_OH |  |  | 100% | 100%
|  | UG | 12kV | 6.1431 | MAGUNDEN 1105 | 252771105 | UG | 12kV | 6.1431 | 252771105_UG |  |  | 100% | 100%
MAGUNDEN 1106 | 252771106 | OH | 12kV | 16.0101 | MAGUNDEN 1106 | 252771106 | OH | 12kV | 16.0101 | 252771106_OH |  |  | 100% | 100%
|  | UG | 12kV | 6.1313 | MAGUNDEN 1106 | 252771106 | UG | 12kV | 6.1313 | 252771106_UG |  |  | 100% | 100%
MAGUNDEN 1108 | 252771108 | OH | 12kV | 30.6383 | MAGUNDEN 1108 | 252771108 | OH | 12kV | 30.6383 | 252771108_OH |  |  | 100% | 100%
|  | UG | 12kV | 7.184 | MAGUNDEN 1108 | 252771108 | UG | 12kV | 7.184 | 252771108_UG |  |  | 100% | 100%
MAGUNDEN 2108 | 252772108 | OH | 21kV | 45.4439 | MAGUNDEN 2108 | 252772108 | OH | 21kV | 45.4439 | 252772108_OH |  |  | 100% | 100%
|  | UG | 12kV | 0.10824 | MAGUNDEN 2108 | 252772108 | UG | 12kV | 0.10824 | 252772108_UG |  | X | 0.4118% | 99.59%
|  |  | 21kV | 26.1757 | MAGUNDEN 2108 | 252772108 | UG | 21kV | 26.1757 | 252772108_UG | DIFF VOLT | X | 99.59% | 99.59%
MAGUNDEN 2109 | 252772109 | OH | 21kV | 14.3938 | MAGUNDEN 2109 | 252772109 | OH | 21kV | 14.3938 | 252772109_OH |  |  | 100% | 100%
|  | UG | 21kV | 5.0913 | MAGUNDEN 2109 | 252772109 | UG | 21kV | 5.0913 | 252772109_UG |  |  | 100% | 100%
MAINE PRAIRIE 0401 | 068670401 | OH | 4.16kV | 0.06262 | MAINE PRAIRIE 0401 | 068670401 | OH | 4.16kV | 0.06262 | 068670401_OH |  |  | 100% | 100%
|  | UG | 4.16kV | 0.019448 | MAINE PRAIRIE 0401 | 068670401 | UG | 4.16kV | 0.019448 | 068670401_UG |  |  | 100% | 100%
MALAGA 1101 | 254251101 | OH | 12kV | 3.7652 | MALAGA 1101 | 254251101 | OH | 12kV | 3.7652 | 254251101_OH |  |  | 100% | 100%
|  | UG | 12kV | 13.7704 | MALAGA 1101 | 254251101 | UG | 12kV | 13.7704 | 254251101_UG |  |  | 100% | 100%
MALAGA 1102 | 254251102 | OH | 12kV | 55.1933 | MALAGA 1102 | 254251102 | OH | 12kV | 55.1933 | 254251102_OH |  |  | 100% | 100%
|  | UG | 12kV | 4.6279 | MALAGA 1102 | 254251102 | UG | 12kV | 4.6279 | 254251102_UG |  |  | 100% | 100%
MALAGA 1103 | 254251103 | OH | 12kV | 23.6587 | MALAGA 1103 | 254251103 | OH | 12kV | 23.6587 | 254251103_OH |  |  | 100% | 100%
|  | UG | 12kV | 20.316 | MALAGA 1103 | 254251103 | UG | 12kV | 20.316 | 254251103_UG |  |  | 100% | 100%
MALAGA 1104 | 254251104 | OH | 12kV | 15.5511 | MALAGA 1104 | 254251104 | OH | 12kV | 15.5511 | 254251104_OH |  |  | 100% | 100%
|  | UG | 12kV | 23.2734 | MALAGA 1104 | 254251104 | UG | 12kV | 23.2734 | 254251104_UG |  |  | 100% | 100%
MALAGA 1105 | 254251105 | OH | 12kV | 0.64456 | MALAGA 1105 | 254251105 | OH | 12kV | 0.64456 | 254251105_OH |  |  | 100% | 100%
|  | UG | 12kV | 0.16711 | MALAGA 1105 | 254251105 | UG | 12kV | 0.16711 | 254251105_UG |  |  | 100% | 100%
MALAGA 1106 | 254251106 | OH | 12kV | 9.4536 | MALAGA 1106 | 254251106 | OH | 12kV | 9.4536 | 254251106_OH |  |  | 100% | 100%
|  | UG | 12kV | 6.3344 | MALAGA 1106 | 254251106 | UG | 12kV | 6.3344 | 254251106_UG |  |  | 100% | 100%
MALAGA 1107 | 254251107 | OH | 12kV | 2.651 | MALAGA 1107 | 254251107 | OH | 12kV | 2.651 | 254251107_OH |  |  | 100% | 100%
|  | UG | 12kV | 0.47448 | MALAGA 1107 | 254251107 | UG | 12kV | 0.47448 | 254251107_UG |  |  | 100% | 100%
MALAGA 1108 | 254251108 | OH | 12kV | 20.2352 | MALAGA 1108 | 254251108 | OH | 12kV | 20.2352 | 254251108_OH |  |  | 100% | 100%
|  | UG | 12kV | 3.2367 | MALAGA 1108 | 254251108 | UG | 12kV | 3.2367 | 254251108_UG |  |  | 100% | 100%
MALAGA 1109 | 254251109 | OH | 12kV | 3.3031 | MALAGA 1109 | 254251109 | OH | 12kV | 3.3031 | 254251109_OH |  |  | 100% | 100%
|  | UG | 12kV | 10.9461 | MALAGA 1109 | 254251109 | UG | 12kV | 10.9461 | 254251109_UG |  |  | 100% | 100%
MALAGA 1110 | 254251110 | OH | 12kV | 15.4038 | MALAGA 1110 | 254251110 | OH | 12kV | 15.4038 | 254251110_OH |  |  | 100% | 100%
|  | UG | 12kV | 11.7582 | MALAGA 1110 | 254251110 | UG | 12kV | 11.7582 | 254251110_UG |  |  | 100% | 100%
MALAGA 1111 | 254251111 | OH | 12kV | 8.9798 | MALAGA 1111 | 254251111 | OH | 12kV | 8.9798 | 254251111_OH |  |  | 100% | 100%
|  | UG | 12kV | 3.6515 | MALAGA 1111 | 254251111 | UG | 12kV | 3.6515 | 254251111_UG |  |  | 100% | 100%
MANCHESTER 1101 | 253921101 | OH | 12kV | 12.8925 | MANCHESTER 1101 | 253921101 | OH | 12kV | 12.8925 | 253921101_OH |  |  | 100% | 100%
|  | UG | 12kV | 4.5749 | MANCHESTER 1101 | 253921101 | UG | 12kV | 4.5749 | 253921101_UG |  |  | 100% | 100%
MANCHESTER 1102 | 253921102 | OH | 12kV | 13.6248 | MANCHESTER 1102 | 253921102 | OH | 12kV | 13.6248 | 253921102_OH |  |  | 100% | 100%
|  | UG | 12kV | 2.1349 | MANCHESTER 1102 | 253921102 | UG | 12kV | 2.1349 | 253921102_UG |  |  | 100% | 100%
MANCHESTER 1103 | 253921103 | OH | 12kV | 7.1824 | MANCHESTER 1103 | 253921103 | OH | 12kV | 7.1824 | 253921103_OH |  |  | 100% | 100%
|  | UG | 12kV | 2.7293 | MANCHESTER 1103 | 253921103 | UG | 12kV | 2.7293 | 253921103_UG |  |  | 100% | 100%
MANCHESTER 1104 | 253921104 | OH | 12kV | 3.969 | MANCHESTER 1104 | 253921104 | OH | 12kV | 3.969 | 253921104_OH |  |  | 100% | 100%
|  | UG | 12kV | 1.6467 | MANCHESTER 1104 | 253921104 | UG | 12kV | 1.6467 | 253921104_UG |  |  | 100% | 100%
MANCHESTER 1105 | 253921105 | OH | 12kV | 9.033 | MANCHESTER 1105 | 253921105 | OH | 12kV | 9.033 | 253921105_OH |  |  | 100% | 100%
|  | UG | 12kV | 8.5707 | MANCHESTER 1105 | 253921105 | UG | 12kV | 8.5707 | 253921105_UG |  |  | 100% | 100%
MANCHESTER 1106 | 253921106 | OH | 12kV | 14.9121 | MANCHESTER 1106 | 253921106 | OH | 12kV | 14.9121 | 253921106_OH |  |  | 100% | 100%
|  | UG | 12kV | 1.572 | MANCHESTER 1106 | 253921106 | UG | 12kV | 1.572 | 253921106_UG |  |  | 100% | 100%
MANCHESTER 1107 | 253921107 | OH | 12kV | 8.6789 | MANCHESTER 1107 | 253921107 | OH | 12kV | 8.6789 | 253921107_OH |  |  | 100% | 100%
|  | UG | 12kV | 2.0933 | MANCHESTER 1107 | 253921107 | UG | 12kV | 2.0933 | 253921107_UG |  |  | 100% | 100%
MANCHESTER 1108 | 253921108 | OH | 12kV | 14.6386 | MANCHESTER 1108 | 253921108 | OH | 12kV | 14.6386 | 253921108_OH |  |  | 100% | 100%
|  | UG | 12kV | 0.52246 | MANCHESTER 1108 | 253921108 | UG | 12kV | 0.52246 | 253921108_UG |  |  | 100% | 100%
MANCHESTER 1109 | 253921109 | OH | 12kV | 15.9796 | MANCHESTER 1109 | 253921109 | OH | 12kV | 15.9796 | 253921109_OH |  |  | 100% | 100%
|  | UG | 12kV | 1.7508 | MANCHESTER 1109 | 253921109 | UG | 12kV | 1.7508 | 253921109_UG |  |  | 100% | 100%
MANCHESTER 1110 | 253921110 | OH | 12kV | 13.4157 | MANCHESTER 1110 | 253921110 | OH | 12kV | 13.4157 | 253921110_OH |  |  | 100% | 100%
|  | UG | 12kV | 4.356 | MANCHESTER 1110 | 253921110 | UG | 12kV | 4.356 | 253921110_UG |  |  | 100% | 100%
MANCHESTER 1111 | 253921111 | OH | 12kV | 14.442 | MANCHESTER 1111 | 253921111 | OH | 12kV | 14.442 | 253921111_OH |  |  | 100% | 100%
|  | UG | 12kV | 2.9888 | MANCHESTER 1111 | 253921111 | UG | 12kV | 2.9888 | 253921111_UG |  |  | 100% | 100%
MANCHESTER 1112 | 253921112 | OH | 12kV | 15.9504 | MANCHESTER 1112 | 253921112 | OH | 12kV | 15.9504 | 253921112_OH |  |  | 100% | 100%
|  | UG | 12kV | 3.5479 | MANCHESTER 1112 | 253921112 | UG | 12kV | 3.5479 | 253921112_UG |  |  | 100% | 100%
MANTECA 1701 | 162611701 | OH | 17kV | 6.146 | MANTECA 1701 | 162611701 | OH | 17kV | 6.146 | 162611701_OH |  |  | 100% | 100%
|  | UG | 17kV | 41.8454 | MANTECA 1701 | 162611701 | UG | 17kV | 41.8454 | 162611701_UG |  |  | 100% | 100%
MANTECA 1702 | 162611702 | OH | 17kV | 15.0495 | MANTECA 1702 | 162611702 | OH | 17kV | 15.0495 | 162611702_OH |  |  | 100% | 100%
|  | UG | 17kV | 15.6125 | MANTECA 1702 | 162611702 | UG | 17kV | 15.6125 | 162611702_UG |  |  | 100% | 100%
MANTECA 1703 | 162611703 | OH | 17kV | 16.1803 | MANTECA 1703 | 162611703 | OH | 17kV | 16.1803 | 162611703_OH |  |  | 100% | 100%
|  | UG | 17kV | 19.7856 | MANTECA 1703 | 162611703 | UG | 17kV | 19.7856 | 162611703_UG |  |  | 100% | 100%
MANTECA 1704 | 162611704 | OH | 17kV | 7.5546 | MANTECA 1704 | 162611704 | OH | 17kV | 7.5546 | 162611704_OH |  |  | 100% | 100%
|  | UG | 17kV | 18.4617 | MANTECA 1704 | 162611704 | UG | 17kV | 18.4617 | 162611704_UG |  |  | 100% | 100%
MANTECA 1705 | 162611705 | OH | 17kV | 34.9467 | MANTECA 1705 | 162611705 | OH | 17kV | 34.9467 | 162611705_OH |  |  | 100% | 100%
|  | UG | 17kV | 14.7245 | MANTECA 1705 | 162611705 | UG | 17kV | 14.7245 | 162611705_UG |  |  | 100% | 100%
MANTECA 1706 | 162611706 | OH | 17kV | 7.4845 | MANTECA 1706 | 162611706 | OH | 17kV | 7.4845 | 162611706_OH |  |  | 100% | 100%
|  | UG | 17kV | 16.8552 | MANTECA 1706 | 162611706 | UG | 17kV | 16.8552 | 162611706_UG |  |  | 100% | 100%
MANTECA 1707 | 162611707 | OH | 17kV | 11.1271 | MANTECA 1707 | 162611707 | OH | 17kV | 11.1271 | 162611707_OH |  |  | 100% | 100%
|  | UG | 17kV | 23.875 | MANTECA 1707 | 162611707 | UG | 17kV | 23.875 | 162611707_UG |  |  | 100% | 100%
MANTECA 1708 | 162611708 | OH | 17kV | 7.7028 | MANTECA 1708 | 162611708 | OH | 17kV | 7.7028 | 162611708_OH |  |  | 100% | 100%
|  | UG | 17kV | 19.9329 | MANTECA 1708 | 162611708 | UG | 17kV | 19.9329 | 162611708_UG |  |  | 100% | 100%
MANZANITA 0403 | 183150403 | OH | 4.16kV | 1.0258 | MANZANITA 0403 | 183150403 | OH | 4.16kV | 1.0258 | 183150403_OH |  |  | 100% | 100%
|  | UG | 4.16kV | 1.177 | MANZANITA 0403 | 183150403 | UG | 4.16kV | 1.177 | 183150403_UG |  |  | 100% | 100%
MANZANITA 0404 | 183150404 | OH | 4.16kV | 0.43509 | MANZANITA 0404 | 183150404 | OH | 4.16kV | 0.43509 | 183150404_OH |  |  | 100% | 100%
|  | UG | 4.16kV | 1.4399 | MANZANITA 0404 | 183150404 | UG | 4.16kV | 1.4399 | 183150404_UG |  |  | 100% | 100%
MAPLE 0401 | 013520401 | OH | 4.16kV | 3.6571 | MAPLE 0401 | 013520401 | OH | 4.16kV | 3.6571 | 013520401_OH |  |  | 100% | 100%
|  | UG | 4.16kV | 0.052843 | MAPLE 0401 | 013520401 | UG | 4.16kV | 0.052843 | 013520401_UG |  |  | 100% | 100%
MAPLE CREEK 1101 | 192101101 | OH | 12kV | 32.999 | MAPLE CREEK 1101 | 192101101 | OH | 12kV | 32.999 | 192101101_OH |  |  | 100% | 100%
|  | UG | 12kV | 0.16208 | MAPLE CREEK 1101 | 192101101 | UG | 12kV | 0.16208 | 192101101_UG |  |  | 100% | 100%
MARICOPA 1101 | 254211101 | OH | 12kV | 39.5639 | MARICOPA 1101 | 254211101 | OH | 12kV | 39.5639 | 254211101_OH |  |  | 100% | 100%
|  | UG | 12kV | 0.053103 | MARICOPA 1101 | 254211101 | UG | 12kV | 0.053103 | 254211101_UG |  |  | 100% | 100%
MARICOPA 1102 | 254211102 | OH | 12kV | 38.0781 | MARICOPA 1102 | 254211102 | OH | 12kV | 38.0781 | 254211102_OH |  |  | 100% | 100%
|  | UG | 12kV | 0.12358 | MARICOPA 1102 | 254211102 | UG | 12kV | 0.12358 | 254211102_UG |  |  | 100% | 100%
MARINA (F) 0401 | 022780401 | OH | 4.16kV | 0.52836 | MARINA (F) 0401 | 022780401 | OH | 4.16kV | 0.52836 | 022780401_OH |  |  | 100% | 100%
|  | UG | 4.16kV | 1.5521 | MARINA (F) 0401 | 022780401 | UG | 4.16kV | 1.5521 | 022780401_UG |  |  | 100% | 100%
MARINA (F) 0402 | 022780402 | OH | 4.16kV | 0.48249 | MARINA (F) 0402 | 022780402 | OH | 4.16kV | 0.48249 | 022780402_OH |  |  | 100% | 100%
|  | UG | 4.16kV | 1.2434 | MARINA (F) 0402 | 022780402 | UG | 4.16kV | 1.2434 | 022780402_UG |  |  | 100% | 100%
MARINA (F) 0403 | 022780403 | OH | 4.16kV | 0.042966 | MARINA (F) 0403 | 022780403 | OH | 4.16kV | 0.042966 | 022780403_OH |  |  | 100% | 100%
|  | UG | 4.16kV | 1.1354 | MARINA (F) 0403 | 022780403 | UG | 4.16kV | 1.1354 | 022780403_UG |  |  | 100% | 100%
MARINA (F) 0404 | 022780404 | OH | 4.16kV | 0.36735 | MARINA (F) 0404 | 022780404 | OH | 4.16kV | 0.36735 | 022780404_OH |  |  | 100% | 100%
|  | UG | 4.16kV | 1.4897 | MARINA (F) 0404 | 022780404 | UG | 4.16kV | 1.4897 | 022780404_UG |  |  | 100% | 100%
MARINA (F) 0405 | 022780405 | OH | 4.16kV | 0.13855 | MARINA (F) 0405 | 022780405 | OH | 4.16kV | 0.13855 | 022780405_OH |  |  | 100% | 100%
|  | UG | 4.16kV | 3.1111 | MARINA (F) 0405 | 022780405 | UG | 4.16kV | 3.1111 | 022780405_UG |  |  | 100% | 100%
MARINA (F) 0406 | 022780406 | UG | 4.16kV | 0.010754 | MARINA (F) 0406 | 022780406 | UG | 4.16kV | 0.010754 | 022780406_UG |  |  | 100% | 100%
MARINA (F) 0407 | 022780407 | OH | 4.16kV | 1.4193 | MARINA (F) 0407 | 022780407 | OH | 4.16kV | 1.4193 | 022780407_OH |  |  | 100% | 100%
|  | UG | 4.16kV | 1.1804 | MARINA (F) 0407 | 022780407 | UG | 4.16kV | 1.1804 | 022780407_UG |  |  | 100% | 100%
MARINA (F) 0408 | 022780408 | OH | 4.16kV | 0.51713 | MARINA (F) 0408 | 022780408 | OH | 4.16kV | 0.51713 | 022780408_OH |  |  | 100% | 100%
|  | UG | 4.16kV | 0.3452 | MARINA (F) 0408 | 022780408 | UG | 4.16kV | 0.3452 | 022780408_UG |  |  | 100% | 100%
MARINA (F) 1101 | 022781101 | OH | 12kV | 0.0037892 | MARINA (F) 1101 | 022781101 | OH | 12kV | 0.0037892 | 022781101_OH |  |  | 100% | 100%
|  | UG | 12kV | 10.4868 | MARINA (F) 1101 | 022781101 | UG | 12kV | 10.4868 | 022781101_UG |  |  | 100% | 100%
MARINA (F) 1102 | 022781102 | OH | 12kV | 0.0014205 | MARINA (F) 1102 | 022781102 | OH | 12kV | 0.0014205 | 022781102_OH |  |  | 100% | 100%
|  | UG | 12kV | 4.5695 | MARINA (F) 1102 | 022781102 | UG | 12kV | 4.5695 | 022781102_UG |  |  | 100% | 100%
MARINA (F) 1103 | 022781103 | OH | 12kV | 0.0014205 | MARINA (F) 1103 | 022781103 | OH | 12kV | 0.0014205 | 022781103_OH |  |  | 100% | 100%
|  | UG | 12kV | 1.6865 | MARINA (F) 1103 | 022781103 | UG | 12kV | 1.6865 | 022781103_UG |  |  | 100% | 100%
MARINA (F) 1199 | 022781199 | UG | 12kV | 0.0057127 | MARINA (F) 1199 | 022781199 | UG | 12kV | 0.0057127 | 022781199_UG |  |  | 100% | 100%
MARINA (F) 1201 | 022781201 | UG | 12kV | 1.6293 | MARINA (F) 1201 | 022781201 | UG | 12kV | 1.6293 | 022781201_UG |  |  | 100% | 100%
MARIPOSA 2101 | 254452101 | OH | 12kV | 57.0763 | MARIPOSA 2101 | 254452101 | OH | 12kV | 57.0763 | 254452101_OH |  | X | 21.47% | 78.53% | FLAG
|  |  | 21kV | 208.8061 | MARIPOSA 2101 | 254452101 | OH | 21kV | 208.8061 | 254452101_OH | DIFF VOLT | X | 78.53% | 78.53% | FLAG
|  | UG | 12kV | 0.16527 | MARIPOSA 2101 | 254452101 | UG | 12kV | 0.16527 | 254452101_UG |  | X | 7.061% | 92.94%
|  |  | 21kV | 2.1754 | MARIPOSA 2101 | 254452101 | UG | 21kV | 2.1754 | 254452101_UG | DIFF VOLT | X | 92.94% | 92.94%
MARIPOSA 2102 | 254452102 | OH | 12kV | 0.06034 | MARIPOSA 2102 | 254452102 | OH | 12kV | 0.06034 | 254452102_OH |  | X | 0.02323% | 99.98%
|  |  | 21kV | 259.7307 | MARIPOSA 2102 | 254452102 | OH | 21kV | 259.7307 | 254452102_OH | DIFF VOLT | X | 99.98% | 99.98%
|  | UG | 21kV | 3.9842 | MARIPOSA 2102 | 254452102 | UG | 21kV | 3.9842 | 254452102_UG |  |  | 100% | 100%
MARTELL 1101 | 163011101 | OH | 12kV | 82.7723 | MARTELL 1101 | 163011101 | OH | 12kV | 82.7723 | 163011101_OH |  |  | 100% | 100%
|  | UG | 12kV | 11.3241 | MARTELL 1101 | 163011101 | UG | 12kV | 11.3241 | 163011101_UG |  |  | 100% | 100%
MARTELL 1102 | 163011102 | OH | 12kV | 12.1261 | MARTELL 1102 | 163011102 | OH | 12kV | 12.1261 | 163011102_OH |  |  | 100% | 100%
|  | UG | 12kV | 4.6918 | MARTELL 1102 | 163011102 | UG | 12kV | 4.6918 | 163011102_UG |  |  | 100% | 100%
MARTELL 1103 | 163011103 | OH | 12kV | 29.3706 | MARTELL 1103 | 163011103 | OH | 12kV | 29.3706 | 163011103_OH |  |  | 100% | 100%
|  | UG | 12kV | 6.9832 | MARTELL 1103 | 163011103 | UG | 12kV | 6.9832 | 163011103_UG |  |  | 100% | 100%
MARYSVILLE 1102 | 152011102 | OH | 12kV | 7.4372 | MARYSVILLE 1102 | 152011102 | OH | 12kV | 7.4372 | 152011102_OH |  |  | 100% | 100%
|  | UG | 12kV | 2.2662 | MARYSVILLE 1102 | 152011102 | UG | 12kV | 2.2662 | 152011102_UG |  |  | 100% | 100%
MARYSVILLE 1103 | 152011103 | OH | 12kV | 11.9767 | MARYSVILLE 1103 | 152011103 | OH | 12kV | 11.9767 | 152011103_OH |  |  | 100% | 100%
|  | UG | 12kV | 1.9923 | MARYSVILLE 1103 | 152011103 | UG | 12kV | 1.9923 | 152011103_UG |  |  | 100% | 100%
MARYSVILLE 1104 | 152011104 | OH | 12kV | 5.5874 | MARYSVILLE 1104 | 152011104 | OH | 12kV | 5.5874 | 152011104_OH |  |  | 100% | 100%
|  | UG | 12kV | 0.50408 | MARYSVILLE 1104 | 152011104 | UG | 12kV | 0.50408 | 152011104_UG |  |  | 100% | 100%
MARYSVILLE 1105 | 152011105 | OH | 12kV | 8.5975 | MARYSVILLE 1105 | 152011105 | OH | 12kV | 8.5975 | 152011105_OH |  |  | 100% | 100%
|  | UG | 12kV | 5.9998 | MARYSVILLE 1105 | 152011105 | UG | 12kV | 5.9998 | 152011105_UG |  |  | 100% | 100%
MARYSVILLE 1106 | 152011106 | OH | 12kV | 3.5357 | MARYSVILLE 1106 | 152011106 | OH | 12kV | 3.5357 | 152011106_OH |  |  | 100% | 100%
|  | UG | 12kV | 4.1044 | MARYSVILLE 1106 | 152011106 | UG | 12kV | 4.1044 | 152011106_UG |  |  | 100% | 100%
MARYSVILLE 1107 | 152011107 | OH | 12kV | 8.5157 | MARYSVILLE 1107 | 152011107 | OH | 12kV | 8.5157 | 152011107_OH |  |  | 100% | 100%
|  | UG | 12kV | 5.8011 | MARYSVILLE 1107 | 152011107 | UG | 12kV | 5.8011 | 152011107_UG |  |  | 100% | 100%
MARYSVILLE 1108 | 152011108 | OH | 12kV | 51.5981 | MARYSVILLE 1108 | 152011108 | OH | 12kV | 51.5981 | 152011108_OH |  |  | 100% | 100%
|  | UG | 12kV | 5.9587 | MARYSVILLE 1108 | 152011108 | UG | 12kV | 5.9587 | 152011108_UG |  |  | 100% | 100%
MAXWELL 1102 | 062881102 | OH | 12kV | 60.0392 | MAXWELL 1102 | 062881102 | OH | 12kV | 60.0392 | 062881102_OH |  |  | 100% | 100%
|  | UG | 12kV | 0.66003 | MAXWELL 1102 | 062881102 | UG | 12kV | 0.66003 | 062881102_UG |  |  | 100% | 100%
MAXWELL 1105 | 062881105 | OH | 12kV | 88.667 | MAXWELL 1105 | 062881105 | OH | 12kV | 88.667 | 062881105_OH |  |  | 100% | 100%
|  | UG | 12kV | 1.9863 | MAXWELL 1105 | 062881105 | UG | 12kV | 1.9863 | 062881105_UG |  |  | 100% | 100%
MAXWELL 1106 | 062881106 | OH | 12kV | 29.6122 | MAXWELL 1106 | 062881106 | OH | 12kV | 29.6122 | 062881106_OH |  |  | 100% | 100%
|  | UG | 12kV | 0.61202 | MAXWELL 1106 | 062881106 | UG | 12kV | 0.61202 | 062881106_UG |  |  | 100% | 100%
MC ARTHUR 1101 | 103491101 | OH | 12kV | 111.4946 | MC ARTHUR 1101 | 103491101 | OH | 12kV | 111.4946 | 103491101_OH |  | X | 62.73% | 62.73% | FLAG
|  |  | 21kV | 64.6281 | MC ARTHUR 1101 | 103491101 | OH | 21kV | 64.6281 | 103491101_OH | DIFF VOLT | X | 36.36% | 62.73% | FLAG
|  |  | 7.2kV | 1.6159 | MC ARTHUR 1101 | 103491101 | OH | 7.2kV | 1.6159 | 103491101_OH | DIFF VOLT | X | 0.9091% | 62.73% | FLAG
|  | UG | 12kV | 2.6863 | MC ARTHUR 1101 | 103491101 | UG | 12kV | 2.6863 | 103491101_UG |  | X | 27.2% | 70.02% | FLAG
|  |  | 21kV | 0.27402 | MC ARTHUR 1101 | 103491101 | UG | 21kV | 0.27402 | 103491101_UG | DIFF VOLT | X | 2.775% | 70.02% | FLAG
|  |  | 7.2kV | 6.9146 | MC ARTHUR 1101 | 103491101 | UG | 7.2kV | 6.9146 | 103491101_UG | DIFF VOLT | X | 70.02% | 70.02% | FLAG
MC ARTHUR 1102 | 103491102 | OH | 12kV | 30.3153 | MC ARTHUR 1102 | 103491102 | OH | 12kV | 30.3153 | 103491102_OH |  |  | 100% | 100%
|  | UG | 12kV | 1.9586 | MC ARTHUR 1102 | 103491102 | UG | 12kV | 1.9586 | 103491102_UG |  |  | 100% | 100%
MC CALL 1101 | 254121101 | OH | 12kV | 95.0962 | MC CALL 1101 | 254121101 | OH | 12kV | 95.0962 | 254121101_OH |  |  | 100% | 100%
|  | UG | 12kV | 4.81 | MC CALL 1101 | 254121101 | UG | 12kV | 4.81 | 254121101_UG |  |  | 100% | 100%
MC CALL 1102 | 254121102 | OH | 12kV | 25.1586 | MC CALL 1102 | 254121102 | OH | 12kV | 25.1586 | 254121102_OH |  |  | 100% | 100%
|  | UG | 12kV | 11.0635 | MC CALL 1102 | 254121102 | UG | 12kV | 11.0635 | 254121102_UG |  |  | 100% | 100%
MC CALL 1103 | 254121103 | OH | 12kV | 17.4972 | MC CALL 1103 | 254121103 | OH | 12kV | 17.4972 | 254121103_OH |  |  | 100% | 100%
|  | UG | 12kV | 6.9487 | MC CALL 1103 | 254121103 | UG | 12kV | 6.9487 | 254121103_UG |  |  | 100% | 100%
MC CALL 1104 | 254121104 | OH | 12kV | 16.6197 | MC CALL 1104 | 254121104 | OH | 12kV | 16.6197 | 254121104_OH |  |  | 100% | 100%
|  | UG | 12kV | 10.7912 | MC CALL 1104 | 254121104 | UG | 12kV | 10.7912 | 254121104_UG |  |  | 100% | 100%
MC CALL 1105 | 254121105 | OH | 12kV | 16.2173 | MC CALL 1105 | 254121105 | OH | 12kV | 16.2173 | 254121105_OH |  |  | 100% | 100%
|  | UG | 12kV | 12.2136 | MC CALL 1105 | 254121105 | UG | 12kV | 12.2136 | 254121105_UG |  |  | 100% | 100%
MC CALL 1106 | 254121106 | OH | 12kV | 77.3995 | MC CALL 1106 | 254121106 | OH | 12kV | 77.3995 | 254121106_OH |  |  | 100% | 100%
|  | UG | 12kV | 5.3422 | MC CALL 1106 | 254121106 | UG | 12kV | 5.3422 | 254121106_UG |  |  | 100% | 100%
MC CALL 1107 | 254121107 | OH | 12kV | 100.161 | MC CALL 1107 | 254121107 | OH | 12kV | 100.161 | 254121107_OH |  |  | 100% | 100%
|  | UG | 12kV | 8.7609 | MC CALL 1107 | 254121107 | UG | 12kV | 8.7609 | 254121107_UG |  |  | 100% | 100%
MC CALL 1108 | 254121108 | OH | 12kV | 56.5013 | MC CALL 1108 | 254121108 | OH | 12kV | 56.5013 | 254121108_OH |  |  | 100% | 100%
|  | UG | 12kV | 3.3351 | MC CALL 1108 | 254121108 | UG | 12kV | 3.3351 | 254121108_UG |  |  | 100% | 100%
MC FARLAND 1101 | 253181101 | OH | 12kV | 17.1995 | MC FARLAND 1101 | 253181101 | OH | 12kV | 17.1995 | 253181101_OH |  |  | 100% | 100%
|  | UG | 12kV | 8.395 | MC FARLAND 1101 | 253181101 | UG | 12kV | 8.395 | 253181101_UG |  |  | 100% | 100%
MC FARLAND 1102 | 253181102 | OH | 12kV | 42.7564 | MC FARLAND 1102 | 253181102 | OH | 12kV | 42.7564 | 253181102_OH |  |  | 100% | 100%
|  | UG | 12kV | 0.30587 | MC FARLAND 1102 | 253181102 | UG | 12kV | 0.30587 | 253181102_UG |  |  | 100% | 100%
MC FARLAND 1104 | 253181104 | OH | 12kV | 34.9642 | MC FARLAND 1104 | 253181104 | OH | 12kV | 34.9642 | 253181104_OH |  |  | 100% | 100%
|  | UG | 12kV | 5.8856 | MC FARLAND 1104 | 253181104 | UG | 12kV | 5.8856 | 253181104_UG |  |  | 100% | 100%
MC FARLAND 1105 | 253181105 | OH | 12kV | 19.8489 | MC FARLAND 1105 | 253181105 | OH | 12kV | 19.8489 | 253181105_OH |  |  | 100% | 100%
|  | UG | 12kV | 0.17943 | MC FARLAND 1105 | 253181105 | UG | 12kV | 0.17943 | 253181105_UG |  |  | 100% | 100%
MC KEE 1103 | 083531103 | OH | 12kV | 21.9371 | MC KEE 1103 | 083531103 | OH | 12kV | 21.9371 | 083531103_OH |  |  | 100% | 100%
|  | UG | 12kV | 6.1058 | MC KEE 1103 | 083531103 | UG | 12kV | 6.1058 | 083531103_UG |  |  | 100% | 100%
MC KEE 1104 | 083531104 | OH | 12kV | 15.5711 | MC KEE 1104 | 083531104 | OH | 12kV | 15.5711 | 083531104_OH |  |  | 100% | 100%
|  | UG | 12kV | 12.5488 | MC KEE 1104 | 083531104 | UG | 12kV | 12.5488 | 083531104_UG |  |  | 100% | 100%
MC KEE 1105 | 083531105 | OH | 12kV | 8.3207 | MC KEE 1105 | 083531105 | OH | 12kV | 8.3207 | 083531105_OH |  |  | 100% | 100%
|  | UG | 12kV | 12.6185 | MC KEE 1105 | 083531105 | UG | 12kV | 12.6185 | 083531105_UG |  |  | 100% | 100%
MC KEE 1106 | 083531106 | OH | 12kV | 15.1809 | MC KEE 1106 | 083531106 | OH | 12kV | 15.1809 | 083531106_OH |  |  | 100% | 100%
|  | UG | 12kV | 10.8939 | MC KEE 1106 | 083531106 | UG | 12kV | 10.8939 | 083531106_UG |  |  | 100% | 100%
MC KEE 1107 | 083531107 | OH | 12kV | 38.061 | MC KEE 1107 | 083531107 | OH | 12kV | 38.061 | 083531107_OH |  |  | 100% | 100%
|  | UG | 12kV | 7.3858 | MC KEE 1107 | 083531107 | UG | 12kV | 7.3858 | 083531107_UG |  |  | 100% | 100%
MC KEE 1108 | 083531108 | OH | 12kV | 10.4575 | MC KEE 1108 | 083531108 | OH | 12kV | 10.4575 | 083531108_OH |  |  | 100% | 100%
|  | UG | 12kV | 22.8681 | MC KEE 1108 | 083531108 | UG | 12kV | 22.8681 | 083531108_UG |  |  | 100% | 100%
MC KEE 1109 | 083531109 | OH | 12kV | 1.7687 | MC KEE 1109 | 083531109 | OH | 12kV | 1.7687 | 083531109_OH |  |  | 100% | 100%
|  | UG | 12kV | 7.8958 | MC KEE 1109 | 083531109 | UG | 12kV | 7.8958 | 083531109_UG |  |  | 100% | 100%
MC KEE 1110 | 083531110 | OH | 12kV | 1.6661 | MC KEE 1110 | 083531110 | OH | 12kV | 1.6661 | 083531110_OH |  |  | 100% | 100%
|  | UG | 12kV | 32.8892 | MC KEE 1110 | 083531110 | UG | 12kV | 32.8892 | 083531110_UG |  |  | 100% | 100%
MC KEE 1111 | 083531111 | OH | 12kV | 26.6445 | MC KEE 1111 | 083531111 | OH | 12kV | 26.6445 | 083531111_OH |  |  | 100% | 100%
|  | UG | 12kV | 9.9713 | MC KEE 1111 | 083531111 | UG | 12kV | 9.9713 | 083531111_UG |  |  | 100% | 100%
MC KEE 1112 | 083531112 | OH | 12kV | 16.6624 | MC KEE 1112 | 083531112 | OH | 12kV | 16.6624 | 083531112_OH |  |  | 100% | 100%
|  | UG | 12kV | 10.9184 | MC KEE 1112 | 083531112 | UG | 12kV | 10.9184 | 083531112_UG |  |  | 100% | 100%
MC MULLIN 1104 | 254411104 | OH | 12kV | 69.1573 | MC MULLIN 1104 | 254411104 | OH | 12kV | 69.1573 | 254411104_OH |  |  | 100% | 100%
|  | UG | 12kV | 0.38434 | MC MULLIN 1104 | 254411104 | UG | 12kV | 0.38434 | 254411104_UG |  |  | 100% | 100%
MC MULLIN 1105 | 254411105 | OH | 12kV | 58.1593 | MC MULLIN 1105 | 254411105 | OH | 12kV | 58.1593 | 254411105_OH |  |  | 100% | 100%
|  | UG | 12kV | 0.83287 | MC MULLIN 1105 | 254411105 | UG | 12kV | 0.83287 | 254411105_UG |  | X | 98.74% | 98.74%
|  |  | (empty) | 0.010606 | MC MULLIN 1105 | 254411105 | UG | (blank) | 0.010606 | 254411105_UG | DIFF VOLT | X | 1.257% | 98.74%
MC MULLIN 1106 | 254411106 | OH | 12kV | 100.8825 | MC MULLIN 1106 | 254411106 | OH | 12kV | 100.8825 | 254411106_OH |  |  | 100% | 100%
|  | UG | 12kV | 0.59066 | MC MULLIN 1106 | 254411106 | UG | 12kV | 0.59066 | 254411106_UG |  |  | 100% | 100%
MCAVOY TAP 0401 | 018090401 | OH | 4.16kV | 2.0128 | MCAVOY TAP 0401 | 018090401 | OH | 4.16kV | 2.0128 | 018090401_OH |  |  | 100% | 100%
MCKITTRICK 1101 | 252781101 | OH | 12kV | 52.6222 | MCKITTRICK 1101 | 252781101 | OH | 12kV | 52.6222 | 252781101_OH |  |  | 100% | 100%
|  | UG | 12kV | 0.20498 | MCKITTRICK 1101 | 252781101 | UG | 12kV | 0.20498 | 252781101_UG |  |  | 100% | 100%
MEADOW LANE 2102 | 014302102 | OH | 21kV | 0.0056818 | MEADOW LANE 2102 | 014302102 | OH | 21kV | 0.0056818 | 014302102_OH |  |  | 100% | 100%
|  | UG | 21kV | 4.0187 | MEADOW LANE 2102 | 014302102 | UG | 21kV | 4.0187 | 014302102_UG |  |  | 100% | 100%
MEADOW LANE 2103 | 014302103 | OH | 21kV | 20.7554 | MEADOW LANE 2103 | 014302103 | OH | 21kV | 20.7554 | 014302103_OH |  |  | 100% | 100%
|  | UG | 21kV | 10.7745 | MEADOW LANE 2103 | 014302103 | UG | 21kV | 10.7745 | 014302103_UG |  |  | 100% | 100%
MEADOW LANE 2104 | 014302104 | OH | 21kV | 4.1654 | MEADOW LANE 2104 | 014302104 | OH | 21kV | 4.1654 | 014302104_OH |  |  | 100% | 100%
|  | UG | 21kV | 11.924 | MEADOW LANE 2104 | 014302104 | UG | 21kV | 11.924 | 014302104_UG |  |  | 100% | 100%
MEADOW LANE 2105 | 014302105 | OH | 21kV | 14.3796 | MEADOW LANE 2105 | 014302105 | OH | 21kV | 14.3796 | 014302105_OH |  |  | 100% | 100%
|  | UG | 21kV | 7.8928 | MEADOW LANE 2105 | 014302105 | UG | 21kV | 7.8928 | 014302105_UG |  |  | 100% | 100%
MEADOW LANE 2106 | 014302106 | OH | 21kV | 23.3651 | MEADOW LANE 2106 | 014302106 | OH | 21kV | 23.3651 | 014302106_OH |  | X | 99.99% | 99.99%
|  |  | (empty) | 0.0028409 | MEADOW LANE 2106 | 014302106 | OH | (blank) | 0.0028409 | 014302106_OH | DIFF VOLT | X | 0.01216% | 99.99%
|  | UG | 21kV | 22.6389 | MEADOW LANE 2106 | 014302106 | UG | 21kV | 22.6389 | 014302106_UG |  |  | 100% | 100%
MEADOW LANE 2107 | 014302107 | OH | 21kV | 8.4366 | MEADOW LANE 2107 | 014302107 | OH | 21kV | 8.4366 | 014302107_OH |  |  | 100% | 100%
|  | UG | 21kV | 6.8703 | MEADOW LANE 2107 | 014302107 | UG | 21kV | 6.8703 | 014302107_UG |  |  | 100% | 100%
MEADOW LANE 2108 | 014302108 | OH | 21kV | 19.6736 | MEADOW LANE 2108 | 014302108 | OH | 21kV | 19.6736 | 014302108_OH |  |  | 100% | 100%
|  | UG | 21kV | 12.3668 | MEADOW LANE 2108 | 014302108 | UG | 21kV | 12.3668 | 014302108_UG |  | X | 99.95% | 99.95%
|  |  | 4.16kV | 0.006209 | MEADOW LANE 2108 | 014302108 | UG | 4.16kV | 0.006209 | 014302108_UG | DIFF VOLT | X | 0.05018% | 99.95%
MEADOW LANE 2109 | 014302109 | OH | 21kV | 0.58444 | MEADOW LANE 2109 | 014302109 | OH | 21kV | 0.58444 | 014302109_OH |  |  | 100% | 100%
|  | UG | 21kV | 13.4448 | MEADOW LANE 2109 | 014302109 | UG | 21kV | 13.4448 | 014302109_UG |  |  | 100% | 100%
MEADOW LANE 2110 | 014302110 | OH | 21kV | 6.6923 | MEADOW LANE 2110 | 014302110 | OH | 21kV | 6.6923 | 014302110_OH |  |  | 100% | 100%
|  | UG | 21kV | 9.5435 | MEADOW LANE 2110 | 014302110 | UG | 21kV | 9.5435 | 014302110_UG |  |  | 100% | 100%
MENDOCINO 1101 | 042951101 | OH | 12kV | 74.7117 | MENDOCINO 1101 | 042951101 | OH | 12kV | 74.7117 | 042951101_OH |  |  | 100% | 100%
|  | UG | 12kV | 4.305 | MENDOCINO 1101 | 042951101 | UG | 12kV | 4.305 | 042951101_UG |  |  | 100% | 100%
MENDOCINO 1102 | 042951102 | OH | 12kV | 0.046492 | MENDOCINO 1102 | 042951102 | OH | 12kV | 0.046492 | 042951102_OH |  |  | 100% | 100%
MENDOTA 1101 | 252311101 | OH | 12kV | 35.072 | MENDOTA 1101 | 252311101 | OH | 12kV | 35.072 | 252311101_OH |  |  | 100% | 100%
|  | UG | 12kV | 0.16926 | MENDOTA 1101 | 252311101 | UG | 12kV | 0.16926 | 252311101_UG |  |  | 100% | 100%
MENDOTA 1102 | 252311102 | OH | 12kV | 116.2369 | MENDOTA 1102 | 252311102 | OH | 12kV | 116.2369 | 252311102_OH |  |  | 100% | 100%
|  | UG | 12kV | 3.6422 | MENDOTA 1102 | 252311102 | UG | 12kV | 3.6422 | 252311102_UG |  |  | 100% | 100%
MENDOTA 1103 | 252311103 | OH | 12kV | 15.8194 | MENDOTA 1103 | 252311103 | OH | 12kV | 15.8194 | 252311103_OH |  |  | 100% | 100%
|  | UG | 12kV | 12.3529 | MENDOTA 1103 | 252311103 | UG | 12kV | 12.3529 | 252311103_UG |  |  | 100% | 100%
MENDOTA 1104 | 252311104 | OH | 12kV | 40.8492 | MENDOTA 1104 | 252311104 | OH | 12kV | 40.8492 | 252311104_OH |  |  | 100% | 100%
|  | UG | 12kV | 0.40318 | MENDOTA 1104 | 252311104 | UG | 12kV | 0.40318 | 252311104_UG |  |  | 100% | 100%
MENLO 0401 | 024130401 | OH | 4.16kV | 6.384 | MENLO 0401 | 024130401 | OH | 4.16kV | 6.384 | 024130401_OH |  |  | 100% | 100%
|  | UG | 4.16kV | 0.32888 | MENLO 0401 | 024130401 | UG | 4.16kV | 0.32888 | 024130401_UG |  |  | 100% | 100%
MENLO 0402 | 024130402 | OH | 4.16kV | 7.5632 | MENLO 0402 | 024130402 | OH | 4.16kV | 7.5632 | 024130402_OH |  |  | 100% | 100%
|  | UG | 4.16kV | 3.0642 | MENLO 0402 | 024130402 | UG | 4.16kV | 3.0642 | 024130402_UG |  |  | 100% | 100%
MENLO 0403 | 024130403 | OH | 4.16kV | 8.515 | MENLO 0403 | 024130403 | OH | 4.16kV | 8.515 | 024130403_OH |  |  | 100% | 100%
|  | UG | 4.16kV | 1.2059 | MENLO 0403 | 024130403 | UG | 4.16kV | 1.2059 | 024130403_UG |  |  | 100% | 100%
MENLO 0404 | 024130404 | OH | 4.16kV | 7.8945 | MENLO 0404 | 024130404 | OH | 4.16kV | 7.8945 | 024130404_OH |  |  | 100% | 100%
|  | UG | 4.16kV | 1.5322 | MENLO 0404 | 024130404 | UG | 4.16kV | 1.5322 | 024130404_UG |  | X | 99.69% | 99.69%
|  |  | (empty) | 0.0047147 | MENLO 0404 | 024130404 | UG | (blank) | 0.0047147 | 024130404_UG | DIFF VOLT | X | 0.3068% | 99.69%
MENLO 1101 | 024131101 | OH | 12kV | 1.5097 | MENLO 1101 | 024131101 | OH | 12kV | 1.5097 | 024131101_OH |  |  | 100% | 100%
|  | UG | 12kV | 12.8029 | MENLO 1101 | 024131101 | UG | 12kV | 12.8029 | 024131101_UG |  |  | 100% | 100%
MENLO 1102 | 024131102 | OH | 12kV | 53.6519 | MENLO 1102 | 024131102 | OH | 12kV | 53.6519 | 024131102_OH |  | X | 83.76% | 83.76%
|  |  | 4.16kV | 10.4033 | MENLO 1102 | 024131102 | OH | 4.16kV | 10.4033 | 024131102_OH | DIFF VOLT | X | 16.24% | 83.76%
|  | UG | 12kV | 16.0162 | MENLO 1102 | 024131102 | UG | 12kV | 16.0162 | 024131102_UG |  | X | 88.35% | 88.35%
|  |  | 4.16kV | 2.1111 | MENLO 1102 | 024131102 | UG | 4.16kV | 2.1111 | 024131102_UG | DIFF VOLT | X | 11.65% | 88.35%
MENLO 1103 | 024131103 | OH | 12kV | 58.4104 | MENLO 1103 | 024131103 | OH | 12kV | 58.4104 | 024131103_OH |  | X | 90.05% | 90.05%
|  |  | 4.16kV | 6.4524 | MENLO 1103 | 024131103 | OH | 4.16kV | 6.4524 | 024131103_OH | DIFF VOLT | X | 9.948% | 90.05%
|  | UG | 12kV | 19.434 | MENLO 1103 | 024131103 | UG | 12kV | 19.434 | 024131103_UG |  | X | 91.59% | 91.59%
|  |  | 4.16kV | 1.7841 | MENLO 1103 | 024131103 | UG | 4.16kV | 1.7841 | 024131103_UG | DIFF VOLT | X | 8.408% | 91.59%
MENLO 1104 | 024131104 | OH | 12kV | 16.6842 | MENLO 1104 | 024131104 | OH | 12kV | 16.6842 | 024131104_OH |  |  | 100% | 100%
|  | UG | 12kV | 10.942 | MENLO 1104 | 024131104 | UG | 12kV | 10.942 | 024131104_UG |  |  | 100% | 100%
MERCED 1108 | 252801108 | OH | 12kV | 18.9741 | MERCED 1108 | 252801108 | OH | 12kV | 18.9741 | 252801108_OH |  |  | 100% | 100%
|  | UG | 12kV | 7.574 | MERCED 1108 | 252801108 | UG | 12kV | 7.574 | 252801108_UG |  |  | 100% | 100%
MERCED 1114 | 252801114 | OH | 12kV | 108.5727 | MERCED 1114 | 252801114 | OH | 12kV | 108.5727 | 252801114_OH |  |  | 100% | 100%
|  | UG | 12kV | 3.1511 | MERCED 1114 | 252801114 | UG | 12kV | 3.1511 | 252801114_UG |  |  | 100% | 100%
MERCED 1116 | 252801116 | OH | 12kV | 77.828 | MERCED 1116 | 252801116 | OH | 12kV | 77.828 | 252801116_OH |  |  | 100% | 100%
|  | UG | 12kV | 5.5535 | MERCED 1116 | 252801116 | UG | 12kV | 5.5535 | 252801116_UG |  |  | 100% | 100%
MERCED 2101 | 252802101 | OH | 21kV | 30.1465 | MERCED 2101 | 252802101 | OH | 21kV | 30.1465 | 252802101_OH |  |  | 100% | 100%
|  | UG | 21kV | 18.0495 | MERCED 2101 | 252802101 | UG | 21kV | 18.0495 | 252802101_UG |  |  | 100% | 100%
MERCED 2102 | 252802102 | OH | 12kV | 3.8068 | MERCED 2102 | 252802102 | OH | 12kV | 3.8068 | 252802102_OH |  | X | 14.68% | 85.32%
|  |  | 21kV | 22.1305 | MERCED 2102 | 252802102 | OH | 21kV | 22.1305 | 252802102_OH | DIFF VOLT | X | 85.32% | 85.32%
|  | UG | 12kV | 0.83415 | MERCED 2102 | 252802102 | UG | 12kV | 0.83415 | 252802102_UG |  | X | 7.909% | 92.09%
|  |  | 21kV | 9.7132 | MERCED 2102 | 252802102 | UG | 21kV | 9.7132 | 252802102_UG | DIFF VOLT | X | 92.09% | 92.09%
MERCED FALLS 1102 | 252811102 | OH | 12kV | 119.7278 | MERCED FALLS 1102 | 252811102 | OH | 12kV | 119.7278 | 252811102_OH |  | X | 62.82% | 62.82% | FLAG
|  |  | 2.4kV | 0.0050578 | MERCED FALLS 1102 | 252811102 | OH | 2.4kV | 0.0050578 | 252811102_OH | DIFF VOLT | X | 0.002654% | 62.82% | FLAG
|  |  | 21kV | 70.8474 | MERCED FALLS 1102 | 252811102 | OH | 21kV | 70.8474 | 252811102_OH | DIFF VOLT | X | 37.17% | 62.82% | FLAG
|  | UG | 12kV | 1.3812 | MERCED FALLS 1102 | 252811102 | UG | 12kV | 1.3812 | 252811102_UG |  | X | 90.53% | 90.53%
|  |  | 21kV | 0.14443 | MERCED FALLS 1102 | 252811102 | UG | 21kV | 0.14443 | 252811102_UG | DIFF VOLT | X | 9.466% | 90.53%
MERIDIAN 1101 | 062541101 | OH | 12kV | 57.7273 | MERIDIAN 1101 | 062541101 | OH | 12kV | 57.7273 | 062541101_OH |  |  | 100% | 100%
|  | UG | 12kV | 0.28815 | MERIDIAN 1101 | 062541101 | UG | 12kV | 0.28815 | 062541101_UG |  |  | 100% | 100%
MERIDIAN 1102 | 062541102 | OH | 12kV | 71.9015 | MERIDIAN 1102 | 062541102 | OH | 12kV | 71.9015 | 062541102_OH |  |  | 100% | 100%
|  | UG | 12kV | 0.7717 | MERIDIAN 1102 | 062541102 | UG | 12kV | 0.7717 | 062541102_UG |  |  | 100% | 100%
MESA 1101 | 182821101 | OH | 12kV | 81.8579 | MESA 1101 | 182821101 | OH | 12kV | 81.8579 | 182821101_OH |  |  | 100% | 100%
|  | UG | 12kV | 9.0406 | MESA 1101 | 182821101 | UG | 12kV | 9.0406 | 182821101_UG |  |  | 100% | 100%
MESA 1102 | 182821102 | OH | 12kV | 5.2253 | MESA 1102 | 182821102 | OH | 12kV | 5.2253 | 182821102_OH |  |  | 100% | 100%
|  | UG | 12kV | 1.2384 | MESA 1102 | 182821102 | UG | 12kV | 1.2384 | 182821102_UG |  |  | 100% | 100%
MESA 1103 | 182821103 | OH | 12kV | 75.7459 | MESA 1103 | 182821103 | OH | 12kV | 75.7459 | 182821103_OH |  |  | 100% | 100%
|  | UG | 12kV | 59.0089 | MESA 1103 | 182821103 | UG | 12kV | 59.0089 | 182821103_UG |  |  | 100% | 100%
MESA 1104 | 182821104 | OH | 12kV | 39.801 | MESA 1104 | 182821104 | OH | 12kV | 39.801 | 182821104_OH |  |  | 100% | 100%
|  | UG | 12kV | 0.6085 | MESA 1104 | 182821104 | UG | 12kV | 0.6085 | 182821104_UG |  |  | 100% | 100%
METTLER 1109 | 163701109 | OH | 12kV | 20.3508 | METTLER 1109 | 163701109 | OH | 12kV | 20.3508 | 163701109_OH |  |  | 100% | 100%
|  | UG | 12kV | 2.659 | METTLER 1109 | 163701109 | UG | 12kV | 2.659 | 163701109_UG |  |  | 100% | 100%
METTLER 1110 | 163701110 | OH | 12kV | 38.8772 | METTLER 1110 | 163701110 | OH | 12kV | 38.8772 | 163701110_OH |  |  | 100% | 100%
|  | UG | 12kV | 5.9852 | METTLER 1110 | 163701110 | UG | 12kV | 5.9852 | 163701110_UG |  |  | 100% | 100%
MIDDLE RIVER 1101 | 162091101 | OH | 12kV | 31.3973 | MIDDLE RIVER 1101 | 162091101 | OH | 12kV | 31.3973 | 162091101_OH |  |  | 100% | 100%
|  | UG | 12kV | 0.19761 | MIDDLE RIVER 1101 | 162091101 | UG | 12kV | 0.19761 | 162091101_UG |  |  | 100% | 100%
MIDDLE RIVER 1102 | 162091102 | OH | 12kV | 36.5856 | MIDDLE RIVER 1102 | 162091102 | OH | 12kV | 36.5856 | 162091102_OH |  |  | 100% | 100%
|  | UG | 12kV | 0.2314 | MIDDLE RIVER 1102 | 162091102 | UG | 12kV | 0.2314 | 162091102_UG |  |  | 100% | 100%
MIDDLE RIVER 1103 | 162091103 | OH | 12kV | 28.5438 | MIDDLE RIVER 1103 | 162091103 | OH | 12kV | 28.5438 | 162091103_OH |  |  | 100% | 100%
|  | UG | 12kV | 0.043002 | MIDDLE RIVER 1103 | 162091103 | UG | 12kV | 0.043002 | 162091103_UG |  |  | 100% | 100%
MIDDLETOWN 1101 | 043141101 | OH | 12kV | 106.9493 | MIDDLETOWN 1101 | 043141101 | OH | 12kV | 106.9493 | 043141101_OH |  |  | 100% | 100%
|  | UG | 12kV | 4.1986 | MIDDLETOWN 1101 | 043141101 | UG | 12kV | 4.1986 | 043141101_UG |  |  | 100% | 100%
MIDDLETOWN 1102 | 043141102 | OH | 12kV | 56.1339 | MIDDLETOWN 1102 | 043141102 | OH | 12kV | 56.1339 | 043141102_OH |  |  | 100% | 100%
|  | UG | 12kV | 2.5017 | MIDDLETOWN 1102 | 043141102 | UG | 12kV | 2.5017 | 043141102_UG |  |  | 100% | 100%
MIDDLETOWN 1103 | 043141103 | OH | 12kV | 39.2115 | MIDDLETOWN 1103 | 043141103 | OH | 12kV | 39.2115 | 043141103_OH |  |  | 100% | 100%
|  | UG | 12kV | 1.069 | MIDDLETOWN 1103 | 043141103 | UG | 12kV | 1.069 | 043141103_UG |  |  | 100% | 100%
MIDWAY 1101 | 252611101 | OH | 12kV | 47.6654 | MIDWAY 1101 | 252611101 | OH | 12kV | 47.6654 | 252611101_OH |  |  | 100% | 100%
|  | UG | 12kV | 0.29765 | MIDWAY 1101 | 252611101 | UG | 12kV | 0.29765 | 252611101_UG |  |  | 100% | 100%
MIDWAY 1102 | 252611102 | OH | 12kV | 42.3372 | MIDWAY 1102 | 252611102 | OH | 12kV | 42.3372 | 252611102_OH |  |  | 100% | 100%
|  | UG | 12kV | 0.29756 | MIDWAY 1102 | 252611102 | UG | 12kV | 0.29756 | 252611102_UG |  |  | 100% | 100%
MIDWAY 1103 | 252611103 | OH | 12kV | 18.9723 | MIDWAY 1103 | 252611103 | OH | 12kV | 18.9723 | 252611103_OH |  |  | 100% | 100%
|  | UG | 12kV | 2.3902 | MIDWAY 1103 | 252611103 | UG | 12kV | 2.3902 | 252611103_UG |  |  | 100% | 100%
MIDWAY 1104 | 252611104 | OH | 12kV | 45.1572 | MIDWAY 1104 | 252611104 | OH | 12kV | 45.1572 | 252611104_OH |  |  | 100% | 100%
|  | UG | 12kV | 0.2491 | MIDWAY 1104 | 252611104 | UG | 12kV | 0.2491 | 252611104_UG |  |  | 100% | 100%
MILLBRAE 0401 | 022690401 | OH | 4.16kV | 2.8227 | MILLBRAE 0401 | 022690401 | OH | 4.16kV | 2.8227 | 022690401_OH |  |  | 100% | 100%
|  | UG | 4.16kV | 0.56895 | MILLBRAE 0401 | 022690401 | UG | 4.16kV | 0.56895 | 022690401_UG |  |  | 100% | 100%
MILLBRAE 0403 | 022690403 | OH | 4.16kV | 4.8887 | MILLBRAE 0403 | 022690403 | OH | 4.16kV | 4.8887 | 022690403_OH |  |  | 100% | 100%
|  | UG | 4.16kV | 0.86117 | MILLBRAE 0403 | 022690403 | UG | 4.16kV | 0.86117 | 022690403_UG |  |  | 100% | 100%
MILLBRAE 0404 | 022690404 | OH | 4.16kV | 7.0927 | MILLBRAE 0404 | 022690404 | OH | 4.16kV | 7.0927 | 022690404_OH |  |  | 100% | 100%
|  | UG | 4.16kV | 0.11873 | MILLBRAE 0404 | 022690404 | UG | 4.16kV | 0.11873 | 022690404_UG |  |  | 100% | 100%
MILLBRAE 1101 | 022691101 | OH | 12kV | 4.0345 | MILLBRAE 1101 | 022691101 | OH | 12kV | 4.0345 | 022691101_OH |  |  | 100% | 100%
|  | UG | 12kV | 3.5117 | MILLBRAE 1101 | 022691101 | UG | 12kV | 3.5117 | 022691101_UG |  |  | 100% | 100%
MILLBRAE 1102 | 022691102 | OH | 12kV | 4.7642 | MILLBRAE 1102 | 022691102 | OH | 12kV | 4.7642 | 022691102_OH |  |  | 100% | 100%
|  | UG | 12kV | 9.1055 | MILLBRAE 1102 | 022691102 | UG | 12kV | 9.1055 | 022691102_UG |  |  | 100% | 100%
MILLBRAE 1103 | 022691103 | OH | 12kV | 0.18413 | MILLBRAE 1103 | 022691103 | OH | 12kV | 0.18413 | 022691103_OH |  |  | 100% | 100%
|  | UG | 12kV | 0.12568 | MILLBRAE 1103 | 022691103 | UG | 12kV | 0.12568 | 022691103_UG |  |  | 100% | 100%
MILLBRAE 1104 | 022691104 | OH | 12kV | 15.8909 | MILLBRAE 1104 | 022691104 | OH | 12kV | 15.8909 | 022691104_OH |  |  | 100% | 100%
|  | UG | 12kV | 12.9488 | MILLBRAE 1104 | 022691104 | UG | 12kV | 12.9488 | 022691104_UG |  |  | 100% | 100%
MILLBRAE 1105 | 022691105 | OH | 12kV | 0.26345 | MILLBRAE 1105 | 022691105 | OH | 12kV | 0.26345 | 022691105_OH |  |  | 100% | 100%
|  | UG | 12kV | 0.10719 | MILLBRAE 1105 | 022691105 | UG | 12kV | 0.10719 | 022691105_UG |  |  | 100% | 100%
MILLBRAE 1106 | 022691106 | OH | 12kV | 3.71 | MILLBRAE 1106 | 022691106 | OH | 12kV | 3.71 | 022691106_OH |  | X | 99.82% | 99.82%
|  |  | (empty) | 0.0067174 | MILLBRAE 1106 | 022691106 | OH | (blank) | 0.0067174 | 022691106_OH | DIFF VOLT | X | 0.1807% | 99.82%
|  | UG | 12kV | 2.5347 | MILLBRAE 1106 | 022691106 | UG | 12kV | 2.5347 | 022691106_UG |  | X | 95.09% | 95.09%
|  |  | (empty) | 0.13097 | MILLBRAE 1106 | 022691106 | UG | (blank) | 0.13097 | 022691106_UG | DIFF VOLT | X | 4.913% | 95.09%
MILLBRAE 1107 | 022691107 | OH | 12kV | 4.7439 | MILLBRAE 1107 | 022691107 | OH | 12kV | 4.7439 | 022691107_OH |  |  | 100% | 100%
|  | UG | 12kV | 1.6078 | MILLBRAE 1107 | 022691107 | UG | 12kV | 1.6078 | 022691107_UG |  |  | 100% | 100%
MILLBRAE 1108 | 022691108 | OH | 12kV | 14.1533 | MILLBRAE 1108 | 022691108 | OH | 12kV | 14.1533 | 022691108_OH |  |  | 100% | 100%
|  | UG | 12kV | 5.0637 | MILLBRAE 1108 | 022691108 | UG | 12kV | 5.0637 | 022691108_UG |  |  | 100% | 100%
MILPITAS 1101 | 082831101 | OH | 12kV | 4.1022 | MILPITAS 1101 | 082831101 | OH | 12kV | 4.1022 | 082831101_OH |  |  | 100% | 100%
|  | UG | 12kV | 18.7584 | MILPITAS 1101 | 082831101 | UG | 12kV | 18.7584 | 082831101_UG |  |  | 100% | 100%
MILPITAS 1103 | 082831103 | OH | 12kV | 0.071354 | MILPITAS 1103 | 082831103 | OH | 12kV | 0.071354 | 082831103_OH |  |  | 100% | 100%
|  | UG | 12kV | 13.3822 | MILPITAS 1103 | 082831103 | UG | 12kV | 13.3822 | 082831103_UG |  |  | 100% | 100%
MILPITAS 1104 | 082831104 | OH | 21kV | 1.042 | MILPITAS 1104 | 082831104 | OH | 21kV | 1.042 | 082831104_OH |  |  | 100% | 100%
|  | UG | 21kV | 6.6543 | MILPITAS 1104 | 082831104 | UG | 21kV | 6.6543 | 082831104_UG |  |  | 100% | 100%
MILPITAS 1105 | 082831105 | OH | 12kV | 4.711 | MILPITAS 1105 | 082831105 | OH | 12kV | 4.711 | 082831105_OH |  |  | 100% | 100%
|  | UG | 12kV | 31.9528 | MILPITAS 1105 | 082831105 | UG | 12kV | 31.9528 | 082831105_UG |  |  | 100% | 100%
MILPITAS 1106 | 082831106 | OH | 12kV | 3.1454 | MILPITAS 1106 | 082831106 | OH | 12kV | 3.1454 | 082831106_OH |  |  | 100% | 100%
|  | UG | 12kV | 14.8396 | MILPITAS 1106 | 082831106 | UG | 12kV | 14.8396 | 082831106_UG |  |  | 100% | 100%
MILPITAS 1108 | 082831108 | OH | 12kV | 13.2952 | MILPITAS 1108 | 082831108 | OH | 12kV | 13.2952 | 082831108_OH |  |  | 100% | 100%
|  | UG | 12kV | 20.3607 | MILPITAS 1108 | 082831108 | UG | 12kV | 20.3607 | 082831108_UG |  |  | 100% | 100%
MILPITAS 1109 | 082831109 | OH | 12kV | 49.6116 | MILPITAS 1109 | 082831109 | OH | 12kV | 49.6116 | 082831109_OH |  |  | 100% | 100%
|  | UG | 12kV | 17.38 | MILPITAS 1109 | 082831109 | UG | 12kV | 17.38 | 082831109_UG |  |  | 100% | 100%
MILPITAS 2110 | 082832110 | OH | 12kV | 10.367 | MILPITAS 2110 | 082832110 | OH | 12kV | 10.367 | 082832110_OH |  |  | 100% | 100%
|  | UG | 12kV | 24.9931 | MILPITAS 2110 | 082832110 | UG | 12kV | 24.9931 | 082832110_UG |  |  | 100% | 100%
MILPITAS 2111 | 082832111 | OH | 21kV | 1.8014 | MILPITAS 2111 | 082832111 | OH | 21kV | 1.8014 | 082832111_OH |  |  | 100% | 100%
|  | UG | 21kV | 11.9791 | MILPITAS 2111 | 082832111 | UG | 21kV | 11.9791 | 082832111_UG |  |  | 100% | 100%
MILPITAS 2112 | 082832112 | OH | 12kV | 0.24194 | MILPITAS 2112 | 082832112 | OH | 12kV | 0.24194 | 082832112_OH |  | X | 27.97% | 72.03% | FLAG
|  |  | 21kV | 0.62318 | MILPITAS 2112 | 082832112 | OH | 21kV | 0.62318 | 082832112_OH | DIFF VOLT | X | 72.03% | 72.03% | FLAG
|  | UG | 12kV | 8.9734 | MILPITAS 2112 | 082832112 | UG | 12kV | 8.9734 | 082832112_UG |  | X | 56.35% | 56.35% | FLAG
|  |  | 21kV | 6.951 | MILPITAS 2112 | 082832112 | UG | 21kV | 6.951 | 082832112_UG | DIFF VOLT | X | 43.65% | 56.35% | FLAG
MILPITAS 2113 | 082832113 | OH | 21kV | 0.1151 | MILPITAS 2113 | 082832113 | OH | 21kV | 0.1151 | 082832113_OH |  |  | 100% | 100%
|  | UG | 21kV | 5.6686 | MILPITAS 2113 | 082832113 | UG | 21kV | 5.6686 | 082832113_UG |  |  | 100% | 100%
MILPITAS 2114 | 082832114 | OH | 21kV | 0.17129 | MILPITAS 2114 | 082832114 | OH | 21kV | 0.17129 | 082832114_OH |  |  | 100% | 100%
|  | UG | 21kV | 8.6296 | MILPITAS 2114 | 082832114 | UG | 21kV | 8.6296 | 082832114_UG |  |  | 100% | 100%
MILPITAS 2115 | 082832115 | UG | 21kV | 3.9286 | MILPITAS 2115 | 082832115 | UG | 21kV | 3.9286 | 082832115_UG |  |  | 100% | 100%
MIRA VISTA 0401 | 012330401 | OH | 4.16kV | 8.7115 | MIRA VISTA 0401 | 012330401 | OH | 4.16kV | 8.7115 | 012330401_OH |  |  | 100% | 100%
|  | UG | 4.16kV | 0.56067 | MIRA VISTA 0401 | 012330401 | UG | 4.16kV | 0.56067 | 012330401_UG |  |  | 100% | 100%
MIRA VISTA 0403 | 012330403 | OH | 4.16kV | 7.0902 | MIRA VISTA 0403 | 012330403 | OH | 4.16kV | 7.0902 | 012330403_OH |  |  | 100% | 100%
|  | UG | 4.16kV | 0.30541 | MIRA VISTA 0403 | 012330403 | UG | 4.16kV | 0.30541 | 012330403_UG |  |  | 100% | 100%
MIRABEL 1101 | 042091101 | OH | 12kV | 51.3544 | MIRABEL 1101 | 042091101 | OH | 12kV | 51.3544 | 042091101_OH |  |  | 100% | 100%
|  | UG | 12kV | 3.0703 | MIRABEL 1101 | 042091101 | UG | 12kV | 3.0703 | 042091101_UG |  |  | 100% | 100%
MIRABEL 1102 | 042091102 | OH | 12kV | 57.643 | MIRABEL 1102 | 042091102 | OH | 12kV | 57.643 | 042091102_OH |  |  | 100% | 100%
|  | UG | 12kV | 4.0886 | MIRABEL 1102 | 042091102 | UG | 12kV | 4.0886 | 042091102_UG |  |  | 100% | 100%
MISSION (X) 0401 | 022010401 | OH | 4.16kV | 1.6343 | MISSION (X) 0401 | 022010401 | OH | 4.16kV | 1.6343 | 022010401_OH |  |  | 100% | 100%
|  | UG | 4.16kV | 0.90665 | MISSION (X) 0401 | 022010401 | UG | 4.16kV | 0.90665 | 022010401_UG |  |  | 100% | 100%
MISSION (X) 0402 | 022010402 | UG | 4.16kV | 2.9664 | MISSION (X) 0402 | 022010402 | UG | 4.16kV | 2.9664 | 022010402_UG |  |  | 100% | 100%
MISSION (X) 1101 | 022011101 | UG | 12kV | 4.2953 | MISSION (X) 1101 | 022011101 | UG | 12kV | 4.2953 | 022011101_UG |  |  | 100% | 100%
MISSION (X) 1102 | 022011102 | OH | 12kV | 0.1757 | MISSION (X) 1102 | 022011102 | OH | 12kV | 0.1757 | 022011102_OH |  |  | 100% | 100%
|  | UG | 12kV | 5.1614 | MISSION (X) 1102 | 022011102 | UG | 12kV | 5.1614 | 022011102_UG |  |  | 100% | 100%
MISSION (X) 1104 | 022011104 | UG | 12kV | 4.8779 | MISSION (X) 1104 | 022011104 | UG | 12kV | 4.8779 | 022011104_UG |  |  | 100% | 100%
MISSION (X) 1105 | 022011105 | UG | 12kV | 2.2529 | MISSION (X) 1105 | 022011105 | UG | 12kV | 2.2529 | 022011105_UG |  |  | 100% | 100%
MISSION (X) 1106 | 022011106 | UG | 12kV | 2.1626 | MISSION (X) 1106 | 022011106 | UG | 12kV | 2.1626 | 022011106_UG |  |  | 100% | 100%
MISSION (X) 1107 | 022011107 | OH | 12kV | 0.39113 | MISSION (X) 1107 | 022011107 | OH | 12kV | 0.39113 | 022011107_OH |  |  | 100% | 100%
|  | UG | 12kV | 6.0433 | MISSION (X) 1107 | 022011107 | UG | 12kV | 6.0433 | 022011107_UG |  |  | 100% | 100%
MISSION (X) 1108 | 022011108 | OH | 12kV | 5.2461 | MISSION (X) 1108 | 022011108 | OH | 12kV | 5.2461 | 022011108_OH |  |  | 100% | 100%
|  | UG | 12kV | 6.6792 | MISSION (X) 1108 | 022011108 | UG | 12kV | 6.6792 | 022011108_UG |  |  | 100% | 100%
MISSION (X) 1109 | 022011109 | OH | 12kV | 1.5573 | MISSION (X) 1109 | 022011109 | OH | 12kV | 1.5573 | 022011109_OH |  |  | 100% | 100%
|  | UG | 12kV | 6.172 | MISSION (X) 1109 | 022011109 | UG | 12kV | 6.172 | 022011109_UG |  |  | 100% | 100%
MISSION (X) 1110 | 022011110 | OH | 12kV | 5.7202 | MISSION (X) 1110 | 022011110 | OH | 12kV | 5.7202 | 022011110_OH |  |  | 100% | 100%
|  | UG | 12kV | 11.3378 | MISSION (X) 1110 | 022011110 | UG | 12kV | 11.3378 | 022011110_UG |  |  | 100% | 100%
MISSION (X) 1111 | 022011111 | UG | 12kV | 6.3677 | MISSION (X) 1111 | 022011111 | UG | 12kV | 6.3677 | 022011111_UG |  |  | 100% | 100%
MISSION (X) 1112 | 022011112 | UG | 12kV | 2.405 | MISSION (X) 1112 | 022011112 | UG | 12kV | 2.405 | 022011112_UG |  |  | 100% | 100%
MISSION (X) 1113 | 022011113 | OH | 12kV | 2.6281 | MISSION (X) 1113 | 022011113 | OH | 12kV | 2.6281 | 022011113_OH |  |  | 100% | 100%
|  | UG | 12kV | 7.866 | MISSION (X) 1113 | 022011113 | UG | 12kV | 7.866 | 022011113_UG |  |  | 100% | 100%
MISSION (X) 1114 | 022011114 | UG | 12kV | 2.0043 | MISSION (X) 1114 | 022011114 | UG | 12kV | 2.0043 | 022011114_UG |  |  | 100% | 100%
MISSION (X) 1115 | 022011115 | UG | 12kV | 1.7701 | MISSION (X) 1115 | 022011115 | UG | 12kV | 1.7701 | 022011115_UG |  |  | 100% | 100%
MISSION (X) 1116 | 022011116 | OH | 12kV | 2.973 | MISSION (X) 1116 | 022011116 | OH | 12kV | 2.973 | 022011116_OH |  |  | 100% | 100%
|  | UG | 12kV | 6.85 | MISSION (X) 1116 | 022011116 | UG | 12kV | 6.85 | 022011116_UG |  |  | 100% | 100%
MISSION (X) 1117 | 022011117 | UG | 12kV | 4.7099 | MISSION (X) 1117 | 022011117 | UG | 12kV | 4.7099 | 022011117_UG |  |  | 100% | 100%
MISSION (X) 1118 | 022011118 | OH | 12kV | 0.60134 | MISSION (X) 1118 | 022011118 | OH | 12kV | 0.60134 | 022011118_OH |  |  | 100% | 100%
|  | UG | 12kV | 9.9655 | MISSION (X) 1118 | 022011118 | UG | 12kV | 9.9655 | 022011118_UG |  |  | 100% | 100%
MISSION (X) 1120 | 022011120 | UG | 12kV | 5.2337 | MISSION (X) 1120 | 022011120 | UG | 12kV | 5.2337 | 022011120_UG |  |  | 100% | 100%
MISSION (X) 1121 | 022011121 | UG | 12kV | 1.4505 | MISSION (X) 1121 | 022011121 | UG | 12kV | 1.4505 | 022011121_UG |  |  | 100% | 100%
MISSION (X) 1123 | 022011123 | UG | 12kV | 5.3108 | MISSION (X) 1123 | 022011123 | UG | 12kV | 5.3108 | 022011123_UG |  |  | 100% | 100%
MISSION (X) 1124 | 022011124 | OH | 12kV | 0.71697 | MISSION (X) 1124 | 022011124 | OH | 12kV | 0.71697 | 022011124_OH |  |  | 100% | 100%
|  | UG | 12kV | 6.4322 | MISSION (X) 1124 | 022011124 | UG | 12kV | 6.4322 | 022011124_UG |  |  | 100% | 100%
MISSION (X) 1125 | 022011125 | OH | 12kV | 0.96504 | MISSION (X) 1125 | 022011125 | OH | 12kV | 0.96504 | 022011125_OH |  |  | 100% | 100%
|  | UG | 12kV | 9.8731 | MISSION (X) 1125 | 022011125 | UG | 12kV | 9.8731 | 022011125_UG |  |  | 100% | 100%
MISSION (X) 1126 | 022011126 | UG | 12kV | 2.2093 | MISSION (X) 1126 | 022011126 | UG | 12kV | 2.2093 | 022011126_UG |  |  | 100% | 100%
MISSION (X) 1127 | 022011127 | UG | 12kV | 0.84629 | MISSION (X) 1127 | 022011127 | UG | 12kV | 0.84629 | 022011127_UG |  |  | 100% | 100%
MISSION (X) 1128 | 022011128 | UG | 12kV | 0.66099 | MISSION (X) 1128 | 022011128 | UG | 12kV | 0.66099 | 022011128_UG |  |  | 100% | 100%
MISSION (X) 1153 | 022011153 | UG | 12kV | 4.4826 | MISSION (X) 1153 | 022011153 | UG | 12kV | 4.4826 | 022011153_UG |  |  | 100% | 100%
MISSION (X) 1154 | 022011154 | UG | 12kV | 5.6778 | MISSION (X) 1154 | 022011154 | UG | 12kV | 5.6778 | 022011154_UG |  |  | 100% | 100%
MISSION (X) 1160 | 022011160 | UG | 12kV | 6.1223 | MISSION (X) 1160 | 022011160 | UG | 12kV | 6.1223 | 022011160_UG |  |  | 100% | 100%
MISSION (X) 1162 | 022011162 | UG | 12kV | 5.3719 | MISSION (X) 1162 | 022011162 | UG | 12kV | 5.3719 | 022011162_UG |  |  | 100% | 100%
MISSION (X) 1201 | 022011201 | UG | 12kV | 4.4104 | MISSION (X) 1201 | 022011201 | UG | 12kV | 4.4104 | 022011201_UG |  |  | 100% | 100%
MISSION (X) 1202 | 022011202 | UG | 12kV | 4.3641 | MISSION (X) 1202 | 022011202 | UG | 12kV | 4.3641 | 022011202_UG |  |  | 100% | 100%
MISSION (X) 1203 | 022011203 | UG | 12kV | 2.0066 | MISSION (X) 1203 | 022011203 | UG | 12kV | 2.0066 | 022011203_UG |  |  | 100% | 100%
MISSION (X) 1204 | 022011204 | UG | 12kV | 1.8983 | MISSION (X) 1204 | 022011204 | UG | 12kV | 1.8983 | 022011204_UG |  |  | 100% | 100%
MISSION (X) 1207 | 022011207 | UG | 12kV | 4.4066 | MISSION (X) 1207 | 022011207 | UG | 12kV | 4.4066 | 022011207_UG |  |  | 100% | 100%
MISSION (X) 1208 | 022011208 | UG | 12kV | 4.4336 | MISSION (X) 1208 | 022011208 | UG | 12kV | 4.4336 | 022011208_UG |  |  | 100% | 100%
MISSION (X) 1210 | 022011210 | UG | 12kV | 3.6876 | MISSION (X) 1210 | 022011210 | UG | 12kV | 3.6876 | 022011210_UG |  |  | 100% | 100%
MISSION (X) 1211 | 022011211 | UG | 12kV | 3.6863 | MISSION (X) 1211 | 022011211 | UG | 12kV | 3.6863 | 022011211_UG |  |  | 100% | 100%
MISSION (X) 1212 | 022011212 | UG | 12kV | 3.7386 | MISSION (X) 1212 | 022011212 | UG | 12kV | 3.7386 | 022011212_UG |  |  | 100% | 100%
MISSION (X) 1215 | 022011215 | UG | 12kV | 3.7366 | MISSION (X) 1215 | 022011215 | UG | 12kV | 3.7366 | 022011215_UG |  |  | 100% | 100%
MISSION (X) 1223 | 022011223 | UG | 12kV | 2.657 | MISSION (X) 1223 | 022011223 | UG | 12kV | 2.657 | 022011223_UG |  |  | 100% | 100%
MISSION (X) 1224 | 022011224 | UG | 12kV | 1.8939 | MISSION (X) 1224 | 022011224 | UG | 12kV | 1.8939 | 022011224_UG |  |  | 100% | 100%
MISSION (X) 1225 | 022011225 | UG | 12kV | 2.0014 | MISSION (X) 1225 | 022011225 | UG | 12kV | 2.0014 | 022011225_UG |  |  | 100% | 100%
MIWUK 1701 | 163661701 | OH | 17kV | 76.7614 | MIWUK 1701 | 163661701 | OH | 17kV | 76.7614 | 163661701_OH |  | X | 99.94% | 99.94%
|  |  | 4.16kV | 0.041436 | MIWUK 1701 | 163661701 | OH | 4.16kV | 0.041436 | 163661701_OH | DIFF VOLT | X | 0.05395% | 99.94%
|  |  | 480V | 0.0022758 | MIWUK 1701 | 163661701 | OH | 480V | 0.0022758 | 163661701_OH | DIFF VOLT | X | 0.002963% | 99.94%
|  |  | (empty) | 0.0033123 | MIWUK 1701 | 163661701 | OH | (blank) | 0.0033123 | 163661701_OH | DIFF VOLT | X | 0.004312% | 99.94%
|  | UG | 17kV | 4.2357 | MIWUK 1701 | 163661701 | UG | 17kV | 4.2357 | 163661701_UG |  | X | 55.06% | 55.06% | FLAG
|  |  | 4.16kV | 0.45888 | MIWUK 1701 | 163661701 | UG | 4.16kV | 0.45888 | 163661701_UG | DIFF VOLT | X | 5.965% | 55.06% | FLAG
|  |  | 480V | 2.9988 | MIWUK 1701 | 163661701 | UG | 480V | 2.9988 | 163661701_UG | DIFF VOLT | X | 38.98% | 55.06% | FLAG
MIWUK 1702 | 163661702 | OH | 17kV | 73.2987 | MIWUK 1702 | 163661702 | OH | 17kV | 73.2987 | 163661702_OH |  | X | 97.47% | 97.47%
|  |  | 4.16kV | 1.8991 | MIWUK 1702 | 163661702 | OH | 4.16kV | 1.8991 | 163661702_OH | DIFF VOLT | X | 2.526% | 97.47%
|  | UG | 17kV | 5.019 | MIWUK 1702 | 163661702 | UG | 17kV | 5.019 | 163661702_UG |  | X | 93.36% | 93.36%
|  |  | 4.16kV | 0.35697 | MIWUK 1702 | 163661702 | UG | 4.16kV | 0.35697 | 163661702_UG | DIFF VOLT | X | 6.64% | 93.36%
MOLINO 1101 | 042571101 | OH | 12kV | 90.1573 | MOLINO 1101 | 042571101 | OH | 12kV | 90.1573 | 042571101_OH |  |  | 100% | 100%
|  | UG | 12kV | 14.1907 | MOLINO 1101 | 042571101 | UG | 12kV | 14.1907 | 042571101_UG |  |  | 100% | 100%
MOLINO 1102 | 042571102 | OH | 12kV | 161.3886 | MOLINO 1102 | 042571102 | OH | 12kV | 161.3886 | 042571102_OH |  |  | 100% | 100%
|  | UG | 12kV | 17.0557 | MOLINO 1102 | 042571102 | UG | 12kV | 17.0557 | 042571102_UG |  |  | 100% | 100%
MOLINO 1103 | 042571103 | OH | 12kV | 77.6307 | MOLINO 1103 | 042571103 | OH | 12kV | 77.6307 | 042571103_OH |  | X | 99.92% | 99.92%
|  |  | 4.16kV | 0.062629 | MOLINO 1103 | 042571103 | OH | 4.16kV | 0.062629 | 042571103_OH | DIFF VOLT | X | 0.08061% | 99.92%
|  | UG | 12kV | 16.297 | MOLINO 1103 | 042571103 | UG | 12kV | 16.297 | 042571103_UG |  |  | 100% | 100%
MOLINO 1104 | 042571104 | OH | 12kV | 61.1941 | MOLINO 1104 | 042571104 | OH | 12kV | 61.1941 | 042571104_OH |  |  | 100% | 100%
|  | UG | 12kV | 9.9907 | MOLINO 1104 | 042571104 | UG | 12kV | 9.9907 | 042571104_UG |  |  | 100% | 100%
MONARCH 0401 | 162300401 | OH | 4.16kV | 3.1977 | MONARCH 0401 | 162300401 | OH | 4.16kV | 3.1977 | 162300401_OH |  |  | 100% | 100%
|  | UG | 4.16kV | 0.0091591 | MONARCH 0401 | 162300401 | UG | 4.16kV | 0.0091591 | 162300401_UG |  |  | 100% | 100%
MONARCH 0402 | 162300402 | OH | 4.16kV | 2.8436 | MONARCH 0402 | 162300402 | OH | 4.16kV | 2.8436 | 162300402_OH |  |  | 100% | 100%
|  | UG | 4.16kV | 0.43177 | MONARCH 0402 | 162300402 | UG | 4.16kV | 0.43177 | 162300402_UG |  |  | 100% | 100%
MONARCH 0403 | 162300403 | OH | 4.16kV | 4.6129 | MONARCH 0403 | 162300403 | OH | 4.16kV | 4.6129 | 162300403_OH |  |  | 100% | 100%
|  | UG | 4.16kV | 0.023384 | MONARCH 0403 | 162300403 | UG | 4.16kV | 0.023384 | 162300403_UG |  |  | 100% | 100%
MONROE 1104 | 043301104 | OH | 12kV | 5.1711 | MONROE 1104 | 043301104 | OH | 12kV | 5.1711 | 043301104_OH |  |  | 100% | 100%
|  | UG | 12kV | 11.7034 | MONROE 1104 | 043301104 | UG | 12kV | 11.7034 | 043301104_UG |  |  | 100% | 100%
MONROE 1105 | 043301105 | OH | 12kV | 10.925 | MONROE 1105 | 043301105 | OH | 12kV | 10.925 | 043301105_OH |  |  | 100% | 100%
|  | UG | 12kV | 29.1728 | MONROE 1105 | 043301105 | UG | 12kV | 29.1728 | 043301105_UG |  |  | 100% | 100%
MONROE 1106 | 043301106 | OH | 12kV | 14.6513 | MONROE 1106 | 043301106 | OH | 12kV | 14.6513 | 043301106_OH |  |  | 100% | 100%
|  | UG | 12kV | 28.4997 | MONROE 1106 | 043301106 | UG | 12kV | 28.4997 | 043301106_UG |  |  | 100% | 100%
MONROE 2102 | 043302102 | OH | 21kV | 4.8768 | MONROE 2102 | 043302102 | OH | 21kV | 4.8768 | 043302102_OH |  |  | 100% | 100%
|  | UG | 21kV | 8.4346 | MONROE 2102 | 043302102 | UG | 21kV | 8.4346 | 043302102_UG |  |  | 100% | 100%
MONROE 2103 | 043302103 | OH | 21kV | 11.4808 | MONROE 2103 | 043302103 | OH | 21kV | 11.4808 | 043302103_OH |  | X | 99.63% | 99.63%
|  |  | (empty) | 0.042625 | MONROE 2103 | 043302103 | OH | (blank) | 0.042625 | 043302103_OH | DIFF VOLT | X | 0.3699% | 99.63%
|  | UG | 21kV | 54.9964 | MONROE 2103 | 043302103 | UG | 21kV | 54.9964 | 043302103_UG |  | X | 99.98% | 99.98%
|  |  | 4.16kV | 0.0094951 | MONROE 2103 | 043302103 | UG | 4.16kV | 0.0094951 | 043302103_UG | DIFF VOLT | X | 0.01726% | 99.98%
MONROE 2107 | 043302107 | OH | 12kV | 0.31732 | MONROE 2107 | 043302107 | OH | 12kV | 0.31732 | 043302107_OH |  | X | 3.06% | 96.94%
|  |  | 21kV | 10.0521 | MONROE 2107 | 043302107 | OH | 21kV | 10.0521 | 043302107_OH | DIFF VOLT | X | 96.94% | 96.94%
|  | UG | 12kV | 0.73697 | MONROE 2107 | 043302107 | UG | 12kV | 0.73697 | 043302107_UG |  | X | 6.288% | 93.71%
|  |  | 21kV | 10.9825 | MONROE 2107 | 043302107 | UG | 21kV | 10.9825 | 043302107_UG | DIFF VOLT | X | 93.71% | 93.71%
MONTAGUE 2101 | 083892101 | OH | 21kV | 0.87112 | MONTAGUE 2101 | 083892101 | OH | 21kV | 0.87112 | 083892101_OH |  |  | 100% | 100%
|  | UG | 21kV | 7.3537 | MONTAGUE 2101 | 083892101 | UG | 21kV | 7.3537 | 083892101_UG |  |  | 100% | 100%
MONTAGUE 2102 | 083892102 | OH | 21kV | 0.80496 | MONTAGUE 2102 | 083892102 | OH | 21kV | 0.80496 | 083892102_OH |  |  | 100% | 100%
|  | UG | 21kV | 11.3958 | MONTAGUE 2102 | 083892102 | UG | 21kV | 11.3958 | 083892102_UG |  |  | 100% | 100%
MONTAGUE 2103 | 083892103 | OH | 21kV | 0.94372 | MONTAGUE 2103 | 083892103 | OH | 21kV | 0.94372 | 083892103_OH |  |  | 100% | 100%
|  | UG | 21kV | 4.9197 | MONTAGUE 2103 | 083892103 | UG | 21kV | 4.9197 | 083892103_UG |  | X | 99.75% | 99.75%
|  |  | (empty) | 0.012308 | MONTAGUE 2103 | 083892103 | UG | (blank) | 0.012308 | 083892103_UG | DIFF VOLT | X | 0.2496% | 99.75%
MONTAGUE 2104 | 083892104 | OH | 21kV | 0.83794 | MONTAGUE 2104 | 083892104 | OH | 21kV | 0.83794 | 083892104_OH |  |  | 100% | 100%
|  | UG | 21kV | 19.7333 | MONTAGUE 2104 | 083892104 | UG | 21kV | 19.7333 | 083892104_UG |  |  | 100% | 100%
MONTAGUE 2105 | 083892105 | OH | 21kV | 0.77863 | MONTAGUE 2105 | 083892105 | OH | 21kV | 0.77863 | 083892105_OH |  |  | 100% | 100%
|  | UG | 21kV | 7.8805 | MONTAGUE 2105 | 083892105 | UG | 21kV | 7.8805 | 083892105_UG |  |  | 100% | 100%
MONTAGUE 2106 | 083892106 | OH | 21kV | 0.0037879 | MONTAGUE 2106 | 083892106 | OH | 21kV | 0.0037879 | 083892106_OH |  |  | 100% | 100%
|  | UG | 21kV | 9.6826 | MONTAGUE 2106 | 083892106 | UG | 21kV | 9.6826 | 083892106_UG |  |  | 100% | 100%
MONTAGUE 2107 | 083892107 | UG | 21kV | 7.516 | MONTAGUE 2107 | 083892107 | UG | 21kV | 7.516 | 083892107_UG |  |  | 100% | 100%
MONTAGUE 2108 | 083892108 | OH | 21kV | 0.92681 | MONTAGUE 2108 | 083892108 | OH | 21kV | 0.92681 | 083892108_OH |  |  | 100% | 100%
|  | UG | 21kV | 9.1464 | MONTAGUE 2108 | 083892108 | UG | 21kV | 9.1464 | 083892108_UG |  |  | 100% | 100%
MONTAGUE 2109 | 083892109 | OH | 21kV | 0.81133 | MONTAGUE 2109 | 083892109 | OH | 21kV | 0.81133 | 083892109_OH |  |  | 100% | 100%
|  | UG | 21kV | 8.4507 | MONTAGUE 2109 | 083892109 | UG | 21kV | 8.4507 | 083892109_UG |  |  | 100% | 100%
MONTE RIO 1111 | 042811111 | OH | 12kV | 63.958 | MONTE RIO 1111 | 042811111 | OH | 12kV | 63.958 | 042811111_OH |  |  | 100% | 100%
|  | UG | 12kV | 1.0934 | MONTE RIO 1111 | 042811111 | UG | 12kV | 1.0934 | 042811111_UG |  |  | 100% | 100%
MONTE RIO 1112 | 042811112 | OH | 12kV | 19.641 | MONTE RIO 1112 | 042811112 | OH | 12kV | 19.641 | 042811112_OH |  |  | 100% | 100%
|  | UG | 12kV | 0.79662 | MONTE RIO 1112 | 042811112 | UG | 12kV | 0.79662 | 042811112_UG |  |  | 100% | 100%
MONTE RIO 1113 | 042811113 | OH | 12kV | 61.2053 | MONTE RIO 1113 | 042811113 | OH | 12kV | 61.2053 | 042811113_OH |  |  | 100% | 100%
|  | UG | 12kV | 1.5269 | MONTE RIO 1113 | 042811113 | UG | 12kV | 1.5269 | 042811113_UG |  |  | 100% | 100%
MONTEREY 0401 | 182090401 | OH | 4.16kV | 4.5519 | MONTEREY 0401 | 182090401 | OH | 4.16kV | 4.5519 | 182090401_OH |  |  | 100% | 100%
|  | UG | 4.16kV | 0.35063 | MONTEREY 0401 | 182090401 | UG | 4.16kV | 0.35063 | 182090401_UG |  |  | 100% | 100%
MONTEREY 0402 | 182090402 | OH | 4.16kV | 4.3059 | MONTEREY 0402 | 182090402 | OH | 4.16kV | 4.3059 | 182090402_OH |  |  | 100% | 100%
|  | UG | 4.16kV | 1.06 | MONTEREY 0402 | 182090402 | UG | 4.16kV | 1.06 | 182090402_UG |  |  | 100% | 100%
MONTEREY 0403 | 182090403 | OH | 4.16kV | 0.0028409 | MONTEREY 0403 | 182090403 | OH | 4.16kV | 0.0028409 | 182090403_OH |  |  | 100% | 100%
|  | UG | 4.16kV | 0.1444 | MONTEREY 0403 | 182090403 | UG | 4.16kV | 0.1444 | 182090403_UG |  |  | 100% | 100%
MONTEREY 0404 | 182090404 | UG | 4.16kV | 1.1618 | MONTEREY 0404 | 182090404 | UG | 4.16kV | 1.1618 | 182090404_UG |  |  | 100% | 100%
MONTEREY 0405 | 182090405 | UG | 4.16kV | 0.8074 | MONTEREY 0405 | 182090405 | UG | 4.16kV | 0.8074 | 182090405_UG |  |  | 100% | 100%
MONTICELLO 1101 | 043051101 | OH | 12kV | 123.8763 | MONTICELLO 1101 | 043051101 | OH | 12kV | 123.8763 | 043051101_OH |  |  | 100% | 100%
|  | UG | 12kV | 9.3906 | MONTICELLO 1101 | 043051101 | UG | 12kV | 9.3906 | 043051101_UG |  |  | 100% | 100%
MORAGA 1101 | 013801101 | OH | 12kV | 20.183 | MORAGA 1101 | 013801101 | OH | 12kV | 20.183 | 013801101_OH |  |  | 100% | 100%
|  | UG | 12kV | 9.388 | MORAGA 1101 | 013801101 | UG | 12kV | 9.388 | 013801101_UG |  | X | 99.07% | 99.07%
|  |  | 4.16kV | 0.087885 | MORAGA 1101 | 013801101 | UG | 4.16kV | 0.087885 | 013801101_UG | DIFF VOLT | X | 0.9275% | 99.07%
MORAGA 1102 | 013801102 | OH | 12kV | 9.2818 | MORAGA 1102 | 013801102 | OH | 12kV | 9.2818 | 013801102_OH |  |  | 100% | 100%
|  | UG | 12kV | 5.0586 | MORAGA 1102 | 013801102 | UG | 12kV | 5.0586 | 013801102_UG |  | X | 99.61% | 99.61%
|  |  | 4.16kV | 0.019722 | MORAGA 1102 | 013801102 | UG | 4.16kV | 0.019722 | 013801102_UG | DIFF VOLT | X | 0.3884% | 99.61%
MORAGA 1103 | 013801103 | OH | 12kV | 18.1915 | MORAGA 1103 | 013801103 | OH | 12kV | 18.1915 | 013801103_OH |  |  | 100% | 100%
|  | UG | 12kV | 13.8362 | MORAGA 1103 | 013801103 | UG | 12kV | 13.8362 | 013801103_UG |  |  | 100% | 100%
MORAGA 1104 | 013801104 | OH | 12kV | 21.1625 | MORAGA 1104 | 013801104 | OH | 12kV | 21.1625 | 013801104_OH |  |  | 100% | 100%
|  | UG | 12kV | 5.1892 | MORAGA 1104 | 013801104 | UG | 12kV | 5.1892 | 013801104_UG |  |  | 100% | 100%
MORAGA 1105 | 013801105 | OH | 12kV | 19.7835 | MORAGA 1105 | 013801105 | OH | 12kV | 19.7835 | 013801105_OH |  |  | 100% | 100%
|  | UG | 12kV | 12.27 | MORAGA 1105 | 013801105 | UG | 12kV | 12.27 | 013801105_UG |  |  | 100% | 100%
MORGAN HILL 2104 | 083242104 | OH | 21kV | 20.9837 | MORGAN HILL 2104 | 083242104 | OH | 21kV | 20.9837 | 083242104_OH |  |  | 100% | 100%
|  | UG | 21kV | 42.5333 | MORGAN HILL 2104 | 083242104 | UG | 21kV | 42.5333 | 083242104_UG |  |  | 100% | 100%
MORGAN HILL 2105 | 083242105 | OH | 21kV | 74.6825 | MORGAN HILL 2105 | 083242105 | OH | 21kV | 74.6825 | 083242105_OH |  | X | 90.76% | 90.76%
|  |  | 4.16kV | 7.6041 | MORGAN HILL 2105 | 083242105 | OH | 4.16kV | 7.6041 | 083242105_OH | DIFF VOLT | X | 9.241% | 90.76%
|  | UG | 21kV | 38.7028 | MORGAN HILL 2105 | 083242105 | UG | 21kV | 38.7028 | 083242105_UG |  | X | 98.34% | 98.34%
|  |  | 4.16kV | 0.65139 | MORGAN HILL 2105 | 083242105 | UG | 4.16kV | 0.65139 | 083242105_UG | DIFF VOLT | X | 1.655% | 98.34%
MORGAN HILL 2106 | 083242106 | OH | 21kV | 39.0965 | MORGAN HILL 2106 | 083242106 | OH | 21kV | 39.0965 | 083242106_OH |  |  | 100% | 100%
|  | UG | 21kV | 20.6017 | MORGAN HILL 2106 | 083242106 | UG | 21kV | 20.6017 | 083242106_UG |  |  | 100% | 100%
MORGAN HILL 2108 | 083242108 | OH | 21kV | 13.0748 | MORGAN HILL 2108 | 083242108 | OH | 21kV | 13.0748 | 083242108_OH |  |  | 100% | 100%
|  | UG | 12kV | 0.72375 | MORGAN HILL 2108 | 083242108 | UG | 12kV | 0.72375 | 083242108_UG |  | X | 3.157% | 96.78%
|  |  | 21kV | 22.1842 | MORGAN HILL 2108 | 083242108 | UG | 21kV | 22.1842 | 083242108_UG | DIFF VOLT | X | 96.78% | 96.78%
|  |  | (empty) | 0.015152 | MORGAN HILL 2108 | 083242108 | UG | (blank) | 0.015152 | 083242108_UG | DIFF VOLT | X | 0.0661% | 96.78%
MORGAN HILL 2109 | 083242109 | OH | 21kV | 26.5914 | MORGAN HILL 2109 | 083242109 | OH | 21kV | 26.5914 | 083242109_OH |  |  | 100% | 100%
|  | UG | 21kV | 40.0029 | MORGAN HILL 2109 | 083242109 | UG | 21kV | 40.0029 | 083242109_UG |  |  | 100% | 100%
MORGAN HILL 2110 | 083242110 | OH | 21kV | 25.8665 | MORGAN HILL 2110 | 083242110 | OH | 21kV | 25.8665 | 083242110_OH |  | X | 78.34% | 78.34% | FLAG
|  |  | 4.16kV | 7.1534 | MORGAN HILL 2110 | 083242110 | OH | 4.16kV | 7.1534 | 083242110_OH | DIFF VOLT | X | 21.66% | 78.34% | FLAG
|  | UG | 21kV | 17.1923 | MORGAN HILL 2110 | 083242110 | UG | 21kV | 17.1923 | 083242110_UG |  | X | 96.55% | 96.55%
|  |  | 4.16kV | 0.61514 | MORGAN HILL 2110 | 083242110 | UG | 4.16kV | 0.61514 | 083242110_UG | DIFF VOLT | X | 3.454% | 96.55%
MORGAN HILL 2111 | 083242111 | OH | 12kV | 41.6164 | MORGAN HILL 2111 | 083242111 | OH | 12kV | 41.6164 | 083242111_OH |  | X | 57.12% | 57.12% | FLAG
|  |  | 21kV | 31.2433 | MORGAN HILL 2111 | 083242111 | OH | 21kV | 31.2433 | 083242111_OH | DIFF VOLT | X | 42.88% | 57.12% | FLAG
|  | UG | 12kV | 6.1699 | MORGAN HILL 2111 | 083242111 | UG | 12kV | 6.1699 | 083242111_UG |  | X | 18.45% | 80.74%
|  |  | 21kV | 26.9961 | MORGAN HILL 2111 | 083242111 | UG | 21kV | 26.9961 | 083242111_UG | DIFF VOLT | X | 80.74% | 80.74%
|  |  | (empty) | 0.27141 | MORGAN HILL 2111 | 083242111 | UG | (blank) | 0.27141 | 083242111_UG | DIFF VOLT | X | 0.8117% | 80.74%
MORMON 1101 | 163211101 | OH | 12kV | 66.8347 | MORMON 1101 | 163211101 | OH | 12kV | 66.8347 | 163211101_OH |  |  | 100% | 100%
|  | UG | 12kV | 2.9841 | MORMON 1101 | 163211101 | UG | 12kV | 2.9841 | 163211101_UG |  |  | 100% | 100%
MORMON 1102 | 163211102 | OH | 12kV | 87.8416 | MORMON 1102 | 163211102 | OH | 12kV | 87.8416 | 163211102_OH |  |  | 100% | 100%
|  | UG | 12kV | 2.1198 | MORMON 1102 | 163211102 | UG | 12kV | 2.1198 | 163211102_UG |  |  | 100% | 100%
MORMON 1103 | 163211103 | OH | 12kV | 19.1855 | MORMON 1103 | 163211103 | OH | 12kV | 19.1855 | 163211103_OH |  |  | 100% | 100%
|  | UG | 12kV | 2.5003 | MORMON 1103 | 163211103 | UG | 12kV | 2.5003 | 163211103_UG |  |  | 100% | 100%
MORRO BAY 1101 | 183011101 | OH | 12kV | 46.5095 | MORRO BAY 1101 | 183011101 | OH | 12kV | 46.5095 | 183011101_OH |  |  | 100% | 100%
|  | UG | 12kV | 8.1428 | MORRO BAY 1101 | 183011101 | UG | 12kV | 8.1428 | 183011101_UG |  |  | 100% | 100%
MORRO BAY 1102 | 183011102 | OH | 12kV | 9.6165 | MORRO BAY 1102 | 183011102 | OH | 12kV | 9.6165 | 183011102_OH |  | X | 16.63% | 83.37%
|  |  | 21kV | 48.2207 | MORRO BAY 1102 | 183011102 | OH | 21kV | 48.2207 | 183011102_OH | DIFF VOLT | X | 83.37% | 83.37%
|  | UG | 12kV | 1.6188 | MORRO BAY 1102 | 183011102 | UG | 12kV | 1.6188 | 183011102_UG |  | X | 14.44% | 85.56%
|  |  | 21kV | 9.5911 | MORRO BAY 1102 | 183011102 | UG | 21kV | 9.5911 | 183011102_UG | DIFF VOLT | X | 85.56% | 85.56%
MOSHER 2104 | 163722104 | OH | 21kV | 0.014302 | MOSHER 2104 | 163722104 | OH | 21kV | 0.014302 | 163722104_OH |  |  | 100% | 100%
|  | UG | 21kV | 30.0613 | MOSHER 2104 | 163722104 | UG | 21kV | 30.0613 | 163722104_UG |  |  | 100% | 100%
MOSHER 2105 | 163722105 | UG | 21kV | 15.4775 | MOSHER 2105 | 163722105 | UG | 21kV | 15.4775 | 163722105_UG |  |  | 100% | 100%
MOSHER 2107 | 163722107 | OH | 21kV | 3.1345 | MOSHER 2107 | 163722107 | OH | 21kV | 3.1345 | 163722107_OH |  |  | 100% | 100%
|  | UG | 12kV | 0.82234 | MOSHER 2107 | 163722107 | UG | 12kV | 0.82234 | 163722107_UG |  | X | 4.21% | 95.79%
|  |  | 21kV | 18.7092 | MOSHER 2107 | 163722107 | UG | 21kV | 18.7092 | 163722107_UG | DIFF VOLT | X | 95.79% | 95.79%
MOSHER 2108 | 163722108 | OH | 21kV | 1.8794 | MOSHER 2108 | 163722108 | OH | 21kV | 1.8794 | 163722108_OH |  |  | 100% | 100%
|  | UG | 21kV | 31.7231 | MOSHER 2108 | 163722108 | UG | 21kV | 31.7231 | 163722108_UG |  |  | 100% | 100%
MOSHER 2110 | 163722110 | OH | 21kV | 2.221 | MOSHER 2110 | 163722110 | OH | 21kV | 2.221 | 163722110_OH |  |  | 100% | 100%
|  | UG | 12kV | 0.0169 | MOSHER 2110 | 163722110 | UG | 12kV | 0.0169 | 163722110_UG |  | X | 0.1297% | 99.87%
|  |  | 21kV | 13.0155 | MOSHER 2110 | 163722110 | UG | 21kV | 13.0155 | 163722110_UG | DIFF VOLT | X | 99.87% | 99.87%
MOSHER 2111 | 163722111 | OH | 12kV | 16.521 | MOSHER 2111 | 163722111 | OH | 12kV | 16.521 | 163722111_OH |  | X | 94.65% | 94.65%
|  |  | 21kV | 0.93341 | MOSHER 2111 | 163722111 | OH | 21kV | 0.93341 | 163722111_OH | DIFF VOLT | X | 5.348% | 94.65%
|  | UG | 12kV | 2.6242 | MOSHER 2111 | 163722111 | UG | 12kV | 2.6242 | 163722111_UG |  | X | 10.88% | 89.12%
|  |  | 21kV | 21.4886 | MOSHER 2111 | 163722111 | UG | 21kV | 21.4886 | 163722111_UG | DIFF VOLT | X | 89.12% | 89.12%
MOUNTAIN QUARRIES 2101 | 152282101 | OH | 21kV | 224.7069 | MOUNTAIN QUARRIES 2101 | 152282101 | OH | 21kV | 224.7069 | 152282101_OH |  |  | 100% | 100%
|  | UG | 21kV | 12.8886 | MOUNTAIN QUARRIES 2101 | 152282101 | UG | 21kV | 12.8886 | 152282101_UG |  |  | 100% | 100%
MOUNTAIN VIEW 1102 | 082031102 | OH | 12kV | 14.282 | MOUNTAIN VIEW 1102 | 082031102 | OH | 12kV | 14.282 | 082031102_OH |  |  | 100% | 100%
|  | UG | 12kV | 7.4795 | MOUNTAIN VIEW 1102 | 082031102 | UG | 12kV | 7.4795 | 082031102_UG |  |  | 100% | 100%
MOUNTAIN VIEW 1103 | 082031103 | OH | 12kV | 2.8564 | MOUNTAIN VIEW 1103 | 082031103 | OH | 12kV | 2.8564 | 082031103_OH |  |  | 100% | 100%
|  | UG | 12kV | 4.4073 | MOUNTAIN VIEW 1103 | 082031103 | UG | 12kV | 4.4073 | 082031103_UG |  |  | 100% | 100%
MOUNTAIN VIEW 1104 | 082031104 | OH | 12kV | 7.9355 | MOUNTAIN VIEW 1104 | 082031104 | OH | 12kV | 7.9355 | 082031104_OH |  |  | 100% | 100%
|  | UG | 12kV | 10.3647 | MOUNTAIN VIEW 1104 | 082031104 | UG | 12kV | 10.3647 | 082031104_UG |  |  | 100% | 100%
MOUNTAIN VIEW 1105 | 082031105 | OH | 12kV | 13.4012 | MOUNTAIN VIEW 1105 | 082031105 | OH | 12kV | 13.4012 | 082031105_OH |  |  | 100% | 100%
|  | UG | 12kV | 7.168 | MOUNTAIN VIEW 1105 | 082031105 | UG | 12kV | 7.168 | 082031105_UG |  |  | 100% | 100%
MOUNTAIN VIEW 1106 | 082031106 | OH | 12kV | 7.3446 | MOUNTAIN VIEW 1106 | 082031106 | OH | 12kV | 7.3446 | 082031106_OH |  |  | 100% | 100%
|  | UG | 12kV | 9.4616 | MOUNTAIN VIEW 1106 | 082031106 | UG | 12kV | 9.4616 | 082031106_UG |  |  | 100% | 100%
MOUNTAIN VIEW 1107 | 082031107 | OH | 12kV | 19.2921 | MOUNTAIN VIEW 1107 | 082031107 | OH | 12kV | 19.2921 | 082031107_OH |  |  | 100% | 100%
|  | UG | 12kV | 6.7357 | MOUNTAIN VIEW 1107 | 082031107 | UG | 12kV | 6.7357 | 082031107_UG |  |  | 100% | 100%
MOUNTAIN VIEW 1108 | 082031108 | OH | 12kV | 14.6665 | MOUNTAIN VIEW 1108 | 082031108 | OH | 12kV | 14.6665 | 082031108_OH |  |  | 100% | 100%
|  | UG | 12kV | 7.861 | MOUNTAIN VIEW 1108 | 082031108 | UG | 12kV | 7.861 | 082031108_UG |  |  | 100% | 100%
MOUNTAIN VIEW 1109 | 082031109 | OH | 12kV | 9.8946 | MOUNTAIN VIEW 1109 | 082031109 | OH | 12kV | 9.8946 | 082031109_OH |  |  | 100% | 100%
|  | UG | 12kV | 8.8127 | MOUNTAIN VIEW 1109 | 082031109 | UG | 12kV | 8.8127 | 082031109_UG |  |  | 100% | 100%
MOUNTAIN VIEW 1110 | 082031110 | OH | 12kV | 9.3447 | MOUNTAIN VIEW 1110 | 082031110 | OH | 12kV | 9.3447 | 082031110_OH |  |  | 100% | 100%
|  | UG | 12kV | 5.9018 | MOUNTAIN VIEW 1110 | 082031110 | UG | 12kV | 5.9018 | 082031110_UG |  |  | 100% | 100%
MOUNTAIN VIEW 1111 | 082031111 | OH | 12kV | 1.7362 | MOUNTAIN VIEW 1111 | 082031111 | OH | 12kV | 1.7362 | 082031111_OH |  |  | 100% | 100%
|  | UG | 12kV | 8.0342 | MOUNTAIN VIEW 1111 | 082031111 | UG | 12kV | 8.0342 | 082031111_UG |  |  | 100% | 100%
MOUNTAIN VIEW 1112 | 082031112 | OH | 12kV | 0.9735 | MOUNTAIN VIEW 1112 | 082031112 | OH | 12kV | 0.9735 | 082031112_OH |  |  | 100% | 100%
|  | UG | 12kV | 3.909 | MOUNTAIN VIEW 1112 | 082031112 | UG | 12kV | 3.909 | 082031112_UG |  |  | 100% | 100%
MOUNTAIN VIEW 1113 | 082031113 | OH | 12kV | 3.957 | MOUNTAIN VIEW 1113 | 082031113 | OH | 12kV | 3.957 | 082031113_OH |  |  | 100% | 100%
|  | UG | 12kV | 10.9804 | MOUNTAIN VIEW 1113 | 082031113 | UG | 12kV | 10.9804 | 082031113_UG |  |  | 100% | 100%
MOUNTAIN VIEW 1114 | 082031114 | OH | 12kV | 6.632 | MOUNTAIN VIEW 1114 | 082031114 | OH | 12kV | 6.632 | 082031114_OH |  |  | 100% | 100%
|  | UG | 12kV | 2.0682 | MOUNTAIN VIEW 1114 | 082031114 | UG | 12kV | 2.0682 | 082031114_UG |  |  | 100% | 100%
MT EDEN 1101 | 013761101 | OH | 12kV | 6.7125 | MT EDEN 1101 | 013761101 | OH | 12kV | 6.7125 | 013761101_OH |  |  | 100% | 100%
|  | UG | 12kV | 12.8154 | MT EDEN 1101 | 013761101 | UG | 12kV | 12.8154 | 013761101_UG |  |  | 100% | 100%
MT EDEN 1102 | 013761102 | OH | 12kV | 6.6094 | MT EDEN 1102 | 013761102 | OH | 12kV | 6.6094 | 013761102_OH |  |  | 100% | 100%
|  | UG | 12kV | 5.246 | MT EDEN 1102 | 013761102 | UG | 12kV | 5.246 | 013761102_UG |  |  | 100% | 100%
MT EDEN 1103 | 013761103 | OH | 12kV | 13.1221 | MT EDEN 1103 | 013761103 | OH | 12kV | 13.1221 | 013761103_OH |  |  | 100% | 100%
|  | UG | 12kV | 6.289 | MT EDEN 1103 | 013761103 | UG | 12kV | 6.289 | 013761103_UG |  |  | 100% | 100%
MT EDEN 1104 | 013761104 | OH | 12kV | 13.9987 | MT EDEN 1104 | 013761104 | OH | 12kV | 13.9987 | 013761104_OH |  |  | 100% | 100%
|  | UG | 12kV | 9.9172 | MT EDEN 1104 | 013761104 | UG | 12kV | 9.9172 | 013761104_UG |  |  | 100% | 100%
MT EDEN 1105 | 013761105 | OH | 12kV | 7.0075 | MT EDEN 1105 | 013761105 | OH | 12kV | 7.0075 | 013761105_OH |  |  | 100% | 100%
|  | UG | 12kV | 4.2316 | MT EDEN 1105 | 013761105 | UG | 12kV | 4.2316 | 013761105_UG |  |  | 100% | 100%
MT EDEN 1106 | 013761106 | OH | 12kV | 6.1538 | MT EDEN 1106 | 013761106 | OH | 12kV | 6.1538 | 013761106_OH |  |  | 100% | 100%
|  | UG | 12kV | 9.4224 | MT EDEN 1106 | 013761106 | UG | 12kV | 9.4224 | 013761106_UG |  |  | 100% | 100%
MT EDEN 1107 | 013761107 | OH | 12kV | 6.8382 | MT EDEN 1107 | 013761107 | OH | 12kV | 6.8382 | 013761107_OH |  |  | 100% | 100%
|  | UG | 12kV | 18.5786 | MT EDEN 1107 | 013761107 | UG | 12kV | 18.5786 | 013761107_UG |  |  | 100% | 100%
MT EDEN 1108 | 013761108 | OH | 12kV | 23.3518 | MT EDEN 1108 | 013761108 | OH | 12kV | 23.3518 | 013761108_OH |  |  | 100% | 100%
|  | UG | 12kV | 5.1038 | MT EDEN 1108 | 013761108 | UG | 12kV | 5.1038 | 013761108_UG |  |  | 100% | 100%
MT EDEN 1109 | 013761109 | OH | 12kV | 16.9412 | MT EDEN 1109 | 013761109 | OH | 12kV | 16.9412 | 013761109_OH |  |  | 100% | 100%
|  | UG | 12kV | 9.2116 | MT EDEN 1109 | 013761109 | UG | 12kV | 9.2116 | 013761109_UG |  |  | 100% | 100%
MT EDEN 1110 | 013761110 | OH | 12kV | 3.3032 | MT EDEN 1110 | 013761110 | OH | 12kV | 3.3032 | 013761110_OH |  |  | 100% | 100%
|  | UG | 12kV | 2.9758 | MT EDEN 1110 | 013761110 | UG | 12kV | 2.9758 | 013761110_UG |  |  | 100% | 100%
MT EDEN 1111 | 013761111 | OH | 12kV | 3.2378 | MT EDEN 1111 | 013761111 | OH | 12kV | 3.2378 | 013761111_OH |  |  | 100% | 100%
|  | UG | 12kV | 22.2617 | MT EDEN 1111 | 013761111 | UG | 12kV | 22.2617 | 013761111_UG |  |  | 100% | 100%
MT EDEN 1112 | 013761112 | OH | 12kV | 16.5073 | MT EDEN 1112 | 013761112 | OH | 12kV | 16.5073 | 013761112_OH |  |  | 100% | 100%
|  | UG | 12kV | 12.0477 | MT EDEN 1112 | 013761112 | UG | 12kV | 12.0477 | 013761112_UG |  |  | 100% | 100%
MT EDEN 1113 | 013761113 | OH | 12kV | 2.633 | MT EDEN 1113 | 013761113 | OH | 12kV | 2.633 | 013761113_OH |  |  | 100% | 100%
|  | UG | 12kV | 7.3366 | MT EDEN 1113 | 013761113 | UG | 12kV | 7.3366 | 013761113_UG |  |  | 100% | 100%
MT EDEN 1114 | 013761114 | OH | 12kV | 3.5746 | MT EDEN 1114 | 013761114 | OH | 12kV | 3.5746 | 013761114_OH |  |  | 100% | 100%
|  | UG | 12kV | 6.5245 | MT EDEN 1114 | 013761114 | UG | 12kV | 6.5245 | 013761114_UG |  |  | 100% | 100%
MUNI MARINA 1199 | 028281199 | UG | 12kV | 0.0056818 | MUNI MARINA 1199 | 028281199 | UG | 12kV | 0.0056818 | 028281199_UG |  |  | 100% | 100%
NAPA 1102 | 042021102 | OH | 12kV | 32.3511 | NAPA 1102 | 042021102 | OH | 12kV | 32.3511 | 042021102_OH |  |  | 100% | 100%
|  | UG | 12kV | 5.492 | NAPA 1102 | 042021102 | UG | 12kV | 5.492 | 042021102_UG |  |  | 100% | 100%
NAPA 1103 | 042021103 | OH | 12kV | 14.833 | NAPA 1103 | 042021103 | OH | 12kV | 14.833 | 042021103_OH |  |  | 100% | 100%
|  | UG | 12kV | 2.7523 | NAPA 1103 | 042021103 | UG | 12kV | 2.7523 | 042021103_UG |  |  | 100% | 100%
NAPA 1105 | 042021105 | OH | 12kV | 15.5892 | NAPA 1105 | 042021105 | OH | 12kV | 15.5892 | 042021105_OH |  |  | 100% | 100%
|  | UG | 12kV | 3.9161 | NAPA 1105 | 042021105 | UG | 12kV | 3.9161 | 042021105_UG |  |  | 100% | 100%
NAPA 1106 | 042021106 | OH | 12kV | 1.2397 | NAPA 1106 | 042021106 | OH | 12kV | 1.2397 | 042021106_OH |  |  | 100% | 100%
|  | UG | 12kV | 8.0093 | NAPA 1106 | 042021106 | UG | 12kV | 8.0093 | 042021106_UG |  |  | 100% | 100%
NAPA 1109 | 042021109 | OH | 12kV | 11.6668 | NAPA 1109 | 042021109 | OH | 12kV | 11.6668 | 042021109_OH |  |  | 100% | 100%
|  | UG | 12kV | 10.6162 | NAPA 1109 | 042021109 | UG | 12kV | 10.6162 | 042021109_UG |  |  | 100% | 100%
NAPA 1110 | 042021110 | OH | 12kV | 13.2758 | NAPA 1110 | 042021110 | OH | 12kV | 13.2758 | 042021110_OH |  |  | 100% | 100%
|  | UG | 12kV | 11.2456 | NAPA 1110 | 042021110 | UG | 12kV | 11.2456 | 042021110_UG |  |  | 100% | 100%
NAPA 1112 | 042021112 | OH | 12kV | 51.8619 | NAPA 1112 | 042021112 | OH | 12kV | 51.8619 | 042021112_OH |  |  | 100% | 100%
|  | UG | 12kV | 11.4669 | NAPA 1112 | 042021112 | UG | 12kV | 11.4669 | 042021112_UG |  |  | 100% | 100%
NARROWS 2101 | 153132101 | OH | 12kV | 58.1175 | NARROWS 2101 | 153132101 | OH | 12kV | 58.1175 | 153132101_OH |  | X | 94.54% | 94.54%
|  |  | 21kV | 3.3562 | NARROWS 2101 | 153132101 | OH | 21kV | 3.3562 | 153132101_OH | DIFF VOLT | X | 5.46% | 94.54%
|  | UG | 12kV | 0.88602 | NARROWS 2101 | 153132101 | UG | 12kV | 0.88602 | 153132101_UG |  | X | 63.77% | 63.77% | FLAG
|  |  | 21kV | 0.50339 | NARROWS 2101 | 153132101 | UG | 21kV | 0.50339 | 153132101_UG | DIFF VOLT | X | 36.23% | 63.77% | FLAG
NARROWS 2102 | 153132102 | OH | 21kV | 117.6208 | NARROWS 2102 | 153132102 | OH | 21kV | 117.6208 | 153132102_OH |  |  | 100% | 100%
|  | UG | 21kV | 4.9384 | NARROWS 2102 | 153132102 | UG | 21kV | 4.9384 | 153132102_UG |  |  | 100% | 100%
NARROWS 2104 | 153132104 | OH | 21kV | 0.0028409 | NARROWS 2104 | 153132104 | OH | 21kV | 0.0028409 | 153132104_OH |  |  | 100% | 100%
|  | UG | 21kV | 0.025218 | NARROWS 2104 | 153132104 | UG | 21kV | 0.025218 | 153132104_UG |  |  | 100% | 100%
NARROWS 2105 | 153132105 | OH | 12kV | 25.3578 | NARROWS 2105 | 153132105 | OH | 12kV | 25.3578 | 153132105_OH |  | X | 12.9% | 87.1%
|  |  | 21kV | 171.1969 | NARROWS 2105 | 153132105 | OH | 21kV | 171.1969 | 153132105_OH | DIFF VOLT | X | 87.1% | 87.1%
|  | UG | 12kV | 0.68462 | NARROWS 2105 | 153132105 | UG | 12kV | 0.68462 | 153132105_UG |  | X | 12.81% | 87.19%
|  |  | 21kV | 4.6602 | NARROWS 2105 | 153132105 | UG | 21kV | 4.6602 | 153132105_UG | DIFF VOLT | X | 87.19% | 87.19%
NARROWS PH 1151 | 153131151 | OH | 12kV | 0.17833 | NARROWS PH 1151 | 153131151 | OH | 12kV | 0.17833 | 153131151_OH |  |  | 100% | 100%
NEW HOPE 1101 | 162081101 | OH | 12kV | 38.5179 | NEW HOPE 1101 | 162081101 | OH | 12kV | 38.5179 | 162081101_OH |  | X | 99.99% | 99.99%
|  |  | 21kV | 0.0035805 | NEW HOPE 1101 | 162081101 | OH | 21kV | 0.0035805 | 162081101_OH | DIFF VOLT | X | 0.009295% | 99.99%
|  | UG | 12kV | 1.0464 | NEW HOPE 1101 | 162081101 | UG | 12kV | 1.0464 | 162081101_UG |  | X | 96.54% | 96.54%
|  |  | 21kV | 0.037463 | NEW HOPE 1101 | 162081101 | UG | 21kV | 0.037463 | 162081101_UG | DIFF VOLT | X | 3.456% | 96.54%
NEW HOPE 1102 | 162081102 | OH | 12kV | 58.8663 | NEW HOPE 1102 | 162081102 | OH | 12kV | 58.8663 | 162081102_OH |  |  | 100% | 100%
|  | UG | 12kV | 0.30408 | NEW HOPE 1102 | 162081102 | UG | 12kV | 0.30408 | 162081102_UG |  |  | 100% | 100%
NEWARK 1101 | 012221101 | OH | 12kV | 1.5127 | NEWARK 1101 | 012221101 | OH | 12kV | 1.5127 | 012221101_OH |  |  | 100% | 100%
|  | UG | 12kV | 10.7661 | NEWARK 1101 | 012221101 | UG | 12kV | 10.7661 | 012221101_UG |  |  | 100% | 100%
NEWARK 1102 | 012221102 | OH | 12kV | 8.877 | NEWARK 1102 | 012221102 | OH | 12kV | 8.877 | 012221102_OH |  |  | 100% | 100%
|  | UG | 12kV | 12.0348 | NEWARK 1102 | 012221102 | UG | 12kV | 12.0348 | 012221102_UG |  |  | 100% | 100%
NEWARK 1103 | 012221103 | OH | 12kV | 18.2733 | NEWARK 1103 | 012221103 | OH | 12kV | 18.2733 | 012221103_OH |  |  | 100% | 100%
|  | UG | 12kV | 14.8886 | NEWARK 1103 | 012221103 | UG | 12kV | 14.8886 | 012221103_UG |  |  | 100% | 100%
NEWARK 1104 | 012221104 | OH | 12kV | 0.26405 | NEWARK 1104 | 012221104 | OH | 12kV | 0.26405 | 012221104_OH |  |  | 100% | 100%
|  | UG | 12kV | 9.8512 | NEWARK 1104 | 012221104 | UG | 12kV | 9.8512 | 012221104_UG |  |  | 100% | 100%
NEWARK 1105 | 012221105 | OH | 12kV | 1.6178 | NEWARK 1105 | 012221105 | OH | 12kV | 1.6178 | 012221105_OH |  |  | 100% | 100%
|  | UG | 12kV | 7.4231 | NEWARK 1105 | 012221105 | UG | 12kV | 7.4231 | 012221105_UG |  |  | 100% | 100%
NEWARK 1106 | 012221106 | OH | 12kV | 17.9696 | NEWARK 1106 | 012221106 | OH | 12kV | 17.9696 | 012221106_OH |  |  | 100% | 100%
|  | UG | 12kV | 5.457 | NEWARK 1106 | 012221106 | UG | 12kV | 5.457 | 012221106_UG |  |  | 100% | 100%
NEWARK 1107 | 012221107 | OH | 12kV | 21.4837 | NEWARK 1107 | 012221107 | OH | 12kV | 21.4837 | 012221107_OH |  |  | 100% | 100%
|  | UG | 12kV | 7.7073 | NEWARK 1107 | 012221107 | UG | 12kV | 7.7073 | 012221107_UG |  |  | 100% | 100%
NEWARK 1108 | 012221108 | OH | 12kV | 1.0727 | NEWARK 1108 | 012221108 | OH | 12kV | 1.0727 | 012221108_OH |  |  | 100% | 100%
|  | UG | 12kV | 8.4687 | NEWARK 1108 | 012221108 | UG | 12kV | 8.4687 | 012221108_UG |  |  | 100% | 100%
NEWARK 2102 | 012222102 | OH | 21kV | 2.6822 | NEWARK 2102 | 012222102 | OH | 21kV | 2.6822 | 012222102_OH |  |  | 100% | 100%
|  | UG | 21kV | 22.627 | NEWARK 2102 | 012222102 | UG | 21kV | 22.627 | 012222102_UG |  |  | 100% | 100%
NEWARK 2103 | 012222103 | OH | 12kV | 0.013182 | NEWARK 2103 | 012222103 | OH | 12kV | 0.013182 | 012222103_OH |  | X | 0.07252% | 99.93%
|  |  | 21kV | 18.1638 | NEWARK 2103 | 012222103 | OH | 21kV | 18.1638 | 012222103_OH | DIFF VOLT | X | 99.93% | 99.93%
|  | UG | 12kV | 0.0088802 | NEWARK 2103 | 012222103 | UG | 12kV | 0.0088802 | 012222103_UG |  | X | 0.03244% | 99.97%
|  |  | 21kV | 27.3678 | NEWARK 2103 | 012222103 | UG | 21kV | 27.3678 | 012222103_UG | DIFF VOLT | X | 99.97% | 99.97%
NEWARK 2104 | 012222104 | OH | 21kV | 6.6722 | NEWARK 2104 | 012222104 | OH | 21kV | 6.6722 | 012222104_OH |  |  | 100% | 100%
|  | UG | 21kV | 14.2585 | NEWARK 2104 | 012222104 | UG | 21kV | 14.2585 | 012222104_UG |  |  | 100% | 100%
NEWARK 2105 | 012222105 | OH | 12kV | 0.02204 | NEWARK 2105 | 012222105 | OH | 12kV | 0.02204 | 012222105_OH |  | X | 0.8287% | 99.17%
|  |  | 21kV | 2.6376 | NEWARK 2105 | 012222105 | OH | 21kV | 2.6376 | 012222105_OH | DIFF VOLT | X | 99.17% | 99.17%
|  | UG | 12kV | 0.0077356 | NEWARK 2105 | 012222105 | UG | 12kV | 0.0077356 | 012222105_UG |  | X | 0.03442% | 99.97%
|  |  | 21kV | 22.4631 | NEWARK 2105 | 012222105 | UG | 21kV | 22.4631 | 012222105_UG | DIFF VOLT | X | 99.97% | 99.97%
NEWARK 2107 | 012222107 | OH | 21kV | 6.8596 | NEWARK 2107 | 012222107 | OH | 21kV | 6.8596 | 012222107_OH |  |  | 100% | 100%
|  | UG | 21kV | 38.1509 | NEWARK 2107 | 012222107 | UG | 21kV | 38.1509 | 012222107_UG |  |  | 100% | 100%
NEWARK 2108 | 012222108 | OH | 21kV | 4.8391 | NEWARK 2108 | 012222108 | OH | 21kV | 4.8391 | 012222108_OH |  |  | 100% | 100%
|  | UG | 21kV | 24.6013 | NEWARK 2108 | 012222108 | UG | 21kV | 24.6013 | 012222108_UG |  |  | 100% | 100%
NEWARK 2109 | 012222109 | OH | 21kV | 0.0028559 | NEWARK 2109 | 012222109 | OH | 21kV | 0.0028559 | 012222109_OH |  |  | 100% | 100%
|  | UG | 21kV | 13.9941 | NEWARK 2109 | 012222109 | UG | 21kV | 13.9941 | 012222109_UG |  |  | 100% | 100%
NEWARK 2110 | 012222110 | OH | 21kV | 3.1905 | NEWARK 2110 | 012222110 | OH | 21kV | 3.1905 | 012222110_OH |  |  | 100% | 100%
|  | UG | 21kV | 3.0221 | NEWARK 2110 | 012222110 | UG | 21kV | 3.0221 | 012222110_UG |  |  | 100% | 100%
NEWBURG 1131 | 192151131 | OH | 12kV | 39.3222 | NEWBURG 1131 | 192151131 | OH | 12kV | 39.3222 | 192151131_OH |  |  | 100% | 100%
|  | UG | 12kV | 7.42 | NEWBURG 1131 | 192151131 | UG | 12kV | 7.42 | 192151131_UG |  |  | 100% | 100%
NEWBURG 1132 | 192151132 | OH | 12kV | 22.253 | NEWBURG 1132 | 192151132 | OH | 12kV | 22.253 | 192151132_OH |  |  | 100% | 100%
|  | UG | 12kV | 11.8232 | NEWBURG 1132 | 192151132 | UG | 12kV | 11.8232 | 192151132_UG |  |  | 100% | 100%
NEWBURG 1133 | 192151133 | OH | 12kV | 16.8088 | NEWBURG 1133 | 192151133 | OH | 12kV | 16.8088 | 192151133_OH |  |  | 100% | 100%
|  | UG | 12kV | 1.1253 | NEWBURG 1133 | 192151133 | UG | 12kV | 1.1253 | 192151133_UG |  |  | 100% | 100%
NEWHALL 1109 | 254461109 | OH | 12kV | 74.3317 | NEWHALL 1109 | 254461109 | OH | 12kV | 74.3317 | 254461109_OH |  |  | 100% | 100%
|  | UG | 12kV | 0.12937 | NEWHALL 1109 | 254461109 | UG | 12kV | 0.12937 | 254461109_UG |  |  | 100% | 100%
NEWHALL 1111 | 254461111 | OH | 12kV | 75.9906 | NEWHALL 1111 | 254461111 | OH | 12kV | 75.9906 | 254461111_OH |  |  | 100% | 100%
|  | UG | 12kV | 0.37227 | NEWHALL 1111 | 254461111 | UG | 12kV | 0.37227 | 254461111_UG |  |  | 100% | 100%
NEWMAN 1101 | 162741101 | OH | 12kV | 36.6405 | NEWMAN 1101 | 162741101 | OH | 12kV | 36.6405 | 162741101_OH |  |  | 100% | 100%
|  | UG | 12kV | 1.7593 | NEWMAN 1101 | 162741101 | UG | 12kV | 1.7593 | 162741101_UG |  |  | 100% | 100%
NEWMAN 1102 | 162741102 | OH | 12kV | 9.5475 | NEWMAN 1102 | 162741102 | OH | 12kV | 9.5475 | 162741102_OH |  |  | 100% | 100%
|  | UG | 12kV | 2.3543 | NEWMAN 1102 | 162741102 | UG | 12kV | 2.3543 | 162741102_UG |  |  | 100% | 100%
NEWMAN 1105 | 162741105 | OH | 12kV | 40.3849 | NEWMAN 1105 | 162741105 | OH | 12kV | 40.3849 | 162741105_OH |  |  | 100% | 100%
|  | UG | 12kV | 7.4228 | NEWMAN 1105 | 162741105 | UG | 12kV | 7.4228 | 162741105_UG |  |  | 100% | 100%
NEWMAN 1106 | 162741106 | OH | 12kV | 34.7926 | NEWMAN 1106 | 162741106 | OH | 12kV | 34.7926 | 162741106_OH |  |  | 100% | 100%
|  | UG | 12kV | 14.2485 | NEWMAN 1106 | 162741106 | UG | 12kV | 14.2485 | 162741106_UG |  |  | 100% | 100%
NORCO 1101 | 254691101 | OH | 12kV | 38.1383 | NORCO 1101 | 254691101 | OH | 12kV | 38.1383 | 254691101_OH |  |  | 100% | 100%
|  | UG | 12kV | 1.7807 | NORCO 1101 | 254691101 | UG | 12kV | 1.7807 | 254691101_UG |  |  | 100% | 100%
NORCO 1102 | 254691102 | OH | 12kV | 7.5639 | NORCO 1102 | 254691102 | OH | 12kV | 7.5639 | 254691102_OH |  |  | 100% | 100%
|  | UG | 12kV | 0.019268 | NORCO 1102 | 254691102 | UG | 12kV | 0.019268 | 254691102_UG |  |  | 100% | 100%
NORD 1103 | 103071103 | OH | 12kV | 19.2514 | NORD 1103 | 103071103 | OH | 12kV | 19.2514 | 103071103_OH |  |  | 100% | 100%
|  | UG | 12kV | 12.3648 | NORD 1103 | 103071103 | UG | 12kV | 12.3648 | 103071103_UG |  |  | 100% | 100%
NORD 1104 | 103071104 | OH | 12kV | 50.5056 | NORD 1104 | 103071104 | OH | 12kV | 50.5056 | 103071104_OH |  |  | 100% | 100%
|  | UG | 12kV | 2.4648 | NORD 1104 | 103071104 | UG | 12kV | 2.4648 | 103071104_UG |  |  | 100% | 100%
NORD 1105 | 103071105 | OH | 12kV | 6.9938 | NORD 1105 | 103071105 | OH | 12kV | 6.9938 | 103071105_OH |  |  | 100% | 100%
|  | UG | 12kV | 17.1436 | NORD 1105 | 103071105 | UG | 12kV | 17.1436 | 103071105_UG |  |  | 100% | 100%
NORD 1106 | 103071106 | OH | 12kV | 10.8036 | NORD 1106 | 103071106 | OH | 12kV | 10.8036 | 103071106_OH |  |  | 100% | 100%
|  | UG | 12kV | 9.2937 | NORD 1106 | 103071106 | UG | 12kV | 9.2937 | 103071106_UG |  |  | 100% | 100%
NORIEGA 0401 | 022510401 | OH | 4.16kV | 1.5596 | NORIEGA 0401 | 022510401 | OH | 4.16kV | 1.5596 | 022510401_OH |  |  | 100% | 100%
|  | UG | 4.16kV | 0.048729 | NORIEGA 0401 | 022510401 | UG | 4.16kV | 0.048729 | 022510401_UG |  |  | 100% | 100%
NORIEGA 0402 | 022510402 | OH | 4.16kV | 1.7271 | NORIEGA 0402 | 022510402 | OH | 4.16kV | 1.7271 | 022510402_OH |  |  | 100% | 100%
|  | UG | 4.16kV | 0.13341 | NORIEGA 0402 | 022510402 | UG | 4.16kV | 0.13341 | 022510402_UG |  |  | 100% | 100%
NORTECH 2106 | 082462106 | UG | 21kV | 1.2943 | NORTECH 2106 | 082462106 | UG | 21kV | 1.2943 | 082462106_UG |  |  | 100% | 100%
NORTECH 2107 | 082462107 | OH | 21kV | 0.11213 | NORTECH 2107 | 082462107 | OH | 21kV | 0.11213 | 082462107_OH |  |  | 100% | 100%
|  | UG | 12kV | 0.020534 | NORTECH 2107 | 082462107 | UG | 12kV | 0.020534 | 082462107_UG |  | X | 0.15% | 99.85%
|  |  | 21kV | 13.6658 | NORTECH 2107 | 082462107 | UG | 21kV | 13.6658 | 082462107_UG | DIFF VOLT | X | 99.85% | 99.85%
NORTECH 2109 | 082462109 | OH | 21kV | 3.1502 | NORTECH 2109 | 082462109 | OH | 21kV | 3.1502 | 082462109_OH |  |  | 100% | 100%
|  | UG | 21kV | 3.6987 | NORTECH 2109 | 082462109 | UG | 21kV | 3.6987 | 082462109_UG |  |  | 100% | 100%
NORTECH 2110 | 082462110 | OH | 21kV | 9.4428 | NORTECH 2110 | 082462110 | OH | 21kV | 9.4428 | 082462110_OH |  |  | 100% | 100%
|  | UG | 21kV | 9.6575 | NORTECH 2110 | 082462110 | UG | 21kV | 9.6575 | 082462110_UG |  |  | 100% | 100%
NORTECH 2111 | 082462111 | OH | 21kV | 0.71332 | NORTECH 2111 | 082462111 | OH | 21kV | 0.71332 | 082462111_OH |  |  | 100% | 100%
|  | UG | 21kV | 3.1719 | NORTECH 2111 | 082462111 | UG | 21kV | 3.1719 | 082462111_UG |  |  | 100% | 100%
NORTH BRANCH 1101 | 163231101 | OH | 12kV | 90.5128 | NORTH BRANCH 1101 | 163231101 | OH | 12kV | 90.5128 | 163231101_OH |  |  | 100% | 100%
|  | UG | 12kV | 6.0586 | NORTH BRANCH 1101 | 163231101 | UG | 12kV | 6.0586 | 163231101_UG |  |  | 100% | 100%
NORTH DUBLIN 2101 | 014052101 | OH | 21kV | 2.2485 | NORTH DUBLIN 2101 | 014052101 | OH | 21kV | 2.2485 | 014052101_OH |  |  | 100% | 100%
|  | UG | 21kV | 45.9357 | NORTH DUBLIN 2101 | 014052101 | UG | 21kV | 45.9357 | 014052101_UG |  |  | 100% | 100%
NORTH DUBLIN 2103 | 014052103 | OH | 12kV | 0.79408 | NORTH DUBLIN 2103 | 014052103 | OH | 12kV | 0.79408 | 014052103_OH |  | X | 3.588% | 96.41%
|  |  | 21kV | 21.3384 | NORTH DUBLIN 2103 | 014052103 | OH | 21kV | 21.3384 | 014052103_OH | DIFF VOLT | X | 96.41% | 96.41%
|  | UG | 12kV | 0.012953 | NORTH DUBLIN 2103 | 014052103 | UG | 12kV | 0.012953 | 014052103_UG |  | X | 0.03398% | 99.97%
|  |  | 21kV | 38.1034 | NORTH DUBLIN 2103 | 014052103 | UG | 21kV | 38.1034 | 014052103_UG | DIFF VOLT | X | 99.97% | 99.97%
NORTH TOWER 1101 | 042041101 | UG | 12kV | 0.016484 | NORTH TOWER 1101 | 042041101 | UG | 12kV | 0.016484 | 042041101_UG |  |  | 100% | 100%
NORTH TOWER 1102 | 042041102 | OH | 12kV | 18.7106 | NORTH TOWER 1102 | 042041102 | OH | 12kV | 18.7106 | 042041102_OH |  |  | 100% | 100%
|  | UG | 12kV | 28.7329 | NORTH TOWER 1102 | 042041102 | UG | 12kV | 28.7329 | 042041102_UG |  |  | 100% | 100%
NORTH TOWER 1103 | 042041103 | OH | 12kV | 13.0329 | NORTH TOWER 1103 | 042041103 | OH | 12kV | 13.0329 | 042041103_OH |  |  | 100% | 100%
|  | UG | 12kV | 13.4193 | NORTH TOWER 1103 | 042041103 | UG | 12kV | 13.4193 | 042041103_UG |  |  | 100% | 100%
NORTH TOWER 1104 | 042041104 | OH | 12kV | 19.7363 | NORTH TOWER 1104 | 042041104 | OH | 12kV | 19.7363 | 042041104_OH |  |  | 100% | 100%
|  | UG | 12kV | 18.7328 | NORTH TOWER 1104 | 042041104 | UG | 12kV | 18.7328 | 042041104_UG |  |  | 100% | 100%
NORTH TOWER 1108 | 042041108 | OH | 12kV | 13.296 | NORTH TOWER 1108 | 042041108 | OH | 12kV | 13.296 | 042041108_OH |  |  | 100% | 100%
|  | UG | 12kV | 27.0974 | NORTH TOWER 1108 | 042041108 | UG | 12kV | 27.0974 | 042041108_UG |  |  | 100% | 100%
NORTH TOWER 2101 | 042042101 | OH | 21kV | 4.384 | NORTH TOWER 2101 | 042042101 | OH | 21kV | 4.384 | 042042101_OH |  |  | 100% | 100%
|  | UG | 21kV | 2.3403 | NORTH TOWER 2101 | 042042101 | UG | 21kV | 2.3403 | 042042101_UG |  |  | 100% | 100%
NORTH TOWER 2104 | 042042104 | OH | 21kV | 4.2092 | NORTH TOWER 2104 | 042042104 | OH | 21kV | 4.2092 | 042042104_OH |  |  | 100% | 100%
|  | UG | 21kV | 0.57194 | NORTH TOWER 2104 | 042042104 | UG | 21kV | 0.57194 | 042042104_UG |  |  | 100% | 100%
NOTRE DAME 1101 | 102041101 | OH | 12kV | 1.5965 | NOTRE DAME 1101 | 102041101 | OH | 12kV | 1.5965 | 102041101_OH |  |  | 100% | 100%
|  | UG | 12kV | 6.2686 | NOTRE DAME 1101 | 102041101 | UG | 12kV | 6.2686 | 102041101_UG |  |  | 100% | 100%
NOTRE DAME 1102 | 102041102 | OH | 12kV | 10.6051 | NOTRE DAME 1102 | 102041102 | OH | 12kV | 10.6051 | 102041102_OH |  |  | 100% | 100%
|  | UG | 12kV | 11.6828 | NOTRE DAME 1102 | 102041102 | UG | 12kV | 11.6828 | 102041102_UG |  |  | 100% | 100%
NOTRE DAME 1103 | 102041103 | OH | 12kV | 7.8096 | NOTRE DAME 1103 | 102041103 | OH | 12kV | 7.8096 | 102041103_OH |  |  | 100% | 100%
|  | UG | 12kV | 27.3184 | NOTRE DAME 1103 | 102041103 | UG | 12kV | 27.3184 | 102041103_UG |  |  | 100% | 100%
NOTRE DAME 1104 | 102041104 | OH | 12kV | 35.7812 | NOTRE DAME 1104 | 102041104 | OH | 12kV | 35.7812 | 102041104_OH |  |  | 100% | 100%
|  | UG | 12kV | 18.7633 | NOTRE DAME 1104 | 102041104 | UG | 12kV | 18.7633 | 102041104_UG |  | X | 99.53% | 99.53%
|  |  | (empty) | 0.088741 | NOTRE DAME 1104 | 102041104 | UG | (blank) | 0.088741 | 102041104_UG | DIFF VOLT | X | 0.4707% | 99.53%
NOVATO 1101 | 042211101 | OH | 12kV | 0.56604 | NOVATO 1101 | 042211101 | OH | 12kV | 0.56604 | 042211101_OH |  |  | 100% | 100%
|  | UG | 12kV | 0.077955 | NOVATO 1101 | 042211101 | UG | 12kV | 0.077955 | 042211101_UG |  |  | 100% | 100%
NOVATO 1102 | 042211102 | OH | 12kV | 0.58673 | NOVATO 1102 | 042211102 | OH | 12kV | 0.58673 | 042211102_OH |  |  | 100% | 100%
|  | UG | 12kV | 5.7336 | NOVATO 1102 | 042211102 | UG | 12kV | 5.7336 | 042211102_UG |  |  | 100% | 100%
NOVATO 1103 | 042211103 | OH | 12kV | 2.9466 | NOVATO 1103 | 042211103 | OH | 12kV | 2.9466 | 042211103_OH |  |  | 100% | 100%
|  | UG | 12kV | 10.631 | NOVATO 1103 | 042211103 | UG | 12kV | 10.631 | 042211103_UG |  |  | 100% | 100%
NOVATO 1104 | 042211104 | OH | 12kV | 24.5302 | NOVATO 1104 | 042211104 | OH | 12kV | 24.5302 | 042211104_OH |  |  | 100% | 100%
|  | UG | 12kV | 23.162 | NOVATO 1104 | 042211104 | UG | 12kV | 23.162 | 042211104_UG |  |  | 100% | 100%
OAK 0401 | 012600401 | OH | 4.16kV | 5.4162 | OAK 0401 | 012600401 | OH | 4.16kV | 5.4162 | 012600401_OH |  |  | 100% | 100%
|  | UG | 4.16kV | 0.62144 | OAK 0401 | 012600401 | UG | 4.16kV | 0.62144 | 012600401_UG |  |  | 100% | 100%
OAK PARK 0401 | 163270401 | OH | 4.16kV | 2.475 | OAK PARK 0401 | 163270401 | OH | 4.16kV | 2.475 | 163270401_OH |  |  | 100% | 100%
|  | UG | 4.16kV | 0.028555 | OAK PARK 0401 | 163270401 | UG | 4.16kV | 0.028555 | 163270401_UG |  |  | 100% | 100%
OAK PARK 0402 | 163270402 | OH | 4.16kV | 0.49947 | OAK PARK 0402 | 163270402 | OH | 4.16kV | 0.49947 | 163270402_OH |  |  | 100% | 100%
|  | UG | 4.16kV | 0.03059 | OAK PARK 0402 | 163270402 | UG | 4.16kV | 0.03059 | 163270402_UG |  |  | 100% | 100%
OAKHURST 1101 | 254421101 | OH | 12kV | 92.7849 | OAKHURST 1101 | 254421101 | OH | 12kV | 92.7849 | 254421101_OH |  |  | 100% | 100%
|  | UG | 12kV | 14.8168 | OAKHURST 1101 | 254421101 | UG | 12kV | 14.8168 | 254421101_UG |  |  | 100% | 100%
OAKHURST 1102 | 254421102 | OH | 12kV | 16.572 | OAKHURST 1102 | 254421102 | OH | 12kV | 16.572 | 254421102_OH |  |  | 100% | 100%
|  | UG | 12kV | 3.6873 | OAKHURST 1102 | 254421102 | UG | 12kV | 3.6873 | 254421102_UG |  |  | 100% | 100%
OAKHURST 1103 | 254421103 | OH | 12kV | 129.8021 | OAKHURST 1103 | 254421103 | OH | 12kV | 129.8021 | 254421103_OH |  |  | 100% | 100%
|  | UG | 12kV | 17.585 | OAKHURST 1103 | 254421103 | UG | 12kV | 17.585 | 254421103_UG |  |  | 100% | 100%
OAKLAND C 1101 | 012011101 | UG | 12kV | 2.4781 | OAKLAND C 1101 | 012011101 | UG | 12kV | 2.4781 | 012011101_UG |  |  | 100% | 100%
OAKLAND C 1102 | 012011102 | UG | 12kV | 3.283 | OAKLAND C 1102 | 012011102 | UG | 12kV | 3.283 | 012011102_UG |  |  | 100% | 100%
OAKLAND C 1103 | 012011103 | UG | 12kV | 3.2318 | OAKLAND C 1103 | 012011103 | UG | 12kV | 3.2318 | 012011103_UG |  |  | 100% | 100%
OAKLAND C 1104 | 012011104 | UG | 12kV | 3.0879 | OAKLAND C 1104 | 012011104 | UG | 12kV | 3.0879 | 012011104_UG |  |  | 100% | 100%
OAKLAND C 1105 | 012011105 | UG | 12kV | 2.5826 | OAKLAND C 1105 | 012011105 | UG | 12kV | 2.5826 | 012011105_UG |  |  | 100% | 100%
OAKLAND C 1106 | 012011106 | UG | 12kV | 3.4836 | OAKLAND C 1106 | 012011106 | UG | 12kV | 3.4836 | 012011106_UG |  |  | 100% | 100%
OAKLAND C 1108 | 012011108 | OH | 12kV | 2.0413 | OAKLAND C 1108 | 012011108 | OH | 12kV | 2.0413 | 012011108_OH |  |  | 100% | 100%
|  | UG | 12kV | 11.2415 | OAKLAND C 1108 | 012011108 | UG | 12kV | 11.2415 | 012011108_UG |  |  | 100% | 100%
OAKLAND C 1109 | 012011109 | OH | 12kV | 3.2978 | OAKLAND C 1109 | 012011109 | OH | 12kV | 3.2978 | 012011109_OH |  |  | 100% | 100%
|  | UG | 12kV | 8.4069 | OAKLAND C 1109 | 012011109 | UG | 12kV | 8.4069 | 012011109_UG |  | X | 98.9% | 98.9%
|  |  | (empty) | 0.093332 | OAKLAND C 1109 | 012011109 | UG | (blank) | 0.093332 | 012011109_UG | DIFF VOLT | X | 1.098% | 98.9%
OAKLAND C 1110 | 012011110 | OH | 12kV | 1.2474 | OAKLAND C 1110 | 012011110 | OH | 12kV | 1.2474 | 012011110_OH |  |  | 100% | 100%
|  | UG | 12kV | 1.8363 | OAKLAND C 1110 | 012011110 | UG | 12kV | 1.8363 | 012011110_UG |  |  | 100% | 100%
OAKLAND C 1111 | 012011111 | UG | 12kV | 0.21442 | OAKLAND C 1111 | 012011111 | UG | 12kV | 0.21442 | 012011111_UG |  |  | 100% | 100%
OAKLAND C 1112 | 012011112 | OH | 12kV | 1.1572 | OAKLAND C 1112 | 012011112 | OH | 12kV | 1.1572 | 012011112_OH |  |  | 100% | 100%
|  | UG | 12kV | 6.4404 | OAKLAND C 1112 | 012011112 | UG | 12kV | 6.4404 | 012011112_UG |  |  | 100% | 100%
OAKLAND C 1113 | 012011113 | OH | 12kV | 3.3598 | OAKLAND C 1113 | 012011113 | OH | 12kV | 3.3598 | 012011113_OH |  |  | 100% | 100%
|  | UG | 12kV | 5.3522 | OAKLAND C 1113 | 012011113 | UG | 12kV | 5.3522 | 012011113_UG |  | X | 99.71% | 99.71%
|  |  | (empty) | 0.015475 | OAKLAND C 1113 | 012011113 | UG | (blank) | 0.015475 | 012011113_UG | DIFF VOLT | X | 0.2883% | 99.71%
OAKLAND C 1114 | 012011114 | OH | 12kV | 3.2813 | OAKLAND C 1114 | 012011114 | OH | 12kV | 3.2813 | 012011114_OH |  |  | 100% | 100%
|  | UG | 12kV | 3.8534 | OAKLAND C 1114 | 012011114 | UG | 12kV | 3.8534 | 012011114_UG |  |  | 100% | 100%
OAKLAND C 1115 | 012011115 | OH | 12kV | 1.1448 | OAKLAND C 1115 | 012011115 | OH | 12kV | 1.1448 | 012011115_OH |  |  | 100% | 100%
|  | UG | 12kV | 5.8965 | OAKLAND C 1115 | 012011115 | UG | 12kV | 5.8965 | 012011115_UG |  |  | 100% | 100%
OAKLAND C 1116 | 012011116 | OH | 12kV | 2.4464 | OAKLAND C 1116 | 012011116 | OH | 12kV | 2.4464 | 012011116_OH |  |  | 100% | 100%
|  | UG | 12kV | 4.1079 | OAKLAND C 1116 | 012011116 | UG | 12kV | 4.1079 | 012011116_UG |  |  | 100% | 100%
OAKLAND C 1117 | 012011117 | OH | 12kV | 2.983 | OAKLAND C 1117 | 012011117 | OH | 12kV | 2.983 | 012011117_OH |  |  | 100% | 100%
|  | UG | 12kV | 4.9423 | OAKLAND C 1117 | 012011117 | UG | 12kV | 4.9423 | 012011117_UG |  |  | 100% | 100%
OAKLAND C 1118 | 012011118 | OH | 12kV | 3.2694 | OAKLAND C 1118 | 012011118 | OH | 12kV | 3.2694 | 012011118_OH |  |  | 100% | 100%
|  | UG | 12kV | 4.6602 | OAKLAND C 1118 | 012011118 | UG | 12kV | 4.6602 | 012011118_UG |  |  | 100% | 100%
OAKLAND C 1119 | 012011119 | OH | 12kV | 0.43485 | OAKLAND C 1119 | 012011119 | OH | 12kV | 0.43485 | 012011119_OH |  |  | 100% | 100%
|  | UG | 12kV | 1.1837 | OAKLAND C 1119 | 012011119 | UG | 12kV | 1.1837 | 012011119_UG |  |  | 100% | 100%
OAKLAND C 1120 | 012011120 | OH | 12kV | 3.0347 | OAKLAND C 1120 | 012011120 | OH | 12kV | 3.0347 | 012011120_OH |  |  | 100% | 100%
|  | UG | 12kV | 3.5598 | OAKLAND C 1120 | 012011120 | UG | 12kV | 3.5598 | 012011120_UG |  |  | 100% | 100%
OAKLAND C 1121 | 012011121 | OH | 12kV | 1.9024 | OAKLAND C 1121 | 012011121 | OH | 12kV | 1.9024 | 012011121_OH |  |  | 100% | 100%
|  | UG | 12kV | 2.2337 | OAKLAND C 1121 | 012011121 | UG | 12kV | 2.2337 | 012011121_UG |  |  | 100% | 100%
OAKLAND C 1132 | 012011132 | OH | 12kV | 1.2173 | OAKLAND C 1132 | 012011132 | OH | 12kV | 1.2173 | 012011132_OH |  |  | 100% | 100%
|  | UG | 12kV | 0.951 | OAKLAND C 1132 | 012011132 | UG | 12kV | 0.951 | 012011132_UG |  |  | 100% | 100%
OAKLAND C 1133 | 012011133 | OH | 12kV | 0.026857 | OAKLAND C 1133 | 012011133 | OH | 12kV | 0.026857 | 012011133_OH |  |  | 100% | 100%
|  | UG | 12kV | 9.4455 | OAKLAND C 1133 | 012011133 | UG | 12kV | 9.4455 | 012011133_UG |  |  | 100% | 100%
OAKLAND C 1134 | 012011134 | OH | 12kV | 1.4676 | OAKLAND C 1134 | 012011134 | OH | 12kV | 1.4676 | 012011134_OH |  |  | 100% | 100%
|  | UG | 12kV | 3.073 | OAKLAND C 1134 | 012011134 | UG | 12kV | 3.073 | 012011134_UG |  |  | 100% | 100%
OAKLAND C 3401 | 012013401 | UG | 34.5kV | 0.39155 | OAKLAND C 3401 | 012013401 | UG | 34.5kV | 0.39155 | 012013401_UG |  |  | 100% | 100%
OAKLAND C 3402 | 012013402 | UG | 34.5kV | 0.52716 | OAKLAND C 3402 | 012013402 | UG | 34.5kV | 0.52716 | 012013402_UG |  |  | 100% | 100%
OAKLAND C -X-1 | C-X-1 | UG | 12kV | 3.3519 | OAKLAND C -X-1 | C-X-1 | UG | 12kV | 3.3519 | C-X-1_UG |  |  | 100% | 100%
OAKLAND D 0406 | 012040406 | OH | 4.16kV | 3.2001 | OAKLAND D 0406 | 012040406 | OH | 4.16kV | 3.2001 | 012040406_OH |  |  | 100% | 100%
|  | UG | 4.16kV | 0.49571 | OAKLAND D 0406 | 012040406 | UG | 4.16kV | 0.49571 | 012040406_UG |  |  | 100% | 100%
OAKLAND D 0407 | 012040407 | OH | 4.16kV | 0.33075 | OAKLAND D 0407 | 012040407 | OH | 4.16kV | 0.33075 | 012040407_OH |  |  | 100% | 100%
|  | UG | 4.16kV | 2.1803 | OAKLAND D 0407 | 012040407 | UG | 4.16kV | 2.1803 | 012040407_UG |  |  | 100% | 100%
OAKLAND D 0408 | 012040408 | OH | 4.16kV | 4.2536 | OAKLAND D 0408 | 012040408 | OH | 4.16kV | 4.2536 | 012040408_OH |  |  | 100% | 100%
|  | UG | 4.16kV | 0.4126 | OAKLAND D 0408 | 012040408 | UG | 4.16kV | 0.4126 | 012040408_UG |  |  | 100% | 100%
OAKLAND D 0410 | 012040410 | OH | 4.16kV | 2.7512 | OAKLAND D 0410 | 012040410 | OH | 4.16kV | 2.7512 | 012040410_OH |  |  | 100% | 100%
|  | UG | 4.16kV | 0.43753 | OAKLAND D 0410 | 012040410 | UG | 4.16kV | 0.43753 | 012040410_UG |  |  | 100% | 100%
OAKLAND D 0412 | 012040412 | UG | 4.16kV | 0.030019 | OAKLAND D 0412 | 012040412 | UG | 4.16kV | 0.030019 | 012040412_UG |  |  | 100% | 100%
OAKLAND D 1101 | 012041101 | OH | 12kV | 0.16496 | OAKLAND D 1101 | 012041101 | OH | 12kV | 0.16496 | 012041101_OH |  |  | 100% | 100%
|  | UG | 12kV | 2.603 | OAKLAND D 1101 | 012041101 | UG | 12kV | 2.603 | 012041101_UG |  |  | 100% | 100%
OAKLAND D 1102 | 012041102 | OH | 12kV | 2.7544 | OAKLAND D 1102 | 012041102 | OH | 12kV | 2.7544 | 012041102_OH |  |  | 100% | 100%
|  | UG | 12kV | 1.274 | OAKLAND D 1102 | 012041102 | UG | 12kV | 1.274 | 012041102_UG |  |  | 100% | 100%
OAKLAND D 1103 | 012041103 | OH | 12kV | 0.33908 | OAKLAND D 1103 | 012041103 | OH | 12kV | 0.33908 | 012041103_OH |  |  | 100% | 100%
|  | UG | 12kV | 2.515 | OAKLAND D 1103 | 012041103 | UG | 12kV | 2.515 | 012041103_UG |  |  | 100% | 100%
OAKLAND D 1104 | 012041104 | OH | 12kV | 5.9291 | OAKLAND D 1104 | 012041104 | OH | 12kV | 5.9291 | 012041104_OH |  |  | 100% | 100%
|  | UG | 12kV | 1.4907 | OAKLAND D 1104 | 012041104 | UG | 12kV | 1.4907 | 012041104_UG |  |  | 100% | 100%
OAKLAND D 1105 | 012041105 | OH | 12kV | 8.3434 | OAKLAND D 1105 | 012041105 | OH | 12kV | 8.3434 | 012041105_OH |  | X | 99.98% | 99.98%
|  |  | (empty) | 0.0018265 | OAKLAND D 1105 | 012041105 | OH | (blank) | 0.0018265 | 012041105_OH | DIFF VOLT | X | 0.02189% | 99.98%
|  | UG | 12kV | 6.0315 | OAKLAND D 1105 | 012041105 | UG | 12kV | 6.0315 | 012041105_UG |  |  | 100% | 100%
OAKLAND D 1106 | 012041106 | OH | 12kV | 8.8059 | OAKLAND D 1106 | 012041106 | OH | 12kV | 8.8059 | 012041106_OH |  |  | 100% | 100%
|  | UG | 12kV | 2.5103 | OAKLAND D 1106 | 012041106 | UG | 12kV | 2.5103 | 012041106_UG |  |  | 100% | 100%
OAKLAND D 1107 | 012041107 | OH | 12kV | 2.5069 | OAKLAND D 1107 | 012041107 | OH | 12kV | 2.5069 | 012041107_OH |  |  | 100% | 100%
|  | UG | 12kV | 3.0197 | OAKLAND D 1107 | 012041107 | UG | 12kV | 3.0197 | 012041107_UG |  |  | 100% | 100%
OAKLAND D 1110 | 012041110 | OH | 12kV | 5.4671 | OAKLAND D 1110 | 012041110 | OH | 12kV | 5.4671 | 012041110_OH |  |  | 100% | 100%
|  | UG | 12kV | 7.1041 | OAKLAND D 1110 | 012041110 | UG | 12kV | 7.1041 | 012041110_UG |  |  | 100% | 100%
OAKLAND D 1111 | 012041111 | OH | 12kV | 7.7922 | OAKLAND D 1111 | 012041111 | OH | 12kV | 7.7922 | 012041111_OH |  |  | 100% | 100%
|  | UG | 12kV | 2.0072 | OAKLAND D 1111 | 012041111 | UG | 12kV | 2.0072 | 012041111_UG |  |  | 100% | 100%
OAKLAND D 1112 | 012041112 | OH | 12kV | 11.8877 | OAKLAND D 1112 | 012041112 | OH | 12kV | 11.8877 | 012041112_OH |  |  | 100% | 100%
|  | UG | 12kV | 2.6662 | OAKLAND D 1112 | 012041112 | UG | 12kV | 2.6662 | 012041112_UG |  |  | 100% | 100%
OAKLAND D 1115 | 012041115 | OH | 12kV | 2.7065 | OAKLAND D 1115 | 012041115 | OH | 12kV | 2.7065 | 012041115_OH |  |  | 100% | 100%
|  | UG | 12kV | 6.9116 | OAKLAND D 1115 | 012041115 | UG | 12kV | 6.9116 | 012041115_UG |  |  | 100% | 100%
OAKLAND D 1116 | 012041116 | OH | 12kV | 2.806 | OAKLAND D 1116 | 012041116 | OH | 12kV | 2.806 | 012041116_OH |  |  | 100% | 100%
|  | UG | 12kV | 6.3643 | OAKLAND D 1116 | 012041116 | UG | 12kV | 6.3643 | 012041116_UG |  |  | 100% | 100%
OAKLAND D 1117 | 012041117 | OH | 12kV | 0.50133 | OAKLAND D 1117 | 012041117 | OH | 12kV | 0.50133 | 012041117_OH |  |  | 100% | 100%
|  | UG | 12kV | 3.1846 | OAKLAND D 1117 | 012041117 | UG | 12kV | 3.1846 | 012041117_UG |  |  | 100% | 100%
OAKLAND D 1130 | 012041130 | OH | 12kV | 6.4847 | OAKLAND D 1130 | 012041130 | OH | 12kV | 6.4847 | 012041130_OH |  |  | 100% | 100%
|  | UG | 12kV | 1.7184 | OAKLAND D 1130 | 012041130 | UG | 12kV | 1.7184 | 012041130_UG |  |  | 100% | 100%
OAKLAND D 1131 | 012041131 | OH | 12kV | 7.7609 | OAKLAND D 1131 | 012041131 | OH | 12kV | 7.7609 | 012041131_OH |  |  | 100% | 100%
|  | UG | 12kV | 3.5783 | OAKLAND D 1131 | 012041131 | UG | 12kV | 3.5783 | 012041131_UG |  |  | 100% | 100%
OAKLAND D 1132 | 012041132 | OH | 12kV | 2.8798 | OAKLAND D 1132 | 012041132 | OH | 12kV | 2.8798 | 012041132_OH |  |  | 100% | 100%
|  | UG | 12kV | 11.6501 | OAKLAND D 1132 | 012041132 | UG | 12kV | 11.6501 | 012041132_UG |  |  | 100% | 100%
OAKLAND D 1133 | 012041133 | OH | 12kV | 2.9692 | OAKLAND D 1133 | 012041133 | OH | 12kV | 2.9692 | 012041133_OH |  |  | 100% | 100%
|  | UG | 12kV | 1.6893 | OAKLAND D 1133 | 012041133 | UG | 12kV | 1.6893 | 012041133_UG |  |  | 100% | 100%
OAKLAND D 1134 | 012041134 | OH | 12kV | 0.61371 | OAKLAND D 1134 | 012041134 | OH | 12kV | 0.61371 | 012041134_OH |  |  | 100% | 100%
|  | UG | 12kV | 0.36219 | OAKLAND D 1134 | 012041134 | UG | 12kV | 0.36219 | 012041134_UG |  |  | 100% | 100%
OAKLAND D 1201 | 012041201 | UG | 12kV | 3.5783 | OAKLAND D 1201 | 012041201 | UG | 12kV | 3.5783 | 012041201_UG |  |  | 100% | 100%
OAKLAND D 1202 | 012041202 | OH | 12kV | 0.2395 | OAKLAND D 1202 | 012041202 | OH | 12kV | 0.2395 | 012041202_OH |  |  | 100% | 100%
|  | UG | 12kV | 3.1842 | OAKLAND D 1202 | 012041202 | UG | 12kV | 3.1842 | 012041202_UG |  |  | 100% | 100%
OAKLAND D 1203 | 012041203 | UG | 12kV | 3.4586 | OAKLAND D 1203 | 012041203 | UG | 12kV | 3.4586 | 012041203_UG |  |  | 100% | 100%
OAKLAND D 1204 | 012041204 | UG | 12kV | 3.4142 | OAKLAND D 1204 | 012041204 | UG | 12kV | 3.4142 | 012041204_UG |  |  | 100% | 100%
OAKLAND D 1205 | 012041205 | UG | 12kV | 2.4542 | OAKLAND D 1205 | 012041205 | UG | 12kV | 2.4542 | 012041205_UG |  |  | 100% | 100%
OAKLAND D 1206 | 012041206 | UG | 12kV | 2.4451 | OAKLAND D 1206 | 012041206 | UG | 12kV | 2.4451 | 012041206_UG |  |  | 100% | 100%
OAKLAND D -3-1 | D-K-3-1 | UG | 12kV | 2.39 | OAKLAND D -3-1 | D-K-3-1 | UG | 12kV | 2.39 | D-K-3-1_UG |  |  | 100% | 100%
OAKLAND D -3-3 | D-K-3-3 | UG | 12kV | 2.39 | OAKLAND D -3-3 | D-K-3-3 | UG | 12kV | 2.39 | D-K-3-3_UG |  |  | 100% | 100%
OAKLAND D -4-1 | D-K-4-1 | UG | 12kV | 2.3924 | OAKLAND D -4-1 | D-K-4-1 | UG | 12kV | 2.3924 | D-K-4-1_UG |  |  | 100% | 100%
OAKLAND D -4-2 | D-K-4-2 | UG | 12kV | 2.3916 | OAKLAND D -4-2 | D-K-4-2 | UG | 12kV | 2.3916 | D-K-4-2_UG |  |  | 100% | 100%
OAKLAND D -5-2 | D-K-5-2 | UG | 12kV | 2.4413 | OAKLAND D -5-2 | D-K-5-2 | UG | 12kV | 2.4413 | D-K-5-2_UG |  |  | 100% | 100%
OAKLAND D -6-1 | D-K-6-1 | UG | 12kV | 2.333 | OAKLAND D -6-1 | D-K-6-1 | UG | 12kV | 2.333 | D-K-6-1_UG |  | X | 95.59% | 95.59%
|  |  | (empty) | 0.10769 | OAKLAND D -6-1 | D-K-6-1 | UG | (blank) | 0.10769 | D-K-6-1_UG | DIFF VOLT | X | 4.412% | 95.59%
OAKLAND D -6-2 | D-K-6-2 | UG | 12kV | 2.2278 | OAKLAND D -6-2 | D-K-6-2 | UG | 12kV | 2.2278 | D-K-6-2_UG |  | X | 91.21% | 91.21%
|  |  | (empty) | 0.21473 | OAKLAND D -6-2 | D-K-6-2 | UG | (blank) | 0.21473 | D-K-6-2_UG | DIFF VOLT | X | 8.791% | 91.21%
OAKLAND I 0401 | 012080401 | OH | 4.16kV | 3.2385 | OAKLAND I 0401 | 012080401 | OH | 4.16kV | 3.2385 | 012080401_OH |  |  | 100% | 100%
|  | UG | 4.16kV | 0.22601 | OAKLAND I 0401 | 012080401 | UG | 4.16kV | 0.22601 | 012080401_UG |  |  | 100% | 100%
OAKLAND I 0402 | 012080402 | OH | 4.16kV | 5.1146 | OAKLAND I 0402 | 012080402 | OH | 4.16kV | 5.1146 | 012080402_OH |  |  | 100% | 100%
|  | UG | 4.16kV | 0.42076 | OAKLAND I 0402 | 012080402 | UG | 4.16kV | 0.42076 | 012080402_UG |  |  | 100% | 100%
OAKLAND J 0401 | 012090401 | OH | 4.16kV | 4.6318 | OAKLAND J 0401 | 012090401 | OH | 4.16kV | 4.6318 | 012090401_OH |  |  | 100% | 100%
|  | UG | 4.16kV | 0.48652 | OAKLAND J 0401 | 012090401 | UG | 4.16kV | 0.48652 | 012090401_UG |  |  | 100% | 100%
OAKLAND J 0403 | 012090403 | OH | 4.16kV | 6.2738 | OAKLAND J 0403 | 012090403 | OH | 4.16kV | 6.2738 | 012090403_OH |  |  | 100% | 100%
|  | UG | 4.16kV | 0.29498 | OAKLAND J 0403 | 012090403 | UG | 4.16kV | 0.29498 | 012090403_UG |  |  | 100% | 100%
OAKLAND J 0408 | 012090408 | OH | 4.16kV | 4.5725 | OAKLAND J 0408 | 012090408 | OH | 4.16kV | 4.5725 | 012090408_OH |  |  | 100% | 100%
|  | UG | 4.16kV | 0.43274 | OAKLAND J 0408 | 012090408 | UG | 4.16kV | 0.43274 | 012090408_UG |  |  | 100% | 100%
OAKLAND J 0409 | 012090409 | OH | 4.16kV | 3.0055 | OAKLAND J 0409 | 012090409 | OH | 4.16kV | 3.0055 | 012090409_OH |  |  | 100% | 100%
|  | UG | 4.16kV | 1.475 | OAKLAND J 0409 | 012090409 | UG | 4.16kV | 1.475 | 012090409_UG |  |  | 100% | 100%
OAKLAND J 1101 | 012091101 | OH | 12kV | 10.3589 | OAKLAND J 1101 | 012091101 | OH | 12kV | 10.3589 | 012091101_OH |  |  | 100% | 100%
|  | UG | 12kV | 1.8738 | OAKLAND J 1101 | 012091101 | UG | 12kV | 1.8738 | 012091101_UG |  |  | 100% | 100%
OAKLAND J 1102 | 012091102 | OH | 12kV | 18.3703 | OAKLAND J 1102 | 012091102 | OH | 12kV | 18.3703 | 012091102_OH |  |  | 100% | 100%
|  | UG | 12kV | 11.2986 | OAKLAND J 1102 | 012091102 | UG | 12kV | 11.2986 | 012091102_UG |  |  | 100% | 100%
OAKLAND J 1103 | 012091103 | OH | 12kV | 2.7728 | OAKLAND J 1103 | 012091103 | OH | 12kV | 2.7728 | 012091103_OH |  |  | 100% | 100%
|  | UG | 12kV | 3.3911 | OAKLAND J 1103 | 012091103 | UG | 12kV | 3.3911 | 012091103_UG |  |  | 100% | 100%
OAKLAND J 1104 | 012091104 | OH | 12kV | 6.7078 | OAKLAND J 1104 | 012091104 | OH | 12kV | 6.7078 | 012091104_OH |  |  | 100% | 100%
|  | UG | 12kV | 1.79 | OAKLAND J 1104 | 012091104 | UG | 12kV | 1.79 | 012091104_UG |  |  | 100% | 100%
OAKLAND J 1105 | 012091105 | OH | 12kV | 18.5348 | OAKLAND J 1105 | 012091105 | OH | 12kV | 18.5348 | 012091105_OH |  |  | 100% | 100%
|  | UG | 12kV | 3.2416 | OAKLAND J 1105 | 012091105 | UG | 12kV | 3.2416 | 012091105_UG |  |  | 100% | 100%
OAKLAND J 1106 | 012091106 | OH | 12kV | 19.6685 | OAKLAND J 1106 | 012091106 | OH | 12kV | 19.6685 | 012091106_OH |  |  | 100% | 100%
|  | UG | 12kV | 3.3462 | OAKLAND J 1106 | 012091106 | UG | 12kV | 3.3462 | 012091106_UG |  |  | 100% | 100%
OAKLAND J 1108 | 012091108 | OH | 12kV | 9.2441 | OAKLAND J 1108 | 012091108 | OH | 12kV | 9.2441 | 012091108_OH |  |  | 100% | 100%
|  | UG | 12kV | 3.9053 | OAKLAND J 1108 | 012091108 | UG | 12kV | 3.9053 | 012091108_UG |  |  | 100% | 100%
OAKLAND J 1109 | 012091109 | OH | 12kV | 0.040601 | OAKLAND J 1109 | 012091109 | OH | 12kV | 0.040601 | 012091109_OH |  |  | 100% | 100%
|  | UG | 12kV | 0.89088 | OAKLAND J 1109 | 012091109 | UG | 12kV | 0.89088 | 012091109_UG |  |  | 100% | 100%
OAKLAND J 1110 | 012091110 | OH | 12kV | 2.0742 | OAKLAND J 1110 | 012091110 | OH | 12kV | 2.0742 | 012091110_OH |  |  | 100% | 100%
|  | UG | 12kV | 1.8365 | OAKLAND J 1110 | 012091110 | UG | 12kV | 1.8365 | 012091110_UG |  |  | 100% | 100%
OAKLAND J 1111 | 012091111 | OH | 12kV | 4.672 | OAKLAND J 1111 | 012091111 | OH | 12kV | 4.672 | 012091111_OH |  |  | 100% | 100%
|  | UG | 12kV | 2.3387 | OAKLAND J 1111 | 012091111 | UG | 12kV | 2.3387 | 012091111_UG |  |  | 100% | 100%
OAKLAND J 1112 | 012091112 | OH | 12kV | 5.562 | OAKLAND J 1112 | 012091112 | OH | 12kV | 5.562 | 012091112_OH |  |  | 100% | 100%
|  | UG | 12kV | 2.3266 | OAKLAND J 1112 | 012091112 | UG | 12kV | 2.3266 | 012091112_UG |  |  | 100% | 100%
OAKLAND J 1114 | 012091114 | OH | 12kV | 0.0024624 | OAKLAND J 1114 | 012091114 | OH | 12kV | 0.0024624 | 012091114_OH |  |  | 100% | 100%
|  | UG | 12kV | 0.62328 | OAKLAND J 1114 | 012091114 | UG | 12kV | 0.62328 | 012091114_UG |  |  | 100% | 100%
OAKLAND J 1115 | 012091115 | OH | 12kV | 3.9768 | OAKLAND J 1115 | 012091115 | OH | 12kV | 3.9768 | 012091115_OH |  |  | 100% | 100%
|  | UG | 12kV | 5.9522 | OAKLAND J 1115 | 012091115 | UG | 12kV | 5.9522 | 012091115_UG |  |  | 100% | 100%
OAKLAND J 1116 | 012091116 | OH | 12kV | 23.6596 | OAKLAND J 1116 | 012091116 | OH | 12kV | 23.6596 | 012091116_OH |  |  | 100% | 100%
|  | UG | 12kV | 2.8684 | OAKLAND J 1116 | 012091116 | UG | 12kV | 2.8684 | 012091116_UG |  |  | 100% | 100%
OAKLAND J 1117 | 012091117 | OH | 12kV | 13.1828 | OAKLAND J 1117 | 012091117 | OH | 12kV | 13.1828 | 012091117_OH |  |  | 100% | 100%
|  | UG | 12kV | 7.1851 | OAKLAND J 1117 | 012091117 | UG | 12kV | 7.1851 | 012091117_UG |  |  | 100% | 100%
OAKLAND J 1118 | 012091118 | OH | 12kV | 11.8093 | OAKLAND J 1118 | 012091118 | OH | 12kV | 11.8093 | 012091118_OH |  |  | 100% | 100%
|  | UG | 12kV | 4.3799 | OAKLAND J 1118 | 012091118 | UG | 12kV | 4.3799 | 012091118_UG |  |  | 100% | 100%
OAKLAND J 1152 | 012091152 | UG | 12kV | 3.2142 | OAKLAND J 1152 | 012091152 | UG | 12kV | 3.2142 | 012091152_UG |  |  | 100% | 100%
OAKLAND J 1153 | 012091153 | UG | 12kV | 3.1898 | OAKLAND J 1153 | 012091153 | UG | 12kV | 3.1898 | 012091153_UG |  |  | 100% | 100%
OAKLAND K 1101 | 012101101 | OH | 12kV | 7.2816 | OAKLAND K 1101 | 012101101 | OH | 12kV | 7.2816 | 012101101_OH |  |  | 100% | 100%
|  | UG | 12kV | 9.3951 | OAKLAND K 1101 | 012101101 | UG | 12kV | 9.3951 | 012101101_UG |  |  | 100% | 100%
OAKLAND K 1102 | 012101102 | OH | 12kV | 14.9847 | OAKLAND K 1102 | 012101102 | OH | 12kV | 14.9847 | 012101102_OH |  |  | 100% | 100%
|  | UG | 12kV | 13.4173 | OAKLAND K 1102 | 012101102 | UG | 12kV | 13.4173 | 012101102_UG |  |  | 100% | 100%
OAKLAND K 1103 | 012101103 | OH | 12kV | 10.7327 | OAKLAND K 1103 | 012101103 | OH | 12kV | 10.7327 | 012101103_OH |  |  | 100% | 100%
|  | UG | 12kV | 10.9514 | OAKLAND K 1103 | 012101103 | UG | 12kV | 10.9514 | 012101103_UG |  |  | 100% | 100%
OAKLAND K 1104 | 012101104 | OH | 12kV | 14.9663 | OAKLAND K 1104 | 012101104 | OH | 12kV | 14.9663 | 012101104_OH |  |  | 100% | 100%
|  | UG | 12kV | 9.3825 | OAKLAND K 1104 | 012101104 | UG | 12kV | 9.3825 | 012101104_UG |  |  | 100% | 100%
OAKLAND L | C-L | UG | 4.16kV | 1.0864 | OAKLAND L | C-L | UG | 4.16kV | 1.0864 | C-L_UG |  |  | 100% | 100%
OAKLAND L 0401 | 012110401 | UG | 4.16kV | 0.49129 | OAKLAND L 0401 | 012110401 | UG | 4.16kV | 0.49129 | 012110401_UG |  |  | 100% | 100%
OAKLAND L 0405 | 012110405 | UG | 4.16kV | 0.49167 | OAKLAND L 0405 | 012110405 | UG | 4.16kV | 0.49167 | 012110405_UG |  |  | 100% | 100%
OAKLAND L 0406 | 012110406 | UG | 4.16kV | 0.83046 | OAKLAND L 0406 | 012110406 | UG | 4.16kV | 0.83046 | 012110406_UG |  |  | 100% | 100%
OAKLAND L 1101 | 012111101 | OH | 12kV | 5.7615 | OAKLAND L 1101 | 012111101 | OH | 12kV | 5.7615 | 012111101_OH |  |  | 100% | 100%
|  | UG | 12kV | 1.9771 | OAKLAND L 1101 | 012111101 | UG | 12kV | 1.9771 | 012111101_UG |  |  | 100% | 100%
OAKLAND L 1102 | 012111102 | OH | 12kV | 1.2828 | OAKLAND L 1102 | 012111102 | OH | 12kV | 1.2828 | 012111102_OH |  |  | 100% | 100%
|  | UG | 12kV | 6.0934 | OAKLAND L 1102 | 012111102 | UG | 12kV | 6.0934 | 012111102_UG |  |  | 100% | 100%
OAKLAND L 1103 | 012111103 | OH | 12kV | 4.774 | OAKLAND L 1103 | 012111103 | OH | 12kV | 4.774 | 012111103_OH |  |  | 100% | 100%
|  | UG | 12kV | 8.7759 | OAKLAND L 1103 | 012111103 | UG | 12kV | 8.7759 | 012111103_UG |  |  | 100% | 100%
OAKLAND L 1104 | 012111104 | UG | 12kV | 1.4327 | OAKLAND L 1104 | 012111104 | UG | 12kV | 1.4327 | 012111104_UG |  |  | 100% | 100%
OAKLAND L 1105 | 012111105 | OH | 12kV | 2.5865 | OAKLAND L 1105 | 012111105 | OH | 12kV | 2.5865 | 012111105_OH |  |  | 100% | 100%
|  | UG | 12kV | 7.039 | OAKLAND L 1105 | 012111105 | UG | 12kV | 7.039 | 012111105_UG |  |  | 100% | 100%
OAKLAND L 1106 | 012111106 | OH | 12kV | 0.34579 | OAKLAND L 1106 | 012111106 | OH | 12kV | 0.34579 | 012111106_OH |  |  | 100% | 100%
|  | UG | 12kV | 4.0118 | OAKLAND L 1106 | 012111106 | UG | 12kV | 4.0118 | 012111106_UG |  |  | 100% | 100%
OAKLAND L 1107 | 012111107 | OH | 12kV | 1.4615 | OAKLAND L 1107 | 012111107 | OH | 12kV | 1.4615 | 012111107_OH |  |  | 100% | 100%
|  | UG | 12kV | 1.887 | OAKLAND L 1107 | 012111107 | UG | 12kV | 1.887 | 012111107_UG |  |  | 100% | 100%
OAKLAND L 1108 | 012111108 | OH | 12kV | 0.0014205 | OAKLAND L 1108 | 012111108 | OH | 12kV | 0.0014205 | 012111108_OH |  |  | 100% | 100%
|  | UG | 12kV | 11.3964 | OAKLAND L 1108 | 012111108 | UG | 12kV | 11.3964 | 012111108_UG |  |  | 100% | 100%
OAKLAND L 1111 | 012111111 | UG | 12kV | 2.2083 | OAKLAND L 1111 | 012111111 | UG | 12kV | 2.2083 | 012111111_UG |  |  | 100% | 100%
OAKLAND L 1112 | 012111112 | UG | 12kV | 1.5276 | OAKLAND L 1112 | 012111112 | UG | 12kV | 1.5276 | 012111112_UG |  |  | 100% | 100%
OAKLAND L 1113 | 012111113 | UG | 12kV | 2.2731 | OAKLAND L 1113 | 012111113 | UG | 12kV | 2.2731 | 012111113_UG |  |  | 100% | 100%
OAKLAND L 1114 | 012111114 | UG | 12kV | 2.5812 | OAKLAND L 1114 | 012111114 | UG | 12kV | 2.5812 | 012111114_UG |  |  | 100% | 100%
OAKLAND L 1115 | 012111115 | UG | 12kV | 1.828 | OAKLAND L 1115 | 012111115 | UG | 12kV | 1.828 | 012111115_UG |  |  | 100% | 100%
OAKLAND L 1116 | 012111116 | UG | 12kV | 1.6031 | OAKLAND L 1116 | 012111116 | UG | 12kV | 1.6031 | 012111116_UG |  |  | 100% | 100%
OAKLAND L 1201 | 012111201 | UG | 12kV | 2.1889 | OAKLAND L 1201 | 012111201 | UG | 12kV | 2.1889 | 012111201_UG |  |  | 100% | 100%
OAKLAND L 1202 | 012111202 | UG | 12kV | 2.1887 | OAKLAND L 1202 | 012111202 | UG | 12kV | 2.1887 | 012111202_UG |  |  | 100% | 100%
OAKLAND L 1204 | 012111204 | UG | 12kV | 2.1897 | OAKLAND L 1204 | 012111204 | UG | 12kV | 2.1897 | 012111204_UG |  |  | 100% | 100%
OAKLAND L 1261 | 012111261 | UG | 12kV | 0.022721 | OAKLAND L 1261 | 012111261 | UG | 12kV | 0.022721 | 012111261_UG |  |  | 100% | 100%
OAKLAND X 0401 | 012540401 | OH | 4.16kV | 5.5536 | OAKLAND X 0401 | 012540401 | OH | 4.16kV | 5.5536 | 012540401_OH |  |  | 100% | 100%
|  | UG | 4.16kV | 0.28755 | OAKLAND X 0401 | 012540401 | UG | 4.16kV | 0.28755 | 012540401_UG |  |  | 100% | 100%
OAKLAND X 0402 | 012540402 | OH | 4.16kV | 1.7684 | OAKLAND X 0402 | 012540402 | OH | 4.16kV | 1.7684 | 012540402_OH |  |  | 100% | 100%
|  | UG | 4.16kV | 1.0007 | OAKLAND X 0402 | 012540402 | UG | 4.16kV | 1.0007 | 012540402_UG |  |  | 100% | 100%
OAKLAND X 1101 | 012541101 | OH | 12kV | 5.2874 | OAKLAND X 1101 | 012541101 | OH | 12kV | 5.2874 | 012541101_OH |  |  | 100% | 100%
|  | UG | 12kV | 11.4988 | OAKLAND X 1101 | 012541101 | UG | 12kV | 11.4988 | 012541101_UG |  |  | 100% | 100%
OAKLAND X 1102 | 012541102 | OH | 12kV | 6.3685 | OAKLAND X 1102 | 012541102 | OH | 12kV | 6.3685 | 012541102_OH |  |  | 100% | 100%
|  | UG | 12kV | 1.6101 | OAKLAND X 1102 | 012541102 | UG | 12kV | 1.6101 | 012541102_UG |  |  | 100% | 100%
OAKLAND X 1103 | 012541103 | OH | 12kV | 7.6181 | OAKLAND X 1103 | 012541103 | OH | 12kV | 7.6181 | 012541103_OH |  |  | 100% | 100%
|  | UG | 12kV | 1.6917 | OAKLAND X 1103 | 012541103 | UG | 12kV | 1.6917 | 012541103_UG |  |  | 100% | 100%
OAKLAND X 1104 | 012541104 | OH | 12kV | 13.4003 | OAKLAND X 1104 | 012541104 | OH | 12kV | 13.4003 | 012541104_OH |  |  | 100% | 100%
|  | UG | 12kV | 8.4004 | OAKLAND X 1104 | 012541104 | UG | 12kV | 8.4004 | 012541104_UG |  |  | 100% | 100%
OAKLAND X 1105 | 012541105 | OH | 12kV | 14.8276 | OAKLAND X 1105 | 012541105 | OH | 12kV | 14.8276 | 012541105_OH |  |  | 100% | 100%
|  | UG | 12kV | 1.6899 | OAKLAND X 1105 | 012541105 | UG | 12kV | 1.6899 | 012541105_UG |  | X | 99.87% | 99.87%
|  |  | 4.16kV | 0.0022417 | OAKLAND X 1105 | 012541105 | UG | 4.16kV | 0.0022417 | 012541105_UG | DIFF VOLT | X | 0.1325% | 99.87%
OAKLAND X 1106 | 012541106 | OH | 12kV | 23.371 | OAKLAND X 1106 | 012541106 | OH | 12kV | 23.371 | 012541106_OH |  | X | 99.99% | 99.99%
|  |  | 4.16kV | 0.0028409 | OAKLAND X 1106 | 012541106 | OH | 4.16kV | 0.0028409 | 012541106_OH | DIFF VOLT | X | 0.01215% | 99.99%
|  | UG | 12kV | 13.1876 | OAKLAND X 1106 | 012541106 | UG | 12kV | 13.1876 | 012541106_UG |  | X | 99.04% | 99.04%
|  |  | 4.16kV | 0.12848 | OAKLAND X 1106 | 012541106 | UG | 4.16kV | 0.12848 | 012541106_UG | DIFF VOLT | X | 0.9648% | 99.04%
OAKLAND X 1107 | 012541107 | OH | 12kV | 12.9264 | OAKLAND X 1107 | 012541107 | OH | 12kV | 12.9264 | 012541107_OH |  |  | 100% | 100%
|  | UG | 12kV | 5.758 | OAKLAND X 1107 | 012541107 | UG | 12kV | 5.758 | 012541107_UG |  |  | 100% | 100%
OAKLAND X 1108 | 012541108 | UG | 12kV | 0.023673 | OAKLAND X 1108 | 012541108 | UG | 12kV | 0.023673 | 012541108_UG |  |  | 100% | 100%
OAKLAND X 1109 | 012541109 | OH | 12kV | 7.0686 | OAKLAND X 1109 | 012541109 | OH | 12kV | 7.0686 | 012541109_OH |  |  | 100% | 100%
|  | UG | 12kV | 0.80095 | OAKLAND X 1109 | 012541109 | UG | 12kV | 0.80095 | 012541109_UG |  |  | 100% | 100%
OAKLAND X 1110 | 012541110 | OH | 12kV | 0.43337 | OAKLAND X 1110 | 012541110 | OH | 12kV | 0.43337 | 012541110_OH |  |  | 100% | 100%
|  | UG | 12kV | 0.79876 | OAKLAND X 1110 | 012541110 | UG | 12kV | 0.79876 | 012541110_UG |  |  | 100% | 100%
OAKLAND X 1111 | 012541111 | OH | 12kV | 1.0241 | OAKLAND X 1111 | 012541111 | OH | 12kV | 1.0241 | 012541111_OH |  |  | 100% | 100%
|  | UG | 12kV | 0.85243 | OAKLAND X 1111 | 012541111 | UG | 12kV | 0.85243 | 012541111_UG |  |  | 100% | 100%
OAKLAND X 1112 | 012541112 | OH | 12kV | 3.94 | OAKLAND X 1112 | 012541112 | OH | 12kV | 3.94 | 012541112_OH |  |  | 100% | 100%
|  | UG | 12kV | 5.1892 | OAKLAND X 1112 | 012541112 | UG | 12kV | 5.1892 | 012541112_UG |  |  | 100% | 100%
OAKLAND X 1113 | 012541113 | UG | 12kV | 0.021985 | OAKLAND X 1113 | 012541113 | UG | 12kV | 0.021985 | 012541113_UG |  |  | 100% | 100%
OAKLAND X 1114 | 012541114 | OH | 12kV | 5.0828 | OAKLAND X 1114 | 012541114 | OH | 12kV | 5.0828 | 012541114_OH |  |  | 100% | 100%
|  | UG | 12kV | 1.4342 | OAKLAND X 1114 | 012541114 | UG | 12kV | 1.4342 | 012541114_UG |  |  | 100% | 100%
OAKLAND X 1115 | 012541115 | OH | 12kV | 12.613 | OAKLAND X 1115 | 012541115 | OH | 12kV | 12.613 | 012541115_OH |  |  | 100% | 100%
|  | UG | 12kV | 4.1262 | OAKLAND X 1115 | 012541115 | UG | 12kV | 4.1262 | 012541115_UG |  |  | 100% | 100%
OAKLAND X -X-2 | C-X-2 | UG | 12kV | 3.4152 | OAKLAND X -X-2 | C-X-2 | UG | 12kV | 3.4152 | C-X-2_UG |  |  | 100% | 100%
OCEAN 0401 | 022580401 | OH | 4.16kV | 3.6748 | OCEAN 0401 | 022580401 | OH | 4.16kV | 3.6748 | 022580401_OH |  |  | 100% | 100%
|  | UG | 4.16kV | 1.9609 | OCEAN 0401 | 022580401 | UG | 4.16kV | 1.9609 | 022580401_UG |  |  | 100% | 100%
OCEAN 0402 | 022580402 | OH | 4.16kV | 2.9565 | OCEAN 0402 | 022580402 | OH | 4.16kV | 2.9565 | 022580402_OH |  |  | 100% | 100%
|  | UG | 4.16kV | 2.9537 | OCEAN 0402 | 022580402 | UG | 4.16kV | 2.9537 | 022580402_UG |  |  | 100% | 100%
OCEANO 1102 | 182601102 | OH | 12kV | 54.2282 | OCEANO 1102 | 182601102 | OH | 12kV | 54.2282 | 182601102_OH |  |  | 100% | 100%
|  | UG | 12kV | 18.7121 | OCEANO 1102 | 182601102 | UG | 12kV | 18.7121 | 182601102_UG |  |  | 100% | 100%
OCEANO 1103 | 182601103 | OH | 12kV | 11.479 | OCEANO 1103 | 182601103 | OH | 12kV | 11.479 | 182601103_OH |  |  | 100% | 100%
|  | UG | 12kV | 28.4508 | OCEANO 1103 | 182601103 | UG | 12kV | 28.4508 | 182601103_UG |  | X | 95.2% | 95.2%
|  |  | 21kV | 1.4343 | OCEANO 1103 | 182601103 | UG | 21kV | 1.4343 | 182601103_UG | DIFF VOLT | X | 4.799% | 95.2%
OCEANO 1104 | 182601104 | OH | 12kV | 112.9099 | OCEANO 1104 | 182601104 | OH | 12kV | 112.9099 | 182601104_OH |  |  | 100% | 100%
|  | UG | 12kV | 32.0005 | OCEANO 1104 | 182601104 | UG | 12kV | 32.0005 | 182601104_UG |  |  | 100% | 100%
OCEANO 1105 | 182601105 | OH | 12kV | 23.8408 | OCEANO 1105 | 182601105 | OH | 12kV | 23.8408 | 182601105_OH |  |  | 100% | 100%
|  | UG | 12kV | 18.7811 | OCEANO 1105 | 182601105 | UG | 12kV | 18.7811 | 182601105_UG |  |  | 100% | 100%
OCEANO 1106 | 182601106 | OH | 12kV | 29.4267 | OCEANO 1106 | 182601106 | OH | 12kV | 29.4267 | 182601106_OH |  |  | 100% | 100%
|  | UG | 12kV | 8.7054 | OCEANO 1106 | 182601106 | UG | 12kV | 8.7054 | 182601106_UG |  |  | 100% | 100%
OCEANO 1108 | 182601108 | OH | 12kV | 10.8151 | OCEANO 1108 | 182601108 | OH | 12kV | 10.8151 | 182601108_OH |  |  | 100% | 100%
|  | UG | 12kV | 9.409 | OCEANO 1108 | 182601108 | UG | 12kV | 9.409 | 182601108_UG |  |  | 100% | 100%
OILFIELDS 1102 | 182391102 | OH | 12kV | 0.96758 | OILFIELDS 1102 | 182391102 | OH | 12kV | 0.96758 | 182391102_OH |  |  | 100% | 100%
OILFIELDS 1103 | 182391103 | OH | 12kV | 8.0806 | OILFIELDS 1103 | 182391103 | OH | 12kV | 8.0806 | 182391103_OH |  | X | 5.57% | 94.43%
|  |  | 21kV | 136.9859 | OILFIELDS 1103 | 182391103 | OH | 21kV | 136.9859 | 182391103_OH | DIFF VOLT | X | 94.43% | 94.43%
|  | UG | 12kV | 18.0038 | OILFIELDS 1103 | 182391103 | UG | 12kV | 18.0038 | 182391103_UG |  | X | 67.51% | 67.51% | FLAG
|  |  | 21kV | 8.6665 | OILFIELDS 1103 | 182391103 | UG | 21kV | 8.6665 | 182391103_UG | DIFF VOLT | X | 32.49% | 67.51% | FLAG
OILFIELDS 1104 | 182391104 | OH | 12kV | 38.0928 | OILFIELDS 1104 | 182391104 | OH | 12kV | 38.0928 | 182391104_OH |  |  | 100% | 100%
|  | UG | 12kV | 0.21001 | OILFIELDS 1104 | 182391104 | UG | 12kV | 0.21001 | 182391104_UG |  |  | 100% | 100%
OLD RIVER 1001 | 252821001 | OH | 12kV | 0.0041889 | OLD RIVER 1001 | 252821001 | OH | 12kV | 0.0041889 | 252821001_OH |  |  | 100% | 100%
OLD RIVER 1101 | 252821101 | OH | 12kV | 41.767 | OLD RIVER 1101 | 252821101 | OH | 12kV | 41.767 | 252821101_OH |  |  | 100% | 100%
|  | UG | 12kV | 1.4716 | OLD RIVER 1101 | 252821101 | UG | 12kV | 1.4716 | 252821101_UG |  |  | 100% | 100%
OLD RIVER 1102 | 252821102 | OH | 12kV | 49.432 | OLD RIVER 1102 | 252821102 | OH | 12kV | 49.432 | 252821102_OH |  |  | 100% | 100%
|  | UG | 12kV | 0.92175 | OLD RIVER 1102 | 252821102 | UG | 12kV | 0.92175 | 252821102_UG |  |  | 100% | 100%
OLD RIVER 1103 | 252821103 | OH | 12kV | 35.3978 | OLD RIVER 1103 | 252821103 | OH | 12kV | 35.3978 | 252821103_OH |  |  | 100% | 100%
|  | UG | 12kV | 3.0991 | OLD RIVER 1103 | 252821103 | UG | 12kV | 3.0991 | 252821103_UG |  |  | 100% | 100%
OLD RIVER 1104 | 252821104 | OH | 12kV | 59.3334 | OLD RIVER 1104 | 252821104 | OH | 12kV | 59.3334 | 252821104_OH |  |  | 100% | 100%
|  | UG | 12kV | 3.9848 | OLD RIVER 1104 | 252821104 | UG | 12kV | 3.9848 | 252821104_UG |  |  | 100% | 100%
OLD RIVER 1105 | 252821105 | OH | 12kV | 15.0511 | OLD RIVER 1105 | 252821105 | OH | 12kV | 15.0511 | 252821105_OH |  |  | 100% | 100%
|  | UG | 12kV | 1.7693 | OLD RIVER 1105 | 252821105 | UG | 12kV | 1.7693 | 252821105_UG |  |  | 100% | 100%
OLEMA 1101 | 042291101 | OH | 12kV | 117.1707 | OLEMA 1101 | 042291101 | OH | 12kV | 117.1707 | 042291101_OH |  | X | 97.61% | 97.61%
|  |  | 4.16kV | 2.8709 | OLEMA 1101 | 042291101 | OH | 4.16kV | 2.8709 | 042291101_OH | DIFF VOLT | X | 2.392% | 97.61%
|  | UG | 12kV | 17.589 | OLEMA 1101 | 042291101 | UG | 12kV | 17.589 | 042291101_UG |  |  | 100% | 100%
OLETA 1101 | 163541101 | OH | 12kV | 116.3196 | OLETA 1101 | 163541101 | OH | 12kV | 116.3196 | 163541101_OH |  |  | 100% | 100%
|  | UG | 12kV | 6.4983 | OLETA 1101 | 163541101 | UG | 12kV | 6.4983 | 163541101_UG |  |  | 100% | 100%
OLETA 1102 | 163541102 | OH | 12kV | 99.1644 | OLETA 1102 | 163541102 | OH | 12kV | 99.1644 | 163541102_OH |  |  | 100% | 100%
|  | UG | 12kV | 5.3556 | OLETA 1102 | 163541102 | UG | 12kV | 5.3556 | 163541102_UG |  |  | 100% | 100%
OLIVEHURST 1101 | 152901101 | OH | 12kV | 22.0756 | OLIVEHURST 1101 | 152901101 | OH | 12kV | 22.0756 | 152901101_OH |  |  | 100% | 100%
|  | UG | 12kV | 8.9401 | OLIVEHURST 1101 | 152901101 | UG | 12kV | 8.9401 | 152901101_UG |  |  | 100% | 100%
OLIVEHURST 1102 | 152901102 | OH | 12kV | 5.8221 | OLIVEHURST 1102 | 152901102 | OH | 12kV | 5.8221 | 152901102_OH |  |  | 100% | 100%
|  | UG | 12kV | 4.9512 | OLIVEHURST 1102 | 152901102 | UG | 12kV | 4.9512 | 152901102_UG |  |  | 100% | 100%
OLIVEHURST 1103 | 152901103 | OH | 12kV | 52.1859 | OLIVEHURST 1103 | 152901103 | OH | 12kV | 52.1859 | 152901103_OH |  |  | 100% | 100%
|  | UG | 12kV | 18.5724 | OLIVEHURST 1103 | 152901103 | UG | 12kV | 18.5724 | 152901103_UG |  |  | 100% | 100%
OLIVEHURST 1104 | 152901104 | OH | 12kV | 11.4323 | OLIVEHURST 1104 | 152901104 | OH | 12kV | 11.4323 | 152901104_OH |  |  | 100% | 100%
|  | UG | 12kV | 7.8677 | OLIVEHURST 1104 | 152901104 | UG | 12kV | 7.8677 | 152901104_UG |  |  | 100% | 100%
OLIVEHURST 1105 | 152901105 | OH | 12kV | 54.0398 | OLIVEHURST 1105 | 152901105 | OH | 12kV | 54.0398 | 152901105_OH |  |  | 100% | 100%
|  | UG | 12kV | 5.5883 | OLIVEHURST 1105 | 152901105 | UG | 12kV | 5.5883 | 152901105_UG |  |  | 100% | 100%
OREGON TRAIL 1102 | 103521102 | OH | 12kV | 49.2756 | OREGON TRAIL 1102 | 103521102 | OH | 12kV | 49.2756 | 103521102_OH |  |  | 100% | 100%
|  | UG | 12kV | 6.0866 | OREGON TRAIL 1102 | 103521102 | UG | 12kV | 6.0866 | 103521102_UG |  |  | 100% | 100%
OREGON TRAIL 1103 | 103521103 | OH | 12kV | 119.9297 | OREGON TRAIL 1103 | 103521103 | OH | 12kV | 119.9297 | 103521103_OH |  |  | 100% | 100%
|  | UG | 12kV | 7.8764 | OREGON TRAIL 1103 | 103521103 | UG | 12kV | 7.8764 | 103521103_UG |  |  | 100% | 100%
OREGON TRAIL 1104 | 103521104 | OH | 12kV | 55.1547 | OREGON TRAIL 1104 | 103521104 | OH | 12kV | 55.1547 | 103521104_OH |  |  | 100% | 100%
|  | UG | 12kV | 2.8505 | OREGON TRAIL 1104 | 103521104 | UG | 12kV | 2.8505 | 103521104_UG |  |  | 100% | 100%
ORICK 1101 | 192261101 | OH | 12kV | 7.9805 | ORICK 1101 | 192261101 | OH | 12kV | 7.9805 | 192261101_OH |  |  | 100% | 100%
|  | UG | 12kV | 0.95855 | ORICK 1101 | 192261101 | UG | 12kV | 0.95855 | 192261101_UG |  |  | 100% | 100%
ORICK 1102 | 192261102 | OH | 12kV | 23.2833 | ORICK 1102 | 192261102 | OH | 12kV | 23.2833 | 192261102_OH |  |  | 100% | 100%
|  | UG | 12kV | 1.231 | ORICK 1102 | 192261102 | UG | 12kV | 1.231 | 192261102_UG |  |  | 100% | 100%
ORINDA 0401 | 012350401 | OH | 4.16kV | 5.3853 | ORINDA 0401 | 012350401 | OH | 4.16kV | 5.3853 | 012350401_OH |  |  | 100% | 100%
|  | UG | 4.16kV | 0.57985 | ORINDA 0401 | 012350401 | UG | 4.16kV | 0.57985 | 012350401_UG |  |  | 100% | 100%
ORINDA 0402 | 012350402 | OH | 4.16kV | 6.6103 | ORINDA 0402 | 012350402 | OH | 4.16kV | 6.6103 | 012350402_OH |  |  | 100% | 100%
|  | UG | 4.16kV | 0.41059 | ORINDA 0402 | 012350402 | UG | 4.16kV | 0.41059 | 012350402_UG |  |  | 100% | 100%
ORLAND B 1101 | 102701101 | OH | 12kV | 29.3243 | ORLAND B 1101 | 102701101 | OH | 12kV | 29.3243 | 102701101_OH |  |  | 100% | 100%
|  | UG | 12kV | 4.1679 | ORLAND B 1101 | 102701101 | UG | 12kV | 4.1679 | 102701101_UG |  |  | 100% | 100%
ORLAND B 1102 | 102701102 | OH | 12kV | 18.8262 | ORLAND B 1102 | 102701102 | OH | 12kV | 18.8262 | 102701102_OH |  |  | 100% | 100%
|  | UG | 12kV | 3.7126 | ORLAND B 1102 | 102701102 | UG | 12kV | 3.7126 | 102701102_UG |  |  | 100% | 100%
ORLAND B 1103 | 102701103 | OH | 12kV | 106.5178 | ORLAND B 1103 | 102701103 | OH | 12kV | 106.5178 | 102701103_OH |  | X | 99.99% | 99.99%
|  |  | 4.16kV | 0.0075757 | ORLAND B 1103 | 102701103 | OH | 4.16kV | 0.0075757 | 102701103_OH | DIFF VOLT | X | 0.007112% | 99.99%
|  | UG | 12kV | 4.5595 | ORLAND B 1103 | 102701103 | UG | 12kV | 4.5595 | 102701103_UG |  | X | 99.89% | 99.89%
|  |  | 4.16kV | 0.0048577 | ORLAND B 1103 | 102701103 | UG | 4.16kV | 0.0048577 | 102701103_UG | DIFF VOLT | X | 0.1064% | 99.89%
ORO FINO 1101 | 103031101 | OH | 12kV | 38.8877 | ORO FINO 1101 | 103031101 | OH | 12kV | 38.8877 | 103031101_OH |  | X | 99.97% | 99.97%
|  |  | (empty) | 0.013168 | ORO FINO 1101 | 103031101 | OH | (blank) | 0.013168 | 103031101_OH | DIFF VOLT | X | 0.03385% | 99.97%
|  | UG | 12kV | 1.3212 | ORO FINO 1101 | 103031101 | UG | 12kV | 1.3212 | 103031101_UG |  |  | 100% | 100%
ORO FINO 1102 | 103031102 | OH | 12kV | 110.3171 | ORO FINO 1102 | 103031102 | OH | 12kV | 110.3171 | 103031102_OH |  |  | 100% | 100%
|  | UG | 12kV | 4.0933 | ORO FINO 1102 | 103031102 | UG | 12kV | 4.0933 | 103031102_UG |  |  | 100% | 100%
ORO LOMA 1102 | 255371102 | OH | 12kV | 1.0708 | ORO LOMA 1102 | 255371102 | OH | 12kV | 1.0708 | 255371102_OH |  |  | 100% | 100%
|  | UG | 12kV | 0.73678 | ORO LOMA 1102 | 255371102 | UG | 12kV | 0.73678 | 255371102_UG |  |  | 100% | 100%
ORO LOMA 1103 | 255371103 | OH | 12kV | 1.0966 | ORO LOMA 1103 | 255371103 | OH | 12kV | 1.0966 | 255371103_OH |  |  | 100% | 100%
|  | UG | 12kV | 0.73703 | ORO LOMA 1103 | 255371103 | UG | 12kV | 0.73703 | 255371103_UG |  |  | 100% | 100%
ORO LOMA 1106 | 255371106 | OH | 12kV | 74.1209 | ORO LOMA 1106 | 255371106 | OH | 12kV | 74.1209 | 255371106_OH |  |  | 100% | 100%
|  | UG | 12kV | 0.31411 | ORO LOMA 1106 | 255371106 | UG | 12kV | 0.31411 | 255371106_UG |  |  | 100% | 100%
ORO LOMA 1108 | 255371108 | OH | 12kV | 55.3363 | ORO LOMA 1108 | 255371108 | OH | 12kV | 55.3363 | 255371108_OH |  |  | 100% | 100%
|  | UG | 12kV | 0.061062 | ORO LOMA 1108 | 255371108 | UG | 12kV | 0.061062 | 255371108_UG |  |  | 100% | 100%
ORO LOMA 1115 | 255371115 | OH | 12kV | 73.6371 | ORO LOMA 1115 | 255371115 | OH | 12kV | 73.6371 | 255371115_OH |  |  | 100% | 100%
|  | UG | 12kV | 3.9883 | ORO LOMA 1115 | 255371115 | UG | 12kV | 3.9883 | 255371115_UG |  |  | 100% | 100%
ORO LOMA 1116 | 255371116 | OH | 12kV | 24.7429 | ORO LOMA 1116 | 255371116 | OH | 12kV | 24.7429 | 255371116_OH |  |  | 100% | 100%
|  | UG | 12kV | 0.95726 | ORO LOMA 1116 | 255371116 | UG | 12kV | 0.95726 | 255371116_UG |  |  | 100% | 100%
ORO LOMA 1117 | 255371117 | OH | 12kV | 50.2062 | ORO LOMA 1117 | 255371117 | OH | 12kV | 50.2062 | 255371117_OH |  |  | 100% | 100%
|  | UG | 12kV | 0.69049 | ORO LOMA 1117 | 255371117 | UG | 12kV | 0.69049 | 255371117_UG |  |  | 100% | 100%
ORO LOMA 1118 | 255371118 | OH | 12kV | 42.8455 | ORO LOMA 1118 | 255371118 | OH | 12kV | 42.8455 | 255371118_OH |  |  | 100% | 100%
|  | UG | 12kV | 0.59255 | ORO LOMA 1118 | 255371118 | UG | 12kV | 0.59255 | 255371118_UG |  |  | 100% | 100%
OROSI 1101 | 252841101 | OH | 12kV | 50.6282 | OROSI 1101 | 252841101 | OH | 12kV | 50.6282 | 252841101_OH |  |  | 100% | 100%
|  | UG | 12kV | 3.958 | OROSI 1101 | 252841101 | UG | 12kV | 3.958 | 252841101_UG |  |  | 100% | 100%
OROSI 1102 | 252841102 | OH | 12kV | 34.8772 | OROSI 1102 | 252841102 | OH | 12kV | 34.8772 | 252841102_OH |  |  | 100% | 100%
|  | UG | 12kV | 0.0063424 | OROSI 1102 | 252841102 | UG | 12kV | 0.0063424 | 252841102_UG |  |  | 100% | 100%
OROSI 1103 | 252841103 | OH | 12kV | 37.7148 | OROSI 1103 | 252841103 | OH | 12kV | 37.7148 | 252841103_OH |  |  | 100% | 100%
|  | UG | 12kV | 0.18953 | OROSI 1103 | 252841103 | UG | 12kV | 0.18953 | 252841103_UG |  |  | 100% | 100%
OROSI 1104 | 252841104 | OH | 12kV | 55.7626 | OROSI 1104 | 252841104 | OH | 12kV | 55.7626 | 252841104_OH |  |  | 100% | 100%
|  | UG | 12kV | 7.768 | OROSI 1104 | 252841104 | UG | 12kV | 7.768 | 252841104_UG |  |  | 100% | 100%
OROVILLE 0402 | 102520402 | OH | 4.16kV | 1.6126 | OROVILLE 0402 | 102520402 | OH | 4.16kV | 1.6126 | 102520402_OH |  |  | 100% | 100%
|  | UG | 4.16kV | 0.96094 | OROVILLE 0402 | 102520402 | UG | 4.16kV | 0.96094 | 102520402_UG |  |  | 100% | 100%
OROVILLE 0403 | 102520403 | OH | 4.16kV | 2.0349 | OROVILLE 0403 | 102520403 | OH | 4.16kV | 2.0349 | 102520403_OH |  |  | 100% | 100%
|  | UG | 4.16kV | 0.087598 | OROVILLE 0403 | 102520403 | UG | 4.16kV | 0.087598 | 102520403_UG |  |  | 100% | 100%
OROVILLE 1101 | 102521101 | OH | 12kV | 23.5347 | OROVILLE 1101 | 102521101 | OH | 12kV | 23.5347 | 102521101_OH |  |  | 100% | 100%
|  | UG | 12kV | 8.1451 | OROVILLE 1101 | 102521101 | UG | 12kV | 8.1451 | 102521101_UG |  |  | 100% | 100%
OROVILLE 1102 | 102521102 | OH | 12kV | 6.2756 | OROVILLE 1102 | 102521102 | OH | 12kV | 6.2756 | 102521102_OH |  |  | 100% | 100%
|  | UG | 12kV | 1.9043 | OROVILLE 1102 | 102521102 | UG | 12kV | 1.9043 | 102521102_UG |  |  | 100% | 100%
OROVILLE 1103 | 102521103 | OH | 12kV | 10.356 | OROVILLE 1103 | 102521103 | OH | 12kV | 10.356 | 102521103_OH |  |  | 100% | 100%
|  | UG | 12kV | 0.98924 | OROVILLE 1103 | 102521103 | UG | 12kV | 0.98924 | 102521103_UG |  |  | 100% | 100%
OROVILLE 1104 | 102521104 | OH | 12kV | 9.8777 | OROVILLE 1104 | 102521104 | OH | 12kV | 9.8777 | 102521104_OH |  |  | 100% | 100%
|  | UG | 12kV | 3.9042 | OROVILLE 1104 | 102521104 | UG | 12kV | 3.9042 | 102521104_UG |  |  | 100% | 100%
ORTIGA 1105 | 254311105 | OH | 12kV | 31.91 | ORTIGA 1105 | 254311105 | OH | 12kV | 31.91 | 254311105_OH |  |  | 100% | 100%
|  | UG | 12kV | 9.8858 | ORTIGA 1105 | 254311105 | UG | 12kV | 9.8858 | 254311105_UG |  |  | 100% | 100%
ORTIGA 1106 | 254311106 | OH | 12kV | 53.7324 | ORTIGA 1106 | 254311106 | OH | 12kV | 53.7324 | 254311106_OH |  |  | 100% | 100%
|  | UG | 12kV | 11.2914 | ORTIGA 1106 | 254311106 | UG | 12kV | 11.2914 | 254311106_UG |  |  | 100% | 100%
OTTER 1101 | 182941101 | OH | 12kV | 26.9126 | OTTER 1101 | 182941101 | OH | 12kV | 26.9126 | 182941101_OH |  |  | 100% | 100%
|  | UG | 12kV | 3.1059 | OTTER 1101 | 182941101 | UG | 12kV | 3.1059 | 182941101_UG |  |  | 100% | 100%
OTTER 1102 | 182941102 | OH | 12kV | 54.6204 | OTTER 1102 | 182941102 | OH | 12kV | 54.6204 | 182941102_OH |  |  | 100% | 100%
|  | UG | 12kV | 10.8701 | OTTER 1102 | 182941102 | UG | 12kV | 10.8701 | 182941102_UG |  |  | 100% | 100%
PACIFIC GROVE 0421 | 182440421 | OH | 4.16kV | 3.3393 | PACIFIC GROVE 0421 | 182440421 | OH | 4.16kV | 3.3393 | 182440421_OH |  |  | 100% | 100%
|  | UG | 4.16kV | 0.9236 | PACIFIC GROVE 0421 | 182440421 | UG | 4.16kV | 0.9236 | 182440421_UG |  |  | 100% | 100%
PACIFIC GROVE 0422 | 182440422 | OH | 4.16kV | 6.8927 | PACIFIC GROVE 0422 | 182440422 | OH | 4.16kV | 6.8927 | 182440422_OH |  |  | 100% | 100%
|  | UG | 4.16kV | 1.3632 | PACIFIC GROVE 0422 | 182440422 | UG | 4.16kV | 1.3632 | 182440422_UG |  |  | 100% | 100%
PACIFIC GROVE 0423 | 182440423 | OH | 4.16kV | 1.6772 | PACIFIC GROVE 0423 | 182440423 | OH | 4.16kV | 1.6772 | 182440423_OH |  |  | 100% | 100%
|  | UG | 4.16kV | 0.21377 | PACIFIC GROVE 0423 | 182440423 | UG | 4.16kV | 0.21377 | 182440423_UG |  |  | 100% | 100%
PACIFIC GROVE 0424 | 182440424 | OH | 4.16kV | 8.9656 | PACIFIC GROVE 0424 | 182440424 | OH | 4.16kV | 8.9656 | 182440424_OH |  |  | 100% | 100%
|  | UG | 4.16kV | 0.35197 | PACIFIC GROVE 0424 | 182440424 | UG | 4.16kV | 0.35197 | 182440424_UG |  |  | 100% | 100%
PACIFIC PIPE GRAPEVI 1101 | 255441101 | OH | 12kV | 0.014717 | PACIFIC PIPE GRAPEVI 1101 | 255441101 | OH | 12kV | 0.014717 | 255441101_OH |  |  | 100% | 100%
PACIFICA 1101 | 022811101 | OH | 12kV | 9.1819 | PACIFICA 1101 | 022811101 | OH | 12kV | 9.1819 | 022811101_OH |  |  | 100% | 100%
|  | UG | 12kV | 1.6151 | PACIFICA 1101 | 022811101 | UG | 12kV | 1.6151 | 022811101_UG |  |  | 100% | 100%
PACIFICA 1102 | 022811102 | OH | 12kV | 20.1288 | PACIFICA 1102 | 022811102 | OH | 12kV | 20.1288 | 022811102_OH |  |  | 100% | 100%
|  | UG | 12kV | 8.0331 | PACIFICA 1102 | 022811102 | UG | 12kV | 8.0331 | 022811102_UG |  |  | 100% | 100%
PACIFICA 1103 | 022811103 | OH | 12kV | 14.1228 | PACIFICA 1103 | 022811103 | OH | 12kV | 14.1228 | 022811103_OH |  |  | 100% | 100%
|  | UG | 12kV | 4.2032 | PACIFICA 1103 | 022811103 | UG | 12kV | 4.2032 | 022811103_UG |  |  | 100% | 100%
PACIFICA 1104 | 022811104 | OH | 12kV | 7.195 | PACIFICA 1104 | 022811104 | OH | 12kV | 7.195 | 022811104_OH |  |  | 100% | 100%
|  | UG | 12kV | 2.6854 | PACIFICA 1104 | 022811104 | UG | 12kV | 2.6854 | 022811104_UG |  |  | 100% | 100%
PALMER 1101 | 183031101 | OH | 12kV | 63.1151 | PALMER 1101 | 183031101 | OH | 12kV | 63.1151 | 183031101_OH |  |  | 100% | 100%
|  | UG | 12kV | 9.7429 | PALMER 1101 | 183031101 | UG | 12kV | 9.7429 | 183031101_UG |  |  | 100% | 100%
PALO SECO 0401 | 013180401 | OH | 4.16kV | 4.7493 | PALO SECO 0401 | 013180401 | OH | 4.16kV | 4.7493 | 013180401_OH |  |  | 100% | 100%
|  | UG | 4.16kV | 2.6698 | PALO SECO 0401 | 013180401 | UG | 4.16kV | 2.6698 | 013180401_UG |  |  | 100% | 100%
PANAMA 2101 | 253422101 | OH | 12kV | 31.7091 | PANAMA 2101 | 253422101 | OH | 12kV | 31.7091 | 253422101_OH |  | X | 81.99% | 81.99%
|  |  | 21kV | 6.9656 | PANAMA 2101 | 253422101 | OH | 21kV | 6.9656 | 253422101_OH | DIFF VOLT | X | 18.01% | 81.99%
|  | UG | 12kV | 8.3283 | PANAMA 2101 | 253422101 | UG | 12kV | 8.3283 | 253422101_UG |  | X | 27.05% | 72.95% | FLAG
|  |  | 21kV | 22.4597 | PANAMA 2101 | 253422101 | UG | 21kV | 22.4597 | 253422101_UG | DIFF VOLT | X | 72.95% | 72.95% | FLAG
PANAMA 2102 | 253422102 | OH | 21kV | 34.0414 | PANAMA 2102 | 253422102 | OH | 21kV | 34.0414 | 253422102_OH |  |  | 100% | 100%
|  | UG | 21kV | 26.608 | PANAMA 2102 | 253422102 | UG | 21kV | 26.608 | 253422102_UG |  |  | 100% | 100%
PANOCHE 1101 | 253671101 | OH | 12kV | 27.6963 | PANOCHE 1101 | 253671101 | OH | 12kV | 27.6963 | 253671101_OH |  |  | 100% | 100%
|  | UG | 12kV | 1.2158 | PANOCHE 1101 | 253671101 | UG | 12kV | 1.2158 | 253671101_UG |  |  | 100% | 100%
PANOCHE 1102 | 253671102 | OH | 12kV | 44.2179 | PANOCHE 1102 | 253671102 | OH | 12kV | 44.2179 | 253671102_OH |  |  | 100% | 100%
|  | UG | 12kV | 0.6335 | PANOCHE 1102 | 253671102 | UG | 12kV | 0.6335 | 253671102_UG |  |  | 100% | 100%
PANOCHE 1103 | 253671103 | OH | 12kV | 122.283 | PANOCHE 1103 | 253671103 | OH | 12kV | 122.283 | 253671103_OH |  |  | 100% | 100%
|  | UG | 12kV | 5.7834 | PANOCHE 1103 | 253671103 | UG | 12kV | 5.7834 | 253671103_UG |  |  | 100% | 100%
PANORAMA 1101 | 103461101 | OH | 12kV | 39.201 | PANORAMA 1101 | 103461101 | OH | 12kV | 39.201 | 103461101_OH |  |  | 100% | 100%
|  | UG | 12kV | 1.6329 | PANORAMA 1101 | 103461101 | UG | 12kV | 1.6329 | 103461101_UG |  |  | 100% | 100%
PANORAMA 1102 | 103461102 | OH | 12kV | 84.1946 | PANORAMA 1102 | 103461102 | OH | 12kV | 84.1946 | 103461102_OH |  |  | 100% | 100%
|  | UG | 12kV | 8.1606 | PANORAMA 1102 | 103461102 | UG | 12kV | 8.1606 | 103461102_UG |  |  | 100% | 100%
PARADISE 1102 | 102831102 | OH | 12kV | 0.002796 | PARADISE 1102 | 102831102 | OH | 12kV | 0.002796 | 102831102_OH |  |  | 100% | 100%
|  | UG | 12kV | 0.046101 | PARADISE 1102 | 102831102 | UG | 12kV | 0.046101 | 102831102_UG |  |  | 100% | 100%
PARADISE 1103 | 102831103 | OH | 12kV | 9.8213 | PARADISE 1103 | 102831103 | OH | 12kV | 9.8213 | 102831103_OH |  |  | 100% | 100%
|  | UG | 12kV | 14.6159 | PARADISE 1103 | 102831103 | UG | 12kV | 14.6159 | 102831103_UG |  |  | 100% | 100%
PARADISE 1104 | 102831104 | OH | 12kV | 98.5413 | PARADISE 1104 | 102831104 | OH | 12kV | 98.5413 | 102831104_OH |  |  | 100% | 100%
|  | UG | 12kV | 50.0639 | PARADISE 1104 | 102831104 | UG | 12kV | 50.0639 | 102831104_UG |  |  | 100% | 100%
PARADISE 1105 | 102831105 | OH | 12kV | 50.9492 | PARADISE 1105 | 102831105 | OH | 12kV | 50.9492 | 102831105_OH |  |  | 100% | 100%
|  | UG | 12kV | 17.0163 | PARADISE 1105 | 102831105 | UG | 12kV | 17.0163 | 102831105_UG |  |  | 100% | 100%
PARADISE 1106 | 102831106 | OH | 12kV | 15.3154 | PARADISE 1106 | 102831106 | OH | 12kV | 15.3154 | 102831106_OH |  |  | 100% | 100%
|  | UG | 12kV | 13.9926 | PARADISE 1106 | 102831106 | UG | 12kV | 13.9926 | 102831106_UG |  |  | 100% | 100%
PARKWAY 1101 | 042051101 | OH | 12kV | 7.103 | PARKWAY 1101 | 042051101 | OH | 12kV | 7.103 | 042051101_OH |  | X | 99.79% | 99.79%
|  |  | 2.4kV | 0.014703 | PARKWAY 1101 | 042051101 | OH | 2.4kV | 0.014703 | 042051101_OH | DIFF VOLT | X | 0.2066% | 99.79%
|  | UG | 12kV | 18.4469 | PARKWAY 1101 | 042051101 | UG | 12kV | 18.4469 | 042051101_UG |  | X | 99.98% | 99.98%
|  |  | 2.4kV | 0.0032005 | PARKWAY 1101 | 042051101 | UG | 2.4kV | 0.0032005 | 042051101_UG | DIFF VOLT | X | 0.01735% | 99.98%
PARKWAY 1102 | 042051102 | OH | 12kV | 0.0028409 | PARKWAY 1102 | 042051102 | OH | 12kV | 0.0028409 | 042051102_OH |  |  | 100% | 100%
|  | UG | 12kV | 23.3737 | PARKWAY 1102 | 042051102 | UG | 12kV | 23.3737 | 042051102_UG |  |  | 100% | 100%
PARKWAY 1103 | 042051103 | OH | 12kV | 6.7276 | PARKWAY 1103 | 042051103 | OH | 12kV | 6.7276 | 042051103_OH |  |  | 100% | 100%
|  | UG | 12kV | 20.5495 | PARKWAY 1103 | 042051103 | UG | 12kV | 20.5495 | 042051103_UG |  |  | 100% | 100%
PARLIER 1102 | 252291102 | OH | 12kV | 10.9849 | PARLIER 1102 | 252291102 | OH | 12kV | 10.9849 | 252291102_OH |  |  | 100% | 100%
|  | UG | 12kV | 9.8311 | PARLIER 1102 | 252291102 | UG | 12kV | 9.8311 | 252291102_UG |  |  | 100% | 100%
PARLIER 1103 | 252291103 | OH | 12kV | 40.7973 | PARLIER 1103 | 252291103 | OH | 12kV | 40.7973 | 252291103_OH |  |  | 100% | 100%
|  | UG | 12kV | 0.80293 | PARLIER 1103 | 252291103 | UG | 12kV | 0.80293 | 252291103_UG |  |  | 100% | 100%
PARLIER 1104 | 252291104 | OH | 12kV | 49.9728 | PARLIER 1104 | 252291104 | OH | 12kV | 49.9728 | 252291104_OH |  |  | 100% | 100%
|  | UG | 12kV | 6.1424 | PARLIER 1104 | 252291104 | UG | 12kV | 6.1424 | 252291104_UG |  |  | 100% | 100%
PARLIER 1105 | 252291105 | OH | 12kV | 21.4364 | PARLIER 1105 | 252291105 | OH | 12kV | 21.4364 | 252291105_OH |  |  | 100% | 100%
|  | UG | 12kV | 0.10885 | PARLIER 1105 | 252291105 | UG | 12kV | 0.10885 | 252291105_UG |  |  | 100% | 100%
PARSONS 0401 | 013660401 | OH | 4.16kV | 1.3192 | PARSONS 0401 | 013660401 | OH | 4.16kV | 1.3192 | 013660401_OH |  |  | 100% | 100%
|  | UG | 4.16kV | 0.0076149 | PARSONS 0401 | 013660401 | UG | 4.16kV | 0.0076149 | 013660401_UG |  |  | 100% | 100%
PARSONS 0402 | 013660402 | OH | 4.16kV | 3.4277 | PARSONS 0402 | 013660402 | OH | 4.16kV | 3.4277 | 013660402_OH |  |  | 100% | 100%
|  | UG | 4.16kV | 0.062126 | PARSONS 0402 | 013660402 | UG | 4.16kV | 0.062126 | 013660402_UG |  |  | 100% | 100%
PASO ROBLES 1101 | 182611101 | OH | 12kV | 5.3813 | PASO ROBLES 1101 | 182611101 | OH | 12kV | 5.3813 | 182611101_OH |  |  | 100% | 100%
|  | UG | 12kV | 6.1724 | PASO ROBLES 1101 | 182611101 | UG | 12kV | 6.1724 | 182611101_UG |  |  | 100% | 100%
PASO ROBLES 1102 | 182611102 | OH | 12kV | 6.4732 | PASO ROBLES 1102 | 182611102 | OH | 12kV | 6.4732 | 182611102_OH |  |  | 100% | 100%
|  | UG | 12kV | 17.0745 | PASO ROBLES 1102 | 182611102 | UG | 12kV | 17.0745 | 182611102_UG |  |  | 100% | 100%
PASO ROBLES 1103 | 182611103 | OH | 12kV | 61.5974 | PASO ROBLES 1103 | 182611103 | OH | 12kV | 61.5974 | 182611103_OH |  |  | 100% | 100%
|  | UG | 12kV | 30.1451 | PASO ROBLES 1103 | 182611103 | UG | 12kV | 30.1451 | 182611103_UG |  |  | 100% | 100%
PASO ROBLES 1104 | 182611104 | OH | 12kV | 67.3604 | PASO ROBLES 1104 | 182611104 | OH | 12kV | 67.3604 | 182611104_OH |  |  | 100% | 100%
|  | UG | 12kV | 12.3522 | PASO ROBLES 1104 | 182611104 | UG | 12kV | 12.3522 | 182611104_UG |  |  | 100% | 100%
PASO ROBLES 1106 | 182611106 | OH | 21kV | 11.9598 | PASO ROBLES 1106 | 182611106 | OH | 21kV | 11.9598 | 182611106_OH |  |  | 100% | 100%
|  | UG | 21kV | 29.2808 | PASO ROBLES 1106 | 182611106 | UG | 21kV | 29.2808 | 182611106_UG |  |  | 100% | 100%
PASO ROBLES 1107 | 182611107 | OH | 12kV | 37.5349 | PASO ROBLES 1107 | 182611107 | OH | 12kV | 37.5349 | 182611107_OH |  |  | 100% | 100%
|  | UG | 12kV | 18.6262 | PASO ROBLES 1107 | 182611107 | UG | 12kV | 18.6262 | 182611107_UG |  | X | 99.96% | 99.96%
|  |  | 4.16kV | 0.0079933 | PASO ROBLES 1107 | 182611107 | UG | 4.16kV | 0.0079933 | 182611107_UG | DIFF VOLT | X | 0.0429% | 99.96%
PASO ROBLES 1108 | 182611108 | OH | 12kV | 8.7437 | PASO ROBLES 1108 | 182611108 | OH | 12kV | 8.7437 | 182611108_OH |  | X | 70.07% | 70.07% | FLAG
|  |  | 21kV | 3.7344 | PASO ROBLES 1108 | 182611108 | OH | 21kV | 3.7344 | 182611108_OH | DIFF VOLT | X | 29.93% | 70.07% | FLAG
|  | UG | 12kV | 6.8879 | PASO ROBLES 1108 | 182611108 | UG | 12kV | 6.8879 | 182611108_UG |  | X | 23.72% | 76.28% | FLAG
|  |  | 21kV | 22.1485 | PASO ROBLES 1108 | 182611108 | UG | 21kV | 22.1485 | 182611108_UG | DIFF VOLT | X | 76.28% | 76.28% | FLAG
PAUL SWEET 2101 | 083252101 | OH | 21kV | 12.2006 | PAUL SWEET 2101 | 083252101 | OH | 21kV | 12.2006 | 083252101_OH |  | X | 65.24% | 65.24% | FLAG
|  |  | 4.16kV | 6.5011 | PAUL SWEET 2101 | 083252101 | OH | 4.16kV | 6.5011 | 083252101_OH | DIFF VOLT | X | 34.76% | 65.24% | FLAG
|  | UG | 21kV | 2.6557 | PAUL SWEET 2101 | 083252101 | UG | 21kV | 2.6557 | 083252101_UG |  | X | 69.68% | 69.68% | FLAG
|  |  | 4.16kV | 1.1553 | PAUL SWEET 2101 | 083252101 | UG | 4.16kV | 1.1553 | 083252101_UG | DIFF VOLT | X | 30.32% | 69.68% | FLAG
PAUL SWEET 2102 | 083252102 | OH | 21kV | 29.0546 | PAUL SWEET 2102 | 083252102 | OH | 21kV | 29.0546 | 083252102_OH |  |  | 100% | 100%
|  | UG | 21kV | 10.4299 | PAUL SWEET 2102 | 083252102 | UG | 21kV | 10.4299 | 083252102_UG |  | X | 99.92% | 99.92%
|  |  | 4.16kV | 0.0087883 | PAUL SWEET 2102 | 083252102 | UG | 4.16kV | 0.0087883 | 083252102_UG | DIFF VOLT | X | 0.08419% | 99.92%
PAUL SWEET 2103 | 083252103 | OH | 21kV | 10.6101 | PAUL SWEET 2103 | 083252103 | OH | 21kV | 10.6101 | 083252103_OH |  | X | 62.02% | 62.02% | FLAG
|  |  | 4.16kV | 6.4965 | PAUL SWEET 2103 | 083252103 | OH | 4.16kV | 6.4965 | 083252103_OH | DIFF VOLT | X | 37.98% | 62.02% | FLAG
|  | UG | 21kV | 8.4908 | PAUL SWEET 2103 | 083252103 | UG | 21kV | 8.4908 | 083252103_UG |  | X | 87.83% | 87.83%
|  |  | 4.16kV | 1.177 | PAUL SWEET 2103 | 083252103 | UG | 4.16kV | 1.177 | 083252103_UG | DIFF VOLT | X | 12.17% | 87.83%
PAUL SWEET 2104 | 083252104 | OH | 21kV | 35.5724 | PAUL SWEET 2104 | 083252104 | OH | 21kV | 35.5724 | 083252104_OH |  | X | 92.53% | 92.53%
|  |  | 4.16kV | 2.872 | PAUL SWEET 2104 | 083252104 | OH | 4.16kV | 2.872 | 083252104_OH | DIFF VOLT | X | 7.47% | 92.53%
|  | UG | 21kV | 15.8374 | PAUL SWEET 2104 | 083252104 | UG | 21kV | 15.8374 | 083252104_UG |  | X | 87.62% | 87.62%
|  |  | 4.16kV | 2.2384 | PAUL SWEET 2104 | 083252104 | UG | 4.16kV | 2.2384 | 083252104_UG | DIFF VOLT | X | 12.38% | 87.62%
PAUL SWEET 2105 | 083252105 | OH | 21kV | 8.8298 | PAUL SWEET 2105 | 083252105 | OH | 21kV | 8.8298 | 083252105_OH |  |  | 100% | 100%
|  | UG | 21kV | 1.528 | PAUL SWEET 2105 | 083252105 | UG | 21kV | 1.528 | 083252105_UG |  |  | 100% | 100%
PAUL SWEET 2106 | 083252106 | OH | 21kV | 44.6892 | PAUL SWEET 2106 | 083252106 | OH | 21kV | 44.6892 | 083252106_OH |  |  | 100% | 100%
|  | UG | 21kV | 3.033 | PAUL SWEET 2106 | 083252106 | UG | 21kV | 3.033 | 083252106_UG |  |  | 100% | 100%
PAUL SWEET 2107 | 083252107 | OH | 21kV | 56.885 | PAUL SWEET 2107 | 083252107 | OH | 21kV | 56.885 | 083252107_OH |  | X | 94.85% | 94.85%
|  |  | 4.16kV | 3.0889 | PAUL SWEET 2107 | 083252107 | OH | 4.16kV | 3.0889 | 083252107_OH | DIFF VOLT | X | 5.15% | 94.85%
|  | UG | 21kV | 18.0795 | PAUL SWEET 2107 | 083252107 | UG | 21kV | 18.0795 | 083252107_UG |  |  | 100% | 100%
PAUL SWEET 2108 | 083252108 | OH | 21kV | 22.6714 | PAUL SWEET 2108 | 083252108 | OH | 21kV | 22.6714 | 083252108_OH |  |  | 100% | 100%
|  | UG | 21kV | 8.0907 | PAUL SWEET 2108 | 083252108 | UG | 21kV | 8.0907 | 083252108_UG |  |  | 100% | 100%
PAUL SWEET 2109 | 083252109 | OH | 21kV | 27.3575 | PAUL SWEET 2109 | 083252109 | OH | 21kV | 27.3575 | 083252109_OH |  | X | 88.49% | 88.49%
|  |  | 4.16kV | 3.558 | PAUL SWEET 2109 | 083252109 | OH | 4.16kV | 3.558 | 083252109_OH | DIFF VOLT | X | 11.51% | 88.49%
|  | UG | 21kV | 17.8971 | PAUL SWEET 2109 | 083252109 | UG | 21kV | 17.8971 | 083252109_UG |  | X | 90.66% | 90.66%
|  |  | 4.16kV | 1.8443 | PAUL SWEET 2109 | 083252109 | UG | 4.16kV | 1.8443 | 083252109_UG | DIFF VOLT | X | 9.343% | 90.66%
PEABODY 2102 | 063642102 | OH | 12kV | 3.5475 | PEABODY 2102 | 063642102 | OH | 12kV | 3.5475 | 063642102_OH |  | X | 50.74% | 50.74% | FLAG
|  |  | 21kV | 3.4444 | PEABODY 2102 | 063642102 | OH | 21kV | 3.4444 | 063642102_OH | DIFF VOLT | X | 49.26% | 50.74% | FLAG
|  | UG | 12kV | 2.9481 | PEABODY 2102 | 063642102 | UG | 12kV | 2.9481 | 063642102_UG |  | X | 35.2% | 64.8% | FLAG
|  |  | 21kV | 5.4282 | PEABODY 2102 | 063642102 | UG | 21kV | 5.4282 | 063642102_UG | DIFF VOLT | X | 64.8% | 64.8% | FLAG
PEABODY 2104 | 063642104 | OH | 21kV | 6.714 | PEABODY 2104 | 063642104 | OH | 21kV | 6.714 | 063642104_OH |  |  | 100% | 100%
|  | UG | 21kV | 17.866 | PEABODY 2104 | 063642104 | UG | 21kV | 17.866 | 063642104_UG |  |  | 100% | 100%
PEABODY 2105 | 063642105 | OH | 12kV | 53.5437 | PEABODY 2105 | 063642105 | OH | 12kV | 53.5437 | 063642105_OH |  | X | 87.01% | 87.01%
|  |  | 21kV | 7.9902 | PEABODY 2105 | 063642105 | OH | 21kV | 7.9902 | 063642105_OH | DIFF VOLT | X | 12.99% | 87.01%
|  | UG | 12kV | 14.0592 | PEABODY 2105 | 063642105 | UG | 12kV | 14.0592 | 063642105_UG |  | X | 30.01% | 69.99% | FLAG
|  |  | 21kV | 32.7913 | PEABODY 2105 | 063642105 | UG | 21kV | 32.7913 | 063642105_UG | DIFF VOLT | X | 69.99% | 69.99% | FLAG
PEABODY 2106 | 063642106 | OH | 12kV | 1.6502 | PEABODY 2106 | 063642106 | OH | 12kV | 1.6502 | 063642106_OH |  | X | 60.5% | 60.5% | FLAG
|  |  | 21kV | 1.0773 | PEABODY 2106 | 063642106 | OH | 21kV | 1.0773 | 063642106_OH | DIFF VOLT | X | 39.5% | 60.5% | FLAG
|  | UG | 12kV | 0.19573 | PEABODY 2106 | 063642106 | UG | 12kV | 0.19573 | 063642106_UG |  | X | 0.5736% | 99.43%
|  |  | 21kV | 33.9288 | PEABODY 2106 | 063642106 | UG | 21kV | 33.9288 | 063642106_UG | DIFF VOLT | X | 99.43% | 99.43%
PEABODY 2107 | 063642107 | OH | 12kV | 186.7782 | PEABODY 2107 | 063642107 | OH | 12kV | 186.7782 | 063642107_OH |  | X | 96.11% | 96.11%
|  |  | 21kV | 7.5549 | PEABODY 2107 | 063642107 | OH | 21kV | 7.5549 | 063642107_OH | DIFF VOLT | X | 3.888% | 96.11%
|  | UG | 12kV | 3.9144 | PEABODY 2107 | 063642107 | UG | 12kV | 3.9144 | 063642107_UG |  | X | 8.945% | 91.05%
|  |  | 21kV | 39.8464 | PEABODY 2107 | 063642107 | UG | 21kV | 39.8464 | 063642107_UG | DIFF VOLT | X | 91.05% | 91.05%
PEABODY 2108 | 063642108 | OH | 12kV | 0.013081 | PEABODY 2108 | 063642108 | OH | 12kV | 0.013081 | 063642108_OH |  | X | 0.4132% | 99.59%
|  |  | 21kV | 3.1529 | PEABODY 2108 | 063642108 | OH | 21kV | 3.1529 | 063642108_OH | DIFF VOLT | X | 99.59% | 99.59%
|  | UG | 12kV | 2.471 | PEABODY 2108 | 063642108 | UG | 12kV | 2.471 | 063642108_UG |  | X | 4.948% | 95.05%
|  |  | 21kV | 47.4692 | PEABODY 2108 | 063642108 | UG | 21kV | 47.4692 | 063642108_UG | DIFF VOLT | X | 95.05% | 95.05%
PEABODY 2109 | 063642109 | OH | 21kV | 3.6503 | PEABODY 2109 | 063642109 | OH | 21kV | 3.6503 | 063642109_OH |  |  | 100% | 100%
|  | UG | 21kV | 3.9501 | PEABODY 2109 | 063642109 | UG | 21kV | 3.9501 | 063642109_UG |  |  | 100% | 100%
PEABODY 2112 | 063642112 | OH | 12kV | 0.49544 | PEABODY 2112 | 063642112 | OH | 12kV | 0.49544 | 063642112_OH |  | X | 13.77% | 86.23%
|  |  | 21kV | 3.1031 | PEABODY 2112 | 063642112 | OH | 21kV | 3.1031 | 063642112_OH | DIFF VOLT | X | 86.23% | 86.23%
|  | UG | 12kV | 6.7993 | PEABODY 2112 | 063642112 | UG | 12kV | 6.7993 | 063642112_UG |  | X | 14.35% | 85.65%
|  |  | 21kV | 40.5722 | PEABODY 2112 | 063642112 | UG | 21kV | 40.5722 | 063642112_UG | DIFF VOLT | X | 85.65% | 85.65%
PEABODY 2113 | 063642113 | OH | 12kV | 2.0954 | PEABODY 2113 | 063642113 | OH | 12kV | 2.0954 | 063642113_OH |  | X | 20.75% | 79.25% | FLAG
|  |  | 21kV | 8.0016 | PEABODY 2113 | 063642113 | OH | 21kV | 8.0016 | 063642113_OH | DIFF VOLT | X | 79.25% | 79.25% | FLAG
|  | UG | 12kV | 5.9579 | PEABODY 2113 | 063642113 | UG | 12kV | 5.9579 | 063642113_UG |  | X | 14.31% | 85.69%
|  |  | 21kV | 35.686 | PEABODY 2113 | 063642113 | UG | 21kV | 35.686 | 063642113_UG | DIFF VOLT | X | 85.69% | 85.69%
PEACHTON 1101 | 103241101 | OH | 12kV | 68.9241 | PEACHTON 1101 | 103241101 | OH | 12kV | 68.9241 | 103241101_OH |  |  | 100% | 100%
|  | UG | 12kV | 0.14035 | PEACHTON 1101 | 103241101 | UG | 12kV | 0.14035 | 103241101_UG |  |  | 100% | 100%
PEACHTON 1102 | 103241102 | OH | 12kV | 37.3806 | PEACHTON 1102 | 103241102 | OH | 12kV | 37.3806 | 103241102_OH |  |  | 100% | 100%
|  | UG | 12kV | 0.41015 | PEACHTON 1102 | 103241102 | UG | 12kV | 0.41015 | 103241102_UG |  |  | 100% | 100%
PEACHTON 1103 | 103241103 | OH | 12kV | 60.8534 | PEACHTON 1103 | 103241103 | OH | 12kV | 60.8534 | 103241103_OH |  |  | 100% | 100%
|  | UG | 12kV | 0.34853 | PEACHTON 1103 | 103241103 | UG | 12kV | 0.34853 | 103241103_UG |  |  | 100% | 100%
PEASE 1101 | 153751101 | OH | 12kV | 6.8117 | PEASE 1101 | 153751101 | OH | 12kV | 6.8117 | 153751101_OH |  |  | 100% | 100%
|  | UG | 12kV | 14.6043 | PEASE 1101 | 153751101 | UG | 12kV | 14.6043 | 153751101_UG |  |  | 100% | 100%
PEASE 1102 | 153751102 | OH | 12kV | 3.9801 | PEASE 1102 | 153751102 | OH | 12kV | 3.9801 | 153751102_OH |  |  | 100% | 100%
|  | UG | 12kV | 1.1723 | PEASE 1102 | 153751102 | UG | 12kV | 1.1723 | 153751102_UG |  |  | 100% | 100%
PEASE 1103 | 153751103 | OH | 12kV | 97.4918 | PEASE 1103 | 153751103 | OH | 12kV | 97.4918 | 153751103_OH |  |  | 100% | 100%
|  | UG | 12kV | 1.4994 | PEASE 1103 | 153751103 | UG | 12kV | 1.4994 | 153751103_UG |  |  | 100% | 100%
PEASE 1104 | 153751104 | OH | 12kV | 62.4529 | PEASE 1104 | 153751104 | OH | 12kV | 62.4529 | 153751104_OH |  |  | 100% | 100%
|  | UG | 12kV | 8.9863 | PEASE 1104 | 153751104 | UG | 12kV | 8.9863 | 153751104_UG |  |  | 100% | 100%
PEASE 1105 | 153751105 | OH | 12kV | 8.2708 | PEASE 1105 | 153751105 | OH | 12kV | 8.2708 | 153751105_OH |  |  | 100% | 100%
|  | UG | 12kV | 15.9903 | PEASE 1105 | 153751105 | UG | 12kV | 15.9903 | 153751105_UG |  |  | 100% | 100%
PENNGROVE 1101 | 043471101 | OH | 12kV | 41.8462 | PENNGROVE 1101 | 043471101 | OH | 12kV | 41.8462 | 043471101_OH |  |  | 100% | 100%
|  | UG | 12kV | 15.5191 | PENNGROVE 1101 | 043471101 | UG | 12kV | 15.5191 | 043471101_UG |  |  | 100% | 100%
PENNGROVE 1102 | 043471102 | UG | 12kV | 0.046609 | PENNGROVE 1102 | 043471102 | UG | 12kV | 0.046609 | 043471102_UG |  |  | 100% | 100%
PENRYN 1103 | 152561103 | OH | 12kV | 79.1089 | PENRYN 1103 | 152561103 | OH | 12kV | 79.1089 | 152561103_OH |  |  | 100% | 100%
|  | UG | 12kV | 5.3435 | PENRYN 1103 | 152561103 | UG | 12kV | 5.3435 | 152561103_UG |  |  | 100% | 100%
PENRYN 1105 | 152561105 | OH | 12kV | 92.5033 | PENRYN 1105 | 152561105 | OH | 12kV | 92.5033 | 152561105_OH |  |  | 100% | 100%
|  | UG | 12kV | 2.8713 | PENRYN 1105 | 152561105 | UG | 12kV | 2.8713 | 152561105_UG |  |  | 100% | 100%
PENRYN 1106 | 152561106 | OH | 12kV | 26.1049 | PENRYN 1106 | 152561106 | OH | 12kV | 26.1049 | 152561106_OH |  |  | 100% | 100%
|  | UG | 12kV | 10.4391 | PENRYN 1106 | 152561106 | UG | 12kV | 10.4391 | 152561106_UG |  |  | 100% | 100%
PENRYN 1107 | 152561107 | OH | 12kV | 84.2704 | PENRYN 1107 | 152561107 | OH | 12kV | 84.2704 | 152561107_OH |  |  | 100% | 100%
|  | UG | 12kV | 18.0924 | PENRYN 1107 | 152561107 | UG | 12kV | 18.0924 | 152561107_UG |  |  | 100% | 100%
PENTLAND 1101 | 255311101 | OH | 12kV | 0.014894 | PENTLAND 1101 | 255311101 | OH | 12kV | 0.014894 | 255311101_OH |  |  | 100% | 100%
PEORIA 1701 | 163781701 | OH | 17kV | 85.4919 | PEORIA 1701 | 163781701 | OH | 17kV | 85.4919 | 163781701_OH |  |  | 100% | 100%
|  | UG | 17kV | 2.9948 | PEORIA 1701 | 163781701 | UG | 17kV | 2.9948 | 163781701_UG |  |  | 100% | 100%
PEORIA 1704 | 163781704 | OH | 17kV | 118.4121 | PEORIA 1704 | 163781704 | OH | 17kV | 118.4121 | 163781704_OH |  |  | 100% | 100%
|  | UG | 17kV | 32.8948 | PEORIA 1704 | 163781704 | UG | 17kV | 32.8948 | 163781704_UG |  |  | 100% | 100%
PEORIA 1705 | 163781705 | OH | 17kV | 70.8693 | PEORIA 1705 | 163781705 | OH | 17kV | 70.8693 | 163781705_OH |  |  | 100% | 100%
|  | UG | 17kV | 6.8443 | PEORIA 1705 | 163781705 | UG | 17kV | 6.8443 | 163781705_UG |  |  | 100% | 100%
PERRY 1101 | 183071101 | OH | 12kV | 80.9741 | PERRY 1101 | 183071101 | OH | 12kV | 80.9741 | 183071101_OH |  |  | 100% | 100%
|  | UG | 12kV | 6.8513 | PERRY 1101 | 183071101 | UG | 12kV | 6.8513 | 183071101_UG |  |  | 100% | 100%
PETALUMA A 0411 | 042120411 | OH | 4.16kV | 3.063 | PETALUMA A 0411 | 042120411 | OH | 4.16kV | 3.063 | 042120411_OH |  |  | 100% | 100%
|  | UG | 4.16kV | 0.30026 | PETALUMA A 0411 | 042120411 | UG | 4.16kV | 0.30026 | 042120411_UG |  |  | 100% | 100%
PETALUMA A 0413 | 042120413 | OH | 4.16kV | 2.3578 | PETALUMA A 0413 | 042120413 | OH | 4.16kV | 2.3578 | 042120413_OH |  |  | 100% | 100%
|  | UG | 4.16kV | 0.63301 | PETALUMA A 0413 | 042120413 | UG | 4.16kV | 0.63301 | 042120413_UG |  |  | 100% | 100%
PETALUMA C 1101 | 042631101 | OH | 12kV | 0.50539 | PETALUMA C 1101 | 042631101 | OH | 12kV | 0.50539 | 042631101_OH |  |  | 100% | 100%
|  | UG | 12kV | 0.12211 | PETALUMA C 1101 | 042631101 | UG | 12kV | 0.12211 | 042631101_UG |  |  | 100% | 100%
PETALUMA C 1102 | 042631102 | OH | 12kV | 4.223 | PETALUMA C 1102 | 042631102 | OH | 12kV | 4.223 | 042631102_OH |  |  | 100% | 100%
|  | UG | 12kV | 12.2173 | PETALUMA C 1102 | 042631102 | UG | 12kV | 12.2173 | 042631102_UG |  |  | 100% | 100%
PETALUMA C 1105 | 042631105 | OH | 12kV | 10.5464 | PETALUMA C 1105 | 042631105 | OH | 12kV | 10.5464 | 042631105_OH |  | X | 99.95% | 99.95%
|  |  | 4.16kV | 0.0054442 | PETALUMA C 1105 | 042631105 | OH | 4.16kV | 0.0054442 | 042631105_OH | DIFF VOLT | X | 0.05159% | 99.95%
|  | UG | 12kV | 8.5778 | PETALUMA C 1105 | 042631105 | UG | 12kV | 8.5778 | 042631105_UG |  |  | 100% | 100%
PETALUMA C 1106 | 042631106 | OH | 12kV | 8.9983 | PETALUMA C 1106 | 042631106 | OH | 12kV | 8.9983 | 042631106_OH |  |  | 100% | 100%
|  | UG | 12kV | 18.6445 | PETALUMA C 1106 | 042631106 | UG | 12kV | 18.6445 | 042631106_UG |  |  | 100% | 100%
PETALUMA C 1108 | 042631108 | OH | 12kV | 118.7231 | PETALUMA C 1108 | 042631108 | OH | 12kV | 118.7231 | 042631108_OH |  |  | 100% | 100%
|  | UG | 12kV | 13.6463 | PETALUMA C 1108 | 042631108 | UG | 12kV | 13.6463 | 042631108_UG |  |  | 100% | 100%
PETALUMA C 1109 | 042631109 | OH | 12kV | 66.7242 | PETALUMA C 1109 | 042631109 | OH | 12kV | 66.7242 | 042631109_OH |  |  | 100% | 100%
|  | UG | 12kV | 19.6263 | PETALUMA C 1109 | 042631109 | UG | 12kV | 19.6263 | 042631109_UG |  |  | 100% | 100%
PETALUMA C 1110 | 042631110 | OH | 4.16kV | 0.24833 | PETALUMA C 1110 | 042631110 | OH | 4.16kV | 0.24833 | 042631110_OH |  |  | 100% | 100%
|  | UG | 12kV | 0.025371 | PETALUMA C 1110 | 042631110 | UG | 12kV | 0.025371 | 042631110_UG |  | X | 2.982% | 97.02%
|  |  | 4.16kV | 0.82549 | PETALUMA C 1110 | 042631110 | UG | 4.16kV | 0.82549 | 042631110_UG | DIFF VOLT | X | 97.02% | 97.02%
PETROL 1101 | 252541101 | OH | 12kV | 0.026941 | PETROL 1101 | 252541101 | OH | 12kV | 0.026941 | 252541101_OH |  |  | 100% | 100%
PHILO 1101 | 042601101 | OH | 12kV | 93.318 | PHILO 1101 | 042601101 | OH | 12kV | 93.318 | 042601101_OH |  |  | 100% | 100%
|  | UG | 12kV | 3.3738 | PHILO 1101 | 042601101 | UG | 12kV | 3.3738 | 042601101_UG |  |  | 100% | 100%
PHILO 1102 | 042601102 | OH | 12kV | 106.6389 | PHILO 1102 | 042601102 | OH | 12kV | 106.6389 | 042601102_OH |  |  | 100% | 100%
|  | UG | 12kV | 3.5553 | PHILO 1102 | 042601102 | UG | 12kV | 3.5553 | 042601102_UG |  |  | 100% | 100%
PIERCY 2109 | 083912109 | OH | 21kV | 19.9161 | PIERCY 2109 | 083912109 | OH | 21kV | 19.9161 | 083912109_OH |  |  | 100% | 100%
|  | UG | 21kV | 17.8241 | PIERCY 2109 | 083912109 | UG | 21kV | 17.8241 | 083912109_UG |  |  | 100% | 100%
PIERCY 2110 | 083912110 | OH | 21kV | 27.4259 | PIERCY 2110 | 083912110 | OH | 21kV | 27.4259 | 083912110_OH |  |  | 100% | 100%
|  | UG | 21kV | 39.9588 | PIERCY 2110 | 083912110 | UG | 21kV | 39.9588 | 083912110_UG |  |  | 100% | 100%
PIERCY 2111 | 083912111 | OH | 21kV | 0.91256 | PIERCY 2111 | 083912111 | OH | 21kV | 0.91256 | 083912111_OH |  |  | 100% | 100%
|  | UG | 21kV | 15.8043 | PIERCY 2111 | 083912111 | UG | 21kV | 15.8043 | 083912111_UG |  |  | 100% | 100%
PIKE CITY 1101 | 152201101 | OH | 12kV | 34.0516 | PIKE CITY 1101 | 152201101 | OH | 12kV | 34.0516 | 152201101_OH |  |  | 100% | 100%
|  | UG | 12kV | 1.2232 | PIKE CITY 1101 | 152201101 | UG | 12kV | 1.2232 | 152201101_UG |  |  | 100% | 100%
PIKE CITY 1102 | 152201102 | OH | 12kV | 9.5168 | PIKE CITY 1102 | 152201102 | OH | 12kV | 9.5168 | 152201102_OH |  |  | 100% | 100%
PINE GROVE 1101 | 163751101 | OH | 12kV | 72.1469 | PINE GROVE 1101 | 163751101 | OH | 12kV | 72.1469 | 163751101_OH |  |  | 100% | 100%
|  | UG | 12kV | 4.6746 | PINE GROVE 1101 | 163751101 | UG | 12kV | 4.6746 | 163751101_UG |  |  | 100% | 100%
PINE GROVE 1102 | 163751102 | OH | 12kV | 176.4827 | PINE GROVE 1102 | 163751102 | OH | 12kV | 176.4827 | 163751102_OH |  |  | 100% | 100%
|  | UG | 12kV | 13.8217 | PINE GROVE 1102 | 163751102 | UG | 12kV | 13.8217 | 163751102_UG |  |  | 100% | 100%
PINECREST 0401 | 163160401 | OH | 4.16kV | 3.1436 | PINECREST 0401 | 163160401 | OH | 4.16kV | 3.1436 | 163160401_OH |  |  | 100% | 100%
PINEDALE 2101 | 252852101 | OH | 21kV | 1.8245 | PINEDALE 2101 | 252852101 | OH | 21kV | 1.8245 | 252852101_OH |  |  | 100% | 100%
|  | UG | 21kV | 37.912 | PINEDALE 2101 | 252852101 | UG | 21kV | 37.912 | 252852101_UG |  |  | 100% | 100%
PINEDALE 2102 | 252852102 | OH | 21kV | 2.7431 | PINEDALE 2102 | 252852102 | OH | 21kV | 2.7431 | 252852102_OH |  |  | 100% | 100%
|  | UG | 21kV | 35.8179 | PINEDALE 2102 | 252852102 | UG | 21kV | 35.8179 | 252852102_UG |  |  | 100% | 100%
PINEDALE 2103 | 252852103 | OH | 21kV | 1.9808 | PINEDALE 2103 | 252852103 | OH | 21kV | 1.9808 | 252852103_OH |  |  | 100% | 100%
|  | UG | 21kV | 15.3766 | PINEDALE 2103 | 252852103 | UG | 21kV | 15.3766 | 252852103_UG |  |  | 100% | 100%
PINEDALE 2105 | 252852105 | OH | 21kV | 1.7572 | PINEDALE 2105 | 252852105 | OH | 21kV | 1.7572 | 252852105_OH |  |  | 100% | 100%
|  | UG | 21kV | 21.8533 | PINEDALE 2105 | 252852105 | UG | 21kV | 21.8533 | 252852105_UG |  |  | 100% | 100%
PINEDALE 2106 | 252852106 | OH | 21kV | 5.4121 | PINEDALE 2106 | 252852106 | OH | 21kV | 5.4121 | 252852106_OH |  |  | 100% | 100%
|  | UG | 21kV | 22.2052 | PINEDALE 2106 | 252852106 | UG | 21kV | 22.2052 | 252852106_UG |  |  | 100% | 100%
PINEDALE 2107 | 252852107 | OH | 21kV | 1.5828 | PINEDALE 2107 | 252852107 | OH | 21kV | 1.5828 | 252852107_OH |  |  | 100% | 100%
|  | UG | 21kV | 13.445 | PINEDALE 2107 | 252852107 | UG | 21kV | 13.445 | 252852107_UG |  |  | 100% | 100%
PINEDALE 2109 | 252852109 | OH | 21kV | 7.1363 | PINEDALE 2109 | 252852109 | OH | 21kV | 7.1363 | 252852109_OH |  |  | 100% | 100%
|  | UG | 21kV | 14.7371 | PINEDALE 2109 | 252852109 | UG | 21kV | 14.7371 | 252852109_UG |  |  | 100% | 100%
PINEDALE 2110 | 252852110 | OH | 21kV | 0.19156 | PINEDALE 2110 | 252852110 | OH | 21kV | 0.19156 | 252852110_OH |  |  | 100% | 100%
|  | UG | 21kV | 20.538 | PINEDALE 2110 | 252852110 | UG | 21kV | 20.538 | 252852110_UG |  |  | 100% | 100%
PINEDALE 2111 | 252852111 | OH | 21kV | 0.74948 | PINEDALE 2111 | 252852111 | OH | 21kV | 0.74948 | 252852111_OH |  |  | 100% | 100%
|  | UG | 21kV | 26.7121 | PINEDALE 2111 | 252852111 | UG | 21kV | 26.7121 | 252852111_UG |  |  | 100% | 100%
PIPER BANK 0401 | 018120401 | OH | 4.16kV | 1.5609 | PIPER BANK 0401 | 018120401 | OH | 4.16kV | 1.5609 | 018120401_OH |  |  | 100% | 100%
PIT NO 1 1101 | 103721101 | OH | 12kV | 52.9292 | PIT NO 1 1101 | 103721101 | OH | 12kV | 52.9292 | 103721101_OH |  |  | 100% | 100%
|  | UG | 12kV | 4.6499 | PIT NO 1 1101 | 103721101 | UG | 12kV | 4.6499 | 103721101_UG |  |  | 100% | 100%
PIT NO 3 2101 | 103732101 | OH | 12kV | 44.1231 | PIT NO 3 2101 | 103732101 | OH | 12kV | 44.1231 | 103732101_OH |  | X | 90.69% | 90.69%
|  |  | 21kV | 4.531 | PIT NO 3 2101 | 103732101 | OH | 21kV | 4.531 | 103732101_OH | DIFF VOLT | X | 9.313% | 90.69%
|  | UG | 12kV | 3.7829 | PIT NO 3 2101 | 103732101 | UG | 12kV | 3.7829 | 103732101_UG |  | X | 99.75% | 99.75%
|  |  | 21kV | 0.0096201 | PIT NO 3 2101 | 103732101 | UG | 21kV | 0.0096201 | 103732101_UG | DIFF VOLT | X | 0.2537% | 99.75%
PIT NO 5 1101 | 101321101 | OH | 12kV | 23.7592 | PIT NO 5 1101 | 101321101 | OH | 12kV | 23.7592 | 101321101_OH |  |  | 100% | 100%
|  | UG | 12kV | 3.9717 | PIT NO 5 1101 | 101321101 | UG | 12kV | 3.9717 | 101321101_UG |  |  | 100% | 100%
PIT NO 7 1101 | 103501101 | OH | 12kV | 2.7024 | PIT NO 7 1101 | 103501101 | OH | 12kV | 2.7024 | 103501101_OH |  | X | 99.8% | 99.8%
|  |  | 480V | 0.005436 | PIT NO 7 1101 | 103501101 | OH | 480V | 0.005436 | 103501101_OH | DIFF VOLT | X | 0.2008% | 99.8%
PITTSBURG 0401 | 012160401 | OH | 4.16kV | 1.0542 | PITTSBURG 0401 | 012160401 | OH | 4.16kV | 1.0542 | 012160401_OH |  |  | 100% | 100%
|  | UG | 4.16kV | 0.91753 | PITTSBURG 0401 | 012160401 | UG | 4.16kV | 0.91753 | 012160401_UG |  |  | 100% | 100%
PITTSBURG 0402 | 012160402 | OH | 4.16kV | 1.8696 | PITTSBURG 0402 | 012160402 | OH | 4.16kV | 1.8696 | 012160402_OH |  |  | 100% | 100%
|  | UG | 4.16kV | 0.044884 | PITTSBURG 0402 | 012160402 | UG | 4.16kV | 0.044884 | 012160402_UG |  |  | 100% | 100%
PLACER 1101 | 152461101 | OH | 12kV | 7.7213 | PLACER 1101 | 152461101 | OH | 12kV | 7.7213 | 152461101_OH |  |  | 100% | 100%
|  | UG | 12kV | 3.454 | PLACER 1101 | 152461101 | UG | 12kV | 3.454 | 152461101_UG |  |  | 100% | 100%
PLACER 1102 | 152461102 | OH | 12kV | 2.1538 | PLACER 1102 | 152461102 | OH | 12kV | 2.1538 | 152461102_OH |  |  | 100% | 100%
|  | UG | 12kV | 0.013368 | PLACER 1102 | 152461102 | UG | 12kV | 0.013368 | 152461102_UG |  |  | 100% | 100%
PLACER 1103 | 152461103 | OH | 12kV | 29.5545 | PLACER 1103 | 152461103 | OH | 12kV | 29.5545 | 152461103_OH |  |  | 100% | 100%
|  | UG | 12kV | 9.7545 | PLACER 1103 | 152461103 | UG | 12kV | 9.7545 | 152461103_UG |  |  | 100% | 100%
PLACER 1104 | 152461104 | OH | 12kV | 13.4964 | PLACER 1104 | 152461104 | OH | 12kV | 13.4964 | 152461104_OH |  |  | 100% | 100%
|  | UG | 12kV | 9.5585 | PLACER 1104 | 152461104 | UG | 12kV | 9.5585 | 152461104_UG |  |  | 100% | 100%
PLACERVILLE 1109 | 153081109 | OH | 12kV | 11.0491 | PLACERVILLE 1109 | 153081109 | OH | 12kV | 11.0491 | 153081109_OH |  |  | 100% | 100%
|  | UG | 12kV | 2.1982 | PLACERVILLE 1109 | 153081109 | UG | 12kV | 2.1982 | 153081109_UG |  |  | 100% | 100%
PLACERVILLE 1110 | 153081110 | OH | 12kV | 9.4752 | PLACERVILLE 1110 | 153081110 | OH | 12kV | 9.4752 | 153081110_OH |  | X | 27.5% | 72.5% | FLAG
|  |  | 21kV | 24.9771 | PLACERVILLE 1110 | 153081110 | OH | 21kV | 24.9771 | 153081110_OH | DIFF VOLT | X | 72.5% | 72.5% | FLAG
|  | UG | 12kV | 3.9615 | PLACERVILLE 1110 | 153081110 | UG | 12kV | 3.9615 | 153081110_UG |  | X | 79.83% | 79.83% | FLAG
|  |  | 21kV | 1.001 | PLACERVILLE 1110 | 153081110 | UG | 21kV | 1.001 | 153081110_UG | DIFF VOLT | X | 20.17% | 79.83% | FLAG
PLACERVILLE 1111 | 153081111 | OH | 12kV | 18.814 | PLACERVILLE 1111 | 153081111 | OH | 12kV | 18.814 | 153081111_OH |  |  | 100% | 100%
|  | UG | 12kV | 4.3193 | PLACERVILLE 1111 | 153081111 | UG | 12kV | 4.3193 | 153081111_UG |  |  | 100% | 100%
PLACERVILLE 1112 | 153081112 | OH | 12kV | 29.7456 | PLACERVILLE 1112 | 153081112 | OH | 12kV | 29.7456 | 153081112_OH |  |  | 100% | 100%
|  | UG | 12kV | 7.2622 | PLACERVILLE 1112 | 153081112 | UG | 12kV | 7.2622 | 153081112_UG |  |  | 100% | 100%
PLACERVILLE 2106 | 153082106 | OH | 12kV | 105.2222 | PLACERVILLE 2106 | 153082106 | OH | 12kV | 105.2222 | 153082106_OH |  | X | 38.35% | 61.65% | FLAG
|  |  | 21kV | 169.1349 | PLACERVILLE 2106 | 153082106 | OH | 21kV | 169.1349 | 153082106_OH | DIFF VOLT | X | 61.65% | 61.65% | FLAG
|  | UG | 12kV | 9.2162 | PLACERVILLE 2106 | 153082106 | UG | 12kV | 9.2162 | 153082106_UG |  | X | 63.17% | 63.17% | FLAG
|  |  | 21kV | 5.3735 | PLACERVILLE 2106 | 153082106 | UG | 21kV | 5.3735 | 153082106_UG | DIFF VOLT | X | 36.83% | 63.17% | FLAG
PLAINFIELD 1101 | 063441101 | OH | 12kV | 61.8513 | PLAINFIELD 1101 | 063441101 | OH | 12kV | 61.8513 | 063441101_OH |  |  | 100% | 100%
|  | UG | 12kV | 9.7124 | PLAINFIELD 1101 | 063441101 | UG | 12kV | 9.7124 | 063441101_UG |  |  | 100% | 100%
PLAINFIELD 1105 | 063441105 | OH | 12kV | 8.6779 | PLAINFIELD 1105 | 063441105 | OH | 12kV | 8.6779 | 063441105_OH |  |  | 100% | 100%
|  | UG | 12kV | 8.0167 | PLAINFIELD 1105 | 063441105 | UG | 12kV | 8.0167 | 063441105_UG |  |  | 100% | 100%
PLAINFIELD 1106 | 063441106 | OH | 12kV | 48.3477 | PLAINFIELD 1106 | 063441106 | OH | 12kV | 48.3477 | 063441106_OH |  |  | 100% | 100%
|  | UG | 12kV | 32.5324 | PLAINFIELD 1106 | 063441106 | UG | 12kV | 32.5324 | 063441106_UG |  |  | 100% | 100%
PLEASANT GROVE 2103 | 152442103 | OH | 21kV | 1.8847 | PLEASANT GROVE 2103 | 152442103 | OH | 21kV | 1.8847 | 152442103_OH |  |  | 100% | 100%
|  | UG | 21kV | 35.664 | PLEASANT GROVE 2103 | 152442103 | UG | 21kV | 35.664 | 152442103_UG |  |  | 100% | 100%
PLEASANT GROVE 2104 | 152442104 | OH | 21kV | 2.4266 | PLEASANT GROVE 2104 | 152442104 | OH | 21kV | 2.4266 | 152442104_OH |  |  | 100% | 100%
|  | UG | 12kV | 0.014697 | PLEASANT GROVE 2104 | 152442104 | UG | 12kV | 0.014697 | 152442104_UG |  | X | 0.03573% | 99.96%
|  |  | 21kV | 41.124 | PLEASANT GROVE 2104 | 152442104 | UG | 21kV | 41.124 | 152442104_UG | DIFF VOLT | X | 99.96% | 99.96%
PLEASANT GROVE 2107 | 152442107 | OH | 21kV | 0.016356 | PLEASANT GROVE 2107 | 152442107 | OH | 21kV | 0.016356 | 152442107_OH |  |  | 100% | 100%
|  | UG | 21kV | 31.4928 | PLEASANT GROVE 2107 | 152442107 | UG | 21kV | 31.4928 | 152442107_UG |  |  | 100% | 100%
PLEASANT GROVE 2108 | 152442108 | OH | 21kV | 2.0984 | PLEASANT GROVE 2108 | 152442108 | OH | 21kV | 2.0984 | 152442108_OH |  |  | 100% | 100%
|  | UG | 21kV | 50.4804 | PLEASANT GROVE 2108 | 152442108 | UG | 21kV | 50.4804 | 152442108_UG |  |  | 100% | 100%
PLEASANT GROVE 2109 | 152442109 | UG | 21kV | 44.902 | PLEASANT GROVE 2109 | 152442109 | UG | 21kV | 44.902 | 152442109_UG |  |  | 100% | 100%
PLEASANT GROVE 2110 | 152442110 | OH | 12kV | 28.8313 | PLEASANT GROVE 2110 | 152442110 | OH | 12kV | 28.8313 | 152442110_OH |  | X | 82.76% | 82.76%
|  |  | 21kV | 6.0053 | PLEASANT GROVE 2110 | 152442110 | OH | 21kV | 6.0053 | 152442110_OH | DIFF VOLT | X | 17.24% | 82.76%
|  | UG | 12kV | 11.1406 | PLEASANT GROVE 2110 | 152442110 | UG | 12kV | 11.1406 | 152442110_UG |  | X | 39.94% | 60.06% | FLAG
|  |  | 21kV | 16.7496 | PLEASANT GROVE 2110 | 152442110 | UG | 21kV | 16.7496 | 152442110_UG | DIFF VOLT | X | 60.06% | 60.06% | FLAG
PLEASANT HILL 0401 | 013300401 | OH | 4.16kV | 4.5185 | PLEASANT HILL 0401 | 013300401 | OH | 4.16kV | 4.5185 | 013300401_OH |  |  | 100% | 100%
|  | UG | 4.16kV | 0.49978 | PLEASANT HILL 0401 | 013300401 | UG | 4.16kV | 0.49978 | 013300401_UG |  |  | 100% | 100%
PLUMAS 1101 | 153731101 | OH | 12kV | 32.3291 | PLUMAS 1101 | 153731101 | OH | 12kV | 32.3291 | 153731101_OH |  |  | 100% | 100%
|  | UG | 12kV | 0.63932 | PLUMAS 1101 | 153731101 | UG | 12kV | 0.63932 | 153731101_UG |  |  | 100% | 100%
PLUMAS 1102 | 153731102 | OH | 12kV | 5.6275 | PLUMAS 1102 | 153731102 | OH | 12kV | 5.6275 | 153731102_OH |  |  | 100% | 100%
|  | UG | 12kV | 6.7905 | PLUMAS 1102 | 153731102 | UG | 12kV | 6.7905 | 153731102_UG |  |  | 100% | 100%
PLUMAS 2106 | 153732106 | OH | 12kV | 27.099 | PLUMAS 2106 | 153732106 | OH | 12kV | 27.099 | 153732106_OH |  | X | 84.8% | 84.8%
|  |  | 21kV | 4.8581 | PLUMAS 2106 | 153732106 | OH | 21kV | 4.8581 | 153732106_OH | DIFF VOLT | X | 15.2% | 84.8%
|  | UG | 12kV | 0.24736 | PLUMAS 2106 | 153732106 | UG | 12kV | 0.24736 | 153732106_UG |  | X | 1.293% | 98.71%
|  |  | 21kV | 18.887 | PLUMAS 2106 | 153732106 | UG | 21kV | 18.887 | 153732106_UG | DIFF VOLT | X | 98.71% | 98.71%
PLUMAS 2107 | 153732107 | OH | 12kV | 37.1136 | PLUMAS 2107 | 153732107 | OH | 12kV | 37.1136 | 153732107_OH |  | X | 93.31% | 93.31%
|  |  | 21kV | 2.6596 | PLUMAS 2107 | 153732107 | OH | 21kV | 2.6596 | 153732107_OH | DIFF VOLT | X | 6.687% | 93.31%
|  | UG | 12kV | 0.80567 | PLUMAS 2107 | 153732107 | UG | 12kV | 0.80567 | 153732107_UG |  | X | 4.43% | 95.57%
|  |  | 21kV | 17.3822 | PLUMAS 2107 | 153732107 | UG | 21kV | 17.3822 | 153732107_UG | DIFF VOLT | X | 95.57% | 95.57%
PLYMOUTH 0401 | 022680401 | OH | 4.16kV | 4.7246 | PLYMOUTH 0401 | 022680401 | OH | 4.16kV | 4.7246 | 022680401_OH |  |  | 100% | 100%
|  | UG | 4.16kV | 0.21736 | PLYMOUTH 0401 | 022680401 | UG | 4.16kV | 0.21736 | 022680401_UG |  |  | 100% | 100%
POINT ARENA 1101 | 043381101 | OH | 12kV | 66.2538 | POINT ARENA 1101 | 043381101 | OH | 12kV | 66.2538 | 043381101_OH |  |  | 100% | 100%
|  | UG | 12kV | 6.2451 | POINT ARENA 1101 | 043381101 | UG | 12kV | 6.2451 | 043381101_UG |  |  | 100% | 100%
POINT MORETTI 1101 | 082931101 | OH | 12kV | 51.1645 | POINT MORETTI 1101 | 082931101 | OH | 12kV | 51.1645 | 082931101_OH |  | X | 80.72% | 80.72%
|  |  | 21kV | 9.0285 | POINT MORETTI 1101 | 082931101 | OH | 21kV | 9.0285 | 082931101_OH | DIFF VOLT | X | 14.24% | 80.72%
|  |  | 4.16kV | 3.1904 | POINT MORETTI 1101 | 082931101 | OH | 4.16kV | 3.1904 | 082931101_OH | DIFF VOLT | X | 5.034% | 80.72%
|  | UG | 12kV | 3.7526 | POINT MORETTI 1101 | 082931101 | UG | 12kV | 3.7526 | 082931101_UG |  | X | 75.37% | 75.37% | FLAG
|  |  | 21kV | 0.16456 | POINT MORETTI 1101 | 082931101 | UG | 21kV | 0.16456 | 082931101_UG | DIFF VOLT | X | 3.305% | 75.37% | FLAG
|  |  | 4.16kV | 1.0617 | POINT MORETTI 1101 | 082931101 | UG | 4.16kV | 1.0617 | 082931101_UG | DIFF VOLT | X | 21.32% | 75.37% | FLAG
POINT PINOLE 1101 | 014261101 | OH | 12kV | 20.9878 | POINT PINOLE 1101 | 014261101 | OH | 12kV | 20.9878 | 014261101_OH |  |  | 100% | 100%
|  | UG | 12kV | 16.2536 | POINT PINOLE 1101 | 014261101 | UG | 12kV | 16.2536 | 014261101_UG |  |  | 100% | 100%
POINT PINOLE 1102 | 014261102 | OH | 12kV | 14.0651 | POINT PINOLE 1102 | 014261102 | OH | 12kV | 14.0651 | 014261102_OH |  |  | 100% | 100%
|  | UG | 12kV | 10.5508 | POINT PINOLE 1102 | 014261102 | UG | 12kV | 10.5508 | 014261102_UG |  |  | 100% | 100%
POINT PINOLE 1103 | 014261103 | OH | 12kV | 0.036425 | POINT PINOLE 1103 | 014261103 | OH | 12kV | 0.036425 | 014261103_OH |  |  | 100% | 100%
|  | UG | 12kV | 0.14422 | POINT PINOLE 1103 | 014261103 | UG | 12kV | 0.14422 | 014261103_UG |  |  | 100% | 100%
PORTOLA 0401 | 022610401 | OH | 4.16kV | 2.4507 | PORTOLA 0401 | 022610401 | OH | 4.16kV | 2.4507 | 022610401_OH |  |  | 100% | 100%
|  | UG | 4.16kV | 2.6912 | PORTOLA 0401 | 022610401 | UG | 4.16kV | 2.6912 | 022610401_UG |  |  | 100% | 100%
PORTOLA 0402 | 022610402 | OH | 4.16kV | 3.4971 | PORTOLA 0402 | 022610402 | OH | 4.16kV | 3.4971 | 022610402_OH |  |  | 100% | 100%
|  | UG | 4.16kV | 2.7244 | PORTOLA 0402 | 022610402 | UG | 4.16kV | 2.7244 | 022610402_UG |  |  | 100% | 100%
POSO MOUNTAIN 2101 | 253642101 | OH | 12kV | 0.017393 | POSO MOUNTAIN 2101 | 253642101 | OH | 12kV | 0.017393 | 253642101_OH |  | X | 0.0292% | 99.97%
|  |  | 21kV | 59.5512 | POSO MOUNTAIN 2101 | 253642101 | OH | 21kV | 59.5512 | 253642101_OH | DIFF VOLT | X | 99.97% | 99.97%
|  | UG | 12kV | 0.017738 | POSO MOUNTAIN 2101 | 253642101 | UG | 12kV | 0.017738 | 253642101_UG |  | X | 15.1% | 84.9%
|  |  | 21kV | 0.099693 | POSO MOUNTAIN 2101 | 253642101 | UG | 21kV | 0.099693 | 253642101_UG | DIFF VOLT | X | 84.9% | 84.9%
POSO MOUNTAIN 2103 | 253642103 | OH | 12kV | 20.6703 | POSO MOUNTAIN 2103 | 253642103 | OH | 12kV | 20.6703 | 253642103_OH |  |  | 100% | 100%
POSO MOUNTAIN 2104 | 253642104 | OH | 21kV | 12.6798 | POSO MOUNTAIN 2104 | 253642104 | OH | 21kV | 12.6798 | 253642104_OH |  |  | 100% | 100%
|  | UG | 21kV | 0.5072 | POSO MOUNTAIN 2104 | 253642104 | UG | 21kV | 0.5072 | 253642104_UG |  |  | 100% | 100%
POTRERO PP (A) 1101 | 022031101 | OH | 12kV | 7.1982 | POTRERO PP (A) 1101 | 022031101 | OH | 12kV | 7.1982 | 022031101_OH |  |  | 100% | 100%
|  | UG | 12kV | 5.9085 | POTRERO PP (A) 1101 | 022031101 | UG | 12kV | 5.9085 | 022031101_UG |  |  | 100% | 100%
POTRERO PP (A) 1102 | 022031102 | OH | 12kV | 0.48234 | POTRERO PP (A) 1102 | 022031102 | OH | 12kV | 0.48234 | 022031102_OH |  |  | 100% | 100%
|  | UG | 12kV | 2.6801 | POTRERO PP (A) 1102 | 022031102 | UG | 12kV | 2.6801 | 022031102_UG |  |  | 100% | 100%
POTRERO PP (A) 1103 | 022031103 | OH | 12kV | 1.8049 | POTRERO PP (A) 1103 | 022031103 | OH | 12kV | 1.8049 | 022031103_OH |  |  | 100% | 100%
|  | UG | 12kV | 3.7538 | POTRERO PP (A) 1103 | 022031103 | UG | 12kV | 3.7538 | 022031103_UG |  |  | 100% | 100%
POTRERO PP (A) 1104 | 022031104 | OH | 12kV | 0.48843 | POTRERO PP (A) 1104 | 022031104 | OH | 12kV | 0.48843 | 022031104_OH |  |  | 100% | 100%
|  | UG | 12kV | 8.9266 | POTRERO PP (A) 1104 | 022031104 | UG | 12kV | 8.9266 | 022031104_UG |  |  | 100% | 100%
POTRERO PP (A) 1105 | 022031105 | OH | 12kV | 1.5678 | POTRERO PP (A) 1105 | 022031105 | OH | 12kV | 1.5678 | 022031105_OH |  |  | 100% | 100%
|  | UG | 12kV | 1.9207 | POTRERO PP (A) 1105 | 022031105 | UG | 12kV | 1.9207 | 022031105_UG |  |  | 100% | 100%
POTRERO PP (A) 1106 | 022031106 | UG | 12kV | 3.4292 | POTRERO PP (A) 1106 | 022031106 | UG | 12kV | 3.4292 | 022031106_UG |  |  | 100% | 100%
POTRERO PP (A) 1107 | 022031107 | OH | 12kV | 0.86887 | POTRERO PP (A) 1107 | 022031107 | OH | 12kV | 0.86887 | 022031107_OH |  | X | 97.73% | 97.73%
|  |  | 4.16kV | 0.02016 | POTRERO PP (A) 1107 | 022031107 | OH | 4.16kV | 0.02016 | 022031107_OH | DIFF VOLT | X | 2.268% | 97.73%
|  | UG | 12kV | 0.5809 | POTRERO PP (A) 1107 | 022031107 | UG | 12kV | 0.5809 | 022031107_UG |  |  | 100% | 100%
POTRERO PP (A) 1108 | 022031108 | OH | 12kV | 3.5881 | POTRERO PP (A) 1108 | 022031108 | OH | 12kV | 3.5881 | 022031108_OH |  |  | 100% | 100%
|  | UG | 12kV | 4.5253 | POTRERO PP (A) 1108 | 022031108 | UG | 12kV | 4.5253 | 022031108_UG |  |  | 100% | 100%
POTRERO PP (A) 1109 | 022031109 | OH | 12kV | 5.1425 | POTRERO PP (A) 1109 | 022031109 | OH | 12kV | 5.1425 | 022031109_OH |  |  | 100% | 100%
|  | UG | 12kV | 8.4234 | POTRERO PP (A) 1109 | 022031109 | UG | 12kV | 8.4234 | 022031109_UG |  |  | 100% | 100%
POTRERO PP (A) 1110 | 022031110 | OH | 12kV | 6.4655 | POTRERO PP (A) 1110 | 022031110 | OH | 12kV | 6.4655 | 022031110_OH |  |  | 100% | 100%
|  | UG | 12kV | 4.4279 | POTRERO PP (A) 1110 | 022031110 | UG | 12kV | 4.4279 | 022031110_UG |  |  | 100% | 100%
POTRERO PP (A) 1111 | 022031111 | UG | 12kV | 0.96719 | POTRERO PP (A) 1111 | 022031111 | UG | 12kV | 0.96719 | 022031111_UG |  |  | 100% | 100%
POTRERO PP (A) 1112 | 022031112 | OH | 12kV | 0.92878 | POTRERO PP (A) 1112 | 022031112 | OH | 12kV | 0.92878 | 022031112_OH |  |  | 100% | 100%
|  | UG | 12kV | 5.9849 | POTRERO PP (A) 1112 | 022031112 | UG | 12kV | 5.9849 | 022031112_UG |  |  | 100% | 100%
POTRERO PP (A) 1113 | 022031113 | OH | 12kV | 1.8264 | POTRERO PP (A) 1113 | 022031113 | OH | 12kV | 1.8264 | 022031113_OH |  |  | 100% | 100%
|  | UG | 12kV | 6.2356 | POTRERO PP (A) 1113 | 022031113 | UG | 12kV | 6.2356 | 022031113_UG |  |  | 100% | 100%
POTRERO PP (A) 1114 | 022031114 | OH | 12kV | 0.071214 | POTRERO PP (A) 1114 | 022031114 | OH | 12kV | 0.071214 | 022031114_OH |  |  | 100% | 100%
|  | UG | 12kV | 6.8753 | POTRERO PP (A) 1114 | 022031114 | UG | 12kV | 6.8753 | 022031114_UG |  |  | 100% | 100%
POTRERO PP (A) 1115 | 022031115 | OH | 12kV | 0.84277 | POTRERO PP (A) 1115 | 022031115 | OH | 12kV | 0.84277 | 022031115_OH |  |  | 100% | 100%
|  | UG | 12kV | 6.7765 | POTRERO PP (A) 1115 | 022031115 | UG | 12kV | 6.7765 | 022031115_UG |  |  | 100% | 100%
POTRERO PP (A) 1116 | 022031116 | OH | 12kV | 2.1397 | POTRERO PP (A) 1116 | 022031116 | OH | 12kV | 2.1397 | 022031116_OH |  |  | 100% | 100%
|  | UG | 12kV | 0.46602 | POTRERO PP (A) 1116 | 022031116 | UG | 12kV | 0.46602 | 022031116_UG |  |  | 100% | 100%
POTRERO PP (A) 1117 | 022031117 | OH | 12kV | 4.8768 | POTRERO PP (A) 1117 | 022031117 | OH | 12kV | 4.8768 | 022031117_OH |  |  | 100% | 100%
|  | UG | 12kV | 3.6749 | POTRERO PP (A) 1117 | 022031117 | UG | 12kV | 3.6749 | 022031117_UG |  |  | 100% | 100%
POTRERO PP (A) 1118 | 022031118 | OH | 12kV | 4.2863 | POTRERO PP (A) 1118 | 022031118 | OH | 12kV | 4.2863 | 022031118_OH |  |  | 100% | 100%
|  | UG | 12kV | 6.7422 | POTRERO PP (A) 1118 | 022031118 | UG | 12kV | 6.7422 | 022031118_UG |  |  | 100% | 100%
POTRERO PP (A) 1119 | 022031119 | OH | 12kV | 2.51 | POTRERO PP (A) 1119 | 022031119 | OH | 12kV | 2.51 | 022031119_OH |  |  | 100% | 100%
|  | UG | 12kV | 3.4095 | POTRERO PP (A) 1119 | 022031119 | UG | 12kV | 3.4095 | 022031119_UG |  |  | 100% | 100%
POTRERO PP (A) 1121 | 022031121 | OH | 12kV | 0.16609 | POTRERO PP (A) 1121 | 022031121 | OH | 12kV | 0.16609 | 022031121_OH |  |  | 100% | 100%
|  | UG | 12kV | 0.31315 | POTRERO PP (A) 1121 | 022031121 | UG | 12kV | 0.31315 | 022031121_UG |  |  | 100% | 100%
POTRERO PP (A) 1218 | 022031218 | UG | 12kV | 2.9123 | POTRERO PP (A) 1218 | 022031218 | UG | 12kV | 2.9123 | 022031218_UG |  |  | 100% | 100%
POTRERO PP (A) 1219 | 022031219 | UG | 12kV | 2.9127 | POTRERO PP (A) 1219 | 022031219 | UG | 12kV | 2.9127 | 022031219_UG |  |  | 100% | 100%
POTRERO PP (A) 1220 | 022031220 | UG | 12kV | 3.074 | POTRERO PP (A) 1220 | 022031220 | UG | 12kV | 3.074 | 022031220_UG |  |  | 100% | 100%
POTRERO PP (A) 1221 | 022031221 | UG | 12kV | 3.0708 | POTRERO PP (A) 1221 | 022031221 | UG | 12kV | 3.0708 | 022031221_UG |  |  | 100% | 100%
POTTER VALLEY P H 1104 | 042281104 | OH | 12kV | 18.8095 | POTTER VALLEY P H 1104 | 042281104 | OH | 12kV | 18.8095 | 042281104_OH |  |  | 100% | 100%
|  | UG | 12kV | 0.080979 | POTTER VALLEY P H 1104 | 042281104 | UG | 12kV | 0.080979 | 042281104_UG |  |  | 100% | 100%
POTTER VALLEY P H 1105 | 042281105 | OH | 12kV | 73.8299 | POTTER VALLEY P H 1105 | 042281105 | OH | 12kV | 73.8299 | 042281105_OH |  |  | 100% | 100%
|  | UG | 12kV | 1.3134 | POTTER VALLEY P H 1105 | 042281105 | UG | 12kV | 1.3134 | 042281105_UG |  |  | 100% | 100%
PRUNEDALE 1107 | 182961107 | OH | 12kV | 46.8595 | PRUNEDALE 1107 | 182961107 | OH | 12kV | 46.8595 | 182961107_OH |  |  | 100% | 100%
|  | UG | 12kV | 18.7159 | PRUNEDALE 1107 | 182961107 | UG | 12kV | 18.7159 | 182961107_UG |  |  | 100% | 100%
PRUNEDALE 1110 | 182961110 | OH | 12kV | 79.8018 | PRUNEDALE 1110 | 182961110 | OH | 12kV | 79.8018 | 182961110_OH |  |  | 100% | 100%
|  | UG | 12kV | 19.3188 | PRUNEDALE 1110 | 182961110 | UG | 12kV | 19.3188 | 182961110_UG |  |  | 100% | 100%
PUEBLO 1102 | 043291102 | OH | 12kV | 8.9814 | PUEBLO 1102 | 043291102 | OH | 12kV | 8.9814 | 043291102_OH |  |  | 100% | 100%
|  | UG | 12kV | 11.4509 | PUEBLO 1102 | 043291102 | UG | 12kV | 11.4509 | 043291102_UG |  |  | 100% | 100%
PUEBLO 1103 | 043291103 | OH | 12kV | 8.0998 | PUEBLO 1103 | 043291103 | OH | 12kV | 8.0998 | 043291103_OH |  |  | 100% | 100%
|  | UG | 12kV | 9.1403 | PUEBLO 1103 | 043291103 | UG | 12kV | 9.1403 | 043291103_UG |  |  | 100% | 100%
PUEBLO 1104 | 043291104 | OH | 12kV | 51.4251 | PUEBLO 1104 | 043291104 | OH | 12kV | 51.4251 | 043291104_OH |  |  | 100% | 100%
|  | UG | 12kV | 20.0827 | PUEBLO 1104 | 043291104 | UG | 12kV | 20.0827 | 043291104_UG |  |  | 100% | 100%
PUEBLO 1105 | 043291105 | OH | 12kV | 70.4064 | PUEBLO 1105 | 043291105 | OH | 12kV | 70.4064 | 043291105_OH |  |  | 100% | 100%
|  | UG | 12kV | 8.2398 | PUEBLO 1105 | 043291105 | UG | 12kV | 8.2398 | 043291105_UG |  |  | 100% | 100%
PUEBLO 2101 | 043292101 | OH | 21kV | 11.6165 | PUEBLO 2101 | 043292101 | OH | 21kV | 11.6165 | 043292101_OH |  |  | 100% | 100%
|  | UG | 21kV | 14.0105 | PUEBLO 2101 | 043292101 | UG | 21kV | 14.0105 | 043292101_UG |  |  | 100% | 100%
PUEBLO 2102 | 043292102 | OH | 21kV | 99.1999 | PUEBLO 2102 | 043292102 | OH | 21kV | 99.1999 | 043292102_OH |  |  | 100% | 100%
|  | UG | 21kV | 24.8197 | PUEBLO 2102 | 043292102 | UG | 21kV | 24.8197 | 043292102_UG |  |  | 100% | 100%
PUEBLO 2103 | 043292103 | OH | 12kV | 8.5529 | PUEBLO 2103 | 043292103 | OH | 12kV | 8.5529 | 043292103_OH |  | X | 10.83% | 89.17%
|  |  | 21kV | 70.4403 | PUEBLO 2103 | 043292103 | OH | 21kV | 70.4403 | 043292103_OH | DIFF VOLT | X | 89.17% | 89.17%
|  | UG | 12kV | 18.8466 | PUEBLO 2103 | 043292103 | UG | 12kV | 18.8466 | 043292103_UG |  | X | 46.05% | 53.95% | FLAG
|  |  | 21kV | 22.0765 | PUEBLO 2103 | 043292103 | UG | 21kV | 22.0765 | 043292103_UG | DIFF VOLT | X | 53.95% | 53.95% | FLAG
PURISIMA 1101 | 182971101 | OH | 12kV | 57.0527 | PURISIMA 1101 | 182971101 | OH | 12kV | 57.0527 | 182971101_OH |  |  | 100% | 100%
|  | UG | 12kV | 11.1149 | PURISIMA 1101 | 182971101 | UG | 12kV | 11.1149 | 182971101_UG |  |  | 100% | 100%
PUTAH CREEK 1102 | 063681102 | OH | 12kV | 51.2583 | PUTAH CREEK 1102 | 063681102 | OH | 12kV | 51.2583 | 063681102_OH |  |  | 100% | 100%
|  | UG | 12kV | 1.2091 | PUTAH CREEK 1102 | 063681102 | UG | 12kV | 1.2091 | 063681102_UG |  |  | 100% | 100%
PUTAH CREEK 1103 | 063681103 | OH | 12kV | 36.5375 | PUTAH CREEK 1103 | 063681103 | OH | 12kV | 36.5375 | 063681103_OH |  |  | 100% | 100%
|  | UG | 12kV | 12.3964 | PUTAH CREEK 1103 | 063681103 | UG | 12kV | 12.3964 | 063681103_UG |  |  | 100% | 100%
PUTAH CREEK 1105 | 063681105 | OH | 12kV | 83.7937 | PUTAH CREEK 1105 | 063681105 | OH | 12kV | 83.7937 | 063681105_OH |  |  | 100% | 100%
|  | UG | 12kV | 6.9752 | PUTAH CREEK 1105 | 063681105 | UG | 12kV | 6.9752 | 063681105_UG |  |  | 100% | 100%
RACETRACK 1703 | 163761703 | OH | 17kV | 62.4693 | RACETRACK 1703 | 163761703 | OH | 17kV | 62.4693 | 163761703_OH |  |  | 100% | 100%
|  | UG | 17kV | 13.1624 | RACETRACK 1703 | 163761703 | UG | 17kV | 13.1624 | 163761703_UG |  |  | 100% | 100%
RACETRACK 1704 | 163761704 | OH | 17kV | 45.501 | RACETRACK 1704 | 163761704 | OH | 17kV | 45.501 | 163761704_OH |  |  | 100% | 100%
|  | UG | 17kV | 1.3295 | RACETRACK 1704 | 163761704 | UG | 17kV | 1.3295 | 163761704_UG |  |  | 100% | 100%
RADUM 1101 | 013151101 | OH | 12kV | 1.6247 | RADUM 1101 | 013151101 | OH | 12kV | 1.6247 | 013151101_OH |  |  | 100% | 100%
|  | UG | 12kV | 12.5676 | RADUM 1101 | 013151101 | UG | 12kV | 12.5676 | 013151101_UG |  |  | 100% | 100%
RADUM 1102 | 013151102 | OH | 12kV | 1.1494 | RADUM 1102 | 013151102 | OH | 12kV | 1.1494 | 013151102_OH |  |  | 100% | 100%
|  | UG | 12kV | 9.5872 | RADUM 1102 | 013151102 | UG | 12kV | 9.5872 | 013151102_UG |  |  | 100% | 100%
RADUM 1105 | 013151105 | OH | 12kV | 11.846 | RADUM 1105 | 013151105 | OH | 12kV | 11.846 | 013151105_OH |  |  | 100% | 100%
|  | UG | 12kV | 10.2034 | RADUM 1105 | 013151105 | UG | 12kV | 10.2034 | 013151105_UG |  |  | 100% | 100%
RAINBOW 1103 | 254441103 | OH | 12kV | 0.27046 | RAINBOW 1103 | 254441103 | OH | 12kV | 0.27046 | 254441103_OH |  |  | 100% | 100%
RAINBOW 1105 | 254441105 | OH | 12kV | 27.583 | RAINBOW 1105 | 254441105 | OH | 12kV | 27.583 | 254441105_OH |  |  | 100% | 100%
|  | UG | 12kV | 10.6728 | RAINBOW 1105 | 254441105 | UG | 12kV | 10.6728 | 254441105_UG |  |  | 100% | 100%
RAINBOW 1106 | 254441106 | OH | 12kV | 122.0738 | RAINBOW 1106 | 254441106 | OH | 12kV | 122.0738 | 254441106_OH |  |  | 100% | 100%
|  | UG | 12kV | 10.5934 | RAINBOW 1106 | 254441106 | UG | 12kV | 10.5934 | 254441106_UG |  |  | 100% | 100%
RALSTON 1101 | 024141101 | OH | 12kV | 14.4433 | RALSTON 1101 | 024141101 | OH | 12kV | 14.4433 | 024141101_OH |  | X | 99.87% | 99.87%
|  |  | 4.16kV | 0.019365 | RALSTON 1101 | 024141101 | OH | 4.16kV | 0.019365 | 024141101_OH | DIFF VOLT | X | 0.1339% | 99.87%
|  | UG | 12kV | 8.6158 | RALSTON 1101 | 024141101 | UG | 12kV | 8.6158 | 024141101_UG |  |  | 100% | 100%
RALSTON 1102 | 024141102 | OH | 12kV | 10.7348 | RALSTON 1102 | 024141102 | OH | 12kV | 10.7348 | 024141102_OH |  |  | 100% | 100%
|  | UG | 12kV | 12.7232 | RALSTON 1102 | 024141102 | UG | 12kV | 12.7232 | 024141102_UG |  |  | 100% | 100%
RANCHERS COTTON 1000 | 254801000 | OH | 12kV | 0.013587 | RANCHERS COTTON 1000 | 254801000 | OH | 12kV | 0.013587 | 254801000_OH |  |  | 100% | 100%
RANCHERS COTTON 1101 | 254801101 | OH | 12kV | 12.9578 | RANCHERS COTTON 1101 | 254801101 | OH | 12kV | 12.9578 | 254801101_OH |  |  | 100% | 100%
|  | UG | 12kV | 4.398 | RANCHERS COTTON 1101 | 254801101 | UG | 12kV | 4.398 | 254801101_UG |  |  | 100% | 100%
RANDOLPH 0401 | 022590401 | OH | 4.16kV | 0.0045454 | RANDOLPH 0401 | 022590401 | OH | 4.16kV | 0.0045454 | 022590401_OH |  |  | 100% | 100%
|  | UG | 4.16kV | 3.0965 | RANDOLPH 0401 | 022590401 | UG | 4.16kV | 3.0965 | 022590401_UG |  |  | 100% | 100%
RANDOLPH 0402 | 022590402 | OH | 4.16kV | 1.265 | RANDOLPH 0402 | 022590402 | OH | 4.16kV | 1.265 | 022590402_OH |  |  | 100% | 100%
|  | UG | 4.16kV | 4.0547 | RANDOLPH 0402 | 022590402 | UG | 4.16kV | 4.0547 | 022590402_UG |  |  | 100% | 100%
RANDOLPH 0403 | 022590403 | OH | 4.16kV | 3.1239 | RANDOLPH 0403 | 022590403 | OH | 4.16kV | 3.1239 | 022590403_OH |  |  | 100% | 100%
|  | UG | 4.16kV | 0.73532 | RANDOLPH 0403 | 022590403 | UG | 4.16kV | 0.73532 | 022590403_UG |  |  | 100% | 100%
RAWSON 1103 | 103531103 | OH | 12kV | 39.9308 | RAWSON 1103 | 103531103 | OH | 12kV | 39.9308 | 103531103_OH |  |  | 100% | 100%
|  | UG | 12kV | 14.0051 | RAWSON 1103 | 103531103 | UG | 12kV | 14.0051 | 103531103_UG |  | X | 99.87% | 99.87%
|  |  | 4.16kV | 0.018664 | RAWSON 1103 | 103531103 | UG | 4.16kV | 0.018664 | 103531103_UG | DIFF VOLT | X | 0.1331% | 99.87%
RED BLUFF 1101 | 103541101 | OH | 12kV | 74.5656 | RED BLUFF 1101 | 103541101 | OH | 12kV | 74.5656 | 103541101_OH |  |  | 100% | 100%
|  | UG | 12kV | 2.4303 | RED BLUFF 1101 | 103541101 | UG | 12kV | 2.4303 | 103541101_UG |  |  | 100% | 100%
RED BLUFF 1102 | 103541102 | OH | 12kV | 1.48 | RED BLUFF 1102 | 103541102 | OH | 12kV | 1.48 | 103541102_OH |  |  | 100% | 100%
|  | UG | 12kV | 1.5515 | RED BLUFF 1102 | 103541102 | UG | 12kV | 1.5515 | 103541102_UG |  |  | 100% | 100%
RED BLUFF 1103 | 103541103 | OH | 12kV | 37.9538 | RED BLUFF 1103 | 103541103 | OH | 12kV | 37.9538 | 103541103_OH |  |  | 100% | 100%
|  | UG | 12kV | 7.7123 | RED BLUFF 1103 | 103541103 | UG | 12kV | 7.7123 | 103541103_UG |  |  | 100% | 100%
RED BLUFF 1104 | 103541104 | OH | 12kV | 93.479 | RED BLUFF 1104 | 103541104 | OH | 12kV | 93.479 | 103541104_OH |  |  | 100% | 100%
|  | UG | 12kV | 5.5335 | RED BLUFF 1104 | 103541104 | UG | 12kV | 5.5335 | 103541104_UG |  |  | 100% | 100%
RED BLUFF 1105 | 103541105 | OH | 12kV | 37.6829 | RED BLUFF 1105 | 103541105 | OH | 12kV | 37.6829 | 103541105_OH |  |  | 100% | 100%
|  | UG | 12kV | 8.749 | RED BLUFF 1105 | 103541105 | UG | 12kV | 8.749 | 103541105_UG |  |  | 100% | 100%
REDBUD 1101 | 043191101 | OH | 12kV | 70.333 | REDBUD 1101 | 043191101 | OH | 12kV | 70.333 | 043191101_OH |  |  | 100% | 100%
|  | UG | 12kV | 1.6394 | REDBUD 1101 | 043191101 | UG | 12kV | 1.6394 | 043191101_UG |  |  | 100% | 100%
REDBUD 1102 | 043191102 | OH | 12kV | 58.2999 | REDBUD 1102 | 043191102 | OH | 12kV | 58.2999 | 043191102_OH |  |  | 100% | 100%
|  | UG | 12kV | 3.0082 | REDBUD 1102 | 043191102 | UG | 12kV | 3.0082 | 043191102_UG |  |  | 100% | 100%
REDWOOD CITY 0402 | 024160402 | OH | 4.16kV | 1.2484 | REDWOOD CITY 0402 | 024160402 | OH | 4.16kV | 1.2484 | 024160402_OH |  |  | 100% | 100%
|  | UG | 4.16kV | 1.702 | REDWOOD CITY 0402 | 024160402 | UG | 4.16kV | 1.702 | 024160402_UG |  |  | 100% | 100%
REDWOOD CITY 0403 | 024160403 | OH | 4.16kV | 2.1561 | REDWOOD CITY 0403 | 024160403 | OH | 4.16kV | 2.1561 | 024160403_OH |  |  | 100% | 100%
|  | UG | 4.16kV | 3.7082 | REDWOOD CITY 0403 | 024160403 | UG | 4.16kV | 3.7082 | 024160403_UG |  |  | 100% | 100%
REDWOOD CITY 0404 | 024160404 | OH | 4.16kV | 1.6076 | REDWOOD CITY 0404 | 024160404 | OH | 4.16kV | 1.6076 | 024160404_OH |  |  | 100% | 100%
|  | UG | 4.16kV | 1.4798 | REDWOOD CITY 0404 | 024160404 | UG | 4.16kV | 1.4798 | 024160404_UG |  |  | 100% | 100%
REDWOOD CITY 0405 | 024160405 | OH | 4.16kV | 3.354 | REDWOOD CITY 0405 | 024160405 | OH | 4.16kV | 3.354 | 024160405_OH |  |  | 100% | 100%
|  | UG | 4.16kV | 1.6579 | REDWOOD CITY 0405 | 024160405 | UG | 4.16kV | 1.6579 | 024160405_UG |  |  | 100% | 100%
REDWOOD CITY 0406 | 024160406 | OH | 4.16kV | 6.6383 | REDWOOD CITY 0406 | 024160406 | OH | 4.16kV | 6.6383 | 024160406_OH |  |  | 100% | 100%
|  | UG | 4.16kV | 2.1734 | REDWOOD CITY 0406 | 024160406 | UG | 4.16kV | 2.1734 | 024160406_UG |  |  | 100% | 100%
REDWOOD CITY 0407 | 024160407 | UG | 4.16kV | 0.23701 | REDWOOD CITY 0407 | 024160407 | UG | 4.16kV | 0.23701 | 024160407_UG |  |  | 100% | 100%
REDWOOD CITY 0408 | 024160408 | OH | 4.16kV | 6.0298 | REDWOOD CITY 0408 | 024160408 | OH | 4.16kV | 6.0298 | 024160408_OH |  |  | 100% | 100%
|  | UG | 4.16kV | 1.8223 | REDWOOD CITY 0408 | 024160408 | UG | 4.16kV | 1.8223 | 024160408_UG |  |  | 100% | 100%
REDWOOD CITY 0409 | 024160409 | OH | 4.16kV | 4.9401 | REDWOOD CITY 0409 | 024160409 | OH | 4.16kV | 4.9401 | 024160409_OH |  |  | 100% | 100%
|  | UG | 4.16kV | 1.3752 | REDWOOD CITY 0409 | 024160409 | UG | 4.16kV | 1.3752 | 024160409_UG |  |  | 100% | 100%
REDWOOD CITY 0410 | 024160410 | OH | 4.16kV | 5.4126 | REDWOOD CITY 0410 | 024160410 | OH | 4.16kV | 5.4126 | 024160410_OH |  |  | 100% | 100%
|  | UG | 4.16kV | 1.017 | REDWOOD CITY 0410 | 024160410 | UG | 4.16kV | 1.017 | 024160410_UG |  |  | 100% | 100%
REDWOOD CITY 1101 | 024161101 | OH | 12kV | 2.2714 | REDWOOD CITY 1101 | 024161101 | OH | 12kV | 2.2714 | 024161101_OH |  |  | 100% | 100%
|  | UG | 12kV | 2.4537 | REDWOOD CITY 1101 | 024161101 | UG | 12kV | 2.4537 | 024161101_UG |  |  | 100% | 100%
REDWOOD CITY 1102 | 024161102 | OH | 12kV | 1.6167 | REDWOOD CITY 1102 | 024161102 | OH | 12kV | 1.6167 | 024161102_OH |  |  | 100% | 100%
|  | UG | 12kV | 1.9933 | REDWOOD CITY 1102 | 024161102 | UG | 12kV | 1.9933 | 024161102_UG |  |  | 100% | 100%
REDWOOD CITY 1103 | 024161103 | OH | 12kV | 1.6602 | REDWOOD CITY 1103 | 024161103 | OH | 12kV | 1.6602 | 024161103_OH |  |  | 100% | 100%
|  | UG | 12kV | 10.5556 | REDWOOD CITY 1103 | 024161103 | UG | 12kV | 10.5556 | 024161103_UG |  |  | 100% | 100%
REDWOOD CITY 1104 | 024161104 | OH | 12kV | 0.99222 | REDWOOD CITY 1104 | 024161104 | OH | 12kV | 0.99222 | 024161104_OH |  |  | 100% | 100%
|  | UG | 12kV | 6.775 | REDWOOD CITY 1104 | 024161104 | UG | 12kV | 6.775 | 024161104_UG |  |  | 100% | 100%
REDWOOD CITY 1105 | 024161105 | OH | 12kV | 5.6756 | REDWOOD CITY 1105 | 024161105 | OH | 12kV | 5.6756 | 024161105_OH |  |  | 100% | 100%
|  | UG | 12kV | 2.8433 | REDWOOD CITY 1105 | 024161105 | UG | 12kV | 2.8433 | 024161105_UG |  |  | 100% | 100%
REEDLEY 1101 | 252341101 | OH | 12kV | 26.1426 | REEDLEY 1101 | 252341101 | OH | 12kV | 26.1426 | 252341101_OH |  |  | 100% | 100%
|  | UG | 12kV | 13.368 | REEDLEY 1101 | 252341101 | UG | 12kV | 13.368 | 252341101_UG |  |  | 100% | 100%
REEDLEY 1104 | 252341104 | OH | 12kV | 82.629 | REEDLEY 1104 | 252341104 | OH | 12kV | 82.629 | 252341104_OH |  |  | 100% | 100%
|  | UG | 12kV | 2.5738 | REEDLEY 1104 | 252341104 | UG | 12kV | 2.5738 | 252341104_UG |  |  | 100% | 100%
REEDLEY 1106 | 252341106 | OH | 12kV | 99.5666 | REEDLEY 1106 | 252341106 | OH | 12kV | 99.5666 | 252341106_OH |  |  | 100% | 100%
|  | UG | 12kV | 0.35598 | REEDLEY 1106 | 252341106 | UG | 12kV | 0.35598 | 252341106_UG |  |  | 100% | 100%
REEDLEY 1110 | 252341110 | OH | 12kV | 42.5247 | REEDLEY 1110 | 252341110 | OH | 12kV | 42.5247 | 252341110_OH |  |  | 100% | 100%
|  | UG | 12kV | 9.5627 | REEDLEY 1110 | 252341110 | UG | 12kV | 9.5627 | 252341110_UG |  |  | 100% | 100%
REEDLEY 1112 | 252341112 | OH | 12kV | 89.9911 | REEDLEY 1112 | 252341112 | OH | 12kV | 89.9911 | 252341112_OH |  |  | 100% | 100%
|  | UG | 12kV | 4.4187 | REEDLEY 1112 | 252341112 | UG | 12kV | 4.4187 | 252341112_UG |  |  | 100% | 100%
RENFRO 2101 | 254572101 | OH | 21kV | 30.4999 | RENFRO 2101 | 254572101 | OH | 21kV | 30.4999 | 254572101_OH |  |  | 100% | 100%
|  | UG | 21kV | 35.7014 | RENFRO 2101 | 254572101 | UG | 21kV | 35.7014 | 254572101_UG |  |  | 100% | 100%
RENFRO 2102 | 254572102 | OH | 21kV | 5.1265 | RENFRO 2102 | 254572102 | OH | 21kV | 5.1265 | 254572102_OH |  |  | 100% | 100%
|  | UG | 21kV | 23.8055 | RENFRO 2102 | 254572102 | UG | 21kV | 23.8055 | 254572102_UG |  |  | 100% | 100%
RENFRO 2103 | 254572103 | OH | 12kV | 28.6392 | RENFRO 2103 | 254572103 | OH | 12kV | 28.6392 | 254572103_OH |  | X | 99.76% | 99.76%
|  |  | 21kV | 0.068817 | RENFRO 2103 | 254572103 | OH | 21kV | 0.068817 | 254572103_OH | DIFF VOLT | X | 0.2397% | 99.76%
|  | UG | 12kV | 16.8268 | RENFRO 2103 | 254572103 | UG | 12kV | 16.8268 | 254572103_UG |  | X | 99.65% | 99.65%
|  |  | 21kV | 0.059641 | RENFRO 2103 | 254572103 | UG | 21kV | 0.059641 | 254572103_UG | DIFF VOLT | X | 0.3532% | 99.65%
RENFRO 2105 | 254572105 | OH | 12kV | 3.2412 | RENFRO 2105 | 254572105 | OH | 12kV | 3.2412 | 254572105_OH |  | X | 38.32% | 61.68% | FLAG
|  |  | 21kV | 5.2161 | RENFRO 2105 | 254572105 | OH | 21kV | 5.2161 | 254572105_OH | DIFF VOLT | X | 61.68% | 61.68% | FLAG
|  | UG | 12kV | 9.6821 | RENFRO 2105 | 254572105 | UG | 12kV | 9.6821 | 254572105_UG |  | X | 35.03% | 64.97% | FLAG
|  |  | 21kV | 17.9589 | RENFRO 2105 | 254572105 | UG | 21kV | 17.9589 | 254572105_UG | DIFF VOLT | X | 64.97% | 64.97% | FLAG
RENFRO 2107 | 254572107 | OH | 12kV | 0.0037131 | RENFRO 2107 | 254572107 | OH | 12kV | 0.0037131 | 254572107_OH |  | X | 0.05513% | 99.94%
|  |  | 21kV | 6.7318 | RENFRO 2107 | 254572107 | OH | 21kV | 6.7318 | 254572107_OH | DIFF VOLT | X | 99.94% | 99.94%
|  | UG | 21kV | 31.7335 | RENFRO 2107 | 254572107 | UG | 21kV | 31.7335 | 254572107_UG |  |  | 100% | 100%
RESEARCH 2101 | 014692101 | OH | 21kV | 7.7874 | RESEARCH 2101 | 014692101 | OH | 21kV | 7.7874 | 014692101_OH |  |  | 100% | 100%
|  | UG | 21kV | 34.4918 | RESEARCH 2101 | 014692101 | UG | 21kV | 34.4918 | 014692101_UG |  |  | 100% | 100%
RESEARCH 2102 | 014692102 | OH | 21kV | 20.7309 | RESEARCH 2102 | 014692102 | OH | 21kV | 20.7309 | 014692102_OH |  |  | 100% | 100%
|  | UG | 21kV | 33.5738 | RESEARCH 2102 | 014692102 | UG | 21kV | 33.5738 | 014692102_UG |  |  | 100% | 100%
RESEARCH 2103 | 014692103 | UG | 21kV | 0.083639 | RESEARCH 2103 | 014692103 | UG | 21kV | 0.083639 | 014692103_UG |  |  | 100% | 100%
RESERVATION ROAD 1101 | 182731101 | OH | 12kV | 32.191 | RESERVATION ROAD 1101 | 182731101 | OH | 12kV | 32.191 | 182731101_OH |  |  | 100% | 100%
|  | UG | 12kV | 14.9682 | RESERVATION ROAD 1101 | 182731101 | UG | 12kV | 14.9682 | 182731101_UG |  |  | 100% | 100%
RESERVATION ROAD 1102 | 182731102 | OH | 12kV | 58.8595 | RESERVATION ROAD 1102 | 182731102 | OH | 12kV | 58.8595 | 182731102_OH |  |  | 100% | 100%
|  | UG | 12kV | 25.9613 | RESERVATION ROAD 1102 | 182731102 | UG | 12kV | 25.9613 | 182731102_UG |  |  | 100% | 100%
RESERVE OIL 1101 | 254181101 | OH | 12kV | 2.197 | RESERVE OIL 1101 | 254181101 | OH | 12kV | 2.197 | 254181101_OH |  |  | 100% | 100%
|  | UG | 12kV | 0.88335 | RESERVE OIL 1101 | 254181101 | UG | 12kV | 0.88335 | 254181101_UG |  |  | 100% | 100%
RICE 1101 | 062831101 | OH | 12kV | 53.0982 | RICE 1101 | 062831101 | OH | 12kV | 53.0982 | 062831101_OH |  |  | 100% | 100%
|  | UG | 12kV | 0.92295 | RICE 1101 | 062831101 | UG | 12kV | 0.92295 | 062831101_UG |  |  | 100% | 100%
RICE 1102 | 062831102 | OH | 12kV | 62.1793 | RICE 1102 | 062831102 | OH | 12kV | 62.1793 | 062831102_OH |  |  | 100% | 100%
|  | UG | 12kV | 1.0788 | RICE 1102 | 062831102 | UG | 12kV | 1.0788 | 062831102_UG |  |  | 100% | 100%
RICE 1103 | 062831103 | OH | 12kV | 78.0894 | RICE 1103 | 062831103 | OH | 12kV | 78.0894 | 062831103_OH |  |  | 100% | 100%
|  | UG | 12kV | 1.3113 | RICE 1103 | 062831103 | UG | 12kV | 1.3113 | 062831103_UG |  |  | 100% | 100%
RICE 1104 | 062831104 | OH | 12kV | 32.909 | RICE 1104 | 062831104 | OH | 12kV | 32.909 | 062831104_OH |  |  | 100% | 100%
|  | UG | 12kV | 0.57509 | RICE 1104 | 062831104 | UG | 12kV | 0.57509 | 062831104_UG |  |  | 100% | 100%
RICHMOND Q 0401 | 012520401 | OH | 4.16kV | 5.9502 | RICHMOND Q 0401 | 012520401 | OH | 4.16kV | 5.9502 | 012520401_OH |  |  | 100% | 100%
|  | UG | 4.16kV | 1.5344 | RICHMOND Q 0401 | 012520401 | UG | 4.16kV | 1.5344 | 012520401_UG |  |  | 100% | 100%
RICHMOND Q 0402 | 012520402 | OH | 4.16kV | 3.6082 | RICHMOND Q 0402 | 012520402 | OH | 4.16kV | 3.6082 | 012520402_OH |  |  | 100% | 100%
|  | UG | 4.16kV | 0.24166 | RICHMOND Q 0402 | 012520402 | UG | 4.16kV | 0.24166 | 012520402_UG |  |  | 100% | 100%
RICHMOND R 1118 | 013471118 | OH | 12kV | 2.9749 | RICHMOND R 1118 | 013471118 | OH | 12kV | 2.9749 | 013471118_OH |  |  | 100% | 100%
|  | UG | 12kV | 4.918 | RICHMOND R 1118 | 013471118 | UG | 12kV | 4.918 | 013471118_UG |  |  | 100% | 100%
RICHMOND R 1119 | 013471119 | OH | 12kV | 3.5803 | RICHMOND R 1119 | 013471119 | OH | 12kV | 3.5803 | 013471119_OH |  |  | 100% | 100%
|  | UG | 12kV | 5.3881 | RICHMOND R 1119 | 013471119 | UG | 12kV | 5.3881 | 013471119_UG |  |  | 100% | 100%
RICHMOND R 1120 | 013471120 | OH | 12kV | 2.9742 | RICHMOND R 1120 | 013471120 | OH | 12kV | 2.9742 | 013471120_OH |  |  | 100% | 100%
|  | UG | 12kV | 1.3418 | RICHMOND R 1120 | 013471120 | UG | 12kV | 1.3418 | 013471120_UG |  |  | 100% | 100%
RICHMOND R 1121 | 013471121 | OH | 12kV | 4.4716 | RICHMOND R 1121 | 013471121 | OH | 12kV | 4.4716 | 013471121_OH |  |  | 100% | 100%
|  | UG | 12kV | 8.8105 | RICHMOND R 1121 | 013471121 | UG | 12kV | 8.8105 | 013471121_UG |  |  | 100% | 100%
RICHMOND R 1122 | 013471122 | OH | 12kV | 3.8618 | RICHMOND R 1122 | 013471122 | OH | 12kV | 3.8618 | 013471122_OH |  |  | 100% | 100%
|  | UG | 12kV | 1.5781 | RICHMOND R 1122 | 013471122 | UG | 12kV | 1.5781 | 013471122_UG |  |  | 100% | 100%
RICHMOND R 1123 | 013471123 | OH | 12kV | 1.3297 | RICHMOND R 1123 | 013471123 | OH | 12kV | 1.3297 | 013471123_OH |  |  | 100% | 100%
|  | UG | 12kV | 2.9624 | RICHMOND R 1123 | 013471123 | UG | 12kV | 2.9624 | 013471123_UG |  |  | 100% | 100%
RICHMOND R 1124 | 013471124 | OH | 12kV | 6.786 | RICHMOND R 1124 | 013471124 | OH | 12kV | 6.786 | 013471124_OH |  |  | 100% | 100%
|  | UG | 12kV | 1.509 | RICHMOND R 1124 | 013471124 | UG | 12kV | 1.509 | 013471124_UG |  |  | 100% | 100%
RICHMOND R 1125 | 013471125 | OH | 12kV | 4.6382 | RICHMOND R 1125 | 013471125 | OH | 12kV | 4.6382 | 013471125_OH |  |  | 100% | 100%
|  | UG | 12kV | 11.8366 | RICHMOND R 1125 | 013471125 | UG | 12kV | 11.8366 | 013471125_UG |  | X | 99.81% | 99.81%
|  |  | 4.16kV | 0.022206 | RICHMOND R 1125 | 013471125 | UG | 4.16kV | 0.022206 | 013471125_UG | DIFF VOLT | X | 0.1873% | 99.81%
RICHMOND R 1126 | 013471126 | OH | 12kV | 13.0357 | RICHMOND R 1126 | 013471126 | OH | 12kV | 13.0357 | 013471126_OH |  |  | 100% | 100%
|  | UG | 12kV | 9.0214 | RICHMOND R 1126 | 013471126 | UG | 12kV | 9.0214 | 013471126_UG |  |  | 100% | 100%
RICHMOND R 1127 | 013471127 | OH | 12kV | 20.2936 | RICHMOND R 1127 | 013471127 | OH | 12kV | 20.2936 | 013471127_OH |  |  | 100% | 100%
|  | UG | 12kV | 2.6902 | RICHMOND R 1127 | 013471127 | UG | 12kV | 2.6902 | 013471127_UG |  |  | 100% | 100%
RICHMOND R 1128 | 013471128 | OH | 12kV | 7.5982 | RICHMOND R 1128 | 013471128 | OH | 12kV | 7.5982 | 013471128_OH |  |  | 100% | 100%
|  | UG | 12kV | 7.815 | RICHMOND R 1128 | 013471128 | UG | 12kV | 7.815 | 013471128_UG |  |  | 100% | 100%
RICHMOND R 1129 | 013471129 | OH | 12kV | 14.2291 | RICHMOND R 1129 | 013471129 | OH | 12kV | 14.2291 | 013471129_OH |  |  | 100% | 100%
|  | UG | 12kV | 4.2447 | RICHMOND R 1129 | 013471129 | UG | 12kV | 4.2447 | 013471129_UG |  |  | 100% | 100%
RICHMOND R 1130 | 013471130 | OH | 12kV | 15.9735 | RICHMOND R 1130 | 013471130 | OH | 12kV | 15.9735 | 013471130_OH |  |  | 100% | 100%
|  | UG | 12kV | 4.7869 | RICHMOND R 1130 | 013471130 | UG | 12kV | 4.7869 | 013471130_UG |  |  | 100% | 100%
RIDGE 0401 | 012840401 | OH | 4.16kV | 2.6534 | RIDGE 0401 | 012840401 | OH | 4.16kV | 2.6534 | 012840401_OH |  |  | 100% | 100%
|  | UG | 4.16kV | 0.057242 | RIDGE 0401 | 012840401 | UG | 4.16kV | 0.057242 | 012840401_UG |  |  | 100% | 100%
RIDGE 0402 | 012840402 | OH | 4.16kV | 2.4121 | RIDGE 0402 | 012840402 | OH | 4.16kV | 2.4121 | 012840402_OH |  |  | 100% | 100%
|  | UG | 4.16kV | 0.38718 | RIDGE 0402 | 012840402 | UG | 4.16kV | 0.38718 | 012840402_UG |  |  | 100% | 100%
RINCON 1101 | 043321101 | OH | 12kV | 36.4515 | RINCON 1101 | 043321101 | OH | 12kV | 36.4515 | 043321101_OH |  |  | 100% | 100%
|  | UG | 12kV | 25.477 | RINCON 1101 | 043321101 | UG | 12kV | 25.477 | 043321101_UG |  |  | 100% | 100%
RINCON 1102 | 043321102 | OH | 12kV | 19.7371 | RINCON 1102 | 043321102 | OH | 12kV | 19.7371 | 043321102_OH |  |  | 100% | 100%
|  | UG | 12kV | 13.0614 | RINCON 1102 | 043321102 | UG | 12kV | 13.0614 | 043321102_UG |  |  | 100% | 100%
RINCON 1103 | 043321103 | OH | 12kV | 47.5283 | RINCON 1103 | 043321103 | OH | 12kV | 47.5283 | 043321103_OH |  |  | 100% | 100%
|  | UG | 12kV | 14.2759 | RINCON 1103 | 043321103 | UG | 12kV | 14.2759 | 043321103_UG |  |  | 100% | 100%
RINCON 1104 | 043321104 | OH | 12kV | 12.1072 | RINCON 1104 | 043321104 | OH | 12kV | 12.1072 | 043321104_OH |  |  | 100% | 100%
|  | UG | 12kV | 23.2731 | RINCON 1104 | 043321104 | UG | 12kV | 23.2731 | 043321104_UG |  |  | 100% | 100%
RIO BRAVO 1101 | 252861101 | OH | 12kV | 20.8887 | RIO BRAVO 1101 | 252861101 | OH | 12kV | 20.8887 | 252861101_OH |  |  | 100% | 100%
|  | UG | 12kV | 3.3514 | RIO BRAVO 1101 | 252861101 | UG | 12kV | 3.3514 | 252861101_UG |  |  | 100% | 100%
RIO BRAVO 1102 | 252861102 | OH | 12kV | 27.3511 | RIO BRAVO 1102 | 252861102 | OH | 12kV | 27.3511 | 252861102_OH |  |  | 100% | 100%
|  | UG | 12kV | 5.8577 | RIO BRAVO 1102 | 252861102 | UG | 12kV | 5.8577 | 252861102_UG |  |  | 100% | 100%
RIO BRAVO 1103 | 252861103 | OH | 12kV | 26.9279 | RIO BRAVO 1103 | 252861103 | OH | 12kV | 26.9279 | 252861103_OH |  |  | 100% | 100%
|  | UG | 12kV | 0.8783 | RIO BRAVO 1103 | 252861103 | UG | 12kV | 0.8783 | 252861103_UG |  |  | 100% | 100%
RIO BRAVO 1104 | 252861104 | OH | 21kV | 8.1721 | RIO BRAVO 1104 | 252861104 | OH | 21kV | 8.1721 | 252861104_OH |  |  | 100% | 100%
|  | UG | 12kV | 0.25757 | RIO BRAVO 1104 | 252861104 | UG | 12kV | 0.25757 | 252861104_UG |  | X | 4.19% | 95.81%
|  |  | 21kV | 5.8896 | RIO BRAVO 1104 | 252861104 | UG | 21kV | 5.8896 | 252861104_UG | DIFF VOLT | X | 95.81% | 95.81%
RIO BRAVO 1106 | 252861106 | OH | 12kV | 56.7613 | RIO BRAVO 1106 | 252861106 | OH | 12kV | 56.7613 | 252861106_OH |  |  | 100% | 100%
|  | UG | 12kV | 0.74652 | RIO BRAVO 1106 | 252861106 | UG | 12kV | 0.74652 | 252861106_UG |  |  | 100% | 100%
RIO DEL MAR 0401 | 083260401 | OH | 4.16kV | 7.0911 | RIO DEL MAR 0401 | 083260401 | OH | 4.16kV | 7.0911 | 083260401_OH |  |  | 100% | 100%
|  | UG | 4.16kV | 0.28135 | RIO DEL MAR 0401 | 083260401 | UG | 4.16kV | 0.28135 | 083260401_UG |  |  | 100% | 100%
RIO DELL 1101 | 192251101 | OH | 12kV | 19.3729 | RIO DELL 1101 | 192251101 | OH | 12kV | 19.3729 | 192251101_OH |  |  | 100% | 100%
|  | UG | 12kV | 1.399 | RIO DELL 1101 | 192251101 | UG | 12kV | 1.399 | 192251101_UG |  |  | 100% | 100%
RIO DELL 1102 | 192251102 | OH | 12kV | 72.8091 | RIO DELL 1102 | 192251102 | OH | 12kV | 72.8091 | 192251102_OH |  |  | 100% | 100%
|  | UG | 12kV | 7.5834 | RIO DELL 1102 | 192251102 | UG | 12kV | 7.5834 | 192251102_UG |  |  | 100% | 100%
RIPON 1701 | 163801701 | OH | 17kV | 64.3096 | RIPON 1701 | 163801701 | OH | 17kV | 64.3096 | 163801701_OH |  |  | 100% | 100%
|  | UG | 17kV | 12.9094 | RIPON 1701 | 163801701 | UG | 17kV | 12.9094 | 163801701_UG |  |  | 100% | 100%
RIPON 1702 | 163801702 | OH | 17kV | 21.6632 | RIPON 1702 | 163801702 | OH | 17kV | 21.6632 | 163801702_OH |  |  | 100% | 100%
|  | UG | 17kV | 14.7965 | RIPON 1702 | 163801702 | UG | 17kV | 14.7965 | 163801702_UG |  | X | 99.89% | 99.89%
|  |  | (empty) | 0.016667 | RIPON 1702 | 163801702 | UG | (blank) | 0.016667 | 163801702_UG | DIFF VOLT | X | 0.1125% | 99.89%
RIPON 1703 | 163801703 | OH | 17kV | 36.1283 | RIPON 1703 | 163801703 | OH | 17kV | 36.1283 | 163801703_OH |  |  | 100% | 100%
|  | UG | 17kV | 13.7128 | RIPON 1703 | 163801703 | UG | 17kV | 13.7128 | 163801703_UG |  |  | 100% | 100%
RIPON 1704 | 163801704 | OH | 17kV | 58.8755 | RIPON 1704 | 163801704 | OH | 17kV | 58.8755 | 163801704_OH |  |  | 100% | 100%
|  | UG | 17kV | 1.2423 | RIPON 1704 | 163801704 | UG | 17kV | 1.2423 | 163801704_UG |  |  | 100% | 100%
RISING RIVER 1101 | 103551101 | OH | 12kV | 59.0627 | RISING RIVER 1101 | 103551101 | OH | 12kV | 59.0627 | 103551101_OH |  |  | 100% | 100%
|  | UG | 12kV | 1.2948 | RISING RIVER 1101 | 103551101 | UG | 12kV | 1.2948 | 103551101_UG |  |  | 100% | 100%
RIVER OAKS 2101 | 082342101 | UG | 21kV | 3.298 | RIVER OAKS 2101 | 082342101 | UG | 21kV | 3.298 | 082342101_UG |  |  | 100% | 100%
RIVER OAKS 2102 | 082342102 | UG | 21kV | 7.5726 | RIVER OAKS 2102 | 082342102 | UG | 21kV | 7.5726 | 082342102_UG |  |  | 100% | 100%
RIVER OAKS 2106 | 082342106 | UG | 21kV | 1.8727 | RIVER OAKS 2106 | 082342106 | UG | 21kV | 1.8727 | 082342106_UG |  |  | 100% | 100%
RIVER OAKS 2107 | 082342107 | UG | 21kV | 2.9611 | RIVER OAKS 2107 | 082342107 | UG | 21kV | 2.9611 | 082342107_UG |  |  | 100% | 100%
RIVER OAKS 2108 | 082342108 | UG | 21kV | 6.337 | RIVER OAKS 2108 | 082342108 | UG | 21kV | 6.337 | 082342108_UG |  |  | 100% | 100%
RIVER ROCK 1101 | 255251101 | OH | 12kV | 1.0008 | RIVER ROCK 1101 | 255251101 | OH | 12kV | 1.0008 | 255251101_OH |  |  | 100% | 100%
RIVERBANK 1711 | 163191711 | OH | 17kV | 36.3206 | RIVERBANK 1711 | 163191711 | OH | 17kV | 36.3206 | 163191711_OH |  |  | 100% | 100%
|  | UG | 17kV | 9.3858 | RIVERBANK 1711 | 163191711 | UG | 17kV | 9.3858 | 163191711_UG |  |  | 100% | 100%
RIVERBANK 1712 | 163191712 | OH | 17kV | 54.567 | RIVERBANK 1712 | 163191712 | OH | 17kV | 54.567 | 163191712_OH |  |  | 100% | 100%
|  | UG | 17kV | 3.125 | RIVERBANK 1712 | 163191712 | UG | 17kV | 3.125 | 163191712_UG |  |  | 100% | 100%
RIVERBANK 1713 | 163191713 | OH | 17kV | 54.0944 | RIVERBANK 1713 | 163191713 | OH | 17kV | 54.0944 | 163191713_OH |  |  | 100% | 100%
|  | UG | 17kV | 9.8749 | RIVERBANK 1713 | 163191713 | UG | 17kV | 9.8749 | 163191713_UG |  |  | 100% | 100%
RIVERBANK 1714 | 163191714 | OH | 17kV | 33.8057 | RIVERBANK 1714 | 163191714 | OH | 17kV | 33.8057 | 163191714_OH |  |  | 100% | 100%
|  | UG | 17kV | 8.0258 | RIVERBANK 1714 | 163191714 | UG | 17kV | 8.0258 | 163191714_UG |  |  | 100% | 100%
RIVERBANK 1715 | 163191715 | OH | 17kV | 92.043 | RIVERBANK 1715 | 163191715 | OH | 17kV | 92.043 | 163191715_OH |  |  | 100% | 100%
|  | UG | 17kV | 9.2318 | RIVERBANK 1715 | 163191715 | UG | 17kV | 9.2318 | 163191715_UG |  |  | 100% | 100%
RIVERBANK 1716 | 163191716 | OH | 17kV | 26.9153 | RIVERBANK 1716 | 163191716 | OH | 17kV | 26.9153 | 163191716_OH |  |  | 100% | 100%
|  | UG | 17kV | 15.4714 | RIVERBANK 1716 | 163191716 | UG | 17kV | 15.4714 | 163191716_UG |  |  | 100% | 100%
ROB ROY 2104 | 083692104 | OH | 21kV | 134.4306 | ROB ROY 2104 | 083692104 | OH | 21kV | 134.4306 | 083692104_OH |  |  | 100% | 100%
|  | UG | 21kV | 18.7361 | ROB ROY 2104 | 083692104 | UG | 21kV | 18.7361 | 083692104_UG |  |  | 100% | 100%
ROB ROY 2105 | 083692105 | OH | 21kV | 85.3245 | ROB ROY 2105 | 083692105 | OH | 21kV | 85.3245 | 083692105_OH |  | X | 99.99% | 99.99%
|  |  | 4.16kV | 0.0095427 | ROB ROY 2105 | 083692105 | OH | 4.16kV | 0.0095427 | 083692105_OH | DIFF VOLT | X | 0.01118% | 99.99%
|  | UG | 21kV | 30.0743 | ROB ROY 2105 | 083692105 | UG | 21kV | 30.0743 | 083692105_UG |  | X | 99.98% | 99.98%
|  |  | 4.16kV | 0.0054692 | ROB ROY 2105 | 083692105 | UG | 4.16kV | 0.0054692 | 083692105_UG | DIFF VOLT | X | 0.01818% | 99.98%
ROBLES 0401 | 013580401 | OH | 4.16kV | 7.0891 | ROBLES 0401 | 013580401 | OH | 4.16kV | 7.0891 | 013580401_OH |  |  | 100% | 100%
|  | UG | 4.16kV | 0.38107 | ROBLES 0401 | 013580401 | UG | 4.16kV | 0.38107 | 013580401_UG |  |  | 100% | 100%
ROCKLIN 1101 | 152061101 | OH | 12kV | 5.1895 | ROCKLIN 1101 | 152061101 | OH | 12kV | 5.1895 | 152061101_OH |  |  | 100% | 100%
|  | UG | 12kV | 12.1521 | ROCKLIN 1101 | 152061101 | UG | 12kV | 12.1521 | 152061101_UG |  |  | 100% | 100%
ROCKLIN 1102 | 152061102 | OH | 12kV | 18.8544 | ROCKLIN 1102 | 152061102 | OH | 12kV | 18.8544 | 152061102_OH |  |  | 100% | 100%
|  | UG | 12kV | 10.595 | ROCKLIN 1102 | 152061102 | UG | 12kV | 10.595 | 152061102_UG |  |  | 100% | 100%
ROCKLIN 1103 | 152061103 | OH | 12kV | 5.0867 | ROCKLIN 1103 | 152061103 | OH | 12kV | 5.0867 | 152061103_OH |  |  | 100% | 100%
|  | UG | 12kV | 7.3963 | ROCKLIN 1103 | 152061103 | UG | 12kV | 7.3963 | 152061103_UG |  |  | 100% | 100%
ROCKLIN 1104 | 152061104 | OH | 12kV | 3.2956 | ROCKLIN 1104 | 152061104 | OH | 12kV | 3.2956 | 152061104_OH |  |  | 100% | 100%
|  | UG | 12kV | 3.5218 | ROCKLIN 1104 | 152061104 | UG | 12kV | 3.5218 | 152061104_UG |  |  | 100% | 100%
ROLAND 0401 | 083750401 | OH | 4.16kV | 2.8679 | ROLAND 0401 | 083750401 | OH | 4.16kV | 2.8679 | 083750401_OH |  |  | 100% | 100%
|  | UG | 4.16kV | 0.022354 | ROLAND 0401 | 083750401 | UG | 4.16kV | 0.022354 | 083750401_UG |  |  | 100% | 100%
ROLAND 0402 | 083750402 | OH | 4.16kV | 4.6779 | ROLAND 0402 | 083750402 | OH | 4.16kV | 4.6779 | 083750402_OH |  |  | 100% | 100%
|  | UG | 4.16kV | 0.90745 | ROLAND 0402 | 083750402 | UG | 4.16kV | 0.90745 | 083750402_UG |  |  | 100% | 100%
ROSEDALE 1101 | 254761101 | OH | 12kV | 12.0592 | ROSEDALE 1101 | 254761101 | OH | 12kV | 12.0592 | 254761101_OH |  |  | 100% | 100%
|  | UG | 12kV | 16.8509 | ROSEDALE 1101 | 254761101 | UG | 12kV | 16.8509 | 254761101_UG |  |  | 100% | 100%
ROSEDALE 2102 | 254762102 | OH | 21kV | 3.7158 | ROSEDALE 2102 | 254762102 | OH | 21kV | 3.7158 | 254762102_OH |  |  | 100% | 100%
|  | UG | 21kV | 15.8478 | ROSEDALE 2102 | 254762102 | UG | 21kV | 15.8478 | 254762102_UG |  |  | 100% | 100%
ROSSMOOR 1101 | 014161101 | OH | 12kV | 30.536 | ROSSMOOR 1101 | 014161101 | OH | 12kV | 30.536 | 014161101_OH |  |  | 100% | 100%
|  | UG | 12kV | 8.6747 | ROSSMOOR 1101 | 014161101 | UG | 12kV | 8.6747 | 014161101_UG |  |  | 100% | 100%
ROSSMOOR 1102 | 014161102 | OH | 12kV | 1.4476 | ROSSMOOR 1102 | 014161102 | OH | 12kV | 1.4476 | 014161102_OH |  |  | 100% | 100%
|  | UG | 12kV | 22.6485 | ROSSMOOR 1102 | 014161102 | UG | 12kV | 22.6485 | 014161102_UG |  |  | 100% | 100%
ROSSMOOR 1103 | 014161103 | OH | 12kV | 2.5652 | ROSSMOOR 1103 | 014161103 | OH | 12kV | 2.5652 | 014161103_OH |  |  | 100% | 100%
|  | UG | 12kV | 17.7356 | ROSSMOOR 1103 | 014161103 | UG | 12kV | 17.7356 | 014161103_UG |  |  | 100% | 100%
ROSSMOOR 1104 | 014161104 | OH | 12kV | 19.4832 | ROSSMOOR 1104 | 014161104 | OH | 12kV | 19.4832 | 014161104_OH |  |  | 100% | 100%
|  | UG | 12kV | 8.0672 | ROSSMOOR 1104 | 014161104 | UG | 12kV | 8.0672 | 014161104_UG |  |  | 100% | 100%
ROSSMOOR 1105 | 014161105 | OH | 12kV | 4.2715 | ROSSMOOR 1105 | 014161105 | OH | 12kV | 4.2715 | 014161105_OH |  |  | 100% | 100%
|  | UG | 12kV | 9.2357 | ROSSMOOR 1105 | 014161105 | UG | 12kV | 9.2357 | 014161105_UG |  |  | 100% | 100%
ROSSMOOR 1106 | 014161106 | OH | 12kV | 21.0248 | ROSSMOOR 1106 | 014161106 | OH | 12kV | 21.0248 | 014161106_OH |  |  | 100% | 100%
|  | UG | 12kV | 3.3312 | ROSSMOOR 1106 | 014161106 | UG | 12kV | 3.3312 | 014161106_UG |  |  | 100% | 100%
ROSSMOOR 1107 | 014161107 | OH | 12kV | 10.4969 | ROSSMOOR 1107 | 014161107 | OH | 12kV | 10.4969 | 014161107_OH |  |  | 100% | 100%
|  | UG | 12kV | 9.6992 | ROSSMOOR 1107 | 014161107 | UG | 12kV | 9.6992 | 014161107_UG |  |  | 100% | 100%
ROSSMOOR 1108 | 014161108 | OH | 12kV | 22.1326 | ROSSMOOR 1108 | 014161108 | OH | 12kV | 22.1326 | 014161108_OH |  |  | 100% | 100%
|  | UG | 12kV | 23.0401 | ROSSMOOR 1108 | 014161108 | UG | 12kV | 23.0401 | 014161108_UG |  |  | 100% | 100%
ROSSMOOR 1109 | 014161109 | OH | 12kV | 0.16078 | ROSSMOOR 1109 | 014161109 | OH | 12kV | 0.16078 | 014161109_OH |  |  | 100% | 100%
|  | UG | 12kV | 1.3134 | ROSSMOOR 1109 | 014161109 | UG | 12kV | 1.3134 | 014161109_UG |  |  | 100% | 100%
ROUGH AND READY ISLA 1102 | 163081102 | OH | 12kV | 54.6138 | ROUGH AND READY ISLA 1102 | 163081102 | OH | 12kV | 54.6138 | 163081102_OH |  |  | 100% | 100%
|  | UG | 12kV | 18.7471 | ROUGH AND READY ISLA 1102 | 163081102 | UG | 12kV | 18.7471 | 163081102_UG |  |  | 100% | 100%
RUSS RANCH 1101 | 192471101 | OH | 12kV | 0.62914 | RUSS RANCH 1101 | 192471101 | OH | 12kV | 0.62914 | 192471101_OH |  |  | 100% | 100%
RUSSELL (SMUD) 2101 | 063142101 | OH | 21kV | 5.125 | RUSSELL (SMUD) 2101 | 063142101 | OH | 21kV | 5.125 | 063142101_OH |  |  | 100% | 100%
|  | UG | 21kV | 0.049022 | RUSSELL (SMUD) 2101 | 063142101 | UG | 21kV | 0.049022 | 063142101_UG |  |  | 100% | 100%
RUSSELL 0401 | 013310401 | OH | 4.16kV | 3.4089 | RUSSELL 0401 | 013310401 | OH | 4.16kV | 3.4089 | 013310401_OH |  |  | 100% | 100%
|  | UG | 4.16kV | 0.18689 | RUSSELL 0401 | 013310401 | UG | 4.16kV | 0.18689 | 013310401_UG |  |  | 100% | 100%
RUSSELL 0402 | 013310402 | OH | 4.16kV | 3.3348 | RUSSELL 0402 | 013310402 | OH | 4.16kV | 3.3348 | 013310402_OH |  |  | 100% | 100%
|  | UG | 4.16kV | 0.29512 | RUSSELL 0402 | 013310402 | UG | 4.16kV | 0.29512 | 013310402_UG |  |  | 100% | 100%
SALINAS 1101 | 182011101 | OH | 12kV | 3.2028 | SALINAS 1101 | 182011101 | OH | 12kV | 3.2028 | 182011101_OH |  | X | 38.72% | 61.28% | FLAG
|  |  | 4.16kV | 5.0686 | SALINAS 1101 | 182011101 | OH | 4.16kV | 5.0686 | 182011101_OH | DIFF VOLT | X | 61.28% | 61.28% | FLAG
|  | UG | 12kV | 3.9535 | SALINAS 1101 | 182011101 | UG | 12kV | 3.9535 | 182011101_UG |  | X | 96.76% | 96.76%
|  |  | 4.16kV | 0.13233 | SALINAS 1101 | 182011101 | UG | 4.16kV | 0.13233 | 182011101_UG | DIFF VOLT | X | 3.239% | 96.76%
SALINAS 1102 | 182011102 | OH | 12kV | 21.2172 | SALINAS 1102 | 182011102 | OH | 12kV | 21.2172 | 182011102_OH |  |  | 100% | 100%
|  | UG | 12kV | 15.2996 | SALINAS 1102 | 182011102 | UG | 12kV | 15.2996 | 182011102_UG |  |  | 100% | 100%
SALINAS 1103 | 182011103 | OH | 12kV | 10.7986 | SALINAS 1103 | 182011103 | OH | 12kV | 10.7986 | 182011103_OH |  |  | 100% | 100%
|  | UG | 12kV | 26.7957 | SALINAS 1103 | 182011103 | UG | 12kV | 26.7957 | 182011103_UG |  |  | 100% | 100%
SALINAS 1104 | 182011104 | OH | 12kV | 26.6715 | SALINAS 1104 | 182011104 | OH | 12kV | 26.6715 | 182011104_OH |  | X | 84.68% | 84.68%
|  |  | 4.16kV | 4.8236 | SALINAS 1104 | 182011104 | OH | 4.16kV | 4.8236 | 182011104_OH | DIFF VOLT | X | 15.32% | 84.68%
|  | UG | 12kV | 10.0426 | SALINAS 1104 | 182011104 | UG | 12kV | 10.0426 | 182011104_UG |  | X | 81.92% | 81.92%
|  |  | 4.16kV | 2.2168 | SALINAS 1104 | 182011104 | UG | 4.16kV | 2.2168 | 182011104_UG | DIFF VOLT | X | 18.08% | 81.92%
SALINAS 1105 | 182011105 | OH | 12kV | 10.8986 | SALINAS 1105 | 182011105 | OH | 12kV | 10.8986 | 182011105_OH |  |  | 100% | 100%
|  | UG | 12kV | 25.4422 | SALINAS 1105 | 182011105 | UG | 12kV | 25.4422 | 182011105_UG |  |  | 100% | 100%
SALINAS 1106 | 182011106 | OH | 12kV | 18.6185 | SALINAS 1106 | 182011106 | OH | 12kV | 18.6185 | 182011106_OH |  |  | 100% | 100%
|  | UG | 12kV | 11.1897 | SALINAS 1106 | 182011106 | UG | 12kV | 11.1897 | 182011106_UG |  |  | 100% | 100%
SALINAS 1107 | 182011107 | OH | 12kV | 7.0782 | SALINAS 1107 | 182011107 | OH | 12kV | 7.0782 | 182011107_OH |  |  | 100% | 100%
|  | UG | 12kV | 7.5549 | SALINAS 1107 | 182011107 | UG | 12kV | 7.5549 | 182011107_UG |  |  | 100% | 100%
SALINAS 1108 | 182011108 | OH | 12kV | 2.8902 | SALINAS 1108 | 182011108 | OH | 12kV | 2.8902 | 182011108_OH |  |  | 100% | 100%
|  | UG | 12kV | 3.5071 | SALINAS 1108 | 182011108 | UG | 12kV | 3.5071 | 182011108_UG |  |  | 100% | 100%
SALINAS 1109 | 182011109 | OH | 12kV | 20.6931 | SALINAS 1109 | 182011109 | OH | 12kV | 20.6931 | 182011109_OH |  | X | 99.94% | 99.94%
|  |  | 4.16kV | 0.013147 | SALINAS 1109 | 182011109 | OH | 4.16kV | 0.013147 | 182011109_OH | DIFF VOLT | X | 0.0635% | 99.94%
|  | UG | 12kV | 14.5632 | SALINAS 1109 | 182011109 | UG | 12kV | 14.5632 | 182011109_UG |  |  | 100% | 100%
SALMON CREEK 1101 | 043161101 | OH | 12kV | 47.2592 | SALMON CREEK 1101 | 043161101 | OH | 12kV | 47.2592 | 043161101_OH |  |  | 100% | 100%
|  | UG | 12kV | 22.6079 | SALMON CREEK 1101 | 043161101 | UG | 12kV | 22.6079 | 043161101_UG |  |  | 100% | 100%
SALT SPRINGS 2101 | 163692101 | OH | 12kV | 6.1715 | SALT SPRINGS 2101 | 163692101 | OH | 12kV | 6.1715 | 163692101_OH |  | X | 28.08% | 71.92% | FLAG
|  |  | 17kV | 15.8066 | SALT SPRINGS 2101 | 163692101 | OH | 17kV | 15.8066 | 163692101_OH | DIFF VOLT | X | 71.92% | 71.92% | FLAG
|  | UG | 12kV | 0.086419 | SALT SPRINGS 2101 | 163692101 | UG | 12kV | 0.086419 | 163692101_UG |  | X | 0.3643% | 55.09% | FLAG
|  |  | 17kV | 10.5678 | SALT SPRINGS 2101 | 163692101 | UG | 17kV | 10.5678 | 163692101_UG | DIFF VOLT | X | 44.54% | 55.09% | FLAG
|  |  | 21kV | 13.0701 | SALT SPRINGS 2101 | 163692101 | UG | 21kV | 13.0701 | 163692101_UG | DIFF VOLT | X | 55.09% | 55.09% | FLAG
SALT SPRINGS 2102 | 163692102 | OH | 17kV | 52.1376 | SALT SPRINGS 2102 | 163692102 | OH | 17kV | 52.1376 | 163692102_OH |  |  | 100% | 100%
|  | UG | 17kV | 4.9283 | SALT SPRINGS 2102 | 163692102 | UG | 17kV | 4.9283 | 163692102_UG |  | X | 27.5% | 72.5% | FLAG
|  |  | 21kV | 12.9935 | SALT SPRINGS 2102 | 163692102 | UG | 21kV | 12.9935 | 163692102_UG | DIFF VOLT | X | 72.5% | 72.5% | FLAG
SAN ARDO 1101 | 182191101 | OH | 12kV | 56.1871 | SAN ARDO 1101 | 182191101 | OH | 12kV | 56.1871 | 182191101_OH |  |  | 100% | 100%
|  | UG | 12kV | 0.29756 | SAN ARDO 1101 | 182191101 | UG | 12kV | 0.29756 | 182191101_UG |  |  | 100% | 100%
SAN ARDO 1102 | 182191102 | OH | 12kV | 124.3004 | SAN ARDO 1102 | 182191102 | OH | 12kV | 124.3004 | 182191102_OH |  |  | 100% | 100%
|  | UG | 12kV | 0.97139 | SAN ARDO 1102 | 182191102 | UG | 12kV | 0.97139 | 182191102_UG |  |  | 100% | 100%
SAN BENITO 2101 | 182742101 | OH | 21kV | 48.4682 | SAN BENITO 2101 | 182742101 | OH | 21kV | 48.4682 | 182742101_OH |  |  | 100% | 100%
|  | UG | 21kV | 12.8253 | SAN BENITO 2101 | 182742101 | UG | 21kV | 12.8253 | 182742101_UG |  |  | 100% | 100%
SAN BENITO 2102 | 182742102 | OH | 21kV | 13.5606 | SAN BENITO 2102 | 182742102 | OH | 21kV | 13.5606 | 182742102_OH |  |  | 100% | 100%
|  | UG | 21kV | 1.1411 | SAN BENITO 2102 | 182742102 | UG | 21kV | 1.1411 | 182742102_UG |  |  | 100% | 100%
SAN BENITO 2103 | 182742103 | OH | 21kV | 0.59024 | SAN BENITO 2103 | 182742103 | OH | 21kV | 0.59024 | 182742103_OH |  |  | 100% | 100%
|  | UG | 21kV | 0.029573 | SAN BENITO 2103 | 182742103 | UG | 21kV | 0.029573 | 182742103_UG |  |  | 100% | 100%
SAN BENITO 2104 | 182742104 | OH | 21kV | 52.1933 | SAN BENITO 2104 | 182742104 | OH | 21kV | 52.1933 | 182742104_OH |  |  | 100% | 100%
|  | UG | 21kV | 5.4988 | SAN BENITO 2104 | 182742104 | UG | 21kV | 5.4988 | 182742104_UG |  |  | 100% | 100%
SAN BERNARD 1101 | 253191101 | OH | 12kV | 44.5307 | SAN BERNARD 1101 | 253191101 | OH | 12kV | 44.5307 | 253191101_OH |  |  | 100% | 100%
|  | UG | 12kV | 0.29846 | SAN BERNARD 1101 | 253191101 | UG | 12kV | 0.29846 | 253191101_UG |  |  | 100% | 100%
SAN BERNARD 1102 | 253191102 | OH | 12kV | 12.0789 | SAN BERNARD 1102 | 253191102 | OH | 12kV | 12.0789 | 253191102_OH |  |  | 100% | 100%
|  | UG | 12kV | 0.069821 | SAN BERNARD 1102 | 253191102 | UG | 12kV | 0.069821 | 253191102_UG |  |  | 100% | 100%
SAN BERNARD 1104 | 253191104 | OH | 12kV | 16.6048 | SAN BERNARD 1104 | 253191104 | OH | 12kV | 16.6048 | 253191104_OH |  |  | 100% | 100%
|  | UG | 12kV | 0.11522 | SAN BERNARD 1104 | 253191104 | UG | 12kV | 0.11522 | 253191104_UG |  |  | 100% | 100%
SAN BRUNO 0401 | 022700401 | OH | 4.16kV | 3.6083 | SAN BRUNO 0401 | 022700401 | OH | 4.16kV | 3.6083 | 022700401_OH |  |  | 100% | 100%
|  | UG | 4.16kV | 0.24054 | SAN BRUNO 0401 | 022700401 | UG | 4.16kV | 0.24054 | 022700401_UG |  |  | 100% | 100%
SAN BRUNO 0402 | 022700402 | OH | 4.16kV | 3.1059 | SAN BRUNO 0402 | 022700402 | OH | 4.16kV | 3.1059 | 022700402_OH |  |  | 100% | 100%
|  | UG | 4.16kV | 0.92287 | SAN BRUNO 0402 | 022700402 | UG | 4.16kV | 0.92287 | 022700402_UG |  |  | 100% | 100%
SAN BRUNO 0403 | 022700403 | OH | 4.16kV | 5.0577 | SAN BRUNO 0403 | 022700403 | OH | 4.16kV | 5.0577 | 022700403_OH |  |  | 100% | 100%
|  | UG | 4.16kV | 0.35187 | SAN BRUNO 0403 | 022700403 | UG | 4.16kV | 0.35187 | 022700403_UG |  |  | 100% | 100%
SAN CARLOS 0401 | 024180401 | OH | 4.16kV | 1.6288 | SAN CARLOS 0401 | 024180401 | OH | 4.16kV | 1.6288 | 024180401_OH |  |  | 100% | 100%
|  | UG | 4.16kV | 1.9395 | SAN CARLOS 0401 | 024180401 | UG | 4.16kV | 1.9395 | 024180401_UG |  |  | 100% | 100%
SAN CARLOS 0402 | 024180402 | OH | 4.16kV | 4.3054 | SAN CARLOS 0402 | 024180402 | OH | 4.16kV | 4.3054 | 024180402_OH |  |  | 100% | 100%
|  | UG | 4.16kV | 0.76474 | SAN CARLOS 0402 | 024180402 | UG | 4.16kV | 0.76474 | 024180402_UG |  |  | 100% | 100%
SAN CARLOS 0403 | 024180403 | OH | 4.16kV | 6.9237 | SAN CARLOS 0403 | 024180403 | OH | 4.16kV | 6.9237 | 024180403_OH |  |  | 100% | 100%
|  | UG | 4.16kV | 0.055735 | SAN CARLOS 0403 | 024180403 | UG | 4.16kV | 0.055735 | 024180403_UG |  |  | 100% | 100%
SAN CARLOS 0404 | 024180404 | OH | 4.16kV | 8.7281 | SAN CARLOS 0404 | 024180404 | OH | 4.16kV | 8.7281 | 024180404_OH |  |  | 100% | 100%
|  | UG | 4.16kV | 0.24641 | SAN CARLOS 0404 | 024180404 | UG | 4.16kV | 0.24641 | 024180404_UG |  |  | 100% | 100%
SAN CARLOS 0405 | 024180405 | OH | 4.16kV | 8.1796 | SAN CARLOS 0405 | 024180405 | OH | 4.16kV | 8.1796 | 024180405_OH |  |  | 100% | 100%
|  | UG | 4.16kV | 0.76019 | SAN CARLOS 0405 | 024180405 | UG | 4.16kV | 0.76019 | 024180405_UG |  |  | 100% | 100%
SAN CARLOS 0406 | 024180406 | OH | 4.16kV | 6.5569 | SAN CARLOS 0406 | 024180406 | OH | 4.16kV | 6.5569 | 024180406_OH |  |  | 100% | 100%
|  | UG | 4.16kV | 0.35641 | SAN CARLOS 0406 | 024180406 | UG | 4.16kV | 0.35641 | 024180406_UG |  |  | 100% | 100%
SAN CARLOS 1101 | 024181101 | OH | 12kV | 1.5468 | SAN CARLOS 1101 | 024181101 | OH | 12kV | 1.5468 | 024181101_OH |  |  | 100% | 100%
|  | UG | 12kV | 1.3335 | SAN CARLOS 1101 | 024181101 | UG | 12kV | 1.3335 | 024181101_UG |  |  | 100% | 100%
SAN CARLOS 1102 | 024181102 | OH | 12kV | 0.46387 | SAN CARLOS 1102 | 024181102 | OH | 12kV | 0.46387 | 024181102_OH |  |  | 100% | 100%
|  | UG | 12kV | 4.0051 | SAN CARLOS 1102 | 024181102 | UG | 12kV | 4.0051 | 024181102_UG |  |  | 100% | 100%
SAN CARLOS 1103 | 024181103 | OH | 12kV | 16.4982 | SAN CARLOS 1103 | 024181103 | OH | 12kV | 16.4982 | 024181103_OH |  | X | 99.96% | 99.96%
|  |  | 4.16kV | 0.0065992 | SAN CARLOS 1103 | 024181103 | OH | 4.16kV | 0.0065992 | 024181103_OH | DIFF VOLT | X | 0.03998% | 99.96%
|  | UG | 12kV | 2.9315 | SAN CARLOS 1103 | 024181103 | UG | 12kV | 2.9315 | 024181103_UG |  |  | 100% | 100%
SAN CARLOS 1104 | 024181104 | OH | 12kV | 16.9804 | SAN CARLOS 1104 | 024181104 | OH | 12kV | 16.9804 | 024181104_OH |  | X | 76.61% | 76.61% | FLAG
|  |  | 4.16kV | 5.1858 | SAN CARLOS 1104 | 024181104 | OH | 4.16kV | 5.1858 | 024181104_OH | DIFF VOLT | X | 23.39% | 76.61% | FLAG
|  | UG | 12kV | 7.3793 | SAN CARLOS 1104 | 024181104 | UG | 12kV | 7.3793 | 024181104_UG |  | X | 96.57% | 96.57%
|  |  | 4.16kV | 0.26196 | SAN CARLOS 1104 | 024181104 | UG | 4.16kV | 0.26196 | 024181104_UG | DIFF VOLT | X | 3.428% | 96.57%
SAN JOAQUIN #2 1103 | 252521103 | OH | 12kV | 82.1643 | SAN JOAQUIN #2 1103 | 252521103 | OH | 12kV | 82.1643 | 252521103_OH |  | X | 99.08% | 99.08%
|  |  | 21kV | 0.76638 | SAN JOAQUIN #2 1103 | 252521103 | OH | 21kV | 0.76638 | 252521103_OH | DIFF VOLT | X | 0.9241% | 99.08%
|  | UG | 12kV | 0.72244 | SAN JOAQUIN #2 1103 | 252521103 | UG | 12kV | 0.72244 | 252521103_UG |  | X | 98.19% | 98.19%
|  |  | 21kV | 0.013351 | SAN JOAQUIN #2 1103 | 252521103 | UG | 21kV | 0.013351 | 252521103_UG | DIFF VOLT | X | 1.815% | 98.19%
SAN JOAQUIN #3 1101 | 252531101 | OH | 12kV | 24.3867 | SAN JOAQUIN #3 1101 | 252531101 | OH | 12kV | 24.3867 | 252531101_OH |  |  | 100% | 100%
|  | UG | 12kV | 1.7637 | SAN JOAQUIN #3 1101 | 252531101 | UG | 12kV | 1.7637 | 252531101_UG |  |  | 100% | 100%
SAN JOAQUIN #3 1102 | 252531102 | OH | 12kV | 0.012652 | SAN JOAQUIN #3 1102 | 252531102 | OH | 12kV | 0.012652 | 252531102_OH |  | X | 0.1099% | 99.89%
|  |  | 21kV | 11.5014 | SAN JOAQUIN #3 1102 | 252531102 | OH | 21kV | 11.5014 | 252531102_OH | DIFF VOLT | X | 99.89% | 99.89%
|  | UG | 12kV | 0.01888 | SAN JOAQUIN #3 1102 | 252531102 | UG | 12kV | 0.01888 | 252531102_UG |  | X | 64.86% | 64.86% | FLAG
|  |  | 21kV | 0.010228 | SAN JOAQUIN #3 1102 | 252531102 | UG | 21kV | 0.010228 | 252531102_UG | DIFF VOLT | X | 35.14% | 64.86% | FLAG
SAN JOAQUIN #3 1103 | 252531103 | OH | 12kV | 53.5745 | SAN JOAQUIN #3 1103 | 252531103 | OH | 12kV | 53.5745 | 252531103_OH |  |  | 100% | 100%
|  | UG | 12kV | 1.709 | SAN JOAQUIN #3 1103 | 252531103 | UG | 12kV | 1.709 | 252531103_UG |  |  | 100% | 100%
SAN JOAQUIN 1106 | 252361106 | OH | 12kV | 51.9552 | SAN JOAQUIN 1106 | 252361106 | OH | 12kV | 51.9552 | 252361106_OH |  |  | 100% | 100%
|  | UG | 12kV | 2.1154 | SAN JOAQUIN 1106 | 252361106 | UG | 12kV | 2.1154 | 252361106_UG |  |  | 100% | 100%
SAN JOAQUIN 1108 | 252361108 | OH | 12kV | 40.8928 | SAN JOAQUIN 1108 | 252361108 | OH | 12kV | 40.8928 | 252361108_OH |  |  | 100% | 100%
|  | UG | 12kV | 2.7178 | SAN JOAQUIN 1108 | 252361108 | UG | 12kV | 2.7178 | 252361108_UG |  |  | 100% | 100%
SAN JOAQUIN 1112 | 252361112 | OH | 12kV | 41.8601 | SAN JOAQUIN 1112 | 252361112 | OH | 12kV | 41.8601 | 252361112_OH |  |  | 100% | 100%
|  | UG | 12kV | 2.4669 | SAN JOAQUIN 1112 | 252361112 | UG | 12kV | 2.4669 | 252361112_UG |  |  | 100% | 100%
SAN JOSE A 0403 | 082250403 | OH | 4.16kV | 3.9689 | SAN JOSE A 0403 | 082250403 | OH | 4.16kV | 3.9689 | 082250403_OH |  |  | 100% | 100%
|  | UG | 4.16kV | 0.9775 | SAN JOSE A 0403 | 082250403 | UG | 4.16kV | 0.9775 | 082250403_UG |  |  | 100% | 100%
SAN JOSE A 0404 | 082250404 | OH | 4.16kV | 1.7389 | SAN JOSE A 0404 | 082250404 | OH | 4.16kV | 1.7389 | 082250404_OH |  |  | 100% | 100%
|  | UG | 4.16kV | 2.2145 | SAN JOSE A 0404 | 082250404 | UG | 4.16kV | 2.2145 | 082250404_UG |  |  | 100% | 100%
SAN JOSE A 0405 | 082250405 | OH | 4.16kV | 1.8349 | SAN JOSE A 0405 | 082250405 | OH | 4.16kV | 1.8349 | 082250405_OH |  |  | 100% | 100%
|  | UG | 4.16kV | 2.6606 | SAN JOSE A 0405 | 082250405 | UG | 4.16kV | 2.6606 | 082250405_UG |  |  | 100% | 100%
SAN JOSE A 0407 | 082250407 | OH | 4.16kV | 1.8017 | SAN JOSE A 0407 | 082250407 | OH | 4.16kV | 1.8017 | 082250407_OH |  |  | 100% | 100%
|  | UG | 4.16kV | 0.45051 | SAN JOSE A 0407 | 082250407 | UG | 4.16kV | 0.45051 | 082250407_UG |  |  | 100% | 100%
SAN JOSE A 0408 | 082250408 | OH | 4.16kV | 2.4103 | SAN JOSE A 0408 | 082250408 | OH | 4.16kV | 2.4103 | 082250408_OH |  |  | 100% | 100%
|  | UG | 4.16kV | 2.244 | SAN JOSE A 0408 | 082250408 | UG | 4.16kV | 2.244 | 082250408_UG |  |  | 100% | 100%
SAN JOSE A 0410 | 082250410 | OH | 4.16kV | 4.6553 | SAN JOSE A 0410 | 082250410 | OH | 4.16kV | 4.6553 | 082250410_OH |  | X | 99.82% | 99.82%
|  |  | (empty) | 0.0084666 | SAN JOSE A 0410 | 082250410 | OH | (blank) | 0.0084666 | 082250410_OH | DIFF VOLT | X | 0.1815% | 99.82%
|  | UG | 4.16kV | 1.5002 | SAN JOSE A 0410 | 082250410 | UG | 4.16kV | 1.5002 | 082250410_UG |  |  | 100% | 100%
SAN JOSE A 1109 | 082251109 | OH | 12kV | 0.58265 | SAN JOSE A 1109 | 082251109 | OH | 12kV | 0.58265 | 082251109_OH |  | X | 99.51% | 99.51%
|  |  | 4.16kV | 0.0028409 | SAN JOSE A 1109 | 082251109 | OH | 4.16kV | 0.0028409 | 082251109_OH | DIFF VOLT | X | 0.4852% | 99.51%
|  | UG | 12kV | 2.7177 | SAN JOSE A 1109 | 082251109 | UG | 12kV | 2.7177 | 082251109_UG |  |  | 100% | 100%
SAN JOSE A 1110 | 082251110 | OH | 12kV | 9.5253 | SAN JOSE A 1110 | 082251110 | OH | 12kV | 9.5253 | 082251110_OH |  |  | 100% | 100%
|  | UG | 12kV | 9.1334 | SAN JOSE A 1110 | 082251110 | UG | 12kV | 9.1334 | 082251110_UG |  |  | 100% | 100%
SAN JOSE A 1111 | 082251111 | OH | 12kV | 0.12304 | SAN JOSE A 1111 | 082251111 | OH | 12kV | 0.12304 | 082251111_OH |  |  | 100% | 100%
|  | UG | 12kV | 2.0499 | SAN JOSE A 1111 | 082251111 | UG | 12kV | 2.0499 | 082251111_UG |  |  | 100% | 100%
SAN JOSE A 1112 | 082251112 | OH | 12kV | 10.5846 | SAN JOSE A 1112 | 082251112 | OH | 12kV | 10.5846 | 082251112_OH |  |  | 100% | 100%
|  | UG | 12kV | 8.474 | SAN JOSE A 1112 | 082251112 | UG | 12kV | 8.474 | 082251112_UG |  |  | 100% | 100%
SAN JOSE A 1113 | 082251113 | UG | 12kV | 1.6012 | SAN JOSE A 1113 | 082251113 | UG | 12kV | 1.6012 | 082251113_UG |  |  | 100% | 100%
SAN JOSE B 1101 | 082261101 | OH | 12kV | 0.15793 | SAN JOSE B 1101 | 082261101 | OH | 12kV | 0.15793 | 082261101_OH |  |  | 100% | 100%
|  | UG | 12kV | 3.2703 | SAN JOSE B 1101 | 082261101 | UG | 12kV | 3.2703 | 082261101_UG |  |  | 100% | 100%
SAN JOSE B 1102 | 082261102 | OH | 12kV | 0.26099 | SAN JOSE B 1102 | 082261102 | OH | 12kV | 0.26099 | 082261102_OH |  |  | 100% | 100%
|  | UG | 12kV | 6.2088 | SAN JOSE B 1102 | 082261102 | UG | 12kV | 6.2088 | 082261102_UG |  |  | 100% | 100%
SAN JOSE B 1103 | 082261103 | UG | 12kV | 3.6903 | SAN JOSE B 1103 | 082261103 | UG | 12kV | 3.6903 | 082261103_UG |  |  | 100% | 100%
SAN JOSE B 1104 | 082261104 | OH | 12kV | 0.49437 | SAN JOSE B 1104 | 082261104 | OH | 12kV | 0.49437 | 082261104_OH |  |  | 100% | 100%
|  | UG | 12kV | 5.1049 | SAN JOSE B 1104 | 082261104 | UG | 12kV | 5.1049 | 082261104_UG |  |  | 100% | 100%
SAN JOSE B 1105 | 082261105 | OH | 12kV | 8.6545 | SAN JOSE B 1105 | 082261105 | OH | 12kV | 8.6545 | 082261105_OH |  |  | 100% | 100%
|  | UG | 12kV | 5.6045 | SAN JOSE B 1105 | 082261105 | UG | 12kV | 5.6045 | 082261105_UG |  |  | 100% | 100%
SAN JOSE B 1106 | 082261106 | OH | 12kV | 0.69965 | SAN JOSE B 1106 | 082261106 | OH | 12kV | 0.69965 | 082261106_OH |  |  | 100% | 100%
|  | UG | 12kV | 4.8017 | SAN JOSE B 1106 | 082261106 | UG | 12kV | 4.8017 | 082261106_UG |  |  | 100% | 100%
SAN JOSE B 1107 | 082261107 | OH | 12kV | 4.9131 | SAN JOSE B 1107 | 082261107 | OH | 12kV | 4.9131 | 082261107_OH |  |  | 100% | 100%
|  | UG | 12kV | 5.6559 | SAN JOSE B 1107 | 082261107 | UG | 12kV | 5.6559 | 082261107_UG |  |  | 100% | 100%
SAN JOSE B 1108 | 082261108 | OH | 12kV | 8.0841 | SAN JOSE B 1108 | 082261108 | OH | 12kV | 8.0841 | 082261108_OH |  |  | 100% | 100%
|  | UG | 12kV | 6.6634 | SAN JOSE B 1108 | 082261108 | UG | 12kV | 6.6634 | 082261108_UG |  |  | 100% | 100%
SAN JOSE B 1109 | 082261109 | OH | 12kV | 0.38427 | SAN JOSE B 1109 | 082261109 | OH | 12kV | 0.38427 | 082261109_OH |  |  | 100% | 100%
|  | UG | 12kV | 1.7472 | SAN JOSE B 1109 | 082261109 | UG | 12kV | 1.7472 | 082261109_UG |  |  | 100% | 100%
SAN JOSE B 1110 | 082261110 | OH | 12kV | 10.0641 | SAN JOSE B 1110 | 082261110 | OH | 12kV | 10.0641 | 082261110_OH |  | X | 75.61% | 75.61% | FLAG
|  |  | 4.16kV | 3.2468 | SAN JOSE B 1110 | 082261110 | OH | 4.16kV | 3.2468 | 082261110_OH | DIFF VOLT | X | 24.39% | 75.61% | FLAG
|  | UG | 12kV | 7.3795 | SAN JOSE B 1110 | 082261110 | UG | 12kV | 7.3795 | 082261110_UG |  | X | 91.46% | 91.46%
|  |  | 4.16kV | 0.68868 | SAN JOSE B 1110 | 082261110 | UG | 4.16kV | 0.68868 | 082261110_UG | DIFF VOLT | X | 8.536% | 91.46%
SAN JOSE B 1111 | 082261111 | OH | 12kV | 0.080824 | SAN JOSE B 1111 | 082261111 | OH | 12kV | 0.080824 | 082261111_OH |  |  | 100% | 100%
|  | UG | 12kV | 3.6916 | SAN JOSE B 1111 | 082261111 | UG | 12kV | 3.6916 | 082261111_UG |  |  | 100% | 100%
SAN JOSE B 1112 | 082261112 | OH | 12kV | 12.891 | SAN JOSE B 1112 | 082261112 | OH | 12kV | 12.891 | 082261112_OH |  |  | 100% | 100%
|  | UG | 12kV | 9.7694 | SAN JOSE B 1112 | 082261112 | UG | 12kV | 9.7694 | 082261112_UG |  |  | 100% | 100%
SAN JOSE B 1113 | 082261113 | OH | 12kV | 0.10098 | SAN JOSE B 1113 | 082261113 | OH | 12kV | 0.10098 | 082261113_OH |  |  | 100% | 100%
|  | UG | 12kV | 3.1487 | SAN JOSE B 1113 | 082261113 | UG | 12kV | 3.1487 | 082261113_UG |  |  | 100% | 100%
SAN JOSE B 1114 | 082261114 | OH | 12kV | 0.68321 | SAN JOSE B 1114 | 082261114 | OH | 12kV | 0.68321 | 082261114_OH |  |  | 100% | 100%
|  | UG | 12kV | 5.0314 | SAN JOSE B 1114 | 082261114 | UG | 12kV | 5.0314 | 082261114_UG |  |  | 100% | 100%
SAN JOSE B 1115 | 082261115 | OH | 12kV | 0.35944 | SAN JOSE B 1115 | 082261115 | OH | 12kV | 0.35944 | 082261115_OH |  |  | 100% | 100%
|  | UG | 12kV | 2.4689 | SAN JOSE B 1115 | 082261115 | UG | 12kV | 2.4689 | 082261115_UG |  |  | 100% | 100%
SAN JOSE B 1116 | 082261116 | OH | 12kV | 5.0288 | SAN JOSE B 1116 | 082261116 | OH | 12kV | 5.0288 | 082261116_OH |  |  | 100% | 100%
|  | UG | 12kV | 5.7057 | SAN JOSE B 1116 | 082261116 | UG | 12kV | 5.7057 | 082261116_UG |  |  | 100% | 100%
SAN JOSE B 1117 | 082261117 | OH | 12kV | 3.6587 | SAN JOSE B 1117 | 082261117 | OH | 12kV | 3.6587 | 082261117_OH |  |  | 100% | 100%
|  | UG | 12kV | 7.1267 | SAN JOSE B 1117 | 082261117 | UG | 12kV | 7.1267 | 082261117_UG |  |  | 100% | 100%
SAN JUSTO 1101 | 183181101 | OH | 12kV | 55.9276 | SAN JUSTO 1101 | 183181101 | OH | 12kV | 55.9276 | 183181101_OH |  |  | 100% | 100%
|  | UG | 12kV | 3.7954 | SAN JUSTO 1101 | 183181101 | UG | 12kV | 3.7954 | 183181101_UG |  |  | 100% | 100%
SAN LEANDRO U 1101 | 013111101 | OH | 12kV | 3.8928 | SAN LEANDRO U 1101 | 013111101 | OH | 12kV | 3.8928 | 013111101_OH |  |  | 100% | 100%
|  | UG | 12kV | 5.2278 | SAN LEANDRO U 1101 | 013111101 | UG | 12kV | 5.2278 | 013111101_UG |  |  | 100% | 100%
SAN LEANDRO U 1102 | 013111102 | OH | 12kV | 8.2132 | SAN LEANDRO U 1102 | 013111102 | OH | 12kV | 8.2132 | 013111102_OH |  |  | 100% | 100%
|  | UG | 12kV | 4.3059 | SAN LEANDRO U 1102 | 013111102 | UG | 12kV | 4.3059 | 013111102_UG |  |  | 100% | 100%
SAN LEANDRO U 1103 | 013111103 | OH | 12kV | 1.9303 | SAN LEANDRO U 1103 | 013111103 | OH | 12kV | 1.9303 | 013111103_OH |  |  | 100% | 100%
|  | UG | 12kV | 4.7671 | SAN LEANDRO U 1103 | 013111103 | UG | 12kV | 4.7671 | 013111103_UG |  |  | 100% | 100%
SAN LEANDRO U 1104 | 013111104 | OH | 12kV | 6.2426 | SAN LEANDRO U 1104 | 013111104 | OH | 12kV | 6.2426 | 013111104_OH |  |  | 100% | 100%
|  | UG | 12kV | 3.8956 | SAN LEANDRO U 1104 | 013111104 | UG | 12kV | 3.8956 | 013111104_UG |  |  | 100% | 100%
SAN LEANDRO U 1105 | 013111105 | OH | 12kV | 3.5113 | SAN LEANDRO U 1105 | 013111105 | OH | 12kV | 3.5113 | 013111105_OH |  | X | 45.44% | 54.56% | FLAG
|  |  | 4.16kV | 4.2164 | SAN LEANDRO U 1105 | 013111105 | OH | 4.16kV | 4.2164 | 013111105_OH | DIFF VOLT | X | 54.56% | 54.56% | FLAG
|  | UG | 12kV | 5.1852 | SAN LEANDRO U 1105 | 013111105 | UG | 12kV | 5.1852 | 013111105_UG |  | X | 87.82% | 87.82%
|  |  | 4.16kV | 0.71888 | SAN LEANDRO U 1105 | 013111105 | UG | 4.16kV | 0.71888 | 013111105_UG | DIFF VOLT | X | 12.18% | 87.82%
SAN LEANDRO U 1106 | 013111106 | OH | 12kV | 12.3498 | SAN LEANDRO U 1106 | 013111106 | OH | 12kV | 12.3498 | 013111106_OH |  |  | 100% | 100%
|  | UG | 12kV | 5.8389 | SAN LEANDRO U 1106 | 013111106 | UG | 12kV | 5.8389 | 013111106_UG |  |  | 100% | 100%
SAN LEANDRO U 1107 | 013111107 | OH | 12kV | 15.1094 | SAN LEANDRO U 1107 | 013111107 | OH | 12kV | 15.1094 | 013111107_OH |  |  | 100% | 100%
|  | UG | 12kV | 12.6027 | SAN LEANDRO U 1107 | 013111107 | UG | 12kV | 12.6027 | 013111107_UG |  |  | 100% | 100%
SAN LEANDRO U 1108 | 013111108 | OH | 12kV | 8.4826 | SAN LEANDRO U 1108 | 013111108 | OH | 12kV | 8.4826 | 013111108_OH |  |  | 100% | 100%
|  | UG | 12kV | 3.3265 | SAN LEANDRO U 1108 | 013111108 | UG | 12kV | 3.3265 | 013111108_UG |  |  | 100% | 100%
SAN LEANDRO U 1109 | 013111109 | OH | 12kV | 19.7826 | SAN LEANDRO U 1109 | 013111109 | OH | 12kV | 19.7826 | 013111109_OH |  |  | 100% | 100%
|  | UG | 12kV | 12.4553 | SAN LEANDRO U 1109 | 013111109 | UG | 12kV | 12.4553 | 013111109_UG |  |  | 100% | 100%
SAN LEANDRO U 1110 | 013111110 | OH | 12kV | 20.5239 | SAN LEANDRO U 1110 | 013111110 | OH | 12kV | 20.5239 | 013111110_OH |  |  | 100% | 100%
|  | UG | 12kV | 3.6761 | SAN LEANDRO U 1110 | 013111110 | UG | 12kV | 3.6761 | 013111110_UG |  |  | 100% | 100%
SAN LEANDRO U 1111 | 013111111 | OH | 12kV | 2.2946 | SAN LEANDRO U 1111 | 013111111 | OH | 12kV | 2.2946 | 013111111_OH |  |  | 100% | 100%
|  | UG | 12kV | 3.5177 | SAN LEANDRO U 1111 | 013111111 | UG | 12kV | 3.5177 | 013111111_UG |  |  | 100% | 100%
SAN LEANDRO U 1112 | 013111112 | OH | 12kV | 4.0009 | SAN LEANDRO U 1112 | 013111112 | OH | 12kV | 4.0009 | 013111112_OH |  |  | 100% | 100%
|  | UG | 12kV | 2.4177 | SAN LEANDRO U 1112 | 013111112 | UG | 12kV | 2.4177 | 013111112_UG |  |  | 100% | 100%
SAN LEANDRO U 1113 | 013111113 | OH | 12kV | 7.1107 | SAN LEANDRO U 1113 | 013111113 | OH | 12kV | 7.1107 | 013111113_OH |  |  | 100% | 100%
|  | UG | 12kV | 5.1197 | SAN LEANDRO U 1113 | 013111113 | UG | 12kV | 5.1197 | 013111113_UG |  |  | 100% | 100%
SAN LEANDRO U 1114 | 013111114 | OH | 12kV | 28.9375 | SAN LEANDRO U 1114 | 013111114 | OH | 12kV | 28.9375 | 013111114_OH |  |  | 100% | 100%
|  | UG | 12kV | 5.614 | SAN LEANDRO U 1114 | 013111114 | UG | 12kV | 5.614 | 013111114_UG |  |  | 100% | 100%
SAN LEANDRO U 1115 | 013111115 | OH | 12kV | 1.4778 | SAN LEANDRO U 1115 | 013111115 | OH | 12kV | 1.4778 | 013111115_OH |  |  | 100% | 100%
|  | UG | 12kV | 2.0023 | SAN LEANDRO U 1115 | 013111115 | UG | 12kV | 2.0023 | 013111115_UG |  |  | 100% | 100%
SAN LEANDRO U 1116 | 013111116 | OH | 12kV | 7.9551 | SAN LEANDRO U 1116 | 013111116 | OH | 12kV | 7.9551 | 013111116_OH |  |  | 100% | 100%
|  | UG | 12kV | 6.8592 | SAN LEANDRO U 1116 | 013111116 | UG | 12kV | 6.8592 | 013111116_UG |  |  | 100% | 100%
SAN LEANDRO U 1151 | 013111151 | OH | 12kV | 4.0926 | SAN LEANDRO U 1151 | 013111151 | OH | 12kV | 4.0926 | 013111151_OH |  | X | 68.83% | 68.83% | FLAG
|  |  | 4.16kV | 1.8534 | SAN LEANDRO U 1151 | 013111151 | OH | 4.16kV | 1.8534 | 013111151_OH | DIFF VOLT | X | 31.17% | 68.83% | FLAG
|  | UG | 12kV | 4.3804 | SAN LEANDRO U 1151 | 013111151 | UG | 12kV | 4.3804 | 013111151_UG |  | X | 76.3% | 76.3% | FLAG
|  |  | 4.16kV | 1.3608 | SAN LEANDRO U 1151 | 013111151 | UG | 4.16kV | 1.3608 | 013111151_UG | DIFF VOLT | X | 23.7% | 76.3% | FLAG
SAN LEANDRO U 3410 | 013113410 | UG | 34.5kV | 0.047009 | SAN LEANDRO U 3410 | 013113410 | UG | 34.5kV | 0.047009 | 013113410_UG |  |  | 100% | 100%
SAN LORENZO 0401 | 013460401 | OH | 4.16kV | 4.3666 | SAN LORENZO 0401 | 013460401 | OH | 4.16kV | 4.3666 | 013460401_OH |  |  | 100% | 100%
|  | UG | 4.16kV | 0.11696 | SAN LORENZO 0401 | 013460401 | UG | 4.16kV | 0.11696 | 013460401_UG |  |  | 100% | 100%
SAN LORENZO 0402 | 013460402 | OH | 4.16kV | 3.9666 | SAN LORENZO 0402 | 013460402 | OH | 4.16kV | 3.9666 | 013460402_OH |  |  | 100% | 100%
|  | UG | 4.16kV | 0.11045 | SAN LORENZO 0402 | 013460402 | UG | 4.16kV | 0.11045 | 013460402_UG |  |  | 100% | 100%
SAN LUIS OBISPO 1101 | 182631101 | OH | 12kV | 37.8434 | SAN LUIS OBISPO 1101 | 182631101 | OH | 12kV | 37.8434 | 182631101_OH |  |  | 100% | 100%
|  | UG | 12kV | 3.8049 | SAN LUIS OBISPO 1101 | 182631101 | UG | 12kV | 3.8049 | 182631101_UG |  |  | 100% | 100%
SAN LUIS OBISPO 1102 | 182631102 | OH | 12kV | 12.8505 | SAN LUIS OBISPO 1102 | 182631102 | OH | 12kV | 12.8505 | 182631102_OH |  |  | 100% | 100%
|  | UG | 12kV | 8.7089 | SAN LUIS OBISPO 1102 | 182631102 | UG | 12kV | 8.7089 | 182631102_UG |  |  | 100% | 100%
SAN LUIS OBISPO 1103 | 182631103 | OH | 12kV | 39.0127 | SAN LUIS OBISPO 1103 | 182631103 | OH | 12kV | 39.0127 | 182631103_OH |  |  | 100% | 100%
|  | UG | 12kV | 31.5697 | SAN LUIS OBISPO 1103 | 182631103 | UG | 12kV | 31.5697 | 182631103_UG |  |  | 100% | 100%
SAN LUIS OBISPO 1104 | 182631104 | OH | 12kV | 83.0567 | SAN LUIS OBISPO 1104 | 182631104 | OH | 12kV | 83.0567 | 182631104_OH |  |  | 100% | 100%
|  | UG | 12kV | 29.9787 | SAN LUIS OBISPO 1104 | 182631104 | UG | 12kV | 29.9787 | 182631104_UG |  |  | 100% | 100%
SAN LUIS OBISPO 1105 | 182631105 | OH | 12kV | 11.7241 | SAN LUIS OBISPO 1105 | 182631105 | OH | 12kV | 11.7241 | 182631105_OH |  |  | 100% | 100%
|  | UG | 12kV | 4.0253 | SAN LUIS OBISPO 1105 | 182631105 | UG | 12kV | 4.0253 | 182631105_UG |  |  | 100% | 100%
SAN LUIS OBISPO 1107 | 182631107 | OH | 12kV | 51.7346 | SAN LUIS OBISPO 1107 | 182631107 | OH | 12kV | 51.7346 | 182631107_OH |  |  | 100% | 100%
|  | UG | 12kV | 31.8388 | SAN LUIS OBISPO 1107 | 182631107 | UG | 12kV | 31.8388 | 182631107_UG |  |  | 100% | 100%
SAN LUIS OBISPO 1108 | 182631108 | OH | 12kV | 10.7352 | SAN LUIS OBISPO 1108 | 182631108 | OH | 12kV | 10.7352 | 182631108_OH |  |  | 100% | 100%
|  | UG | 12kV | 19.766 | SAN LUIS OBISPO 1108 | 182631108 | UG | 12kV | 19.766 | 182631108_UG |  |  | 100% | 100%
SAN MATEO 0404 | 024190404 | OH | 4.16kV | 5.1007 | SAN MATEO 0404 | 024190404 | OH | 4.16kV | 5.1007 | 024190404_OH |  |  | 100% | 100%
|  | UG | 4.16kV | 0.74769 | SAN MATEO 0404 | 024190404 | UG | 4.16kV | 0.74769 | 024190404_UG |  |  | 100% | 100%
SAN MATEO 0407 | 024190407 | OH | 4.16kV | 3.7044 | SAN MATEO 0407 | 024190407 | OH | 4.16kV | 3.7044 | 024190407_OH |  |  | 100% | 100%
|  | UG | 4.16kV | 1.6577 | SAN MATEO 0407 | 024190407 | UG | 4.16kV | 1.6577 | 024190407_UG |  |  | 100% | 100%
SAN MATEO 0408 | 024190408 | OH | 4.16kV | 5.6181 | SAN MATEO 0408 | 024190408 | OH | 4.16kV | 5.6181 | 024190408_OH |  |  | 100% | 100%
|  | UG | 4.16kV | 1.5696 | SAN MATEO 0408 | 024190408 | UG | 4.16kV | 1.5696 | 024190408_UG |  |  | 100% | 100%
SAN MATEO 0409 | 024190409 | OH | 4.16kV | 3.1265 | SAN MATEO 0409 | 024190409 | OH | 4.16kV | 3.1265 | 024190409_OH |  |  | 100% | 100%
|  | UG | 4.16kV | 0.85412 | SAN MATEO 0409 | 024190409 | UG | 4.16kV | 0.85412 | 024190409_UG |  |  | 100% | 100%
SAN MATEO 0410 | 024190410 | OH | 4.16kV | 5.1488 | SAN MATEO 0410 | 024190410 | OH | 4.16kV | 5.1488 | 024190410_OH |  |  | 100% | 100%
|  | UG | 4.16kV | 1.0841 | SAN MATEO 0410 | 024190410 | UG | 4.16kV | 1.0841 | 024190410_UG |  |  | 100% | 100%
SAN MATEO 2101 | 024192101 | OH | 21kV | 10.4956 | SAN MATEO 2101 | 024192101 | OH | 21kV | 10.4956 | 024192101_OH |  |  | 100% | 100%
|  | UG | 12kV | 0.12392 | SAN MATEO 2101 | 024192101 | UG | 12kV | 0.12392 | 024192101_UG |  | X | 1.234% | 98.77%
|  |  | 21kV | 9.9166 | SAN MATEO 2101 | 024192101 | UG | 21kV | 9.9166 | 024192101_UG | DIFF VOLT | X | 98.77% | 98.77%
SAN MATEO 2102 | 024192102 | OH | 21kV | 12.7695 | SAN MATEO 2102 | 024192102 | OH | 21kV | 12.7695 | 024192102_OH |  |  | 100% | 100%
|  | UG | 21kV | 9.7231 | SAN MATEO 2102 | 024192102 | UG | 21kV | 9.7231 | 024192102_UG |  |  | 100% | 100%
SAN MIGUEL 1104 | 182661104 | OH | 12kV | 144.1293 | SAN MIGUEL 1104 | 182661104 | OH | 12kV | 144.1293 | 182661104_OH |  | X | 99.98% | 99.98%
|  |  | (empty) | 0.032052 | SAN MIGUEL 1104 | 182661104 | OH | (blank) | 0.032052 | 182661104_OH | DIFF VOLT | X | 0.02223% | 99.98%
|  | UG | 12kV | 10.2004 | SAN MIGUEL 1104 | 182661104 | UG | 12kV | 10.2004 | 182661104_UG |  |  | 100% | 100%
SAN MIGUEL 1105 | 182661105 | OH | 12kV | 20.159 | SAN MIGUEL 1105 | 182661105 | OH | 12kV | 20.159 | 182661105_OH |  |  | 100% | 100%
|  | UG | 12kV | 5.1176 | SAN MIGUEL 1105 | 182661105 | UG | 12kV | 5.1176 | 182661105_UG |  |  | 100% | 100%
SAN MIGUEL 1106 | 182661106 | OH | 12kV | 60.9209 | SAN MIGUEL 1106 | 182661106 | OH | 12kV | 60.9209 | 182661106_OH |  | X | 81.94% | 81.94%
|  |  | 21kV | 13.4276 | SAN MIGUEL 1106 | 182661106 | OH | 21kV | 13.4276 | 182661106_OH | DIFF VOLT | X | 18.06% | 81.94%
|  | UG | 12kV | 1.6773 | SAN MIGUEL 1106 | 182661106 | UG | 12kV | 1.6773 | 182661106_UG |  | X | 97.55% | 97.55%
|  |  | 21kV | 0.042073 | SAN MIGUEL 1106 | 182661106 | UG | 21kV | 0.042073 | 182661106_UG | DIFF VOLT | X | 2.447% | 97.55%
SAN MIGUEL 1107 | 182661107 | OH | 12kV | 5.7371 | SAN MIGUEL 1107 | 182661107 | OH | 12kV | 5.7371 | 182661107_OH |  |  | 100% | 100%
|  | UG | 12kV | 0.19165 | SAN MIGUEL 1107 | 182661107 | UG | 12kV | 0.19165 | 182661107_UG |  |  | 100% | 100%
SAN PABLO 1105 | 014371105 | OH | 12kV | 15.6308 | SAN PABLO 1105 | 014371105 | OH | 12kV | 15.6308 | 014371105_OH |  |  | 100% | 100%
|  | UG | 12kV | 13.5365 | SAN PABLO 1105 | 014371105 | UG | 12kV | 13.5365 | 014371105_UG |  |  | 100% | 100%
SAN PABLO 1106 | 014371106 | OH | 12kV | 0.64866 | SAN PABLO 1106 | 014371106 | OH | 12kV | 0.64866 | 014371106_OH |  |  | 100% | 100%
|  | UG | 12kV | 16.9611 | SAN PABLO 1106 | 014371106 | UG | 12kV | 16.9611 | 014371106_UG |  | X | 99.28% | 99.28%
|  |  | (empty) | 0.12283 | SAN PABLO 1106 | 014371106 | UG | (blank) | 0.12283 | 014371106_UG | DIFF VOLT | X | 0.719% | 99.28%
SAN RAFAEL 1101 | 042011101 | OH | 12kV | 23.6282 | SAN RAFAEL 1101 | 042011101 | OH | 12kV | 23.6282 | 042011101_OH |  |  | 100% | 100%
|  | UG | 12kV | 8.2344 | SAN RAFAEL 1101 | 042011101 | UG | 12kV | 8.2344 | 042011101_UG |  |  | 100% | 100%
SAN RAFAEL 1102 | 042011102 | OH | 12kV | 4.8459 | SAN RAFAEL 1102 | 042011102 | OH | 12kV | 4.8459 | 042011102_OH |  |  | 100% | 100%
|  | UG | 12kV | 12.2047 | SAN RAFAEL 1102 | 042011102 | UG | 12kV | 12.2047 | 042011102_UG |  |  | 100% | 100%
SAN RAFAEL 1103 | 042011103 | OH | 12kV | 5.8723 | SAN RAFAEL 1103 | 042011103 | OH | 12kV | 5.8723 | 042011103_OH |  |  | 100% | 100%
|  | UG | 12kV | 7.6374 | SAN RAFAEL 1103 | 042011103 | UG | 12kV | 7.6374 | 042011103_UG |  |  | 100% | 100%
SAN RAFAEL 1104 | 042011104 | OH | 12kV | 24.95 | SAN RAFAEL 1104 | 042011104 | OH | 12kV | 24.95 | 042011104_OH |  |  | 100% | 100%
|  | UG | 12kV | 7.6494 | SAN RAFAEL 1104 | 042011104 | UG | 12kV | 7.6494 | 042011104_UG |  |  | 100% | 100%
SAN RAFAEL 1105 | 042011105 | OH | 12kV | 23.0336 | SAN RAFAEL 1105 | 042011105 | OH | 12kV | 23.0336 | 042011105_OH |  |  | 100% | 100%
|  | UG | 12kV | 19.8601 | SAN RAFAEL 1105 | 042011105 | UG | 12kV | 19.8601 | 042011105_UG |  |  | 100% | 100%
SAN RAFAEL 1106 | 042011106 | OH | 12kV | 21.0125 | SAN RAFAEL 1106 | 042011106 | OH | 12kV | 21.0125 | 042011106_OH |  |  | 100% | 100%
|  | UG | 12kV | 7.087 | SAN RAFAEL 1106 | 042011106 | UG | 12kV | 7.087 | 042011106_UG |  |  | 100% | 100%
SAN RAFAEL 1107 | 042011107 | OH | 12kV | 29.1728 | SAN RAFAEL 1107 | 042011107 | OH | 12kV | 29.1728 | 042011107_OH |  |  | 100% | 100%
|  | UG | 12kV | 11.9553 | SAN RAFAEL 1107 | 042011107 | UG | 12kV | 11.9553 | 042011107_UG |  |  | 100% | 100%
SAN RAFAEL 1108 | 042011108 | OH | 12kV | 46.719 | SAN RAFAEL 1108 | 042011108 | OH | 12kV | 46.719 | 042011108_OH |  |  | 100% | 100%
|  | UG | 12kV | 7.0877 | SAN RAFAEL 1108 | 042011108 | UG | 12kV | 7.0877 | 042011108_UG |  |  | 100% | 100%
SAN RAFAEL 1109 | 042011109 | OH | 12kV | 26.3221 | SAN RAFAEL 1109 | 042011109 | OH | 12kV | 26.3221 | 042011109_OH |  |  | 100% | 100%
|  | UG | 12kV | 6.9474 | SAN RAFAEL 1109 | 042011109 | UG | 12kV | 6.9474 | 042011109_UG |  |  | 100% | 100%
SAN RAFAEL 1110 | 042011110 | OH | 12kV | 0.0056818 | SAN RAFAEL 1110 | 042011110 | OH | 12kV | 0.0056818 | 042011110_OH |  |  | 100% | 100%
|  | UG | 12kV | 1.5006 | SAN RAFAEL 1110 | 042011110 | UG | 12kV | 1.5006 | 042011110_UG |  |  | 100% | 100%
SAN RAMON 2101 | 014232101 | OH | 21kV | 1.0724 | SAN RAMON 2101 | 014232101 | OH | 21kV | 1.0724 | 014232101_OH |  |  | 100% | 100%
|  | UG | 21kV | 53.3387 | SAN RAMON 2101 | 014232101 | UG | 21kV | 53.3387 | 014232101_UG |  |  | 100% | 100%
SAN RAMON 2102 | 014232102 | OH | 21kV | 2.334 | SAN RAMON 2102 | 014232102 | OH | 21kV | 2.334 | 014232102_OH |  |  | 100% | 100%
|  | UG | 21kV | 45.7035 | SAN RAMON 2102 | 014232102 | UG | 21kV | 45.7035 | 014232102_UG |  |  | 100% | 100%
SAN RAMON 2103 | 014232103 | OH | 21kV | 2.7718 | SAN RAMON 2103 | 014232103 | OH | 21kV | 2.7718 | 014232103_OH |  |  | 100% | 100%
|  | UG | 21kV | 26.2859 | SAN RAMON 2103 | 014232103 | UG | 21kV | 26.2859 | 014232103_UG |  |  | 100% | 100%
SAN RAMON 2104 | 014232104 | OH | 21kV | 20.5998 | SAN RAMON 2104 | 014232104 | OH | 21kV | 20.5998 | 014232104_OH |  |  | 100% | 100%
|  | UG | 21kV | 22.4493 | SAN RAMON 2104 | 014232104 | UG | 21kV | 22.4493 | 014232104_UG |  |  | 100% | 100%
SAN RAMON 2105 | 014232105 | OH | 21kV | 3.5 | SAN RAMON 2105 | 014232105 | OH | 21kV | 3.5 | 014232105_OH |  |  | 100% | 100%
|  | UG | 21kV | 14.6149 | SAN RAMON 2105 | 014232105 | UG | 21kV | 14.6149 | 014232105_UG |  |  | 100% | 100%
SAN RAMON 2106 | 014232106 | OH | 21kV | 5.0957 | SAN RAMON 2106 | 014232106 | OH | 21kV | 5.0957 | 014232106_OH |  |  | 100% | 100%
|  | UG | 21kV | 17.8549 | SAN RAMON 2106 | 014232106 | UG | 21kV | 17.8549 | 014232106_UG |  |  | 100% | 100%
SAN RAMON 2107 | 014232107 | OH | 21kV | 27.5423 | SAN RAMON 2107 | 014232107 | OH | 21kV | 27.5423 | 014232107_OH |  |  | 100% | 100%
|  | UG | 21kV | 38.4634 | SAN RAMON 2107 | 014232107 | UG | 21kV | 38.4634 | 014232107_UG |  |  | 100% | 100%
SAN RAMON 2108 | 014232108 | OH | 21kV | 17.352 | SAN RAMON 2108 | 014232108 | OH | 21kV | 17.352 | 014232108_OH |  |  | 100% | 100%
|  | UG | 21kV | 40.8137 | SAN RAMON 2108 | 014232108 | UG | 21kV | 40.8137 | 014232108_UG |  |  | 100% | 100%
SAN RAMON 2110 | 014232110 | OH | 21kV | 0.10253 | SAN RAMON 2110 | 014232110 | OH | 21kV | 0.10253 | 014232110_OH |  |  | 100% | 100%
|  | UG | 21kV | 29.5065 | SAN RAMON 2110 | 014232110 | UG | 21kV | 29.5065 | 014232110_UG |  |  | 100% | 100%
SAN RAMON 2111 | 014232111 | OH | 21kV | 9.4371 | SAN RAMON 2111 | 014232111 | OH | 21kV | 9.4371 | 014232111_OH |  |  | 100% | 100%
|  | UG | 21kV | 17.4449 | SAN RAMON 2111 | 014232111 | UG | 21kV | 17.4449 | 014232111_UG |  |  | 100% | 100%
SAN RAMON 2112 | 014232112 | UG | 21kV | 1.7344 | SAN RAMON 2112 | 014232112 | UG | 21kV | 1.7344 | 014232112_UG |  |  | 100% | 100%
SAN RAMON 2113 | 014232113 | UG | 21kV | 1.718 | SAN RAMON 2113 | 014232113 | UG | 21kV | 1.718 | 014232113_UG |  |  | 100% | 100%
SAN RAMON 2114 | 014232114 | OH | 21kV | 1.6966 | SAN RAMON 2114 | 014232114 | OH | 21kV | 1.6966 | 014232114_OH |  |  | 100% | 100%
|  | UG | 21kV | 17.6218 | SAN RAMON 2114 | 014232114 | UG | 21kV | 17.6218 | 014232114_UG |  |  | 100% | 100%
SAN RAMON 2116 | 014232116 | OH | 21kV | 0.0028409 | SAN RAMON 2116 | 014232116 | OH | 21kV | 0.0028409 | 014232116_OH |  |  | 100% | 100%
|  | UG | 21kV | 16.1405 | SAN RAMON 2116 | 014232116 | UG | 21kV | 16.1405 | 014232116_UG |  |  | 100% | 100%
SAN RAMON 2117 | 014232117 | OH | 21kV | 1.6767 | SAN RAMON 2117 | 014232117 | OH | 21kV | 1.6767 | 014232117_OH |  |  | 100% | 100%
|  | UG | 21kV | 18.1558 | SAN RAMON 2117 | 014232117 | UG | 21kV | 18.1558 | 014232117_UG |  |  | 100% | 100%
SAN RAMON 2118 | 014232118 | OH | 21kV | 0.87121 | SAN RAMON 2118 | 014232118 | OH | 21kV | 0.87121 | 014232118_OH |  |  | 100% | 100%
|  | UG | 21kV | 25.4252 | SAN RAMON 2118 | 014232118 | UG | 21kV | 25.4252 | 014232118_UG |  |  | 100% | 100%
SAN RAMON 2119 | 014232119 | OH | 21kV | 3.9214 | SAN RAMON 2119 | 014232119 | OH | 21kV | 3.9214 | 014232119_OH |  |  | 100% | 100%
|  | UG | 21kV | 29.7603 | SAN RAMON 2119 | 014232119 | UG | 21kV | 29.7603 | 014232119_UG |  |  | 100% | 100%
SAND CREEK 1103 | 254601103 | OH | 12kV | 151.1887 | SAND CREEK 1103 | 254601103 | OH | 12kV | 151.1887 | 254601103_OH |  |  | 100% | 100%
|  | UG | 12kV | 0.029815 | SAND CREEK 1103 | 254601103 | UG | 12kV | 0.029815 | 254601103_UG |  |  | 100% | 100%
SANGER 1104 | 252351104 | OH | 12kV | 9.5904 | SANGER 1104 | 252351104 | OH | 12kV | 9.5904 | 252351104_OH |  |  | 100% | 100%
|  | UG | 12kV | 16.7926 | SANGER 1104 | 252351104 | UG | 12kV | 16.7926 | 252351104_UG |  |  | 100% | 100%
SANGER 1106 | 252351106 | OH | 12kV | 14.0156 | SANGER 1106 | 252351106 | OH | 12kV | 14.0156 | 252351106_OH |  |  | 100% | 100%
|  | UG | 12kV | 4.6429 | SANGER 1106 | 252351106 | UG | 12kV | 4.6429 | 252351106_UG |  |  | 100% | 100%
SANGER 1108 | 252351108 | OH | 12kV | 81.4839 | SANGER 1108 | 252351108 | OH | 12kV | 81.4839 | 252351108_OH |  |  | 100% | 100%
|  | UG | 12kV | 13.7952 | SANGER 1108 | 252351108 | UG | 12kV | 13.7952 | 252351108_UG |  |  | 100% | 100%
SANGER 1110 | 252351110 | OH | 12kV | 29.4903 | SANGER 1110 | 252351110 | OH | 12kV | 29.4903 | 252351110_OH |  |  | 100% | 100%
|  | UG | 12kV | 4.2555 | SANGER 1110 | 252351110 | UG | 12kV | 4.2555 | 252351110_UG |  |  | 100% | 100%
SANGER 1112 | 252351112 | OH | 12kV | 11.4647 | SANGER 1112 | 252351112 | OH | 12kV | 11.4647 | 252351112_OH |  |  | 100% | 100%
|  | UG | 12kV | 0.15477 | SANGER 1112 | 252351112 | UG | 12kV | 0.15477 | 252351112_UG |  |  | 100% | 100%
SANGER 1114 | 252351114 | OH | 12kV | 63.2277 | SANGER 1114 | 252351114 | OH | 12kV | 63.2277 | 252351114_OH |  |  | 100% | 100%
|  | UG | 12kV | 6.1761 | SANGER 1114 | 252351114 | UG | 12kV | 6.1761 | 252351114_UG |  |  | 100% | 100%
SANGER 1116 | 252351116 | OH | 12kV | 13.6432 | SANGER 1116 | 252351116 | OH | 12kV | 13.6432 | 252351116_OH |  |  | 100% | 100%
|  | UG | 12kV | 6.3343 | SANGER 1116 | 252351116 | UG | 12kV | 6.3343 | 252351116_UG |  |  | 100% | 100%
SANGER 1118 | 252351118 | OH | 12kV | 26.4263 | SANGER 1118 | 252351118 | OH | 12kV | 26.4263 | 252351118_OH |  |  | 100% | 100%
|  | UG | 12kV | 16.5701 | SANGER 1118 | 252351118 | UG | 12kV | 16.5701 | 252351118_UG |  |  | 100% | 100%
SANTA MARIA 1105 | 182671105 | OH | 12kV | 28.821 | SANTA MARIA 1105 | 182671105 | OH | 12kV | 28.821 | 182671105_OH |  |  | 100% | 100%
|  | UG | 12kV | 18.8711 | SANTA MARIA 1105 | 182671105 | UG | 12kV | 18.8711 | 182671105_UG |  |  | 100% | 100%
SANTA MARIA 1106 | 182671106 | OH | 12kV | 17.0241 | SANTA MARIA 1106 | 182671106 | OH | 12kV | 17.0241 | 182671106_OH |  |  | 100% | 100%
|  | UG | 12kV | 13.7002 | SANTA MARIA 1106 | 182671106 | UG | 12kV | 13.7002 | 182671106_UG |  |  | 100% | 100%
SANTA MARIA 1107 | 182671107 | OH | 12kV | 4.9627 | SANTA MARIA 1107 | 182671107 | OH | 12kV | 4.9627 | 182671107_OH |  |  | 100% | 100%
|  | UG | 12kV | 2.1496 | SANTA MARIA 1107 | 182671107 | UG | 12kV | 2.1496 | 182671107_UG |  |  | 100% | 100%
SANTA MARIA 1108 | 182671108 | OH | 12kV | 94.6674 | SANTA MARIA 1108 | 182671108 | OH | 12kV | 94.6674 | 182671108_OH |  |  | 100% | 100%
|  | UG | 12kV | 13.9509 | SANTA MARIA 1108 | 182671108 | UG | 12kV | 13.9509 | 182671108_UG |  |  | 100% | 100%
SANTA MARIA 1109 | 182671109 | OH | 12kV | 46.5751 | SANTA MARIA 1109 | 182671109 | OH | 12kV | 46.5751 | 182671109_OH |  |  | 100% | 100%
|  | UG | 12kV | 8.1157 | SANTA MARIA 1109 | 182671109 | UG | 12kV | 8.1157 | 182671109_UG |  |  | 100% | 100%
SANTA MARIA 1110 | 182671110 | OH | 12kV | 52.6434 | SANTA MARIA 1110 | 182671110 | OH | 12kV | 52.6434 | 182671110_OH |  |  | 100% | 100%
|  | UG | 12kV | 7.9649 | SANTA MARIA 1110 | 182671110 | UG | 12kV | 7.9649 | 182671110_UG |  |  | 100% | 100%
SANTA MARIA 1111 | 182671111 | OH | 12kV | 13.4856 | SANTA MARIA 1111 | 182671111 | OH | 12kV | 13.4856 | 182671111_OH |  |  | 100% | 100%
|  | UG | 12kV | 10.8115 | SANTA MARIA 1111 | 182671111 | UG | 12kV | 10.8115 | 182671111_UG |  |  | 100% | 100%
SANTA MARIA 1112 | 182671112 | OH | 12kV | 12.5348 | SANTA MARIA 1112 | 182671112 | OH | 12kV | 12.5348 | 182671112_OH |  |  | 100% | 100%
|  | UG | 12kV | 14.4869 | SANTA MARIA 1112 | 182671112 | UG | 12kV | 14.4869 | 182671112_UG |  | X | 99.33% | 99.33%
|  |  | (empty) | 0.098127 | SANTA MARIA 1112 | 182671112 | UG | (blank) | 0.098127 | 182671112_UG | DIFF VOLT | X | 0.6728% | 99.33%
SANTA NELLA 1101 | 254051101 | OH | 12kV | 38.5471 | SANTA NELLA 1101 | 254051101 | OH | 12kV | 38.5471 | 254051101_OH |  |  | 100% | 100%
|  | UG | 12kV | 3.2341 | SANTA NELLA 1101 | 254051101 | UG | 12kV | 3.2341 | 254051101_UG |  |  | 100% | 100%
SANTA NELLA 1104 | 254051104 | OH | 12kV | 52.293 | SANTA NELLA 1104 | 254051104 | OH | 12kV | 52.293 | 254051104_OH |  |  | 100% | 100%
|  | UG | 12kV | 7.598 | SANTA NELLA 1104 | 254051104 | UG | 12kV | 7.598 | 254051104_UG |  |  | 100% | 100%
SANTA RITA 1102 | 253541102 | OH | 12kV | 86.7429 | SANTA RITA 1102 | 253541102 | OH | 12kV | 86.7429 | 253541102_OH |  |  | 100% | 100%
|  | UG | 12kV | 0.42404 | SANTA RITA 1102 | 253541102 | UG | 12kV | 0.42404 | 253541102_UG |  |  | 100% | 100%
SANTA RITA 1105 | 253541105 | OH | 12kV | 61.2863 | SANTA RITA 1105 | 253541105 | OH | 12kV | 61.2863 | 253541105_OH |  |  | 100% | 100%
|  | UG | 12kV | 0.31469 | SANTA RITA 1105 | 253541105 | UG | 12kV | 0.31469 | 253541105_UG |  |  | 100% | 100%
SANTA ROSA A 1101 | 042151101 | OH | 12kV | 4.5193 | SANTA ROSA A 1101 | 042151101 | OH | 12kV | 4.5193 | 042151101_OH |  |  | 100% | 100%
|  | UG | 12kV | 4.8964 | SANTA ROSA A 1101 | 042151101 | UG | 12kV | 4.8964 | 042151101_UG |  |  | 100% | 100%
SANTA ROSA A 1102 | 042151102 | OH | 12kV | 11.8623 | SANTA ROSA A 1102 | 042151102 | OH | 12kV | 11.8623 | 042151102_OH |  |  | 100% | 100%
|  | UG | 12kV | 18.8935 | SANTA ROSA A 1102 | 042151102 | UG | 12kV | 18.8935 | 042151102_UG |  |  | 100% | 100%
SANTA ROSA A 1103 | 042151103 | OH | 12kV | 11.1251 | SANTA ROSA A 1103 | 042151103 | OH | 12kV | 11.1251 | 042151103_OH |  |  | 100% | 100%
|  | UG | 12kV | 23.1144 | SANTA ROSA A 1103 | 042151103 | UG | 12kV | 23.1144 | 042151103_UG |  |  | 100% | 100%
SANTA ROSA A 1104 | 042151104 | OH | 12kV | 56.1461 | SANTA ROSA A 1104 | 042151104 | OH | 12kV | 56.1461 | 042151104_OH |  |  | 100% | 100%
|  | UG | 12kV | 17.2697 | SANTA ROSA A 1104 | 042151104 | UG | 12kV | 17.2697 | 042151104_UG |  |  | 100% | 100%
SANTA ROSA A 1105 | 042151105 | OH | 12kV | 9.371 | SANTA ROSA A 1105 | 042151105 | OH | 12kV | 9.371 | 042151105_OH |  |  | 100% | 100%
|  | UG | 12kV | 4.7664 | SANTA ROSA A 1105 | 042151105 | UG | 12kV | 4.7664 | 042151105_UG |  |  | 100% | 100%
SANTA ROSA A 1106 | 042151106 | OH | 12kV | 9.9633 | SANTA ROSA A 1106 | 042151106 | OH | 12kV | 9.9633 | 042151106_OH |  |  | 100% | 100%
|  | UG | 12kV | 12.0568 | SANTA ROSA A 1106 | 042151106 | UG | 12kV | 12.0568 | 042151106_UG |  |  | 100% | 100%
SANTA ROSA A 1107 | 042151107 | OH | 12kV | 6.1491 | SANTA ROSA A 1107 | 042151107 | OH | 12kV | 6.1491 | 042151107_OH |  |  | 100% | 100%
|  | UG | 12kV | 5.5734 | SANTA ROSA A 1107 | 042151107 | UG | 12kV | 5.5734 | 042151107_UG |  |  | 100% | 100%
SANTA ROSA A 1108 | 042151108 | OH | 12kV | 6.7961 | SANTA ROSA A 1108 | 042151108 | OH | 12kV | 6.7961 | 042151108_OH |  |  | 100% | 100%
|  | UG | 12kV | 20.1039 | SANTA ROSA A 1108 | 042151108 | UG | 12kV | 20.1039 | 042151108_UG |  |  | 100% | 100%
SANTA ROSA A 1109 | 042151109 | OH | 12kV | 5.919 | SANTA ROSA A 1109 | 042151109 | OH | 12kV | 5.919 | 042151109_OH |  |  | 100% | 100%
|  | UG | 12kV | 5.7263 | SANTA ROSA A 1109 | 042151109 | UG | 12kV | 5.7263 | 042151109_UG |  |  | 100% | 100%
SANTA ROSA A 1110 | 042151110 | OH | 12kV | 24.6335 | SANTA ROSA A 1110 | 042151110 | OH | 12kV | 24.6335 | 042151110_OH |  |  | 100% | 100%
|  | UG | 12kV | 10.665 | SANTA ROSA A 1110 | 042151110 | UG | 12kV | 10.665 | 042151110_UG |  |  | 100% | 100%
SANTA ROSA A 1111 | 042151111 | OH | 12kV | 26.1046 | SANTA ROSA A 1111 | 042151111 | OH | 12kV | 26.1046 | 042151111_OH |  |  | 100% | 100%
|  | UG | 12kV | 18.8956 | SANTA ROSA A 1111 | 042151111 | UG | 12kV | 18.8956 | 042151111_UG |  |  | 100% | 100%
SANTA ROSA A 1112 | 042151112 | OH | 12kV | 12.7715 | SANTA ROSA A 1112 | 042151112 | OH | 12kV | 12.7715 | 042151112_OH |  |  | 100% | 100%
|  | UG | 12kV | 4.3298 | SANTA ROSA A 1112 | 042151112 | UG | 12kV | 4.3298 | 042151112_UG |  |  | 100% | 100%
SANTA YNEZ 1101 | 182721101 | OH | 12kV | 59.0884 | SANTA YNEZ 1101 | 182721101 | OH | 12kV | 59.0884 | 182721101_OH |  |  | 100% | 100%
|  | UG | 12kV | 15.9771 | SANTA YNEZ 1101 | 182721101 | UG | 12kV | 15.9771 | 182721101_UG |  |  | 100% | 100%
SANTA YNEZ 1102 | 182721102 | OH | 12kV | 33.718 | SANTA YNEZ 1102 | 182721102 | OH | 12kV | 33.718 | 182721102_OH |  |  | 100% | 100%
|  | UG | 12kV | 17.7137 | SANTA YNEZ 1102 | 182721102 | UG | 12kV | 17.7137 | 182721102_UG |  |  | 100% | 100%
SANTA YNEZ 1104 | 182721104 | OH | 12kV | 86.2814 | SANTA YNEZ 1104 | 182721104 | OH | 12kV | 86.2814 | 182721104_OH |  |  | 100% | 100%
|  | UG | 12kV | 25.0794 | SANTA YNEZ 1104 | 182721104 | UG | 12kV | 25.0794 | 182721104_UG |  |  | 100% | 100%
SARANAP 0401 | 013560401 | OH | 4.16kV | 2.4568 | SARANAP 0401 | 013560401 | OH | 4.16kV | 2.4568 | 013560401_OH |  |  | 100% | 100%
|  | UG | 4.16kV | 1.1265 | SARANAP 0401 | 013560401 | UG | 4.16kV | 1.1265 | 013560401_UG |  |  | 100% | 100%
SARATOGA 1103 | 083371103 | OH | 12kV | 10.4319 | SARATOGA 1103 | 083371103 | OH | 12kV | 10.4319 | 083371103_OH |  |  | 100% | 100%
|  | UG | 12kV | 7.9205 | SARATOGA 1103 | 083371103 | UG | 12kV | 7.9205 | 083371103_UG |  |  | 100% | 100%
SARATOGA 1104 | 083371104 | OH | 12kV | 18.0023 | SARATOGA 1104 | 083371104 | OH | 12kV | 18.0023 | 083371104_OH |  |  | 100% | 100%
|  | UG | 12kV | 11.4056 | SARATOGA 1104 | 083371104 | UG | 12kV | 11.4056 | 083371104_UG |  |  | 100% | 100%
SARATOGA 1105 | 083371105 | OH | 12kV | 16.6062 | SARATOGA 1105 | 083371105 | OH | 12kV | 16.6062 | 083371105_OH |  |  | 100% | 100%
|  | UG | 12kV | 13.1457 | SARATOGA 1105 | 083371105 | UG | 12kV | 13.1457 | 083371105_UG |  |  | 100% | 100%
SARATOGA 1106 | 083371106 | OH | 12kV | 26.8054 | SARATOGA 1106 | 083371106 | OH | 12kV | 26.8054 | 083371106_OH |  |  | 100% | 100%
|  | UG | 12kV | 8.5133 | SARATOGA 1106 | 083371106 | UG | 12kV | 8.5133 | 083371106_UG |  |  | 100% | 100%
SARATOGA 1107 | 083371107 | OH | 12kV | 45.553 | SARATOGA 1107 | 083371107 | OH | 12kV | 45.553 | 083371107_OH |  |  | 100% | 100%
|  | UG | 12kV | 13.4382 | SARATOGA 1107 | 083371107 | UG | 12kV | 13.4382 | 083371107_UG |  |  | 100% | 100%
SARATOGA 1108 | 083371108 | OH | 12kV | 18.5455 | SARATOGA 1108 | 083371108 | OH | 12kV | 18.5455 | 083371108_OH |  |  | 100% | 100%
|  | UG | 12kV | 5.8852 | SARATOGA 1108 | 083371108 | UG | 12kV | 5.8852 | 083371108_UG |  |  | 100% | 100%
SARATOGA 1109 | 083371109 | OH | 12kV | 25.3306 | SARATOGA 1109 | 083371109 | OH | 12kV | 25.3306 | 083371109_OH |  |  | 100% | 100%
|  | UG | 12kV | 4.9895 | SARATOGA 1109 | 083371109 | UG | 12kV | 4.9895 | 083371109_UG |  |  | 100% | 100%
SARATOGA 1110 | 083371110 | OH | 12kV | 19.9894 | SARATOGA 1110 | 083371110 | OH | 12kV | 19.9894 | 083371110_OH |  |  | 100% | 100%
|  | UG | 12kV | 3.613 | SARATOGA 1110 | 083371110 | UG | 12kV | 3.613 | 083371110_UG |  |  | 100% | 100%
SARATOGA 1111 | 083371111 | OH | 12kV | 23.9373 | SARATOGA 1111 | 083371111 | OH | 12kV | 23.9373 | 083371111_OH |  |  | 100% | 100%
|  | UG | 12kV | 8.181 | SARATOGA 1111 | 083371111 | UG | 12kV | 8.181 | 083371111_UG |  |  | 100% | 100%
SARATOGA 1112 | 083371112 | OH | 12kV | 8.44 | SARATOGA 1112 | 083371112 | OH | 12kV | 8.44 | 083371112_OH |  |  | 100% | 100%
|  | UG | 12kV | 5.4267 | SARATOGA 1112 | 083371112 | UG | 12kV | 5.4267 | 083371112_UG |  |  | 100% | 100%
SARATOGA 1113 | 083371113 | OH | 12kV | 25.6018 | SARATOGA 1113 | 083371113 | OH | 12kV | 25.6018 | 083371113_OH |  |  | 100% | 100%
|  | UG | 12kV | 8.0508 | SARATOGA 1113 | 083371113 | UG | 12kV | 8.0508 | 083371113_UG |  |  | 100% | 100%
SARATOGA 1114 | 083371114 | OH | 12kV | 21.1004 | SARATOGA 1114 | 083371114 | OH | 12kV | 21.1004 | 083371114_OH |  |  | 100% | 100%
|  | UG | 12kV | 10.4748 | SARATOGA 1114 | 083371114 | UG | 12kV | 10.4748 | 083371114_UG |  |  | 100% | 100%
SARATOGA 1115 | 083371115 | OH | 12kV | 12.6448 | SARATOGA 1115 | 083371115 | OH | 12kV | 12.6448 | 083371115_OH |  |  | 100% | 100%
|  | UG | 12kV | 16.262 | SARATOGA 1115 | 083371115 | UG | 12kV | 16.262 | 083371115_UG |  |  | 100% | 100%
SAUSALITO 0401 | 042490401 | OH | 4.16kV | 2.0057 | SAUSALITO 0401 | 042490401 | OH | 4.16kV | 2.0057 | 042490401_OH |  |  | 100% | 100%
|  | UG | 4.16kV | 0.089819 | SAUSALITO 0401 | 042490401 | UG | 4.16kV | 0.089819 | 042490401_UG |  |  | 100% | 100%
SAUSALITO 0402 | 042490402 | OH | 4.16kV | 2.9404 | SAUSALITO 0402 | 042490402 | OH | 4.16kV | 2.9404 | 042490402_OH |  |  | 100% | 100%
|  | UG | 4.16kV | 0.19877 | SAUSALITO 0402 | 042490402 | UG | 4.16kV | 0.19877 | 042490402_UG |  |  | 100% | 100%
SAUSALITO 1101 | 042491101 | OH | 12kV | 6.6639 | SAUSALITO 1101 | 042491101 | OH | 12kV | 6.6639 | 042491101_OH |  |  | 100% | 100%
|  | UG | 12kV | 9.5885 | SAUSALITO 1101 | 042491101 | UG | 12kV | 9.5885 | 042491101_UG |  |  | 100% | 100%
SAUSALITO 1102 | 042491102 | OH | 12kV | 17.9549 | SAUSALITO 1102 | 042491102 | OH | 12kV | 17.9549 | 042491102_OH |  | X | 99.93% | 99.93%
|  |  | 4.16kV | 0.012908 | SAUSALITO 1102 | 042491102 | OH | 4.16kV | 0.012908 | 042491102_OH | DIFF VOLT | X | 0.07184% | 99.93%
|  | UG | 12kV | 9.2974 | SAUSALITO 1102 | 042491102 | UG | 12kV | 9.2974 | 042491102_UG |  | X | 99.92% | 99.92%
|  |  | 4.16kV | 0.0072224 | SAUSALITO 1102 | 042491102 | UG | 4.16kV | 0.0072224 | 042491102_UG | DIFF VOLT | X | 0.07762% | 99.92%
SCE MCFARLAND 1101 | 258111101 | OH | 12kV | 0.49828 | SCE MCFARLAND 1101 | 258111101 | OH | 12kV | 0.49828 | 258111101_OH |  |  | 100% | 100%
SCE REFUGIO 1701 | 188071701 | OH | 17kV | 0.29087 | SCE REFUGIO 1701 | 188071701 | OH | 17kV | 0.29087 | 188071701_OH |  |  | 100% | 100%
SCE TEHACHAPI 1101 | 258131101 | OH | 12kV | 1.4266 | SCE TEHACHAPI 1101 | 258131101 | OH | 12kV | 1.4266 | 258131101_OH |  |  | 100% | 100%
SCE TEJON TIE 1101 | 258191101 | OH | 12kV | 0.049928 | SCE TEJON TIE 1101 | 258191101 | OH | 12kV | 0.049928 | 258191101_OH |  |  | 100% | 100%
SCE VEGAS 1701 | 188881701 | OH | 17kV | 0.16991 | SCE VEGAS 1701 | 188881701 | OH | 17kV | 0.16991 | 188881701_OH |  |  | 100% | 100%
SCHINDLER 1104 | 252891104 | OH | 12kV | 0.0068408 | SCHINDLER 1104 | 252891104 | OH | 12kV | 0.0068408 | 252891104_OH |  |  | 100% | 100%
SCHINDLER 1105 | 252891105 | OH | 12kV | 42.0114 | SCHINDLER 1105 | 252891105 | OH | 12kV | 42.0114 | 252891105_OH |  |  | 100% | 100%
|  | UG | 12kV | 0.49245 | SCHINDLER 1105 | 252891105 | UG | 12kV | 0.49245 | 252891105_UG |  |  | 100% | 100%
SCHINDLER 1107 | 252891107 | OH | 12kV | 1.4289 | SCHINDLER 1107 | 252891107 | OH | 12kV | 1.4289 | 252891107_OH |  |  | 100% | 100%
|  | UG | 12kV | 0.43282 | SCHINDLER 1107 | 252891107 | UG | 12kV | 0.43282 | 252891107_UG |  |  | 100% | 100%
SCHINDLER 1108 | 252891108 | OH | 12kV | 2.3098 | SCHINDLER 1108 | 252891108 | OH | 12kV | 2.3098 | 252891108_OH |  |  | 100% | 100%
|  | UG | 12kV | 0.97014 | SCHINDLER 1108 | 252891108 | UG | 12kV | 0.97014 | 252891108_UG |  |  | 100% | 100%
SCHINDLER 1109 | 252891109 | OH | 12kV | 1.6683 | SCHINDLER 1109 | 252891109 | OH | 12kV | 1.6683 | 252891109_OH |  |  | 100% | 100%
|  | UG | 12kV | 0.89209 | SCHINDLER 1109 | 252891109 | UG | 12kV | 0.89209 | 252891109_UG |  |  | 100% | 100%
SCHINDLER 1110 | 252891110 | OH | 12kV | 48.0945 | SCHINDLER 1110 | 252891110 | OH | 12kV | 48.0945 | 252891110_OH |  |  | 100% | 100%
|  | UG | 12kV | 0.96072 | SCHINDLER 1110 | 252891110 | UG | 12kV | 0.96072 | 252891110_UG |  |  | 100% | 100%
SCHINDLER 1111 | 252891111 | OH | 12kV | 41.737 | SCHINDLER 1111 | 252891111 | OH | 12kV | 41.737 | 252891111_OH |  |  | 100% | 100%
|  | UG | 12kV | 0.34666 | SCHINDLER 1111 | 252891111 | UG | 12kV | 0.34666 | 252891111_UG |  |  | 100% | 100%
SCHINDLER 1112 | 252891112 | OH | 12kV | 62.0475 | SCHINDLER 1112 | 252891112 | OH | 12kV | 62.0475 | 252891112_OH |  |  | 100% | 100%
|  | UG | 12kV | 1.4603 | SCHINDLER 1112 | 252891112 | UG | 12kV | 1.4603 | 252891112_UG |  |  | 100% | 100%
SCHINDLER 1114 | 252891114 | OH | 12kV | 58.8223 | SCHINDLER 1114 | 252891114 | OH | 12kV | 58.8223 | 252891114_OH |  |  | 100% | 100%
|  | UG | 12kV | 0.74641 | SCHINDLER 1114 | 252891114 | UG | 12kV | 0.74641 | 252891114_UG |  |  | 100% | 100%
SCHINDLER 1116 | 252891116 | OH | 12kV | 30.1053 | SCHINDLER 1116 | 252891116 | OH | 12kV | 30.1053 | 252891116_OH |  |  | 100% | 100%
|  | UG | 12kV | 0.31921 | SCHINDLER 1116 | 252891116 | UG | 12kV | 0.31921 | 252891116_UG |  |  | 100% | 100%
SEACLIFF 0401 | 083500401 | OH | 4.16kV | 9.3045 | SEACLIFF 0401 | 083500401 | OH | 4.16kV | 9.3045 | 083500401_OH |  |  | 100% | 100%
|  | UG | 4.16kV | 1.9311 | SEACLIFF 0401 | 083500401 | UG | 4.16kV | 1.9311 | 083500401_UG |  |  | 100% | 100%
SEACLIFF 0402 | 083500402 | OH | 4.16kV | 1.5564 | SEACLIFF 0402 | 083500402 | OH | 4.16kV | 1.5564 | 083500402_OH |  |  | 100% | 100%
|  | UG | 4.16kV | 1.2691 | SEACLIFF 0402 | 083500402 | UG | 4.16kV | 1.2691 | 083500402_UG |  |  | 100% | 100%
SEMITROPIC 1104 | 252901104 | OH | 12kV | 16.095 | SEMITROPIC 1104 | 252901104 | OH | 12kV | 16.095 | 252901104_OH |  |  | 100% | 100%
|  | UG | 12kV | 0.1429 | SEMITROPIC 1104 | 252901104 | UG | 12kV | 0.1429 | 252901104_UG |  |  | 100% | 100%
SEMITROPIC 1106 | 252901106 | OH | 12kV | 27.1091 | SEMITROPIC 1106 | 252901106 | OH | 12kV | 27.1091 | 252901106_OH |  |  | 100% | 100%
|  | UG | 12kV | 0.32528 | SEMITROPIC 1106 | 252901106 | UG | 12kV | 0.32528 | 252901106_UG |  |  | 100% | 100%
SEMITROPIC 1108 | 252901108 | OH | 12kV | 11.768 | SEMITROPIC 1108 | 252901108 | OH | 12kV | 11.768 | 252901108_OH |  |  | 100% | 100%
|  | UG | 12kV | 0.052216 | SEMITROPIC 1108 | 252901108 | UG | 12kV | 0.052216 | 252901108_UG |  |  | 100% | 100%
SEMITROPIC 1110 | 252901110 | OH | 12kV | 50.1036 | SEMITROPIC 1110 | 252901110 | OH | 12kV | 50.1036 | 252901110_OH |  |  | 100% | 100%
|  | UG | 12kV | 15.9394 | SEMITROPIC 1110 | 252901110 | UG | 12kV | 15.9394 | 252901110_UG |  |  | 100% | 100%
SEMITROPIC 1112 | 252901112 | OH | 12kV | 26.7288 | SEMITROPIC 1112 | 252901112 | OH | 12kV | 26.7288 | 252901112_OH |  |  | 100% | 100%
|  | UG | 12kV | 0.12155 | SEMITROPIC 1112 | 252901112 | UG | 12kV | 0.12155 | 252901112_UG |  |  | 100% | 100%
SERRAMONTE 1103 | 022861103 | OH | 12kV | 13.1538 | SERRAMONTE 1103 | 022861103 | OH | 12kV | 13.1538 | 022861103_OH |  |  | 100% | 100%
|  | UG | 12kV | 4.2794 | SERRAMONTE 1103 | 022861103 | UG | 12kV | 4.2794 | 022861103_UG |  |  | 100% | 100%
SERRAMONTE 1104 | 022861104 | OH | 12kV | 12.6222 | SERRAMONTE 1104 | 022861104 | OH | 12kV | 12.6222 | 022861104_OH |  |  | 100% | 100%
|  | UG | 12kV | 13.2055 | SERRAMONTE 1104 | 022861104 | UG | 12kV | 13.2055 | 022861104_UG |  |  | 100% | 100%
SF E 0401 | 022070401 | OH | 4.16kV | 3.5253 | SF E 0401 | 022070401 | OH | 4.16kV | 3.5253 | 022070401_OH |  |  | 100% | 100%
|  | UG | 4.16kV | 2.3956 | SF E 0401 | 022070401 | UG | 4.16kV | 2.3956 | 022070401_UG |  |  | 100% | 100%
SF E 0405 | 022070405 | OH | 4.16kV | 2.2038 | SF E 0405 | 022070405 | OH | 4.16kV | 2.2038 | 022070405_OH |  |  | 100% | 100%
|  | UG | 4.16kV | 0.62488 | SF E 0405 | 022070405 | UG | 4.16kV | 0.62488 | 022070405_UG |  |  | 100% | 100%
SF E 0406 | 022070406 | OH | 4.16kV | 1.4643 | SF E 0406 | 022070406 | OH | 4.16kV | 1.4643 | 022070406_OH |  |  | 100% | 100%
|  | UG | 4.16kV | 0.21506 | SF E 0406 | 022070406 | UG | 4.16kV | 0.21506 | 022070406_UG |  |  | 100% | 100%
SF E 0407 | 022070407 | OH | 4.16kV | 0.94277 | SF E 0407 | 022070407 | OH | 4.16kV | 0.94277 | 022070407_OH |  |  | 100% | 100%
|  | UG | 4.16kV | 2.4419 | SF E 0407 | 022070407 | UG | 4.16kV | 2.4419 | 022070407_UG |  |  | 100% | 100%
SF E 0408 | 022070408 | OH | 4.16kV | 2.7961 | SF E 0408 | 022070408 | OH | 4.16kV | 2.7961 | 022070408_OH |  |  | 100% | 100%
|  | UG | 4.16kV | 0.30228 | SF E 0408 | 022070408 | UG | 4.16kV | 0.30228 | 022070408_UG |  |  | 100% | 100%
SF E 0409 | 022070409 | OH | 4.16kV | 1.8485 | SF E 0409 | 022070409 | OH | 4.16kV | 1.8485 | 022070409_OH |  |  | 100% | 100%
|  | UG | 4.16kV | 1.6901 | SF E 0409 | 022070409 | UG | 4.16kV | 1.6901 | 022070409_UG |  |  | 100% | 100%
SF E 0410 | 022070410 | OH | 4.16kV | 1.8707 | SF E 0410 | 022070410 | OH | 4.16kV | 1.8707 | 022070410_OH |  |  | 100% | 100%
|  | UG | 4.16kV | 2.0573 | SF E 0410 | 022070410 | UG | 4.16kV | 2.0573 | 022070410_UG |  |  | 100% | 100%
SF E 1101 | 022071101 | OH | 12kV | 1.1298 | SF E 1101 | 022071101 | OH | 12kV | 1.1298 | 022071101_OH |  |  | 100% | 100%
|  | UG | 12kV | 4.809 | SF E 1101 | 022071101 | UG | 12kV | 4.809 | 022071101_UG |  |  | 100% | 100%
SF E 1103 | 022071103 | OH | 12kV | 3.1617 | SF E 1103 | 022071103 | OH | 12kV | 3.1617 | 022071103_OH |  |  | 100% | 100%
|  | UG | 12kV | 8.8204 | SF E 1103 | 022071103 | UG | 12kV | 8.8204 | 022071103_UG |  |  | 100% | 100%
SF E 1105 | 022071105 | OH | 12kV | 2.4323 | SF E 1105 | 022071105 | OH | 12kV | 2.4323 | 022071105_OH |  |  | 100% | 100%
|  | UG | 12kV | 8.2977 | SF E 1105 | 022071105 | UG | 12kV | 8.2977 | 022071105_UG |  |  | 100% | 100%
SF E 1107 | 022071107 | OH | 12kV | 3.5369 | SF E 1107 | 022071107 | OH | 12kV | 3.5369 | 022071107_OH |  |  | 100% | 100%
|  | UG | 12kV | 11.114 | SF E 1107 | 022071107 | UG | 12kV | 11.114 | 022071107_UG |  |  | 100% | 100%
SF E 1199 | 022071199 | UG | 12kV | 0.0078279 | SF E 1199 | 022071199 | UG | 12kV | 0.0078279 | 022071199_UG |  |  | 100% | 100%
SF G 0401 | 022090401 | OH | 4.16kV | 0.67422 | SF G 0401 | 022090401 | OH | 4.16kV | 0.67422 | 022090401_OH |  |  | 100% | 100%
|  | UG | 4.16kV | 0.13292 | SF G 0401 | 022090401 | UG | 4.16kV | 0.13292 | 022090401_UG |  |  | 100% | 100%
SF G 0402 | 022090402 | OH | 4.16kV | 1.5612 | SF G 0402 | 022090402 | OH | 4.16kV | 1.5612 | 022090402_OH |  |  | 100% | 100%
|  | UG | 4.16kV | 0.23487 | SF G 0402 | 022090402 | UG | 4.16kV | 0.23487 | 022090402_UG |  |  | 100% | 100%
SF G 0403 | 022090403 | OH | 4.16kV | 0.71211 | SF G 0403 | 022090403 | OH | 4.16kV | 0.71211 | 022090403_OH |  |  | 100% | 100%
|  | UG | 4.16kV | 1.6108 | SF G 0403 | 022090403 | UG | 4.16kV | 1.6108 | 022090403_UG |  |  | 100% | 100%
SF G 0404 | 022090404 | OH | 4.16kV | 0.95646 | SF G 0404 | 022090404 | OH | 4.16kV | 0.95646 | 022090404_OH |  |  | 100% | 100%
|  | UG | 4.16kV | 1.5581 | SF G 0404 | 022090404 | UG | 4.16kV | 1.5581 | 022090404_UG |  |  | 100% | 100%
SF G 0405 | 022090405 | OH | 4.16kV | 1.4702 | SF G 0405 | 022090405 | OH | 4.16kV | 1.4702 | 022090405_OH |  |  | 100% | 100%
|  | UG | 4.16kV | 0.38637 | SF G 0405 | 022090405 | UG | 4.16kV | 0.38637 | 022090405_UG |  |  | 100% | 100%
SF G 0406 | 022090406 | OH | 4.16kV | 1.2769 | SF G 0406 | 022090406 | OH | 4.16kV | 1.2769 | 022090406_OH |  |  | 100% | 100%
|  | UG | 4.16kV | 1.5194 | SF G 0406 | 022090406 | UG | 4.16kV | 1.5194 | 022090406_UG |  |  | 100% | 100%
SF G 0407 | 022090407 | OH | 4.16kV | 1.3562 | SF G 0407 | 022090407 | OH | 4.16kV | 1.3562 | 022090407_OH |  |  | 100% | 100%
|  | UG | 4.16kV | 0.73961 | SF G 0407 | 022090407 | UG | 4.16kV | 0.73961 | 022090407_UG |  |  | 100% | 100%
SF G 0408 | 022090408 | OH | 4.16kV | 1.3007 | SF G 0408 | 022090408 | OH | 4.16kV | 1.3007 | 022090408_OH |  |  | 100% | 100%
|  | UG | 4.16kV | 2.3877 | SF G 0408 | 022090408 | UG | 4.16kV | 2.3877 | 022090408_UG |  |  | 100% | 100%
SF G 0409 | 022090409 | OH | 4.16kV | 0.99126 | SF G 0409 | 022090409 | OH | 4.16kV | 0.99126 | 022090409_OH |  |  | 100% | 100%
|  | UG | 4.16kV | 1.0339 | SF G 0409 | 022090409 | UG | 4.16kV | 1.0339 | 022090409_UG |  |  | 100% | 100%
SF G 0410 | 022090410 | OH | 4.16kV | 0.58192 | SF G 0410 | 022090410 | OH | 4.16kV | 0.58192 | 022090410_OH |  |  | 100% | 100%
|  | UG | 4.16kV | 0.57605 | SF G 0410 | 022090410 | UG | 4.16kV | 0.57605 | 022090410_UG |  |  | 100% | 100%
SF G 0411 | 022090411 | UG | 4.16kV | 2.1402 | SF G 0411 | 022090411 | UG | 4.16kV | 2.1402 | 022090411_UG |  |  | 100% | 100%
SF G 0412 | 022090412 | OH | 4.16kV | 1.1007 | SF G 0412 | 022090412 | OH | 4.16kV | 1.1007 | 022090412_OH |  |  | 100% | 100%
|  | UG | 4.16kV | 1.0666 | SF G 0412 | 022090412 | UG | 4.16kV | 1.0666 | 022090412_UG |  |  | 100% | 100%
SF G 0413 | 022090413 | OH | 4.16kV | 0.97936 | SF G 0413 | 022090413 | OH | 4.16kV | 0.97936 | 022090413_OH |  |  | 100% | 100%
|  | UG | 4.16kV | 1.9449 | SF G 0413 | 022090413 | UG | 4.16kV | 1.9449 | 022090413_UG |  |  | 100% | 100%
SF G 0414 | 022090414 | OH | 4.16kV | 0.91928 | SF G 0414 | 022090414 | OH | 4.16kV | 0.91928 | 022090414_OH |  |  | 100% | 100%
|  | UG | 4.16kV | 1.1365 | SF G 0414 | 022090414 | UG | 4.16kV | 1.1365 | 022090414_UG |  |  | 100% | 100%
SF G 1101 | 022091101 | OH | 12kV | 1.0212 | SF G 1101 | 022091101 | OH | 12kV | 1.0212 | 022091101_OH |  |  | 100% | 100%
|  | UG | 12kV | 6.4644 | SF G 1101 | 022091101 | UG | 12kV | 6.4644 | 022091101_UG |  |  | 100% | 100%
SF G 1102 | 022091102 | OH | 12kV | 0.56588 | SF G 1102 | 022091102 | OH | 12kV | 0.56588 | 022091102_OH |  |  | 100% | 100%
|  | UG | 12kV | 3.7261 | SF G 1102 | 022091102 | UG | 12kV | 3.7261 | 022091102_UG |  |  | 100% | 100%
SF H 0401 | 022100401 | OH | 4.16kV | 4.6132 | SF H 0401 | 022100401 | OH | 4.16kV | 4.6132 | 022100401_OH |  |  | 100% | 100%
|  | UG | 4.16kV | 0.83572 | SF H 0401 | 022100401 | UG | 4.16kV | 0.83572 | 022100401_UG |  |  | 100% | 100%
SF H 0402 | 022100402 | OH | 4.16kV | 4.2399 | SF H 0402 | 022100402 | OH | 4.16kV | 4.2399 | 022100402_OH |  |  | 100% | 100%
|  | UG | 4.16kV | 0.77961 | SF H 0402 | 022100402 | UG | 4.16kV | 0.77961 | 022100402_UG |  |  | 100% | 100%
SF H 0403 | 022100403 | OH | 4.16kV | 1.0658 | SF H 0403 | 022100403 | OH | 4.16kV | 1.0658 | 022100403_OH |  |  | 100% | 100%
|  | UG | 4.16kV | 0.63744 | SF H 0403 | 022100403 | UG | 4.16kV | 0.63744 | 022100403_UG |  |  | 100% | 100%
SF H 0404 | 022100404 | OH | 4.16kV | 2.7155 | SF H 0404 | 022100404 | OH | 4.16kV | 2.7155 | 022100404_OH |  |  | 100% | 100%
|  | UG | 4.16kV | 0.10598 | SF H 0404 | 022100404 | UG | 4.16kV | 0.10598 | 022100404_UG |  |  | 100% | 100%
SF H 0405 | 022100405 | OH | 4.16kV | 2.4598 | SF H 0405 | 022100405 | OH | 4.16kV | 2.4598 | 022100405_OH |  |  | 100% | 100%
|  | UG | 4.16kV | 0.40398 | SF H 0405 | 022100405 | UG | 4.16kV | 0.40398 | 022100405_UG |  |  | 100% | 100%
SF H 1101 | 022101101 | OH | 12kV | 6.3552 | SF H 1101 | 022101101 | OH | 12kV | 6.3552 | 022101101_OH |  |  | 100% | 100%
|  | UG | 12kV | 1.5565 | SF H 1101 | 022101101 | UG | 12kV | 1.5565 | 022101101_UG |  |  | 100% | 100%
SF H 1102 | 022101102 | OH | 12kV | 6.9055 | SF H 1102 | 022101102 | OH | 12kV | 6.9055 | 022101102_OH |  |  | 100% | 100%
|  | UG | 12kV | 9.8818 | SF H 1102 | 022101102 | UG | 12kV | 9.8818 | 022101102_UG |  |  | 100% | 100%
SF H 1103 | 022101103 | OH | 12kV | 8.6958 | SF H 1103 | 022101103 | OH | 12kV | 8.6958 | 022101103_OH |  |  | 100% | 100%
|  | UG | 12kV | 8.4207 | SF H 1103 | 022101103 | UG | 12kV | 8.4207 | 022101103_UG |  |  | 100% | 100%
SF H 1104 | 022101104 | OH | 12kV | 0.64741 | SF H 1104 | 022101104 | OH | 12kV | 0.64741 | 022101104_OH |  |  | 100% | 100%
|  | UG | 12kV | 10.7213 | SF H 1104 | 022101104 | UG | 12kV | 10.7213 | 022101104_UG |  |  | 100% | 100%
SF H 1105 | 022101105 | OH | 12kV | 10.3306 | SF H 1105 | 022101105 | OH | 12kV | 10.3306 | 022101105_OH |  |  | 100% | 100%
|  | UG | 12kV | 15.4821 | SF H 1105 | 022101105 | UG | 12kV | 15.4821 | 022101105_UG |  |  | 100% | 100%
SF H 1106 | 022101106 | OH | 12kV | 9.0717 | SF H 1106 | 022101106 | OH | 12kV | 9.0717 | 022101106_OH |  |  | 100% | 100%
|  | UG | 12kV | 3.3344 | SF H 1106 | 022101106 | UG | 12kV | 3.3344 | 022101106_UG |  |  | 100% | 100%
SF H 1107 | 022101107 | OH | 12kV | 8.2298 | SF H 1107 | 022101107 | OH | 12kV | 8.2298 | 022101107_OH |  |  | 100% | 100%
|  | UG | 12kV | 3.6107 | SF H 1107 | 022101107 | UG | 12kV | 3.6107 | 022101107_UG |  |  | 100% | 100%
SF H 1108 | 022101108 | OH | 12kV | 13.3617 | SF H 1108 | 022101108 | OH | 12kV | 13.3617 | 022101108_OH |  |  | 100% | 100%
|  | UG | 12kV | 3.821 | SF H 1108 | 022101108 | UG | 12kV | 3.821 | 022101108_UG |  |  | 100% | 100%
SF H 1109 | 022101109 | OH | 12kV | 4.7254 | SF H 1109 | 022101109 | OH | 12kV | 4.7254 | 022101109_OH |  |  | 100% | 100%
|  | UG | 12kV | 11.2523 | SF H 1109 | 022101109 | UG | 12kV | 11.2523 | 022101109_UG |  | X | 99.97% | 99.97%
|  |  | (empty) | 0.0032232 | SF H 1109 | 022101109 | UG | (blank) | 0.0032232 | 022101109_UG | DIFF VOLT | X | 0.02864% | 99.97%
SF H 1110 | 022101110 | OH | 12kV | 6.8606 | SF H 1110 | 022101110 | OH | 12kV | 6.8606 | 022101110_OH |  |  | 100% | 100%
|  | UG | 12kV | 7.4922 | SF H 1110 | 022101110 | UG | 12kV | 7.4922 | 022101110_UG |  |  | 100% | 100%
SF H 1111 | 022101111 | OH | 12kV | 4.018 | SF H 1111 | 022101111 | OH | 12kV | 4.018 | 022101111_OH |  |  | 100% | 100%
|  | UG | 12kV | 3.0349 | SF H 1111 | 022101111 | UG | 12kV | 3.0349 | 022101111_UG |  |  | 100% | 100%
SF H 1112 | 022101112 | UG | 12kV | 2.2276 | SF H 1112 | 022101112 | UG | 12kV | 2.2276 | 022101112_UG |  |  | 100% | 100%
SF H 1232 | 022101232 | UG | 12kV | 3.4403 | SF H 1232 | 022101232 | UG | 12kV | 3.4403 | 022101232_UG |  |  | 100% | 100%
SF H 1233 | 022101233 | UG | 12kV | 3.4409 | SF H 1233 | 022101233 | UG | 12kV | 3.4409 | 022101233_UG |  |  | 100% | 100%
SF H 1234 | 022101234 | UG | 12kV | 4.9238 | SF H 1234 | 022101234 | UG | 12kV | 4.9238 | 022101234_UG |  |  | 100% | 100%
SF H 1235 | 022101235 | UG | 12kV | 6.122 | SF H 1235 | 022101235 | UG | 12kV | 6.122 | 022101235_UG |  |  | 100% | 100%
SF H 1236 | 022101236 | UG | 12kV | 6.1319 | SF H 1236 | 022101236 | UG | 12kV | 6.1319 | 022101236_UG |  |  | 100% | 100%
SF H 1237 | 022101237 | UG | 12kV | 6.1198 | SF H 1237 | 022101237 | UG | 12kV | 6.1198 | 022101237_UG |  |  | 100% | 100%
SF H 1238 | 022101238 | UG | 12kV | 3.4405 | SF H 1238 | 022101238 | UG | 12kV | 3.4405 | 022101238_UG |  |  | 100% | 100%
SF J 0402 | 022220402 | OH | 4.16kV | 0.8931 | SF J 0402 | 022220402 | OH | 4.16kV | 0.8931 | 022220402_OH |  |  | 100% | 100%
|  | UG | 4.16kV | 1.6267 | SF J 0402 | 022220402 | UG | 4.16kV | 1.6267 | 022220402_UG |  |  | 100% | 100%
SF J 0403 | 022220403 | UG | 4.16kV | 2.2206 | SF J 0403 | 022220403 | UG | 4.16kV | 2.2206 | 022220403_UG |  |  | 100% | 100%
SF J 0404 | 022220404 | OH | 4.16kV | 0.52041 | SF J 0404 | 022220404 | OH | 4.16kV | 0.52041 | 022220404_OH |  |  | 100% | 100%
|  | UG | 4.16kV | 1.2736 | SF J 0404 | 022220404 | UG | 4.16kV | 1.2736 | 022220404_UG |  |  | 100% | 100%
SF J 0406 | 022220406 | OH | 4.16kV | 0.51436 | SF J 0406 | 022220406 | OH | 4.16kV | 0.51436 | 022220406_OH |  |  | 100% | 100%
|  | UG | 4.16kV | 2.3006 | SF J 0406 | 022220406 | UG | 4.16kV | 2.3006 | 022220406_UG |  |  | 100% | 100%
SF J 0407 | 022220407 | OH | 4.16kV | 0.0028409 | SF J 0407 | 022220407 | OH | 4.16kV | 0.0028409 | 022220407_OH |  |  | 100% | 100%
|  | UG | 4.16kV | 2.0181 | SF J 0407 | 022220407 | UG | 4.16kV | 2.0181 | 022220407_UG |  |  | 100% | 100%
SF J 0409 | 022220409 | OH | 4.16kV | 0.15039 | SF J 0409 | 022220409 | OH | 4.16kV | 0.15039 | 022220409_OH |  |  | 100% | 100%
|  | UG | 4.16kV | 0.90847 | SF J 0409 | 022220409 | UG | 4.16kV | 0.90847 | 022220409_UG |  |  | 100% | 100%
SF J 1101 | 022221101 | UG | 12kV | 0.97814 | SF J 1101 | 022221101 | UG | 12kV | 0.97814 | 022221101_UG |  |  | 100% | 100%
SF J 1102 | 022221102 | UG | 12kV | 1.4353 | SF J 1102 | 022221102 | UG | 12kV | 1.4353 | 022221102_UG |  |  | 100% | 100%
SF J 1103 | 022221103 | UG | 12kV | 1.0328 | SF J 1103 | 022221103 | UG | 12kV | 1.0328 | 022221103_UG |  |  | 100% | 100%
SF J 1104 | 022221104 | UG | 12kV | 0.97508 | SF J 1104 | 022221104 | UG | 12kV | 0.97508 | 022221104_UG |  |  | 100% | 100%
SF J 1105 | 022221105 | UG | 12kV | 1.3868 | SF J 1105 | 022221105 | UG | 12kV | 1.3868 | 022221105_UG |  |  | 100% | 100%
SF J 1106 | 022221106 | UG | 12kV | 1.6144 | SF J 1106 | 022221106 | UG | 12kV | 1.6144 | 022221106_UG |  |  | 100% | 100%
SF J 1107 | 022221107 | UG | 12kV | 2.3609 | SF J 1107 | 022221107 | UG | 12kV | 2.3609 | 022221107_UG |  |  | 100% | 100%
SF J 1108 | 022221108 | OH | 12kV | 0.0018939 | SF J 1108 | 022221108 | OH | 12kV | 0.0018939 | 022221108_OH |  |  | 100% | 100%
|  | UG | 12kV | 5.1081 | SF J 1108 | 022221108 | UG | 12kV | 5.1081 | 022221108_UG |  |  | 100% | 100%
SF K 0401 | 022130401 | OH | 4.16kV | 2.4806 | SF K 0401 | 022130401 | OH | 4.16kV | 2.4806 | 022130401_OH |  |  | 100% | 100%
|  | UG | 4.16kV | 1.6459 | SF K 0401 | 022130401 | UG | 4.16kV | 1.6459 | 022130401_UG |  |  | 100% | 100%
SF K 0402 | 022130402 | OH | 4.16kV | 3.3123 | SF K 0402 | 022130402 | OH | 4.16kV | 3.3123 | 022130402_OH |  |  | 100% | 100%
|  | UG | 4.16kV | 0.098578 | SF K 0402 | 022130402 | UG | 4.16kV | 0.098578 | 022130402_UG |  |  | 100% | 100%
SF K 0403 | 022130403 | OH | 4.16kV | 2.4848 | SF K 0403 | 022130403 | OH | 4.16kV | 2.4848 | 022130403_OH |  |  | 100% | 100%
|  | UG | 4.16kV | 0.79088 | SF K 0403 | 022130403 | UG | 4.16kV | 0.79088 | 022130403_UG |  |  | 100% | 100%
SF K 0404 | 022130404 | OH | 4.16kV | 0.97495 | SF K 0404 | 022130404 | OH | 4.16kV | 0.97495 | 022130404_OH |  |  | 100% | 100%
|  | UG | 4.16kV | 0.18263 | SF K 0404 | 022130404 | UG | 4.16kV | 0.18263 | 022130404_UG |  |  | 100% | 100%
SF K 0405 | 022130405 | OH | 4.16kV | 2.8108 | SF K 0405 | 022130405 | OH | 4.16kV | 2.8108 | 022130405_OH |  |  | 100% | 100%
|  | UG | 4.16kV | 0.45149 | SF K 0405 | 022130405 | UG | 4.16kV | 0.45149 | 022130405_UG |  |  | 100% | 100%
SF K 0406 | 022130406 | OH | 4.16kV | 1.7163 | SF K 0406 | 022130406 | OH | 4.16kV | 1.7163 | 022130406_OH |  |  | 100% | 100%
|  | UG | 4.16kV | 0.16947 | SF K 0406 | 022130406 | UG | 4.16kV | 0.16947 | 022130406_UG |  |  | 100% | 100%
SF K 0407 | 022130407 | OH | 4.16kV | 1.2821 | SF K 0407 | 022130407 | OH | 4.16kV | 1.2821 | 022130407_OH |  |  | 100% | 100%
|  | UG | 4.16kV | 2.0075 | SF K 0407 | 022130407 | UG | 4.16kV | 2.0075 | 022130407_UG |  |  | 100% | 100%
SF K 0408 | 022130408 | OH | 4.16kV | 1.355 | SF K 0408 | 022130408 | OH | 4.16kV | 1.355 | 022130408_OH |  |  | 100% | 100%
|  | UG | 4.16kV | 1.3522 | SF K 0408 | 022130408 | UG | 4.16kV | 1.3522 | 022130408_UG |  |  | 100% | 100%
SF K 0409 | 022130409 | OH | 4.16kV | 2.385 | SF K 0409 | 022130409 | OH | 4.16kV | 2.385 | 022130409_OH |  |  | 100% | 100%
|  | UG | 4.16kV | 1.0689 | SF K 0409 | 022130409 | UG | 4.16kV | 1.0689 | 022130409_UG |  |  | 100% | 100%
SF K 0410 | 022130410 | OH | 4.16kV | 2.0289 | SF K 0410 | 022130410 | OH | 4.16kV | 2.0289 | 022130410_OH |  |  | 100% | 100%
|  | UG | 4.16kV | 0.89689 | SF K 0410 | 022130410 | UG | 4.16kV | 0.89689 | 022130410_UG |  |  | 100% | 100%
SF K 0411 | 022130411 | OH | 4.16kV | 2.3126 | SF K 0411 | 022130411 | OH | 4.16kV | 2.3126 | 022130411_OH |  |  | 100% | 100%
|  | UG | 4.16kV | 0.13741 | SF K 0411 | 022130411 | UG | 4.16kV | 0.13741 | 022130411_UG |  |  | 100% | 100%
SF K 1101 | 022131101 | OH | 12kV | 6.7365 | SF K 1101 | 022131101 | OH | 12kV | 6.7365 | 022131101_OH |  |  | 100% | 100%
|  | UG | 12kV | 3.6058 | SF K 1101 | 022131101 | UG | 12kV | 3.6058 | 022131101_UG |  |  | 100% | 100%
SF L 0401 | 022260401 | OH | 4.16kV | 2.4767 | SF L 0401 | 022260401 | OH | 4.16kV | 2.4767 | 022260401_OH |  |  | 100% | 100%
|  | UG | 4.16kV | 2.7131 | SF L 0401 | 022260401 | UG | 4.16kV | 2.7131 | 022260401_UG |  |  | 100% | 100%
SF L 0402 | 022260402 | OH | 4.16kV | 0.0019886 | SF L 0402 | 022260402 | OH | 4.16kV | 0.0019886 | 022260402_OH |  |  | 100% | 100%
|  | UG | 4.16kV | 3.8388 | SF L 0402 | 022260402 | UG | 4.16kV | 3.8388 | 022260402_UG |  |  | 100% | 100%
SF L 0403 | 022260403 | OH | 4.16kV | 0.21891 | SF L 0403 | 022260403 | OH | 4.16kV | 0.21891 | 022260403_OH |  |  | 100% | 100%
|  | UG | 4.16kV | 2.229 | SF L 0403 | 022260403 | UG | 4.16kV | 2.229 | 022260403_UG |  |  | 100% | 100%
SF L 0404 | 022260404 | OH | 4.16kV | 0.79794 | SF L 0404 | 022260404 | OH | 4.16kV | 0.79794 | 022260404_OH |  |  | 100% | 100%
|  | UG | 4.16kV | 1.8719 | SF L 0404 | 022260404 | UG | 4.16kV | 1.8719 | 022260404_UG |  |  | 100% | 100%
SF L 0405 | 022260405 | OH | 4.16kV | 2.2982 | SF L 0405 | 022260405 | OH | 4.16kV | 2.2982 | 022260405_OH |  |  | 100% | 100%
|  | UG | 4.16kV | 2.3897 | SF L 0405 | 022260405 | UG | 4.16kV | 2.3897 | 022260405_UG |  |  | 100% | 100%
SF L 0406 | 022260406 | OH | 4.16kV | 2.136 | SF L 0406 | 022260406 | OH | 4.16kV | 2.136 | 022260406_OH |  |  | 100% | 100%
|  | UG | 4.16kV | 4.2424 | SF L 0406 | 022260406 | UG | 4.16kV | 4.2424 | 022260406_UG |  |  | 100% | 100%
SF L 0407 | 022260407 | OH | 4.16kV | 0.5456 | SF L 0407 | 022260407 | OH | 4.16kV | 0.5456 | 022260407_OH |  |  | 100% | 100%
|  | UG | 4.16kV | 0.92363 | SF L 0407 | 022260407 | UG | 4.16kV | 0.92363 | 022260407_UG |  |  | 100% | 100%
SF L 0408 | 022260408 | OH | 4.16kV | 2.444 | SF L 0408 | 022260408 | OH | 4.16kV | 2.444 | 022260408_OH |  |  | 100% | 100%
|  | UG | 4.16kV | 1.0446 | SF L 0408 | 022260408 | UG | 4.16kV | 1.0446 | 022260408_UG |  |  | 100% | 100%
SF L 0409 | 022260409 | OH | 4.16kV | 0.15009 | SF L 0409 | 022260409 | OH | 4.16kV | 0.15009 | 022260409_OH |  |  | 100% | 100%
|  | UG | 4.16kV | 1.8486 | SF L 0409 | 022260409 | UG | 4.16kV | 1.8486 | 022260409_UG |  |  | 100% | 100%
SF L 1101 | 022261101 | OH | 12kV | 2.4303 | SF L 1101 | 022261101 | OH | 12kV | 2.4303 | 022261101_OH |  |  | 100% | 100%
|  | UG | 12kV | 4.6702 | SF L 1101 | 022261101 | UG | 12kV | 4.6702 | 022261101_UG |  |  | 100% | 100%
SF L 1102 | 022261102 | OH | 12kV | 7.951 | SF L 1102 | 022261102 | OH | 12kV | 7.951 | 022261102_OH |  |  | 100% | 100%
|  | UG | 12kV | 2.7726 | SF L 1102 | 022261102 | UG | 12kV | 2.7726 | 022261102_UG |  |  | 100% | 100%
SF L 1103 | 022261103 | OH | 12kV | 1.9662 | SF L 1103 | 022261103 | OH | 12kV | 1.9662 | 022261103_OH |  |  | 100% | 100%
|  | UG | 12kV | 5.8574 | SF L 1103 | 022261103 | UG | 12kV | 5.8574 | 022261103_UG |  |  | 100% | 100%
SF M 0401 | 022270401 | OH | 4.16kV | 3.7312 | SF M 0401 | 022270401 | OH | 4.16kV | 3.7312 | 022270401_OH |  |  | 100% | 100%
|  | UG | 4.16kV | 0.44386 | SF M 0401 | 022270401 | UG | 4.16kV | 0.44386 | 022270401_UG |  |  | 100% | 100%
SF M 0402 | 022270402 | OH | 4.16kV | 1.9394 | SF M 0402 | 022270402 | OH | 4.16kV | 1.9394 | 022270402_OH |  |  | 100% | 100%
|  | UG | 4.16kV | 1.3748 | SF M 0402 | 022270402 | UG | 4.16kV | 1.3748 | 022270402_UG |  |  | 100% | 100%
SF M 0403 | 022270403 | OH | 4.16kV | 3.6858 | SF M 0403 | 022270403 | OH | 4.16kV | 3.6858 | 022270403_OH |  |  | 100% | 100%
|  | UG | 4.16kV | 0.32459 | SF M 0403 | 022270403 | UG | 4.16kV | 0.32459 | 022270403_UG |  |  | 100% | 100%
SF M 0404 | 022270404 | OH | 4.16kV | 3.5649 | SF M 0404 | 022270404 | OH | 4.16kV | 3.5649 | 022270404_OH |  |  | 100% | 100%
|  | UG | 4.16kV | 0.85455 | SF M 0404 | 022270404 | UG | 4.16kV | 0.85455 | 022270404_UG |  |  | 100% | 100%
SF M 0405 | 022270405 | OH | 4.16kV | 2.3116 | SF M 0405 | 022270405 | OH | 4.16kV | 2.3116 | 022270405_OH |  |  | 100% | 100%
|  | UG | 4.16kV | 2.0376 | SF M 0405 | 022270405 | UG | 4.16kV | 2.0376 | 022270405_UG |  |  | 100% | 100%
SF M 0406 | 022270406 | OH | 4.16kV | 2.9077 | SF M 0406 | 022270406 | OH | 4.16kV | 2.9077 | 022270406_OH |  |  | 100% | 100%
|  | UG | 4.16kV | 1.5313 | SF M 0406 | 022270406 | UG | 4.16kV | 1.5313 | 022270406_UG |  |  | 100% | 100%
SF N 0401 | 022280401 | OH | 4.16kV | 3.129 | SF N 0401 | 022280401 | OH | 4.16kV | 3.129 | 022280401_OH |  |  | 100% | 100%
|  | UG | 4.16kV | 0.095767 | SF N 0401 | 022280401 | UG | 4.16kV | 0.095767 | 022280401_UG |  |  | 100% | 100%
SF N 0402 | 022280402 | OH | 4.16kV | 1.0059 | SF N 0402 | 022280402 | OH | 4.16kV | 1.0059 | 022280402_OH |  |  | 100% | 100%
|  | UG | 4.16kV | 1.1367 | SF N 0402 | 022280402 | UG | 4.16kV | 1.1367 | 022280402_UG |  |  | 100% | 100%
SF N 0403 | 022280403 | OH | 4.16kV | 2.4872 | SF N 0403 | 022280403 | OH | 4.16kV | 2.4872 | 022280403_OH |  |  | 100% | 100%
|  | UG | 4.16kV | 1.7167 | SF N 0403 | 022280403 | UG | 4.16kV | 1.7167 | 022280403_UG |  |  | 100% | 100%
SF N 0404 | 022280404 | UG | 4.16kV | 0.97294 | SF N 0404 | 022280404 | UG | 4.16kV | 0.97294 | 022280404_UG |  |  | 100% | 100%
SF N 0405 | 022280405 | OH | 4.16kV | 1.0698 | SF N 0405 | 022280405 | OH | 4.16kV | 1.0698 | 022280405_OH |  |  | 100% | 100%
|  | UG | 4.16kV | 1.1092 | SF N 0405 | 022280405 | UG | 4.16kV | 1.1092 | 022280405_UG |  |  | 100% | 100%
SF N 0406 | 022280406 | OH | 4.16kV | 0.8062 | SF N 0406 | 022280406 | OH | 4.16kV | 0.8062 | 022280406_OH |  |  | 100% | 100%
|  | UG | 4.16kV | 2.991 | SF N 0406 | 022280406 | UG | 4.16kV | 2.991 | 022280406_UG |  |  | 100% | 100%
SF N 0408 | 022280408 | OH | 4.16kV | 3.1195 | SF N 0408 | 022280408 | OH | 4.16kV | 3.1195 | 022280408_OH |  |  | 100% | 100%
|  | UG | 4.16kV | 2.552 | SF N 0408 | 022280408 | UG | 4.16kV | 2.552 | 022280408_UG |  |  | 100% | 100%
SF N 1101 | 022281101 | OH | 12kV | 0.2745 | SF N 1101 | 022281101 | OH | 12kV | 0.2745 | 022281101_OH |  |  | 100% | 100%
|  | UG | 12kV | 2.2656 | SF N 1101 | 022281101 | UG | 12kV | 2.2656 | 022281101_UG |  |  | 100% | 100%
SF N 1102 | 022281102 | OH | 12kV | 6.0878 | SF N 1102 | 022281102 | OH | 12kV | 6.0878 | 022281102_OH |  |  | 100% | 100%
|  | UG | 12kV | 4.4745 | SF N 1102 | 022281102 | UG | 12kV | 4.4745 | 022281102_UG |  |  | 100% | 100%
SHADY GLEN 1101 | 152431101 | OH | 12kV | 46.0852 | SHADY GLEN 1101 | 152431101 | OH | 12kV | 46.0852 | 152431101_OH |  |  | 100% | 100%
|  | UG | 12kV | 5.1437 | SHADY GLEN 1101 | 152431101 | UG | 12kV | 5.1437 | 152431101_UG |  |  | 100% | 100%
SHADY GLEN 1102 | 152431102 | OH | 12kV | 41.4361 | SHADY GLEN 1102 | 152431102 | OH | 12kV | 41.4361 | 152431102_OH |  |  | 100% | 100%
|  | UG | 12kV | 4.5358 | SHADY GLEN 1102 | 152431102 | UG | 12kV | 4.5358 | 152431102_UG |  |  | 100% | 100%
SHAFTER 1101 | 253651101 | OH | 12kV | 0.034279 | SHAFTER 1101 | 253651101 | OH | 12kV | 0.034279 | 253651101_OH |  |  | 100% | 100%
SHAFTER 1102 | 253651102 | OH | 12kV | 27.5927 | SHAFTER 1102 | 253651102 | OH | 12kV | 27.5927 | 253651102_OH |  |  | 100% | 100%
|  | UG | 12kV | 1.1459 | SHAFTER 1102 | 253651102 | UG | 12kV | 1.1459 | 253651102_UG |  |  | 100% | 100%
SHAFTER 1103 | 253651103 | OH | 12kV | 40.0001 | SHAFTER 1103 | 253651103 | OH | 12kV | 40.0001 | 253651103_OH |  |  | 100% | 100%
|  | UG | 12kV | 0.78243 | SHAFTER 1103 | 253651103 | UG | 12kV | 0.78243 | 253651103_UG |  |  | 100% | 100%
SHAFTER 1104 | 253651104 | OH | 12kV | 9.6144 | SHAFTER 1104 | 253651104 | OH | 12kV | 9.6144 | 253651104_OH |  |  | 100% | 100%
|  | UG | 12kV | 6.0586 | SHAFTER 1104 | 253651104 | UG | 12kV | 6.0586 | 253651104_UG |  |  | 100% | 100%
SHAFTER 1111 | 253651111 | OH | 12kV | 24.7285 | SHAFTER 1111 | 253651111 | OH | 12kV | 24.7285 | 253651111_OH |  |  | 100% | 100%
|  | UG | 12kV | 5.3431 | SHAFTER 1111 | 253651111 | UG | 12kV | 5.3431 | 253651111_UG |  |  | 100% | 100%
SHAFTER 1112 | 253651112 | OH | 12kV | 48.044 | SHAFTER 1112 | 253651112 | OH | 12kV | 48.044 | 253651112_OH |  |  | 100% | 100%
|  | UG | 12kV | 0.72142 | SHAFTER 1112 | 253651112 | UG | 12kV | 0.72142 | 253651112_UG |  |  | 100% | 100%
SHARON 1101 | 255331101 | OH | 12kV | 1.5406 | SHARON 1101 | 255331101 | OH | 12kV | 1.5406 | 255331101_OH |  |  | 100% | 100%
|  | UG | 12kV | 0.014116 | SHARON 1101 | 255331101 | UG | 12kV | 0.014116 | 255331101_UG |  |  | 100% | 100%
SHEPHERD 2109 | 252062109 | OH | 21kV | 4.9037 | SHEPHERD 2109 | 252062109 | OH | 21kV | 4.9037 | 252062109_OH |  |  | 100% | 100%
|  | UG | 21kV | 24.8093 | SHEPHERD 2109 | 252062109 | UG | 21kV | 24.8093 | 252062109_UG |  |  | 100% | 100%
SHEPHERD 2110 | 252062110 | OH | 21kV | 8.4985 | SHEPHERD 2110 | 252062110 | OH | 21kV | 8.4985 | 252062110_OH |  |  | 100% | 100%
|  | UG | 21kV | 26.0884 | SHEPHERD 2110 | 252062110 | UG | 21kV | 26.0884 | 252062110_UG |  |  | 100% | 100%
SHEPHERD 2111 | 252062111 | OH | 21kV | 72.0146 | SHEPHERD 2111 | 252062111 | OH | 21kV | 72.0146 | 252062111_OH |  |  | 100% | 100%
|  | UG | 21kV | 17.4535 | SHEPHERD 2111 | 252062111 | UG | 21kV | 17.4535 | 252062111_UG |  |  | 100% | 100%
SHEPHERD 2112 | 252062112 | OH | 12kV | 8.109 | SHEPHERD 2112 | 252062112 | OH | 12kV | 8.109 | 252062112_OH |  |  | 100% | 100%
|  | UG | 12kV | 20.5252 | SHEPHERD 2112 | 252062112 | UG | 12kV | 20.5252 | 252062112_UG |  |  | 100% | 100%
SHINGLE SPRINGS 1103 | 153651103 | OH | 12kV | 13.7189 | SHINGLE SPRINGS 1103 | 153651103 | OH | 12kV | 13.7189 | 153651103_OH |  |  | 100% | 100%
|  | UG | 12kV | 10.1357 | SHINGLE SPRINGS 1103 | 153651103 | UG | 12kV | 10.1357 | 153651103_UG |  |  | 100% | 100%
SHINGLE SPRINGS 1104 | 153651104 | OH | 12kV | 60.1868 | SHINGLE SPRINGS 1104 | 153651104 | OH | 12kV | 60.1868 | 153651104_OH |  |  | 100% | 100%
|  | UG | 12kV | 1.543 | SHINGLE SPRINGS 1104 | 153651104 | UG | 12kV | 1.543 | 153651104_UG |  |  | 100% | 100%
SHINGLE SPRINGS 2105 | 153652105 | OH | 12kV | 2.479 | SHINGLE SPRINGS 2105 | 153652105 | OH | 12kV | 2.479 | 153652105_OH |  | X | 7.531% | 92.47%
|  |  | 21kV | 30.4385 | SHINGLE SPRINGS 2105 | 153652105 | OH | 21kV | 30.4385 | 153652105_OH | DIFF VOLT | X | 92.47% | 92.47%
|  | UG | 12kV | 6.6298 | SHINGLE SPRINGS 2105 | 153652105 | UG | 12kV | 6.6298 | 153652105_UG |  | X | 23.1% | 76.9% | FLAG
|  |  | 21kV | 22.0712 | SHINGLE SPRINGS 2105 | 153652105 | UG | 21kV | 22.0712 | 153652105_UG | DIFF VOLT | X | 76.9% | 76.9% | FLAG
SHINGLE SPRINGS 2108 | 153652108 | OH | 12kV | 11.6464 | SHINGLE SPRINGS 2108 | 153652108 | OH | 12kV | 11.6464 | 153652108_OH |  | X | 39.1% | 60.9% | FLAG
|  |  | 21kV | 18.1436 | SHINGLE SPRINGS 2108 | 153652108 | OH | 21kV | 18.1436 | 153652108_OH | DIFF VOLT | X | 60.9% | 60.9% | FLAG
|  | UG | 12kV | 6.7551 | SHINGLE SPRINGS 2108 | 153652108 | UG | 12kV | 6.7551 | 153652108_UG |  | X | 55.11% | 55.11% | FLAG
|  |  | 21kV | 5.5016 | SHINGLE SPRINGS 2108 | 153652108 | UG | 21kV | 5.5016 | 153652108_UG | DIFF VOLT | X | 44.89% | 55.11% | FLAG
SHINGLE SPRINGS 2109 | 153652109 | OH | 12kV | 6.6307 | SHINGLE SPRINGS 2109 | 153652109 | OH | 12kV | 6.6307 | 153652109_OH |  | X | 3.104% | 96.9%
|  |  | 21kV | 206.9831 | SHINGLE SPRINGS 2109 | 153652109 | OH | 21kV | 206.9831 | 153652109_OH | DIFF VOLT | X | 96.9% | 96.9%
|  | UG | 12kV | 1.2537 | SHINGLE SPRINGS 2109 | 153652109 | UG | 12kV | 1.2537 | 153652109_UG |  | X | 15.72% | 84.28%
|  |  | 21kV | 6.7199 | SHINGLE SPRINGS 2109 | 153652109 | UG | 21kV | 6.7199 | 153652109_UG | DIFF VOLT | X | 84.28% | 84.28%
SHINGLE SPRINGS 2110 | 153652110 | OH | 12kV | 63.9448 | SHINGLE SPRINGS 2110 | 153652110 | OH | 12kV | 63.9448 | 153652110_OH |  | X | 98.09% | 98.09%
|  |  | 21kV | 1.2483 | SHINGLE SPRINGS 2110 | 153652110 | OH | 21kV | 1.2483 | 153652110_OH | DIFF VOLT | X | 1.915% | 98.09%
|  | UG | 12kV | 3.8638 | SHINGLE SPRINGS 2110 | 153652110 | UG | 12kV | 3.8638 | 153652110_UG |  | X | 79.51% | 79.51% | FLAG
|  |  | 21kV | 0.99573 | SHINGLE SPRINGS 2110 | 153652110 | UG | 21kV | 0.99573 | 153652110_UG | DIFF VOLT | X | 20.49% | 79.51% | FLAG
SHORE ACRES BANK 0401 | 018100401 | OH | 4.16kV | 5.0401 | SHORE ACRES BANK 0401 | 018100401 | OH | 4.16kV | 5.0401 | 018100401_OH |  |  | 100% | 100%
|  | UG | 4.16kV | 0.13984 | SHORE ACRES BANK 0401 | 018100401 | UG | 4.16kV | 0.13984 | 018100401_UG |  |  | 100% | 100%
SIGNETICS 1101 | 083791101 | UG | 12kV | 0.023147 | SIGNETICS 1101 | 083791101 | UG | 12kV | 0.023147 | 083791101_UG |  |  | 100% | 100%
SILVER 0401 | 022670401 | OH | 4.16kV | 5.0412 | SILVER 0401 | 022670401 | OH | 4.16kV | 5.0412 | 022670401_OH |  |  | 100% | 100%
|  | UG | 4.16kV | 0.37689 | SILVER 0401 | 022670401 | UG | 4.16kV | 0.37689 | 022670401_UG |  |  | 100% | 100%
SILVERADO 2102 | 043432102 | OH | 12kV | 46.7346 | SILVERADO 2102 | 043432102 | OH | 12kV | 46.7346 | 043432102_OH |  | X | 42.78% | 57.22% | FLAG
|  |  | 21kV | 62.5157 | SILVERADO 2102 | 043432102 | OH | 21kV | 62.5157 | 043432102_OH | DIFF VOLT | X | 57.22% | 57.22% | FLAG
|  | UG | 12kV | 7.0297 | SILVERADO 2102 | 043432102 | UG | 12kV | 7.0297 | 043432102_UG |  | X | 34.48% | 65.52% | FLAG
|  |  | 21kV | 13.361 | SILVERADO 2102 | 043432102 | UG | 21kV | 13.361 | 043432102_UG | DIFF VOLT | X | 65.52% | 65.52% | FLAG
SILVERADO 2103 | 043432103 | OH | 12kV | 0.19097 | SILVERADO 2103 | 043432103 | OH | 12kV | 0.19097 | 043432103_OH |  | X | 0.5746% | 99.43%
|  |  | 21kV | 33.0438 | SILVERADO 2103 | 043432103 | OH | 21kV | 33.0438 | 043432103_OH | DIFF VOLT | X | 99.43% | 99.43%
|  | UG | 12kV | 0.080235 | SILVERADO 2103 | 043432103 | UG | 12kV | 0.080235 | 043432103_UG |  | X | 0.3701% | 99.63%
|  |  | 21kV | 21.5975 | SILVERADO 2103 | 043432103 | UG | 21kV | 21.5975 | 043432103_UG | DIFF VOLT | X | 99.63% | 99.63%
SILVERADO 2104 | 043432104 | OH | 12kV | 87.3372 | SILVERADO 2104 | 043432104 | OH | 12kV | 87.3372 | 043432104_OH |  | X | 60.89% | 60.89% | FLAG
|  |  | 21kV | 56.1088 | SILVERADO 2104 | 043432104 | OH | 21kV | 56.1088 | 043432104_OH | DIFF VOLT | X | 39.11% | 60.89% | FLAG
|  | UG | 12kV | 1.7192 | SILVERADO 2104 | 043432104 | UG | 12kV | 1.7192 | 043432104_UG |  | X | 13.18% | 86.82%
|  |  | 21kV | 11.3219 | SILVERADO 2104 | 043432104 | UG | 21kV | 11.3219 | 043432104_UG | DIFF VOLT | X | 86.82% | 86.82%
SILVERADO 2105 | 043432105 | OH | 21kV | 63.898 | SILVERADO 2105 | 043432105 | OH | 21kV | 63.898 | 043432105_OH |  |  | 100% | 100%
|  | UG | 21kV | 14.8329 | SILVERADO 2105 | 043432105 | UG | 21kV | 14.8329 | 043432105_UG |  |  | 100% | 100%
SISQUOC 1101 | 182811101 | OH | 12kV | 27.1393 | SISQUOC 1101 | 182811101 | OH | 12kV | 27.1393 | 182811101_OH |  |  | 100% | 100%
|  | UG | 12kV | 5.3941 | SISQUOC 1101 | 182811101 | UG | 12kV | 5.3941 | 182811101_UG |  |  | 100% | 100%
SISQUOC 1102 | 182811102 | OH | 12kV | 117.7536 | SISQUOC 1102 | 182811102 | OH | 12kV | 117.7536 | 182811102_OH |  |  | 100% | 100%
|  | UG | 12kV | 4.2905 | SISQUOC 1102 | 182811102 | UG | 12kV | 4.2905 | 182811102_UG |  |  | 100% | 100%
SISQUOC 1103 | 182811103 | OH | 12kV | 50.5621 | SISQUOC 1103 | 182811103 | OH | 12kV | 50.5621 | 182811103_OH |  |  | 100% | 100%
|  | UG | 12kV | 0.91453 | SISQUOC 1103 | 182811103 | UG | 12kV | 0.91453 | 182811103_UG |  |  | 100% | 100%
SISQUOC 1104 | 182811104 | OH | 12kV | 32.6623 | SISQUOC 1104 | 182811104 | OH | 12kV | 32.6623 | 182811104_OH |  |  | 100% | 100%
|  | UG | 12kV | 2.9143 | SISQUOC 1104 | 182811104 | UG | 12kV | 2.9143 | 182811104_UG |  |  | 100% | 100%
SKAGGS ISLAND 1101 | 043341101 | OH | 12kV | 0.048245 | SKAGGS ISLAND 1101 | 043341101 | OH | 12kV | 0.048245 | 043341101_OH |  |  | 100% | 100%
|  | UG | 12kV | 2.0472 | SKAGGS ISLAND 1101 | 043341101 | UG | 12kV | 2.0472 | 043341101_UG |  |  | 100% | 100%
SMARTVILLE 1101 | 153791101 | OH | 12kV | 16.3444 | SMARTVILLE 1101 | 153791101 | OH | 12kV | 16.3444 | 153791101_OH |  |  | 100% | 100%
|  | UG | 12kV | 1.3512 | SMARTVILLE 1101 | 153791101 | UG | 12kV | 1.3512 | 153791101_UG |  |  | 100% | 100%
SMYRNA 1101 | 253551101 | OH | 12kV | 47.6743 | SMYRNA 1101 | 253551101 | OH | 12kV | 47.6743 | 253551101_OH |  |  | 100% | 100%
|  | UG | 12kV | 0.11256 | SMYRNA 1101 | 253551101 | UG | 12kV | 0.11256 | 253551101_UG |  |  | 100% | 100%
SMYRNA 1102 | 253551102 | OH | 12kV | 66.7226 | SMYRNA 1102 | 253551102 | OH | 12kV | 66.7226 | 253551102_OH |  |  | 100% | 100%
|  | UG | 12kV | 0.58653 | SMYRNA 1102 | 253551102 | UG | 12kV | 0.58653 | 253551102_UG |  |  | 100% | 100%
SMYRNA 1104 | 253551104 | OH | 12kV | 39.9078 | SMYRNA 1104 | 253551104 | OH | 12kV | 39.9078 | 253551104_OH |  |  | 100% | 100%
|  | UG | 12kV | 0.25064 | SMYRNA 1104 | 253551104 | UG | 12kV | 0.25064 | 253551104_UG |  |  | 100% | 100%
SMYRNA 1105 | 253551105 | OH | 12kV | 53.8293 | SMYRNA 1105 | 253551105 | OH | 12kV | 53.8293 | 253551105_OH |  |  | 100% | 100%
|  | UG | 12kV | 0.62424 | SMYRNA 1105 | 253551105 | UG | 12kV | 0.62424 | 253551105_UG |  |  | 100% | 100%
SMYRNA 1106 | 253551106 | OH | 12kV | 46.7563 | SMYRNA 1106 | 253551106 | OH | 12kV | 46.7563 | 253551106_OH |  |  | 100% | 100%
|  | UG | 12kV | 1.0617 | SMYRNA 1106 | 253551106 | UG | 12kV | 1.0617 | 253551106_UG |  |  | 100% | 100%
SNEATH LANE 1101 | 022721101 | OH | 12kV | 9.4179 | SNEATH LANE 1101 | 022721101 | OH | 12kV | 9.4179 | 022721101_OH |  |  | 100% | 100%
|  | UG | 12kV | 1.9299 | SNEATH LANE 1101 | 022721101 | UG | 12kV | 1.9299 | 022721101_UG |  |  | 100% | 100%
SNEATH LANE 1102 | 022721102 | OH | 12kV | 10.5303 | SNEATH LANE 1102 | 022721102 | OH | 12kV | 10.5303 | 022721102_OH |  |  | 100% | 100%
|  | UG | 12kV | 10.707 | SNEATH LANE 1102 | 022721102 | UG | 12kV | 10.707 | 022721102_UG |  |  | 100% | 100%
SNEATH LANE 1106 | 022721106 | OH | 12kV | 11.6128 | SNEATH LANE 1106 | 022721106 | OH | 12kV | 11.6128 | 022721106_OH |  |  | 100% | 100%
|  | UG | 12kV | 7.8959 | SNEATH LANE 1106 | 022721106 | UG | 12kV | 7.8959 | 022721106_UG |  |  | 100% | 100%
SNEATH LANE 1107 | 022721107 | OH | 12kV | 10.6288 | SNEATH LANE 1107 | 022721107 | OH | 12kV | 10.6288 | 022721107_OH |  |  | 100% | 100%
|  | UG | 12kV | 6.2019 | SNEATH LANE 1107 | 022721107 | UG | 12kV | 6.2019 | 022721107_UG |  |  | 100% | 100%
SO. CAL. EDISON #3 1101 | 258861101 | OH | 12kV | 9.8512 | SO. CAL. EDISON #3 1101 | 258861101 | OH | 12kV | 9.8512 | 258861101_OH |  |  | 100% | 100%
SO. CAL. EDISON 1001 | 258881001 | OH | 12kV | 2.0202 | SO. CAL. EDISON 1001 | 258881001 | OH | 12kV | 2.0202 | 258881001_OH |  |  | 100% | 100%
|  | UG | 12kV | 0.019493 | SO. CAL. EDISON 1001 | 258881001 | UG | 12kV | 0.019493 | 258881001_UG |  |  | 100% | 100%
SOBRANTE 1101 | 014671101 | OH | 12kV | 21.5875 | SOBRANTE 1101 | 014671101 | OH | 12kV | 21.5875 | 014671101_OH |  |  | 100% | 100%
|  | UG | 12kV | 7.1192 | SOBRANTE 1101 | 014671101 | UG | 12kV | 7.1192 | 014671101_UG |  |  | 100% | 100%
SOBRANTE 1102 | 014671102 | OH | 12kV | 27.65 | SOBRANTE 1102 | 014671102 | OH | 12kV | 27.65 | 014671102_OH |  |  | 100% | 100%
|  | UG | 12kV | 13.6313 | SOBRANTE 1102 | 014671102 | UG | 12kV | 13.6313 | 014671102_UG |  |  | 100% | 100%
SOBRANTE 1103 | 014671103 | OH | 12kV | 5.179 | SOBRANTE 1103 | 014671103 | OH | 12kV | 5.179 | 014671103_OH |  |  | 100% | 100%
|  | UG | 12kV | 6.4526 | SOBRANTE 1103 | 014671103 | UG | 12kV | 6.4526 | 014671103_UG |  |  | 100% | 100%
SOLANO 0401 | 013140401 | OH | 4.16kV | 1.8283 | SOLANO 0401 | 013140401 | OH | 4.16kV | 1.8283 | 013140401_OH |  |  | 100% | 100%
|  | UG | 4.16kV | 0.60288 | SOLANO 0401 | 013140401 | UG | 4.16kV | 0.60288 | 013140401_UG |  |  | 100% | 100%
SOLANO 0402 | 013140402 | OH | 4.16kV | 6.3232 | SOLANO 0402 | 013140402 | OH | 4.16kV | 6.3232 | 013140402_OH |  |  | 100% | 100%
|  | UG | 4.16kV | 0.13447 | SOLANO 0402 | 013140402 | UG | 4.16kV | 0.13447 | 013140402_UG |  |  | 100% | 100%
SOLEDAD 1114 | 182051114 | OH | 12kV | 18.5951 | SOLEDAD 1114 | 182051114 | OH | 12kV | 18.5951 | 182051114_OH |  |  | 100% | 100%
|  | UG | 12kV | 9.5743 | SOLEDAD 1114 | 182051114 | UG | 12kV | 9.5743 | 182051114_UG |  |  | 100% | 100%
SOLEDAD 2101 | 182052101 | OH | 12kV | 43.0435 | SOLEDAD 2101 | 182052101 | OH | 12kV | 43.0435 | 182052101_OH |  | X | 48.14% | 51.86% | FLAG
|  |  | 21kV | 46.3702 | SOLEDAD 2101 | 182052101 | OH | 21kV | 46.3702 | 182052101_OH | DIFF VOLT | X | 51.86% | 51.86% | FLAG
|  | UG | 12kV | 14.2054 | SOLEDAD 2101 | 182052101 | UG | 12kV | 14.2054 | 182052101_UG |  | X | 90.94% | 90.94%
|  |  | 21kV | 1.4154 | SOLEDAD 2101 | 182052101 | UG | 21kV | 1.4154 | 182052101_UG | DIFF VOLT | X | 9.061% | 90.94%
SOLEDAD 2102 | 182052102 | OH | 12kV | 55.5324 | SOLEDAD 2102 | 182052102 | OH | 12kV | 55.5324 | 182052102_OH |  | X | 96.48% | 96.48%
|  |  | 21kV | 2.0252 | SOLEDAD 2102 | 182052102 | OH | 21kV | 2.0252 | 182052102_OH | DIFF VOLT | X | 3.519% | 96.48%
|  | UG | 12kV | 3.726 | SOLEDAD 2102 | 182052102 | UG | 12kV | 3.726 | 182052102_UG |  | X | 91.72% | 91.72%
|  |  | 21kV | 0.33651 | SOLEDAD 2102 | 182052102 | UG | 21kV | 0.33651 | 182052102_UG | DIFF VOLT | X | 8.283% | 91.72%
SONOMA 1102 | 042721102 | OH | 12kV | 18.1218 | SONOMA 1102 | 042721102 | OH | 12kV | 18.1218 | 042721102_OH |  |  | 100% | 100%
|  | UG | 12kV | 12.812 | SONOMA 1102 | 042721102 | UG | 12kV | 12.812 | 042721102_UG |  |  | 100% | 100%
SONOMA 1103 | 042721103 | OH | 12kV | 25.4024 | SONOMA 1103 | 042721103 | OH | 12kV | 25.4024 | 042721103_OH |  |  | 100% | 100%
|  | UG | 12kV | 10.5955 | SONOMA 1103 | 042721103 | UG | 12kV | 10.5955 | 042721103_UG |  |  | 100% | 100%
SONOMA 1104 | 042721104 | OH | 12kV | 59.7038 | SONOMA 1104 | 042721104 | OH | 12kV | 59.7038 | 042721104_OH |  |  | 100% | 100%
|  | UG | 12kV | 16.9351 | SONOMA 1104 | 042721104 | UG | 12kV | 16.9351 | 042721104_UG |  |  | 100% | 100%
SONOMA 1105 | 042721105 | OH | 12kV | 63.0093 | SONOMA 1105 | 042721105 | OH | 12kV | 63.0093 | 042721105_OH |  |  | 100% | 100%
|  | UG | 12kV | 11.041 | SONOMA 1105 | 042721105 | UG | 12kV | 11.041 | 042721105_UG |  |  | 100% | 100%
SONOMA 1106 | 042721106 | OH | 12kV | 11.1137 | SONOMA 1106 | 042721106 | OH | 12kV | 11.1137 | 042721106_OH |  |  | 100% | 100%
|  | UG | 12kV | 11.1994 | SONOMA 1106 | 042721106 | UG | 12kV | 11.1994 | 042721106_UG |  |  | 100% | 100%
SONOMA 1107 | 042721107 | OH | 12kV | 52.6197 | SONOMA 1107 | 042721107 | OH | 12kV | 52.6197 | 042721107_OH |  |  | 100% | 100%
|  | UG | 12kV | 7.1275 | SONOMA 1107 | 042721107 | UG | 12kV | 7.1275 | 042721107_UG |  |  | 100% | 100%
SOQUEL 0402 | 083300402 | OH | 4.16kV | 6.5765 | SOQUEL 0402 | 083300402 | OH | 4.16kV | 6.5765 | 083300402_OH |  |  | 100% | 100%
|  | UG | 4.16kV | 0.27524 | SOQUEL 0402 | 083300402 | UG | 4.16kV | 0.27524 | 083300402_UG |  |  | 100% | 100%
SOTO 0401 | 013260401 | OH | 4.16kV | 4.1401 | SOTO 0401 | 013260401 | OH | 4.16kV | 4.1401 | 013260401_OH |  |  | 100% | 100%
|  | UG | 4.16kV | 0.86795 | SOTO 0401 | 013260401 | UG | 4.16kV | 0.86795 | 013260401_UG |  |  | 100% | 100%
SOTO 0402 | 013260402 | OH | 4.16kV | 2.0517 | SOTO 0402 | 013260402 | OH | 4.16kV | 2.0517 | 013260402_OH |  |  | 100% | 100%
|  | UG | 4.16kV | 1.4071 | SOTO 0402 | 013260402 | UG | 4.16kV | 1.4071 | 013260402_UG |  |  | 100% | 100%
SPANISH CREEK 4401 | 103104401 | OH | 2.4kV | 0.95219 | SPANISH CREEK 4401 | 103104401 | OH | 2.4kV | 0.95219 | 103104401_OH |  | X | 11.94% | 88.06%
|  |  | 44kV | 7.0225 | SPANISH CREEK 4401 | 103104401 | OH | 44kV | 7.0225 | 103104401_OH | DIFF VOLT | X | 88.06% | 88.06%
SPANSION 1101 | 083851101 | UG | 12kV | 0.018562 | SPANSION 1101 | 083851101 | UG | 12kV | 0.018562 | 083851101_UG |  |  | 100% | 100%
SPAULDING 1101 | 152251101 | OH | 12kV | 24.1271 | SPAULDING 1101 | 152251101 | OH | 12kV | 24.1271 | 152251101_OH |  |  | 100% | 100%
|  | UG | 12kV | 1.7002 | SPAULDING 1101 | 152251101 | UG | 12kV | 1.7002 | 152251101_UG |  | X | 97.42% | 97.42%
|  |  | 7.2kV | 0.045051 | SPAULDING 1101 | 152251101 | UG | 7.2kV | 0.045051 | 152251101_UG | DIFF VOLT | X | 2.581% | 97.42%
SPENCE 1102 | 182201102 | OH | 12kV | 33.4885 | SPENCE 1102 | 182201102 | OH | 12kV | 33.4885 | 182201102_OH |  |  | 100% | 100%
|  | UG | 12kV | 0.99301 | SPENCE 1102 | 182201102 | UG | 12kV | 0.99301 | 182201102_UG |  |  | 100% | 100%
SPENCE 1103 | 182201103 | OH | 12kV | 9.1724 | SPENCE 1103 | 182201103 | OH | 12kV | 9.1724 | 182201103_OH |  |  | 100% | 100%
|  | UG | 12kV | 0.79929 | SPENCE 1103 | 182201103 | UG | 12kV | 0.79929 | 182201103_UG |  |  | 100% | 100%
SPENCE 1104 | 182201104 | OH | 12kV | 52.3492 | SPENCE 1104 | 182201104 | OH | 12kV | 52.3492 | 182201104_OH |  |  | 100% | 100%
|  | UG | 12kV | 2.8196 | SPENCE 1104 | 182201104 | UG | 12kV | 2.8196 | 182201104_UG |  |  | 100% | 100%
SPENCE 1105 | 182201105 | OH | 12kV | 15.5099 | SPENCE 1105 | 182201105 | OH | 12kV | 15.5099 | 182201105_OH |  |  | 100% | 100%
|  | UG | 12kV | 0.28492 | SPENCE 1105 | 182201105 | UG | 12kV | 0.28492 | 182201105_UG |  |  | 100% | 100%
SPRING GAP 1702 | 162831702 | OH | 17kV | 43.0924 | SPRING GAP 1702 | 162831702 | OH | 17kV | 43.0924 | 162831702_OH |  |  | 100% | 100%
|  | UG | 17kV | 3.9807 | SPRING GAP 1702 | 162831702 | UG | 17kV | 3.9807 | 162831702_UG |  |  | 100% | 100%
SPRUCE 0401 | 013340401 | OH | 4.16kV | 4.1064 | SPRUCE 0401 | 013340401 | OH | 4.16kV | 4.1064 | 013340401_OH |  |  | 100% | 100%
|  | UG | 4.16kV | 1.2363 | SPRUCE 0401 | 013340401 | UG | 4.16kV | 1.2363 | 013340401_UG |  |  | 100% | 100%
SPRUCE 0402 | 013340402 | OH | 4.16kV | 3.5942 | SPRUCE 0402 | 013340402 | OH | 4.16kV | 3.5942 | 013340402_OH |  |  | 100% | 100%
|  | UG | 4.16kV | 0.90187 | SPRUCE 0402 | 013340402 | UG | 4.16kV | 0.90187 | 013340402_UG |  |  | 100% | 100%
STAFFORD 1101 | 043201101 | OH | 12kV | 22.0086 | STAFFORD 1101 | 043201101 | OH | 12kV | 22.0086 | 043201101_OH |  |  | 100% | 100%
|  | UG | 12kV | 13.5414 | STAFFORD 1101 | 043201101 | UG | 12kV | 13.5414 | 043201101_UG |  |  | 100% | 100%
STAFFORD 1102 | 043201102 | OH | 12kV | 37.3482 | STAFFORD 1102 | 043201102 | OH | 12kV | 37.3482 | 043201102_OH |  |  | 100% | 100%
|  | UG | 12kV | 15.3121 | STAFFORD 1102 | 043201102 | UG | 12kV | 15.3121 | 043201102_UG |  |  | 100% | 100%
STAGG 1101 | 162421101 | OH | 12kV | 19.611 | STAGG 1101 | 162421101 | OH | 12kV | 19.611 | 162421101_OH |  |  | 100% | 100%
|  | UG | 12kV | 3.9203 | STAGG 1101 | 162421101 | UG | 12kV | 3.9203 | 162421101_UG |  |  | 100% | 100%
STAGG 1103 | 162421103 | OH | 12kV | 6.0486 | STAGG 1103 | 162421103 | OH | 12kV | 6.0486 | 162421103_OH |  |  | 100% | 100%
|  | UG | 12kV | 4.9537 | STAGG 1103 | 162421103 | UG | 12kV | 4.9537 | 162421103_UG |  |  | 100% | 100%
STAGG 1105 | 162421105 | OH | 12kV | 12.1124 | STAGG 1105 | 162421105 | OH | 12kV | 12.1124 | 162421105_OH |  |  | 100% | 100%
|  | UG | 12kV | 2.9622 | STAGG 1105 | 162421105 | UG | 12kV | 2.9622 | 162421105_UG |  |  | 100% | 100%
STAGG 1106 | 162421106 | OH | 12kV | 1.8594 | STAGG 1106 | 162421106 | OH | 12kV | 1.8594 | 162421106_OH |  |  | 100% | 100%
|  | UG | 12kV | 6.2924 | STAGG 1106 | 162421106 | UG | 12kV | 6.2924 | 162421106_UG |  | X | 98.89% | 98.89%
|  |  | (empty) | 0.070747 | STAGG 1106 | 162421106 | UG | (blank) | 0.070747 | 162421106_UG | DIFF VOLT | X | 1.112% | 98.89%
STAGG 2103 | 162422103 | UG | 21kV | 24.2285 | STAGG 2103 | 162422103 | UG | 21kV | 24.2285 | 162422103_UG |  |  | 100% | 100%
STAGG 2104 | 162422104 | OH | 12kV | 19.8944 | STAGG 2104 | 162422104 | OH | 12kV | 19.8944 | 162422104_OH |  |  | 100% | 100%
|  | UG | 12kV | 0.085073 | STAGG 2104 | 162422104 | UG | 12kV | 0.085073 | 162422104_UG |  | X | 0.238% | 99.76%
|  |  | 21kV | 35.6549 | STAGG 2104 | 162422104 | UG | 21kV | 35.6549 | 162422104_UG | DIFF VOLT | X | 99.76% | 99.76%
STAGG 2105 | 162422105 | OH | 21kV | 4.5329 | STAGG 2105 | 162422105 | OH | 21kV | 4.5329 | 162422105_OH |  |  | 100% | 100%
|  | UG | 21kV | 33.679 | STAGG 2105 | 162422105 | UG | 21kV | 33.679 | 162422105_UG |  |  | 100% | 100%
STAGG 2106 | 162422106 | OH | 21kV | 5.4624 | STAGG 2106 | 162422106 | OH | 21kV | 5.4624 | 162422106_OH |  |  | 100% | 100%
|  | UG | 21kV | 21.5831 | STAGG 2106 | 162422106 | UG | 21kV | 21.5831 | 162422106_UG |  |  | 100% | 100%
STAGG 2107 | 162422107 | OH | 21kV | 6.0395 | STAGG 2107 | 162422107 | OH | 21kV | 6.0395 | 162422107_OH |  |  | 100% | 100%
|  | UG | 21kV | 23.3015 | STAGG 2107 | 162422107 | UG | 21kV | 23.3015 | 162422107_UG |  |  | 100% | 100%
STAGG 2108 | 162422108 | OH | 21kV | 5.8313 | STAGG 2108 | 162422108 | OH | 21kV | 5.8313 | 162422108_OH |  |  | 100% | 100%
|  | UG | 21kV | 18.7579 | STAGG 2108 | 162422108 | UG | 21kV | 18.7579 | 162422108_UG |  |  | 100% | 100%
STANISLAUS 1701 | 162821701 | OH | 17kV | 45.2979 | STANISLAUS 1701 | 162821701 | OH | 17kV | 45.2979 | 162821701_OH |  |  | 100% | 100%
|  | UG | 17kV | 16.5173 | STANISLAUS 1701 | 162821701 | UG | 17kV | 16.5173 | 162821701_UG |  |  | 100% | 100%
STANISLAUS 1702 | 162821702 | OH | 17kV | 85.4849 | STANISLAUS 1702 | 162821702 | OH | 17kV | 85.4849 | 162821702_OH |  |  | 100% | 100%
|  | UG | 17kV | 11.7498 | STANISLAUS 1702 | 162821702 | UG | 17kV | 11.7498 | 162821702_UG |  |  | 100% | 100%
STELLING 1102 | 083481102 | OH | 12kV | 0.69216 | STELLING 1102 | 083481102 | OH | 12kV | 0.69216 | 083481102_OH |  |  | 100% | 100%
|  | UG | 12kV | 1.9395 | STELLING 1102 | 083481102 | UG | 12kV | 1.9395 | 083481102_UG |  |  | 100% | 100%
STELLING 1103 | 083481103 | OH | 12kV | 2.8548 | STELLING 1103 | 083481103 | OH | 12kV | 2.8548 | 083481103_OH |  |  | 100% | 100%
|  | UG | 12kV | 5.7111 | STELLING 1103 | 083481103 | UG | 12kV | 5.7111 | 083481103_UG |  |  | 100% | 100%
STELLING 1104 | 083481104 | OH | 12kV | 14.4651 | STELLING 1104 | 083481104 | OH | 12kV | 14.4651 | 083481104_OH |  |  | 100% | 100%
|  | UG | 12kV | 6.5242 | STELLING 1104 | 083481104 | UG | 12kV | 6.5242 | 083481104_UG |  |  | 100% | 100%
STELLING 1105 | 083481105 | OH | 12kV | 0.40055 | STELLING 1105 | 083481105 | OH | 12kV | 0.40055 | 083481105_OH |  |  | 100% | 100%
|  | UG | 12kV | 3.7233 | STELLING 1105 | 083481105 | UG | 12kV | 3.7233 | 083481105_UG |  |  | 100% | 100%
STELLING 1106 | 083481106 | OH | 12kV | 0.0028409 | STELLING 1106 | 083481106 | OH | 12kV | 0.0028409 | 083481106_OH |  |  | 100% | 100%
|  | UG | 12kV | 0.98228 | STELLING 1106 | 083481106 | UG | 12kV | 0.98228 | 083481106_UG |  |  | 100% | 100%
STELLING 1107 | 083481107 | OH | 12kV | 5.941 | STELLING 1107 | 083481107 | OH | 12kV | 5.941 | 083481107_OH |  |  | 100% | 100%
|  | UG | 12kV | 8.8404 | STELLING 1107 | 083481107 | UG | 12kV | 8.8404 | 083481107_UG |  |  | 100% | 100%
STELLING 1108 | 083481108 | OH | 12kV | 31.8044 | STELLING 1108 | 083481108 | OH | 12kV | 31.8044 | 083481108_OH |  |  | 100% | 100%
|  | UG | 12kV | 7.1741 | STELLING 1108 | 083481108 | UG | 12kV | 7.1741 | 083481108_UG |  |  | 100% | 100%
STELLING 1109 | 083481109 | OH | 12kV | 16.5513 | STELLING 1109 | 083481109 | OH | 12kV | 16.5513 | 083481109_OH |  |  | 100% | 100%
|  | UG | 12kV | 15.3511 | STELLING 1109 | 083481109 | UG | 12kV | 15.3511 | 083481109_UG |  |  | 100% | 100%
STELLING 1110 | 083481110 | OH | 12kV | 48.7288 | STELLING 1110 | 083481110 | OH | 12kV | 48.7288 | 083481110_OH |  | X | 97.86% | 97.86%
|  |  | 2.4kV | 1.0675 | STELLING 1110 | 083481110 | OH | 2.4kV | 1.0675 | 083481110_OH | DIFF VOLT | X | 2.144% | 97.86%
|  | UG | 12kV | 17.9618 | STELLING 1110 | 083481110 | UG | 12kV | 17.9618 | 083481110_UG |  |  | 100% | 100%
STELLING 1111 | 083481111 | OH | 12kV | 26.833 | STELLING 1111 | 083481111 | OH | 12kV | 26.833 | 083481111_OH |  |  | 100% | 100%
|  | UG | 12kV | 11.347 | STELLING 1111 | 083481111 | UG | 12kV | 11.347 | 083481111_UG |  |  | 100% | 100%
STELLING 1112 | 083481112 | OH | 12kV | 2.1873 | STELLING 1112 | 083481112 | OH | 12kV | 2.1873 | 083481112_OH |  |  | 100% | 100%
|  | UG | 12kV | 0.66849 | STELLING 1112 | 083481112 | UG | 12kV | 0.66849 | 083481112_UG |  |  | 100% | 100%
STELLING 1113 | 083481113 | OH | 12kV | 17.1593 | STELLING 1113 | 083481113 | OH | 12kV | 17.1593 | 083481113_OH |  |  | 100% | 100%
|  | UG | 12kV | 5.6852 | STELLING 1113 | 083481113 | UG | 12kV | 5.6852 | 083481113_UG |  |  | 100% | 100%
STILLWATER 1101 | 103561101 | OH | 12kV | 36.7082 | STILLWATER 1101 | 103561101 | OH | 12kV | 36.7082 | 103561101_OH |  |  | 100% | 100%
|  | UG | 12kV | 0.79781 | STILLWATER 1101 | 103561101 | UG | 12kV | 0.79781 | 103561101_UG |  |  | 100% | 100%
STILLWATER 1102 | 103561102 | OH | 12kV | 79.1236 | STILLWATER 1102 | 103561102 | OH | 12kV | 79.1236 | 103561102_OH |  |  | 100% | 100%
|  | UG | 12kV | 2.4075 | STILLWATER 1102 | 103561102 | UG | 12kV | 2.4075 | 103561102_UG |  |  | 100% | 100%
STOCKDALE 1105 | 254071105 | OH | 12kV | 5.0539 | STOCKDALE 1105 | 254071105 | OH | 12kV | 5.0539 | 254071105_OH |  |  | 100% | 100%
|  | UG | 12kV | 17.3907 | STOCKDALE 1105 | 254071105 | UG | 12kV | 17.3907 | 254071105_UG |  |  | 100% | 100%
STOCKDALE 1106 | 254071106 | OH | 12kV | 5.6028 | STOCKDALE 1106 | 254071106 | OH | 12kV | 5.6028 | 254071106_OH |  |  | 100% | 100%
|  | UG | 12kV | 10.5887 | STOCKDALE 1106 | 254071106 | UG | 12kV | 10.5887 | 254071106_UG |  |  | 100% | 100%
STOCKDALE 1108 | 254071108 | OH | 12kV | 3.8426 | STOCKDALE 1108 | 254071108 | OH | 12kV | 3.8426 | 254071108_OH |  |  | 100% | 100%
|  | UG | 12kV | 10.9972 | STOCKDALE 1108 | 254071108 | UG | 12kV | 10.9972 | 254071108_UG |  |  | 100% | 100%
STOCKDALE 1109 | 254071109 | OH | 12kV | 4.2752 | STOCKDALE 1109 | 254071109 | OH | 12kV | 4.2752 | 254071109_OH |  | X | 95.52% | 95.52%
|  |  | 21kV | 0.20039 | STOCKDALE 1109 | 254071109 | OH | 21kV | 0.20039 | 254071109_OH | DIFF VOLT | X | 4.477% | 95.52%
|  | UG | 12kV | 13.5941 | STOCKDALE 1109 | 254071109 | UG | 12kV | 13.5941 | 254071109_UG |  | X | 93.4% | 93.4%
|  |  | 21kV | 0.96009 | STOCKDALE 1109 | 254071109 | UG | 21kV | 0.96009 | 254071109_UG | DIFF VOLT | X | 6.597% | 93.4%
STOCKDALE 1110 | 254071110 | OH | 12kV | 6.3146 | STOCKDALE 1110 | 254071110 | OH | 12kV | 6.3146 | 254071110_OH |  |  | 100% | 100%
|  | UG | 12kV | 11.6324 | STOCKDALE 1110 | 254071110 | UG | 12kV | 11.6324 | 254071110_UG |  |  | 100% | 100%
STOCKDALE 1111 | 254071111 | OH | 12kV | 8.6496 | STOCKDALE 1111 | 254071111 | OH | 12kV | 8.6496 | 254071111_OH |  |  | 100% | 100%
|  | UG | 12kV | 6.3752 | STOCKDALE 1111 | 254071111 | UG | 12kV | 6.3752 | 254071111_UG |  |  | 100% | 100%
STOCKDALE 2105 | 254072105 | OH | 12kV | 2.6387 | STOCKDALE 2105 | 254072105 | OH | 12kV | 2.6387 | 254072105_OH |  | X | 52.85% | 52.85% | FLAG
|  |  | 21kV | 2.3539 | STOCKDALE 2105 | 254072105 | OH | 21kV | 2.3539 | 254072105_OH | DIFF VOLT | X | 47.15% | 52.85% | FLAG
|  | UG | 12kV | 6.3771 | STOCKDALE 2105 | 254072105 | UG | 12kV | 6.3771 | 254072105_UG |  | X | 17.05% | 82.95%
|  |  | 21kV | 31.0286 | STOCKDALE 2105 | 254072105 | UG | 21kV | 31.0286 | 254072105_UG | DIFF VOLT | X | 82.95% | 82.95%
STOCKDALE 2106 | 254072106 | OH | 21kV | 8.9541 | STOCKDALE 2106 | 254072106 | OH | 21kV | 8.9541 | 254072106_OH |  |  | 100% | 100%
|  | UG | 21kV | 12.5526 | STOCKDALE 2106 | 254072106 | UG | 21kV | 12.5526 | 254072106_UG |  |  | 100% | 100%
STOCKDALE 2107 | 254072107 | OH | 21kV | 1.8405 | STOCKDALE 2107 | 254072107 | OH | 21kV | 1.8405 | 254072107_OH |  |  | 100% | 100%
|  | UG | 21kV | 36.7334 | STOCKDALE 2107 | 254072107 | UG | 21kV | 36.7334 | 254072107_UG |  |  | 100% | 100%
STOCKDALE 2108 | 254072108 | OH | 21kV | 2.943 | STOCKDALE 2108 | 254072108 | OH | 21kV | 2.943 | 254072108_OH |  |  | 100% | 100%
|  | UG | 21kV | 33.5215 | STOCKDALE 2108 | 254072108 | UG | 21kV | 33.5215 | 254072108_UG |  |  | 100% | 100%
STOCKDALE 2109 | 254072109 | OH | 21kV | 8.5081 | STOCKDALE 2109 | 254072109 | OH | 21kV | 8.5081 | 254072109_OH |  |  | 100% | 100%
|  | UG | 21kV | 35.2517 | STOCKDALE 2109 | 254072109 | UG | 21kV | 35.2517 | 254072109_UG |  |  | 100% | 100%
STOCKDALE 2110 | 254072110 | OH | 21kV | 8.7751 | STOCKDALE 2110 | 254072110 | OH | 21kV | 8.7751 | 254072110_OH |  |  | 100% | 100%
|  | UG | 21kV | 17.738 | STOCKDALE 2110 | 254072110 | UG | 21kV | 17.738 | 254072110_UG |  |  | 100% | 100%
STOCKDALE 2111 | 254072111 | OH | 21kV | 2.8775 | STOCKDALE 2111 | 254072111 | OH | 21kV | 2.8775 | 254072111_OH |  |  | 100% | 100%
|  | UG | 21kV | 30.3518 | STOCKDALE 2111 | 254072111 | UG | 21kV | 30.3518 | 254072111_UG |  |  | 100% | 100%
STOCKDALE 2112 | 254072112 | OH | 12kV | 20.9891 | STOCKDALE 2112 | 254072112 | OH | 12kV | 20.9891 | 254072112_OH |  | X | 68.13% | 68.13% | FLAG
|  |  | 21kV | 9.8163 | STOCKDALE 2112 | 254072112 | OH | 21kV | 9.8163 | 254072112_OH | DIFF VOLT | X | 31.87% | 68.13% | FLAG
|  | UG | 12kV | 2.9135 | STOCKDALE 2112 | 254072112 | UG | 12kV | 2.9135 | 254072112_UG |  | X | 5.696% | 94.3%
|  |  | 21kV | 48.2403 | STOCKDALE 2112 | 254072112 | UG | 21kV | 48.2403 | 254072112_UG | DIFF VOLT | X | 94.3% | 94.3%
STOCKDALE 2113 | 254072113 | OH | 21kV | 15.8505 | STOCKDALE 2113 | 254072113 | OH | 21kV | 15.8505 | 254072113_OH |  |  | 100% | 100%
|  | UG | 21kV | 12.8346 | STOCKDALE 2113 | 254072113 | UG | 21kV | 12.8346 | 254072113_UG |  |  | 100% | 100%
STOCKDALE 2114 | 254072114 | OH | 21kV | 10.5253 | STOCKDALE 2114 | 254072114 | OH | 21kV | 10.5253 | 254072114_OH |  |  | 100% | 100%
|  | UG | 21kV | 19.2548 | STOCKDALE 2114 | 254072114 | UG | 21kV | 19.2548 | 254072114_UG |  |  | 100% | 100%
STOCKDALE 2115 | 254072115 | OH | 21kV | 0.44635 | STOCKDALE 2115 | 254072115 | OH | 21kV | 0.44635 | 254072115_OH |  |  | 100% | 100%
|  | UG | 21kV | 29.5458 | STOCKDALE 2115 | 254072115 | UG | 21kV | 29.5458 | 254072115_UG |  |  | 100% | 100%
STOCKTON A 0403 | 162370403 | UG | 4.16kV | 0.019993 | STOCKTON A 0403 | 162370403 | UG | 4.16kV | 0.019993 | 162370403_UG |  |  | 100% | 100%
STOCKTON A 0404 | 162370404 | OH | 4.16kV | 5.1724 | STOCKTON A 0404 | 162370404 | OH | 4.16kV | 5.1724 | 162370404_OH |  |  | 100% | 100%
|  | UG | 4.16kV | 0.078234 | STOCKTON A 0404 | 162370404 | UG | 4.16kV | 0.078234 | 162370404_UG |  |  | 100% | 100%
STOCKTON A 0405 | 162370405 | OH | 4.16kV | 0.38603 | STOCKTON A 0405 | 162370405 | OH | 4.16kV | 0.38603 | 162370405_OH |  |  | 100% | 100%
|  | UG | 4.16kV | 2.8219 | STOCKTON A 0405 | 162370405 | UG | 4.16kV | 2.8219 | 162370405_UG |  |  | 100% | 100%
STOCKTON A 0406 | 162370406 | OH | 4.16kV | 3.2845 | STOCKTON A 0406 | 162370406 | OH | 4.16kV | 3.2845 | 162370406_OH |  |  | 100% | 100%
|  | UG | 4.16kV | 0.73584 | STOCKTON A 0406 | 162370406 | UG | 4.16kV | 0.73584 | 162370406_UG |  |  | 100% | 100%
STOCKTON A 0410 | 162370410 | OH | 4.16kV | 6.3028 | STOCKTON A 0410 | 162370410 | OH | 4.16kV | 6.3028 | 162370410_OH |  |  | 100% | 100%
|  | UG | 4.16kV | 0.12202 | STOCKTON A 0410 | 162370410 | UG | 4.16kV | 0.12202 | 162370410_UG |  |  | 100% | 100%
STOCKTON A 1101 | 162371101 | OH | 12kV | 4.0695 | STOCKTON A 1101 | 162371101 | OH | 12kV | 4.0695 | 162371101_OH |  |  | 100% | 100%
|  | UG | 12kV | 3.3202 | STOCKTON A 1101 | 162371101 | UG | 12kV | 3.3202 | 162371101_UG |  |  | 100% | 100%
STOCKTON A 1102 | 162371102 | OH | 12kV | 6.4738 | STOCKTON A 1102 | 162371102 | OH | 12kV | 6.4738 | 162371102_OH |  |  | 100% | 100%
|  | UG | 12kV | 2.7362 | STOCKTON A 1102 | 162371102 | UG | 12kV | 2.7362 | 162371102_UG |  |  | 100% | 100%
STOCKTON A 1103 | 162371103 | OH | 12kV | 0.20218 | STOCKTON A 1103 | 162371103 | OH | 12kV | 0.20218 | 162371103_OH |  |  | 100% | 100%
|  | UG | 12kV | 3.5872 | STOCKTON A 1103 | 162371103 | UG | 12kV | 3.5872 | 162371103_UG |  |  | 100% | 100%
STOCKTON A 1104 | 162371104 | OH | 12kV | 15.9219 | STOCKTON A 1104 | 162371104 | OH | 12kV | 15.9219 | 162371104_OH |  |  | 100% | 100%
|  | UG | 12kV | 1.8099 | STOCKTON A 1104 | 162371104 | UG | 12kV | 1.8099 | 162371104_UG |  |  | 100% | 100%
STOCKTON A 1105 | 162371105 | OH | 12kV | 11.0017 | STOCKTON A 1105 | 162371105 | OH | 12kV | 11.0017 | 162371105_OH |  |  | 100% | 100%
|  | UG | 12kV | 5.0092 | STOCKTON A 1105 | 162371105 | UG | 12kV | 5.0092 | 162371105_UG |  |  | 100% | 100%
STOCKTON A 1106 | 162371106 | OH | 12kV | 19.1136 | STOCKTON A 1106 | 162371106 | OH | 12kV | 19.1136 | 162371106_OH |  |  | 100% | 100%
|  | UG | 12kV | 4.7667 | STOCKTON A 1106 | 162371106 | UG | 12kV | 4.7667 | 162371106_UG |  |  | 100% | 100%
STOCKTON A 1107 | 162371107 | OH | 12kV | 16.3257 | STOCKTON A 1107 | 162371107 | OH | 12kV | 16.3257 | 162371107_OH |  |  | 100% | 100%
|  | UG | 12kV | 14.2683 | STOCKTON A 1107 | 162371107 | UG | 12kV | 14.2683 | 162371107_UG |  |  | 100% | 100%
STOCKTON A 1108 | 162371108 | OH | 12kV | 8.9601 | STOCKTON A 1108 | 162371108 | OH | 12kV | 8.9601 | 162371108_OH |  |  | 100% | 100%
|  | UG | 12kV | 1.2569 | STOCKTON A 1108 | 162371108 | UG | 12kV | 1.2569 | 162371108_UG |  |  | 100% | 100%
STOCKTON A 1109 | 162371109 | OH | 12kV | 11.9024 | STOCKTON A 1109 | 162371109 | OH | 12kV | 11.9024 | 162371109_OH |  |  | 100% | 100%
|  | UG | 12kV | 2.3065 | STOCKTON A 1109 | 162371109 | UG | 12kV | 2.3065 | 162371109_UG |  |  | 100% | 100%
STOCKTON A 1110 | 162371110 | OH | 12kV | 10.1058 | STOCKTON A 1110 | 162371110 | OH | 12kV | 10.1058 | 162371110_OH |  |  | 100% | 100%
|  | UG | 12kV | 20.1387 | STOCKTON A 1110 | 162371110 | UG | 12kV | 20.1387 | 162371110_UG |  |  | 100% | 100%
STOCKTON A 1111 | 162371111 | OH | 12kV | 0.068472 | STOCKTON A 1111 | 162371111 | OH | 12kV | 0.068472 | 162371111_OH |  |  | 100% | 100%
|  | UG | 12kV | 6.1428 | STOCKTON A 1111 | 162371111 | UG | 12kV | 6.1428 | 162371111_UG |  |  | 100% | 100%
STOCKTON ACRES 0401 | 163220401 | OH | 4.16kV | 2.3573 | STOCKTON ACRES 0401 | 163220401 | OH | 4.16kV | 2.3573 | 163220401_OH |  |  | 100% | 100%
STOCKTON ACRES 0402 | 163220402 | OH | 4.16kV | 3.0107 | STOCKTON ACRES 0402 | 163220402 | OH | 4.16kV | 3.0107 | 163220402_OH |  |  | 100% | 100%
|  | UG | 4.16kV | 0.1993 | STOCKTON ACRES 0402 | 163220402 | UG | 4.16kV | 0.1993 | 163220402_UG |  |  | 100% | 100%
STONE 1101 | 083701101 | OH | 12kV | 19.9644 | STONE 1101 | 083701101 | OH | 12kV | 19.9644 | 083701101_OH |  |  | 100% | 100%
|  | UG | 12kV | 4.7006 | STONE 1101 | 083701101 | UG | 12kV | 4.7006 | 083701101_UG |  |  | 100% | 100%
STONE 1104 | 083701104 | OH | 12kV | 5.5417 | STONE 1104 | 083701104 | OH | 12kV | 5.5417 | 083701104_OH |  |  | 100% | 100%
|  | UG | 12kV | 7.8855 | STONE 1104 | 083701104 | UG | 12kV | 7.8855 | 083701104_UG |  |  | 100% | 100%
STONE 1105 | 083701105 | UG | 12kV | 2.9221 | STONE 1105 | 083701105 | UG | 12kV | 2.9221 | 083701105_UG |  |  | 100% | 100%
STONE 1106 | 083701106 | UG | 12kV | 0.01314 | STONE 1106 | 083701106 | UG | 12kV | 0.01314 | 083701106_UG |  |  | 100% | 100%
STONE 1107 | 083701107 | OH | 12kV | 16.1034 | STONE 1107 | 083701107 | OH | 12kV | 16.1034 | 083701107_OH |  | X | 99.34% | 99.34%
|  |  | 4.16kV | 0.1075 | STONE 1107 | 083701107 | OH | 4.16kV | 0.1075 | 083701107_OH | DIFF VOLT | X | 0.6632% | 99.34%
|  | UG | 12kV | 4.5419 | STONE 1107 | 083701107 | UG | 12kV | 4.5419 | 083701107_UG |  | X | 86.65% | 86.65%
|  |  | 4.16kV | 0.6999 | STONE 1107 | 083701107 | UG | 4.16kV | 0.6999 | 083701107_UG | DIFF VOLT | X | 13.35% | 86.65%
STONE 1108 | 083701108 | OH | 12kV | 4.3876 | STONE 1108 | 083701108 | OH | 12kV | 4.3876 | 083701108_OH |  |  | 100% | 100%
|  | UG | 12kV | 8.4425 | STONE 1108 | 083701108 | UG | 12kV | 8.4425 | 083701108_UG |  |  | 100% | 100%
STONE 1109 | 083701109 | OH | 12kV | 8.2612 | STONE 1109 | 083701109 | OH | 12kV | 8.2612 | 083701109_OH |  |  | 100% | 100%
|  | UG | 12kV | 9.0052 | STONE 1109 | 083701109 | UG | 12kV | 9.0052 | 083701109_UG |  |  | 100% | 100%
STONE 1110 | 083701110 | OH | 12kV | 11.8309 | STONE 1110 | 083701110 | OH | 12kV | 11.8309 | 083701110_OH |  |  | 100% | 100%
|  | UG | 12kV | 7.008 | STONE 1110 | 083701110 | UG | 12kV | 7.008 | 083701110_UG |  |  | 100% | 100%
STONE CORRAL 1108 | 252921108 | OH | 12kV | 76.3626 | STONE CORRAL 1108 | 252921108 | OH | 12kV | 76.3626 | 252921108_OH |  |  | 100% | 100%
|  | UG | 12kV | 0.62586 | STONE CORRAL 1108 | 252921108 | UG | 12kV | 0.62586 | 252921108_UG |  |  | 100% | 100%
STONE CORRAL 1109 | 252921109 | OH | 12kV | 16.5206 | STONE CORRAL 1109 | 252921109 | OH | 12kV | 16.5206 | 252921109_OH |  |  | 100% | 100%
|  | UG | 12kV | 0.16247 | STONE CORRAL 1109 | 252921109 | UG | 12kV | 0.16247 | 252921109_UG |  |  | 100% | 100%
STONE CORRAL 1110 | 252921110 | OH | 12kV | 62.6192 | STONE CORRAL 1110 | 252921110 | OH | 12kV | 62.6192 | 252921110_OH |  |  | 100% | 100%
|  | UG | 12kV | 0.30101 | STONE CORRAL 1110 | 252921110 | UG | 12kV | 0.30101 | 252921110_UG |  |  | 100% | 100%
STOREY 1104 | 254611104 | OH | 12kV | 76.2982 | STOREY 1104 | 254611104 | OH | 12kV | 76.2982 | 254611104_OH |  |  | 100% | 100%
|  | UG | 12kV | 7.4288 | STOREY 1104 | 254611104 | UG | 12kV | 7.4288 | 254611104_UG |  |  | 100% | 100%
STOREY 1105 | 254611105 | OH | 12kV | 14.4101 | STOREY 1105 | 254611105 | OH | 12kV | 14.4101 | 254611105_OH |  |  | 100% | 100%
|  | UG | 12kV | 27.9767 | STOREY 1105 | 254611105 | UG | 12kV | 27.9767 | 254611105_UG |  |  | 100% | 100%
STOREY 1106 | 254611106 | OH | 12kV | 13.4707 | STOREY 1106 | 254611106 | OH | 12kV | 13.4707 | 254611106_OH |  |  | 100% | 100%
|  | UG | 12kV | 11.0717 | STOREY 1106 | 254611106 | UG | 12kV | 11.0717 | 254611106_UG |  |  | 100% | 100%
STOREY 1107 | 254611107 | OH | 12kV | 15.7996 | STOREY 1107 | 254611107 | OH | 12kV | 15.7996 | 254611107_OH |  |  | 100% | 100%
|  | UG | 12kV | 7.3066 | STOREY 1107 | 254611107 | UG | 12kV | 7.3066 | 254611107_UG |  |  | 100% | 100%
STOREY 1108 | 254611108 | OH | 12kV | 76.3412 | STOREY 1108 | 254611108 | OH | 12kV | 76.3412 | 254611108_OH |  |  | 100% | 100%
|  | UG | 12kV | 3.55 | STOREY 1108 | 254611108 | UG | 12kV | 3.55 | 254611108_UG |  |  | 100% | 100%
STOREY 1109 | 254611109 | OH | 12kV | 123.0246 | STOREY 1109 | 254611109 | OH | 12kV | 123.0246 | 254611109_OH |  | X | 69.32% | 69.32% | FLAG
|  |  | 21kV | 54.4454 | STOREY 1109 | 254611109 | OH | 21kV | 54.4454 | 254611109_OH | DIFF VOLT | X | 30.68% | 69.32% | FLAG
|  | UG | 12kV | 10.818 | STOREY 1109 | 254611109 | UG | 12kV | 10.818 | 254611109_UG |  | X | 91.36% | 91.36%
|  |  | 21kV | 1.023 | STOREY 1109 | 254611109 | UG | 21kV | 1.023 | 254611109_UG | DIFF VOLT | X | 8.64% | 91.36%
STOREY 1111 | 254611111 | OH | 12kV | 29.6572 | STOREY 1111 | 254611111 | OH | 12kV | 29.6572 | 254611111_OH |  |  | 100% | 100%
|  | UG | 12kV | 14.2475 | STOREY 1111 | 254611111 | UG | 12kV | 14.2475 | 254611111_UG |  |  | 100% | 100%
STROUD 1101 | 253661101 | OH | 12kV | 32.0888 | STROUD 1101 | 253661101 | OH | 12kV | 32.0888 | 253661101_OH |  |  | 100% | 100%
|  | UG | 12kV | 0.23345 | STROUD 1101 | 253661101 | UG | 12kV | 0.23345 | 253661101_UG |  |  | 100% | 100%
STROUD 1102 | 253661102 | OH | 12kV | 34.4352 | STROUD 1102 | 253661102 | OH | 12kV | 34.4352 | 253661102_OH |  |  | 100% | 100%
|  | UG | 12kV | 0.67832 | STROUD 1102 | 253661102 | UG | 12kV | 0.67832 | 253661102_UG |  |  | 100% | 100%
STROUD 1104 | 253661104 | OH | 12kV | 31.2445 | STROUD 1104 | 253661104 | OH | 12kV | 31.2445 | 253661104_OH |  |  | 100% | 100%
|  | UG | 12kV | 0.40282 | STROUD 1104 | 253661104 | UG | 12kV | 0.40282 | 253661104_UG |  |  | 100% | 100%
STROUD 1107 | 253661107 | UG | 12kV | 0.91402 | STROUD 1107 | 253661107 | UG | 12kV | 0.91402 | 253661107_UG |  |  | 100% | 100%
STROUD 1108 | 253661108 | UG | 12kV | 0.94162 | STROUD 1108 | 253661108 | UG | 12kV | 0.94162 | 253661108_UG |  |  | 100% | 100%
STUART 0401 | 013840401 | OH | 4.16kV | 2.9385 | STUART 0401 | 013840401 | OH | 4.16kV | 2.9385 | 013840401_OH |  |  | 100% | 100%
|  | UG | 4.16kV | 0.022672 | STUART 0401 | 013840401 | UG | 4.16kV | 0.022672 | 013840401_UG |  |  | 100% | 100%
STUART 0402 | 013840402 | OH | 4.16kV | 3.6553 | STUART 0402 | 013840402 | OH | 4.16kV | 3.6553 | 013840402_OH |  |  | 100% | 100%
|  | UG | 4.16kV | 0.11131 | STUART 0402 | 013840402 | UG | 4.16kV | 0.11131 | 013840402_UG |  |  | 100% | 100%
STUART 0403 | 013840403 | OH | 4.16kV | 3.1153 | STUART 0403 | 013840403 | OH | 4.16kV | 3.1153 | 013840403_OH |  |  | 100% | 100%
|  | UG | 4.16kV | 0.18661 | STUART 0403 | 013840403 | UG | 4.16kV | 0.18661 | 013840403_UG |  |  | 100% | 100%
STUART 0404 | 013840404 | OH | 4.16kV | 1.0704 | STUART 0404 | 013840404 | OH | 4.16kV | 1.0704 | 013840404_OH |  |  | 100% | 100%
|  | UG | 4.16kV | 0.14872 | STUART 0404 | 013840404 | UG | 4.16kV | 0.14872 | 013840404_UG |  |  | 100% | 100%
STUART 0405 | 013840405 | OH | 4.16kV | 2.805 | STUART 0405 | 013840405 | OH | 4.16kV | 2.805 | 013840405_OH |  |  | 100% | 100%
|  | UG | 4.16kV | 0.16585 | STUART 0405 | 013840405 | UG | 4.16kV | 0.16585 | 013840405_UG |  |  | 100% | 100%
STUART 0406 | 013840406 | OH | 4.16kV | 2.9367 | STUART 0406 | 013840406 | OH | 4.16kV | 2.9367 | 013840406_OH |  |  | 100% | 100%
|  | UG | 4.16kV | 0.68402 | STUART 0406 | 013840406 | UG | 4.16kV | 0.68402 | 013840406_UG |  |  | 100% | 100%
SUISUN 1101 | 062131101 | OH | 12kV | 6.9361 | SUISUN 1101 | 062131101 | OH | 12kV | 6.9361 | 062131101_OH |  |  | 100% | 100%
|  | UG | 12kV | 10.0673 | SUISUN 1101 | 062131101 | UG | 12kV | 10.0673 | 062131101_UG |  |  | 100% | 100%
SUISUN 1102 | 062131102 | OH | 12kV | 9.8116 | SUISUN 1102 | 062131102 | OH | 12kV | 9.8116 | 062131102_OH |  |  | 100% | 100%
|  | UG | 12kV | 2.8222 | SUISUN 1102 | 062131102 | UG | 12kV | 2.8222 | 062131102_UG |  |  | 100% | 100%
SUISUN 1103 | 062131103 | OH | 12kV | 2.4656 | SUISUN 1103 | 062131103 | OH | 12kV | 2.4656 | 062131103_OH |  |  | 100% | 100%
|  | UG | 12kV | 17.265 | SUISUN 1103 | 062131103 | UG | 12kV | 17.265 | 062131103_UG |  |  | 100% | 100%
SUISUN 1104 | 062131104 | OH | 12kV | 4.814 | SUISUN 1104 | 062131104 | OH | 12kV | 4.814 | 062131104_OH |  |  | 100% | 100%
|  | UG | 12kV | 19.8748 | SUISUN 1104 | 062131104 | UG | 12kV | 19.8748 | 062131104_UG |  |  | 100% | 100%
SUISUN 1105 | 062131105 | OH | 12kV | 5.379 | SUISUN 1105 | 062131105 | OH | 12kV | 5.379 | 062131105_OH |  |  | 100% | 100%
|  | UG | 12kV | 12.3389 | SUISUN 1105 | 062131105 | UG | 12kV | 12.3389 | 062131105_UG |  |  | 100% | 100%
SUISUN 1106 | 062131106 | OH | 12kV | 5.0235 | SUISUN 1106 | 062131106 | OH | 12kV | 5.0235 | 062131106_OH |  |  | 100% | 100%
|  | UG | 12kV | 5.2003 | SUISUN 1106 | 062131106 | UG | 12kV | 5.2003 | 062131106_UG |  |  | 100% | 100%
SUISUN 1107 | 062131107 | OH | 12kV | 9.6666 | SUISUN 1107 | 062131107 | OH | 12kV | 9.6666 | 062131107_OH |  |  | 100% | 100%
|  | UG | 12kV | 9.2717 | SUISUN 1107 | 062131107 | UG | 12kV | 9.2717 | 062131107_UG |  |  | 100% | 100%
SUISUN 1108 | 062131108 | OH | 12kV | 6.594 | SUISUN 1108 | 062131108 | OH | 12kV | 6.594 | 062131108_OH |  |  | 100% | 100%
|  | UG | 12kV | 15.0874 | SUISUN 1108 | 062131108 | UG | 12kV | 15.0874 | 062131108_UG |  |  | 100% | 100%
SUISUN 1109 | 062131109 | OH | 12kV | 8.0764 | SUISUN 1109 | 062131109 | OH | 12kV | 8.0764 | 062131109_OH |  |  | 100% | 100%
|  | UG | 12kV | 26.2551 | SUISUN 1109 | 062131109 | UG | 12kV | 26.2551 | 062131109_UG |  |  | 100% | 100%
SUISUN 1110 | 062131110 | OH | 12kV | 2.923 | SUISUN 1110 | 062131110 | OH | 12kV | 2.923 | 062131110_OH |  |  | 100% | 100%
|  | UG | 12kV | 4.1833 | SUISUN 1110 | 062131110 | UG | 12kV | 4.1833 | 062131110_UG |  |  | 100% | 100%
SUISUN 1111 | 062131111 | OH | 12kV | 0.62769 | SUISUN 1111 | 062131111 | OH | 12kV | 0.62769 | 062131111_OH |  |  | 100% | 100%
|  | UG | 12kV | 9.5378 | SUISUN 1111 | 062131111 | UG | 12kV | 9.5378 | 062131111_UG |  |  | 100% | 100%
SUISUN 1112 | 062131112 | OH | 12kV | 2.8452 | SUISUN 1112 | 062131112 | OH | 12kV | 2.8452 | 062131112_OH |  |  | 100% | 100%
|  | UG | 12kV | 9.5922 | SUISUN 1112 | 062131112 | UG | 12kV | 9.5922 | 062131112_UG |  |  | 100% | 100%
SULLIVAN 0402 | 022850402 | OH | 4.16kV | 3.2005 | SULLIVAN 0402 | 022850402 | OH | 4.16kV | 3.2005 | 022850402_OH |  |  | 100% | 100%
|  | UG | 4.16kV | 0.66882 | SULLIVAN 0402 | 022850402 | UG | 4.16kV | 0.66882 | 022850402_UG |  |  | 100% | 100%
SUMMIT 1101 | 152591101 | OH | 12kV | 15.1722 | SUMMIT 1101 | 152591101 | OH | 12kV | 15.1722 | 152591101_OH |  |  | 100% | 100%
|  | UG | 12kV | 7.3208 | SUMMIT 1101 | 152591101 | UG | 12kV | 7.3208 | 152591101_UG |  |  | 100% | 100%
SUMMIT 1102 | 152591102 | OH | 12kV | 5.0221 | SUMMIT 1102 | 152591102 | OH | 12kV | 5.0221 | 152591102_OH |  |  | 100% | 100%
|  | UG | 12kV | 8.2771 | SUMMIT 1102 | 152591102 | UG | 12kV | 8.2771 | 152591102_UG |  |  | 100% | 100%
SUNOL 1101 | 014241101 | OH | 12kV | 52.9517 | SUNOL 1101 | 014241101 | OH | 12kV | 52.9517 | 014241101_OH |  | X | 95.68% | 95.68%
|  |  | 4.16kV | 2.3885 | SUNOL 1101 | 014241101 | OH | 4.16kV | 2.3885 | 014241101_OH | DIFF VOLT | X | 4.316% | 95.68%
|  | UG | 12kV | 4.6231 | SUNOL 1101 | 014241101 | UG | 12kV | 4.6231 | 014241101_UG |  |  | 100% | 100%
SWIFT 2102 | 083392102 | OH | 21kV | 2.9656 | SWIFT 2102 | 083392102 | OH | 21kV | 2.9656 | 083392102_OH |  |  | 100% | 100%
|  | UG | 21kV | 36.1371 | SWIFT 2102 | 083392102 | UG | 21kV | 36.1371 | 083392102_UG |  |  | 100% | 100%
SWIFT 2106 | 083392106 | OH | 21kV | 21.2794 | SWIFT 2106 | 083392106 | OH | 21kV | 21.2794 | 083392106_OH |  |  | 100% | 100%
|  | UG | 21kV | 18.0995 | SWIFT 2106 | 083392106 | UG | 21kV | 18.0995 | 083392106_UG |  |  | 100% | 100%
SWIFT 2107 | 083392107 | OH | 21kV | 11.9223 | SWIFT 2107 | 083392107 | OH | 21kV | 11.9223 | 083392107_OH |  |  | 100% | 100%
|  | UG | 21kV | 35.0519 | SWIFT 2107 | 083392107 | UG | 21kV | 35.0519 | 083392107_UG |  |  | 100% | 100%
SWIFT 2108 | 083392108 | OH | 21kV | 4.9161 | SWIFT 2108 | 083392108 | OH | 21kV | 4.9161 | 083392108_OH |  |  | 100% | 100%
|  | UG | 21kV | 52.4419 | SWIFT 2108 | 083392108 | UG | 21kV | 52.4419 | 083392108_UG |  |  | 100% | 100%
SWIFT 2109 | 083392109 | OH | 21kV | 5.459 | SWIFT 2109 | 083392109 | OH | 21kV | 5.459 | 083392109_OH |  |  | 100% | 100%
|  | UG | 21kV | 39.3936 | SWIFT 2109 | 083392109 | UG | 21kV | 39.3936 | 083392109_UG |  |  | 100% | 100%
SWIFT 2110 | 083392110 | OH | 12kV | 87.3788 | SWIFT 2110 | 083392110 | OH | 12kV | 87.3788 | 083392110_OH |  | X | 99.9% | 99.9%
|  |  | 21kV | 0.09069 | SWIFT 2110 | 083392110 | OH | 21kV | 0.09069 | 083392110_OH | DIFF VOLT | X | 0.1037% | 99.9%
|  | UG | 12kV | 16.5901 | SWIFT 2110 | 083392110 | UG | 12kV | 16.5901 | 083392110_UG |  | X | 70.64% | 70.64% | FLAG
|  |  | 21kV | 6.8953 | SWIFT 2110 | 083392110 | UG | 21kV | 6.8953 | 083392110_UG | DIFF VOLT | X | 29.36% | 70.64% | FLAG
SWIFT 2111 | 083392111 | OH | 21kV | 8.5775 | SWIFT 2111 | 083392111 | OH | 21kV | 8.5775 | 083392111_OH |  |  | 100% | 100%
|  | UG | 21kV | 24.5846 | SWIFT 2111 | 083392111 | UG | 21kV | 24.5846 | 083392111_UG |  |  | 100% | 100%
SYCAMORE CREEK 1101 | 102971101 | OH | 12kV | 4.7924 | SYCAMORE CREEK 1101 | 102971101 | OH | 12kV | 4.7924 | 102971101_OH |  |  | 100% | 100%
|  | UG | 12kV | 16.0288 | SYCAMORE CREEK 1101 | 102971101 | UG | 12kV | 16.0288 | 102971101_UG |  |  | 100% | 100%
SYCAMORE CREEK 1102 | 102971102 | OH | 12kV | 7.5485 | SYCAMORE CREEK 1102 | 102971102 | OH | 12kV | 7.5485 | 102971102_OH |  |  | 100% | 100%
|  | UG | 12kV | 10.6452 | SYCAMORE CREEK 1102 | 102971102 | UG | 12kV | 10.6452 | 102971102_UG |  |  | 100% | 100%
SYCAMORE CREEK 1103 | 102971103 | OH | 12kV | 3.1369 | SYCAMORE CREEK 1103 | 102971103 | OH | 12kV | 3.1369 | 102971103_OH |  |  | 100% | 100%
|  | UG | 12kV | 9.6872 | SYCAMORE CREEK 1103 | 102971103 | UG | 12kV | 9.6872 | 102971103_UG |  |  | 100% | 100%
SYCAMORE CREEK 1104 | 102971104 | OH | 12kV | 8.1303 | SYCAMORE CREEK 1104 | 102971104 | OH | 12kV | 8.1303 | 102971104_OH |  |  | 100% | 100%
|  | UG | 12kV | 3.8566 | SYCAMORE CREEK 1104 | 102971104 | UG | 12kV | 3.8566 | 102971104_UG |  |  | 100% | 100%
SYCAMORE CREEK 1105 | 102971105 | OH | 12kV | 15.1262 | SYCAMORE CREEK 1105 | 102971105 | OH | 12kV | 15.1262 | 102971105_OH |  |  | 100% | 100%
|  | UG | 12kV | 4.0389 | SYCAMORE CREEK 1105 | 102971105 | UG | 12kV | 4.0389 | 102971105_UG |  |  | 100% | 100%
SYCAMORE CREEK 1107 | 102971107 | OH | 12kV | 6.0009 | SYCAMORE CREEK 1107 | 102971107 | OH | 12kV | 6.0009 | 102971107_OH |  |  | 100% | 100%
|  | UG | 12kV | 12.1036 | SYCAMORE CREEK 1107 | 102971107 | UG | 12kV | 12.1036 | 102971107_UG |  |  | 100% | 100%
SYCAMORE CREEK 1109 | 102971109 | OH | 12kV | 13.4511 | SYCAMORE CREEK 1109 | 102971109 | OH | 12kV | 13.4511 | 102971109_OH |  |  | 100% | 100%
|  | UG | 12kV | 25.0211 | SYCAMORE CREEK 1109 | 102971109 | UG | 12kV | 25.0211 | 102971109_UG |  |  | 100% | 100%
SYCAMORE CREEK 1110 | 102971110 | OH | 12kV | 8.4152 | SYCAMORE CREEK 1110 | 102971110 | OH | 12kV | 8.4152 | 102971110_OH |  |  | 100% | 100%
|  | UG | 12kV | 13.5257 | SYCAMORE CREEK 1110 | 102971110 | UG | 12kV | 13.5257 | 102971110_UG |  |  | 100% | 100%
SYCAMORE CREEK 1111 | 102971111 | OH | 12kV | 65.1631 | SYCAMORE CREEK 1111 | 102971111 | OH | 12kV | 65.1631 | 102971111_OH |  |  | 100% | 100%
|  | UG | 12kV | 14.2901 | SYCAMORE CREEK 1111 | 102971111 | UG | 12kV | 14.2901 | 102971111_UG |  |  | 100% | 100%
TAFT 1101 | 252081101 | OH | 12kV | 11.835 | TAFT 1101 | 252081101 | OH | 12kV | 11.835 | 252081101_OH |  |  | 100% | 100%
|  | UG | 12kV | 1.9134 | TAFT 1101 | 252081101 | UG | 12kV | 1.9134 | 252081101_UG |  |  | 100% | 100%
TAFT 1102 | 252081102 | OH | 12kV | 0.052556 | TAFT 1102 | 252081102 | OH | 12kV | 0.052556 | 252081102_OH |  |  | 100% | 100%
TAFT 1103 | 252081103 | OH | 12kV | 27.4257 | TAFT 1103 | 252081103 | OH | 12kV | 27.4257 | 252081103_OH |  |  | 100% | 100%
|  | UG | 12kV | 0.55994 | TAFT 1103 | 252081103 | UG | 12kV | 0.55994 | 252081103_UG |  |  | 100% | 100%
TAFT 1104 | 252081104 | OH | 12kV | 13.3535 | TAFT 1104 | 252081104 | OH | 12kV | 13.3535 | 252081104_OH |  |  | 100% | 100%
|  | UG | 12kV | 12.2783 | TAFT 1104 | 252081104 | UG | 12kV | 12.2783 | 252081104_UG |  |  | 100% | 100%
TAFT 1106 | 252081106 | OH | 12kV | 7.1426 | TAFT 1106 | 252081106 | OH | 12kV | 7.1426 | 252081106_OH |  |  | 100% | 100%
|  | UG | 12kV | 3.6942 | TAFT 1106 | 252081106 | UG | 12kV | 3.6942 | 252081106_UG |  |  | 100% | 100%
TAFT 1108 | 252081108 | OH | 12kV | 9.1868 | TAFT 1108 | 252081108 | OH | 12kV | 9.1868 | 252081108_OH |  |  | 100% | 100%
|  | UG | 12kV | 0.1289 | TAFT 1108 | 252081108 | UG | 12kV | 0.1289 | 252081108_UG |  |  | 100% | 100%
TAMARACK 1101 | 152291101 | OH | 12kV | 19.5098 | TAMARACK 1101 | 152291101 | OH | 12kV | 19.5098 | 152291101_OH |  |  | 100% | 100%
|  | UG | 12kV | 0.34862 | TAMARACK 1101 | 152291101 | UG | 12kV | 0.34862 | 152291101_UG |  |  | 100% | 100%
TAMARACK 1102 | 152291102 | OH | 12kV | 7.9241 | TAMARACK 1102 | 152291102 | OH | 12kV | 7.9241 | 152291102_OH |  |  | 100% | 100%
|  | UG | 12kV | 0.065957 | TAMARACK 1102 | 152291102 | UG | 12kV | 0.065957 | 152291102_UG |  |  | 100% | 100%
TAR FLAT 0401 | 163240401 | OH | 4.16kV | 3.7017 | TAR FLAT 0401 | 163240401 | OH | 4.16kV | 3.7017 | 163240401_OH |  |  | 100% | 100%
|  | UG | 4.16kV | 0.038847 | TAR FLAT 0401 | 163240401 | UG | 4.16kV | 0.038847 | 163240401_UG |  |  | 100% | 100%
TAR FLAT 0402 | 163240402 | OH | 4.16kV | 6.6244 | TAR FLAT 0402 | 163240402 | OH | 4.16kV | 6.6244 | 163240402_OH |  |  | 100% | 100%
TARAVAL 0401 | 022500401 | OH | 4.16kV | 1.8162 | TARAVAL 0401 | 022500401 | OH | 4.16kV | 1.8162 | 022500401_OH |  |  | 100% | 100%
|  | UG | 4.16kV | 0.39291 | TARAVAL 0401 | 022500401 | UG | 4.16kV | 0.39291 | 022500401_UG |  |  | 100% | 100%
TARAVAL 0402 | 022500402 | OH | 4.16kV | 3.0475 | TARAVAL 0402 | 022500402 | OH | 4.16kV | 3.0475 | 022500402_OH |  |  | 100% | 100%
|  | UG | 4.16kV | 0.40459 | TARAVAL 0402 | 022500402 | UG | 4.16kV | 0.40459 | 022500402_UG |  |  | 100% | 100%
TARAVAL 0403 | 022500403 | OH | 4.16kV | 3.4697 | TARAVAL 0403 | 022500403 | OH | 4.16kV | 3.4697 | 022500403_OH |  |  | 100% | 100%
|  | UG | 4.16kV | 0.26419 | TARAVAL 0403 | 022500403 | UG | 4.16kV | 0.26419 | 022500403_UG |  |  | 100% | 100%
TASSAJARA 2103 | 014662103 | OH | 21kV | 19.5531 | TASSAJARA 2103 | 014662103 | OH | 21kV | 19.5531 | 014662103_OH |  |  | 100% | 100%
|  | UG | 21kV | 47.0136 | TASSAJARA 2103 | 014662103 | UG | 21kV | 47.0136 | 014662103_UG |  |  | 100% | 100%
TASSAJARA 2104 | 014662104 | OH | 21kV | 9.7074 | TASSAJARA 2104 | 014662104 | OH | 21kV | 9.7074 | 014662104_OH |  |  | 100% | 100%
|  | UG | 21kV | 42.9964 | TASSAJARA 2104 | 014662104 | UG | 21kV | 42.9964 | 014662104_UG |  |  | 100% | 100%
TASSAJARA 2105 | 014662105 | UG | 21kV | 0.0081815 | TASSAJARA 2105 | 014662105 | UG | 21kV | 0.0081815 | 014662105_UG |  |  | 100% | 100%
TASSAJARA 2106 | 014662106 | OH | 21kV | 3.0658 | TASSAJARA 2106 | 014662106 | OH | 21kV | 3.0658 | 014662106_OH |  |  | 100% | 100%
|  | UG | 21kV | 33.1764 | TASSAJARA 2106 | 014662106 | UG | 21kV | 33.1764 | 014662106_UG |  | X | 99.94% | 99.94%
|  |  | (empty) | 0.01838 | TASSAJARA 2106 | 014662106 | UG | (blank) | 0.01838 | 014662106_UG | DIFF VOLT | X | 0.05537% | 99.94%
TASSAJARA 2107 | 014662107 | OH | 21kV | 8.5296 | TASSAJARA 2107 | 014662107 | OH | 21kV | 8.5296 | 014662107_OH |  |  | 100% | 100%
|  | UG | 21kV | 39.0906 | TASSAJARA 2107 | 014662107 | UG | 21kV | 39.0906 | 014662107_UG |  |  | 100% | 100%
TASSAJARA 2108 | 014662108 | OH | 21kV | 21.5331 | TASSAJARA 2108 | 014662108 | OH | 21kV | 21.5331 | 014662108_OH |  |  | 100% | 100%
|  | UG | 21kV | 25.8334 | TASSAJARA 2108 | 014662108 | UG | 21kV | 25.8334 | 014662108_UG |  | X | 99.99% | 99.99%
|  |  | 4.16kV | 0.0016322 | TASSAJARA 2108 | 014662108 | UG | 4.16kV | 0.0016322 | 014662108_UG | DIFF VOLT | X | 0.006318% | 99.99%
TASSAJARA 2109 | 014662109 | OH | 21kV | 4.0349 | TASSAJARA 2109 | 014662109 | OH | 21kV | 4.0349 | 014662109_OH |  |  | 100% | 100%
|  | UG | 21kV | 34.9934 | TASSAJARA 2109 | 014662109 | UG | 21kV | 34.9934 | 014662109_UG |  |  | 100% | 100%
TASSAJARA 2110 | 014662110 | UG | 21kV | 0.0062054 | TASSAJARA 2110 | 014662110 | UG | 21kV | 0.0062054 | 014662110_UG |  |  | 100% | 100%
TASSAJARA 2112 | 014662112 | OH | 12kV | 5.5558 | TASSAJARA 2112 | 014662112 | OH | 12kV | 5.5558 | 014662112_OH |  | X | 29.75% | 67.97% | FLAG
|  |  | 21kV | 12.6945 | TASSAJARA 2112 | 014662112 | OH | 21kV | 12.6945 | 014662112_OH | DIFF VOLT | X | 67.97% | 67.97% | FLAG
|  |  | 4.16kV | 0.42733 | TASSAJARA 2112 | 014662112 | OH | 4.16kV | 0.42733 | 014662112_OH | DIFF VOLT | X | 2.288% | 67.97% | FLAG
|  | UG | 12kV | 0.23646 | TASSAJARA 2112 | 014662112 | UG | 12kV | 0.23646 | 014662112_UG |  | X | 0.6179% | 97.33%
|  |  | 21kV | 37.2475 | TASSAJARA 2112 | 014662112 | UG | 21kV | 37.2475 | 014662112_UG | DIFF VOLT | X | 97.33% | 97.33%
|  |  | 4.16kV | 0.7842 | TASSAJARA 2112 | 014662112 | UG | 4.16kV | 0.7842 | 014662112_UG | DIFF VOLT | X | 2.049% | 97.33%
TASSAJARA 2113 | 014662113 | OH | 21kV | 4.923 | TASSAJARA 2113 | 014662113 | OH | 21kV | 4.923 | 014662113_OH |  |  | 100% | 100%
|  | UG | 21kV | 60.1211 | TASSAJARA 2113 | 014662113 | UG | 21kV | 60.1211 | 014662113_UG |  |  | 100% | 100%
TASSAJARA 2114 | 014662114 | UG | 21kV | 5.755 | TASSAJARA 2114 | 014662114 | UG | 21kV | 5.755 | 014662114_UG |  |  | 100% | 100%
TECUYA 1101 | 254511101 | OH | 2.4kV | 0.032549 | TECUYA 1101 | 254511101 | OH | 2.4kV | 0.032549 | 254511101_OH |  |  | 100% | 100%
TEJON 1102 | 252931102 | OH | 12kV | 62.1516 | TEJON 1102 | 252931102 | OH | 12kV | 62.1516 | 252931102_OH |  |  | 100% | 100%
|  | UG | 12kV | 12.0713 | TEJON 1102 | 252931102 | UG | 12kV | 12.0713 | 252931102_UG |  |  | 100% | 100%
TEJON 1103 | 252931103 | OH | 12kV | 40.4764 | TEJON 1103 | 252931103 | OH | 12kV | 40.4764 | 252931103_OH |  |  | 100% | 100%
|  | UG | 12kV | 0.25271 | TEJON 1103 | 252931103 | UG | 12kV | 0.25271 | 252931103_UG |  |  | 100% | 100%
TEJON 1105 | 252931105 | OH | 12kV | 28.7166 | TEJON 1105 | 252931105 | OH | 12kV | 28.7166 | 252931105_OH |  |  | 100% | 100%
|  | UG | 12kV | 0.12424 | TEJON 1105 | 252931105 | UG | 12kV | 0.12424 | 252931105_UG |  |  | 100% | 100%
TEJON 1106 | 252931106 | OH | 12kV | 27.6673 | TEJON 1106 | 252931106 | OH | 12kV | 27.6673 | 252931106_OH |  |  | 100% | 100%
|  | UG | 12kV | 1.1618 | TEJON 1106 | 252931106 | UG | 12kV | 1.1618 | 252931106_UG |  |  | 100% | 100%
TEMBLOR 1104 | 252551104 | OH | 12kV | 49.1351 | TEMBLOR 1104 | 252551104 | OH | 12kV | 49.1351 | 252551104_OH |  | X | 99.99% | 99.99%
|  |  | 21kV | 0.0028409 | TEMBLOR 1104 | 252551104 | OH | 21kV | 0.0028409 | 252551104_OH | DIFF VOLT | X | 0.005781% | 99.99%
|  | UG | 12kV | 0.45377 | TEMBLOR 1104 | 252551104 | UG | 12kV | 0.45377 | 252551104_UG |  | X | 96.07% | 96.07%
|  |  | 21kV | 0.018547 | TEMBLOR 1104 | 252551104 | UG | 21kV | 0.018547 | 252551104_UG | DIFF VOLT | X | 3.927% | 96.07%
TEMBLOR 2103 | 252552103 | OH | 12kV | 7.5587 | TEMBLOR 2103 | 252552103 | OH | 12kV | 7.5587 | 252552103_OH |  | X | 24.69% | 75.31% | FLAG
|  |  | 21kV | 23.0534 | TEMBLOR 2103 | 252552103 | OH | 21kV | 23.0534 | 252552103_OH | DIFF VOLT | X | 75.31% | 75.31% | FLAG
|  | UG | 12kV | 0.064623 | TEMBLOR 2103 | 252552103 | UG | 12kV | 0.064623 | 252552103_UG |  | X | 49.9% | 50.1% | FLAG
|  |  | 21kV | 0.064876 | TEMBLOR 2103 | 252552103 | UG | 21kV | 0.064876 | 252552103_UG | DIFF VOLT | X | 50.1% | 50.1% | FLAG
TEMPLETON 2108 | 183052108 | OH | 21kV | 36.1556 | TEMPLETON 2108 | 183052108 | OH | 21kV | 36.1556 | 183052108_OH |  |  | 100% | 100%
|  | UG | 12kV | 0.31818 | TEMPLETON 2108 | 183052108 | UG | 12kV | 0.31818 | 183052108_UG |  | X | 3.458% | 96.54%
|  |  | 21kV | 8.8836 | TEMPLETON 2108 | 183052108 | UG | 21kV | 8.8836 | 183052108_UG | DIFF VOLT | X | 96.54% | 96.54%
TEMPLETON 2109 | 183052109 | OH | 12kV | 92.2247 | TEMPLETON 2109 | 183052109 | OH | 12kV | 92.2247 | 183052109_OH |  | X | 43.13% | 56.87% | FLAG
|  |  | 21kV | 121.6069 | TEMPLETON 2109 | 183052109 | OH | 21kV | 121.6069 | 183052109_OH | DIFF VOLT | X | 56.87% | 56.87% | FLAG
|  | UG | 12kV | 10.2178 | TEMPLETON 2109 | 183052109 | UG | 12kV | 10.2178 | 183052109_UG |  | X | 35.15% | 64.85% | FLAG
|  |  | 21kV | 18.8511 | TEMPLETON 2109 | 183052109 | UG | 21kV | 18.8511 | 183052109_UG | DIFF VOLT | X | 64.85% | 64.85% | FLAG
TEMPLETON 2110 | 183052110 | OH | 12kV | 160.2072 | TEMPLETON 2110 | 183052110 | OH | 12kV | 160.2072 | 183052110_OH |  | X | 89.71% | 89.71%
|  |  | 21kV | 18.374 | TEMPLETON 2110 | 183052110 | OH | 21kV | 18.374 | 183052110_OH | DIFF VOLT | X | 10.29% | 89.71%
|  | UG | 12kV | 15.5144 | TEMPLETON 2110 | 183052110 | UG | 12kV | 15.5144 | 183052110_UG |  | X | 42.22% | 57.78% | FLAG
|  |  | 21kV | 21.2323 | TEMPLETON 2110 | 183052110 | UG | 21kV | 21.2323 | 183052110_UG | DIFF VOLT | X | 57.78% | 57.78% | FLAG
TEMPLETON 2111 | 183052111 | OH | 21kV | 64.0387 | TEMPLETON 2111 | 183052111 | OH | 21kV | 64.0387 | 183052111_OH |  |  | 100% | 100%
|  | UG | 21kV | 13.9369 | TEMPLETON 2111 | 183052111 | UG | 21kV | 13.9369 | 183052111_UG |  |  | 100% | 100%
TEMPLETON 2112 | 183052112 | OH | 12kV | 24.6442 | TEMPLETON 2112 | 183052112 | OH | 12kV | 24.6442 | 183052112_OH |  | X | 65.23% | 65.23% | FLAG
|  |  | 21kV | 13.136 | TEMPLETON 2112 | 183052112 | OH | 21kV | 13.136 | 183052112_OH | DIFF VOLT | X | 34.77% | 65.23% | FLAG
|  | UG | 12kV | 3.691 | TEMPLETON 2112 | 183052112 | UG | 12kV | 3.691 | 183052112_UG |  | X | 22.9% | 77.07% | FLAG
|  |  | 21kV | 12.4218 | TEMPLETON 2112 | 183052112 | UG | 21kV | 12.4218 | 183052112_UG | DIFF VOLT | X | 77.07% | 77.07% | FLAG
|  |  | 4.16kV | 0.0047348 | TEMPLETON 2112 | 183052112 | UG | 4.16kV | 0.0047348 | 183052112_UG | DIFF VOLT | X | 0.02938% | 77.07% | FLAG
TEMPLETON 2113 | 183052113 | OH | 12kV | 205.8278 | TEMPLETON 2113 | 183052113 | OH | 12kV | 205.8278 | 183052113_OH |  | X | 63.35% | 63.35% | FLAG
|  |  | 21kV | 119.0615 | TEMPLETON 2113 | 183052113 | OH | 21kV | 119.0615 | 183052113_OH | DIFF VOLT | X | 36.65% | 63.35% | FLAG
|  | UG | 12kV | 17.8372 | TEMPLETON 2113 | 183052113 | UG | 12kV | 17.8372 | 183052113_UG |  | X | 60.3% | 60.3% | FLAG
|  |  | 21kV | 11.7436 | TEMPLETON 2113 | 183052113 | UG | 21kV | 11.7436 | 183052113_UG | DIFF VOLT | X | 39.7% | 60.3% | FLAG
TERMINOUS 1102 | 163021102 | OH | 12kV | 22.8162 | TERMINOUS 1102 | 163021102 | OH | 12kV | 22.8162 | 163021102_OH |  |  | 100% | 100%
|  | UG | 12kV | 1.8315 | TERMINOUS 1102 | 163021102 | UG | 12kV | 1.8315 | 163021102_UG |  |  | 100% | 100%
TERMINOUS 1103 | 163021103 | OH | 12kV | 31.734 | TERMINOUS 1103 | 163021103 | OH | 12kV | 31.734 | 163021103_OH |  |  | 100% | 100%
|  | UG | 12kV | 0.20532 | TERMINOUS 1103 | 163021103 | UG | 12kV | 0.20532 | 163021103_UG |  |  | 100% | 100%
TEVIS 2101 | 255322101 | OH | 12kV | 15.8125 | TEVIS 2101 | 255322101 | OH | 12kV | 15.8125 | 255322101_OH |  | X | 64.89% | 64.89% | FLAG
|  |  | 21kV | 8.5548 | TEVIS 2101 | 255322101 | OH | 21kV | 8.5548 | 255322101_OH | DIFF VOLT | X | 35.11% | 64.89% | FLAG
|  | UG | 12kV | 0.11623 | TEVIS 2101 | 255322101 | UG | 12kV | 0.11623 | 255322101_UG |  | X | 0.3712% | 99.63%
|  |  | 21kV | 31.197 | TEVIS 2101 | 255322101 | UG | 21kV | 31.197 | 255322101_UG | DIFF VOLT | X | 99.63% | 99.63%
TEVIS 2102 | 255322102 | OH | 21kV | 2.2817 | TEVIS 2102 | 255322102 | OH | 21kV | 2.2817 | 255322102_OH |  |  | 100% | 100%
|  | UG | 21kV | 36.4765 | TEVIS 2102 | 255322102 | UG | 21kV | 36.4765 | 255322102_UG |  |  | 100% | 100%
TEVIS 2103 | 255322103 | OH | 21kV | 3.2777 | TEVIS 2103 | 255322103 | OH | 21kV | 3.2777 | 255322103_OH |  |  | 100% | 100%
|  | UG | 21kV | 11.7894 | TEVIS 2103 | 255322103 | UG | 21kV | 11.7894 | 255322103_UG |  |  | 100% | 100%
TEVIS 2104 | 255322104 | OH | 21kV | 19.8595 | TEVIS 2104 | 255322104 | OH | 21kV | 19.8595 | 255322104_OH |  |  | 100% | 100%
|  | UG | 21kV | 58.3058 | TEVIS 2104 | 255322104 | UG | 21kV | 58.3058 | 255322104_UG |  |  | 100% | 100%
TEVIS 2105 | 255322105 | OH | 21kV | 1.9666 | TEVIS 2105 | 255322105 | OH | 21kV | 1.9666 | 255322105_OH |  |  | 100% | 100%
|  | UG | 21kV | 31.7781 | TEVIS 2105 | 255322105 | UG | 21kV | 31.7781 | 255322105_UG |  |  | 100% | 100%
TEXACO EMIDIO 1101 | 255421101 | OH | 12kV | 0.0087274 | TEXACO EMIDIO 1101 | 255421101 | OH | 12kV | 0.0087274 | 255421101_OH |  |  | 100% | 100%
TIDEWATER 2104 | 014652104 | OH | 21kV | 25.9987 | TIDEWATER 2104 | 014652104 | OH | 21kV | 25.9987 | 014652104_OH |  |  | 100% | 100%
|  | UG | 21kV | 16.2111 | TIDEWATER 2104 | 014652104 | UG | 21kV | 16.2111 | 014652104_UG |  |  | 100% | 100%
TIDEWATER 2105 | 014652105 | OH | 21kV | 14.0823 | TIDEWATER 2105 | 014652105 | OH | 21kV | 14.0823 | 014652105_OH |  |  | 100% | 100%
|  | UG | 21kV | 10.5933 | TIDEWATER 2105 | 014652105 | UG | 21kV | 10.5933 | 014652105_UG |  |  | 100% | 100%
TIDEWATER 2106 | 014652106 | OH | 12kV | 0.040882 | TIDEWATER 2106 | 014652106 | OH | 12kV | 0.040882 | 014652106_OH |  | X | 0.11% | 99.88%
|  |  | 21kV | 37.1052 | TIDEWATER 2106 | 014652106 | OH | 21kV | 37.1052 | 014652106_OH | DIFF VOLT | X | 99.88% | 99.88%
|  |  | 4.16kV | 0.0028409 | TIDEWATER 2106 | 014652106 | OH | 4.16kV | 0.0028409 | 014652106_OH | DIFF VOLT | X | 0.007647% | 99.88%
|  | UG | 12kV | 0.010206 | TIDEWATER 2106 | 014652106 | UG | 12kV | 0.010206 | 014652106_UG |  | X | 0.0719% | 99.84%
|  |  | 21kV | 14.1706 | TIDEWATER 2106 | 014652106 | UG | 21kV | 14.1706 | 014652106_UG | DIFF VOLT | X | 99.84% | 99.84%
|  |  | 4.16kV | 0.012533 | TIDEWATER 2106 | 014652106 | UG | 4.16kV | 0.012533 | 014652106_UG | DIFF VOLT | X | 0.0883% | 99.84%
TIDEWATER 2107 | 014652107 | OH | 21kV | 21.882 | TIDEWATER 2107 | 014652107 | OH | 21kV | 21.882 | 014652107_OH |  |  | 100% | 100%
|  | UG | 21kV | 25.3368 | TIDEWATER 2107 | 014652107 | UG | 21kV | 25.3368 | 014652107_UG |  |  | 100% | 100%
TIDEWATER 2108 | 014652108 | OH | 21kV | 7.9601 | TIDEWATER 2108 | 014652108 | OH | 21kV | 7.9601 | 014652108_OH |  | X | 83.11% | 83.11%
|  |  | 4.16kV | 1.6173 | TIDEWATER 2108 | 014652108 | OH | 4.16kV | 1.6173 | 014652108_OH | DIFF VOLT | X | 16.89% | 83.11%
|  | UG | 21kV | 12.9993 | TIDEWATER 2108 | 014652108 | UG | 21kV | 12.9993 | 014652108_UG |  | X | 93.35% | 93.35%
|  |  | 4.16kV | 0.92554 | TIDEWATER 2108 | 014652108 | UG | 4.16kV | 0.92554 | 014652108_UG | DIFF VOLT | X | 6.647% | 93.35%
TIDEWATER 2109 | 014652109 | OH | 21kV | 31.656 | TIDEWATER 2109 | 014652109 | OH | 21kV | 31.656 | 014652109_OH |  |  | 100% | 100%
|  | UG | 21kV | 20.7937 | TIDEWATER 2109 | 014652109 | UG | 21kV | 20.7937 | 014652109_UG |  |  | 100% | 100%
TIDEWATER 2110 | 014652110 | OH | 21kV | 10.1723 | TIDEWATER 2110 | 014652110 | OH | 21kV | 10.1723 | 014652110_OH |  |  | 100% | 100%
|  | UG | 21kV | 18.0085 | TIDEWATER 2110 | 014652110 | UG | 21kV | 18.0085 | 014652110_UG |  |  | 100% | 100%
TIGER CREEK 0201 | 161380201 | OH | 2.4kV | 3.7648 | TIGER CREEK 0201 | 161380201 | OH | 2.4kV | 3.7648 | 161380201_OH |  |  | 100% | 100%
TIVY VALLEY 1106 | 252941106 | OH | 12kV | 26.8159 | TIVY VALLEY 1106 | 252941106 | OH | 12kV | 26.8159 | 252941106_OH |  |  | 100% | 100%
|  | UG | 12kV | 6.3006 | TIVY VALLEY 1106 | 252941106 | UG | 12kV | 6.3006 | 252941106_UG |  |  | 100% | 100%
TIVY VALLEY 1107 | 252941107 | OH | 12kV | 175.266 | TIVY VALLEY 1107 | 252941107 | OH | 12kV | 175.266 | 252941107_OH |  |  | 100% | 100%
|  | UG | 12kV | 5.3264 | TIVY VALLEY 1107 | 252941107 | UG | 12kV | 5.3264 | 252941107_UG |  |  | 100% | 100%
TOCALOMA 0241 | 043150241 | OH | 4.16kV | 0.031224 | TOCALOMA 0241 | 043150241 | OH | 4.16kV | 0.031224 | 043150241_OH |  |  | 100% | 100%
TOKAY 1101 | 168881101 | OH | 12kV | 12.3087 | TOKAY 1101 | 168881101 | OH | 12kV | 12.3087 | 168881101_OH |  |  | 100% | 100%
|  | UG | 12kV | 0.00858 | TOKAY 1101 | 168881101 | UG | 12kV | 0.00858 | 168881101_UG |  |  | 100% | 100%
TRACY 0402 | 162880402 | OH | 4.16kV | 2.9177 | TRACY 0402 | 162880402 | OH | 4.16kV | 2.9177 | 162880402_OH |  |  | 100% | 100%
|  | UG | 4.16kV | 0.062884 | TRACY 0402 | 162880402 | UG | 4.16kV | 0.062884 | 162880402_UG |  |  | 100% | 100%
TRACY 0405 | 162880405 | OH | 4.16kV | 3.2371 | TRACY 0405 | 162880405 | OH | 4.16kV | 3.2371 | 162880405_OH |  |  | 100% | 100%
|  | UG | 4.16kV | 0.046368 | TRACY 0405 | 162880405 | UG | 4.16kV | 0.046368 | 162880405_UG |  |  | 100% | 100%
TRACY 1102 | 162881102 | OH | 12kV | 5.3271 | TRACY 1102 | 162881102 | OH | 12kV | 5.3271 | 162881102_OH |  |  | 100% | 100%
|  | UG | 12kV | 8.7526 | TRACY 1102 | 162881102 | UG | 12kV | 8.7526 | 162881102_UG |  |  | 100% | 100%
TRACY 1103 | 162881103 | OH | 12kV | 4.4116 | TRACY 1103 | 162881103 | OH | 12kV | 4.4116 | 162881103_OH |  |  | 100% | 100%
|  | UG | 12kV | 17.6804 | TRACY 1103 | 162881103 | UG | 12kV | 17.6804 | 162881103_UG |  |  | 100% | 100%
TRACY 1104 | 162881104 | OH | 12kV | 4.7311 | TRACY 1104 | 162881104 | OH | 12kV | 4.7311 | 162881104_OH |  |  | 100% | 100%
|  | UG | 12kV | 1.3161 | TRACY 1104 | 162881104 | UG | 12kV | 1.3161 | 162881104_UG |  |  | 100% | 100%
TRACY 1105 | 162881105 | OH | 12kV | 4.7267 | TRACY 1105 | 162881105 | OH | 12kV | 4.7267 | 162881105_OH |  |  | 100% | 100%
|  | UG | 12kV | 19.9714 | TRACY 1105 | 162881105 | UG | 12kV | 19.9714 | 162881105_UG |  |  | 100% | 100%
TRACY 1106 | 162881106 | OH | 12kV | 59.1494 | TRACY 1106 | 162881106 | OH | 12kV | 59.1494 | 162881106_OH |  |  | 100% | 100%
|  | UG | 12kV | 6.5116 | TRACY 1106 | 162881106 | UG | 12kV | 6.5116 | 162881106_UG |  |  | 100% | 100%
TRACY 1107 | 162881107 | OH | 12kV | 6.8989 | TRACY 1107 | 162881107 | OH | 12kV | 6.8989 | 162881107_OH |  |  | 100% | 100%
|  | UG | 12kV | 13.1321 | TRACY 1107 | 162881107 | UG | 12kV | 13.1321 | 162881107_UG |  |  | 100% | 100%
TRACY 1109 | 162881109 | OH | 12kV | 4.3398 | TRACY 1109 | 162881109 | OH | 12kV | 4.3398 | 162881109_OH |  |  | 100% | 100%
|  | UG | 12kV | 14.4549 | TRACY 1109 | 162881109 | UG | 12kV | 14.4549 | 162881109_UG |  |  | 100% | 100%
TRACY 1110 | 162881110 | OH | 12kV | 9.1241 | TRACY 1110 | 162881110 | OH | 12kV | 9.1241 | 162881110_OH |  |  | 100% | 100%
|  | UG | 12kV | 6.3185 | TRACY 1110 | 162881110 | UG | 12kV | 6.3185 | 162881110_UG |  |  | 100% | 100%
TRACY 1111 | 162881111 | OH | 12kV | 6.7868 | TRACY 1111 | 162881111 | OH | 12kV | 6.7868 | 162881111_OH |  |  | 100% | 100%
|  | UG | 12kV | 6.1925 | TRACY 1111 | 162881111 | UG | 12kV | 6.1925 | 162881111_UG |  |  | 100% | 100%
TRACY 1112 | 162881112 | OH | 12kV | 5.1308 | TRACY 1112 | 162881112 | OH | 12kV | 5.1308 | 162881112_OH |  |  | 100% | 100%
|  | UG | 12kV | 20.56 | TRACY 1112 | 162881112 | UG | 12kV | 20.56 | 162881112_UG |  |  | 100% | 100%
TRES PINOS 1111 | 183221111 | OH | 12kV | 32.8555 | TRES PINOS 1111 | 183221111 | OH | 12kV | 32.8555 | 183221111_OH |  |  | 100% | 100%
|  | UG | 12kV | 0.98337 | TRES PINOS 1111 | 183221111 | UG | 12kV | 0.98337 | 183221111_UG |  |  | 100% | 100%
TRES VIAS 1101 | 103251101 | OH | 12kV | 98.5942 | TRES VIAS 1101 | 103251101 | OH | 12kV | 98.5942 | 103251101_OH |  |  | 100% | 100%
|  | UG | 12kV | 3.8012 | TRES VIAS 1101 | 103251101 | UG | 12kV | 3.8012 | 103251101_UG |  |  | 100% | 100%
TRIDAM POWERHOUSE 2101 | 168152101 | OH | 21kV | 0.050328 | TRIDAM POWERHOUSE 2101 | 168152101 | OH | 21kV | 0.050328 | 168152101_OH |  |  | 100% | 100%
|  | UG | 21kV | 0.41027 | TRIDAM POWERHOUSE 2101 | 168152101 | UG | 21kV | 0.41027 | 168152101_UG |  | X | 91.32% | 91.32%
|  |  | 480V | 0.038999 | TRIDAM POWERHOUSE 2101 | 168152101 | UG | 480V | 0.038999 | 168152101_UG | DIFF VOLT | X | 8.68% | 91.32%
TRIMBLE 1101 | 083801101 | UG | 12kV | 5.2529 | TRIMBLE 1101 | 083801101 | UG | 12kV | 5.2529 | 083801101_UG |  |  | 100% | 100%
TRIMBLE 1103 | 083801103 | OH | 12kV | 2.7458 | TRIMBLE 1103 | 083801103 | OH | 12kV | 2.7458 | 083801103_OH |  |  | 100% | 100%
|  | UG | 12kV | 8.7348 | TRIMBLE 1103 | 083801103 | UG | 12kV | 8.7348 | 083801103_UG |  |  | 100% | 100%
TRIMBLE 1104 | 083801104 | OH | 12kV | 0.40924 | TRIMBLE 1104 | 083801104 | OH | 12kV | 0.40924 | 083801104_OH |  |  | 100% | 100%
|  | UG | 12kV | 4.2281 | TRIMBLE 1104 | 083801104 | UG | 12kV | 4.2281 | 083801104_UG |  |  | 100% | 100%
TRIMBLE 1105 | 083801105 | OH | 12kV | 1.69 | TRIMBLE 1105 | 083801105 | OH | 12kV | 1.69 | 083801105_OH |  |  | 100% | 100%
|  | UG | 12kV | 8.7681 | TRIMBLE 1105 | 083801105 | UG | 12kV | 8.7681 | 083801105_UG |  | X | 99.71% | 99.71%
|  |  | (empty) | 0.025323 | TRIMBLE 1105 | 083801105 | UG | (blank) | 0.025323 | 083801105_UG | DIFF VOLT | X | 0.288% | 99.71%
TRIMBLE 1106 | 083801106 | OH | 12kV | 0.64104 | TRIMBLE 1106 | 083801106 | OH | 12kV | 0.64104 | 083801106_OH |  |  | 100% | 100%
|  | UG | 12kV | 6.9412 | TRIMBLE 1106 | 083801106 | UG | 12kV | 6.9412 | 083801106_UG |  |  | 100% | 100%
TRIMBLE 1107 | 083801107 | OH | 12kV | 1.0457 | TRIMBLE 1107 | 083801107 | OH | 12kV | 1.0457 | 083801107_OH |  |  | 100% | 100%
|  | UG | 12kV | 10.944 | TRIMBLE 1107 | 083801107 | UG | 12kV | 10.944 | 083801107_UG |  |  | 100% | 100%
TRIMBLE 1108 | 083801108 | UG | 12kV | 0.019379 | TRIMBLE 1108 | 083801108 | UG | 12kV | 0.019379 | 083801108_UG |  |  | 100% | 100%
TRIMBLE 1109 | 083801109 | UG | 12kV | 4.3175 | TRIMBLE 1109 | 083801109 | UG | 12kV | 4.3175 | 083801109_UG |  |  | 100% | 100%
TRIMBLE 1110 | 083801110 | OH | 12kV | 0.59199 | TRIMBLE 1110 | 083801110 | OH | 12kV | 0.59199 | 083801110_OH |  |  | 100% | 100%
|  | UG | 12kV | 4.4844 | TRIMBLE 1110 | 083801110 | UG | 12kV | 4.4844 | 083801110_UG |  |  | 100% | 100%
TRIMBLE 1111 | 083801111 | UG | 12kV | 5.2143 | TRIMBLE 1111 | 083801111 | UG | 12kV | 5.2143 | 083801111_UG |  |  | 100% | 100%
TRIMBLE 2114 | 083802114 | OH | 12kV | 0.0028409 | TRIMBLE 2114 | 083802114 | OH | 12kV | 0.0028409 | 083802114_OH |  |  | 100% | 100%
|  | UG | 12kV | 1.6774 | TRIMBLE 2114 | 083802114 | UG | 12kV | 1.6774 | 083802114_UG |  | X | 15.67% | 84.33%
|  |  | 21kV | 9.0291 | TRIMBLE 2114 | 083802114 | UG | 21kV | 9.0291 | 083802114_UG | DIFF VOLT | X | 84.33% | 84.33%
TRIMBLE 2115 | 083802115 | OH | 21kV | 0.31317 | TRIMBLE 2115 | 083802115 | OH | 21kV | 0.31317 | 083802115_OH |  |  | 100% | 100%
|  | UG | 21kV | 10.2132 | TRIMBLE 2115 | 083802115 | UG | 21kV | 10.2132 | 083802115_UG |  |  | 100% | 100%
TRIMBLE 2116 | 083802116 | OH | 12kV | 2.3415 | TRIMBLE 2116 | 083802116 | OH | 12kV | 2.3415 | 083802116_OH |  | X | 69.27% | 69.27% | FLAG
|  |  | 21kV | 1.0387 | TRIMBLE 2116 | 083802116 | OH | 21kV | 1.0387 | 083802116_OH | DIFF VOLT | X | 30.73% | 69.27% | FLAG
|  | UG | 12kV | 2.6156 | TRIMBLE 2116 | 083802116 | UG | 12kV | 2.6156 | 083802116_UG |  | X | 18.23% | 81.77%
|  |  | 21kV | 11.7291 | TRIMBLE 2116 | 083802116 | UG | 21kV | 11.7291 | 083802116_UG | DIFF VOLT | X | 81.77% | 81.77%
TRIMBLE 2117 | 083802117 | UG | 21kV | 6.2604 | TRIMBLE 2117 | 083802117 | UG | 21kV | 6.2604 | 083802117_UG |  |  | 100% | 100%
TRIMBLE 2118 | 083802118 | OH | 21kV | 0.93146 | TRIMBLE 2118 | 083802118 | OH | 21kV | 0.93146 | 083802118_OH |  |  | 100% | 100%
|  | UG | 21kV | 14.027 | TRIMBLE 2118 | 083802118 | UG | 21kV | 14.027 | 083802118_UG |  |  | 100% | 100%
TRIMBLE 2119 | 083802119 | UG | 21kV | 5.3593 | TRIMBLE 2119 | 083802119 | UG | 21kV | 5.3593 | 083802119_UG |  |  | 100% | 100%
TRINIDAD 1101 | 192231101 | OH | 12kV | 26.5402 | TRINIDAD 1101 | 192231101 | OH | 12kV | 26.5402 | 192231101_OH |  |  | 100% | 100%
|  | UG | 12kV | 2.7128 | TRINIDAD 1101 | 192231101 | UG | 12kV | 2.7128 | 192231101_UG |  |  | 100% | 100%
TRINIDAD 1102 | 192231102 | OH | 12kV | 20.2434 | TRINIDAD 1102 | 192231102 | OH | 12kV | 20.2434 | 192231102_OH |  |  | 100% | 100%
|  | UG | 12kV | 3.3816 | TRINIDAD 1102 | 192231102 | UG | 12kV | 3.3816 | 192231102_UG |  |  | 100% | 100%
TUDOR 1101 | 153711101 | OH | 12kV | 31.7193 | TUDOR 1101 | 153711101 | OH | 12kV | 31.7193 | 153711101_OH |  |  | 100% | 100%
|  | UG | 12kV | 0.17764 | TUDOR 1101 | 153711101 | UG | 12kV | 0.17764 | 153711101_UG |  |  | 100% | 100%
TUDOR 1102 | 153711102 | OH | 12kV | 23.2414 | TUDOR 1102 | 153711102 | OH | 12kV | 23.2414 | 153711102_OH |  |  | 100% | 100%
|  | UG | 12kV | 0.12196 | TUDOR 1102 | 153711102 | UG | 12kV | 0.12196 | 153711102_UG |  |  | 100% | 100%
TULARE LAKE 0001 | 252950001 | OH | 12kV | 60.0173 | TULARE LAKE 0001 | 252950001 | OH | 12kV | 60.0173 | 252950001_OH |  | X | 89.9% | 89.9%
|  |  | 21kV | 6.4983 | TULARE LAKE 0001 | 252950001 | OH | 21kV | 6.4983 | 252950001_OH | DIFF VOLT | X | 9.734% | 89.9%
|  |  | 22kV | 0.23912 | TULARE LAKE 0001 | 252950001 | OH | 22kV | 0.23912 | 252950001_OH | DIFF VOLT | X | 0.3582% | 89.9%
|  |  | (empty) | 0.0028409 | TULARE LAKE 0001 | 252950001 | OH | (blank) | 0.0028409 | 252950001_OH | DIFF VOLT | X | 0.004256% | 89.9%
|  | UG | 12kV | 3.8084 | TULARE LAKE 0001 | 252950001 | UG | 12kV | 3.8084 | 252950001_UG |  | X | 95.29% | 95.29%
|  |  | 21kV | 0.18822 | TULARE LAKE 0001 | 252950001 | UG | 21kV | 0.18822 | 252950001_UG | DIFF VOLT | X | 4.709% | 95.29%
TULARE LAKE 1108 | 252951108 | OH | 12kV | 0.086828 | TULARE LAKE 1108 | 252951108 | OH | 12kV | 0.086828 | 252951108_OH |  | X | 0.1782% | 99.82%
|  |  | 21kV | 48.6278 | TULARE LAKE 1108 | 252951108 | OH | 21kV | 48.6278 | 252951108_OH | DIFF VOLT | X | 99.82% | 99.82%
|  | UG | 12kV | 0.015991 | TULARE LAKE 1108 | 252951108 | UG | 12kV | 0.015991 | 252951108_UG |  | X | 2.226% | 97.77%
|  |  | 21kV | 0.70238 | TULARE LAKE 1108 | 252951108 | UG | 21kV | 0.70238 | 252951108_UG | DIFF VOLT | X | 97.77% | 97.77%
TULE POWER HOUSE 1101 | 258591101 | OH | 12kV | 4.0937 | TULE POWER HOUSE 1101 | 258591101 | OH | 12kV | 4.0937 | 258591101_OH |  |  | 100% | 100%
TULUCAY 1101 | 042301101 | OH | 12kV | 19.862 | TULUCAY 1101 | 042301101 | OH | 12kV | 19.862 | 042301101_OH |  |  | 100% | 100%
|  | UG | 12kV | 16.5159 | TULUCAY 1101 | 042301101 | UG | 12kV | 16.5159 | 042301101_UG |  |  | 100% | 100%
TUPMAN 1103 | 254561103 | OH | 12kV | 53.9086 | TUPMAN 1103 | 254561103 | OH | 12kV | 53.9086 | 254561103_OH |  |  | 100% | 100%
|  | UG | 12kV | 2.2828 | TUPMAN 1103 | 254561103 | UG | 12kV | 2.2828 | 254561103_UG |  |  | 100% | 100%
TUPMAN 1104 | 254561104 | OH | 12kV | 64.5691 | TUPMAN 1104 | 254561104 | OH | 12kV | 64.5691 | 254561104_OH |  |  | 100% | 100%
|  | UG | 12kV | 1.8584 | TUPMAN 1104 | 254561104 | UG | 12kV | 1.8584 | 254561104_UG |  |  | 100% | 100%
TUPMAN 1105 | 254561105 | OH | 12kV | 17.9607 | TUPMAN 1105 | 254561105 | OH | 12kV | 17.9607 | 254561105_OH |  |  | 100% | 100%
|  | UG | 12kV | 0.44214 | TUPMAN 1105 | 254561105 | UG | 12kV | 0.44214 | 254561105_UG |  |  | 100% | 100%
TUPMAN 1106 | 254561106 | OH | 12kV | 36.8361 | TUPMAN 1106 | 254561106 | OH | 12kV | 36.8361 | 254561106_OH |  |  | 100% | 100%
|  | UG | 12kV | 1.5215 | TUPMAN 1106 | 254561106 | UG | 12kV | 1.5215 | 254561106_UG |  |  | 100% | 100%
TWISSELMAN 1101 | 254401101 | OH | 12kV | 0.01598 | TWISSELMAN 1101 | 254401101 | OH | 12kV | 0.01598 | 254401101_OH |  |  | 100% | 100%
|  | UG | 12kV | 0.070236 | TWISSELMAN 1101 | 254401101 | UG | 12kV | 0.070236 | 254401101_UG |  |  | 100% | 100%
TWISSELMAN 1102 | 254401102 | OH | 12kV | 49.0945 | TWISSELMAN 1102 | 254401102 | OH | 12kV | 49.0945 | 254401102_OH |  |  | 100% | 100%
|  | UG | 12kV | 0.26208 | TWISSELMAN 1102 | 254401102 | UG | 12kV | 0.26208 | 254401102_UG |  |  | 100% | 100%
TWISSELMAN 1104 | 254401104 | OH | 12kV | 0.015925 | TWISSELMAN 1104 | 254401104 | OH | 12kV | 0.015925 | 254401104_OH |  |  | 100% | 100%
|  | UG | 12kV | 0.092744 | TWISSELMAN 1104 | 254401104 | UG | 12kV | 0.092744 | 254401104_UG |  |  | 100% | 100%
TWISSELMAN 2105 | 254402105 | OH | 21kV | 89.1745 | TWISSELMAN 2105 | 254402105 | OH | 21kV | 89.1745 | 254402105_OH |  |  | 100% | 100%
|  | UG | 21kV | 0.39537 | TWISSELMAN 2105 | 254402105 | UG | 21kV | 0.39537 | 254402105_UG |  |  | 100% | 100%
TYLER 1103 | 103571103 | OH | 12kV | 7.2551 | TYLER 1103 | 103571103 | OH | 12kV | 7.2551 | 103571103_OH |  |  | 100% | 100%
|  | UG | 12kV | 5.5792 | TYLER 1103 | 103571103 | UG | 12kV | 5.5792 | 103571103_UG |  |  | 100% | 100%
TYLER 1104 | 103571104 | OH | 12kV | 24.0506 | TYLER 1104 | 103571104 | OH | 12kV | 24.0506 | 103571104_OH |  |  | 100% | 100%
|  | UG | 12kV | 1.4609 | TYLER 1104 | 103571104 | UG | 12kV | 1.4609 | 103571104_UG |  |  | 100% | 100%
TYLER 1105 | 103571105 | OH | 12kV | 111.0443 | TYLER 1105 | 103571105 | OH | 12kV | 111.0443 | 103571105_OH |  |  | 100% | 100%
|  | UG | 12kV | 7.9139 | TYLER 1105 | 103571105 | UG | 12kV | 7.9139 | 103571105_UG |  |  | 100% | 100%
UKIAH 1111 | 042771111 | OH | 12kV | 38.9081 | UKIAH 1111 | 042771111 | OH | 12kV | 38.9081 | 042771111_OH |  |  | 100% | 100%
|  | UG | 12kV | 5.1783 | UKIAH 1111 | 042771111 | UG | 12kV | 5.1783 | 042771111_UG |  |  | 100% | 100%
UKIAH 1113 | 042771113 | OH | 12kV | 15.9369 | UKIAH 1113 | 042771113 | OH | 12kV | 15.9369 | 042771113_OH |  |  | 100% | 100%
|  | UG | 12kV | 0.76311 | UKIAH 1113 | 042771113 | UG | 12kV | 0.76311 | 042771113_UG |  |  | 100% | 100%
UKIAH 1114 | 042771114 | OH | 12kV | 103.4018 | UKIAH 1114 | 042771114 | OH | 12kV | 103.4018 | 042771114_OH |  | X | 99.99% | 99.99%
|  |  | 4.16kV | 0.011775 | UKIAH 1114 | 042771114 | OH | 4.16kV | 0.011775 | 042771114_OH | DIFF VOLT | X | 0.01139% | 99.99%
|  | UG | 12kV | 5.9337 | UKIAH 1114 | 042771114 | UG | 12kV | 5.9337 | 042771114_UG |  |  | 100% | 100%
UKIAH 1115 | 042771115 | OH | 12kV | 25.4155 | UKIAH 1115 | 042771115 | OH | 12kV | 25.4155 | 042771115_OH |  |  | 100% | 100%
|  | UG | 12kV | 5.4783 | UKIAH 1115 | 042771115 | UG | 12kV | 5.4783 | 042771115_UG |  |  | 100% | 100%
UPPER LAKE 1101 | 042871101 | OH | 12kV | 86.1786 | UPPER LAKE 1101 | 042871101 | OH | 12kV | 86.1786 | 042871101_OH |  |  | 100% | 100%
|  | UG | 12kV | 0.84637 | UPPER LAKE 1101 | 042871101 | UG | 12kV | 0.84637 | 042871101_UG |  |  | 100% | 100%
VACA DIXON 1101 | 063591101 | OH | 12kV | 9.2263 | VACA DIXON 1101 | 063591101 | OH | 12kV | 9.2263 | 063591101_OH |  |  | 100% | 100%
|  | UG | 12kV | 17.5544 | VACA DIXON 1101 | 063591101 | UG | 12kV | 17.5544 | 063591101_UG |  |  | 100% | 100%
VACA DIXON 1102 | 063591102 | OH | 12kV | 1.9557 | VACA DIXON 1102 | 063591102 | OH | 12kV | 1.9557 | 063591102_OH |  |  | 100% | 100%
|  | UG | 12kV | 14.781 | VACA DIXON 1102 | 063591102 | UG | 12kV | 14.781 | 063591102_UG |  |  | 100% | 100%
VACA DIXON 1103 | 063591103 | OH | 12kV | 126.5273 | VACA DIXON 1103 | 063591103 | OH | 12kV | 126.5273 | 063591103_OH |  |  | 100% | 100%
|  | UG | 12kV | 3.5393 | VACA DIXON 1103 | 063591103 | UG | 12kV | 3.5393 | 063591103_UG |  |  | 100% | 100%
VACA DIXON 1104 | 063591104 | OH | 12kV | 7.4936 | VACA DIXON 1104 | 063591104 | OH | 12kV | 7.4936 | 063591104_OH |  |  | 100% | 100%
|  | UG | 12kV | 17.81 | VACA DIXON 1104 | 063591104 | UG | 12kV | 17.81 | 063591104_UG |  |  | 100% | 100%
VACA DIXON 1105 | 063591105 | OH | 12kV | 91.6939 | VACA DIXON 1105 | 063591105 | OH | 12kV | 91.6939 | 063591105_OH |  |  | 100% | 100%
|  | UG | 12kV | 2.1429 | VACA DIXON 1105 | 063591105 | UG | 12kV | 2.1429 | 063591105_UG |  |  | 100% | 100%
VACA DIXON 1106 | 063591106 | OH | 12kV | 11.1424 | VACA DIXON 1106 | 063591106 | OH | 12kV | 11.1424 | 063591106_OH |  |  | 100% | 100%
|  | UG | 12kV | 21.3889 | VACA DIXON 1106 | 063591106 | UG | 12kV | 21.3889 | 063591106_UG |  |  | 100% | 100%
VACA DIXON 1107 | 063591107 | UG | 12kV | 2.197 | VACA DIXON 1107 | 063591107 | UG | 12kV | 2.197 | 063591107_UG |  |  | 100% | 100%
VACA DIXON 1109 | 063591109 | OH | 12kV | 2.1333 | VACA DIXON 1109 | 063591109 | OH | 12kV | 2.1333 | 063591109_OH |  |  | 100% | 100%
|  | UG | 12kV | 16.365 | VACA DIXON 1109 | 063591109 | UG | 12kV | 16.365 | 063591109_UG |  |  | 100% | 100%
VACAVILLE 1102 | 063601102 | OH | 12kV | 1.004 | VACAVILLE 1102 | 063601102 | OH | 12kV | 1.004 | 063601102_OH |  |  | 100% | 100%
|  | UG | 12kV | 9.8856 | VACAVILLE 1102 | 063601102 | UG | 12kV | 9.8856 | 063601102_UG |  |  | 100% | 100%
VACAVILLE 1103 | 063601103 | OH | 12kV | 11.1157 | VACAVILLE 1103 | 063601103 | OH | 12kV | 11.1157 | 063601103_OH |  |  | 100% | 100%
|  | UG | 12kV | 6.276 | VACAVILLE 1103 | 063601103 | UG | 12kV | 6.276 | 063601103_UG |  |  | 100% | 100%
VACAVILLE 1104 | 063601104 | OH | 12kV | 17.671 | VACAVILLE 1104 | 063601104 | OH | 12kV | 17.671 | 063601104_OH |  |  | 100% | 100%
|  | UG | 12kV | 10.8115 | VACAVILLE 1104 | 063601104 | UG | 12kV | 10.8115 | 063601104_UG |  |  | 100% | 100%
VACAVILLE 1105 | 063601105 | OH | 12kV | 2.9675 | VACAVILLE 1105 | 063601105 | OH | 12kV | 2.9675 | 063601105_OH |  |  | 100% | 100%
|  | UG | 12kV | 13.0688 | VACAVILLE 1105 | 063601105 | UG | 12kV | 13.0688 | 063601105_UG |  |  | 100% | 100%
VACAVILLE 1106 | 063601106 | OH | 12kV | 1.7558 | VACAVILLE 1106 | 063601106 | OH | 12kV | 1.7558 | 063601106_OH |  |  | 100% | 100%
|  | UG | 12kV | 16.8031 | VACAVILLE 1106 | 063601106 | UG | 12kV | 16.8031 | 063601106_UG |  |  | 100% | 100%
VACAVILLE 1107 | 063601107 | OH | 12kV | 1.9063 | VACAVILLE 1107 | 063601107 | OH | 12kV | 1.9063 | 063601107_OH |  |  | 100% | 100%
|  | UG | 12kV | 20.0133 | VACAVILLE 1107 | 063601107 | UG | 12kV | 20.0133 | 063601107_UG |  |  | 100% | 100%
VACAVILLE 1108 | 063601108 | OH | 12kV | 47.2906 | VACAVILLE 1108 | 063601108 | OH | 12kV | 47.2906 | 063601108_OH |  |  | 100% | 100%
|  | UG | 12kV | 11.9503 | VACAVILLE 1108 | 063601108 | UG | 12kV | 11.9503 | 063601108_UG |  |  | 100% | 100%
VACAVILLE 1109 | 063601109 | OH | 12kV | 3.8468 | VACAVILLE 1109 | 063601109 | OH | 12kV | 3.8468 | 063601109_OH |  |  | 100% | 100%
|  | UG | 12kV | 14.1038 | VACAVILLE 1109 | 063601109 | UG | 12kV | 14.1038 | 063601109_UG |  |  | 100% | 100%
VACAVILLE 1110 | 063601110 | OH | 12kV | 2.3567 | VACAVILLE 1110 | 063601110 | OH | 12kV | 2.3567 | 063601110_OH |  |  | 100% | 100%
|  | UG | 12kV | 14.0286 | VACAVILLE 1110 | 063601110 | UG | 12kV | 14.0286 | 063601110_UG |  |  | 100% | 100%
VACAVILLE 1111 | 063601111 | OH | 12kV | 17.5845 | VACAVILLE 1111 | 063601111 | OH | 12kV | 17.5845 | 063601111_OH |  |  | 100% | 100%
|  | UG | 12kV | 17.9884 | VACAVILLE 1111 | 063601111 | UG | 12kV | 17.9884 | 063601111_UG |  |  | 100% | 100%
VACAVILLE 1112 | 063601112 | OH | 12kV | 3.3028 | VACAVILLE 1112 | 063601112 | OH | 12kV | 3.3028 | 063601112_OH |  |  | 100% | 100%
|  | UG | 12kV | 21.2284 | VACAVILLE 1112 | 063601112 | UG | 12kV | 21.2284 | 063601112_UG |  |  | 100% | 100%
VALLEJO B 0411 | 042450411 | OH | 4.16kV | 7.0657 | VALLEJO B 0411 | 042450411 | OH | 4.16kV | 7.0657 | 042450411_OH |  |  | 100% | 100%
|  | UG | 4.16kV | 0.7185 | VALLEJO B 0411 | 042450411 | UG | 4.16kV | 0.7185 | 042450411_UG |  |  | 100% | 100%
VALLEJO B 0413 | 042450413 | OH | 4.16kV | 6.4664 | VALLEJO B 0413 | 042450413 | OH | 4.16kV | 6.4664 | 042450413_OH |  |  | 100% | 100%
|  | UG | 4.16kV | 0.056846 | VALLEJO B 0413 | 042450413 | UG | 4.16kV | 0.056846 | 042450413_UG |  |  | 100% | 100%
VALLEJO B 0414 | 042450414 | OH | 4.16kV | 8.3143 | VALLEJO B 0414 | 042450414 | OH | 4.16kV | 8.3143 | 042450414_OH |  |  | 100% | 100%
|  | UG | 4.16kV | 0.37344 | VALLEJO B 0414 | 042450414 | UG | 4.16kV | 0.37344 | 042450414_UG |  |  | 100% | 100%
VALLEJO B 0415 | 042450415 | OH | 4.16kV | 7.6123 | VALLEJO B 0415 | 042450415 | OH | 4.16kV | 7.6123 | 042450415_OH |  |  | 100% | 100%
|  | UG | 4.16kV | 0.048151 | VALLEJO B 0415 | 042450415 | UG | 4.16kV | 0.048151 | 042450415_UG |  |  | 100% | 100%
VALLEJO B 1101 | 042451101 | OH | 12kV | 16.3037 | VALLEJO B 1101 | 042451101 | OH | 12kV | 16.3037 | 042451101_OH |  |  | 100% | 100%
|  | UG | 12kV | 7.1175 | VALLEJO B 1101 | 042451101 | UG | 12kV | 7.1175 | 042451101_UG |  |  | 100% | 100%
VALLEJO B 1102 | 042451102 | OH | 12kV | 2.4871 | VALLEJO B 1102 | 042451102 | OH | 12kV | 2.4871 | 042451102_OH |  |  | 100% | 100%
|  | UG | 12kV | 0.68592 | VALLEJO B 1102 | 042451102 | UG | 12kV | 0.68592 | 042451102_UG |  |  | 100% | 100%
VALLEJO C 0401 | 042550401 | OH | 4.16kV | 2.8025 | VALLEJO C 0401 | 042550401 | OH | 4.16kV | 2.8025 | 042550401_OH |  |  | 100% | 100%
VALLEY HOME 1702 | 162981702 | OH | 17kV | 56.2875 | VALLEY HOME 1702 | 162981702 | OH | 17kV | 56.2875 | 162981702_OH |  |  | 100% | 100%
|  | UG | 17kV | 1.6795 | VALLEY HOME 1702 | 162981702 | UG | 17kV | 1.6795 | 162981702_UG |  |  | 100% | 100%
VALLEY HOME 1703 | 162981703 | OH | 17kV | 127.6426 | VALLEY HOME 1703 | 162981703 | OH | 17kV | 127.6426 | 162981703_OH |  |  | 100% | 100%
|  | UG | 17kV | 1.9798 | VALLEY HOME 1703 | 162981703 | UG | 17kV | 1.9798 | 162981703_UG |  | X | 96.09% | 96.09%
|  |  | 4.16kV | 0.080548 | VALLEY HOME 1703 | 162981703 | UG | 4.16kV | 0.080548 | 162981703_UG | DIFF VOLT | X | 3.909% | 96.09%
VALLEY HOME 1704 | 162981704 | OH | 17kV | 39.1786 | VALLEY HOME 1704 | 162981704 | OH | 17kV | 39.1786 | 162981704_OH |  |  | 100% | 100%
|  | UG | 17kV | 0.2335 | VALLEY HOME 1704 | 162981704 | UG | 17kV | 0.2335 | 162981704_UG |  |  | 100% | 100%
VALLEY VIEW 1103 | 014341103 | OH | 12kV | 18.2292 | VALLEY VIEW 1103 | 014341103 | OH | 12kV | 18.2292 | 014341103_OH |  |  | 100% | 100%
|  | UG | 12kV | 13.8727 | VALLEY VIEW 1103 | 014341103 | UG | 12kV | 13.8727 | 014341103_UG |  |  | 100% | 100%
VALLEY VIEW 1105 | 014341105 | OH | 12kV | 18.6853 | VALLEY VIEW 1105 | 014341105 | OH | 12kV | 18.6853 | 014341105_OH |  |  | 100% | 100%
|  | UG | 12kV | 12.3958 | VALLEY VIEW 1105 | 014341105 | UG | 12kV | 12.3958 | 014341105_UG |  |  | 100% | 100%
VALLEY VIEW 1106 | 014341106 | OH | 12kV | 20.8976 | VALLEY VIEW 1106 | 014341106 | OH | 12kV | 20.8976 | 014341106_OH |  |  | 100% | 100%
|  | UG | 12kV | 31.5345 | VALLEY VIEW 1106 | 014341106 | UG | 12kV | 31.5345 | 014341106_UG |  |  | 100% | 100%
VASCO 1101 | 013751101 | OH | 12kV | 2.5554 | VASCO 1101 | 013751101 | OH | 12kV | 2.5554 | 013751101_OH |  |  | 100% | 100%
|  | UG | 12kV | 10.8305 | VASCO 1101 | 013751101 | UG | 12kV | 10.8305 | 013751101_UG |  |  | 100% | 100%
VASCO 1102 | 013751102 | OH | 12kV | 88.4103 | VASCO 1102 | 013751102 | OH | 12kV | 88.4103 | 013751102_OH |  |  | 100% | 100%
|  | UG | 12kV | 15.7105 | VASCO 1102 | 013751102 | UG | 12kV | 15.7105 | 013751102_UG |  |  | 100% | 100%
VASCO 1103 | 013751103 | OH | 12kV | 13.7639 | VASCO 1103 | 013751103 | OH | 12kV | 13.7639 | 013751103_OH |  |  | 100% | 100%
|  | UG | 12kV | 1.3364 | VASCO 1103 | 013751103 | UG | 12kV | 1.3364 | 013751103_UG |  |  | 100% | 100%
VASONA 1101 | 083771101 | OH | 12kV | 10.4326 | VASONA 1101 | 083771101 | OH | 12kV | 10.4326 | 083771101_OH |  |  | 100% | 100%
|  | UG | 12kV | 10.772 | VASONA 1101 | 083771101 | UG | 12kV | 10.772 | 083771101_UG |  |  | 100% | 100%
VASONA 1102 | 083771102 | OH | 12kV | 15.4892 | VASONA 1102 | 083771102 | OH | 12kV | 15.4892 | 083771102_OH |  |  | 100% | 100%
|  | UG | 12kV | 9.601 | VASONA 1102 | 083771102 | UG | 12kV | 9.601 | 083771102_UG |  |  | 100% | 100%
VASONA 1103 | 083771103 | OH | 12kV | 15.5235 | VASONA 1103 | 083771103 | OH | 12kV | 15.5235 | 083771103_OH |  |  | 100% | 100%
|  | UG | 12kV | 12.4987 | VASONA 1103 | 083771103 | UG | 12kV | 12.4987 | 083771103_UG |  |  | 100% | 100%
VASONA 1104 | 083771104 | OH | 12kV | 3.7274 | VASONA 1104 | 083771104 | OH | 12kV | 3.7274 | 083771104_OH |  |  | 100% | 100%
|  | UG | 12kV | 5.4268 | VASONA 1104 | 083771104 | UG | 12kV | 5.4268 | 083771104_UG |  |  | 100% | 100%
VASONA 1105 | 083771105 | OH | 12kV | 11.6103 | VASONA 1105 | 083771105 | OH | 12kV | 11.6103 | 083771105_OH |  |  | 100% | 100%
|  | UG | 12kV | 7.3149 | VASONA 1105 | 083771105 | UG | 12kV | 7.3149 | 083771105_UG |  |  | 100% | 100%
VASONA 1106 | 083771106 | UG | 12kV | 1.0217 | VASONA 1106 | 083771106 | UG | 12kV | 1.0217 | 083771106_UG |  |  | 100% | 100%
VASONA 1108 | 083771108 | OH | 12kV | 10.9759 | VASONA 1108 | 083771108 | OH | 12kV | 10.9759 | 083771108_OH |  |  | 100% | 100%
|  | UG | 12kV | 3.5851 | VASONA 1108 | 083771108 | UG | 12kV | 3.5851 | 083771108_UG |  |  | 100% | 100%
VICTOR 1101 | 163281101 | OH | 12kV | 6.8278 | VICTOR 1101 | 163281101 | OH | 12kV | 6.8278 | 163281101_OH |  | X | 37.38% | 62.62% | FLAG
|  |  | 21kV | 11.4362 | VICTOR 1101 | 163281101 | OH | 21kV | 11.4362 | 163281101_OH | DIFF VOLT | X | 62.62% | 62.62% | FLAG
|  | UG | 12kV | 0.66553 | VICTOR 1101 | 163281101 | UG | 12kV | 0.66553 | 163281101_UG |  | X | 10.11% | 89.89%
|  |  | 21kV | 5.9204 | VICTOR 1101 | 163281101 | UG | 21kV | 5.9204 | 163281101_UG | DIFF VOLT | X | 89.89% | 89.89%
VICTOR 1102 | 163281102 | OH | 12kV | 55.8906 | VICTOR 1102 | 163281102 | OH | 12kV | 55.8906 | 163281102_OH |  | X | 67.42% | 67.42% | FLAG
|  |  | 4.8kV | 27.0106 | VICTOR 1102 | 163281102 | OH | 4.8kV | 27.0106 | 163281102_OH | DIFF VOLT | X | 32.58% | 67.42% | FLAG
|  | UG | 12kV | 2.6975 | VICTOR 1102 | 163281102 | UG | 12kV | 2.6975 | 163281102_UG |  | X | 96.22% | 96.22%
|  |  | 4.8kV | 0.10589 | VICTOR 1102 | 163281102 | UG | 4.8kV | 0.10589 | 163281102_UG | DIFF VOLT | X | 3.777% | 96.22%
VIEJO 2201 | 182852201 | OH | 21kV | 15.4397 | VIEJO 2201 | 182852201 | OH | 21kV | 15.4397 | 182852201_OH |  | X | 88.44% | 88.44%
|  |  | 4.16kV | 2.0187 | VIEJO 2201 | 182852201 | OH | 4.16kV | 2.0187 | 182852201_OH | DIFF VOLT | X | 11.56% | 88.44%
|  | UG | 21kV | 11.7246 | VIEJO 2201 | 182852201 | UG | 21kV | 11.7246 | 182852201_UG |  | X | 84.95% | 84.95%
|  |  | 4.16kV | 2.0769 | VIEJO 2201 | 182852201 | UG | 4.16kV | 2.0769 | 182852201_UG | DIFF VOLT | X | 15.05% | 84.95%
VIEJO 2202 | 182852202 | OH | 21kV | 38.2835 | VIEJO 2202 | 182852202 | OH | 21kV | 38.2835 | 182852202_OH |  | X | 82.05% | 82.05%
|  |  | 4.16kV | 8.3742 | VIEJO 2202 | 182852202 | OH | 4.16kV | 8.3742 | 182852202_OH | DIFF VOLT | X | 17.95% | 82.05%
|  | UG | 21kV | 14.9078 | VIEJO 2202 | 182852202 | UG | 21kV | 14.9078 | 182852202_UG |  | X | 66.53% | 66.53% | FLAG
|  |  | 4.16kV | 7.5008 | VIEJO 2202 | 182852202 | UG | 4.16kV | 7.5008 | 182852202_UG | DIFF VOLT | X | 33.47% | 66.53% | FLAG
VIEJO 2203 | 182852203 | OH | 21kV | 13.9547 | VIEJO 2203 | 182852203 | OH | 21kV | 13.9547 | 182852203_OH |  | X | 61.05% | 61.05% | FLAG
|  |  | 4.16kV | 8.9043 | VIEJO 2203 | 182852203 | OH | 4.16kV | 8.9043 | 182852203_OH | DIFF VOLT | X | 38.95% | 61.05% | FLAG
|  | UG | 21kV | 3.5371 | VIEJO 2203 | 182852203 | UG | 21kV | 3.5371 | 182852203_UG |  | X | 70.66% | 70.66% | FLAG
|  |  | 4.16kV | 1.469 | VIEJO 2203 | 182852203 | UG | 4.16kV | 1.469 | 182852203_UG | DIFF VOLT | X | 29.34% | 70.66% | FLAG
VIEJO 2204 | 182852204 | OH | 21kV | 21.2105 | VIEJO 2204 | 182852204 | OH | 21kV | 21.2105 | 182852204_OH |  | X | 85.99% | 85.99%
|  |  | 4.16kV | 3.4545 | VIEJO 2204 | 182852204 | OH | 4.16kV | 3.4545 | 182852204_OH | DIFF VOLT | X | 14.01% | 85.99%
|  | UG | 21kV | 7.8532 | VIEJO 2204 | 182852204 | UG | 21kV | 7.8532 | 182852204_UG |  | X | 89.99% | 89.99%
|  |  | 4.16kV | 0.87356 | VIEJO 2204 | 182852204 | UG | 4.16kV | 0.87356 | 182852204_UG | DIFF VOLT | X | 10.01% | 89.99%
VIERRA 1701 | 162701701 | OH | 17kV | 15.1884 | VIERRA 1701 | 162701701 | OH | 17kV | 15.1884 | 162701701_OH |  |  | 100% | 100%
|  | UG | 17kV | 24.017 | VIERRA 1701 | 162701701 | UG | 17kV | 24.017 | 162701701_UG |  |  | 100% | 100%
VIERRA 1702 | 162701702 | OH | 17kV | 6.9466 | VIERRA 1702 | 162701702 | OH | 17kV | 6.9466 | 162701702_OH |  |  | 100% | 100%
|  | UG | 17kV | 19.96 | VIERRA 1702 | 162701702 | UG | 17kV | 19.96 | 162701702_UG |  |  | 100% | 100%
VIERRA 1703 | 162701703 | OH | 17kV | 5.7912 | VIERRA 1703 | 162701703 | OH | 17kV | 5.7912 | 162701703_OH |  | X | 98.58% | 98.58%
|  |  | 21kV | 0.083635 | VIERRA 1703 | 162701703 | OH | 21kV | 0.083635 | 162701703_OH | DIFF VOLT | X | 1.424% | 98.58%
|  | UG | 17kV | 6.8551 | VIERRA 1703 | 162701703 | UG | 17kV | 6.8551 | 162701703_UG |  | X | 34.02% | 65.98% | FLAG
|  |  | 21kV | 13.2973 | VIERRA 1703 | 162701703 | UG | 21kV | 13.2973 | 162701703_UG | DIFF VOLT | X | 65.98% | 65.98% | FLAG
VIERRA 1706 | 162701706 | OH | 17kV | 6.8653 | VIERRA 1706 | 162701706 | OH | 17kV | 6.8653 | 162701706_OH |  |  | 100% | 100%
|  | UG | 17kV | 16.011 | VIERRA 1706 | 162701706 | UG | 17kV | 16.011 | 162701706_UG |  | X | 38.81% | 61.19% | FLAG
|  |  | 21kV | 25.2481 | VIERRA 1706 | 162701706 | UG | 21kV | 25.2481 | 162701706_UG | DIFF VOLT | X | 61.19% | 61.19% | FLAG
VIERRA 1707 | 162701707 | OH | 17kV | 48.1997 | VIERRA 1707 | 162701707 | OH | 17kV | 48.1997 | 162701707_OH |  |  | 100% | 100%
|  | UG | 17kV | 42.2584 | VIERRA 1707 | 162701707 | UG | 17kV | 42.2584 | 162701707_UG |  |  | 100% | 100%
VINA 1101 | 103581101 | OH | 12kV | 4.9305 | VINA 1101 | 103581101 | OH | 12kV | 4.9305 | 103581101_OH |  |  | 100% | 100%
|  | UG | 12kV | 0.29824 | VINA 1101 | 103581101 | UG | 12kV | 0.29824 | 103581101_UG |  |  | 100% | 100%
VINEYARD 2104 | 014502104 | OH | 21kV | 3.8656 | VINEYARD 2104 | 014502104 | OH | 21kV | 3.8656 | 014502104_OH |  |  | 100% | 100%
|  | UG | 21kV | 29.7607 | VINEYARD 2104 | 014502104 | UG | 21kV | 29.7607 | 014502104_UG |  |  | 100% | 100%
VINEYARD 2105 | 014502105 | OH | 21kV | 3.9274 | VINEYARD 2105 | 014502105 | OH | 21kV | 3.9274 | 014502105_OH |  |  | 100% | 100%
|  | UG | 21kV | 32.7742 | VINEYARD 2105 | 014502105 | UG | 21kV | 32.7742 | 014502105_UG |  |  | 100% | 100%
VINEYARD 2106 | 014502106 | OH | 21kV | 5.4992 | VINEYARD 2106 | 014502106 | OH | 21kV | 5.4992 | 014502106_OH |  |  | 100% | 100%
|  | UG | 21kV | 30.5693 | VINEYARD 2106 | 014502106 | UG | 21kV | 30.5693 | 014502106_UG |  |  | 100% | 100%
VINEYARD 2107 | 014502107 | OH | 12kV | 0.0036162 | VINEYARD 2107 | 014502107 | OH | 12kV | 0.0036162 | 014502107_OH |  | X | 0.02628% | 99.97%
|  |  | 21kV | 13.7588 | VINEYARD 2107 | 014502107 | OH | 21kV | 13.7588 | 014502107_OH | DIFF VOLT | X | 99.97% | 99.97%
|  | UG | 12kV | 0.010224 | VINEYARD 2107 | 014502107 | UG | 12kV | 0.010224 | 014502107_UG |  | X | 0.02813% | 99.97%
|  |  | 21kV | 36.3325 | VINEYARD 2107 | 014502107 | UG | 21kV | 36.3325 | 014502107_UG | DIFF VOLT | X | 99.97% | 99.97%
VINEYARD 2108 | 014502108 | OH | 21kV | 13.4651 | VINEYARD 2108 | 014502108 | OH | 21kV | 13.4651 | 014502108_OH |  |  | 100% | 100%
|  | UG | 21kV | 45.0195 | VINEYARD 2108 | 014502108 | UG | 21kV | 45.0195 | 014502108_UG |  |  | 100% | 100%
VINEYARD 2109 | 014502109 | OH | 21kV | 4.7097 | VINEYARD 2109 | 014502109 | OH | 21kV | 4.7097 | 014502109_OH |  |  | 100% | 100%
|  | UG | 21kV | 39.0892 | VINEYARD 2109 | 014502109 | UG | 21kV | 39.0892 | 014502109_UG |  |  | 100% | 100%
VINEYARD 2110 | 014502110 | OH | 12kV | 0.20065 | VINEYARD 2110 | 014502110 | OH | 12kV | 0.20065 | 014502110_OH |  | X | 1.791% | 98.21%
|  |  | 21kV | 11.0027 | VINEYARD 2110 | 014502110 | OH | 21kV | 11.0027 | 014502110_OH | DIFF VOLT | X | 98.21% | 98.21%
|  | UG | 12kV | 1.7867 | VINEYARD 2110 | 014502110 | UG | 12kV | 1.7867 | 014502110_UG |  | X | 3.025% | 96.97%
|  |  | 21kV | 57.2695 | VINEYARD 2110 | 014502110 | UG | 21kV | 57.2695 | 014502110_UG | DIFF VOLT | X | 96.97% | 96.97%
VIRGINIA 0401 | 013780401 | OH | 4.16kV | 4.0371 | VIRGINIA 0401 | 013780401 | OH | 4.16kV | 4.0371 | 013780401_OH |  |  | 100% | 100%
|  | UG | 4.16kV | 0.20363 | VIRGINIA 0401 | 013780401 | UG | 4.16kV | 0.20363 | 013780401_UG |  |  | 100% | 100%
VOLTA 1101 | 102541101 | OH | 12kV | 154.8653 | VOLTA 1101 | 102541101 | OH | 12kV | 154.8653 | 102541101_OH |  |  | 100% | 100%
|  | UG | 12kV | 16.2293 | VOLTA 1101 | 102541101 | UG | 12kV | 16.2293 | 102541101_UG |  |  | 100% | 100%
VOLTA 1102 | 102541102 | OH | 12kV | 129.8024 | VOLTA 1102 | 102541102 | OH | 12kV | 129.8024 | 102541102_OH |  |  | 100% | 100%
|  | UG | 12kV | 27.5347 | VOLTA 1102 | 102541102 | UG | 12kV | 27.5347 | 102541102_UG |  |  | 100% | 100%
WAHTOKE 1106 | 254531106 | OH | 12kV | 13.9529 | WAHTOKE 1106 | 254531106 | OH | 12kV | 13.9529 | 254531106_OH |  |  | 100% | 100%
|  | UG | 12kV | 9.5227 | WAHTOKE 1106 | 254531106 | UG | 12kV | 9.5227 | 254531106_UG |  |  | 100% | 100%
WAHTOKE 1107 | 254531107 | OH | 12kV | 19.2922 | WAHTOKE 1107 | 254531107 | OH | 12kV | 19.2922 | 254531107_OH |  |  | 100% | 100%
|  | UG | 12kV | 10.9923 | WAHTOKE 1107 | 254531107 | UG | 12kV | 10.9923 | 254531107_UG |  |  | 100% | 100%
WAHTOKE 1108 | 254531108 | OH | 12kV | 108.5724 | WAHTOKE 1108 | 254531108 | OH | 12kV | 108.5724 | 254531108_OH |  |  | 100% | 100%
|  | UG | 12kV | 0.86029 | WAHTOKE 1108 | 254531108 | UG | 12kV | 0.86029 | 254531108_UG |  |  | 100% | 100%
WAHTOKE 1109 | 254531109 | OH | 12kV | 7.5245 | WAHTOKE 1109 | 254531109 | OH | 12kV | 7.5245 | 254531109_OH |  |  | 100% | 100%
|  | UG | 12kV | 10.1914 | WAHTOKE 1109 | 254531109 | UG | 12kV | 10.1914 | 254531109_UG |  |  | 100% | 100%
WAHTOKE 1110 | 254531110 | OH | 12kV | 39.919 | WAHTOKE 1110 | 254531110 | OH | 12kV | 39.919 | 254531110_OH |  |  | 100% | 100%
|  | UG | 12kV | 12.9087 | WAHTOKE 1110 | 254531110 | UG | 12kV | 12.9087 | 254531110_UG |  |  | 100% | 100%
WAHTOKE 1111 | 254531111 | OH | 12kV | 29.9439 | WAHTOKE 1111 | 254531111 | OH | 12kV | 29.9439 | 254531111_OH |  |  | 100% | 100%
|  | UG | 12kV | 1.9862 | WAHTOKE 1111 | 254531111 | UG | 12kV | 1.9862 | 254531111_UG |  |  | 100% | 100%
WALDO 0401 | 013350401 | OH | 4.16kV | 5.6971 | WALDO 0401 | 013350401 | OH | 4.16kV | 5.6971 | 013350401_OH |  |  | 100% | 100%
|  | UG | 4.16kV | 0.39701 | WALDO 0401 | 013350401 | UG | 4.16kV | 0.39701 | 013350401_UG |  |  | 100% | 100%
WALDO 0402 | 013350402 | OH | 4.16kV | 5.1476 | WALDO 0402 | 013350402 | OH | 4.16kV | 5.1476 | 013350402_OH |  |  | 100% | 100%
|  | UG | 4.16kV | 0.22664 | WALDO 0402 | 013350402 | UG | 4.16kV | 0.22664 | 013350402_UG |  |  | 100% | 100%
WALL 0401 | 013740401 | OH | 4.16kV | 5.379 | WALL 0401 | 013740401 | OH | 4.16kV | 5.379 | 013740401_OH |  |  | 100% | 100%
|  | UG | 4.16kV | 1.013 | WALL 0401 | 013740401 | UG | 4.16kV | 1.013 | 013740401_UG |  |  | 100% | 100%
WALNUT CREEK 0403 | 012200403 | OH | 4.16kV | 0.51077 | WALNUT CREEK 0403 | 012200403 | OH | 4.16kV | 0.51077 | 012200403_OH |  |  | 100% | 100%
|  | UG | 4.16kV | 0.79518 | WALNUT CREEK 0403 | 012200403 | UG | 4.16kV | 0.79518 | 012200403_UG |  |  | 100% | 100%
WALNUT CREEK 0404 | 012200404 | OH | 4.16kV | 6.4395 | WALNUT CREEK 0404 | 012200404 | OH | 4.16kV | 6.4395 | 012200404_OH |  |  | 100% | 100%
|  | UG | 4.16kV | 0.1098 | WALNUT CREEK 0404 | 012200404 | UG | 4.16kV | 0.1098 | 012200404_UG |  |  | 100% | 100%
WARD 0401 | 012980401 | OH | 4.16kV | 4.5217 | WARD 0401 | 012980401 | OH | 4.16kV | 4.5217 | 012980401_OH |  |  | 100% | 100%
|  | UG | 4.16kV | 1.0935 | WARD 0401 | 012980401 | UG | 4.16kV | 1.0935 | 012980401_UG |  |  | 100% | 100%
WASCO 1101 | 252961101 | OH | 12kV | 12.0978 | WASCO 1101 | 252961101 | OH | 12kV | 12.0978 | 252961101_OH |  |  | 100% | 100%
|  | UG | 12kV | 0.027438 | WASCO 1101 | 252961101 | UG | 12kV | 0.027438 | 252961101_UG |  |  | 100% | 100%
WASCO 1102 | 252961102 | OH | 12kV | 7.9294 | WASCO 1102 | 252961102 | OH | 12kV | 7.9294 | 252961102_OH |  |  | 100% | 100%
|  | UG | 12kV | 8.5875 | WASCO 1102 | 252961102 | UG | 12kV | 8.5875 | 252961102_UG |  |  | 100% | 100%
WASCO 1104 | 252961104 | OH | 12kV | 10.3745 | WASCO 1104 | 252961104 | OH | 12kV | 10.3745 | 252961104_OH |  |  | 100% | 100%
|  | UG | 12kV | 0.59118 | WASCO 1104 | 252961104 | UG | 12kV | 0.59118 | 252961104_UG |  |  | 100% | 100%
WATERLOO 1101 | 163151101 | OH | 12kV | 57.9827 | WATERLOO 1101 | 163151101 | OH | 12kV | 57.9827 | 163151101_OH |  |  | 100% | 100%
|  | UG | 12kV | 0.8047 | WATERLOO 1101 | 163151101 | UG | 12kV | 0.8047 | 163151101_UG |  |  | 100% | 100%
WATERLOO 1102 | 163151102 | OH | 12kV | 21.7136 | WATERLOO 1102 | 163151102 | OH | 12kV | 21.7136 | 163151102_OH |  |  | 100% | 100%
|  | UG | 12kV | 1.9774 | WATERLOO 1102 | 163151102 | UG | 12kV | 1.9774 | 163151102_UG |  |  | 100% | 100%
WATERSHED 0401 | 024240401 | UG | 4.16kV | 0.047108 | WATERSHED 0401 | 024240401 | UG | 4.16kV | 0.047108 | 024240401_UG |  |  | 100% | 100%
WATERSHED 0402 | 024240402 | OH | 4.16kV | 1.188 | WATERSHED 0402 | 024240402 | OH | 4.16kV | 1.188 | 024240402_OH |  |  | 100% | 100%
|  | UG | 4.16kV | 0.078488 | WATERSHED 0402 | 024240402 | UG | 4.16kV | 0.078488 | 024240402_UG |  |  | 100% | 100%
WATSONVILLE 0411 | 083330411 | OH | 4.16kV | 2.3065 | WATSONVILLE 0411 | 083330411 | OH | 4.16kV | 2.3065 | 083330411_OH |  |  | 100% | 100%
|  | UG | 4.16kV | 0.91182 | WATSONVILLE 0411 | 083330411 | UG | 4.16kV | 0.91182 | 083330411_UG |  |  | 100% | 100%
WATSONVILLE 0413 | 083330413 | OH | 4.16kV | 1.2208 | WATSONVILLE 0413 | 083330413 | OH | 4.16kV | 1.2208 | 083330413_OH |  |  | 100% | 100%
|  | UG | 4.16kV | 0.065097 | WATSONVILLE 0413 | 083330413 | UG | 4.16kV | 0.065097 | 083330413_UG |  |  | 100% | 100%
WATSONVILLE 0414 | 083330414 | OH | 4.16kV | 1.2808 | WATSONVILLE 0414 | 083330414 | OH | 4.16kV | 1.2808 | 083330414_OH |  |  | 100% | 100%
|  | UG | 4.16kV | 0.067156 | WATSONVILLE 0414 | 083330414 | UG | 4.16kV | 0.067156 | 083330414_UG |  |  | 100% | 100%
WATSONVILLE 2101 | 083332101 | OH | 21kV | 102.528 | WATSONVILLE 2101 | 083332101 | OH | 21kV | 102.528 | 083332101_OH |  |  | 100% | 100%
|  | UG | 21kV | 8.9125 | WATSONVILLE 2101 | 083332101 | UG | 21kV | 8.9125 | 083332101_UG |  |  | 100% | 100%
WAYNE 0401 | 013810401 | OH | 4.16kV | 2.6259 | WAYNE 0401 | 013810401 | OH | 4.16kV | 2.6259 | 013810401_OH |  |  | 100% | 100%
|  | UG | 4.16kV | 0.012008 | WAYNE 0401 | 013810401 | UG | 4.16kV | 0.012008 | 013810401_UG |  |  | 100% | 100%
WEBER 1101 | 163481101 | OH | 12kV | 17.5486 | WEBER 1101 | 163481101 | OH | 12kV | 17.5486 | 163481101_OH |  |  | 100% | 100%
|  | UG | 12kV | 7.6025 | WEBER 1101 | 163481101 | UG | 12kV | 7.6025 | 163481101_UG |  |  | 100% | 100%
WEBER 1102 | 163481102 | OH | 12kV | 31.7539 | WEBER 1102 | 163481102 | OH | 12kV | 31.7539 | 163481102_OH |  |  | 100% | 100%
|  | UG | 12kV | 10.8107 | WEBER 1102 | 163481102 | UG | 12kV | 10.8107 | 163481102_UG |  |  | 100% | 100%
WEBER 1103 | 163481103 | OH | 12kV | 2.5615 | WEBER 1103 | 163481103 | OH | 12kV | 2.5615 | 163481103_OH |  |  | 100% | 100%
|  | UG | 12kV | 3.8257 | WEBER 1103 | 163481103 | UG | 12kV | 3.8257 | 163481103_UG |  |  | 100% | 100%
WEBER 1105 | 163481105 | OH | 12kV | 16.4874 | WEBER 1105 | 163481105 | OH | 12kV | 16.4874 | 163481105_OH |  |  | 100% | 100%
|  | UG | 12kV | 2.8706 | WEBER 1105 | 163481105 | UG | 12kV | 2.8706 | 163481105_UG |  |  | 100% | 100%
WEBER 1106 | 163481106 | UG | 12kV | 0.059145 | WEBER 1106 | 163481106 | UG | 12kV | 0.059145 | 163481106_UG |  |  | 100% | 100%
WEBER 1107 | 163481107 | OH | 12kV | 0.0049459 | WEBER 1107 | 163481107 | OH | 12kV | 0.0049459 | 163481107_OH |  |  | 100% | 100%
|  | UG | 12kV | 7.1546 | WEBER 1107 | 163481107 | UG | 12kV | 7.1546 | 163481107_UG |  |  | 100% | 100%
WEBER 1108 | 163481108 | OH | 12kV | 14.0838 | WEBER 1108 | 163481108 | OH | 12kV | 14.0838 | 163481108_OH |  |  | 100% | 100%
|  | UG | 12kV | 11.3239 | WEBER 1108 | 163481108 | UG | 12kV | 11.3239 | 163481108_UG |  |  | 100% | 100%
WEBER 1109 | 163481109 | OH | 12kV | 55.781 | WEBER 1109 | 163481109 | OH | 12kV | 55.781 | 163481109_OH |  |  | 100% | 100%
|  | UG | 12kV | 7.9034 | WEBER 1109 | 163481109 | UG | 12kV | 7.9034 | 163481109_UG |  |  | 100% | 100%
WEBER 1110 | 163481110 | OH | 12kV | 5.0535 | WEBER 1110 | 163481110 | OH | 12kV | 5.0535 | 163481110_OH |  |  | 100% | 100%
|  | UG | 12kV | 4.3992 | WEBER 1110 | 163481110 | UG | 12kV | 4.3992 | 163481110_UG |  |  | 100% | 100%
WEBER 1111 | 163481111 | UG | 12kV | 0.77871 | WEBER 1111 | 163481111 | UG | 12kV | 0.77871 | 163481111_UG |  |  | 100% | 100%
WEBER 1112 | 163481112 | OH | 12kV | 0.025381 | WEBER 1112 | 163481112 | OH | 12kV | 0.025381 | 163481112_OH |  |  | 100% | 100%
|  | UG | 12kV | 0.097558 | WEBER 1112 | 163481112 | UG | 12kV | 0.097558 | 163481112_UG |  |  | 100% | 100%
WEBER 1113 | 163481113 | OH | 12kV | 2.1222 | WEBER 1113 | 163481113 | OH | 12kV | 2.1222 | 163481113_OH |  |  | 100% | 100%
|  | UG | 12kV | 12.5575 | WEBER 1113 | 163481113 | UG | 12kV | 12.5575 | 163481113_UG |  |  | 100% | 100%
WEBER 1114 | 163481114 | OH | 12kV | 15.2185 | WEBER 1114 | 163481114 | OH | 12kV | 15.2185 | 163481114_OH |  |  | 100% | 100%
|  | UG | 12kV | 7.1396 | WEBER 1114 | 163481114 | UG | 12kV | 7.1396 | 163481114_UG |  |  | 100% | 100%
WEEDPATCH 1101 | 252971101 | OH | 12kV | 20.3159 | WEEDPATCH 1101 | 252971101 | OH | 12kV | 20.3159 | 252971101_OH |  |  | 100% | 100%
|  | UG | 12kV | 5.6573 | WEEDPATCH 1101 | 252971101 | UG | 12kV | 5.6573 | 252971101_UG |  |  | 100% | 100%
WEEDPATCH 1102 | 252971102 | OH | 12kV | 18.2271 | WEEDPATCH 1102 | 252971102 | OH | 12kV | 18.2271 | 252971102_OH |  |  | 100% | 100%
|  | UG | 12kV | 12.6307 | WEEDPATCH 1102 | 252971102 | UG | 12kV | 12.6307 | 252971102_UG |  |  | 100% | 100%
WEEDPATCH 1103 | 252971103 | OH | 12kV | 18.0006 | WEEDPATCH 1103 | 252971103 | OH | 12kV | 18.0006 | 252971103_OH |  |  | 100% | 100%
|  | UG | 12kV | 3.3071 | WEEDPATCH 1103 | 252971103 | UG | 12kV | 3.3071 | 252971103_UG |  |  | 100% | 100%
WEEDPATCH 1105 | 252971105 | OH | 12kV | 0.9605 | WEEDPATCH 1105 | 252971105 | OH | 12kV | 0.9605 | 252971105_OH |  |  | 100% | 100%
WEEDPATCH 1106 | 252971106 | OH | 12kV | 64.5471 | WEEDPATCH 1106 | 252971106 | OH | 12kV | 64.5471 | 252971106_OH |  |  | 100% | 100%
|  | UG | 12kV | 0.76747 | WEEDPATCH 1106 | 252971106 | UG | 12kV | 0.76747 | 252971106_UG |  |  | 100% | 100%
WEIMAR 1101 | 152491101 | OH | 12kV | 74.4328 | WEIMAR 1101 | 152491101 | OH | 12kV | 74.4328 | 152491101_OH |  |  | 100% | 100%
|  | UG | 12kV | 3.7487 | WEIMAR 1101 | 152491101 | UG | 12kV | 3.7487 | 152491101_UG |  |  | 100% | 100%
WEIMAR 1102 | 152491102 | OH | 12kV | 28.2673 | WEIMAR 1102 | 152491102 | OH | 12kV | 28.2673 | 152491102_OH |  |  | 100% | 100%
|  | UG | 12kV | 1.0665 | WEIMAR 1102 | 152491102 | UG | 12kV | 1.0665 | 152491102_UG |  |  | 100% | 100%
WELLFIELD 1102 | 254291102 | OH | 12kV | 37.8739 | WELLFIELD 1102 | 254291102 | OH | 12kV | 37.8739 | 254291102_OH |  |  | 100% | 100%
|  | UG | 12kV | 0.21902 | WELLFIELD 1102 | 254291102 | UG | 12kV | 0.21902 | 254291102_UG |  |  | 100% | 100%
WELLFIELD 1103 | 254291103 | OH | 12kV | 0.31007 | WELLFIELD 1103 | 254291103 | OH | 12kV | 0.31007 | 254291103_OH |  |  | 100% | 100%
WELLFIELD 1104 | 254291104 | OH | 12kV | 5.2691 | WELLFIELD 1104 | 254291104 | OH | 12kV | 5.2691 | 254291104_OH |  |  | 100% | 100%
|  | UG | 12kV | 0.031322 | WELLFIELD 1104 | 254291104 | UG | 12kV | 0.031322 | 254291104_UG |  |  | 100% | 100%
WEST FRESNO 1101 | 253731101 | OH | 12kV | 15.9312 | WEST FRESNO 1101 | 253731101 | OH | 12kV | 15.9312 | 253731101_OH |  |  | 100% | 100%
|  | UG | 12kV | 1.9462 | WEST FRESNO 1101 | 253731101 | UG | 12kV | 1.9462 | 253731101_UG |  |  | 100% | 100%
WEST FRESNO 1102 | 253731102 | OH | 12kV | 4.1404 | WEST FRESNO 1102 | 253731102 | OH | 12kV | 4.1404 | 253731102_OH |  |  | 100% | 100%
|  | UG | 12kV | 5.8591 | WEST FRESNO 1102 | 253731102 | UG | 12kV | 5.8591 | 253731102_UG |  |  | 100% | 100%
WEST FRESNO 1103 | 253731103 | OH | 12kV | 5.8845 | WEST FRESNO 1103 | 253731103 | OH | 12kV | 5.8845 | 253731103_OH |  |  | 100% | 100%
|  | UG | 12kV | 0.54302 | WEST FRESNO 1103 | 253731103 | UG | 12kV | 0.54302 | 253731103_UG |  |  | 100% | 100%
WEST FRESNO 1104 | 253731104 | OH | 12kV | 16.7325 | WEST FRESNO 1104 | 253731104 | OH | 12kV | 16.7325 | 253731104_OH |  |  | 100% | 100%
|  | UG | 12kV | 14.0478 | WEST FRESNO 1104 | 253731104 | UG | 12kV | 14.0478 | 253731104_UG |  |  | 100% | 100%
WEST FRESNO 1105 | 253731105 | OH | 12kV | 6.0389 | WEST FRESNO 1105 | 253731105 | OH | 12kV | 6.0389 | 253731105_OH |  |  | 100% | 100%
|  | UG | 12kV | 2.6268 | WEST FRESNO 1105 | 253731105 | UG | 12kV | 2.6268 | 253731105_UG |  |  | 100% | 100%
WEST FRESNO 1106 | 253731106 | OH | 12kV | 5.9379 | WEST FRESNO 1106 | 253731106 | OH | 12kV | 5.9379 | 253731106_OH |  |  | 100% | 100%
|  | UG | 12kV | 4.8109 | WEST FRESNO 1106 | 253731106 | UG | 12kV | 4.8109 | 253731106_UG |  |  | 100% | 100%
WEST FRESNO 1107 | 253731107 | OH | 12kV | 4.3671 | WEST FRESNO 1107 | 253731107 | OH | 12kV | 4.3671 | 253731107_OH |  |  | 100% | 100%
|  | UG | 12kV | 3.5965 | WEST FRESNO 1107 | 253731107 | UG | 12kV | 3.5965 | 253731107_UG |  |  | 100% | 100%
WEST FRESNO 1108 | 253731108 | OH | 12kV | 2.6184 | WEST FRESNO 1108 | 253731108 | OH | 12kV | 2.6184 | 253731108_OH |  |  | 100% | 100%
|  | UG | 12kV | 5.7016 | WEST FRESNO 1108 | 253731108 | UG | 12kV | 5.7016 | 253731108_UG |  |  | 100% | 100%
WEST FRESNO 1109 | 253731109 | OH | 12kV | 20.1324 | WEST FRESNO 1109 | 253731109 | OH | 12kV | 20.1324 | 253731109_OH |  | X | 98.99% | 98.99%
|  |  | 2.4kV | 0.20496 | WEST FRESNO 1109 | 253731109 | OH | 2.4kV | 0.20496 | 253731109_OH | DIFF VOLT | X | 1.008% | 98.99%
|  | UG | 12kV | 1.7955 | WEST FRESNO 1109 | 253731109 | UG | 12kV | 1.7955 | 253731109_UG |  |  | 100% | 100%
WEST FRESNO 1110 | 253731110 | OH | 12kV | 5.859 | WEST FRESNO 1110 | 253731110 | OH | 12kV | 5.859 | 253731110_OH |  |  | 100% | 100%
|  | UG | 12kV | 5.1588 | WEST FRESNO 1110 | 253731110 | UG | 12kV | 5.1588 | 253731110_UG |  |  | 100% | 100%
WEST FRESNO 1111 | 253731111 | OH | 12kV | 34.3139 | WEST FRESNO 1111 | 253731111 | OH | 12kV | 34.3139 | 253731111_OH |  |  | 100% | 100%
|  | UG | 12kV | 8.1293 | WEST FRESNO 1111 | 253731111 | UG | 12kV | 8.1293 | 253731111_UG |  |  | 100% | 100%
WEST FRESNO 1112 | 253731112 | OH | 12kV | 23.8402 | WEST FRESNO 1112 | 253731112 | OH | 12kV | 23.8402 | 253731112_OH |  |  | 100% | 100%
|  | UG | 12kV | 12.4433 | WEST FRESNO 1112 | 253731112 | UG | 12kV | 12.4433 | 253731112_UG |  |  | 100% | 100%
WEST LANE 1101 | 163621101 | OH | 12kV | 10.3301 | WEST LANE 1101 | 163621101 | OH | 12kV | 10.3301 | 163621101_OH |  |  | 100% | 100%
|  | UG | 12kV | 6.8608 | WEST LANE 1101 | 163621101 | UG | 12kV | 6.8608 | 163621101_UG |  |  | 100% | 100%
WEST LANE 1102 | 163621102 | OH | 12kV | 14.5627 | WEST LANE 1102 | 163621102 | OH | 12kV | 14.5627 | 163621102_OH |  |  | 100% | 100%
|  | UG | 12kV | 6.836 | WEST LANE 1102 | 163621102 | UG | 12kV | 6.836 | 163621102_UG |  |  | 100% | 100%
WEST LANE 1103 | 163621103 | OH | 12kV | 4.341 | WEST LANE 1103 | 163621103 | OH | 12kV | 4.341 | 163621103_OH |  | X | 87.55% | 87.55%
|  |  | 21kV | 0.61748 | WEST LANE 1103 | 163621103 | OH | 21kV | 0.61748 | 163621103_OH | DIFF VOLT | X | 12.45% | 87.55%
|  | UG | 12kV | 7.7439 | WEST LANE 1103 | 163621103 | UG | 12kV | 7.7439 | 163621103_UG |  | X | 79.58% | 79.58% | FLAG
|  |  | 21kV | 1.9872 | WEST LANE 1103 | 163621103 | UG | 21kV | 1.9872 | 163621103_UG | DIFF VOLT | X | 20.42% | 79.58% | FLAG
WEST POINT 1101 | 163201101 | OH | 12kV | 63.3421 | WEST POINT 1101 | 163201101 | OH | 12kV | 63.3421 | 163201101_OH |  |  | 100% | 100%
|  | UG | 12kV | 5.4699 | WEST POINT 1101 | 163201101 | UG | 12kV | 5.4699 | 163201101_UG |  |  | 100% | 100%
WEST POINT 1102 | 163201102 | OH | 12kV | 254.2893 | WEST POINT 1102 | 163201102 | OH | 12kV | 254.2893 | 163201102_OH |  |  | 100% | 100%
|  | UG | 12kV | 2.5552 | WEST POINT 1102 | 163201102 | UG | 12kV | 2.5552 | 163201102_UG |  |  | 100% | 100%
WEST SACRAMENTO 1104 | 063131104 | OH | 12kV | 11.9923 | WEST SACRAMENTO 1104 | 063131104 | OH | 12kV | 11.9923 | 063131104_OH |  |  | 100% | 100%
|  | UG | 12kV | 9.8449 | WEST SACRAMENTO 1104 | 063131104 | UG | 12kV | 9.8449 | 063131104_UG |  |  | 100% | 100%
WEST SACRAMENTO 1105 | 063131105 | OH | 12kV | 6.3059 | WEST SACRAMENTO 1105 | 063131105 | OH | 12kV | 6.3059 | 063131105_OH |  |  | 100% | 100%
|  | UG | 12kV | 9.6835 | WEST SACRAMENTO 1105 | 063131105 | UG | 12kV | 9.6835 | 063131105_UG |  |  | 100% | 100%
WEST SACRAMENTO 1106 | 063131106 | OH | 12kV | 2.8536 | WEST SACRAMENTO 1106 | 063131106 | OH | 12kV | 2.8536 | 063131106_OH |  |  | 100% | 100%
|  | UG | 12kV | 5.0964 | WEST SACRAMENTO 1106 | 063131106 | UG | 12kV | 5.0964 | 063131106_UG |  |  | 100% | 100%
WEST SACRAMENTO 1107 | 063131107 | OH | 12kV | 18.7292 | WEST SACRAMENTO 1107 | 063131107 | OH | 12kV | 18.7292 | 063131107_OH |  |  | 100% | 100%
|  | UG | 12kV | 4.0916 | WEST SACRAMENTO 1107 | 063131107 | UG | 12kV | 4.0916 | 063131107_UG |  |  | 100% | 100%
WEST SACRAMENTO 1108 | 063131108 | OH | 12kV | 8.7457 | WEST SACRAMENTO 1108 | 063131108 | OH | 12kV | 8.7457 | 063131108_OH |  |  | 100% | 100%
|  | UG | 12kV | 5.8266 | WEST SACRAMENTO 1108 | 063131108 | UG | 12kV | 5.8266 | 063131108_UG |  |  | 100% | 100%
WEST SACRAMENTO 1109 | 063131109 | OH | 12kV | 38.7672 | WEST SACRAMENTO 1109 | 063131109 | OH | 12kV | 38.7672 | 063131109_OH |  |  | 100% | 100%
|  | UG | 12kV | 8.7285 | WEST SACRAMENTO 1109 | 063131109 | UG | 12kV | 8.7285 | 063131109_UG |  |  | 100% | 100%
WEST SACRAMENTO 1110 | 063131110 | OH | 12kV | 8.4974 | WEST SACRAMENTO 1110 | 063131110 | OH | 12kV | 8.4974 | 063131110_OH |  |  | 100% | 100%
|  | UG | 12kV | 13.1593 | WEST SACRAMENTO 1110 | 063131110 | UG | 12kV | 13.1593 | 063131110_UG |  |  | 100% | 100%
WEST SACRAMENTO 1111 | 063131111 | OH | 12kV | 0.0056819 | WEST SACRAMENTO 1111 | 063131111 | OH | 12kV | 0.0056819 | 063131111_OH |  |  | 100% | 100%
|  | UG | 12kV | 10.1364 | WEST SACRAMENTO 1111 | 063131111 | UG | 12kV | 10.1364 | 063131111_UG |  |  | 100% | 100%
WESTLAKE 0401 | 022600401 | OH | 4.16kV | 0.81341 | WESTLAKE 0401 | 022600401 | OH | 4.16kV | 0.81341 | 022600401_OH |  |  | 100% | 100%
|  | UG | 4.16kV | 1.1016 | WESTLAKE 0401 | 022600401 | UG | 4.16kV | 1.1016 | 022600401_UG |  |  | 100% | 100%
WESTLAKE 0403 | 022600403 | OH | 4.16kV | 1.7559 | WESTLAKE 0403 | 022600403 | OH | 4.16kV | 1.7559 | 022600403_OH |  |  | 100% | 100%
|  | UG | 4.16kV | 1.3832 | WESTLAKE 0403 | 022600403 | UG | 4.16kV | 1.3832 | 022600403_UG |  |  | 100% | 100%
WESTLEY 1101 | 162671101 | OH | 12kV | 86.8275 | WESTLEY 1101 | 162671101 | OH | 12kV | 86.8275 | 162671101_OH |  |  | 100% | 100%
|  | UG | 12kV | 0.85001 | WESTLEY 1101 | 162671101 | UG | 12kV | 0.85001 | 162671101_UG |  |  | 100% | 100%
WESTLEY 1102 | 162671102 | OH | 12kV | 0.068049 | WESTLEY 1102 | 162671102 | OH | 12kV | 0.068049 | 162671102_OH |  |  | 100% | 100%
WESTLEY 1103 | 162671103 | OH | 12kV | 96.1355 | WESTLEY 1103 | 162671103 | OH | 12kV | 96.1355 | 162671103_OH |  |  | 100% | 100%
|  | UG | 12kV | 3.4945 | WESTLEY 1103 | 162671103 | UG | 12kV | 3.4945 | 162671103_UG |  |  | 100% | 100%
WESTPARK 1101 | 253701101 | OH | 12kV | 11.3857 | WESTPARK 1101 | 253701101 | OH | 12kV | 11.3857 | 253701101_OH |  |  | 100% | 100%
|  | UG | 12kV | 1.2824 | WESTPARK 1101 | 253701101 | UG | 12kV | 1.2824 | 253701101_UG |  |  | 100% | 100%
WESTPARK 1102 | 253701102 | OH | 12kV | 3.7586 | WESTPARK 1102 | 253701102 | OH | 12kV | 3.7586 | 253701102_OH |  |  | 100% | 100%
|  | UG | 12kV | 2.3429 | WESTPARK 1102 | 253701102 | UG | 12kV | 2.3429 | 253701102_UG |  |  | 100% | 100%
WESTPARK 1103 | 253701103 | OH | 12kV | 15.6962 | WESTPARK 1103 | 253701103 | OH | 12kV | 15.6962 | 253701103_OH |  |  | 100% | 100%
|  | UG | 12kV | 2.1448 | WESTPARK 1103 | 253701103 | UG | 12kV | 2.1448 | 253701103_UG |  |  | 100% | 100%
WESTPARK 1104 | 253701104 | OH | 12kV | 10.4026 | WESTPARK 1104 | 253701104 | OH | 12kV | 10.4026 | 253701104_OH |  |  | 100% | 100%
|  | UG | 12kV | 2.0897 | WESTPARK 1104 | 253701104 | UG | 12kV | 2.0897 | 253701104_UG |  |  | 100% | 100%
WESTPARK 1105 | 253701105 | OH | 12kV | 2.2881 | WESTPARK 1105 | 253701105 | OH | 12kV | 2.2881 | 253701105_OH |  |  | 100% | 100%
|  | UG | 12kV | 3.4518 | WESTPARK 1105 | 253701105 | UG | 12kV | 3.4518 | 253701105_UG |  |  | 100% | 100%
WESTPARK 1106 | 253701106 | OH | 12kV | 2.7376 | WESTPARK 1106 | 253701106 | OH | 12kV | 2.7376 | 253701106_OH |  | X | 99.27% | 99.27%
|  |  | 2.4kV | 0.020092 | WESTPARK 1106 | 253701106 | OH | 2.4kV | 0.020092 | 253701106_OH | DIFF VOLT | X | 0.7286% | 99.27%
|  | UG | 12kV | 2.7145 | WESTPARK 1106 | 253701106 | UG | 12kV | 2.7145 | 253701106_UG |  | X | 99.86% | 99.86%
|  |  | 2.4kV | 0.0037474 | WESTPARK 1106 | 253701106 | UG | 2.4kV | 0.0037474 | 253701106_UG | DIFF VOLT | X | 0.1379% | 99.86%
WESTPARK 1107 | 253701107 | OH | 12kV | 5.4704 | WESTPARK 1107 | 253701107 | OH | 12kV | 5.4704 | 253701107_OH |  |  | 100% | 100%
|  | UG | 12kV | 5.5694 | WESTPARK 1107 | 253701107 | UG | 12kV | 5.5694 | 253701107_UG |  |  | 100% | 100%
WESTPARK 1108 | 253701108 | OH | 12kV | 20.9937 | WESTPARK 1108 | 253701108 | OH | 12kV | 20.9937 | 253701108_OH |  |  | 100% | 100%
|  | UG | 12kV | 1.0102 | WESTPARK 1108 | 253701108 | UG | 12kV | 1.0102 | 253701108_UG |  |  | 100% | 100%
WESTPARK 1109 | 253701109 | OH | 12kV | 9.8656 | WESTPARK 1109 | 253701109 | OH | 12kV | 9.8656 | 253701109_OH |  |  | 100% | 100%
|  | UG | 12kV | 7.9989 | WESTPARK 1109 | 253701109 | UG | 12kV | 7.9989 | 253701109_UG |  |  | 100% | 100%
WESTPARK 1110 | 253701110 | OH | 12kV | 12.9884 | WESTPARK 1110 | 253701110 | OH | 12kV | 12.9884 | 253701110_OH |  |  | 100% | 100%
|  | UG | 12kV | 2.3827 | WESTPARK 1110 | 253701110 | UG | 12kV | 2.3827 | 253701110_UG |  |  | 100% | 100%
WESTPARK 1111 | 253701111 | OH | 12kV | 5.2171 | WESTPARK 1111 | 253701111 | OH | 12kV | 5.2171 | 253701111_OH |  |  | 100% | 100%
|  | UG | 12kV | 3.5748 | WESTPARK 1111 | 253701111 | UG | 12kV | 3.5748 | 253701111_UG |  |  | 100% | 100%
WESTPARK 1112 | 253701112 | OH | 12kV | 6.9142 | WESTPARK 1112 | 253701112 | OH | 12kV | 6.9142 | 253701112_OH |  |  | 100% | 100%
|  | UG | 12kV | 1.2052 | WESTPARK 1112 | 253701112 | UG | 12kV | 1.2052 | 253701112_UG |  |  | 100% | 100%
WHEATLAND 1101 | 152811101 | OH | 12kV | 0.0034831 | WHEATLAND 1101 | 152811101 | OH | 12kV | 0.0034831 | 152811101_OH |  |  | 100% | 100%
WHEATLAND 1102 | 152811102 | OH | 12kV | 30.3568 | WHEATLAND 1102 | 152811102 | OH | 12kV | 30.3568 | 152811102_OH |  |  | 100% | 100%
|  | UG | 12kV | 6.7115 | WHEATLAND 1102 | 152811102 | UG | 12kV | 6.7115 | 152811102_UG |  |  | 100% | 100%
WHEATLAND 1104 | 152811104 | OH | 12kV | 114.3896 | WHEATLAND 1104 | 152811104 | OH | 12kV | 114.3896 | 152811104_OH |  |  | 100% | 100%
|  | UG | 12kV | 0.79433 | WHEATLAND 1104 | 152811104 | UG | 12kV | 0.79433 | 152811104_UG |  |  | 100% | 100%
WHEATLAND 1105 | 152811105 | OH | 12kV | 75.2315 | WHEATLAND 1105 | 152811105 | OH | 12kV | 75.2315 | 152811105_OH |  |  | 100% | 100%
|  | UG | 12kV | 1.6704 | WHEATLAND 1105 | 152811105 | UG | 12kV | 1.6704 | 152811105_UG |  |  | 100% | 100%
WHEELER RIDGE 1101 | 253481101 | OH | 12kV | 67.9646 | WHEELER RIDGE 1101 | 253481101 | OH | 12kV | 67.9646 | 253481101_OH |  |  | 100% | 100%
|  | UG | 12kV | 0.71166 | WHEELER RIDGE 1101 | 253481101 | UG | 12kV | 0.71166 | 253481101_UG |  |  | 100% | 100%
WHEELER RIDGE 1102 | 253481102 | OH | 12kV | 34.2834 | WHEELER RIDGE 1102 | 253481102 | OH | 12kV | 34.2834 | 253481102_OH |  |  | 100% | 100%
|  | UG | 12kV | 1.2926 | WHEELER RIDGE 1102 | 253481102 | UG | 12kV | 1.2926 | 253481102_UG |  |  | 100% | 100%
WHEELER RIDGE 1103 | 253481103 | OH | 12kV | 39.7626 | WHEELER RIDGE 1103 | 253481103 | OH | 12kV | 39.7626 | 253481103_OH |  |  | 100% | 100%
|  | UG | 12kV | 0.11086 | WHEELER RIDGE 1103 | 253481103 | UG | 12kV | 0.11086 | 253481103_UG |  |  | 100% | 100%
WHISMAN 1101 | 083631101 | OH | 12kV | 5.1528 | WHISMAN 1101 | 083631101 | OH | 12kV | 5.1528 | 083631101_OH |  |  | 100% | 100%
|  | UG | 12kV | 3.5816 | WHISMAN 1101 | 083631101 | UG | 12kV | 3.5816 | 083631101_UG |  |  | 100% | 100%
WHISMAN 1102 | 083631102 | OH | 12kV | 1.7801 | WHISMAN 1102 | 083631102 | OH | 12kV | 1.7801 | 083631102_OH |  |  | 100% | 100%
|  | UG | 12kV | 3.6642 | WHISMAN 1102 | 083631102 | UG | 12kV | 3.6642 | 083631102_UG |  |  | 100% | 100%
WHISMAN 1103 | 083631103 | OH | 12kV | 2.6679 | WHISMAN 1103 | 083631103 | OH | 12kV | 2.6679 | 083631103_OH |  |  | 100% | 100%
|  | UG | 12kV | 2.2237 | WHISMAN 1103 | 083631103 | UG | 12kV | 2.2237 | 083631103_UG |  |  | 100% | 100%
WHISMAN 1104 | 083631104 | OH | 12kV | 0.0028632 | WHISMAN 1104 | 083631104 | OH | 12kV | 0.0028632 | 083631104_OH |  |  | 100% | 100%
|  | UG | 12kV | 5.8713 | WHISMAN 1104 | 083631104 | UG | 12kV | 5.8713 | 083631104_UG |  |  | 100% | 100%
WHISMAN 1105 | 083631105 | OH | 12kV | 1.1603 | WHISMAN 1105 | 083631105 | OH | 12kV | 1.1603 | 083631105_OH |  |  | 100% | 100%
|  | UG | 12kV | 7.3307 | WHISMAN 1105 | 083631105 | UG | 12kV | 7.3307 | 083631105_UG |  |  | 100% | 100%
WHISMAN 1106 | 083631106 | OH | 12kV | 7.1208 | WHISMAN 1106 | 083631106 | OH | 12kV | 7.1208 | 083631106_OH |  |  | 100% | 100%
|  | UG | 12kV | 4.5281 | WHISMAN 1106 | 083631106 | UG | 12kV | 4.5281 | 083631106_UG |  |  | 100% | 100%
WHISMAN 1107 | 083631107 | OH | 12kV | 0.12876 | WHISMAN 1107 | 083631107 | OH | 12kV | 0.12876 | 083631107_OH |  |  | 100% | 100%
|  | UG | 12kV | 0.95007 | WHISMAN 1107 | 083631107 | UG | 12kV | 0.95007 | 083631107_UG |  |  | 100% | 100%
WHISMAN 1108 | 083631108 | OH | 12kV | 7.3655 | WHISMAN 1108 | 083631108 | OH | 12kV | 7.3655 | 083631108_OH |  |  | 100% | 100%
|  | UG | 12kV | 7.5727 | WHISMAN 1108 | 083631108 | UG | 12kV | 7.5727 | 083631108_UG |  |  | 100% | 100%
WHISMAN 1109 | 083631109 | UG | 12kV | 4.4807 | WHISMAN 1109 | 083631109 | UG | 12kV | 4.4807 | 083631109_UG |  |  | 100% | 100%
WHISMAN 1110 | 083631110 | OH | 12kV | 1.9806 | WHISMAN 1110 | 083631110 | OH | 12kV | 1.9806 | 083631110_OH |  |  | 100% | 100%
|  | UG | 12kV | 5.8224 | WHISMAN 1110 | 083631110 | UG | 12kV | 5.8224 | 083631110_UG |  |  | 100% | 100%
WHISMAN 1111 | 083631111 | OH | 12kV | 2.195 | WHISMAN 1111 | 083631111 | OH | 12kV | 2.195 | 083631111_OH |  |  | 100% | 100%
|  | UG | 12kV | 4.8698 | WHISMAN 1111 | 083631111 | UG | 12kV | 4.8698 | 083631111_UG |  |  | 100% | 100%
WHISMAN 1112 | 083631112 | UG | 12kV | 3.3042 | WHISMAN 1112 | 083631112 | UG | 12kV | 3.3042 | 083631112_UG |  |  | 100% | 100%
WHITMORE 1101 | 103601101 | OH | 12kV | 92.461 | WHITMORE 1101 | 103601101 | OH | 12kV | 92.461 | 103601101_OH |  |  | 100% | 100%
|  | UG | 12kV | 1.0248 | WHITMORE 1101 | 103601101 | UG | 12kV | 1.0248 | 103601101_UG |  |  | 100% | 100%
WHITNEY 0402 | 013240402 | OH | 4.16kV | 1.7946 | WHITNEY 0402 | 013240402 | OH | 4.16kV | 1.7946 | 013240402_OH |  |  | 100% | 100%
|  | UG | 4.16kV | 1.011 | WHITNEY 0402 | 013240402 | UG | 4.16kV | 1.011 | 013240402_UG |  |  | 100% | 100%
WILDWOOD 1101 | 103611101 | OH | 12kV | 32.3763 | WILDWOOD 1101 | 103611101 | OH | 12kV | 32.3763 | 103611101_OH |  |  | 100% | 100%
|  | UG | 12kV | 0.16865 | WILDWOOD 1101 | 103611101 | UG | 12kV | 0.16865 | 103611101_UG |  |  | 100% | 100%
WILKINS SLOUGH 1101 | 062771101 | OH | 12kV | 52.4854 | WILKINS SLOUGH 1101 | 062771101 | OH | 12kV | 52.4854 | 062771101_OH |  |  | 100% | 100%
|  | UG | 12kV | 0.20545 | WILKINS SLOUGH 1101 | 062771101 | UG | 12kV | 0.20545 | 062771101_UG |  |  | 100% | 100%
WILKINS SLOUGH 1102 | 062771102 | OH | 12kV | 62.3133 | WILKINS SLOUGH 1102 | 062771102 | OH | 12kV | 62.3133 | 062771102_OH |  |  | 100% | 100%
|  | UG | 12kV | 0.18978 | WILKINS SLOUGH 1102 | 062771102 | UG | 12kV | 0.18978 | 062771102_UG |  |  | 100% | 100%
WILKINS SLOUGH 1103 | 062771103 | OH | 12kV | 34.2214 | WILKINS SLOUGH 1103 | 062771103 | OH | 12kV | 34.2214 | 062771103_OH |  |  | 100% | 100%
|  | UG | 12kV | 0.20352 | WILKINS SLOUGH 1103 | 062771103 | UG | 12kV | 0.20352 | 062771103_UG |  |  | 100% | 100%
WILLIAMS 1101 | 062051101 | OH | 12kV | 25.261 | WILLIAMS 1101 | 062051101 | OH | 12kV | 25.261 | 062051101_OH |  |  | 100% | 100%
|  | UG | 12kV | 1.937 | WILLIAMS 1101 | 062051101 | UG | 12kV | 1.937 | 062051101_UG |  |  | 100% | 100%
WILLIAMS 1102 | 062051102 | OH | 12kV | 99.0867 | WILLIAMS 1102 | 062051102 | OH | 12kV | 99.0867 | 062051102_OH |  |  | 100% | 100%
|  | UG | 12kV | 10.534 | WILLIAMS 1102 | 062051102 | UG | 12kV | 10.534 | 062051102_UG |  |  | 100% | 100%
WILLITS 1102 | 042661102 | OH | 12kV | 11.2716 | WILLITS 1102 | 042661102 | OH | 12kV | 11.2716 | 042661102_OH |  |  | 100% | 100%
|  | UG | 12kV | 2.5644 | WILLITS 1102 | 042661102 | UG | 12kV | 2.5644 | 042661102_UG |  |  | 100% | 100%
WILLITS 1103 | 042661103 | OH | 12kV | 157.5704 | WILLITS 1103 | 042661103 | OH | 12kV | 157.5704 | 042661103_OH |  |  | 100% | 100%
|  | UG | 12kV | 4.186 | WILLITS 1103 | 042661103 | UG | 12kV | 4.186 | 042661103_UG |  |  | 100% | 100%
WILLITS 1104 | 042661104 | OH | 12kV | 96.0022 | WILLITS 1104 | 042661104 | OH | 12kV | 96.0022 | 042661104_OH |  |  | 100% | 100%
|  | UG | 12kV | 5.9218 | WILLITS 1104 | 042661104 | UG | 12kV | 5.9218 | 042661104_UG |  |  | 100% | 100%
WILLOW CREEK 1101 | 192171101 | OH | 12kV | 56.7174 | WILLOW CREEK 1101 | 192171101 | OH | 12kV | 56.7174 | 192171101_OH |  |  | 100% | 100%
|  | UG | 12kV | 4.0197 | WILLOW CREEK 1101 | 192171101 | UG | 12kV | 4.0197 | 192171101_UG |  |  | 100% | 100%
WILLOW CREEK 1102 | 192171102 | OH | 12kV | 9.61 | WILLOW CREEK 1102 | 192171102 | OH | 12kV | 9.61 | 192171102_OH |  |  | 100% | 100%
|  | UG | 12kV | 1.3587 | WILLOW CREEK 1102 | 192171102 | UG | 12kV | 1.3587 | 192171102_UG |  |  | 100% | 100%
WILLOW CREEK 1103 | 192171103 | OH | 12kV | 85.5007 | WILLOW CREEK 1103 | 192171103 | OH | 12kV | 85.5007 | 192171103_OH |  |  | 100% | 100%
|  | UG | 12kV | 2.5373 | WILLOW CREEK 1103 | 192171103 | UG | 12kV | 2.5373 | 192171103_UG |  |  | 100% | 100%
WILLOW PASS 1101 | 013911101 | OH | 12kV | 7.0599 | WILLOW PASS 1101 | 013911101 | OH | 12kV | 7.0599 | 013911101_OH |  |  | 100% | 100%
|  | UG | 12kV | 13.4437 | WILLOW PASS 1101 | 013911101 | UG | 12kV | 13.4437 | 013911101_UG |  |  | 100% | 100%
WILLOW PASS 1102 | 013911102 | OH | 12kV | 5.3352 | WILLOW PASS 1102 | 013911102 | OH | 12kV | 5.3352 | 013911102_OH |  |  | 100% | 100%
|  | UG | 12kV | 3.7188 | WILLOW PASS 1102 | 013911102 | UG | 12kV | 3.7188 | 013911102_UG |  |  | 100% | 100%
WILLOW PASS 2107 | 013912107 | OH | 21kV | 3.613 | WILLOW PASS 2107 | 013912107 | OH | 21kV | 3.613 | 013912107_OH |  |  | 100% | 100%
|  | UG | 21kV | 32.1727 | WILLOW PASS 2107 | 013912107 | UG | 21kV | 32.1727 | 013912107_UG |  |  | 100% | 100%
WILLOW PASS 2108 | 013912108 | OH | 21kV | 14.3214 | WILLOW PASS 2108 | 013912108 | OH | 21kV | 14.3214 | 013912108_OH |  |  | 100% | 100%
|  | UG | 21kV | 32.9025 | WILLOW PASS 2108 | 013912108 | UG | 21kV | 32.9025 | 013912108_UG |  | X | 99.99% | 99.99%
|  |  | 4.16kV | 0.0034828 | WILLOW PASS 2108 | 013912108 | UG | 4.16kV | 0.0034828 | 013912108_UG | DIFF VOLT | X | 0.01058% | 99.99%
WILLOWS A 1101 | 102741101 | OH | 12kV | 4.2768 | WILLOWS A 1101 | 102741101 | OH | 12kV | 4.2768 | 102741101_OH |  |  | 100% | 100%
|  | UG | 12kV | 6.184 | WILLOWS A 1101 | 102741101 | UG | 12kV | 6.184 | 102741101_UG |  |  | 100% | 100%
WILLOWS A 1103 | 102741103 | OH | 12kV | 9.8286 | WILLOWS A 1103 | 102741103 | OH | 12kV | 9.8286 | 102741103_OH |  |  | 100% | 100%
|  | UG | 12kV | 5.0404 | WILLOWS A 1103 | 102741103 | UG | 12kV | 5.0404 | 102741103_UG |  |  | 100% | 100%
WILLOWS A 1104 | 102741104 | OH | 12kV | 9.3873 | WILLOWS A 1104 | 102741104 | OH | 12kV | 9.3873 | 102741104_OH |  |  | 100% | 100%
|  | UG | 12kV | 0.6992 | WILLOWS A 1104 | 102741104 | UG | 12kV | 0.6992 | 102741104_UG |  |  | 100% | 100%
WILSON 1101 | 254301101 | OH | 12kV | 16.4941 | WILSON 1101 | 254301101 | OH | 12kV | 16.4941 | 254301101_OH |  |  | 100% | 100%
|  | UG | 12kV | 5.2354 | WILSON 1101 | 254301101 | UG | 12kV | 5.2354 | 254301101_UG |  |  | 100% | 100%
WILSON 1102 | 254301102 | OH | 12kV | 30.4652 | WILSON 1102 | 254301102 | OH | 12kV | 30.4652 | 254301102_OH |  |  | 100% | 100%
|  | UG | 12kV | 1.3217 | WILSON 1102 | 254301102 | UG | 12kV | 1.3217 | 254301102_UG |  | X | 99.44% | 99.44%
|  |  | 21kV | 0.0074665 | WILSON 1102 | 254301102 | UG | 21kV | 0.0074665 | 254301102_UG | DIFF VOLT | X | 0.5617% | 99.44%
WILSON 1103 | 254301103 | OH | 12kV | 115.4708 | WILSON 1103 | 254301103 | OH | 12kV | 115.4708 | 254301103_OH |  |  | 100% | 100%
|  | UG | 12kV | 5.9187 | WILSON 1103 | 254301103 | UG | 12kV | 5.9187 | 254301103_UG |  |  | 100% | 100%
WINDSOR 1101 | 043501101 | OH | 12kV | 6.4606 | WINDSOR 1101 | 043501101 | OH | 12kV | 6.4606 | 043501101_OH |  |  | 100% | 100%
|  | UG | 12kV | 16.303 | WINDSOR 1101 | 043501101 | UG | 12kV | 16.303 | 043501101_UG |  |  | 100% | 100%
WINDSOR 1102 | 043501102 | OH | 12kV | 14.8942 | WINDSOR 1102 | 043501102 | OH | 12kV | 14.8942 | 043501102_OH |  |  | 100% | 100%
|  | UG | 12kV | 14.2352 | WINDSOR 1102 | 043501102 | UG | 12kV | 14.2352 | 043501102_UG |  |  | 100% | 100%
WINDSOR 1103 | 043501103 | OH | 12kV | 11.2957 | WINDSOR 1103 | 043501103 | OH | 12kV | 11.2957 | 043501103_OH |  |  | 100% | 100%
|  | UG | 12kV | 13.0654 | WINDSOR 1103 | 043501103 | UG | 12kV | 13.0654 | 043501103_UG |  |  | 100% | 100%
WINTERS 1101 | 063321101 | OH | 12kV | 12.9231 | WINTERS 1101 | 063321101 | OH | 12kV | 12.9231 | 063321101_OH |  |  | 100% | 100%
|  | UG | 12kV | 2.0267 | WINTERS 1101 | 063321101 | UG | 12kV | 2.0267 | 063321101_UG |  |  | 100% | 100%
WINTERS 1102 | 063321102 | OH | 12kV | 38.8057 | WINTERS 1102 | 063321102 | OH | 12kV | 38.8057 | 063321102_OH |  |  | 100% | 100%
|  | UG | 12kV | 0.15469 | WINTERS 1102 | 063321102 | UG | 12kV | 0.15469 | 063321102_UG |  |  | 100% | 100%
WISE 1101 | 152271101 | OH | 12kV | 13.4791 | WISE 1101 | 152271101 | OH | 12kV | 13.4791 | 152271101_OH |  |  | 100% | 100%
|  | UG | 12kV | 10.4871 | WISE 1101 | 152271101 | UG | 12kV | 10.4871 | 152271101_UG |  |  | 100% | 100%
WISE 1102 | 152271102 | OH | 12kV | 119.5158 | WISE 1102 | 152271102 | OH | 12kV | 119.5158 | 152271102_OH |  |  | 100% | 100%
|  | UG | 12kV | 6.9398 | WISE 1102 | 152271102 | UG | 12kV | 6.9398 | 152271102_UG |  |  | 100% | 100%
WISHON 1101 | 251511101 | OH | 12kV | 7.627 | WISHON 1101 | 251511101 | OH | 12kV | 7.627 | 251511101_OH |  |  | 100% | 100%
WOLFE 1103 | 083671103 | UG | 12kV | 1.2 | WOLFE 1103 | 083671103 | UG | 12kV | 1.2 | 083671103_UG |  |  | 100% | 100%
WOLFE 1104 | 083671104 | OH | 12kV | 6.7971 | WOLFE 1104 | 083671104 | OH | 12kV | 6.7971 | 083671104_OH |  |  | 100% | 100%
|  | UG | 12kV | 5.6085 | WOLFE 1104 | 083671104 | UG | 12kV | 5.6085 | 083671104_UG |  |  | 100% | 100%
WOLFE 1105 | 083671105 | OH | 12kV | 7.2919 | WOLFE 1105 | 083671105 | OH | 12kV | 7.2919 | 083671105_OH |  |  | 100% | 100%
|  | UG | 12kV | 7.3144 | WOLFE 1105 | 083671105 | UG | 12kV | 7.3144 | 083671105_UG |  |  | 100% | 100%
WOLFE 1106 | 083671106 | OH | 12kV | 9.1319 | WOLFE 1106 | 083671106 | OH | 12kV | 9.1319 | 083671106_OH |  |  | 100% | 100%
|  | UG | 12kV | 6.1883 | WOLFE 1106 | 083671106 | UG | 12kV | 6.1883 | 083671106_UG |  |  | 100% | 100%
WOLFE 1107 | 083671107 | OH | 12kV | 10.638 | WOLFE 1107 | 083671107 | OH | 12kV | 10.638 | 083671107_OH |  |  | 100% | 100%
|  | UG | 12kV | 4.7593 | WOLFE 1107 | 083671107 | UG | 12kV | 4.7593 | 083671107_UG |  |  | 100% | 100%
WOLFE 1108 | 083671108 | UG | 12kV | 1.4291 | WOLFE 1108 | 083671108 | UG | 12kV | 1.4291 | 083671108_UG |  |  | 100% | 100%
WOLFE 1109 | 083671109 | OH | 12kV | 8.8869 | WOLFE 1109 | 083671109 | OH | 12kV | 8.8869 | 083671109_OH |  |  | 100% | 100%
|  | UG | 12kV | 8.6394 | WOLFE 1109 | 083671109 | UG | 12kV | 8.6394 | 083671109_UG |  |  | 100% | 100%
WOLFE 1110 | 083671110 | OH | 12kV | 2.0133 | WOLFE 1110 | 083671110 | OH | 12kV | 2.0133 | 083671110_OH |  |  | 100% | 100%
|  | UG | 12kV | 10.2395 | WOLFE 1110 | 083671110 | UG | 12kV | 10.2395 | 083671110_UG |  |  | 100% | 100%
WOLFE 1113 | 083671113 | OH | 12kV | 17.285 | WOLFE 1113 | 083671113 | OH | 12kV | 17.285 | 083671113_OH |  |  | 100% | 100%
|  | UG | 12kV | 9.3414 | WOLFE 1113 | 083671113 | UG | 12kV | 9.3414 | 083671113_UG |  |  | 100% | 100%
WOLFE 1114 | 083671114 | OH | 12kV | 2.9202 | WOLFE 1114 | 083671114 | OH | 12kV | 2.9202 | 083671114_OH |  |  | 100% | 100%
|  | UG | 12kV | 18.4327 | WOLFE 1114 | 083671114 | UG | 12kV | 18.4327 | 083671114_UG |  |  | 100% | 100%
WOOD 0401 | 013380401 | OH | 4.16kV | 3.3115 | WOOD 0401 | 013380401 | OH | 4.16kV | 3.3115 | 013380401_OH |  |  | 100% | 100%
|  | UG | 4.16kV | 2.8246 | WOOD 0401 | 013380401 | UG | 4.16kV | 2.8246 | 013380401_UG |  |  | 100% | 100%
WOODACRE 1101 | 043021101 | OH | 12kV | 42.2222 | WOODACRE 1101 | 043021101 | OH | 12kV | 42.2222 | 043021101_OH |  |  | 100% | 100%
|  | UG | 12kV | 5.673 | WOODACRE 1101 | 043021101 | UG | 12kV | 5.673 | 043021101_UG |  |  | 100% | 100%
WOODACRE 1102 | 043021102 | OH | 12kV | 29.8282 | WOODACRE 1102 | 043021102 | OH | 12kV | 29.8282 | 043021102_OH |  | X | 95.99% | 95.99%
|  |  | 2.4kV | 1.2467 | WOODACRE 1102 | 043021102 | OH | 2.4kV | 1.2467 | 043021102_OH | DIFF VOLT | X | 4.012% | 95.99%
|  | UG | 12kV | 5.9933 | WOODACRE 1102 | 043021102 | UG | 12kV | 5.9933 | 043021102_UG |  | X | 95.81% | 95.81%
|  |  | 2.4kV | 0.2619 | WOODACRE 1102 | 043021102 | UG | 2.4kV | 0.2619 | 043021102_UG | DIFF VOLT | X | 4.187% | 95.81%
WOODCHUCK 2101 | 254912101 | OH | 21kV | 5.4856 | WOODCHUCK 2101 | 254912101 | OH | 21kV | 5.4856 | 254912101_OH |  |  | 100% | 100%
|  | UG | 21kV | 2.5507 | WOODCHUCK 2101 | 254912101 | UG | 21kV | 2.5507 | 254912101_UG |  |  | 100% | 100%
WOODLAND 1101 | 062031101 | OH | 12kV | 7.1896 | WOODLAND 1101 | 062031101 | OH | 12kV | 7.1896 | 062031101_OH |  |  | 100% | 100%
|  | UG | 12kV | 13.3722 | WOODLAND 1101 | 062031101 | UG | 12kV | 13.3722 | 062031101_UG |  |  | 100% | 100%
WOODLAND 1102 | 062031102 | OH | 12kV | 13.5077 | WOODLAND 1102 | 062031102 | OH | 12kV | 13.5077 | 062031102_OH |  |  | 100% | 100%
|  | UG | 12kV | 7.327 | WOODLAND 1102 | 062031102 | UG | 12kV | 7.327 | 062031102_UG |  |  | 100% | 100%
WOODLAND 1103 | 062031103 | OH | 12kV | 1.2342 | WOODLAND 1103 | 062031103 | OH | 12kV | 1.2342 | 062031103_OH |  |  | 100% | 100%
|  | UG | 12kV | 16.7487 | WOODLAND 1103 | 062031103 | UG | 12kV | 16.7487 | 062031103_UG |  |  | 100% | 100%
WOODLAND 1104 | 062031104 | OH | 12kV | 5.852 | WOODLAND 1104 | 062031104 | OH | 12kV | 5.852 | 062031104_OH |  |  | 100% | 100%
|  | UG | 12kV | 7.1796 | WOODLAND 1104 | 062031104 | UG | 12kV | 7.1796 | 062031104_UG |  |  | 100% | 100%
WOODLAND 1105 | 062031105 | OH | 12kV | 2.6951 | WOODLAND 1105 | 062031105 | OH | 12kV | 2.6951 | 062031105_OH |  |  | 100% | 100%
|  | UG | 12kV | 19.1416 | WOODLAND 1105 | 062031105 | UG | 12kV | 19.1416 | 062031105_UG |  |  | 100% | 100%
WOODLAND 1106 | 062031106 | OH | 12kV | 28.1606 | WOODLAND 1106 | 062031106 | OH | 12kV | 28.1606 | 062031106_OH |  |  | 100% | 100%
|  | UG | 12kV | 12.0484 | WOODLAND 1106 | 062031106 | UG | 12kV | 12.0484 | 062031106_UG |  |  | 100% | 100%
WOODLAND 1107 | 062031107 | OH | 12kV | 11.1584 | WOODLAND 1107 | 062031107 | OH | 12kV | 11.1584 | 062031107_OH |  |  | 100% | 100%
|  | UG | 12kV | 2.9752 | WOODLAND 1107 | 062031107 | UG | 12kV | 2.9752 | 062031107_UG |  |  | 100% | 100%
WOODLAND 1108 | 062031108 | OH | 12kV | 21.2367 | WOODLAND 1108 | 062031108 | OH | 12kV | 21.2367 | 062031108_OH |  |  | 100% | 100%
|  | UG | 12kV | 9.4084 | WOODLAND 1108 | 062031108 | UG | 12kV | 9.4084 | 062031108_UG |  |  | 100% | 100%
WOODLAND 1109 | 062031109 | OH | 12kV | 10.667 | WOODLAND 1109 | 062031109 | OH | 12kV | 10.667 | 062031109_OH |  |  | 100% | 100%
|  | UG | 12kV | 9.2927 | WOODLAND 1109 | 062031109 | UG | 12kV | 9.2927 | 062031109_UG |  |  | 100% | 100%
WOODLAND 1110 | 062031110 | OH | 12kV | 10.9127 | WOODLAND 1110 | 062031110 | OH | 12kV | 10.9127 | 062031110_OH |  |  | 100% | 100%
|  | UG | 12kV | 9.9119 | WOODLAND 1110 | 062031110 | UG | 12kV | 9.9119 | 062031110_UG |  |  | 100% | 100%
WOODLAND 1111 | 062031111 | OH | 12kV | 0.23155 | WOODLAND 1111 | 062031111 | OH | 12kV | 0.23155 | 062031111_OH |  |  | 100% | 100%
|  | UG | 12kV | 0.12872 | WOODLAND 1111 | 062031111 | UG | 12kV | 0.12872 | 062031111_UG |  |  | 100% | 100%
WOODLAND 1112 | 062031112 | OH | 12kV | 12.8503 | WOODLAND 1112 | 062031112 | OH | 12kV | 12.8503 | 062031112_OH |  |  | 100% | 100%
|  | UG | 12kV | 8.3224 | WOODLAND 1112 | 062031112 | UG | 12kV | 8.3224 | 062031112_UG |  |  | 100% | 100%
WOODLAND 1113 | 062031113 | OH | 12kV | 20.8812 | WOODLAND 1113 | 062031113 | OH | 12kV | 20.8812 | 062031113_OH |  |  | 100% | 100%
|  | UG | 12kV | 3.3592 | WOODLAND 1113 | 062031113 | UG | 12kV | 3.3592 | 062031113_UG |  |  | 100% | 100%
WOODSIDE 1101 | 024251101 | OH | 12kV | 38.7339 | WOODSIDE 1101 | 024251101 | OH | 12kV | 38.7339 | 024251101_OH |  | X | 62.42% | 62.42% | FLAG
|  |  | 4.16kV | 23.323 | WOODSIDE 1101 | 024251101 | OH | 4.16kV | 23.323 | 024251101_OH | DIFF VOLT | X | 37.58% | 62.42% | FLAG
|  | UG | 12kV | 10.666 | WOODSIDE 1101 | 024251101 | UG | 12kV | 10.666 | 024251101_UG |  | X | 86.4% | 86.4%
|  |  | 4.16kV | 1.6793 | WOODSIDE 1101 | 024251101 | UG | 4.16kV | 1.6793 | 024251101_UG | DIFF VOLT | X | 13.6% | 86.4%
WOODSIDE 1102 | 024251102 | OH | 12kV | 17.1033 | WOODSIDE 1102 | 024251102 | OH | 12kV | 17.1033 | 024251102_OH |  |  | 100% | 100%
|  | UG | 12kV | 5.8667 | WOODSIDE 1102 | 024251102 | UG | 12kV | 5.8667 | 024251102_UG |  |  | 100% | 100%
WOODSIDE 1104 | 024251104 | OH | 12kV | 36.5964 | WOODSIDE 1104 | 024251104 | OH | 12kV | 36.5964 | 024251104_OH |  | X | 82.19% | 82.19%
|  |  | 4.16kV | 7.9317 | WOODSIDE 1104 | 024251104 | OH | 4.16kV | 7.9317 | 024251104_OH | DIFF VOLT | X | 17.81% | 82.19%
|  | UG | 12kV | 15.2098 | WOODSIDE 1104 | 024251104 | UG | 12kV | 15.2098 | 024251104_UG |  | X | 88.79% | 88.79%
|  |  | 4.16kV | 1.921 | WOODSIDE 1104 | 024251104 | UG | 4.16kV | 1.921 | 024251104_UG | DIFF VOLT | X | 11.21% | 88.79%
WOODSIDE 1105 | 024251105 | OH | 12kV | 6.4032 | WOODSIDE 1105 | 024251105 | OH | 12kV | 6.4032 | 024251105_OH |  |  | 100% | 100%
|  | UG | 12kV | 8.6587 | WOODSIDE 1105 | 024251105 | UG | 12kV | 8.6587 | 024251105_UG |  |  | 100% | 100%
WOODWARD 2101 | 255292101 | OH | 12kV | 4.0037 | WOODWARD 2101 | 255292101 | OH | 12kV | 4.0037 | 255292101_OH |  | X | 25.09% | 74.91% | FLAG
|  |  | 21kV | 11.9507 | WOODWARD 2101 | 255292101 | OH | 21kV | 11.9507 | 255292101_OH | DIFF VOLT | X | 74.91% | 74.91% | FLAG
|  | UG | 12kV | 0.12682 | WOODWARD 2101 | 255292101 | UG | 12kV | 0.12682 | 255292101_UG |  | X | 0.2882% | 99.22%
|  |  | 21kV | 43.6628 | WOODWARD 2101 | 255292101 | UG | 21kV | 43.6628 | 255292101_UG | DIFF VOLT | X | 99.22% | 99.22%
|  |  | (empty) | 0.21816 | WOODWARD 2101 | 255292101 | UG | (blank) | 0.21816 | 255292101_UG | DIFF VOLT | X | 0.4957% | 99.22%
WOODWARD 2102 | 255292102 | OH | 21kV | 1.5769 | WOODWARD 2102 | 255292102 | OH | 21kV | 1.5769 | 255292102_OH |  |  | 100% | 100%
|  | UG | 21kV | 34.2725 | WOODWARD 2102 | 255292102 | UG | 21kV | 34.2725 | 255292102_UG |  |  | 100% | 100%
WOODWARD 2103 | 255292103 | UG | 21kV | 16.0443 | WOODWARD 2103 | 255292103 | UG | 21kV | 16.0443 | 255292103_UG |  |  | 100% | 100%
WOODWARD 2104 | 255292104 | OH | 21kV | 2.775 | WOODWARD 2104 | 255292104 | OH | 21kV | 2.775 | 255292104_OH |  |  | 100% | 100%
|  | UG | 21kV | 27.9107 | WOODWARD 2104 | 255292104 | UG | 21kV | 27.9107 | 255292104_UG |  |  | 100% | 100%
WOODWARD 2105 | 255292105 | OH | 21kV | 0.36379 | WOODWARD 2105 | 255292105 | OH | 21kV | 0.36379 | 255292105_OH |  |  | 100% | 100%
|  | UG | 21kV | 27.364 | WOODWARD 2105 | 255292105 | UG | 21kV | 27.364 | 255292105_UG |  |  | 100% | 100%
WOODWARD 2106 | 255292106 | OH | 21kV | 0.29443 | WOODWARD 2106 | 255292106 | OH | 21kV | 0.29443 | 255292106_OH |  |  | 100% | 100%
|  | UG | 21kV | 23.9105 | WOODWARD 2106 | 255292106 | UG | 21kV | 23.9105 | 255292106_UG |  |  | 100% | 100%
WOODWARD 2107 | 255292107 | OH | 21kV | 9.4814 | WOODWARD 2107 | 255292107 | OH | 21kV | 9.4814 | 255292107_OH |  |  | 100% | 100%
|  | UG | 21kV | 15.6964 | WOODWARD 2107 | 255292107 | UG | 21kV | 15.6964 | 255292107_UG |  |  | 100% | 100%
WOODWARD 2108 | 255292108 | OH | 12kV | 52.4322 | WOODWARD 2108 | 255292108 | OH | 12kV | 52.4322 | 255292108_OH |  | X | 59.11% | 59.11% | FLAG
|  |  | 21kV | 36.2705 | WOODWARD 2108 | 255292108 | OH | 21kV | 36.2705 | 255292108_OH | DIFF VOLT | X | 40.89% | 59.11% | FLAG
|  | UG | 12kV | 0.72066 | WOODWARD 2108 | 255292108 | UG | 12kV | 0.72066 | 255292108_UG |  | X | 2.774% | 97.23%
|  |  | 21kV | 25.2602 | WOODWARD 2108 | 255292108 | UG | 21kV | 25.2602 | 255292108_UG | DIFF VOLT | X | 97.23% | 97.23%
WOODWARD 2109 | 255292109 | OH | 21kV | 1.9685 | WOODWARD 2109 | 255292109 | OH | 21kV | 1.9685 | 255292109_OH |  |  | 100% | 100%
|  | UG | 21kV | 29.2595 | WOODWARD 2109 | 255292109 | UG | 21kV | 29.2595 | 255292109_UG |  |  | 100% | 100%
WRIGHT 1110 | 254641110 | OH | 12kV | 91.4428 | WRIGHT 1110 | 254641110 | OH | 12kV | 91.4428 | 254641110_OH |  |  | 100% | 100%
|  | UG | 12kV | 0.96499 | WRIGHT 1110 | 254641110 | UG | 12kV | 0.96499 | 254641110_UG |  |  | 100% | 100%
WYANDOTTE 1102 | 102911102 | OH | 12kV | 39.1556 | WYANDOTTE 1102 | 102911102 | OH | 12kV | 39.1556 | 102911102_OH |  |  | 100% | 100%
|  | UG | 12kV | 9.9435 | WYANDOTTE 1102 | 102911102 | UG | 12kV | 9.9435 | 102911102_UG |  |  | 100% | 100%
WYANDOTTE 1103 | 102911103 | OH | 12kV | 92.3453 | WYANDOTTE 1103 | 102911103 | OH | 12kV | 92.3453 | 102911103_OH |  |  | 100% | 100%
|  | UG | 12kV | 12.7967 | WYANDOTTE 1103 | 102911103 | UG | 12kV | 12.7967 | 102911103_UG |  |  | 100% | 100%
WYANDOTTE 1105 | 102911105 | OH | 12kV | 25.6745 | WYANDOTTE 1105 | 102911105 | OH | 12kV | 25.6745 | 102911105_OH |  |  | 100% | 100%
|  | UG | 12kV | 0.092541 | WYANDOTTE 1105 | 102911105 | UG | 12kV | 0.092541 | 102911105_UG |  |  | 100% | 100%
WYANDOTTE 1106 | 102911106 | OH | 12kV | 94.1866 | WYANDOTTE 1106 | 102911106 | OH | 12kV | 94.1866 | 102911106_OH |  |  | 100% | 100%
|  | UG | 12kV | 4.0354 | WYANDOTTE 1106 | 102911106 | UG | 12kV | 4.0354 | 102911106_UG |  |  | 100% | 100%
WYANDOTTE 1107 | 102911107 | OH | 12kV | 152.9156 | WYANDOTTE 1107 | 102911107 | OH | 12kV | 152.9156 | 102911107_OH |  |  | 100% | 100%
|  | UG | 12kV | 2.1235 | WYANDOTTE 1107 | 102911107 | UG | 12kV | 2.1235 | 102911107_UG |  |  | 100% | 100%
WYANDOTTE 1109 | 102911109 | OH | 12kV | 120.808 | WYANDOTTE 1109 | 102911109 | OH | 12kV | 120.808 | 102911109_OH |  |  | 100% | 100%
|  | UG | 12kV | 7.4654 | WYANDOTTE 1109 | 102911109 | UG | 12kV | 7.4654 | 102911109_UG |  |  | 100% | 100%
WYANDOTTE 1110 | 102911110 | OH | 12kV | 40.2004 | WYANDOTTE 1110 | 102911110 | OH | 12kV | 40.2004 | 102911110_OH |  |  | 100% | 100%
|  | UG | 12kV | 15.8247 | WYANDOTTE 1110 | 102911110 | UG | 12kV | 15.8247 | 102911110_UG |  |  | 100% | 100%
YOSEMITE 0401 | 022490401 | OH | 4.16kV | 3.5483 | YOSEMITE 0401 | 022490401 | OH | 4.16kV | 3.5483 | 022490401_OH |  |  | 100% | 100%
|  | UG | 4.16kV | 1.1997 | YOSEMITE 0401 | 022490401 | UG | 4.16kV | 1.1997 | 022490401_UG |  |  | 100% | 100%
YOSEMITE 0402 | 022490402 | OH | 4.16kV | 2.4022 | YOSEMITE 0402 | 022490402 | OH | 4.16kV | 2.4022 | 022490402_OH |  |  | 100% | 100%
|  | UG | 4.16kV | 0.56537 | YOSEMITE 0402 | 022490402 | UG | 4.16kV | 0.56537 | 022490402_UG |  |  | 100% | 100%
YOSEMITE 0403 | 022490403 | OH | 4.16kV | 0.0022313 | YOSEMITE 0403 | 022490403 | OH | 4.16kV | 0.0022313 | 022490403_OH |  |  | 100% | 100%
|  | UG | 4.16kV | 0.032821 | YOSEMITE 0403 | 022490403 | UG | 4.16kV | 0.032821 | 022490403_UG |  |  | 100% | 100%
ZACA 1101 | 182681101 | OH | 12kV | 25.9524 | ZACA 1101 | 182681101 | OH | 12kV | 25.9524 | 182681101_OH |  |  | 100% | 100%
|  | UG | 12kV | 4.805 | ZACA 1101 | 182681101 | UG | 12kV | 4.805 | 182681101_UG |  |  | 100% | 100%
ZACA 1102 | 182681102 | OH | 12kV | 80.2303 | ZACA 1102 | 182681102 | OH | 12kV | 80.2303 | 182681102_OH |  |  | 100% | 100%
|  | UG | 12kV | 26.7041 | ZACA 1102 | 182681102 | UG | 12kV | 26.7041 | 182681102_UG |  |  | 100% | 100%
ZAMORA 1105 | 063191105 | OH | 12kV | 45.7274 | ZAMORA 1105 | 063191105 | OH | 12kV | 45.7274 | 063191105_OH |  |  | 100% | 100%
|  | UG | 12kV | 0.60501 | ZAMORA 1105 | 063191105 | UG | 12kV | 0.60501 | 063191105_UG |  |  | 100% | 100%
ZAMORA 1106 | 063191106 | OH | 12kV | 52.6358 | ZAMORA 1106 | 063191106 | OH | 12kV | 52.6358 | 063191106_OH |  |  | 100% | 100%
|  | UG | 12kV | 0.22976 | ZAMORA 1106 | 063191106 | UG | 12kV | 0.22976 | 063191106_UG |  |  | 100% | 100%
ZAMORA 1107 | 063191107 | OH | 12kV | 76.892 | ZAMORA 1107 | 063191107 | OH | 12kV | 76.892 | 063191107_OH |  |  | 100% | 100%
|  | UG | 12kV | 0.39525 | ZAMORA 1107 | 063191107 | UG | 12kV | 0.39525 | 063191107_UG |  |  | 100% | 100%
(empty) | JX-3A | UG | (empty) | 0.083777 | (blank) | JX-3A | UG | (blank) | 0.083777 | JX-3A_UG |  |  | 100% | 100%
| JX-3B | UG | (empty) | 0.080688 | (blank) | JX-3B | UG | (blank) | 0.080688 | JX-3B_UG |  |  | 100% | 100%
| y-1123 | UG | (empty) | 0.028709 | (blank) | y-1123 | UG | (blank) | 0.028709 | y-1123_UG |  |  | 100% | 100%
Total Result |  |  |  | 108290.435

## 8_Transmission
2020
| Quintiles | Sum of Miles of Enhanced Vegetation Management (EVM) | Sum of Miles of Covered Conductor | Sum of Number of Pole Replacements | Sum of Miles of UG Conductor | Sum of Number of Sectionalization Devices Installed | Sum of Number of Climbing Inspections | Sum of Number of Aerial Inspections | Sum of Tx Miles of LiDAR Inspection
Highest Risk | 1 |  | 0 | 1242 | 0 | 29 | 716 | 1329 | 2343.2313
| 2 |  | 0 | 502 | 0 | 10 | 484 | 1006 | 1906.3596
| 3 |  | 0 | 274 | 0 | 7 | 148 | 1202 | 1444.7321
| 4 |  | 0 | 242 | 0 | 16 | 519 | 731 | 1196.0819
Lowest Risk | 5 |  | 0 | 102 | 0 | 4 | 11 | 379 | 1005.7162
Non-HFTD |  |  | 0 | 41 | 0 | 31 | 1024 | 6737 | 9770.7476
| Grand Total |  | 0 | 2403 | 0 | 97 | 2902 | 11384 | 17666.8687

## 4_Dx OLD (hidden)
Formula Inputs>>> |  |  |  |  | Tier 3 - Extreme | Tier 2 - Elevated | Need to resolve Zone 1 - HHZ issue |  |  | Consolidated Risk Score
Request Item>>> |  |  | b | b2 | b3 | b4 | b5 | b6 | c | d | e | f | g | h | i | j | k | l | m | n | o | p | q | r | s | t | u | v | w | x | y | z | aa | bb | cc | dd | ee | ff | gg | hh | ii | jj | kk | ll | mm | nn | oo | pp | qq | rr | ss | tt | uu | vv | ww | xx | yy | zz | aaa | bbb | ccc | ddd | a | b | c | d | e | f | g | h
| Circuit Name | Circuit ID | Total Circuit Miles | Total OH Miles | Tier 3 OH Miles | Tier 2 OH Miles | Non-HFTD OH Miles | Total UG Miles | Nominal Voltage | Wildfire Risk Level | Circuit SAIDI (System Average Interruption Duration Index) | Circuit SAIFI (System Average Interruption Frequency Index) | Circuit MAIFI (Momentary Average Interruption Frequency Index) | Miles of Enhanced Vegetation Management (EVM) | Miles of EVM Work in HFTD Tier 2 in 2020 | Miles of EVM Work in HFTD Tier 3 in 2020 | Miles of Routine Vegetation Management Work in Non-High-Fire Threat District (HFTD) Areas in 2020 | Miles of Routine Vegetation Management Work in HFTD Tier 2 in 2020 | Miles of Routine Vegetation Management Work in HFTD Tier 3 in 2020 | Miles of Covered Conductor Installed in Non-HFTD in 2018 | Miles of Covered Conductor Installed in Non-HFTD in 2019 | Miles of Covered Conductor Installed in Non-HFTD in 2020 | Miles of Covered Conductor Installed in HFTD Tier 2 in 2018 | Miles of Covered Conductor Installed in HFTD Tier 2 in 2019 | Miles of Covered Conductor Installed in HFTD Tier 2 in 2020 | Miles of Covered Conductor Installed in HFTD Tier 3 in 2018 | Miles of Covered Conductor Installed in HFTD Tier 3 in 2019 | Miles of Covered Conductor Installed in HFTD Tier 3 in 2020 | Number of Poles Replaced in Non-HFTD in 2018 | Number of Poles Replaced in Non-HFTD in 2019 | Number of Poles Replaced in Non-HFTD in 2020 | Number of Poles Replaced HFTD Tier 2 in 2018 | Number of Poles Replaced HFTD Tier 2 in 2019 | Number of Poles Replaced HFTD Tier 2 in 2020 | Number of Poles Replaced HFTD Tier 3 in 2018 | Number of Poles Replaced HFTD Tier 3 in 2019 | Number of Poles Replaced HFTD Tier 3 in 2020 | Miles of Underground Conductor Installation in Non-HFTD in 2018 | Miles of Underground Conductor Installation in Non-HFTD in 2019 | Miles of Underground Conductor Installation in Non-HFTD in 2020 | Miles of Underground Conductor Installation in HFTD Tier 2 in 2018 | Miles of Underground Conductor Installation in HFTD Tier 2 in 2019 | Miles of Underground Conductor Installation in HFTD Tier 2 in 2020 | Miles of Underground Conductor Installation in HFTD Tier 3 in 2018 | Miles of Underground Conductor Installation in HFTD Tier 3 in 2018 | Miles of Underground Conductor Installation in HFTD Tier 3 in 2019 | Miles of Underground Conductor Installation in HFTD Tier 3 in 2020 | Miles of Light Detection and Ranging (LiDAR) Inspection in Non-HFTD in 2020 | Miles of LiDAR Inspection HFTD Tier 2 in 2020 | Miles of LiDAR Inspection HFTD Tier 3 in 2020 | Number of Detailed Overhead Inspections in Non-HFTD in 2020 | Number of Detailed Overhead Inspections HFTD Tier 2 in 2020 | Number of Detailed Overhead Inspections HFTD Tier 3 in 2020 | Number of Sectionalization Devices Installed in Non-HFTD in 2018 | Number of Sectionalization Devices Installed in Non-HFTD in 2019 | Number of Sectionalization Devices Installed in Non-HFTD in 2020 | Number of Sectionalization Devices Installed HFTD Tier 2 in 2018 | Number of Sectionalization Devices Installed HFTD Tier 2 in 2019 | Number of Sectionalization Devices Installed HFTD Tier 2 in 2020 | Number of Sectionalization Devices Installed HFTD Tier 3 in 2018 | Number of Sectionalization Devices Installed HFTD Tier 3 in 2019 | Number of Sectionalization Devices Installed HFTD Tier 3 in 2020 | EVM | Covered conductor | Pole replacement | Undergrounding | Grid sectionalization | Climbing inspections | Aerial inspections | LiDAR inspections
| OAKLAND C 1108 | 012011108 | 13.2828 | 2.0413 | 0 | 0 | 2.0413 | 11.2415 | Consolidated Risk Score d: Non-HFTD; Consolidated Risk Score e: 58.2; Consolidated Risk Score f: 2.297; Consolidated Risk Score g: 0
| OAKLAND C 1109 | 012011109 | 11.798 | 3.2978 | 0 | 0 | 3.2978 | 8.5002 | Consolidated Risk Score d: Non-HFTD; Consolidated Risk Score e: 25; Consolidated Risk Score f: 0.133; Consolidated Risk Score g: 1.754
| OAKLAND C 1110 | 012011110 | 3.0837 | 1.2474 | 0 | 0 | 1.2474 | 1.8363 | Consolidated Risk Score d: Non-HFTD; Consolidated Risk Score e: 6.7; Consolidated Risk Score f: 0.003; Consolidated Risk Score g: 0
| OAKLAND C 1112 | 012011112 | 7.5976 | 1.1572 | 0 | 0 | 1.1572 | 6.4404 | Consolidated Risk Score d: Non-HFTD; Consolidated Risk Score e: 7.5; Consolidated Risk Score f: 0.028; Consolidated Risk Score g: 1
| OAKLAND C 1113 | 012011113 | 8.7275 | 3.3598 | 0 | 0 | 3.3598 | 5.3677 | Consolidated Risk Score d: Non-HFTD; Consolidated Risk Score e: 172; Consolidated Risk Score f: 1.132; Consolidated Risk Score g: 0
| OAKLAND C 1114 | 012011114 | 7.1347 | 3.2813 | 0 | 0 | 3.2813 | 3.8534 | Consolidated Risk Score d: Non-HFTD; Consolidated Risk Score e: 4.3; Consolidated Risk Score f: 0.011; Consolidated Risk Score g: 0
| OAKLAND C 1115 | 012011115 | 7.0413 | 1.1448 | 0 | 0 | 1.1448 | 5.8965 | Consolidated Risk Score d: Non-HFTD; Consolidated Risk Score e: 351.5; Consolidated Risk Score f: 1.08; Consolidated Risk Score g: 0.757
| OAKLAND C 1116 | 012011116 | 6.5543 | 2.4464 | 0 | 0 | 2.4464 | 4.1079 | Consolidated Risk Score d: Non-HFTD; Consolidated Risk Score e: 45.8; Consolidated Risk Score f: 0.952; Consolidated Risk Score g: 0
| OAKLAND C 1117 | 012011117 | 7.9253 | 2.983 | 0 | 0 | 2.983 | 4.9423 | Consolidated Risk Score d: Non-HFTD; Consolidated Risk Score e: 54.1; Consolidated Risk Score f: 0.255; Consolidated Risk Score g: 1
| OAKLAND C 1118 | 012011118 | 7.9296 | 3.2694 | 0 | 0 | 3.2694 | 4.6602 | Consolidated Risk Score d: Non-HFTD; Consolidated Risk Score e: 34.6; Consolidated Risk Score f: 1.049; Consolidated Risk Score g: 2.097
| OAKLAND C 1119 | 012011119 | 1.6185 | 0.43485 | 0 | 0 | 0.43485 | 1.1837 | Consolidated Risk Score d: Non-HFTD; Consolidated Risk Score e: 0; Consolidated Risk Score f: 0; Consolidated Risk Score g: 0
| OAKLAND C 1120 | 012011120 | 6.5946 | 3.0347 | 0 | 0 | 3.0347 | 3.5598 | Consolidated Risk Score d: Non-HFTD; Consolidated Risk Score e: 5.5; Consolidated Risk Score f: 0.029; Consolidated Risk Score g: 0
| OAKLAND C 1121 | 012011121 | 4.1361 | 1.9024 | 0 | 0 | 1.9024 | 2.2337 | Consolidated Risk Score d: Non-HFTD; Consolidated Risk Score e: 127.2; Consolidated Risk Score f: 0.251; Consolidated Risk Score g: 0.968
| OAKLAND C 1132 | 012011132 | 2.1683 | 1.2173 | 0 | 0 | 1.2173 | 0.951 | Consolidated Risk Score d: Non-HFTD; Consolidated Risk Score e: 17.6; Consolidated Risk Score f: 1.071; Consolidated Risk Score g: 0
| OAKLAND C 1133 | 012011133 | 9.4723 | 0.026857 | 0 | 0 | 0.026857 | 9.4455 | Consolidated Risk Score d: Non-HFTD; Consolidated Risk Score e: 0; Consolidated Risk Score f: 0; Consolidated Risk Score g: 0
| OAKLAND C 1134 | 012011134 | 4.5407 | 1.4676 | 0 | 0 | 1.4676 | 3.073 | Consolidated Risk Score d: Non-HFTD; Consolidated Risk Score e: 462.6; Consolidated Risk Score f: 1.881; Consolidated Risk Score g: 0.655
| CLAYTON 1103 | 012021103 | 7.828 | 4.4423 | 0 | 0 | 4.4423 | 3.3857 | Consolidated Risk Score d: Non-HFTD; Consolidated Risk Score e: 31.6; Consolidated Risk Score f: 0.051; Consolidated Risk Score g: 0
| CLAYTON 1104 | 012021104 | 15.6324 | 13.3672 | 0 | 0 | 13.3672 | 2.2652 | Consolidated Risk Score d: Non-HFTD; Consolidated Risk Score e: 41.4; Consolidated Risk Score f: 0.179; Consolidated Risk Score g: 0
| CLAYTON 2211 | 012022211 | 30.6981 | 10.4751 | 0 | 0 | 10.4751 | 20.223 | Consolidated Risk Score d: Non-HFTD; Consolidated Risk Score e: 95.1; Consolidated Risk Score f: 1.442; Consolidated Risk Score g: 1.89
| CLAYTON 2212 | 012022212 | 89.8085 | 58.7208 | 28.834 | 18.7103 | 11.1765 | 31.0878 | Consolidated Risk Score d: Non-HFTD; Consolidated Risk Score e: 277.8; Consolidated Risk Score f: 2.226; Consolidated Risk Score g: 2.451
| CLAYTON 2213 | 012022213 | 36.0868 | 6.1295 | 0 | 3.7989 | 2.3306 | 29.9573 | Consolidated Risk Score d: Non-HFTD; Consolidated Risk Score e: 116.6; Consolidated Risk Score f: 0.839; Consolidated Risk Score g: 0.205
| CLAYTON 2214 | 012022214 | 16.1776 | 5.8448 | 0 | 0 | 5.8448 | 10.3328 | Consolidated Risk Score d: Non-HFTD; Consolidated Risk Score e: 72.7; Consolidated Risk Score f: 1.029; Consolidated Risk Score g: 1.293
| CLAYTON 2215 | 012022215 | 68.7355 | 30.7017 | 2.919 | 5.4369 | 22.3457 | 38.0338 | Consolidated Risk Score d: Non-HFTD; Consolidated Risk Score e: 194.8; Consolidated Risk Score f: 1.607; Consolidated Risk Score g: 2.606
| CLAYTON 2216 | 012022216 | 37.2627 | 17.5456 | 0 | 0 | 17.5456 | 19.7171 | Consolidated Risk Score d: Non-HFTD; Consolidated Risk Score e: 175.7; Consolidated Risk Score f: 0.524; Consolidated Risk Score g: 2.767
| CLAYTON 2217 | 012022217 | 42.5701 | 20.0858 | 0 | 0.072659 | 20.0132 | 22.4843 | Consolidated Risk Score d: Non-HFTD; Consolidated Risk Score e: 138.5; Consolidated Risk Score f: 1.575; Consolidated Risk Score g: 2.637
| CLAYTON 2218 | 012022218 | 14.2886 | 8.3209 | 0 | 0 | 8.3209 | 5.9677 | Consolidated Risk Score d: Non-HFTD; Consolidated Risk Score e: 79.1; Consolidated Risk Score f: 0.257; Consolidated Risk Score g: 1
| OAKLAND D 0406 | 012040406 | 3.6958 | 3.2001 | 0 | 0 | 3.2001 | 0.49571 | Consolidated Risk Score d: Non-HFTD; Consolidated Risk Score e: 195.9; Consolidated Risk Score f: 2.02; Consolidated Risk Score g: 0
| OAKLAND D 0407 | 012040407 | 2.511 | 0.33075 | 0 | 0 | 0.33075 | 2.1803 | Consolidated Risk Score d: Non-HFTD; Consolidated Risk Score e: 0; Consolidated Risk Score f: 0; Consolidated Risk Score g: 0
| OAKLAND D 0408 | 012040408 | 4.6662 | 4.2536 | 0 | 0 | 4.2536 | 0.4126 | Consolidated Risk Score d: Non-HFTD; Consolidated Risk Score e: 0; Consolidated Risk Score f: 0; Consolidated Risk Score g: 0
| OAKLAND D 0410 | 012040410 | 3.1887 | 2.7512 | 0 | 0 | 2.7512 | 0.43753 | Consolidated Risk Score d: Non-HFTD; Consolidated Risk Score e: 6.1; Consolidated Risk Score f: 0.021; Consolidated Risk Score g: 0
| OAKLAND D 1101 | 012041101 | 2.7679 | 0.16496 | 0 | 0 | 0.16496 | 2.603 | Consolidated Risk Score d: Non-HFTD; Consolidated Risk Score e: 92.2; Consolidated Risk Score f: 1.042; Consolidated Risk Score g: 0
| OAKLAND D 1102 | 012041102 | 4.0284 | 2.7544 | 0 | 0 | 2.7544 | 1.274 | Consolidated Risk Score d: Non-HFTD; Consolidated Risk Score e: 3.1; Consolidated Risk Score f: 0.027; Consolidated Risk Score g: 0
| OAKLAND D 1103 | 012041103 | 2.8541 | 0.33908 | 0 | 0 | 0.33908 | 2.515 | Consolidated Risk Score d: Non-HFTD; Consolidated Risk Score e: 0; Consolidated Risk Score f: 0; Consolidated Risk Score g: 0
| OAKLAND D 1104 | 012041104 | 7.4198 | 5.9291 | 0 | 0 | 5.9291 | 1.4907 | Consolidated Risk Score d: Non-HFTD; Consolidated Risk Score e: 32.9; Consolidated Risk Score f: 1.025; Consolidated Risk Score g: 1.002
| OAKLAND D 1105 | 012041105 | 14.3767 | 8.3452 | 0 | 0 | 8.3452 | 6.0315 | Consolidated Risk Score d: Non-HFTD; Consolidated Risk Score e: 306.7; Consolidated Risk Score f: 0.51; Consolidated Risk Score g: 1.889
| OAKLAND D 1106 | 012041106 | 11.3162 | 8.8059 | 0 | 0 | 8.8059 | 2.5103 | Consolidated Risk Score d: Non-HFTD; Consolidated Risk Score e: 21.5; Consolidated Risk Score f: 0.072; Consolidated Risk Score g: 0
| OAKLAND D 1107 | 012041107 | 5.5266 | 2.5069 | 0 | 0 | 2.5069 | 3.0197 | Consolidated Risk Score d: Non-HFTD; Consolidated Risk Score e: 84.8; Consolidated Risk Score f: 0.567; Consolidated Risk Score g: 0
| OAKLAND D 1110 | 012041110 | 12.5713 | 5.4671 | 0 | 0 | 5.4671 | 7.1041 | Consolidated Risk Score d: Non-HFTD; Consolidated Risk Score e: 10.7; Consolidated Risk Score f: 0.052; Consolidated Risk Score g: 0.913
| OAKLAND D 1111 | 012041111 | 9.7994 | 7.7922 | 0 | 0 | 7.7922 | 2.0072 | Consolidated Risk Score d: Non-HFTD; Consolidated Risk Score e: 0; Consolidated Risk Score f: 0.001; Consolidated Risk Score g: 0.059
| OAKLAND D 1112 | 012041112 | 14.554 | 11.8877 | 1.9465 | 0.41732 | 9.5239 | 2.6662 | Consolidated Risk Score d: Non-HFTD; Consolidated Risk Score e: 24; Consolidated Risk Score f: 0.961; Consolidated Risk Score g: 0.17
| OAKLAND D 1115 | 012041115 | 9.6181 | 2.7065 | 0 | 0 | 2.7065 | 6.9116 | Consolidated Risk Score d: Non-HFTD; Consolidated Risk Score e: 177.8; Consolidated Risk Score f: 2.712; Consolidated Risk Score g: 0.571
| OAKLAND D 1116 | 012041116 | 9.1703 | 2.806 | 0 | 0 | 2.806 | 6.3643 | Consolidated Risk Score d: Non-HFTD; Consolidated Risk Score e: 89.4; Consolidated Risk Score f: 1.318; Consolidated Risk Score g: 0
| OAKLAND D 1117 | 012041117 | 3.6859 | 0.50133 | 0 | 0 | 0.50133 | 3.1846 | Consolidated Risk Score d: Non-HFTD; Consolidated Risk Score e: 0; Consolidated Risk Score f: 0; Consolidated Risk Score g: 0
| OAKLAND D 1130 | 012041130 | 8.2031 | 6.4847 | 0 | 0 | 6.4847 | 1.7184 | Consolidated Risk Score d: Non-HFTD; Consolidated Risk Score e: 91.2; Consolidated Risk Score f: 0.157; Consolidated Risk Score g: 0
| OAKLAND D 1131 | 012041131 | 11.3392 | 7.7609 | 0 | 0 | 7.7609 | 3.5783 | Consolidated Risk Score d: Non-HFTD; Consolidated Risk Score e: 73.2; Consolidated Risk Score f: 0.179; Consolidated Risk Score g: 0
| OAKLAND D 1132 | 012041132 | 14.5299 | 2.8798 | 0 | 0 | 2.8798 | 11.6501 | Consolidated Risk Score d: Non-HFTD; Consolidated Risk Score e: 58.5; Consolidated Risk Score f: 1.055; Consolidated Risk Score g: 1.986
| OAKLAND D 1133 | 012041133 | 4.6585 | 2.9692 | 0 | 0 | 2.9692 | 1.6893 | Consolidated Risk Score d: Non-HFTD; Consolidated Risk Score e: 42.9; Consolidated Risk Score f: 0.069; Consolidated Risk Score g: 0
| OAKLAND D 1134 | 012041134 | 0.97591 | 0.61371 | 0 | 0 | 0.61371 | 0.36219 | Consolidated Risk Score d: Non-HFTD; Consolidated Risk Score e: 0; Consolidated Risk Score f: 0; Consolidated Risk Score g: 0
| OAKLAND D 1202 | 012041202 | 3.4237 | 0.2395 | 0 | 0 | 0.2395 | 3.1842 | Consolidated Risk Score d: Non-HFTD; Consolidated Risk Score e: 0; Consolidated Risk Score f: 0; Consolidated Risk Score g: 0
| BERKELEY F 0401 | 012060401 | 1.3492 | 0.0014204 | 0 | 0 | 0.0014204 | 1.3477 | Consolidated Risk Score d: Non-HFTD; Consolidated Risk Score e: 1375; Consolidated Risk Score f: 3; Consolidated Risk Score g: 0
| BERKELEY F 0402 | 012060402 | 2.6848 | 2.1309 | 0 | 0.12473 | 2.0062 | 0.55389 | Consolidated Risk Score d: Non-HFTD; Consolidated Risk Score e: 11.3; Consolidated Risk Score f: 0.017; Consolidated Risk Score g: 3.024
| BERKELEY F 0403 | 012060403 | 2.9313 | 2.1862 | 0 | 0 | 2.1862 | 0.74507 | Consolidated Risk Score d: Non-HFTD; Consolidated Risk Score e: 10.1; Consolidated Risk Score f: 0.027; Consolidated Risk Score g: 0
| BERKELEY F 0404 | 012060404 | 3.8971 | 3.6801 | 0 | 0 | 3.6801 | 0.21693 | Consolidated Risk Score d: Non-HFTD; Consolidated Risk Score e: 0; Consolidated Risk Score f: 0; Consolidated Risk Score g: 0
| BERKELEY F 0405 | 012060405 | 1.3369 | 1.0556 | 0 | 0 | 1.0556 | 0.28124 | Consolidated Risk Score d: Non-HFTD; Consolidated Risk Score e: 0; Consolidated Risk Score f: 0; Consolidated Risk Score g: 0
| BERKELEY F 0406 | 012060406 | 4.3289 | 3.794 | 0 | 0 | 3.794 | 0.53492 | Consolidated Risk Score d: Non-HFTD; Consolidated Risk Score e: 0; Consolidated Risk Score f: 0; Consolidated Risk Score g: 0
| BERKELEY F 0407 | 012060407 | 1.2485 | 0.0054018 | 0 | 0 | 0.0054018 | 1.2431 | Consolidated Risk Score d: Non-HFTD; Consolidated Risk Score e: 0; Consolidated Risk Score f: 0; Consolidated Risk Score g: 0
| BERKELEY F 0408 | 012060408 | 0.94081 | 0.79438 | 0 | 0 | 0.79438 | 0.14642 | Consolidated Risk Score d: Non-HFTD; Consolidated Risk Score e: 0; Consolidated Risk Score f: 0; Consolidated Risk Score g: 0
| BERKELEY F 0409 | 012060409 | 3.9097 | 3.5792 | 0 | 0 | 3.5792 | 0.3305 | Consolidated Risk Score d: Non-HFTD; Consolidated Risk Score e: 0; Consolidated Risk Score f: 0; Consolidated Risk Score g: 0
| BERKELEY F 0410 | 012060410 | 3.0621 | 2.8799 | 0 | 0 | 2.8799 | 0.18221 | Consolidated Risk Score d: Non-HFTD; Consolidated Risk Score e: 0; Consolidated Risk Score f: 0; Consolidated Risk Score g: 0
| BERKELEY F 0411 | 012060411 | 4.9347 | 4.4136 | 0 | 0 | 4.4136 | 0.52114 | Consolidated Risk Score d: Non-HFTD; Consolidated Risk Score e: 0; Consolidated Risk Score f: 0; Consolidated Risk Score g: 0
| BERKELEY F 1102 | 012061102 | 7.3225 | 0.27248 | 0 | 0 | 0.27248 | 7.0501 | Consolidated Risk Score d: Non-HFTD; Consolidated Risk Score e: 105.9; Consolidated Risk Score f: 0.223; Consolidated Risk Score g: 0
| BERKELEY F 1103 | 012061103 | 14.6777 | 6.2568 | 1.9639 | 0 | 4.2929 | 8.4208 | Consolidated Risk Score d: Non-HFTD; Consolidated Risk Score e: 15.6; Consolidated Risk Score f: 0.164; Consolidated Risk Score g: 0.998
| BERKELEY F 1104 | 012061104 | 7.0267 | 3.254 | 0 | 0 | 3.254 | 3.7726 | Consolidated Risk Score d: Non-HFTD; Consolidated Risk Score e: 168.6; Consolidated Risk Score f: 0.23; Consolidated Risk Score g: 0
| BERKELEY F 1105 | 012061105 | 18.0418 | 11.366 | 0 | 1.7846 | 9.5814 | 6.6758 | Consolidated Risk Score d: Non-HFTD; Consolidated Risk Score e: 90.6; Consolidated Risk Score f: 1.029; Consolidated Risk Score g: 0
| OAKLAND I 0401 | 012080401 | 3.4645 | 3.2385 | 0 | 0 | 3.2385 | 0.22601 | Consolidated Risk Score d: Non-HFTD; Consolidated Risk Score e: 0; Consolidated Risk Score f: 0; Consolidated Risk Score g: 4.978
| OAKLAND I 0402 | 012080402 | 5.5354 | 5.1146 | 0 | 0 | 5.1146 | 0.42076 | Consolidated Risk Score d: Non-HFTD; Consolidated Risk Score e: 22; Consolidated Risk Score f: 0.451; Consolidated Risk Score g: 3.999
| OAKLAND J 0401 | 012090401 | 5.1184 | 4.6318 | 0 | 0 | 4.6318 | 0.48652 | Consolidated Risk Score d: Non-HFTD; Consolidated Risk Score e: 14.2; Consolidated Risk Score f: 0.047; Consolidated Risk Score g: 2.993
| OAKLAND J 0403 | 012090403 | 6.5688 | 6.2738 | 0 | 0 | 6.2738 | 0.29498 | Consolidated Risk Score d: Non-HFTD; Consolidated Risk Score e: 308.4; Consolidated Risk Score f: 1.999; Consolidated Risk Score g: 4.852
| OAKLAND J 0408 | 012090408 | 5.0053 | 4.5725 | 0 | 0 | 4.5725 | 0.43274 | Consolidated Risk Score d: Non-HFTD; Consolidated Risk Score e: 158.2; Consolidated Risk Score f: 0.99; Consolidated Risk Score g: 5.953
| OAKLAND J 0409 | 012090409 | 4.4806 | 3.0055 | 0 | 0 | 3.0055 | 1.475 | Consolidated Risk Score d: Non-HFTD; Consolidated Risk Score e: 455.8; Consolidated Risk Score f: 1.182; Consolidated Risk Score g: 5
| OAKLAND J 1101 | 012091101 | 12.2327 | 10.3589 | 0 | 0 | 10.3589 | 1.8738 | Consolidated Risk Score d: Non-HFTD; Consolidated Risk Score e: 41.9; Consolidated Risk Score f: 0.209; Consolidated Risk Score g: 0.367
| OAKLAND J 1102 | 012091102 | 29.6689 | 18.3703 | 0 | 6.0625 | 12.3078 | 11.2986 | Consolidated Risk Score d: Non-HFTD; Consolidated Risk Score e: 223.2; Consolidated Risk Score f: 2.116; Consolidated Risk Score g: 2.309
| OAKLAND J 1103 | 012091103 | 6.1639 | 2.7728 | 0 | 0 | 2.7728 | 3.3911 | Consolidated Risk Score d: Non-HFTD; Consolidated Risk Score e: 0; Consolidated Risk Score f: 0; Consolidated Risk Score g: 0
| OAKLAND J 1104 | 012091104 | 8.4978 | 6.7078 | 0 | 0 | 6.7078 | 1.79 | Consolidated Risk Score d: Non-HFTD; Consolidated Risk Score e: 4.9; Consolidated Risk Score f: 0.047; Consolidated Risk Score g: 0.997
| OAKLAND J 1105 | 012091105 | 21.7764 | 18.5348 | 0 | 1.49 | 17.0448 | 3.2416 | Consolidated Risk Score d: Non-HFTD; Consolidated Risk Score e: 111.3; Consolidated Risk Score f: 1.148; Consolidated Risk Score g: 5.196
| OAKLAND J 1106 | 012091106 | 23.0147 | 19.6685 | 0 | 1.8981 | 17.7704 | 3.3462 | Consolidated Risk Score d: Non-HFTD; Consolidated Risk Score e: 287.2; Consolidated Risk Score f: 2.677; Consolidated Risk Score g: 4.105
| OAKLAND J 1108 | 012091108 | 13.1494 | 9.2441 | 0 | 0 | 9.2441 | 3.9053 | Consolidated Risk Score d: Non-HFTD; Consolidated Risk Score e: 147.8; Consolidated Risk Score f: 0.829; Consolidated Risk Score g: 7.668
| OAKLAND J 1109 | 012091109 | 0.93149 | 0.040601 | 0 | 0 | 0.040601 | 0.89088 | Consolidated Risk Score d: Non-HFTD; Consolidated Risk Score e: 147.8; Consolidated Risk Score f: 0.829; Consolidated Risk Score g: 7.668
| OAKLAND J 1110 | 012091110 | 3.9107 | 2.0742 | 0 | 0 | 2.0742 | 1.8365 | Consolidated Risk Score d: Non-HFTD; Consolidated Risk Score e: 0; Consolidated Risk Score f: 0; Consolidated Risk Score g: 2.025
| OAKLAND J 1111 | 012091111 | 7.0107 | 4.672 | 0 | 0 | 4.672 | 2.3387 | Consolidated Risk Score d: Non-HFTD; Consolidated Risk Score e: 29.1; Consolidated Risk Score f: 0.069; Consolidated Risk Score g: 2.088
| OAKLAND J 1112 | 012091112 | 7.8887 | 5.562 | 0 | 0 | 5.562 | 2.3266 | Consolidated Risk Score d: Non-HFTD; Consolidated Risk Score e: 0.6; Consolidated Risk Score f: 0.006; Consolidated Risk Score g: 0.851
| OAKLAND J 1114 | 012091114 | 0.62574 | 0.0024624 | 0 | 0 | 0.0024624 | 0.62328 | Consolidated Risk Score d: Non-HFTD; Consolidated Risk Score e: 0.6; Consolidated Risk Score f: 0.006; Consolidated Risk Score g: 0.851
| OAKLAND J 1115 | 012091115 | 9.929 | 3.9768 | 0 | 0 | 3.9768 | 5.9522 | Consolidated Risk Score d: Non-HFTD; Consolidated Risk Score e: 214.1; Consolidated Risk Score f: 1.061; Consolidated Risk Score g: 1.996
| OAKLAND J 1116 | 012091116 | 26.5279 | 23.6596 | 0 | 0.4779 | 23.1817 | 2.8684 | Consolidated Risk Score d: Non-HFTD; Consolidated Risk Score e: 379; Consolidated Risk Score f: 2.046; Consolidated Risk Score g: 3.103
| OAKLAND J 1117 | 012091117 | 20.3679 | 13.1828 | 0 | 0 | 13.1828 | 7.1851 | Consolidated Risk Score d: Non-HFTD; Consolidated Risk Score e: 104.2; Consolidated Risk Score f: 1.637; Consolidated Risk Score g: 6.163
| OAKLAND J 1118 | 012091118 | 16.1892 | 11.8093 | 0 | 0.30082 | 11.5084 | 4.3799 | Consolidated Risk Score d: Non-HFTD; Consolidated Risk Score e: 106.8; Consolidated Risk Score f: 0.72; Consolidated Risk Score g: 2.231
| OAKLAND K 1101 | 012101101 | 16.6767 | 7.2816 | 1.132 | 1.4346 | 4.7151 | 9.3951 | Consolidated Risk Score d: Non-HFTD; Consolidated Risk Score e: 149.7; Consolidated Risk Score f: 1.047; Consolidated Risk Score g: 0.548
| OAKLAND K 1102 | 012101102 | 28.402 | 14.9847 | 14.9847 | 0 | 0 | 13.4173 | Consolidated Risk Score d: Non-HFTD; Consolidated Risk Score e: 97.9; Consolidated Risk Score f: 0.401; Consolidated Risk Score g: 0
| OAKLAND K 1103 | 012101103 | 21.684 | 10.7327 | 1.1238 | 4.8747 | 4.7342 | 10.9514 | Consolidated Risk Score d: Non-HFTD; Consolidated Risk Score e: 570.6; Consolidated Risk Score f: 2.715; Consolidated Risk Score g: 1.076
| OAKLAND K 1104 | 012101104 | 24.3488 | 14.9663 | 9.6194 | 5.3469 | 0 | 9.3825 | Consolidated Risk Score d: Non-HFTD; Consolidated Risk Score e: 266.2; Consolidated Risk Score f: 2.337; Consolidated Risk Score g: 0
| OAKLAND L 1101 | 012111101 | 7.7387 | 5.7615 | 0 | 0 | 5.7615 | 1.9771 | Consolidated Risk Score d: Non-HFTD; Consolidated Risk Score e: 103.3; Consolidated Risk Score f: 0.275; Consolidated Risk Score g: 2.831
| OAKLAND L 1102 | 012111102 | 7.3762 | 1.2828 | 0 | 0 | 1.2828 | 6.0934 | Consolidated Risk Score d: Non-HFTD; Consolidated Risk Score e: 0; Consolidated Risk Score f: 0; Consolidated Risk Score g: 1.004
| OAKLAND L 1103 | 012111103 | 13.5499 | 4.774 | 0 | 0 | 4.774 | 8.7759 | Consolidated Risk Score d: Non-HFTD; Consolidated Risk Score e: 97.7; Consolidated Risk Score f: 1.031; Consolidated Risk Score g: 0.929
| OAKLAND L 1105 | 012111105 | 9.6255 | 2.5865 | 0 | 0 | 2.5865 | 7.039 | Consolidated Risk Score d: Non-HFTD; Consolidated Risk Score e: 68.2; Consolidated Risk Score f: 0.987; Consolidated Risk Score g: 0
| OAKLAND L 1106 | 012111106 | 4.3576 | 0.34579 | 0 | 0 | 0.34579 | 4.0118 | Consolidated Risk Score d: Non-HFTD; Consolidated Risk Score e: 0; Consolidated Risk Score f: 0; Consolidated Risk Score g: 1.047
| OAKLAND L 1107 | 012111107 | 3.3485 | 1.4615 | 0 | 0 | 1.4615 | 1.887 | Consolidated Risk Score d: Non-HFTD; Consolidated Risk Score e: 0; Consolidated Risk Score f: 0; Consolidated Risk Score g: 1.937
| OAKLAND L 1108 | 012111108 | 11.3978 | 0.0014205 | 0 | 0 | 0.0014205 | 11.3964 | Consolidated Risk Score d: Non-HFTD; Consolidated Risk Score e: 72.3; Consolidated Risk Score f: 1.005; Consolidated Risk Score g: 0
| LIVERMORE 1101 | 012141101 | 8.3529 | 6.0425 | 0 | 0 | 6.0425 | 2.3104 | Consolidated Risk Score d: Non-HFTD; Consolidated Risk Score e: 65; Consolidated Risk Score f: 0.52; Consolidated Risk Score g: 1.154
| LIVERMORE 1102 | 012141102 | 5.646 | 4.2255 | 0 | 0 | 4.2255 | 1.4206 | Consolidated Risk Score d: Non-HFTD; Consolidated Risk Score e: 0; Consolidated Risk Score f: 0; Consolidated Risk Score g: 1
| LIVERMORE 1103 | 012141103 | 9.3959 | 4.6081 | 0 | 0 | 4.6081 | 4.7879 | Consolidated Risk Score d: Non-HFTD; Consolidated Risk Score e: 0; Consolidated Risk Score f: 0; Consolidated Risk Score g: 0
| LIVERMORE 1104 | 012141104 | 19.8729 | 8.6328 | 0 | 0 | 8.6328 | 11.2402 | Consolidated Risk Score d: Non-HFTD; Consolidated Risk Score e: 6.4; Consolidated Risk Score f: 0.069; Consolidated Risk Score g: 1.109
| PITTSBURG 0401 | 012160401 | 1.9717 | 1.0542 | 0 | 0 | 1.0542 | 0.91753 | Consolidated Risk Score d: Non-HFTD; Consolidated Risk Score e: 903.8; Consolidated Risk Score f: 1.833; Consolidated Risk Score g: 0
| PITTSBURG 0402 | 012160402 | 1.9145 | 1.8696 | 0 | 0 | 1.8696 | 0.044884 | Consolidated Risk Score d: Non-HFTD; Consolidated Risk Score e: 0; Consolidated Risk Score f: 0; Consolidated Risk Score g: 0
| WALNUT CREEK 0403 | 012200403 | 1.306 | 0.51077 | 0 | 0 | 0.51077 | 0.79518 | Consolidated Risk Score d: Non-HFTD; Consolidated Risk Score e: 130.8; Consolidated Risk Score f: 2.016; Consolidated Risk Score g: 0
| WALNUT CREEK 0404 | 012200404 | 6.5492 | 6.4395 | 0 | 0 | 6.4395 | 0.1098 | Consolidated Risk Score d: Non-HFTD; Consolidated Risk Score e: 57.9; Consolidated Risk Score f: 1.556; Consolidated Risk Score g: 0
| NEWARK 1101 | 012221101 | 12.2789 | 1.5127 | 0 | 0 | 1.5127 | 10.7661 | Consolidated Risk Score d: Non-HFTD; Consolidated Risk Score e: 43.1; Consolidated Risk Score f: 0.415; Consolidated Risk Score g: 0
| NEWARK 1102 | 012221102 | 20.9118 | 8.877 | 0 | 0 | 8.877 | 12.0348 | Consolidated Risk Score d: Non-HFTD; Consolidated Risk Score e: 27.8; Consolidated Risk Score f: 0.08; Consolidated Risk Score g: 0
| NEWARK 1103 | 012221103 | 33.1619 | 18.2733 | 0 | 0 | 18.2733 | 14.8886 | Consolidated Risk Score d: Non-HFTD; Consolidated Risk Score e: 120.1; Consolidated Risk Score f: 1.063; Consolidated Risk Score g: 0.985
| NEWARK 1104 | 012221104 | 10.1152 | 0.26405 | 0 | 0 | 0.26405 | 9.8512 | Consolidated Risk Score d: Non-HFTD; Consolidated Risk Score e: 0; Consolidated Risk Score f: 0; Consolidated Risk Score g: 0
| NEWARK 1105 | 012221105 | 9.0409 | 1.6178 | 0 | 0 | 1.6178 | 7.4231 | Consolidated Risk Score d: Non-HFTD; Consolidated Risk Score e: 16.1; Consolidated Risk Score f: 0.071; Consolidated Risk Score g: 0.016
| NEWARK 1106 | 012221106 | 23.4266 | 17.9696 | 0 | 0 | 17.9696 | 5.457 | Consolidated Risk Score d: Non-HFTD; Consolidated Risk Score e: 192.6; Consolidated Risk Score f: 1.34; Consolidated Risk Score g: 0.998
| NEWARK 1107 | 012221107 | 29.191 | 21.4837 | 0 | 0 | 21.4837 | 7.7073 | Consolidated Risk Score d: Non-HFTD; Consolidated Risk Score e: 105.8; Consolidated Risk Score f: 0.421; Consolidated Risk Score g: 0.501
| NEWARK 1108 | 012221108 | 9.5414 | 1.0727 | 0 | 0 | 1.0727 | 8.4687 | Consolidated Risk Score d: Non-HFTD; Consolidated Risk Score e: 1.2; Consolidated Risk Score f: 0.004; Consolidated Risk Score g: 0
| NEWARK 2102 | 012222102 | 25.3093 | 2.6822 | 0 | 0 | 2.6822 | 22.627 | Consolidated Risk Score d: Non-HFTD; Consolidated Risk Score e: 199.8; Consolidated Risk Score f: 1.189; Consolidated Risk Score g: 0.134
| NEWARK 2103 | 012222103 | 45.5536 | 18.1769 | 0 | 0 | 18.1769 | 27.3766 | Consolidated Risk Score d: Non-HFTD; Consolidated Risk Score e: 113.3; Consolidated Risk Score f: 1.738; Consolidated Risk Score g: 1.389
| NEWARK 2104 | 012222104 | 20.9307 | 6.6722 | 0 | 0 | 6.6722 | 14.2585 | Consolidated Risk Score d: Non-HFTD; Consolidated Risk Score e: 0.2; Consolidated Risk Score f: 0.009; Consolidated Risk Score g: 0
| NEWARK 2105 | 012222105 | 25.1305 | 2.6596 | 0 | 0 | 2.6596 | 22.4709 | Consolidated Risk Score d: Non-HFTD; Consolidated Risk Score e: 195.3; Consolidated Risk Score f: 1.264; Consolidated Risk Score g: 0.488
| NEWARK 2107 | 012222107 | 45.0105 | 6.8596 | 0 | 0 | 6.8596 | 38.1509 | Consolidated Risk Score d: Non-HFTD; Consolidated Risk Score e: 96.3; Consolidated Risk Score f: 1.149; Consolidated Risk Score g: 0
| NEWARK 2108 | 012222108 | 29.4404 | 4.8391 | 0 | 0 | 4.8391 | 24.6013 | Consolidated Risk Score d: Non-HFTD; Consolidated Risk Score e: 308.7; Consolidated Risk Score f: 1.96; Consolidated Risk Score g: 0
| NEWARK 2109 | 012222109 | 13.997 | 0.0028559 | 0 | 0 | 0.0028559 | 13.9941 | Consolidated Risk Score d: Non-HFTD; Consolidated Risk Score e: 36.4; Consolidated Risk Score f: 1.064; Consolidated Risk Score g: 0.05
| NEWARK 2110 | 012222110 | 6.2126 | 3.1905 | 0 | 0 | 3.1905 | 3.0221 | Consolidated Risk Score d: Non-HFTD; Consolidated Risk Score e: 1222.2; Consolidated Risk Score f: 1.032; Consolidated Risk Score g: 1.032
| HAYWARD O 0401 | 012240401 | 3.6375 | 3.3612 | 0 | 0 | 3.3612 | 0.27639 | Consolidated Risk Score d: Non-HFTD; Consolidated Risk Score e: 6.9; Consolidated Risk Score f: 0.04; Consolidated Risk Score g: 1.001
| HAYWARD O 0402 | 012240402 | 3.909 | 3.71 | 0 | 0 | 3.71 | 0.19901 | Consolidated Risk Score d: Non-HFTD; Consolidated Risk Score e: 5.9; Consolidated Risk Score f: 0.03; Consolidated Risk Score g: 1.997
| MIRA VISTA 0401 | 012330401 | 9.2721 | 8.7115 | 0 | 0 | 8.7115 | 0.56067 | Consolidated Risk Score d: Non-HFTD; Consolidated Risk Score e: 430; Consolidated Risk Score f: 5.109; Consolidated Risk Score g: 3.857
| MIRA VISTA 0403 | 012330403 | 7.3956 | 7.0902 | 0 | 0 | 7.0902 | 0.30541 | Consolidated Risk Score d: Non-HFTD; Consolidated Risk Score e: 212.9; Consolidated Risk Score f: 2.232; Consolidated Risk Score g: 0
| ORINDA 0401 | 012350401 | 5.9651 | 5.3853 | 0.098331 | 3.3831 | 1.9038 | 0.57985 | Consolidated Risk Score d: Non-HFTD; Consolidated Risk Score e: 149; Consolidated Risk Score f: 1; Consolidated Risk Score g: 1.758
| ORINDA 0402 | 012350402 | 7.0209 | 6.6103 | 3.1868 | 3.1584 | 0.26513 | 0.41059 | Consolidated Risk Score d: Non-HFTD; Consolidated Risk Score e: 448.9; Consolidated Risk Score f: 4.478; Consolidated Risk Score g: 3.114
| EL CERRITO G 1101 | 012501101 | 14.5895 | 10.1023 | 0 | 0 | 10.1023 | 4.4872 | Consolidated Risk Score d: Non-HFTD; Consolidated Risk Score e: 58.4; Consolidated Risk Score f: 1.039; Consolidated Risk Score g: 0.998
| EL CERRITO G 1102 | 012501102 | 16.2362 | 7.8135 | 0 | 0 | 7.8135 | 8.4227 | Consolidated Risk Score d: Non-HFTD; Consolidated Risk Score e: 26; Consolidated Risk Score f: 0.516; Consolidated Risk Score g: 0.078
| EL CERRITO G 1103 | 012501103 | 16.1827 | 9.2243 | 0 | 0 | 9.2243 | 6.9584 | Consolidated Risk Score d: Non-HFTD; Consolidated Risk Score e: 368.8; Consolidated Risk Score f: 3.797; Consolidated Risk Score g: 1
| EL CERRITO G 1104 | 012501104 | 10.0192 | 7.9268 | 0 | 0 | 7.9268 | 2.0923 | Consolidated Risk Score d: Non-HFTD; Consolidated Risk Score e: 58.4; Consolidated Risk Score f: 1.11; Consolidated Risk Score g: 0
| EL CERRITO G 1105 | 012501105 | 39.8561 | 24.201 | 5.1603 | 13.9759 | 5.0648 | 15.6551 | Consolidated Risk Score d: Non-HFTD; Consolidated Risk Score e: 176.7; Consolidated Risk Score f: 1.26; Consolidated Risk Score g: 2.423
| EL CERRITO G 1106 | 012501106 | 15.6002 | 4.6475 | 0 | 0 | 4.6475 | 10.9526 | Consolidated Risk Score d: Non-HFTD; Consolidated Risk Score e: 9.4; Consolidated Risk Score f: 0.028; Consolidated Risk Score g: 0
| EL CERRITO G 1107 | 012501107 | 4.3815 | 3.5951 | 0 | 0 | 3.5951 | 0.78645 | Consolidated Risk Score d: Non-HFTD; Consolidated Risk Score e: 0; Consolidated Risk Score f: 0; Consolidated Risk Score g: 0
| EL CERRITO G 1108 | 012501108 | 20.4606 | 14.4052 | 0 | 0.0026986 | 14.4025 | 6.0553 | Consolidated Risk Score d: Non-HFTD; Consolidated Risk Score e: 2.1; Consolidated Risk Score f: 0.007; Consolidated Risk Score g: 0
| EL CERRITO G 1109 | 012501109 | 12.4641 | 8.3595 | 0 | 0 | 8.3595 | 4.1046 | Consolidated Risk Score d: Non-HFTD; Consolidated Risk Score e: 148.4; Consolidated Risk Score f: 1.818; Consolidated Risk Score g: 0
| EL CERRITO G 1110 | 012501110 | 12.4294 | 10.1477 | 0 | 0.68241 | 9.4653 | 2.2817 | Consolidated Risk Score d: Non-HFTD; Consolidated Risk Score e: 44.6; Consolidated Risk Score f: 1.046; Consolidated Risk Score g: 0.963
| EL CERRITO G 1111 | 012501111 | 18.7467 | 12.6952 | 0 | 0.20222 | 12.493 | 6.0515 | Consolidated Risk Score d: Non-HFTD; Consolidated Risk Score e: 869.6; Consolidated Risk Score f: 6.291; Consolidated Risk Score g: 0
| EL CERRITO G 1112 | 012501112 | 33.6557 | 24.5008 | 1.651 | 0.34356 | 22.5062 | 9.1549 | Consolidated Risk Score d: Non-HFTD; Consolidated Risk Score e: 111.9; Consolidated Risk Score f: 1.129; Consolidated Risk Score g: 0
| EL CERRITO G 1113 | 012501113 | 14.6762 | 9.5601 | 0 | 0.096348 | 9.4638 | 5.116 | Consolidated Risk Score d: Non-HFTD; Consolidated Risk Score e: 59.2; Consolidated Risk Score f: 1.065; Consolidated Risk Score g: 0.494
| EL CERRITO G 1114 | 012501114 | 10.2541 | 6.786 | 0 | 0 | 6.786 | 3.468 | Consolidated Risk Score d: Non-HFTD; Consolidated Risk Score e: 363.8; Consolidated Risk Score f: 1.832; Consolidated Risk Score g: 1.011
| RICHMOND Q 0401 | 012520401 | 7.4846 | 5.9502 | 0 | 0 | 5.9502 | 1.5344 | Consolidated Risk Score d: Non-HFTD; Consolidated Risk Score e: 47.2; Consolidated Risk Score f: 2.098; Consolidated Risk Score g: 2.072
| RICHMOND Q 0402 | 012520402 | 3.8499 | 3.6082 | 0 | 0 | 3.6082 | 0.24166 | Consolidated Risk Score d: Non-HFTD; Consolidated Risk Score e: 1033.9; Consolidated Risk Score f: 7.313; Consolidated Risk Score g: 2.996
| OAKLAND X 0401 | 012540401 | 5.8411 | 5.5536 | 0 | 0 | 5.5536 | 0.28755 | Consolidated Risk Score d: Non-HFTD; Consolidated Risk Score e: 496.6; Consolidated Risk Score f: 4.268; Consolidated Risk Score g: 2.001
| OAKLAND X 0402 | 012540402 | 2.7691 | 1.7684 | 0 | 0 | 1.7684 | 1.0007 | Consolidated Risk Score d: Non-HFTD; Consolidated Risk Score e: 0; Consolidated Risk Score f: 0; Consolidated Risk Score g: 1
| OAKLAND X 1101 | 012541101 | 16.7862 | 5.2874 | 0 | 0.49567 | 4.7918 | 11.4988 | Consolidated Risk Score d: Non-HFTD; Consolidated Risk Score e: 33.5; Consolidated Risk Score f: 0.127; Consolidated Risk Score g: 1
| OAKLAND X 1102 | 012541102 | 7.9786 | 6.3685 | 0 | 0 | 6.3685 | 1.6101 | Consolidated Risk Score d: Non-HFTD; Consolidated Risk Score e: 44.9; Consolidated Risk Score f: 0.298; Consolidated Risk Score g: 0.997
| OAKLAND X 1103 | 012541103 | 9.3098 | 7.6181 | 0 | 0 | 7.6181 | 1.6917 | Consolidated Risk Score d: Non-HFTD; Consolidated Risk Score e: 94.7; Consolidated Risk Score f: 0.987; Consolidated Risk Score g: 1.75
| OAKLAND X 1104 | 012541104 | 21.8007 | 13.4003 | 10.8905 | 1.3479 | 1.1619 | 8.4004 | Consolidated Risk Score d: Non-HFTD; Consolidated Risk Score e: 213.7; Consolidated Risk Score f: 0.737; Consolidated Risk Score g: 3.748
| OAKLAND X 1105 | 012541105 | 16.5197 | 14.8276 | 0 | 2.339 | 12.4886 | 1.6921 | Consolidated Risk Score d: Non-HFTD; Consolidated Risk Score e: 40.9; Consolidated Risk Score f: 0.162; Consolidated Risk Score g: 0.999
| OAKLAND X 1106 | 012541106 | 36.6899 | 23.3738 | 4.1365 | 11.3055 | 7.9318 | 13.316 | Consolidated Risk Score d: Non-HFTD; Consolidated Risk Score e: 272.8; Consolidated Risk Score f: 2.723; Consolidated Risk Score g: 4.479
| OAKLAND X 1107 | 012541107 | 18.6844 | 12.9264 | 0 | 0 | 12.9264 | 5.758 | Consolidated Risk Score d: Non-HFTD; Consolidated Risk Score e: 77.2; Consolidated Risk Score f: 0.553; Consolidated Risk Score g: 2.959
| OAKLAND X 1109 | 012541109 | 7.8695 | 7.0686 | 0 | 0 | 7.0686 | 0.80095 | Consolidated Risk Score d: Non-HFTD; Consolidated Risk Score e: 468.1; Consolidated Risk Score f: 4.144; Consolidated Risk Score g: 1
| OAKLAND X 1110 | 012541110 | 1.2321 | 0.43337 | 0 | 0 | 0.43337 | 0.79876 | Consolidated Risk Score d: Non-HFTD; Consolidated Risk Score e: 468.1; Consolidated Risk Score f: 4.144; Consolidated Risk Score g: 1
| OAKLAND X 1111 | 012541111 | 1.8766 | 1.0241 | 0 | 0 | 1.0241 | 0.85243 | Consolidated Risk Score d: Non-HFTD; Consolidated Risk Score e: 468.1; Consolidated Risk Score f: 4.144; Consolidated Risk Score g: 1
| OAKLAND X 1112 | 012541112 | 9.1292 | 3.94 | 0 | 0 | 3.94 | 5.1892 | Consolidated Risk Score d: Non-HFTD; Consolidated Risk Score e: 12.6; Consolidated Risk Score f: 1.018; Consolidated Risk Score g: 1.382
| OAKLAND X 1114 | 012541114 | 6.5169 | 5.0828 | 0 | 0 | 5.0828 | 1.4342 | Consolidated Risk Score d: Non-HFTD; Consolidated Risk Score e: 366.8; Consolidated Risk Score f: 2.251; Consolidated Risk Score g: 2.001
| OAKLAND X 1115 | 012541115 | 16.7392 | 12.613 | 0 | 0 | 12.613 | 4.1262 | Consolidated Risk Score d: Non-HFTD; Consolidated Risk Score e: 99.9; Consolidated Risk Score f: 0.496; Consolidated Risk Score g: 2.837
| OAK 0401 | 012600401 | 6.0376 | 5.4162 | 0 | 3.451 | 1.9651 | 0.62144 | Consolidated Risk Score d: Non-HFTD; Consolidated Risk Score e: 112.1; Consolidated Risk Score f: 1.62; Consolidated Risk Score g: 1.001
| BECK STREET 0401 | 012640401 | 3.2585 | 1.5796 | 0 | 0 | 1.5796 | 1.6789 | Consolidated Risk Score d: Non-HFTD; Consolidated Risk Score e: 864.2; Consolidated Risk Score f: 3.156; Consolidated Risk Score g: 4.996
| FAIRMOUNT 0401 | 012650401 | 5.7618 | 5.7156 | 0 | 1.3521 | 4.3634 | 0.046208 | Consolidated Risk Score d: Non-HFTD; Consolidated Risk Score e: 194.9; Consolidated Risk Score f: 2.08; Consolidated Risk Score g: 0.22
| FAIRMOUNT 0402 | 012650402 | 5.4591 | 5.0742 | 0 | 0 | 5.0742 | 0.38495 | Consolidated Risk Score d: Non-HFTD; Consolidated Risk Score e: 138.3; Consolidated Risk Score f: 1.942; Consolidated Risk Score g: 0
| BERKELEY T 0401 | 012660401 | 1.3001 | 0.65873 | 0 | 0 | 0.65873 | 0.64138 | Consolidated Risk Score d: Non-HFTD; Consolidated Risk Score e: 0; Consolidated Risk Score f: 0; Consolidated Risk Score g: 0
| BERKELEY T 0402 | 012660402 | 5.2267 | 4.3569 | 0 | 0 | 4.3569 | 0.86979 | Consolidated Risk Score d: Non-HFTD; Consolidated Risk Score e: 429.3; Consolidated Risk Score f: 2.479; Consolidated Risk Score g: 0
| BERKELEY T 0403 | 012660403 | 1.0392 | 0.8644 | 0 | 0 | 0.8644 | 0.17482 | Consolidated Risk Score d: Non-HFTD; Consolidated Risk Score e: 0; Consolidated Risk Score f: 0; Consolidated Risk Score g: 0
| BERKELEY T 0404 | 012660404 | 1.5212 | 1.2065 | 0 | 0 | 1.2065 | 0.31464 | Consolidated Risk Score d: Non-HFTD; Consolidated Risk Score e: 0; Consolidated Risk Score f: 0; Consolidated Risk Score g: 0
| 8TH AVENUE 0401 | 012670401 | 4.9036 | 4.8857 | 0 | 0 | 4.8857 | 0.017867 | Consolidated Risk Score d: Non-HFTD; Consolidated Risk Score e: 162.9; Consolidated Risk Score f: 1.069; Consolidated Risk Score g: 1
| FLORENCE 0401 | 012690401 | 4.5846 | 4.2889 | 0 | 0.82268 | 3.4662 | 0.29575 | Consolidated Risk Score d: Non-HFTD; Consolidated Risk Score e: 966.5; Consolidated Risk Score f: 5.178; Consolidated Risk Score g: 1
| RIDGE 0401 | 012840401 | 2.7107 | 2.6534 | 0 | 2.6534 | 0 | 0.057242 | Consolidated Risk Score d: Non-HFTD; Consolidated Risk Score e: 178.1; Consolidated Risk Score f: 1.236; Consolidated Risk Score g: 1.854
| RIDGE 0402 | 012840402 | 2.7993 | 2.4121 | 0 | 1.7292 | 0.68298 | 0.38718 | Consolidated Risk Score d: Non-HFTD; Consolidated Risk Score e: 237.2; Consolidated Risk Score f: 1.971; Consolidated Risk Score g: 0
| CONCORD NO 1 0401 | 012960401 | 5.5249 | 4.7524 | 0 | 0 | 4.7524 | 0.77257 | Consolidated Risk Score d: Non-HFTD; Consolidated Risk Score e: 45.9; Consolidated Risk Score f: 0.242; Consolidated Risk Score g: 1.999
| CONCORD NO 1 0402 | 012960402 | 2.9919 | 2.8669 | 0 | 0 | 2.8669 | 0.12499 | Consolidated Risk Score d: Non-HFTD; Consolidated Risk Score e: 3; Consolidated Risk Score f: 0.027; Consolidated Risk Score g: 1.027
| WARD 0401 | 012980401 | 5.6152 | 4.5217 | 0 | 0 | 4.5217 | 1.0935 | Consolidated Risk Score d: Non-HFTD; Consolidated Risk Score e: 277.2; Consolidated Risk Score f: 1.308; Consolidated Risk Score g: 0.966
| BARRETT 0401 | 013020401 | 6.7429 | 6.5757 | 0 | 0 | 6.5757 | 0.16721 | Consolidated Risk Score d: Non-HFTD; Consolidated Risk Score e: 170; Consolidated Risk Score f: 3; Consolidated Risk Score g: 6.999
| BARRETT 0402 | 013020402 | 6.9325 | 5.8929 | 0 | 0 | 5.8929 | 1.0397 | Consolidated Risk Score d: Non-HFTD; Consolidated Risk Score e: 284.6; Consolidated Risk Score f: 3.658; Consolidated Risk Score g: 7.716
| BANCROFT 0401 | 013030401 | 9.7213 | 8.2209 | 0 | 0.002308 | 8.2186 | 1.5004 | Consolidated Risk Score d: Non-HFTD; Consolidated Risk Score e: 522.9; Consolidated Risk Score f: 1.18; Consolidated Risk Score g: 2
| BANCROFT 0402 | 013030402 | 4.9954 | 4.5793 | 0 | 0.10812 | 4.4712 | 0.41612 | Consolidated Risk Score d: Non-HFTD; Consolidated Risk Score e: 644.8; Consolidated Risk Score f: 1.023; Consolidated Risk Score g: 0
| BRYANT 0401 | 013090401 | 6.6977 | 5.7175 | 0 | 0.11043 | 5.607 | 0.98023 | Consolidated Risk Score d: Non-HFTD; Consolidated Risk Score e: 1019.2; Consolidated Risk Score f: 3.65; Consolidated Risk Score g: 1.884
| BRYANT 0402 | 013090402 | 4.0219 | 3.9667 | 0.41459 | 1.5173 | 2.0348 | 0.055124 | Consolidated Risk Score d: Non-HFTD; Consolidated Risk Score e: 0; Consolidated Risk Score f: 0; Consolidated Risk Score g: 2.223
| SAN LEANDRO U 1101 | 013111101 | 9.1205 | 3.8928 | 0 | 0 | 3.8928 | 5.2278 | Consolidated Risk Score d: Non-HFTD; Consolidated Risk Score e: 185.6; Consolidated Risk Score f: 1.317; Consolidated Risk Score g: 1.013
| SAN LEANDRO U 1102 | 013111102 | 12.5191 | 8.2132 | 0 | 0 | 8.2132 | 4.3059 | Consolidated Risk Score d: Non-HFTD; Consolidated Risk Score e: 73.9; Consolidated Risk Score f: 0.315; Consolidated Risk Score g: 0
| SAN LEANDRO U 1103 | 013111103 | 6.6974 | 1.9303 | 0 | 0 | 1.9303 | 4.7671 | Consolidated Risk Score d: Non-HFTD; Consolidated Risk Score e: 29.9; Consolidated Risk Score f: 0.162; Consolidated Risk Score g: 0
| SAN LEANDRO U 1104 | 013111104 | 10.1382 | 6.2426 | 0 | 0 | 6.2426 | 3.8956 | Consolidated Risk Score d: Non-HFTD; Consolidated Risk Score e: 31.6; Consolidated Risk Score f: 0.565; Consolidated Risk Score g: 0.565
| SAN LEANDRO U 1105 | 013111105 | 13.6317 | 7.7277 | 0 | 0 | 7.7277 | 5.9041 | Consolidated Risk Score d: Non-HFTD; Consolidated Risk Score e: 722.1; Consolidated Risk Score f: 2.062; Consolidated Risk Score g: 1.303
| SAN LEANDRO U 1106 | 013111106 | 18.1887 | 12.3498 | 0 | 0 | 12.3498 | 5.8389 | Consolidated Risk Score d: Non-HFTD; Consolidated Risk Score e: 51.4; Consolidated Risk Score f: 0.486; Consolidated Risk Score g: 3.014
| SAN LEANDRO U 1107 | 013111107 | 27.7122 | 15.1094 | 0 | 0 | 15.1094 | 12.6027 | Consolidated Risk Score d: Non-HFTD; Consolidated Risk Score e: 34.1; Consolidated Risk Score f: 1.187; Consolidated Risk Score g: 1.304
| SAN LEANDRO U 1108 | 013111108 | 11.8091 | 8.4826 | 0 | 0 | 8.4826 | 3.3265 | Consolidated Risk Score d: Non-HFTD; Consolidated Risk Score e: 181.2; Consolidated Risk Score f: 0.402; Consolidated Risk Score g: 0.619
| SAN LEANDRO U 1109 | 013111109 | 32.2379 | 19.7826 | 0.8561 | 11.5869 | 7.3396 | 12.4553 | Consolidated Risk Score d: Non-HFTD; Consolidated Risk Score e: 90.9; Consolidated Risk Score f: 0.146; Consolidated Risk Score g: 0
| SAN LEANDRO U 1110 | 013111110 | 24.1999 | 20.5239 | 0 | 0 | 20.5239 | 3.6761 | Consolidated Risk Score d: Non-HFTD; Consolidated Risk Score e: 132; Consolidated Risk Score f: 1.049; Consolidated Risk Score g: 0.544
| SAN LEANDRO U 1111 | 013111111 | 5.8123 | 2.2946 | 0 | 0 | 2.2946 | 3.5177 | Consolidated Risk Score d: Non-HFTD; Consolidated Risk Score e: 55.8; Consolidated Risk Score f: 1.077; Consolidated Risk Score g: 1.011
| SAN LEANDRO U 1112 | 013111112 | 6.4186 | 4.0009 | 0 | 0 | 4.0009 | 2.4177 | Consolidated Risk Score d: Non-HFTD; Consolidated Risk Score e: 28.6; Consolidated Risk Score f: 0.383; Consolidated Risk Score g: 1.004
| SAN LEANDRO U 1113 | 013111113 | 12.2305 | 7.1107 | 0 | 0 | 7.1107 | 5.1197 | Consolidated Risk Score d: Non-HFTD; Consolidated Risk Score e: 74.8; Consolidated Risk Score f: 0.333; Consolidated Risk Score g: 1.005
| SAN LEANDRO U 1114 | 013111114 | 34.5515 | 28.9375 | 0 | 9.5279 | 19.4096 | 5.614 | Consolidated Risk Score d: Non-HFTD; Consolidated Risk Score e: 334.1; Consolidated Risk Score f: 1.3; Consolidated Risk Score g: 1.629
| SAN LEANDRO U 1115 | 013111115 | 3.4801 | 1.4778 | 0 | 0 | 1.4778 | 2.0023 | Consolidated Risk Score d: Non-HFTD; Consolidated Risk Score e: 1773.4; Consolidated Risk Score f: 1.314; Consolidated Risk Score g: 0
| SAN LEANDRO U 1116 | 013111116 | 14.8143 | 7.9551 | 0 | 0 | 7.9551 | 6.8592 | Consolidated Risk Score d: Non-HFTD; Consolidated Risk Score e: 363.6; Consolidated Risk Score f: 1.015; Consolidated Risk Score g: 0.532
| SAN LEANDRO U 1151 | 013111151 | 11.6873 | 5.9461 | 0 | 0 | 5.9461 | 5.7412 | Consolidated Risk Score d: Non-HFTD; Consolidated Risk Score e: 506.1; Consolidated Risk Score f: 0.385; Consolidated Risk Score g: 1
| SOLANO 0401 | 013140401 | 2.4311 | 1.8283 | 0 | 0 | 1.8283 | 0.60288 | Consolidated Risk Score d: Non-HFTD; Consolidated Risk Score e: 86.7; Consolidated Risk Score f: 1.079; Consolidated Risk Score g: 0.999
| SOLANO 0402 | 013140402 | 6.4577 | 6.3232 | 0 | 0 | 6.3232 | 0.13447 | Consolidated Risk Score d: Non-HFTD; Consolidated Risk Score e: 33.1; Consolidated Risk Score f: 1.016; Consolidated Risk Score g: 2.002
| RADUM 1101 | 013151101 | 14.1923 | 1.6247 | 0 | 0 | 1.6247 | 12.5676 | Consolidated Risk Score d: Non-HFTD; Consolidated Risk Score e: 60.1; Consolidated Risk Score f: 1.002; Consolidated Risk Score g: 2.003
| RADUM 1102 | 013151102 | 10.7366 | 1.1494 | 0 | 0 | 1.1494 | 9.5872 | Consolidated Risk Score d: Non-HFTD; Consolidated Risk Score e: 76; Consolidated Risk Score f: 1; Consolidated Risk Score g: 1
| RADUM 1105 | 013151105 | 22.0493 | 11.846 | 1.1666 | 1.8683 | 8.811 | 10.2034 | Consolidated Risk Score d: Non-HFTD; Consolidated Risk Score e: 126.2; Consolidated Risk Score f: 0.147; Consolidated Risk Score g: 0.192
| HOLLYWOOD 0401 | 013170401 | 6.2947 | 5.2947 | 0 | 2.7321 | 2.5626 | 1.0001 | Consolidated Risk Score d: Non-HFTD; Consolidated Risk Score e: 157; Consolidated Risk Score f: 1.199; Consolidated Risk Score g: 2.998
| PALO SECO 0401 | 013180401 | 7.4191 | 4.7493 | 0 | 4.7313 | 0.017997 | 2.6698 | Consolidated Risk Score d: Non-HFTD; Consolidated Risk Score e: 657.3; Consolidated Risk Score f: 1.541; Consolidated Risk Score g: 2.995
| BROOKSIDE 0401 | 013210401 | 4.0465 | 3.7014 | 0 | 0 | 3.7014 | 0.34518 | Consolidated Risk Score d: Non-HFTD; Consolidated Risk Score e: 0; Consolidated Risk Score f: 0; Consolidated Risk Score g: 1.996
| LONE TREE 2101 | 013232101 | 46.1024 | 2.6684 | 0 | 0 | 2.6684 | 43.4341 | Consolidated Risk Score d: Non-HFTD; Consolidated Risk Score e: 13; Consolidated Risk Score f: 0.057; Consolidated Risk Score g: 0.805
| LONE TREE 2102 | 013232102 | 52.6724 | 16.7286 | 0 | 0 | 16.7286 | 35.9439 | Consolidated Risk Score d: Non-HFTD; Consolidated Risk Score e: 88.2; Consolidated Risk Score f: 0.728; Consolidated Risk Score g: 3.964
| LONE TREE 2105 | 013232105 | 51.6076 | 20.7568 | 0 | 11.076 | 9.6808 | 30.8508 | Consolidated Risk Score d: Non-HFTD; Consolidated Risk Score e: 19.1; Consolidated Risk Score f: 0.037; Consolidated Risk Score g: 1
| WHITNEY 0402 | 013240402 | 2.8056 | 1.7946 | 0 | 0 | 1.7946 | 1.011 | Consolidated Risk Score d: Non-HFTD; Consolidated Risk Score e: 0; Consolidated Risk Score f: 0; Consolidated Risk Score g: 0
| SOTO 0401 | 013260401 | 5.008 | 4.1401 | 0 | 0 | 4.1401 | 0.86795 | Consolidated Risk Score d: Non-HFTD; Consolidated Risk Score e: 0; Consolidated Risk Score f: 0; Consolidated Risk Score g: 0
| SOTO 0402 | 013260402 | 3.4588 | 2.0517 | 0 | 0 | 2.0517 | 1.4071 | Consolidated Risk Score d: Non-HFTD; Consolidated Risk Score e: 1084.9; Consolidated Risk Score f: 6.382; Consolidated Risk Score g: 0
| PLEASANT HILL 0401 | 013300401 | 5.0183 | 4.5185 | 0 | 0 | 4.5185 | 0.49978 | Consolidated Risk Score d: Non-HFTD; Consolidated Risk Score e: 16.5; Consolidated Risk Score f: 1.029; Consolidated Risk Score g: 2.746
| RUSSELL 0401 | 013310401 | 3.5958 | 3.4089 | 0 | 0 | 3.4089 | 0.18689 | Consolidated Risk Score d: Non-HFTD; Consolidated Risk Score e: 0; Consolidated Risk Score f: 0; Consolidated Risk Score g: 0
| RUSSELL 0402 | 013310402 | 3.63 | 3.3348 | 0 | 0 | 3.3348 | 0.29512 | Consolidated Risk Score d: Non-HFTD; Consolidated Risk Score e: 0; Consolidated Risk Score f: 0; Consolidated Risk Score g: 0
| BOSTON 0401 | 013320401 | 4.6444 | 4.5778 | 0 | 0.20548 | 4.3723 | 0.066579 | Consolidated Risk Score d: Non-HFTD; Consolidated Risk Score e: 47.9; Consolidated Risk Score f: 0.139; Consolidated Risk Score g: 1
| SPRUCE 0401 | 013340401 | 5.3428 | 4.1064 | 0.41083 | 3.6956 | 0 | 1.2363 | Consolidated Risk Score d: Non-HFTD; Consolidated Risk Score e: 126; Consolidated Risk Score f: 1; Consolidated Risk Score g: 1.992
| SPRUCE 0402 | 013340402 | 4.4961 | 3.5942 | 0 | 1.4353 | 2.1589 | 0.90187 | Consolidated Risk Score d: Non-HFTD; Consolidated Risk Score e: 636.5; Consolidated Risk Score f: 4.623; Consolidated Risk Score g: 4.006
| WALDO 0401 | 013350401 | 6.0941 | 5.6971 | 0 | 1.5971 | 4.1 | 0.39701 | Consolidated Risk Score d: Non-HFTD; Consolidated Risk Score e: 319.1; Consolidated Risk Score f: 2.998; Consolidated Risk Score g: 1.173
| WALDO 0402 | 013350402 | 5.3742 | 5.1476 | 0 | 2.953 | 2.1946 | 0.22664 | Consolidated Risk Score d: Non-HFTD; Consolidated Risk Score e: 158.8; Consolidated Risk Score f: 1.448; Consolidated Risk Score g: 1.448
| WOOD 0401 | 013380401 | 6.1361 | 3.3115 | 0 | 0.15217 | 3.1593 | 2.8246 | Consolidated Risk Score d: Non-HFTD; Consolidated Risk Score e: 9.7; Consolidated Risk Score f: 0.019; Consolidated Risk Score g: 1
| FAIRVIEW 2206 | 013432206 | 36.4779 | 14.2455 | 0 | 0 | 14.2455 | 22.2324 | Consolidated Risk Score d: Non-HFTD; Consolidated Risk Score e: 276.4; Consolidated Risk Score f: 2.21; Consolidated Risk Score g: 4.887
| FAIRVIEW 2207 | 013432207 | 62.0561 | 50.5348 | 0 | 20.9777 | 29.5571 | 11.5212 | Consolidated Risk Score d: Non-HFTD; Consolidated Risk Score e: 220.9; Consolidated Risk Score f: 3.275; Consolidated Risk Score g: 2.621
| FAIRVIEW 2208 | 013432208 | 28.9993 | 9.9954 | 0 | 0 | 9.9954 | 19.0039 | Consolidated Risk Score d: Non-HFTD; Consolidated Risk Score e: 52.1; Consolidated Risk Score f: 0.31; Consolidated Risk Score g: 0.309
| SAN LORENZO 0401 | 013460401 | 4.4835 | 4.3666 | 0 | 0 | 4.3666 | 0.11696 | Consolidated Risk Score d: Non-HFTD; Consolidated Risk Score e: 310.6; Consolidated Risk Score f: 2.009; Consolidated Risk Score g: 4.876
| SAN LORENZO 0402 | 013460402 | 4.077 | 3.9666 | 0 | 0 | 3.9666 | 0.11045 | Consolidated Risk Score d: Non-HFTD; Consolidated Risk Score e: 0; Consolidated Risk Score f: 0; Consolidated Risk Score g: 0
| RICHMOND R 1118 | 013471118 | 7.8929 | 2.9749 | 0 | 0 | 2.9749 | 4.918 | Consolidated Risk Score d: Non-HFTD; Consolidated Risk Score e: 473; Consolidated Risk Score f: 2.953; Consolidated Risk Score g: 1.007
| RICHMOND R 1119 | 013471119 | 8.9684 | 3.5803 | 0 | 0 | 3.5803 | 5.3881 | Consolidated Risk Score d: Non-HFTD; Consolidated Risk Score e: 294; Consolidated Risk Score f: 2.159; Consolidated Risk Score g: 5.3
| RICHMOND R 1120 | 013471120 | 4.316 | 2.9742 | 0 | 0 | 2.9742 | 1.3418 | Consolidated Risk Score d: Non-HFTD; Consolidated Risk Score e: 58.1; Consolidated Risk Score f: 1.041; Consolidated Risk Score g: 1.041
| RICHMOND R 1121 | 013471121 | 13.2821 | 4.4716 | 0 | 0 | 4.4716 | 8.8105 | Consolidated Risk Score d: Non-HFTD; Consolidated Risk Score e: 9.4; Consolidated Risk Score f: 0.022; Consolidated Risk Score g: 1.002
| RICHMOND R 1122 | 013471122 | 5.4399 | 3.8618 | 0 | 0 | 3.8618 | 1.5781 | Consolidated Risk Score d: Non-HFTD; Consolidated Risk Score e: 0; Consolidated Risk Score f: 0; Consolidated Risk Score g: 2
| RICHMOND R 1123 | 013471123 | 4.2921 | 1.3297 | 0 | 0 | 1.3297 | 2.9624 | Consolidated Risk Score d: Non-HFTD; Consolidated Risk Score e: 0; Consolidated Risk Score f: 0; Consolidated Risk Score g: 0
| RICHMOND R 1124 | 013471124 | 8.295 | 6.786 | 0 | 0 | 6.786 | 1.509 | Consolidated Risk Score d: Non-HFTD; Consolidated Risk Score e: 278.2; Consolidated Risk Score f: 1.895; Consolidated Risk Score g: 5.186
| RICHMOND R 1125 | 013471125 | 16.4969 | 4.6382 | 0 | 0 | 4.6382 | 11.8588 | Consolidated Risk Score d: Non-HFTD; Consolidated Risk Score e: 18.4; Consolidated Risk Score f: 1.199; Consolidated Risk Score g: 1.992
| RICHMOND R 1126 | 013471126 | 22.0571 | 13.0357 | 0 | 0 | 13.0357 | 9.0214 | Consolidated Risk Score d: Non-HFTD; Consolidated Risk Score e: 21.4; Consolidated Risk Score f: 0.044; Consolidated Risk Score g: 0.876
| RICHMOND R 1127 | 013471127 | 22.9838 | 20.2936 | 0 | 0 | 20.2936 | 2.6902 | Consolidated Risk Score d: Non-HFTD; Consolidated Risk Score e: 114.1; Consolidated Risk Score f: 0.861; Consolidated Risk Score g: 9.106
| RICHMOND R 1128 | 013471128 | 15.4133 | 7.5982 | 0 | 0 | 7.5982 | 7.815 | Consolidated Risk Score d: Non-HFTD; Consolidated Risk Score e: 190; Consolidated Risk Score f: 1.745; Consolidated Risk Score g: 0.341
| RICHMOND R 1129 | 013471129 | 18.4739 | 14.2291 | 0 | 0 | 14.2291 | 4.2447 | Consolidated Risk Score d: Non-HFTD; Consolidated Risk Score e: 76.1; Consolidated Risk Score f: 0.75; Consolidated Risk Score g: 2.909
| RICHMOND R 1130 | 013471130 | 20.7605 | 15.9735 | 0 | 0 | 15.9735 | 4.7869 | Consolidated Risk Score d: Non-HFTD; Consolidated Risk Score e: 123.6; Consolidated Risk Score f: 0.436; Consolidated Risk Score g: 6.354
| ESTUDILLO 0401 | 013480401 | 4.9003 | 4.7275 | 0 | 0.78632 | 3.9412 | 0.17282 | Consolidated Risk Score d: Non-HFTD; Consolidated Risk Score e: 0.2; Consolidated Risk Score f: 0.02; Consolidated Risk Score g: 0
| JARVIS 1101 | 013501101 | 33.0845 | 13.8582 | 0 | 0.58097 | 13.2772 | 19.2263 | Consolidated Risk Score d: Non-HFTD; Consolidated Risk Score e: 492.2; Consolidated Risk Score f: 1.721; Consolidated Risk Score g: 1.468
| JARVIS 1103 | 013501103 | 8.1254 | 2.8281 | 0 | 0 | 2.8281 | 5.2973 | Consolidated Risk Score d: Non-HFTD; Consolidated Risk Score e: 45.5; Consolidated Risk Score f: 0.426; Consolidated Risk Score g: 1.232
| JARVIS 1104 | 013501104 | 10.3619 | 4.462 | 0 | 0 | 4.462 | 5.8999 | Consolidated Risk Score d: Non-HFTD; Consolidated Risk Score e: 105.9; Consolidated Risk Score f: 2.052; Consolidated Risk Score g: 0.009
| JARVIS 1105 | 013501105 | 35.0803 | 6.8385 | 0 | 0 | 6.8385 | 28.2417 | Consolidated Risk Score d: Non-HFTD; Consolidated Risk Score e: 61.3; Consolidated Risk Score f: 0.362; Consolidated Risk Score g: 1.018
| JARVIS 1106 | 013501106 | 6.7968 | 4.8163 | 0 | 0 | 4.8163 | 1.9805 | Consolidated Risk Score d: Non-HFTD; Consolidated Risk Score e: 179.2; Consolidated Risk Score f: 1.558; Consolidated Risk Score g: 1.003
| JARVIS 1107 | 013501107 | 2.2948 | 0.0045607 | 0 | 0 | 0.0045607 | 2.2902 | Consolidated Risk Score d: Non-HFTD; Consolidated Risk Score e: 179.2; Consolidated Risk Score f: 1.558; Consolidated Risk Score g: 1.003
| JARVIS 1108 | 013501108 | 29.2224 | 17.6632 | 0 | 0.69561 | 16.9676 | 11.5592 | Consolidated Risk Score d: Non-HFTD; Consolidated Risk Score e: 14.6; Consolidated Risk Score f: 0.084; Consolidated Risk Score g: 0
| JARVIS 1109 | 013501109 | 17.5191 | 4.1121 | 0 | 0 | 4.1121 | 13.407 | Consolidated Risk Score d: Non-HFTD; Consolidated Risk Score e: 28.5; Consolidated Risk Score f: 0.158; Consolidated Risk Score g: 2.999
| JARVIS 1110 | 013501110 | 25.8327 | 5.994 | 0 | 0 | 5.994 | 19.8387 | Consolidated Risk Score d: Non-HFTD; Consolidated Risk Score e: 4.4; Consolidated Risk Score f: 0.04; Consolidated Risk Score g: 0
| JARVIS 1111 | 013501111 | 46.5609 | 19.1397 | 1.0049 | 0.026127 | 18.1087 | 27.4212 | Consolidated Risk Score d: Non-HFTD; Consolidated Risk Score e: 25.8; Consolidated Risk Score f: 0.137; Consolidated Risk Score g: 1.014
| JARVIS 1112 | 013501112 | 44.5403 | 7.2525 | 0 | 0 | 7.2525 | 37.2878 | Consolidated Risk Score d: Non-HFTD; Consolidated Risk Score e: 81.3; Consolidated Risk Score f: 0.447; Consolidated Risk Score g: 1.589
| MAPLE 0401 | 013520401 | 3.71 | 3.6571 | 0 | 0 | 3.6571 | 0.052843 | Consolidated Risk Score d: Non-HFTD; Consolidated Risk Score e: 0; Consolidated Risk Score f: 0; Consolidated Risk Score g: 0.999
| LAKEWOOD 1101 | 013531101 | 2.9858 | 0.71882 | 0 | 0 | 0.71882 | 2.2669 | Consolidated Risk Score d: Non-HFTD; Consolidated Risk Score e: 0; Consolidated Risk Score f: 0; Consolidated Risk Score g: 0
| LAKEWOOD 1102 | 013531102 | 14.5135 | 9.6064 | 0 | 0.092866 | 9.5136 | 4.907 | Consolidated Risk Score d: Non-HFTD; Consolidated Risk Score e: 134.2; Consolidated Risk Score f: 3.058; Consolidated Risk Score g: 2.005
| LAKEWOOD 1103 | 013531103 | 4.5467 | 2.5781 | 0 | 0 | 2.5781 | 1.9686 | Consolidated Risk Score d: Non-HFTD; Consolidated Risk Score e: 148.6; Consolidated Risk Score f: 0.863; Consolidated Risk Score g: 0.31
| LAKEWOOD 1104 | 013531104 | 18.5355 | 11.7405 | 0 | 0 | 11.7405 | 6.795 | Consolidated Risk Score d: Non-HFTD; Consolidated Risk Score e: 7.1; Consolidated Risk Score f: 0.026; Consolidated Risk Score g: 0.381
| LAKEWOOD 2107 | 013532107 | 43.4947 | 28.9383 | 0 | 7.7541 | 21.1843 | 14.5564 | Consolidated Risk Score d: Non-HFTD; Consolidated Risk Score e: 52.2; Consolidated Risk Score f: 0.264; Consolidated Risk Score g: 3.015
| LAKEWOOD 2108 | 013532108 | 5.0335 | 0.52793 | 0 | 0 | 0.52793 | 4.5056 | Consolidated Risk Score d: Non-HFTD; Consolidated Risk Score e: 16; Consolidated Risk Score f: 0.094; Consolidated Risk Score g: 0
| LAKEWOOD 2109 | 013532109 | 20.7682 | 7.2684 | 0.42442 | 0 | 6.844 | 13.4998 | Consolidated Risk Score d: Non-HFTD; Consolidated Risk Score e: 33.3; Consolidated Risk Score f: 0.357; Consolidated Risk Score g: 0
| LAKEWOOD 2110 | 013532110 | 50.6007 | 22.6451 | 0 | 0 | 22.6451 | 27.9556 | Consolidated Risk Score d: Non-HFTD; Consolidated Risk Score e: 86.5; Consolidated Risk Score f: 0.756; Consolidated Risk Score g: 1.806
| LAKEWOOD 2111 | 013532111 | 7.5094 | 2.2868 | 0 | 0 | 2.2868 | 5.2225 | Consolidated Risk Score d: Non-HFTD; Consolidated Risk Score e: 12.1; Consolidated Risk Score f: 0.013; Consolidated Risk Score g: 0.997
| LAKEWOOD 2112 | 013532112 | 25.7034 | 8.8893 | 0 | 0 | 8.8893 | 16.8141 | Consolidated Risk Score d: Non-HFTD; Consolidated Risk Score e: 226.4; Consolidated Risk Score f: 0.501; Consolidated Risk Score g: 2.263
| LAKEWOOD 2223 | 013532223 | 20.7615 | 9.1487 | 0 | 0 | 9.1487 | 11.6128 | Consolidated Risk Score d: Non-HFTD; Consolidated Risk Score e: 143.1; Consolidated Risk Score f: 0.57; Consolidated Risk Score g: 1.285
| LAKEWOOD 2224 | 013532224 | 31.2449 | 24.3338 | 0.81695 | 0 | 23.5169 | 6.9111 | Consolidated Risk Score d: Non-HFTD; Consolidated Risk Score e: 149.6; Consolidated Risk Score f: 1.038; Consolidated Risk Score g: 1.597
| LAKEWOOD 2225 | 013532225 | 17.6926 | 4.3491 | 0 | 0 | 4.3491 | 13.3435 | Consolidated Risk Score d: Non-HFTD; Consolidated Risk Score e: 63.7; Consolidated Risk Score f: 0.279; Consolidated Risk Score g: 4.01
| LAKEWOOD 2226 | 013532226 | 18.2335 | 8.0161 | 0 | 0 | 8.0161 | 10.2174 | Consolidated Risk Score d: Non-HFTD; Consolidated Risk Score e: 27.2; Consolidated Risk Score f: 1.104; Consolidated Risk Score g: 0
| LAKEWOOD 2227 | 013532227 | 12.8019 | 7.8906 | 0.037708 | 0 | 7.8529 | 4.9113 | Consolidated Risk Score d: Non-HFTD; Consolidated Risk Score e: 134.1; Consolidated Risk Score f: 2.183; Consolidated Risk Score g: 2.066
| GILL 0401 | 013550401 | 3.4898 | 3.2485 | 0 | 0 | 3.2485 | 0.24126 | Consolidated Risk Score d: Non-HFTD; Consolidated Risk Score e: 0; Consolidated Risk Score f: 0; Consolidated Risk Score g: 28.406
| GILL 0402 | 013550402 | 4.0537 | 3.9178 | 0 | 0 | 3.9178 | 0.13584 | Consolidated Risk Score d: Non-HFTD; Consolidated Risk Score e: 247; Consolidated Risk Score f: 1.282; Consolidated Risk Score g: 17.267
| SARANAP 0401 | 013560401 | 3.5833 | 2.4568 | 0 | 0 | 2.4568 | 1.1265 | Consolidated Risk Score d: Non-HFTD; Consolidated Risk Score e: 0; Consolidated Risk Score f: 0; Consolidated Risk Score g: 6.641
| ROBLES 0401 | 013580401 | 7.4702 | 7.0891 | 0 | 0 | 7.0891 | 0.38107 | Consolidated Risk Score d: Non-HFTD; Consolidated Risk Score e: 1159.9; Consolidated Risk Score f: 2.673; Consolidated Risk Score g: 2.986
| GEARY 0401 | 013590401 | 4.8129 | 4.2723 | 0 | 0 | 4.2723 | 0.54051 | Consolidated Risk Score d: Non-HFTD; Consolidated Risk Score e: 426.2; Consolidated Risk Score f: 0.826; Consolidated Risk Score g: 4
| LAS AROMAS 0401 | 013600401 | 6.289 | 6.2517 | 0 | 5.2434 | 1.0083 | 0.037316 | Consolidated Risk Score d: Non-HFTD; Consolidated Risk Score e: 278; Consolidated Risk Score f: 2.149; Consolidated Risk Score g: 1.991
| CONTRA COSTA 2103 | 013652103 | 32.7176 | 22.5147 | 0 | 0 | 22.5147 | 10.2029 | Consolidated Risk Score d: Non-HFTD; Consolidated Risk Score e: 0.1; Consolidated Risk Score f: 0.002; Consolidated Risk Score g: 0.001
| CONTRA COSTA 2104 | 013652104 | 46.1729 | 10.8759 | 0 | 0 | 10.8759 | 35.297 | Consolidated Risk Score d: Non-HFTD; Consolidated Risk Score e: 2.4; Consolidated Risk Score f: 0.01; Consolidated Risk Score g: 0
| CONTRA COSTA 2105 | 013652105 | 0.16232 | 0.040056 | 0 | 0 | 0.040056 | 0.12227 | Consolidated Risk Score d: Non-HFTD; Consolidated Risk Score e: 2.4; Consolidated Risk Score f: 0.01; Consolidated Risk Score g: 0
| CONTRA COSTA 2106 | 013652106 | 0.023808 | 0.023808 | 0 | 0 | 0.023808 | 0 | Consolidated Risk Score d: Non-HFTD; Consolidated Risk Score e: 2.4; Consolidated Risk Score f: 0.01; Consolidated Risk Score g: 0
| CONTRA COSTA 2107 | 013652107 | 45.4107 | 12.7665 | 0 | 0 | 12.7665 | 32.6441 | Consolidated Risk Score d: Non-HFTD; Consolidated Risk Score e: 235.3; Consolidated Risk Score f: 3.113; Consolidated Risk Score g: 1.318
| CONTRA COSTA 2108 | 013652108 | 40.7063 | 0.8753 | 0 | 0 | 0.8753 | 39.831 | Consolidated Risk Score d: Non-HFTD; Consolidated Risk Score e: 36.7; Consolidated Risk Score f: 1.051; Consolidated Risk Score g: 0
| CONTRA COSTA 2109 | 013652109 | 61.4479 | 15.2433 | 0 | 0 | 15.2433 | 46.2046 | Consolidated Risk Score d: Non-HFTD; Consolidated Risk Score e: 47.8; Consolidated Risk Score f: 0.125; Consolidated Risk Score g: 0
| CONTRA COSTA 2110 | 013652110 | 38.3787 | 0.55395 | 0 | 0 | 0.55395 | 37.8248 | Consolidated Risk Score d: Non-HFTD; Consolidated Risk Score e: 110.4; Consolidated Risk Score f: 0.77; Consolidated Risk Score g: 0.259
| CONTRA COSTA 2112 | 013652112 | 59.2325 | 0.037845 | 0 | 0 | 0.037845 | 59.1947 | Consolidated Risk Score d: Non-HFTD; Consolidated Risk Score e: 17.1; Consolidated Risk Score f: 0.132; Consolidated Risk Score g: 0
| CONTRA COSTA 2113 | 013652113 | 62.8404 | 13.9224 | 0 | 0 | 13.9224 | 48.9179 | Consolidated Risk Score d: Non-HFTD; Consolidated Risk Score e: 8.5; Consolidated Risk Score f: 0.08; Consolidated Risk Score g: 0.995
| CONTRA COSTA 2114 | 013652114 | 39.7538 | 1.9097 | 0 | 0 | 1.9097 | 37.8442 | Consolidated Risk Score d: Non-HFTD; Consolidated Risk Score e: 8.5; Consolidated Risk Score f: 0.082; Consolidated Risk Score g: 1.945
| CONTRA COSTA 2115 | 013652115 | 40.8068 | 6.7651 | 0 | 0 | 6.7651 | 34.0416 | Consolidated Risk Score d: Non-HFTD; Consolidated Risk Score e: 414.4; Consolidated Risk Score f: 3.206; Consolidated Risk Score g: 1.585
| CONTRA COSTA 2116 | 013652116 | 42.8309 | 23.1447 | 0 | 0 | 23.1447 | 19.6862 | Consolidated Risk Score d: Non-HFTD; Consolidated Risk Score e: 156.5; Consolidated Risk Score f: 2.415; Consolidated Risk Score g: 2.158
| PARSONS 0401 | 013660401 | 1.3268 | 1.3192 | 0 | 0 | 1.3192 | 0.0076149 | Consolidated Risk Score d: Non-HFTD; Consolidated Risk Score e: 521; Consolidated Risk Score f: 1; Consolidated Risk Score g: 10
| PARSONS 0402 | 013660402 | 3.4898 | 3.4277 | 0 | 0 | 3.4277 | 0.062126 | Consolidated Risk Score d: Non-HFTD; Consolidated Risk Score e: 611.3; Consolidated Risk Score f: 2.003; Consolidated Risk Score g: 10.982
| EDES 1101 | 013681101 | 10.7175 | 8.5735 | 0 | 0 | 8.5735 | 2.1441 | Consolidated Risk Score d: Non-HFTD; Consolidated Risk Score e: 88.3; Consolidated Risk Score f: 2.719; Consolidated Risk Score g: 1.395
| EDES 1103 | 013681103 | 24.8072 | 17.7756 | 0 | 0 | 17.7756 | 7.0317 | Consolidated Risk Score d: Non-HFTD; Consolidated Risk Score e: 37.2; Consolidated Risk Score f: 1.327; Consolidated Risk Score g: 1.413
| EDES 1105 | 013681105 | 6.1703 | 2.9787 | 0 | 0 | 2.9787 | 3.1915 | Consolidated Risk Score d: Non-HFTD; Consolidated Risk Score e: 174.9; Consolidated Risk Score f: 0.243; Consolidated Risk Score g: 0.893
| EDES 1110 | 013681110 | 7.8099 | 4.2585 | 0 | 0 | 4.2585 | 3.5515 | Consolidated Risk Score d: Non-HFTD; Consolidated Risk Score e: 322.1; Consolidated Risk Score f: 2.201; Consolidated Risk Score g: 0.991
| EDES 1111 | 013681111 | 13.6511 | 4.2243 | 0 | 0 | 4.2243 | 9.4268 | Consolidated Risk Score d: Non-HFTD; Consolidated Risk Score e: 138.6; Consolidated Risk Score f: 0.579; Consolidated Risk Score g: 0.056
| EDES 1112 | 013681112 | 30.4885 | 17.1137 | 0.58271 | 14.6985 | 1.8324 | 13.3749 | Consolidated Risk Score d: Non-HFTD; Consolidated Risk Score e: 63.5; Consolidated Risk Score f: 0.325; Consolidated Risk Score g: 0.999
| EDES 1113 | 013681113 | 10.3812 | 5.28 | 0 | 0 | 5.28 | 5.1012 | Consolidated Risk Score d: Non-HFTD; Consolidated Risk Score e: 74.5; Consolidated Risk Score f: 1.047; Consolidated Risk Score g: 0
| EDES 1114 | 013681114 | 14.7705 | 10.4697 | 0 | 0 | 10.4697 | 4.3008 | Consolidated Risk Score d: Non-HFTD; Consolidated Risk Score e: 295.5; Consolidated Risk Score f: 1.506; Consolidated Risk Score g: 0.314
| ARLINGTON 0401 | 013700401 | 4.1316 | 3.9943 | 0 | 0.77905 | 3.2153 | 0.13723 | Consolidated Risk Score d: Non-HFTD; Consolidated Risk Score e: 145.5; Consolidated Risk Score f: 1.443; Consolidated Risk Score g: 1.005
| WALL 0401 | 013740401 | 6.392 | 5.379 | 0 | 0 | 5.379 | 1.013 | Consolidated Risk Score d: Non-HFTD; Consolidated Risk Score e: 67; Consolidated Risk Score f: 2; Consolidated Risk Score g: 1
| VASCO 1101 | 013751101 | 13.3859 | 2.5554 | 0 | 0 | 2.5554 | 10.8305 | Consolidated Risk Score d: Non-HFTD; Consolidated Risk Score e: 0.2; Consolidated Risk Score f: 0.005; Consolidated Risk Score g: 0
| VASCO 1102 | 013751102 | 104.1208 | 88.4103 | 0 | 45.8677 | 42.5426 | 15.7105 | Consolidated Risk Score d: Non-HFTD; Consolidated Risk Score e: 233.6; Consolidated Risk Score f: 1.21; Consolidated Risk Score g: 0.273
| VASCO 1103 | 013751103 | 15.1003 | 13.7639 | 0 | 0 | 13.7639 | 1.3364 | Consolidated Risk Score d: Non-HFTD; Consolidated Risk Score e: 1890.9; Consolidated Risk Score f: 31.011; Consolidated Risk Score g: 0
| MT EDEN 1101 | 013761101 | 19.5279 | 6.7125 | 0 | 0 | 6.7125 | 12.8154 | Consolidated Risk Score d: Non-HFTD; Consolidated Risk Score e: 5.3; Consolidated Risk Score f: 0.033; Consolidated Risk Score g: 0.817
| MT EDEN 1102 | 013761102 | 11.8553 | 6.6094 | 0 | 0 | 6.6094 | 5.246 | Consolidated Risk Score d: Non-HFTD; Consolidated Risk Score e: 69.7; Consolidated Risk Score f: 0.107; Consolidated Risk Score g: 1.323
| MT EDEN 1103 | 013761103 | 19.4111 | 13.1221 | 0 | 0 | 13.1221 | 6.289 | Consolidated Risk Score d: Non-HFTD; Consolidated Risk Score e: 210; Consolidated Risk Score f: 0.999; Consolidated Risk Score g: 3.636
| MT EDEN 1104 | 013761104 | 23.9159 | 13.9987 | 0 | 0 | 13.9987 | 9.9172 | Consolidated Risk Score d: Non-HFTD; Consolidated Risk Score e: 117.4; Consolidated Risk Score f: 0.428; Consolidated Risk Score g: 3.094
| MT EDEN 1105 | 013761105 | 11.2391 | 7.0075 | 0 | 0 | 7.0075 | 4.2316 | Consolidated Risk Score d: Non-HFTD; Consolidated Risk Score e: 28.3; Consolidated Risk Score f: 0.103; Consolidated Risk Score g: 0.993
| MT EDEN 1106 | 013761106 | 15.5762 | 6.1538 | 0 | 0 | 6.1538 | 9.4224 | Consolidated Risk Score d: Non-HFTD; Consolidated Risk Score e: 70.9; Consolidated Risk Score f: 1.983; Consolidated Risk Score g: 2.024
| MT EDEN 1107 | 013761107 | 25.4168 | 6.8382 | 0 | 0 | 6.8382 | 18.5786 | Consolidated Risk Score d: Non-HFTD; Consolidated Risk Score e: 756; Consolidated Risk Score f: 2.707; Consolidated Risk Score g: 0.256
| MT EDEN 1108 | 013761108 | 28.4557 | 23.3518 | 0 | 0 | 23.3518 | 5.1038 | Consolidated Risk Score d: Non-HFTD; Consolidated Risk Score e: 360.8; Consolidated Risk Score f: 1.404; Consolidated Risk Score g: 1.078
| MT EDEN 1109 | 013761109 | 26.1528 | 16.9412 | 0 | 0 | 16.9412 | 9.2116 | Consolidated Risk Score d: Non-HFTD; Consolidated Risk Score e: 257; Consolidated Risk Score f: 2.18; Consolidated Risk Score g: 0.916
| MT EDEN 1110 | 013761110 | 6.279 | 3.3032 | 0 | 0 | 3.3032 | 2.9758 | Consolidated Risk Score d: Non-HFTD; Consolidated Risk Score e: 172.3; Consolidated Risk Score f: 1.474; Consolidated Risk Score g: 0
| MT EDEN 1111 | 013761111 | 25.4995 | 3.2378 | 0 | 0 | 3.2378 | 22.2617 | Consolidated Risk Score d: Non-HFTD; Consolidated Risk Score e: 168.3; Consolidated Risk Score f: 1.001; Consolidated Risk Score g: 2.011
| MT EDEN 1112 | 013761112 | 28.555 | 16.5073 | 0 | 0 | 16.5073 | 12.0477 | Consolidated Risk Score d: Non-HFTD; Consolidated Risk Score e: 10.4; Consolidated Risk Score f: 0.027; Consolidated Risk Score g: 0.957
| MT EDEN 1113 | 013761113 | 9.9695 | 2.633 | 0 | 0 | 2.633 | 7.3366 | Consolidated Risk Score d: Non-HFTD; Consolidated Risk Score e: 7.4; Consolidated Risk Score f: 0.034; Consolidated Risk Score g: 0
| MT EDEN 1114 | 013761114 | 10.0991 | 3.5746 | 0 | 0 | 3.5746 | 6.5245 | Consolidated Risk Score d: Non-HFTD; Consolidated Risk Score e: 0; Consolidated Risk Score f: 0; Consolidated Risk Score g: 0
| VIRGINIA 0401 | 013780401 | 4.2407 | 4.0371 | 0 | 0 | 4.0371 | 0.20363 | Consolidated Risk Score d: Non-HFTD; Consolidated Risk Score e: 74.2; Consolidated Risk Score f: 1.325; Consolidated Risk Score g: 2.428
| MORAGA 1101 | 013801101 | 29.6588 | 20.183 | 15.9644 | 3.2915 | 0.92708 | 9.4759 | Consolidated Risk Score d: Non-HFTD; Consolidated Risk Score e: 213.1; Consolidated Risk Score f: 1.996; Consolidated Risk Score g: 2.096
| MORAGA 1102 | 013801102 | 14.3601 | 9.2818 | 2.9278 | 2.006 | 4.3481 | 5.0783 | Consolidated Risk Score d: Non-HFTD; Consolidated Risk Score e: 172.7; Consolidated Risk Score f: 3.229; Consolidated Risk Score g: 1.987
| MORAGA 1103 | 013801103 | 32.0277 | 18.1915 | 0.13947 | 2.1049 | 15.9471 | 13.8362 | Consolidated Risk Score d: Non-HFTD; Consolidated Risk Score e: 74.5; Consolidated Risk Score f: 0.748; Consolidated Risk Score g: 0.991
| MORAGA 1104 | 013801104 | 26.3517 | 21.1625 | 0.011768 | 13.627 | 7.5237 | 5.1892 | Consolidated Risk Score d: Non-HFTD; Consolidated Risk Score e: 210.5; Consolidated Risk Score f: 1.495; Consolidated Risk Score g: 1.693
| MORAGA 1105 | 013801105 | 32.0535 | 19.7835 | 6.9238 | 0.81738 | 12.0423 | 12.27 | Consolidated Risk Score d: Non-HFTD; Consolidated Risk Score e: 404.7; Consolidated Risk Score f: 3.249; Consolidated Risk Score g: 2.29
| WAYNE 0401 | 013810401 | 2.6379 | 2.6259 | 0.15156 | 0 | 2.4743 | 0.012008 | Consolidated Risk Score d: Non-HFTD; Consolidated Risk Score e: 1123.7; Consolidated Risk Score f: 2.467; Consolidated Risk Score g: 1.985
| STUART 0401 | 013840401 | 2.9612 | 2.9385 | 0 | 0 | 2.9385 | 0.022672 | Consolidated Risk Score d: Non-HFTD; Consolidated Risk Score e: 65.8; Consolidated Risk Score f: 1.786; Consolidated Risk Score g: 0
| STUART 0402 | 013840402 | 3.7666 | 3.6553 | 0 | 0 | 3.6553 | 0.11131 | Consolidated Risk Score d: Non-HFTD; Consolidated Risk Score e: 0; Consolidated Risk Score f: 0; Consolidated Risk Score g: 0
| STUART 0403 | 013840403 | 3.3019 | 3.1153 | 0 | 0 | 3.1153 | 0.18661 | Consolidated Risk Score d: Non-HFTD; Consolidated Risk Score e: 12.1; Consolidated Risk Score f: 0.065; Consolidated Risk Score g: 0.966
| STUART 0404 | 013840404 | 1.2191 | 1.0704 | 0 | 0 | 1.0704 | 0.14872 | Consolidated Risk Score d: Non-HFTD; Consolidated Risk Score e: 0; Consolidated Risk Score f: 0; Consolidated Risk Score g: 0
| STUART 0405 | 013840405 | 2.9708 | 2.805 | 0 | 0 | 2.805 | 0.16585 | Consolidated Risk Score d: Non-HFTD; Consolidated Risk Score e: 3.4; Consolidated Risk Score f: 0.045; Consolidated Risk Score g: 0
| STUART 0406 | 013840406 | 3.6207 | 2.9367 | 0 | 0 | 2.9367 | 0.68402 | Consolidated Risk Score d: Non-HFTD; Consolidated Risk Score e: 0; Consolidated Risk Score f: 0; Consolidated Risk Score g: 0
| BABEL 0401 | 013850401 | 4.6983 | 4.0079 | 0 | 0 | 4.0079 | 0.69034 | Consolidated Risk Score d: Non-HFTD; Consolidated Risk Score e: 24.7; Consolidated Risk Score f: 0.765; Consolidated Risk Score g: 0.902
| WILLOW PASS 1101 | 013911101 | 20.5035 | 7.0599 | 0 | 1.1237 | 5.9361 | 13.4437 | Consolidated Risk Score d: Non-HFTD; Consolidated Risk Score e: 222.9; Consolidated Risk Score f: 2.212; Consolidated Risk Score g: 1
| WILLOW PASS 1102 | 013911102 | 9.0539 | 5.3352 | 0 | 0 | 5.3352 | 3.7188 | Consolidated Risk Score d: Non-HFTD; Consolidated Risk Score e: 10.6; Consolidated Risk Score f: 0.029; Consolidated Risk Score g: 0
| WILLOW PASS 2107 | 013912107 | 35.7857 | 3.613 | 0 | 0.65885 | 2.9541 | 32.1727 | Consolidated Risk Score d: Non-HFTD; Consolidated Risk Score e: 14.3; Consolidated Risk Score f: 0.854; Consolidated Risk Score g: 0
| WILLOW PASS 2108 | 013912108 | 47.2274 | 14.3214 | 0 | 0.23271 | 14.0887 | 32.906 | Consolidated Risk Score d: Non-HFTD; Consolidated Risk Score e: 18.6; Consolidated Risk Score f: 0.069; Consolidated Risk Score g: 2.903
| FRANKLIN 1101 | 013921101 | 24.4027 | 9.5334 | 0 | 1.3718 | 8.1616 | 14.8693 | Consolidated Risk Score d: Non-HFTD; Consolidated Risk Score e: 6.6; Consolidated Risk Score f: 0.069; Consolidated Risk Score g: 3.96
| FRANKLIN 1102 | 013921102 | 42.6909 | 4.3853 | 0 | 0 | 4.3853 | 38.3056 | Consolidated Risk Score d: Non-HFTD; Consolidated Risk Score e: 22.9; Consolidated Risk Score f: 0.206; Consolidated Risk Score g: 2.47
| FRANKLIN 1103 | 013921103 | 32.6452 | 12.403 | 0 | 0 | 12.403 | 20.2422 | Consolidated Risk Score d: Non-HFTD; Consolidated Risk Score e: 90.8; Consolidated Risk Score f: 0.671; Consolidated Risk Score g: 1.866
| FRANKLIN 1104 | 013921104 | 57.2076 | 15.0741 | 0 | 7.7163 | 7.3578 | 42.1335 | Consolidated Risk Score d: Non-HFTD; Consolidated Risk Score e: 46.1; Consolidated Risk Score f: 1.08; Consolidated Risk Score g: 1
| NORTH DUBLIN 2101 | 014052101 | 48.1842 | 2.2485 | 0 | 1.786 | 0.46249 | 45.9357 | Consolidated Risk Score d: Non-HFTD; Consolidated Risk Score e: 5.3; Consolidated Risk Score f: 0.026; Consolidated Risk Score g: 0
| NORTH DUBLIN 2103 | 014052103 | 60.2488 | 22.1325 | 0 | 19.099 | 3.0335 | 38.1164 | Consolidated Risk Score d: Non-HFTD; Consolidated Risk Score e: 196.4; Consolidated Risk Score f: 1.814; Consolidated Risk Score g: 0
| CASTRO VALLEY 1102 | 014091102 | 41.3296 | 22.049 | 0 | 1.1328 | 20.9162 | 19.2806 | Consolidated Risk Score d: Non-HFTD; Consolidated Risk Score e: 82; Consolidated Risk Score f: 1.228; Consolidated Risk Score g: 0.565
| CASTRO VALLEY 1103 | 014091103 | 25.2594 | 15.651 | 0 | 0 | 15.651 | 9.6084 | Consolidated Risk Score d: Non-HFTD; Consolidated Risk Score e: 30.5; Consolidated Risk Score f: 0.092; Consolidated Risk Score g: 0.475
| CASTRO VALLEY 1104 | 014091104 | 18.7523 | 7.3088 | 0 | 0 | 7.3088 | 11.4435 | Consolidated Risk Score d: Non-HFTD; Consolidated Risk Score e: 129.4; Consolidated Risk Score f: 0.598; Consolidated Risk Score g: 0
| CASTRO VALLEY 1105 | 014091105 | 31.5516 | 27.8615 | 0 | 2.1799 | 25.6816 | 3.6901 | Consolidated Risk Score d: Non-HFTD; Consolidated Risk Score e: 352.7; Consolidated Risk Score f: 2.096; Consolidated Risk Score g: 9.39
| CASTRO VALLEY 1107 | 014091107 | 22.7977 | 16.0599 | 0 | 0 | 16.0599 | 6.7377 | Consolidated Risk Score d: Non-HFTD; Consolidated Risk Score e: 94.5; Consolidated Risk Score f: 1.534; Consolidated Risk Score g: 0.992
| CASTRO VALLEY 1108 | 014091108 | 55.2266 | 41.0713 | 12.6159 | 4.1505 | 24.305 | 14.1552 | Consolidated Risk Score d: Non-HFTD; Consolidated Risk Score e: 731.3; Consolidated Risk Score f: 1.774; Consolidated Risk Score g: 0
| CASTRO VALLEY 1109 | 014091109 | 14.4657 | 3.9754 | 0 | 0 | 3.9754 | 10.4903 | Consolidated Risk Score d: Non-HFTD; Consolidated Risk Score e: 3.7; Consolidated Risk Score f: 0.015; Consolidated Risk Score g: 0
| CASTRO VALLEY 1110 | 014091110 | 49.3976 | 24.7586 | 15.5769 | 6.6447 | 2.537 | 24.639 | Consolidated Risk Score d: Non-HFTD; Consolidated Risk Score e: 48; Consolidated Risk Score f: 0.43; Consolidated Risk Score g: 0
| CASTRO VALLEY 1111 | 014091111 | 34.2765 | 8.6109 | 1.9486 | 3.9086 | 2.7538 | 25.6655 | Consolidated Risk Score d: Non-HFTD; Consolidated Risk Score e: 85; Consolidated Risk Score f: 0.221; Consolidated Risk Score g: 0
| ALHAMBRA 1101 | 014101101 | 16.8303 | 8.4097 | 0 | 0 | 8.4097 | 8.4207 | Consolidated Risk Score d: Non-HFTD; Consolidated Risk Score e: 146.9; Consolidated Risk Score f: 1.384; Consolidated Risk Score g: 1.182
| ALHAMBRA 1102 | 014101102 | 19.2485 | 14.1274 | 0 | 0.12969 | 13.9977 | 5.1211 | Consolidated Risk Score d: Non-HFTD; Consolidated Risk Score e: 6; Consolidated Risk Score f: 0.057; Consolidated Risk Score g: 0.006
| ALHAMBRA 1105 | 014101105 | 60.9277 | 45.2269 | 0.85241 | 37.081 | 7.2935 | 15.7008 | Consolidated Risk Score d: Non-HFTD; Consolidated Risk Score e: 61; Consolidated Risk Score f: 0.365; Consolidated Risk Score g: 0
| ROSSMOOR 1101 | 014161101 | 39.2106 | 30.536 | 2.133 | 10.7348 | 17.6682 | 8.6747 | Consolidated Risk Score d: Non-HFTD; Consolidated Risk Score e: 97.1; Consolidated Risk Score f: 0.534; Consolidated Risk Score g: 1.364
| ROSSMOOR 1102 | 014161102 | 24.0961 | 1.4476 | 0.44693 | 0 | 1.0007 | 22.6485 | Consolidated Risk Score d: Non-HFTD; Consolidated Risk Score e: 0; Consolidated Risk Score f: 0; Consolidated Risk Score g: 0.113
| ROSSMOOR 1103 | 014161103 | 20.3008 | 2.5652 | 0 | 0 | 2.5652 | 17.7356 | Consolidated Risk Score d: Non-HFTD; Consolidated Risk Score e: 314.3; Consolidated Risk Score f: 2.734; Consolidated Risk Score g: 1.458
| ROSSMOOR 1104 | 014161104 | 27.5504 | 19.4832 | 0 | 0.30214 | 19.1811 | 8.0672 | Consolidated Risk Score d: Non-HFTD; Consolidated Risk Score e: 226.5; Consolidated Risk Score f: 1.831; Consolidated Risk Score g: 5.643
| ROSSMOOR 1105 | 014161105 | 13.5072 | 4.2715 | 0 | 0 | 4.2715 | 9.2357 | Consolidated Risk Score d: Non-HFTD; Consolidated Risk Score e: 658.6; Consolidated Risk Score f: 1.655; Consolidated Risk Score g: 0.818
| ROSSMOOR 1106 | 014161106 | 24.356 | 21.0248 | 1.4062 | 3.0098 | 16.6088 | 3.3312 | Consolidated Risk Score d: Non-HFTD; Consolidated Risk Score e: 40.4; Consolidated Risk Score f: 1.316; Consolidated Risk Score g: 1.001
| ROSSMOOR 1107 | 014161107 | 20.1961 | 10.4969 | 0.032032 | 0 | 10.4649 | 9.6992 | Consolidated Risk Score d: Non-HFTD; Consolidated Risk Score e: 376.5; Consolidated Risk Score f: 3.329; Consolidated Risk Score g: 4.967
| ROSSMOOR 1108 | 014161108 | 45.1727 | 22.1326 | 7.7865 | 4.0828 | 10.2633 | 23.0401 | Consolidated Risk Score d: Non-HFTD; Consolidated Risk Score e: 191.4; Consolidated Risk Score f: 2.853; Consolidated Risk Score g: 2.825
| ROSSMOOR 1109 | 014161109 | 1.4742 | 0.16078 | 0.0096675 | 0 | 0.15111 | 1.3134 | Consolidated Risk Score d: Non-HFTD; Consolidated Risk Score e: 191.4; Consolidated Risk Score f: 2.853; Consolidated Risk Score g: 2.825
| SAN RAMON 2101 | 014232101 | 54.4111 | 1.0724 | 0 | 0.59676 | 0.47568 | 53.3387 | Consolidated Risk Score d: Non-HFTD; Consolidated Risk Score e: 94.3; Consolidated Risk Score f: 1.402; Consolidated Risk Score g: 1.365
| SAN RAMON 2102 | 014232102 | 48.0375 | 2.334 | 0 | 1.522 | 0.812 | 45.7035 | Consolidated Risk Score d: Non-HFTD; Consolidated Risk Score e: 0; Consolidated Risk Score f: 0; Consolidated Risk Score g: 0
| SAN RAMON 2103 | 014232103 | 29.0577 | 2.7718 | 0.0028409 | 0 | 2.769 | 26.2859 | Consolidated Risk Score d: Non-HFTD; Consolidated Risk Score e: 35.9; Consolidated Risk Score f: 0.314; Consolidated Risk Score g: 2.138
| SAN RAMON 2104 | 014232104 | 43.0491 | 20.5998 | 0 | 0 | 20.5998 | 22.4493 | Consolidated Risk Score d: Non-HFTD; Consolidated Risk Score e: 218.2; Consolidated Risk Score f: 2.948; Consolidated Risk Score g: 1.378
| SAN RAMON 2105 | 014232105 | 18.1148 | 3.5 | 0 | 0 | 3.5 | 14.6149 | Consolidated Risk Score d: Non-HFTD; Consolidated Risk Score e: 296.7; Consolidated Risk Score f: 3.003; Consolidated Risk Score g: 1.001
| SAN RAMON 2106 | 014232106 | 22.9505 | 5.0957 | 0.46659 | 0 | 4.6291 | 17.8549 | Consolidated Risk Score d: Non-HFTD; Consolidated Risk Score e: 223.9; Consolidated Risk Score f: 2.196; Consolidated Risk Score g: 0
| SAN RAMON 2107 | 014232107 | 66.0058 | 27.5423 | 14.3452 | 0.18284 | 13.0143 | 38.4634 | Consolidated Risk Score d: Non-HFTD; Consolidated Risk Score e: 174.5; Consolidated Risk Score f: 1.678; Consolidated Risk Score g: 0.484
| SAN RAMON 2108 | 014232108 | 58.1657 | 17.352 | 16.427 | 0 | 0.92503 | 40.8137 | Consolidated Risk Score d: Non-HFTD; Consolidated Risk Score e: 88.9; Consolidated Risk Score f: 1.479; Consolidated Risk Score g: 1.209
| SAN RAMON 2110 | 014232110 | 29.6091 | 0.10253 | 0 | 0 | 0.10253 | 29.5065 | Consolidated Risk Score d: Non-HFTD; Consolidated Risk Score e: 132.1; Consolidated Risk Score f: 1.007; Consolidated Risk Score g: 0
| SAN RAMON 2111 | 014232111 | 26.8821 | 9.4371 | 0 | 0 | 9.4371 | 17.4449 | Consolidated Risk Score d: Non-HFTD; Consolidated Risk Score e: 134.2; Consolidated Risk Score f: 0.009; Consolidated Risk Score g: 0
| SAN RAMON 2114 | 014232114 | 19.3184 | 1.6966 | 0 | 0 | 1.6966 | 17.6218 | Consolidated Risk Score d: Non-HFTD; Consolidated Risk Score e: 29.7; Consolidated Risk Score f: 0.12; Consolidated Risk Score g: 0
| SAN RAMON 2116 | 014232116 | 16.1433 | 0.0028409 | 0 | 0 | 0.0028409 | 16.1405 | Consolidated Risk Score d: Non-HFTD; Consolidated Risk Score e: 95.8; Consolidated Risk Score f: 0.982; Consolidated Risk Score g: 0
| SAN RAMON 2117 | 014232117 | 19.8325 | 1.6767 | 0 | 0.56811 | 1.1085 | 18.1558 | Consolidated Risk Score d: Non-HFTD; Consolidated Risk Score e: 69.2; Consolidated Risk Score f: 0.185; Consolidated Risk Score g: 0
| SAN RAMON 2118 | 014232118 | 26.2964 | 0.87121 | 0 | 0 | 0.87121 | 25.4252 | Consolidated Risk Score d: Non-HFTD; Consolidated Risk Score e: 106.4; Consolidated Risk Score f: 0.193; Consolidated Risk Score g: 0
| SAN RAMON 2119 | 014232119 | 33.6817 | 3.9214 | 0 | 0.59182 | 3.3296 | 29.7603 | Consolidated Risk Score d: Non-HFTD; Consolidated Risk Score e: 28.9; Consolidated Risk Score f: 1.493; Consolidated Risk Score g: 1.396
| SUNOL 1101 | 014241101 | 59.9634 | 55.3403 | 9.5705 | 23.22 | 22.5498 | 4.6231 | Consolidated Risk Score d: Non-HFTD; Consolidated Risk Score e: 347.7; Consolidated Risk Score f: 1.738; Consolidated Risk Score g: 0.406
| POINT PINOLE 1101 | 014261101 | 37.2413 | 20.9878 | 0 | 0 | 20.9878 | 16.2536 | Consolidated Risk Score d: Non-HFTD; Consolidated Risk Score e: 126.8; Consolidated Risk Score f: 1.567; Consolidated Risk Score g: 1.87
| POINT PINOLE 1102 | 014261102 | 24.6159 | 14.0651 | 0 | 0 | 14.0651 | 10.5508 | Consolidated Risk Score d: Non-HFTD; Consolidated Risk Score e: 142.3; Consolidated Risk Score f: 1.109; Consolidated Risk Score g: 0
| POINT PINOLE 1103 | 014261103 | 0.18064 | 0.036425 | 0 | 0 | 0.036425 | 0.14422 | Consolidated Risk Score d: Non-HFTD; Consolidated Risk Score e: 142.3; Consolidated Risk Score f: 1.109; Consolidated Risk Score g: 0
| MEADOW LANE 2102 | 014302102 | 4.0243 | 0.0056818 | 0 | 0 | 0.0056818 | 4.0187 | Consolidated Risk Score d: Non-HFTD; Consolidated Risk Score e: 0; Consolidated Risk Score f: 0; Consolidated Risk Score g: 0
| MEADOW LANE 2103 | 014302103 | 31.5299 | 20.7554 | 0 | 0 | 20.7554 | 10.7745 | Consolidated Risk Score d: Non-HFTD; Consolidated Risk Score e: 34.3; Consolidated Risk Score f: 0.166; Consolidated Risk Score g: 1.087
| MEADOW LANE 2104 | 014302104 | 16.0894 | 4.1654 | 0 | 0 | 4.1654 | 11.924 | Consolidated Risk Score d: Non-HFTD; Consolidated Risk Score e: 379.3; Consolidated Risk Score f: 4.392; Consolidated Risk Score g: 0.938
| MEADOW LANE 2105 | 014302105 | 22.2724 | 14.3796 | 0 | 0 | 14.3796 | 7.8928 | Consolidated Risk Score d: Non-HFTD; Consolidated Risk Score e: 31.2; Consolidated Risk Score f: 0.159; Consolidated Risk Score g: 2.012
| MEADOW LANE 2106 | 014302106 | 46.0069 | 23.3679 | 0.73642 | 0.10837 | 22.5231 | 22.6389 | Consolidated Risk Score d: Non-HFTD; Consolidated Risk Score e: 185; Consolidated Risk Score f: 2.37; Consolidated Risk Score g: 2
| MEADOW LANE 2107 | 014302107 | 15.3068 | 8.4366 | 0 | 0 | 8.4366 | 6.8703 | Consolidated Risk Score d: Non-HFTD; Consolidated Risk Score e: 132.8; Consolidated Risk Score f: 1.505; Consolidated Risk Score g: 0.018
| MEADOW LANE 2108 | 014302108 | 32.0466 | 19.6736 | 0 | 0 | 19.6736 | 12.373 | Consolidated Risk Score d: Non-HFTD; Consolidated Risk Score e: 264.2; Consolidated Risk Score f: 1.595; Consolidated Risk Score g: 3.825
| MEADOW LANE 2109 | 014302109 | 14.0292 | 0.58444 | 0 | 0 | 0.58444 | 13.4448 | Consolidated Risk Score d: Non-HFTD; Consolidated Risk Score e: 17.8; Consolidated Risk Score f: 0.094; Consolidated Risk Score g: 0
| MEADOW LANE 2110 | 014302110 | 16.2357 | 6.6923 | 0 | 0 | 6.6923 | 9.5435 | Consolidated Risk Score d: Non-HFTD; Consolidated Risk Score e: 139; Consolidated Risk Score f: 2.11; Consolidated Risk Score g: 1.999
| BALFOUR 1101 | 014321101 | 56.2005 | 51.6311 | 0 | 0 | 51.6311 | 4.5694 | Consolidated Risk Score d: Non-HFTD; Consolidated Risk Score e: 456.3; Consolidated Risk Score f: 1.985; Consolidated Risk Score g: 0.092
| VALLEY VIEW 1103 | 014341103 | 32.1018 | 18.2292 | 0.58758 | 0 | 17.6416 | 13.8727 | Consolidated Risk Score d: Non-HFTD; Consolidated Risk Score e: 88.4; Consolidated Risk Score f: 0.712; Consolidated Risk Score g: 1.69
| VALLEY VIEW 1105 | 014341105 | 31.081 | 18.6853 | 0 | 3.9814 | 14.7039 | 12.3958 | Consolidated Risk Score d: Non-HFTD; Consolidated Risk Score e: 171.9; Consolidated Risk Score f: 1.282; Consolidated Risk Score g: 0
| VALLEY VIEW 1106 | 014341106 | 52.4321 | 20.8976 | 1.9666 | 6.7641 | 12.1669 | 31.5345 | Consolidated Risk Score d: Non-HFTD; Consolidated Risk Score e: 119.8; Consolidated Risk Score f: 0.616; Consolidated Risk Score g: 2.643
| FREMONT 1103 | 014351103 | 27.6409 | 4.3675 | 0 | 0 | 4.3675 | 23.2734 | Consolidated Risk Score d: Non-HFTD; Consolidated Risk Score e: 122; Consolidated Risk Score f: 0.735; Consolidated Risk Score g: 1.245
| FREMONT 1104 | 014351104 | 49.7427 | 21.6305 | 0 | 1.0843 | 20.5462 | 28.1122 | Consolidated Risk Score d: Non-HFTD; Consolidated Risk Score e: 18.1; Consolidated Risk Score f: 0.087; Consolidated Risk Score g: 0.028
| FREMONT 1107 | 014351107 | 32.1566 | 14.4916 | 0 | 0 | 14.4916 | 17.6651 | Consolidated Risk Score d: Non-HFTD; Consolidated Risk Score e: 264.5; Consolidated Risk Score f: 1.497; Consolidated Risk Score g: 6.01
| FREMONT 1108 | 014351108 | 18.6748 | 4.8807 | 0 | 0 | 4.8807 | 13.7941 | Consolidated Risk Score d: Non-HFTD; Consolidated Risk Score e: 114.2; Consolidated Risk Score f: 0.607; Consolidated Risk Score g: 0.712
| FREMONT 1109 | 014351109 | 44.9891 | 13.3189 | 0 | 0 | 13.3189 | 31.6701 | Consolidated Risk Score d: Non-HFTD; Consolidated Risk Score e: 77.4; Consolidated Risk Score f: 0.771; Consolidated Risk Score g: 4.424
| FREMONT 1110 | 014351110 | 31.601 | 10.7931 | 0 | 0 | 10.7931 | 20.8079 | Consolidated Risk Score d: Non-HFTD; Consolidated Risk Score e: 37.1; Consolidated Risk Score f: 0.156; Consolidated Risk Score g: 0.298
| FREMONT 1111 | 014351111 | 8.0878 | 0.15654 | 0 | 0 | 0.15654 | 7.9313 | Consolidated Risk Score d: Non-HFTD; Consolidated Risk Score e: 0.1; Consolidated Risk Score f: 0.004; Consolidated Risk Score g: 0
| FREMONT 1112 | 014351112 | 8.1527 | 0.020926 | 0 | 0 | 0.020926 | 8.1317 | Consolidated Risk Score d: Non-HFTD; Consolidated Risk Score e: 0; Consolidated Risk Score f: 0; Consolidated Risk Score g: 0
| SAN PABLO 1105 | 014371105 | 29.1672 | 15.6308 | 0 | 0 | 15.6308 | 13.5365 | Consolidated Risk Score d: Non-HFTD; Consolidated Risk Score e: 65.2; Consolidated Risk Score f: 0.409; Consolidated Risk Score g: 1.355
| SAN PABLO 1106 | 014371106 | 17.7326 | 0.64866 | 0 | 0 | 0.64866 | 17.0839 | Consolidated Risk Score d: Non-HFTD; Consolidated Risk Score e: 0.1; Consolidated Risk Score f: 0.001; Consolidated Risk Score g: 1.001
| GRANT 1102 | 014381102 | 13.7244 | 5.0713 | 0 | 0 | 5.0713 | 8.6531 | Consolidated Risk Score d: Non-HFTD; Consolidated Risk Score e: 39.5; Consolidated Risk Score f: 0.071; Consolidated Risk Score g: 1.057
| GRANT 1103 | 014381103 | 15.3542 | 4.1933 | 0 | 0 | 4.1933 | 11.161 | Consolidated Risk Score d: Non-HFTD; Consolidated Risk Score e: 7.8; Consolidated Risk Score f: 0.114; Consolidated Risk Score g: 0
| GRANT 1104 | 014381104 | 24.8174 | 15.2965 | 0 | 0 | 15.2965 | 9.5209 | Consolidated Risk Score d: Non-HFTD; Consolidated Risk Score e: 118.8; Consolidated Risk Score f: 1.318; Consolidated Risk Score g: 1.12
| GRANT 1105 | 014381105 | 19.4463 | 13.9672 | 0 | 0 | 13.9672 | 5.4791 | Consolidated Risk Score d: Non-HFTD; Consolidated Risk Score e: 456.6; Consolidated Risk Score f: 3.403; Consolidated Risk Score g: 5.135
| GRANT 1106 | 014381106 | 31.4939 | 17.0195 | 0 | 0 | 17.0195 | 14.4745 | Consolidated Risk Score d: Non-HFTD; Consolidated Risk Score e: 266.6; Consolidated Risk Score f: 1.165; Consolidated Risk Score g: 5.381
| GRANT 1107 | 014381107 | 10.0873 | 3.6928 | 0 | 0 | 3.6928 | 6.3945 | Consolidated Risk Score d: Non-HFTD; Consolidated Risk Score e: 2.2; Consolidated Risk Score f: 0.018; Consolidated Risk Score g: 0
| GRANT 1108 | 014381108 | 28.0738 | 22.5928 | 0 | 0 | 22.5928 | 5.481 | Consolidated Risk Score d: Non-HFTD; Consolidated Risk Score e: 429.3; Consolidated Risk Score f: 3.705; Consolidated Risk Score g: 3.444
| LAS POSITAS 2103 | 014402103 | 18.4318 | 3.0037 | 0 | 0 | 3.0037 | 15.4281 | Consolidated Risk Score d: Non-HFTD; Consolidated Risk Score e: 795.5; Consolidated Risk Score f: 2.059; Consolidated Risk Score g: 1
| LAS POSITAS 2104 | 014402104 | 37.891 | 14.2506 | 0 | 0 | 14.2506 | 23.6404 | Consolidated Risk Score d: Non-HFTD; Consolidated Risk Score e: 215.3; Consolidated Risk Score f: 1.693; Consolidated Risk Score g: 2.041
| LAS POSITAS 2105 | 014402105 | 42.8222 | 3.7794 | 0 | 0 | 3.7794 | 39.0428 | Consolidated Risk Score d: Non-HFTD; Consolidated Risk Score e: 47.5; Consolidated Risk Score f: 1.006; Consolidated Risk Score g: 0
| LAS POSITAS 2106 | 014402106 | 37.8576 | 16.1697 | 0 | 0 | 16.1697 | 21.6879 | Consolidated Risk Score d: Non-HFTD; Consolidated Risk Score e: 684.8; Consolidated Risk Score f: 3.662; Consolidated Risk Score g: 1.563
| LAS POSITAS 2107 | 014402107 | 54.2028 | 8.4184 | 0 | 0 | 8.4184 | 45.7844 | Consolidated Risk Score d: Non-HFTD; Consolidated Risk Score e: 1123.8; Consolidated Risk Score f: 3.184; Consolidated Risk Score g: 3.005
| LAS POSITAS 2108 | 014402108 | 77.0928 | 20.7637 | 0 | 7.0989 | 13.6648 | 56.3291 | Consolidated Risk Score d: Non-HFTD; Consolidated Risk Score e: 241.8; Consolidated Risk Score f: 1.696; Consolidated Risk Score g: 0.013
| LAS POSITAS 2109 | 014402109 | 49.3649 | 13.2438 | 0 | 0 | 13.2438 | 36.1211 | Consolidated Risk Score d: Non-HFTD; Consolidated Risk Score e: 398; Consolidated Risk Score f: 2.275; Consolidated Risk Score g: 3.6
| LAS POSITAS 2110 | 014402110 | 38.5742 | 19.68 | 0 | 0 | 19.68 | 18.8941 | Consolidated Risk Score d: Non-HFTD; Consolidated Risk Score e: 786.2; Consolidated Risk Score f: 3.935; Consolidated Risk Score g: 1.522
| CAYETANO 2109 | 014422109 | 79.1463 | 49.5685 | 12.0966 | 21.8268 | 15.6451 | 29.5778 | Consolidated Risk Score d: Non-HFTD; Consolidated Risk Score e: 368.4; Consolidated Risk Score f: 1.998; Consolidated Risk Score g: 0
| CAYETANO 2111 | 014422111 | 34.1687 | 12.2328 | 0 | 5.2014 | 7.0314 | 21.9359 | Consolidated Risk Score d: Non-HFTD; Consolidated Risk Score e: 15.3; Consolidated Risk Score f: 0.073; Consolidated Risk Score g: 1.058
| KIRKER 2103 | 014452103 | 57.1252 | 8.0126 | 0 | 0 | 8.0126 | 49.1125 | Consolidated Risk Score d: Non-HFTD; Consolidated Risk Score e: 204.5; Consolidated Risk Score f: 1.211; Consolidated Risk Score g: 3.65
| KIRKER 2104 | 014452104 | 47.6678 | 19.3008 | 0 | 5.7249 | 13.5759 | 28.367 | Consolidated Risk Score d: Non-HFTD; Consolidated Risk Score e: 182.8; Consolidated Risk Score f: 2.368; Consolidated Risk Score g: 1.481
| KIRKER 2105 | 014452105 | 54.397 | 9.5764 | 0 | 0 | 9.5764 | 44.8206 | Consolidated Risk Score d: Non-HFTD; Consolidated Risk Score e: 147.9; Consolidated Risk Score f: 2.161; Consolidated Risk Score g: 2.153
| KIRKER 2106 | 014452106 | 31.7396 | 17.0481 | 0 | 0 | 17.0481 | 14.6915 | Consolidated Risk Score d: Non-HFTD; Consolidated Risk Score e: 56.1; Consolidated Risk Score f: 0.626; Consolidated Risk Score g: 0.473
| KIRKER 2107 | 014452107 | 30.0669 | 8.4858 | 0 | 0 | 8.4858 | 21.5811 | Consolidated Risk Score d: Non-HFTD; Consolidated Risk Score e: 127.9; Consolidated Risk Score f: 0.334; Consolidated Risk Score g: 1.168
| KIRKER 2108 | 014452108 | 18.7099 | 9.5716 | 0 | 0 | 9.5716 | 9.1384 | Consolidated Risk Score d: Non-HFTD; Consolidated Risk Score e: 185.2; Consolidated Risk Score f: 2.549; Consolidated Risk Score g: 7.287
| KIRKER 2109 | 014452109 | 26.254 | 8.6269 | 0 | 0 | 8.6269 | 17.6271 | Consolidated Risk Score d: Non-HFTD; Consolidated Risk Score e: 384.9; Consolidated Risk Score f: 11.404; Consolidated Risk Score g: 0.152
| DUMBARTON 1102 | 014471102 | 35.3148 | 16.4598 | 0 | 0 | 16.4598 | 18.855 | Consolidated Risk Score d: Non-HFTD; Consolidated Risk Score e: 219.9; Consolidated Risk Score f: 1.338; Consolidated Risk Score g: 0.999
| DUMBARTON 1103 | 014471103 | 37.0693 | 1.4765 | 0 | 0 | 1.4765 | 35.5928 | Consolidated Risk Score d: Non-HFTD; Consolidated Risk Score e: 24.9; Consolidated Risk Score f: 0.299; Consolidated Risk Score g: 0
| DUMBARTON 1104 | 014471104 | 22.0113 | 13.1821 | 0 | 0 | 13.1821 | 8.8292 | Consolidated Risk Score d: Non-HFTD; Consolidated Risk Score e: 32.6; Consolidated Risk Score f: 0.108; Consolidated Risk Score g: 0
| DUMBARTON 1106 | 014471106 | 49.9242 | 7.2532 | 0 | 0 | 7.2532 | 42.6711 | Consolidated Risk Score d: Non-HFTD; Consolidated Risk Score e: 45.1; Consolidated Risk Score f: 0.453; Consolidated Risk Score g: 1.013
| DUMBARTON 1107 | 014471107 | 32.8143 | 10.9822 | 0 | 0 | 10.9822 | 21.8321 | Consolidated Risk Score d: Non-HFTD; Consolidated Risk Score e: 13; Consolidated Risk Score f: 0.16; Consolidated Risk Score g: 0.579
| DUMBARTON 1108 | 014471108 | 39.9514 | 3.9449 | 0 | 0 | 3.9449 | 36.0065 | Consolidated Risk Score d: Non-HFTD; Consolidated Risk Score e: 95.1; Consolidated Risk Score f: 0.624; Consolidated Risk Score g: 1.222
| DUMBARTON 1109 | 014471109 | 29.2261 | 3.7149 | 0 | 0 | 3.7149 | 25.5111 | Consolidated Risk Score d: Non-HFTD; Consolidated Risk Score e: 445.7; Consolidated Risk Score f: 1.02; Consolidated Risk Score g: 0
| DUMBARTON 1110 | 014471110 | 24.8232 | 6.9369 | 0 | 0 | 6.9369 | 17.8863 | Consolidated Risk Score d: Non-HFTD; Consolidated Risk Score e: 5.1; Consolidated Risk Score f: 0.061; Consolidated Risk Score g: 0.026
| DUMBARTON 2111 | 014472111 | 22.5054 | 6.3423 | 0 | 0 | 6.3423 | 16.163 | Consolidated Risk Score d: Non-HFTD; Consolidated Risk Score e: 13; Consolidated Risk Score f: 0.331; Consolidated Risk Score g: 1.134
| VINEYARD 2104 | 014502104 | 33.6264 | 3.8656 | 0 | 0 | 3.8656 | 29.7607 | Consolidated Risk Score d: Non-HFTD; Consolidated Risk Score e: 87.9; Consolidated Risk Score f: 1.024; Consolidated Risk Score g: 2.758
| VINEYARD 2105 | 014502105 | 36.7017 | 3.9274 | 0 | 0 | 3.9274 | 32.7742 | Consolidated Risk Score d: Non-HFTD; Consolidated Risk Score e: 97.3; Consolidated Risk Score f: 1.068; Consolidated Risk Score g: 1.561
| VINEYARD 2106 | 014502106 | 36.0685 | 5.4992 | 0 | 0 | 5.4992 | 30.5693 | Consolidated Risk Score d: Non-HFTD; Consolidated Risk Score e: 56.8; Consolidated Risk Score f: 0.679; Consolidated Risk Score g: 0.011
| VINEYARD 2107 | 014502107 | 50.1052 | 13.7624 | 0 | 2.9993 | 10.7631 | 36.3427 | Consolidated Risk Score d: Non-HFTD; Consolidated Risk Score e: 481; Consolidated Risk Score f: 3.278; Consolidated Risk Score g: 1.005
| VINEYARD 2108 | 014502108 | 58.4846 | 13.4651 | 5.158 | 0 | 8.3071 | 45.0195 | Consolidated Risk Score d: Non-HFTD; Consolidated Risk Score e: 305.5; Consolidated Risk Score f: 2.594; Consolidated Risk Score g: 0.962
| VINEYARD 2109 | 014502109 | 43.7989 | 4.7097 | 0 | 0 | 4.7097 | 39.0892 | Consolidated Risk Score d: Non-HFTD; Consolidated Risk Score e: 371; Consolidated Risk Score f: 1.535; Consolidated Risk Score g: 0.717
| VINEYARD 2110 | 014502110 | 70.2595 | 11.2033 | 0 | 5.9045 | 5.2989 | 59.0562 | Consolidated Risk Score d: Non-HFTD; Consolidated Risk Score e: 60; Consolidated Risk Score f: 1.006; Consolidated Risk Score g: 1.994
| BRENTWOOD 2105 | 014592105 | 116.3595 | 88.885 | 0 | 10.4212 | 78.4638 | 27.4746 | Consolidated Risk Score d: Non-HFTD; Consolidated Risk Score e: 253.4; Consolidated Risk Score f: 3.214; Consolidated Risk Score g: 1.798
| BRENTWOOD 2106 | 014592106 | 55.5075 | 3.8781 | 0 | 0 | 3.8781 | 51.6294 | Consolidated Risk Score d: Non-HFTD; Consolidated Risk Score e: 12.4; Consolidated Risk Score f: 0.076; Consolidated Risk Score g: 1.109
| BRENTWOOD 2108 | 014592108 | 47.3298 | 6.1426 | 0 | 0 | 6.1426 | 41.1872 | Consolidated Risk Score d: Non-HFTD; Consolidated Risk Score e: 50.8; Consolidated Risk Score f: 0.845; Consolidated Risk Score g: 2.831
| BRENTWOOD 2109 | 014592109 | 36.7266 | 1.2845 | 0 | 0 | 1.2845 | 35.4421 | Consolidated Risk Score d: Non-HFTD; Consolidated Risk Score e: 84.3; Consolidated Risk Score f: 0.732; Consolidated Risk Score g: 1.719
| BRENTWOOD 2110 | 014592110 | 4.1756 | 3.4424 | 0 | 0 | 3.4424 | 0.7332 | Consolidated Risk Score d: Non-HFTD; Consolidated Risk Score e: 474.7; Consolidated Risk Score f: 1.333; Consolidated Risk Score g: 1.333
| BRENTWOOD 2111 | 014592111 | 63.2722 | 7.4087 | 0 | 0 | 7.4087 | 55.8635 | Consolidated Risk Score d: Non-HFTD; Consolidated Risk Score e: 39.4; Consolidated Risk Score f: 0.086; Consolidated Risk Score g: 0
| BRENTWOOD 2112 | 014592112 | 161.08 | 98.6714 | 0 | 0 | 98.6714 | 62.4086 | Consolidated Risk Score d: Non-HFTD; Consolidated Risk Score e: 142.2; Consolidated Risk Score f: 1.143; Consolidated Risk Score g: 3.6
| BRENTWOOD 2113 | 014592113 | 68.8126 | 8.1592 | 0 | 0 | 8.1592 | 60.6534 | Consolidated Risk Score d: Non-HFTD; Consolidated Risk Score e: 159.7; Consolidated Risk Score f: 1.802; Consolidated Risk Score g: 0
| TIDEWATER 2104 | 014652104 | 42.2098 | 25.9987 | 0 | 0 | 25.9987 | 16.2111 | Consolidated Risk Score d: Non-HFTD; Consolidated Risk Score e: 55.4; Consolidated Risk Score f: 0.446; Consolidated Risk Score g: 1.31
| TIDEWATER 2105 | 014652105 | 24.6756 | 14.0823 | 0 | 0 | 14.0823 | 10.5933 | Consolidated Risk Score d: Non-HFTD; Consolidated Risk Score e: 157.4; Consolidated Risk Score f: 1.542; Consolidated Risk Score g: 4.722
| TIDEWATER 2106 | 014652106 | 51.3423 | 37.149 | 0 | 4.8562 | 32.2928 | 14.1933 | Consolidated Risk Score d: Non-HFTD; Consolidated Risk Score e: 316.7; Consolidated Risk Score f: 1.627; Consolidated Risk Score g: 0.247
| TIDEWATER 2107 | 014652107 | 47.2188 | 21.882 | 0 | 0 | 21.882 | 25.3368 | Consolidated Risk Score d: Non-HFTD; Consolidated Risk Score e: 66.4; Consolidated Risk Score f: 1.462; Consolidated Risk Score g: 4.407
| TIDEWATER 2108 | 014652108 | 23.5024 | 9.5775 | 0 | 0 | 9.5775 | 13.9249 | Consolidated Risk Score d: Non-HFTD; Consolidated Risk Score e: 121.7; Consolidated Risk Score f: 0.666; Consolidated Risk Score g: 1.018
| TIDEWATER 2109 | 014652109 | 52.4497 | 31.656 | 0 | 0 | 31.656 | 20.7937 | Consolidated Risk Score d: Non-HFTD; Consolidated Risk Score e: 63.8; Consolidated Risk Score f: 0.29; Consolidated Risk Score g: 6.562
| TIDEWATER 2110 | 014652110 | 28.1808 | 10.1723 | 0 | 0 | 10.1723 | 18.0085 | Consolidated Risk Score d: Non-HFTD; Consolidated Risk Score e: 163.2; Consolidated Risk Score f: 0.456; Consolidated Risk Score g: 0.803
| TASSAJARA 2103 | 014662103 | 66.5667 | 19.5531 | 0.18404 | 0.29558 | 19.0735 | 47.0136 | Consolidated Risk Score d: Non-HFTD; Consolidated Risk Score e: 381; Consolidated Risk Score f: 3.299; Consolidated Risk Score g: 0.356
| TASSAJARA 2104 | 014662104 | 52.7037 | 9.7074 | 1.5679 | 4.3796 | 3.7599 | 42.9964 | Consolidated Risk Score d: Non-HFTD; Consolidated Risk Score e: 364.9; Consolidated Risk Score f: 1.089; Consolidated Risk Score g: 0
| TASSAJARA 2106 | 014662106 | 36.2605 | 3.0658 | 0 | 0.34773 | 2.7181 | 33.1947 | Consolidated Risk Score d: Non-HFTD; Consolidated Risk Score e: 99.6; Consolidated Risk Score f: 0.348; Consolidated Risk Score g: 0
| TASSAJARA 2107 | 014662107 | 47.6202 | 8.5296 | 0 | 0 | 8.5296 | 39.0906 | Consolidated Risk Score d: Non-HFTD; Consolidated Risk Score e: 100.7; Consolidated Risk Score f: 2.479; Consolidated Risk Score g: 1.982
| TASSAJARA 2108 | 014662108 | 47.3681 | 21.5331 | 1.5476 | 0 | 19.9855 | 25.835 | Consolidated Risk Score d: Non-HFTD; Consolidated Risk Score e: 625; Consolidated Risk Score f: 2.24; Consolidated Risk Score g: 1.922
| TASSAJARA 2109 | 014662109 | 39.0284 | 4.0349 | 0 | 2.8964 | 1.1385 | 34.9934 | Consolidated Risk Score d: Non-HFTD; Consolidated Risk Score e: 18.6; Consolidated Risk Score f: 0.052; Consolidated Risk Score g: 0.997
| TASSAJARA 2112 | 014662112 | 56.9458 | 18.6776 | 6.8843 | 3.657 | 8.1363 | 38.2681 | Consolidated Risk Score d: Non-HFTD; Consolidated Risk Score e: 90.4; Consolidated Risk Score f: 0.668; Consolidated Risk Score g: 0.226
| TASSAJARA 2113 | 014662113 | 65.0441 | 4.923 | 3.8193 | 0 | 1.1038 | 60.1211 | Consolidated Risk Score d: Non-HFTD; Consolidated Risk Score e: 55.8; Consolidated Risk Score f: 0.353; Consolidated Risk Score g: 0.263
| SOBRANTE 1101 | 014671101 | 28.7067 | 21.5875 | 0 | 14.9381 | 6.6493 | 7.1192 | Consolidated Risk Score d: Non-HFTD; Consolidated Risk Score e: 408; Consolidated Risk Score f: 4.788; Consolidated Risk Score g: 1.421
| SOBRANTE 1102 | 014671102 | 41.2814 | 27.65 | 1.2561 | 26.0449 | 0.34904 | 13.6313 | Consolidated Risk Score d: Non-HFTD; Consolidated Risk Score e: 99.4; Consolidated Risk Score f: 0.542; Consolidated Risk Score g: 0.672
| SOBRANTE 1103 | 014671103 | 11.6316 | 5.179 | 1.8187 | 2.5255 | 0.83483 | 6.4526 | Consolidated Risk Score d: Non-HFTD; Consolidated Risk Score e: 119.7; Consolidated Risk Score f: 1.067; Consolidated Risk Score g: 1.004
| RESEARCH 2101 | 014692101 | 42.2791 | 7.7874 | 0 | 0 | 7.7874 | 34.4918 | Consolidated Risk Score d: Non-HFTD; Consolidated Risk Score e: 195.7; Consolidated Risk Score f: 1.137; Consolidated Risk Score g: 0.969
| RESEARCH 2102 | 014692102 | 54.3046 | 20.7309 | 2.1734 | 0 | 18.5575 | 33.5738 | Consolidated Risk Score d: Non-HFTD; Consolidated Risk Score e: 318.2; Consolidated Risk Score f: 3.654; Consolidated Risk Score g: 0
| DIXON LANDING 2101 | 014722101 | 29.2346 | 10.829 | 0 | 0 | 10.829 | 18.4056 | Consolidated Risk Score d: Non-HFTD; Consolidated Risk Score e: 227.1; Consolidated Risk Score f: 1.55; Consolidated Risk Score g: 1.98
| DIXON LANDING 2102 | 014722102 | 17.5057 | 10.8566 | 0 | 0 | 10.8566 | 6.649 | Consolidated Risk Score d: Non-HFTD; Consolidated Risk Score e: 710.4; Consolidated Risk Score f: 2.974; Consolidated Risk Score g: 4.526
| DIXON LANDING 2103 | 014722103 | 15.0702 | 3.1052 | 0 | 0 | 3.1052 | 11.9649 | Consolidated Risk Score d: Non-HFTD; Consolidated Risk Score e: 0; Consolidated Risk Score f: 0; Consolidated Risk Score g: 0.03
| DIXON LANDING 2109 | 014722109 | 45.9387 | 10.5993 | 0 | 0 | 10.5993 | 35.3394 | Consolidated Risk Score d: Non-HFTD; Consolidated Risk Score e: 67.8; Consolidated Risk Score f: 0.394; Consolidated Risk Score g: 0.861
| DIXON LANDING 2111 | 014722111 | 13.1747 | 0.1306 | 0 | 0 | 0.1306 | 13.0441 | Consolidated Risk Score d: Non-HFTD; Consolidated Risk Score e: 815.3; Consolidated Risk Score f: 2.095; Consolidated Risk Score g: 0
| MCAVOY TAP 0401 | 018090401 | 2.0128 | 2.0128 | 0 | 0 | 2.0128 | 0 | Consolidated Risk Score d: Non-HFTD; Consolidated Risk Score e: 0; Consolidated Risk Score f: 0; Consolidated Risk Score g: 3
| SHORE ACRES BANK 0401 | 018100401 | 5.1799 | 5.0401 | 0 | 0 | 5.0401 | 0.13984 | Consolidated Risk Score d: Non-HFTD; Consolidated Risk Score e: 82.5; Consolidated Risk Score f: 0.122; Consolidated Risk Score g: 4
| PIPER BANK 0401 | 018120401 | 1.5609 | 1.5609 | 0 | 0 | 1.5609 | 0 | Consolidated Risk Score d: Non-HFTD; Consolidated Risk Score e: 56; Consolidated Risk Score f: 2; Consolidated Risk Score g: 5
| BETHEL BANK 0401 | 018150401 | 0.77639 | 0.77639 | 0 | 0 | 0.77639 | 0 | Consolidated Risk Score d: Non-HFTD; Consolidated Risk Score e: 56; Consolidated Risk Score f: 2; Consolidated Risk Score g: 5
| JERSEY ISLAND 0401 | 018320401 | 2.8816 | 2.8816 | 0 | 0 | 2.8816 | 0 | Consolidated Risk Score d: Non-HFTD; Consolidated Risk Score e: 2020; Consolidated Risk Score f: 6; Consolidated Risk Score g: 6
| MISSION (X) 0401 | 022010401 | 2.5409 | 1.6343 | 0 | 0 | 1.6343 | 0.90665 | Consolidated Risk Score d: Non-HFTD; Consolidated Risk Score e: 0; Consolidated Risk Score f: 0.001; Consolidated Risk Score g: 1.02
| MISSION (X) 1102 | 022011102 | 5.3371 | 0.1757 | 0 | 0 | 0.1757 | 5.1614 | Consolidated Risk Score d: Non-HFTD; Consolidated Risk Score e: 0; Consolidated Risk Score f: 0; Consolidated Risk Score g: 0
| MISSION (X) 1107 | 022011107 | 6.4344 | 0.39113 | 0 | 0 | 0.39113 | 6.0433 | Consolidated Risk Score d: Non-HFTD; Consolidated Risk Score e: 0; Consolidated Risk Score f: 0; Consolidated Risk Score g: 0
| MISSION (X) 1108 | 022011108 | 11.9253 | 5.2461 | 0 | 0 | 5.2461 | 6.6792 | Consolidated Risk Score d: Non-HFTD; Consolidated Risk Score e: 7.9; Consolidated Risk Score f: 0.03; Consolidated Risk Score g: 0.28
| MISSION (X) 1109 | 022011109 | 7.7293 | 1.5573 | 0 | 0 | 1.5573 | 6.172 | Consolidated Risk Score d: Non-HFTD; Consolidated Risk Score e: 154.3; Consolidated Risk Score f: 1.348; Consolidated Risk Score g: 0
| MISSION (X) 1110 | 022011110 | 17.0581 | 5.7202 | 0 | 0 | 5.7202 | 11.3378 | Consolidated Risk Score d: Non-HFTD; Consolidated Risk Score e: 3.9; Consolidated Risk Score f: 0.019; Consolidated Risk Score g: 0.386
| MISSION (X) 1113 | 022011113 | 10.4941 | 2.6281 | 0 | 0 | 2.6281 | 7.866 | Consolidated Risk Score d: Non-HFTD; Consolidated Risk Score e: 147.6; Consolidated Risk Score f: 1.003; Consolidated Risk Score g: 1.375
| MISSION (X) 1116 | 022011116 | 9.8231 | 2.973 | 0 | 0 | 2.973 | 6.85 | Consolidated Risk Score d: Non-HFTD; Consolidated Risk Score e: 1.3; Consolidated Risk Score f: 0.018; Consolidated Risk Score g: 0
| MISSION (X) 1118 | 022011118 | 10.5669 | 0.60134 | 0 | 0 | 0.60134 | 9.9655 | Consolidated Risk Score d: Non-HFTD; Consolidated Risk Score e: 1.8; Consolidated Risk Score f: 0.118; Consolidated Risk Score g: 0
| MISSION (X) 1124 | 022011124 | 7.1491 | 0.71697 | 0 | 0 | 0.71697 | 6.4322 | Consolidated Risk Score d: Non-HFTD; Consolidated Risk Score e: 71.4; Consolidated Risk Score f: 1.66; Consolidated Risk Score g: 0
| MISSION (X) 1125 | 022011125 | 10.8381 | 0.96504 | 0 | 0 | 0.96504 | 9.8731 | Consolidated Risk Score d: Non-HFTD; Consolidated Risk Score e: 0; Consolidated Risk Score f: 0; Consolidated Risk Score g: 0.053
| POTRERO PP (A) 1101 | 022031101 | 13.1067 | 7.1982 | 0 | 0 | 7.1982 | 5.9085 | Consolidated Risk Score d: Non-HFTD; Consolidated Risk Score e: 52.6; Consolidated Risk Score f: 1.374; Consolidated Risk Score g: 2.163
| POTRERO PP (A) 1102 | 022031102 | 3.1624 | 0.48234 | 0 | 0 | 0.48234 | 2.6801 | Consolidated Risk Score d: Non-HFTD; Consolidated Risk Score e: 13.8; Consolidated Risk Score f: 0.116; Consolidated Risk Score g: 0
| POTRERO PP (A) 1103 | 022031103 | 5.5587 | 1.8049 | 0 | 0 | 1.8049 | 3.7538 | Consolidated Risk Score d: Non-HFTD; Consolidated Risk Score e: 0; Consolidated Risk Score f: 0; Consolidated Risk Score g: 0
| POTRERO PP (A) 1104 | 022031104 | 9.415 | 0.48843 | 0 | 0 | 0.48843 | 8.9266 | Consolidated Risk Score d: Non-HFTD; Consolidated Risk Score e: 0; Consolidated Risk Score f: 0; Consolidated Risk Score g: 0
| POTRERO PP (A) 1105 | 022031105 | 3.4885 | 1.5678 | 0 | 0 | 1.5678 | 1.9207 | Consolidated Risk Score d: Non-HFTD; Consolidated Risk Score e: 133.8; Consolidated Risk Score f: 2.126; Consolidated Risk Score g: 0
| POTRERO PP (A) 1107 | 022031107 | 1.4699 | 0.88903 | 0 | 0 | 0.88903 | 0.5809 | Consolidated Risk Score d: Non-HFTD; Consolidated Risk Score e: 32.9; Consolidated Risk Score f: 0.391; Consolidated Risk Score g: 0
| POTRERO PP (A) 1108 | 022031108 | 8.1134 | 3.5881 | 0 | 0 | 3.5881 | 4.5253 | Consolidated Risk Score d: Non-HFTD; Consolidated Risk Score e: 20.1; Consolidated Risk Score f: 0.46; Consolidated Risk Score g: 0
| POTRERO PP (A) 1109 | 022031109 | 13.5658 | 5.1425 | 0 | 0 | 5.1425 | 8.4234 | Consolidated Risk Score d: Non-HFTD; Consolidated Risk Score e: 8.7; Consolidated Risk Score f: 0.072; Consolidated Risk Score g: 1
| POTRERO PP (A) 1110 | 022031110 | 10.8934 | 6.4655 | 0 | 0 | 6.4655 | 4.4279 | Consolidated Risk Score d: Non-HFTD; Consolidated Risk Score e: 67.4; Consolidated Risk Score f: 0.938; Consolidated Risk Score g: 1.291
| POTRERO PP (A) 1112 | 022031112 | 6.9137 | 0.92878 | 0 | 0 | 0.92878 | 5.9849 | Consolidated Risk Score d: Non-HFTD; Consolidated Risk Score e: 5.3; Consolidated Risk Score f: 0.4; Consolidated Risk Score g: 1.792
| POTRERO PP (A) 1113 | 022031113 | 8.062 | 1.8264 | 0 | 0 | 1.8264 | 6.2356 | Consolidated Risk Score d: Non-HFTD; Consolidated Risk Score e: 92.8; Consolidated Risk Score f: 1.963; Consolidated Risk Score g: 0.993
| POTRERO PP (A) 1114 | 022031114 | 6.9465 | 0.071214 | 0 | 0 | 0.071214 | 6.8753 | Consolidated Risk Score d: Non-HFTD; Consolidated Risk Score e: 0; Consolidated Risk Score f: 0; Consolidated Risk Score g: 0
| POTRERO PP (A) 1115 | 022031115 | 7.6193 | 0.84277 | 0 | 0 | 0.84277 | 6.7765 | Consolidated Risk Score d: Non-HFTD; Consolidated Risk Score e: 1; Consolidated Risk Score f: 0.003; Consolidated Risk Score g: 0
| POTRERO PP (A) 1116 | 022031116 | 2.6057 | 2.1397 | 0 | 0 | 2.1397 | 0.46602 | Consolidated Risk Score d: Non-HFTD; Consolidated Risk Score e: 0; Consolidated Risk Score f: 0; Consolidated Risk Score g: 1.003
| POTRERO PP (A) 1117 | 022031117 | 8.5517 | 4.8768 | 0 | 0 | 4.8768 | 3.6749 | Consolidated Risk Score d: Non-HFTD; Consolidated Risk Score e: 0; Consolidated Risk Score f: 0; Consolidated Risk Score g: 2.155
| POTRERO PP (A) 1118 | 022031118 | 11.0285 | 4.2863 | 0 | 0 | 4.2863 | 6.7422 | Consolidated Risk Score d: Non-HFTD; Consolidated Risk Score e: 321.4; Consolidated Risk Score f: 5.556; Consolidated Risk Score g: 2.004
| POTRERO PP (A) 1119 | 022031119 | 5.9195 | 2.51 | 0 | 0 | 2.51 | 3.4095 | Consolidated Risk Score d: Non-HFTD; Consolidated Risk Score e: 0.6; Consolidated Risk Score f: 0.001; Consolidated Risk Score g: 0
| POTRERO PP (A) 1121 | 022031121 | 0.47924 | 0.16609 | 0 | 0 | 0.16609 | 0.31315 | Consolidated Risk Score d: Non-HFTD; Consolidated Risk Score e: 0.6; Consolidated Risk Score f: 0.001; Consolidated Risk Score g: 0
| SF E 0401 | 022070401 | 5.9208 | 3.5253 | 0 | 0 | 3.5253 | 2.3956 | Consolidated Risk Score d: Non-HFTD; Consolidated Risk Score e: 224.3; Consolidated Risk Score f: 2.527; Consolidated Risk Score g: 0.997
| SF E 0405 | 022070405 | 2.8287 | 2.2038 | 0 | 0 | 2.2038 | 0.62488 | Consolidated Risk Score d: Non-HFTD; Consolidated Risk Score e: 361.1; Consolidated Risk Score f: 3.56; Consolidated Risk Score g: 0
| SF E 0406 | 022070406 | 1.6794 | 1.4643 | 0 | 0 | 1.4643 | 0.21506 | Consolidated Risk Score d: Non-HFTD; Consolidated Risk Score e: 8.3; Consolidated Risk Score f: 0.023; Consolidated Risk Score g: 0
| SF E 0407 | 022070407 | 3.3847 | 0.94277 | 0 | 0 | 0.94277 | 2.4419 | Consolidated Risk Score d: Non-HFTD; Consolidated Risk Score e: 81.7; Consolidated Risk Score f: 0.612; Consolidated Risk Score g: 0
| SF E 0408 | 022070408 | 3.0984 | 2.7961 | 0 | 0 | 2.7961 | 0.30228 | Consolidated Risk Score d: Non-HFTD; Consolidated Risk Score e: 0; Consolidated Risk Score f: 0; Consolidated Risk Score g: 0.993
| SF E 0409 | 022070409 | 3.5386 | 1.8485 | 0 | 0 | 1.8485 | 1.6901 | Consolidated Risk Score d: Non-HFTD; Consolidated Risk Score e: 782.9; Consolidated Risk Score f: 1.998; Consolidated Risk Score g: 1
| SF E 0410 | 022070410 | 3.928 | 1.8707 | 0 | 0 | 1.8707 | 2.0573 | Consolidated Risk Score d: Non-HFTD; Consolidated Risk Score e: 0; Consolidated Risk Score f: 0; Consolidated Risk Score g: 0
| SF E 1101 | 022071101 | 5.9387 | 1.1298 | 0 | 0 | 1.1298 | 4.809 | Consolidated Risk Score d: Non-HFTD; Consolidated Risk Score e: 0; Consolidated Risk Score f: 0; Consolidated Risk Score g: 0
| SF E 1103 | 022071103 | 11.9822 | 3.1617 | 0 | 0 | 3.1617 | 8.8204 | Consolidated Risk Score d: Non-HFTD; Consolidated Risk Score e: 149.5; Consolidated Risk Score f: 3.562; Consolidated Risk Score g: 0
| SF E 1105 | 022071105 | 10.7299 | 2.4323 | 0 | 0 | 2.4323 | 8.2977 | Consolidated Risk Score d: Non-HFTD; Consolidated Risk Score e: 136.7; Consolidated Risk Score f: 1.394; Consolidated Risk Score g: 1.158
| SF E 1107 | 022071107 | 14.6509 | 3.5369 | 0 | 0 | 3.5369 | 11.114 | Consolidated Risk Score d: Non-HFTD; Consolidated Risk Score e: 51.7; Consolidated Risk Score f: 1; Consolidated Risk Score g: 0
| SF G 0401 | 022090401 | 0.80714 | 0.67422 | 0 | 0 | 0.67422 | 0.13292 | Consolidated Risk Score d: Non-HFTD; Consolidated Risk Score e: 0; Consolidated Risk Score f: 0; Consolidated Risk Score g: 0
| SF G 0402 | 022090402 | 1.796 | 1.5612 | 0 | 0 | 1.5612 | 0.23487 | Consolidated Risk Score d: Non-HFTD; Consolidated Risk Score e: 0; Consolidated Risk Score f: 0; Consolidated Risk Score g: 0
| SF G 0403 | 022090403 | 2.3229 | 0.71211 | 0 | 0 | 0.71211 | 1.6108 | Consolidated Risk Score d: Non-HFTD; Consolidated Risk Score e: 0; Consolidated Risk Score f: 0; Consolidated Risk Score g: 0
| SF G 0404 | 022090404 | 2.5146 | 0.95646 | 0 | 0 | 0.95646 | 1.5581 | Consolidated Risk Score d: Non-HFTD; Consolidated Risk Score e: 293.1; Consolidated Risk Score f: 1.417; Consolidated Risk Score g: 2.989
| SF G 0405 | 022090405 | 1.8565 | 1.4702 | 0 | 0 | 1.4702 | 0.38637 | Consolidated Risk Score d: Non-HFTD; Consolidated Risk Score e: 0; Consolidated Risk Score f: 0; Consolidated Risk Score g: 0
| SF G 0406 | 022090406 | 2.7963 | 1.2769 | 0 | 0 | 1.2769 | 1.5194 | Consolidated Risk Score d: Non-HFTD; Consolidated Risk Score e: 0; Consolidated Risk Score f: 0; Consolidated Risk Score g: 0
| SF G 0407 | 022090407 | 2.0958 | 1.3562 | 0 | 0 | 1.3562 | 0.73961 | Consolidated Risk Score d: Non-HFTD; Consolidated Risk Score e: 64.3; Consolidated Risk Score f: 0.283; Consolidated Risk Score g: 1
| SF G 0408 | 022090408 | 3.6884 | 1.3007 | 0 | 0 | 1.3007 | 2.3877 | Consolidated Risk Score d: Non-HFTD; Consolidated Risk Score e: 0; Consolidated Risk Score f: 0; Consolidated Risk Score g: 1.013
| SF G 0409 | 022090409 | 2.0251 | 0.99126 | 0 | 0 | 0.99126 | 1.0339 | Consolidated Risk Score d: Non-HFTD; Consolidated Risk Score e: 0; Consolidated Risk Score f: 0; Consolidated Risk Score g: 1
| SF G 0410 | 022090410 | 1.158 | 0.58192 | 0 | 0 | 0.58192 | 0.57605 | Consolidated Risk Score d: Non-HFTD; Consolidated Risk Score e: 0; Consolidated Risk Score f: 0; Consolidated Risk Score g: 0
| SF G 0412 | 022090412 | 2.1673 | 1.1007 | 0 | 0 | 1.1007 | 1.0666 | Consolidated Risk Score d: Non-HFTD; Consolidated Risk Score e: 0; Consolidated Risk Score f: 0; Consolidated Risk Score g: 0
| SF G 0413 | 022090413 | 2.9243 | 0.97936 | 0 | 0 | 0.97936 | 1.9449 | Consolidated Risk Score d: Non-HFTD; Consolidated Risk Score e: 0; Consolidated Risk Score f: 0; Consolidated Risk Score g: 0.992
| SF G 0414 | 022090414 | 2.0558 | 0.91928 | 0 | 0 | 0.91928 | 1.1365 | Consolidated Risk Score d: Non-HFTD; Consolidated Risk Score e: 0; Consolidated Risk Score f: 0; Consolidated Risk Score g: 0
| SF G 1101 | 022091101 | 7.4855 | 1.0212 | 0 | 0 | 1.0212 | 6.4644 | Consolidated Risk Score d: Non-HFTD; Consolidated Risk Score e: 0; Consolidated Risk Score f: 0; Consolidated Risk Score g: 0
| SF G 1102 | 022091102 | 4.292 | 0.56588 | 0 | 0 | 0.56588 | 3.7261 | Consolidated Risk Score d: Non-HFTD; Consolidated Risk Score e: 33.1; Consolidated Risk Score f: 0.232; Consolidated Risk Score g: 2.003
| SF H 0401 | 022100401 | 5.4489 | 4.6132 | 0 | 0 | 4.6132 | 0.83572 | Consolidated Risk Score d: Non-HFTD; Consolidated Risk Score e: 117.1; Consolidated Risk Score f: 1; Consolidated Risk Score g: 0
| SF H 0402 | 022100402 | 5.0195 | 4.2399 | 0 | 0 | 4.2399 | 0.77961 | Consolidated Risk Score d: Non-HFTD; Consolidated Risk Score e: 361.9; Consolidated Risk Score f: 1.031; Consolidated Risk Score g: 0
| SF H 0403 | 022100403 | 1.7032 | 1.0658 | 0 | 0 | 1.0658 | 0.63744 | Consolidated Risk Score d: Non-HFTD; Consolidated Risk Score e: 69.1; Consolidated Risk Score f: 1.009; Consolidated Risk Score g: 0
| SF H 0404 | 022100404 | 2.8215 | 2.7155 | 0 | 0 | 2.7155 | 0.10598 | Consolidated Risk Score d: Non-HFTD; Consolidated Risk Score e: 3.2; Consolidated Risk Score f: 0.011; Consolidated Risk Score g: 0
| SF H 0405 | 022100405 | 2.8638 | 2.4598 | 0 | 0 | 2.4598 | 0.40398 | Consolidated Risk Score d: Non-HFTD; Consolidated Risk Score e: 18.3; Consolidated Risk Score f: 1.016; Consolidated Risk Score g: 2.005
| SF H 1101 | 022101101 | 7.9117 | 6.3552 | 0 | 0 | 6.3552 | 1.5565 | Consolidated Risk Score d: Non-HFTD; Consolidated Risk Score e: 57; Consolidated Risk Score f: 1.036; Consolidated Risk Score g: 3.004
| SF H 1102 | 022101102 | 16.7874 | 6.9055 | 0 | 0 | 6.9055 | 9.8818 | Consolidated Risk Score d: Non-HFTD; Consolidated Risk Score e: 26.6; Consolidated Risk Score f: 0.157; Consolidated Risk Score g: 3.391
| SF H 1103 | 022101103 | 17.1166 | 8.6958 | 0 | 0 | 8.6958 | 8.4207 | Consolidated Risk Score d: Non-HFTD; Consolidated Risk Score e: 7; Consolidated Risk Score f: 0.014; Consolidated Risk Score g: 2.001
| SF H 1104 | 022101104 | 11.3687 | 0.64741 | 0 | 0 | 0.64741 | 10.7213 | Consolidated Risk Score d: Non-HFTD; Consolidated Risk Score e: 106.8; Consolidated Risk Score f: 1.227; Consolidated Risk Score g: 2.022
| SF H 1105 | 022101105 | 25.8127 | 10.3306 | 0 | 0 | 10.3306 | 15.4821 | Consolidated Risk Score d: Non-HFTD; Consolidated Risk Score e: 130.9; Consolidated Risk Score f: 2.113; Consolidated Risk Score g: 2.175
| SF H 1106 | 022101106 | 12.4061 | 9.0717 | 0 | 0 | 9.0717 | 3.3344 | Consolidated Risk Score d: Non-HFTD; Consolidated Risk Score e: 71.9; Consolidated Risk Score f: 2.528; Consolidated Risk Score g: 2.998
| SF H 1107 | 022101107 | 11.8405 | 8.2298 | 0 | 0 | 8.2298 | 3.6107 | Consolidated Risk Score d: Non-HFTD; Consolidated Risk Score e: 54; Consolidated Risk Score f: 0.834; Consolidated Risk Score g: 3.604
| SF H 1108 | 022101108 | 17.1827 | 13.3617 | 0 | 0 | 13.3617 | 3.821 | Consolidated Risk Score d: Non-HFTD; Consolidated Risk Score e: 16.5; Consolidated Risk Score f: 0.089; Consolidated Risk Score g: 0
| SF H 1109 | 022101109 | 15.9809 | 4.7254 | 0 | 0 | 4.7254 | 11.2555 | Consolidated Risk Score d: Non-HFTD; Consolidated Risk Score e: 0.5; Consolidated Risk Score f: 0.007; Consolidated Risk Score g: 0
| SF H 1110 | 022101110 | 14.3528 | 6.8606 | 0 | 0 | 6.8606 | 7.4922 | Consolidated Risk Score d: Non-HFTD; Consolidated Risk Score e: 189.8; Consolidated Risk Score f: 2.254; Consolidated Risk Score g: 2.368
| SF H 1111 | 022101111 | 7.0529 | 4.018 | 0 | 0 | 4.018 | 3.0349 | Consolidated Risk Score d: Non-HFTD; Consolidated Risk Score e: 189.8; Consolidated Risk Score f: 2.254; Consolidated Risk Score g: 2.368
| SF K 0401 | 022130401 | 4.1265 | 2.4806 | 0 | 0 | 2.4806 | 1.6459 | Consolidated Risk Score d: Non-HFTD; Consolidated Risk Score e: 0; Consolidated Risk Score f: 0; Consolidated Risk Score g: 1
| SF K 0402 | 022130402 | 3.4109 | 3.3123 | 0 | 0 | 3.3123 | 0.098578 | Consolidated Risk Score d: Non-HFTD; Consolidated Risk Score e: 0; Consolidated Risk Score f: 0; Consolidated Risk Score g: 0
| SF K 0403 | 022130403 | 3.2757 | 2.4848 | 0 | 0 | 2.4848 | 0.79088 | Consolidated Risk Score d: Non-HFTD; Consolidated Risk Score e: 0; Consolidated Risk Score f: 0; Consolidated Risk Score g: 1.002
| SF K 0404 | 022130404 | 1.1576 | 0.97495 | 0 | 0 | 0.97495 | 0.18263 | Consolidated Risk Score d: Non-HFTD; Consolidated Risk Score e: 0; Consolidated Risk Score f: 0; Consolidated Risk Score g: 0
| SF K 0405 | 022130405 | 3.2622 | 2.8108 | 0 | 0 | 2.8108 | 0.45149 | Consolidated Risk Score d: Non-HFTD; Consolidated Risk Score e: 54.4; Consolidated Risk Score f: 0.063; Consolidated Risk Score g: 0
| SF K 0406 | 022130406 | 1.8858 | 1.7163 | 0 | 0 | 1.7163 | 0.16947 | Consolidated Risk Score d: Non-HFTD; Consolidated Risk Score e: 28; Consolidated Risk Score f: 1; Consolidated Risk Score g: 0
| SF K 0407 | 022130407 | 3.2896 | 1.2821 | 0 | 0 | 1.2821 | 2.0075 | Consolidated Risk Score d: Non-HFTD; Consolidated Risk Score e: 20.7; Consolidated Risk Score f: 0.04; Consolidated Risk Score g: 0
| SF K 0408 | 022130408 | 2.7072 | 1.355 | 0 | 0 | 1.355 | 1.3522 | Consolidated Risk Score d: Non-HFTD; Consolidated Risk Score e: 0; Consolidated Risk Score f: 0; Consolidated Risk Score g: 0
| SF K 0409 | 022130409 | 3.4539 | 2.385 | 0 | 0 | 2.385 | 1.0689 | Consolidated Risk Score d: Non-HFTD; Consolidated Risk Score e: 0; Consolidated Risk Score f: 0; Consolidated Risk Score g: 0
| SF K 0410 | 022130410 | 2.9257 | 2.0289 | 0 | 0 | 2.0289 | 0.89689 | Consolidated Risk Score d: Non-HFTD; Consolidated Risk Score e: 0; Consolidated Risk Score f: 0; Consolidated Risk Score g: 0
| SF K 0411 | 022130411 | 2.45 | 2.3126 | 0 | 0 | 2.3126 | 0.13741 | Consolidated Risk Score d: Non-HFTD; Consolidated Risk Score e: 15.5; Consolidated Risk Score f: 0.028; Consolidated Risk Score g: 0
| SF K 1101 | 022131101 | 10.3422 | 6.7365 | 0 | 0 | 6.7365 | 3.6058 | Consolidated Risk Score d: Non-HFTD; Consolidated Risk Score e: 2.8; Consolidated Risk Score f: 0.022; Consolidated Risk Score g: 0
| SF J 0402 | 022220402 | 2.5198 | 0.8931 | 0 | 0 | 0.8931 | 1.6267 | Consolidated Risk Score d: Non-HFTD; Consolidated Risk Score e: 0; Consolidated Risk Score f: 0; Consolidated Risk Score g: 0
| SF J 0404 | 022220404 | 1.794 | 0.52041 | 0 | 0 | 0.52041 | 1.2736 | Consolidated Risk Score d: Non-HFTD; Consolidated Risk Score e: 0; Consolidated Risk Score f: 0; Consolidated Risk Score g: 0
| SF J 0406 | 022220406 | 2.815 | 0.51436 | 0 | 0 | 0.51436 | 2.3006 | Consolidated Risk Score d: Non-HFTD; Consolidated Risk Score e: 0; Consolidated Risk Score f: 0; Consolidated Risk Score g: 0
| SF J 0407 | 022220407 | 2.0209 | 0.0028409 | 0 | 0 | 0.0028409 | 2.0181 | Consolidated Risk Score d: Non-HFTD; Consolidated Risk Score e: 299.1; Consolidated Risk Score f: 2.468; Consolidated Risk Score g: 0
| SF J 0409 | 022220409 | 1.0589 | 0.15039 | 0 | 0 | 0.15039 | 0.90847 | Consolidated Risk Score d: Non-HFTD; Consolidated Risk Score e: 220; Consolidated Risk Score f: 0.334; Consolidated Risk Score g: 0
| SF J 1108 | 022221108 | 5.11 | 0.0018939 | 0 | 0 | 0.0018939 | 5.1081 | Consolidated Risk Score d: Non-HFTD; Consolidated Risk Score e: 0; Consolidated Risk Score f: 0; Consolidated Risk Score g: 0
| SF L 0401 | 022260401 | 5.1899 | 2.4767 | 0 | 0 | 2.4767 | 2.7131 | Consolidated Risk Score d: Non-HFTD; Consolidated Risk Score e: 4.8; Consolidated Risk Score f: 0.043; Consolidated Risk Score g: 0
| SF L 0402 | 022260402 | 3.8407 | 0.0019886 | 0 | 0 | 0.0019886 | 3.8388 | Consolidated Risk Score d: Non-HFTD; Consolidated Risk Score e: 252; Consolidated Risk Score f: 0.727; Consolidated Risk Score g: 0
| SF L 0403 | 022260403 | 2.4479 | 0.21891 | 0 | 0 | 0.21891 | 2.229 | Consolidated Risk Score d: Non-HFTD; Consolidated Risk Score e: 2.2; Consolidated Risk Score f: 0.296; Consolidated Risk Score g: 0
| SF L 0404 | 022260404 | 2.6698 | 0.79794 | 0 | 0 | 0.79794 | 1.8719 | Consolidated Risk Score d: Non-HFTD; Consolidated Risk Score e: 0; Consolidated Risk Score f: 0; Consolidated Risk Score g: 0
| SF L 0405 | 022260405 | 4.6879 | 2.2982 | 0 | 0 | 2.2982 | 2.3897 | Consolidated Risk Score d: Non-HFTD; Consolidated Risk Score e: 3.2; Consolidated Risk Score f: 0.022; Consolidated Risk Score g: 0
| SF L 0406 | 022260406 | 6.3784 | 2.136 | 0 | 0 | 2.136 | 4.2424 | Consolidated Risk Score d: Non-HFTD; Consolidated Risk Score e: 4.6; Consolidated Risk Score f: 0.011; Consolidated Risk Score g: 0.998
| SF L 0407 | 022260407 | 1.4692 | 0.5456 | 0 | 0 | 0.5456 | 0.92363 | Consolidated Risk Score d: Non-HFTD; Consolidated Risk Score e: 27.9; Consolidated Risk Score f: 0.045; Consolidated Risk Score g: 0
| SF L 0408 | 022260408 | 3.4886 | 2.444 | 0 | 0 | 2.444 | 1.0446 | Consolidated Risk Score d: Non-HFTD; Consolidated Risk Score e: 14.3; Consolidated Risk Score f: 0.055; Consolidated Risk Score g: 0
| SF L 0409 | 022260409 | 1.9987 | 0.15009 | 0 | 0 | 0.15009 | 1.8486 | Consolidated Risk Score d: Non-HFTD; Consolidated Risk Score e: 25.8; Consolidated Risk Score f: 0.258; Consolidated Risk Score g: 0
| SF L 1101 | 022261101 | 7.1005 | 2.4303 | 0 | 0 | 2.4303 | 4.6702 | Consolidated Risk Score d: Non-HFTD; Consolidated Risk Score e: 0; Consolidated Risk Score f: 0; Consolidated Risk Score g: 0
| SF L 1102 | 022261102 | 10.7236 | 7.951 | 0 | 0 | 7.951 | 2.7726 | Consolidated Risk Score d: Non-HFTD; Consolidated Risk Score e: 27; Consolidated Risk Score f: 0.458; Consolidated Risk Score g: 0.699
| SF L 1103 | 022261103 | 7.8237 | 1.9662 | 0 | 0 | 1.9662 | 5.8574 | Consolidated Risk Score d: Non-HFTD; Consolidated Risk Score e: 5.8; Consolidated Risk Score f: 0.038; Consolidated Risk Score g: 0.037
| SF M 0401 | 022270401 | 4.1751 | 3.7312 | 0 | 0 | 3.7312 | 0.44386 | Consolidated Risk Score d: Non-HFTD; Consolidated Risk Score e: 26.7; Consolidated Risk Score f: 0.111; Consolidated Risk Score g: 0
| SF M 0402 | 022270402 | 3.3142 | 1.9394 | 0 | 0 | 1.9394 | 1.3748 | Consolidated Risk Score d: Non-HFTD; Consolidated Risk Score e: 22.2; Consolidated Risk Score f: 1.46; Consolidated Risk Score g: 0
| SF M 0403 | 022270403 | 4.0104 | 3.6858 | 0 | 0 | 3.6858 | 0.32459 | Consolidated Risk Score d: Non-HFTD; Consolidated Risk Score e: 234.6; Consolidated Risk Score f: 3.984; Consolidated Risk Score g: 0
| SF M 0404 | 022270404 | 4.4194 | 3.5649 | 0 | 0 | 3.5649 | 0.85455 | Consolidated Risk Score d: Non-HFTD; Consolidated Risk Score e: 61.9; Consolidated Risk Score f: 1.14; Consolidated Risk Score g: 0
| SF M 0405 | 022270405 | 4.3492 | 2.3116 | 0 | 0 | 2.3116 | 2.0376 | Consolidated Risk Score d: Non-HFTD; Consolidated Risk Score e: 38.8; Consolidated Risk Score f: 0.658; Consolidated Risk Score g: 0
| SF M 0406 | 022270406 | 4.439 | 2.9077 | 0 | 0 | 2.9077 | 1.5313 | Consolidated Risk Score d: Non-HFTD; Consolidated Risk Score e: 0; Consolidated Risk Score f: 0; Consolidated Risk Score g: 0
| SF N 0401 | 022280401 | 3.2248 | 3.129 | 0 | 0 | 3.129 | 0.095767 | Consolidated Risk Score d: Non-HFTD; Consolidated Risk Score e: 51; Consolidated Risk Score f: 1.047; Consolidated Risk Score g: 0
| SF N 0402 | 022280402 | 2.1426 | 1.0059 | 0 | 0 | 1.0059 | 1.1367 | Consolidated Risk Score d: Non-HFTD; Consolidated Risk Score e: 0; Consolidated Risk Score f: 0; Consolidated Risk Score g: 0
| SF N 0403 | 022280403 | 4.2039 | 2.4872 | 0 | 0 | 2.4872 | 1.7167 | Consolidated Risk Score d: Non-HFTD; Consolidated Risk Score e: 3.7; Consolidated Risk Score f: 0.101; Consolidated Risk Score g: 0.343
| SF N 0405 | 022280405 | 2.179 | 1.0698 | 0 | 0 | 1.0698 | 1.1092 | Consolidated Risk Score d: Non-HFTD; Consolidated Risk Score e: 0; Consolidated Risk Score f: 0; Consolidated Risk Score g: 0
| SF N 0406 | 022280406 | 3.7972 | 0.8062 | 0 | 0 | 0.8062 | 2.991 | Consolidated Risk Score d: Non-HFTD; Consolidated Risk Score e: 0; Consolidated Risk Score f: 0; Consolidated Risk Score g: 0
| SF N 0408 | 022280408 | 5.6715 | 3.1195 | 0 | 0 | 3.1195 | 2.552 | Consolidated Risk Score d: Non-HFTD; Consolidated Risk Score e: 99.2; Consolidated Risk Score f: 1.134; Consolidated Risk Score g: 0.994
| SF N 1101 | 022281101 | 2.5401 | 0.2745 | 0 | 0 | 0.2745 | 2.2656 | Consolidated Risk Score d: Non-HFTD; Consolidated Risk Score e: 0; Consolidated Risk Score f: 0; Consolidated Risk Score g: 0
| SF N 1102 | 022281102 | 10.5622 | 6.0878 | 0 | 0 | 6.0878 | 4.4745 | Consolidated Risk Score d: Non-HFTD; Consolidated Risk Score e: 0; Consolidated Risk Score f: 0; Consolidated Risk Score g: 0
| HUNTERS POINT (P) 1101 | 022331101 | 6.2284 | 3.6893 | 0 | 0 | 3.6893 | 2.5392 | Consolidated Risk Score d: Non-HFTD; Consolidated Risk Score e: 345.1; Consolidated Risk Score f: 2.419; Consolidated Risk Score g: 0
| HUNTERS POINT (P) 1102 | 022331102 | 20.1394 | 8.3535 | 0 | 0 | 8.3535 | 11.7859 | Consolidated Risk Score d: Non-HFTD; Consolidated Risk Score e: 35.3; Consolidated Risk Score f: 0.59; Consolidated Risk Score g: 0
| HUNTERS POINT (P) 1103 | 022331103 | 13.0795 | 4.6518 | 0 | 0 | 4.6518 | 8.4277 | Consolidated Risk Score d: Non-HFTD; Consolidated Risk Score e: 25.4; Consolidated Risk Score f: 0.26; Consolidated Risk Score g: 1.126
| HUNTERS POINT (P) 1104 | 022331104 | 5.9011 | 3.8547 | 0 | 0 | 3.8547 | 2.0465 | Consolidated Risk Score d: Non-HFTD; Consolidated Risk Score e: 19.5; Consolidated Risk Score f: 0.36; Consolidated Risk Score g: 1.018
| HUNTERS POINT (P) 1105 | 022331105 | 12.8142 | 10.6735 | 0 | 0 | 10.6735 | 2.1407 | Consolidated Risk Score d: Non-HFTD; Consolidated Risk Score e: 35.1; Consolidated Risk Score f: 0.725; Consolidated Risk Score g: 2.259
| HUNTERS POINT (P) 1106 | 022331106 | 6.9812 | 1.5404 | 0 | 0 | 1.5404 | 5.4408 | Consolidated Risk Score d: Non-HFTD; Consolidated Risk Score e: 3.8; Consolidated Risk Score f: 0.03; Consolidated Risk Score g: 1.036
| HUNTERS POINT (P) 1107 | 022331107 | 10.3532 | 5.548 | 0 | 0 | 5.548 | 4.8052 | Consolidated Risk Score d: Non-HFTD; Consolidated Risk Score e: 99.5; Consolidated Risk Score f: 1.739; Consolidated Risk Score g: 1.857
| HUNTERS POINT (P) 1108 | 022331108 | 13.4554 | 5.598 | 0 | 0 | 5.598 | 7.8574 | Consolidated Risk Score d: Non-HFTD; Consolidated Risk Score e: 0; Consolidated Risk Score f: 0; Consolidated Risk Score g: 0
| HUNTERS POINT (P) 1109 | 022331109 | 3.3071 | 1.6048 | 0 | 0 | 1.6048 | 1.7023 | Consolidated Risk Score d: Non-HFTD; Consolidated Risk Score e: 0; Consolidated Risk Score f: 0; Consolidated Risk Score g: 0
| BEACH (Q) 0402 | 022340402 | 4.5543 | 2.0354 | 0 | 0 | 2.0354 | 2.5189 | Consolidated Risk Score d: Non-HFTD; Consolidated Risk Score e: 0; Consolidated Risk Score f: 0; Consolidated Risk Score g: 0
| 18TH STREET 0401 | 022390401 | 1.3138 | 1.2652 | 0 | 0 | 1.2652 | 0.048531 | Consolidated Risk Score d: Non-HFTD; Consolidated Risk Score e: 52; Consolidated Risk Score f: 0.999; Consolidated Risk Score g: 1.998
| 18TH STREET 0402 | 022390402 | 4.3895 | 1.8168 | 0 | 0 | 1.8168 | 2.5727 | Consolidated Risk Score d: Non-HFTD; Consolidated Risk Score e: 78.8; Consolidated Risk Score f: 1.092; Consolidated Risk Score g: 1.004
| JUDAH 0401 | 022400401 | 4.0176 | 3.69 | 0 | 0 | 3.69 | 0.32764 | Consolidated Risk Score d: Non-HFTD; Consolidated Risk Score e: 92.6; Consolidated Risk Score f: 1.02; Consolidated Risk Score g: 0
| JUDAH 0402 | 022400402 | 2.9064 | 2.1314 | 0 | 0 | 2.1314 | 0.77494 | Consolidated Risk Score d: Non-HFTD; Consolidated Risk Score e: 0; Consolidated Risk Score f: 0; Consolidated Risk Score g: 0
| LAWNDALE 0401 | 022440401 | 5.6435 | 4.7254 | 0 | 0 | 4.7254 | 0.91812 | Consolidated Risk Score d: Non-HFTD; Consolidated Risk Score e: 0; Consolidated Risk Score f: 0; Consolidated Risk Score g: 0
| LAWNDALE 0402 | 022440402 | 7.575 | 4.7459 | 0 | 0 | 4.7459 | 2.8292 | Consolidated Risk Score d: Non-HFTD; Consolidated Risk Score e: 4.7; Consolidated Risk Score f: 0.015; Consolidated Risk Score g: 0
| ACTON 0401 | 022470401 | 3.9885 | 3.855 | 0 | 0 | 3.855 | 0.13343 | Consolidated Risk Score d: Non-HFTD; Consolidated Risk Score e: 184.8; Consolidated Risk Score f: 1.995; Consolidated Risk Score g: 2.999
| ACTON 0402 | 022470402 | 4.7854 | 4.4397 | 0 | 0 | 4.4397 | 0.34576 | Consolidated Risk Score d: Non-HFTD; Consolidated Risk Score e: 150; Consolidated Risk Score f: 2; Consolidated Risk Score g: 3.105
| CASTRO 0401 | 022480401 | 2.9997 | 2.9253 | 0 | 0 | 2.9253 | 0.074451 | Consolidated Risk Score d: Non-HFTD; Consolidated Risk Score e: 0; Consolidated Risk Score f: 0; Consolidated Risk Score g: 1
| CASTRO 0402 | 022480402 | 4.4003 | 2.6213 | 0 | 0 | 2.6213 | 1.779 | Consolidated Risk Score d: Non-HFTD; Consolidated Risk Score e: 37.8; Consolidated Risk Score f: 1.352; Consolidated Risk Score g: 1
| YOSEMITE 0401 | 022490401 | 4.7479 | 3.5483 | 0 | 0 | 3.5483 | 1.1997 | Consolidated Risk Score d: Non-HFTD; Consolidated Risk Score e: 25.1; Consolidated Risk Score f: 1.225; Consolidated Risk Score g: 1.001
| YOSEMITE 0402 | 022490402 | 2.9676 | 2.4022 | 0 | 0 | 2.4022 | 0.56537 | Consolidated Risk Score d: Non-HFTD; Consolidated Risk Score e: 126.9; Consolidated Risk Score f: 2.062; Consolidated Risk Score g: 2.993
| YOSEMITE 0403 | 022490403 | 0.035052 | 0.0022313 | 0 | 0 | 0.0022313 | 0.032821 | Consolidated Risk Score d: Non-HFTD; Consolidated Risk Score e: 126.9; Consolidated Risk Score f: 2.062; Consolidated Risk Score g: 2.993
| TARAVAL 0401 | 022500401 | 2.2091 | 1.8162 | 0 | 0 | 1.8162 | 0.39291 | Consolidated Risk Score d: Non-HFTD; Consolidated Risk Score e: 0; Consolidated Risk Score f: 0; Consolidated Risk Score g: 0
| TARAVAL 0402 | 022500402 | 3.4521 | 3.0475 | 0 | 0 | 3.0475 | 0.40459 | Consolidated Risk Score d: Non-HFTD; Consolidated Risk Score e: 9; Consolidated Risk Score f: 0.036; Consolidated Risk Score g: 0
| TARAVAL 0403 | 022500403 | 3.7339 | 3.4697 | 0 | 0 | 3.4697 | 0.26419 | Consolidated Risk Score d: Non-HFTD; Consolidated Risk Score e: 0; Consolidated Risk Score f: 0; Consolidated Risk Score g: 0
| NORIEGA 0401 | 022510401 | 1.6083 | 1.5596 | 0 | 0 | 1.5596 | 0.048729 | Consolidated Risk Score d: Non-HFTD; Consolidated Risk Score e: 0; Consolidated Risk Score f: 0; Consolidated Risk Score g: 0.974
| NORIEGA 0402 | 022510402 | 1.8605 | 1.7271 | 0 | 0 | 1.7271 | 0.13341 | Consolidated Risk Score d: Non-HFTD; Consolidated Risk Score e: 24.5; Consolidated Risk Score f: 0.034; Consolidated Risk Score g: 1.002
| 6TH AVENUE 0401 | 022530401 | 2.0991 | 1.2675 | 0 | 0 | 1.2675 | 0.83165 | Consolidated Risk Score d: Non-HFTD; Consolidated Risk Score e: 0; Consolidated Risk Score f: 0; Consolidated Risk Score g: 1
| 6TH AVENUE 0402 | 022530402 | 2.6922 | 1.2159 | 0 | 0 | 1.2159 | 1.4764 | Consolidated Risk Score d: Non-HFTD; Consolidated Risk Score e: 40.9; Consolidated Risk Score f: 0.142; Consolidated Risk Score g: 1.944
| 6TH AVENUE 0403 | 022530403 | 2.5506 | 1.7802 | 0 | 0 | 1.7802 | 0.77045 | Consolidated Risk Score d: Non-HFTD; Consolidated Risk Score e: 0; Consolidated Risk Score f: 0; Consolidated Risk Score g: 1
| 21ST AVENUE 0401 | 022550401 | 1.9474 | 1.8965 | 0 | 0 | 1.8965 | 0.050898 | Consolidated Risk Score d: Non-HFTD; Consolidated Risk Score e: 0; Consolidated Risk Score f: 0; Consolidated Risk Score g: 1
| 21ST AVENUE 0402 | 022550402 | 3.5684 | 3.2692 | 0 | 0 | 3.2692 | 0.2992 | Consolidated Risk Score d: Non-HFTD; Consolidated Risk Score e: 49.4; Consolidated Risk Score f: 0.347; Consolidated Risk Score g: 0.319
| 21ST AVENUE 0403 | 022550403 | 1.9725 | 1.8434 | 0 | 0 | 1.8434 | 0.12902 | Consolidated Risk Score d: Non-HFTD; Consolidated Risk Score e: 0; Consolidated Risk Score f: 0; Consolidated Risk Score g: 0
| EAST GRAND 0401 | 022570401 | 5.8293 | 4.8647 | 0 | 0 | 4.8647 | 0.9646 | Consolidated Risk Score d: Non-HFTD; Consolidated Risk Score e: 0; Consolidated Risk Score f: 0; Consolidated Risk Score g: 0.997
| EAST GRAND 0404 | 022570404 | 4.775 | 3.8248 | 0 | 0 | 3.8248 | 0.95023 | Consolidated Risk Score d: Non-HFTD; Consolidated Risk Score e: 0; Consolidated Risk Score f: 0; Consolidated Risk Score g: 0.999
| EAST GRAND 1101 | 022571101 | 16.6898 | 7.9681 | 0 | 0 | 7.9681 | 8.7217 | Consolidated Risk Score d: Non-HFTD; Consolidated Risk Score e: 7.7; Consolidated Risk Score f: 0.045; Consolidated Risk Score g: 0.73
| EAST GRAND 1102 | 022571102 | 3.7418 | 2.0736 | 0 | 0 | 2.0736 | 1.6682 | Consolidated Risk Score d: Non-HFTD; Consolidated Risk Score e: 49.7; Consolidated Risk Score f: 0.211; Consolidated Risk Score g: 2.011
| EAST GRAND 1103 | 022571103 | 6.5251 | 1.5083 | 0 | 0 | 1.5083 | 5.0168 | Consolidated Risk Score d: Non-HFTD; Consolidated Risk Score e: 0; Consolidated Risk Score f: 0; Consolidated Risk Score g: 0
| EAST GRAND 1104 | 022571104 | 25.89 | 15.6119 | 0 | 0 | 15.6119 | 10.2781 | Consolidated Risk Score d: Non-HFTD; Consolidated Risk Score e: 45.7; Consolidated Risk Score f: 0.316; Consolidated Risk Score g: 0.058
| EAST GRAND 1105 | 022571105 | 8.7312 | 5.5735 | 0 | 0 | 5.5735 | 3.1577 | Consolidated Risk Score d: Non-HFTD; Consolidated Risk Score e: 147.3; Consolidated Risk Score f: 0.967; Consolidated Risk Score g: 1.002
| EAST GRAND 1106 | 022571106 | 9.2461 | 3.7321 | 0 | 0 | 3.7321 | 5.5139 | Consolidated Risk Score d: Non-HFTD; Consolidated Risk Score e: 33.8; Consolidated Risk Score f: 0.088; Consolidated Risk Score g: 0
| EAST GRAND 1107 | 022571107 | 23.0542 | 13.7174 | 0 | 0 | 13.7174 | 9.3368 | Consolidated Risk Score d: Non-HFTD; Consolidated Risk Score e: 32.2; Consolidated Risk Score f: 0.183; Consolidated Risk Score g: 1.412
| EAST GRAND 1108 | 022571108 | 7.251 | 3.8748 | 0 | 0 | 3.8748 | 3.3762 | Consolidated Risk Score d: Non-HFTD; Consolidated Risk Score e: 132.4; Consolidated Risk Score f: 1.027; Consolidated Risk Score g: 0
| EAST GRAND 1109 | 022571109 | 17.2152 | 8.3468 | 0 | 0 | 8.3468 | 8.8684 | Consolidated Risk Score d: Non-HFTD; Consolidated Risk Score e: 96; Consolidated Risk Score f: 1.817; Consolidated Risk Score g: 0
| EAST GRAND 1110 | 022571110 | 7.1821 | 3.4209 | 0 | 0 | 3.4209 | 3.7611 | Consolidated Risk Score d: Non-HFTD; Consolidated Risk Score e: 101.6; Consolidated Risk Score f: 1.726; Consolidated Risk Score g: 2.546
| EAST GRAND 1111 | 022571111 | 4.7362 | 0.8958 | 0 | 0 | 0.8958 | 3.8404 | Consolidated Risk Score d: Non-HFTD; Consolidated Risk Score e: 0; Consolidated Risk Score f: 0; Consolidated Risk Score g: 0
| EAST GRAND 1113 | 022571113 | 7.5818 | 0.48566 | 0 | 0 | 0.48566 | 7.0962 | Consolidated Risk Score d: Non-HFTD; Consolidated Risk Score e: 0; Consolidated Risk Score f: 0; Consolidated Risk Score g: 0
| EAST GRAND 1114 | 022571114 | 1.7628 | 0.0028409 | 0 | 0 | 0.0028409 | 1.76 | Consolidated Risk Score d: Non-HFTD; Consolidated Risk Score e: 0; Consolidated Risk Score f: 0; Consolidated Risk Score g: 0
| EAST GRAND 1115 | 022571115 | 2.9038 | 0.0028892 | 0 | 0 | 0.0028892 | 2.9009 | Consolidated Risk Score d: Non-HFTD; Consolidated Risk Score e: 0; Consolidated Risk Score f: 0; Consolidated Risk Score g: 0
| OCEAN 0401 | 022580401 | 5.6356 | 3.6748 | 0 | 0 | 3.6748 | 1.9609 | Consolidated Risk Score d: Non-HFTD; Consolidated Risk Score e: 29.9; Consolidated Risk Score f: 0.5; Consolidated Risk Score g: 0.465
| OCEAN 0402 | 022580402 | 5.9102 | 2.9565 | 0 | 0 | 2.9565 | 2.9537 | Consolidated Risk Score d: Non-HFTD; Consolidated Risk Score e: 12.6; Consolidated Risk Score f: 0.091; Consolidated Risk Score g: 0
| RANDOLPH 0401 | 022590401 | 3.1011 | 0.0045454 | 0 | 0 | 0.0045454 | 3.0965 | Consolidated Risk Score d: Non-HFTD; Consolidated Risk Score e: 98.1; Consolidated Risk Score f: 2.101; Consolidated Risk Score g: 0
| RANDOLPH 0402 | 022590402 | 5.3197 | 1.265 | 0 | 0 | 1.265 | 4.0547 | Consolidated Risk Score d: Non-HFTD; Consolidated Risk Score e: 17; Consolidated Risk Score f: 1; Consolidated Risk Score g: 1
| RANDOLPH 0403 | 022590403 | 3.8592 | 3.1239 | 0 | 0 | 3.1239 | 0.73532 | Consolidated Risk Score d: Non-HFTD; Consolidated Risk Score e: 139.9; Consolidated Risk Score f: 2.126; Consolidated Risk Score g: 0
| WESTLAKE 0401 | 022600401 | 1.915 | 0.81341 | 0 | 0 | 0.81341 | 1.1016 | Consolidated Risk Score d: Non-HFTD; Consolidated Risk Score e: 71.7; Consolidated Risk Score f: 0.08; Consolidated Risk Score g: 0
| WESTLAKE 0403 | 022600403 | 3.1391 | 1.7559 | 0 | 0 | 1.7559 | 1.3832 | Consolidated Risk Score d: Non-HFTD; Consolidated Risk Score e: 304.6; Consolidated Risk Score f: 1.997; Consolidated Risk Score g: 1.993
| PORTOLA 0401 | 022610401 | 5.1419 | 2.4507 | 0 | 0 | 2.4507 | 2.6912 | Consolidated Risk Score d: Non-HFTD; Consolidated Risk Score e: 69; Consolidated Risk Score f: 0.318; Consolidated Risk Score g: 0.975
| PORTOLA 0402 | 022610402 | 6.2215 | 3.4971 | 0 | 0 | 3.4971 | 2.7244 | Consolidated Risk Score d: Non-HFTD; Consolidated Risk Score e: 25.6; Consolidated Risk Score f: 0.099; Consolidated Risk Score g: 1.029
| DALY CITY 0401 | 022640401 | 6.183 | 5.6519 | 0 | 0 | 5.6519 | 0.53107 | Consolidated Risk Score d: Non-HFTD; Consolidated Risk Score e: 185.5; Consolidated Risk Score f: 2.079; Consolidated Risk Score g: 1.351
| DALY CITY 1101 | 022641101 | 9.2678 | 3.4209 | 0 | 0 | 3.4209 | 5.8469 | Consolidated Risk Score d: Non-HFTD; Consolidated Risk Score e: 0; Consolidated Risk Score f: 0; Consolidated Risk Score g: 0
| DALY CITY 1102 | 022641102 | 15.7025 | 7.5526 | 0 | 0 | 7.5526 | 8.1499 | Consolidated Risk Score d: Non-HFTD; Consolidated Risk Score e: 36.8; Consolidated Risk Score f: 0.426; Consolidated Risk Score g: 2.292
| DALY CITY 1103 | 022641103 | 8.3686 | 4.7363 | 0 | 0 | 4.7363 | 3.6323 | Consolidated Risk Score d: Non-HFTD; Consolidated Risk Score e: 111.5; Consolidated Risk Score f: 1; Consolidated Risk Score g: 0
| DALY CITY 1104 | 022641104 | 20.8916 | 11.0119 | 0 | 0 | 11.0119 | 9.8797 | Consolidated Risk Score d: Non-HFTD; Consolidated Risk Score e: 57.5; Consolidated Risk Score f: 0.318; Consolidated Risk Score g: 2.501
| DALY CITY 1105 | 022641105 | 21.3634 | 10.6763 | 0 | 0 | 10.6763 | 10.687 | Consolidated Risk Score d: Non-HFTD; Consolidated Risk Score e: 0.1; Consolidated Risk Score f: 0.001; Consolidated Risk Score g: 0.242
| DALY CITY 1106 | 022641106 | 23.2418 | 9.9083 | 0 | 0 | 9.9083 | 13.3335 | Consolidated Risk Score d: Non-HFTD; Consolidated Risk Score e: 59.3; Consolidated Risk Score f: 0.242; Consolidated Risk Score g: 0.04
| DALY CITY 1107 | 022641107 | 11.359 | 5.3049 | 0 | 0 | 5.3049 | 6.054 | Consolidated Risk Score d: Non-HFTD; Consolidated Risk Score e: 64.4; Consolidated Risk Score f: 0.2; Consolidated Risk Score g: 0
| DALY CITY 1108 | 022641108 | 13.4374 | 2.9607 | 0 | 0 | 2.9607 | 10.4767 | Consolidated Risk Score d: Non-HFTD; Consolidated Risk Score e: 13; Consolidated Risk Score f: 0.091; Consolidated Risk Score g: 0
| DALY CITY 1109 | 022641109 | 8.8398 | 6.2259 | 0 | 0 | 6.2259 | 2.614 | Consolidated Risk Score d: Non-HFTD; Consolidated Risk Score e: 53.7; Consolidated Risk Score f: 1.361; Consolidated Risk Score g: 0.277
| DALY CITY 1110 | 022641110 | 17.2807 | 1.7813 | 0 | 0 | 1.7813 | 15.4994 | Consolidated Risk Score d: Non-HFTD; Consolidated Risk Score e: 106.4; Consolidated Risk Score f: 1.222; Consolidated Risk Score g: 0
| DALY CITY 1111 | 022641111 | 14.9166 | 6.931 | 0 | 0 | 6.931 | 7.9856 | Consolidated Risk Score d: Non-HFTD; Consolidated Risk Score e: 12.2; Consolidated Risk Score f: 0.089; Consolidated Risk Score g: 0.933
| DALY CITY 1112 | 022641112 | 21.6567 | 14.0405 | 0 | 0 | 14.0405 | 7.6162 | Consolidated Risk Score d: Non-HFTD; Consolidated Risk Score e: 112.6; Consolidated Risk Score f: 1.741; Consolidated Risk Score g: 1
| DALY CITY 1115 | 022641115 | 0.048307 | 0.031524 | 0 | 0 | 0.031524 | 0.016782 | Consolidated Risk Score d: Non-HFTD; Consolidated Risk Score e: 0; Consolidated Risk Score f: 0; Consolidated Risk Score g: 0
| SILVER 0401 | 022670401 | 5.4181 | 5.0412 | 0 | 0 | 5.0412 | 0.37689 | Consolidated Risk Score d: Non-HFTD; Consolidated Risk Score e: 3.9; Consolidated Risk Score f: 0.17; Consolidated Risk Score g: 0
| PLYMOUTH 0401 | 022680401 | 4.942 | 4.7246 | 0 | 0 | 4.7246 | 0.21736 | Consolidated Risk Score d: Non-HFTD; Consolidated Risk Score e: 46.7; Consolidated Risk Score f: 1.038; Consolidated Risk Score g: 0
| MILLBRAE 0401 | 022690401 | 3.3917 | 2.8227 | 0 | 0 | 2.8227 | 0.56895 | Consolidated Risk Score d: Non-HFTD; Consolidated Risk Score e: 0; Consolidated Risk Score f: 0; Consolidated Risk Score g: 0
| MILLBRAE 0403 | 022690403 | 5.7498 | 4.8887 | 0 | 0 | 4.8887 | 0.86117 | Consolidated Risk Score d: Non-HFTD; Consolidated Risk Score e: 8.1; Consolidated Risk Score f: 0.015; Consolidated Risk Score g: 0.647
| MILLBRAE 0404 | 022690404 | 7.2114 | 7.0927 | 0 | 0 | 7.0927 | 0.11873 | Consolidated Risk Score d: Non-HFTD; Consolidated Risk Score e: 0; Consolidated Risk Score f: 0; Consolidated Risk Score g: 0.999
| MILLBRAE 1101 | 022691101 | 7.5462 | 4.0345 | 0 | 0 | 4.0345 | 3.5117 | Consolidated Risk Score d: Non-HFTD; Consolidated Risk Score e: 7.4; Consolidated Risk Score f: 0.021; Consolidated Risk Score g: 1.232
| MILLBRAE 1102 | 022691102 | 13.8698 | 4.7642 | 0 | 0 | 4.7642 | 9.1055 | Consolidated Risk Score d: Non-HFTD; Consolidated Risk Score e: 14; Consolidated Risk Score f: 0.041; Consolidated Risk Score g: 0
| MILLBRAE 1103 | 022691103 | 0.3098 | 0.18413 | 0 | 0 | 0.18413 | 0.12568 | Consolidated Risk Score d: Non-HFTD; Consolidated Risk Score e: 0; Consolidated Risk Score f: 0; Consolidated Risk Score g: 0
| MILLBRAE 1104 | 022691104 | 28.8397 | 15.8909 | 0 | 0 | 15.8909 | 12.9488 | Consolidated Risk Score d: Non-HFTD; Consolidated Risk Score e: 86.2; Consolidated Risk Score f: 0.397; Consolidated Risk Score g: 1
| MILLBRAE 1105 | 022691105 | 0.37064 | 0.26345 | 0 | 0 | 0.26345 | 0.10719 | Consolidated Risk Score d: Non-HFTD; Consolidated Risk Score e: 0; Consolidated Risk Score f: 0; Consolidated Risk Score g: 0
| MILLBRAE 1106 | 022691106 | 6.3824 | 3.7168 | 0 | 0 | 3.7168 | 2.6656 | Consolidated Risk Score d: Non-HFTD; Consolidated Risk Score e: 36.5; Consolidated Risk Score f: 0.083; Consolidated Risk Score g: 0
| MILLBRAE 1107 | 022691107 | 6.3517 | 4.7439 | 0 | 0 | 4.7439 | 1.6078 | Consolidated Risk Score d: Non-HFTD; Consolidated Risk Score e: 17.3; Consolidated Risk Score f: 0.188; Consolidated Risk Score g: 0
| MILLBRAE 1108 | 022691108 | 19.217 | 14.1533 | 0 | 0 | 14.1533 | 5.0637 | Consolidated Risk Score d: Non-HFTD; Consolidated Risk Score e: 60.6; Consolidated Risk Score f: 1.171; Consolidated Risk Score g: 0
| SAN BRUNO 0401 | 022700401 | 3.8489 | 3.6083 | 0 | 0 | 3.6083 | 0.24054 | Consolidated Risk Score d: Non-HFTD; Consolidated Risk Score e: 0; Consolidated Risk Score f: 0; Consolidated Risk Score g: 0
| SAN BRUNO 0402 | 022700402 | 4.0287 | 3.1059 | 0 | 0 | 3.1059 | 0.92287 | Consolidated Risk Score d: Non-HFTD; Consolidated Risk Score e: 168; Consolidated Risk Score f: 0.858; Consolidated Risk Score g: 2.517
| SAN BRUNO 0403 | 022700403 | 5.4095 | 5.0577 | 0 | 0 | 5.0577 | 0.35187 | Consolidated Risk Score d: Non-HFTD; Consolidated Risk Score e: 1.1; Consolidated Risk Score f: 0.014; Consolidated Risk Score g: 0
| SNEATH LANE 1101 | 022721101 | 11.3478 | 9.4179 | 0 | 2.2678 | 7.1502 | 1.9299 | Consolidated Risk Score d: Non-HFTD; Consolidated Risk Score e: 23.8; Consolidated Risk Score f: 1.009; Consolidated Risk Score g: 0.596
| SNEATH LANE 1102 | 022721102 | 21.2374 | 10.5303 | 0 | 1.2424 | 9.288 | 10.707 | Consolidated Risk Score d: Non-HFTD; Consolidated Risk Score e: 58.2; Consolidated Risk Score f: 0.569; Consolidated Risk Score g: 0
| SNEATH LANE 1106 | 022721106 | 19.5087 | 11.6128 | 0 | 2.6644 | 8.9483 | 7.8959 | Consolidated Risk Score d: Non-HFTD; Consolidated Risk Score e: 113.7; Consolidated Risk Score f: 1.059; Consolidated Risk Score g: 0.151
| SNEATH LANE 1107 | 022721107 | 16.8307 | 10.6288 | 0 | 1.0082 | 9.6206 | 6.2019 | Consolidated Risk Score d: Non-HFTD; Consolidated Risk Score e: 25.1; Consolidated Risk Score f: 0.162; Consolidated Risk Score g: 0
| MARINA (F) 0401 | 022780401 | 2.0805 | 0.52836 | 0 | 0 | 0.52836 | 1.5521 | Consolidated Risk Score d: Non-HFTD; Consolidated Risk Score e: 0; Consolidated Risk Score f: 0; Consolidated Risk Score g: 0
| MARINA (F) 0402 | 022780402 | 1.7259 | 0.48249 | 0 | 0 | 0.48249 | 1.2434 | Consolidated Risk Score d: Non-HFTD; Consolidated Risk Score e: 0; Consolidated Risk Score f: 0; Consolidated Risk Score g: 0
| MARINA (F) 0403 | 022780403 | 1.1784 | 0.042966 | 0 | 0 | 0.042966 | 1.1354 | Consolidated Risk Score d: Non-HFTD; Consolidated Risk Score e: 41.7; Consolidated Risk Score f: 0.745; Consolidated Risk Score g: 0
| MARINA (F) 0404 | 022780404 | 1.857 | 0.36735 | 0 | 0 | 0.36735 | 1.4897 | Consolidated Risk Score d: Non-HFTD; Consolidated Risk Score e: 0; Consolidated Risk Score f: 0; Consolidated Risk Score g: 0
| MARINA (F) 0405 | 022780405 | 3.2496 | 0.13855 | 0 | 0 | 0.13855 | 3.1111 | Consolidated Risk Score d: Non-HFTD; Consolidated Risk Score e: 0; Consolidated Risk Score f: 0; Consolidated Risk Score g: 0
| MARINA (F) 0407 | 022780407 | 2.5997 | 1.4193 | 0 | 0 | 1.4193 | 1.1804 | Consolidated Risk Score d: Non-HFTD; Consolidated Risk Score e: 0; Consolidated Risk Score f: 0; Consolidated Risk Score g: 0
| MARINA (F) 0408 | 022780408 | 0.86233 | 0.51713 | 0 | 0 | 0.51713 | 0.3452 | Consolidated Risk Score d: Non-HFTD; Consolidated Risk Score e: 0; Consolidated Risk Score f: 0; Consolidated Risk Score g: 0
| MARINA (F) 1101 | 022781101 | 10.4906 | 0.0037892 | 0 | 0 | 0.0037892 | 10.4868 | Consolidated Risk Score d: Non-HFTD; Consolidated Risk Score e: 159.9; Consolidated Risk Score f: 1.103; Consolidated Risk Score g: 0
| MARINA (F) 1102 | 022781102 | 4.5709 | 0.0014205 | 0 | 0 | 0.0014205 | 4.5695 | Consolidated Risk Score d: Non-HFTD; Consolidated Risk Score e: 0; Consolidated Risk Score f: 0; Consolidated Risk Score g: 0
| MARINA (F) 1103 | 022781103 | 1.6879 | 0.0014205 | 0 | 0 | 0.0014205 | 1.6865 | Consolidated Risk Score d: Non-HFTD; Consolidated Risk Score e: 0; Consolidated Risk Score f: 0; Consolidated Risk Score g: 0
| LARKIN (Y) 1107 | 022801107 | 12.9143 | 2.3581 | 0 | 0 | 2.3581 | 10.5562 | Consolidated Risk Score d: Non-HFTD; Consolidated Risk Score e: 12.4; Consolidated Risk Score f: 0.029; Consolidated Risk Score g: 0
| LARKIN (Y) 1108 | 022801108 | 5.2354 | 0.1103 | 0 | 0 | 0.1103 | 5.1251 | Consolidated Risk Score d: Non-HFTD; Consolidated Risk Score e: 0; Consolidated Risk Score f: 0; Consolidated Risk Score g: 0.165
| LARKIN (Y) 1109 | 022801109 | 8.0477 | 0.29856 | 0 | 0 | 0.29856 | 7.7491 | Consolidated Risk Score d: Non-HFTD; Consolidated Risk Score e: 69.7; Consolidated Risk Score f: 1.052; Consolidated Risk Score g: 0.719
| LARKIN (Y) 1110 | 022801110 | 11.7949 | 1.1875 | 0 | 0 | 1.1875 | 10.6074 | Consolidated Risk Score d: Non-HFTD; Consolidated Risk Score e: 0.4; Consolidated Risk Score f: 0.042; Consolidated Risk Score g: 0.06
| LARKIN (Y) 1111 | 022801111 | 9.1377 | 0.11595 | 0 | 0 | 0.11595 | 9.0217 | Consolidated Risk Score d: Non-HFTD; Consolidated Risk Score e: 77.2; Consolidated Risk Score f: 1.018; Consolidated Risk Score g: 0
| LARKIN (Y) 1119 | 022801119 | 8.4225 | 1.7328 | 0 | 0 | 1.7328 | 6.6897 | Consolidated Risk Score d: Non-HFTD; Consolidated Risk Score e: 158.3; Consolidated Risk Score f: 4.967; Consolidated Risk Score g: 1.242
| LARKIN (Y) 1120 | 022801120 | 9.8999 | 2.1201 | 0 | 0 | 2.1201 | 7.7798 | Consolidated Risk Score d: Non-HFTD; Consolidated Risk Score e: 108.4; Consolidated Risk Score f: 1.826; Consolidated Risk Score g: 0
| LARKIN (Y) 1127 | 022801127 | 9.7248 | 1.4895 | 0 | 0 | 1.4895 | 8.2352 | Consolidated Risk Score d: Non-HFTD; Consolidated Risk Score e: 23.4; Consolidated Risk Score f: 0.055; Consolidated Risk Score g: 1.513
| LARKIN (Y) 1128 | 022801128 | 4.5958 | 0.11142 | 0 | 0 | 0.11142 | 4.4844 | Consolidated Risk Score d: Non-HFTD; Consolidated Risk Score e: 0; Consolidated Risk Score f: 0; Consolidated Risk Score g: 0
| LARKIN (Y) 1135 | 022801135 | 14.2227 | 1.6589 | 0 | 0 | 1.6589 | 12.5638 | Consolidated Risk Score d: Non-HFTD; Consolidated Risk Score e: 27.3; Consolidated Risk Score f: 1; Consolidated Risk Score g: 0.999
| LARKIN (Y) 1136 | 022801136 | 7.3206 | 1.0473 | 0 | 0 | 1.0473 | 6.2733 | Consolidated Risk Score d: Non-HFTD; Consolidated Risk Score e: 9.9; Consolidated Risk Score f: 0.042; Consolidated Risk Score g: 0
| LARKIN (Y) 1137 | 022801137 | 9.7194 | 0.0093364 | 0 | 0 | 0.0093364 | 9.7101 | Consolidated Risk Score d: Non-HFTD; Consolidated Risk Score e: 269.7; Consolidated Risk Score f: 2.634; Consolidated Risk Score g: 0.542
| LARKIN (Y) 1138 | 022801138 | 6.6018 | 1.4769 | 0 | 0 | 1.4769 | 5.1249 | Consolidated Risk Score d: Non-HFTD; Consolidated Risk Score e: 7.8; Consolidated Risk Score f: 0.098; Consolidated Risk Score g: 0.903
| LARKIN (Y) 1140 | 022801140 | 6.8479 | 0.083323 | 0 | 0 | 0.083323 | 6.7646 | Consolidated Risk Score d: Non-HFTD; Consolidated Risk Score e: 0; Consolidated Risk Score f: 0; Consolidated Risk Score g: 0
| LARKIN (Y) 1141 | 022801141 | 5.6436 | 0.0339 | 0 | 0 | 0.0339 | 5.6097 | Consolidated Risk Score d: Non-HFTD; Consolidated Risk Score e: 0; Consolidated Risk Score f: 0; Consolidated Risk Score g: 0
| PACIFICA 1101 | 022811101 | 10.7969 | 9.1819 | 0.041503 | 0.72596 | 8.4144 | 1.6151 | Consolidated Risk Score d: Non-HFTD; Consolidated Risk Score e: 10.6; Consolidated Risk Score f: 0.135; Consolidated Risk Score g: 0.025
| PACIFICA 1102 | 022811102 | 28.1619 | 20.1288 | 1.3425 | 1.3782 | 17.4081 | 8.0331 | Consolidated Risk Score d: Non-HFTD; Consolidated Risk Score e: 227.4; Consolidated Risk Score f: 2.856; Consolidated Risk Score g: 1.765
| PACIFICA 1103 | 022811103 | 18.3261 | 14.1228 | 0.18512 | 0.76605 | 13.1717 | 4.2032 | Consolidated Risk Score d: Non-HFTD; Consolidated Risk Score e: 6; Consolidated Risk Score f: 0.041; Consolidated Risk Score g: 1.142
| PACIFICA 1104 | 022811104 | 9.8804 | 7.195 | 0 | 0.71342 | 6.4816 | 2.6854 | Consolidated Risk Score d: Non-HFTD; Consolidated Risk Score e: 44.4; Consolidated Risk Score f: 0.166; Consolidated Risk Score g: 0.836
| SULLIVAN 0402 | 022850402 | 3.8693 | 3.2005 | 0 | 0 | 3.2005 | 0.66882 | Consolidated Risk Score d: Non-HFTD; Consolidated Risk Score e: 84; Consolidated Risk Score f: 1; Consolidated Risk Score g: 2
| SERRAMONTE 1103 | 022861103 | 17.4332 | 13.1538 | 0 | 0 | 13.1538 | 4.2794 | Consolidated Risk Score d: Non-HFTD; Consolidated Risk Score e: 1.9; Consolidated Risk Score f: 0.005; Consolidated Risk Score g: 0.999
| SERRAMONTE 1104 | 022861104 | 25.8278 | 12.6222 | 0 | 0 | 12.6222 | 13.2055 | Consolidated Risk Score d: Non-HFTD; Consolidated Risk Score e: 189.3; Consolidated Risk Score f: 1.995; Consolidated Risk Score g: 2.739
| EMBARCADERO (Z) 1112 | 022871112 | 5.0708 | 0.0014205 | 0 | 0 | 0.0014205 | 5.0693 | Consolidated Risk Score d: Non-HFTD; Consolidated Risk Score e: 0; Consolidated Risk Score f: 0; Consolidated Risk Score g: 0
| EMBARCADERO (Z) 1113 | 022871113 | 3.5434 | 0.10839 | 0 | 0 | 0.10839 | 3.435 | Consolidated Risk Score d: Non-HFTD; Consolidated Risk Score e: 0; Consolidated Risk Score f: 0; Consolidated Risk Score g: 0
| EMBARCADERO (Z) 1114 | 022871114 | 5.7349 | 0.0018939 | 0 | 0 | 0.0018939 | 5.733 | Consolidated Risk Score d: Non-HFTD; Consolidated Risk Score e: 179.7; Consolidated Risk Score f: 1.142; Consolidated Risk Score g: 0
| EMBARCADERO (Z) 1115 | 022871115 | 6.3835 | 0.24201 | 0 | 0 | 0.24201 | 6.1414 | Consolidated Risk Score d: Non-HFTD; Consolidated Risk Score e: 37.3; Consolidated Risk Score f: 0.276; Consolidated Risk Score g: 0
| EMBARCADERO (Z) 1116 | 022871116 | 4.1687 | 0.68668 | 0 | 0 | 0.68668 | 3.482 | Consolidated Risk Score d: Non-HFTD; Consolidated Risk Score e: 0; Consolidated Risk Score f: 0; Consolidated Risk Score g: 0
| EMBARCADERO (Z) 1118 | 022871118 | 7.1879 | 0.42747 | 0 | 0 | 0.42747 | 6.7605 | Consolidated Risk Score d: Non-HFTD; Consolidated Risk Score e: 4.5; Consolidated Risk Score f: 0.036; Consolidated Risk Score g: 0
| EMBARCADERO (Z) 1119 | 022871119 | 8.9804 | 0.623 | 0 | 0 | 0.623 | 8.3574 | Consolidated Risk Score d: Non-HFTD; Consolidated Risk Score e: 261.2; Consolidated Risk Score f: 2.203; Consolidated Risk Score g: 0
| EMBARCADERO (Z) 1120 | 022871120 | 4.1483 | 0.32218 | 0 | 0 | 0.32218 | 3.8261 | Consolidated Risk Score d: Non-HFTD; Consolidated Risk Score e: 2; Consolidated Risk Score f: 0.008; Consolidated Risk Score g: 0
| EMBARCADERO (Z) 1122 | 022871122 | 5.5796 | 0.0089577 | 0 | 0 | 0.0089577 | 5.5706 | Consolidated Risk Score d: Non-HFTD; Consolidated Risk Score e: 1.7; Consolidated Risk Score f: 0.238; Consolidated Risk Score g: 0
| EMBARCADERO (Z) 1123 | 022871123 | 10.8864 | 0.5803 | 0 | 0 | 0.5803 | 10.3061 | Consolidated Risk Score d: Non-HFTD; Consolidated Risk Score e: 0; Consolidated Risk Score f: 0; Consolidated Risk Score g: 0
| BAY MEADOWS 1102 | 024011102 | 9.3619 | 5.0244 | 0 | 0 | 5.0244 | 4.3375 | Consolidated Risk Score d: Non-HFTD; Consolidated Risk Score e: 0; Consolidated Risk Score f: 0; Consolidated Risk Score g: 0
| BAY MEADOWS 1103 | 024011103 | 9.3891 | 6.8322 | 0 | 0 | 6.8322 | 2.5569 | Consolidated Risk Score d: Non-HFTD; Consolidated Risk Score e: 180.4; Consolidated Risk Score f: 1.778; Consolidated Risk Score g: 2.317
| BAY MEADOWS 1104 | 024011104 | 19.7642 | 16.7162 | 0 | 0 | 16.7162 | 3.048 | Consolidated Risk Score d: Non-HFTD; Consolidated Risk Score e: 56.3; Consolidated Risk Score f: 0.422; Consolidated Risk Score g: 0.534
| BAY MEADOWS 1105 | 024011105 | 11.1897 | 6.6315 | 0 | 0 | 6.6315 | 4.5582 | Consolidated Risk Score d: Non-HFTD; Consolidated Risk Score e: 65.6; Consolidated Risk Score f: 0.419; Consolidated Risk Score g: 1.295
| BAY MEADOWS 1106 | 024011106 | 34.4569 | 0.86263 | 0 | 0 | 0.86263 | 33.5942 | Consolidated Risk Score d: Non-HFTD; Consolidated Risk Score e: 56.4; Consolidated Risk Score f: 0.616; Consolidated Risk Score g: 0
| BAY MEADOWS 1107 | 024011107 | 10.0856 | 3.1763 | 0 | 0 | 3.1763 | 6.9093 | Consolidated Risk Score d: Non-HFTD; Consolidated Risk Score e: 96.4; Consolidated Risk Score f: 0.338; Consolidated Risk Score g: 0.913
| BAY MEADOWS 1108 | 024011108 | 29.1308 | 1.0478 | 0 | 0 | 1.0478 | 28.083 | Consolidated Risk Score d: Non-HFTD; Consolidated Risk Score e: 36.6; Consolidated Risk Score f: 0.398; Consolidated Risk Score g: 1.001
| BAY MEADOWS 2101 | 024012101 | 17.7593 | 14.763 | 0 | 0 | 14.763 | 2.9964 | Consolidated Risk Score d: Non-HFTD; Consolidated Risk Score e: 26.9; Consolidated Risk Score f: 1.034; Consolidated Risk Score g: 2.027
| BAY MEADOWS 2102 | 024012102 | 43.0203 | 14.2613 | 0 | 3.9845 | 10.2768 | 28.759 | Consolidated Risk Score d: Non-HFTD; Consolidated Risk Score e: 75; Consolidated Risk Score f: 0.325; Consolidated Risk Score g: 0.989
| BAY MEADOWS 2103 | 024012103 | 9.0704 | 0.0028409 | 0 | 0 | 0.0028409 | 9.0676 | Consolidated Risk Score d: Non-HFTD; Consolidated Risk Score e: 0; Consolidated Risk Score f: 0; Consolidated Risk Score g: 0
| BELLE HAVEN 0401 | 024020401 | 10.4122 | 9.4267 | 0 | 0 | 9.4267 | 0.98549 | Consolidated Risk Score d: Non-HFTD; Consolidated Risk Score e: 21.1; Consolidated Risk Score f: 0.175; Consolidated Risk Score g: 0
| BELLE HAVEN 0402 | 024020402 | 6.4716 | 4.6675 | 0 | 0 | 4.6675 | 1.8041 | Consolidated Risk Score d: Non-HFTD; Consolidated Risk Score e: 30.7; Consolidated Risk Score f: 0.033; Consolidated Risk Score g: 0.999
| BELLE HAVEN 0403 | 024020403 | 8.4724 | 5.5076 | 0 | 0 | 5.5076 | 2.9648 | Consolidated Risk Score d: Non-HFTD; Consolidated Risk Score e: 8.9; Consolidated Risk Score f: 0.113; Consolidated Risk Score g: 0
| BELLE HAVEN 0404 | 024020404 | 11.2112 | 8.6681 | 0 | 0 | 8.6681 | 2.5431 | Consolidated Risk Score d: Non-HFTD; Consolidated Risk Score e: 49.4; Consolidated Risk Score f: 0.097; Consolidated Risk Score g: 1.958
| BELLE HAVEN 0405 | 024020405 | 8.1446 | 7.416 | 0 | 0 | 7.416 | 0.72861 | Consolidated Risk Score d: Non-HFTD; Consolidated Risk Score e: 19.2; Consolidated Risk Score f: 0.011; Consolidated Risk Score g: 0
| BELLE HAVEN 0406 | 024020406 | 9.3034 | 9.2673 | 0 | 0 | 9.2673 | 0.036074 | Consolidated Risk Score d: Non-HFTD; Consolidated Risk Score e: 19.8; Consolidated Risk Score f: 0.999; Consolidated Risk Score g: 0.007
| BELLE HAVEN 0407 | 024020407 | 7.5577 | 6.3046 | 0 | 0 | 6.3046 | 1.2531 | Consolidated Risk Score d: Non-HFTD; Consolidated Risk Score e: 22.2; Consolidated Risk Score f: 0.126; Consolidated Risk Score g: 0
| BELLE HAVEN 0408 | 024020408 | 6.0607 | 5.2799 | 0 | 0 | 5.2799 | 0.78081 | Consolidated Risk Score d: Non-HFTD; Consolidated Risk Score e: 160.8; Consolidated Risk Score f: 1.421; Consolidated Risk Score g: 0
| BELLE HAVEN 0409 | 024020409 | 9.0544 | 3.8616 | 0 | 0 | 3.8616 | 5.1928 | Consolidated Risk Score d: Non-HFTD; Consolidated Risk Score e: 26.7; Consolidated Risk Score f: 0.028; Consolidated Risk Score g: 1.001
| BELLE HAVEN 1101 | 024021101 | 2.8502 | 1.585 | 0 | 0 | 1.585 | 1.2651 | Consolidated Risk Score d: Non-HFTD; Consolidated Risk Score e: 9.1; Consolidated Risk Score f: 0.13; Consolidated Risk Score g: 0
| BELLE HAVEN 1102 | 024021102 | 9.8309 | 1.6846 | 0 | 0 | 1.6846 | 8.1463 | Consolidated Risk Score d: Non-HFTD; Consolidated Risk Score e: 12; Consolidated Risk Score f: 0.4; Consolidated Risk Score g: 2.071
| BELLE HAVEN 1103 | 024021103 | 4.805 | 2.9026 | 0 | 0 | 2.9026 | 1.9024 | Consolidated Risk Score d: Non-HFTD; Consolidated Risk Score e: 0; Consolidated Risk Score f: 0; Consolidated Risk Score g: 0
| BELLE HAVEN 1104 | 024021104 | 13.8849 | 5.6887 | 0 | 0 | 5.6887 | 8.1962 | Consolidated Risk Score d: Non-HFTD; Consolidated Risk Score e: 148.8; Consolidated Risk Score f: 2.039; Consolidated Risk Score g: 1.708
| BELLE HAVEN 1105 | 024021105 | 22.1244 | 10.6072 | 0 | 0 | 10.6072 | 11.5171 | Consolidated Risk Score d: Non-HFTD; Consolidated Risk Score e: 106.1; Consolidated Risk Score f: 1.179; Consolidated Risk Score g: 1.35
| BELLE HAVEN 1106 | 024021106 | 28.7572 | 16.295 | 0 | 0 | 16.295 | 12.4622 | Consolidated Risk Score d: Non-HFTD; Consolidated Risk Score e: 121.2; Consolidated Risk Score f: 0.952; Consolidated Risk Score g: 2.236
| BELLE HAVEN 1107 | 024021107 | 5.3711 | 1.2726 | 0 | 0 | 1.2726 | 4.0986 | Consolidated Risk Score d: Non-HFTD; Consolidated Risk Score e: 36.9; Consolidated Risk Score f: 0.02; Consolidated Risk Score g: 0
| BELMONT 0401 | 024030401 | 7.2509 | 5.901 | 0 | 0 | 5.901 | 1.3499 | Consolidated Risk Score d: Non-HFTD; Consolidated Risk Score e: 81.3; Consolidated Risk Score f: 0.435; Consolidated Risk Score g: 0
| BELMONT 0402 | 024030402 | 7.7095 | 6.9579 | 0 | 0 | 6.9579 | 0.75162 | Consolidated Risk Score d: Non-HFTD; Consolidated Risk Score e: 57.5; Consolidated Risk Score f: 0.153; Consolidated Risk Score g: 1.986
| BELMONT 0403 | 024030403 | 5.5889 | 4.658 | 0 | 0 | 4.658 | 0.93093 | Consolidated Risk Score d: Non-HFTD; Consolidated Risk Score e: 118.8; Consolidated Risk Score f: 0.986; Consolidated Risk Score g: 0
| BELMONT 0406 | 024030406 | 7.4726 | 5.0242 | 0 | 0 | 5.0242 | 2.4484 | Consolidated Risk Score d: Non-HFTD; Consolidated Risk Score e: 205.5; Consolidated Risk Score f: 2.067; Consolidated Risk Score g: 3.004
| BELMONT 1102 | 024031102 | 24.968 | 15.1584 | 0 | 0 | 15.1584 | 9.8096 | Consolidated Risk Score d: Non-HFTD; Consolidated Risk Score e: 132.6; Consolidated Risk Score f: 1.38; Consolidated Risk Score g: 0.715
| BELMONT 1103 | 024031103 | 27.0272 | 18.6966 | 0 | 3.3815 | 15.3151 | 8.3306 | Consolidated Risk Score d: Non-HFTD; Consolidated Risk Score e: 258.6; Consolidated Risk Score f: 1.393; Consolidated Risk Score g: 3.703
| BELMONT 1104 | 024031104 | 11.0928 | 7.044 | 0 | 0 | 7.044 | 4.0488 | Consolidated Risk Score d: Non-HFTD; Consolidated Risk Score e: 4; Consolidated Risk Score f: 0.053; Consolidated Risk Score g: 0
| BELMONT 1105 | 024031105 | 26.9332 | 0.63726 | 0 | 0 | 0.63726 | 26.296 | Consolidated Risk Score d: Non-HFTD; Consolidated Risk Score e: 161.7; Consolidated Risk Score f: 1.137; Consolidated Risk Score g: 0
| BELMONT 1106 | 024031106 | 5.516 | 1.6371 | 0 | 0 | 1.6371 | 3.8789 | Consolidated Risk Score d: Non-HFTD; Consolidated Risk Score e: 2.6; Consolidated Risk Score f: 0.018; Consolidated Risk Score g: 0
| BELMONT 1107 | 024031107 | 7.1242 | 1.0346 | 0 | 0 | 1.0346 | 6.0895 | Consolidated Risk Score d: Non-HFTD; Consolidated Risk Score e: 0; Consolidated Risk Score f: 0; Consolidated Risk Score g: 1.135
| BELMONT 1109 | 024031109 | 17.4669 | 0.0033713 | 0 | 0 | 0.0033713 | 17.4635 | Consolidated Risk Score d: Non-HFTD; Consolidated Risk Score e: 21.3; Consolidated Risk Score f: 0.116; Consolidated Risk Score g: 1.9
| BELMONT 1110 | 024031110 | 31.0869 | 24.142 | 0 | 0.11218 | 24.0298 | 6.9449 | Consolidated Risk Score d: Non-HFTD; Consolidated Risk Score e: 130.4; Consolidated Risk Score f: 1.83; Consolidated Risk Score g: 3.188
| BERESFORD 0401 | 024040401 | 1.8119 | 1.0764 | 0 | 0 | 1.0764 | 0.7355 | Consolidated Risk Score d: Non-HFTD; Consolidated Risk Score e: 0; Consolidated Risk Score f: 0; Consolidated Risk Score g: 0
| BERESFORD 0402 | 024040402 | 4.9228 | 2.3652 | 0 | 0 | 2.3652 | 2.5576 | Consolidated Risk Score d: Non-HFTD; Consolidated Risk Score e: 0; Consolidated Risk Score f: 0; Consolidated Risk Score g: 0
| BERESFORD 0403 | 024040403 | 14.8051 | 12.146 | 0 | 5.3667 | 6.7793 | 2.659 | Consolidated Risk Score d: Non-HFTD; Consolidated Risk Score e: 29.8; Consolidated Risk Score f: 0.477; Consolidated Risk Score g: 0
| BERESFORD 0404 | 024040404 | 6.5215 | 5.7447 | 0 | 0 | 5.7447 | 0.7768 | Consolidated Risk Score d: Non-HFTD; Consolidated Risk Score e: 54.6; Consolidated Risk Score f: 1.766; Consolidated Risk Score g: 2
| BURLINGAME 0401 | 024050401 | 5.461 | 3.1016 | 0 | 0 | 3.1016 | 2.3594 | Consolidated Risk Score d: Non-HFTD; Consolidated Risk Score e: 24.9; Consolidated Risk Score f: 0.023; Consolidated Risk Score g: 0
| BURLINGAME 0402 | 024050402 | 6.2549 | 5.8859 | 0 | 0 | 5.8859 | 0.36902 | Consolidated Risk Score d: Non-HFTD; Consolidated Risk Score e: 413.7; Consolidated Risk Score f: 1.22; Consolidated Risk Score g: 1.564
| BURLINGAME 0403 | 024050403 | 5.3917 | 3.8615 | 0 | 0 | 3.8615 | 1.5302 | Consolidated Risk Score d: Non-HFTD; Consolidated Risk Score e: 66.8; Consolidated Risk Score f: 1.024; Consolidated Risk Score g: 0
| BURLINGAME 0404 | 024050404 | 5.5725 | 3.9791 | 0 | 0 | 3.9791 | 1.5934 | Consolidated Risk Score d: Non-HFTD; Consolidated Risk Score e: 0; Consolidated Risk Score f: 0; Consolidated Risk Score g: 0.996
| BURLINGAME 0405 | 024050405 | 3.5388 | 3.2535 | 0 | 0 | 3.2535 | 0.2853 | Consolidated Risk Score d: Non-HFTD; Consolidated Risk Score e: 278.5; Consolidated Risk Score f: 1.055; Consolidated Risk Score g: 0
| BURLINGAME 2101 | 024052101 | 8.4093 | 6.8339 | 0 | 0 | 6.8339 | 1.5754 | Consolidated Risk Score d: Non-HFTD; Consolidated Risk Score e: 0; Consolidated Risk Score f: 0; Consolidated Risk Score g: 0
| CAROLANDS 0401 | 024060401 | 15.6577 | 4.4829 | 0 | 0 | 4.4829 | 11.1748 | Consolidated Risk Score d: Non-HFTD; Consolidated Risk Score e: 121.9; Consolidated Risk Score f: 0.945; Consolidated Risk Score g: 1.941
| CAROLANDS 0402 | 024060402 | 0.21117 | 0.033498 | 0 | 0 | 0.033498 | 0.17767 | Consolidated Risk Score d: Non-HFTD; Consolidated Risk Score e: 0; Consolidated Risk Score f: 0; Consolidated Risk Score g: 0
| CAROLANDS 0403 | 024060403 | 16.066 | 13.3466 | 0 | 0 | 13.3466 | 2.7194 | Consolidated Risk Score d: Non-HFTD; Consolidated Risk Score e: 15.3; Consolidated Risk Score f: 0.031; Consolidated Risk Score g: 1
| CAROLANDS 0404 | 024060404 | 16.99 | 10.2518 | 0 | 4.1862 | 6.0656 | 6.7382 | Consolidated Risk Score d: Non-HFTD; Consolidated Risk Score e: 124.9; Consolidated Risk Score f: 1.077; Consolidated Risk Score g: 1.653
| EMERALD LAKE 0401 | 024080401 | 14.853 | 13.0938 | 2.1563 | 6.8781 | 4.0595 | 1.7592 | Consolidated Risk Score d: Non-HFTD; Consolidated Risk Score e: 284.8; Consolidated Risk Score f: 1.32; Consolidated Risk Score g: 20.966
| EMERALD LAKE 0402 | 024080402 | 9.6085 | 9.4432 | 0 | 8.2791 | 1.1641 | 0.16529 | Consolidated Risk Score d: Non-HFTD; Consolidated Risk Score e: 3.2; Consolidated Risk Score f: 0.072; Consolidated Risk Score g: 1.029
| GLENWOOD 0404 | 024090404 | 8.5212 | 6.0494 | 0 | 0 | 6.0494 | 2.4718 | Consolidated Risk Score d: Non-HFTD; Consolidated Risk Score e: 226.4; Consolidated Risk Score f: 1.015; Consolidated Risk Score g: 0
| GLENWOOD 0405 | 024090405 | 6.3056 | 5.7416 | 0 | 0 | 5.7416 | 0.56396 | Consolidated Risk Score d: Non-HFTD; Consolidated Risk Score e: 119.1; Consolidated Risk Score f: 0.78; Consolidated Risk Score g: 1
| GLENWOOD 0406 | 024090406 | 3.1852 | 2.286 | 0 | 0 | 2.286 | 0.89928 | Consolidated Risk Score d: Non-HFTD; Consolidated Risk Score e: 104.2; Consolidated Risk Score f: 0.117; Consolidated Risk Score g: 0
| GLENWOOD 1101 | 024091101 | 12.0826 | 5.4375 | 0 | 0 | 5.4375 | 6.6451 | Consolidated Risk Score d: Non-HFTD; Consolidated Risk Score e: 1.8; Consolidated Risk Score f: 0.002; Consolidated Risk Score g: 0
| GLENWOOD 1102 | 024091102 | 13.4821 | 7.1517 | 0 | 0 | 7.1517 | 6.3304 | Consolidated Risk Score d: Non-HFTD; Consolidated Risk Score e: 98.6; Consolidated Risk Score f: 0.769; Consolidated Risk Score g: 0
| HALF MOON BAY 1101 | 024101101 | 59.7824 | 49.0915 | 12.8336 | 13.5551 | 22.7029 | 10.6909 | Consolidated Risk Score d: Non-HFTD; Consolidated Risk Score e: 197.5; Consolidated Risk Score f: 2.925; Consolidated Risk Score g: 1.066
| HALF MOON BAY 1102 | 024101102 | 60.9589 | 48.1293 | 5.5332 | 2.9057 | 39.6903 | 12.8296 | Consolidated Risk Score d: Non-HFTD; Consolidated Risk Score e: 46.1; Consolidated Risk Score f: 1.511; Consolidated Risk Score g: 0.753
| HALF MOON BAY 1103 | 024101103 | 194.1671 | 164.3298 | 1.4242 | 119.9638 | 42.9417 | 29.8373 | Consolidated Risk Score d: Non-HFTD; Consolidated Risk Score e: 725.5; Consolidated Risk Score f: 0.928; Consolidated Risk Score g: 0.486
| HILLSDALE 0401 | 024110401 | 7.5396 | 7.464 | 0 | 0 | 7.464 | 0.075565 | Consolidated Risk Score d: Non-HFTD; Consolidated Risk Score e: 18.4; Consolidated Risk Score f: 0.065; Consolidated Risk Score g: 7.991
| HILLSDALE 0402 | 024110402 | 8.6498 | 8.0346 | 0 | 0 | 8.0346 | 0.61526 | Consolidated Risk Score d: Non-HFTD; Consolidated Risk Score e: 407.2; Consolidated Risk Score f: 3.811; Consolidated Risk Score g: 5.57
| HILLSDALE 0403 | 024110403 | 3.6744 | 3.2715 | 0 | 0 | 3.2715 | 0.40288 | Consolidated Risk Score d: Non-HFTD; Consolidated Risk Score e: 0; Consolidated Risk Score f: 0; Consolidated Risk Score g: 3.995
| HILLSDALE 0404 | 024110404 | 6.2068 | 5.687 | 0 | 0 | 5.687 | 0.51986 | Consolidated Risk Score d: Non-HFTD; Consolidated Risk Score e: 0; Consolidated Risk Score f: 0; Consolidated Risk Score g: 1.998
| HILLSDALE 0405 | 024110405 | 6.2687 | 5.891 | 0 | 0 | 5.891 | 0.37765 | Consolidated Risk Score d: Non-HFTD; Consolidated Risk Score e: 0; Consolidated Risk Score f: 0; Consolidated Risk Score g: 0.997
| LAS PULGAS 0401 | 024120401 | 6.3993 | 6.0758 | 0 | 0.34593 | 5.7299 | 0.3235 | Consolidated Risk Score d: Non-HFTD; Consolidated Risk Score e: 25.3; Consolidated Risk Score f: 0.07; Consolidated Risk Score g: 2.272
| LAS PULGAS 0402 | 024120402 | 3.8874 | 2.5659 | 0 | 0 | 2.5659 | 1.3214 | Consolidated Risk Score d: Non-HFTD; Consolidated Risk Score e: 10.6; Consolidated Risk Score f: 0.186; Consolidated Risk Score g: 0
| LAS PULGAS 0403 | 024120403 | 8.2998 | 7.8433 | 0 | 0 | 7.8433 | 0.45653 | Consolidated Risk Score d: Non-HFTD; Consolidated Risk Score e: 62.3; Consolidated Risk Score f: 0.307; Consolidated Risk Score g: 0
| LAS PULGAS 0404 | 024120404 | 4.6285 | 4.0508 | 0 | 0 | 4.0508 | 0.57773 | Consolidated Risk Score d: Non-HFTD; Consolidated Risk Score e: 28.8; Consolidated Risk Score f: 0.11; Consolidated Risk Score g: 0.398
| MENLO 0401 | 024130401 | 6.7128 | 6.384 | 0 | 0 | 6.384 | 0.32888 | Consolidated Risk Score d: Non-HFTD; Consolidated Risk Score e: 256; Consolidated Risk Score f: 1.109; Consolidated Risk Score g: 0
| MENLO 0402 | 024130402 | 10.6273 | 7.5632 | 0 | 0 | 7.5632 | 3.0642 | Consolidated Risk Score d: Non-HFTD; Consolidated Risk Score e: 37.3; Consolidated Risk Score f: 0.253; Consolidated Risk Score g: 0
| MENLO 0403 | 024130403 | 9.7209 | 8.515 | 0 | 0 | 8.515 | 1.2059 | Consolidated Risk Score d: Non-HFTD; Consolidated Risk Score e: 22.8; Consolidated Risk Score f: 0.125; Consolidated Risk Score g: 0.521
| MENLO 0404 | 024130404 | 9.4314 | 7.8945 | 0 | 0 | 7.8945 | 1.5369 | Consolidated Risk Score d: Non-HFTD; Consolidated Risk Score e: 21.2; Consolidated Risk Score f: 0.075; Consolidated Risk Score g: 2.003
| MENLO 1101 | 024131101 | 14.3125 | 1.5097 | 0 | 0 | 1.5097 | 12.8029 | Consolidated Risk Score d: Non-HFTD; Consolidated Risk Score e: 24; Consolidated Risk Score f: 0.099; Consolidated Risk Score g: 0.049
| MENLO 1102 | 024131102 | 82.1825 | 64.0552 | 0.014771 | 28.6047 | 35.4357 | 18.1274 | Consolidated Risk Score d: Non-HFTD; Consolidated Risk Score e: 259.1; Consolidated Risk Score f: 3.527; Consolidated Risk Score g: 1.991
| MENLO 1103 | 024131103 | 86.0808 | 64.8627 | 0 | 47.5545 | 17.3083 | 21.2181 | Consolidated Risk Score d: Non-HFTD; Consolidated Risk Score e: 1334.9; Consolidated Risk Score f: 1.797; Consolidated Risk Score g: 0.782
| MENLO 1104 | 024131104 | 27.6262 | 16.6842 | 0 | 0 | 16.6842 | 10.942 | Consolidated Risk Score d: Non-HFTD; Consolidated Risk Score e: 416.4; Consolidated Risk Score f: 2.164; Consolidated Risk Score g: 2.407
| RALSTON 1101 | 024141101 | 23.0785 | 14.4627 | 0.41361 | 8.519 | 5.5301 | 8.6158 | Consolidated Risk Score d: Non-HFTD; Consolidated Risk Score e: 120.4; Consolidated Risk Score f: 1.949; Consolidated Risk Score g: 0
| RALSTON 1102 | 024141102 | 23.4581 | 10.7348 | 0 | 3.7299 | 7.005 | 12.7232 | Consolidated Risk Score d: Non-HFTD; Consolidated Risk Score e: 66; Consolidated Risk Score f: 1.116; Consolidated Risk Score g: 2.079
| REDWOOD CITY 0402 | 024160402 | 2.9504 | 1.2484 | 0 | 0 | 1.2484 | 1.702 | Consolidated Risk Score d: Non-HFTD; Consolidated Risk Score e: 64.4; Consolidated Risk Score f: 0.303; Consolidated Risk Score g: 1.039
| REDWOOD CITY 0403 | 024160403 | 5.8643 | 2.1561 | 0 | 0 | 2.1561 | 3.7082 | Consolidated Risk Score d: Non-HFTD; Consolidated Risk Score e: 421.8; Consolidated Risk Score f: 1; Consolidated Risk Score g: 1.002
| REDWOOD CITY 0404 | 024160404 | 3.0873 | 1.6076 | 0 | 0 | 1.6076 | 1.4798 | Consolidated Risk Score d: Non-HFTD; Consolidated Risk Score e: 0; Consolidated Risk Score f: 0; Consolidated Risk Score g: 0
| REDWOOD CITY 0405 | 024160405 | 5.012 | 3.354 | 0 | 0 | 3.354 | 1.6579 | Consolidated Risk Score d: Non-HFTD; Consolidated Risk Score e: 69.6; Consolidated Risk Score f: 1.1; Consolidated Risk Score g: 0
| REDWOOD CITY 0406 | 024160406 | 8.8116 | 6.6383 | 0 | 0 | 6.6383 | 2.1734 | Consolidated Risk Score d: Non-HFTD; Consolidated Risk Score e: 148.2; Consolidated Risk Score f: 1.328; Consolidated Risk Score g: 1.001
| REDWOOD CITY 0408 | 024160408 | 7.8521 | 6.0298 | 0 | 0 | 6.0298 | 1.8223 | Consolidated Risk Score d: Non-HFTD; Consolidated Risk Score e: 19.4; Consolidated Risk Score f: 0.246; Consolidated Risk Score g: 0.999
| REDWOOD CITY 0409 | 024160409 | 6.3153 | 4.9401 | 0 | 0 | 4.9401 | 1.3752 | Consolidated Risk Score d: Non-HFTD; Consolidated Risk Score e: 194; Consolidated Risk Score f: 1.021; Consolidated Risk Score g: 1.658
| REDWOOD CITY 0410 | 024160410 | 6.4296 | 5.4126 | 0 | 0 | 5.4126 | 1.017 | Consolidated Risk Score d: Non-HFTD; Consolidated Risk Score e: 113.1; Consolidated Risk Score f: 2.379; Consolidated Risk Score g: 3.641
| REDWOOD CITY 1101 | 024161101 | 4.7251 | 2.2714 | 0 | 0 | 2.2714 | 2.4537 | Consolidated Risk Score d: Non-HFTD; Consolidated Risk Score e: 2.1; Consolidated Risk Score f: 0.005; Consolidated Risk Score g: 1.005
| REDWOOD CITY 1102 | 024161102 | 3.61 | 1.6167 | 0 | 0 | 1.6167 | 1.9933 | Consolidated Risk Score d: Non-HFTD; Consolidated Risk Score e: 1065.4; Consolidated Risk Score f: 2.013; Consolidated Risk Score g: 4.025
| REDWOOD CITY 1103 | 024161103 | 12.2158 | 1.6602 | 0 | 0 | 1.6602 | 10.5556 | Consolidated Risk Score d: Non-HFTD; Consolidated Risk Score e: 239.6; Consolidated Risk Score f: 1.535; Consolidated Risk Score g: 0
| REDWOOD CITY 1104 | 024161104 | 7.7673 | 0.99222 | 0 | 0 | 0.99222 | 6.775 | Consolidated Risk Score d: Non-HFTD; Consolidated Risk Score e: 8.5; Consolidated Risk Score f: 0.075; Consolidated Risk Score g: 0
| REDWOOD CITY 1105 | 024161105 | 8.5189 | 5.6756 | 0 | 0 | 5.6756 | 2.8433 | Consolidated Risk Score d: Non-HFTD; Consolidated Risk Score e: 10.6; Consolidated Risk Score f: 0.03; Consolidated Risk Score g: 0
| SAN CARLOS 0401 | 024180401 | 3.5683 | 1.6288 | 0 | 0 | 1.6288 | 1.9395 | Consolidated Risk Score d: Non-HFTD; Consolidated Risk Score e: 0; Consolidated Risk Score f: 0; Consolidated Risk Score g: 0.994
| SAN CARLOS 0402 | 024180402 | 5.0701 | 4.3054 | 0 | 0 | 4.3054 | 0.76474 | Consolidated Risk Score d: Non-HFTD; Consolidated Risk Score e: 87.6; Consolidated Risk Score f: 0.859; Consolidated Risk Score g: 0
| SAN CARLOS 0403 | 024180403 | 6.9794 | 6.9237 | 0 | 0 | 6.9237 | 0.055735 | Consolidated Risk Score d: Non-HFTD; Consolidated Risk Score e: 167.3; Consolidated Risk Score f: 1; Consolidated Risk Score g: 4.538
| SAN CARLOS 0404 | 024180404 | 8.9745 | 8.7281 | 0 | 0 | 8.7281 | 0.24641 | Consolidated Risk Score d: Non-HFTD; Consolidated Risk Score e: 327.3; Consolidated Risk Score f: 2.151; Consolidated Risk Score g: 0
| SAN CARLOS 0405 | 024180405 | 8.9397 | 8.1796 | 0 | 0 | 8.1796 | 0.76019 | Consolidated Risk Score d: Non-HFTD; Consolidated Risk Score e: 30.2; Consolidated Risk Score f: 0.046; Consolidated Risk Score g: 0
| SAN CARLOS 0406 | 024180406 | 6.9133 | 6.5569 | 0 | 0 | 6.5569 | 0.35641 | Consolidated Risk Score d: Non-HFTD; Consolidated Risk Score e: 606.2; Consolidated Risk Score f: 3.008; Consolidated Risk Score g: 6.98
| SAN CARLOS 1101 | 024181101 | 2.8803 | 1.5468 | 0 | 0 | 1.5468 | 1.3335 | Consolidated Risk Score d: Non-HFTD; Consolidated Risk Score e: 25.2; Consolidated Risk Score f: 0.177; Consolidated Risk Score g: 0
| SAN CARLOS 1102 | 024181102 | 4.4689 | 0.46387 | 0 | 0 | 0.46387 | 4.0051 | Consolidated Risk Score d: Non-HFTD; Consolidated Risk Score e: 0; Consolidated Risk Score f: 0; Consolidated Risk Score g: 0
| SAN CARLOS 1103 | 024181103 | 19.4363 | 16.5048 | 0 | 3.8258 | 12.6791 | 2.9315 | Consolidated Risk Score d: Non-HFTD; Consolidated Risk Score e: 366.6; Consolidated Risk Score f: 3.002; Consolidated Risk Score g: 1.453
| SAN CARLOS 1104 | 024181104 | 29.8075 | 22.1662 | 0 | 10.7124 | 11.4538 | 7.6413 | Consolidated Risk Score d: Non-HFTD; Consolidated Risk Score e: 91.8; Consolidated Risk Score f: 0.72; Consolidated Risk Score g: 0.548
| SAN MATEO 0404 | 024190404 | 5.8484 | 5.1007 | 0 | 0 | 5.1007 | 0.74769 | Consolidated Risk Score d: Non-HFTD; Consolidated Risk Score e: 0; Consolidated Risk Score f: 0; Consolidated Risk Score g: 2.001
| SAN MATEO 0407 | 024190407 | 5.362 | 3.7044 | 0 | 0 | 3.7044 | 1.6577 | Consolidated Risk Score d: Non-HFTD; Consolidated Risk Score e: 111.1; Consolidated Risk Score f: 1.001; Consolidated Risk Score g: 2
| SAN MATEO 0408 | 024190408 | 7.1877 | 5.6181 | 0 | 0 | 5.6181 | 1.5696 | Consolidated Risk Score d: Non-HFTD; Consolidated Risk Score e: 4.1; Consolidated Risk Score f: 0.043; Consolidated Risk Score g: 0.98
| SAN MATEO 0409 | 024190409 | 3.9806 | 3.1265 | 0 | 0 | 3.1265 | 0.85412 | Consolidated Risk Score d: Non-HFTD; Consolidated Risk Score e: 293.6; Consolidated Risk Score f: 2.009; Consolidated Risk Score g: 0
| SAN MATEO 0410 | 024190410 | 6.2329 | 5.1488 | 0 | 0 | 5.1488 | 1.0841 | Consolidated Risk Score d: Non-HFTD; Consolidated Risk Score e: 11; Consolidated Risk Score f: 0.075; Consolidated Risk Score g: 0
| SAN MATEO 2101 | 024192101 | 20.5361 | 10.4956 | 0 | 0 | 10.4956 | 10.0405 | Consolidated Risk Score d: Non-HFTD; Consolidated Risk Score e: 134.2; Consolidated Risk Score f: 3.426; Consolidated Risk Score g: 3.124
| SAN MATEO 2102 | 024192102 | 22.4927 | 12.7695 | 0 | 0 | 12.7695 | 9.7231 | Consolidated Risk Score d: Non-HFTD; Consolidated Risk Score e: 125.7; Consolidated Risk Score f: 1.916; Consolidated Risk Score g: 3.562
| WATERSHED 0402 | 024240402 | 1.2664 | 1.188 | 0.030387 | 0 | 1.1576 | 0.078488 | Consolidated Risk Score d: Non-HFTD; Consolidated Risk Score e: 0; Consolidated Risk Score f: 0; Consolidated Risk Score g: 0
| WOODSIDE 1101 | 024251101 | 74.4021 | 62.0569 | 42.7628 | 0.48667 | 18.8074 | 12.3453 | Consolidated Risk Score d: Non-HFTD; Consolidated Risk Score e: 844; Consolidated Risk Score f: 3.667; Consolidated Risk Score g: 0.548
| WOODSIDE 1102 | 024251102 | 22.97 | 17.1033 | 0 | 0.059726 | 17.0436 | 5.8667 | Consolidated Risk Score d: Non-HFTD; Consolidated Risk Score e: 145.9; Consolidated Risk Score f: 1.928; Consolidated Risk Score g: 3.356
| WOODSIDE 1104 | 024251104 | 61.6589 | 44.5281 | 7.1311 | 13.2986 | 24.0983 | 17.1308 | Consolidated Risk Score d: Non-HFTD; Consolidated Risk Score e: 252.1; Consolidated Risk Score f: 1.599; Consolidated Risk Score g: 0.279
| WOODSIDE 1105 | 024251105 | 15.0619 | 6.4032 | 0 | 0 | 6.4032 | 8.6587 | Consolidated Risk Score d: Non-HFTD; Consolidated Risk Score e: 99.4; Consolidated Risk Score f: 1.226; Consolidated Risk Score g: 0
| BAIR 1101 | 024261101 | 0.51726 | 0.055851 | 0 | 0 | 0.055851 | 0.46141 | Consolidated Risk Score d: Non-HFTD; Consolidated Risk Score e: 99.4; Consolidated Risk Score f: 1.226; Consolidated Risk Score g: 0
| BAIR 1103 | 024261103 | 6.4975 | 0.53434 | 0 | 0 | 0.53434 | 5.9631 | Consolidated Risk Score d: Non-HFTD; Consolidated Risk Score e: 107.8; Consolidated Risk Score f: 0.842; Consolidated Risk Score g: 0
| BAIR 1105 | 024261105 | 7.687 | 2.2969 | 0 | 0 | 2.2969 | 5.3901 | Consolidated Risk Score d: Non-HFTD; Consolidated Risk Score e: 14.4; Consolidated Risk Score f: 0.099; Consolidated Risk Score g: 0
| SAN RAFAEL 1101 | 042011101 | 31.8626 | 23.6282 | 8.8366 | 0.26752 | 14.5241 | 8.2344 | Consolidated Risk Score d: Non-HFTD; Consolidated Risk Score e: 201.9; Consolidated Risk Score f: 1.805; Consolidated Risk Score g: 1.011
| SAN RAFAEL 1102 | 042011102 | 17.0507 | 4.8459 | 0 | 0 | 4.8459 | 12.2047 | Consolidated Risk Score d: Non-HFTD; Consolidated Risk Score e: 95.3; Consolidated Risk Score f: 0.94; Consolidated Risk Score g: 2.73
| SAN RAFAEL 1103 | 042011103 | 13.5097 | 5.8723 | 0 | 0 | 5.8723 | 7.6374 | Consolidated Risk Score d: Non-HFTD; Consolidated Risk Score e: 4.2; Consolidated Risk Score f: 0.039; Consolidated Risk Score g: 0
| SAN RAFAEL 1104 | 042011104 | 32.5995 | 24.95 | 1.8807 | 9.7143 | 13.355 | 7.6494 | Consolidated Risk Score d: Non-HFTD; Consolidated Risk Score e: 85.7; Consolidated Risk Score f: 0.575; Consolidated Risk Score g: 1.736
| SAN RAFAEL 1105 | 042011105 | 42.8937 | 23.0336 | 0 | 1.629 | 21.4046 | 19.8601 | Consolidated Risk Score d: Non-HFTD; Consolidated Risk Score e: 138.9; Consolidated Risk Score f: 0.463; Consolidated Risk Score g: 1.617
| SAN RAFAEL 1106 | 042011106 | 28.0995 | 21.0125 | 0 | 2.8037 | 18.2088 | 7.087 | Consolidated Risk Score d: Non-HFTD; Consolidated Risk Score e: 91.2; Consolidated Risk Score f: 1.048; Consolidated Risk Score g: 2.087
| SAN RAFAEL 1107 | 042011107 | 41.1281 | 29.1728 | 18.2371 | 3.0191 | 7.9166 | 11.9553 | Consolidated Risk Score d: Non-HFTD; Consolidated Risk Score e: 227.3; Consolidated Risk Score f: 2.253; Consolidated Risk Score g: 0.726
| SAN RAFAEL 1108 | 042011108 | 53.8067 | 46.719 | 37.6716 | 1.3739 | 7.6735 | 7.0877 | Consolidated Risk Score d: Non-HFTD; Consolidated Risk Score e: 353.9; Consolidated Risk Score f: 1.854; Consolidated Risk Score g: 0.023
| SAN RAFAEL 1109 | 042011109 | 33.2695 | 26.3221 | 0 | 9.8185 | 16.5036 | 6.9474 | Consolidated Risk Score d: Non-HFTD; Consolidated Risk Score e: 173; Consolidated Risk Score f: 1.867; Consolidated Risk Score g: 1.26
| SAN RAFAEL 1110 | 042011110 | 1.5063 | 0.0056818 | 0 | 0 | 0.0056818 | 1.5006 | Consolidated Risk Score d: Non-HFTD; Consolidated Risk Score e: 0; Consolidated Risk Score f: 0; Consolidated Risk Score g: 2.156
| NAPA 1102 | 042021102 | 37.843 | 32.3511 | 0 | 0.26858 | 32.0825 | 5.492 | Consolidated Risk Score d: Non-HFTD; Consolidated Risk Score e: 10.8; Consolidated Risk Score f: 0.036; Consolidated Risk Score g: 3.242
| NAPA 1103 | 042021103 | 17.5853 | 14.833 | 0 | 0 | 14.833 | 2.7523 | Consolidated Risk Score d: Non-HFTD; Consolidated Risk Score e: 153; Consolidated Risk Score f: 1.153; Consolidated Risk Score g: 2.863
| NAPA 1105 | 042021105 | 19.5052 | 15.5892 | 0 | 0 | 15.5892 | 3.9161 | Consolidated Risk Score d: Non-HFTD; Consolidated Risk Score e: 254.8; Consolidated Risk Score f: 1.407; Consolidated Risk Score g: 1.557
| NAPA 1106 | 042021106 | 9.249 | 1.2397 | 0 | 0 | 1.2397 | 8.0093 | Consolidated Risk Score d: Non-HFTD; Consolidated Risk Score e: 0; Consolidated Risk Score f: 0; Consolidated Risk Score g: 0
| NAPA 1109 | 042021109 | 22.283 | 11.6668 | 0 | 0 | 11.6668 | 10.6162 | Consolidated Risk Score d: Non-HFTD; Consolidated Risk Score e: 11.6; Consolidated Risk Score f: 0.083; Consolidated Risk Score g: 0.044
| NAPA 1110 | 042021110 | 24.5214 | 13.2758 | 0 | 0 | 13.2758 | 11.2456 | Consolidated Risk Score d: Non-HFTD; Consolidated Risk Score e: 27; Consolidated Risk Score f: 0.192; Consolidated Risk Score g: 0
| NAPA 1112 | 042021112 | 63.3288 | 51.8619 | 0 | 19.2346 | 32.6273 | 11.4669 | Consolidated Risk Score d: Non-HFTD; Consolidated Risk Score e: 68.5; Consolidated Risk Score f: 0.615; Consolidated Risk Score g: 0.626
| ALTO 1120 | 042031120 | 39.9547 | 20.3846 | 0 | 3.9064 | 16.4782 | 19.5701 | Consolidated Risk Score d: Non-HFTD; Consolidated Risk Score e: 159.7; Consolidated Risk Score f: 0.819; Consolidated Risk Score g: 1.472
| ALTO 1121 | 042031121 | 52.4827 | 16.9045 | 0 | 0 | 16.5613 | 35.5783 | Consolidated Risk Score d: Non-HFTD; Consolidated Risk Score e: 110.1; Consolidated Risk Score f: 1.124; Consolidated Risk Score g: 1.218
| ALTO 1122 | 042031122 | 28.4075 | 21.8927 | 9.1408 | 3.6504 | 8.926 | 6.5148 | Consolidated Risk Score d: Non-HFTD; Consolidated Risk Score e: 138.6; Consolidated Risk Score f: 1.687; Consolidated Risk Score g: 0
| ALTO 1123 | 042031123 | 18.6724 | 10.3238 | 0 | 0.46802 | 9.8558 | 8.3486 | Consolidated Risk Score d: Non-HFTD; Consolidated Risk Score e: 85.2; Consolidated Risk Score f: 1.163; Consolidated Risk Score g: 0.141
| ALTO 1124 | 042031124 | 39.4198 | 35.2646 | 28.2136 | 0 | 7.051 | 4.1552 | Consolidated Risk Score d: Non-HFTD; Consolidated Risk Score e: 271.3; Consolidated Risk Score f: 1.462; Consolidated Risk Score g: 0
| ALTO 1125 | 042031125 | 50.165 | 44.7518 | 26.3768 | 10.9089 | 7.4661 | 5.4132 | Consolidated Risk Score d: Non-HFTD; Consolidated Risk Score e: 130.7; Consolidated Risk Score f: 1.598; Consolidated Risk Score g: 0.339
| NORTH TOWER 1102 | 042041102 | 47.4435 | 18.7106 | 0 | 0 | 18.7106 | 28.7329 | Consolidated Risk Score d: Non-HFTD; Consolidated Risk Score e: 173.2; Consolidated Risk Score f: 1.055; Consolidated Risk Score g: 3.935
| NORTH TOWER 1103 | 042041103 | 26.4522 | 13.0329 | 0 | 0 | 13.0329 | 13.4193 | Consolidated Risk Score d: Non-HFTD; Consolidated Risk Score e: 488.6; Consolidated Risk Score f: 3.578; Consolidated Risk Score g: 2.008
| NORTH TOWER 1104 | 042041104 | 38.4691 | 19.7363 | 0 | 0 | 19.7363 | 18.7328 | Consolidated Risk Score d: Non-HFTD; Consolidated Risk Score e: 208.4; Consolidated Risk Score f: 2.104; Consolidated Risk Score g: 3.84
| NORTH TOWER 1108 | 042041108 | 40.3935 | 13.296 | 0 | 0 | 13.296 | 27.0974 | Consolidated Risk Score d: Non-HFTD; Consolidated Risk Score e: 117.9; Consolidated Risk Score f: 0.732; Consolidated Risk Score g: 1
| NORTH TOWER 2101 | 042042101 | 6.7243 | 4.384 | 0 | 0.4984 | 3.8856 | 2.3403 | Consolidated Risk Score d: Non-HFTD; Consolidated Risk Score e: 15202; Consolidated Risk Score f: 141; Consolidated Risk Score g: 0
| NORTH TOWER 2104 | 042042104 | 4.7811 | 4.2092 | 0 | 0 | 4.2092 | 0.57194 | Consolidated Risk Score d: Non-HFTD; Consolidated Risk Score e: 15202; Consolidated Risk Score f: 141; Consolidated Risk Score g: 0
| PARKWAY 1101 | 042051101 | 25.5678 | 7.1177 | 0 | 0 | 7.1177 | 18.4501 | Consolidated Risk Score d: Non-HFTD; Consolidated Risk Score e: 105.2; Consolidated Risk Score f: 0.224; Consolidated Risk Score g: 0.6
| PARKWAY 1102 | 042051102 | 23.3765 | 0.0028409 | 0 | 0 | 0.0028409 | 23.3737 | Consolidated Risk Score d: Non-HFTD; Consolidated Risk Score e: 198.7; Consolidated Risk Score f: 1.779; Consolidated Risk Score g: 0
| PARKWAY 1103 | 042051103 | 27.2772 | 6.7276 | 0 | 0 | 6.7276 | 20.5495 | Consolidated Risk Score d: Non-HFTD; Consolidated Risk Score e: 43.8; Consolidated Risk Score f: 0.64; Consolidated Risk Score g: 4.9
| MIRABEL 1101 | 042091101 | 54.4247 | 51.3544 | 19.9151 | 8.9183 | 22.521 | 3.0703 | Consolidated Risk Score d: Non-HFTD; Consolidated Risk Score e: 533.4; Consolidated Risk Score f: 3.055; Consolidated Risk Score g: 0.999
| MIRABEL 1102 | 042091102 | 61.7316 | 57.643 | 31.9534 | 4.8062 | 20.8834 | 4.0886 | Consolidated Risk Score d: Non-HFTD; Consolidated Risk Score e: 178.2; Consolidated Risk Score f: 0.599; Consolidated Risk Score g: 1.108
| PETALUMA A 0411 | 042120411 | 3.3633 | 3.063 | 0 | 0 | 3.063 | 0.30026 | Consolidated Risk Score d: Non-HFTD; Consolidated Risk Score e: 0; Consolidated Risk Score f: 0; Consolidated Risk Score g: 1.009
| PETALUMA A 0413 | 042120413 | 2.9908 | 2.3578 | 0 | 0 | 2.3578 | 0.63301 | Consolidated Risk Score d: Non-HFTD; Consolidated Risk Score e: 8.4; Consolidated Risk Score f: 0.015; Consolidated Risk Score g: 0
| CLEAR LAKE 1101 | 042141101 | 116.2148 | 113.7957 | 6.115 | 12.8685 | 94.8121 | 2.4191 | Consolidated Risk Score d: Non-HFTD; Consolidated Risk Score e: 231.6; Consolidated Risk Score f: 1.752; Consolidated Risk Score g: 2.386
| CLEAR LAKE 1102 | 042141102 | 44.0397 | 37.1102 | 0 | 3.982 | 33.1283 | 6.9295 | Consolidated Risk Score d: Non-HFTD; Consolidated Risk Score e: 34.4; Consolidated Risk Score f: 0.129; Consolidated Risk Score g: 0.115
| SANTA ROSA A 1101 | 042151101 | 9.4156 | 4.5193 | 0 | 0 | 4.5193 | 4.8964 | Consolidated Risk Score d: Non-HFTD; Consolidated Risk Score e: 183.2; Consolidated Risk Score f: 1.496; Consolidated Risk Score g: 1.169
| SANTA ROSA A 1102 | 042151102 | 30.7558 | 11.8623 | 0 | 0 | 11.8623 | 18.8935 | Consolidated Risk Score d: Non-HFTD; Consolidated Risk Score e: 20.8; Consolidated Risk Score f: 0.383; Consolidated Risk Score g: 1.086
| SANTA ROSA A 1103 | 042151103 | 34.2394 | 11.1251 | 0 | 0 | 11.1251 | 23.1144 | Consolidated Risk Score d: Non-HFTD; Consolidated Risk Score e: 20.6; Consolidated Risk Score f: 0.094; Consolidated Risk Score g: 1
| SANTA ROSA A 1104 | 042151104 | 73.4158 | 56.1461 | 37.522 | 5.2392 | 13.3848 | 17.2697 | Consolidated Risk Score d: Non-HFTD; Consolidated Risk Score e: 337.6; Consolidated Risk Score f: 1.924; Consolidated Risk Score g: 1.652
| SANTA ROSA A 1105 | 042151105 | 14.1373 | 9.371 | 0 | 0 | 9.371 | 4.7664 | Consolidated Risk Score d: Non-HFTD; Consolidated Risk Score e: 200.8; Consolidated Risk Score f: 1.276; Consolidated Risk Score g: 2.488
| SANTA ROSA A 1106 | 042151106 | 22.0201 | 9.9633 | 0 | 0 | 9.9633 | 12.0568 | Consolidated Risk Score d: Non-HFTD; Consolidated Risk Score e: 32.3; Consolidated Risk Score f: 0.13; Consolidated Risk Score g: 3.032
| SANTA ROSA A 1107 | 042151107 | 11.7224 | 6.1491 | 2.8752 | 0 | 3.2739 | 5.5734 | Consolidated Risk Score d: Non-HFTD; Consolidated Risk Score e: 235.5; Consolidated Risk Score f: 1.54; Consolidated Risk Score g: 1.002
| SANTA ROSA A 1108 | 042151108 | 26.8999 | 6.7961 | 0 | 0.12628 | 6.6698 | 20.1039 | Consolidated Risk Score d: Non-HFTD; Consolidated Risk Score e: 234.4; Consolidated Risk Score f: 3.023; Consolidated Risk Score g: 1.196
| SANTA ROSA A 1109 | 042151109 | 11.6453 | 5.919 | 0 | 0 | 5.919 | 5.7263 | Consolidated Risk Score d: Non-HFTD; Consolidated Risk Score e: 98.9; Consolidated Risk Score f: 0.283; Consolidated Risk Score g: 0.998
| SANTA ROSA A 1110 | 042151110 | 35.2985 | 24.6335 | 0 | 0 | 24.6335 | 10.665 | Consolidated Risk Score d: Non-HFTD; Consolidated Risk Score e: 54.9; Consolidated Risk Score f: 0.239; Consolidated Risk Score g: 2.043
| SANTA ROSA A 1111 | 042151111 | 45.0001 | 26.1046 | 0 | 5.6124 | 20.4921 | 18.8956 | Consolidated Risk Score d: Non-HFTD; Consolidated Risk Score e: 299.1; Consolidated Risk Score f: 1.286; Consolidated Risk Score g: 0.213
| SANTA ROSA A 1112 | 042151112 | 17.1013 | 12.7715 | 0 | 0 | 12.7715 | 4.3298 | Consolidated Risk Score d: Non-HFTD; Consolidated Risk Score e: 39.2; Consolidated Risk Score f: 0.528; Consolidated Risk Score g: 0.71
| NOVATO 1101 | 042211101 | 0.644 | 0.56604 | 0 | 0 | 0.56604 | 0.077955 | Consolidated Risk Score d: Non-HFTD; Consolidated Risk Score e: 0; Consolidated Risk Score f: 0; Consolidated Risk Score g: 0
| NOVATO 1102 | 042211102 | 6.3203 | 0.58673 | 0 | 0 | 0.58673 | 5.7336 | Consolidated Risk Score d: Non-HFTD; Consolidated Risk Score e: 0; Consolidated Risk Score f: 0; Consolidated Risk Score g: 0
| NOVATO 1103 | 042211103 | 13.5776 | 2.9466 | 0 | 0 | 2.9466 | 10.631 | Consolidated Risk Score d: Non-HFTD; Consolidated Risk Score e: 31.4; Consolidated Risk Score f: 0.253; Consolidated Risk Score g: 1.318
| NOVATO 1104 | 042211104 | 47.6922 | 24.5302 | 0 | 3.4963 | 21.0339 | 23.162 | Consolidated Risk Score d: Non-HFTD; Consolidated Risk Score e: 75.6; Consolidated Risk Score f: 1.034; Consolidated Risk Score g: 1.176
| HOPLAND 1101 | 042251101 | 135.2607 | 130.7901 | 0 | 81.741 | 49.0491 | 4.4707 | Consolidated Risk Score d: Non-HFTD; Consolidated Risk Score e: 478.9; Consolidated Risk Score f: 2.332; Consolidated Risk Score g: 2.14
| BOLINAS 1101 | 042261101 | 59.5622 | 51.7024 | 27.1892 | 7.4245 | 17.0887 | 7.8597 | Consolidated Risk Score d: Non-HFTD; Consolidated Risk Score e: 508.7; Consolidated Risk Score f: 1.375; Consolidated Risk Score g: 0.799
| COTATI 1102 | 042271102 | 64.6907 | 35.0619 | 0 | 15.6453 | 19.4167 | 29.6287 | Consolidated Risk Score d: Non-HFTD; Consolidated Risk Score e: 11; Consolidated Risk Score f: 0.075; Consolidated Risk Score g: 0.104
| COTATI 1103 | 042271103 | 118.9781 | 110.8996 | 0 | 83.9385 | 26.9612 | 8.0785 | Consolidated Risk Score d: Non-HFTD; Consolidated Risk Score e: 739.7; Consolidated Risk Score f: 4.703; Consolidated Risk Score g: 4.384
| COTATI 1104 | 042271104 | 19.4406 | 16.5284 | 0 | 8.3915 | 8.1369 | 2.9122 | Consolidated Risk Score d: Non-HFTD; Consolidated Risk Score e: 26.9; Consolidated Risk Score f: 0.502; Consolidated Risk Score g: 0
| COTATI 1105 | 042271105 | 138.8689 | 131.4836 | 0 | 42.8712 | 88.6124 | 7.3853 | Consolidated Risk Score d: Non-HFTD; Consolidated Risk Score e: 574.8; Consolidated Risk Score f: 2.427; Consolidated Risk Score g: 0.886
| POTTER VALLEY P H 1104 | 042281104 | 18.8905 | 18.8095 | 0.31504 | 4.3887 | 14.1058 | 0.080979 | Consolidated Risk Score d: Non-HFTD; Consolidated Risk Score e: 88.8; Consolidated Risk Score f: 1.042; Consolidated Risk Score g: 2
| POTTER VALLEY P H 1105 | 042281105 | 75.1433 | 73.8299 | 4.6443 | 43.7971 | 25.3885 | 1.3134 | Consolidated Risk Score d: Non-HFTD; Consolidated Risk Score e: 955.2; Consolidated Risk Score f: 2.979; Consolidated Risk Score g: 0.378
| OLEMA 1101 | 042291101 | 137.6306 | 120.0416 | 11.7576 | 55.9293 | 52.3548 | 17.589 | Consolidated Risk Score d: Non-HFTD; Consolidated Risk Score e: 737.5; Consolidated Risk Score f: 1.261; Consolidated Risk Score g: 0.936
| TULUCAY 1101 | 042301101 | 36.3779 | 19.862 | 0 | 3.8424 | 16.0196 | 16.5159 | Consolidated Risk Score d: Non-HFTD; Consolidated Risk Score e: 78; Consolidated Risk Score f: 1.134; Consolidated Risk Score g: 1.176
| VALLEJO B 0411 | 042450411 | 7.7842 | 7.0657 | 0 | 0 | 7.0657 | 0.7185 | Consolidated Risk Score d: Non-HFTD; Consolidated Risk Score e: 345; Consolidated Risk Score f: 1.207; Consolidated Risk Score g: 5.998
| VALLEJO B 0413 | 042450413 | 6.5232 | 6.4664 | 0 | 0 | 6.4664 | 0.056846 | Consolidated Risk Score d: Non-HFTD; Consolidated Risk Score e: 237.7; Consolidated Risk Score f: 1.746; Consolidated Risk Score g: 7.528
| VALLEJO B 0414 | 042450414 | 8.6878 | 8.3143 | 0 | 0 | 8.3143 | 0.37344 | Consolidated Risk Score d: Non-HFTD; Consolidated Risk Score e: 4; Consolidated Risk Score f: 0.052; Consolidated Risk Score g: 8.011
| VALLEJO B 0415 | 042450415 | 7.6605 | 7.6123 | 0 | 0 | 7.6123 | 0.048151 | Consolidated Risk Score d: Non-HFTD; Consolidated Risk Score e: 0.9; Consolidated Risk Score f: 0.012; Consolidated Risk Score g: 4.998
| VALLEJO B 1101 | 042451101 | 23.4212 | 16.3037 | 0 | 0 | 16.3037 | 7.1175 | Consolidated Risk Score d: Non-HFTD; Consolidated Risk Score e: 98.6; Consolidated Risk Score f: 0.689; Consolidated Risk Score g: 4.316
| VALLEJO B 1102 | 042451102 | 3.173 | 2.4871 | 0 | 0 | 2.4871 | 0.68592 | Consolidated Risk Score d: Non-HFTD; Consolidated Risk Score e: 51; Consolidated Risk Score f: 0.156; Consolidated Risk Score g: 5
| BASALT 1101 | 042461101 | 19.2381 | 10.9254 | 0 | 0 | 10.9254 | 8.3127 | Consolidated Risk Score d: Non-HFTD; Consolidated Risk Score e: 169.3; Consolidated Risk Score f: 1.287; Consolidated Risk Score g: 0
| BASALT 1104 | 042461104 | 1.1051 | 0.66863 | 0 | 0 | 0.66863 | 0.43645 | Consolidated Risk Score d: Non-HFTD; Consolidated Risk Score e: 1173; Consolidated Risk Score f: 32; Consolidated Risk Score g: 120
| BASALT 1105 | 042461105 | 10.6102 | 1.7147 | 0 | 0 | 1.7147 | 8.8954 | Consolidated Risk Score d: Non-HFTD; Consolidated Risk Score e: 0; Consolidated Risk Score f: 0; Consolidated Risk Score g: 0
| BASALT 1106 | 042461106 | 84.9059 | 69.0916 | 0 | 1.6734 | 67.4183 | 15.8143 | Consolidated Risk Score d: Non-HFTD; Consolidated Risk Score e: 306.1; Consolidated Risk Score f: 2.45; Consolidated Risk Score g: 1.466
| IGNACIO 1101 | 042481101 | 27.5473 | 11.7419 | 0.50309 | 5.832 | 5.4069 | 15.8054 | Consolidated Risk Score d: Non-HFTD; Consolidated Risk Score e: 163; Consolidated Risk Score f: 1.866; Consolidated Risk Score g: 0
| IGNACIO 1102 | 042481102 | 17.1353 | 8.5231 | 0 | 0 | 8.5231 | 8.6122 | Consolidated Risk Score d: Non-HFTD; Consolidated Risk Score e: 59.9; Consolidated Risk Score f: 1.405; Consolidated Risk Score g: 1.004
| IGNACIO 1103 | 042481103 | 17.2589 | 2.7519 | 0 | 0.61955 | 2.1323 | 14.507 | Consolidated Risk Score d: Non-HFTD; Consolidated Risk Score e: 30; Consolidated Risk Score f: 0.148; Consolidated Risk Score g: 0
| IGNACIO 1104 | 042481104 | 70.1873 | 58.2209 | 0 | 6.3232 | 51.8977 | 11.9664 | Consolidated Risk Score d: Non-HFTD; Consolidated Risk Score e: 256.5; Consolidated Risk Score f: 1.571; Consolidated Risk Score g: 2.906
| IGNACIO 1105 | 042481105 | 37.7524 | 20.2731 | 0 | 4.7245 | 15.5486 | 17.4793 | Consolidated Risk Score d: Non-HFTD; Consolidated Risk Score e: 111.7; Consolidated Risk Score f: 0.437; Consolidated Risk Score g: 1.017
| SAUSALITO 0401 | 042490401 | 2.0956 | 2.0057 | 0 | 0 | 2.0057 | 0.089819 | Consolidated Risk Score d: Non-HFTD; Consolidated Risk Score e: 16.4; Consolidated Risk Score f: 1.02; Consolidated Risk Score g: 0
| SAUSALITO 0402 | 042490402 | 3.1391 | 2.9404 | 0 | 0 | 2.9404 | 0.19877 | Consolidated Risk Score d: Non-HFTD; Consolidated Risk Score e: 0; Consolidated Risk Score f: 0; Consolidated Risk Score g: 2
| SAUSALITO 1101 | 042491101 | 16.2524 | 6.6639 | 0 | 1.2388 | 5.4251 | 9.5885 | Consolidated Risk Score d: Non-HFTD; Consolidated Risk Score e: 290.7; Consolidated Risk Score f: 1.703; Consolidated Risk Score g: 1.87
| SAUSALITO 1102 | 042491102 | 27.2724 | 17.9678 | 0 | 9.105 | 8.8628 | 9.3046 | Consolidated Risk Score d: Non-HFTD; Consolidated Risk Score e: 122.5; Consolidated Risk Score f: 1.64; Consolidated Risk Score g: 2.04
| VALLEJO C 0401 | 042550401 | 2.8025 | 2.8025 | 0 | 0 | 2.8025 | 0 | Consolidated Risk Score d: Non-HFTD; Consolidated Risk Score e: 88.2; Consolidated Risk Score f: 0.214; Consolidated Risk Score g: 2.994
| FULTON 1101 | 042561101 | 21.4962 | 6.2234 | 0 | 0 | 6.2234 | 15.2729 | Consolidated Risk Score d: Non-HFTD; Consolidated Risk Score e: 1.5; Consolidated Risk Score f: 0.011; Consolidated Risk Score g: 0.574
| FULTON 1102 | 042561102 | 108.4523 | 62.2533 | 1.638 | 26.4214 | 34.1939 | 46.199 | Consolidated Risk Score d: Non-HFTD; Consolidated Risk Score e: 101.8; Consolidated Risk Score f: 1.638; Consolidated Risk Score g: 0
| FULTON 1103 | 042561103 | 0.0094663 | 0.0094663 | 0 | 0 | 0.0094663 | 0 | Consolidated Risk Score d: Non-HFTD; Consolidated Risk Score e: 101.8; Consolidated Risk Score f: 1.638; Consolidated Risk Score g: 0
| FULTON 1104 | 042561104 | 32.7467 | 8.4535 | 0 | 0.39693 | 8.0566 | 24.2932 | Consolidated Risk Score d: Non-HFTD; Consolidated Risk Score e: 1113.4; Consolidated Risk Score f: 1.739; Consolidated Risk Score g: 0.35
| FULTON 1105 | 042561105 | 57.8996 | 41.5869 | 0 | 0 | 41.5869 | 16.3127 | Consolidated Risk Score d: Non-HFTD; Consolidated Risk Score e: 25.9; Consolidated Risk Score f: 0.138; Consolidated Risk Score g: 1.271
| FULTON 1106 | 042561106 | 9.5365 | 4.8812 | 0 | 0 | 4.8812 | 4.6554 | Consolidated Risk Score d: Non-HFTD; Consolidated Risk Score e: 87.2; Consolidated Risk Score f: 0.89; Consolidated Risk Score g: 0
| FULTON 1107 | 042561107 | 76.3028 | 49.2543 | 35.8624 | 0.0098655 | 13.382 | 27.0485 | Consolidated Risk Score d: Non-HFTD; Consolidated Risk Score e: 633; Consolidated Risk Score f: 2.995; Consolidated Risk Score g: 0.218
| MOLINO 1101 | 042571101 | 104.348 | 90.1573 | 7.1036 | 26.4394 | 56.6143 | 14.1907 | Consolidated Risk Score d: Non-HFTD; Consolidated Risk Score e: 153.9; Consolidated Risk Score f: 0.94; Consolidated Risk Score g: 2.33
| MOLINO 1102 | 042571102 | 178.4443 | 161.3886 | 90.0652 | 19.7593 | 51.5642 | 17.0557 | Consolidated Risk Score d: Non-HFTD; Consolidated Risk Score e: 415.5; Consolidated Risk Score f: 2.594; Consolidated Risk Score g: 4.868
| MOLINO 1103 | 042571103 | 93.9903 | 77.6933 | 0 | 0 | 77.6933 | 16.297 | Consolidated Risk Score d: Non-HFTD; Consolidated Risk Score e: 43.3; Consolidated Risk Score f: 0.414; Consolidated Risk Score g: 1.172
| MOLINO 1104 | 042571104 | 71.1847 | 61.1941 | 0 | 2.3783 | 58.8158 | 9.9907 | Consolidated Risk Score d: Non-HFTD; Consolidated Risk Score e: 195.3; Consolidated Risk Score f: 0.84; Consolidated Risk Score g: 2.677
| PHILO 1101 | 042601101 | 96.6918 | 93.318 | 0 | 73.8086 | 19.5094 | 3.3738 | Consolidated Risk Score d: Non-HFTD; Consolidated Risk Score e: 234.5; Consolidated Risk Score f: 1.454; Consolidated Risk Score g: 0
| PHILO 1102 | 042601102 | 110.1943 | 106.6389 | 0 | 89.1442 | 17.4947 | 3.5553 | Consolidated Risk Score d: Non-HFTD; Consolidated Risk Score e: 274.7; Consolidated Risk Score f: 1.517; Consolidated Risk Score g: 1.475
| PETALUMA C 1101 | 042631101 | 0.6275 | 0.50539 | 0 | 0 | 0.50539 | 0.12211 | Consolidated Risk Score d: Non-HFTD; Consolidated Risk Score e: 0; Consolidated Risk Score f: 0; Consolidated Risk Score g: 0
| PETALUMA C 1102 | 042631102 | 16.4403 | 4.223 | 0 | 0 | 4.223 | 12.2173 | Consolidated Risk Score d: Non-HFTD; Consolidated Risk Score e: 0.3; Consolidated Risk Score f: 0.003; Consolidated Risk Score g: 0
| PETALUMA C 1105 | 042631105 | 19.1296 | 10.5519 | 0 | 0 | 10.5519 | 8.5778 | Consolidated Risk Score d: Non-HFTD; Consolidated Risk Score e: 17.4; Consolidated Risk Score f: 0.091; Consolidated Risk Score g: 0
| PETALUMA C 1106 | 042631106 | 27.6427 | 8.9983 | 0 | 0 | 8.9983 | 18.6445 | Consolidated Risk Score d: Non-HFTD; Consolidated Risk Score e: 155.4; Consolidated Risk Score f: 1.314; Consolidated Risk Score g: 0
| PETALUMA C 1108 | 042631108 | 132.3694 | 118.7231 | 0 | 75.825 | 42.8981 | 13.6463 | Consolidated Risk Score d: Non-HFTD; Consolidated Risk Score e: 126.6; Consolidated Risk Score f: 0.495; Consolidated Risk Score g: 2.333
| PETALUMA C 1109 | 042631109 | 86.3505 | 66.7242 | 0 | 48.7942 | 17.93 | 19.6263 | Consolidated Risk Score d: Non-HFTD; Consolidated Risk Score e: 46.6; Consolidated Risk Score f: 0.336; Consolidated Risk Score g: 0.457
| PETALUMA C 1110 | 042631110 | 1.0992 | 0.24833 | 0 | 0 | 0.24833 | 0.85086 | Consolidated Risk Score d: Non-HFTD; Consolidated Risk Score e: 22.4; Consolidated Risk Score f: 0.062; Consolidated Risk Score g: 0
| HIGHWAY 1101 | 042651101 | 41.182 | 11.2295 | 0 | 0 | 11.2295 | 29.9525 | Consolidated Risk Score d: Non-HFTD; Consolidated Risk Score e: 32.6; Consolidated Risk Score f: 0.448; Consolidated Risk Score g: 2.436
| HIGHWAY 1102 | 042651102 | 38.2584 | 23.1578 | 0 | 0 | 23.1578 | 15.1006 | Consolidated Risk Score d: Non-HFTD; Consolidated Risk Score e: 136; Consolidated Risk Score f: 1.487; Consolidated Risk Score g: 2.077
| HIGHWAY 1103 | 042651103 | 13.4653 | 6.2725 | 0 | 0 | 6.2725 | 7.1927 | Consolidated Risk Score d: Non-HFTD; Consolidated Risk Score e: 243.6; Consolidated Risk Score f: 2.612; Consolidated Risk Score g: 2.533
| HIGHWAY 1104 | 042651104 | 30.9557 | 6.4217 | 0 | 0 | 6.4217 | 24.534 | Consolidated Risk Score d: Non-HFTD; Consolidated Risk Score e: 173.5; Consolidated Risk Score f: 0.832; Consolidated Risk Score g: 2.923
| HIGHWAY 1105 | 042651105 | 11.3434 | 1.2816 | 0 | 0 | 1.2816 | 10.0617 | Consolidated Risk Score d: Non-HFTD; Consolidated Risk Score e: 3; Consolidated Risk Score f: 0.009; Consolidated Risk Score g: 2.004
| HIGHWAY 1106 | 042651106 | 36.737 | 15.4201 | 0 | 0 | 15.4201 | 21.3169 | Consolidated Risk Score d: Non-HFTD; Consolidated Risk Score e: 110.9; Consolidated Risk Score f: 1.443; Consolidated Risk Score g: 2.908
| WILLITS 1102 | 042661102 | 13.8359 | 11.2716 | 0 | 4.7551 | 6.5164 | 2.5644 | Consolidated Risk Score d: Non-HFTD; Consolidated Risk Score e: 116.9; Consolidated Risk Score f: 1.026; Consolidated Risk Score g: 0
| WILLITS 1103 | 042661103 | 161.7565 | 157.5704 | 49.3511 | 94.1716 | 14.0477 | 4.186 | Consolidated Risk Score d: Non-HFTD; Consolidated Risk Score e: 318.1; Consolidated Risk Score f: 2.317; Consolidated Risk Score g: 1.975
| WILLITS 1104 | 042661104 | 101.924 | 96.0022 | 50.9842 | 36.3666 | 8.6514 | 5.9218 | Consolidated Risk Score d: Non-HFTD; Consolidated Risk Score e: 222.8; Consolidated Risk Score f: 1.346; Consolidated Risk Score g: 0.998
| LAYTONVILLE 1101 | 042681101 | 80.2821 | 79.8591 | 0 | 51.9072 | 27.952 | 0.42295 | Consolidated Risk Score d: Non-HFTD; Consolidated Risk Score e: 4707.6; Consolidated Risk Score f: 2.548; Consolidated Risk Score g: 2.144
| LAYTONVILLE 1102 | 042681102 | 129.1268 | 125.7006 | 3.3182 | 108.0206 | 14.3618 | 3.4262 | Consolidated Risk Score d: Non-HFTD; Consolidated Risk Score e: 1790.6; Consolidated Risk Score f: 1.983; Consolidated Risk Score g: 1.103
| CALISTOGA 1101 | 042711101 | 127.7129 | 117.1598 | 84.6104 | 15.6593 | 16.8902 | 10.5531 | Consolidated Risk Score d: Non-HFTD; Consolidated Risk Score e: 853.5; Consolidated Risk Score f: 6.303; Consolidated Risk Score g: 3.3
| CALISTOGA 1102 | 042711102 | 55.2251 | 45.9009 | 22.4144 | 1.5382 | 21.9483 | 9.3242 | Consolidated Risk Score d: Non-HFTD; Consolidated Risk Score e: 707.5; Consolidated Risk Score f: 6.588; Consolidated Risk Score g: 0.694
| SONOMA 1102 | 042721102 | 30.9338 | 18.1218 | 6.0217 | 0 | 12.1001 | 12.812 | Consolidated Risk Score d: Non-HFTD; Consolidated Risk Score e: 38.1; Consolidated Risk Score f: 0.333; Consolidated Risk Score g: 0
| SONOMA 1103 | 042721103 | 35.9979 | 25.4024 | 12.6738 | 0 | 12.7286 | 10.5955 | Consolidated Risk Score d: Non-HFTD; Consolidated Risk Score e: 59.8; Consolidated Risk Score f: 0.196; Consolidated Risk Score g: 1.246
| SONOMA 1104 | 042721104 | 76.639 | 59.7038 | 0 | 19.9035 | 39.8003 | 16.9351 | Consolidated Risk Score d: Non-HFTD; Consolidated Risk Score e: 362; Consolidated Risk Score f: 3.028; Consolidated Risk Score g: 8.783
| SONOMA 1105 | 042721105 | 74.0503 | 63.0093 | 3.4532 | 9.8619 | 49.6941 | 11.041 | Consolidated Risk Score d: Non-HFTD; Consolidated Risk Score e: 399.1; Consolidated Risk Score f: 2.402; Consolidated Risk Score g: 1.253
| SONOMA 1106 | 042721106 | 22.313 | 11.1137 | 0.87586 | 0 | 10.2378 | 11.1994 | Consolidated Risk Score d: Non-HFTD; Consolidated Risk Score e: 26.8; Consolidated Risk Score f: 0.17; Consolidated Risk Score g: 0
| SONOMA 1107 | 042721107 | 59.7473 | 52.6197 | 0 | 4.0081 | 48.6116 | 7.1275 | Consolidated Risk Score d: Non-HFTD; Consolidated Risk Score e: 51.4; Consolidated Risk Score f: 0.19; Consolidated Risk Score g: 0.52
| FITCH MOUNTAIN 1111 | 042751111 | 31.9653 | 30.6102 | 0 | 0.37623 | 30.234 | 1.3551 | Consolidated Risk Score d: Non-HFTD; Consolidated Risk Score e: 149.2; Consolidated Risk Score f: 1.215; Consolidated Risk Score g: 0.178
| FITCH MOUNTAIN 1112 | 042751112 | 0.0086406 | 0.0086406 | 0 | 0 | 0.0086406 | 0 | Consolidated Risk Score d: Non-HFTD; Consolidated Risk Score e: 149.2; Consolidated Risk Score f: 1.215; Consolidated Risk Score g: 0.178
| FITCH MOUNTAIN 1113 | 042751113 | 161.9192 | 149.0456 | 30.1771 | 50.3542 | 68.5143 | 12.8736 | Consolidated Risk Score d: Non-HFTD; Consolidated Risk Score e: 562.9; Consolidated Risk Score f: 2.411; Consolidated Risk Score g: 0.216
| FORT BRAGG A 1101 | 042761101 | 88.8226 | 81.1906 | 0 | 70.6499 | 10.5407 | 7.632 | Consolidated Risk Score d: Non-HFTD; Consolidated Risk Score e: 46.7; Consolidated Risk Score f: 0.392; Consolidated Risk Score g: 0.076
| FORT BRAGG A 1102 | 042761102 | 86.1913 | 81.4573 | 0 | 65.991 | 15.4663 | 4.734 | Consolidated Risk Score d: Non-HFTD; Consolidated Risk Score e: 40.2; Consolidated Risk Score f: 0.163; Consolidated Risk Score g: 0.187
| FORT BRAGG A 1103 | 042761103 | 8.2619 | 2.6701 | 0 | 0.10625 | 2.5638 | 5.5918 | Consolidated Risk Score d: Non-HFTD; Consolidated Risk Score e: 18.2; Consolidated Risk Score f: 0.553; Consolidated Risk Score g: 0
| FORT BRAGG A 1104 | 042761104 | 40.4084 | 39.031 | 0 | 25.0051 | 14.0259 | 1.3773 | Consolidated Risk Score d: Non-HFTD; Consolidated Risk Score e: 26.7; Consolidated Risk Score f: 0.261; Consolidated Risk Score g: 0
| UKIAH 1111 | 042771111 | 44.0863 | 38.9081 | 0 | 22.4869 | 16.4211 | 5.1783 | Consolidated Risk Score d: Non-HFTD; Consolidated Risk Score e: 211.3; Consolidated Risk Score f: 1.895; Consolidated Risk Score g: 1.487
| UKIAH 1113 | 042771113 | 16.7 | 15.9369 | 0 | 7.6301 | 8.3069 | 0.76311 | Consolidated Risk Score d: Non-HFTD; Consolidated Risk Score e: 17.1; Consolidated Risk Score f: 0.06; Consolidated Risk Score g: 0
| UKIAH 1114 | 042771114 | 109.3473 | 103.4136 | 0 | 53.763 | 49.6506 | 5.9337 | Consolidated Risk Score d: Non-HFTD; Consolidated Risk Score e: 48.5; Consolidated Risk Score f: 0.46; Consolidated Risk Score g: 1.002
| UKIAH 1115 | 042771115 | 30.8939 | 25.4155 | 0 | 16.8851 | 8.5304 | 5.4783 | Consolidated Risk Score d: Non-HFTD; Consolidated Risk Score e: 37.7; Consolidated Risk Score f: 0.231; Consolidated Risk Score g: 0
| MONTE RIO 1111 | 042811111 | 65.0514 | 63.958 | 43.8057 | 13.4259 | 6.7264 | 1.0934 | Consolidated Risk Score d: Non-HFTD; Consolidated Risk Score e: 121.2; Consolidated Risk Score f: 1.254; Consolidated Risk Score g: 1.272
| MONTE RIO 1112 | 042811112 | 20.4376 | 19.641 | 19.641 | 0 | 0 | 0.79662 | Consolidated Risk Score d: Non-HFTD; Consolidated Risk Score e: 591.9; Consolidated Risk Score f: 1.886; Consolidated Risk Score g: 0.48
| MONTE RIO 1113 | 042811113 | 62.7322 | 61.2053 | 61.2053 | 0 | 0 | 1.5269 | Consolidated Risk Score d: Non-HFTD; Consolidated Risk Score e: 372.8; Consolidated Risk Score f: 2.259; Consolidated Risk Score g: 0.658
| CLOVERDALE 1101 | 042821101 | 46.3556 | 36.6469 | 0 | 24.3564 | 12.2905 | 9.7086 | Consolidated Risk Score d: Non-HFTD; Consolidated Risk Score e: 180.1; Consolidated Risk Score f: 2.785; Consolidated Risk Score g: 2.895
| CLOVERDALE 1102 | 042821102 | 125.7641 | 109.3929 | 47.0281 | 30.7495 | 31.6153 | 16.3712 | Consolidated Risk Score d: Non-HFTD; Consolidated Risk Score e: 84.4; Consolidated Risk Score f: 0.458; Consolidated Risk Score g: 0.083
| GUALALA 1111 | 042841111 | 84.8242 | 37.8931 | 0 | 33.2381 | 4.655 | 46.9311 | Consolidated Risk Score d: Non-HFTD; Consolidated Risk Score e: 279.3; Consolidated Risk Score f: 2.432; Consolidated Risk Score g: 0.046
| GUALALA 1112 | 042841112 | 53.7363 | 47.4331 | 0 | 42.966 | 4.4671 | 6.3033 | Consolidated Risk Score d: Non-HFTD; Consolidated Risk Score e: 115.9; Consolidated Risk Score f: 0.872; Consolidated Risk Score g: 0
| FORT ROSS 1121 | 042851121 | 97.5348 | 93.7528 | 21.9667 | 70.0767 | 1.7094 | 3.782 | Consolidated Risk Score d: Non-HFTD; Consolidated Risk Score e: 497.3; Consolidated Risk Score f: 2.474; Consolidated Risk Score g: 0.345
| ANNAPOLIS 1101 | 042861101 | 52.4193 | 51.0938 | 0 | 51.0938 | 0 | 1.3255 | Consolidated Risk Score d: Non-HFTD; Consolidated Risk Score e: 88.8; Consolidated Risk Score f: 0.439; Consolidated Risk Score g: 1.346
| UPPER LAKE 1101 | 042871101 | 87.0249 | 86.1786 | 1.5123 | 48.4193 | 36.247 | 0.84637 | Consolidated Risk Score d: Non-HFTD; Consolidated Risk Score e: 325.9; Consolidated Risk Score f: 2.483; Consolidated Risk Score g: 4.197
| GEYSERVILLE 1101 | 042891101 | 147.7988 | 138.8443 | 0 | 70.6177 | 68.2266 | 8.9545 | Consolidated Risk Score d: Non-HFTD; Consolidated Risk Score e: 69.3; Consolidated Risk Score f: 0.651; Consolidated Risk Score g: 1.02
| GEYSERVILLE 1102 | 042891102 | 127.759 | 118.3903 | 19.9666 | 34.5132 | 63.9105 | 9.3687 | Consolidated Risk Score d: Non-HFTD; Consolidated Risk Score e: 114; Consolidated Risk Score f: 0.84; Consolidated Risk Score g: 1.34
| MENDOCINO 1101 | 042951101 | 79.0166 | 74.7117 | 13.3654 | 18.8472 | 42.4991 | 4.305 | Consolidated Risk Score d: Non-HFTD; Consolidated Risk Score e: 18.2; Consolidated Risk Score f: 0.066; Consolidated Risk Score g: 0.44
| MENDOCINO 1102 | 042951102 | 0.046492 | 0.046492 | 0 | 0 | 0.046492 | 0 | Consolidated Risk Score d: Non-HFTD; Consolidated Risk Score e: 18.2; Consolidated Risk Score f: 0.066; Consolidated Risk Score g: 0.44
| ELK 1101 | 042981101 | 119.8906 | 106.6401 | 0 | 73.0347 | 33.6054 | 13.2505 | Consolidated Risk Score d: Non-HFTD; Consolidated Risk Score e: 513.7; Consolidated Risk Score f: 0.855; Consolidated Risk Score g: 2.657
| LAS GALLINAS A 1103 | 042991103 | 14.7219 | 5.2918 | 0 | 0 | 5.2918 | 9.4301 | Consolidated Risk Score d: Non-HFTD; Consolidated Risk Score e: 95.8; Consolidated Risk Score f: 2.35; Consolidated Risk Score g: 1.043
| LAS GALLINAS A 1104 | 042991104 | 16.5406 | 12.9859 | 0 | 0.28184 | 12.7041 | 3.5547 | Consolidated Risk Score d: Non-HFTD; Consolidated Risk Score e: 7.1; Consolidated Risk Score f: 0.143; Consolidated Risk Score g: 0.01
| LAS GALLINAS A 1105 | 042991105 | 40.2394 | 21.596 | 8.5018 | 2.9481 | 10.1461 | 18.6434 | Consolidated Risk Score d: Non-HFTD; Consolidated Risk Score e: 112.4; Consolidated Risk Score f: 1.695; Consolidated Risk Score g: 2.589
| LAS GALLINAS A 1106 | 042991106 | 33.8986 | 15.8097 | 0.021314 | 1.1476 | 14.6408 | 18.0889 | Consolidated Risk Score d: Non-HFTD; Consolidated Risk Score e: 48; Consolidated Risk Score f: 0.156; Consolidated Risk Score g: 0.117
| LAS GALLINAS A 1107 | 042991107 | 20.5001 | 8.367 | 0 | 0.019877 | 8.3471 | 12.1331 | Consolidated Risk Score d: Non-HFTD; Consolidated Risk Score e: 87.1; Consolidated Risk Score f: 0.465; Consolidated Risk Score g: 0.342
| WOODACRE 1101 | 043021101 | 47.8952 | 42.2222 | 26.6342 | 7.8028 | 7.7852 | 5.673 | Consolidated Risk Score d: Non-HFTD; Consolidated Risk Score e: 190; Consolidated Risk Score f: 1.224; Consolidated Risk Score g: 0.318
| WOODACRE 1102 | 043021102 | 37.3301 | 31.0749 | 19.285 | 11.4043 | 0.38563 | 6.2552 | Consolidated Risk Score d: Non-HFTD; Consolidated Risk Score e: 133.2; Consolidated Risk Score f: 1.388; Consolidated Risk Score g: 0.519
| GARCIA 0401 | 043040401 | 2.4353 | 2.4353 | 0 | 2.4353 | 0 | 0 | Consolidated Risk Score d: Non-HFTD; Consolidated Risk Score e: 0; Consolidated Risk Score f: 0; Consolidated Risk Score g: 0
| MONTICELLO 1101 | 043051101 | 133.2669 | 123.8763 | 0 | 107.7494 | 16.1269 | 9.3906 | Consolidated Risk Score d: Non-HFTD; Consolidated Risk Score e: 596.8; Consolidated Risk Score f: 2.534; Consolidated Risk Score g: 3.496
| COVELO 1101 | 043061101 | 121.6919 | 120.6993 | 0 | 17.5263 | 103.173 | 0.99261 | Consolidated Risk Score d: Non-HFTD; Consolidated Risk Score e: 532; Consolidated Risk Score f: 1.799; Consolidated Risk Score g: 1.176
| DUNBAR 1101 | 043071101 | 89.3124 | 64.5572 | 22.5412 | 16.9655 | 25.0505 | 24.7552 | Consolidated Risk Score d: Non-HFTD; Consolidated Risk Score e: 153.6; Consolidated Risk Score f: 2.964; Consolidated Risk Score g: 1.337
| DUNBAR 1102 | 043071102 | 65.5525 | 58.1528 | 7.1958 | 42.1816 | 8.7753 | 7.3997 | Consolidated Risk Score d: Non-HFTD; Consolidated Risk Score e: 805; Consolidated Risk Score f: 7.279; Consolidated Risk Score g: 1.897
| DUNBAR 1103 | 043071103 | 63.0042 | 53.3656 | 26.4344 | 2.6135 | 24.3178 | 9.6385 | Consolidated Risk Score d: Non-HFTD; Consolidated Risk Score e: 180.5; Consolidated Risk Score f: 1.895; Consolidated Risk Score g: 0.065
| BIG RIVER 1101 | 043081101 | 102.7006 | 86.1434 | 0 | 69.9425 | 16.2009 | 16.5572 | Consolidated Risk Score d: Non-HFTD; Consolidated Risk Score e: 63.1; Consolidated Risk Score f: 0.363; Consolidated Risk Score g: 0.172
| GREENBRAE 1101 | 043091101 | 6.9661 | 1.922 | 0 | 0 | 1.922 | 5.0441 | Consolidated Risk Score d: Non-HFTD; Consolidated Risk Score e: 6.6; Consolidated Risk Score f: 0.025; Consolidated Risk Score g: 0
| GREENBRAE 1102 | 043091102 | 26.183 | 13.0602 | 5.7337 | 0 | 7.3265 | 13.1228 | Consolidated Risk Score d: Non-HFTD; Consolidated Risk Score e: 68.7; Consolidated Risk Score f: 0.792; Consolidated Risk Score g: 0
| GREENBRAE 1103 | 043091103 | 15.9556 | 7.9039 | 0 | 0.75441 | 7.1495 | 8.0516 | Consolidated Risk Score d: Non-HFTD; Consolidated Risk Score e: 174.5; Consolidated Risk Score f: 1.597; Consolidated Risk Score g: 1.519
| GREENBRAE 1104 | 043091104 | 30.194 | 18.3849 | 0 | 0.18369 | 18.2012 | 11.8091 | Consolidated Risk Score d: Non-HFTD; Consolidated Risk Score e: 236.1; Consolidated Risk Score f: 2.728; Consolidated Risk Score g: 2.758
| MIDDLETOWN 1101 | 043141101 | 111.1479 | 106.9493 | 81.3653 | 9.6027 | 15.9812 | 4.1986 | Consolidated Risk Score d: Non-HFTD; Consolidated Risk Score e: 528.9; Consolidated Risk Score f: 1.617; Consolidated Risk Score g: 3.711
| MIDDLETOWN 1102 | 043141102 | 58.6356 | 56.1339 | 0.067331 | 38.4018 | 17.6648 | 2.5017 | Consolidated Risk Score d: Non-HFTD; Consolidated Risk Score e: 143.9; Consolidated Risk Score f: 1.276; Consolidated Risk Score g: 2.178
| MIDDLETOWN 1103 | 043141103 | 40.2805 | 39.2115 | 10.1131 | 14.3415 | 14.7569 | 1.069 | Consolidated Risk Score d: Non-HFTD; Consolidated Risk Score e: 556; Consolidated Risk Score f: 1.547; Consolidated Risk Score g: 2.969
| TOCALOMA 0241 | 043150241 | 0.031224 | 0.031224 | 0 | 0.031224 | 0 | 0 | Consolidated Risk Score d: Non-HFTD; Consolidated Risk Score e: 556; Consolidated Risk Score f: 1.547; Consolidated Risk Score g: 2.969
| SALMON CREEK 1101 | 043161101 | 69.867 | 47.2592 | 7.1964 | 14.9786 | 25.0842 | 22.6079 | Consolidated Risk Score d: Non-HFTD; Consolidated Risk Score e: 183; Consolidated Risk Score f: 1.019; Consolidated Risk Score g: 4.49
| BELLEVUE 1102 | 043181102 | 50.739 | 43.6249 | 0 | 0.15897 | 43.4659 | 7.1142 | Consolidated Risk Score d: Non-HFTD; Consolidated Risk Score e: 110.5; Consolidated Risk Score f: 1.263; Consolidated Risk Score g: 1.391
| BELLEVUE 1104 | 043181104 | 33.7305 | 12.5939 | 0 | 0 | 12.5939 | 21.1366 | Consolidated Risk Score d: Non-HFTD; Consolidated Risk Score e: 176.2; Consolidated Risk Score f: 1.718; Consolidated Risk Score g: 1.493
| BELLEVUE 2101 | 043182101 | 46.3335 | 15.7436 | 0 | 0 | 15.7436 | 30.5899 | Consolidated Risk Score d: Non-HFTD; Consolidated Risk Score e: 54.2; Consolidated Risk Score f: 0.705; Consolidated Risk Score g: 0.053
| BELLEVUE 2103 | 043182103 | 125.4829 | 70.1829 | 7.0191 | 18.9425 | 44.2213 | 55.3 | Consolidated Risk Score d: Non-HFTD; Consolidated Risk Score e: 75.4; Consolidated Risk Score f: 0.839; Consolidated Risk Score g: 0.916
| BELLEVUE 2105 | 043182105 | 38.1345 | 4.0157 | 0 | 0 | 4.0157 | 34.1188 | Consolidated Risk Score d: Non-HFTD; Consolidated Risk Score e: 574.6; Consolidated Risk Score f: 3.756; Consolidated Risk Score g: 2
| REDBUD 1101 | 043191101 | 71.9723 | 70.333 | 23.6021 | 21.4847 | 25.2462 | 1.6394 | Consolidated Risk Score d: Non-HFTD; Consolidated Risk Score e: 50; Consolidated Risk Score f: 0.67; Consolidated Risk Score g: 0.341
| REDBUD 1102 | 043191102 | 61.3081 | 58.2999 | 0.65477 | 27.7729 | 29.8722 | 3.0082 | Consolidated Risk Score d: Non-HFTD; Consolidated Risk Score e: 50.5; Consolidated Risk Score f: 1.307; Consolidated Risk Score g: 2.339
| STAFFORD 1101 | 043201101 | 35.55 | 22.0086 | 0 | 3.4659 | 18.5427 | 13.5414 | Consolidated Risk Score d: Non-HFTD; Consolidated Risk Score e: 317.4; Consolidated Risk Score f: 2.462; Consolidated Risk Score g: 0.784
| STAFFORD 1102 | 043201102 | 52.6603 | 37.3482 | 1.5415 | 19.6524 | 16.1544 | 15.3121 | Consolidated Risk Score d: Non-HFTD; Consolidated Risk Score e: 45.6; Consolidated Risk Score f: 0.295; Consolidated Risk Score g: 0.521
| HARTLEY 1101 | 043211101 | 71.9415 | 65.4443 | 0 | 28.033 | 37.4113 | 6.4972 | Consolidated Risk Score d: Non-HFTD; Consolidated Risk Score e: 48.3; Consolidated Risk Score f: 0.354; Consolidated Risk Score g: 0.161
| HARTLEY 1102 | 043211102 | 32.1965 | 27.5206 | 0 | 4.106 | 23.4146 | 4.6758 | Consolidated Risk Score d: Non-HFTD; Consolidated Risk Score e: 21.4; Consolidated Risk Score f: 0.175; Consolidated Risk Score g: 0
| BAHIA 1101 | 043251101 | 45.6396 | 3.0642 | 0 | 0 | 3.0642 | 42.5754 | Consolidated Risk Score d: Non-HFTD; Consolidated Risk Score e: 9.9; Consolidated Risk Score f: 0.044; Consolidated Risk Score g: 0
| BAHIA 1102 | 043251102 | 25.8841 | 14.1349 | 0 | 0 | 14.1349 | 11.7492 | Consolidated Risk Score d: Non-HFTD; Consolidated Risk Score e: 192.5; Consolidated Risk Score f: 1.609; Consolidated Risk Score g: 0.135
| BAHIA 1103 | 043251103 | 18.8358 | 11.0517 | 0 | 0 | 11.0517 | 7.7841 | Consolidated Risk Score d: Non-HFTD; Consolidated Risk Score e: 274.3; Consolidated Risk Score f: 1.815; Consolidated Risk Score g: 2.745
| BAHIA 1104 | 043251104 | 53.5094 | 18.3888 | 0 | 0 | 18.3888 | 35.1206 | Consolidated Risk Score d: Non-HFTD; Consolidated Risk Score e: 41.6; Consolidated Risk Score f: 0.905; Consolidated Risk Score g: 0
| BAHIA 1105 | 043251105 | 24.2145 | 13.9784 | 0 | 0 | 13.9784 | 10.2361 | Consolidated Risk Score d: Non-HFTD; Consolidated Risk Score e: 18.1; Consolidated Risk Score f: 0.41; Consolidated Risk Score g: 1.265
| CARQUINEZ 1103 | 043281103 | 28.4044 | 14.7035 | 0 | 0 | 14.7035 | 13.7009 | Consolidated Risk Score d: Non-HFTD; Consolidated Risk Score e: 298.5; Consolidated Risk Score f: 1.873; Consolidated Risk Score g: 6.662
| CARQUINEZ 1104 | 043281104 | 1.2231 | 0.38068 | 0 | 0 | 0.38068 | 0.84241 | Consolidated Risk Score d: Non-HFTD; Consolidated Risk Score e: 0; Consolidated Risk Score f: 0; Consolidated Risk Score g: 1
| CARQUINEZ 1105 | 043281105 | 14.2456 | 5.7384 | 0 | 0 | 5.7384 | 8.5073 | Consolidated Risk Score d: Non-HFTD; Consolidated Risk Score e: 13.5; Consolidated Risk Score f: 0.12; Consolidated Risk Score g: 3.032
| PUEBLO 1102 | 043291102 | 20.4323 | 8.9814 | 0 | 0 | 8.8858 | 11.4509 | Consolidated Risk Score d: Non-HFTD; Consolidated Risk Score e: 104.4; Consolidated Risk Score f: 0.813; Consolidated Risk Score g: 0.341
| PUEBLO 1103 | 043291103 | 17.2402 | 8.0998 | 0 | 0 | 8.0998 | 9.1403 | Consolidated Risk Score d: Non-HFTD; Consolidated Risk Score e: 57.7; Consolidated Risk Score f: 0.224; Consolidated Risk Score g: 1.997
| PUEBLO 1104 | 043291104 | 71.5077 | 51.4251 | 0 | 28.9464 | 22.4306 | 20.0827 | Consolidated Risk Score d: Non-HFTD; Consolidated Risk Score e: 105.6; Consolidated Risk Score f: 0.6; Consolidated Risk Score g: 1.453
| PUEBLO 1105 | 043291105 | 78.6462 | 70.4064 | 0 | 20.8132 | 49.5464 | 8.2398 | Consolidated Risk Score d: Non-HFTD; Consolidated Risk Score e: 20.9; Consolidated Risk Score f: 0.132; Consolidated Risk Score g: 0.274
| PUEBLO 2101 | 043292101 | 25.627 | 11.6165 | 0 | 0 | 11.6165 | 14.0105 | Consolidated Risk Score d: Non-HFTD; Consolidated Risk Score e: 153.5; Consolidated Risk Score f: 2.131; Consolidated Risk Score g: 0
| PUEBLO 2102 | 043292102 | 124.0196 | 99.1999 | 21.2693 | 0.73768 | 77.193 | 24.8197 | Consolidated Risk Score d: Non-HFTD; Consolidated Risk Score e: 228.8; Consolidated Risk Score f: 0.736; Consolidated Risk Score g: 4.455
| PUEBLO 2103 | 043292103 | 119.9164 | 78.9932 | 37.9311 | 8.095 | 32.9672 | 40.9231 | Consolidated Risk Score d: Non-HFTD; Consolidated Risk Score e: 255; Consolidated Risk Score f: 1.437; Consolidated Risk Score g: 1.443
| MONROE 1104 | 043301104 | 16.8745 | 5.1711 | 0 | 0 | 5.1711 | 11.7034 | Consolidated Risk Score d: Non-HFTD; Consolidated Risk Score e: 99.3; Consolidated Risk Score f: 1.168; Consolidated Risk Score g: 0.134
| MONROE 1105 | 043301105 | 40.0978 | 10.925 | 0 | 0 | 10.925 | 29.1728 | Consolidated Risk Score d: Non-HFTD; Consolidated Risk Score e: 34.1; Consolidated Risk Score f: 0.272; Consolidated Risk Score g: 1.999
| MONROE 1106 | 043301106 | 43.151 | 14.6513 | 0 | 0 | 14.6513 | 28.4997 | Consolidated Risk Score d: Non-HFTD; Consolidated Risk Score e: 177.5; Consolidated Risk Score f: 0.994; Consolidated Risk Score g: 1.19
| MONROE 2102 | 043302102 | 13.3114 | 4.8768 | 0 | 0 | 4.8768 | 8.4346 | Consolidated Risk Score d: Non-HFTD; Consolidated Risk Score e: 149.2; Consolidated Risk Score f: 0.394; Consolidated Risk Score g: 1.188
| MONROE 2103 | 043302103 | 66.5293 | 11.5235 | 0.45477 | 0 | 11.0687 | 55.0059 | Consolidated Risk Score d: Non-HFTD; Consolidated Risk Score e: 94.6; Consolidated Risk Score f: 0.227; Consolidated Risk Score g: 0.003
| MONROE 2107 | 043302107 | 22.0889 | 10.3694 | 0.61022 | 0 | 9.7592 | 11.7195 | Consolidated Risk Score d: Non-HFTD; Consolidated Risk Score e: 148; Consolidated Risk Score f: 1.06; Consolidated Risk Score g: 3.595
| KONOCTI 1102 | 043311102 | 156.3414 | 147.0142 | 64.318 | 61.6998 | 20.9964 | 9.3272 | Consolidated Risk Score d: Non-HFTD; Consolidated Risk Score e: 234.7; Consolidated Risk Score f: 1.491; Consolidated Risk Score g: 0.326
| KONOCTI 1108 | 043311108 | 33.4401 | 33.0106 | 0 | 20.3866 | 12.624 | 0.42956 | Consolidated Risk Score d: Non-HFTD; Consolidated Risk Score e: 162.9; Consolidated Risk Score f: 0.891; Consolidated Risk Score g: 1
| RINCON 1101 | 043321101 | 61.9286 | 36.4515 | 16.6092 | 4.311 | 15.5314 | 25.477 | Consolidated Risk Score d: Non-HFTD; Consolidated Risk Score e: 133.9; Consolidated Risk Score f: 2.896; Consolidated Risk Score g: 1.144
| RINCON 1102 | 043321102 | 32.7985 | 19.7371 | 0.011239 | 3.0769 | 16.6489 | 13.0614 | Consolidated Risk Score d: Non-HFTD; Consolidated Risk Score e: 523.7; Consolidated Risk Score f: 2.987; Consolidated Risk Score g: 7.684
| RINCON 1103 | 043321103 | 61.8042 | 47.5283 | 40.4892 | 3.7935 | 3.2457 | 14.2759 | Consolidated Risk Score d: Non-HFTD; Consolidated Risk Score e: 390.3; Consolidated Risk Score f: 2.499; Consolidated Risk Score g: 2.25
| RINCON 1104 | 043321104 | 35.3803 | 12.1072 | 1.9205 | 0.47003 | 9.7167 | 23.2731 | Consolidated Risk Score d: Non-HFTD; Consolidated Risk Score e: 255.1; Consolidated Risk Score f: 2.641; Consolidated Risk Score g: 4.54
| SKAGGS ISLAND 1101 | 043341101 | 2.0955 | 0.048245 | 0 | 0 | 0.048245 | 2.0472 | Consolidated Risk Score d: Non-HFTD; Consolidated Risk Score e: 0; Consolidated Risk Score f: 0; Consolidated Risk Score g: 0
| LUCERNE 1103 | 043351103 | 55.9604 | 52.8541 | 0 | 26.629 | 26.2251 | 3.1062 | Consolidated Risk Score d: Non-HFTD; Consolidated Risk Score e: 70.7; Consolidated Risk Score f: 0.538; Consolidated Risk Score g: 2.598
| LUCERNE 1106 | 043351106 | 49.61 | 46.7269 | 0 | 36.0211 | 10.7058 | 2.8831 | Consolidated Risk Score d: Non-HFTD; Consolidated Risk Score e: 75.5; Consolidated Risk Score f: 0.16; Consolidated Risk Score g: 1.597
| HIGHLANDS 1101 | 043361101 | 0.026409 | 0.026409 | 0 | 0.026409 | 0 | 0 | Consolidated Risk Score d: Non-HFTD; Consolidated Risk Score e: 75.5; Consolidated Risk Score f: 0.16; Consolidated Risk Score g: 1.597
| HIGHLANDS 1102 | 043361102 | 64.0978 | 60.0968 | 6.4763 | 29.3765 | 24.2439 | 4.0011 | Consolidated Risk Score d: Non-HFTD; Consolidated Risk Score e: 328; Consolidated Risk Score f: 1.442; Consolidated Risk Score g: 2.721
| HIGHLANDS 1103 | 043361103 | 128.3712 | 124.1991 | 0 | 110.4148 | 13.7843 | 4.1721 | Consolidated Risk Score d: Non-HFTD; Consolidated Risk Score e: 157.2; Consolidated Risk Score f: 2.239; Consolidated Risk Score g: 0.849
| HIGHLANDS 1104 | 043361104 | 32.8925 | 29.4357 | 0 | 12.174 | 17.2616 | 3.4568 | Consolidated Risk Score d: Non-HFTD; Consolidated Risk Score e: 43.5; Consolidated Risk Score f: 0.45; Consolidated Risk Score g: 2.237
| LAKEVILLE 1101 | 043371101 | 35.9302 | 19.6637 | 0 | 0 | 19.6637 | 16.2665 | Consolidated Risk Score d: Non-HFTD; Consolidated Risk Score e: 25.5; Consolidated Risk Score f: 0.178; Consolidated Risk Score g: 1.086
| LAKEVILLE 1102 | 043371102 | 64.0934 | 50.351 | 0.06823 | 18.0591 | 32.2237 | 13.7425 | Consolidated Risk Score d: Non-HFTD; Consolidated Risk Score e: 121.7; Consolidated Risk Score f: 0.416; Consolidated Risk Score g: 1.598
| LAKEVILLE 1105 | 043371105 | 34.6601 | 4.213 | 0 | 0 | 4.213 | 30.4471 | Consolidated Risk Score d: Non-HFTD; Consolidated Risk Score e: 12.6; Consolidated Risk Score f: 0.039; Consolidated Risk Score g: 0
| POINT ARENA 1101 | 043381101 | 72.4989 | 66.2538 | 0 | 44.2688 | 21.985 | 6.2451 | Consolidated Risk Score d: Non-HFTD; Consolidated Risk Score e: 17.8; Consolidated Risk Score f: 0.175; Consolidated Risk Score g: 0.031
| CALPELLA 1101 | 043411101 | 105.525 | 101.4605 | 4.0312 | 78.1147 | 19.3146 | 4.0645 | Consolidated Risk Score d: Non-HFTD; Consolidated Risk Score e: 137.8; Consolidated Risk Score f: 1.168; Consolidated Risk Score g: 0.228
| CALPELLA 1102 | 043411102 | 31.0795 | 26.2178 | 0 | 6.0045 | 20.2134 | 4.8617 | Consolidated Risk Score d: Non-HFTD; Consolidated Risk Score e: 84.5; Consolidated Risk Score f: 2.582; Consolidated Risk Score g: 1.556
| SILVERADO 2102 | 043432102 | 129.641 | 109.2502 | 33.1256 | 23.8037 | 52.3209 | 20.3908 | Consolidated Risk Score d: Non-HFTD; Consolidated Risk Score e: 1040.7; Consolidated Risk Score f: 5.384; Consolidated Risk Score g: 18.953
| SILVERADO 2103 | 043432103 | 54.9125 | 33.2348 | 11.4358 | 0.026083 | 21.7729 | 21.6777 | Consolidated Risk Score d: Non-HFTD; Consolidated Risk Score e: 309.2; Consolidated Risk Score f: 3.895; Consolidated Risk Score g: 2.003
| SILVERADO 2104 | 043432104 | 156.4871 | 143.446 | 76.6839 | 37.727 | 29.0351 | 13.0411 | Consolidated Risk Score d: Non-HFTD; Consolidated Risk Score e: 477.4; Consolidated Risk Score f: 3.926; Consolidated Risk Score g: 2.677
| SILVERADO 2105 | 043432105 | 78.7309 | 63.898 | 35.2293 | 1.6813 | 26.9874 | 14.8329 | Consolidated Risk Score d: Non-HFTD; Consolidated Risk Score e: 522.8; Consolidated Risk Score f: 4.994; Consolidated Risk Score g: 6.131
| PENNGROVE 1101 | 043471101 | 57.3653 | 41.8462 | 0 | 20.2272 | 21.6191 | 15.5191 | Consolidated Risk Score d: Non-HFTD; Consolidated Risk Score e: 223.3; Consolidated Risk Score f: 2.155; Consolidated Risk Score g: 3.678
| CORONA 1101 | 043491101 | 39.6094 | 22.7835 | 0 | 0 | 22.7835 | 16.8258 | Consolidated Risk Score d: Non-HFTD; Consolidated Risk Score e: 26.4; Consolidated Risk Score f: 0.092; Consolidated Risk Score g: 1.366
| CORONA 1102 | 043491102 | 9.2745 | 1.3772 | 0 | 0 | 1.3772 | 7.8972 | Consolidated Risk Score d: Non-HFTD; Consolidated Risk Score e: 0; Consolidated Risk Score f: 0; Consolidated Risk Score g: 0
| CORONA 1103 | 043491103 | 38.1549 | 17.4329 | 0 | 0.45898 | 16.9739 | 20.722 | Consolidated Risk Score d: Non-HFTD; Consolidated Risk Score e: 26.3; Consolidated Risk Score f: 0.095; Consolidated Risk Score g: 0.74
| WINDSOR 1101 | 043501101 | 22.7636 | 6.4606 | 0 | 0 | 6.4606 | 16.303 | Consolidated Risk Score d: Non-HFTD; Consolidated Risk Score e: 95.1; Consolidated Risk Score f: 0.723; Consolidated Risk Score g: 1
| WINDSOR 1102 | 043501102 | 29.1294 | 14.8942 | 0 | 0 | 14.8942 | 14.2352 | Consolidated Risk Score d: Non-HFTD; Consolidated Risk Score e: 37.7; Consolidated Risk Score f: 0.108; Consolidated Risk Score g: 2.172
| WINDSOR 1103 | 043501103 | 24.3611 | 11.2957 | 0 | 2.0304 | 9.2653 | 13.0654 | Consolidated Risk Score d: Non-HFTD; Consolidated Risk Score e: 26.1; Consolidated Risk Score f: 0.126; Consolidated Risk Score g: 0.989
| CALPINE 1144 | 048011144 | 30.9623 | 30.4052 | 28.1754 | 2.2298 | 0 | 0.55711 | Consolidated Risk Score d: Non-HFTD; Consolidated Risk Score e: 12436.7; Consolidated Risk Score f: 1.235; Consolidated Risk Score g: 0
| CALPINE 1146 | 048011146 | 5.9311 | 5.7086 | 5.7086 | 0 | 0 | 0.22253 | Consolidated Risk Score d: Non-HFTD; Consolidated Risk Score e: 0; Consolidated Risk Score f: 0; Consolidated Risk Score g: 0
| COLUSA 1100 | 062021100 | 55.4892 | 50.3149 | 0 | 0 | 50.3149 | 5.1743 | Consolidated Risk Score d: Non-HFTD; Consolidated Risk Score e: 39.1; Consolidated Risk Score f: 0.104; Consolidated Risk Score g: 0.015
| COLUSA 1101 | 062021101 | 66.3619 | 64.21 | 0 | 0 | 64.21 | 2.1518 | Consolidated Risk Score d: Non-HFTD; Consolidated Risk Score e: 19.9; Consolidated Risk Score f: 0.169; Consolidated Risk Score g: 0.105
| WOODLAND 1101 | 062031101 | 20.5617 | 7.1896 | 0 | 0 | 7.1896 | 13.3722 | Consolidated Risk Score d: Non-HFTD; Consolidated Risk Score e: 3.9; Consolidated Risk Score f: 0.016; Consolidated Risk Score g: 0.024
| WOODLAND 1102 | 062031102 | 20.8347 | 13.5077 | 0 | 0 | 13.5077 | 7.327 | Consolidated Risk Score d: Non-HFTD; Consolidated Risk Score e: 23.1; Consolidated Risk Score f: 0.106; Consolidated Risk Score g: 4.021
| WOODLAND 1103 | 062031103 | 17.9828 | 1.2342 | 0 | 0 | 1.2342 | 16.7487 | Consolidated Risk Score d: Non-HFTD; Consolidated Risk Score e: 4.2; Consolidated Risk Score f: 0.032; Consolidated Risk Score g: 0
| WOODLAND 1104 | 062031104 | 13.0316 | 5.852 | 0 | 0 | 5.852 | 7.1796 | Consolidated Risk Score d: Non-HFTD; Consolidated Risk Score e: 287.3; Consolidated Risk Score f: 1.226; Consolidated Risk Score g: 0.15
| WOODLAND 1105 | 062031105 | 21.8368 | 2.6951 | 0 | 0 | 2.6951 | 19.1416 | Consolidated Risk Score d: Non-HFTD; Consolidated Risk Score e: 0; Consolidated Risk Score f: 0; Consolidated Risk Score g: 0
| WOODLAND 1106 | 062031106 | 40.2091 | 28.1606 | 0 | 0 | 28.1606 | 12.0484 | Consolidated Risk Score d: Non-HFTD; Consolidated Risk Score e: 179.3; Consolidated Risk Score f: 2.111; Consolidated Risk Score g: 0
| WOODLAND 1107 | 062031107 | 14.1336 | 11.1584 | 0 | 0 | 11.1584 | 2.9752 | Consolidated Risk Score d: Non-HFTD; Consolidated Risk Score e: 447.9; Consolidated Risk Score f: 3.727; Consolidated Risk Score g: 1
| WOODLAND 1108 | 062031108 | 30.6451 | 21.2367 | 0 | 0 | 21.2367 | 9.4084 | Consolidated Risk Score d: Non-HFTD; Consolidated Risk Score e: 450.9; Consolidated Risk Score f: 3.56; Consolidated Risk Score g: 1.038
| WOODLAND 1109 | 062031109 | 19.9597 | 10.667 | 0 | 0 | 10.667 | 9.2927 | Consolidated Risk Score d: Non-HFTD; Consolidated Risk Score e: 160.4; Consolidated Risk Score f: 1.373; Consolidated Risk Score g: 1.012
| WOODLAND 1110 | 062031110 | 20.8246 | 10.9127 | 0 | 0 | 10.9127 | 9.9119 | Consolidated Risk Score d: Non-HFTD; Consolidated Risk Score e: 48.1; Consolidated Risk Score f: 0.321; Consolidated Risk Score g: 0
| WOODLAND 1111 | 062031111 | 0.36027 | 0.23155 | 0 | 0 | 0.23155 | 0.12872 | Consolidated Risk Score d: Non-HFTD; Consolidated Risk Score e: 0; Consolidated Risk Score f: 0; Consolidated Risk Score g: 0
| WOODLAND 1112 | 062031112 | 21.1727 | 12.8503 | 0 | 0 | 12.8503 | 8.3224 | Consolidated Risk Score d: Non-HFTD; Consolidated Risk Score e: 84.7; Consolidated Risk Score f: 2.422; Consolidated Risk Score g: 4.962
| WOODLAND 1113 | 062031113 | 24.2404 | 20.8812 | 0 | 0 | 20.8812 | 3.3592 | Consolidated Risk Score d: Non-HFTD; Consolidated Risk Score e: 211.9; Consolidated Risk Score f: 1.69; Consolidated Risk Score g: 0.281
| DAVIS 1101 | 062041101 | 58.6785 | 37.5389 | 0 | 0 | 37.5389 | 21.1396 | Consolidated Risk Score d: Non-HFTD; Consolidated Risk Score e: 87.5; Consolidated Risk Score f: 1.083; Consolidated Risk Score g: 1.129
| DAVIS 1102 | 062041102 | 24.806 | 6.4783 | 0 | 0 | 6.4783 | 18.3277 | Consolidated Risk Score d: Non-HFTD; Consolidated Risk Score e: 17; Consolidated Risk Score f: 0.098; Consolidated Risk Score g: 0.058
| DAVIS 1103 | 062041103 | 27.6514 | 5.8595 | 0 | 0 | 5.8595 | 21.7919 | Consolidated Risk Score d: Non-HFTD; Consolidated Risk Score e: 69.8; Consolidated Risk Score f: 0.492; Consolidated Risk Score g: 0
| DAVIS 1104 | 062041104 | 20.4853 | 5.7001 | 0 | 0 | 5.7001 | 14.7851 | Consolidated Risk Score d: Non-HFTD; Consolidated Risk Score e: 111.5; Consolidated Risk Score f: 0.722; Consolidated Risk Score g: 0
| DAVIS 1105 | 062041105 | 16.7314 | 7.8203 | 0 | 0 | 7.8203 | 8.9111 | Consolidated Risk Score d: Non-HFTD; Consolidated Risk Score e: 0.5; Consolidated Risk Score f: 0.004; Consolidated Risk Score g: 0
| DAVIS 1106 | 062041106 | 56.2385 | 42.1004 | 0 | 0 | 42.1004 | 14.138 | Consolidated Risk Score d: Non-HFTD; Consolidated Risk Score e: 195.6; Consolidated Risk Score f: 0.36; Consolidated Risk Score g: 0.084
| DAVIS 1107 | 062041107 | 84.531 | 81.0482 | 0 | 0 | 81.0482 | 3.4828 | Consolidated Risk Score d: Non-HFTD; Consolidated Risk Score e: 105.2; Consolidated Risk Score f: 0.938; Consolidated Risk Score g: 0.559
| DAVIS 1108 | 062041108 | 22.0739 | 3.337 | 0 | 0 | 3.337 | 18.7369 | Consolidated Risk Score d: Non-HFTD; Consolidated Risk Score e: 5.9; Consolidated Risk Score f: 0.102; Consolidated Risk Score g: 0
| DAVIS 1109 | 062041109 | 24.0601 | 4.75 | 0 | 0 | 4.75 | 19.3101 | Consolidated Risk Score d: Non-HFTD; Consolidated Risk Score e: 18.7; Consolidated Risk Score f: 0.05; Consolidated Risk Score g: 0
| DAVIS 1110 | 062041110 | 5.9561 | 1.8306 | 0 | 0 | 1.8306 | 4.1255 | Consolidated Risk Score d: Non-HFTD; Consolidated Risk Score e: 0; Consolidated Risk Score f: 0; Consolidated Risk Score g: 0.283
| DAVIS 1111 | 062041111 | 17.9422 | 7.2731 | 0 | 0 | 7.2731 | 10.669 | Consolidated Risk Score d: Non-HFTD; Consolidated Risk Score e: 120.8; Consolidated Risk Score f: 0.992; Consolidated Risk Score g: 0.2
| DAVIS 1112 | 062041112 | 59.9097 | 45.9619 | 0 | 0 | 45.9619 | 13.9478 | Consolidated Risk Score d: Non-HFTD; Consolidated Risk Score e: 87.2; Consolidated Risk Score f: 0.864; Consolidated Risk Score g: 2.547
| WILLIAMS 1101 | 062051101 | 27.198 | 25.261 | 0 | 0 | 25.261 | 1.937 | Consolidated Risk Score d: Non-HFTD; Consolidated Risk Score e: 60.3; Consolidated Risk Score f: 0.461; Consolidated Risk Score g: 1.333
| WILLIAMS 1102 | 062051102 | 109.6206 | 99.0867 | 0 | 0 | 99.0867 | 10.534 | Consolidated Risk Score d: Non-HFTD; Consolidated Risk Score e: 152.6; Consolidated Risk Score f: 2.805; Consolidated Risk Score g: 0.507
| DIXON 1102 | 062061102 | 67.3866 | 21.2261 | 0 | 0 | 21.2261 | 46.1605 | Consolidated Risk Score d: Non-HFTD; Consolidated Risk Score e: 20.6; Consolidated Risk Score f: 0.062; Consolidated Risk Score g: 0.435
| DIXON 1103 | 062061103 | 129.9526 | 126.7601 | 0 | 0 | 126.7601 | 3.1925 | Consolidated Risk Score d: Non-HFTD; Consolidated Risk Score e: 66.5; Consolidated Risk Score f: 0.501; Consolidated Risk Score g: 3.76
| DIXON 1104 | 062061104 | 16.3122 | 11.6735 | 0 | 0 | 11.6735 | 4.6387 | Consolidated Risk Score d: Non-HFTD; Consolidated Risk Score e: 50.1; Consolidated Risk Score f: 1.089; Consolidated Risk Score g: 2.011
| DIXON 1105 | 062061105 | 42.178 | 23.7398 | 0 | 0 | 23.7398 | 18.4382 | Consolidated Risk Score d: Non-HFTD; Consolidated Risk Score e: 149.7; Consolidated Risk Score f: 1.143; Consolidated Risk Score g: 2
| DIXON 1106 | 062061106 | 2.0022 | 0.57599 | 0 | 0 | 0.57599 | 1.4262 | Consolidated Risk Score d: Non-HFTD; Consolidated Risk Score e: 686.7; Consolidated Risk Score f: 16.029; Consolidated Risk Score g: 14.41
| COLUSA JUNCTION 1101 | 062071101 | 37.7995 | 29.0583 | 0 | 0 | 29.0583 | 8.7412 | Consolidated Risk Score d: Non-HFTD; Consolidated Risk Score e: 52.5; Consolidated Risk Score f: 1.151; Consolidated Risk Score g: 0.047
| ARBUCKLE 1101 | 062081101 | 46.2719 | 42.7793 | 0 | 0 | 42.7793 | 3.4925 | Consolidated Risk Score d: Non-HFTD; Consolidated Risk Score e: 21.3; Consolidated Risk Score f: 0.031; Consolidated Risk Score g: 0.998
| ARBUCKLE 1102 | 062081102 | 62.6051 | 62.3502 | 0 | 0 | 62.3502 | 0.25489 | Consolidated Risk Score d: Non-HFTD; Consolidated Risk Score e: 188.2; Consolidated Risk Score f: 0.747; Consolidated Risk Score g: 1.423
| ARBUCKLE 1103 | 062081103 | 0.042474 | 0.042474 | 0 | 0 | 0.042474 | 0 | Consolidated Risk Score d: Non-HFTD; Consolidated Risk Score e: 0; Consolidated Risk Score f: 0; Consolidated Risk Score g: 0
| ARBUCKLE 1104 | 062081104 | 107.0784 | 102.49 | 0 | 1.9232 | 100.5668 | 4.5884 | Consolidated Risk Score d: Non-HFTD; Consolidated Risk Score e: 106.9; Consolidated Risk Score f: 1.272; Consolidated Risk Score g: 2.038
| SUISUN 1101 | 062131101 | 17.0035 | 6.9361 | 0 | 0 | 6.9361 | 10.0673 | Consolidated Risk Score d: Non-HFTD; Consolidated Risk Score e: 236.1; Consolidated Risk Score f: 0.268; Consolidated Risk Score g: 1.998
| SUISUN 1102 | 062131102 | 12.6338 | 9.8116 | 0 | 0 | 9.8116 | 2.8222 | Consolidated Risk Score d: Non-HFTD; Consolidated Risk Score e: 329.5; Consolidated Risk Score f: 1.54; Consolidated Risk Score g: 0
| SUISUN 1103 | 062131103 | 19.7305 | 2.4656 | 0 | 0 | 2.4656 | 17.265 | Consolidated Risk Score d: Non-HFTD; Consolidated Risk Score e: 0; Consolidated Risk Score f: 0; Consolidated Risk Score g: 0
| SUISUN 1104 | 062131104 | 24.6888 | 4.814 | 0 | 0 | 4.814 | 19.8748 | Consolidated Risk Score d: Non-HFTD; Consolidated Risk Score e: 431.4; Consolidated Risk Score f: 3.207; Consolidated Risk Score g: 0.095
| SUISUN 1105 | 062131105 | 17.7179 | 5.379 | 0 | 0 | 5.379 | 12.3389 | Consolidated Risk Score d: Non-HFTD; Consolidated Risk Score e: 89.6; Consolidated Risk Score f: 1; Consolidated Risk Score g: 1.999
| SUISUN 1106 | 062131106 | 10.2237 | 5.0235 | 0 | 0 | 5.0235 | 5.2003 | Consolidated Risk Score d: Non-HFTD; Consolidated Risk Score e: 625.7; Consolidated Risk Score f: 3.222; Consolidated Risk Score g: 5.161
| SUISUN 1107 | 062131107 | 18.9382 | 9.6666 | 0 | 0 | 9.6666 | 9.2717 | Consolidated Risk Score d: Non-HFTD; Consolidated Risk Score e: 70.5; Consolidated Risk Score f: 0.216; Consolidated Risk Score g: 1.104
| SUISUN 1108 | 062131108 | 21.6815 | 6.594 | 0 | 0 | 6.594 | 15.0874 | Consolidated Risk Score d: Non-HFTD; Consolidated Risk Score e: 104.3; Consolidated Risk Score f: 1.145; Consolidated Risk Score g: 4.099
| SUISUN 1109 | 062131109 | 34.3315 | 8.0764 | 0 | 0.002932 | 8.0735 | 26.2551 | Consolidated Risk Score d: Non-HFTD; Consolidated Risk Score e: 81.3; Consolidated Risk Score f: 1.064; Consolidated Risk Score g: 0
| SUISUN 1110 | 062131110 | 7.1063 | 2.923 | 0 | 0 | 2.923 | 4.1833 | Consolidated Risk Score d: Non-HFTD; Consolidated Risk Score e: 202.8; Consolidated Risk Score f: 0.586; Consolidated Risk Score g: 1.106
| SUISUN 1111 | 062131111 | 10.1655 | 0.62769 | 0 | 0 | 0.62769 | 9.5378 | Consolidated Risk Score d: Non-HFTD; Consolidated Risk Score e: 18.4; Consolidated Risk Score f: 1.263; Consolidated Risk Score g: 2.182
| SUISUN 1112 | 062131112 | 12.4374 | 2.8452 | 0 | 0 | 2.8452 | 9.5922 | Consolidated Risk Score d: Non-HFTD; Consolidated Risk Score e: 231.8; Consolidated Risk Score f: 0.706; Consolidated Risk Score g: 0.883
| GRAND ISLAND 2223 | 062462223 | 101.0185 | 96.7612 | 0 | 0 | 96.7612 | 4.2573 | Consolidated Risk Score d: Non-HFTD; Consolidated Risk Score e: 329.7; Consolidated Risk Score f: 1.926; Consolidated Risk Score g: 10.467
| GRAND ISLAND 2224 | 062462224 | 63.5121 | 62.8618 | 0 | 0 | 62.8618 | 0.65026 | Consolidated Risk Score d: Non-HFTD; Consolidated Risk Score e: 427.5; Consolidated Risk Score f: 2.278; Consolidated Risk Score g: 25.797
| GRAND ISLAND 2225 | 062462225 | 70.1684 | 65.2008 | 0 | 0 | 65.2008 | 4.9676 | Consolidated Risk Score d: Non-HFTD; Consolidated Risk Score e: 690.7; Consolidated Risk Score f: 3.617; Consolidated Risk Score g: 11.393
| GRAND ISLAND 2226 | 062462226 | 66.9101 | 21.1119 | 0 | 0 | 21.1119 | 45.7982 | Consolidated Risk Score d: Non-HFTD; Consolidated Risk Score e: 187.3; Consolidated Risk Score f: 2.449; Consolidated Risk Score g: 0.978
| GRAND ISLAND 2227 | 062462227 | 161.5739 | 160.0864 | 0 | 0 | 160.0864 | 1.4876 | Consolidated Risk Score d: Non-HFTD; Consolidated Risk Score e: 1019.9; Consolidated Risk Score f: 5.09; Consolidated Risk Score g: 8.902
| MERIDIAN 1101 | 062541101 | 58.0154 | 57.7273 | 0 | 0 | 57.7273 | 0.28815 | Consolidated Risk Score d: Non-HFTD; Consolidated Risk Score e: 70.5; Consolidated Risk Score f: 0.422; Consolidated Risk Score g: 0.404
| MERIDIAN 1102 | 062541102 | 72.6732 | 71.9015 | 0 | 0 | 71.9015 | 0.7717 | Consolidated Risk Score d: Non-HFTD; Consolidated Risk Score e: 55.2; Consolidated Risk Score f: 0.29; Consolidated Risk Score g: 3.124
| CORDELIA 1101 | 062701101 | 0.019146 | 0.019146 | 0 | 0 | 0.019146 | 0 | Consolidated Risk Score d: Non-HFTD; Consolidated Risk Score e: 55.2; Consolidated Risk Score f: 0.29; Consolidated Risk Score g: 3.124
| CORDELIA 1102 | 062701102 | 0.042729 | 0.042729 | 0 | 0 | 0.042729 | 0 | Consolidated Risk Score d: Non-HFTD; Consolidated Risk Score e: 55.2; Consolidated Risk Score f: 0.29; Consolidated Risk Score g: 3.124
| CORDELIA 1104 | 062701104 | 68.6958 | 61.5557 | 0 | 0 | 61.5557 | 7.1402 | Consolidated Risk Score d: Non-HFTD; Consolidated Risk Score e: 2940.8; Consolidated Risk Score f: 5.511; Consolidated Risk Score g: 2.314
| CORDELIA 1110 | 062701110 | 29.3382 | 8.9526 | 0 | 0 | 8.9526 | 20.3856 | Consolidated Risk Score d: Non-HFTD; Consolidated Risk Score e: 201.4; Consolidated Risk Score f: 1.631; Consolidated Risk Score g: 0.194
| CORDELIA 1112 | 062701112 | 46.2726 | 16.1134 | 0 | 0 | 16.1134 | 30.1592 | Consolidated Risk Score d: Non-HFTD; Consolidated Risk Score e: 344.6; Consolidated Risk Score f: 2.627; Consolidated Risk Score g: 1.975
| KNIGHTS LANDING 1101 | 062721101 | 45.6291 | 45.0947 | 0 | 0 | 45.0947 | 0.53443 | Consolidated Risk Score d: Non-HFTD; Consolidated Risk Score e: 223.6; Consolidated Risk Score f: 0.719; Consolidated Risk Score g: 1.829
| KNIGHTS LANDING 1102 | 062721102 | 120.0001 | 118.9172 | 0 | 0 | 118.9172 | 1.0829 | Consolidated Risk Score d: Non-HFTD; Consolidated Risk Score e: 132.4; Consolidated Risk Score f: 2.377; Consolidated Risk Score g: 2.253
| WILKINS SLOUGH 1101 | 062771101 | 52.6908 | 52.4854 | 0 | 0 | 52.4854 | 0.20545 | Consolidated Risk Score d: Non-HFTD; Consolidated Risk Score e: 502.2; Consolidated Risk Score f: 2.455; Consolidated Risk Score g: 6.895
| WILKINS SLOUGH 1102 | 062771102 | 62.5031 | 62.3133 | 0 | 0 | 62.3133 | 0.18978 | Consolidated Risk Score d: Non-HFTD; Consolidated Risk Score e: 522.1; Consolidated Risk Score f: 3.173; Consolidated Risk Score g: 0.392
| WILKINS SLOUGH 1103 | 062771103 | 34.4249 | 34.2214 | 0 | 0 | 34.2214 | 0.20352 | Consolidated Risk Score d: Non-HFTD; Consolidated Risk Score e: 13.7; Consolidated Risk Score f: 0.193; Consolidated Risk Score g: 0.353
| RICE 1101 | 062831101 | 54.0211 | 53.0982 | 0 | 0 | 53.0982 | 0.92295 | Consolidated Risk Score d: Non-HFTD; Consolidated Risk Score e: 7.3; Consolidated Risk Score f: 0.044; Consolidated Risk Score g: 1.506
| RICE 1102 | 062831102 | 63.2581 | 62.1793 | 0 | 0 | 62.1793 | 1.0788 | Consolidated Risk Score d: Non-HFTD; Consolidated Risk Score e: 588.4; Consolidated Risk Score f: 2.247; Consolidated Risk Score g: 3.057
| RICE 1103 | 062831103 | 79.4007 | 78.0894 | 0 | 0 | 78.0894 | 1.3113 | Consolidated Risk Score d: Non-HFTD; Consolidated Risk Score e: 363.2; Consolidated Risk Score f: 1.681; Consolidated Risk Score g: 0.638
| RICE 1104 | 062831104 | 33.4841 | 32.909 | 0 | 0 | 32.909 | 0.57509 | Consolidated Risk Score d: Non-HFTD; Consolidated Risk Score e: 225.1; Consolidated Risk Score f: 0.758; Consolidated Risk Score g: 6.544
| MAXWELL 1102 | 062881102 | 60.6993 | 60.0392 | 0 | 0 | 60.0392 | 0.66003 | Consolidated Risk Score d: Non-HFTD; Consolidated Risk Score e: 132.7; Consolidated Risk Score f: 0.841; Consolidated Risk Score g: 0.208
| MAXWELL 1105 | 062881105 | 90.6533 | 88.667 | 0 | 3.9182 | 84.7488 | 1.9863 | Consolidated Risk Score d: Non-HFTD; Consolidated Risk Score e: 154.3; Consolidated Risk Score f: 1.343; Consolidated Risk Score g: 0.479
| MAXWELL 1106 | 062881106 | 30.2242 | 29.6122 | 0 | 0 | 29.6122 | 0.61202 | Consolidated Risk Score d: Non-HFTD; Consolidated Risk Score e: 40.6; Consolidated Risk Score f: 0.371; Consolidated Risk Score g: 1.966
| CORTINA 1101 | 063121101 | 77.6079 | 76.5921 | 0 | 1.3303 | 75.2618 | 1.0157 | Consolidated Risk Score d: Non-HFTD; Consolidated Risk Score e: 27.7; Consolidated Risk Score f: 0.133; Consolidated Risk Score g: 0.491
| WEST SACRAMENTO 1104 | 063131104 | 21.8372 | 11.9923 | 0 | 0 | 11.9923 | 9.8449 | Consolidated Risk Score d: Non-HFTD; Consolidated Risk Score e: 33.5; Consolidated Risk Score f: 0.382; Consolidated Risk Score g: 0.082
| WEST SACRAMENTO 1105 | 063131105 | 15.9894 | 6.3059 | 0 | 0 | 6.3059 | 9.6835 | Consolidated Risk Score d: Non-HFTD; Consolidated Risk Score e: 206.2; Consolidated Risk Score f: 1.296; Consolidated Risk Score g: 2.002
| WEST SACRAMENTO 1106 | 063131106 | 7.95 | 2.8536 | 0 | 0 | 2.8536 | 5.0964 | Consolidated Risk Score d: Non-HFTD; Consolidated Risk Score e: 41.6; Consolidated Risk Score f: 0.099; Consolidated Risk Score g: 0
| WEST SACRAMENTO 1107 | 063131107 | 22.8207 | 18.7292 | 0 | 0 | 18.7292 | 4.0916 | Consolidated Risk Score d: Non-HFTD; Consolidated Risk Score e: 167; Consolidated Risk Score f: 1.281; Consolidated Risk Score g: 3.354
| WEST SACRAMENTO 1108 | 063131108 | 14.5723 | 8.7457 | 0 | 0 | 8.7457 | 5.8266 | Consolidated Risk Score d: Non-HFTD; Consolidated Risk Score e: 23.2; Consolidated Risk Score f: 0.234; Consolidated Risk Score g: 0.47
| WEST SACRAMENTO 1109 | 063131109 | 47.4957 | 38.7672 | 0 | 0 | 38.7672 | 8.7285 | Consolidated Risk Score d: Non-HFTD; Consolidated Risk Score e: 149.8; Consolidated Risk Score f: 1.033; Consolidated Risk Score g: 0.958
| WEST SACRAMENTO 1110 | 063131110 | 21.6567 | 8.4974 | 0 | 0 | 8.4974 | 13.1593 | Consolidated Risk Score d: Non-HFTD; Consolidated Risk Score e: 15.9; Consolidated Risk Score f: 0.22; Consolidated Risk Score g: 1.334
| WEST SACRAMENTO 1111 | 063131111 | 10.1421 | 0.0056819 | 0 | 0 | 0.0056819 | 10.1364 | Consolidated Risk Score d: Non-HFTD; Consolidated Risk Score e: 0; Consolidated Risk Score f: 0; Consolidated Risk Score g: 0
| RUSSELL (SMUD) 2101 | 063142101 | 5.174 | 5.125 | 0 | 0 | 5.125 | 0.049022 | Consolidated Risk Score d: Non-HFTD; Consolidated Risk Score e: 0; Consolidated Risk Score f: 0; Consolidated Risk Score g: 0
| MADISON 1103 | 063171103 | 79.4762 | 72.3833 | 0 | 0 | 72.3833 | 7.0928 | Consolidated Risk Score d: Non-HFTD; Consolidated Risk Score e: 177.9; Consolidated Risk Score f: 0.899; Consolidated Risk Score g: 0.026
| MADISON 1105 | 063171105 | 85.7058 | 84.7169 | 0 | 0.43078 | 84.2862 | 0.98886 | Consolidated Risk Score d: Non-HFTD; Consolidated Risk Score e: 270.5; Consolidated Risk Score f: 1.213; Consolidated Risk Score g: 0.776
| MADISON 2101 | 063172101 | 176.418 | 166.9546 | 0 | 4.7843 | 162.1703 | 9.4634 | Consolidated Risk Score d: Non-HFTD; Consolidated Risk Score e: 1193.4; Consolidated Risk Score f: 4.924; Consolidated Risk Score g: 4.337
| ZAMORA 1105 | 063191105 | 46.3324 | 45.7274 | 0 | 0 | 45.7274 | 0.60501 | Consolidated Risk Score d: Non-HFTD; Consolidated Risk Score e: 114.5; Consolidated Risk Score f: 1.781; Consolidated Risk Score g: 0.73
| ZAMORA 1106 | 063191106 | 52.8656 | 52.6358 | 0 | 0 | 52.6358 | 0.22976 | Consolidated Risk Score d: Non-HFTD; Consolidated Risk Score e: 242.8; Consolidated Risk Score f: 1.972; Consolidated Risk Score g: 0.18
| ZAMORA 1107 | 063191107 | 77.2873 | 76.892 | 0 | 0 | 76.892 | 0.39525 | Consolidated Risk Score d: Non-HFTD; Consolidated Risk Score e: 169.2; Consolidated Risk Score f: 1.171; Consolidated Risk Score g: 1.738
| WINTERS 1101 | 063321101 | 14.9498 | 12.9231 | 0 | 0 | 12.9231 | 2.0267 | Consolidated Risk Score d: Non-HFTD; Consolidated Risk Score e: 76.8; Consolidated Risk Score f: 0.573; Consolidated Risk Score g: 2.896
| WINTERS 1102 | 063321102 | 38.9604 | 38.8057 | 0 | 0 | 38.8057 | 0.15469 | Consolidated Risk Score d: Non-HFTD; Consolidated Risk Score e: 234.3; Consolidated Risk Score f: 0.968; Consolidated Risk Score g: 1.499
| PLAINFIELD 1101 | 063441101 | 71.5636 | 61.8513 | 0 | 0 | 61.8513 | 9.7124 | Consolidated Risk Score d: Non-HFTD; Consolidated Risk Score e: 33.7; Consolidated Risk Score f: 0.222; Consolidated Risk Score g: 0
| PLAINFIELD 1105 | 063441105 | 16.6946 | 8.6779 | 0 | 0 | 8.6779 | 8.0167 | Consolidated Risk Score d: Non-HFTD; Consolidated Risk Score e: 15; Consolidated Risk Score f: 0.111; Consolidated Risk Score g: 0
| PLAINFIELD 1106 | 063441106 | 80.8801 | 48.3477 | 0 | 0 | 48.3477 | 32.5324 | Consolidated Risk Score d: Non-HFTD; Consolidated Risk Score e: 109.2; Consolidated Risk Score f: 1.904; Consolidated Risk Score g: 1.57
| VACA DIXON 1101 | 063591101 | 26.7807 | 9.2263 | 0 | 0.83287 | 8.3935 | 17.5544 | Consolidated Risk Score d: Non-HFTD; Consolidated Risk Score e: 20.2; Consolidated Risk Score f: 0.847; Consolidated Risk Score g: 0
| VACA DIXON 1102 | 063591102 | 16.7366 | 1.9557 | 0 | 0 | 1.9557 | 14.781 | Consolidated Risk Score d: Non-HFTD; Consolidated Risk Score e: 0; Consolidated Risk Score f: 0; Consolidated Risk Score g: 0
| VACA DIXON 1103 | 063591103 | 130.0666 | 126.5273 | 0 | 0 | 126.5273 | 3.5393 | Consolidated Risk Score d: Non-HFTD; Consolidated Risk Score e: 66.7; Consolidated Risk Score f: 0.58; Consolidated Risk Score g: 0.845
| VACA DIXON 1104 | 063591104 | 25.3035 | 7.4936 | 0 | 0 | 7.4936 | 17.81 | Consolidated Risk Score d: Non-HFTD; Consolidated Risk Score e: 1.5; Consolidated Risk Score f: 0.067; Consolidated Risk Score g: 0
| VACA DIXON 1105 | 063591105 | 93.8368 | 91.6939 | 0 | 23.758 | 67.9359 | 2.1429 | Consolidated Risk Score d: Non-HFTD; Consolidated Risk Score e: 222.3; Consolidated Risk Score f: 3.216; Consolidated Risk Score g: 0
| VACA DIXON 1106 | 063591106 | 32.5313 | 11.1424 | 0 | 0 | 11.1424 | 21.3889 | Consolidated Risk Score d: Non-HFTD; Consolidated Risk Score e: 124.7; Consolidated Risk Score f: 1.043; Consolidated Risk Score g: 2.026
| VACA DIXON 1109 | 063591109 | 18.4983 | 2.1333 | 0 | 0 | 2.1333 | 16.365 | Consolidated Risk Score d: Non-HFTD; Consolidated Risk Score e: 395.2; Consolidated Risk Score f: 1.065; Consolidated Risk Score g: 3.747
| VACAVILLE 1102 | 063601102 | 10.8897 | 1.004 | 0 | 0 | 1.004 | 9.8856 | Consolidated Risk Score d: Non-HFTD; Consolidated Risk Score e: 0; Consolidated Risk Score f: 0; Consolidated Risk Score g: 4.025
| VACAVILLE 1103 | 063601103 | 17.3917 | 11.1157 | 0 | 0 | 11.1157 | 6.276 | Consolidated Risk Score d: Non-HFTD; Consolidated Risk Score e: 422; Consolidated Risk Score f: 2.105; Consolidated Risk Score g: 0.999
| VACAVILLE 1104 | 063601104 | 28.4825 | 17.671 | 0 | 15.4624 | 2.2085 | 10.8115 | Consolidated Risk Score d: Non-HFTD; Consolidated Risk Score e: 199.5; Consolidated Risk Score f: 3.542; Consolidated Risk Score g: 0
| VACAVILLE 1105 | 063601105 | 16.0362 | 2.9675 | 0 | 0 | 2.9675 | 13.0688 | Consolidated Risk Score d: Non-HFTD; Consolidated Risk Score e: 76.7; Consolidated Risk Score f: 0.386; Consolidated Risk Score g: 0.526
| VACAVILLE 1106 | 063601106 | 18.5588 | 1.7558 | 0 | 0 | 1.7558 | 16.8031 | Consolidated Risk Score d: Non-HFTD; Consolidated Risk Score e: 45.3; Consolidated Risk Score f: 1.478; Consolidated Risk Score g: 0
| VACAVILLE 1107 | 063601107 | 21.9195 | 1.9063 | 0 | 0 | 1.9063 | 20.0133 | Consolidated Risk Score d: Non-HFTD; Consolidated Risk Score e: 88.7; Consolidated Risk Score f: 0.999; Consolidated Risk Score g: 0.922
| VACAVILLE 1108 | 063601108 | 59.2409 | 47.2906 | 0 | 28.0836 | 19.207 | 11.9503 | Consolidated Risk Score d: Non-HFTD; Consolidated Risk Score e: 496; Consolidated Risk Score f: 3.432; Consolidated Risk Score g: 1.014
| VACAVILLE 1109 | 063601109 | 17.9506 | 3.8468 | 0 | 0.51138 | 3.3354 | 14.1038 | Consolidated Risk Score d: Non-HFTD; Consolidated Risk Score e: 123.9; Consolidated Risk Score f: 1.034; Consolidated Risk Score g: 1.706
| VACAVILLE 1110 | 063601110 | 16.3853 | 2.3567 | 0 | 0 | 2.3567 | 14.0286 | Consolidated Risk Score d: Non-HFTD; Consolidated Risk Score e: 33.3; Consolidated Risk Score f: 0.141; Consolidated Risk Score g: 0
| VACAVILLE 1111 | 063601111 | 35.5729 | 17.5845 | 0 | 11.3318 | 6.2527 | 17.9884 | Consolidated Risk Score d: Non-HFTD; Consolidated Risk Score e: 171.7; Consolidated Risk Score f: 2.73; Consolidated Risk Score g: 0
| VACAVILLE 1112 | 063601112 | 24.5312 | 3.3028 | 0 | 0.18788 | 3.1149 | 21.2284 | Consolidated Risk Score d: Non-HFTD; Consolidated Risk Score e: 20.5; Consolidated Risk Score f: 0.115; Consolidated Risk Score g: 0
| DEEPWATER 1105 | 063621105 | 12.4076 | 4.1123 | 0 | 0 | 4.1123 | 8.2952 | Consolidated Risk Score d: Non-HFTD; Consolidated Risk Score e: 113.8; Consolidated Risk Score f: 1.022; Consolidated Risk Score g: 1.035
| DEEPWATER 1106 | 063621106 | 23.2776 | 0.060056 | 0 | 0 | 0.060056 | 23.2175 | Consolidated Risk Score d: Non-HFTD; Consolidated Risk Score e: 0; Consolidated Risk Score f: 0; Consolidated Risk Score g: 0
| DEEPWATER 1107 | 063621107 | 50.1332 | 28.7267 | 0 | 0 | 28.7267 | 21.4065 | Consolidated Risk Score d: Non-HFTD; Consolidated Risk Score e: 20; Consolidated Risk Score f: 0.14; Consolidated Risk Score g: 1.76
| DEEPWATER 1108 | 063621108 | 13.5397 | 0.085531 | 0 | 0 | 0.085531 | 13.4542 | Consolidated Risk Score d: Non-HFTD; Consolidated Risk Score e: 0; Consolidated Risk Score f: 0; Consolidated Risk Score g: 0
| DEEPWATER 1109 | 063621109 | 26.0849 | 4.1572 | 0 | 0 | 4.1572 | 21.9277 | Consolidated Risk Score d: Non-HFTD; Consolidated Risk Score e: 0.2; Consolidated Risk Score f: 0.009; Consolidated Risk Score g: 0
| PEABODY 2102 | 063642102 | 15.3682 | 6.9919 | 0 | 0 | 6.9919 | 8.3763 | Consolidated Risk Score d: Non-HFTD; Consolidated Risk Score e: 66.4; Consolidated Risk Score f: 1.041; Consolidated Risk Score g: 0
| PEABODY 2104 | 063642104 | 24.5801 | 6.714 | 0 | 0 | 6.714 | 17.866 | Consolidated Risk Score d: Non-HFTD; Consolidated Risk Score e: 147.4; Consolidated Risk Score f: 1.108; Consolidated Risk Score g: 1.236
| PEABODY 2105 | 063642105 | 108.3845 | 61.534 | 0 | 0 | 61.534 | 46.8505 | Consolidated Risk Score d: Non-HFTD; Consolidated Risk Score e: 111; Consolidated Risk Score f: 1.515; Consolidated Risk Score g: 0.997
| PEABODY 2106 | 063642106 | 36.852 | 2.7275 | 0 | 0.68973 | 2.0378 | 34.1245 | Consolidated Risk Score d: Non-HFTD; Consolidated Risk Score e: 112.4; Consolidated Risk Score f: 1.076; Consolidated Risk Score g: 0.001
| PEABODY 2107 | 063642107 | 238.0939 | 194.3331 | 0 | 0 | 194.3331 | 43.7608 | Consolidated Risk Score d: Non-HFTD; Consolidated Risk Score e: 61.8; Consolidated Risk Score f: 0.796; Consolidated Risk Score g: 2.512
| PEABODY 2108 | 063642108 | 53.106 | 3.1659 | 0 | 0.33636 | 2.8296 | 49.9401 | Consolidated Risk Score d: Non-HFTD; Consolidated Risk Score e: 85.5; Consolidated Risk Score f: 1.05; Consolidated Risk Score g: 0
| PEABODY 2109 | 063642109 | 7.6004 | 3.6503 | 0 | 0 | 3.6503 | 3.9501 | Consolidated Risk Score d: Non-HFTD; Consolidated Risk Score e: 85.5; Consolidated Risk Score f: 1.05; Consolidated Risk Score g: 0
| PEABODY 2112 | 063642112 | 50.9701 | 3.5986 | 0 | 0 | 3.5986 | 47.3715 | Consolidated Risk Score d: Non-HFTD; Consolidated Risk Score e: 71.7; Consolidated Risk Score f: 0.412; Consolidated Risk Score g: 1.207
| PEABODY 2113 | 063642113 | 51.7409 | 10.097 | 0 | 1.1311 | 8.9659 | 41.6439 | Consolidated Risk Score d: Non-HFTD; Consolidated Risk Score e: 134.8; Consolidated Risk Score f: 0.594; Consolidated Risk Score g: 0
| PUTAH CREEK 1102 | 063681102 | 52.4674 | 51.2583 | 0 | 26.9852 | 24.2731 | 1.2091 | Consolidated Risk Score d: Non-HFTD; Consolidated Risk Score e: 327.7; Consolidated Risk Score f: 2.222; Consolidated Risk Score g: 0.044
| PUTAH CREEK 1103 | 063681103 | 48.9339 | 36.5375 | 0 | 3.6539 | 32.8836 | 12.3964 | Consolidated Risk Score d: Non-HFTD; Consolidated Risk Score e: 104.9; Consolidated Risk Score f: 0.66; Consolidated Risk Score g: 0.419
| PUTAH CREEK 1105 | 063681105 | 90.7689 | 83.7937 | 0 | 1.7222 | 82.0715 | 6.9752 | Consolidated Risk Score d: Non-HFTD; Consolidated Risk Score e: 127.3; Consolidated Risk Score f: 0.96; Consolidated Risk Score g: 2.93
| JAMESON 1101 | 063801101 | 17.0391 | 0.0056818 | 0 | 0 | 0.0056818 | 17.0334 | Consolidated Risk Score d: Non-HFTD; Consolidated Risk Score e: 0; Consolidated Risk Score f: 0; Consolidated Risk Score g: 0
| JAMESON 1102 | 063801102 | 50.3278 | 20.3948 | 0 | 8.1107 | 12.2842 | 29.9329 | Consolidated Risk Score d: Non-HFTD; Consolidated Risk Score e: 132.9; Consolidated Risk Score f: 1.335; Consolidated Risk Score g: 0
| JAMESON 1103 | 063801103 | 28.6867 | 10.883 | 0 | 2.2397 | 8.6433 | 17.8037 | Consolidated Risk Score d: Non-HFTD; Consolidated Risk Score e: 32.9; Consolidated Risk Score f: 0.142; Consolidated Risk Score g: 0.989
| JAMESON 1104 | 063801104 | 23.8406 | 0.083536 | 0 | 0 | 0.083536 | 23.757 | Consolidated Risk Score d: Non-HFTD; Consolidated Risk Score e: 11.4; Consolidated Risk Score f: 0.016; Consolidated Risk Score g: 0.997
| JAMESON 1105 | 063801105 | 87.5876 | 64.1772 | 0 | 16.2262 | 47.951 | 23.4104 | Consolidated Risk Score d: Non-HFTD; Consolidated Risk Score e: 89.4; Consolidated Risk Score f: 0.583; Consolidated Risk Score g: 0.035
| DUNNIGAN 1101 | 063811101 | 81.6216 | 77.9865 | 0 | 0 | 77.9865 | 3.6351 | Consolidated Risk Score d: Non-HFTD; Consolidated Risk Score e: 32; Consolidated Risk Score f: 0.138; Consolidated Risk Score g: 0.133
| BATAVIA 1101 | 068661101 | 0.078752 | 0.078752 | 0 | 0 | 0.078752 | 0 | Consolidated Risk Score d: Non-HFTD; Consolidated Risk Score e: 32; Consolidated Risk Score f: 0.138; Consolidated Risk Score g: 0.133
| MAINE PRAIRIE 0401 | 068670401 | 0.082068 | 0.06262 | 0 | 0 | 0.06262 | 0.019448 | Consolidated Risk Score d: Non-HFTD; Consolidated Risk Score e: 0; Consolidated Risk Score f: 0; Consolidated Risk Score g: 0
| DELEVAN 1101 | 069551101 | 0.62884 | 0.59506 | 0 | 0 | 0.59506 | 0.033785 | Consolidated Risk Score d: Non-HFTD; Consolidated Risk Score e: 0; Consolidated Risk Score f: 0; Consolidated Risk Score g: 0
| DELEVAN 1102 | 069551102 | 0.6572 | 0.61093 | 0 | 0 | 0.61093 | 0.046275 | Consolidated Risk Score d: Non-HFTD; Consolidated Risk Score e: 0; Consolidated Risk Score f: 0; Consolidated Risk Score g: 0
| EVERGREEN 2101 | 082012101 | 31.9366 | 2.5311 | 0 | 0 | 2.5311 | 29.4055 | Consolidated Risk Score d: Non-HFTD; Consolidated Risk Score e: 50.3; Consolidated Risk Score f: 0.092; Consolidated Risk Score g: 0.005
| EVERGREEN 2102 | 082012102 | 32.5157 | 10.7542 | 0 | 0 | 10.7542 | 21.7615 | Consolidated Risk Score d: Non-HFTD; Consolidated Risk Score e: 154.5; Consolidated Risk Score f: 0.92; Consolidated Risk Score g: 3.914
| EVERGREEN 2103 | 082012103 | 41.5264 | 19.1694 | 0 | 0 | 19.1694 | 22.3569 | Consolidated Risk Score d: Non-HFTD; Consolidated Risk Score e: 130.5; Consolidated Risk Score f: 0.923; Consolidated Risk Score g: 5.523
| EVERGREEN 2104 | 082012104 | 18.9919 | 3.5453 | 0 | 0 | 3.5453 | 15.4465 | Consolidated Risk Score d: Non-HFTD; Consolidated Risk Score e: 15.8; Consolidated Risk Score f: 0.351; Consolidated Risk Score g: 0
| EVERGREEN 2105 | 082012105 | 33.6306 | 4.6095 | 0 | 0 | 4.6095 | 29.0211 | Consolidated Risk Score d: Non-HFTD; Consolidated Risk Score e: 115.9; Consolidated Risk Score f: 0.266; Consolidated Risk Score g: 0.69
| LOS GATOS 1101 | 082021101 | 26.4516 | 20.9685 | 0 | 11.8954 | 9.073 | 5.4831 | Consolidated Risk Score d: Non-HFTD; Consolidated Risk Score e: 676.2; Consolidated Risk Score f: 2.313; Consolidated Risk Score g: 0.327
| LOS GATOS 1102 | 082021102 | 9.7728 | 6.1138 | 0 | 1.0967 | 5.017 | 3.659 | Consolidated Risk Score d: Non-HFTD; Consolidated Risk Score e: 12; Consolidated Risk Score f: 0.149; Consolidated Risk Score g: 0
| LOS GATOS 1106 | 082021106 | 73.4834 | 70.5931 | 67.3292 | 2.4267 | 0.83713 | 2.8903 | Consolidated Risk Score d: Non-HFTD; Consolidated Risk Score e: 1634.7; Consolidated Risk Score f: 6.599; Consolidated Risk Score g: 2.725
| LOS GATOS 1107 | 082021107 | 103.6716 | 94.1178 | 80.5869 | 12.7851 | 0.74581 | 9.5538 | Consolidated Risk Score d: Non-HFTD; Consolidated Risk Score e: 2454.3; Consolidated Risk Score f: 1.957; Consolidated Risk Score g: 2.611
| LOS GATOS 1108 | 082021108 | 8.9825 | 6.1296 | 1.1269 | 3.2763 | 1.7264 | 2.8528 | Consolidated Risk Score d: Non-HFTD; Consolidated Risk Score e: 150.6; Consolidated Risk Score f: 1.016; Consolidated Risk Score g: 0
| MOUNTAIN VIEW 1102 | 082031102 | 21.7615 | 14.282 | 0 | 0 | 14.282 | 7.4795 | Consolidated Risk Score d: Non-HFTD; Consolidated Risk Score e: 125.1; Consolidated Risk Score f: 1.43; Consolidated Risk Score g: 0.673
| MOUNTAIN VIEW 1103 | 082031103 | 7.2637 | 2.8564 | 0 | 0 | 2.8564 | 4.4073 | Consolidated Risk Score d: Non-HFTD; Consolidated Risk Score e: 4.9; Consolidated Risk Score f: 0.015; Consolidated Risk Score g: 0
| MOUNTAIN VIEW 1104 | 082031104 | 18.3002 | 7.9355 | 0 | 0 | 7.9355 | 10.3647 | Consolidated Risk Score d: Non-HFTD; Consolidated Risk Score e: 16.7; Consolidated Risk Score f: 0.719; Consolidated Risk Score g: 3.441
| MOUNTAIN VIEW 1105 | 082031105 | 20.5691 | 13.4012 | 0 | 0 | 13.4012 | 7.168 | Consolidated Risk Score d: Non-HFTD; Consolidated Risk Score e: 100.8; Consolidated Risk Score f: 0.734; Consolidated Risk Score g: 3.863
| MOUNTAIN VIEW 1106 | 082031106 | 16.8062 | 7.3446 | 0 | 0 | 7.3446 | 9.4616 | Consolidated Risk Score d: Non-HFTD; Consolidated Risk Score e: 15.1; Consolidated Risk Score f: 0.116; Consolidated Risk Score g: 0
| MOUNTAIN VIEW 1107 | 082031107 | 26.0278 | 19.2921 | 0 | 0 | 19.2921 | 6.7357 | Consolidated Risk Score d: Non-HFTD; Consolidated Risk Score e: 165.8; Consolidated Risk Score f: 0.747; Consolidated Risk Score g: 1.151
| MOUNTAIN VIEW 1108 | 082031108 | 22.5274 | 14.6665 | 0 | 0 | 14.6665 | 7.861 | Consolidated Risk Score d: Non-HFTD; Consolidated Risk Score e: 35.7; Consolidated Risk Score f: 0.194; Consolidated Risk Score g: 1.351
| MOUNTAIN VIEW 1109 | 082031109 | 18.7073 | 9.8946 | 0 | 0 | 9.8946 | 8.8127 | Consolidated Risk Score d: Non-HFTD; Consolidated Risk Score e: 50.3; Consolidated Risk Score f: 0.103; Consolidated Risk Score g: 0
| MOUNTAIN VIEW 1110 | 082031110 | 15.2465 | 9.3447 | 0 | 0 | 9.3447 | 5.9018 | Consolidated Risk Score d: Non-HFTD; Consolidated Risk Score e: 112.7; Consolidated Risk Score f: 0.636; Consolidated Risk Score g: 1
| MOUNTAIN VIEW 1111 | 082031111 | 9.7704 | 1.7362 | 0 | 0 | 1.7362 | 8.0342 | Consolidated Risk Score d: Non-HFTD; Consolidated Risk Score e: 4.3; Consolidated Risk Score f: 0.011; Consolidated Risk Score g: 0
| MOUNTAIN VIEW 1112 | 082031112 | 4.8825 | 0.9735 | 0 | 0 | 0.9735 | 3.909 | Consolidated Risk Score d: Non-HFTD; Consolidated Risk Score e: 1.8; Consolidated Risk Score f: 0.017; Consolidated Risk Score g: 0
| MOUNTAIN VIEW 1113 | 082031113 | 14.9374 | 3.957 | 0 | 0 | 3.957 | 10.9804 | Consolidated Risk Score d: Non-HFTD; Consolidated Risk Score e: 1.6; Consolidated Risk Score f: 0.019; Consolidated Risk Score g: 0
| MOUNTAIN VIEW 1114 | 082031114 | 8.7002 | 6.632 | 0 | 0 | 6.632 | 2.0682 | Consolidated Risk Score d: Non-HFTD; Consolidated Risk Score e: 207.8; Consolidated Risk Score f: 1.056; Consolidated Risk Score g: 1.025
| LOYOLA 0401 | 082160401 | 8.4152 | 8.2563 | 0 | 0 | 8.2563 | 0.15889 | Consolidated Risk Score d: Non-HFTD; Consolidated Risk Score e: 212.2; Consolidated Risk Score f: 1.591; Consolidated Risk Score g: 3.869
| LOYOLA 0403 | 082160403 | 8.9476 | 8.8747 | 0 | 0 | 8.8747 | 0.072941 | Consolidated Risk Score d: Non-HFTD; Consolidated Risk Score e: 52.2; Consolidated Risk Score f: 0.301; Consolidated Risk Score g: 2
| LOYOLA 1101 | 082161101 | 28.5905 | 20.1609 | 0 | 0 | 20.1609 | 8.4296 | Consolidated Risk Score d: Non-HFTD; Consolidated Risk Score e: 53.2; Consolidated Risk Score f: 0.147; Consolidated Risk Score g: 0.998
| LOYOLA 1102 | 082161102 | 70.7595 | 51.0966 | 0 | 0.02565 | 51.0709 | 19.6629 | Consolidated Risk Score d: Non-HFTD; Consolidated Risk Score e: 221.1; Consolidated Risk Score f: 2.007; Consolidated Risk Score g: 3.12
| MABURY 1101 | 082191101 | 12.6775 | 4.2166 | 0 | 0 | 4.2166 | 8.461 | Consolidated Risk Score d: Non-HFTD; Consolidated Risk Score e: 0; Consolidated Risk Score f: 0; Consolidated Risk Score g: 1.015
| MABURY 1103 | 082191103 | 9.4747 | 7.8914 | 0 | 0 | 7.8914 | 1.5833 | Consolidated Risk Score d: Non-HFTD; Consolidated Risk Score e: 369.7; Consolidated Risk Score f: 2.094; Consolidated Risk Score g: 1.001
| MABURY 1104 | 082191104 | 17.8542 | 13.768 | 0 | 0 | 13.768 | 4.0862 | Consolidated Risk Score d: Non-HFTD; Consolidated Risk Score e: 119.5; Consolidated Risk Score f: 2.262; Consolidated Risk Score g: 0
| MABURY 1105 | 082191105 | 11.101 | 0.85046 | 0 | 0 | 0.85046 | 10.2505 | Consolidated Risk Score d: Non-HFTD; Consolidated Risk Score e: 511.4; Consolidated Risk Score f: 4.692; Consolidated Risk Score g: 0
| MABURY 1106 | 082191106 | 22.2579 | 15.0577 | 0 | 0 | 15.0577 | 7.2002 | Consolidated Risk Score d: Non-HFTD; Consolidated Risk Score e: 116.5; Consolidated Risk Score f: 1.344; Consolidated Risk Score g: 2.864
| LOS ALTOS 1103 | 082241103 | 7.0097 | 6.816 | 0 | 0 | 6.816 | 0.19373 | Consolidated Risk Score d: Non-HFTD; Consolidated Risk Score e: 106.2; Consolidated Risk Score f: 0.357; Consolidated Risk Score g: 2.876
| LOS ALTOS 1104 | 082241104 | 10.9602 | 8.9209 | 0 | 0 | 8.9209 | 2.0393 | Consolidated Risk Score d: Non-HFTD; Consolidated Risk Score e: 156.8; Consolidated Risk Score f: 6.141; Consolidated Risk Score g: 1.893
| LOS ALTOS 1105 | 082241105 | 5.9855 | 1.785 | 0 | 0 | 1.785 | 4.2005 | Consolidated Risk Score d: Non-HFTD; Consolidated Risk Score e: 2.9; Consolidated Risk Score f: 0.048; Consolidated Risk Score g: 0
| LOS ALTOS 1106 | 082241106 | 12.6529 | 10.0366 | 0 | 0 | 10.0366 | 2.6164 | Consolidated Risk Score d: Non-HFTD; Consolidated Risk Score e: 25.3; Consolidated Risk Score f: 0.023; Consolidated Risk Score g: 0
| LOS ALTOS 1107 | 082241107 | 5.792 | 2.9735 | 0 | 0 | 2.9735 | 2.8186 | Consolidated Risk Score d: Non-HFTD; Consolidated Risk Score e: 0; Consolidated Risk Score f: 0; Consolidated Risk Score g: 0
| SAN JOSE A 0403 | 082250403 | 4.9464 | 3.9689 | 0 | 0 | 3.9689 | 0.9775 | Consolidated Risk Score d: Non-HFTD; Consolidated Risk Score e: 427.3; Consolidated Risk Score f: 2.541; Consolidated Risk Score g: 0.999
| SAN JOSE A 0404 | 082250404 | 3.9534 | 1.7389 | 0 | 0 | 1.7389 | 2.2145 | Consolidated Risk Score d: Non-HFTD; Consolidated Risk Score e: 0; Consolidated Risk Score f: 0; Consolidated Risk Score g: 0
| SAN JOSE A 0405 | 082250405 | 4.4955 | 1.8349 | 0 | 0 | 1.8349 | 2.6606 | Consolidated Risk Score d: Non-HFTD; Consolidated Risk Score e: 42.8; Consolidated Risk Score f: 0.126; Consolidated Risk Score g: 0
| SAN JOSE A 0407 | 082250407 | 2.2522 | 1.8017 | 0 | 0 | 1.8017 | 0.45051 | Consolidated Risk Score d: Non-HFTD; Consolidated Risk Score e: 0; Consolidated Risk Score f: 0; Consolidated Risk Score g: 0
| SAN JOSE A 0408 | 082250408 | 4.6543 | 2.4103 | 0 | 0 | 2.4103 | 2.244 | Consolidated Risk Score d: Non-HFTD; Consolidated Risk Score e: 3.5; Consolidated Risk Score f: 0.046; Consolidated Risk Score g: 0
| SAN JOSE A 0410 | 082250410 | 6.164 | 4.6638 | 0 | 0 | 4.6638 | 1.5002 | Consolidated Risk Score d: Non-HFTD; Consolidated Risk Score e: 313; Consolidated Risk Score f: 1.071; Consolidated Risk Score g: 3.993
| SAN JOSE A 1109 | 082251109 | 3.3032 | 0.58549 | 0 | 0 | 0.58549 | 2.7177 | Consolidated Risk Score d: Non-HFTD; Consolidated Risk Score e: 0; Consolidated Risk Score f: 0; Consolidated Risk Score g: 0
| SAN JOSE A 1110 | 082251110 | 18.6586 | 9.5253 | 0 | 0 | 9.5253 | 9.1334 | Consolidated Risk Score d: Non-HFTD; Consolidated Risk Score e: 71.7; Consolidated Risk Score f: 0.682; Consolidated Risk Score g: 1.997
| SAN JOSE A 1111 | 082251111 | 2.1729 | 0.12304 | 0 | 0 | 0.12304 | 2.0499 | Consolidated Risk Score d: Non-HFTD; Consolidated Risk Score e: 37.5; Consolidated Risk Score f: 0.148; Consolidated Risk Score g: 0.988
| SAN JOSE A 1112 | 082251112 | 19.0586 | 10.5846 | 0 | 0 | 10.5846 | 8.474 | Consolidated Risk Score d: Non-HFTD; Consolidated Risk Score e: 3.6; Consolidated Risk Score f: 0.065; Consolidated Risk Score g: 0
| SAN JOSE B 1101 | 082261101 | 3.4283 | 0.15793 | 0 | 0 | 0.15793 | 3.2703 | Consolidated Risk Score d: Non-HFTD; Consolidated Risk Score e: 0; Consolidated Risk Score f: 0; Consolidated Risk Score g: 0
| SAN JOSE B 1102 | 082261102 | 6.4698 | 0.26099 | 0 | 0 | 0.26099 | 6.2088 | Consolidated Risk Score d: Non-HFTD; Consolidated Risk Score e: 25.7; Consolidated Risk Score f: 0.031; Consolidated Risk Score g: 1.034
| SAN JOSE B 1104 | 082261104 | 5.5993 | 0.49437 | 0 | 0 | 0.49437 | 5.1049 | Consolidated Risk Score d: Non-HFTD; Consolidated Risk Score e: 0; Consolidated Risk Score f: 0; Consolidated Risk Score g: 0
| SAN JOSE B 1105 | 082261105 | 14.2591 | 8.6545 | 0 | 0 | 8.6545 | 5.6045 | Consolidated Risk Score d: Non-HFTD; Consolidated Risk Score e: 2; Consolidated Risk Score f: 0.006; Consolidated Risk Score g: 1.388
| SAN JOSE B 1106 | 082261106 | 5.5013 | 0.69965 | 0 | 0 | 0.69965 | 4.8017 | Consolidated Risk Score d: Non-HFTD; Consolidated Risk Score e: 0; Consolidated Risk Score f: 0; Consolidated Risk Score g: 0
| SAN JOSE B 1107 | 082261107 | 10.569 | 4.9131 | 0 | 0 | 4.9131 | 5.6559 | Consolidated Risk Score d: Non-HFTD; Consolidated Risk Score e: 152.4; Consolidated Risk Score f: 0.895; Consolidated Risk Score g: 0.173
| SAN JOSE B 1108 | 082261108 | 14.7475 | 8.0841 | 0 | 0 | 8.0841 | 6.6634 | Consolidated Risk Score d: Non-HFTD; Consolidated Risk Score e: 37.7; Consolidated Risk Score f: 0.243; Consolidated Risk Score g: 0.593
| SAN JOSE B 1109 | 082261109 | 2.1315 | 0.38427 | 0 | 0 | 0.38427 | 1.7472 | Consolidated Risk Score d: Non-HFTD; Consolidated Risk Score e: 0; Consolidated Risk Score f: 0; Consolidated Risk Score g: 1.022
| SAN JOSE B 1110 | 082261110 | 21.3791 | 13.311 | 0 | 0 | 13.311 | 8.0681 | Consolidated Risk Score d: Non-HFTD; Consolidated Risk Score e: 52.3; Consolidated Risk Score f: 0.192; Consolidated Risk Score g: 1.993
| SAN JOSE B 1111 | 082261111 | 3.7724 | 0.080824 | 0 | 0 | 0.080824 | 3.6916 | Consolidated Risk Score d: Non-HFTD; Consolidated Risk Score e: 0; Consolidated Risk Score f: 0; Consolidated Risk Score g: 0.957
| SAN JOSE B 1112 | 082261112 | 22.6604 | 12.891 | 0 | 0 | 12.891 | 9.7694 | Consolidated Risk Score d: Non-HFTD; Consolidated Risk Score e: 78.3; Consolidated Risk Score f: 1.154; Consolidated Risk Score g: 2.879
| SAN JOSE B 1113 | 082261113 | 3.2497 | 0.10098 | 0 | 0 | 0.10098 | 3.1487 | Consolidated Risk Score d: Non-HFTD; Consolidated Risk Score e: 0.6; Consolidated Risk Score f: 0.004; Consolidated Risk Score g: 3.016
| SAN JOSE B 1114 | 082261114 | 5.7146 | 0.68321 | 0 | 0 | 0.68321 | 5.0314 | Consolidated Risk Score d: Non-HFTD; Consolidated Risk Score e: 24.6; Consolidated Risk Score f: 0.032; Consolidated Risk Score g: 0
| SAN JOSE B 1115 | 082261115 | 2.8284 | 0.35944 | 0 | 0 | 0.35944 | 2.4689 | Consolidated Risk Score d: Non-HFTD; Consolidated Risk Score e: 4.9; Consolidated Risk Score f: 0.012; Consolidated Risk Score g: 1.728
| SAN JOSE B 1116 | 082261116 | 10.7345 | 5.0288 | 0 | 0 | 5.0288 | 5.7057 | Consolidated Risk Score d: Non-HFTD; Consolidated Risk Score e: 333.1; Consolidated Risk Score f: 3.572; Consolidated Risk Score g: 0
| SAN JOSE B 1117 | 082261117 | 10.7855 | 3.6587 | 0 | 0 | 3.6587 | 7.1267 | Consolidated Risk Score d: Non-HFTD; Consolidated Risk Score e: 248.3; Consolidated Risk Score f: 3.03; Consolidated Risk Score g: 0
| ALMADEN 1101 | 082311101 | 21.4289 | 18.2447 | 0 | 0 | 18.2447 | 3.1842 | Consolidated Risk Score d: Non-HFTD; Consolidated Risk Score e: 26.4; Consolidated Risk Score f: 0.078; Consolidated Risk Score g: 0.995
| ALMADEN 1102 | 082311102 | 26.1028 | 21.8736 | 0 | 0 | 21.8736 | 4.2292 | Consolidated Risk Score d: Non-HFTD; Consolidated Risk Score e: 152.7; Consolidated Risk Score f: 0.371; Consolidated Risk Score g: 2.061
| ALMADEN 1110 | 082311110 | 21.306 | 12.9144 | 0 | 0 | 12.9144 | 8.3915 | Consolidated Risk Score d: Non-HFTD; Consolidated Risk Score e: 3.9; Consolidated Risk Score f: 0.088; Consolidated Risk Score g: 0.64
| ALMADEN 1111 | 082311111 | 26.4497 | 9.8121 | 0 | 0 | 9.8121 | 16.6376 | Consolidated Risk Score d: Non-HFTD; Consolidated Risk Score e: 294.2; Consolidated Risk Score f: 1.883; Consolidated Risk Score g: 0.423
| NORTECH 2107 | 082462107 | 13.7985 | 0.11213 | 0 | 0 | 0.11213 | 13.6863 | Consolidated Risk Score d: Non-HFTD; Consolidated Risk Score e: 0.4; Consolidated Risk Score f: 0.001; Consolidated Risk Score g: 0.996
| NORTECH 2109 | 082462109 | 6.8489 | 3.1502 | 0 | 0 | 3.1502 | 3.6987 | Consolidated Risk Score d: Non-HFTD; Consolidated Risk Score e: 258.1; Consolidated Risk Score f: 0.839; Consolidated Risk Score g: 0.31
| NORTECH 2110 | 082462110 | 19.1003 | 9.4428 | 0 | 0 | 9.4428 | 9.6575 | Consolidated Risk Score d: Non-HFTD; Consolidated Risk Score e: 845; Consolidated Risk Score f: 3.146; Consolidated Risk Score g: 0.136
| NORTECH 2111 | 082462111 | 3.8853 | 0.71332 | 0 | 0 | 0.71332 | 3.1719 | Consolidated Risk Score d: Non-HFTD; Consolidated Risk Score e: 15.1; Consolidated Risk Score f: 0.075; Consolidated Risk Score g: 0
| MILPITAS 1101 | 082831101 | 22.8606 | 4.1022 | 0 | 0 | 4.1022 | 18.7584 | Consolidated Risk Score d: Non-HFTD; Consolidated Risk Score e: 106.5; Consolidated Risk Score f: 0.221; Consolidated Risk Score g: 4.358
| MILPITAS 1103 | 082831103 | 13.4536 | 0.071354 | 0 | 0 | 0.071354 | 13.3822 | Consolidated Risk Score d: Non-HFTD; Consolidated Risk Score e: 0; Consolidated Risk Score f: 0; Consolidated Risk Score g: 1.001
| MILPITAS 1104 | 082831104 | 7.6963 | 1.042 | 0 | 0 | 1.042 | 6.6543 | Consolidated Risk Score d: Non-HFTD; Consolidated Risk Score e: 0; Consolidated Risk Score f: 0; Consolidated Risk Score g: 1.951
| MILPITAS 1105 | 082831105 | 36.6637 | 4.711 | 0 | 0.068167 | 4.6428 | 31.9528 | Consolidated Risk Score d: Non-HFTD; Consolidated Risk Score e: 425; Consolidated Risk Score f: 4.275; Consolidated Risk Score g: 1.001
| MILPITAS 1106 | 082831106 | 17.985 | 3.1454 | 0 | 0 | 3.1454 | 14.8396 | Consolidated Risk Score d: Non-HFTD; Consolidated Risk Score e: 212.3; Consolidated Risk Score f: 0.709; Consolidated Risk Score g: 3.002
| MILPITAS 1108 | 082831108 | 33.6559 | 13.2952 | 0 | 0.016742 | 13.2785 | 20.3607 | Consolidated Risk Score d: Non-HFTD; Consolidated Risk Score e: 361.7; Consolidated Risk Score f: 2.061; Consolidated Risk Score g: 2.323
| MILPITAS 1109 | 082831109 | 66.9916 | 49.6116 | 0 | 30.0203 | 19.5913 | 17.38 | Consolidated Risk Score d: Non-HFTD; Consolidated Risk Score e: 259; Consolidated Risk Score f: 3.91; Consolidated Risk Score g: 3.668
| MILPITAS 2110 | 082832110 | 35.36 | 10.367 | 0 | 0 | 10.367 | 24.9931 | Consolidated Risk Score d: Non-HFTD; Consolidated Risk Score e: 136.8; Consolidated Risk Score f: 1.122; Consolidated Risk Score g: 2.999
| MILPITAS 2111 | 082832111 | 13.7805 | 1.8014 | 0 | 0 | 1.8014 | 11.9791 | Consolidated Risk Score d: Non-HFTD; Consolidated Risk Score e: 277.2; Consolidated Risk Score f: 5.013; Consolidated Risk Score g: 2.008
| MILPITAS 2112 | 082832112 | 16.7895 | 0.86512 | 0 | 0 | 0.86512 | 15.9244 | Consolidated Risk Score d: Non-HFTD; Consolidated Risk Score e: 15.2; Consolidated Risk Score f: 0.07; Consolidated Risk Score g: 2.949
| MILPITAS 2113 | 082832113 | 5.7837 | 0.1151 | 0 | 0 | 0.1151 | 5.6686 | Consolidated Risk Score d: Non-HFTD; Consolidated Risk Score e: 0; Consolidated Risk Score f: 0; Consolidated Risk Score g: 0
| MILPITAS 2114 | 082832114 | 8.8009 | 0.17129 | 0 | 0 | 0.17129 | 8.6296 | Consolidated Risk Score d: Non-HFTD; Consolidated Risk Score e: 5.9; Consolidated Risk Score f: 0.034; Consolidated Risk Score g: 1.88
| BIG BASIN 1101 | 082841101 | 57.0921 | 55.0208 | 55.0208 | 0 | 0 | 2.0713 | Consolidated Risk Score d: Non-HFTD; Consolidated Risk Score e: 727.1; Consolidated Risk Score f: 4.031; Consolidated Risk Score g: 1.079
| BIG BASIN 1102 | 082841102 | 74.3665 | 69.3558 | 63.9419 | 5.4139 | 0 | 5.0107 | Consolidated Risk Score d: Non-HFTD; Consolidated Risk Score e: 1959.9; Consolidated Risk Score f: 3.751; Consolidated Risk Score g: 0.611
| EL PATIO 1101 | 082921101 | 2.8739 | 0.0028409 | 0 | 0 | 0.0028409 | 2.8711 | Consolidated Risk Score d: Non-HFTD; Consolidated Risk Score e: 0; Consolidated Risk Score f: 0; Consolidated Risk Score g: 0
| EL PATIO 1102 | 082921102 | 4.3141 | 0.98219 | 0 | 0 | 0.98219 | 3.3319 | Consolidated Risk Score d: Non-HFTD; Consolidated Risk Score e: 0; Consolidated Risk Score f: 0; Consolidated Risk Score g: 0
| EL PATIO 1103 | 082921103 | 18.4067 | 13.1179 | 0 | 0 | 13.1179 | 5.2887 | Consolidated Risk Score d: Non-HFTD; Consolidated Risk Score e: 100.5; Consolidated Risk Score f: 0.638; Consolidated Risk Score g: 1.775
| EL PATIO 1104 | 082921104 | 18.991 | 11.8717 | 0 | 0 | 11.8717 | 7.1193 | Consolidated Risk Score d: Non-HFTD; Consolidated Risk Score e: 111.4; Consolidated Risk Score f: 0.706; Consolidated Risk Score g: 1.525
| EL PATIO 1105 | 082921105 | 15.277 | 6.992 | 0 | 0 | 6.992 | 8.285 | Consolidated Risk Score d: Non-HFTD; Consolidated Risk Score e: 243.8; Consolidated Risk Score f: 1.129; Consolidated Risk Score g: 0.997
| EL PATIO 1107 | 082921107 | 22.6409 | 15.6034 | 0 | 0 | 15.6034 | 7.0375 | Consolidated Risk Score d: Non-HFTD; Consolidated Risk Score e: 162.5; Consolidated Risk Score f: 1.302; Consolidated Risk Score g: 2.855
| EL PATIO 1108 | 082921108 | 10.8785 | 6.7659 | 0 | 0 | 6.7659 | 4.1126 | Consolidated Risk Score d: Non-HFTD; Consolidated Risk Score e: 23.9; Consolidated Risk Score f: 0.151; Consolidated Risk Score g: 2.083
| EL PATIO 1109 | 082921109 | 20.1353 | 10.5454 | 0 | 0 | 10.5454 | 9.5899 | Consolidated Risk Score d: Non-HFTD; Consolidated Risk Score e: 112; Consolidated Risk Score f: 1.28; Consolidated Risk Score g: 2.922
| EL PATIO 1111 | 082921111 | 2.8652 | 0.77272 | 0 | 0 | 0.77272 | 2.0925 | Consolidated Risk Score d: Non-HFTD; Consolidated Risk Score e: 0; Consolidated Risk Score f: 0; Consolidated Risk Score g: 0
| EL PATIO 1112 | 082921112 | 23.9026 | 19.6458 | 0 | 0 | 19.6458 | 4.2568 | Consolidated Risk Score d: Non-HFTD; Consolidated Risk Score e: 45.9; Consolidated Risk Score f: 0.545; Consolidated Risk Score g: 3.2
| EL PATIO 1113 | 082921113 | 12.8771 | 4.7563 | 0 | 0 | 4.7563 | 8.1208 | Consolidated Risk Score d: Non-HFTD; Consolidated Risk Score e: 186.7; Consolidated Risk Score f: 1.77; Consolidated Risk Score g: 0.782
| EL PATIO 1114 | 082921114 | 7.6342 | 0.60041 | 0 | 0 | 0.60041 | 7.0338 | Consolidated Risk Score d: Non-HFTD; Consolidated Risk Score e: 342.6; Consolidated Risk Score f: 2.148; Consolidated Risk Score g: 0
| EL PATIO 1116 | 082921116 | 17.1094 | 8.8284 | 0 | 0 | 8.8284 | 8.281 | Consolidated Risk Score d: Non-HFTD; Consolidated Risk Score e: 211.4; Consolidated Risk Score f: 1.132; Consolidated Risk Score g: 1.958
| EL PATIO 1117 | 082921117 | 10.5172 | 4.1658 | 0 | 0 | 4.1658 | 6.3514 | Consolidated Risk Score d: Non-HFTD; Consolidated Risk Score e: 20.3; Consolidated Risk Score f: 0.055; Consolidated Risk Score g: 1.056
| EL PATIO 1118 | 082921118 | 14.9148 | 10.8759 | 0 | 0 | 10.8759 | 4.0389 | Consolidated Risk Score d: Non-HFTD; Consolidated Risk Score e: 39.6; Consolidated Risk Score f: 0.795; Consolidated Risk Score g: 0.997
| EL PATIO 1119 | 082921119 | 13.9206 | 8.2525 | 0 | 0 | 8.2525 | 5.6681 | Consolidated Risk Score d: Non-HFTD; Consolidated Risk Score e: 153.1; Consolidated Risk Score f: 0.492; Consolidated Risk Score g: 0.625
| POINT MORETTI 1101 | 082931101 | 68.3622 | 63.3834 | 38.8999 | 16.9751 | 7.5084 | 4.9788 | Consolidated Risk Score d: Non-HFTD; Consolidated Risk Score e: 3055.8; Consolidated Risk Score f: 4.3; Consolidated Risk Score g: 0.414
| EDENVALE 1101 | 082951101 | 19.9011 | 9.6938 | 0 | 0 | 9.6938 | 10.2073 | Consolidated Risk Score d: Non-HFTD; Consolidated Risk Score e: 364.3; Consolidated Risk Score f: 1.814; Consolidated Risk Score g: 1.404
| EDENVALE 1102 | 082951102 | 24.4422 | 5.7315 | 0 | 0.51904 | 5.2124 | 18.7107 | Consolidated Risk Score d: Non-HFTD; Consolidated Risk Score e: 270.3; Consolidated Risk Score f: 0.299; Consolidated Risk Score g: 6.24
| EDENVALE 1103 | 082951103 | 20.9757 | 0.31264 | 0 | 0 | 0.31264 | 20.663 | Consolidated Risk Score d: Non-HFTD; Consolidated Risk Score e: 589; Consolidated Risk Score f: 1.161; Consolidated Risk Score g: 0
| EDENVALE 2106 | 082952106 | 39.8274 | 16.8917 | 0 | 0 | 16.8917 | 22.9357 | Consolidated Risk Score d: Non-HFTD; Consolidated Risk Score e: 15.9; Consolidated Risk Score f: 0.056; Consolidated Risk Score g: 0.996
| EDENVALE 2107 | 082952107 | 70.8851 | 36.3329 | 0 | 2.3518 | 33.9811 | 34.5522 | Consolidated Risk Score d: Non-HFTD; Consolidated Risk Score e: 336.7; Consolidated Risk Score f: 2.304; Consolidated Risk Score g: 3.873
| EDENVALE 2108 | 082952108 | 32.8811 | 2.8707 | 0 | 0 | 2.8707 | 30.0104 | Consolidated Risk Score d: Non-HFTD; Consolidated Risk Score e: 106.9; Consolidated Risk Score f: 1.604; Consolidated Risk Score g: 0.58
| EDENVALE 2109 | 082952109 | 42.3927 | 2.4663 | 0 | 0 | 2.4663 | 39.9263 | Consolidated Risk Score d: Non-HFTD; Consolidated Risk Score e: 504.6; Consolidated Risk Score f: 2.779; Consolidated Risk Score g: 0.347
| EDENVALE 2110 | 082952110 | 5.1285 | 0.86811 | 0 | 0 | 0.86811 | 4.2604 | Consolidated Risk Score d: Non-HFTD; Consolidated Risk Score e: 128.6; Consolidated Risk Score f: 0.326; Consolidated Risk Score g: 0
| EDENVALE 2111 | 082952111 | 21.7688 | 0.43304 | 0 | 0 | 0.43304 | 21.3358 | Consolidated Risk Score d: Non-HFTD; Consolidated Risk Score e: 131.8; Consolidated Risk Score f: 1.208; Consolidated Risk Score g: 1.002
| EDENVALE 2112 | 082952112 | 11.2509 | 1.3231 | 0 | 0 | 1.3231 | 9.9278 | Consolidated Risk Score d: Non-HFTD; Consolidated Risk Score e: 475.1; Consolidated Risk Score f: 1.403; Consolidated Risk Score g: 0.057
| EDENVALE 2113 | 082952113 | 32.9566 | 2.4209 | 0 | 0.015266 | 2.4057 | 30.5357 | Consolidated Risk Score d: Non-HFTD; Consolidated Risk Score e: 195; Consolidated Risk Score f: 0.783; Consolidated Risk Score g: 0
| LOCKHEED NO 2 1103 | 083001103 | 2.3517 | 0.53044 | 0 | 0 | 0.53044 | 1.8213 | Consolidated Risk Score d: Non-HFTD; Consolidated Risk Score e: 0; Consolidated Risk Score f: 0; Consolidated Risk Score g: 1
| LOCKHEED NO 2 1106 | 083001106 | 3.7786 | 0.37358 | 0 | 0 | 0.37358 | 3.4051 | Consolidated Risk Score d: Non-HFTD; Consolidated Risk Score e: 0; Consolidated Risk Score f: 0; Consolidated Risk Score g: 1.625
| LOCKHEED NO 2 1107 | 083001107 | 4.3999 | 0.84913 | 0 | 0 | 0.84913 | 3.5508 | Consolidated Risk Score d: Non-HFTD; Consolidated Risk Score e: 0; Consolidated Risk Score f: 0; Consolidated Risk Score g: 1.038
| LOCKHEED NO 2 1108 | 083001108 | 6.5979 | 1.2539 | 0 | 0 | 1.2539 | 5.344 | Consolidated Risk Score d: Non-HFTD; Consolidated Risk Score e: 133.4; Consolidated Risk Score f: 0.563; Consolidated Risk Score g: 1.625
| ARANA 0401 | 083010401 | 4.023 | 3.3951 | 0 | 0 | 3.3951 | 0.62787 | Consolidated Risk Score d: Non-HFTD; Consolidated Risk Score e: 7.4; Consolidated Risk Score f: 0.054; Consolidated Risk Score g: 4.988
| ARANA 0402 | 083010402 | 4.09 | 2.9789 | 0 | 0 | 2.9789 | 1.1111 | Consolidated Risk Score d: Non-HFTD; Consolidated Risk Score e: 783.8; Consolidated Risk Score f: 0.998; Consolidated Risk Score g: 7.989
| BEN LOMOND 0401 | 083040401 | 21.6132 | 21.0634 | 21.0634 | 0 | 0 | 0.5498 | Consolidated Risk Score d: Non-HFTD; Consolidated Risk Score e: 1575.3; Consolidated Risk Score f: 3.821; Consolidated Risk Score g: 0.999
| BEN LOMOND 1101 | 083041101 | 15.4779 | 15.1374 | 15.1374 | 0 | 0 | 0.34059 | Consolidated Risk Score d: Non-HFTD; Consolidated Risk Score e: 3304.5; Consolidated Risk Score f: 11.768; Consolidated Risk Score g: 2.17
| BIG TREES 0402 | 083050402 | 16.8403 | 16.7322 | 16.2848 | 0.28 | 0.16738 | 0.1081 | Consolidated Risk Score d: Non-HFTD; Consolidated Risk Score e: 3554.9; Consolidated Risk Score f: 4.687; Consolidated Risk Score g: 0
| CASSERLY 0401 | 083110401 | 3.0856 | 3.0709 | 0 | 0 | 3.0709 | 0.014677 | Consolidated Risk Score d: Non-HFTD; Consolidated Risk Score e: 135.4; Consolidated Risk Score f: 2.2; Consolidated Risk Score g: 7
| FELTON 0401 | 083140401 | 3.2161 | 2.5562 | 1.6727 | 0.81116 | 0.072251 | 0.65993 | Consolidated Risk Score d: Non-HFTD; Consolidated Risk Score e: 1698.1; Consolidated Risk Score f: 4.125; Consolidated Risk Score g: 0
| LLAGAS 2101 | 083182101 | 122.509 | 101.877 | 0 | 21.2273 | 80.6497 | 20.632 | Consolidated Risk Score d: Non-HFTD; Consolidated Risk Score e: 154.8; Consolidated Risk Score f: 1.531; Consolidated Risk Score g: 2.602
| LLAGAS 2102 | 083182102 | 30.2796 | 12.6351 | 0 | 0 | 12.6351 | 17.6444 | Consolidated Risk Score d: Non-HFTD; Consolidated Risk Score e: 157.8; Consolidated Risk Score f: 0.846; Consolidated Risk Score g: 1.777
| LLAGAS 2103 | 083182103 | 62.2585 | 16.7653 | 0 | 0 | 16.7653 | 45.4932 | Consolidated Risk Score d: Non-HFTD; Consolidated Risk Score e: 227; Consolidated Risk Score f: 0.9; Consolidated Risk Score g: 4.088
| LLAGAS 2104 | 083182104 | 32.1916 | 30.1176 | 0 | 2.7125 | 27.405 | 2.074 | Consolidated Risk Score d: Non-HFTD; Consolidated Risk Score e: 596.3; Consolidated Risk Score f: 3.085; Consolidated Risk Score g: 0.994
| LLAGAS 2105 | 083182105 | 49.2187 | 17.7002 | 0.12645 | 0.46108 | 17.1127 | 31.5185 | Consolidated Risk Score d: Non-HFTD; Consolidated Risk Score e: 86.2; Consolidated Risk Score f: 0.609; Consolidated Risk Score g: 1.892
| LLAGAS 2106 | 083182106 | 47.1361 | 32.9802 | 0 | 1.7132 | 31.2671 | 14.1559 | Consolidated Risk Score d: Non-HFTD; Consolidated Risk Score e: 216; Consolidated Risk Score f: 1.15; Consolidated Risk Score g: 3.019
| LLAGAS 2107 | 083182107 | 65.0474 | 22.4395 | 3.6288 | 2.6401 | 16.1705 | 42.6079 | Consolidated Risk Score d: Non-HFTD; Consolidated Risk Score e: 267.7; Consolidated Risk Score f: 0.55; Consolidated Risk Score g: 0.996
| GREEN VALLEY 2101 | 083192101 | 166.684 | 156.2364 | 32.9817 | 7.6371 | 115.6176 | 10.4476 | Consolidated Risk Score d: Non-HFTD; Consolidated Risk Score e: 372.6; Consolidated Risk Score f: 2.67; Consolidated Risk Score g: 3.94
| GREEN VALLEY 2102 | 083192102 | 63.7665 | 46.2016 | 0 | 0 | 46.2016 | 17.5649 | Consolidated Risk Score d: Non-HFTD; Consolidated Risk Score e: 45; Consolidated Risk Score f: 0.231; Consolidated Risk Score g: 1.079
| GREEN VALLEY 2103 | 083192103 | 88.8306 | 68.755 | 0 | 0 | 68.755 | 20.0756 | Consolidated Risk Score d: Non-HFTD; Consolidated Risk Score e: 181.8; Consolidated Risk Score f: 1.142; Consolidated Risk Score g: 1.262
| GREEN VALLEY 2104 | 083192104 | 43.0785 | 30.163 | 0 | 0 | 30.163 | 12.9155 | Consolidated Risk Score d: Non-HFTD; Consolidated Risk Score e: 85; Consolidated Risk Score f: 0.215; Consolidated Risk Score g: 3.208
| CLIFF DRIVE 0401 | 083230401 | 10.581 | 7.7672 | 0 | 0 | 7.7672 | 2.8138 | Consolidated Risk Score d: Non-HFTD; Consolidated Risk Score e: 38.6; Consolidated Risk Score f: 2.012; Consolidated Risk Score g: 1
| CLIFF DRIVE 0402 | 083230402 | 5.6627 | 3.5935 | 0 | 0 | 3.5935 | 2.0692 | Consolidated Risk Score d: Non-HFTD; Consolidated Risk Score e: 38.1; Consolidated Risk Score f: 2.003; Consolidated Risk Score g: 1.002
| MORGAN HILL 2104 | 083242104 | 63.517 | 20.9837 | 0 | 5.8004 | 15.1833 | 42.5333 | Consolidated Risk Score d: Non-HFTD; Consolidated Risk Score e: 68.4; Consolidated Risk Score f: 0.323; Consolidated Risk Score g: 0.964
| MORGAN HILL 2105 | 083242105 | 121.6407 | 82.2866 | 14.2662 | 35.48 | 32.5403 | 39.3541 | Consolidated Risk Score d: Non-HFTD; Consolidated Risk Score e: 366; Consolidated Risk Score f: 3.908; Consolidated Risk Score g: 0.024
| MORGAN HILL 2106 | 083242106 | 59.6982 | 39.0965 | 0 | 0.12319 | 38.9734 | 20.6017 | Consolidated Risk Score d: Non-HFTD; Consolidated Risk Score e: 293.4; Consolidated Risk Score f: 0.849; Consolidated Risk Score g: 0.245
| MORGAN HILL 2108 | 083242108 | 35.9979 | 13.0748 | 0 | 0 | 13.0748 | 22.9231 | Consolidated Risk Score d: Non-HFTD; Consolidated Risk Score e: 25.3; Consolidated Risk Score f: 0.083; Consolidated Risk Score g: 1.001
| MORGAN HILL 2109 | 083242109 | 66.5943 | 26.5914 | 0 | 2.5033 | 24.0881 | 40.0029 | Consolidated Risk Score d: Non-HFTD; Consolidated Risk Score e: 63.7; Consolidated Risk Score f: 0.236; Consolidated Risk Score g: 0.827
| MORGAN HILL 2110 | 083242110 | 50.8274 | 33.0199 | 0 | 2.2079 | 30.812 | 17.8075 | Consolidated Risk Score d: Non-HFTD; Consolidated Risk Score e: 116.9; Consolidated Risk Score f: 1.287; Consolidated Risk Score g: 3.173
| MORGAN HILL 2111 | 083242111 | 106.2971 | 72.8597 | 16.4957 | 35.2229 | 21.1411 | 33.4374 | Consolidated Risk Score d: Non-HFTD; Consolidated Risk Score e: 231.5; Consolidated Risk Score f: 1.915; Consolidated Risk Score g: 0.625
| PAUL SWEET 2101 | 083252101 | 22.5127 | 18.7018 | 0 | 0 | 18.7018 | 3.811 | Consolidated Risk Score d: Non-HFTD; Consolidated Risk Score e: 88.9; Consolidated Risk Score f: 0.489; Consolidated Risk Score g: 2.76
| PAUL SWEET 2102 | 083252102 | 39.4933 | 29.0546 | 0.45448 | 1.319 | 27.2812 | 10.4387 | Consolidated Risk Score d: Non-HFTD; Consolidated Risk Score e: 155.2; Consolidated Risk Score f: 1.936; Consolidated Risk Score g: 1.294
| PAUL SWEET 2103 | 083252103 | 26.7744 | 17.1066 | 0 | 0 | 17.1066 | 9.6678 | Consolidated Risk Score d: Non-HFTD; Consolidated Risk Score e: 312.8; Consolidated Risk Score f: 1.325; Consolidated Risk Score g: 2.909
| PAUL SWEET 2104 | 083252104 | 56.5201 | 38.4444 | 17.2031 | 0 | 21.2413 | 18.0758 | Consolidated Risk Score d: Non-HFTD; Consolidated Risk Score e: 44.9; Consolidated Risk Score f: 1.143; Consolidated Risk Score g: 2.847
| PAUL SWEET 2105 | 083252105 | 10.3577 | 8.8298 | 6.8122 | 0.028542 | 1.989 | 1.528 | Consolidated Risk Score d: Non-HFTD; Consolidated Risk Score e: 951.4; Consolidated Risk Score f: 16.564; Consolidated Risk Score g: 1.669
| PAUL SWEET 2106 | 083252106 | 47.7222 | 44.6892 | 30.769 | 3.7049 | 10.2153 | 3.033 | Consolidated Risk Score d: Non-HFTD; Consolidated Risk Score e: 3092.7; Consolidated Risk Score f: 9.416; Consolidated Risk Score g: 11.437
| PAUL SWEET 2107 | 083252107 | 78.0535 | 59.9739 | 7.4649 | 4.5975 | 47.9115 | 18.0795 | Consolidated Risk Score d: Non-HFTD; Consolidated Risk Score e: 23.8; Consolidated Risk Score f: 0.909; Consolidated Risk Score g: 1.406
| PAUL SWEET 2108 | 083252108 | 30.7621 | 22.6714 | 0 | 0 | 22.6714 | 8.0907 | Consolidated Risk Score d: Non-HFTD; Consolidated Risk Score e: 156.4; Consolidated Risk Score f: 1.76; Consolidated Risk Score g: 4.565
| PAUL SWEET 2109 | 083252109 | 50.6569 | 30.9155 | 0.91884 | 2.8827 | 27.114 | 19.7414 | Consolidated Risk Score d: Non-HFTD; Consolidated Risk Score e: 524; Consolidated Risk Score f: 2.824; Consolidated Risk Score g: 2.706
| RIO DEL MAR 0401 | 083260401 | 7.3725 | 7.0911 | 0 | 1.9094 | 5.1817 | 0.28135 | Consolidated Risk Score d: Non-HFTD; Consolidated Risk Score e: 556.8; Consolidated Risk Score f: 0.6; Consolidated Risk Score g: 0
| SOQUEL 0402 | 083300402 | 6.8518 | 6.5765 | 0 | 0 | 6.5765 | 0.27524 | Consolidated Risk Score d: Non-HFTD; Consolidated Risk Score e: 749.1; Consolidated Risk Score f: 3.654; Consolidated Risk Score g: 5.34
| WATSONVILLE 0411 | 083330411 | 3.2183 | 2.3065 | 0 | 0 | 2.3065 | 0.91182 | Consolidated Risk Score d: Non-HFTD; Consolidated Risk Score e: 0; Consolidated Risk Score f: 0; Consolidated Risk Score g: 0
| WATSONVILLE 0413 | 083330413 | 1.2859 | 1.2208 | 0 | 0 | 1.2208 | 0.065097 | Consolidated Risk Score d: Non-HFTD; Consolidated Risk Score e: 669.6; Consolidated Risk Score f: 0.671; Consolidated Risk Score g: 0
| WATSONVILLE 0414 | 083330414 | 1.3479 | 1.2808 | 0 | 0 | 1.2808 | 0.067156 | Consolidated Risk Score d: Non-HFTD; Consolidated Risk Score e: 0; Consolidated Risk Score f: 0; Consolidated Risk Score g: 0
| WATSONVILLE 2101 | 083332101 | 111.4406 | 102.528 | 0 | 0 | 102.528 | 8.9125 | Consolidated Risk Score d: Non-HFTD; Consolidated Risk Score e: 713.1; Consolidated Risk Score f: 4.006; Consolidated Risk Score g: 2.167
| SARATOGA 1103 | 083371103 | 18.3524 | 10.4319 | 0 | 4.5471 | 5.8848 | 7.9205 | Consolidated Risk Score d: Non-HFTD; Consolidated Risk Score e: 400.8; Consolidated Risk Score f: 0.787; Consolidated Risk Score g: 0.36
| SARATOGA 1104 | 083371104 | 29.4079 | 18.0023 | 0 | 2.9149 | 15.0874 | 11.4056 | Consolidated Risk Score d: Non-HFTD; Consolidated Risk Score e: 205.5; Consolidated Risk Score f: 0.459; Consolidated Risk Score g: 0
| SARATOGA 1105 | 083371105 | 29.7519 | 16.6062 | 0 | 10.0042 | 6.6019 | 13.1457 | Consolidated Risk Score d: Non-HFTD; Consolidated Risk Score e: 78.1; Consolidated Risk Score f: 0.588; Consolidated Risk Score g: 1.626
| SARATOGA 1106 | 083371106 | 35.3187 | 26.8054 | 1.1936 | 14.2521 | 11.3597 | 8.5133 | Consolidated Risk Score d: Non-HFTD; Consolidated Risk Score e: 191; Consolidated Risk Score f: 1.573; Consolidated Risk Score g: 0.601
| SARATOGA 1107 | 083371107 | 58.9912 | 45.553 | 20.5814 | 13.9887 | 10.9829 | 13.4382 | Consolidated Risk Score d: Non-HFTD; Consolidated Risk Score e: 407.7; Consolidated Risk Score f: 4.652; Consolidated Risk Score g: 0.128
| SARATOGA 1108 | 083371108 | 24.4307 | 18.5455 | 0 | 0 | 18.5455 | 5.8852 | Consolidated Risk Score d: Non-HFTD; Consolidated Risk Score e: 70.5; Consolidated Risk Score f: 0.652; Consolidated Risk Score g: 1.001
| SARATOGA 1109 | 083371109 | 30.3201 | 25.3306 | 0 | 0 | 25.3306 | 4.9895 | Consolidated Risk Score d: Non-HFTD; Consolidated Risk Score e: 49.7; Consolidated Risk Score f: 1.11; Consolidated Risk Score g: 9.176
| SARATOGA 1110 | 083371110 | 23.6024 | 19.9894 | 0 | 0 | 19.9894 | 3.613 | Consolidated Risk Score d: Non-HFTD; Consolidated Risk Score e: 21.7; Consolidated Risk Score f: 0.184; Consolidated Risk Score g: 0.364
| SARATOGA 1111 | 083371111 | 32.1183 | 23.9373 | 0 | 0 | 23.9373 | 8.181 | Consolidated Risk Score d: Non-HFTD; Consolidated Risk Score e: 155.4; Consolidated Risk Score f: 0.614; Consolidated Risk Score g: 2.067
| SARATOGA 1112 | 083371112 | 13.8667 | 8.44 | 0 | 0 | 8.44 | 5.4267 | Consolidated Risk Score d: Non-HFTD; Consolidated Risk Score e: 57.6; Consolidated Risk Score f: 0.137; Consolidated Risk Score g: 0.573
| SARATOGA 1113 | 083371113 | 33.6526 | 25.6018 | 0 | 0 | 25.6018 | 8.0508 | Consolidated Risk Score d: Non-HFTD; Consolidated Risk Score e: 165.3; Consolidated Risk Score f: 0.492; Consolidated Risk Score g: 0.524
| SARATOGA 1114 | 083371114 | 31.5752 | 21.1004 | 0 | 0 | 21.1004 | 10.4748 | Consolidated Risk Score d: Non-HFTD; Consolidated Risk Score e: 636.7; Consolidated Risk Score f: 4.097; Consolidated Risk Score g: 3.653
| SARATOGA 1115 | 083371115 | 28.9068 | 12.6448 | 0 | 2.8241 | 9.8207 | 16.262 | Consolidated Risk Score d: Non-HFTD; Consolidated Risk Score e: 85.4; Consolidated Risk Score f: 1.127; Consolidated Risk Score g: 1.104
| SWIFT 2102 | 083392102 | 39.1027 | 2.9656 | 0 | 0.35912 | 2.6065 | 36.1371 | Consolidated Risk Score d: Non-HFTD; Consolidated Risk Score e: 157.3; Consolidated Risk Score f: 1.168; Consolidated Risk Score g: 2.011
| SWIFT 2106 | 083392106 | 39.3789 | 21.2794 | 0 | 0 | 21.2794 | 18.0995 | Consolidated Risk Score d: Non-HFTD; Consolidated Risk Score e: 200.1; Consolidated Risk Score f: 0.992; Consolidated Risk Score g: 7.146
| SWIFT 2107 | 083392107 | 46.9742 | 11.9223 | 0 | 1.8896 | 10.0326 | 35.0519 | Consolidated Risk Score d: Non-HFTD; Consolidated Risk Score e: 482.2; Consolidated Risk Score f: 2.915; Consolidated Risk Score g: 1.558
| SWIFT 2108 | 083392108 | 57.358 | 4.9161 | 0 | 0 | 4.9161 | 52.4419 | Consolidated Risk Score d: Non-HFTD; Consolidated Risk Score e: 131.3; Consolidated Risk Score f: 1.344; Consolidated Risk Score g: 1.937
| SWIFT 2109 | 083392109 | 44.8526 | 5.459 | 0 | 0.14722 | 5.3118 | 39.3936 | Consolidated Risk Score d: Non-HFTD; Consolidated Risk Score e: 77.3; Consolidated Risk Score f: 0.713; Consolidated Risk Score g: 1
| SWIFT 2110 | 083392110 | 110.9549 | 87.4695 | 0 | 82.5536 | 4.9159 | 23.4854 | Consolidated Risk Score d: Non-HFTD; Consolidated Risk Score e: 735.4; Consolidated Risk Score f: 1.892; Consolidated Risk Score g: 0.343
| SWIFT 2111 | 083392111 | 33.1621 | 8.5775 | 0 | 0 | 8.5775 | 24.5846 | Consolidated Risk Score d: Non-HFTD; Consolidated Risk Score e: 170.1; Consolidated Risk Score f: 0.773; Consolidated Risk Score g: 2.003
| LAWRENCE 1102 | 083421102 | 3.6349 | 0.084996 | 0 | 0 | 0.084996 | 3.5499 | Consolidated Risk Score d: Non-HFTD; Consolidated Risk Score e: 0.5; Consolidated Risk Score f: 0.002; Consolidated Risk Score g: 0
| LAWRENCE 1103 | 083421103 | 7.4611 | 0.22636 | 0 | 0 | 0.22636 | 7.2347 | Consolidated Risk Score d: Non-HFTD; Consolidated Risk Score e: 33.8; Consolidated Risk Score f: 0.187; Consolidated Risk Score g: 0
| LAWRENCE 1104 | 083421104 | 15.381 | 9.3812 | 0 | 0 | 9.3812 | 5.9998 | Consolidated Risk Score d: Non-HFTD; Consolidated Risk Score e: 76.5; Consolidated Risk Score f: 0.228; Consolidated Risk Score g: 0.805
| LAWRENCE 1105 | 083421105 | 7.7699 | 1.0731 | 0 | 0 | 1.0731 | 6.6968 | Consolidated Risk Score d: Non-HFTD; Consolidated Risk Score e: 0; Consolidated Risk Score f: 0; Consolidated Risk Score g: 0
| LAWRENCE 1106 | 083421106 | 10.5581 | 2.7673 | 0 | 0 | 2.7673 | 7.7907 | Consolidated Risk Score d: Non-HFTD; Consolidated Risk Score e: 40; Consolidated Risk Score f: 0.043; Consolidated Risk Score g: 0
| LAWRENCE 1107 | 083421107 | 7.181 | 4.682 | 0 | 0 | 4.682 | 2.499 | Consolidated Risk Score d: Non-HFTD; Consolidated Risk Score e: 127.9; Consolidated Risk Score f: 1.027; Consolidated Risk Score g: 0
| LAWRENCE 1108 | 083421108 | 4.4941 | 0.97254 | 0 | 0 | 0.97254 | 3.5216 | Consolidated Risk Score d: Non-HFTD; Consolidated Risk Score e: 6.8; Consolidated Risk Score f: 0.018; Consolidated Risk Score g: 0.999
| LAWRENCE 1109 | 083421109 | 4.4595 | 1.9647 | 0 | 0 | 1.9647 | 2.4948 | Consolidated Risk Score d: Non-HFTD; Consolidated Risk Score e: 102.9; Consolidated Risk Score f: 1.029; Consolidated Risk Score g: 1.493
| LAWRENCE 1110 | 083421110 | 9.9868 | 4.9228 | 0 | 0 | 4.9228 | 5.064 | Consolidated Risk Score d: Non-HFTD; Consolidated Risk Score e: 27.1; Consolidated Risk Score f: 0.032; Consolidated Risk Score g: 0
| LAWRENCE 1111 | 083421111 | 12.7801 | 3.7103 | 0 | 0 | 3.7103 | 9.0698 | Consolidated Risk Score d: Non-HFTD; Consolidated Risk Score e: 9.7; Consolidated Risk Score f: 0.108; Consolidated Risk Score g: 6.02
| LAWRENCE 1112 | 083421112 | 19.9201 | 11.0636 | 0 | 0 | 11.0636 | 8.8565 | Consolidated Risk Score d: Non-HFTD; Consolidated Risk Score e: 85.9; Consolidated Risk Score f: 0.447; Consolidated Risk Score g: 1.716
| LAWRENCE 1113 | 083421113 | 5.2919 | 0.61162 | 0 | 0 | 0.61162 | 4.6803 | Consolidated Risk Score d: Non-HFTD; Consolidated Risk Score e: 0; Consolidated Risk Score f: 0; Consolidated Risk Score g: 0
| HICKS 1108 | 083431108 | 19.8029 | 12.16 | 0 | 0 | 12.16 | 7.6428 | Consolidated Risk Score d: Non-HFTD; Consolidated Risk Score e: 44; Consolidated Risk Score f: 0.381; Consolidated Risk Score g: 2.979
| HICKS 1109 | 083431109 | 22.4684 | 14.9729 | 0 | 0 | 14.9729 | 7.4955 | Consolidated Risk Score d: Non-HFTD; Consolidated Risk Score e: 619.8; Consolidated Risk Score f: 1.803; Consolidated Risk Score g: 0.707
| HICKS 1110 | 083431110 | 22.17 | 8.0155 | 0 | 0 | 8.0155 | 14.1545 | Consolidated Risk Score d: Non-HFTD; Consolidated Risk Score e: 110; Consolidated Risk Score f: 0.686; Consolidated Risk Score g: 2.008
| HICKS 1111 | 083431111 | 25.3812 | 21.9281 | 0 | 0 | 21.9281 | 3.4532 | Consolidated Risk Score d: Non-HFTD; Consolidated Risk Score e: 133.1; Consolidated Risk Score f: 1.752; Consolidated Risk Score g: 2.467
| HICKS 1112 | 083431112 | 0.44075 | 0.028022 | 0 | 0 | 0.028022 | 0.41273 | Consolidated Risk Score d: Non-HFTD; Consolidated Risk Score e: 133.1; Consolidated Risk Score f: 1.752; Consolidated Risk Score g: 2.467
| HICKS 1113 | 083431113 | 24.1174 | 19.2412 | 0 | 0 | 19.2412 | 4.8762 | Consolidated Risk Score d: Non-HFTD; Consolidated Risk Score e: 536.2; Consolidated Risk Score f: 1.878; Consolidated Risk Score g: 0
| HICKS 1114 | 083431114 | 15.7503 | 9.5057 | 0 | 0 | 9.5057 | 6.2446 | Consolidated Risk Score d: Non-HFTD; Consolidated Risk Score e: 270.5; Consolidated Risk Score f: 1.882; Consolidated Risk Score g: 0
| HICKS 1115 | 083431115 | 19.7221 | 15.4166 | 0 | 0.052614 | 15.3639 | 4.3056 | Consolidated Risk Score d: Non-HFTD; Consolidated Risk Score e: 262.9; Consolidated Risk Score f: 1.095; Consolidated Risk Score g: 1.019
| HICKS 1116 | 083431116 | 43.481 | 34.2228 | 0 | 13.9299 | 20.2929 | 9.2583 | Consolidated Risk Score d: Non-HFTD; Consolidated Risk Score e: 467.7; Consolidated Risk Score f: 2.54; Consolidated Risk Score g: 0
| HICKS 2101 | 083432101 | 90.4507 | 42.521 | 2.2425 | 10.153 | 30.1255 | 47.9297 | Consolidated Risk Score d: Non-HFTD; Consolidated Risk Score e: 467.4; Consolidated Risk Score f: 1.759; Consolidated Risk Score g: 1.553
| HICKS 2102 | 083432102 | 14.0532 | 3.9234 | 0 | 0 | 3.9234 | 10.1298 | Consolidated Risk Score d: Non-HFTD; Consolidated Risk Score e: 64.3; Consolidated Risk Score f: 4.371; Consolidated Risk Score g: 0.999
| HICKS 2103 | 083432103 | 53.0639 | 25.163 | 5.5158 | 4.7675 | 14.8796 | 27.901 | Consolidated Risk Score d: Non-HFTD; Consolidated Risk Score e: 108.6; Consolidated Risk Score f: 0.257; Consolidated Risk Score g: 1.228
| HICKS 2105 | 083432105 | 38.6105 | 9.6909 | 0 | 0 | 9.6909 | 28.9196 | Consolidated Risk Score d: Non-HFTD; Consolidated Risk Score e: 262; Consolidated Risk Score f: 0.446; Consolidated Risk Score g: 1.253
| HICKS 2111 | 083432111 | 34.8166 | 4.583 | 0 | 0 | 4.583 | 30.2336 | Consolidated Risk Score d: Non-HFTD; Consolidated Risk Score e: 80.2; Consolidated Risk Score f: 0.778; Consolidated Risk Score g: 2.714
| STELLING 1102 | 083481102 | 2.6317 | 0.69216 | 0 | 0 | 0.69216 | 1.9395 | Consolidated Risk Score d: Non-HFTD; Consolidated Risk Score e: 0; Consolidated Risk Score f: 0; Consolidated Risk Score g: 2.182
| STELLING 1103 | 083481103 | 8.5659 | 2.8548 | 0 | 0 | 2.8548 | 5.7111 | Consolidated Risk Score d: Non-HFTD; Consolidated Risk Score e: 0; Consolidated Risk Score f: 0; Consolidated Risk Score g: 2.991
| STELLING 1104 | 083481104 | 20.9893 | 14.4651 | 0 | 0 | 14.4651 | 6.5242 | Consolidated Risk Score d: Non-HFTD; Consolidated Risk Score e: 105.7; Consolidated Risk Score f: 1.374; Consolidated Risk Score g: 0
| STELLING 1105 | 083481105 | 4.1238 | 0.40055 | 0 | 0 | 0.40055 | 3.7233 | Consolidated Risk Score d: Non-HFTD; Consolidated Risk Score e: 0; Consolidated Risk Score f: 0; Consolidated Risk Score g: 0
| STELLING 1106 | 083481106 | 0.98512 | 0.0028409 | 0 | 0 | 0.0028409 | 0.98228 | Consolidated Risk Score d: Non-HFTD; Consolidated Risk Score e: 0; Consolidated Risk Score f: 0; Consolidated Risk Score g: 0
| STELLING 1107 | 083481107 | 14.7813 | 5.941 | 0 | 0 | 5.941 | 8.8404 | Consolidated Risk Score d: Non-HFTD; Consolidated Risk Score e: 53.8; Consolidated Risk Score f: 1.157; Consolidated Risk Score g: 1.032
| STELLING 1108 | 083481108 | 38.9784 | 31.8044 | 0 | 0 | 31.8044 | 7.1741 | Consolidated Risk Score d: Non-HFTD; Consolidated Risk Score e: 167.6; Consolidated Risk Score f: 2.002; Consolidated Risk Score g: 0.112
| STELLING 1109 | 083481109 | 31.9023 | 16.5513 | 0 | 0.88152 | 15.6697 | 15.3511 | Consolidated Risk Score d: Non-HFTD; Consolidated Risk Score e: 97.8; Consolidated Risk Score f: 1.307; Consolidated Risk Score g: 2.316
| STELLING 1110 | 083481110 | 67.7581 | 49.7963 | 10.521 | 22.1959 | 17.0794 | 17.9618 | Consolidated Risk Score d: Non-HFTD; Consolidated Risk Score e: 118; Consolidated Risk Score f: 0.447; Consolidated Risk Score g: 1.623
| STELLING 1111 | 083481111 | 38.1799 | 26.833 | 0 | 0 | 26.833 | 11.347 | Consolidated Risk Score d: Non-HFTD; Consolidated Risk Score e: 88; Consolidated Risk Score f: 0.512; Consolidated Risk Score g: 1.127
| STELLING 1112 | 083481112 | 2.8557 | 2.1873 | 0 | 0 | 2.1873 | 0.66849 | Consolidated Risk Score d: Non-HFTD; Consolidated Risk Score e: 0; Consolidated Risk Score f: 0; Consolidated Risk Score g: 0
| STELLING 1113 | 083481113 | 22.8445 | 17.1593 | 0 | 0 | 17.1593 | 5.6852 | Consolidated Risk Score d: Non-HFTD; Consolidated Risk Score e: 167; Consolidated Risk Score f: 0.605; Consolidated Risk Score g: 2.709
| SEACLIFF 0401 | 083500401 | 11.2356 | 9.3045 | 6.6218 | 1.3005 | 1.3822 | 1.9311 | Consolidated Risk Score d: Non-HFTD; Consolidated Risk Score e: 746.4; Consolidated Risk Score f: 0.984; Consolidated Risk Score g: 1.997
| SEACLIFF 0402 | 083500402 | 2.8255 | 1.5564 | 0.063605 | 0.0053447 | 1.4874 | 1.2691 | Consolidated Risk Score d: Non-HFTD; Consolidated Risk Score e: 0; Consolidated Risk Score f: 0; Consolidated Risk Score g: 1.994
| ERTA 0403 | 083510403 | 3.947 | 2.9768 | 0 | 0 | 2.9768 | 0.97016 | Consolidated Risk Score d: Non-HFTD; Consolidated Risk Score e: 229.7; Consolidated Risk Score f: 0.793; Consolidated Risk Score g: 0
| ERTA 0404 | 083510404 | 7.3919 | 6.5208 | 0 | 0 | 6.5208 | 0.87108 | Consolidated Risk Score d: Non-HFTD; Consolidated Risk Score e: 114.3; Consolidated Risk Score f: 0.287; Consolidated Risk Score g: 0
| MC KEE 1103 | 083531103 | 28.0429 | 21.9371 | 0 | 0.58371 | 21.3534 | 6.1058 | Consolidated Risk Score d: Non-HFTD; Consolidated Risk Score e: 179.6; Consolidated Risk Score f: 0.697; Consolidated Risk Score g: 1.089
| MC KEE 1104 | 083531104 | 28.1198 | 15.5711 | 0 | 0 | 15.5711 | 12.5488 | Consolidated Risk Score d: Non-HFTD; Consolidated Risk Score e: 56.6; Consolidated Risk Score f: 0.461; Consolidated Risk Score g: 0.436
| MC KEE 1105 | 083531105 | 20.9392 | 8.3207 | 0 | 0 | 8.3207 | 12.6185 | Consolidated Risk Score d: Non-HFTD; Consolidated Risk Score e: 153; Consolidated Risk Score f: 0.209; Consolidated Risk Score g: 0
| MC KEE 1106 | 083531106 | 26.0748 | 15.1809 | 0 | 0 | 15.1809 | 10.8939 | Consolidated Risk Score d: Non-HFTD; Consolidated Risk Score e: 233.9; Consolidated Risk Score f: 0.912; Consolidated Risk Score g: 1.414
| MC KEE 1107 | 083531107 | 45.4468 | 38.061 | 0 | 2.6699 | 35.3911 | 7.3858 | Consolidated Risk Score d: Non-HFTD; Consolidated Risk Score e: 197.5; Consolidated Risk Score f: 0.634; Consolidated Risk Score g: 0.206
| MC KEE 1108 | 083531108 | 33.3256 | 10.4575 | 0 | 0.65945 | 9.798 | 22.8681 | Consolidated Risk Score d: Non-HFTD; Consolidated Risk Score e: 101.3; Consolidated Risk Score f: 0.191; Consolidated Risk Score g: 0
| MC KEE 1109 | 083531109 | 9.6645 | 1.7687 | 0 | 0 | 1.7687 | 7.8958 | Consolidated Risk Score d: Non-HFTD; Consolidated Risk Score e: 134.7; Consolidated Risk Score f: 1.296; Consolidated Risk Score g: 0
| MC KEE 1110 | 083531110 | 34.5553 | 1.6661 | 0 | 0 | 1.6661 | 32.8892 | Consolidated Risk Score d: Non-HFTD; Consolidated Risk Score e: 40.5; Consolidated Risk Score f: 0.184; Consolidated Risk Score g: 2.889
| MC KEE 1111 | 083531111 | 36.6158 | 26.6445 | 0 | 8.7301 | 17.9144 | 9.9713 | Consolidated Risk Score d: Non-HFTD; Consolidated Risk Score e: 152.1; Consolidated Risk Score f: 0.636; Consolidated Risk Score g: 3
| MC KEE 1112 | 083531112 | 27.5808 | 16.6624 | 0 | 0 | 16.6624 | 10.9184 | Consolidated Risk Score d: Non-HFTD; Consolidated Risk Score e: 82.7; Consolidated Risk Score f: 0.172; Consolidated Risk Score g: 2.296
| BRITTON 1104 | 083611104 | 9.147 | 1.1834 | 0 | 0 | 1.1834 | 7.9636 | Consolidated Risk Score d: Non-HFTD; Consolidated Risk Score e: 0; Consolidated Risk Score f: 0; Consolidated Risk Score g: 1
| BRITTON 1105 | 083611105 | 12.8173 | 5.1954 | 0 | 0 | 5.1954 | 7.6219 | Consolidated Risk Score d: Non-HFTD; Consolidated Risk Score e: 94.5; Consolidated Risk Score f: 1.34; Consolidated Risk Score g: 1.06
| BRITTON 1106 | 083611106 | 17.521 | 3.7206 | 0 | 0 | 3.7206 | 13.8005 | Consolidated Risk Score d: Non-HFTD; Consolidated Risk Score e: 6.7; Consolidated Risk Score f: 0.228; Consolidated Risk Score g: 0
| BRITTON 1107 | 083611107 | 12.8311 | 2.9296 | 0 | 0 | 2.9296 | 9.9015 | Consolidated Risk Score d: Non-HFTD; Consolidated Risk Score e: 31.3; Consolidated Risk Score f: 0.21; Consolidated Risk Score g: 1.019
| BRITTON 1108 | 083611108 | 8.3438 | 1.7277 | 0 | 0 | 1.7277 | 6.6162 | Consolidated Risk Score d: Non-HFTD; Consolidated Risk Score e: 0; Consolidated Risk Score f: 0; Consolidated Risk Score g: 0
| BRITTON 1109 | 083611109 | 14.2776 | 7.3556 | 0 | 0 | 7.3556 | 6.9219 | Consolidated Risk Score d: Non-HFTD; Consolidated Risk Score e: 30.6; Consolidated Risk Score f: 0.272; Consolidated Risk Score g: 2.737
| BRITTON 1110 | 083611110 | 27.5152 | 14.3785 | 0 | 0 | 14.3785 | 13.1368 | Consolidated Risk Score d: Non-HFTD; Consolidated Risk Score e: 120.4; Consolidated Risk Score f: 0.462; Consolidated Risk Score g: 0.561
| BRITTON 1111 | 083611111 | 9.4402 | 1.2715 | 0 | 0 | 1.2715 | 8.1687 | Consolidated Risk Score d: Non-HFTD; Consolidated Risk Score e: 0; Consolidated Risk Score f: 0; Consolidated Risk Score g: 0
| BRITTON 1112 | 083611112 | 8.7484 | 1.9154 | 0 | 0 | 1.9154 | 6.833 | Consolidated Risk Score d: Non-HFTD; Consolidated Risk Score e: 25.1; Consolidated Risk Score f: 0.199; Consolidated Risk Score g: 1.008
| BRITTON 1113 | 083611113 | 9.2259 | 1.3734 | 0 | 0 | 1.3734 | 7.8525 | Consolidated Risk Score d: Non-HFTD; Consolidated Risk Score e: 0; Consolidated Risk Score f: 0; Consolidated Risk Score g: 0
| BRITTON 1114 | 083611114 | 13.0689 | 5.0096 | 0 | 0 | 5.0096 | 8.0593 | Consolidated Risk Score d: Non-HFTD; Consolidated Risk Score e: 29.7; Consolidated Risk Score f: 0.265; Consolidated Risk Score g: 2.208
| BRITTON 1115 | 083611115 | 7.1659 | 1.1226 | 0 | 0 | 1.1226 | 6.0433 | Consolidated Risk Score d: Non-HFTD; Consolidated Risk Score e: 230.7; Consolidated Risk Score f: 1.011; Consolidated Risk Score g: 0
| CAMP EVERS 2103 | 083622103 | 68.9674 | 59.6645 | 44.4091 | 0.75807 | 14.4974 | 9.3029 | Consolidated Risk Score d: Non-HFTD; Consolidated Risk Score e: 761.7; Consolidated Risk Score f: 3.187; Consolidated Risk Score g: 1.197
| CAMP EVERS 2104 | 083622104 | 54.7318 | 36.477 | 26.662 | 0.56797 | 9.247 | 18.2548 | Consolidated Risk Score d: Non-HFTD; Consolidated Risk Score e: 469.8; Consolidated Risk Score f: 2.946; Consolidated Risk Score g: 1.76
| CAMP EVERS 2105 | 083622105 | 94.1589 | 90.7579 | 85.7603 | 2.1199 | 2.8778 | 3.401 | Consolidated Risk Score d: Non-HFTD; Consolidated Risk Score e: 1075; Consolidated Risk Score f: 2.611; Consolidated Risk Score g: 1.77
| CAMP EVERS 2106 | 083622106 | 156.8383 | 137.2659 | 124.445 | 1.9387 | 10.8823 | 19.5724 | Consolidated Risk Score d: Non-HFTD; Consolidated Risk Score e: 1418.4; Consolidated Risk Score f: 5.892; Consolidated Risk Score g: 2.874
| WHISMAN 1101 | 083631101 | 8.7344 | 5.1528 | 0 | 0 | 5.1528 | 3.5816 | Consolidated Risk Score d: Non-HFTD; Consolidated Risk Score e: 293.5; Consolidated Risk Score f: 2.75; Consolidated Risk Score g: 1.393
| WHISMAN 1102 | 083631102 | 5.4443 | 1.7801 | 0 | 0 | 1.7801 | 3.6642 | Consolidated Risk Score d: Non-HFTD; Consolidated Risk Score e: 204.8; Consolidated Risk Score f: 1.023; Consolidated Risk Score g: 1
| WHISMAN 1103 | 083631103 | 4.8916 | 2.6679 | 0 | 0 | 2.6679 | 2.2237 | Consolidated Risk Score d: Non-HFTD; Consolidated Risk Score e: 191.4; Consolidated Risk Score f: 1.23; Consolidated Risk Score g: 1.01
| WHISMAN 1104 | 083631104 | 5.8742 | 0.0028632 | 0 | 0 | 0.0028632 | 5.8713 | Consolidated Risk Score d: Non-HFTD; Consolidated Risk Score e: 4.4; Consolidated Risk Score f: 0.02; Consolidated Risk Score g: 0
| WHISMAN 1105 | 083631105 | 8.491 | 1.1603 | 0 | 0 | 1.1603 | 7.3307 | Consolidated Risk Score d: Non-HFTD; Consolidated Risk Score e: 0; Consolidated Risk Score f: 0; Consolidated Risk Score g: 0
| WHISMAN 1106 | 083631106 | 11.649 | 7.1208 | 0 | 0 | 7.1208 | 4.5281 | Consolidated Risk Score d: Non-HFTD; Consolidated Risk Score e: 1.8; Consolidated Risk Score f: 0.021; Consolidated Risk Score g: 0.501
| WHISMAN 1107 | 083631107 | 1.0788 | 0.12876 | 0 | 0 | 0.12876 | 0.95007 | Consolidated Risk Score d: Non-HFTD; Consolidated Risk Score e: 1.8; Consolidated Risk Score f: 0.021; Consolidated Risk Score g: 0.501
| WHISMAN 1108 | 083631108 | 14.9382 | 7.3655 | 0 | 0 | 7.3655 | 7.5727 | Consolidated Risk Score d: Non-HFTD; Consolidated Risk Score e: 39.5; Consolidated Risk Score f: 0.193; Consolidated Risk Score g: 0.98
| WHISMAN 1110 | 083631110 | 7.803 | 1.9806 | 0 | 0 | 1.9806 | 5.8224 | Consolidated Risk Score d: Non-HFTD; Consolidated Risk Score e: 0; Consolidated Risk Score f: 0; Consolidated Risk Score g: 0
| WHISMAN 1111 | 083631111 | 7.0648 | 2.195 | 0 | 0 | 2.195 | 4.8698 | Consolidated Risk Score d: Non-HFTD; Consolidated Risk Score e: 0; Consolidated Risk Score f: 0; Consolidated Risk Score g: 0
| WOLFE 1104 | 083671104 | 12.4056 | 6.7971 | 0 | 0 | 6.7971 | 5.6085 | Consolidated Risk Score d: Non-HFTD; Consolidated Risk Score e: 44.9; Consolidated Risk Score f: 0.188; Consolidated Risk Score g: 0
| WOLFE 1105 | 083671105 | 14.6064 | 7.2919 | 0 | 0 | 7.2919 | 7.3144 | Consolidated Risk Score d: Non-HFTD; Consolidated Risk Score e: 72.7; Consolidated Risk Score f: 0.709; Consolidated Risk Score g: 0.34
| WOLFE 1106 | 083671106 | 15.3202 | 9.1319 | 0 | 0 | 9.1319 | 6.1883 | Consolidated Risk Score d: Non-HFTD; Consolidated Risk Score e: 2; Consolidated Risk Score f: 0.01; Consolidated Risk Score g: 0.667
| WOLFE 1107 | 083671107 | 15.3973 | 10.638 | 0 | 0 | 10.638 | 4.7593 | Consolidated Risk Score d: Non-HFTD; Consolidated Risk Score e: 116.9; Consolidated Risk Score f: 1.117; Consolidated Risk Score g: 0
| WOLFE 1109 | 083671109 | 17.5263 | 8.8869 | 0 | 0 | 8.8869 | 8.6394 | Consolidated Risk Score d: Non-HFTD; Consolidated Risk Score e: 219.8; Consolidated Risk Score f: 0.321; Consolidated Risk Score g: 1.996
| WOLFE 1110 | 083671110 | 12.2528 | 2.0133 | 0 | 0 | 2.0133 | 10.2395 | Consolidated Risk Score d: Non-HFTD; Consolidated Risk Score e: 18.4; Consolidated Risk Score f: 0.226; Consolidated Risk Score g: 0
| WOLFE 1113 | 083671113 | 26.6264 | 17.285 | 0 | 0 | 17.285 | 9.3414 | Consolidated Risk Score d: Non-HFTD; Consolidated Risk Score e: 129.9; Consolidated Risk Score f: 0.151; Consolidated Risk Score g: 1.001
| WOLFE 1114 | 083671114 | 21.353 | 2.9202 | 0 | 0 | 2.9202 | 18.4327 | Consolidated Risk Score d: Non-HFTD; Consolidated Risk Score e: 115.1; Consolidated Risk Score f: 1.313; Consolidated Risk Score g: 0.209
| ROB ROY 2104 | 083692104 | 153.1667 | 134.4306 | 39.4337 | 59.087 | 35.9099 | 18.7361 | Consolidated Risk Score d: Non-HFTD; Consolidated Risk Score e: 536.3; Consolidated Risk Score f: 2.161; Consolidated Risk Score g: 0.343
| ROB ROY 2105 | 083692105 | 115.4137 | 85.334 | 27.0194 | 12.7304 | 45.5842 | 30.0797 | Consolidated Risk Score d: Non-HFTD; Consolidated Risk Score e: 576; Consolidated Risk Score f: 1.826; Consolidated Risk Score g: 1.138
| STONE 1101 | 083701101 | 24.665 | 19.9644 | 0 | 0 | 19.9644 | 4.7006 | Consolidated Risk Score d: Non-HFTD; Consolidated Risk Score e: 157.4; Consolidated Risk Score f: 0.355; Consolidated Risk Score g: 0
| STONE 1104 | 083701104 | 13.4272 | 5.5417 | 0 | 0 | 5.5417 | 7.8855 | Consolidated Risk Score d: Non-HFTD; Consolidated Risk Score e: 34.3; Consolidated Risk Score f: 1.03; Consolidated Risk Score g: 0.025
| STONE 1107 | 083701107 | 21.4527 | 16.2109 | 0 | 0 | 16.2109 | 5.2418 | Consolidated Risk Score d: Non-HFTD; Consolidated Risk Score e: 91.8; Consolidated Risk Score f: 1.073; Consolidated Risk Score g: 1.675
| STONE 1108 | 083701108 | 12.8302 | 4.3876 | 0 | 0 | 4.3876 | 8.4425 | Consolidated Risk Score d: Non-HFTD; Consolidated Risk Score e: 282.7; Consolidated Risk Score f: 1.268; Consolidated Risk Score g: 0.994
| STONE 1109 | 083701109 | 17.2664 | 8.2612 | 0 | 0 | 8.2612 | 9.0052 | Consolidated Risk Score d: Non-HFTD; Consolidated Risk Score e: 112; Consolidated Risk Score f: 0.477; Consolidated Risk Score g: 2.591
| STONE 1110 | 083701110 | 18.8389 | 11.8309 | 0 | 0 | 11.8309 | 7.008 | Consolidated Risk Score d: Non-HFTD; Consolidated Risk Score e: 64.5; Consolidated Risk Score f: 0.074; Consolidated Risk Score g: 0.982
| ROLAND 0401 | 083750401 | 2.8902 | 2.8679 | 0 | 0 | 2.8679 | 0.022354 | Consolidated Risk Score d: Non-HFTD; Consolidated Risk Score e: 118.5; Consolidated Risk Score f: 0.668; Consolidated Risk Score g: 2
| ROLAND 0402 | 083750402 | 5.5853 | 4.6779 | 0 | 0 | 4.6779 | 0.90745 | Consolidated Risk Score d: Non-HFTD; Consolidated Risk Score e: 0.8; Consolidated Risk Score f: 0.036; Consolidated Risk Score g: 0
| VASONA 1101 | 083771101 | 21.2046 | 10.4326 | 0 | 0 | 10.4326 | 10.772 | Consolidated Risk Score d: Non-HFTD; Consolidated Risk Score e: 9.8; Consolidated Risk Score f: 0.051; Consolidated Risk Score g: 0
| VASONA 1102 | 083771102 | 25.0901 | 15.4892 | 0 | 0.12234 | 15.3668 | 9.601 | Consolidated Risk Score d: Non-HFTD; Consolidated Risk Score e: 75.9; Consolidated Risk Score f: 0.141; Consolidated Risk Score g: 3.279
| VASONA 1103 | 083771103 | 28.0222 | 15.5235 | 0 | 0 | 15.5235 | 12.4987 | Consolidated Risk Score d: Non-HFTD; Consolidated Risk Score e: 173.8; Consolidated Risk Score f: 1.52; Consolidated Risk Score g: 1.887
| VASONA 1104 | 083771104 | 9.1542 | 3.7274 | 0 | 0 | 3.7274 | 5.4268 | Consolidated Risk Score d: Non-HFTD; Consolidated Risk Score e: 137.7; Consolidated Risk Score f: 1.192; Consolidated Risk Score g: 0.823
| VASONA 1105 | 083771105 | 18.9253 | 11.6103 | 0 | 0 | 11.6103 | 7.3149 | Consolidated Risk Score d: Non-HFTD; Consolidated Risk Score e: 29.9; Consolidated Risk Score f: 0.171; Consolidated Risk Score g: 0.925
| VASONA 1108 | 083771108 | 14.561 | 10.9759 | 0 | 0 | 10.9759 | 3.5851 | Consolidated Risk Score d: Non-HFTD; Consolidated Risk Score e: 115.3; Consolidated Risk Score f: 0.408; Consolidated Risk Score g: 4.826
| TRIMBLE 1103 | 083801103 | 11.4806 | 2.7458 | 0 | 0 | 2.7458 | 8.7348 | Consolidated Risk Score d: Non-HFTD; Consolidated Risk Score e: 54.3; Consolidated Risk Score f: 0.572; Consolidated Risk Score g: 1.048
| TRIMBLE 1104 | 083801104 | 4.6373 | 0.40924 | 0 | 0 | 0.40924 | 4.2281 | Consolidated Risk Score d: Non-HFTD; Consolidated Risk Score e: 0; Consolidated Risk Score f: 0; Consolidated Risk Score g: 0
| TRIMBLE 1105 | 083801105 | 10.4835 | 1.69 | 0 | 0 | 1.69 | 8.7934 | Consolidated Risk Score d: Non-HFTD; Consolidated Risk Score e: 2.1; Consolidated Risk Score f: 0.009; Consolidated Risk Score g: 1
| TRIMBLE 1106 | 083801106 | 7.5822 | 0.64104 | 0 | 0 | 0.64104 | 6.9412 | Consolidated Risk Score d: Non-HFTD; Consolidated Risk Score e: 15.7; Consolidated Risk Score f: 0.187; Consolidated Risk Score g: 0
| TRIMBLE 1107 | 083801107 | 11.9897 | 1.0457 | 0 | 0 | 1.0457 | 10.944 | Consolidated Risk Score d: Non-HFTD; Consolidated Risk Score e: 73.1; Consolidated Risk Score f: 0.996; Consolidated Risk Score g: 0
| TRIMBLE 1110 | 083801110 | 5.0764 | 0.59199 | 0 | 0 | 0.59199 | 4.4844 | Consolidated Risk Score d: Non-HFTD; Consolidated Risk Score e: 83; Consolidated Risk Score f: 1.417; Consolidated Risk Score g: 2.042
| TRIMBLE 2114 | 083802114 | 10.7093 | 0.0028409 | 0 | 0 | 0.0028409 | 10.7065 | Consolidated Risk Score d: Non-HFTD; Consolidated Risk Score e: 0; Consolidated Risk Score f: 0; Consolidated Risk Score g: 0
| TRIMBLE 2115 | 083802115 | 10.5264 | 0.31317 | 0 | 0 | 0.31317 | 10.2132 | Consolidated Risk Score d: Non-HFTD; Consolidated Risk Score e: 0; Consolidated Risk Score f: 0; Consolidated Risk Score g: 0
| TRIMBLE 2116 | 083802116 | 17.7248 | 3.3802 | 0 | 0 | 3.3802 | 14.3446 | Consolidated Risk Score d: Non-HFTD; Consolidated Risk Score e: 119.8; Consolidated Risk Score f: 1.567; Consolidated Risk Score g: 1.56
| TRIMBLE 2118 | 083802118 | 14.9585 | 0.93146 | 0 | 0 | 0.93146 | 14.027 | Consolidated Risk Score d: Non-HFTD; Consolidated Risk Score e: 6.2; Consolidated Risk Score f: 0.025; Consolidated Risk Score g: 0
| FMC 1101 | 083871101 | 20.9567 | 16.5979 | 0 | 0 | 16.5979 | 4.3588 | Consolidated Risk Score d: Non-HFTD; Consolidated Risk Score e: 51.5; Consolidated Risk Score f: 0.101; Consolidated Risk Score g: 0
| FMC 1109 | 083871109 | 8.1833 | 1.0166 | 0 | 0 | 1.0166 | 7.1668 | Consolidated Risk Score d: Non-HFTD; Consolidated Risk Score e: 0; Consolidated Risk Score f: 0; Consolidated Risk Score g: 0
| FMC 1110 | 083871110 | 7.9592 | 1.3568 | 0 | 0 | 1.3568 | 6.6025 | Consolidated Risk Score d: Non-HFTD; Consolidated Risk Score e: 216.6; Consolidated Risk Score f: 1.062; Consolidated Risk Score g: 1.002
| FMC 1111 | 083871111 | 6.2078 | 1.5549 | 0 | 0 | 1.5549 | 4.6529 | Consolidated Risk Score d: Non-HFTD; Consolidated Risk Score e: 0; Consolidated Risk Score f: 0; Consolidated Risk Score g: 0
| MONTAGUE 2101 | 083892101 | 8.2248 | 0.87112 | 0 | 0 | 0.87112 | 7.3537 | Consolidated Risk Score d: Non-HFTD; Consolidated Risk Score e: 3.1; Consolidated Risk Score f: 0.509; Consolidated Risk Score g: 0
| MONTAGUE 2102 | 083892102 | 12.2007 | 0.80496 | 0 | 0 | 0.80496 | 11.3958 | Consolidated Risk Score d: Non-HFTD; Consolidated Risk Score e: 0.2; Consolidated Risk Score f: 0.004; Consolidated Risk Score g: 1.001
| MONTAGUE 2103 | 083892103 | 5.8758 | 0.94372 | 0 | 0 | 0.94372 | 4.9321 | Consolidated Risk Score d: Non-HFTD; Consolidated Risk Score e: 0.8; Consolidated Risk Score f: 0.02; Consolidated Risk Score g: 0
| MONTAGUE 2104 | 083892104 | 20.5712 | 0.83794 | 0 | 0 | 0.83794 | 19.7333 | Consolidated Risk Score d: Non-HFTD; Consolidated Risk Score e: 38.6; Consolidated Risk Score f: 0.583; Consolidated Risk Score g: 0.406
| MONTAGUE 2105 | 083892105 | 8.6591 | 0.77863 | 0 | 0 | 0.77863 | 7.8805 | Consolidated Risk Score d: Non-HFTD; Consolidated Risk Score e: 627.4; Consolidated Risk Score f: 4.055; Consolidated Risk Score g: 0
| MONTAGUE 2106 | 083892106 | 9.6864 | 0.0037879 | 0 | 0 | 0.0037879 | 9.6826 | Consolidated Risk Score d: Non-HFTD; Consolidated Risk Score e: 432.5; Consolidated Risk Score f: 3.399; Consolidated Risk Score g: 0
| MONTAGUE 2108 | 083892108 | 10.0732 | 0.92681 | 0 | 0 | 0.92681 | 9.1464 | Consolidated Risk Score d: Non-HFTD; Consolidated Risk Score e: 188; Consolidated Risk Score f: 1.489; Consolidated Risk Score g: 3.686
| MONTAGUE 2109 | 083892109 | 9.2621 | 0.81133 | 0 | 0 | 0.81133 | 8.4507 | Consolidated Risk Score d: Non-HFTD; Consolidated Risk Score e: 278.3; Consolidated Risk Score f: 2.932; Consolidated Risk Score g: 1.014
| AMES 1101 | 083901101 | 5.9448 | 0.12362 | 0 | 0 | 0.12362 | 5.8212 | Consolidated Risk Score d: Non-HFTD; Consolidated Risk Score e: 0; Consolidated Risk Score f: 0; Consolidated Risk Score g: 0
| AMES 1102 | 083901102 | 9.3581 | 3.6198 | 0 | 0 | 3.6198 | 5.7383 | Consolidated Risk Score d: Non-HFTD; Consolidated Risk Score e: 392.4; Consolidated Risk Score f: 1.021; Consolidated Risk Score g: 0.705
| PIERCY 2109 | 083912109 | 37.7401 | 19.9161 | 0 | 0 | 19.9161 | 17.8241 | Consolidated Risk Score d: Non-HFTD; Consolidated Risk Score e: 101.3; Consolidated Risk Score f: 0.918; Consolidated Risk Score g: 2.299
| PIERCY 2110 | 083912110 | 67.3847 | 27.4259 | 0 | 19.6558 | 7.7701 | 39.9588 | Consolidated Risk Score d: Non-HFTD; Consolidated Risk Score e: 191.1; Consolidated Risk Score f: 0.343; Consolidated Risk Score g: 2.939
| PIERCY 2111 | 083912111 | 16.7169 | 0.91256 | 0 | 0 | 0.91256 | 15.8043 | Consolidated Risk Score d: Non-HFTD; Consolidated Risk Score e: 54.5; Consolidated Risk Score f: 0.446; Consolidated Risk Score g: 1.011
| PIT NO 5 1101 | 101321101 | 27.7309 | 23.7592 | 0 | 23.7592 | 0 | 3.9717 | Consolidated Risk Score d: Non-HFTD; Consolidated Risk Score e: 1068.9; Consolidated Risk Score f: 2.802; Consolidated Risk Score g: 1.306
| NOTRE DAME 1101 | 102041101 | 7.8651 | 1.5965 | 0 | 0 | 1.5965 | 6.2686 | Consolidated Risk Score d: Non-HFTD; Consolidated Risk Score e: 3.8; Consolidated Risk Score f: 0.191; Consolidated Risk Score g: 0
| NOTRE DAME 1102 | 102041102 | 22.2879 | 10.6051 | 0 | 0 | 10.6051 | 11.6828 | Consolidated Risk Score d: Non-HFTD; Consolidated Risk Score e: 12.8; Consolidated Risk Score f: 0.104; Consolidated Risk Score g: 0.103
| NOTRE DAME 1103 | 102041103 | 35.1279 | 7.8096 | 0 | 0.56787 | 7.2417 | 27.3184 | Consolidated Risk Score d: Non-HFTD; Consolidated Risk Score e: 0; Consolidated Risk Score f: 0.001; Consolidated Risk Score g: 0.018
| NOTRE DAME 1104 | 102041104 | 54.6332 | 35.7812 | 17.8882 | 9.7225 | 8.1705 | 18.852 | Consolidated Risk Score d: Non-HFTD; Consolidated Risk Score e: 28.1; Consolidated Risk Score f: 0.21; Consolidated Risk Score g: 0
| CHICO A 0401 | 102050401 | 2.2443 | 2.1977 | 0 | 0 | 2.1977 | 0.046587 | Consolidated Risk Score d: Non-HFTD; Consolidated Risk Score e: 0; Consolidated Risk Score f: 0; Consolidated Risk Score g: 0
| CHICO A 0402 | 102050402 | 5.7944 | 5.6528 | 0 | 0 | 5.6528 | 0.14166 | Consolidated Risk Score d: Non-HFTD; Consolidated Risk Score e: 99.7; Consolidated Risk Score f: 1.509; Consolidated Risk Score g: 2.51
| CHICO A 1101 | 102051101 | 8.6076 | 8.0962 | 0 | 0 | 8.0962 | 0.51139 | Consolidated Risk Score d: Non-HFTD; Consolidated Risk Score e: 118.1; Consolidated Risk Score f: 1.847; Consolidated Risk Score g: 2.006
| CHICO A 1102 | 102051102 | 17.5412 | 9.99 | 0 | 0 | 9.99 | 7.5513 | Consolidated Risk Score d: Non-HFTD; Consolidated Risk Score e: 0.5; Consolidated Risk Score f: 0.004; Consolidated Risk Score g: 0.664
| CHICO A 1103 | 102051103 | 6.7386 | 4.8664 | 0 | 0 | 4.8664 | 1.8722 | Consolidated Risk Score d: Non-HFTD; Consolidated Risk Score e: 23.9; Consolidated Risk Score f: 0.146; Consolidated Risk Score g: 1.857
| CAPAY 1101 | 102111101 | 56.7436 | 56.7331 | 0 | 0 | 56.7331 | 0.010484 | Consolidated Risk Score d: Non-HFTD; Consolidated Risk Score e: 71.7; Consolidated Risk Score f: 0.284; Consolidated Risk Score g: 1.002
| CAPAY 1102 | 102111102 | 67.4022 | 66.5488 | 0 | 0 | 66.5488 | 0.85341 | Consolidated Risk Score d: Non-HFTD; Consolidated Risk Score e: 254; Consolidated Risk Score f: 3.165; Consolidated Risk Score g: 4.117
| HAMILTON A 1101 | 102121101 | 38.3599 | 37.5092 | 0 | 0 | 37.5092 | 0.85073 | Consolidated Risk Score d: Non-HFTD; Consolidated Risk Score e: 20.7; Consolidated Risk Score f: 0.312; Consolidated Risk Score g: 0.704
| HAMILTON A 1102 | 102121102 | 33.9685 | 32.6606 | 0 | 0 | 32.6606 | 1.308 | Consolidated Risk Score d: Non-HFTD; Consolidated Risk Score e: 5.5; Consolidated Risk Score f: 0.036; Consolidated Risk Score g: 0.002
| ESQUON 1101 | 102171101 | 71.1745 | 70.5139 | 0 | 0 | 70.5139 | 0.66063 | Consolidated Risk Score d: Non-HFTD; Consolidated Risk Score e: 248.6; Consolidated Risk Score f: 2.339; Consolidated Risk Score g: 1.603
| ESQUON 1102 | 102171102 | 49.73 | 48.9222 | 0 | 0 | 48.9222 | 0.80779 | Consolidated Risk Score d: Non-HFTD; Consolidated Risk Score e: 133.4; Consolidated Risk Score f: 1.226; Consolidated Risk Score g: 2.206
| ESQUON 1103 | 102171103 | 20.3867 | 20.3493 | 0 | 0 | 20.3493 | 0.037397 | Consolidated Risk Score d: Non-HFTD; Consolidated Risk Score e: 51.9; Consolidated Risk Score f: 0.761; Consolidated Risk Score g: 4.007
| BUCKS CREEK 1101 | 102211101 | 4.8031 | 4.8031 | 1.1745 | 3.6286 | 0 | 0 | Consolidated Risk Score d: Non-HFTD; Consolidated Risk Score e: 303; Consolidated Risk Score f: 0.8; Consolidated Risk Score g: 1
| BUCKS CREEK 1102 | 102211102 | 29.547 | 29.5249 | 6.8497 | 22.6752 | 0 | 0.022028 | Consolidated Risk Score d: Non-HFTD; Consolidated Risk Score e: 368.5; Consolidated Risk Score f: 0.328; Consolidated Risk Score g: 2.412
| BUCKS CREEK 1103 | 102211103 | 25.8922 | 13.1042 | 10.2672 | 2.4953 | 0.34168 | 12.7881 | Consolidated Risk Score d: Non-HFTD; Consolidated Risk Score e: 693.6; Consolidated Risk Score f: 2.439; Consolidated Risk Score g: 2.324
| CRESTA 1101 | 102251101 | 3.7844 | 1.1994 | 0.38959 | 0.80979 | 0 | 2.585 | Consolidated Risk Score d: Non-HFTD; Consolidated Risk Score e: 0; Consolidated Risk Score f: 0; Consolidated Risk Score g: 0
| HAMILTON BRANCH 1101 | 102361101 | 60.4103 | 34.4598 | 0 | 24.3084 | 10.1514 | 25.9505 | Consolidated Risk Score d: Non-HFTD; Consolidated Risk Score e: 237.6; Consolidated Risk Score f: 1.752; Consolidated Risk Score g: 1.086
| CHICO B 1101 | 102491101 | 12.6375 | 4.8857 | 0 | 0 | 4.8857 | 7.7518 | Consolidated Risk Score d: Non-HFTD; Consolidated Risk Score e: 0.6; Consolidated Risk Score f: 0.012; Consolidated Risk Score g: 0.988
| CHICO B 1103 | 102491103 | 16.5356 | 7.8912 | 0 | 0 | 7.8912 | 8.6445 | Consolidated Risk Score d: Non-HFTD; Consolidated Risk Score e: 88.5; Consolidated Risk Score f: 0.916; Consolidated Risk Score g: 1.711
| CHICO B 1105 | 102491105 | 14.0762 | 10.9233 | 0 | 0 | 10.9233 | 3.1529 | Consolidated Risk Score d: Non-HFTD; Consolidated Risk Score e: 2.9; Consolidated Risk Score f: 0.026; Consolidated Risk Score g: 0
| CHICO B 1106 | 102491106 | 4.765 | 1.9956 | 0 | 0 | 1.9956 | 2.7694 | Consolidated Risk Score d: Non-HFTD; Consolidated Risk Score e: 143.7; Consolidated Risk Score f: 2.027; Consolidated Risk Score g: 2.007
| OROVILLE 0402 | 102520402 | 2.5735 | 1.6126 | 0 | 0 | 1.6126 | 0.96094 | Consolidated Risk Score d: Non-HFTD; Consolidated Risk Score e: 197.4; Consolidated Risk Score f: 1; Consolidated Risk Score g: 0
| OROVILLE 0403 | 102520403 | 2.1225 | 2.0349 | 0 | 0 | 2.0349 | 0.087598 | Consolidated Risk Score d: Non-HFTD; Consolidated Risk Score e: 0.7; Consolidated Risk Score f: 0.016; Consolidated Risk Score g: 0.996
| OROVILLE 1101 | 102521101 | 31.6798 | 23.5347 | 0 | 0 | 23.5347 | 8.1451 | Consolidated Risk Score d: Non-HFTD; Consolidated Risk Score e: 72.4; Consolidated Risk Score f: 0.511; Consolidated Risk Score g: 1
| OROVILLE 1102 | 102521102 | 8.1799 | 6.2756 | 0 | 0 | 6.2756 | 1.9043 | Consolidated Risk Score d: Non-HFTD; Consolidated Risk Score e: 0; Consolidated Risk Score f: 0; Consolidated Risk Score g: 0
| OROVILLE 1103 | 102521103 | 11.3452 | 10.356 | 0 | 0 | 10.356 | 0.98924 | Consolidated Risk Score d: Non-HFTD; Consolidated Risk Score e: 78.7; Consolidated Risk Score f: 1.061; Consolidated Risk Score g: 2.691
| OROVILLE 1104 | 102521104 | 13.7819 | 9.8777 | 0 | 0 | 9.8777 | 3.9042 | Consolidated Risk Score d: Non-HFTD; Consolidated Risk Score e: 26.5; Consolidated Risk Score f: 0.373; Consolidated Risk Score g: 1.747
| GRAYS FLAT 0401 | 102530401 | 10.7789 | 10.6102 | 0 | 10.6102 | 0 | 0.16871 | Consolidated Risk Score d: Non-HFTD; Consolidated Risk Score e: 1.4; Consolidated Risk Score f: 0.08; Consolidated Risk Score g: 0
| VOLTA 1101 | 102541101 | 171.0946 | 154.8653 | 8.1582 | 144.5643 | 2.1429 | 16.2293 | Consolidated Risk Score d: Non-HFTD; Consolidated Risk Score e: 677.7; Consolidated Risk Score f: 4.359; Consolidated Risk Score g: 0.1
| VOLTA 1102 | 102541102 | 157.337 | 129.8024 | 87.276 | 41.7147 | 0.81166 | 27.5347 | Consolidated Risk Score d: Non-HFTD; Consolidated Risk Score e: 952.5; Consolidated Risk Score f: 3.039; Consolidated Risk Score g: 1.981
| EAST QUINCY 1101 | 102551101 | 23.1418 | 17.4665 | 1.6768 | 2.1581 | 13.6316 | 5.6753 | Consolidated Risk Score d: Non-HFTD; Consolidated Risk Score e: 510.9; Consolidated Risk Score f: 2.134; Consolidated Risk Score g: 0.642
| GLENN 1101 | 102601101 | 143.2134 | 136.8436 | 0 | 0.26324 | 136.5803 | 6.3698 | Consolidated Risk Score d: Non-HFTD; Consolidated Risk Score e: 136.3; Consolidated Risk Score f: 0.928; Consolidated Risk Score g: 0.34
| CHICO C 0401 | 102650401 | 2.7818 | 2.7739 | 0 | 0 | 2.7739 | 0.0078519 | Consolidated Risk Score d: Non-HFTD; Consolidated Risk Score e: 0; Consolidated Risk Score f: 0; Consolidated Risk Score g: 1.993
| ORLAND B 1101 | 102701101 | 33.4922 | 29.3243 | 0 | 0 | 29.3243 | 4.1679 | Consolidated Risk Score d: Non-HFTD; Consolidated Risk Score e: 49.3; Consolidated Risk Score f: 0.447; Consolidated Risk Score g: 1.981
| ORLAND B 1102 | 102701102 | 22.5388 | 18.8262 | 0 | 0 | 18.8262 | 3.7126 | Consolidated Risk Score d: Non-HFTD; Consolidated Risk Score e: 11.8; Consolidated Risk Score f: 0.083; Consolidated Risk Score g: 0.249
| ORLAND B 1103 | 102701103 | 111.0898 | 106.5254 | 0 | 0 | 106.5254 | 4.5644 | Consolidated Risk Score d: Non-HFTD; Consolidated Risk Score e: 41.9; Consolidated Risk Score f: 0.296; Consolidated Risk Score g: 0.798
| WILLOWS A 1101 | 102741101 | 10.4608 | 4.2768 | 0 | 0 | 4.2768 | 6.184 | Consolidated Risk Score d: Non-HFTD; Consolidated Risk Score e: 0; Consolidated Risk Score f: 0; Consolidated Risk Score g: 1.001
| WILLOWS A 1103 | 102741103 | 14.869 | 9.8286 | 0 | 0 | 9.8286 | 5.0404 | Consolidated Risk Score d: Non-HFTD; Consolidated Risk Score e: 5.4; Consolidated Risk Score f: 0.009; Consolidated Risk Score g: 1.001
| WILLOWS A 1104 | 102741104 | 10.0865 | 9.3873 | 0 | 0 | 9.3873 | 0.6992 | Consolidated Risk Score d: Non-HFTD; Consolidated Risk Score e: 0.3; Consolidated Risk Score f: 0.001; Consolidated Risk Score g: 0.997
| ELK CREEK 1101 | 102781101 | 183.1473 | 181.3086 | 0 | 89.2915 | 92.0172 | 1.8387 | Consolidated Risk Score d: Non-HFTD; Consolidated Risk Score e: 670.3; Consolidated Risk Score f: 2.161; Consolidated Risk Score g: 2.723
| BIG MEADOWS 2101 | 102812101 | 101.8586 | 77.9513 | 0 | 57.7803 | 20.171 | 23.9073 | Consolidated Risk Score d: Non-HFTD; Consolidated Risk Score e: 1143.1; Consolidated Risk Score f: 2.104; Consolidated Risk Score g: 5.425
| PARADISE 1102 | 102831102 | 0.048897 | 0.002796 | 0 | 0 | 0.002796 | 0.046101 | Consolidated Risk Score d: Non-HFTD; Consolidated Risk Score e: 1143.1; Consolidated Risk Score f: 2.104; Consolidated Risk Score g: 5.425
| PARADISE 1103 | 102831103 | 24.4372 | 9.8213 | 7.3378 | 0 | 2.4835 | 14.6159 | Consolidated Risk Score d: Non-HFTD; Consolidated Risk Score e: 129.3; Consolidated Risk Score f: 0.356; Consolidated Risk Score g: 1.121
| PARADISE 1104 | 102831104 | 148.6053 | 98.5413 | 59.0789 | 16.8868 | 22.5756 | 50.0639 | Consolidated Risk Score d: Non-HFTD; Consolidated Risk Score e: 46.4; Consolidated Risk Score f: 0.247; Consolidated Risk Score g: 0
| PARADISE 1105 | 102831105 | 67.9655 | 50.9492 | 42.6248 | 0 | 8.3243 | 17.0163 | Consolidated Risk Score d: Non-HFTD; Consolidated Risk Score e: 244.4; Consolidated Risk Score f: 1.022; Consolidated Risk Score g: 0
| PARADISE 1106 | 102831106 | 29.3079 | 15.3154 | 14.2822 | 0 | 1.0331 | 13.9926 | Consolidated Risk Score d: Non-HFTD; Consolidated Risk Score e: 14.9; Consolidated Risk Score f: 0.045; Consolidated Risk Score g: 0
| ANITA 1101 | 102841101 | 38.5844 | 35.6607 | 0 | 0 | 35.6607 | 2.9236 | Consolidated Risk Score d: Non-HFTD; Consolidated Risk Score e: 5.8; Consolidated Risk Score f: 0.115; Consolidated Risk Score g: 0
| ANITA 1102 | 102841102 | 35.591 | 35.5806 | 0 | 0 | 35.5806 | 0.010316 | Consolidated Risk Score d: Non-HFTD; Consolidated Risk Score e: 87.3; Consolidated Risk Score f: 0.279; Consolidated Risk Score g: 0.93
| ANITA 1105 | 102841105 | 31.3077 | 15.9881 | 0 | 0 | 15.9881 | 15.3196 | Consolidated Risk Score d: Non-HFTD; Consolidated Risk Score e: 105.4; Consolidated Risk Score f: 1.166; Consolidated Risk Score g: 1.418
| ANITA 1106 | 102841106 | 101.4398 | 90.2493 | 0 | 0.37636 | 89.873 | 11.1905 | Consolidated Risk Score d: Non-HFTD; Consolidated Risk Score e: 38.1; Consolidated Risk Score f: 0.377; Consolidated Risk Score g: 0.37
| JACINTO 1101 | 102851101 | 78.6219 | 77.3794 | 0 | 0 | 77.3794 | 1.2425 | Consolidated Risk Score d: Non-HFTD; Consolidated Risk Score e: 154.6; Consolidated Risk Score f: 0.636; Consolidated Risk Score g: 5.973
| JACINTO 1102 | 102851102 | 106.0807 | 105.8213 | 0 | 0 | 105.8213 | 0.25942 | Consolidated Risk Score d: Non-HFTD; Consolidated Risk Score e: 47.2; Consolidated Risk Score f: 0.328; Consolidated Risk Score g: 2.266
| WYANDOTTE 1102 | 102911102 | 49.0991 | 39.1556 | 0 | 4.307 | 34.8485 | 9.9435 | Consolidated Risk Score d: Non-HFTD; Consolidated Risk Score e: 308.3; Consolidated Risk Score f: 1.676; Consolidated Risk Score g: 0.05
| WYANDOTTE 1103 | 102911103 | 105.1421 | 92.3453 | 63.3785 | 15.9726 | 12.9942 | 12.7967 | Consolidated Risk Score d: Non-HFTD; Consolidated Risk Score e: 241; Consolidated Risk Score f: 1.321; Consolidated Risk Score g: 1.705
| WYANDOTTE 1105 | 102911105 | 25.767 | 25.6745 | 0.68145 | 16.089 | 8.9041 | 0.092541 | Consolidated Risk Score d: Non-HFTD; Consolidated Risk Score e: 0; Consolidated Risk Score f: 0; Consolidated Risk Score g: 1
| WYANDOTTE 1106 | 102911106 | 98.222 | 94.1866 | 0 | 0.55003 | 93.6365 | 4.0354 | Consolidated Risk Score d: Non-HFTD; Consolidated Risk Score e: 131.3; Consolidated Risk Score f: 2.891; Consolidated Risk Score g: 4.575
| WYANDOTTE 1107 | 102911107 | 155.0391 | 152.9156 | 10.2815 | 101.5505 | 41.0836 | 2.1235 | Consolidated Risk Score d: Non-HFTD; Consolidated Risk Score e: 307.2; Consolidated Risk Score f: 2.524; Consolidated Risk Score g: 0.038
| WYANDOTTE 1109 | 102911109 | 128.2734 | 120.808 | 0 | 53.1982 | 67.6098 | 7.4654 | Consolidated Risk Score d: Non-HFTD; Consolidated Risk Score e: 646.2; Consolidated Risk Score f: 3.144; Consolidated Risk Score g: 0.698
| WYANDOTTE 1110 | 102911110 | 56.0251 | 40.2004 | 0 | 12.6738 | 27.5266 | 15.8247 | Consolidated Risk Score d: Non-HFTD; Consolidated Risk Score e: 2089.6; Consolidated Risk Score f: 2.945; Consolidated Risk Score g: 1.146
| COTTONWOOD 1101 | 102931101 | 104.6365 | 101.3223 | 0 | 70.4242 | 30.8981 | 3.3142 | Consolidated Risk Score d: Non-HFTD; Consolidated Risk Score e: 161; Consolidated Risk Score f: 2.213; Consolidated Risk Score g: 0.349
| COTTONWOOD 1102 | 102931102 | 90.8426 | 82.9585 | 0 | 56.0397 | 26.9189 | 7.884 | Consolidated Risk Score d: Non-HFTD; Consolidated Risk Score e: 45.7; Consolidated Risk Score f: 0.222; Consolidated Risk Score g: 0.936
| COTTONWOOD 1103 | 102931103 | 174.651 | 161.1502 | 0 | 133.9034 | 27.2468 | 13.5008 | Consolidated Risk Score d: Non-HFTD; Consolidated Risk Score e: 135.4; Consolidated Risk Score f: 0.79; Consolidated Risk Score g: 0.448
| DAYTON ROAD 0401 | 102940401 | 2.7096 | 2.3256 | 0 | 0 | 2.3256 | 0.38401 | Consolidated Risk Score d: Non-HFTD; Consolidated Risk Score e: 0; Consolidated Risk Score f: 0; Consolidated Risk Score g: 2.004
| SYCAMORE CREEK 1101 | 102971101 | 20.8212 | 4.7924 | 0 | 0 | 4.7924 | 16.0288 | Consolidated Risk Score d: Non-HFTD; Consolidated Risk Score e: 141.1; Consolidated Risk Score f: 2.082; Consolidated Risk Score g: 0.999
| SYCAMORE CREEK 1102 | 102971102 | 18.1937 | 7.5485 | 0 | 0 | 7.5485 | 10.6452 | Consolidated Risk Score d: Non-HFTD; Consolidated Risk Score e: 17.2; Consolidated Risk Score f: 0.128; Consolidated Risk Score g: 0.953
| SYCAMORE CREEK 1103 | 102971103 | 12.8241 | 3.1369 | 0 | 0 | 3.1369 | 9.6872 | Consolidated Risk Score d: Non-HFTD; Consolidated Risk Score e: 0; Consolidated Risk Score f: 0; Consolidated Risk Score g: 0.997
| SYCAMORE CREEK 1104 | 102971104 | 11.9869 | 8.1303 | 0 | 0 | 8.1303 | 3.8566 | Consolidated Risk Score d: Non-HFTD; Consolidated Risk Score e: 6.3; Consolidated Risk Score f: 0.098; Consolidated Risk Score g: 0.92
| SYCAMORE CREEK 1105 | 102971105 | 19.1651 | 15.1262 | 0 | 0 | 15.1262 | 4.0389 | Consolidated Risk Score d: Non-HFTD; Consolidated Risk Score e: 34.1; Consolidated Risk Score f: 0.607; Consolidated Risk Score g: 1.484
| SYCAMORE CREEK 1107 | 102971107 | 18.1045 | 6.0009 | 0 | 0 | 6.0009 | 12.1036 | Consolidated Risk Score d: Non-HFTD; Consolidated Risk Score e: 47.4; Consolidated Risk Score f: 1.155; Consolidated Risk Score g: 0.273
| SYCAMORE CREEK 1109 | 102971109 | 38.4722 | 13.4511 | 0 | 0.12958 | 13.3216 | 25.0211 | Consolidated Risk Score d: Non-HFTD; Consolidated Risk Score e: 13.3; Consolidated Risk Score f: 0.101; Consolidated Risk Score g: 0
| SYCAMORE CREEK 1110 | 102971110 | 21.9409 | 8.4152 | 0 | 0 | 8.4152 | 13.5257 | Consolidated Risk Score d: Non-HFTD; Consolidated Risk Score e: 92.1; Consolidated Risk Score f: 1.007; Consolidated Risk Score g: 0
| SYCAMORE CREEK 1111 | 102971111 | 79.4533 | 65.1631 | 27.548 | 25.0982 | 12.5169 | 14.2901 | Consolidated Risk Score d: Non-HFTD; Consolidated Risk Score e: 177.9; Consolidated Risk Score f: 1.949; Consolidated Risk Score g: 0.276
| GANSNER 1101 | 103021101 | 54.5803 | 48.2363 | 3.0002 | 34.6667 | 10.5694 | 6.3441 | Consolidated Risk Score d: Non-HFTD; Consolidated Risk Score e: 234.1; Consolidated Risk Score f: 1.933; Consolidated Risk Score g: 1.747
| ORO FINO 1101 | 103031101 | 40.222 | 38.9009 | 38.9009 | 0 | 0 | 1.3212 | Consolidated Risk Score d: Non-HFTD; Consolidated Risk Score e: 25.5; Consolidated Risk Score f: 0.58; Consolidated Risk Score g: 0.893
| ORO FINO 1102 | 103031102 | 114.4104 | 110.3171 | 84.4376 | 25.8795 | 0 | 4.0933 | Consolidated Risk Score d: Non-HFTD; Consolidated Risk Score e: 896.4; Consolidated Risk Score f: 2.174; Consolidated Risk Score g: 1.682
| NORD 1103 | 103071103 | 31.6162 | 19.2514 | 0 | 0 | 19.2514 | 12.3648 | Consolidated Risk Score d: Non-HFTD; Consolidated Risk Score e: 65.7; Consolidated Risk Score f: 0.485; Consolidated Risk Score g: 1.876
| NORD 1104 | 103071104 | 52.9703 | 50.5056 | 0 | 0 | 50.5056 | 2.4648 | Consolidated Risk Score d: Non-HFTD; Consolidated Risk Score e: 24; Consolidated Risk Score f: 0.148; Consolidated Risk Score g: 2.179
| NORD 1105 | 103071105 | 24.1373 | 6.9938 | 0 | 0 | 6.9938 | 17.1436 | Consolidated Risk Score d: Non-HFTD; Consolidated Risk Score e: 1.2; Consolidated Risk Score f: 0.005; Consolidated Risk Score g: 0
| NORD 1106 | 103071106 | 20.0973 | 10.8036 | 0 | 0 | 10.8036 | 9.2937 | Consolidated Risk Score d: Non-HFTD; Consolidated Risk Score e: 91.5; Consolidated Risk Score f: 0.593; Consolidated Risk Score g: 1.636
| BUTTE 1103 | 103081103 | 68.1678 | 60.1294 | 0 | 0 | 60.1294 | 8.0384 | Consolidated Risk Score d: Non-HFTD; Consolidated Risk Score e: 121.2; Consolidated Risk Score f: 0.724; Consolidated Risk Score g: 3.122
| BUTTE 1104 | 103081104 | 59.604 | 52.2144 | 0 | 0 | 52.2144 | 7.3896 | Consolidated Risk Score d: Non-HFTD; Consolidated Risk Score e: 159.1; Consolidated Risk Score f: 1.197; Consolidated Risk Score g: 3.773
| BUTTE 1105 | 103081105 | 49.9149 | 38.4359 | 27.2389 | 3.4562 | 7.7408 | 11.479 | Consolidated Risk Score d: Non-HFTD; Consolidated Risk Score e: 18; Consolidated Risk Score f: 0.322; Consolidated Risk Score g: 0.148
| BUTTE 1106 | 103081106 | 19.9469 | 11.843 | 0 | 0 | 11.843 | 8.1039 | Consolidated Risk Score d: Non-HFTD; Consolidated Risk Score e: 9.3; Consolidated Risk Score f: 0.146; Consolidated Risk Score g: 1.114
| BUTTE 1107 | 103081107 | 111.8717 | 109.3057 | 0 | 0 | 109.3057 | 2.566 | Consolidated Risk Score d: Non-HFTD; Consolidated Risk Score e: 308.5; Consolidated Risk Score f: 1.73; Consolidated Risk Score g: 7.575
| CLARK ROAD 1101 | 103091101 | 3.7408 | 0.020705 | 0 | 0.017864 | 0.0028409 | 3.7201 | Consolidated Risk Score d: Non-HFTD; Consolidated Risk Score e: 685; Consolidated Risk Score f: 1.32; Consolidated Risk Score g: 0
| CLARK ROAD 1102 | 103091102 | 142.7081 | 137.3166 | 33.3118 | 89.8134 | 14.1915 | 5.3915 | Consolidated Risk Score d: Non-HFTD; Consolidated Risk Score e: 444.6; Consolidated Risk Score f: 2.31; Consolidated Risk Score g: 0.433
| SPANISH CREEK 4401 | 103104401 | 7.9747 | 7.9747 | 0 | 6.5683 | 1.4065 | 0 | Consolidated Risk Score d: Non-HFTD; Consolidated Risk Score e: 752; Consolidated Risk Score f: 1; Consolidated Risk Score g: 2
| CRESCENT MILLS 2101 | 103132101 | 85.2543 | 78.9594 | 0 | 41.3472 | 37.6122 | 6.2949 | Consolidated Risk Score d: Non-HFTD; Consolidated Risk Score e: 998.6; Consolidated Risk Score f: 3.331; Consolidated Risk Score g: 2.953
| LOGAN CREEK 2101 | 103142101 | 140.6958 | 138.1278 | 0 | 0 | 138.1278 | 2.5681 | Consolidated Risk Score d: Non-HFTD; Consolidated Risk Score e: 396.2; Consolidated Risk Score f: 3.129; Consolidated Risk Score g: 32.994
| LOGAN CREEK 2102 | 103142102 | 243.1157 | 240.6666 | 0 | 3.4777 | 237.1889 | 2.4491 | Consolidated Risk Score d: Non-HFTD; Consolidated Risk Score e: 316.3; Consolidated Risk Score f: 2.515; Consolidated Risk Score g: 5.143
| LOGAN CREEK 2103 | 103142103 | 3.2862 | 3.1664 | 0 | 0 | 3.1664 | 0.11982 | Consolidated Risk Score d: Non-HFTD; Consolidated Risk Score e: 0; Consolidated Risk Score f: 0; Consolidated Risk Score g: 0
| LOGAN CREEK 2199 | 103142199 | 0.29814 | 0.029407 | 0 | 0 | 0.029407 | 0.26873 | Consolidated Risk Score d: Non-HFTD; Consolidated Risk Score e: 0; Consolidated Risk Score f: 0; Consolidated Risk Score g: 0
| CHESTER 1101 | 103181101 | 11.3779 | 8.1639 | 0 | 2.1237 | 6.0402 | 3.2141 | Consolidated Risk Score d: Non-HFTD; Consolidated Risk Score e: 7.1; Consolidated Risk Score f: 1.003; Consolidated Risk Score g: 0
| CHESTER 1102 | 103181102 | 29.0465 | 5.3837 | 0 | 2.4196 | 2.9641 | 23.6628 | Consolidated Risk Score d: Non-HFTD; Consolidated Risk Score e: 0; Consolidated Risk Score f: 0; Consolidated Risk Score g: 0
| BANGOR 1101 | 103191101 | 231.4422 | 228.5939 | 1.7288 | 191.3906 | 35.4745 | 2.8483 | Consolidated Risk Score d: Non-HFTD; Consolidated Risk Score e: 296; Consolidated Risk Score f: 1.97; Consolidated Risk Score g: 1.294
| CHALLENGE 1101 | 103201101 | 49.0285 | 48.3852 | 48.1521 | 0.2331 | 0 | 0.64331 | Consolidated Risk Score d: Non-HFTD; Consolidated Risk Score e: 4848.2; Consolidated Risk Score f: 6.076; Consolidated Risk Score g: 5.585
| CHALLENGE 1102 | 103201102 | 63.8959 | 63.0972 | 60.4589 | 2.6383 | 0 | 0.79872 | Consolidated Risk Score d: Non-HFTD; Consolidated Risk Score e: 562.8; Consolidated Risk Score f: 3.24; Consolidated Risk Score g: 0.85
| HONCUT 1101 | 103211101 | 116.3164 | 115.5078 | 0 | 0 | 115.5078 | 0.80866 | Consolidated Risk Score d: Non-HFTD; Consolidated Risk Score e: 105; Consolidated Risk Score f: 1.739; Consolidated Risk Score g: 6.893
| HONCUT 1102 | 103211102 | 122.0785 | 119.0126 | 0 | 0 | 119.0126 | 3.0659 | Consolidated Risk Score d: Non-HFTD; Consolidated Risk Score e: 119.7; Consolidated Risk Score f: 1.418; Consolidated Risk Score g: 6.436
| KANAKA 1101 | 103221101 | 68.3933 | 66.3951 | 45.3038 | 20.7186 | 0.37276 | 1.9982 | Consolidated Risk Score d: Non-HFTD; Consolidated Risk Score e: 159.8; Consolidated Risk Score f: 0.791; Consolidated Risk Score g: 1.27
| PEACHTON 1101 | 103241101 | 69.0644 | 68.9241 | 0 | 0 | 68.9241 | 0.14035 | Consolidated Risk Score d: Non-HFTD; Consolidated Risk Score e: 86.8; Consolidated Risk Score f: 0.202; Consolidated Risk Score g: 1.218
| PEACHTON 1102 | 103241102 | 37.7907 | 37.3806 | 0 | 0 | 37.3806 | 0.41015 | Consolidated Risk Score d: Non-HFTD; Consolidated Risk Score e: 65.1; Consolidated Risk Score f: 1.014; Consolidated Risk Score g: 0.998
| PEACHTON 1103 | 103241103 | 61.202 | 60.8534 | 0 | 0 | 60.8534 | 0.34853 | Consolidated Risk Score d: Non-HFTD; Consolidated Risk Score e: 69.8; Consolidated Risk Score f: 0.239; Consolidated Risk Score g: 1.038
| TRES VIAS 1101 | 103251101 | 102.3953 | 98.5942 | 0 | 0 | 98.5942 | 3.8012 | Consolidated Risk Score d: Non-HFTD; Consolidated Risk Score e: 99.5; Consolidated Risk Score f: 2.169; Consolidated Risk Score g: 3.588
| ANDERSON 1101 | 103261101 | 28.2611 | 20.2562 | 0 | 11.3575 | 8.8987 | 8.0049 | Consolidated Risk Score d: Non-HFTD; Consolidated Risk Score e: 48.6; Consolidated Risk Score f: 0.15; Consolidated Risk Score g: 0.042
| ANDERSON 1102 | 103261102 | 13.6463 | 3.7506 | 0 | 0 | 3.7506 | 9.8957 | Consolidated Risk Score d: Non-HFTD; Consolidated Risk Score e: 8.8; Consolidated Risk Score f: 0.099; Consolidated Risk Score g: 0.489
| ANDERSON 1103 | 103261103 | 35.1767 | 31.6387 | 0 | 7.1422 | 24.4966 | 3.538 | Consolidated Risk Score d: Non-HFTD; Consolidated Risk Score e: 483.9; Consolidated Risk Score f: 2.126; Consolidated Risk Score g: 0.14
| ANTLER 1101 | 103271101 | 66.7758 | 62.6989 | 8.829 | 52.7672 | 1.1027 | 4.0769 | Consolidated Risk Score d: Non-HFTD; Consolidated Risk Score e: 896.5; Consolidated Risk Score f: 2.52; Consolidated Risk Score g: 0.627
| BOGARD 1101 | 103301101 | 0.8456 | 0.50052 | 0 | 0.50052 | 0 | 0.34507 | Consolidated Risk Score d: Non-HFTD; Consolidated Risk Score e: 0; Consolidated Risk Score f: 0; Consolidated Risk Score g: 0
| BURNEY 1101 | 103311101 | 75.7319 | 59.9792 | 0 | 51.1373 | 8.842 | 15.7527 | Consolidated Risk Score d: Non-HFTD; Consolidated Risk Score e: 27.5; Consolidated Risk Score f: 0.29; Consolidated Risk Score g: 0.072
| BURNEY 1102 | 103311102 | 7.9316 | 4.0468 | 0 | 0.63102 | 3.4158 | 3.8848 | Consolidated Risk Score d: Non-HFTD; Consolidated Risk Score e: 82.3; Consolidated Risk Score f: 1.446; Consolidated Risk Score g: 0
| CEDAR CREEK 1101 | 103321101 | 111.5358 | 110.1731 | 21.1165 | 89.0566 | 0 | 1.3626 | Consolidated Risk Score d: Non-HFTD; Consolidated Risk Score e: 507.6; Consolidated Risk Score f: 1.787; Consolidated Risk Score g: 0
| CORNING 1101 | 103331101 | 166.3314 | 161.3707 | 0 | 49.6746 | 111.6961 | 4.9607 | Consolidated Risk Score d: Non-HFTD; Consolidated Risk Score e: 186; Consolidated Risk Score f: 0.724; Consolidated Risk Score g: 0.956
| CORNING 1102 | 103331102 | 202.807 | 200.5886 | 0 | 79.9971 | 120.5915 | 2.2184 | Consolidated Risk Score d: Non-HFTD; Consolidated Risk Score e: 326.4; Consolidated Risk Score f: 1.776; Consolidated Risk Score g: 1.218
| CORNING 1103 | 103331103 | 63.2878 | 58.524 | 0 | 0 | 58.524 | 4.7638 | Consolidated Risk Score d: Non-HFTD; Consolidated Risk Score e: 33.2; Consolidated Risk Score f: 0.426; Consolidated Risk Score g: 1.432
| CORNING 1104 | 103331104 | 123.1404 | 117.5434 | 0 | 0 | 117.5434 | 5.597 | Consolidated Risk Score d: Non-HFTD; Consolidated Risk Score e: 127.4; Consolidated Risk Score f: 0.602; Consolidated Risk Score g: 1.023
| DAIRYVILLE 1101 | 103341101 | 43.4031 | 43.0079 | 0 | 0 | 43.0079 | 0.39524 | Consolidated Risk Score d: Non-HFTD; Consolidated Risk Score e: 103.6; Consolidated Risk Score f: 0.784; Consolidated Risk Score g: 0
| DESCHUTES 1101 | 103351101 | 134.3747 | 130.9232 | 7.5335 | 99.7242 | 23.6655 | 3.4515 | Consolidated Risk Score d: Non-HFTD; Consolidated Risk Score e: 120.5; Consolidated Risk Score f: 1.367; Consolidated Risk Score g: 2.281
| DESCHUTES 1104 | 103351104 | 140.8347 | 131.1942 | 0 | 77.9069 | 53.2874 | 9.6404 | Consolidated Risk Score d: Non-HFTD; Consolidated Risk Score e: 129.2; Consolidated Risk Score f: 1.473; Consolidated Risk Score g: 0.104
| FRENCH GULCH 1101 | 103381101 | 17.5016 | 15.8233 | 0 | 15.8233 | 0 | 1.6783 | Consolidated Risk Score d: Non-HFTD; Consolidated Risk Score e: 27; Consolidated Risk Score f: 0.25; Consolidated Risk Score g: 0
| FRENCH GULCH 1102 | 103381102 | 18.8212 | 18.715 | 0 | 18.2147 | 0.50026 | 0.1062 | Consolidated Risk Score d: Non-HFTD; Consolidated Risk Score e: 567.8; Consolidated Risk Score f: 0.5; Consolidated Risk Score g: 0
| GERBER 1101 | 103391101 | 55.3164 | 55.2093 | 0 | 0 | 55.2093 | 0.10716 | Consolidated Risk Score d: Non-HFTD; Consolidated Risk Score e: 72.4; Consolidated Risk Score f: 0.318; Consolidated Risk Score g: 0.636
| GERBER 1102 | 103391102 | 90.5286 | 86.3752 | 0 | 0 | 86.3752 | 4.1534 | Consolidated Risk Score d: Non-HFTD; Consolidated Risk Score e: 86.2; Consolidated Risk Score f: 0.539; Consolidated Risk Score g: 1.108
| GIRVAN 1101 | 103401101 | 116.5259 | 109.0483 | 42.0912 | 61.5901 | 5.367 | 7.4776 | Consolidated Risk Score d: Non-HFTD; Consolidated Risk Score e: 6774.7; Consolidated Risk Score f: 2.999; Consolidated Risk Score g: 2.4
| GIRVAN 1102 | 103401102 | 86.1655 | 76.176 | 33.6245 | 10.7413 | 31.8103 | 9.9895 | Consolidated Risk Score d: Non-HFTD; Consolidated Risk Score e: 510.4; Consolidated Risk Score f: 1.575; Consolidated Risk Score g: 0.989
| JESSUP 1101 | 103441101 | 87.654 | 79.7201 | 0.20192 | 63.7664 | 15.7518 | 7.9339 | Consolidated Risk Score d: Non-HFTD; Consolidated Risk Score e: 234.9; Consolidated Risk Score f: 3.682; Consolidated Risk Score g: 1.897
| JESSUP 1102 | 103441102 | 91.9134 | 87.3579 | 0 | 53.9225 | 33.4355 | 4.5555 | Consolidated Risk Score d: Non-HFTD; Consolidated Risk Score e: 116.8; Consolidated Risk Score f: 0.873; Consolidated Risk Score g: 0.601
| JESSUP 1103 | 103441103 | 43.86 | 38.126 | 0 | 3.9258 | 34.2002 | 5.734 | Consolidated Risk Score d: Non-HFTD; Consolidated Risk Score e: 317.5; Consolidated Risk Score f: 3.331; Consolidated Risk Score g: 0.91
| KESWICK 1101 | 103451101 | 55.5828 | 51.5742 | 48.2115 | 3.3074 | 0.055335 | 4.0087 | Consolidated Risk Score d: Non-HFTD; Consolidated Risk Score e: 202; Consolidated Risk Score f: 0.39; Consolidated Risk Score g: 1.546
| PANORAMA 1101 | 103461101 | 40.834 | 39.201 | 0 | 13.013 | 26.188 | 1.6329 | Consolidated Risk Score d: Non-HFTD; Consolidated Risk Score e: 57.9; Consolidated Risk Score f: 1.021; Consolidated Risk Score g: 0.995
| PANORAMA 1102 | 103461102 | 92.3552 | 84.1946 | 0 | 30.5872 | 53.6074 | 8.1606 | Consolidated Risk Score d: Non-HFTD; Consolidated Risk Score e: 113.8; Consolidated Risk Score f: 0.558; Consolidated Risk Score g: 0.682
| LOS MOLINOS 1101 | 103481101 | 57.1655 | 55.7958 | 0 | 0.18929 | 55.6065 | 1.3697 | Consolidated Risk Score d: Non-HFTD; Consolidated Risk Score e: 185.2; Consolidated Risk Score f: 2.442; Consolidated Risk Score g: 6.913
| LOS MOLINOS 1102 | 103481102 | 59.5843 | 57.3502 | 0 | 0 | 57.3502 | 2.2341 | Consolidated Risk Score d: Non-HFTD; Consolidated Risk Score e: 138.4; Consolidated Risk Score f: 0.857; Consolidated Risk Score g: 2.183
| MC ARTHUR 1101 | 103491101 | 187.6136 | 177.7386 | 0 | 63.4777 | 114.2609 | 9.8749 | Consolidated Risk Score d: Non-HFTD; Consolidated Risk Score e: 274.2; Consolidated Risk Score f: 1.213; Consolidated Risk Score g: 3.865
| MC ARTHUR 1102 | 103491102 | 32.2739 | 30.3153 | 0 | 1.1126 | 29.2027 | 1.9586 | Consolidated Risk Score d: Non-HFTD; Consolidated Risk Score e: 139.5; Consolidated Risk Score f: 0.613; Consolidated Risk Score g: 3.056
| PIT NO 7 1101 | 103501101 | 2.7078 | 2.7078 | 0 | 2.7078 | 0 | 0 | Consolidated Risk Score d: Non-HFTD; Consolidated Risk Score e: 0; Consolidated Risk Score f: 0; Consolidated Risk Score g: 4
| OREGON TRAIL 1102 | 103521102 | 55.3622 | 49.2756 | 0 | 44.4322 | 4.8435 | 6.0866 | Consolidated Risk Score d: Non-HFTD; Consolidated Risk Score e: 535.9; Consolidated Risk Score f: 2.162; Consolidated Risk Score g: 0.826
| OREGON TRAIL 1103 | 103521103 | 127.8061 | 119.9297 | 0 | 116.9946 | 2.935 | 7.8764 | Consolidated Risk Score d: Non-HFTD; Consolidated Risk Score e: 115.9; Consolidated Risk Score f: 1.02; Consolidated Risk Score g: 0.706
| OREGON TRAIL 1104 | 103521104 | 58.0052 | 55.1547 | 0 | 43.698 | 11.4567 | 2.8505 | Consolidated Risk Score d: Non-HFTD; Consolidated Risk Score e: 130.9; Consolidated Risk Score f: 1.63; Consolidated Risk Score g: 0.449
| RAWSON 1103 | 103531103 | 53.9545 | 39.9308 | 0 | 2.8183 | 37.1125 | 14.0237 | Consolidated Risk Score d: Non-HFTD; Consolidated Risk Score e: 81.6; Consolidated Risk Score f: 1.384; Consolidated Risk Score g: 2.112
| RED BLUFF 1101 | 103541101 | 76.9959 | 74.5656 | 0 | 47.7369 | 26.8287 | 2.4303 | Consolidated Risk Score d: Non-HFTD; Consolidated Risk Score e: 39.8; Consolidated Risk Score f: 0.384; Consolidated Risk Score g: 0
| RED BLUFF 1102 | 103541102 | 3.0315 | 1.48 | 0 | 0 | 1.48 | 1.5515 | Consolidated Risk Score d: Non-HFTD; Consolidated Risk Score e: 0; Consolidated Risk Score f: 0; Consolidated Risk Score g: 0
| RED BLUFF 1103 | 103541103 | 45.6661 | 37.9538 | 0 | 16.7875 | 21.1663 | 7.7123 | Consolidated Risk Score d: Non-HFTD; Consolidated Risk Score e: 41.3; Consolidated Risk Score f: 1.29; Consolidated Risk Score g: 1.001
| RED BLUFF 1104 | 103541104 | 99.0125 | 93.479 | 0 | 66.2105 | 27.2684 | 5.5335 | Consolidated Risk Score d: Non-HFTD; Consolidated Risk Score e: 238.3; Consolidated Risk Score f: 3.067; Consolidated Risk Score g: 1.164
| RED BLUFF 1105 | 103541105 | 46.4319 | 37.6829 | 0 | 13.596 | 24.0868 | 8.749 | Consolidated Risk Score d: Non-HFTD; Consolidated Risk Score e: 83.6; Consolidated Risk Score f: 0.578; Consolidated Risk Score g: 0.466
| RISING RIVER 1101 | 103551101 | 60.3575 | 59.0627 | 0 | 43.8188 | 15.2439 | 1.2948 | Consolidated Risk Score d: Non-HFTD; Consolidated Risk Score e: 363.9; Consolidated Risk Score f: 1.304; Consolidated Risk Score g: 0.432
| STILLWATER 1101 | 103561101 | 37.5061 | 36.7082 | 0 | 35.9984 | 0.70983 | 0.79781 | Consolidated Risk Score d: Non-HFTD; Consolidated Risk Score e: 256.4; Consolidated Risk Score f: 0.749; Consolidated Risk Score g: 0
| STILLWATER 1102 | 103561102 | 81.5311 | 79.1236 | 0 | 78.9949 | 0.12865 | 2.4075 | Consolidated Risk Score d: Non-HFTD; Consolidated Risk Score e: 50.9; Consolidated Risk Score f: 0.388; Consolidated Risk Score g: 0
| TYLER 1103 | 103571103 | 12.8344 | 7.2551 | 0 | 0 | 7.2551 | 5.5792 | Consolidated Risk Score d: Non-HFTD; Consolidated Risk Score e: 7.7; Consolidated Risk Score f: 0.054; Consolidated Risk Score g: 0
| TYLER 1104 | 103571104 | 25.5115 | 24.0506 | 0 | 0 | 24.0506 | 1.4609 | Consolidated Risk Score d: Non-HFTD; Consolidated Risk Score e: 72.5; Consolidated Risk Score f: 0.505; Consolidated Risk Score g: 2.474
| TYLER 1105 | 103571105 | 118.9582 | 111.0443 | 0 | 60.1356 | 50.9087 | 7.9139 | Consolidated Risk Score d: Non-HFTD; Consolidated Risk Score e: 154.3; Consolidated Risk Score f: 0.917; Consolidated Risk Score g: 0.509
| VINA 1101 | 103581101 | 5.2288 | 4.9305 | 0 | 0 | 4.9305 | 0.29824 | Consolidated Risk Score d: Non-HFTD; Consolidated Risk Score e: 31; Consolidated Risk Score f: 0.172; Consolidated Risk Score g: 1.109
| WHITMORE 1101 | 103601101 | 93.4858 | 92.461 | 32.3757 | 60.0853 | 0 | 1.0248 | Consolidated Risk Score d: Non-HFTD; Consolidated Risk Score e: 1454; Consolidated Risk Score f: 2.341; Consolidated Risk Score g: 2.626
| WILDWOOD 1101 | 103611101 | 32.545 | 32.3763 | 0 | 32.3763 | 0 | 0.16865 | Consolidated Risk Score d: Non-HFTD; Consolidated Risk Score e: 232.7; Consolidated Risk Score f: 0.915; Consolidated Risk Score g: 1.275
| PIT NO 1 1101 | 103721101 | 57.5791 | 52.9292 | 0 | 29.0503 | 23.8789 | 4.6499 | Consolidated Risk Score d: Non-HFTD; Consolidated Risk Score e: 124; Consolidated Risk Score f: 0.278; Consolidated Risk Score g: 1.751
| PIT NO 3 2101 | 103732101 | 52.4467 | 48.6541 | 0 | 47.6265 | 1.0277 | 3.7926 | Consolidated Risk Score d: Non-HFTD; Consolidated Risk Score e: 209; Consolidated Risk Score f: 1.908; Consolidated Risk Score g: 0.526
| BIG BEND 1101 | 103751101 | 58.3325 | 57.3663 | 42.6799 | 14.6865 | 0 | 0.96621 | Consolidated Risk Score d: Non-HFTD; Consolidated Risk Score e: 1221.5; Consolidated Risk Score f: 1.092; Consolidated Risk Score g: 0.993
| BIG BEND 1102 | 103751102 | 38.3019 | 38.2316 | 38.1261 | 0 | 0.10553 | 0.07022 | Consolidated Risk Score d: Non-HFTD; Consolidated Risk Score e: 340.6; Consolidated Risk Score f: 1.588; Consolidated Risk Score g: 3.804
| MARYSVILLE 1102 | 152011102 | 9.7034 | 7.4372 | 0 | 0 | 7.4372 | 2.2662 | Consolidated Risk Score d: Non-HFTD; Consolidated Risk Score e: 5.9; Consolidated Risk Score f: 0.014; Consolidated Risk Score g: 2
| MARYSVILLE 1103 | 152011103 | 13.969 | 11.9767 | 0 | 0 | 11.9767 | 1.9923 | Consolidated Risk Score d: Non-HFTD; Consolidated Risk Score e: 18.4; Consolidated Risk Score f: 0.089; Consolidated Risk Score g: 0
| MARYSVILLE 1104 | 152011104 | 6.0914 | 5.5874 | 0 | 0 | 5.5874 | 0.50408 | Consolidated Risk Score d: Non-HFTD; Consolidated Risk Score e: 1.6; Consolidated Risk Score f: 0.028; Consolidated Risk Score g: 0.431
| MARYSVILLE 1105 | 152011105 | 14.5973 | 8.5975 | 0 | 0 | 8.5975 | 5.9998 | Consolidated Risk Score d: Non-HFTD; Consolidated Risk Score e: 324.3; Consolidated Risk Score f: 2.137; Consolidated Risk Score g: 1.001
| MARYSVILLE 1106 | 152011106 | 7.6401 | 3.5357 | 0 | 0 | 3.5357 | 4.1044 | Consolidated Risk Score d: Non-HFTD; Consolidated Risk Score e: 2.4; Consolidated Risk Score f: 0.018; Consolidated Risk Score g: 3.75
| MARYSVILLE 1107 | 152011107 | 14.3168 | 8.5157 | 0 | 0 | 8.5157 | 5.8011 | Consolidated Risk Score d: Non-HFTD; Consolidated Risk Score e: 74.1; Consolidated Risk Score f: 1.151; Consolidated Risk Score g: 0.999
| MARYSVILLE 1108 | 152011108 | 57.5567 | 51.5981 | 0 | 0 | 51.5981 | 5.9587 | Consolidated Risk Score d: Non-HFTD; Consolidated Risk Score e: 513.6; Consolidated Risk Score f: 1.204; Consolidated Risk Score g: 2.36
| GRASS VALLEY 1101 | 152031101 | 24.045 | 18.7895 | 2.3106 | 13.7554 | 2.7236 | 5.2555 | Consolidated Risk Score d: Non-HFTD; Consolidated Risk Score e: 49; Consolidated Risk Score f: 0.13; Consolidated Risk Score g: 0.014
| GRASS VALLEY 1102 | 152031102 | 8.9476 | 5.7929 | 0 | 0.062035 | 5.7308 | 3.1548 | Consolidated Risk Score d: Non-HFTD; Consolidated Risk Score e: 8.3; Consolidated Risk Score f: 0.026; Consolidated Risk Score g: 0
| GRASS VALLEY 1103 | 152031103 | 93.547 | 87.807 | 0 | 86.1644 | 1.6426 | 5.74 | Consolidated Risk Score d: Non-HFTD; Consolidated Risk Score e: 322.7; Consolidated Risk Score f: 2.236; Consolidated Risk Score g: 0
| ROCKLIN 1101 | 152061101 | 17.3416 | 5.1895 | 0 | 0 | 5.1895 | 12.1521 | Consolidated Risk Score d: Non-HFTD; Consolidated Risk Score e: 200.7; Consolidated Risk Score f: 1.997; Consolidated Risk Score g: 0.906
| ROCKLIN 1102 | 152061102 | 29.4494 | 18.8544 | 0 | 0 | 18.8544 | 10.595 | Consolidated Risk Score d: Non-HFTD; Consolidated Risk Score e: 109.5; Consolidated Risk Score f: 0.377; Consolidated Risk Score g: 0
| ROCKLIN 1103 | 152061103 | 12.483 | 5.0867 | 0 | 0 | 5.0867 | 7.3963 | Consolidated Risk Score d: Non-HFTD; Consolidated Risk Score e: 0.8; Consolidated Risk Score f: 0.011; Consolidated Risk Score g: 0
| ROCKLIN 1104 | 152061104 | 6.8175 | 3.2956 | 0 | 0 | 3.2956 | 3.5218 | Consolidated Risk Score d: Non-HFTD; Consolidated Risk Score e: 2; Consolidated Risk Score f: 0.013; Consolidated Risk Score g: 1
| ALLEGHANY 1101 | 152101101 | 79.2636 | 77.4453 | 32.4712 | 26.9929 | 10.8597 | 1.8183 | Consolidated Risk Score d: Non-HFTD; Consolidated Risk Score e: 2686.8; Consolidated Risk Score f: 4.531; Consolidated Risk Score g: 1.736
| ALLEGHANY 1102 | 152101102 | 18.6323 | 18.0549 | 18.0549 | 0 | 0 | 0.57734 | Consolidated Risk Score d: Non-HFTD; Consolidated Risk Score e: 5529.3; Consolidated Risk Score f: 4.661; Consolidated Risk Score g: 2.721
| BARRY 1101 | 152111101 | 34.8957 | 32.0195 | 0 | 0 | 32.0195 | 2.8762 | Consolidated Risk Score d: Non-HFTD; Consolidated Risk Score e: 417.8; Consolidated Risk Score f: 2.487; Consolidated Risk Score g: 1
| BARRY 1102 | 152111102 | 17.9971 | 17.7128 | 0 | 0 | 17.7128 | 0.28433 | Consolidated Risk Score d: Non-HFTD; Consolidated Risk Score e: 616.8; Consolidated Risk Score f: 3.118; Consolidated Risk Score g: 0
| BARRY 1103 | 152111103 | 33.4637 | 33.0617 | 0 | 0 | 33.0617 | 0.40201 | Consolidated Risk Score d: Non-HFTD; Consolidated Risk Score e: 193.3; Consolidated Risk Score f: 1.633; Consolidated Risk Score g: 1.314
| EAST NICOLAUS 1101 | 152151101 | 69.2036 | 68.808 | 0 | 0 | 68.808 | 0.39558 | Consolidated Risk Score d: Non-HFTD; Consolidated Risk Score e: 32.3; Consolidated Risk Score f: 0.47; Consolidated Risk Score g: 0
| EAST NICOLAUS 1102 | 152151102 | 59.7243 | 58.8489 | 0 | 0 | 58.8489 | 0.87535 | Consolidated Risk Score d: Non-HFTD; Consolidated Risk Score e: 159.1; Consolidated Risk Score f: 1.738; Consolidated Risk Score g: 2.902
| EAST NICOLAUS 1103 | 152151103 | 118.035 | 117.122 | 0 | 0 | 117.122 | 0.91301 | Consolidated Risk Score d: Non-HFTD; Consolidated Risk Score e: 372.8; Consolidated Risk Score f: 4.991; Consolidated Risk Score g: 1.067
| AUBURN 1101 | 152161101 | 6.0209 | 4.9484 | 0 | 3.1625 | 1.7859 | 1.0724 | Consolidated Risk Score d: Non-HFTD; Consolidated Risk Score e: 0; Consolidated Risk Score f: 0; Consolidated Risk Score g: 0
| AUBURN 1102 | 152161102 | 12.1055 | 8.9295 | 0 | 2.9691 | 5.9605 | 3.176 | Consolidated Risk Score d: Non-HFTD; Consolidated Risk Score e: 16.4; Consolidated Risk Score f: 0.138; Consolidated Risk Score g: 0
| FORESTHILL 1101 | 152181101 | 78.3334 | 64.9199 | 64.569 | 0.35097 | 0 | 13.4135 | Consolidated Risk Score d: Non-HFTD; Consolidated Risk Score e: 2866.2; Consolidated Risk Score f: 3.402; Consolidated Risk Score g: 0.21
| FORESTHILL 1102 | 152181102 | 34.4855 | 29.52 | 21.7539 | 7.7661 | 0 | 4.9655 | Consolidated Risk Score d: Non-HFTD; Consolidated Risk Score e: 694; Consolidated Risk Score f: 2.934; Consolidated Risk Score g: 0
| PIKE CITY 1101 | 152201101 | 35.2748 | 34.0516 | 34.0516 | 0 | 0 | 1.2232 | Consolidated Risk Score d: Non-HFTD; Consolidated Risk Score e: 10954.8; Consolidated Risk Score f: 1.358; Consolidated Risk Score g: 0.998
| PIKE CITY 1102 | 152201102 | 9.5168 | 9.5168 | 9.5168 | 0 | 0 | 0 | Consolidated Risk Score d: Non-HFTD; Consolidated Risk Score e: 15064.2; Consolidated Risk Score f: 2.111; Consolidated Risk Score g: 0
| HALSEY 1101 | 152241101 | 84.3729 | 68.6653 | 0 | 68.6619 | 0.0034033 | 15.7076 | Consolidated Risk Score d: Non-HFTD; Consolidated Risk Score e: 111; Consolidated Risk Score f: 1.053; Consolidated Risk Score g: 0.465
| HALSEY 1102 | 152241102 | 73.2731 | 68.0476 | 0 | 57.9117 | 10.1359 | 5.2255 | Consolidated Risk Score d: Non-HFTD; Consolidated Risk Score e: 826.2; Consolidated Risk Score f: 2.933; Consolidated Risk Score g: 1.196
| SPAULDING 1101 | 152251101 | 25.8723 | 24.1271 | 1.1904 | 19.3122 | 3.2507 | 1.7452 | Consolidated Risk Score d: Non-HFTD; Consolidated Risk Score e: 1783.5; Consolidated Risk Score f: 4.018; Consolidated Risk Score g: 1.232
| DIAMOND SPRINGS 1103 | 152261103 | 57.6215 | 51.2491 | 10.1946 | 22.2951 | 18.7594 | 6.3724 | Consolidated Risk Score d: Non-HFTD; Consolidated Risk Score e: 59.6; Consolidated Risk Score f: 0.429; Consolidated Risk Score g: 0
| DIAMOND SPRINGS 1104 | 152261104 | 22.4731 | 18.1108 | 7.5046 | 4.9136 | 5.6927 | 4.3623 | Consolidated Risk Score d: Non-HFTD; Consolidated Risk Score e: 35.8; Consolidated Risk Score f: 0.294; Consolidated Risk Score g: 0
| DIAMOND SPRINGS 1105 | 152261105 | 140.947 | 133.5195 | 76.057 | 49.038 | 8.4244 | 7.4275 | Consolidated Risk Score d: Non-HFTD; Consolidated Risk Score e: 51.7; Consolidated Risk Score f: 0.665; Consolidated Risk Score g: 0.716
| DIAMOND SPRINGS 1106 | 152261106 | 133.6339 | 122.3874 | 0 | 111.4832 | 10.9042 | 11.2465 | Consolidated Risk Score d: Non-HFTD; Consolidated Risk Score e: 192.8; Consolidated Risk Score f: 0.685; Consolidated Risk Score g: 0
| DIAMOND SPRINGS 1107 | 152261107 | 73.9439 | 58.9662 | 34.2915 | 18.0662 | 6.6085 | 14.9777 | Consolidated Risk Score d: Non-HFTD; Consolidated Risk Score e: 59.7; Consolidated Risk Score f: 1.114; Consolidated Risk Score g: 0.506
| WISE 1101 | 152271101 | 23.9662 | 13.4791 | 0 | 5.6633 | 7.8158 | 10.4871 | Consolidated Risk Score d: Non-HFTD; Consolidated Risk Score e: 591.2; Consolidated Risk Score f: 1.049; Consolidated Risk Score g: 0
| WISE 1102 | 152271102 | 126.4556 | 119.5158 | 0 | 114.0261 | 5.4897 | 6.9398 | Consolidated Risk Score d: Non-HFTD; Consolidated Risk Score e: 503.7; Consolidated Risk Score f: 2.934; Consolidated Risk Score g: 0.762
| MOUNTAIN QUARRIES 2101 | 152282101 | 237.5955 | 224.7069 | 22.9153 | 200.8811 | 0.91051 | 12.8886 | Consolidated Risk Score d: Non-HFTD; Consolidated Risk Score e: 944.1; Consolidated Risk Score f: 1.779; Consolidated Risk Score g: 1.96
| TAMARACK 1101 | 152291101 | 19.8584 | 19.5098 | 0 | 18.6198 | 0.75557 | 0.34862 | Consolidated Risk Score d: Non-HFTD; Consolidated Risk Score e: 101.4; Consolidated Risk Score f: 0.363; Consolidated Risk Score g: 0
| TAMARACK 1102 | 152291102 | 7.9901 | 7.9241 | 0 | 0 | 7.5135 | 0.065957 | Consolidated Risk Score d: Non-HFTD; Consolidated Risk Score e: 131.9; Consolidated Risk Score f: 0.813; Consolidated Risk Score g: 0
| BONNIE NOOK 1101 | 152301101 | 25.4873 | 24.2574 | 24.2574 | 0 | 0 | 1.2299 | Consolidated Risk Score d: Non-HFTD; Consolidated Risk Score e: 4864.9; Consolidated Risk Score f: 2.114; Consolidated Risk Score g: 0.288
| BONNIE NOOK 1102 | 152301102 | 39.2478 | 33.9932 | 33.9932 | 0 | 0 | 5.2546 | Consolidated Risk Score d: Non-HFTD; Consolidated Risk Score e: 5332.7; Consolidated Risk Score f: 2.019; Consolidated Risk Score g: 0
| DRUM 1101 | 152321101 | 18.9342 | 18.3622 | 18.3216 | 0.040693 | 0 | 0.57199 | Consolidated Risk Score d: Non-HFTD; Consolidated Risk Score e: 4444.6; Consolidated Risk Score f: 4.573; Consolidated Risk Score g: 0.472
| EAST MARYSVILLE 1105 | 152331105 | 47.4968 | 39.3015 | 0 | 0 | 39.3015 | 8.1953 | Consolidated Risk Score d: Non-HFTD; Consolidated Risk Score e: 23.3; Consolidated Risk Score f: 0.391; Consolidated Risk Score g: 5.571
| EAST MARYSVILLE 1107 | 152331107 | 11.9572 | 8.0071 | 0 | 0 | 8.0071 | 3.9502 | Consolidated Risk Score d: Non-HFTD; Consolidated Risk Score e: 171.2; Consolidated Risk Score f: 0.815; Consolidated Risk Score g: 1.996
| EAST MARYSVILLE 1108 | 152331108 | 69.4005 | 67.8919 | 0 | 0 | 67.8919 | 1.5086 | Consolidated Risk Score d: Non-HFTD; Consolidated Risk Score e: 250.7; Consolidated Risk Score f: 2.796; Consolidated Risk Score g: 8.778
| SHADY GLEN 1101 | 152431101 | 51.2289 | 46.0852 | 0.26733 | 39.6035 | 6.2143 | 5.1437 | Consolidated Risk Score d: Non-HFTD; Consolidated Risk Score e: 293.5; Consolidated Risk Score f: 1.289; Consolidated Risk Score g: 0.004
| SHADY GLEN 1102 | 152431102 | 45.9719 | 41.4361 | 13.6536 | 25.9957 | 1.7868 | 4.5358 | Consolidated Risk Score d: Non-HFTD; Consolidated Risk Score e: 2239.2; Consolidated Risk Score f: 1.247; Consolidated Risk Score g: 0.274
| PLEASANT GROVE 2103 | 152442103 | 37.5487 | 1.8847 | 0 | 0 | 1.8847 | 35.664 | Consolidated Risk Score d: Non-HFTD; Consolidated Risk Score e: 235.2; Consolidated Risk Score f: 0.974; Consolidated Risk Score g: 0
| PLEASANT GROVE 2104 | 152442104 | 43.5653 | 2.4266 | 0 | 0 | 2.4266 | 41.1387 | Consolidated Risk Score d: Non-HFTD; Consolidated Risk Score e: 174.4; Consolidated Risk Score f: 0.798; Consolidated Risk Score g: 1
| PLEASANT GROVE 2107 | 152442107 | 31.5092 | 0.016356 | 0 | 0 | 0.016356 | 31.4928 | Consolidated Risk Score d: Non-HFTD; Consolidated Risk Score e: 1.6; Consolidated Risk Score f: 0.036; Consolidated Risk Score g: 0.021
| PLEASANT GROVE 2108 | 152442108 | 52.5788 | 2.0984 | 0 | 0 | 2.0984 | 50.4804 | Consolidated Risk Score d: Non-HFTD; Consolidated Risk Score e: 85.7; Consolidated Risk Score f: 1; Consolidated Risk Score g: 0
| PLEASANT GROVE 2110 | 152442110 | 62.7268 | 34.8366 | 0 | 0 | 34.8366 | 27.8902 | Consolidated Risk Score d: Non-HFTD; Consolidated Risk Score e: 106.2; Consolidated Risk Score f: 1.137; Consolidated Risk Score g: 3.137
| PLACER 1101 | 152461101 | 11.1753 | 7.7213 | 0 | 1.2388 | 6.4825 | 3.454 | Consolidated Risk Score d: Non-HFTD; Consolidated Risk Score e: 41.4; Consolidated Risk Score f: 0.169; Consolidated Risk Score g: 0.999
| PLACER 1102 | 152461102 | 2.1672 | 2.1538 | 0 | 1.8837 | 0.27012 | 0.013368 | Consolidated Risk Score d: Non-HFTD; Consolidated Risk Score e: 162; Consolidated Risk Score f: 1; Consolidated Risk Score g: 0
| PLACER 1103 | 152461103 | 39.309 | 29.5545 | 0 | 12.0739 | 17.4806 | 9.7545 | Consolidated Risk Score d: Non-HFTD; Consolidated Risk Score e: 50.3; Consolidated Risk Score f: 0.141; Consolidated Risk Score g: 0.077
| PLACER 1104 | 152461104 | 23.0549 | 13.4964 | 0 | 0.52764 | 12.9687 | 9.5585 | Consolidated Risk Score d: Non-HFTD; Consolidated Risk Score e: 80.4; Consolidated Risk Score f: 0.546; Consolidated Risk Score g: 0
| COLUMBIA HILL 1101 | 152471101 | 96.5027 | 90.1783 | 72.6934 | 17.4849 | 0 | 6.3243 | Consolidated Risk Score d: Non-HFTD; Consolidated Risk Score e: 383.4; Consolidated Risk Score f: 1.355; Consolidated Risk Score g: 1.259
| BRUNSWICK 1102 | 152481102 | 63.5729 | 54.1332 | 46.8216 | 4.6949 | 2.6167 | 9.4396 | Consolidated Risk Score d: Non-HFTD; Consolidated Risk Score e: 1605.4; Consolidated Risk Score f: 0.892; Consolidated Risk Score g: 0.538
| BRUNSWICK 1103 | 152481103 | 74.2984 | 63.0205 | 39.0892 | 16.3755 | 7.5558 | 11.2779 | Consolidated Risk Score d: Non-HFTD; Consolidated Risk Score e: 508.5; Consolidated Risk Score f: 4.123; Consolidated Risk Score g: 0.686
| BRUNSWICK 1104 | 152481104 | 74.1769 | 58.1061 | 26.2838 | 29.8233 | 1.999 | 16.0708 | Consolidated Risk Score d: Non-HFTD; Consolidated Risk Score e: 361.5; Consolidated Risk Score f: 1.279; Consolidated Risk Score g: 0.187
| BRUNSWICK 1105 | 152481105 | 151.5888 | 122.2253 | 116.2667 | 5.6935 | 0.26514 | 29.3635 | Consolidated Risk Score d: Non-HFTD; Consolidated Risk Score e: 3436.2; Consolidated Risk Score f: 1.566; Consolidated Risk Score g: 1.342
| BRUNSWICK 1106 | 152481106 | 193.7445 | 184.0131 | 121.2005 | 50.5972 | 12.2154 | 9.7314 | Consolidated Risk Score d: Non-HFTD; Consolidated Risk Score e: 713.2; Consolidated Risk Score f: 3.362; Consolidated Risk Score g: 1.68
| BRUNSWICK 1107 | 152481107 | 23.5672 | 19.4768 | 3.1612 | 5.6648 | 10.6508 | 4.0903 | Consolidated Risk Score d: Non-HFTD; Consolidated Risk Score e: 3.9; Consolidated Risk Score f: 0.02; Consolidated Risk Score g: 0.041
| BRUNSWICK 1110 | 152481110 | 48.4517 | 32.9577 | 0 | 22.7843 | 10.1734 | 15.494 | Consolidated Risk Score d: Non-HFTD; Consolidated Risk Score e: 57.9; Consolidated Risk Score f: 1.817; Consolidated Risk Score g: 1.055
| WEIMAR 1101 | 152491101 | 78.1815 | 74.4328 | 0 | 74.4328 | 0 | 3.7487 | Consolidated Risk Score d: Non-HFTD; Consolidated Risk Score e: 265.5; Consolidated Risk Score f: 1.747; Consolidated Risk Score g: 0.552
| WEIMAR 1102 | 152491102 | 29.3338 | 28.2673 | 0 | 28.2673 | 0 | 1.0665 | Consolidated Risk Score d: Non-HFTD; Consolidated Risk Score e: 126.3; Consolidated Risk Score f: 0.997; Consolidated Risk Score g: 0
| FLINT 1101 | 152531101 | 32.8082 | 18.3163 | 0 | 6.2548 | 12.0615 | 14.492 | Consolidated Risk Score d: Non-HFTD; Consolidated Risk Score e: 7.2; Consolidated Risk Score f: 0.095; Consolidated Risk Score g: 0.092
| FLINT 1102 | 152531102 | 0.072455 | 0.072455 | 0 | 0.072455 | 0 | 0 | Consolidated Risk Score d: Non-HFTD; Consolidated Risk Score e: 7.2; Consolidated Risk Score f: 0.095; Consolidated Risk Score g: 0.092
| PENRYN 1103 | 152561103 | 84.4524 | 79.1089 | 0 | 66.2418 | 12.8671 | 5.3435 | Consolidated Risk Score d: Non-HFTD; Consolidated Risk Score e: 30.9; Consolidated Risk Score f: 0.204; Consolidated Risk Score g: 0.216
| PENRYN 1105 | 152561105 | 95.3745 | 92.5033 | 0 | 35.1857 | 57.3175 | 2.8713 | Consolidated Risk Score d: Non-HFTD; Consolidated Risk Score e: 128.4; Consolidated Risk Score f: 0.981; Consolidated Risk Score g: 1.311
| PENRYN 1106 | 152561106 | 36.544 | 26.1049 | 0 | 0.96961 | 25.1353 | 10.4391 | Consolidated Risk Score d: Non-HFTD; Consolidated Risk Score e: 47.5; Consolidated Risk Score f: 0.362; Consolidated Risk Score g: 0.415
| PENRYN 1107 | 152561107 | 102.3628 | 84.2704 | 0 | 36.2366 | 48.0338 | 18.0924 | Consolidated Risk Score d: Non-HFTD; Consolidated Risk Score e: 127.7; Consolidated Risk Score f: 0.556; Consolidated Risk Score g: 0
| HORSESHOE 1101 | 152571101 | 50.3949 | 36.3749 | 0 | 4.9437 | 31.4312 | 14.02 | Consolidated Risk Score d: Non-HFTD; Consolidated Risk Score e: 61; Consolidated Risk Score f: 1.219; Consolidated Risk Score g: 1.266
| HORSESHOE 1102 | 152571102 | 30.0288 | 14.8656 | 0 | 0 | 14.8656 | 15.1632 | Consolidated Risk Score d: Non-HFTD; Consolidated Risk Score e: 9.3; Consolidated Risk Score f: 0.067; Consolidated Risk Score g: 0
| HORSESHOE 1103 | 152571103 | 26.3065 | 5.3598 | 0 | 0 | 5.3598 | 20.9467 | Consolidated Risk Score d: Non-HFTD; Consolidated Risk Score e: 6.7; Consolidated Risk Score f: 0.06; Consolidated Risk Score g: 0
| HORSESHOE 1104 | 152571104 | 22.8724 | 11.662 | 0 | 1.9726 | 9.6894 | 11.2104 | Consolidated Risk Score d: Non-HFTD; Consolidated Risk Score e: 0; Consolidated Risk Score f: 0.002; Consolidated Risk Score g: 2.464
| HORSESHOE 1105 | 152571105 | 23.6198 | 2.2654 | 0 | 0 | 2.2654 | 21.3544 | Consolidated Risk Score d: Non-HFTD; Consolidated Risk Score e: 35.2; Consolidated Risk Score f: 0.753; Consolidated Risk Score g: 1.093
| HORSESHOE 1106 | 152571106 | 35.7324 | 15.2932 | 0 | 0 | 15.2932 | 20.4392 | Consolidated Risk Score d: Non-HFTD; Consolidated Risk Score e: 7.5; Consolidated Risk Score f: 0.051; Consolidated Risk Score g: 0
| DEL MAR 1103 | 152581103 | 19.4477 | 13.0051 | 0 | 0 | 13.0051 | 6.4426 | Consolidated Risk Score d: Non-HFTD; Consolidated Risk Score e: 6.8; Consolidated Risk Score f: 0.054; Consolidated Risk Score g: 1.833
| DEL MAR 1104 | 152581104 | 5.509 | 0.0034561 | 0 | 0 | 0.0034561 | 5.5056 | Consolidated Risk Score d: Non-HFTD; Consolidated Risk Score e: 0; Consolidated Risk Score f: 0; Consolidated Risk Score g: 0
| DEL MAR 2105 | 152582105 | 34.447 | 13.8438 | 0 | 0 | 13.8438 | 20.6033 | Consolidated Risk Score d: Non-HFTD; Consolidated Risk Score e: 93.2; Consolidated Risk Score f: 1.257; Consolidated Risk Score g: 1.946
| DEL MAR 2106 | 152582106 | 36.7653 | 3.4605 | 0 | 0 | 3.4605 | 33.3048 | Consolidated Risk Score d: Non-HFTD; Consolidated Risk Score e: 640.2; Consolidated Risk Score f: 4.71; Consolidated Risk Score g: 1.972
| DEL MAR 2109 | 152582109 | 68.1887 | 7.226 | 0 | 2.0313 | 5.1947 | 60.9627 | Consolidated Risk Score d: Non-HFTD; Consolidated Risk Score e: 29.8; Consolidated Risk Score f: 1.04; Consolidated Risk Score g: 0
| DEL MAR 2110 | 152582110 | 47.2374 | 2.3186 | 0 | 0 | 2.3186 | 44.9189 | Consolidated Risk Score d: Non-HFTD; Consolidated Risk Score e: 12.3; Consolidated Risk Score f: 0.041; Consolidated Risk Score g: 0.036
| SUMMIT 1101 | 152591101 | 22.493 | 15.1722 | 0 | 7.1902 | 5.9655 | 7.3208 | Consolidated Risk Score d: Non-HFTD; Consolidated Risk Score e: 117.9; Consolidated Risk Score f: 0.272; Consolidated Risk Score g: 0.38
| SUMMIT 1102 | 152591102 | 13.2991 | 5.0221 | 0 | 5.0221 | 0 | 8.2771 | Consolidated Risk Score d: Non-HFTD; Consolidated Risk Score e: 222.3; Consolidated Risk Score f: 1.442; Consolidated Risk Score g: 0
| HIGGINS 1103 | 152691103 | 83.3117 | 79.6284 | 0 | 74.7678 | 4.8606 | 3.6834 | Consolidated Risk Score d: Non-HFTD; Consolidated Risk Score e: 497.1; Consolidated Risk Score f: 3.118; Consolidated Risk Score g: 0
| HIGGINS 1104 | 152691104 | 85.1178 | 84.2633 | 0 | 71.4841 | 12.7792 | 0.85453 | Consolidated Risk Score d: Non-HFTD; Consolidated Risk Score e: 75.6; Consolidated Risk Score f: 0.254; Consolidated Risk Score g: 0.087
| HIGGINS 1107 | 152691107 | 36.5437 | 32.513 | 0 | 17.8519 | 14.6611 | 4.0307 | Consolidated Risk Score d: Non-HFTD; Consolidated Risk Score e: 63.8; Consolidated Risk Score f: 0.241; Consolidated Risk Score g: 0
| HIGGINS 1108 | 152691108 | 0.02041 | 0.02041 | 0 | 0 | 0.02041 | 0 | Consolidated Risk Score d: Non-HFTD; Consolidated Risk Score e: 63.8; Consolidated Risk Score f: 0.241; Consolidated Risk Score g: 0
| HIGGINS 1109 | 152691109 | 146.4516 | 141.3373 | 0 | 140.7561 | 0.5812 | 5.1143 | Consolidated Risk Score d: Non-HFTD; Consolidated Risk Score e: 235; Consolidated Risk Score f: 1.334; Consolidated Risk Score g: 0.763
| HIGGINS 1110 | 152691110 | 64.0477 | 57.6841 | 0 | 49.358 | 8.3261 | 6.3636 | Consolidated Risk Score d: Non-HFTD; Consolidated Risk Score e: 192; Consolidated Risk Score f: 0.753; Consolidated Risk Score g: 0.057
| BELL 1107 | 152701107 | 61.9483 | 50.4404 | 0 | 42.6131 | 7.8272 | 11.508 | Consolidated Risk Score d: Non-HFTD; Consolidated Risk Score e: 72.1; Consolidated Risk Score f: 0.394; Consolidated Risk Score g: 1.146
| BELL 1108 | 152701108 | 98.0847 | 80.7912 | 0 | 65.6412 | 15.15 | 17.2935 | Consolidated Risk Score d: Non-HFTD; Consolidated Risk Score e: 372.1; Consolidated Risk Score f: 4.298; Consolidated Risk Score g: 0.023
| BELL 1109 | 152701109 | 26.6918 | 18.1656 | 0 | 14.0315 | 4.1341 | 8.5263 | Consolidated Risk Score d: Non-HFTD; Consolidated Risk Score e: 87; Consolidated Risk Score f: 0.486; Consolidated Risk Score g: 0
| BELL 1110 | 152701110 | 24.6924 | 11.2811 | 0 | 0.14876 | 11.1323 | 13.4113 | Consolidated Risk Score d: Non-HFTD; Consolidated Risk Score e: 60.7; Consolidated Risk Score f: 0.947; Consolidated Risk Score g: 1.001
| EL DORADO PH 2101 | 152762101 | 175.1749 | 166.6819 | 130.6861 | 25.4824 | 9.7787 | 8.493 | Consolidated Risk Score d: Non-HFTD; Consolidated Risk Score e: 4293.5; Consolidated Risk Score f: 6.364; Consolidated Risk Score g: 11.324
| EL DORADO PH 2102 | 152762102 | 36.3742 | 34.185 | 34.185 | 0 | 0 | 2.1892 | Consolidated Risk Score d: Non-HFTD; Consolidated Risk Score e: 1941.5; Consolidated Risk Score f: 7.913; Consolidated Risk Score g: 8.98
| WHEATLAND 1101 | 152811101 | 0.0034831 | 0.0034831 | 0 | 0 | 0.0034831 | 0 | Consolidated Risk Score d: Non-HFTD; Consolidated Risk Score e: 1941.5; Consolidated Risk Score f: 7.913; Consolidated Risk Score g: 8.98
| WHEATLAND 1102 | 152811102 | 37.0684 | 30.3568 | 0 | 0 | 30.3568 | 6.7115 | Consolidated Risk Score d: Non-HFTD; Consolidated Risk Score e: 38.6; Consolidated Risk Score f: 0.149; Consolidated Risk Score g: 1.14
| WHEATLAND 1104 | 152811104 | 115.1839 | 114.3896 | 0 | 0 | 114.3896 | 0.79433 | Consolidated Risk Score d: Non-HFTD; Consolidated Risk Score e: 129.1; Consolidated Risk Score f: 0.668; Consolidated Risk Score g: 2.41
| WHEATLAND 1105 | 152811105 | 76.902 | 75.2315 | 0 | 10.0381 | 65.1935 | 1.6704 | Consolidated Risk Score d: Non-HFTD; Consolidated Risk Score e: 122.4; Consolidated Risk Score f: 0.858; Consolidated Risk Score g: 1.005
| HARTER 1102 | 152851102 | 19.5497 | 4.3857 | 0 | 0 | 4.3857 | 15.164 | Consolidated Risk Score d: Non-HFTD; Consolidated Risk Score e: 3.5; Consolidated Risk Score f: 0.077; Consolidated Risk Score g: 1
| HARTER 1104 | 152851104 | 14.7485 | 7.2314 | 0 | 0 | 7.2314 | 7.5171 | Consolidated Risk Score d: Non-HFTD; Consolidated Risk Score e: 157.6; Consolidated Risk Score f: 1.155; Consolidated Risk Score g: 3.31
| HARTER 1105 | 152851105 | 37.1917 | 23.5242 | 0 | 0 | 23.5242 | 13.6676 | Consolidated Risk Score d: Non-HFTD; Consolidated Risk Score e: 8.6; Consolidated Risk Score f: 0.039; Consolidated Risk Score g: 2.358
| HARTER 1106 | 152851106 | 11.4826 | 2.1179 | 0 | 0 | 2.1179 | 9.3647 | Consolidated Risk Score d: Non-HFTD; Consolidated Risk Score e: 1; Consolidated Risk Score f: 0.001; Consolidated Risk Score g: 4.514
| HARTER 1107 | 152851107 | 17.0856 | 10.2391 | 0 | 0 | 10.2391 | 6.8464 | Consolidated Risk Score d: Non-HFTD; Consolidated Risk Score e: 168.2; Consolidated Risk Score f: 1.274; Consolidated Risk Score g: 3.913
| OLIVEHURST 1101 | 152901101 | 31.0157 | 22.0756 | 0 | 0 | 22.0756 | 8.9401 | Consolidated Risk Score d: Non-HFTD; Consolidated Risk Score e: 178.1; Consolidated Risk Score f: 0.88; Consolidated Risk Score g: 1.652
| OLIVEHURST 1102 | 152901102 | 10.7733 | 5.8221 | 0 | 0 | 5.8221 | 4.9512 | Consolidated Risk Score d: Non-HFTD; Consolidated Risk Score e: 33.3; Consolidated Risk Score f: 0.506; Consolidated Risk Score g: 3.049
| OLIVEHURST 1103 | 152901103 | 70.7583 | 52.1859 | 0 | 0 | 52.1859 | 18.5724 | Consolidated Risk Score d: Non-HFTD; Consolidated Risk Score e: 356.2; Consolidated Risk Score f: 2.669; Consolidated Risk Score g: 2.478
| OLIVEHURST 1104 | 152901104 | 19.3 | 11.4323 | 0 | 0 | 11.4323 | 7.8677 | Consolidated Risk Score d: Non-HFTD; Consolidated Risk Score e: 241.2; Consolidated Risk Score f: 2.182; Consolidated Risk Score g: 3.608
| OLIVEHURST 1105 | 152901105 | 59.6281 | 54.0398 | 0 | 0 | 54.0398 | 5.5883 | Consolidated Risk Score d: Non-HFTD; Consolidated Risk Score e: 46.1; Consolidated Risk Score f: 0.232; Consolidated Risk Score g: 3.427
| BROWNS VALLEY 1101 | 152921101 | 66.0617 | 65.8343 | 0 | 43.7697 | 22.0646 | 0.22734 | Consolidated Risk Score d: Non-HFTD; Consolidated Risk Score e: 21.6; Consolidated Risk Score f: 0.224; Consolidated Risk Score g: 2.934
| PLACERVILLE 1109 | 153081109 | 13.2473 | 11.0491 | 0 | 10.7654 | 0.28372 | 2.1982 | Consolidated Risk Score d: Non-HFTD; Consolidated Risk Score e: 39.3; Consolidated Risk Score f: 0.315; Consolidated Risk Score g: 0
| PLACERVILLE 1110 | 153081110 | 39.4149 | 34.4524 | 0.80098 | 32.6605 | 0.99089 | 4.9626 | Consolidated Risk Score d: Non-HFTD; Consolidated Risk Score e: 260.1; Consolidated Risk Score f: 3.168; Consolidated Risk Score g: 0.044
| PLACERVILLE 1111 | 153081111 | 23.1334 | 18.814 | 0 | 15.5199 | 3.2942 | 4.3193 | Consolidated Risk Score d: Non-HFTD; Consolidated Risk Score e: 53.1; Consolidated Risk Score f: 0.631; Consolidated Risk Score g: 0
| PLACERVILLE 1112 | 153081112 | 37.0079 | 29.7456 | 0 | 27.5284 | 2.2173 | 7.2622 | Consolidated Risk Score d: Non-HFTD; Consolidated Risk Score e: 51.4; Consolidated Risk Score f: 0.471; Consolidated Risk Score g: 0
| PLACERVILLE 2106 | 153082106 | 288.9468 | 274.3571 | 180.2814 | 93.8148 | 0.26095 | 14.5897 | Consolidated Risk Score d: Non-HFTD; Consolidated Risk Score e: 1425; Consolidated Risk Score f: 3.615; Consolidated Risk Score g: 4.428
| NARROWS PH 1151 | 153131151 | 0.17833 | 0.17833 | 0 | 0.17833 | 0 | 0 | Consolidated Risk Score d: Non-HFTD; Consolidated Risk Score e: 1425; Consolidated Risk Score f: 3.615; Consolidated Risk Score g: 4.428
| NARROWS 2101 | 153132101 | 62.8632 | 61.4737 | 0 | 61.4737 | 0 | 1.3894 | Consolidated Risk Score d: Non-HFTD; Consolidated Risk Score e: 2.4; Consolidated Risk Score f: 0.011; Consolidated Risk Score g: 0
| NARROWS 2102 | 153132102 | 122.5592 | 117.6208 | 0 | 93.5567 | 24.0641 | 4.9384 | Consolidated Risk Score d: Non-HFTD; Consolidated Risk Score e: 201.2; Consolidated Risk Score f: 2.889; Consolidated Risk Score g: 0.788
| NARROWS 2104 | 153132104 | 0.028059 | 0.0028409 | 0 | 0.0028409 | 0 | 0.025218 | Consolidated Risk Score d: Non-HFTD; Consolidated Risk Score e: 201.2; Consolidated Risk Score f: 2.889; Consolidated Risk Score g: 0.788
| NARROWS 2105 | 153132105 | 201.8995 | 196.5547 | 0 | 176.9934 | 19.5613 | 5.3448 | Consolidated Risk Score d: Non-HFTD; Consolidated Risk Score e: 347.6; Consolidated Risk Score f: 1.804; Consolidated Risk Score g: 0.249
| CLARKSVILLE 2103 | 153612103 | 94.4982 | 50.4294 | 19.6423 | 10.6274 | 20.1598 | 44.0687 | Consolidated Risk Score d: Non-HFTD; Consolidated Risk Score e: 148.5; Consolidated Risk Score f: 1.155; Consolidated Risk Score g: 0
| CLARKSVILLE 2104 | 153612104 | 111.4297 | 76.6759 | 42.0987 | 21.9411 | 12.636 | 34.7538 | Consolidated Risk Score d: Non-HFTD; Consolidated Risk Score e: 53.2; Consolidated Risk Score f: 0.409; Consolidated Risk Score g: 0.109
| CLARKSVILLE 2105 | 153612105 | 75.5341 | 13.4028 | 5.8848 | 4.6529 | 2.8652 | 62.1313 | Consolidated Risk Score d: Non-HFTD; Consolidated Risk Score e: 132; Consolidated Risk Score f: 1.458; Consolidated Risk Score g: 1.033
| CLARKSVILLE 2106 | 153612106 | 69.8495 | 2.2018 | 0 | 0.4727 | 1.7291 | 67.6477 | Consolidated Risk Score d: Non-HFTD; Consolidated Risk Score e: 94.5; Consolidated Risk Score f: 0.837; Consolidated Risk Score g: 0
| CLARKSVILLE 2109 | 153612109 | 55.4151 | 12.3545 | 1.9833 | 2.0126 | 8.3585 | 43.0607 | Consolidated Risk Score d: Non-HFTD; Consolidated Risk Score e: 155; Consolidated Risk Score f: 1.696; Consolidated Risk Score g: 0
| CLARKSVILLE 2110 | 153612110 | 59.3909 | 7.0354 | 0 | 0 | 7.0354 | 52.3555 | Consolidated Risk Score d: Non-HFTD; Consolidated Risk Score e: 84; Consolidated Risk Score f: 1.198; Consolidated Risk Score g: 0.07
| SHINGLE SPRINGS 1103 | 153651103 | 23.8546 | 13.7189 | 4.6266 | 3.1703 | 5.922 | 10.1357 | Consolidated Risk Score d: Non-HFTD; Consolidated Risk Score e: 14.7; Consolidated Risk Score f: 0.164; Consolidated Risk Score g: 2.29
| SHINGLE SPRINGS 1104 | 153651104 | 61.7298 | 60.1868 | 37.1168 | 6.8109 | 16.2591 | 1.543 | Consolidated Risk Score d: Non-HFTD; Consolidated Risk Score e: 352; Consolidated Risk Score f: 1.91; Consolidated Risk Score g: 0
| SHINGLE SPRINGS 2105 | 153652105 | 61.6186 | 32.9175 | 26.2258 | 4.3728 | 2.3189 | 28.7011 | Consolidated Risk Score d: Non-HFTD; Consolidated Risk Score e: 29.9; Consolidated Risk Score f: 0.137; Consolidated Risk Score g: 2.456
| SHINGLE SPRINGS 2108 | 153652108 | 42.0468 | 29.79 | 7.4919 | 7.7181 | 14.5801 | 12.2567 | Consolidated Risk Score d: Non-HFTD; Consolidated Risk Score e: 253.5; Consolidated Risk Score f: 2.211; Consolidated Risk Score g: 1.672
| SHINGLE SPRINGS 2109 | 153652109 | 221.5874 | 213.6138 | 109.3362 | 103.6267 | 0.65089 | 7.9736 | Consolidated Risk Score d: Non-HFTD; Consolidated Risk Score e: 408.9; Consolidated Risk Score f: 3.255; Consolidated Risk Score g: 1.621
| SHINGLE SPRINGS 2110 | 153652110 | 70.0526 | 65.1931 | 55.4739 | 7.3704 | 2.3488 | 4.8595 | Consolidated Risk Score d: Non-HFTD; Consolidated Risk Score e: 192.8; Consolidated Risk Score f: 0.655; Consolidated Risk Score g: 0
| APPLE HILL 1103 | 153661103 | 66.3926 | 60.2876 | 14.7614 | 35.5741 | 9.9521 | 6.105 | Consolidated Risk Score d: Non-HFTD; Consolidated Risk Score e: 1233.3; Consolidated Risk Score f: 3.196; Consolidated Risk Score g: 3.243
| APPLE HILL 1104 | 153661104 | 99.2143 | 95.6855 | 55.684 | 35.3888 | 4.6126 | 3.5288 | Consolidated Risk Score d: Non-HFTD; Consolidated Risk Score e: 5117.2; Consolidated Risk Score f: 3.402; Consolidated Risk Score g: 3.704
| APPLE HILL 2102 | 153662102 | 351.4632 | 345.9093 | 104.3532 | 228.8003 | 12.7558 | 5.5539 | Consolidated Risk Score d: Non-HFTD; Consolidated Risk Score e: 2390.8; Consolidated Risk Score f: 4.318; Consolidated Risk Score g: 7.796
| LINCOLN 1101 | 153701101 | 69.2491 | 52.5068 | 0 | 16.071 | 36.4358 | 16.7423 | Consolidated Risk Score d: Non-HFTD; Consolidated Risk Score e: 66.1; Consolidated Risk Score f: 0.55; Consolidated Risk Score g: 0.105
| LINCOLN 1102 | 153701102 | 32.339 | 10.0098 | 0 | 0 | 10.0098 | 22.3292 | Consolidated Risk Score d: Non-HFTD; Consolidated Risk Score e: 0; Consolidated Risk Score f: 0.003; Consolidated Risk Score g: 1.274
| LINCOLN 1104 | 153701104 | 139.4703 | 136.8206 | 0 | 33.255 | 103.5656 | 2.6497 | Consolidated Risk Score d: Non-HFTD; Consolidated Risk Score e: 339.8; Consolidated Risk Score f: 1.121; Consolidated Risk Score g: 0.146
| LINCOLN 1105 | 153701105 | 46.695 | 32.3514 | 0 | 0 | 32.3514 | 14.3436 | Consolidated Risk Score d: Non-HFTD; Consolidated Risk Score e: 138.3; Consolidated Risk Score f: 1.59; Consolidated Risk Score g: 1.977
| LINCOLN 2108 | 153702108 | 22.3264 | 1.8068 | 0 | 0 | 1.8068 | 20.5196 | Consolidated Risk Score d: Non-HFTD; Consolidated Risk Score e: 0.5; Consolidated Risk Score f: 0.005; Consolidated Risk Score g: 0.992
| LINCOLN 2109 | 153702109 | 37.2966 | 0.33649 | 0 | 0 | 0.33649 | 36.9601 | Consolidated Risk Score d: Non-HFTD; Consolidated Risk Score e: 0; Consolidated Risk Score f: 0; Consolidated Risk Score g: 0
| TUDOR 1101 | 153711101 | 31.8969 | 31.7193 | 0 | 0 | 31.7193 | 0.17764 | Consolidated Risk Score d: Non-HFTD; Consolidated Risk Score e: 91.8; Consolidated Risk Score f: 0.39; Consolidated Risk Score g: 0.293
| TUDOR 1102 | 153711102 | 23.3634 | 23.2414 | 0 | 0 | 23.2414 | 0.12196 | Consolidated Risk Score d: Non-HFTD; Consolidated Risk Score e: 4.7; Consolidated Risk Score f: 0.016; Consolidated Risk Score g: 0.143
| PLUMAS 1101 | 153731101 | 32.9685 | 32.3291 | 0 | 0 | 32.3291 | 0.63932 | Consolidated Risk Score d: Non-HFTD; Consolidated Risk Score e: 46.6; Consolidated Risk Score f: 0.647; Consolidated Risk Score g: 1.293
| PLUMAS 1102 | 153731102 | 12.418 | 5.6275 | 0 | 0 | 5.6275 | 6.7905 | Consolidated Risk Score d: Non-HFTD; Consolidated Risk Score e: 324.9; Consolidated Risk Score f: 0.961; Consolidated Risk Score g: 1
| PLUMAS 2106 | 153732106 | 51.0915 | 31.9572 | 0 | 0 | 31.9572 | 19.1344 | Consolidated Risk Score d: Non-HFTD; Consolidated Risk Score e: 18.6; Consolidated Risk Score f: 0.205; Consolidated Risk Score g: 1.12
| PLUMAS 2107 | 153732107 | 57.9611 | 39.7731 | 0 | 0 | 39.7731 | 18.1879 | Consolidated Risk Score d: Non-HFTD; Consolidated Risk Score e: 63.2; Consolidated Risk Score f: 1.055; Consolidated Risk Score g: 1.034
| DOBBINS 1101 | 153741101 | 85.4098 | 82.2096 | 26.9185 | 54.2742 | 1.0169 | 3.2002 | Consolidated Risk Score d: Non-HFTD; Consolidated Risk Score e: 115.2; Consolidated Risk Score f: 1.242; Consolidated Risk Score g: 1.221
| PEASE 1101 | 153751101 | 21.416 | 6.8117 | 0 | 0 | 6.8117 | 14.6043 | Consolidated Risk Score d: Non-HFTD; Consolidated Risk Score e: 1.2; Consolidated Risk Score f: 0.001; Consolidated Risk Score g: 0
| PEASE 1102 | 153751102 | 5.1524 | 3.9801 | 0 | 0 | 3.9801 | 1.1723 | Consolidated Risk Score d: Non-HFTD; Consolidated Risk Score e: 126.7; Consolidated Risk Score f: 1.204; Consolidated Risk Score g: 1
| PEASE 1103 | 153751103 | 98.9912 | 97.4918 | 0 | 0 | 97.4918 | 1.4994 | Consolidated Risk Score d: Non-HFTD; Consolidated Risk Score e: 213.1; Consolidated Risk Score f: 1.735; Consolidated Risk Score g: 0
| PEASE 1104 | 153751104 | 71.4392 | 62.4529 | 0 | 0 | 62.4529 | 8.9863 | Consolidated Risk Score d: Non-HFTD; Consolidated Risk Score e: 58.4; Consolidated Risk Score f: 1.203; Consolidated Risk Score g: 2.249
| PEASE 1105 | 153751105 | 24.2611 | 8.2708 | 0 | 0 | 8.2708 | 15.9903 | Consolidated Risk Score d: Non-HFTD; Consolidated Risk Score e: 15; Consolidated Risk Score f: 0.413; Consolidated Risk Score g: 0
| CATLETT 1101 | 153761101 | 0.025009 | 0.025009 | 0 | 0 | 0.025009 | 0 | Consolidated Risk Score d: Non-HFTD; Consolidated Risk Score e: 15; Consolidated Risk Score f: 0.413; Consolidated Risk Score g: 0
| CATLETT 1102 | 153761102 | 84.3217 | 83.4624 | 0 | 0 | 83.4624 | 0.85936 | Consolidated Risk Score d: Non-HFTD; Consolidated Risk Score e: 61.7; Consolidated Risk Score f: 0.543; Consolidated Risk Score g: 0.359
| CATLETT 1105 | 153761105 | 55.9816 | 54.144 | 0 | 0 | 54.144 | 1.8377 | Consolidated Risk Score d: Non-HFTD; Consolidated Risk Score e: 113.5; Consolidated Risk Score f: 0.764; Consolidated Risk Score g: 1.618
| LIVE OAK 1101 | 153771101 | 31.6585 | 25.1577 | 0 | 0 | 25.1577 | 6.5009 | Consolidated Risk Score d: Non-HFTD; Consolidated Risk Score e: 29.2; Consolidated Risk Score f: 0.901; Consolidated Risk Score g: 0.094
| LIVE OAK 1102 | 153771102 | 29.1119 | 25.8347 | 0 | 0 | 25.8347 | 3.2772 | Consolidated Risk Score d: Non-HFTD; Consolidated Risk Score e: 83.9; Consolidated Risk Score f: 0.432; Consolidated Risk Score g: 0
| LIVE OAK 1104 | 153771104 | 127.7459 | 115.5113 | 0 | 0 | 115.5113 | 12.2346 | Consolidated Risk Score d: Non-HFTD; Consolidated Risk Score e: 228.6; Consolidated Risk Score f: 2.379; Consolidated Risk Score g: 0.176
| BOGUE 1102 | 153781102 | 26.988 | 17.7188 | 0 | 0 | 17.7188 | 9.2692 | Consolidated Risk Score d: Non-HFTD; Consolidated Risk Score e: 183; Consolidated Risk Score f: 3.052; Consolidated Risk Score g: 0
| BOGUE 1103 | 153781103 | 25.6806 | 16.1691 | 0 | 0 | 16.1691 | 9.5116 | Consolidated Risk Score d: Non-HFTD; Consolidated Risk Score e: 34.4; Consolidated Risk Score f: 0.724; Consolidated Risk Score g: 4.128
| BOGUE 1104 | 153781104 | 24.0891 | 4.6246 | 0 | 0 | 4.6246 | 19.4646 | Consolidated Risk Score d: Non-HFTD; Consolidated Risk Score e: 32.9; Consolidated Risk Score f: 1.013; Consolidated Risk Score g: 0
| BOGUE 1105 | 153781105 | 34.3734 | 10.4555 | 0 | 0 | 10.4555 | 23.9178 | Consolidated Risk Score d: Non-HFTD; Consolidated Risk Score e: 14.1; Consolidated Risk Score f: 0.151; Consolidated Risk Score g: 1
| BOGUE 1106 | 153781106 | 69.6471 | 59.8823 | 0 | 0 | 59.8823 | 9.7648 | Consolidated Risk Score d: Non-HFTD; Consolidated Risk Score e: 97.3; Consolidated Risk Score f: 1.119; Consolidated Risk Score g: 0.65
| BOGUE 1107 | 153781107 | 21.6703 | 15.9041 | 0 | 0 | 15.9041 | 5.7662 | Consolidated Risk Score d: Non-HFTD; Consolidated Risk Score e: 49.7; Consolidated Risk Score f: 0.692; Consolidated Risk Score g: 0.981
| SMARTVILLE 1101 | 153791101 | 17.6956 | 16.3444 | 0 | 16.0702 | 0.27427 | 1.3512 | Consolidated Risk Score d: Non-HFTD; Consolidated Risk Score e: 14.5; Consolidated Risk Score f: 0.906; Consolidated Risk Score g: 0
| ECHO SUMMIT 1101 | 158031101 | 19.0092 | 14.8644 | 0 | 5.9498 | 8.8722 | 4.1448 | Consolidated Risk Score d: Non-HFTD; Consolidated Risk Score e: 2852.6; Consolidated Risk Score f: 5.418; Consolidated Risk Score g: 17.265
| TIGER CREEK 0201 | 161380201 | 3.7648 | 3.7648 | 1.7187 | 2.0461 | 0 | 0 | Consolidated Risk Score d: Non-HFTD; Consolidated Risk Score e: 47; Consolidated Risk Score f: 0.357; Consolidated Risk Score g: 0
| LINDEN 1101 | 162071101 | 36.612 | 34.8081 | 0 | 0 | 34.8081 | 1.8039 | Consolidated Risk Score d: Non-HFTD; Consolidated Risk Score e: 111; Consolidated Risk Score f: 1.116; Consolidated Risk Score g: 0
| LINDEN 1103 | 162071103 | 43.3558 | 41.4491 | 0 | 0 | 41.4491 | 1.9067 | Consolidated Risk Score d: Non-HFTD; Consolidated Risk Score e: 77.7; Consolidated Risk Score f: 0.506; Consolidated Risk Score g: 0.086
| LINDEN 1104 | 162071104 | 57.2759 | 56.0615 | 0 | 0 | 56.0615 | 1.2144 | Consolidated Risk Score d: Non-HFTD; Consolidated Risk Score e: 74.8; Consolidated Risk Score f: 0.525; Consolidated Risk Score g: 0.836
| NEW HOPE 1101 | 162081101 | 39.6054 | 38.5215 | 0 | 0 | 38.5215 | 1.0839 | Consolidated Risk Score d: Non-HFTD; Consolidated Risk Score e: 152.4; Consolidated Risk Score f: 1.266; Consolidated Risk Score g: 2.094
| NEW HOPE 1102 | 162081102 | 59.1704 | 58.8663 | 0 | 0 | 58.8663 | 0.30408 | Consolidated Risk Score d: Non-HFTD; Consolidated Risk Score e: 37.6; Consolidated Risk Score f: 0.098; Consolidated Risk Score g: 10.508
| MIDDLE RIVER 1101 | 162091101 | 31.5949 | 31.3973 | 0 | 0 | 31.3973 | 0.19761 | Consolidated Risk Score d: Non-HFTD; Consolidated Risk Score e: 529.6; Consolidated Risk Score f: 2.444; Consolidated Risk Score g: 6.222
| MIDDLE RIVER 1102 | 162091102 | 36.817 | 36.5856 | 0 | 0 | 36.5856 | 0.2314 | Consolidated Risk Score d: Non-HFTD; Consolidated Risk Score e: 89.4; Consolidated Risk Score f: 0.726; Consolidated Risk Score g: 3.115
| MIDDLE RIVER 1103 | 162091103 | 28.5868 | 28.5438 | 0 | 0 | 28.5438 | 0.043002 | Consolidated Risk Score d: Non-HFTD; Consolidated Risk Score e: 561.9; Consolidated Risk Score f: 1.73; Consolidated Risk Score g: 5.351
| LODI 1101 | 162111101 | 40.8162 | 28.4214 | 0 | 0 | 28.4214 | 12.3949 | Consolidated Risk Score d: Non-HFTD; Consolidated Risk Score e: 41.4; Consolidated Risk Score f: 0.499; Consolidated Risk Score g: 2.487
| LODI 1102 | 162111102 | 133.9632 | 123.0376 | 0 | 0 | 123.0376 | 10.9256 | Consolidated Risk Score d: Non-HFTD; Consolidated Risk Score e: 238.6; Consolidated Risk Score f: 4.661; Consolidated Risk Score g: 3.429
| ELECTRA 1101 | 162161101 | 90.1895 | 85.0842 | 0 | 81.5506 | 3.5335 | 5.1054 | Consolidated Risk Score d: Non-HFTD; Consolidated Risk Score e: 463.7; Consolidated Risk Score f: 1.907; Consolidated Risk Score g: 0.059
| ELECTRA 1102 | 162161102 | 25.3407 | 19.4239 | 0 | 17.0017 | 2.4222 | 5.9168 | Consolidated Risk Score d: Non-HFTD; Consolidated Risk Score e: 38.5; Consolidated Risk Score f: 0.364; Consolidated Risk Score g: 0
| CALAVERAS CEMENT 1101 | 162211101 | 256.3146 | 243.9297 | 7.7647 | 219.285 | 16.88 | 12.3849 | Consolidated Risk Score d: Non-HFTD; Consolidated Risk Score e: 452; Consolidated Risk Score f: 1.986; Consolidated Risk Score g: 0.228
| COLONY 1101 | 162231101 | 19.114 | 18.9565 | 0 | 0 | 18.9565 | 0.15751 | Consolidated Risk Score d: Non-HFTD; Consolidated Risk Score e: 5.9; Consolidated Risk Score f: 0.042; Consolidated Risk Score g: 0
| COLONY 1102 | 162231102 | 48.3822 | 47.6802 | 0 | 0 | 47.6802 | 0.70207 | Consolidated Risk Score d: Non-HFTD; Consolidated Risk Score e: 55.2; Consolidated Risk Score f: 0.606; Consolidated Risk Score g: 0.911
| MONARCH 0401 | 162300401 | 3.2069 | 3.1977 | 0 | 0 | 3.1977 | 0.0091591 | Consolidated Risk Score d: Non-HFTD; Consolidated Risk Score e: 11.4; Consolidated Risk Score f: 0.042; Consolidated Risk Score g: 0
| MONARCH 0402 | 162300402 | 3.2753 | 2.8436 | 0 | 0 | 2.8436 | 0.43177 | Consolidated Risk Score d: Non-HFTD; Consolidated Risk Score e: 14.8; Consolidated Risk Score f: 0.092; Consolidated Risk Score g: 0
| MONARCH 0403 | 162300403 | 4.6363 | 4.6129 | 0 | 0 | 4.6129 | 0.023384 | Consolidated Risk Score d: Non-HFTD; Consolidated Risk Score e: 19.8; Consolidated Risk Score f: 0.108; Consolidated Risk Score g: 0
| STOCKTON A 0404 | 162370404 | 5.2506 | 5.1724 | 0 | 0 | 5.1724 | 0.078234 | Consolidated Risk Score d: Non-HFTD; Consolidated Risk Score e: 33.4; Consolidated Risk Score f: 1.006; Consolidated Risk Score g: 0
| STOCKTON A 0405 | 162370405 | 3.2079 | 0.38603 | 0 | 0 | 0.38603 | 2.8219 | Consolidated Risk Score d: Non-HFTD; Consolidated Risk Score e: 139.4; Consolidated Risk Score f: 0.365; Consolidated Risk Score g: 0
| STOCKTON A 0406 | 162370406 | 4.0203 | 3.2845 | 0 | 0 | 3.2845 | 0.73584 | Consolidated Risk Score d: Non-HFTD; Consolidated Risk Score e: 13.7; Consolidated Risk Score f: 0.032; Consolidated Risk Score g: 0
| STOCKTON A 0410 | 162370410 | 6.4248 | 6.3028 | 0 | 0 | 6.3028 | 0.12202 | Consolidated Risk Score d: Non-HFTD; Consolidated Risk Score e: 72; Consolidated Risk Score f: 2.005; Consolidated Risk Score g: 0
| STOCKTON A 1101 | 162371101 | 7.3896 | 4.0695 | 0 | 0 | 4.0695 | 3.3202 | Consolidated Risk Score d: Non-HFTD; Consolidated Risk Score e: 11.8; Consolidated Risk Score f: 1.205; Consolidated Risk Score g: 3.011
| STOCKTON A 1102 | 162371102 | 9.2099 | 6.4738 | 0 | 0 | 6.4738 | 2.7362 | Consolidated Risk Score d: Non-HFTD; Consolidated Risk Score e: 327.3; Consolidated Risk Score f: 2.311; Consolidated Risk Score g: 7.957
| STOCKTON A 1103 | 162371103 | 3.7894 | 0.20218 | 0 | 0 | 0.20218 | 3.5872 | Consolidated Risk Score d: Non-HFTD; Consolidated Risk Score e: 0; Consolidated Risk Score f: 0; Consolidated Risk Score g: 0
| STOCKTON A 1104 | 162371104 | 17.7318 | 15.9219 | 0 | 0 | 15.9219 | 1.8099 | Consolidated Risk Score d: Non-HFTD; Consolidated Risk Score e: 24.1; Consolidated Risk Score f: 0.311; Consolidated Risk Score g: 0.35
| STOCKTON A 1105 | 162371105 | 16.0109 | 11.0017 | 0 | 0 | 11.0017 | 5.0092 | Consolidated Risk Score d: Non-HFTD; Consolidated Risk Score e: 172.6; Consolidated Risk Score f: 3.069; Consolidated Risk Score g: 1.997
| STOCKTON A 1106 | 162371106 | 23.8803 | 19.1136 | 0 | 0 | 19.1136 | 4.7667 | Consolidated Risk Score d: Non-HFTD; Consolidated Risk Score e: 136.3; Consolidated Risk Score f: 1.322; Consolidated Risk Score g: 2.077
| STOCKTON A 1107 | 162371107 | 30.594 | 16.3257 | 0 | 0 | 16.3257 | 14.2683 | Consolidated Risk Score d: Non-HFTD; Consolidated Risk Score e: 58.6; Consolidated Risk Score f: 0.582; Consolidated Risk Score g: 4.284
| STOCKTON A 1108 | 162371108 | 10.217 | 8.9601 | 0 | 0 | 8.9601 | 1.2569 | Consolidated Risk Score d: Non-HFTD; Consolidated Risk Score e: 36.5; Consolidated Risk Score f: 0.563; Consolidated Risk Score g: 2.482
| STOCKTON A 1109 | 162371109 | 14.209 | 11.9024 | 0 | 0 | 11.9024 | 2.3065 | Consolidated Risk Score d: Non-HFTD; Consolidated Risk Score e: 43.9; Consolidated Risk Score f: 0.488; Consolidated Risk Score g: 2.459
| STOCKTON A 1110 | 162371110 | 30.2444 | 10.1058 | 0 | 0 | 10.1058 | 20.1387 | Consolidated Risk Score d: Non-HFTD; Consolidated Risk Score e: 14.3; Consolidated Risk Score f: 0.042; Consolidated Risk Score g: 2.975
| STOCKTON A 1111 | 162371111 | 6.2112 | 0.068472 | 0 | 0 | 0.068472 | 6.1428 | Consolidated Risk Score d: Non-HFTD; Consolidated Risk Score e: 6.1; Consolidated Risk Score f: 0.305; Consolidated Risk Score g: 0
| STAGG 1101 | 162421101 | 23.5313 | 19.611 | 0 | 0 | 19.611 | 3.9203 | Consolidated Risk Score d: Non-HFTD; Consolidated Risk Score e: 35.8; Consolidated Risk Score f: 0.284; Consolidated Risk Score g: 1.006
| STAGG 1103 | 162421103 | 11.0023 | 6.0486 | 0 | 0 | 6.0486 | 4.9537 | Consolidated Risk Score d: Non-HFTD; Consolidated Risk Score e: 62.9; Consolidated Risk Score f: 1.049; Consolidated Risk Score g: 1.001
| STAGG 1105 | 162421105 | 15.0746 | 12.1124 | 0 | 0 | 12.1124 | 2.9622 | Consolidated Risk Score d: Non-HFTD; Consolidated Risk Score e: 214.4; Consolidated Risk Score f: 1.482; Consolidated Risk Score g: 0
| STAGG 1106 | 162421106 | 8.2225 | 1.8594 | 0 | 0 | 1.8594 | 6.3631 | Consolidated Risk Score d: Non-HFTD; Consolidated Risk Score e: 0; Consolidated Risk Score f: 0; Consolidated Risk Score g: 0
| STAGG 2104 | 162422104 | 55.6345 | 19.8944 | 0 | 0 | 19.8944 | 35.74 | Consolidated Risk Score d: Non-HFTD; Consolidated Risk Score e: 705.2; Consolidated Risk Score f: 1.17; Consolidated Risk Score g: 0.939
| STAGG 2105 | 162422105 | 38.2119 | 4.5329 | 0 | 0 | 4.5329 | 33.679 | Consolidated Risk Score d: Non-HFTD; Consolidated Risk Score e: 77.8; Consolidated Risk Score f: 0.416; Consolidated Risk Score g: 4.418
| STAGG 2106 | 162422106 | 27.0455 | 5.4624 | 0 | 0 | 5.4624 | 21.5831 | Consolidated Risk Score d: Non-HFTD; Consolidated Risk Score e: 116.5; Consolidated Risk Score f: 0.501; Consolidated Risk Score g: 0
| STAGG 2107 | 162422107 | 29.341 | 6.0395 | 0 | 0 | 6.0395 | 23.3015 | Consolidated Risk Score d: Non-HFTD; Consolidated Risk Score e: 35; Consolidated Risk Score f: 0.079; Consolidated Risk Score g: 1.977
| STAGG 2108 | 162422108 | 24.5892 | 5.8313 | 0 | 0 | 5.8313 | 18.7579 | Consolidated Risk Score d: Non-HFTD; Consolidated Risk Score e: 283.8; Consolidated Risk Score f: 2.026; Consolidated Risk Score g: 0.802
| BANTA 1101 | 162471101 | 23.3601 | 23.1483 | 0 | 0 | 23.1483 | 0.21177 | Consolidated Risk Score d: Non-HFTD; Consolidated Risk Score e: 98; Consolidated Risk Score f: 0.547; Consolidated Risk Score g: 1.258
| BANTA 1102 | 162471102 | 17.9203 | 15.2167 | 0 | 0 | 15.2167 | 2.7035 | Consolidated Risk Score d: Non-HFTD; Consolidated Risk Score e: 10.3; Consolidated Risk Score f: 0.136; Consolidated Risk Score g: 0
| BANTA 1103 | 162471103 | 61.2248 | 60.0876 | 0 | 0 | 60.0876 | 1.1371 | Consolidated Risk Score d: Non-HFTD; Consolidated Risk Score e: 241.1; Consolidated Risk Score f: 1.483; Consolidated Risk Score g: 1.716
| MANTECA 1701 | 162611701 | 47.9914 | 6.146 | 0 | 0 | 6.146 | 41.8454 | Consolidated Risk Score d: Non-HFTD; Consolidated Risk Score e: 30.5; Consolidated Risk Score f: 0.187; Consolidated Risk Score g: 3.631
| MANTECA 1702 | 162611702 | 30.662 | 15.0495 | 0 | 0 | 15.0495 | 15.6125 | Consolidated Risk Score d: Non-HFTD; Consolidated Risk Score e: 82.3; Consolidated Risk Score f: 1.111; Consolidated Risk Score g: 1.015
| MANTECA 1703 | 162611703 | 35.966 | 16.1803 | 0 | 0 | 16.1803 | 19.7856 | Consolidated Risk Score d: Non-HFTD; Consolidated Risk Score e: 152.4; Consolidated Risk Score f: 1.151; Consolidated Risk Score g: 2.353
| MANTECA 1704 | 162611704 | 26.0163 | 7.5546 | 0 | 0 | 7.5546 | 18.4617 | Consolidated Risk Score d: Non-HFTD; Consolidated Risk Score e: 28.1; Consolidated Risk Score f: 0.292; Consolidated Risk Score g: 0.268
| MANTECA 1705 | 162611705 | 49.6712 | 34.9467 | 0 | 0 | 34.9467 | 14.7245 | Consolidated Risk Score d: Non-HFTD; Consolidated Risk Score e: 92.4; Consolidated Risk Score f: 0.536; Consolidated Risk Score g: 0.104
| MANTECA 1706 | 162611706 | 24.3398 | 7.4845 | 0 | 0 | 7.4845 | 16.8552 | Consolidated Risk Score d: Non-HFTD; Consolidated Risk Score e: 8.4; Consolidated Risk Score f: 0.026; Consolidated Risk Score g: 0
| MANTECA 1707 | 162611707 | 35.0022 | 11.1271 | 0 | 0 | 11.1271 | 23.875 | Consolidated Risk Score d: Non-HFTD; Consolidated Risk Score e: 176.5; Consolidated Risk Score f: 2.671; Consolidated Risk Score g: 1.955
| MANTECA 1708 | 162611708 | 27.6357 | 7.7028 | 0 | 0 | 7.7028 | 19.9329 | Consolidated Risk Score d: Non-HFTD; Consolidated Risk Score e: 95; Consolidated Risk Score f: 1.841; Consolidated Risk Score g: 1
| WESTLEY 1101 | 162671101 | 87.6775 | 86.8275 | 0 | 0 | 86.8275 | 0.85001 | Consolidated Risk Score d: Non-HFTD; Consolidated Risk Score e: 212.5; Consolidated Risk Score f: 1.248; Consolidated Risk Score g: 0.253
| WESTLEY 1102 | 162671102 | 0.068049 | 0.068049 | 0 | 0 | 0.068049 | 0 | Consolidated Risk Score d: Non-HFTD; Consolidated Risk Score e: 212.5; Consolidated Risk Score f: 1.248; Consolidated Risk Score g: 0.253
| WESTLEY 1103 | 162671103 | 99.63 | 96.1355 | 0 | 0.52319 | 95.6123 | 3.4945 | Consolidated Risk Score d: Non-HFTD; Consolidated Risk Score e: 120.6; Consolidated Risk Score f: 0.874; Consolidated Risk Score g: 1.771
| VIERRA 1701 | 162701701 | 39.2054 | 15.1884 | 0 | 0 | 15.1884 | 24.017 | Consolidated Risk Score d: Non-HFTD; Consolidated Risk Score e: 2.1; Consolidated Risk Score f: 0.019; Consolidated Risk Score g: 0
| VIERRA 1702 | 162701702 | 26.9066 | 6.9466 | 0 | 0 | 6.9466 | 19.96 | Consolidated Risk Score d: Non-HFTD; Consolidated Risk Score e: 5.1; Consolidated Risk Score f: 0.036; Consolidated Risk Score g: 0.501
| VIERRA 1703 | 162701703 | 26.0273 | 5.8749 | 0 | 0 | 5.8749 | 20.1525 | Consolidated Risk Score d: Non-HFTD; Consolidated Risk Score e: 2.9; Consolidated Risk Score f: 0.015; Consolidated Risk Score g: 1.003
| VIERRA 1706 | 162701706 | 48.1244 | 6.8653 | 0 | 0 | 6.8653 | 41.2591 | Consolidated Risk Score d: Non-HFTD; Consolidated Risk Score e: 25; Consolidated Risk Score f: 0.373; Consolidated Risk Score g: 0
| VIERRA 1707 | 162701707 | 90.4581 | 48.1997 | 0 | 0 | 48.1997 | 42.2584 | Consolidated Risk Score d: Non-HFTD; Consolidated Risk Score e: 150; Consolidated Risk Score f: 3.212; Consolidated Risk Score g: 2.99
| NEWMAN 1101 | 162741101 | 38.3997 | 36.6405 | 0 | 0 | 36.6405 | 1.7593 | Consolidated Risk Score d: Non-HFTD; Consolidated Risk Score e: 208.7; Consolidated Risk Score f: 1.983; Consolidated Risk Score g: 2.052
| NEWMAN 1102 | 162741102 | 11.9018 | 9.5475 | 0 | 0 | 9.5475 | 2.3543 | Consolidated Risk Score d: Non-HFTD; Consolidated Risk Score e: 14.3; Consolidated Risk Score f: 0.17; Consolidated Risk Score g: 0
| NEWMAN 1105 | 162741105 | 47.8077 | 40.3849 | 0 | 0 | 40.3849 | 7.4228 | Consolidated Risk Score d: Non-HFTD; Consolidated Risk Score e: 13.2; Consolidated Risk Score f: 0.04; Consolidated Risk Score g: 0.005
| NEWMAN 1106 | 162741106 | 49.0412 | 34.7926 | 0 | 0 | 34.7926 | 14.2485 | Consolidated Risk Score d: Non-HFTD; Consolidated Risk Score e: 64.4; Consolidated Risk Score f: 0.272; Consolidated Risk Score g: 0.117
| LAMMERS 1101 | 162771101 | 19.6119 | 10.051 | 0 | 0 | 10.051 | 9.561 | Consolidated Risk Score d: Non-HFTD; Consolidated Risk Score e: 55.1; Consolidated Risk Score f: 0.115; Consolidated Risk Score g: 0
| LAMMERS 1102 | 162771102 | 24.2126 | 5.8553 | 0 | 0 | 5.8553 | 18.3573 | Consolidated Risk Score d: Non-HFTD; Consolidated Risk Score e: 26.9; Consolidated Risk Score f: 0.338; Consolidated Risk Score g: 0
| LAMMERS 1103 | 162771103 | 22.9006 | 6.8057 | 0 | 0 | 6.8057 | 16.0949 | Consolidated Risk Score d: Non-HFTD; Consolidated Risk Score e: 3.8; Consolidated Risk Score f: 0.05; Consolidated Risk Score g: 0
| LAMMERS 1105 | 162771105 | 24.4136 | 1.7909 | 0 | 0 | 1.7909 | 22.6227 | Consolidated Risk Score d: Non-HFTD; Consolidated Risk Score e: 2.5; Consolidated Risk Score f: 0.012; Consolidated Risk Score g: 0
| LAMMERS 1106 | 162771106 | 25.5399 | 2.4144 | 0 | 0 | 2.4144 | 23.1255 | Consolidated Risk Score d: Non-HFTD; Consolidated Risk Score e: 48.2; Consolidated Risk Score f: 0.738; Consolidated Risk Score g: 0.13
| LAMMERS 1107 | 162771107 | 25.5258 | 9.1645 | 0 | 0 | 9.1645 | 16.3614 | Consolidated Risk Score d: Non-HFTD; Consolidated Risk Score e: 251.3; Consolidated Risk Score f: 1.041; Consolidated Risk Score g: 0.994
| STANISLAUS 1701 | 162821701 | 61.8151 | 45.2979 | 22.6806 | 22.6172 | 0 | 16.5173 | Consolidated Risk Score d: Non-HFTD; Consolidated Risk Score e: 468.3; Consolidated Risk Score f: 2.405; Consolidated Risk Score g: 1.008
| STANISLAUS 1702 | 162821702 | 97.2347 | 85.4849 | 78.8931 | 6.5918 | 0 | 11.7498 | Consolidated Risk Score d: Non-HFTD; Consolidated Risk Score e: 3290.2; Consolidated Risk Score f: 3.164; Consolidated Risk Score g: 1.442
| SPRING GAP 1702 | 162831702 | 47.0731 | 43.0924 | 40.3965 | 0.67324 | 2.0227 | 3.9807 | Consolidated Risk Score d: Non-HFTD; Consolidated Risk Score e: 5757.5; Consolidated Risk Score f: 4.636; Consolidated Risk Score g: 3.509
| TRACY 0402 | 162880402 | 2.9806 | 2.9177 | 0 | 0 | 2.9177 | 0.062884 | Consolidated Risk Score d: Non-HFTD; Consolidated Risk Score e: 0; Consolidated Risk Score f: 0; Consolidated Risk Score g: 3.754
| TRACY 0405 | 162880405 | 3.2835 | 3.2371 | 0 | 0 | 3.2371 | 0.046368 | Consolidated Risk Score d: Non-HFTD; Consolidated Risk Score e: 0.8; Consolidated Risk Score f: 0.005; Consolidated Risk Score g: 3
| TRACY 1102 | 162881102 | 14.0797 | 5.3271 | 0 | 0 | 5.3271 | 8.7526 | Consolidated Risk Score d: Non-HFTD; Consolidated Risk Score e: 78.9; Consolidated Risk Score f: 0.616; Consolidated Risk Score g: 1.108
| TRACY 1103 | 162881103 | 22.092 | 4.4116 | 0 | 0 | 4.4116 | 17.6804 | Consolidated Risk Score d: Non-HFTD; Consolidated Risk Score e: 71.3; Consolidated Risk Score f: 1.558; Consolidated Risk Score g: 3.166
| TRACY 1104 | 162881104 | 6.0473 | 4.7311 | 0 | 0 | 4.7311 | 1.3161 | Consolidated Risk Score d: Non-HFTD; Consolidated Risk Score e: 266.2; Consolidated Risk Score f: 2.012; Consolidated Risk Score g: 0.999
| TRACY 1105 | 162881105 | 24.6981 | 4.7267 | 0 | 0 | 4.7267 | 19.9714 | Consolidated Risk Score d: Non-HFTD; Consolidated Risk Score e: 63.1; Consolidated Risk Score f: 1.104; Consolidated Risk Score g: 0.998
| TRACY 1106 | 162881106 | 65.661 | 59.1494 | 0 | 0 | 59.1494 | 6.5116 | Consolidated Risk Score d: Non-HFTD; Consolidated Risk Score e: 243.7; Consolidated Risk Score f: 3.267; Consolidated Risk Score g: 2.395
| TRACY 1107 | 162881107 | 20.031 | 6.8989 | 0 | 0 | 6.8989 | 13.1321 | Consolidated Risk Score d: Non-HFTD; Consolidated Risk Score e: 3.8; Consolidated Risk Score f: 0.037; Consolidated Risk Score g: 0
| TRACY 1109 | 162881109 | 18.7948 | 4.3398 | 0 | 0 | 4.3398 | 14.4549 | Consolidated Risk Score d: Non-HFTD; Consolidated Risk Score e: 38.5; Consolidated Risk Score f: 0.096; Consolidated Risk Score g: 0.997
| TRACY 1110 | 162881110 | 15.4426 | 9.1241 | 0 | 0 | 9.1241 | 6.3185 | Consolidated Risk Score d: Non-HFTD; Consolidated Risk Score e: 90.1; Consolidated Risk Score f: 2.044; Consolidated Risk Score g: 3.008
| TRACY 1111 | 162881111 | 12.9794 | 6.7868 | 0 | 0 | 6.7868 | 6.1925 | Consolidated Risk Score d: Non-HFTD; Consolidated Risk Score e: 8.2; Consolidated Risk Score f: 0.165; Consolidated Risk Score g: 0.999
| TRACY 1112 | 162881112 | 25.6909 | 5.1308 | 0 | 0 | 5.1308 | 20.56 | Consolidated Risk Score d: Non-HFTD; Consolidated Risk Score e: 23; Consolidated Risk Score f: 0.159; Consolidated Risk Score g: 1.095
| VALLEY HOME 1702 | 162981702 | 57.967 | 56.2875 | 0 | 0 | 56.2875 | 1.6795 | Consolidated Risk Score d: Non-HFTD; Consolidated Risk Score e: 105.8; Consolidated Risk Score f: 0.29; Consolidated Risk Score g: 0.981
| VALLEY HOME 1703 | 162981703 | 129.7029 | 127.6426 | 0 | 0 | 127.6426 | 2.0604 | Consolidated Risk Score d: Non-HFTD; Consolidated Risk Score e: 387.8; Consolidated Risk Score f: 3.389; Consolidated Risk Score g: 3.359
| VALLEY HOME 1704 | 162981704 | 39.4121 | 39.1786 | 0 | 0 | 39.1786 | 0.2335 | Consolidated Risk Score d: Non-HFTD; Consolidated Risk Score e: 165.8; Consolidated Risk Score f: 2.258; Consolidated Risk Score g: 2.089
| CORRAL 1101 | 162991101 | 194.2903 | 188.7012 | 0 | 119.6558 | 69.0455 | 5.589 | Consolidated Risk Score d: Non-HFTD; Consolidated Risk Score e: 127.3; Consolidated Risk Score f: 0.844; Consolidated Risk Score g: 0.328
| CORRAL 1102 | 162991102 | 79.5316 | 64.3725 | 0 | 48.2921 | 16.0804 | 15.1591 | Consolidated Risk Score d: Non-HFTD; Consolidated Risk Score e: 127.9; Consolidated Risk Score f: 1.282; Consolidated Risk Score g: 1.049
| CORRAL 1103 | 162991103 | 81.1142 | 80.9232 | 0 | 18.013 | 62.9101 | 0.19107 | Consolidated Risk Score d: Non-HFTD; Consolidated Risk Score e: 73; Consolidated Risk Score f: 0.392; Consolidated Risk Score g: 0.337
| MARTELL 1101 | 163011101 | 94.0964 | 82.7723 | 0 | 70.6286 | 12.1437 | 11.3241 | Consolidated Risk Score d: Non-HFTD; Consolidated Risk Score e: 115.3; Consolidated Risk Score f: 1.665; Consolidated Risk Score g: 1.355
| MARTELL 1102 | 163011102 | 16.8179 | 12.1261 | 0 | 6.9486 | 5.1775 | 4.6918 | Consolidated Risk Score d: Non-HFTD; Consolidated Risk Score e: 297.8; Consolidated Risk Score f: 4.348; Consolidated Risk Score g: 0
| MARTELL 1103 | 163011103 | 36.3538 | 29.3706 | 0 | 20.2232 | 9.1474 | 6.9832 | Consolidated Risk Score d: Non-HFTD; Consolidated Risk Score e: 43.2; Consolidated Risk Score f: 0.185; Consolidated Risk Score g: 0.094
| TERMINOUS 1102 | 163021102 | 24.6476 | 22.8162 | 0 | 0 | 22.8162 | 1.8315 | Consolidated Risk Score d: Non-HFTD; Consolidated Risk Score e: 940.6; Consolidated Risk Score f: 3.325; Consolidated Risk Score g: 9.489
| TERMINOUS 1103 | 163021103 | 31.9393 | 31.734 | 0 | 0 | 31.734 | 0.20532 | Consolidated Risk Score d: Non-HFTD; Consolidated Risk Score e: 40.9; Consolidated Risk Score f: 0.396; Consolidated Risk Score g: 0
| LATHROP 0402 | 163030402 | 0.036543 | 0.036543 | 0 | 0 | 0.036543 | 0 | Consolidated Risk Score d: Non-HFTD; Consolidated Risk Score e: 40.9; Consolidated Risk Score f: 0.396; Consolidated Risk Score g: 0
| CHANNEL 1101 | 163071101 | 11.2261 | 9.8972 | 0 | 0 | 9.8972 | 1.3289 | Consolidated Risk Score d: Non-HFTD; Consolidated Risk Score e: 7.2; Consolidated Risk Score f: 1.026; Consolidated Risk Score g: 0
| CHANNEL 1102 | 163071102 | 11.3405 | 8.3754 | 0 | 0 | 8.3754 | 2.9651 | Consolidated Risk Score d: Non-HFTD; Consolidated Risk Score e: 53.8; Consolidated Risk Score f: 0.246; Consolidated Risk Score g: 0
| ROUGH AND READY ISLA 1102 | 163081102 | 73.3609 | 54.6138 | 0 | 0 | 54.6138 | 18.7471 | Consolidated Risk Score d: Non-HFTD; Consolidated Risk Score e: 70.5; Consolidated Risk Score f: 0.431; Consolidated Risk Score g: 0.572
| CARBONA 1101 | 163091101 | 73.2876 | 40.5859 | 0 | 0 | 40.5859 | 32.7017 | Consolidated Risk Score d: Non-HFTD; Consolidated Risk Score e: 83.8; Consolidated Risk Score f: 0.959; Consolidated Risk Score g: 1.116
| CARBONA 1102 | 163091102 | 14.2703 | 1.9333 | 0 | 0 | 1.9333 | 12.337 | Consolidated Risk Score d: Non-HFTD; Consolidated Risk Score e: 588.3; Consolidated Risk Score f: 2; Consolidated Risk Score g: 0.961
| CARBONA 1103 | 163091103 | 23.6113 | 4.5803 | 0 | 0 | 4.5803 | 19.031 | Consolidated Risk Score d: Non-HFTD; Consolidated Risk Score e: 4.8; Consolidated Risk Score f: 0.016; Consolidated Risk Score g: 0
| CARBONA 1104 | 163091104 | 53.5997 | 44.3177 | 0 | 0 | 44.3177 | 9.282 | Consolidated Risk Score d: Non-HFTD; Consolidated Risk Score e: 388.9; Consolidated Risk Score f: 2.978; Consolidated Risk Score g: 0.58
| GUSTINE 1101 | 163111101 | 82.3649 | 79.494 | 0 | 0 | 79.494 | 2.8708 | Consolidated Risk Score d: Non-HFTD; Consolidated Risk Score e: 152.1; Consolidated Risk Score f: 1.376; Consolidated Risk Score g: 1.915
| GUSTINE 1102 | 163111102 | 143.6085 | 137.187 | 0 | 0 | 137.187 | 6.4215 | Consolidated Risk Score d: Non-HFTD; Consolidated Risk Score e: 78.7; Consolidated Risk Score f: 0.519; Consolidated Risk Score g: 2.148
| COUNTRY CLUB 0401 | 163120401 | 2.6375 | 2.105 | 0 | 0 | 2.105 | 0.53245 | Consolidated Risk Score d: Non-HFTD; Consolidated Risk Score e: 0; Consolidated Risk Score f: 0; Consolidated Risk Score g: 0
| COUNTRY CLUB 0402 | 163120402 | 6.6641 | 5.1291 | 0 | 0 | 5.1291 | 1.535 | Consolidated Risk Score d: Non-HFTD; Consolidated Risk Score e: 11.4; Consolidated Risk Score f: 0.037; Consolidated Risk Score g: 0
| COUNTRY CLUB 0403 | 163120403 | 4.0903 | 2.7036 | 0 | 0 | 2.7036 | 1.3867 | Consolidated Risk Score d: Non-HFTD; Consolidated Risk Score e: 0; Consolidated Risk Score f: 0; Consolidated Risk Score g: 0
| COUNTRY CLUB 1101 | 163121101 | 13.581 | 12.0011 | 0 | 0 | 12.0011 | 1.5799 | Consolidated Risk Score d: Non-HFTD; Consolidated Risk Score e: 2.8; Consolidated Risk Score f: 0.004; Consolidated Risk Score g: 0
| COUNTRY CLUB 1102 | 163121102 | 4.8865 | 1.3345 | 0 | 0 | 1.3345 | 3.552 | Consolidated Risk Score d: Non-HFTD; Consolidated Risk Score e: 9.1; Consolidated Risk Score f: 0.022; Consolidated Risk Score g: 0
| COUNTRY CLUB 1103 | 163121103 | 8.54 | 6.2452 | 0 | 0 | 6.2452 | 2.2948 | Consolidated Risk Score d: Non-HFTD; Consolidated Risk Score e: 109; Consolidated Risk Score f: 0.338; Consolidated Risk Score g: 1
| COUNTRY CLUB 1104 | 163121104 | 9.7249 | 7.1859 | 0 | 0 | 7.1859 | 2.539 | Consolidated Risk Score d: Non-HFTD; Consolidated Risk Score e: 14; Consolidated Risk Score f: 1.659; Consolidated Risk Score g: 1.581
| COUNTRY CLUB 1105 | 163121105 | 5.5585 | 1.6524 | 0 | 0 | 1.6524 | 3.9061 | Consolidated Risk Score d: Non-HFTD; Consolidated Risk Score e: 0; Consolidated Risk Score f: 0; Consolidated Risk Score g: 0
| COUNTRY CLUB 1106 | 163121106 | 9.4448 | 8.9578 | 0 | 0 | 8.9578 | 0.48694 | Consolidated Risk Score d: Non-HFTD; Consolidated Risk Score e: 39.8; Consolidated Risk Score f: 0.126; Consolidated Risk Score g: 0
| EAST STOCKTON 0401 | 163130401 | 8.3676 | 8.3419 | 0 | 0 | 8.3419 | 0.025696 | Consolidated Risk Score d: Non-HFTD; Consolidated Risk Score e: 24.3; Consolidated Risk Score f: 0.189; Consolidated Risk Score g: 0
| EAST STOCKTON 0402 | 163130402 | 9.7969 | 9.7928 | 0 | 0 | 9.7928 | 0.0040776 | Consolidated Risk Score d: Non-HFTD; Consolidated Risk Score e: 247; Consolidated Risk Score f: 1.842; Consolidated Risk Score g: 2.998
| EAST STOCKTON 1101 | 163131101 | 15.8731 | 14.5542 | 0 | 0 | 14.5542 | 1.319 | Consolidated Risk Score d: Non-HFTD; Consolidated Risk Score e: 82.3; Consolidated Risk Score f: 1.073; Consolidated Risk Score g: 1
| EAST STOCKTON 1102 | 163131102 | 21.628 | 20.443 | 0 | 0 | 20.443 | 1.185 | Consolidated Risk Score d: Non-HFTD; Consolidated Risk Score e: 191.6; Consolidated Risk Score f: 1.502; Consolidated Risk Score g: 5.868
| WATERLOO 1101 | 163151101 | 58.7874 | 57.9827 | 0 | 0 | 57.9827 | 0.8047 | Consolidated Risk Score d: Non-HFTD; Consolidated Risk Score e: 101.3; Consolidated Risk Score f: 0.559; Consolidated Risk Score g: 0
| WATERLOO 1102 | 163151102 | 23.691 | 21.7136 | 0 | 0 | 21.7136 | 1.9774 | Consolidated Risk Score d: Non-HFTD; Consolidated Risk Score e: 26.7; Consolidated Risk Score f: 0.315; Consolidated Risk Score g: 0
| PINECREST 0401 | 163160401 | 3.1436 | 3.1436 | 1.1214 | 1.9436 | 0.078556 | 0 | Consolidated Risk Score d: Non-HFTD; Consolidated Risk Score e: 4669; Consolidated Risk Score f: 4.095; Consolidated Risk Score g: 2
| RIVERBANK 1711 | 163191711 | 45.7064 | 36.3206 | 0 | 0 | 36.3206 | 9.3858 | Consolidated Risk Score d: Non-HFTD; Consolidated Risk Score e: 49.9; Consolidated Risk Score f: 0.3; Consolidated Risk Score g: 0
| RIVERBANK 1712 | 163191712 | 57.6921 | 54.567 | 0 | 0 | 54.567 | 3.125 | Consolidated Risk Score d: Non-HFTD; Consolidated Risk Score e: 163.1; Consolidated Risk Score f: 1.038; Consolidated Risk Score g: 3.728
| RIVERBANK 1713 | 163191713 | 63.9693 | 54.0944 | 0 | 0 | 54.0944 | 9.8749 | Consolidated Risk Score d: Non-HFTD; Consolidated Risk Score e: 70.1; Consolidated Risk Score f: 0.528; Consolidated Risk Score g: 1.181
| RIVERBANK 1714 | 163191714 | 41.8315 | 33.8057 | 0 | 0 | 33.8057 | 8.0258 | Consolidated Risk Score d: Non-HFTD; Consolidated Risk Score e: 74.9; Consolidated Risk Score f: 1.53; Consolidated Risk Score g: 1.048
| RIVERBANK 1715 | 163191715 | 101.2748 | 92.043 | 0 | 0 | 92.043 | 9.2318 | Consolidated Risk Score d: Non-HFTD; Consolidated Risk Score e: 98.8; Consolidated Risk Score f: 0.828; Consolidated Risk Score g: 2.206
| RIVERBANK 1716 | 163191716 | 42.3867 | 26.9153 | 0 | 0 | 26.9153 | 15.4714 | Consolidated Risk Score d: Non-HFTD; Consolidated Risk Score e: 41.8; Consolidated Risk Score f: 0.256; Consolidated Risk Score g: 1.986
| WEST POINT 1101 | 163201101 | 68.812 | 63.3421 | 63.3018 | 0.040348 | 0 | 5.4699 | Consolidated Risk Score d: Non-HFTD; Consolidated Risk Score e: 3337.4; Consolidated Risk Score f: 2.693; Consolidated Risk Score g: 2.389
| WEST POINT 1102 | 163201102 | 256.8446 | 254.2893 | 185.5729 | 68.2139 | 0.50249 | 2.5552 | Consolidated Risk Score d: Non-HFTD; Consolidated Risk Score e: 2026.5; Consolidated Risk Score f: 4.657; Consolidated Risk Score g: 1.634
| MORMON 1101 | 163211101 | 69.8188 | 66.8347 | 0 | 0 | 66.8347 | 2.9841 | Consolidated Risk Score d: Non-HFTD; Consolidated Risk Score e: 12.4; Consolidated Risk Score f: 0.144; Consolidated Risk Score g: 0
| MORMON 1102 | 163211102 | 89.9614 | 87.8416 | 0 | 0 | 87.8416 | 2.1198 | Consolidated Risk Score d: Non-HFTD; Consolidated Risk Score e: 153.2; Consolidated Risk Score f: 1.222; Consolidated Risk Score g: 2.814
| MORMON 1103 | 163211103 | 21.6858 | 19.1855 | 0 | 0 | 19.1855 | 2.5003 | Consolidated Risk Score d: Non-HFTD; Consolidated Risk Score e: 59.2; Consolidated Risk Score f: 0.27; Consolidated Risk Score g: 0.654
| STOCKTON ACRES 0401 | 163220401 | 2.3573 | 2.3573 | 0 | 0 | 2.3573 | 0 | Consolidated Risk Score d: Non-HFTD; Consolidated Risk Score e: 20.4; Consolidated Risk Score f: 0.03; Consolidated Risk Score g: 0
| STOCKTON ACRES 0402 | 163220402 | 3.21 | 3.0107 | 0 | 0 | 3.0107 | 0.1993 | Consolidated Risk Score d: Non-HFTD; Consolidated Risk Score e: 4.5; Consolidated Risk Score f: 0.076; Consolidated Risk Score g: 0
| NORTH BRANCH 1101 | 163231101 | 96.5713 | 90.5128 | 0 | 63.1883 | 27.3245 | 6.0586 | Consolidated Risk Score d: Non-HFTD; Consolidated Risk Score e: 292.5; Consolidated Risk Score f: 2.615; Consolidated Risk Score g: 1.014
| TAR FLAT 0401 | 163240401 | 3.7406 | 3.7017 | 0.035362 | 3.2794 | 0.38695 | 0.038847 | Consolidated Risk Score d: Non-HFTD; Consolidated Risk Score e: 0; Consolidated Risk Score f: 0; Consolidated Risk Score g: 0.994
| TAR FLAT 0402 | 163240402 | 6.6244 | 6.6244 | 0.85781 | 4.5677 | 1.1989 | 0 | Consolidated Risk Score d: Non-HFTD; Consolidated Risk Score e: 42.7; Consolidated Risk Score f: 1.054; Consolidated Risk Score g: 1.002
| CROWS LANDING 1101 | 163251101 | 44.7968 | 44.5181 | 0 | 0 | 44.5181 | 0.27877 | Consolidated Risk Score d: Non-HFTD; Consolidated Risk Score e: 229.6; Consolidated Risk Score f: 1.662; Consolidated Risk Score g: 1.351
| CROWS LANDING 1102 | 163251102 | 7.8933 | 7.5575 | 0 | 0 | 7.5575 | 0.33578 | Consolidated Risk Score d: Non-HFTD; Consolidated Risk Score e: 78.2; Consolidated Risk Score f: 0.83; Consolidated Risk Score g: 1
| OAK PARK 0401 | 163270401 | 2.5036 | 2.475 | 0 | 0 | 2.475 | 0.028555 | Consolidated Risk Score d: Non-HFTD; Consolidated Risk Score e: 0; Consolidated Risk Score f: 0; Consolidated Risk Score g: 0
| OAK PARK 0402 | 163270402 | 0.53006 | 0.49947 | 0 | 0 | 0.49947 | 0.03059 | Consolidated Risk Score d: Non-HFTD; Consolidated Risk Score e: 0; Consolidated Risk Score f: 0; Consolidated Risk Score g: 0
| VICTOR 1101 | 163281101 | 24.8499 | 18.264 | 0 | 0 | 18.264 | 6.5859 | Consolidated Risk Score d: Non-HFTD; Consolidated Risk Score e: 105.7; Consolidated Risk Score f: 3.532; Consolidated Risk Score g: 0
| VICTOR 1102 | 163281102 | 85.7045 | 82.9011 | 0 | 0 | 82.9011 | 2.8034 | Consolidated Risk Score d: Non-HFTD; Consolidated Risk Score e: 53.8; Consolidated Risk Score f: 0.202; Consolidated Risk Score g: 0.066
| FRENCH CAMP 1101 | 163291101 | 18.9529 | 16.4438 | 0 | 0 | 16.4438 | 2.5091 | Consolidated Risk Score d: Non-HFTD; Consolidated Risk Score e: 17.5; Consolidated Risk Score f: 0.064; Consolidated Risk Score g: 0
| FRENCH CAMP 1102 | 163291102 | 90.3402 | 87.0523 | 0 | 0 | 87.0523 | 3.2879 | Consolidated Risk Score d: Non-HFTD; Consolidated Risk Score e: 125.5; Consolidated Risk Score f: 0.591; Consolidated Risk Score g: 1.115
| FRENCH CAMP 1103 | 163291103 | 1.4207 | 1.2266 | 0 | 0 | 1.2266 | 0.19406 | Consolidated Risk Score d: Non-HFTD; Consolidated Risk Score e: 0; Consolidated Risk Score f: 0; Consolidated Risk Score g: 0
| FRENCH CAMP 1104 | 163291104 | 29.9181 | 5.6108 | 0 | 0 | 5.6108 | 24.3073 | Consolidated Risk Score d: Non-HFTD; Consolidated Risk Score e: 131.4; Consolidated Risk Score f: 1.108; Consolidated Risk Score g: 0.999
| HAMMER 1101 | 163301101 | 8.0588 | 5.5017 | 0 | 0 | 5.5017 | 2.5571 | Consolidated Risk Score d: Non-HFTD; Consolidated Risk Score e: 155.9; Consolidated Risk Score f: 2.044; Consolidated Risk Score g: 2.781
| HAMMER 1102 | 163301102 | 14.2352 | 2.7632 | 0 | 0 | 2.7632 | 11.472 | Consolidated Risk Score d: Non-HFTD; Consolidated Risk Score e: 4.6; Consolidated Risk Score f: 0.02; Consolidated Risk Score g: 0.997
| HAMMER 1103 | 163301103 | 7.4112 | 3.7548 | 0 | 0 | 3.7548 | 3.6564 | Consolidated Risk Score d: Non-HFTD; Consolidated Risk Score e: 11.3; Consolidated Risk Score f: 0.109; Consolidated Risk Score g: 0
| HAMMER 1104 | 163301104 | 13.5508 | 10.6378 | 0 | 0 | 10.6378 | 2.913 | Consolidated Risk Score d: Non-HFTD; Consolidated Risk Score e: 61.8; Consolidated Risk Score f: 0.401; Consolidated Risk Score g: 1.001
| HAMMER 1105 | 163301105 | 13.3503 | 10.8224 | 0 | 0 | 10.8224 | 2.5279 | Consolidated Risk Score d: Non-HFTD; Consolidated Risk Score e: 50.9; Consolidated Risk Score f: 0.194; Consolidated Risk Score g: 0
| HAMMER 1106 | 163301106 | 14.4264 | 7.2348 | 0 | 0 | 7.2348 | 7.1916 | Consolidated Risk Score d: Non-HFTD; Consolidated Risk Score e: 12.4; Consolidated Risk Score f: 0.106; Consolidated Risk Score g: 0
| HAMMER 1108 | 163301108 | 11.663 | 6.0125 | 0 | 0 | 6.0125 | 5.6505 | Consolidated Risk Score d: Non-HFTD; Consolidated Risk Score e: 24.9; Consolidated Risk Score f: 1.111; Consolidated Risk Score g: 1.695
| HAMMER 1109 | 163301109 | 8.5232 | 3.8343 | 0 | 0 | 3.8343 | 4.6889 | Consolidated Risk Score d: Non-HFTD; Consolidated Risk Score e: 0.2; Consolidated Risk Score f: 0.006; Consolidated Risk Score g: 0
| HARDING 0401 | 163310401 | 1.5679 | 1.013 | 0 | 0 | 1.013 | 0.55484 | Consolidated Risk Score d: Non-HFTD; Consolidated Risk Score e: 1.4; Consolidated Risk Score f: 0.033; Consolidated Risk Score g: 0
| HARDING 0402 | 163310402 | 4.0401 | 3.8562 | 0 | 0 | 3.8562 | 0.18388 | Consolidated Risk Score d: Non-HFTD; Consolidated Risk Score e: 26; Consolidated Risk Score f: 0.063; Consolidated Risk Score g: 0
| HARDING 0403 | 163310403 | 2.4782 | 1.8379 | 0 | 0 | 1.8379 | 0.64038 | Consolidated Risk Score d: Non-HFTD; Consolidated Risk Score e: 2.4; Consolidated Risk Score f: 0.047; Consolidated Risk Score g: 1
| HARDING 0404 | 163310404 | 2.7236 | 2.688 | 0 | 0 | 2.688 | 0.035662 | Consolidated Risk Score d: Non-HFTD; Consolidated Risk Score e: 5.9; Consolidated Risk Score f: 0.029; Consolidated Risk Score g: 0
| HARDING 0405 | 163310405 | 2.9507 | 2.8455 | 0 | 0 | 2.8455 | 0.10524 | Consolidated Risk Score d: Non-HFTD; Consolidated Risk Score e: 45.1; Consolidated Risk Score f: 1.002; Consolidated Risk Score g: 0
| HARDING 0406 | 163310406 | 3.3164 | 3.2032 | 0 | 0 | 3.2032 | 0.11321 | Consolidated Risk Score d: Non-HFTD; Consolidated Risk Score e: 18.1; Consolidated Risk Score f: 0.079; Consolidated Risk Score g: 0
| CLAY 1101 | 163341101 | 46.7034 | 41.0149 | 0 | 26.6067 | 14.4083 | 5.6884 | Consolidated Risk Score d: Non-HFTD; Consolidated Risk Score e: 268.2; Consolidated Risk Score f: 1.73; Consolidated Risk Score g: 0.533
| CLAY 1102 | 163341102 | 2.1166 | 2.0954 | 0 | 0.82654 | 1.2688 | 0.021197 | Consolidated Risk Score d: Non-HFTD; Consolidated Risk Score e: 280.5; Consolidated Risk Score f: 1.5; Consolidated Risk Score g: 1
| CLAY 1103 | 163341103 | 122.1205 | 113.3061 | 0 | 50.4639 | 62.8421 | 8.8145 | Consolidated Risk Score d: Non-HFTD; Consolidated Risk Score e: 106.1; Consolidated Risk Score f: 1.16; Consolidated Risk Score g: 0.066
| CURTIS 1701 | 163351701 | 29.04 | 20.614 | 0 | 12.7317 | 7.8824 | 8.426 | Consolidated Risk Score d: Non-HFTD; Consolidated Risk Score e: 53.6; Consolidated Risk Score f: 0.4; Consolidated Risk Score g: 1.001
| CURTIS 1702 | 163351702 | 126.1041 | 117.9188 | 22.4934 | 87.3086 | 8.1168 | 8.1853 | Consolidated Risk Score d: Non-HFTD; Consolidated Risk Score e: 382.3; Consolidated Risk Score f: 3.423; Consolidated Risk Score g: 4.866
| CURTIS 1703 | 163351703 | 207.0598 | 199.0048 | 17.4233 | 178.1968 | 3.3848 | 8.0549 | Consolidated Risk Score d: Non-HFTD; Consolidated Risk Score e: 849.4; Consolidated Risk Score f: 4.203; Consolidated Risk Score g: 2.414
| CURTIS 1704 | 163351704 | 90.4468 | 75.8372 | 24.3728 | 50.8935 | 0.57096 | 14.6096 | Consolidated Risk Score d: Non-HFTD; Consolidated Risk Score e: 172.6; Consolidated Risk Score f: 1.043; Consolidated Risk Score g: 0.343
| CURTIS 1705 | 163351705 | 97.2019 | 88.4929 | 14.3632 | 69.994 | 4.1357 | 8.7089 | Consolidated Risk Score d: Non-HFTD; Consolidated Risk Score e: 340; Consolidated Risk Score f: 2.094; Consolidated Risk Score g: 0.238
| FROGTOWN 1701 | 163451701 | 81.7839 | 71.9886 | 6.6497 | 64.1039 | 1.2351 | 9.7953 | Consolidated Risk Score d: Non-HFTD; Consolidated Risk Score e: 30.8; Consolidated Risk Score f: 0.18; Consolidated Risk Score g: 0
| FROGTOWN 1702 | 163451702 | 279.4822 | 259.8937 | 0 | 234.2098 | 25.6839 | 19.5885 | Consolidated Risk Score d: Non-HFTD; Consolidated Risk Score e: 268.1; Consolidated Risk Score f: 2.684; Consolidated Risk Score g: 0.524
| WEBER 1101 | 163481101 | 25.1511 | 17.5486 | 0 | 0 | 17.5486 | 7.6025 | Consolidated Risk Score d: Non-HFTD; Consolidated Risk Score e: 85.3; Consolidated Risk Score f: 0.785; Consolidated Risk Score g: 0.763
| WEBER 1102 | 163481102 | 42.5647 | 31.7539 | 0 | 0 | 31.7539 | 10.8107 | Consolidated Risk Score d: Non-HFTD; Consolidated Risk Score e: 71.4; Consolidated Risk Score f: 1.282; Consolidated Risk Score g: 0.142
| WEBER 1103 | 163481103 | 6.3873 | 2.5615 | 0 | 0 | 2.5615 | 3.8257 | Consolidated Risk Score d: Non-HFTD; Consolidated Risk Score e: 0; Consolidated Risk Score f: 0; Consolidated Risk Score g: 0
| WEBER 1105 | 163481105 | 19.358 | 16.4874 | 0 | 0 | 16.4874 | 2.8706 | Consolidated Risk Score d: Non-HFTD; Consolidated Risk Score e: 394.5; Consolidated Risk Score f: 3.846; Consolidated Risk Score g: 6.34
| WEBER 1107 | 163481107 | 7.1595 | 0.0049459 | 0 | 0 | 0.0049459 | 7.1546 | Consolidated Risk Score d: Non-HFTD; Consolidated Risk Score e: 1.2; Consolidated Risk Score f: 0.002; Consolidated Risk Score g: 0
| WEBER 1108 | 163481108 | 25.4077 | 14.0838 | 0 | 0 | 14.0838 | 11.3239 | Consolidated Risk Score d: Non-HFTD; Consolidated Risk Score e: 172.2; Consolidated Risk Score f: 2.494; Consolidated Risk Score g: 2.305
| WEBER 1109 | 163481109 | 63.6844 | 55.781 | 0 | 0 | 55.781 | 7.9034 | Consolidated Risk Score d: Non-HFTD; Consolidated Risk Score e: 302.3; Consolidated Risk Score f: 1.805; Consolidated Risk Score g: 0
| WEBER 1110 | 163481110 | 9.4527 | 5.0535 | 0 | 0 | 5.0535 | 4.3992 | Consolidated Risk Score d: Non-HFTD; Consolidated Risk Score e: 123.9; Consolidated Risk Score f: 2.368; Consolidated Risk Score g: 1.003
| WEBER 1112 | 163481112 | 0.12294 | 0.025381 | 0 | 0 | 0.025381 | 0.097558 | Consolidated Risk Score d: Non-HFTD; Consolidated Risk Score e: 123.9; Consolidated Risk Score f: 2.368; Consolidated Risk Score g: 1.003
| WEBER 1113 | 163481113 | 14.6798 | 2.1222 | 0 | 0 | 2.1222 | 12.5575 | Consolidated Risk Score d: Non-HFTD; Consolidated Risk Score e: 0; Consolidated Risk Score f: 0; Consolidated Risk Score g: 0
| WEBER 1114 | 163481114 | 22.3581 | 15.2185 | 0 | 0 | 15.2185 | 7.1396 | Consolidated Risk Score d: Non-HFTD; Consolidated Risk Score e: 122.7; Consolidated Risk Score f: 1.474; Consolidated Risk Score g: 0
| OLETA 1101 | 163541101 | 122.8179 | 116.3196 | 4.6553 | 84.364 | 27.3003 | 6.4983 | Consolidated Risk Score d: Non-HFTD; Consolidated Risk Score e: 172.1; Consolidated Risk Score f: 2.31; Consolidated Risk Score g: 0.422
| OLETA 1102 | 163541102 | 104.5201 | 99.1644 | 0 | 56.2424 | 42.922 | 5.3556 | Consolidated Risk Score d: Non-HFTD; Consolidated Risk Score e: 355.6; Consolidated Risk Score f: 5.413; Consolidated Risk Score g: 0.682
| ALPINE 1101 | 163561101 | 7.4078 | 0.87372 | 0 | 0 | 0.87372 | 6.5341 | Consolidated Risk Score d: Non-HFTD; Consolidated Risk Score e: 360.6; Consolidated Risk Score f: 1.975; Consolidated Risk Score g: 1
| AVENA 1701 | 163571701 | 91.9464 | 90.7493 | 0 | 0 | 90.7493 | 1.1971 | Consolidated Risk Score d: Non-HFTD; Consolidated Risk Score e: 229.8; Consolidated Risk Score f: 1.545; Consolidated Risk Score g: 1.791
| AVENA 1702 | 163571702 | 81.1226 | 80.5339 | 0 | 0 | 80.5339 | 0.58864 | Consolidated Risk Score d: Non-HFTD; Consolidated Risk Score e: 31.1; Consolidated Risk Score f: 0.146; Consolidated Risk Score g: 2.394
| WEST LANE 1101 | 163621101 | 17.1908 | 10.3301 | 0 | 0 | 10.3301 | 6.8608 | Consolidated Risk Score d: Non-HFTD; Consolidated Risk Score e: 393.3; Consolidated Risk Score f: 1.718; Consolidated Risk Score g: 2.04
| WEST LANE 1102 | 163621102 | 21.3987 | 14.5627 | 0 | 0 | 14.5627 | 6.836 | Consolidated Risk Score d: Non-HFTD; Consolidated Risk Score e: 52.8; Consolidated Risk Score f: 0.552; Consolidated Risk Score g: 0.949
| WEST LANE 1103 | 163621103 | 14.6895 | 4.9585 | 0 | 0 | 4.9585 | 9.7311 | Consolidated Risk Score d: Non-HFTD; Consolidated Risk Score e: 0.4; Consolidated Risk Score f: 0.007; Consolidated Risk Score g: 0.949
| CHEROKEE 1101 | 163651101 | 27.4044 | 19.8981 | 0 | 0 | 19.8981 | 7.5062 | Consolidated Risk Score d: Non-HFTD; Consolidated Risk Score e: 15.4; Consolidated Risk Score f: 0.082; Consolidated Risk Score g: 0.809
| CHEROKEE 1102 | 163651102 | 39.3 | 36.2903 | 0 | 0 | 36.2903 | 3.0097 | Consolidated Risk Score d: Non-HFTD; Consolidated Risk Score e: 292.3; Consolidated Risk Score f: 1.565; Consolidated Risk Score g: 1.804
| MIWUK 1701 | 163661701 | 84.5018 | 76.8084 | 75.2691 | 1.5393 | 0 | 7.6934 | Consolidated Risk Score d: Non-HFTD; Consolidated Risk Score e: 417.2; Consolidated Risk Score f: 2.004; Consolidated Risk Score g: 1.172
| MIWUK 1702 | 163661702 | 80.5738 | 75.1978 | 72.5752 | 2.6226 | 0 | 5.376 | Consolidated Risk Score d: Non-HFTD; Consolidated Risk Score e: 228.1; Consolidated Risk Score f: 3.508; Consolidated Risk Score g: 1.964
| LOCKEFORD 2101 | 163682101 | 94.2963 | 91.1496 | 0 | 0 | 91.1496 | 3.1467 | Consolidated Risk Score d: Non-HFTD; Consolidated Risk Score e: 155.3; Consolidated Risk Score f: 1.09; Consolidated Risk Score g: 2.598
| LOCKEFORD 2102 | 163682102 | 257.3685 | 251.7919 | 0 | 0 | 251.7919 | 5.5766 | Consolidated Risk Score d: Non-HFTD; Consolidated Risk Score e: 186.3; Consolidated Risk Score f: 1.693; Consolidated Risk Score g: 5.345
| SALT SPRINGS 2101 | 163692101 | 45.7024 | 21.9781 | 0 | 17.0845 | 3.5425 | 23.7243 | Consolidated Risk Score d: Non-HFTD; Consolidated Risk Score e: 1741.1; Consolidated Risk Score f: 1.298; Consolidated Risk Score g: 0.705
| SALT SPRINGS 2102 | 163692102 | 70.0595 | 52.1376 | 42.3888 | 9.6782 | 0.070609 | 17.9219 | Consolidated Risk Score d: Non-HFTD; Consolidated Risk Score e: 1427.8; Consolidated Risk Score f: 4.611; Consolidated Risk Score g: 2.607
| METTLER 1109 | 163701109 | 23.0098 | 20.3508 | 0 | 0 | 20.3508 | 2.659 | Consolidated Risk Score d: Non-HFTD; Consolidated Risk Score e: 102; Consolidated Risk Score f: 0.399; Consolidated Risk Score g: 0
| METTLER 1110 | 163701110 | 44.8624 | 38.8772 | 0 | 0 | 38.8772 | 5.9852 | Consolidated Risk Score d: Non-HFTD; Consolidated Risk Score e: 30.9; Consolidated Risk Score f: 0.441; Consolidated Risk Score g: 0
| COTTLE 1701 | 163711701 | 110.244 | 90.0665 | 0 | 0 | 90.0665 | 20.1775 | Consolidated Risk Score d: Non-HFTD; Consolidated Risk Score e: 394.1; Consolidated Risk Score f: 2.627; Consolidated Risk Score g: 0.842
| COTTLE 1702 | 163711702 | 52.1278 | 36.964 | 0 | 0 | 36.964 | 15.1638 | Consolidated Risk Score d: Non-HFTD; Consolidated Risk Score e: 51.3; Consolidated Risk Score f: 0.699; Consolidated Risk Score g: 0.693
| COTTLE 1703 | 163711703 | 30.577 | 26.7967 | 0 | 0 | 26.7967 | 3.7803 | Consolidated Risk Score d: Non-HFTD; Consolidated Risk Score e: 123.3; Consolidated Risk Score f: 0.533; Consolidated Risk Score g: 0.688
| COTTLE 1704 | 163711704 | 25.8712 | 14.7871 | 0 | 0 | 14.7871 | 11.0841 | Consolidated Risk Score d: Non-HFTD; Consolidated Risk Score e: 105.6; Consolidated Risk Score f: 1.744; Consolidated Risk Score g: 1.014
| COTTLE 1707 | 163711707 | 58.5264 | 47.6476 | 0 | 0 | 47.6476 | 10.8788 | Consolidated Risk Score d: Non-HFTD; Consolidated Risk Score e: 270.3; Consolidated Risk Score f: 2.226; Consolidated Risk Score g: 0
| COTTLE 1708 | 163711708 | 132.8959 | 129.9593 | 0 | 0 | 129.9593 | 2.9366 | Consolidated Risk Score d: Non-HFTD; Consolidated Risk Score e: 527.4; Consolidated Risk Score f: 2.386; Consolidated Risk Score g: 0.046
| MOSHER 2104 | 163722104 | 30.0756 | 0.014302 | 0 | 0 | 0.014302 | 30.0613 | Consolidated Risk Score d: Non-HFTD; Consolidated Risk Score e: 190.4; Consolidated Risk Score f: 1.456; Consolidated Risk Score g: 0.952
| MOSHER 2107 | 163722107 | 22.666 | 3.1345 | 0 | 0 | 3.1345 | 19.5315 | Consolidated Risk Score d: Non-HFTD; Consolidated Risk Score e: 297; Consolidated Risk Score f: 2.843; Consolidated Risk Score g: 0.25
| MOSHER 2108 | 163722108 | 33.6025 | 1.8794 | 0 | 0 | 1.8794 | 31.7231 | Consolidated Risk Score d: Non-HFTD; Consolidated Risk Score e: 13.6; Consolidated Risk Score f: 0.091; Consolidated Risk Score g: 0.996
| MOSHER 2110 | 163722110 | 15.2534 | 2.221 | 0 | 0 | 2.221 | 13.0324 | Consolidated Risk Score d: Non-HFTD; Consolidated Risk Score e: 16; Consolidated Risk Score f: 0.127; Consolidated Risk Score g: 0.999
| MOSHER 2111 | 163722111 | 41.5671 | 17.4544 | 0 | 0 | 17.4544 | 24.1127 | Consolidated Risk Score d: Non-HFTD; Consolidated Risk Score e: 29.7; Consolidated Risk Score f: 0.162; Consolidated Risk Score g: 0.286
| HERDLYN 1102 | 163741102 | 86.1728 | 67.7413 | 0 | 0 | 67.7413 | 18.4315 | Consolidated Risk Score d: Non-HFTD; Consolidated Risk Score e: 242.4; Consolidated Risk Score f: 2.935; Consolidated Risk Score g: 2.75
| HERDLYN 1103 | 163741103 | 99.4666 | 99.1717 | 0 | 0 | 99.1717 | 0.29487 | Consolidated Risk Score d: Non-HFTD; Consolidated Risk Score e: 1398.6; Consolidated Risk Score f: 6.01; Consolidated Risk Score g: 2.841
| PINE GROVE 1101 | 163751101 | 76.8216 | 72.1469 | 0 | 72.1469 | 0 | 4.6746 | Consolidated Risk Score d: Non-HFTD; Consolidated Risk Score e: 417; Consolidated Risk Score f: 2.008; Consolidated Risk Score g: 0.185
| PINE GROVE 1102 | 163751102 | 190.3044 | 176.4827 | 85.5554 | 90.9273 | 0 | 13.8217 | Consolidated Risk Score d: Non-HFTD; Consolidated Risk Score e: 1951.7; Consolidated Risk Score f: 2.884; Consolidated Risk Score g: 0.887
| RACETRACK 1703 | 163761703 | 75.6317 | 62.4693 | 1.4577 | 54.8584 | 6.1532 | 13.1624 | Consolidated Risk Score d: Non-HFTD; Consolidated Risk Score e: 153.7; Consolidated Risk Score f: 1.286; Consolidated Risk Score g: 0.566
| RACETRACK 1704 | 163761704 | 46.8306 | 45.501 | 0 | 45.501 | 0 | 1.3295 | Consolidated Risk Score d: Non-HFTD; Consolidated Risk Score e: 87.1; Consolidated Risk Score f: 0.996; Consolidated Risk Score g: 0
| PEORIA 1701 | 163781701 | 88.4867 | 85.4919 | 0 | 77.6956 | 7.7963 | 2.9948 | Consolidated Risk Score d: Non-HFTD; Consolidated Risk Score e: 865; Consolidated Risk Score f: 4.986; Consolidated Risk Score g: 1.213
| PEORIA 1704 | 163781704 | 151.3069 | 118.4121 | 0 | 59.1209 | 59.2912 | 32.8948 | Consolidated Risk Score d: Non-HFTD; Consolidated Risk Score e: 135.9; Consolidated Risk Score f: 0.705; Consolidated Risk Score g: 0
| PEORIA 1705 | 163781705 | 77.7136 | 70.8693 | 0 | 58.3983 | 12.471 | 6.8443 | Consolidated Risk Score d: Non-HFTD; Consolidated Risk Score e: 68.2; Consolidated Risk Score f: 0.624; Consolidated Risk Score g: 0.179
| RIPON 1701 | 163801701 | 77.2189 | 64.3096 | 0 | 0 | 64.3096 | 12.9094 | Consolidated Risk Score d: Non-HFTD; Consolidated Risk Score e: 134.9; Consolidated Risk Score f: 2.217; Consolidated Risk Score g: 5.108
| RIPON 1702 | 163801702 | 36.4764 | 21.6632 | 0 | 0 | 21.6632 | 14.8131 | Consolidated Risk Score d: Non-HFTD; Consolidated Risk Score e: 43.6; Consolidated Risk Score f: 1.171; Consolidated Risk Score g: 1
| RIPON 1703 | 163801703 | 49.8411 | 36.1283 | 0 | 0 | 36.1283 | 13.7128 | Consolidated Risk Score d: Non-HFTD; Consolidated Risk Score e: 47.2; Consolidated Risk Score f: 0.38; Consolidated Risk Score g: 0
| RIPON 1704 | 163801704 | 60.1178 | 58.8755 | 0 | 0 | 58.8755 | 1.2423 | Consolidated Risk Score d: Non-HFTD; Consolidated Risk Score e: 240.7; Consolidated Risk Score f: 2.26; Consolidated Risk Score g: 3.348
| IONE 1101 | 163881101 | 41.1589 | 28.9509 | 0 | 14.7032 | 14.2477 | 12.208 | Consolidated Risk Score d: Non-HFTD; Consolidated Risk Score e: 191.9; Consolidated Risk Score f: 1.219; Consolidated Risk Score g: 1.004
| EIGHT MILE 2101 | 163912101 | 91.7686 | 66.4254 | 0 | 0 | 66.4254 | 25.3432 | Consolidated Risk Score d: Non-HFTD; Consolidated Risk Score e: 521.3; Consolidated Risk Score f: 4.826; Consolidated Risk Score g: 1.645
| EIGHT MILE 2102 | 163912102 | 53.4763 | 29.5962 | 0 | 0 | 29.5962 | 23.8801 | Consolidated Risk Score d: Non-HFTD; Consolidated Risk Score e: 297.6; Consolidated Risk Score f: 2.251; Consolidated Risk Score g: 3.144
| EIGHT MILE 2103 | 163912103 | 20.8087 | 0.0028409 | 0 | 0 | 0.0028409 | 20.8059 | Consolidated Risk Score d: Non-HFTD; Consolidated Risk Score e: 63.4; Consolidated Risk Score f: 0.968; Consolidated Risk Score g: 0
| EIGHT MILE 2104 | 163912104 | 32.5814 | 1.3622 | 0 | 0 | 1.3622 | 31.2191 | Consolidated Risk Score d: Non-HFTD; Consolidated Risk Score e: 306.2; Consolidated Risk Score f: 2.174; Consolidated Risk Score g: 0.95
| EIGHT MILE 2105 | 163912105 | 27.6594 | 0.49019 | 0 | 0 | 0.49019 | 27.1692 | Consolidated Risk Score d: Non-HFTD; Consolidated Risk Score e: 959.2; Consolidated Risk Score f: 5.114; Consolidated Risk Score g: 0.265
| EIGHT MILE 2106 | 163912106 | 31.5278 | 30.7254 | 0 | 0 | 30.7254 | 0.80234 | Consolidated Risk Score d: Non-HFTD; Consolidated Risk Score e: 86.9; Consolidated Risk Score f: 1.04; Consolidated Risk Score g: 2.859
| TRIDAM POWERHOUSE 2101 | 168152101 | 0.4996 | 0.050328 | 0.050328 | 0 | 0 | 0.44927 | Consolidated Risk Score d: Non-HFTD; Consolidated Risk Score e: 0; Consolidated Risk Score f: 0; Consolidated Risk Score g: 0
| TOKAY 1101 | 168881101 | 12.3173 | 12.3087 | 0 | 0 | 12.3087 | 0.00858 | Consolidated Risk Score d: Non-HFTD; Consolidated Risk Score e: 0; Consolidated Risk Score f: 0; Consolidated Risk Score g: 0
| SALINAS 1101 | 182011101 | 12.3573 | 8.2714 | 0 | 0 | 8.2714 | 4.0859 | Consolidated Risk Score d: Non-HFTD; Consolidated Risk Score e: 0; Consolidated Risk Score f: 0; Consolidated Risk Score g: 1.324
| SALINAS 1102 | 182011102 | 36.5168 | 21.2172 | 0 | 0 | 21.2172 | 15.2996 | Consolidated Risk Score d: Non-HFTD; Consolidated Risk Score e: 33.1; Consolidated Risk Score f: 0.597; Consolidated Risk Score g: 2.104
| SALINAS 1103 | 182011103 | 37.5942 | 10.7986 | 0 | 0 | 10.7986 | 26.7957 | Consolidated Risk Score d: Non-HFTD; Consolidated Risk Score e: 19.9; Consolidated Risk Score f: 0.38; Consolidated Risk Score g: 0.445
| SALINAS 1104 | 182011104 | 43.7545 | 31.4951 | 0 | 0 | 31.4951 | 12.2594 | Consolidated Risk Score d: Non-HFTD; Consolidated Risk Score e: 47.1; Consolidated Risk Score f: 1.008; Consolidated Risk Score g: 1.038
| SALINAS 1105 | 182011105 | 36.3409 | 10.8986 | 0 | 0 | 10.8986 | 25.4422 | Consolidated Risk Score d: Non-HFTD; Consolidated Risk Score e: 12.5; Consolidated Risk Score f: 0.116; Consolidated Risk Score g: 1.076
| SALINAS 1106 | 182011106 | 29.8081 | 18.6185 | 0 | 0 | 18.6185 | 11.1897 | Consolidated Risk Score d: Non-HFTD; Consolidated Risk Score e: 35.4; Consolidated Risk Score f: 0.234; Consolidated Risk Score g: 0.162
| SALINAS 1107 | 182011107 | 14.6331 | 7.0782 | 0 | 0 | 7.0782 | 7.5549 | Consolidated Risk Score d: Non-HFTD; Consolidated Risk Score e: 18.1; Consolidated Risk Score f: 0.063; Consolidated Risk Score g: 0.428
| SALINAS 1108 | 182011108 | 6.3973 | 2.8902 | 0 | 0 | 2.8902 | 3.5071 | Consolidated Risk Score d: Non-HFTD; Consolidated Risk Score e: 35.6; Consolidated Risk Score f: 0.068; Consolidated Risk Score g: 0
| SALINAS 1109 | 182011109 | 35.2694 | 20.7062 | 0 | 0 | 20.7062 | 14.5632 | Consolidated Risk Score d: Non-HFTD; Consolidated Risk Score e: 39.8; Consolidated Risk Score f: 0.281; Consolidated Risk Score g: 3.194
| KING CITY 1101 | 182031101 | 9.7974 | 6.8907 | 0 | 0 | 6.8907 | 2.9067 | Consolidated Risk Score d: Non-HFTD; Consolidated Risk Score e: 10.4; Consolidated Risk Score f: 0.142; Consolidated Risk Score g: 0
| KING CITY 1102 | 182031102 | 24.4308 | 21.5973 | 0 | 0 | 21.5973 | 2.8335 | Consolidated Risk Score d: Non-HFTD; Consolidated Risk Score e: 127; Consolidated Risk Score f: 0.565; Consolidated Risk Score g: 0.66
| KING CITY 1103 | 182031103 | 41.2607 | 27.9904 | 0 | 17.9831 | 10.0074 | 13.2703 | Consolidated Risk Score d: Non-HFTD; Consolidated Risk Score e: 59.1; Consolidated Risk Score f: 1.074; Consolidated Risk Score g: 0
| KING CITY 1104 | 182031104 | 16.0932 | 13.8549 | 0 | 0 | 13.8549 | 2.2383 | Consolidated Risk Score d: Non-HFTD; Consolidated Risk Score e: 42.3; Consolidated Risk Score f: 0.207; Consolidated Risk Score g: 0.72
| KING CITY 1105 | 182031105 | 9.8661 | 3.0918 | 0 | 0 | 3.0918 | 6.7743 | Consolidated Risk Score d: Non-HFTD; Consolidated Risk Score e: 0.4; Consolidated Risk Score f: 0.002; Consolidated Risk Score g: 1.963
| KING CITY 1106 | 182031106 | 74.1584 | 71.6968 | 0 | 0 | 71.6968 | 2.4615 | Consolidated Risk Score d: Non-HFTD; Consolidated Risk Score e: 341.1; Consolidated Risk Score f: 2.943; Consolidated Risk Score g: 1.547
| KING CITY 1107 | 182031107 | 0.019871 | 0.016313 | 0 | 0 | 0.016313 | 0.0035577 | Consolidated Risk Score d: Non-HFTD; Consolidated Risk Score e: 341.1; Consolidated Risk Score f: 2.943; Consolidated Risk Score g: 1.547
| KING CITY 1108 | 182031108 | 0.022182 | 0.018036 | 0 | 0 | 0.018036 | 0.0041464 | Consolidated Risk Score d: Non-HFTD; Consolidated Risk Score e: 341.1; Consolidated Risk Score f: 2.943; Consolidated Risk Score g: 1.547
| SOLEDAD 1114 | 182051114 | 28.1695 | 18.5951 | 0 | 1.0669 | 17.5282 | 9.5743 | Consolidated Risk Score d: Non-HFTD; Consolidated Risk Score e: 41.3; Consolidated Risk Score f: 0.498; Consolidated Risk Score g: 4.297
| SOLEDAD 2101 | 182052101 | 105.0346 | 89.4137 | 0 | 22.4144 | 66.9993 | 15.6209 | Consolidated Risk Score d: Non-HFTD; Consolidated Risk Score e: 164; Consolidated Risk Score f: 0.804; Consolidated Risk Score g: 0.999
| SOLEDAD 2102 | 182052102 | 61.6202 | 57.5577 | 0 | 11.6392 | 45.9184 | 4.0625 | Consolidated Risk Score d: Non-HFTD; Consolidated Risk Score e: 520.3; Consolidated Risk Score f: 4.85; Consolidated Risk Score g: 0.309
| FAIRWAY 1103 | 182061103 | 31.5802 | 6.7028 | 0 | 0 | 6.7028 | 24.8775 | Consolidated Risk Score d: Non-HFTD; Consolidated Risk Score e: 5.6; Consolidated Risk Score f: 0.016; Consolidated Risk Score g: 0
| FAIRWAY 1104 | 182061104 | 38.4556 | 22.9443 | 0 | 0 | 22.9443 | 15.5113 | Consolidated Risk Score d: Non-HFTD; Consolidated Risk Score e: 103.3; Consolidated Risk Score f: 0.305; Consolidated Risk Score g: 1
| FAIRWAY 1106 | 182061106 | 18.4946 | 5.5037 | 0 | 0 | 5.5037 | 12.9909 | Consolidated Risk Score d: Non-HFTD; Consolidated Risk Score e: 243.6; Consolidated Risk Score f: 2.066; Consolidated Risk Score g: 0
| FAIRWAY 1107 | 182061107 | 30.5787 | 19.2822 | 0 | 0 | 19.2822 | 11.2965 | Consolidated Risk Score d: Non-HFTD; Consolidated Risk Score e: 138.8; Consolidated Risk Score f: 2.104; Consolidated Risk Score g: 2.138
| FAIRWAY 1108 | 182061108 | 47.1987 | 12.7529 | 0 | 0 | 12.7529 | 34.4458 | Consolidated Risk Score d: Non-HFTD; Consolidated Risk Score e: 76.9; Consolidated Risk Score f: 0.238; Consolidated Risk Score g: 0.397
| CAMPHORA 0401 | 182070401 | 0.46688 | 0.45024 | 0 | 0 | 0.45024 | 0.016638 | Consolidated Risk Score d: Non-HFTD; Consolidated Risk Score e: 0; Consolidated Risk Score f: 0; Consolidated Risk Score g: 0
| CAMPHORA 1101 | 182071101 | 60.3125 | 58.3037 | 0 | 3.6909 | 54.6128 | 2.0087 | Consolidated Risk Score d: Non-HFTD; Consolidated Risk Score e: 84.4; Consolidated Risk Score f: 1.964; Consolidated Risk Score g: 1.515
| LOS OSITOS 2101 | 182082101 | 42.5203 | 27.0577 | 0 | 0 | 27.0577 | 15.4626 | Consolidated Risk Score d: Non-HFTD; Consolidated Risk Score e: 186.4; Consolidated Risk Score f: 2.365; Consolidated Risk Score g: 3.395
| LOS OSITOS 2102 | 182082102 | 52.1187 | 51.8845 | 0 | 3.4606 | 48.4239 | 0.23422 | Consolidated Risk Score d: Non-HFTD; Consolidated Risk Score e: 92.6; Consolidated Risk Score f: 0.352; Consolidated Risk Score g: 0
| LOS OSITOS 2103 | 182082103 | 175.7659 | 165.8108 | 0 | 45.3499 | 120.4608 | 9.9552 | Consolidated Risk Score d: Non-HFTD; Consolidated Risk Score e: 358.2; Consolidated Risk Score f: 3.098; Consolidated Risk Score g: 1.456
| MONTEREY 0401 | 182090401 | 4.9026 | 4.5519 | 0 | 0 | 4.5519 | 0.35063 | Consolidated Risk Score d: Non-HFTD; Consolidated Risk Score e: 142.2; Consolidated Risk Score f: 0.529; Consolidated Risk Score g: 0
| MONTEREY 0402 | 182090402 | 5.3659 | 4.3059 | 0 | 0.87157 | 3.4343 | 1.06 | Consolidated Risk Score d: Non-HFTD; Consolidated Risk Score e: 0; Consolidated Risk Score f: 0; Consolidated Risk Score g: 0
| MONTEREY 0403 | 182090403 | 0.14724 | 0.0028409 | 0 | 0 | 0.0028409 | 0.1444 | Consolidated Risk Score d: Non-HFTD; Consolidated Risk Score e: 0; Consolidated Risk Score f: 0; Consolidated Risk Score g: 0
| GONZALES 1101 | 182131101 | 34.5461 | 25.8672 | 0 | 3.8372 | 22.0299 | 8.6789 | Consolidated Risk Score d: Non-HFTD; Consolidated Risk Score e: 66.7; Consolidated Risk Score f: 2.034; Consolidated Risk Score g: 0.038
| GONZALES 1102 | 182131102 | 1.4329 | 0.72236 | 0 | 0 | 0.72236 | 0.71055 | Consolidated Risk Score d: Non-HFTD; Consolidated Risk Score e: 43; Consolidated Risk Score f: 1; Consolidated Risk Score g: 1
| GONZALES 1103 | 182131103 | 8.7104 | 6.6992 | 0 | 0 | 6.6992 | 2.0112 | Consolidated Risk Score d: Non-HFTD; Consolidated Risk Score e: 68.3; Consolidated Risk Score f: 1.174; Consolidated Risk Score g: 2.053
| GONZALES 1104 | 182131104 | 54.8239 | 54.252 | 0 | 0.70601 | 53.5459 | 0.57195 | Consolidated Risk Score d: Non-HFTD; Consolidated Risk Score e: 867.9; Consolidated Risk Score f: 2.438; Consolidated Risk Score g: 0.438
| LOS COCHES 1101 | 182151101 | 30.6543 | 30.3559 | 0 | 2.3225 | 28.0334 | 0.29843 | Consolidated Risk Score d: Non-HFTD; Consolidated Risk Score e: 51.7; Consolidated Risk Score f: 0.289; Consolidated Risk Score g: 1.007
| LOS COCHES 1102 | 182151102 | 35.5306 | 33.4181 | 0 | 0 | 33.4181 | 2.1124 | Consolidated Risk Score d: Non-HFTD; Consolidated Risk Score e: 214.6; Consolidated Risk Score f: 1.799; Consolidated Risk Score g: 0.941
| SAN ARDO 1101 | 182191101 | 56.4847 | 56.1871 | 0 | 2.715 | 53.4721 | 0.29756 | Consolidated Risk Score d: Non-HFTD; Consolidated Risk Score e: 293.7; Consolidated Risk Score f: 1.639; Consolidated Risk Score g: 0.981
| SAN ARDO 1102 | 182191102 | 125.2717 | 124.3004 | 0 | 0 | 124.3004 | 0.97139 | Consolidated Risk Score d: Non-HFTD; Consolidated Risk Score e: 76.8; Consolidated Risk Score f: 0.375; Consolidated Risk Score g: 0.409
| SPENCE 1102 | 182201102 | 34.4815 | 33.4885 | 0 | 2.3503 | 31.1382 | 0.99301 | Consolidated Risk Score d: Non-HFTD; Consolidated Risk Score e: 136.9; Consolidated Risk Score f: 1.067; Consolidated Risk Score g: 2.396
| SPENCE 1103 | 182201103 | 9.9717 | 9.1724 | 0 | 0 | 9.1724 | 0.79929 | Consolidated Risk Score d: Non-HFTD; Consolidated Risk Score e: 57.6; Consolidated Risk Score f: 0.229; Consolidated Risk Score g: 1.531
| SPENCE 1104 | 182201104 | 55.1688 | 52.3492 | 0 | 9.0789 | 43.2703 | 2.8196 | Consolidated Risk Score d: Non-HFTD; Consolidated Risk Score e: 469.7; Consolidated Risk Score f: 3.538; Consolidated Risk Score g: 2.05
| SPENCE 1105 | 182201105 | 15.7948 | 15.5099 | 0 | 0 | 15.5099 | 0.28492 | Consolidated Risk Score d: Non-HFTD; Consolidated Risk Score e: 225.8; Consolidated Risk Score f: 2.842; Consolidated Risk Score g: 1
| DEL MONTE 1101 | 182221101 | 26.2188 | 14.8751 | 0 | 0.49343 | 14.3817 | 11.3437 | Consolidated Risk Score d: Non-HFTD; Consolidated Risk Score e: 115.6; Consolidated Risk Score f: 1.203; Consolidated Risk Score g: 1.776
| DEL MONTE 2102 | 182222102 | 30.9118 | 14.8078 | 0 | 0.6583 | 14.1495 | 16.104 | Consolidated Risk Score d: Non-HFTD; Consolidated Risk Score e: 28.1; Consolidated Risk Score f: 0.361; Consolidated Risk Score g: 1.231
| DEL MONTE 2103 | 182222103 | 49.8072 | 32.4563 | 0 | 12.3253 | 20.131 | 17.3509 | Consolidated Risk Score d: Non-HFTD; Consolidated Risk Score e: 373.8; Consolidated Risk Score f: 3.655; Consolidated Risk Score g: 1.517
| DEL MONTE 2104 | 182222104 | 183.8445 | 80.2626 | 0 | 59.6294 | 20.6332 | 103.5819 | Consolidated Risk Score d: Non-HFTD; Consolidated Risk Score e: 185.8; Consolidated Risk Score f: 1.57; Consolidated Risk Score g: 3.172
| DEL MONTE 2105 | 182222105 | 24.1099 | 15.6373 | 0 | 0 | 15.6373 | 8.4725 | Consolidated Risk Score d: Non-HFTD; Consolidated Risk Score e: 318.7; Consolidated Risk Score f: 3.698; Consolidated Risk Score g: 4.608
| BUENA VISTA 1101 | 182261101 | 1.113 | 0.70229 | 0 | 0 | 0.70229 | 0.41074 | Consolidated Risk Score d: Non-HFTD; Consolidated Risk Score e: 7.4; Consolidated Risk Score f: 0.256; Consolidated Risk Score g: 0
| BUENA VISTA 1102 | 182261102 | 15.1659 | 11.1125 | 0 | 0 | 11.1125 | 4.0534 | Consolidated Risk Score d: Non-HFTD; Consolidated Risk Score e: 143.1; Consolidated Risk Score f: 3.383; Consolidated Risk Score g: 2.32
| BUENA VISTA 1103 | 182261103 | 10.2884 | 7.5817 | 0 | 0 | 7.5817 | 2.7067 | Consolidated Risk Score d: Non-HFTD; Consolidated Risk Score e: 10.5; Consolidated Risk Score f: 0.042; Consolidated Risk Score g: 0
| BUENA VISTA 1104 | 182261104 | 9.914 | 3.9717 | 0 | 0 | 3.9717 | 5.9422 | Consolidated Risk Score d: Non-HFTD; Consolidated Risk Score e: 0; Consolidated Risk Score f: 0; Consolidated Risk Score g: 1.867
| BUENA VISTA 1106 | 182261106 | 9.8926 | 7.9697 | 0 | 0 | 7.9697 | 1.9228 | Consolidated Risk Score d: Non-HFTD; Consolidated Risk Score e: 178.3; Consolidated Risk Score f: 1.28; Consolidated Risk Score g: 3.133
| HATTON 1101 | 182291101 | 124.0146 | 25.3062 | 2.6931 | 12.5698 | 10.0433 | 98.7084 | Consolidated Risk Score d: Non-HFTD; Consolidated Risk Score e: 156; Consolidated Risk Score f: 1.864; Consolidated Risk Score g: 0
| HATTON 1102 | 182291102 | 34.825 | 22.3714 | 0 | 11.3448 | 11.0267 | 12.4535 | Consolidated Risk Score d: Non-HFTD; Consolidated Risk Score e: 170.5; Consolidated Risk Score f: 2.19; Consolidated Risk Score g: 0.19
| INDUSTRIAL ACRES 0411 | 182300411 | 2.1877 | 2.0081 | 0 | 0 | 2.0081 | 0.1796 | Consolidated Risk Score d: Non-HFTD; Consolidated Risk Score e: 31.5; Consolidated Risk Score f: 0.09; Consolidated Risk Score g: 0
| INDUSTRIAL ACRES 0412 | 182300412 | 10.3463 | 9.8331 | 0 | 0 | 9.8331 | 0.51315 | Consolidated Risk Score d: Non-HFTD; Consolidated Risk Score e: 721; Consolidated Risk Score f: 2.791; Consolidated Risk Score g: 0.919
| INDUSTRIAL ACRES 0413 | 182300413 | 4.069 | 3.7053 | 0 | 0 | 3.7053 | 0.36362 | Consolidated Risk Score d: Non-HFTD; Consolidated Risk Score e: 11.4; Consolidated Risk Score f: 0.047; Consolidated Risk Score g: 0
| INDUSTRIAL ACRES 0415 | 182300415 | 1.7681 | 1.4323 | 0 | 0 | 1.4323 | 0.33581 | Consolidated Risk Score d: Non-HFTD; Consolidated Risk Score e: 0; Consolidated Risk Score f: 0; Consolidated Risk Score g: 0
| GABILAN 1101 | 182331101 | 100.6318 | 72.567 | 0 | 4.6464 | 67.9206 | 28.0648 | Consolidated Risk Score d: Non-HFTD; Consolidated Risk Score e: 99.6; Consolidated Risk Score f: 1.297; Consolidated Risk Score g: 0.577
| GABILAN 1102 | 182331102 | 28.3053 | 9.7657 | 0 | 0 | 9.7657 | 18.5396 | Consolidated Risk Score d: Non-HFTD; Consolidated Risk Score e: 76.1; Consolidated Risk Score f: 1.062; Consolidated Risk Score g: 1.009
| CASTROVILLE 2103 | 182352103 | 91.834 | 81.7275 | 0 | 0 | 81.7275 | 10.1066 | Consolidated Risk Score d: Non-HFTD; Consolidated Risk Score e: 243.9; Consolidated Risk Score f: 2.177; Consolidated Risk Score g: 5.234
| CASTROVILLE 2104 | 182352104 | 59.6483 | 50.4932 | 0 | 0 | 50.4932 | 9.1551 | Consolidated Risk Score d: Non-HFTD; Consolidated Risk Score e: 143.2; Consolidated Risk Score f: 2.012; Consolidated Risk Score g: 3.062
| LAURELES 1111 | 182371111 | 118.2239 | 106.798 | 5.7222 | 99.9589 | 1.1169 | 11.4259 | Consolidated Risk Score d: Non-HFTD; Consolidated Risk Score e: 443.8; Consolidated Risk Score f: 2.359; Consolidated Risk Score g: 1.058
| LAURELES 1112 | 182371112 | 45.3599 | 36.7198 | 0 | 26.612 | 10.1077 | 8.6401 | Consolidated Risk Score d: Non-HFTD; Consolidated Risk Score e: 163.9; Consolidated Risk Score f: 1.641; Consolidated Risk Score g: 0.513
| DOLAN ROAD 1101 | 182381101 | 74.75 | 69.1362 | 0 | 2.8607 | 66.2755 | 5.6138 | Consolidated Risk Score d: Non-HFTD; Consolidated Risk Score e: 331.9; Consolidated Risk Score f: 2.596; Consolidated Risk Score g: 1.29
| DOLAN ROAD 1103 | 182381103 | 8.537 | 4.5263 | 0 | 0 | 4.5263 | 4.0108 | Consolidated Risk Score d: Non-HFTD; Consolidated Risk Score e: 6.7; Consolidated Risk Score f: 0.29; Consolidated Risk Score g: 0.687
| DOLAN ROAD 1104 | 182381104 | 7.844 | 5.0643 | 0 | 0 | 5.0643 | 2.7797 | Consolidated Risk Score d: Non-HFTD; Consolidated Risk Score e: 0; Consolidated Risk Score f: 0; Consolidated Risk Score g: 0
| OILFIELDS 1102 | 182391102 | 0.96758 | 0.96758 | 0 | 0 | 0.96758 | 0 | Consolidated Risk Score d: Non-HFTD; Consolidated Risk Score e: 0; Consolidated Risk Score f: 0; Consolidated Risk Score g: 0
| OILFIELDS 1103 | 182391103 | 171.7369 | 145.0666 | 0 | 116.8891 | 28.1774 | 26.6703 | Consolidated Risk Score d: Non-HFTD; Consolidated Risk Score e: 253; Consolidated Risk Score f: 1.135; Consolidated Risk Score g: 2.102
| OILFIELDS 1104 | 182391104 | 38.3028 | 38.0928 | 0 | 0 | 38.0928 | 0.21001 | Consolidated Risk Score d: Non-HFTD; Consolidated Risk Score e: 275; Consolidated Risk Score f: 0.712; Consolidated Risk Score g: 0.923
| FORT ORD 1101 | 182401101 | 28.2846 | 16.8799 | 0 | 0 | 16.8799 | 11.4047 | Consolidated Risk Score d: Non-HFTD; Consolidated Risk Score e: 310.9; Consolidated Risk Score f: 1.395; Consolidated Risk Score g: 0.683
| FORT ORD 2105 | 182402105 | 21.2726 | 7.8244 | 0 | 0 | 7.8244 | 13.4482 | Consolidated Risk Score d: Non-HFTD; Consolidated Risk Score e: 0; Consolidated Risk Score f: 0; Consolidated Risk Score g: 0
| FORT ORD 2106 | 182402106 | 50.0318 | 24.7514 | 0 | 2.2305 | 22.5209 | 25.2804 | Consolidated Risk Score d: Non-HFTD; Consolidated Risk Score e: 37.8; Consolidated Risk Score f: 0.336; Consolidated Risk Score g: 0
| FORT ORD 2107 | 182402107 | 33.3133 | 19.3629 | 0 | 3.8101 | 15.5528 | 13.9503 | Consolidated Risk Score d: Non-HFTD; Consolidated Risk Score e: 287.8; Consolidated Risk Score f: 1.248; Consolidated Risk Score g: 0.741
| FORT ORD 2108 | 182402108 | 2.3638 | 0.90123 | 0 | 0 | 0.90123 | 1.4626 | Consolidated Risk Score d: Non-HFTD; Consolidated Risk Score e: 0; Consolidated Risk Score f: 0; Consolidated Risk Score g: 0
| PACIFIC GROVE 0421 | 182440421 | 4.2629 | 3.3393 | 0 | 0 | 3.3393 | 0.9236 | Consolidated Risk Score d: Non-HFTD; Consolidated Risk Score e: 155.9; Consolidated Risk Score f: 2.177; Consolidated Risk Score g: 3.719
| PACIFIC GROVE 0422 | 182440422 | 8.256 | 6.8927 | 0 | 0.28808 | 6.6046 | 1.3632 | Consolidated Risk Score d: Non-HFTD; Consolidated Risk Score e: 340.6; Consolidated Risk Score f: 4.121; Consolidated Risk Score g: 10.871
| PACIFIC GROVE 0423 | 182440423 | 1.891 | 1.6772 | 0 | 0 | 1.6772 | 0.21377 | Consolidated Risk Score d: Non-HFTD; Consolidated Risk Score e: 215; Consolidated Risk Score f: 3; Consolidated Risk Score g: 4
| PACIFIC GROVE 0424 | 182440424 | 9.3176 | 8.9656 | 0 | 0 | 8.9656 | 0.35197 | Consolidated Risk Score d: Non-HFTD; Consolidated Risk Score e: 370.5; Consolidated Risk Score f: 3.236; Consolidated Risk Score g: 12.445
| BORONDA 1101 | 182461101 | 10.8408 | 7.9221 | 0 | 0 | 7.9221 | 2.9187 | Consolidated Risk Score d: Non-HFTD; Consolidated Risk Score e: 9.5; Consolidated Risk Score f: 0.067; Consolidated Risk Score g: 0.995
| BORONDA 1102 | 182461102 | 5.0275 | 4.307 | 0 | 0 | 4.307 | 0.72048 | Consolidated Risk Score d: Non-HFTD; Consolidated Risk Score e: 17.3; Consolidated Risk Score f: 0.059; Consolidated Risk Score g: 0
| HOLLISTER 2101 | 182492101 | 48.202 | 25.2024 | 0 | 0 | 25.2024 | 22.9996 | Consolidated Risk Score d: Non-HFTD; Consolidated Risk Score e: 79.7; Consolidated Risk Score f: 2.202; Consolidated Risk Score g: 0
| HOLLISTER 2102 | 182492102 | 111.1819 | 108.4295 | 0 | 27.7797 | 80.6499 | 2.7524 | Consolidated Risk Score d: Non-HFTD; Consolidated Risk Score e: 234.7; Consolidated Risk Score f: 2.804; Consolidated Risk Score g: 3.878
| HOLLISTER 2103 | 182492103 | 53.6446 | 13.5647 | 0 | 0 | 13.5647 | 40.08 | Consolidated Risk Score d: Non-HFTD; Consolidated Risk Score e: 286.2; Consolidated Risk Score f: 1.136; Consolidated Risk Score g: 0.401
| HOLLISTER 2104 | 182492104 | 138.8928 | 122.9172 | 0 | 6.1458 | 116.7714 | 15.9756 | Consolidated Risk Score d: Non-HFTD; Consolidated Risk Score e: 330.7; Consolidated Risk Score f: 2.94; Consolidated Risk Score g: 1.476
| HOLLISTER 2105 | 182492105 | 197.6356 | 163.3429 | 0 | 64.3598 | 98.9831 | 34.2926 | Consolidated Risk Score d: Non-HFTD; Consolidated Risk Score e: 151.9; Consolidated Risk Score f: 1.312; Consolidated Risk Score g: 1.286
| HOLLISTER 2106 | 182492106 | 70.164 | 39.7867 | 0 | 8.096 | 31.6907 | 30.3774 | Consolidated Risk Score d: Non-HFTD; Consolidated Risk Score e: 26.4; Consolidated Risk Score f: 0.142; Consolidated Risk Score g: 0.763
| ATASCADERO 1101 | 182541101 | 71.3316 | 62.3033 | 13.7943 | 31.816 | 16.693 | 9.0283 | Consolidated Risk Score d: Non-HFTD; Consolidated Risk Score e: 177.4; Consolidated Risk Score f: 1.606; Consolidated Risk Score g: 0.554
| ATASCADERO 1102 | 182541102 | 16.336 | 12.135 | 0 | 0.96155 | 11.1734 | 4.201 | Consolidated Risk Score d: Non-HFTD; Consolidated Risk Score e: 83; Consolidated Risk Score f: 1.006; Consolidated Risk Score g: 0
| ATASCADERO 1103 | 182541103 | 154.3799 | 133.4888 | 37.1299 | 58.8744 | 37.4844 | 20.8912 | Consolidated Risk Score d: Non-HFTD; Consolidated Risk Score e: 157.5; Consolidated Risk Score f: 2.14; Consolidated Risk Score g: 0
| CAYUCOS 1101 | 182551101 | 53.5206 | 46.0848 | 0 | 0.45788 | 45.6269 | 7.4358 | Consolidated Risk Score d: Non-HFTD; Consolidated Risk Score e: 627.9; Consolidated Risk Score f: 2.441; Consolidated Risk Score g: 1.002
| CAYUCOS 1102 | 182551102 | 61.3846 | 57.9146 | 8.9572 | 5.6538 | 43.3036 | 3.4701 | Consolidated Risk Score d: Non-HFTD; Consolidated Risk Score e: 201.7; Consolidated Risk Score f: 1.342; Consolidated Risk Score g: 0.899
| CHOLAME 1101 | 182561101 | 101.9983 | 97.2031 | 0 | 0 | 97.2031 | 4.7952 | Consolidated Risk Score d: Non-HFTD; Consolidated Risk Score e: 111.3; Consolidated Risk Score f: 1.89; Consolidated Risk Score g: 5.821
| CHOLAME 2102 | 182562102 | 217.7274 | 215.4834 | 0 | 59.2811 | 156.2023 | 2.244 | Consolidated Risk Score d: Non-HFTD; Consolidated Risk Score e: 544.9; Consolidated Risk Score f: 2.982; Consolidated Risk Score g: 10.013
| DIVIDE 1101 | 182571101 | 18.7742 | 15.53 | 0 | 0 | 15.53 | 3.2442 | Consolidated Risk Score d: Non-HFTD; Consolidated Risk Score e: 0; Consolidated Risk Score f: 0; Consolidated Risk Score g: 0.994
| DIVIDE 1102 | 182571102 | 77.0153 | 47.794 | 0 | 0 | 47.794 | 29.2214 | Consolidated Risk Score d: Non-HFTD; Consolidated Risk Score e: 85.2; Consolidated Risk Score f: 0.579; Consolidated Risk Score g: 1.523
| DIVIDE 1103 | 182571103 | 20.9324 | 20.8689 | 0 | 2.4571 | 18.4118 | 0.063555 | Consolidated Risk Score d: Non-HFTD; Consolidated Risk Score e: 1229.8; Consolidated Risk Score f: 7.145; Consolidated Risk Score g: 7.615
| GOLDTREE 1105 | 182581105 | 18.3732 | 14.688 | 0 | 6.8958 | 7.7922 | 3.6852 | Consolidated Risk Score d: Non-HFTD; Consolidated Risk Score e: 35.1; Consolidated Risk Score f: 0.207; Consolidated Risk Score g: 0
| GOLDTREE 1107 | 182581107 | 3.7685 | 3.4813 | 0 | 0.92916 | 2.5522 | 0.28719 | Consolidated Risk Score d: Non-HFTD; Consolidated Risk Score e: 84.7; Consolidated Risk Score f: 0.426; Consolidated Risk Score g: 0
| GOLDTREE 1108 | 182581108 | 20.7728 | 14.6515 | 0 | 2.0089 | 12.6426 | 6.1213 | Consolidated Risk Score d: Non-HFTD; Consolidated Risk Score e: 52.2; Consolidated Risk Score f: 0.383; Consolidated Risk Score g: 0
| OCEANO 1102 | 182601102 | 72.9403 | 54.2282 | 0 | 37.0652 | 17.163 | 18.7121 | Consolidated Risk Score d: Non-HFTD; Consolidated Risk Score e: 307.4; Consolidated Risk Score f: 0.521; Consolidated Risk Score g: 0.997
| OCEANO 1103 | 182601103 | 41.3641 | 11.479 | 0 | 1.209 | 10.2701 | 29.8851 | Consolidated Risk Score d: Non-HFTD; Consolidated Risk Score e: 34.5; Consolidated Risk Score f: 0.562; Consolidated Risk Score g: 0
| OCEANO 1104 | 182601104 | 144.9103 | 112.9099 | 6.8829 | 79.5574 | 26.4695 | 32.0005 | Consolidated Risk Score d: Non-HFTD; Consolidated Risk Score e: 95.5; Consolidated Risk Score f: 0.499; Consolidated Risk Score g: 0.066
| OCEANO 1105 | 182601105 | 42.622 | 23.8408 | 0 | 0.67925 | 23.1616 | 18.7811 | Consolidated Risk Score d: Non-HFTD; Consolidated Risk Score e: 59.6; Consolidated Risk Score f: 1.145; Consolidated Risk Score g: 0.005
| OCEANO 1106 | 182601106 | 38.1322 | 29.4267 | 0 | 2.1378 | 27.2889 | 8.7054 | Consolidated Risk Score d: Non-HFTD; Consolidated Risk Score e: 136.9; Consolidated Risk Score f: 1.212; Consolidated Risk Score g: 1.519
| OCEANO 1108 | 182601108 | 20.2241 | 10.8151 | 0 | 0 | 10.8151 | 9.409 | Consolidated Risk Score d: Non-HFTD; Consolidated Risk Score e: 11.9; Consolidated Risk Score f: 0.034; Consolidated Risk Score g: 0.971
| PASO ROBLES 1101 | 182611101 | 11.5537 | 5.3813 | 0 | 0 | 5.3813 | 6.1724 | Consolidated Risk Score d: Non-HFTD; Consolidated Risk Score e: 26.2; Consolidated Risk Score f: 0.111; Consolidated Risk Score g: 1
| PASO ROBLES 1102 | 182611102 | 23.5477 | 6.4732 | 0 | 0 | 6.4732 | 17.0745 | Consolidated Risk Score d: Non-HFTD; Consolidated Risk Score e: 290.9; Consolidated Risk Score f: 0.961; Consolidated Risk Score g: 1.931
| PASO ROBLES 1103 | 182611103 | 91.7425 | 61.5974 | 0 | 39.3938 | 22.2035 | 30.1451 | Consolidated Risk Score d: Non-HFTD; Consolidated Risk Score e: 325.3; Consolidated Risk Score f: 4.19; Consolidated Risk Score g: 0.613
| PASO ROBLES 1104 | 182611104 | 79.7125 | 67.3604 | 0 | 38.0842 | 29.2762 | 12.3522 | Consolidated Risk Score d: Non-HFTD; Consolidated Risk Score e: 75.1; Consolidated Risk Score f: 0.357; Consolidated Risk Score g: 0.939
| PASO ROBLES 1106 | 182611106 | 41.2406 | 11.9598 | 0 | 0 | 11.9598 | 29.2808 | Consolidated Risk Score d: Non-HFTD; Consolidated Risk Score e: 3; Consolidated Risk Score f: 0.014; Consolidated Risk Score g: 0
| PASO ROBLES 1107 | 182611107 | 56.1691 | 37.5349 | 0 | 0.18704 | 37.3478 | 18.6342 | Consolidated Risk Score d: Non-HFTD; Consolidated Risk Score e: 398.4; Consolidated Risk Score f: 3.285; Consolidated Risk Score g: 0.159
| PASO ROBLES 1108 | 182611108 | 41.5145 | 12.4781 | 0 | 0 | 12.4781 | 29.0364 | Consolidated Risk Score d: Non-HFTD; Consolidated Risk Score e: 45.3; Consolidated Risk Score f: 0.339; Consolidated Risk Score g: 0.271
| SAN LUIS OBISPO 1101 | 182631101 | 41.6483 | 37.8434 | 10.493 | 15.8005 | 11.5498 | 3.8049 | Consolidated Risk Score d: Non-HFTD; Consolidated Risk Score e: 144.5; Consolidated Risk Score f: 0.891; Consolidated Risk Score g: 0.358
| SAN LUIS OBISPO 1102 | 182631102 | 21.5594 | 12.8505 | 0 | 0.62311 | 12.2274 | 8.7089 | Consolidated Risk Score d: Non-HFTD; Consolidated Risk Score e: 80.8; Consolidated Risk Score f: 1.733; Consolidated Risk Score g: 0.109
| SAN LUIS OBISPO 1103 | 182631103 | 70.5824 | 39.0127 | 0 | 20.2145 | 18.7982 | 31.5697 | Consolidated Risk Score d: Non-HFTD; Consolidated Risk Score e: 58.6; Consolidated Risk Score f: 0.435; Consolidated Risk Score g: 0.432
| SAN LUIS OBISPO 1104 | 182631104 | 113.0354 | 83.0567 | 20.7697 | 37.4233 | 24.8638 | 29.9787 | Consolidated Risk Score d: Non-HFTD; Consolidated Risk Score e: 247.4; Consolidated Risk Score f: 1.265; Consolidated Risk Score g: 0.567
| SAN LUIS OBISPO 1105 | 182631105 | 15.7494 | 11.7241 | 0 | 1.3894 | 10.3347 | 4.0253 | Consolidated Risk Score d: Non-HFTD; Consolidated Risk Score e: 4.5; Consolidated Risk Score f: 0.023; Consolidated Risk Score g: 0.455
| SAN LUIS OBISPO 1107 | 182631107 | 83.5734 | 51.7346 | 25.876 | 21.7421 | 4.1165 | 31.8388 | Consolidated Risk Score d: Non-HFTD; Consolidated Risk Score e: 63.6; Consolidated Risk Score f: 0.307; Consolidated Risk Score g: 0.796
| SAN LUIS OBISPO 1108 | 182631108 | 30.5012 | 10.7352 | 0 | 1.6109 | 9.1244 | 19.766 | Consolidated Risk Score d: Non-HFTD; Consolidated Risk Score e: 23.1; Consolidated Risk Score f: 0.089; Consolidated Risk Score g: 0.283
| SAN MIGUEL 1104 | 182661104 | 154.3618 | 144.1614 | 0 | 23.8816 | 120.2798 | 10.2004 | Consolidated Risk Score d: Non-HFTD; Consolidated Risk Score e: 65.9; Consolidated Risk Score f: 0.576; Consolidated Risk Score g: 0.559
| SAN MIGUEL 1105 | 182661105 | 25.2765 | 20.159 | 0 | 1.3894 | 18.7695 | 5.1176 | Consolidated Risk Score d: Non-HFTD; Consolidated Risk Score e: 17.8; Consolidated Risk Score f: 0.171; Consolidated Risk Score g: 0
| SAN MIGUEL 1106 | 182661106 | 76.0679 | 74.3485 | 0 | 37.8549 | 36.4936 | 1.7194 | Consolidated Risk Score d: Non-HFTD; Consolidated Risk Score e: 64.6; Consolidated Risk Score f: 0.291; Consolidated Risk Score g: 2.012
| SAN MIGUEL 1107 | 182661107 | 5.9287 | 5.7371 | 0 | 0 | 5.7371 | 0.19165 | Consolidated Risk Score d: Non-HFTD; Consolidated Risk Score e: 0; Consolidated Risk Score f: 0; Consolidated Risk Score g: 0
| SANTA MARIA 1105 | 182671105 | 47.6922 | 28.821 | 0 | 0 | 28.821 | 18.8711 | Consolidated Risk Score d: Non-HFTD; Consolidated Risk Score e: 193.3; Consolidated Risk Score f: 2.811; Consolidated Risk Score g: 1
| SANTA MARIA 1106 | 182671106 | 30.7243 | 17.0241 | 0 | 0 | 17.0241 | 13.7002 | Consolidated Risk Score d: Non-HFTD; Consolidated Risk Score e: 13.8; Consolidated Risk Score f: 0.079; Consolidated Risk Score g: 0
| SANTA MARIA 1107 | 182671107 | 7.1123 | 4.9627 | 0 | 0 | 4.9627 | 2.1496 | Consolidated Risk Score d: Non-HFTD; Consolidated Risk Score e: 0; Consolidated Risk Score f: 0; Consolidated Risk Score g: 1.001
| SANTA MARIA 1108 | 182671108 | 108.6183 | 94.6674 | 43.9726 | 28.8558 | 21.839 | 13.9509 | Consolidated Risk Score d: Non-HFTD; Consolidated Risk Score e: 54; Consolidated Risk Score f: 0.154; Consolidated Risk Score g: 2.055
| SANTA MARIA 1109 | 182671109 | 54.6908 | 46.5751 | 0 | 0 | 46.5751 | 8.1157 | Consolidated Risk Score d: Non-HFTD; Consolidated Risk Score e: 217.7; Consolidated Risk Score f: 2.009; Consolidated Risk Score g: 0.631
| SANTA MARIA 1110 | 182671110 | 60.6082 | 52.6434 | 0 | 0 | 52.6434 | 7.9649 | Consolidated Risk Score d: Non-HFTD; Consolidated Risk Score e: 66.1; Consolidated Risk Score f: 0.883; Consolidated Risk Score g: 3.556
| SANTA MARIA 1111 | 182671111 | 24.2971 | 13.4856 | 0 | 0 | 13.4856 | 10.8115 | Consolidated Risk Score d: Non-HFTD; Consolidated Risk Score e: 96.8; Consolidated Risk Score f: 1.315; Consolidated Risk Score g: 0
| SANTA MARIA 1112 | 182671112 | 27.1198 | 12.5348 | 0 | 0 | 12.5348 | 14.585 | Consolidated Risk Score d: Non-HFTD; Consolidated Risk Score e: 89.8; Consolidated Risk Score f: 1.304; Consolidated Risk Score g: 0.232
| ZACA 1101 | 182681101 | 30.7574 | 25.9524 | 1.1696 | 16.7027 | 8.0801 | 4.805 | Consolidated Risk Score d: Non-HFTD; Consolidated Risk Score e: 319.5; Consolidated Risk Score f: 2.111; Consolidated Risk Score g: 0.34
| ZACA 1102 | 182681102 | 106.9344 | 80.2303 | 22.3495 | 40.7288 | 17.152 | 26.7041 | Consolidated Risk Score d: Non-HFTD; Consolidated Risk Score e: 92.1; Consolidated Risk Score f: 0.459; Consolidated Risk Score g: 0
| SANTA YNEZ 1101 | 182721101 | 75.0654 | 59.0884 | 14.0964 | 12.6617 | 32.3303 | 15.9771 | Consolidated Risk Score d: Non-HFTD; Consolidated Risk Score e: 122.7; Consolidated Risk Score f: 0.608; Consolidated Risk Score g: 0.289
| SANTA YNEZ 1102 | 182721102 | 51.4317 | 33.718 | 4.8157 | 8.9324 | 19.97 | 17.7137 | Consolidated Risk Score d: Non-HFTD; Consolidated Risk Score e: 181.1; Consolidated Risk Score f: 0.626; Consolidated Risk Score g: 0.067
| SANTA YNEZ 1104 | 182721104 | 111.3608 | 86.2814 | 4.5312 | 39.2177 | 42.5325 | 25.0794 | Consolidated Risk Score d: Non-HFTD; Consolidated Risk Score e: 70.2; Consolidated Risk Score f: 0.38; Consolidated Risk Score g: 2.415
| RESERVATION ROAD 1101 | 182731101 | 47.1591 | 32.191 | 0 | 26.38 | 5.811 | 14.9682 | Consolidated Risk Score d: Non-HFTD; Consolidated Risk Score e: 120.4; Consolidated Risk Score f: 2.067; Consolidated Risk Score g: 0.853
| RESERVATION ROAD 1102 | 182731102 | 84.8208 | 58.8595 | 0 | 19.1691 | 39.6904 | 25.9613 | Consolidated Risk Score d: Non-HFTD; Consolidated Risk Score e: 156.5; Consolidated Risk Score f: 2.386; Consolidated Risk Score g: 0.209
| SAN BENITO 2101 | 182742101 | 61.2935 | 48.4682 | 0 | 4.4146 | 44.0536 | 12.8253 | Consolidated Risk Score d: Non-HFTD; Consolidated Risk Score e: 36.3; Consolidated Risk Score f: 0.435; Consolidated Risk Score g: 0
| SAN BENITO 2102 | 182742102 | 14.7017 | 13.5606 | 0 | 0 | 13.5606 | 1.1411 | Consolidated Risk Score d: Non-HFTD; Consolidated Risk Score e: 2.5; Consolidated Risk Score f: 0.011; Consolidated Risk Score g: 0.112
| SAN BENITO 2103 | 182742103 | 0.61981 | 0.59024 | 0 | 0 | 0.59024 | 0.029573 | Consolidated Risk Score d: Non-HFTD; Consolidated Risk Score e: 2.5; Consolidated Risk Score f: 0.011; Consolidated Risk Score g: 0.112
| SAN BENITO 2104 | 182742104 | 57.6922 | 52.1933 | 0 | 27.7283 | 24.465 | 5.4988 | Consolidated Risk Score d: Non-HFTD; Consolidated Risk Score e: 218.5; Consolidated Risk Score f: 2.186; Consolidated Risk Score g: 0.104
| CAMBRIA 1101 | 182771101 | 35.0216 | 31.1176 | 0 | 24.3281 | 6.7894 | 3.9041 | Consolidated Risk Score d: Non-HFTD; Consolidated Risk Score e: 131.7; Consolidated Risk Score f: 1.227; Consolidated Risk Score g: 0
| CAMBRIA 1102 | 182771102 | 34.1163 | 26.868 | 0 | 15.3639 | 11.5042 | 7.2483 | Consolidated Risk Score d: Non-HFTD; Consolidated Risk Score e: 336.8; Consolidated Risk Score f: 0.875; Consolidated Risk Score g: 0
| BAYWOOD 1101 | 182801101 | 31.6219 | 28.9577 | 0 | 3.4054 | 25.5523 | 2.6642 | Consolidated Risk Score d: Non-HFTD; Consolidated Risk Score e: 148.3; Consolidated Risk Score f: 1.961; Consolidated Risk Score g: 6.705
| SISQUOC 1101 | 182811101 | 32.5334 | 27.1393 | 0 | 0 | 27.1393 | 5.3941 | Consolidated Risk Score d: Non-HFTD; Consolidated Risk Score e: 141; Consolidated Risk Score f: 1.085; Consolidated Risk Score g: 1.015
| SISQUOC 1102 | 182811102 | 122.0441 | 117.7536 | 31.2259 | 21.099 | 65.4286 | 4.2905 | Consolidated Risk Score d: Non-HFTD; Consolidated Risk Score e: 180.2; Consolidated Risk Score f: 0.713; Consolidated Risk Score g: 1.253
| SISQUOC 1103 | 182811103 | 51.4766 | 50.5621 | 24.5542 | 3.308 | 22.6998 | 0.91453 | Consolidated Risk Score d: Non-HFTD; Consolidated Risk Score e: 821.6; Consolidated Risk Score f: 3.787; Consolidated Risk Score g: 0
| SISQUOC 1104 | 182811104 | 35.5766 | 32.6623 | 0 | 0 | 32.6623 | 2.9143 | Consolidated Risk Score d: Non-HFTD; Consolidated Risk Score e: 468; Consolidated Risk Score f: 1.468; Consolidated Risk Score g: 0.82
| MESA 1101 | 182821101 | 90.8985 | 81.8579 | 11.1531 | 37.1055 | 33.5993 | 9.0406 | Consolidated Risk Score d: Non-HFTD; Consolidated Risk Score e: 438.1; Consolidated Risk Score f: 5.964; Consolidated Risk Score g: 0
| MESA 1102 | 182821102 | 6.4638 | 5.2253 | 0 | 0 | 5.2253 | 1.2384 | Consolidated Risk Score d: Non-HFTD; Consolidated Risk Score e: 487.5; Consolidated Risk Score f: 3.432; Consolidated Risk Score g: 2.409
| MESA 1103 | 182821103 | 134.7548 | 75.7459 | 0 | 9.9422 | 65.8037 | 59.0089 | Consolidated Risk Score d: Non-HFTD; Consolidated Risk Score e: 78.1; Consolidated Risk Score f: 1.154; Consolidated Risk Score g: 2.36
| MESA 1104 | 182821104 | 40.4095 | 39.801 | 0 | 0 | 39.801 | 0.6085 | Consolidated Risk Score d: Non-HFTD; Consolidated Risk Score e: 213.1; Consolidated Risk Score f: 1.192; Consolidated Risk Score g: 1.996
| VIEJO 2201 | 182852201 | 31.2598 | 17.4583 | 0 | 14.7283 | 2.7301 | 13.8015 | Consolidated Risk Score d: Non-HFTD; Consolidated Risk Score e: 26.5; Consolidated Risk Score f: 0.13; Consolidated Risk Score g: 3.056
| VIEJO 2202 | 182852202 | 69.0663 | 46.6577 | 0 | 14.6372 | 32.0204 | 22.4086 | Consolidated Risk Score d: Non-HFTD; Consolidated Risk Score e: 215.4; Consolidated Risk Score f: 1.139; Consolidated Risk Score g: 3.163
| VIEJO 2203 | 182852203 | 27.8651 | 22.859 | 0 | 3.1519 | 19.7071 | 5.0061 | Consolidated Risk Score d: Non-HFTD; Consolidated Risk Score e: 28.9; Consolidated Risk Score f: 0.199; Consolidated Risk Score g: 0.333
| VIEJO 2204 | 182852204 | 33.3917 | 24.665 | 0 | 4.244 | 20.421 | 8.7267 | Consolidated Risk Score d: Non-HFTD; Consolidated Risk Score e: 109.6; Consolidated Risk Score f: 1.92; Consolidated Risk Score g: 0.972
| OTTER 1101 | 182941101 | 30.0185 | 26.9126 | 15.0735 | 6.5085 | 5.3307 | 3.1059 | Consolidated Risk Score d: Non-HFTD; Consolidated Risk Score e: 273.6; Consolidated Risk Score f: 0.741; Consolidated Risk Score g: 0.641
| OTTER 1102 | 182941102 | 65.4905 | 54.6204 | 4.5 | 48.6114 | 1.5091 | 10.8701 | Consolidated Risk Score d: Non-HFTD; Consolidated Risk Score e: 425.3; Consolidated Risk Score f: 1.588; Consolidated Risk Score g: 0
| FOOTHILL 1101 | 182951101 | 41.5432 | 39.6122 | 0 | 18.8241 | 20.788 | 1.9311 | Consolidated Risk Score d: Non-HFTD; Consolidated Risk Score e: 185.5; Consolidated Risk Score f: 0.932; Consolidated Risk Score g: 0.008
| FOOTHILL 1102 | 182951102 | 46.6381 | 25.4115 | 0 | 10.2206 | 15.1909 | 21.2267 | Consolidated Risk Score d: Non-HFTD; Consolidated Risk Score e: 137.9; Consolidated Risk Score f: 1.291; Consolidated Risk Score g: 1.246
| PRUNEDALE 1107 | 182961107 | 65.5754 | 46.8595 | 0 | 0 | 46.8595 | 18.7159 | Consolidated Risk Score d: Non-HFTD; Consolidated Risk Score e: 154.7; Consolidated Risk Score f: 1.66; Consolidated Risk Score g: 2.598
| PRUNEDALE 1110 | 182961110 | 99.1206 | 79.8018 | 0 | 0.24195 | 79.5599 | 19.3188 | Consolidated Risk Score d: Non-HFTD; Consolidated Risk Score e: 246.2; Consolidated Risk Score f: 2.865; Consolidated Risk Score g: 0.254
| PURISIMA 1101 | 182971101 | 68.1677 | 57.0527 | 0 | 17.5441 | 39.5087 | 11.1149 | Consolidated Risk Score d: Non-HFTD; Consolidated Risk Score e: 201.4; Consolidated Risk Score f: 1.296; Consolidated Risk Score g: 1.368
| JOLON 1102 | 182981102 | 109.2129 | 106.0245 | 0 | 65.5587 | 40.4658 | 3.1884 | Consolidated Risk Score d: Non-HFTD; Consolidated Risk Score e: 196.8; Consolidated Risk Score f: 2.135; Consolidated Risk Score g: 0.113
| JOLON 1103 | 182981103 | 19.0376 | 18.5415 | 0 | 11.0725 | 7.4689 | 0.49614 | Consolidated Risk Score d: Non-HFTD; Consolidated Risk Score e: 377.8; Consolidated Risk Score f: 1.235; Consolidated Risk Score g: 0
| MORRO BAY 1101 | 183011101 | 54.6523 | 46.5095 | 0.55841 | 5.1017 | 40.8494 | 8.1428 | Consolidated Risk Score d: Non-HFTD; Consolidated Risk Score e: 54.6; Consolidated Risk Score f: 0.475; Consolidated Risk Score g: 2.75
| MORRO BAY 1102 | 183011102 | 69.0471 | 57.8372 | 4.1327 | 17.7464 | 35.9582 | 11.2099 | Consolidated Risk Score d: Non-HFTD; Consolidated Risk Score e: 136.2; Consolidated Risk Score f: 1.372; Consolidated Risk Score g: 0.84
| PALMER 1101 | 183031101 | 72.8579 | 63.1151 | 0 | 39.9771 | 23.1379 | 9.7429 | Consolidated Risk Score d: Non-HFTD; Consolidated Risk Score e: 121.4; Consolidated Risk Score f: 1.069; Consolidated Risk Score g: 1.664
| BUELLTON 1101 | 183041101 | 132.0963 | 105.4546 | 4.9676 | 73.5633 | 26.9237 | 26.6417 | Consolidated Risk Score d: Non-HFTD; Consolidated Risk Score e: 161.9; Consolidated Risk Score f: 0.377; Consolidated Risk Score g: 0.06
| BUELLTON 1102 | 183041102 | 50.5226 | 28.3582 | 0 | 16.4089 | 11.9492 | 22.1644 | Consolidated Risk Score d: Non-HFTD; Consolidated Risk Score e: 19.1; Consolidated Risk Score f: 0.115; Consolidated Risk Score g: 0.294
| TEMPLETON 2108 | 183052108 | 45.3574 | 36.1556 | 0 | 5.379 | 30.7766 | 9.2018 | Consolidated Risk Score d: Non-HFTD; Consolidated Risk Score e: 28.1; Consolidated Risk Score f: 0.37; Consolidated Risk Score g: 0
| TEMPLETON 2109 | 183052109 | 242.9005 | 213.8317 | 0 | 0 | 213.8317 | 29.0688 | Consolidated Risk Score d: Non-HFTD; Consolidated Risk Score e: 169.6; Consolidated Risk Score f: 1.235; Consolidated Risk Score g: 0.746
| TEMPLETON 2110 | 183052110 | 215.3279 | 178.5812 | 33.8987 | 99.9973 | 44.6852 | 36.7467 | Consolidated Risk Score d: Non-HFTD; Consolidated Risk Score e: 314.4; Consolidated Risk Score f: 2.719; Consolidated Risk Score g: 0.415
| TEMPLETON 2111 | 183052111 | 77.9757 | 64.0387 | 0.87801 | 46.0356 | 17.1251 | 13.9369 | Consolidated Risk Score d: Non-HFTD; Consolidated Risk Score e: 143.3; Consolidated Risk Score f: 0.828; Consolidated Risk Score g: 0.587
| TEMPLETON 2112 | 183052112 | 53.8977 | 37.7802 | 0 | 2.1426 | 35.6375 | 16.1176 | Consolidated Risk Score d: Non-HFTD; Consolidated Risk Score e: 33.5; Consolidated Risk Score f: 0.302; Consolidated Risk Score g: 0.3
| TEMPLETON 2113 | 183052113 | 354.4701 | 324.8893 | 54.0985 | 144.8743 | 125.9165 | 29.5808 | Consolidated Risk Score d: Non-HFTD; Consolidated Risk Score e: 309.4; Consolidated Risk Score f: 4.221; Consolidated Risk Score g: 0.194
| PERRY 1101 | 183071101 | 87.8254 | 80.9741 | 7.2179 | 55.8049 | 17.9513 | 6.8513 | Consolidated Risk Score d: Non-HFTD; Consolidated Risk Score e: 71.3; Consolidated Risk Score f: 0.352; Consolidated Risk Score g: 1.861
| CABRILLO 1103 | 183101103 | 110.9936 | 102.7408 | 0 | 57.5278 | 45.213 | 8.2528 | Consolidated Risk Score d: Non-HFTD; Consolidated Risk Score e: 152.6; Consolidated Risk Score f: 0.587; Consolidated Risk Score g: 0.165
| CABRILLO 1104 | 183101104 | 82.7527 | 77.0165 | 0 | 31.1941 | 45.8224 | 5.7362 | Consolidated Risk Score d: Non-HFTD; Consolidated Risk Score e: 313.3; Consolidated Risk Score f: 2.925; Consolidated Risk Score g: 0.813
| CMC 1101 | 183111101 | 2.0473 | 2.0473 | 0 | 2.0473 | 0 | 0 | Consolidated Risk Score d: Non-HFTD; Consolidated Risk Score e: 313.3; Consolidated Risk Score f: 2.925; Consolidated Risk Score g: 0.813
| CMC 1102 | 183111102 | 0.44493 | 0.44493 | 0 | 0.44493 | 0 | 0 | Consolidated Risk Score d: Non-HFTD; Consolidated Risk Score e: 313.3; Consolidated Risk Score f: 2.925; Consolidated Risk Score g: 0.813
| MANZANITA 0403 | 183150403 | 2.2029 | 1.0258 | 0 | 0 | 1.0258 | 1.177 | Consolidated Risk Score d: Non-HFTD; Consolidated Risk Score e: 0.4; Consolidated Risk Score f: 0.037; Consolidated Risk Score g: 0
| MANZANITA 0404 | 183150404 | 1.875 | 0.43509 | 0 | 0 | 0.43509 | 1.4399 | Consolidated Risk Score d: Non-HFTD; Consolidated Risk Score e: 0; Consolidated Risk Score f: 0; Consolidated Risk Score g: 0
| SAN JUSTO 1101 | 183181101 | 59.723 | 55.9276 | 0 | 37.089 | 18.8386 | 3.7954 | Consolidated Risk Score d: Non-HFTD; Consolidated Risk Score e: 584.4; Consolidated Risk Score f: 4.545; Consolidated Risk Score g: 0.522
| TRES PINOS 1111 | 183221111 | 33.8389 | 32.8555 | 0 | 0.0063994 | 32.8491 | 0.98337 | Consolidated Risk Score d: Non-HFTD; Consolidated Risk Score e: 27.6; Consolidated Risk Score f: 0.199; Consolidated Risk Score g: 3
| BURNS 2101 | 183582101 | 1.6948 | 1.6801 | 1.6801 | 0 | 0 | 0.014678 | Consolidated Risk Score d: Non-HFTD; Consolidated Risk Score e: 3939.6; Consolidated Risk Score f: 5.138; Consolidated Risk Score g: 0
| SCE REFUGIO 1701 | 188071701 | 0.29087 | 0.29087 | 0.29087 | 0 | 0 | 0 | Consolidated Risk Score d: Non-HFTD; Consolidated Risk Score e: 344; Consolidated Risk Score f: 1; Consolidated Risk Score g: 0
| SCE VEGAS 1701 | 188881701 | 0.16991 | 0.16991 | 0.16991 | 0 | 0 | 0 | Consolidated Risk Score d: Non-HFTD; Consolidated Risk Score e: 0; Consolidated Risk Score f: 0; Consolidated Risk Score g: 0
| ARCATA 1105 | 192021105 | 53.2551 | 44.2277 | 0 | 0 | 44.2277 | 9.0274 | Consolidated Risk Score d: Non-HFTD; Consolidated Risk Score e: 24.5; Consolidated Risk Score f: 0.114; Consolidated Risk Score g: 0
| ARCATA 1106 | 192021106 | 14.5827 | 10.344 | 0 | 0 | 10.344 | 4.2387 | Consolidated Risk Score d: Non-HFTD; Consolidated Risk Score e: 2.4; Consolidated Risk Score f: 0.065; Consolidated Risk Score g: 0.025
| ARCATA 1121 | 192021121 | 35.029 | 28.9597 | 0 | 6.8123 | 22.1474 | 6.0693 | Consolidated Risk Score d: Non-HFTD; Consolidated Risk Score e: 55.1; Consolidated Risk Score f: 0.156; Consolidated Risk Score g: 0.109
| ARCATA 1122 | 192021122 | 74.6625 | 68.0562 | 0 | 20.4412 | 47.6149 | 6.6063 | Consolidated Risk Score d: Non-HFTD; Consolidated Risk Score e: 93.4; Consolidated Risk Score f: 1.363; Consolidated Risk Score g: 0.324
| ARCATA 1123 | 192021123 | 6.3275 | 6.1757 | 0 | 0 | 6.1757 | 0.15179 | Consolidated Risk Score d: Non-HFTD; Consolidated Risk Score e: 251.8; Consolidated Risk Score f: 1.242; Consolidated Risk Score g: 0
| ARCATA 1124 | 192021124 | 0.002643 | 0.002643 | 0 | 0 | 0.002643 | 0 | Consolidated Risk Score d: Non-HFTD; Consolidated Risk Score e: 251.8; Consolidated Risk Score f: 1.242; Consolidated Risk Score g: 0
| MAPLE CREEK 1101 | 192101101 | 33.1611 | 32.999 | 0 | 9.2872 | 23.7118 | 0.16208 | Consolidated Risk Score d: Non-HFTD; Consolidated Risk Score e: 314.2; Consolidated Risk Score f: 2.221; Consolidated Risk Score g: 2.463
| EUREKA A 1103 | 192121103 | 11.768 | 10.9097 | 0 | 0 | 10.9097 | 0.85833 | Consolidated Risk Score d: Non-HFTD; Consolidated Risk Score e: 1.3; Consolidated Risk Score f: 0.009; Consolidated Risk Score g: 0
| EUREKA A 1106 | 192121106 | 7.6325 | 1.8095 | 0 | 0 | 1.8095 | 5.823 | Consolidated Risk Score d: Non-HFTD; Consolidated Risk Score e: 10.2; Consolidated Risk Score f: 0.08; Consolidated Risk Score g: 3.781
| EUREKA A 1107 | 192121107 | 7.5044 | 4.4906 | 0 | 0 | 4.4906 | 3.0138 | Consolidated Risk Score d: Non-HFTD; Consolidated Risk Score e: 28.9; Consolidated Risk Score f: 1.012; Consolidated Risk Score g: 0.941
| NEWBURG 1131 | 192151131 | 46.7422 | 39.3222 | 0 | 5.6705 | 33.6517 | 7.42 | Consolidated Risk Score d: Non-HFTD; Consolidated Risk Score e: 31.8; Consolidated Risk Score f: 0.259; Consolidated Risk Score g: 0
| NEWBURG 1132 | 192151132 | 34.0762 | 22.253 | 0 | 1.2789 | 20.9741 | 11.8232 | Consolidated Risk Score d: Non-HFTD; Consolidated Risk Score e: 152.3; Consolidated Risk Score f: 1.476; Consolidated Risk Score g: 1.566
| NEWBURG 1133 | 192151133 | 17.9341 | 16.8088 | 0 | 2.403 | 14.4058 | 1.1253 | Consolidated Risk Score d: Non-HFTD; Consolidated Risk Score e: 14; Consolidated Risk Score f: 0.151; Consolidated Risk Score g: 0
| WILLOW CREEK 1101 | 192171101 | 60.7371 | 56.7174 | 26.059 | 20.0956 | 10.5628 | 4.0197 | Consolidated Risk Score d: Non-HFTD; Consolidated Risk Score e: 1783.1; Consolidated Risk Score f: 2.386; Consolidated Risk Score g: 0.696
| WILLOW CREEK 1102 | 192171102 | 10.9687 | 9.61 | 5.3095 | 4.3005 | 0 | 1.3587 | Consolidated Risk Score d: Non-HFTD; Consolidated Risk Score e: 222.1; Consolidated Risk Score f: 1.938; Consolidated Risk Score g: 0
| WILLOW CREEK 1103 | 192171103 | 88.038 | 85.5007 | 0.54076 | 83.8374 | 1.1226 | 2.5373 | Consolidated Risk Score d: Non-HFTD; Consolidated Risk Score e: 1291.6; Consolidated Risk Score f: 5.268; Consolidated Risk Score g: 2.447
| BLUE LAKE 1101 | 192181101 | 7.5951 | 7.4076 | 0 | 0 | 7.1022 | 0.18755 | Consolidated Risk Score d: Non-HFTD; Consolidated Risk Score e: 26; Consolidated Risk Score f: 0.114; Consolidated Risk Score g: 0
| BLUE LAKE 1102 | 192181102 | 73.2745 | 68.7934 | 0 | 0 | 68.7768 | 4.481 | Consolidated Risk Score d: Non-HFTD; Consolidated Risk Score e: 126.6; Consolidated Risk Score f: 0.265; Consolidated Risk Score g: 0.22
| GARBERVILLE 1101 | 192221101 | 165.9858 | 162.6969 | 0 | 82.556 | 80.1409 | 3.2889 | Consolidated Risk Score d: Non-HFTD; Consolidated Risk Score e: 1781; Consolidated Risk Score f: 7.631; Consolidated Risk Score g: 2.389
| GARBERVILLE 1102 | 192221102 | 146.3669 | 137.539 | 0 | 122.7679 | 14.7712 | 8.8278 | Consolidated Risk Score d: Non-HFTD; Consolidated Risk Score e: 1552.2; Consolidated Risk Score f: 3.549; Consolidated Risk Score g: 0.234
| GARBERVILLE 1103 | 192221103 | 3.488 | 2.2293 | 0 | 0.47814 | 1.7512 | 1.2587 | Consolidated Risk Score d: Non-HFTD; Consolidated Risk Score e: 195.8; Consolidated Risk Score f: 2.024; Consolidated Risk Score g: 0
| TRINIDAD 1101 | 192231101 | 29.253 | 26.5402 | 0 | 0 | 26.5402 | 2.7128 | Consolidated Risk Score d: Non-HFTD; Consolidated Risk Score e: 765.3; Consolidated Risk Score f: 3.148; Consolidated Risk Score g: 0.36
| TRINIDAD 1102 | 192231102 | 23.625 | 20.2434 | 0 | 0 | 20.2434 | 3.3816 | Consolidated Risk Score d: Non-HFTD; Consolidated Risk Score e: 534.5; Consolidated Risk Score f: 1.851; Consolidated Risk Score g: 0.174
| RIO DELL 1101 | 192251101 | 20.7718 | 19.3729 | 0 | 0 | 19.3729 | 1.399 | Consolidated Risk Score d: Non-HFTD; Consolidated Risk Score e: 466.5; Consolidated Risk Score f: 2.711; Consolidated Risk Score g: 0.1
| RIO DELL 1102 | 192251102 | 80.3925 | 72.8091 | 0 | 49.2214 | 22.7725 | 7.5834 | Consolidated Risk Score d: Non-HFTD; Consolidated Risk Score e: 247; Consolidated Risk Score f: 2.604; Consolidated Risk Score g: 0.176
| ORICK 1101 | 192261101 | 8.9391 | 7.9805 | 0 | 0 | 7.9805 | 0.95855 | Consolidated Risk Score d: Non-HFTD; Consolidated Risk Score e: 1273.7; Consolidated Risk Score f: 2.09; Consolidated Risk Score g: 2.719
| ORICK 1102 | 192261102 | 24.5143 | 23.2833 | 0 | 0 | 23.2833 | 1.231 | Consolidated Risk Score d: Non-HFTD; Consolidated Risk Score e: 621.4; Consolidated Risk Score f: 2.116; Consolidated Risk Score g: 2.603
| CARLOTTA 1121 | 192291121 | 50.3113 | 48.3287 | 0 | 17.4125 | 30.9162 | 1.9826 | Consolidated Risk Score d: Non-HFTD; Consolidated Risk Score e: 493.7; Consolidated Risk Score f: 3.407; Consolidated Risk Score g: 0.308
| FRUITLAND 1141 | 192311141 | 27.2044 | 27.1854 | 0 | 23.8635 | 3.3219 | 0.019055 | Consolidated Risk Score d: Non-HFTD; Consolidated Risk Score e: 951.6; Consolidated Risk Score f: 2.903; Consolidated Risk Score g: 3.094
| FRUITLAND 1142 | 192311142 | 68.3342 | 67.6528 | 0 | 57.6538 | 9.9727 | 0.68141 | Consolidated Risk Score d: Non-HFTD; Consolidated Risk Score e: 1038.5; Consolidated Risk Score f: 2.487; Consolidated Risk Score g: 3.606
| FORT SEWARD 1121 | 192321121 | 48.4159 | 48.347 | 0 | 36.6587 | 11.6883 | 0.068974 | Consolidated Risk Score d: Non-HFTD; Consolidated Risk Score e: 1504.3; Consolidated Risk Score f: 1.379; Consolidated Risk Score g: 2.081
| FORT SEWARD 1122 | 192321122 | 22.0491 | 21.9267 | 0 | 17.5501 | 4.3766 | 0.12242 | Consolidated Risk Score d: Non-HFTD; Consolidated Risk Score e: 0; Consolidated Risk Score f: 0; Consolidated Risk Score g: 0
| EUREKA E 1101 | 192331101 | 15.1022 | 13.2905 | 0 | 0 | 13.2905 | 1.8117 | Consolidated Risk Score d: Non-HFTD; Consolidated Risk Score e: 19.4; Consolidated Risk Score f: 0.102; Consolidated Risk Score g: 0.415
| EUREKA E 1104 | 192331104 | 28.6892 | 26.895 | 0 | 0.031094 | 26.8639 | 1.7942 | Consolidated Risk Score d: Non-HFTD; Consolidated Risk Score e: 379.7; Consolidated Risk Score f: 4.183; Consolidated Risk Score g: 0
| EUREKA E 1105 | 192331105 | 7.5185 | 7.2277 | 0 | 0 | 7.2277 | 0.29081 | Consolidated Risk Score d: Non-HFTD; Consolidated Risk Score e: 5.9; Consolidated Risk Score f: 0.043; Consolidated Risk Score g: 0
| HUMBOLDT BAY 1101 | 192341101 | 16.9063 | 13.0016 | 0 | 0 | 13.0016 | 3.9047 | Consolidated Risk Score d: Non-HFTD; Consolidated Risk Score e: 57.1; Consolidated Risk Score f: 1.055; Consolidated Risk Score g: 0
| HUMBOLDT BAY 1102 | 192341102 | 53.0989 | 41.5156 | 0 | 6.3257 | 35.1898 | 11.5833 | Consolidated Risk Score d: Non-HFTD; Consolidated Risk Score e: 61.6; Consolidated Risk Score f: 0.95; Consolidated Risk Score g: 0.002
| BIG LAGOON 1101 | 192361101 | 4.4433 | 3.9359 | 0 | 0 | 3.6825 | 0.50743 | Consolidated Risk Score d: Non-HFTD; Consolidated Risk Score e: 2738; Consolidated Risk Score f: 2.899; Consolidated Risk Score g: 1
| EEL RIVER 1102 | 192381102 | 149.1737 | 144.6975 | 0 | 40.0044 | 104.6931 | 4.4762 | Consolidated Risk Score d: Non-HFTD; Consolidated Risk Score e: 545.5; Consolidated Risk Score f: 1.377; Consolidated Risk Score g: 3.592
| EEL RIVER 1103 | 192381103 | 60.9065 | 59.6987 | 0 | 3.0503 | 56.6484 | 1.2078 | Consolidated Risk Score d: Non-HFTD; Consolidated Risk Score e: 53.7; Consolidated Risk Score f: 0.478; Consolidated Risk Score g: 1.176
| JANES CREEK 1101 | 192391101 | 38.2744 | 29.6715 | 0 | 0 | 29.6715 | 8.6029 | Consolidated Risk Score d: Non-HFTD; Consolidated Risk Score e: 13.9; Consolidated Risk Score f: 0.065; Consolidated Risk Score g: 0.102
| JANES CREEK 1102 | 192391102 | 10.0614 | 6.2612 | 0 | 0 | 6.2612 | 3.8001 | Consolidated Risk Score d: Non-HFTD; Consolidated Risk Score e: 0; Consolidated Risk Score f: 0; Consolidated Risk Score g: 0
| JANES CREEK 1103 | 192391103 | 65.2308 | 42.6393 | 0 | 0 | 42.6393 | 22.5916 | Consolidated Risk Score d: Non-HFTD; Consolidated Risk Score e: 23.6; Consolidated Risk Score f: 0.1; Consolidated Risk Score g: 1.173
| JANES CREEK 1104 | 192391104 | 4.2574 | 2.6196 | 0 | 0 | 2.6196 | 1.6378 | Consolidated Risk Score d: Non-HFTD; Consolidated Risk Score e: 21; Consolidated Risk Score f: 0.124; Consolidated Risk Score g: 1.331
| HOOPA 1101 | 192401101 | 149.3486 | 137.3344 | 4.908 | 100.0661 | 32.3604 | 12.0141 | Consolidated Risk Score d: Non-HFTD; Consolidated Risk Score e: 1049.8; Consolidated Risk Score f: 3.02; Consolidated Risk Score g: 2.218
| LOW GAP 1101 | 192411101 | 73.955 | 73.3917 | 0 | 71.6125 | 1.7793 | 0.56327 | Consolidated Risk Score d: Non-HFTD; Consolidated Risk Score e: 726.4; Consolidated Risk Score f: 1.876; Consolidated Risk Score g: 1.051
| HARRIS 1108 | 192431108 | 40.6384 | 32.6704 | 0 | 1.7496 | 30.9208 | 7.9679 | Consolidated Risk Score d: Non-HFTD; Consolidated Risk Score e: 15.2; Consolidated Risk Score f: 0.439; Consolidated Risk Score g: 0.53
| HARRIS 1109 | 192431109 | 57.7704 | 50.6555 | 0 | 14.4838 | 36.1717 | 7.1149 | Consolidated Risk Score d: Non-HFTD; Consolidated Risk Score e: 122.4; Consolidated Risk Score f: 1.58; Consolidated Risk Score g: 1.458
| FAIRHAVEN 1103 | 192451103 | 9.7437 | 9.4288 | 0 | 0 | 9.4288 | 0.31486 | Consolidated Risk Score d: Non-HFTD; Consolidated Risk Score e: 37; Consolidated Risk Score f: 1.103; Consolidated Risk Score g: 3.923
| FAIRHAVEN 1104 | 192451104 | 5.2658 | 3.5937 | 0 | 0 | 3.5937 | 1.6721 | Consolidated Risk Score d: Non-HFTD; Consolidated Risk Score e: 0; Consolidated Risk Score f: 0; Consolidated Risk Score g: 0
| BRIDGEVILLE 1101 | 192461101 | 24.8194 | 24.8194 | 4.8275 | 17.7326 | 2.2593 | 0 | Consolidated Risk Score d: Non-HFTD; Consolidated Risk Score e: 2720.4; Consolidated Risk Score f: 6.043; Consolidated Risk Score g: 5.287
| BRIDGEVILLE 1102 | 192461102 | 46.9929 | 46.9929 | 20.6399 | 14.0229 | 12.3301 | 0 | Consolidated Risk Score d: Non-HFTD; Consolidated Risk Score e: 218.3; Consolidated Risk Score f: 0.652; Consolidated Risk Score g: 0.039
| RUSS RANCH 1101 | 192471101 | 0.62914 | 0.62914 | 0 | 0 | 0.62914 | 0 | Consolidated Risk Score d: Non-HFTD; Consolidated Risk Score e: 2902; Consolidated Risk Score f: 1; Consolidated Risk Score g: 1
| WISHON 1101 | 251511101 | 7.627 | 7.627 | 3.454 | 4.173 | 0 | 0 | Consolidated Risk Score d: Non-HFTD; Consolidated Risk Score e: 0; Consolidated Risk Score f: 0; Consolidated Risk Score g: 1
| ANTELOPE 1101 | 252021101 | 39.8779 | 39.8299 | 0 | 0.89988 | 38.9301 | 0.047966 | Consolidated Risk Score d: Non-HFTD; Consolidated Risk Score e: 359.7; Consolidated Risk Score f: 1.101; Consolidated Risk Score g: 0
| ANTELOPE 1102 | 252021102 | 25.5373 | 25.3397 | 0 | 0 | 25.3397 | 0.19761 | Consolidated Risk Score d: Non-HFTD; Consolidated Risk Score e: 470.8; Consolidated Risk Score f: 2.043; Consolidated Risk Score g: 2
| AIRWAYS 1101 | 252041101 | 23.819 | 1.4643 | 0 | 0 | 1.4643 | 22.3547 | Consolidated Risk Score d: Non-HFTD; Consolidated Risk Score e: 160.8; Consolidated Risk Score f: 2.463; Consolidated Risk Score g: 0.577
| AIRWAYS 1102 | 252041102 | 38.9948 | 7.7672 | 0 | 0 | 7.7672 | 31.2276 | Consolidated Risk Score d: Non-HFTD; Consolidated Risk Score e: 4.2; Consolidated Risk Score f: 0.036; Consolidated Risk Score g: 0.285
| AIRWAYS 1103 | 252041103 | 29.2512 | 7.9869 | 0 | 0 | 7.9869 | 21.2644 | Consolidated Risk Score d: Non-HFTD; Consolidated Risk Score e: 1.3; Consolidated Risk Score f: 0.003; Consolidated Risk Score g: 0.992
| AIRWAYS 1104 | 252041104 | 32.3142 | 2.0385 | 0 | 0 | 2.0385 | 30.2757 | Consolidated Risk Score d: Non-HFTD; Consolidated Risk Score e: 0; Consolidated Risk Score f: 0; Consolidated Risk Score g: 0
| AIRWAYS 1105 | 252041105 | 26.0189 | 1.3388 | 0 | 0 | 1.3388 | 24.6801 | Consolidated Risk Score d: Non-HFTD; Consolidated Risk Score e: 2.8; Consolidated Risk Score f: 0.015; Consolidated Risk Score g: 1.646
| AIRWAYS 1106 | 252041106 | 21.1037 | 8.7425 | 0 | 0 | 8.7425 | 12.3612 | Consolidated Risk Score d: Non-HFTD; Consolidated Risk Score e: 57; Consolidated Risk Score f: 0.426; Consolidated Risk Score g: 0.242
| AIRWAYS 1107 | 252041107 | 75.4 | 44.1841 | 0 | 0 | 44.1841 | 31.216 | Consolidated Risk Score d: Non-HFTD; Consolidated Risk Score e: 31.6; Consolidated Risk Score f: 0.337; Consolidated Risk Score g: 0.092
| AIRWAYS 1108 | 252041108 | 23.2164 | 11.67 | 0 | 0 | 11.67 | 11.5464 | Consolidated Risk Score d: Non-HFTD; Consolidated Risk Score e: 11.6; Consolidated Risk Score f: 0.094; Consolidated Risk Score g: 0
| ASHLAN AVE 1102 | 252051102 | 14.8031 | 13.1954 | 0 | 0 | 13.1954 | 1.6078 | Consolidated Risk Score d: Non-HFTD; Consolidated Risk Score e: 50.5; Consolidated Risk Score f: 0.24; Consolidated Risk Score g: 3.07
| ASHLAN AVE 1103 | 252051103 | 11.7493 | 9.2719 | 0 | 0 | 9.2719 | 2.4774 | Consolidated Risk Score d: Non-HFTD; Consolidated Risk Score e: 20.7; Consolidated Risk Score f: 0.141; Consolidated Risk Score g: 2.863
| ASHLAN AVE 1104 | 252051104 | 15.8619 | 14.1464 | 0 | 0 | 14.1464 | 1.7155 | Consolidated Risk Score d: Non-HFTD; Consolidated Risk Score e: 144.9; Consolidated Risk Score f: 1.86; Consolidated Risk Score g: 1.001
| ASHLAN AVE 1106 | 252051106 | 20.7525 | 17.3902 | 0 | 0 | 17.3902 | 3.3623 | Consolidated Risk Score d: Non-HFTD; Consolidated Risk Score e: 21.9; Consolidated Risk Score f: 0.283; Consolidated Risk Score g: 1.735
| ASHLAN AVE 1107 | 252051107 | 11.5896 | 8.3156 | 0 | 0 | 8.3156 | 3.274 | Consolidated Risk Score d: Non-HFTD; Consolidated Risk Score e: 96.7; Consolidated Risk Score f: 2.034; Consolidated Risk Score g: 0.417
| ASHLAN AVE 1108 | 252051108 | 14.0881 | 11.6549 | 0 | 0 | 11.6549 | 2.4332 | Consolidated Risk Score d: Non-HFTD; Consolidated Risk Score e: 69.7; Consolidated Risk Score f: 0.52; Consolidated Risk Score g: 0.721
| ASHLAN AVE 1109 | 252051109 | 25.3772 | 15.6573 | 0 | 0 | 15.6573 | 9.7199 | Consolidated Risk Score d: Non-HFTD; Consolidated Risk Score e: 29.7; Consolidated Risk Score f: 0.094; Consolidated Risk Score g: 1
| ASHLAN AVE 1111 | 252051111 | 12.0532 | 6.7546 | 0 | 0 | 6.7546 | 5.2986 | Consolidated Risk Score d: Non-HFTD; Consolidated Risk Score e: 242.5; Consolidated Risk Score f: 2.871; Consolidated Risk Score g: 1.254
| ASHLAN AVE 1112 | 252051112 | 25.3135 | 9.5405 | 0 | 0 | 9.5405 | 15.773 | Consolidated Risk Score d: Non-HFTD; Consolidated Risk Score e: 13.4; Consolidated Risk Score f: 0.123; Consolidated Risk Score g: 0.645
| ASHLAN AVE 1113 | 252051113 | 26.3911 | 10.1332 | 0 | 0 | 10.1332 | 16.258 | Consolidated Risk Score d: Non-HFTD; Consolidated Risk Score e: 0.3; Consolidated Risk Score f: 0.001; Consolidated Risk Score g: 1.461
| ASHLAN AVE 1114 | 252051114 | 9.8393 | 8.3567 | 0 | 0 | 8.3567 | 1.4826 | Consolidated Risk Score d: Non-HFTD; Consolidated Risk Score e: 31.7; Consolidated Risk Score f: 0.162; Consolidated Risk Score g: 0
| ASHLAN AVE 1116 | 252051116 | 19.7105 | 19.051 | 0 | 0 | 19.051 | 0.65948 | Consolidated Risk Score d: Non-HFTD; Consolidated Risk Score e: 22.7; Consolidated Risk Score f: 0.191; Consolidated Risk Score g: 0.741
| ASHLAN AVE 2101 | 252052101 | 13.4955 | 2.2384 | 0 | 0 | 2.2384 | 11.2571 | Consolidated Risk Score d: Non-HFTD; Consolidated Risk Score e: 124.6; Consolidated Risk Score f: 1.101; Consolidated Risk Score g: 0
| ASHLAN AVE 2105 | 252052105 | 28.1021 | 16.394 | 0 | 0 | 16.394 | 11.7082 | Consolidated Risk Score d: Non-HFTD; Consolidated Risk Score e: 86.5; Consolidated Risk Score f: 0.474; Consolidated Risk Score g: 2.03
| ASHLAN AVE 2110 | 252052110 | 18.4972 | 6.8784 | 0 | 0 | 6.8784 | 11.6188 | Consolidated Risk Score d: Non-HFTD; Consolidated Risk Score e: 117.9; Consolidated Risk Score f: 0.877; Consolidated Risk Score g: 2.813
| ASHLAN AVE 2115 | 252052115 | 9.8593 | 5.5113 | 0 | 0 | 5.5113 | 4.348 | Consolidated Risk Score d: Non-HFTD; Consolidated Risk Score e: 11.5; Consolidated Risk Score f: 0.083; Consolidated Risk Score g: 1
| ASHLAN AVE 2117 | 252052117 | 19.5264 | 1.8804 | 0 | 0 | 1.8804 | 17.6459 | Consolidated Risk Score d: Non-HFTD; Consolidated Risk Score e: 47; Consolidated Risk Score f: 0.259; Consolidated Risk Score g: 0.271
| ASHLAN AVE 2118 | 252052118 | 16.4785 | 9.562 | 0 | 0 | 9.562 | 6.9165 | Consolidated Risk Score d: Non-HFTD; Consolidated Risk Score e: 136.4; Consolidated Risk Score f: 1.737; Consolidated Risk Score g: 0.356
| ASHLAN AVE 2119 | 252052119 | 21.8241 | 14.1628 | 0 | 0 | 14.1628 | 7.6613 | Consolidated Risk Score d: Non-HFTD; Consolidated Risk Score e: 28.3; Consolidated Risk Score f: 0.353; Consolidated Risk Score g: 0
| SHEPHERD 2109 | 252062109 | 29.7129 | 4.9037 | 0 | 0 | 4.9037 | 24.8093 | Consolidated Risk Score d: Non-HFTD; Consolidated Risk Score e: 42.4; Consolidated Risk Score f: 0.437; Consolidated Risk Score g: 2.577
| SHEPHERD 2110 | 252062110 | 34.5869 | 8.4985 | 0 | 0 | 8.4985 | 26.0884 | Consolidated Risk Score d: Non-HFTD; Consolidated Risk Score e: 20.3; Consolidated Risk Score f: 0.089; Consolidated Risk Score g: 2.848
| SHEPHERD 2111 | 252062111 | 89.4681 | 72.0146 | 0 | 29.3703 | 42.6443 | 17.4535 | Consolidated Risk Score d: Non-HFTD; Consolidated Risk Score e: 9.8; Consolidated Risk Score f: 0.075; Consolidated Risk Score g: 0
| SHEPHERD 2112 | 252062112 | 28.6342 | 8.109 | 0 | 0 | 8.109 | 20.5252 | Consolidated Risk Score d: Non-HFTD; Consolidated Risk Score e: 0.6; Consolidated Risk Score f: 0.001; Consolidated Risk Score g: 0.856
| TAFT 1101 | 252081101 | 13.7484 | 11.835 | 0 | 0 | 11.835 | 1.9134 | Consolidated Risk Score d: Non-HFTD; Consolidated Risk Score e: 17.4; Consolidated Risk Score f: 0.03; Consolidated Risk Score g: 1.988
| TAFT 1102 | 252081102 | 0.052556 | 0.052556 | 0 | 0 | 0.052556 | 0 | Consolidated Risk Score d: Non-HFTD; Consolidated Risk Score e: 17.4; Consolidated Risk Score f: 0.03; Consolidated Risk Score g: 1.988
| TAFT 1103 | 252081103 | 27.9856 | 27.4257 | 0 | 0 | 27.4257 | 0.55994 | Consolidated Risk Score d: Non-HFTD; Consolidated Risk Score e: 170.3; Consolidated Risk Score f: 2.204; Consolidated Risk Score g: 1.001
| TAFT 1104 | 252081104 | 25.6318 | 13.3535 | 0 | 0 | 13.3535 | 12.2783 | Consolidated Risk Score d: Non-HFTD; Consolidated Risk Score e: 297.3; Consolidated Risk Score f: 3.036; Consolidated Risk Score g: 0
| TAFT 1106 | 252081106 | 10.8368 | 7.1426 | 0 | 0 | 7.1426 | 3.6942 | Consolidated Risk Score d: Non-HFTD; Consolidated Risk Score e: 1.3; Consolidated Risk Score f: 0.008; Consolidated Risk Score g: 2
| TAFT 1108 | 252081108 | 9.3157 | 9.1868 | 0 | 0 | 9.1868 | 0.1289 | Consolidated Risk Score d: Non-HFTD; Consolidated Risk Score e: 2.6; Consolidated Risk Score f: 0.008; Consolidated Risk Score g: 0
| CANAL 1101 | 252091101 | 89.1051 | 69.1409 | 0 | 0 | 69.1409 | 19.9642 | Consolidated Risk Score d: Non-HFTD; Consolidated Risk Score e: 1.7; Consolidated Risk Score f: 0.008; Consolidated Risk Score g: 0.875
| CANAL 1102 | 252091102 | 30.254 | 17.1277 | 0 | 0 | 17.1277 | 13.1263 | Consolidated Risk Score d: Non-HFTD; Consolidated Risk Score e: 74.1; Consolidated Risk Score f: 1.148; Consolidated Risk Score g: 0.078
| CANAL 1103 | 252091103 | 79.7572 | 55.3722 | 0 | 0 | 55.3722 | 24.385 | Consolidated Risk Score d: Non-HFTD; Consolidated Risk Score e: 23.7; Consolidated Risk Score f: 0.226; Consolidated Risk Score g: 0.043
| CANAL 1104 | 252091104 | 16.5083 | 13.0135 | 0 | 0 | 13.0135 | 3.4948 | Consolidated Risk Score d: Non-HFTD; Consolidated Risk Score e: 128; Consolidated Risk Score f: 0.866; Consolidated Risk Score g: 1.025
| CANAL 1105 | 252091105 | 13.8394 | 6.6656 | 0 | 0 | 6.6656 | 7.1737 | Consolidated Risk Score d: Non-HFTD; Consolidated Risk Score e: 0.3; Consolidated Risk Score f: 0.003; Consolidated Risk Score g: 0
| CANAL 1106 | 252091106 | 19.385 | 7.6356 | 0 | 0 | 7.6356 | 11.7494 | Consolidated Risk Score d: Non-HFTD; Consolidated Risk Score e: 132.5; Consolidated Risk Score f: 1.063; Consolidated Risk Score g: 2.676
| ANGIOLA 1102 | 252151102 | 36.2635 | 35.79 | 0 | 0 | 35.79 | 0.47354 | Consolidated Risk Score d: Non-HFTD; Consolidated Risk Score e: 134.4; Consolidated Risk Score f: 0.737; Consolidated Risk Score g: 0.263
| ANGIOLA 1103 | 252151103 | 46.4466 | 45.9901 | 0 | 0 | 45.9901 | 0.45657 | Consolidated Risk Score d: Non-HFTD; Consolidated Risk Score e: 373.8; Consolidated Risk Score f: 1.043; Consolidated Risk Score g: 7.214
| ANGIOLA 1104 | 252151104 | 20.2962 | 19.9674 | 0 | 0 | 19.9674 | 0.32882 | Consolidated Risk Score d: Non-HFTD; Consolidated Risk Score e: 59.3; Consolidated Risk Score f: 0.275; Consolidated Risk Score g: 0
| COALINGA NO 1 1106 | 252161106 | 9.9523 | 7.2203 | 0 | 0 | 7.2203 | 2.732 | Consolidated Risk Score d: Non-HFTD; Consolidated Risk Score e: 76.6; Consolidated Risk Score f: 0.139; Consolidated Risk Score g: 0
| COALINGA NO 1 1107 | 252161107 | 7.5918 | 3.8521 | 0 | 0 | 3.8521 | 3.7397 | Consolidated Risk Score d: Non-HFTD; Consolidated Risk Score e: 12.9; Consolidated Risk Score f: 0.034; Consolidated Risk Score g: 0
| COALINGA NO 1 1108 | 252161108 | 70.7839 | 61.8631 | 0 | 0 | 61.8631 | 8.9208 | Consolidated Risk Score d: Non-HFTD; Consolidated Risk Score e: 104.7; Consolidated Risk Score f: 0.345; Consolidated Risk Score g: 4.95
| COALINGA NO 1 1109 | 252161109 | 35.1113 | 27.2885 | 0 | 0 | 27.2885 | 7.8228 | Consolidated Risk Score d: Non-HFTD; Consolidated Risk Score e: 122.2; Consolidated Risk Score f: 1.039; Consolidated Risk Score g: 2.003
| CORCORAN 1101 | 252171101 | 1.7322 | 0.52353 | 0 | 0 | 0.52353 | 1.2087 | Consolidated Risk Score d: Non-HFTD; Consolidated Risk Score e: 122.2; Consolidated Risk Score f: 1.039; Consolidated Risk Score g: 2.003
| CORCORAN 1102 | 252171102 | 1.9563 | 0.036957 | 0 | 0 | 0.036957 | 1.9194 | Consolidated Risk Score d: Non-HFTD; Consolidated Risk Score e: 122.2; Consolidated Risk Score f: 1.039; Consolidated Risk Score g: 2.003
| CORCORAN 1104 | 252171104 | 27.5234 | 26.8204 | 0 | 0 | 26.8204 | 0.70298 | Consolidated Risk Score d: Non-HFTD; Consolidated Risk Score e: 64.4; Consolidated Risk Score f: 0.231; Consolidated Risk Score g: 0
| CORCORAN 1106 | 252171106 | 45.0656 | 41.4131 | 0 | 0 | 41.4131 | 3.6525 | Consolidated Risk Score d: Non-HFTD; Consolidated Risk Score e: 50.5; Consolidated Risk Score f: 0.153; Consolidated Risk Score g: 3.173
| CORCORAN 1108 | 252171108 | 31.1393 | 25.7791 | 0 | 0 | 25.7791 | 5.3602 | Consolidated Risk Score d: Non-HFTD; Consolidated Risk Score e: 48.2; Consolidated Risk Score f: 0.735; Consolidated Risk Score g: 2.705
| CORCORAN 1112 | 252171112 | 49.4087 | 42.042 | 0 | 0 | 42.042 | 7.3667 | Consolidated Risk Score d: Non-HFTD; Consolidated Risk Score e: 91.7; Consolidated Risk Score f: 1.334; Consolidated Risk Score g: 2.967
| CORCORAN 1116 | 252171116 | 61.9986 | 60.0198 | 0 | 0 | 60.0198 | 1.9788 | Consolidated Risk Score d: Non-HFTD; Consolidated Risk Score e: 316.2; Consolidated Risk Score f: 1.618; Consolidated Risk Score g: 1.886
| CORCORAN 1117 | 252171117 | 1.7482 | 0.5394 | 0 | 0 | 0.5394 | 1.2088 | Consolidated Risk Score d: Non-HFTD; Consolidated Risk Score e: 316.2; Consolidated Risk Score f: 1.618; Consolidated Risk Score g: 1.886
| CORCORAN 1118 | 252171118 | 54.3135 | 53.3952 | 0 | 0 | 53.3952 | 0.91835 | Consolidated Risk Score d: Non-HFTD; Consolidated Risk Score e: 119.3; Consolidated Risk Score f: 0.477; Consolidated Risk Score g: 0.778
| BEAR VALLEY 2101 | 252192101 | 167.8278 | 167.3519 | 0 | 100.7657 | 66.5863 | 0.47592 | Consolidated Risk Score d: Non-HFTD; Consolidated Risk Score e: 360.7; Consolidated Risk Score f: 2.116; Consolidated Risk Score g: 0.201
| BEAR VALLEY 2105 | 252192105 | 133.2464 | 131.4591 | 7.7876 | 123.6715 | 0 | 1.7873 | Consolidated Risk Score d: Non-HFTD; Consolidated Risk Score e: 276.5; Consolidated Risk Score f: 2.345; Consolidated Risk Score g: 0.689
| BIOLA 1101 | 252211101 | 91.4026 | 90.0966 | 0 | 0 | 90.0966 | 1.306 | Consolidated Risk Score d: Non-HFTD; Consolidated Risk Score e: 202.2; Consolidated Risk Score f: 2.079; Consolidated Risk Score g: 1.236
| BIOLA 1102 | 252211102 | 32.5793 | 32.5696 | 0 | 0 | 32.5696 | 0.0096769 | Consolidated Risk Score d: Non-HFTD; Consolidated Risk Score e: 660.8; Consolidated Risk Score f: 3.912; Consolidated Risk Score g: 4.122
| BIOLA 1103 | 252211103 | 81.9408 | 80.2344 | 0 | 0 | 80.2344 | 1.7064 | Consolidated Risk Score d: Non-HFTD; Consolidated Risk Score e: 276.9; Consolidated Risk Score f: 1.15; Consolidated Risk Score g: 7.193
| BIOLA 1104 | 252211104 | 49.8529 | 49.7715 | 0 | 0 | 49.7715 | 0.081415 | Consolidated Risk Score d: Non-HFTD; Consolidated Risk Score e: 289.9; Consolidated Risk Score f: 2.237; Consolidated Risk Score g: 1.005
| KINGSBURG 1102 | 252241102 | 23.9713 | 15.6737 | 0 | 0 | 15.6737 | 8.2977 | Consolidated Risk Score d: Non-HFTD; Consolidated Risk Score e: 15.5; Consolidated Risk Score f: 0.032; Consolidated Risk Score g: 0.481
| KINGSBURG 1108 | 252241108 | 51.0895 | 41.6484 | 0 | 0 | 41.6484 | 9.4412 | Consolidated Risk Score d: Non-HFTD; Consolidated Risk Score e: 98.3; Consolidated Risk Score f: 1.296; Consolidated Risk Score g: 0.875
| KINGSBURG 1110 | 252241110 | 32.7944 | 31.4736 | 0 | 0 | 31.4736 | 1.3208 | Consolidated Risk Score d: Non-HFTD; Consolidated Risk Score e: 573.6; Consolidated Risk Score f: 2.883; Consolidated Risk Score g: 0
| KINGSBURG 1111 | 252241111 | 113.7333 | 108.5145 | 0 | 0 | 108.5145 | 5.2188 | Consolidated Risk Score d: Non-HFTD; Consolidated Risk Score e: 130.4; Consolidated Risk Score f: 1.348; Consolidated Risk Score g: 1.471
| KINGSBURG 1112 | 252241112 | 25.2543 | 14.1009 | 0 | 0 | 14.1009 | 11.1535 | Consolidated Risk Score d: Non-HFTD; Consolidated Risk Score e: 7.1; Consolidated Risk Score f: 0.104; Consolidated Risk Score g: 1
| KINGSBURG 1113 | 252241113 | 74.554 | 73.7724 | 0 | 0 | 73.7724 | 0.78156 | Consolidated Risk Score d: Non-HFTD; Consolidated Risk Score e: 245.5; Consolidated Risk Score f: 2.045; Consolidated Risk Score g: 0.667
| KINGSBURG 1114 | 252241114 | 23.1864 | 22.8342 | 0 | 0 | 22.8342 | 0.35217 | Consolidated Risk Score d: Non-HFTD; Consolidated Risk Score e: 16.1; Consolidated Risk Score f: 0.109; Consolidated Risk Score g: 0
| KINGSBURG 1116 | 252241116 | 121.1044 | 114.8843 | 0 | 0 | 114.8843 | 6.2201 | Consolidated Risk Score d: Non-HFTD; Consolidated Risk Score e: 146.3; Consolidated Risk Score f: 0.734; Consolidated Risk Score g: 1.298
| LIVINGSTON 1101 | 252261101 | 105.5273 | 103.5594 | 0 | 0 | 103.5594 | 1.968 | Consolidated Risk Score d: Non-HFTD; Consolidated Risk Score e: 166.9; Consolidated Risk Score f: 1.761; Consolidated Risk Score g: 1.624
| LIVINGSTON 1102 | 252261102 | 13.7342 | 13.622 | 0 | 0 | 13.622 | 0.1122 | Consolidated Risk Score d: Non-HFTD; Consolidated Risk Score e: 112.1; Consolidated Risk Score f: 0.228; Consolidated Risk Score g: 1.215
| LIVINGSTON 1104 | 252261104 | 54.7291 | 50.6001 | 0 | 0 | 50.6001 | 4.129 | Consolidated Risk Score d: Non-HFTD; Consolidated Risk Score e: 97.9; Consolidated Risk Score f: 0.391; Consolidated Risk Score g: 2.437
| LIVINGSTON 1105 | 252261105 | 90.4075 | 88.7617 | 0 | 0 | 88.7617 | 1.6458 | Consolidated Risk Score d: Non-HFTD; Consolidated Risk Score e: 127; Consolidated Risk Score f: 0.658; Consolidated Risk Score g: 0.841
| LIVINGSTON 1106 | 252261106 | 63.6397 | 55.3259 | 0 | 0 | 55.3259 | 8.3138 | Consolidated Risk Score d: Non-HFTD; Consolidated Risk Score e: 117.4; Consolidated Risk Score f: 0.897; Consolidated Risk Score g: 1.413
| CALIFORNIA AVE 1102 | 252281102 | 16.258 | 11.3859 | 0 | 0 | 11.3859 | 4.8721 | Consolidated Risk Score d: Non-HFTD; Consolidated Risk Score e: 35.3; Consolidated Risk Score f: 1; Consolidated Risk Score g: 1
| CALIFORNIA AVE 1103 | 252281103 | 9.0646 | 7.9984 | 0 | 0 | 7.9984 | 1.0662 | Consolidated Risk Score d: Non-HFTD; Consolidated Risk Score e: 85.9; Consolidated Risk Score f: 2.048; Consolidated Risk Score g: 0
| CALIFORNIA AVE 1104 | 252281104 | 3.7541 | 3.5748 | 0 | 0 | 3.5748 | 0.17923 | Consolidated Risk Score d: Non-HFTD; Consolidated Risk Score e: 0; Consolidated Risk Score f: 0; Consolidated Risk Score g: 0
| CALIFORNIA AVE 1106 | 252281106 | 27.9325 | 11.0486 | 0 | 0 | 11.0486 | 16.884 | Consolidated Risk Score d: Non-HFTD; Consolidated Risk Score e: 17.3; Consolidated Risk Score f: 0.097; Consolidated Risk Score g: 0
| CALIFORNIA AVE 1108 | 252281108 | 13.2417 | 9.6232 | 0 | 0 | 9.6232 | 3.6186 | Consolidated Risk Score d: Non-HFTD; Consolidated Risk Score e: 7.3; Consolidated Risk Score f: 0.169; Consolidated Risk Score g: 1.003
| CALIFORNIA AVE 1110 | 252281110 | 13.0998 | 11.356 | 0 | 0 | 11.356 | 1.7439 | Consolidated Risk Score d: Non-HFTD; Consolidated Risk Score e: 44.8; Consolidated Risk Score f: 0.82; Consolidated Risk Score g: 3.024
| CALIFORNIA AVE 1111 | 252281111 | 9.9246 | 7.2613 | 0 | 0 | 7.2613 | 2.6633 | Consolidated Risk Score d: Non-HFTD; Consolidated Risk Score e: 46.5; Consolidated Risk Score f: 0.977; Consolidated Risk Score g: 0.977
| CALIFORNIA AVE 1112 | 252281112 | 9.1874 | 4.9255 | 0 | 0 | 4.9255 | 4.2619 | Consolidated Risk Score d: Non-HFTD; Consolidated Risk Score e: 1.5; Consolidated Risk Score f: 0.004; Consolidated Risk Score g: 1
| CALIFORNIA AVE 1113 | 252281113 | 16.4782 | 5.0903 | 0 | 0 | 5.0903 | 11.3879 | Consolidated Risk Score d: Non-HFTD; Consolidated Risk Score e: 52.6; Consolidated Risk Score f: 0.598; Consolidated Risk Score g: 0.813
| CALIFORNIA AVE 1114 | 252281114 | 22.9817 | 20.6716 | 0 | 0 | 20.6716 | 2.3101 | Consolidated Risk Score d: Non-HFTD; Consolidated Risk Score e: 35.1; Consolidated Risk Score f: 0.273; Consolidated Risk Score g: 1.495
| CALIFORNIA AVE 1116 | 252281116 | 16.3064 | 9.3971 | 0 | 0 | 9.3971 | 6.9093 | Consolidated Risk Score d: Non-HFTD; Consolidated Risk Score e: 100; Consolidated Risk Score f: 0.349; Consolidated Risk Score g: 1.005
| CALIFORNIA AVE 1117 | 252281117 | 4.5668 | 1.2702 | 0 | 0 | 1.2702 | 3.2966 | Consolidated Risk Score d: Non-HFTD; Consolidated Risk Score e: 1.1; Consolidated Risk Score f: 0.098; Consolidated Risk Score g: 0
| PARLIER 1102 | 252291102 | 20.8159 | 10.9849 | 0 | 0 | 10.9849 | 9.8311 | Consolidated Risk Score d: Non-HFTD; Consolidated Risk Score e: 14.6; Consolidated Risk Score f: 0.118; Consolidated Risk Score g: 0
| PARLIER 1103 | 252291103 | 41.6002 | 40.7973 | 0 | 0 | 40.7973 | 0.80293 | Consolidated Risk Score d: Non-HFTD; Consolidated Risk Score e: 59; Consolidated Risk Score f: 0.713; Consolidated Risk Score g: 0.028
| PARLIER 1104 | 252291104 | 56.1153 | 49.9728 | 0 | 0 | 49.9728 | 6.1424 | Consolidated Risk Score d: Non-HFTD; Consolidated Risk Score e: 77; Consolidated Risk Score f: 1.016; Consolidated Risk Score g: 1.255
| PARLIER 1105 | 252291105 | 21.5452 | 21.4364 | 0 | 0 | 21.4364 | 0.10885 | Consolidated Risk Score d: Non-HFTD; Consolidated Risk Score e: 9.7; Consolidated Risk Score f: 0.11; Consolidated Risk Score g: 0
| CAMDEN 1102 | 252301102 | 66.78 | 62.8325 | 0 | 0 | 62.8325 | 3.9475 | Consolidated Risk Score d: Non-HFTD; Consolidated Risk Score e: 245.3; Consolidated Risk Score f: 2.145; Consolidated Risk Score g: 0.272
| CAMDEN 1103 | 252301103 | 134.6335 | 133.5543 | 0 | 0 | 133.5543 | 1.0792 | Consolidated Risk Score d: Non-HFTD; Consolidated Risk Score e: 123.5; Consolidated Risk Score f: 1.036; Consolidated Risk Score g: 1.731
| CAMDEN 1104 | 252301104 | 67.7572 | 67.2137 | 0 | 0 | 67.2137 | 0.54353 | Consolidated Risk Score d: Non-HFTD; Consolidated Risk Score e: 251.3; Consolidated Risk Score f: 1.425; Consolidated Risk Score g: 1.345
| CAMDEN 1105 | 252301105 | 54.6588 | 53.626 | 0 | 0 | 53.626 | 1.0328 | Consolidated Risk Score d: Non-HFTD; Consolidated Risk Score e: 260.3; Consolidated Risk Score f: 2.295; Consolidated Risk Score g: 0.782
| MENDOTA 1101 | 252311101 | 35.2413 | 35.072 | 0 | 0 | 35.072 | 0.16926 | Consolidated Risk Score d: Non-HFTD; Consolidated Risk Score e: 893.8; Consolidated Risk Score f: 4.954; Consolidated Risk Score g: 0
| MENDOTA 1102 | 252311102 | 119.8791 | 116.2369 | 0 | 0 | 116.2369 | 3.6422 | Consolidated Risk Score d: Non-HFTD; Consolidated Risk Score e: 365.8; Consolidated Risk Score f: 2.6; Consolidated Risk Score g: 2.966
| MENDOTA 1103 | 252311103 | 28.1722 | 15.8194 | 0 | 0 | 15.8194 | 12.3529 | Consolidated Risk Score d: Non-HFTD; Consolidated Risk Score e: 8.7; Consolidated Risk Score f: 0.106; Consolidated Risk Score g: 0
| MENDOTA 1104 | 252311104 | 41.2524 | 40.8492 | 0 | 0 | 40.8492 | 0.40318 | Consolidated Risk Score d: Non-HFTD; Consolidated Risk Score e: 455.8; Consolidated Risk Score f: 1.235; Consolidated Risk Score g: 0
| CARNERAS 1102 | 252321102 | 16.806 | 16.806 | 0 | 0 | 16.806 | 0 | Consolidated Risk Score d: Non-HFTD; Consolidated Risk Score e: 216.3; Consolidated Risk Score f: 1.625; Consolidated Risk Score g: 3.125
| CARNERAS 1103 | 252321103 | 42.471 | 42.4179 | 0 | 0 | 42.4179 | 0.053137 | Consolidated Risk Score d: Non-HFTD; Consolidated Risk Score e: 369.2; Consolidated Risk Score f: 2.412; Consolidated Risk Score g: 5.824
| REEDLEY 1101 | 252341101 | 39.5106 | 26.1426 | 0 | 0 | 26.1426 | 13.368 | Consolidated Risk Score d: Non-HFTD; Consolidated Risk Score e: 19.2; Consolidated Risk Score f: 0.122; Consolidated Risk Score g: 0.423
| REEDLEY 1104 | 252341104 | 85.2028 | 82.629 | 0 | 1.6884 | 80.9406 | 2.5738 | Consolidated Risk Score d: Non-HFTD; Consolidated Risk Score e: 135; Consolidated Risk Score f: 1.493; Consolidated Risk Score g: 1.219
| REEDLEY 1106 | 252341106 | 99.9226 | 99.5666 | 0 | 0 | 99.5666 | 0.35598 | Consolidated Risk Score d: Non-HFTD; Consolidated Risk Score e: 173.6; Consolidated Risk Score f: 1.116; Consolidated Risk Score g: 0.773
| REEDLEY 1110 | 252341110 | 52.0874 | 42.5247 | 0 | 0 | 42.5247 | 9.5627 | Consolidated Risk Score d: Non-HFTD; Consolidated Risk Score e: 13.6; Consolidated Risk Score f: 0.107; Consolidated Risk Score g: 0
| REEDLEY 1112 | 252341112 | 94.4098 | 89.9911 | 0 | 0.77907 | 89.212 | 4.4187 | Consolidated Risk Score d: Non-HFTD; Consolidated Risk Score e: 14.3; Consolidated Risk Score f: 0.104; Consolidated Risk Score g: 1.065
| SANGER 1104 | 252351104 | 26.3829 | 9.5904 | 0 | 0 | 9.5904 | 16.7926 | Consolidated Risk Score d: Non-HFTD; Consolidated Risk Score e: 34.3; Consolidated Risk Score f: 0.237; Consolidated Risk Score g: 2.993
| SANGER 1106 | 252351106 | 18.6585 | 14.0156 | 0 | 0 | 14.0156 | 4.6429 | Consolidated Risk Score d: Non-HFTD; Consolidated Risk Score e: 6.1; Consolidated Risk Score f: 0.08; Consolidated Risk Score g: 1.994
| SANGER 1108 | 252351108 | 95.2791 | 81.4839 | 0 | 0 | 81.4839 | 13.7952 | Consolidated Risk Score d: Non-HFTD; Consolidated Risk Score e: 28.8; Consolidated Risk Score f: 0.215; Consolidated Risk Score g: 1.9
| SANGER 1110 | 252351110 | 33.7458 | 29.4903 | 0 | 0 | 29.4903 | 4.2555 | Consolidated Risk Score d: Non-HFTD; Consolidated Risk Score e: 60; Consolidated Risk Score f: 1.038; Consolidated Risk Score g: 0.394
| SANGER 1112 | 252351112 | 11.6195 | 11.4647 | 0 | 0 | 11.4647 | 0.15477 | Consolidated Risk Score d: Non-HFTD; Consolidated Risk Score e: 71; Consolidated Risk Score f: 0.374; Consolidated Risk Score g: 1.724
| SANGER 1114 | 252351114 | 69.4038 | 63.2277 | 0 | 0 | 63.2277 | 6.1761 | Consolidated Risk Score d: Non-HFTD; Consolidated Risk Score e: 30.7; Consolidated Risk Score f: 0.447; Consolidated Risk Score g: 1.763
| SANGER 1116 | 252351116 | 19.9775 | 13.6432 | 0 | 0 | 13.6432 | 6.3343 | Consolidated Risk Score d: Non-HFTD; Consolidated Risk Score e: 160.4; Consolidated Risk Score f: 1.537; Consolidated Risk Score g: 2.539
| SANGER 1118 | 252351118 | 42.9964 | 26.4263 | 0 | 0 | 26.4263 | 16.5701 | Consolidated Risk Score d: Non-HFTD; Consolidated Risk Score e: 68.9; Consolidated Risk Score f: 0.985; Consolidated Risk Score g: 1.938
| SAN JOAQUIN 1106 | 252361106 | 54.0706 | 51.9552 | 0 | 0 | 51.9552 | 2.1154 | Consolidated Risk Score d: Non-HFTD; Consolidated Risk Score e: 250.3; Consolidated Risk Score f: 0.399; Consolidated Risk Score g: 0
| SAN JOAQUIN 1108 | 252361108 | 43.6106 | 40.8928 | 0 | 0 | 40.8928 | 2.7178 | Consolidated Risk Score d: Non-HFTD; Consolidated Risk Score e: 58.1; Consolidated Risk Score f: 0.162; Consolidated Risk Score g: 0.378
| SAN JOAQUIN 1112 | 252361112 | 44.3271 | 41.8601 | 0 | 0 | 41.8601 | 2.4669 | Consolidated Risk Score d: Non-HFTD; Consolidated Risk Score e: 37.6; Consolidated Risk Score f: 0.236; Consolidated Risk Score g: 1.385
| CARUTHERS 1101 | 252371101 | 82.6807 | 81.9288 | 0 | 0 | 81.9288 | 0.75185 | Consolidated Risk Score d: Non-HFTD; Consolidated Risk Score e: 148.9; Consolidated Risk Score f: 2.578; Consolidated Risk Score g: 1.729
| CARUTHERS 1102 | 252371102 | 65.967 | 62.317 | 0 | 0 | 62.317 | 3.65 | Consolidated Risk Score d: Non-HFTD; Consolidated Risk Score e: 243.5; Consolidated Risk Score f: 2.53; Consolidated Risk Score g: 0.716
| CARUTHERS 1104 | 252371104 | 83.3351 | 82.7261 | 0 | 0 | 82.7261 | 0.60903 | Consolidated Risk Score d: Non-HFTD; Consolidated Risk Score e: 42.3; Consolidated Risk Score f: 0.862; Consolidated Risk Score g: 0.691
| CARUTHERS 1105 | 252371105 | 56.8511 | 56.7498 | 0 | 0 | 56.7498 | 0.10135 | Consolidated Risk Score d: Non-HFTD; Consolidated Risk Score e: 4.8; Consolidated Risk Score f: 0.035; Consolidated Risk Score g: 1.091
| COALINGA NO 2 1104 | 252381104 | 0.16374 | 0.16374 | 0 | 0 | 0.16374 | 0 | Consolidated Risk Score d: Non-HFTD; Consolidated Risk Score e: 4.8; Consolidated Risk Score f: 0.035; Consolidated Risk Score g: 1.091
| COALINGA NO 2 1105 | 252381105 | 77.3262 | 76.4286 | 0 | 0 | 76.4286 | 0.89761 | Consolidated Risk Score d: Non-HFTD; Consolidated Risk Score e: 13.5; Consolidated Risk Score f: 0.487; Consolidated Risk Score g: 0.031
| COALINGA NO 2 1106 | 252381106 | 45.139 | 43.5195 | 0 | 0 | 43.5195 | 1.6195 | Consolidated Risk Score d: Non-HFTD; Consolidated Risk Score e: 822.8; Consolidated Risk Score f: 2.837; Consolidated Risk Score g: 0.654
| COALINGA NO 2 1107 | 252381107 | 64.3963 | 59.0302 | 0 | 0 | 59.0302 | 5.3661 | Consolidated Risk Score d: Non-HFTD; Consolidated Risk Score e: 708.7; Consolidated Risk Score f: 2.441; Consolidated Risk Score g: 2.484
| COPPERMINE 1104 | 252411104 | 127.9924 | 102.0233 | 0 | 8.9702 | 93.0531 | 25.9691 | Consolidated Risk Score d: Non-HFTD; Consolidated Risk Score e: 21.5; Consolidated Risk Score f: 0.98; Consolidated Risk Score g: 0.494
| COPPERMINE 1106 | 252411106 | 21.4119 | 7.997 | 0 | 0 | 7.997 | 13.415 | Consolidated Risk Score d: Non-HFTD; Consolidated Risk Score e: 25.4; Consolidated Risk Score f: 0.068; Consolidated Risk Score g: 0
| COPPERMINE 1112 | 252411112 | 15.8712 | 15.8558 | 0 | 0 | 15.8558 | 0.015373 | Consolidated Risk Score d: Non-HFTD; Consolidated Risk Score e: 69.8; Consolidated Risk Score f: 0.813; Consolidated Risk Score g: 0
| COPPERMINE 2110 | 252412110 | 0.021944 | 0.0028409 | 0 | 0 | 0.0028409 | 0.019103 | Consolidated Risk Score d: Non-HFTD; Consolidated Risk Score e: 69.8; Consolidated Risk Score f: 0.813; Consolidated Risk Score g: 0
| DAIRYLAND 1102 | 252421102 | 61.8044 | 61.4142 | 0 | 0 | 61.4142 | 0.39019 | Consolidated Risk Score d: Non-HFTD; Consolidated Risk Score e: 63.5; Consolidated Risk Score f: 2.082; Consolidated Risk Score g: 2.739
| DAIRYLAND 1105 | 252421105 | 60.7419 | 60.3732 | 0 | 0 | 60.3732 | 0.3687 | Consolidated Risk Score d: Non-HFTD; Consolidated Risk Score e: 33.6; Consolidated Risk Score f: 0.247; Consolidated Risk Score g: 1.39
| DAIRYLAND 1109 | 252421109 | 81.5069 | 79.9192 | 0 | 0 | 79.9192 | 1.5878 | Consolidated Risk Score d: Non-HFTD; Consolidated Risk Score e: 189.5; Consolidated Risk Score f: 1.677; Consolidated Risk Score g: 1.041
| DAIRYLAND 1111 | 252421111 | 49.4229 | 48.4842 | 0 | 0 | 48.4842 | 0.93868 | Consolidated Risk Score d: Non-HFTD; Consolidated Risk Score e: 37; Consolidated Risk Score f: 0.139; Consolidated Risk Score g: 1.805
| DAIRYLAND 1112 | 252421112 | 76.2889 | 75.6007 | 0 | 0 | 75.6007 | 0.68823 | Consolidated Risk Score d: Non-HFTD; Consolidated Risk Score e: 165; Consolidated Risk Score f: 0.933; Consolidated Risk Score g: 1
| DAIRYLAND 1113 | 252421113 | 84.5048 | 83.5424 | 0 | 0 | 83.5424 | 0.96238 | Consolidated Risk Score d: Non-HFTD; Consolidated Risk Score e: 16; Consolidated Risk Score f: 0.559; Consolidated Risk Score g: 2.376
| ELK HILLS 1104 | 252441104 | 61.763 | 57.4907 | 0 | 0 | 57.4907 | 4.2723 | Consolidated Risk Score d: Non-HFTD; Consolidated Risk Score e: 39.2; Consolidated Risk Score f: 0.296; Consolidated Risk Score g: 0.448
| ELK HILLS 1106 | 252441106 | 27.0311 | 21.362 | 0 | 0 | 21.362 | 5.6692 | Consolidated Risk Score d: Non-HFTD; Consolidated Risk Score e: 506.9; Consolidated Risk Score f: 1.477; Consolidated Risk Score g: 0.2
| EL NIDO 1101 | 252451101 | 57.2202 | 57.1429 | 0 | 0 | 57.1429 | 0.077216 | Consolidated Risk Score d: Non-HFTD; Consolidated Risk Score e: 238.6; Consolidated Risk Score f: 0.889; Consolidated Risk Score g: 4.546
| EL NIDO 1102 | 252451102 | 52.104 | 51.4164 | 0 | 0 | 51.4164 | 0.68758 | Consolidated Risk Score d: Non-HFTD; Consolidated Risk Score e: 82; Consolidated Risk Score f: 0.644; Consolidated Risk Score g: 1.029
| EL NIDO 1103 | 252451103 | 60.305 | 59.9447 | 0 | 0 | 59.9447 | 0.36021 | Consolidated Risk Score d: Non-HFTD; Consolidated Risk Score e: 200.8; Consolidated Risk Score f: 1.735; Consolidated Risk Score g: 2.599
| EL NIDO 1104 | 252451104 | 87.1121 | 86.2565 | 0 | 0 | 86.2565 | 0.8556 | Consolidated Risk Score d: Non-HFTD; Consolidated Risk Score e: 931.8; Consolidated Risk Score f: 4.314; Consolidated Risk Score g: 1.405
| FAMOSO 1101 | 252461101 | 39.4539 | 39.2627 | 0 | 0 | 39.2627 | 0.19129 | Consolidated Risk Score d: Non-HFTD; Consolidated Risk Score e: 15.5; Consolidated Risk Score f: 0.044; Consolidated Risk Score g: 1.006
| FAMOSO 1102 | 252461102 | 27.4204 | 27.3124 | 0 | 0 | 27.3124 | 0.10799 | Consolidated Risk Score d: Non-HFTD; Consolidated Risk Score e: 98.6; Consolidated Risk Score f: 0.375; Consolidated Risk Score g: 1.884
| FAMOSO 1103 | 252461103 | 35.3505 | 32.8597 | 0 | 0 | 32.8597 | 2.4908 | Consolidated Risk Score d: Non-HFTD; Consolidated Risk Score e: 9.3; Consolidated Risk Score f: 0.086; Consolidated Risk Score g: 1.117
| FAMOSO 1105 | 252461105 | 10.1241 | 10.0144 | 0 | 0 | 10.0144 | 0.10967 | Consolidated Risk Score d: Non-HFTD; Consolidated Risk Score e: 110; Consolidated Risk Score f: 1.121; Consolidated Risk Score g: 2.242
| FAMOSO 1107 | 252461107 | 19.0963 | 18.8519 | 0 | 0 | 18.8519 | 0.24441 | Consolidated Risk Score d: Non-HFTD; Consolidated Risk Score e: 184.9; Consolidated Risk Score f: 0.81; Consolidated Risk Score g: 1.96
| BALCH NO 1 1101 | 252501101 | 14.6994 | 14.6994 | 0 | 14.6994 | 0 | 0 | Consolidated Risk Score d: Non-HFTD; Consolidated Risk Score e: 24.1; Consolidated Risk Score f: 0.04; Consolidated Risk Score g: 0
| SAN JOAQUIN #2 1103 | 252521103 | 83.6665 | 82.9307 | 10.2001 | 72.7306 | 0 | 0.73579 | Consolidated Risk Score d: Non-HFTD; Consolidated Risk Score e: 572.3; Consolidated Risk Score f: 1.419; Consolidated Risk Score g: 0
| SAN JOAQUIN #3 1101 | 252531101 | 26.1504 | 24.3867 | 22.8169 | 1.5698 | 0 | 1.7637 | Consolidated Risk Score d: Non-HFTD; Consolidated Risk Score e: 1831; Consolidated Risk Score f: 5.067; Consolidated Risk Score g: 4.468
| SAN JOAQUIN #3 1102 | 252531102 | 11.5431 | 11.514 | 5.4279 | 6.0861 | 0 | 0.029108 | Consolidated Risk Score d: Non-HFTD; Consolidated Risk Score e: 159.2; Consolidated Risk Score f: 0.295; Consolidated Risk Score g: 0.159
| SAN JOAQUIN #3 1103 | 252531103 | 55.2834 | 53.5745 | 30.7129 | 22.8616 | 0 | 1.709 | Consolidated Risk Score d: Non-HFTD; Consolidated Risk Score e: 643.8; Consolidated Risk Score f: 2.822; Consolidated Risk Score g: 0
| PETROL 1101 | 252541101 | 0.026941 | 0.026941 | 0 | 0 | 0.026941 | 0 | Consolidated Risk Score d: Non-HFTD; Consolidated Risk Score e: 643.8; Consolidated Risk Score f: 2.822; Consolidated Risk Score g: 0
| TEMBLOR 1104 | 252551104 | 49.6102 | 49.1379 | 0 | 0 | 49.1379 | 0.47232 | Consolidated Risk Score d: Non-HFTD; Consolidated Risk Score e: 440.2; Consolidated Risk Score f: 1.5; Consolidated Risk Score g: 0.273
| TEMBLOR 2103 | 252552103 | 30.7416 | 30.6121 | 0 | 0 | 30.6121 | 0.1295 | Consolidated Risk Score d: Non-HFTD; Consolidated Risk Score e: 642; Consolidated Risk Score f: 1.771; Consolidated Risk Score g: 3.257
| KERCKHOFF 1101 | 252561101 | 34.8511 | 34.7549 | 0 | 34.7549 | 0 | 0.096197 | Consolidated Risk Score d: Non-HFTD; Consolidated Risk Score e: 140.8; Consolidated Risk Score f: 0.172; Consolidated Risk Score g: 0
| MIDWAY 1101 | 252611101 | 47.963 | 47.6654 | 0 | 0 | 47.6654 | 0.29765 | Consolidated Risk Score d: Non-HFTD; Consolidated Risk Score e: 173.9; Consolidated Risk Score f: 1.328; Consolidated Risk Score g: 1.048
| MIDWAY 1102 | 252611102 | 42.6348 | 42.3372 | 0 | 0 | 42.3372 | 0.29756 | Consolidated Risk Score d: Non-HFTD; Consolidated Risk Score e: 130.5; Consolidated Risk Score f: 0.662; Consolidated Risk Score g: 0.49
| MIDWAY 1103 | 252611103 | 21.3625 | 18.9723 | 0 | 0 | 18.9723 | 2.3902 | Consolidated Risk Score d: Non-HFTD; Consolidated Risk Score e: 293.6; Consolidated Risk Score f: 2.092; Consolidated Risk Score g: 0.067
| MIDWAY 1104 | 252611104 | 45.4063 | 45.1572 | 0 | 0 | 45.1572 | 0.2491 | Consolidated Risk Score d: Non-HFTD; Consolidated Risk Score e: 242.7; Consolidated Risk Score f: 2.255; Consolidated Risk Score g: 2.996
| CAWELO B 1101 | 252621101 | 0.012916 | 0.012916 | 0 | 0 | 0.012916 | 0 | Consolidated Risk Score d: Non-HFTD; Consolidated Risk Score e: 242.7; Consolidated Risk Score f: 2.255; Consolidated Risk Score g: 2.996
| CAWELO C 1101 | 252631101 | 0.018465 | 0.018465 | 0 | 0 | 0.018465 | 0 | Consolidated Risk Score d: Non-HFTD; Consolidated Risk Score e: 242.7; Consolidated Risk Score f: 2.255; Consolidated Risk Score g: 2.996
| GUERNSEY 1101 | 252661101 | 46.8024 | 43.0378 | 0 | 0 | 43.0378 | 3.7646 | Consolidated Risk Score d: Non-HFTD; Consolidated Risk Score e: 196.4; Consolidated Risk Score f: 1.133; Consolidated Risk Score g: 0.994
| GUERNSEY 1102 | 252661102 | 49.9891 | 47.0934 | 0 | 0 | 47.0934 | 2.8957 | Consolidated Risk Score d: Non-HFTD; Consolidated Risk Score e: 296.9; Consolidated Risk Score f: 1.253; Consolidated Risk Score g: 1.012
| GUERNSEY 1103 | 252661103 | 29.5257 | 28.1926 | 0 | 0 | 28.1926 | 1.3331 | Consolidated Risk Score d: Non-HFTD; Consolidated Risk Score e: 75.4; Consolidated Risk Score f: 2.187; Consolidated Risk Score g: 5.898
| GUERNSEY 1104 | 252661104 | 31.558 | 30.2896 | 0 | 0 | 30.2896 | 1.2684 | Consolidated Risk Score d: Non-HFTD; Consolidated Risk Score e: 245.1; Consolidated Risk Score f: 0.951; Consolidated Risk Score g: 0.498
| GUERNSEY 1105 | 252661105 | 4.6109 | 2.1667 | 0 | 0 | 2.1667 | 2.4442 | Consolidated Risk Score d: Non-HFTD; Consolidated Risk Score e: 245.1; Consolidated Risk Score f: 0.951; Consolidated Risk Score g: 0.498
| GUERNSEY 1106 | 252661106 | 38.0121 | 36.054 | 0 | 0 | 36.054 | 1.9581 | Consolidated Risk Score d: Non-HFTD; Consolidated Risk Score e: 7.6; Consolidated Risk Score f: 0.029; Consolidated Risk Score g: 0.99
| GUERNSEY 1108 | 252661108 | 4.6218 | 2.1735 | 0 | 0 | 2.1735 | 2.4484 | Consolidated Risk Score d: Non-HFTD; Consolidated Risk Score e: 7.6; Consolidated Risk Score f: 0.029; Consolidated Risk Score g: 0.99
| HENRIETTA 1104 | 252681104 | 35.2106 | 34.8886 | 0 | 0 | 34.8886 | 0.32194 | Consolidated Risk Score d: Non-HFTD; Consolidated Risk Score e: 613.9; Consolidated Risk Score f: 2.9; Consolidated Risk Score g: 1.289
| HENRIETTA 1106 | 252681106 | 44.9881 | 44.5999 | 0 | 0 | 44.5999 | 0.38818 | Consolidated Risk Score d: Non-HFTD; Consolidated Risk Score e: 372.3; Consolidated Risk Score f: 1.819; Consolidated Risk Score g: 1.116
| HENRIETTA 1108 | 252681108 | 23.0124 | 22.6989 | 0 | 0 | 22.6989 | 0.31341 | Consolidated Risk Score d: Non-HFTD; Consolidated Risk Score e: 323.2; Consolidated Risk Score f: 0.632; Consolidated Risk Score g: 0.441
| HENRIETTA 1110 | 252681110 | 69.1129 | 68.4245 | 0 | 0 | 68.4245 | 0.68839 | Consolidated Risk Score d: Non-HFTD; Consolidated Risk Score e: 151.2; Consolidated Risk Score f: 1.303; Consolidated Risk Score g: 0.051
| INDIAN FLAT 1104 | 252691104 | 33.5226 | 16.816 | 0 | 16.816 | 0 | 16.7066 | Consolidated Risk Score d: Non-HFTD; Consolidated Risk Score e: 1.8; Consolidated Risk Score f: 0.016; Consolidated Risk Score g: 0
| KEARNEY 1104 | 252701104 | 74.274 | 73.2613 | 0 | 0 | 73.2613 | 1.0127 | Consolidated Risk Score d: Non-HFTD; Consolidated Risk Score e: 162.6; Consolidated Risk Score f: 2.826; Consolidated Risk Score g: 0.27
| KEARNEY 1106 | 252701106 | 41.2678 | 40.9901 | 0 | 0 | 40.9901 | 0.27769 | Consolidated Risk Score d: Non-HFTD; Consolidated Risk Score e: 306.4; Consolidated Risk Score f: 1.854; Consolidated Risk Score g: 1.184
| KEARNEY 1110 | 252701110 | 65.0183 | 51.4501 | 0 | 0 | 51.4501 | 13.5682 | Consolidated Risk Score d: Non-HFTD; Consolidated Risk Score e: 239; Consolidated Risk Score f: 2.457; Consolidated Risk Score g: 3.677
| KEARNEY 1113 | 252701113 | 0.7077 | 0.62688 | 0 | 0 | 0.62688 | 0.080822 | Consolidated Risk Score d: Non-HFTD; Consolidated Risk Score e: 239; Consolidated Risk Score f: 2.457; Consolidated Risk Score g: 3.677
| KEARNEY 1114 | 252701114 | 18.6886 | 12.3967 | 0 | 0 | 12.3967 | 6.2919 | Consolidated Risk Score d: Non-HFTD; Consolidated Risk Score e: 2.6; Consolidated Risk Score f: 0.016; Consolidated Risk Score g: 0
| KERMAN 1101 | 252711101 | 145.9822 | 145.6648 | 0 | 0 | 145.6648 | 0.31742 | Consolidated Risk Score d: Non-HFTD; Consolidated Risk Score e: 375.9; Consolidated Risk Score f: 1.515; Consolidated Risk Score g: 1.687
| KERMAN 1102 | 252711102 | 76.3658 | 59.0855 | 0 | 0 | 59.0855 | 17.2802 | Consolidated Risk Score d: Non-HFTD; Consolidated Risk Score e: 276.4; Consolidated Risk Score f: 2.49; Consolidated Risk Score g: 1.745
| KERMAN 1103 | 252711103 | 63.377 | 55.9478 | 0 | 0 | 55.9478 | 7.4292 | Consolidated Risk Score d: Non-HFTD; Consolidated Risk Score e: 209.3; Consolidated Risk Score f: 1.475; Consolidated Risk Score g: 3.024
| KERMAN 1104 | 252711104 | 66.3295 | 65.9771 | 0 | 0 | 65.9771 | 0.35232 | Consolidated Risk Score d: Non-HFTD; Consolidated Risk Score e: 93; Consolidated Risk Score f: 0.831; Consolidated Risk Score g: 2.205
| KERMAN 1106 | 252711106 | 75.9835 | 75.638 | 0 | 0 | 75.638 | 0.34553 | Consolidated Risk Score d: Non-HFTD; Consolidated Risk Score e: 188.5; Consolidated Risk Score f: 1.485; Consolidated Risk Score g: 0
| KERMAN 1108 | 252711108 | 42.1078 | 28.1772 | 0 | 0 | 28.1772 | 13.9305 | Consolidated Risk Score d: Non-HFTD; Consolidated Risk Score e: 26.6; Consolidated Risk Score f: 0.088; Consolidated Risk Score g: 1.001
| KERN OIL 1103 | 252721103 | 14.656 | 11.3606 | 0 | 0 | 11.3606 | 3.2955 | Consolidated Risk Score d: Non-HFTD; Consolidated Risk Score e: 92.5; Consolidated Risk Score f: 1.141; Consolidated Risk Score g: 0
| KERN OIL 1104 | 252721104 | 40.6156 | 39.0447 | 0 | 0 | 39.0447 | 1.5709 | Consolidated Risk Score d: Non-HFTD; Consolidated Risk Score e: 38.3; Consolidated Risk Score f: 0.059; Consolidated Risk Score g: 1.489
| KERN OIL 1106 | 252721106 | 47.0673 | 42.7044 | 0 | 1.2788 | 41.4256 | 4.3629 | Consolidated Risk Score d: Non-HFTD; Consolidated Risk Score e: 52.4; Consolidated Risk Score f: 0.277; Consolidated Risk Score g: 1.043
| KERN OIL 1107 | 252721107 | 30.1043 | 22.7387 | 0 | 0 | 22.7387 | 7.3656 | Consolidated Risk Score d: Non-HFTD; Consolidated Risk Score e: 0; Consolidated Risk Score f: 0; Consolidated Risk Score g: 0.978
| KERN OIL 1108 | 252721108 | 23.6143 | 7.664 | 0 | 0 | 7.664 | 15.9503 | Consolidated Risk Score d: Non-HFTD; Consolidated Risk Score e: 162.7; Consolidated Risk Score f: 0.969; Consolidated Risk Score g: 0.372
| KERN OIL 1109 | 252721109 | 19.9683 | 11.334 | 0 | 0 | 11.334 | 8.6343 | Consolidated Risk Score d: Non-HFTD; Consolidated Risk Score e: 158; Consolidated Risk Score f: 1.128; Consolidated Risk Score g: 1.008
| KERN OIL 1110 | 252721110 | 19.6184 | 8.5407 | 0 | 0 | 8.5407 | 11.0776 | Consolidated Risk Score d: Non-HFTD; Consolidated Risk Score e: 6.5; Consolidated Risk Score f: 0.05; Consolidated Risk Score g: 1.608
| KERN OIL 1112 | 252721112 | 0.066475 | 0.066475 | 0 | 0 | 0.066475 | 0 | Consolidated Risk Score d: Non-HFTD; Consolidated Risk Score e: 6.5; Consolidated Risk Score f: 0.05; Consolidated Risk Score g: 1.608
| KERN OIL 1114 | 252721114 | 25.0975 | 21.5728 | 0 | 0 | 21.5728 | 3.5246 | Consolidated Risk Score d: Non-HFTD; Consolidated Risk Score e: 17.7; Consolidated Risk Score f: 0.129; Consolidated Risk Score g: 1
| KERN OIL 1116 | 252721116 | 25.3739 | 4.5937 | 0 | 0 | 4.5937 | 20.7802 | Consolidated Risk Score d: Non-HFTD; Consolidated Risk Score e: 78.1; Consolidated Risk Score f: 0.998; Consolidated Risk Score g: 1
| KETTLEMAN HILLS 1101 | 252731101 | 39.5955 | 39.2232 | 0 | 0 | 39.2232 | 0.37227 | Consolidated Risk Score d: Non-HFTD; Consolidated Risk Score e: 210.9; Consolidated Risk Score f: 0.788; Consolidated Risk Score g: 1.682
| KETTLEMAN HILLS 2104 | 252732104 | 36.3296 | 34.6452 | 0 | 0 | 34.6452 | 1.6844 | Consolidated Risk Score d: Non-HFTD; Consolidated Risk Score e: 494.9; Consolidated Risk Score f: 5.198; Consolidated Risk Score g: 1.891
| MADERA 1102 | 252761102 | 0.020971 | 0.020971 | 0 | 0 | 0.020971 | 0 | Consolidated Risk Score d: Non-HFTD; Consolidated Risk Score e: 0; Consolidated Risk Score f: 0; Consolidated Risk Score g: 0
| MADERA 1104 | 252761104 | 23.8923 | 14.6356 | 0 | 0 | 14.6356 | 9.2567 | Consolidated Risk Score d: Non-HFTD; Consolidated Risk Score e: 200.3; Consolidated Risk Score f: 2.56; Consolidated Risk Score g: 0.121
| MADERA 1106 | 252761106 | 18.6369 | 7.2194 | 0 | 0 | 7.2194 | 11.4175 | Consolidated Risk Score d: Non-HFTD; Consolidated Risk Score e: 45.2; Consolidated Risk Score f: 0.286; Consolidated Risk Score g: 0.997
| MADERA 1112 | 252761112 | 19.1874 | 12.186 | 0 | 0 | 12.186 | 7.0014 | Consolidated Risk Score d: Non-HFTD; Consolidated Risk Score e: 0; Consolidated Risk Score f: 0; Consolidated Risk Score g: 0
| MADERA 1114 | 252761114 | 16.7723 | 9.7264 | 0 | 0 | 9.7264 | 7.0459 | Consolidated Risk Score d: Non-HFTD; Consolidated Risk Score e: 140.7; Consolidated Risk Score f: 0.6; Consolidated Risk Score g: 0
| MADERA 1116 | 252761116 | 5.326 | 2.9527 | 0 | 0 | 2.9527 | 2.3733 | Consolidated Risk Score d: Non-HFTD; Consolidated Risk Score e: 0; Consolidated Risk Score f: 0; Consolidated Risk Score g: 0
| MADERA 1118 | 252761118 | 26.3819 | 9.0274 | 0 | 0 | 9.0274 | 17.3544 | Consolidated Risk Score d: Non-HFTD; Consolidated Risk Score e: 22.4; Consolidated Risk Score f: 0.139; Consolidated Risk Score g: 2.226
| MADERA 1119 | 252761119 | 133.0458 | 126.8146 | 0 | 0 | 126.8146 | 6.2313 | Consolidated Risk Score d: Non-HFTD; Consolidated Risk Score e: 442.1; Consolidated Risk Score f: 2.969; Consolidated Risk Score g: 3.892
| MAGUNDEN 1101 | 252771101 | 25.4674 | 19.4667 | 0 | 0 | 19.4667 | 6.0008 | Consolidated Risk Score d: Non-HFTD; Consolidated Risk Score e: 360.6; Consolidated Risk Score f: 4.942; Consolidated Risk Score g: 9.063
| MAGUNDEN 1104 | 252771104 | 6.7201 | 5.1791 | 0 | 0 | 5.1791 | 1.541 | Consolidated Risk Score d: Non-HFTD; Consolidated Risk Score e: 16.2; Consolidated Risk Score f: 0.029; Consolidated Risk Score g: 0
| MAGUNDEN 1105 | 252771105 | 19.8569 | 13.7138 | 0 | 0 | 13.7138 | 6.1431 | Consolidated Risk Score d: Non-HFTD; Consolidated Risk Score e: 1490.9; Consolidated Risk Score f: 9.193; Consolidated Risk Score g: 0.996
| MAGUNDEN 1106 | 252771106 | 22.1414 | 16.0101 | 0 | 0 | 16.0101 | 6.1313 | Consolidated Risk Score d: Non-HFTD; Consolidated Risk Score e: 172.7; Consolidated Risk Score f: 1.962; Consolidated Risk Score g: 9.892
| MAGUNDEN 1108 | 252771108 | 37.8223 | 30.6383 | 0 | 0 | 30.6383 | 7.184 | Consolidated Risk Score d: Non-HFTD; Consolidated Risk Score e: 107.4; Consolidated Risk Score f: 1.203; Consolidated Risk Score g: 1.118
| MAGUNDEN 2108 | 252772108 | 71.7279 | 45.4439 | 0 | 0 | 45.4439 | 26.2839 | Consolidated Risk Score d: Non-HFTD; Consolidated Risk Score e: 32.2; Consolidated Risk Score f: 0.382; Consolidated Risk Score g: 0.076
| MAGUNDEN 2109 | 252772109 | 19.4851 | 14.3938 | 0 | 0 | 14.3938 | 5.0913 | Consolidated Risk Score d: Non-HFTD; Consolidated Risk Score e: 17.6; Consolidated Risk Score f: 0.156; Consolidated Risk Score g: 1.473
| MCKITTRICK 1101 | 252781101 | 52.8271 | 52.6222 | 0 | 0 | 52.6222 | 0.20498 | Consolidated Risk Score d: Non-HFTD; Consolidated Risk Score e: 185.9; Consolidated Risk Score f: 1.081; Consolidated Risk Score g: 0
| MERCED 1108 | 252801108 | 26.5481 | 18.9741 | 0 | 0 | 18.9741 | 7.574 | Consolidated Risk Score d: Non-HFTD; Consolidated Risk Score e: 72.1; Consolidated Risk Score f: 0.998; Consolidated Risk Score g: 0.337
| MERCED 1114 | 252801114 | 111.7238 | 108.5727 | 0 | 0 | 108.5727 | 3.1511 | Consolidated Risk Score d: Non-HFTD; Consolidated Risk Score e: 235.3; Consolidated Risk Score f: 3.255; Consolidated Risk Score g: 1.375
| MERCED 1116 | 252801116 | 83.3815 | 77.828 | 0 | 0 | 77.828 | 5.5535 | Consolidated Risk Score d: Non-HFTD; Consolidated Risk Score e: 84.8; Consolidated Risk Score f: 0.823; Consolidated Risk Score g: 4.784
| MERCED 2101 | 252802101 | 48.1961 | 30.1465 | 0 | 0 | 30.1465 | 18.0495 | Consolidated Risk Score d: Non-HFTD; Consolidated Risk Score e: 27.9; Consolidated Risk Score f: 0.191; Consolidated Risk Score g: 2.353
| MERCED 2102 | 252802102 | 36.4847 | 25.9373 | 0 | 0 | 25.9373 | 10.5474 | Consolidated Risk Score d: Non-HFTD; Consolidated Risk Score e: 225.6; Consolidated Risk Score f: 1.727; Consolidated Risk Score g: 3.4
| MERCED FALLS 1102 | 252811102 | 192.1059 | 190.5803 | 0 | 120.0048 | 70.5755 | 1.5257 | Consolidated Risk Score d: Non-HFTD; Consolidated Risk Score e: 438.9; Consolidated Risk Score f: 3.158; Consolidated Risk Score g: 2.837
| OLD RIVER 1001 | 252821001 | 0.0041889 | 0.0041889 | 0 | 0 | 0.0041889 | 0 | Consolidated Risk Score d: Non-HFTD; Consolidated Risk Score e: 438.9; Consolidated Risk Score f: 3.158; Consolidated Risk Score g: 2.837
| OLD RIVER 1101 | 252821101 | 43.2385 | 41.767 | 0 | 0 | 41.767 | 1.4716 | Consolidated Risk Score d: Non-HFTD; Consolidated Risk Score e: 750.4; Consolidated Risk Score f: 5.125; Consolidated Risk Score g: 1
| OLD RIVER 1102 | 252821102 | 50.3538 | 49.432 | 0 | 0 | 49.432 | 0.92175 | Consolidated Risk Score d: Non-HFTD; Consolidated Risk Score e: 21.6; Consolidated Risk Score f: 0.092; Consolidated Risk Score g: 6.018
| OLD RIVER 1103 | 252821103 | 38.4969 | 35.3978 | 0 | 0 | 35.3978 | 3.0991 | Consolidated Risk Score d: Non-HFTD; Consolidated Risk Score e: 1406.6; Consolidated Risk Score f: 2.278; Consolidated Risk Score g: 1.093
| OLD RIVER 1104 | 252821104 | 63.3182 | 59.3334 | 0 | 0 | 59.3334 | 3.9848 | Consolidated Risk Score d: Non-HFTD; Consolidated Risk Score e: 34.8; Consolidated Risk Score f: 0.301; Consolidated Risk Score g: 0.274
| OLD RIVER 1105 | 252821105 | 16.8204 | 15.0511 | 0 | 0 | 15.0511 | 1.7693 | Consolidated Risk Score d: Non-HFTD; Consolidated Risk Score e: 107.3; Consolidated Risk Score f: 0.343; Consolidated Risk Score g: 0
| OROSI 1101 | 252841101 | 54.5862 | 50.6282 | 0 | 0 | 50.6282 | 3.958 | Consolidated Risk Score d: Non-HFTD; Consolidated Risk Score e: 87.4; Consolidated Risk Score f: 1.324; Consolidated Risk Score g: 0.572
| OROSI 1102 | 252841102 | 34.8836 | 34.8772 | 0 | 0.67297 | 34.2043 | 0.0063424 | Consolidated Risk Score d: Non-HFTD; Consolidated Risk Score e: 14.5; Consolidated Risk Score f: 0.084; Consolidated Risk Score g: 0.016
| OROSI 1103 | 252841103 | 37.9043 | 37.7148 | 0 | 0 | 37.7148 | 0.18953 | Consolidated Risk Score d: Non-HFTD; Consolidated Risk Score e: 117.5; Consolidated Risk Score f: 1.215; Consolidated Risk Score g: 0
| OROSI 1104 | 252841104 | 63.5307 | 55.7626 | 0 | 0 | 55.7626 | 7.768 | Consolidated Risk Score d: Non-HFTD; Consolidated Risk Score e: 140.1; Consolidated Risk Score f: 1.142; Consolidated Risk Score g: 0.568
| PINEDALE 2101 | 252852101 | 39.7365 | 1.8245 | 0 | 0 | 1.8245 | 37.912 | Consolidated Risk Score d: Non-HFTD; Consolidated Risk Score e: 136.2; Consolidated Risk Score f: 2.001; Consolidated Risk Score g: 1
| PINEDALE 2102 | 252852102 | 38.561 | 2.7431 | 0 | 0 | 2.7431 | 35.8179 | Consolidated Risk Score d: Non-HFTD; Consolidated Risk Score e: 82.1; Consolidated Risk Score f: 1.063; Consolidated Risk Score g: 0.017
| PINEDALE 2103 | 252852103 | 17.3574 | 1.9808 | 0 | 0 | 1.9808 | 15.3766 | Consolidated Risk Score d: Non-HFTD; Consolidated Risk Score e: 38.1; Consolidated Risk Score f: 0.475; Consolidated Risk Score g: 1.398
| PINEDALE 2105 | 252852105 | 23.6105 | 1.7572 | 0 | 0 | 1.7572 | 21.8533 | Consolidated Risk Score d: Non-HFTD; Consolidated Risk Score e: 0; Consolidated Risk Score f: 0; Consolidated Risk Score g: 0
| PINEDALE 2106 | 252852106 | 27.6173 | 5.4121 | 0 | 0 | 5.4121 | 22.2052 | Consolidated Risk Score d: Non-HFTD; Consolidated Risk Score e: 21.4; Consolidated Risk Score f: 0.27; Consolidated Risk Score g: 1.903
| PINEDALE 2107 | 252852107 | 15.0278 | 1.5828 | 0 | 0 | 1.5828 | 13.445 | Consolidated Risk Score d: Non-HFTD; Consolidated Risk Score e: 3.6; Consolidated Risk Score f: 0.01; Consolidated Risk Score g: 0
| PINEDALE 2109 | 252852109 | 21.8734 | 7.1363 | 0 | 0 | 7.1363 | 14.7371 | Consolidated Risk Score d: Non-HFTD; Consolidated Risk Score e: 249.9; Consolidated Risk Score f: 0.512; Consolidated Risk Score g: 1.397
| PINEDALE 2110 | 252852110 | 20.7296 | 0.19156 | 0 | 0 | 0.19156 | 20.538 | Consolidated Risk Score d: Non-HFTD; Consolidated Risk Score e: 12.3; Consolidated Risk Score f: 0.062; Consolidated Risk Score g: 0
| PINEDALE 2111 | 252852111 | 27.4616 | 0.74948 | 0 | 0 | 0.74948 | 26.7121 | Consolidated Risk Score d: Non-HFTD; Consolidated Risk Score e: 43.4; Consolidated Risk Score f: 1.066; Consolidated Risk Score g: 0
| RIO BRAVO 1101 | 252861101 | 24.2401 | 20.8887 | 0 | 0 | 20.8887 | 3.3514 | Consolidated Risk Score d: Non-HFTD; Consolidated Risk Score e: 75.2; Consolidated Risk Score f: 0.988; Consolidated Risk Score g: 0
| RIO BRAVO 1102 | 252861102 | 33.2087 | 27.3511 | 0 | 0 | 27.3511 | 5.8577 | Consolidated Risk Score d: Non-HFTD; Consolidated Risk Score e: 21.6; Consolidated Risk Score f: 0.145; Consolidated Risk Score g: 0
| RIO BRAVO 1103 | 252861103 | 27.8062 | 26.9279 | 0 | 0 | 26.9279 | 0.8783 | Consolidated Risk Score d: Non-HFTD; Consolidated Risk Score e: 1174.4; Consolidated Risk Score f: 5.044; Consolidated Risk Score g: 4.127
| RIO BRAVO 1104 | 252861104 | 14.3193 | 8.1721 | 0 | 0 | 8.1721 | 6.1472 | Consolidated Risk Score d: Non-HFTD; Consolidated Risk Score e: 591.8; Consolidated Risk Score f: 0.818; Consolidated Risk Score g: 0
| RIO BRAVO 1106 | 252861106 | 57.5078 | 56.7613 | 0 | 0 | 56.7613 | 0.74652 | Consolidated Risk Score d: Non-HFTD; Consolidated Risk Score e: 89; Consolidated Risk Score f: 0.519; Consolidated Risk Score g: 1.985
| SCHINDLER 1104 | 252891104 | 0.0068408 | 0.0068408 | 0 | 0 | 0.0068408 | 0 | Consolidated Risk Score d: Non-HFTD; Consolidated Risk Score e: 89; Consolidated Risk Score f: 0.519; Consolidated Risk Score g: 1.985
| SCHINDLER 1105 | 252891105 | 42.5038 | 42.0114 | 0 | 0 | 42.0114 | 0.49245 | Consolidated Risk Score d: Non-HFTD; Consolidated Risk Score e: 246.1; Consolidated Risk Score f: 0.945; Consolidated Risk Score g: 0.324
| SCHINDLER 1107 | 252891107 | 1.8617 | 1.4289 | 0 | 0 | 1.4289 | 0.43282 | Consolidated Risk Score d: Non-HFTD; Consolidated Risk Score e: 246.1; Consolidated Risk Score f: 0.945; Consolidated Risk Score g: 0.324
| SCHINDLER 1108 | 252891108 | 3.28 | 2.3098 | 0 | 0 | 2.3098 | 0.97014 | Consolidated Risk Score d: Non-HFTD; Consolidated Risk Score e: 246.1; Consolidated Risk Score f: 0.945; Consolidated Risk Score g: 0.324
| SCHINDLER 1109 | 252891109 | 2.5604 | 1.6683 | 0 | 0 | 1.6683 | 0.89209 | Consolidated Risk Score d: Non-HFTD; Consolidated Risk Score e: 246.1; Consolidated Risk Score f: 0.945; Consolidated Risk Score g: 0.324
| SCHINDLER 1110 | 252891110 | 49.0552 | 48.0945 | 0 | 0 | 48.0945 | 0.96072 | Consolidated Risk Score d: Non-HFTD; Consolidated Risk Score e: 39.7; Consolidated Risk Score f: 0.093; Consolidated Risk Score g: 0
| SCHINDLER 1111 | 252891111 | 42.0836 | 41.737 | 0 | 0 | 41.737 | 0.34666 | Consolidated Risk Score d: Non-HFTD; Consolidated Risk Score e: 12.1; Consolidated Risk Score f: 0.062; Consolidated Risk Score g: 0
| SCHINDLER 1112 | 252891112 | 63.5078 | 62.0475 | 0 | 0 | 62.0475 | 1.4603 | Consolidated Risk Score d: Non-HFTD; Consolidated Risk Score e: 230.3; Consolidated Risk Score f: 1.405; Consolidated Risk Score g: 3.823
| SCHINDLER 1114 | 252891114 | 59.5688 | 58.8223 | 0 | 0 | 58.8223 | 0.74641 | Consolidated Risk Score d: Non-HFTD; Consolidated Risk Score e: 31.3; Consolidated Risk Score f: 0.291; Consolidated Risk Score g: 1.161
| SCHINDLER 1116 | 252891116 | 30.4245 | 30.1053 | 0 | 0 | 30.1053 | 0.31921 | Consolidated Risk Score d: Non-HFTD; Consolidated Risk Score e: 14.8; Consolidated Risk Score f: 0.028; Consolidated Risk Score g: 1
| SEMITROPIC 1104 | 252901104 | 16.2379 | 16.095 | 0 | 0 | 16.095 | 0.1429 | Consolidated Risk Score d: Non-HFTD; Consolidated Risk Score e: 90.4; Consolidated Risk Score f: 0.274; Consolidated Risk Score g: 0
| SEMITROPIC 1106 | 252901106 | 27.4344 | 27.1091 | 0 | 0 | 27.1091 | 0.32528 | Consolidated Risk Score d: Non-HFTD; Consolidated Risk Score e: 41.1; Consolidated Risk Score f: 0.115; Consolidated Risk Score g: 0.841
| SEMITROPIC 1108 | 252901108 | 11.8202 | 11.768 | 0 | 0 | 11.768 | 0.052216 | Consolidated Risk Score d: Non-HFTD; Consolidated Risk Score e: 87.2; Consolidated Risk Score f: 1.413; Consolidated Risk Score g: 0
| SEMITROPIC 1110 | 252901110 | 66.0431 | 50.1036 | 0 | 0 | 50.1036 | 15.9394 | Consolidated Risk Score d: Non-HFTD; Consolidated Risk Score e: 31.3; Consolidated Risk Score f: 0.605; Consolidated Risk Score g: 1.062
| SEMITROPIC 1112 | 252901112 | 26.8504 | 26.7288 | 0 | 0 | 26.7288 | 0.12155 | Consolidated Risk Score d: Non-HFTD; Consolidated Risk Score e: 117.6; Consolidated Risk Score f: 2.118; Consolidated Risk Score g: 0
| STONE CORRAL 1108 | 252921108 | 76.9885 | 76.3626 | 0 | 1.8555 | 74.5071 | 0.62586 | Consolidated Risk Score d: Non-HFTD; Consolidated Risk Score e: 205.7; Consolidated Risk Score f: 1.093; Consolidated Risk Score g: 4.127
| STONE CORRAL 1109 | 252921109 | 16.6831 | 16.5206 | 0 | 0 | 16.5206 | 0.16247 | Consolidated Risk Score d: Non-HFTD; Consolidated Risk Score e: 442.1; Consolidated Risk Score f: 2.48; Consolidated Risk Score g: 2
| STONE CORRAL 1110 | 252921110 | 62.9202 | 62.6192 | 0 | 1.9087 | 60.7105 | 0.30101 | Consolidated Risk Score d: Non-HFTD; Consolidated Risk Score e: 12.6; Consolidated Risk Score f: 0.086; Consolidated Risk Score g: 2.235
| TEJON 1102 | 252931102 | 74.2229 | 62.1516 | 0 | 32.8753 | 29.2763 | 12.0713 | Consolidated Risk Score d: Non-HFTD; Consolidated Risk Score e: 312.9; Consolidated Risk Score f: 1.519; Consolidated Risk Score g: 3.214
| TEJON 1103 | 252931103 | 40.7291 | 40.4764 | 0 | 1.7698 | 38.7066 | 0.25271 | Consolidated Risk Score d: Non-HFTD; Consolidated Risk Score e: 413.4; Consolidated Risk Score f: 2.406; Consolidated Risk Score g: 3.348
| TEJON 1105 | 252931105 | 28.8408 | 28.7166 | 0 | 0 | 28.7166 | 0.12424 | Consolidated Risk Score d: Non-HFTD; Consolidated Risk Score e: 75; Consolidated Risk Score f: 0.189; Consolidated Risk Score g: 0
| TEJON 1106 | 252931106 | 28.8291 | 27.6673 | 0 | 0 | 27.6673 | 1.1618 | Consolidated Risk Score d: Non-HFTD; Consolidated Risk Score e: 75.3; Consolidated Risk Score f: 0.608; Consolidated Risk Score g: 1.691
| TIVY VALLEY 1106 | 252941106 | 33.1164 | 26.8159 | 0 | 0 | 26.8159 | 6.3006 | Consolidated Risk Score d: Non-HFTD; Consolidated Risk Score e: 19.1; Consolidated Risk Score f: 0.175; Consolidated Risk Score g: 1
| TIVY VALLEY 1107 | 252941107 | 180.5924 | 175.266 | 0 | 117.3776 | 57.8884 | 5.3264 | Consolidated Risk Score d: Non-HFTD; Consolidated Risk Score e: 118.7; Consolidated Risk Score f: 1.045; Consolidated Risk Score g: 1.249
| TULARE LAKE 0001 | 252950001 | 70.7542 | 66.7576 | 0 | 0 | 66.7576 | 3.9967 | Consolidated Risk Score d: Non-HFTD; Consolidated Risk Score e: 0; Consolidated Risk Score f: 0; Consolidated Risk Score g: 0
| TULARE LAKE 1108 | 252951108 | 49.433 | 48.7146 | 0 | 0 | 48.7146 | 0.71837 | Consolidated Risk Score d: Non-HFTD; Consolidated Risk Score e: 8.4; Consolidated Risk Score f: 0.011; Consolidated Risk Score g: 0.103
| WASCO 1101 | 252961101 | 12.1252 | 12.0978 | 0 | 0 | 12.0978 | 0.027438 | Consolidated Risk Score d: Non-HFTD; Consolidated Risk Score e: 15.4; Consolidated Risk Score f: 0.044; Consolidated Risk Score g: 0
| WASCO 1102 | 252961102 | 16.5169 | 7.9294 | 0 | 0 | 7.9294 | 8.5875 | Consolidated Risk Score d: Non-HFTD; Consolidated Risk Score e: 67.9; Consolidated Risk Score f: 0.807; Consolidated Risk Score g: 0
| WASCO 1104 | 252961104 | 10.9657 | 10.3745 | 0 | 0 | 10.3745 | 0.59118 | Consolidated Risk Score d: Non-HFTD; Consolidated Risk Score e: 2.6; Consolidated Risk Score f: 0.007; Consolidated Risk Score g: 0
| WEEDPATCH 1101 | 252971101 | 25.9732 | 20.3159 | 0 | 0 | 20.3159 | 5.6573 | Consolidated Risk Score d: Non-HFTD; Consolidated Risk Score e: 154.9; Consolidated Risk Score f: 1.483; Consolidated Risk Score g: 0
| WEEDPATCH 1102 | 252971102 | 30.8578 | 18.2271 | 0 | 0 | 18.2271 | 12.6307 | Consolidated Risk Score d: Non-HFTD; Consolidated Risk Score e: 16.3; Consolidated Risk Score f: 0.024; Consolidated Risk Score g: 0.426
| WEEDPATCH 1103 | 252971103 | 21.3077 | 18.0006 | 0 | 0 | 18.0006 | 3.3071 | Consolidated Risk Score d: Non-HFTD; Consolidated Risk Score e: 5.4; Consolidated Risk Score f: 0.074; Consolidated Risk Score g: 0.895
| WEEDPATCH 1105 | 252971105 | 0.9605 | 0.9605 | 0 | 0 | 0.9605 | 0 | Consolidated Risk Score d: Non-HFTD; Consolidated Risk Score e: 0; Consolidated Risk Score f: 0; Consolidated Risk Score g: 0
| WEEDPATCH 1106 | 252971106 | 65.3145 | 64.5471 | 0 | 0 | 64.5471 | 0.76747 | Consolidated Risk Score d: Non-HFTD; Consolidated Risk Score e: 115.3; Consolidated Risk Score f: 1.402; Consolidated Risk Score g: 0.039
| CUYAMA 1103 | 253141103 | 80.1715 | 79.4449 | 0 | 2.5774 | 76.8675 | 0.72666 | Consolidated Risk Score d: Non-HFTD; Consolidated Risk Score e: 310.1; Consolidated Risk Score f: 1.064; Consolidated Risk Score g: 1.008
| CUYAMA 1104 | 253141104 | 18.0391 | 17.8855 | 0 | 0 | 17.8855 | 0.15358 | Consolidated Risk Score d: Non-HFTD; Consolidated Risk Score e: 0; Consolidated Risk Score f: 0; Consolidated Risk Score g: 0
| CUYAMA 2101 | 253142101 | 64.1462 | 63.0154 | 0 | 0 | 63.0154 | 1.1308 | Consolidated Risk Score d: Non-HFTD; Consolidated Risk Score e: 66.4; Consolidated Risk Score f: 0.936; Consolidated Risk Score g: 4.492
| CUYAMA 2102 | 253142102 | 36.8429 | 35.7512 | 0 | 0 | 35.7512 | 1.0916 | Consolidated Risk Score d: Non-HFTD; Consolidated Risk Score e: 157.4; Consolidated Risk Score f: 0.67; Consolidated Risk Score g: 1
| GIFFEN 1102 | 253151102 | 42.2295 | 41.5257 | 0 | 0 | 41.5257 | 0.70378 | Consolidated Risk Score d: Non-HFTD; Consolidated Risk Score e: 267.8; Consolidated Risk Score f: 1.152; Consolidated Risk Score g: 1
| GIFFEN 1103 | 253151103 | 53.0221 | 51.6791 | 0 | 0 | 51.6791 | 1.343 | Consolidated Risk Score d: Non-HFTD; Consolidated Risk Score e: 5; Consolidated Risk Score f: 0.023; Consolidated Risk Score g: 0
| GIFFEN 1106 | 253151106 | 2.1853 | 2.1673 | 0 | 0 | 2.1673 | 0.017986 | Consolidated Risk Score d: Non-HFTD; Consolidated Risk Score e: 5; Consolidated Risk Score f: 0.023; Consolidated Risk Score g: 0
| GIFFEN 1107 | 253151107 | 2.7351 | 2.6483 | 0 | 0 | 2.6483 | 0.086822 | Consolidated Risk Score d: Non-HFTD; Consolidated Risk Score e: 5; Consolidated Risk Score f: 0.023; Consolidated Risk Score g: 0
| HURON 1106 | 253161106 | 17.4789 | 17.0514 | 0 | 0 | 17.0514 | 0.42746 | Consolidated Risk Score d: Non-HFTD; Consolidated Risk Score e: 59.2; Consolidated Risk Score f: 0.05; Consolidated Risk Score g: 0
| HURON 1107 | 253161107 | 0.38564 | 0.33641 | 0 | 0 | 0.33641 | 0.049229 | Consolidated Risk Score d: Non-HFTD; Consolidated Risk Score e: 59.2; Consolidated Risk Score f: 0.05; Consolidated Risk Score g: 0
| HURON 1108 | 253161108 | 10.3464 | 10.1544 | 0 | 0 | 10.1544 | 0.19197 | Consolidated Risk Score d: Non-HFTD; Consolidated Risk Score e: 39.4; Consolidated Risk Score f: 0.121; Consolidated Risk Score g: 1
| HURON 1109 | 253161109 | 0.3919 | 0.34198 | 0 | 0 | 0.34198 | 0.049923 | Consolidated Risk Score d: Non-HFTD; Consolidated Risk Score e: 39.4; Consolidated Risk Score f: 0.121; Consolidated Risk Score g: 1
| HURON 1112 | 253161112 | 19.7944 | 13.7864 | 0 | 0 | 13.7864 | 6.008 | Consolidated Risk Score d: Non-HFTD; Consolidated Risk Score e: 33; Consolidated Risk Score f: 0.064; Consolidated Risk Score g: 0.996
| HURON 1116 | 253161116 | 20.4956 | 19.2776 | 0 | 0 | 19.2776 | 1.218 | Consolidated Risk Score d: Non-HFTD; Consolidated Risk Score e: 75.7; Consolidated Risk Score f: 1.078; Consolidated Risk Score g: 1.936
| MC FARLAND 1101 | 253181101 | 25.5945 | 17.1995 | 0 | 0 | 17.1995 | 8.395 | Consolidated Risk Score d: Non-HFTD; Consolidated Risk Score e: 31.7; Consolidated Risk Score f: 0.1; Consolidated Risk Score g: 0
| MC FARLAND 1102 | 253181102 | 43.0622 | 42.7564 | 0 | 0 | 42.7564 | 0.30587 | Consolidated Risk Score d: Non-HFTD; Consolidated Risk Score e: 230.6; Consolidated Risk Score f: 1.431; Consolidated Risk Score g: 0
| MC FARLAND 1104 | 253181104 | 40.8498 | 34.9642 | 0 | 0 | 34.9642 | 5.8856 | Consolidated Risk Score d: Non-HFTD; Consolidated Risk Score e: 7.6; Consolidated Risk Score f: 0.131; Consolidated Risk Score g: 0
| MC FARLAND 1105 | 253181105 | 20.0284 | 19.8489 | 0 | 0 | 19.8489 | 0.17943 | Consolidated Risk Score d: Non-HFTD; Consolidated Risk Score e: 458.5; Consolidated Risk Score f: 3.74; Consolidated Risk Score g: 1.911
| SAN BERNARD 1101 | 253191101 | 44.8292 | 44.5307 | 0 | 1.0626 | 43.4681 | 0.29846 | Consolidated Risk Score d: Non-HFTD; Consolidated Risk Score e: 104.7; Consolidated Risk Score f: 1.305; Consolidated Risk Score g: 1.32
| SAN BERNARD 1102 | 253191102 | 12.1487 | 12.0789 | 0 | 0 | 12.0789 | 0.069821 | Consolidated Risk Score d: Non-HFTD; Consolidated Risk Score e: 50.7; Consolidated Risk Score f: 0.19; Consolidated Risk Score g: 0
| SAN BERNARD 1104 | 253191104 | 16.72 | 16.6048 | 0 | 0 | 16.6048 | 0.11522 | Consolidated Risk Score d: Non-HFTD; Consolidated Risk Score e: 401.6; Consolidated Risk Score f: 1.01; Consolidated Risk Score g: 0
| BAKERSFIELD 1101 | 253371101 | 8.7332 | 7.4461 | 0 | 0 | 7.4461 | 1.2871 | Consolidated Risk Score d: Non-HFTD; Consolidated Risk Score e: 537.8; Consolidated Risk Score f: 3.764; Consolidated Risk Score g: 1.999
| BAKERSFIELD 1102 | 253371102 | 18.0479 | 17.5507 | 0 | 0 | 17.5507 | 0.49722 | Consolidated Risk Score d: Non-HFTD; Consolidated Risk Score e: 163.8; Consolidated Risk Score f: 2.529; Consolidated Risk Score g: 1.001
| BAKERSFIELD 1105 | 253371105 | 7.1807 | 6.4334 | 0 | 0 | 6.4334 | 0.74732 | Consolidated Risk Score d: Non-HFTD; Consolidated Risk Score e: 99.1; Consolidated Risk Score f: 1.141; Consolidated Risk Score g: 0
| BAKERSFIELD 1106 | 253371106 | 12.0985 | 11.8161 | 0 | 0 | 11.8161 | 0.28239 | Consolidated Risk Score d: Non-HFTD; Consolidated Risk Score e: 90.7; Consolidated Risk Score f: 1.569; Consolidated Risk Score g: 2.716
| BAKERSFIELD 1107 | 253371107 | 6.0055 | 3.6794 | 0 | 0 | 3.6794 | 2.3261 | Consolidated Risk Score d: Non-HFTD; Consolidated Risk Score e: 13.7; Consolidated Risk Score f: 0.014; Consolidated Risk Score g: 0
| BAKERSFIELD 1110 | 253371110 | 11.7717 | 5.9619 | 0 | 0 | 5.9619 | 5.8098 | Consolidated Risk Score d: Non-HFTD; Consolidated Risk Score e: 11.6; Consolidated Risk Score f: 0.103; Consolidated Risk Score g: 2.992
| BAKERSFIELD 1114 | 253371114 | 16.1206 | 15.6945 | 0 | 0 | 15.6945 | 0.42608 | Consolidated Risk Score d: Non-HFTD; Consolidated Risk Score e: 164.7; Consolidated Risk Score f: 2.167; Consolidated Risk Score g: 1.534
| BAKERSFIELD 1115 | 253371115 | 7.8948 | 5.6946 | 0 | 0 | 5.6946 | 2.2002 | Consolidated Risk Score d: Non-HFTD; Consolidated Risk Score e: 31.4; Consolidated Risk Score f: 0.079; Consolidated Risk Score g: 2.002
| BAKERSFIELD 1116 | 253371116 | 18.0884 | 16.8277 | 0 | 0 | 16.8277 | 1.2606 | Consolidated Risk Score d: Non-HFTD; Consolidated Risk Score e: 12.9; Consolidated Risk Score f: 0.034; Consolidated Risk Score g: 0.643
| BAKERSFIELD 1118 | 253371118 | 19.7476 | 11.4197 | 0 | 0 | 11.4197 | 8.3279 | Consolidated Risk Score d: Non-HFTD; Consolidated Risk Score e: 179.5; Consolidated Risk Score f: 1.049; Consolidated Risk Score g: 3.772
| BAKERSFIELD 2104 | 253372104 | 41.9701 | 34.9531 | 0 | 0 | 34.9531 | 7.017 | Consolidated Risk Score d: Non-HFTD; Consolidated Risk Score e: 336.1; Consolidated Risk Score f: 4.261; Consolidated Risk Score g: 6.456
| BAKERSFIELD 2106 | 253372106 | 33.0763 | 31.681 | 0 | 0 | 31.681 | 1.3953 | Consolidated Risk Score d: Non-HFTD; Consolidated Risk Score e: 26.3; Consolidated Risk Score f: 0.27; Consolidated Risk Score g: 2.66
| BAKERSFIELD 2107 | 253372107 | 0.011857 | 0.011857 | 0 | 0 | 0.011857 | 0 | Consolidated Risk Score d: Non-HFTD; Consolidated Risk Score e: 26.3; Consolidated Risk Score f: 0.27; Consolidated Risk Score g: 2.66
| BAKERSFIELD 2109 | 253372109 | 36.9154 | 32.0924 | 0 | 0 | 32.0924 | 4.8229 | Consolidated Risk Score d: Non-HFTD; Consolidated Risk Score e: 211; Consolidated Risk Score f: 3.885; Consolidated Risk Score g: 9.17
| FRUITVALE 1101 | 253391101 | 3.4826 | 3.3228 | 0 | 0 | 3.3228 | 0.15984 | Consolidated Risk Score d: Non-HFTD; Consolidated Risk Score e: 211; Consolidated Risk Score f: 3.885; Consolidated Risk Score g: 9.17
| FRUITVALE 1103 | 253391103 | 21.9248 | 11.6525 | 0 | 0 | 11.6525 | 10.2722 | Consolidated Risk Score d: Non-HFTD; Consolidated Risk Score e: 498; Consolidated Risk Score f: 1.17; Consolidated Risk Score g: 2
| FRUITVALE 1104 | 253391104 | 32.1929 | 13.52 | 0 | 0 | 13.52 | 18.6729 | Consolidated Risk Score d: Non-HFTD; Consolidated Risk Score e: 56.7; Consolidated Risk Score f: 0.419; Consolidated Risk Score g: 2.023
| FRUITVALE 1105 | 253391105 | 4.1274 | 3.3972 | 0 | 0 | 3.3972 | 0.73023 | Consolidated Risk Score d: Non-HFTD; Consolidated Risk Score e: 56.7; Consolidated Risk Score f: 0.419; Consolidated Risk Score g: 2.023
| FRUITVALE 1106 | 253391106 | 17.8505 | 6.6221 | 0 | 0 | 6.6221 | 11.2284 | Consolidated Risk Score d: Non-HFTD; Consolidated Risk Score e: 42.3; Consolidated Risk Score f: 0.118; Consolidated Risk Score g: 0
| FRUITVALE 2108 | 253392108 | 12.4047 | 9.1095 | 0 | 0 | 9.1095 | 3.2952 | Consolidated Risk Score d: Non-HFTD; Consolidated Risk Score e: 234.4; Consolidated Risk Score f: 1.126; Consolidated Risk Score g: 0.891
| HAMMONDS 1101 | 253401101 | 35.6453 | 35.0882 | 0 | 0 | 35.0882 | 0.55714 | Consolidated Risk Score d: Non-HFTD; Consolidated Risk Score e: 603.7; Consolidated Risk Score f: 2.939; Consolidated Risk Score g: 12.402
| HAMMONDS 1102 | 253401102 | 43.8251 | 43.6299 | 0 | 0 | 43.6299 | 0.1952 | Consolidated Risk Score d: Non-HFTD; Consolidated Risk Score e: 224.6; Consolidated Risk Score f: 2.247; Consolidated Risk Score g: 1.639
| HAMMONDS 1104 | 253401104 | 67.0194 | 66.3028 | 0 | 0 | 66.3028 | 0.71658 | Consolidated Risk Score d: Non-HFTD; Consolidated Risk Score e: 305.2; Consolidated Risk Score f: 1.446; Consolidated Risk Score g: 2.368
| LAKEVIEW 1102 | 253411102 | 54.6675 | 54.244 | 0 | 0 | 54.244 | 0.42351 | Consolidated Risk Score d: Non-HFTD; Consolidated Risk Score e: 522.5; Consolidated Risk Score f: 1.872; Consolidated Risk Score g: 0.808
| LAKEVIEW 1103 | 253411103 | 23.7066 | 22.4466 | 0 | 0 | 22.4466 | 1.26 | Consolidated Risk Score d: Non-HFTD; Consolidated Risk Score e: 616.9; Consolidated Risk Score f: 1.257; Consolidated Risk Score g: 0.814
| LAKEVIEW 1106 | 253411106 | 42.1011 | 41.8475 | 0 | 0 | 41.8475 | 0.25356 | Consolidated Risk Score d: Non-HFTD; Consolidated Risk Score e: 13.1; Consolidated Risk Score f: 0.034; Consolidated Risk Score g: 2.891
| LAKEVIEW 1107 | 253411107 | 26.5166 | 25.9639 | 0 | 0 | 25.9639 | 0.55275 | Consolidated Risk Score d: Non-HFTD; Consolidated Risk Score e: 0; Consolidated Risk Score f: 0; Consolidated Risk Score g: 0.647
| PANAMA 2101 | 253422101 | 69.4627 | 38.6747 | 0 | 0 | 38.6747 | 30.788 | Consolidated Risk Score d: Non-HFTD; Consolidated Risk Score e: 20.2; Consolidated Risk Score f: 0.19; Consolidated Risk Score g: 1.416
| PANAMA 2102 | 253422102 | 60.6494 | 34.0414 | 0 | 0 | 34.0414 | 26.608 | Consolidated Risk Score d: Non-HFTD; Consolidated Risk Score e: 138.1; Consolidated Risk Score f: 0.997; Consolidated Risk Score g: 2.515
| CALFLAX 1101 | 253441101 | 27.7928 | 27.4193 | 0 | 0 | 27.4193 | 0.37346 | Consolidated Risk Score d: Non-HFTD; Consolidated Risk Score e: 103.3; Consolidated Risk Score f: 0.945; Consolidated Risk Score g: 0.904
| CALFLAX 1102 | 253441102 | 20.5805 | 20.413 | 0 | 0 | 20.413 | 0.16748 | Consolidated Risk Score d: Non-HFTD; Consolidated Risk Score e: 17.7; Consolidated Risk Score f: 0.017; Consolidated Risk Score g: 3.067
| CALFLAX 1103 | 253441103 | 29.633 | 29.2665 | 0 | 0 | 29.2665 | 0.36649 | Consolidated Risk Score d: Non-HFTD; Consolidated Risk Score e: 165.3; Consolidated Risk Score f: 1.43; Consolidated Risk Score g: 1.738
| CALFLAX 1104 | 253441104 | 18.6318 | 18.598 | 0 | 0 | 18.598 | 0.033836 | Consolidated Risk Score d: Non-HFTD; Consolidated Risk Score e: 31; Consolidated Risk Score f: 0.197; Consolidated Risk Score g: 2
| DEVILS DEN 1101 | 253451101 | 45.9893 | 45.9096 | 0 | 0 | 45.9096 | 0.079646 | Consolidated Risk Score d: Non-HFTD; Consolidated Risk Score e: 557.4; Consolidated Risk Score f: 2.758; Consolidated Risk Score g: 0.5
| DEVILS DEN 1102 | 253451102 | 33.5755 | 33.5276 | 0 | 0 | 33.5276 | 0.047834 | Consolidated Risk Score d: Non-HFTD; Consolidated Risk Score e: 32.5; Consolidated Risk Score f: 0.157; Consolidated Risk Score g: 0
| CARRIZO PLAINS 1101 | 253461101 | 106.8196 | 106.2765 | 0 | 0 | 106.2765 | 0.54313 | Consolidated Risk Score d: Non-HFTD; Consolidated Risk Score e: 366; Consolidated Risk Score f: 1.639; Consolidated Risk Score g: 0.603
| FIREBAUGH 1101 | 253471101 | 62.6822 | 58.5362 | 0 | 0 | 58.5362 | 4.146 | Consolidated Risk Score d: Non-HFTD; Consolidated Risk Score e: 196.7; Consolidated Risk Score f: 1.8; Consolidated Risk Score g: 2.071
| FIREBAUGH 1102 | 253471102 | 38.2504 | 30.5732 | 0 | 0 | 30.5732 | 7.6772 | Consolidated Risk Score d: Non-HFTD; Consolidated Risk Score e: 67.7; Consolidated Risk Score f: 0.858; Consolidated Risk Score g: 0.646
| FIREBAUGH 1103 | 253471103 | 77.9645 | 75.3435 | 0 | 0 | 75.3435 | 2.621 | Consolidated Risk Score d: Non-HFTD; Consolidated Risk Score e: 121.7; Consolidated Risk Score f: 1.043; Consolidated Risk Score g: 1.478
| WHEELER RIDGE 1101 | 253481101 | 68.6763 | 67.9646 | 0 | 0 | 67.9646 | 0.71166 | Consolidated Risk Score d: Non-HFTD; Consolidated Risk Score e: 570.8; Consolidated Risk Score f: 4.165; Consolidated Risk Score g: 1.708
| WHEELER RIDGE 1102 | 253481102 | 35.576 | 34.2834 | 0 | 0 | 34.2834 | 1.2926 | Consolidated Risk Score d: Non-HFTD; Consolidated Risk Score e: 57.2; Consolidated Risk Score f: 1.319; Consolidated Risk Score g: 0.992
| WHEELER RIDGE 1103 | 253481103 | 39.8734 | 39.7626 | 0 | 0 | 39.7626 | 0.11086 | Consolidated Risk Score d: Non-HFTD; Consolidated Risk Score e: 123.7; Consolidated Risk Score f: 0.579; Consolidated Risk Score g: 0.621
| LERDO 1110 | 253491110 | 14.3302 | 11.9854 | 0 | 0 | 11.9854 | 2.3448 | Consolidated Risk Score d: Non-HFTD; Consolidated Risk Score e: 18.4; Consolidated Risk Score f: 1.025; Consolidated Risk Score g: 1
| LERDO 1111 | 253491111 | 39.5227 | 36.2741 | 0 | 0 | 36.2741 | 3.2486 | Consolidated Risk Score d: Non-HFTD; Consolidated Risk Score e: 51.7; Consolidated Risk Score f: 0.223; Consolidated Risk Score g: 2.015
| LERDO 1112 | 253491112 | 18.5521 | 18.487 | 0 | 0 | 18.487 | 0.065072 | Consolidated Risk Score d: Non-HFTD; Consolidated Risk Score e: 22.7; Consolidated Risk Score f: 0.114; Consolidated Risk Score g: 0
| LERDO 1113 | 253491113 | 39.8894 | 38.5354 | 0 | 0 | 38.5354 | 1.354 | Consolidated Risk Score d: Non-HFTD; Consolidated Risk Score e: 13.3; Consolidated Risk Score f: 0.095; Consolidated Risk Score g: 1.487
| LERDO 1114 | 253491114 | 15.6969 | 15.0644 | 0 | 0 | 15.0644 | 0.6325 | Consolidated Risk Score d: Non-HFTD; Consolidated Risk Score e: 219.3; Consolidated Risk Score f: 1.07; Consolidated Risk Score g: 1.605
| LERDO 1115 | 253491115 | 16.1117 | 15.8626 | 0 | 0 | 15.8626 | 0.24917 | Consolidated Risk Score d: Non-HFTD; Consolidated Risk Score e: 63.7; Consolidated Risk Score f: 0.263; Consolidated Risk Score g: 1.038
| LERDO 1116 | 253491116 | 43.5933 | 42.5434 | 0 | 0 | 42.5434 | 1.0499 | Consolidated Risk Score d: Non-HFTD; Consolidated Risk Score e: 34.5; Consolidated Risk Score f: 0.2; Consolidated Risk Score g: 2.479
| BOWLES 1101 | 253531101 | 70.9852 | 70.4928 | 0 | 0 | 70.4928 | 0.49237 | Consolidated Risk Score d: Non-HFTD; Consolidated Risk Score e: 72.1; Consolidated Risk Score f: 0.512; Consolidated Risk Score g: 0.346
| BOWLES 1102 | 253531102 | 35.0224 | 34.399 | 0 | 0 | 34.399 | 0.62341 | Consolidated Risk Score d: Non-HFTD; Consolidated Risk Score e: 226.1; Consolidated Risk Score f: 2.049; Consolidated Risk Score g: 0.782
| BOWLES 1103 | 253531103 | 30.3751 | 26.626 | 0 | 0 | 26.626 | 3.7492 | Consolidated Risk Score d: Non-HFTD; Consolidated Risk Score e: 43.1; Consolidated Risk Score f: 0.173; Consolidated Risk Score g: 1.929
| BOWLES 1104 | 253531104 | 25.0434 | 25.0434 | 0 | 0 | 25.0434 | 0 | Consolidated Risk Score d: Non-HFTD; Consolidated Risk Score e: 245.8; Consolidated Risk Score f: 1.103; Consolidated Risk Score g: 0
| SANTA RITA 1102 | 253541102 | 87.167 | 86.7429 | 0 | 0 | 86.7429 | 0.42404 | Consolidated Risk Score d: Non-HFTD; Consolidated Risk Score e: 134.1; Consolidated Risk Score f: 2.838; Consolidated Risk Score g: 4.323
| SANTA RITA 1105 | 253541105 | 61.601 | 61.2863 | 0 | 0 | 61.2863 | 0.31469 | Consolidated Risk Score d: Non-HFTD; Consolidated Risk Score e: 78.8; Consolidated Risk Score f: 0.545; Consolidated Risk Score g: 0.022
| SMYRNA 1101 | 253551101 | 47.7869 | 47.6743 | 0 | 0 | 47.6743 | 0.11256 | Consolidated Risk Score d: Non-HFTD; Consolidated Risk Score e: 147.4; Consolidated Risk Score f: 0.583; Consolidated Risk Score g: 1.278
| SMYRNA 1102 | 253551102 | 67.3091 | 66.7226 | 0 | 0 | 66.7226 | 0.58653 | Consolidated Risk Score d: Non-HFTD; Consolidated Risk Score e: 134.4; Consolidated Risk Score f: 0.414; Consolidated Risk Score g: 2.095
| SMYRNA 1104 | 253551104 | 40.1584 | 39.9078 | 0 | 0 | 39.9078 | 0.25064 | Consolidated Risk Score d: Non-HFTD; Consolidated Risk Score e: 1027.3; Consolidated Risk Score f: 3.766; Consolidated Risk Score g: 1.875
| SMYRNA 1105 | 253551105 | 54.4536 | 53.8293 | 0 | 0 | 53.8293 | 0.62424 | Consolidated Risk Score d: Non-HFTD; Consolidated Risk Score e: 578.4; Consolidated Risk Score f: 1.391; Consolidated Risk Score g: 1.219
| SMYRNA 1106 | 253551106 | 47.8181 | 46.7563 | 0 | 0 | 46.7563 | 1.0617 | Consolidated Risk Score d: Non-HFTD; Consolidated Risk Score e: 416.2; Consolidated Risk Score f: 2.722; Consolidated Risk Score g: 0.226
| BARTON 1101 | 253571101 | 13.502 | 5.9753 | 0 | 0 | 5.9753 | 7.5267 | Consolidated Risk Score d: Non-HFTD; Consolidated Risk Score e: 158.1; Consolidated Risk Score f: 1.068; Consolidated Risk Score g: 0
| BARTON 1102 | 253571102 | 12.7491 | 4.4902 | 0 | 0 | 4.4902 | 8.2589 | Consolidated Risk Score d: Non-HFTD; Consolidated Risk Score e: 33.8; Consolidated Risk Score f: 0.546; Consolidated Risk Score g: 0
| BARTON 1104 | 253571104 | 14.4761 | 11.6686 | 0 | 0 | 11.6686 | 2.8075 | Consolidated Risk Score d: Non-HFTD; Consolidated Risk Score e: 111; Consolidated Risk Score f: 2.009; Consolidated Risk Score g: 5.715
| BARTON 1105 | 253571105 | 20.4453 | 4.7786 | 0 | 0 | 4.7786 | 15.6667 | Consolidated Risk Score d: Non-HFTD; Consolidated Risk Score e: 32.5; Consolidated Risk Score f: 0.159; Consolidated Risk Score g: 0
| BARTON 1106 | 253571106 | 7.3735 | 5.9574 | 0 | 0 | 5.9574 | 1.4161 | Consolidated Risk Score d: Non-HFTD; Consolidated Risk Score e: 10.6; Consolidated Risk Score f: 0.083; Consolidated Risk Score g: 1.001
| BARTON 1108 | 253571108 | 22.1855 | 18.7858 | 0 | 0 | 18.7858 | 3.3997 | Consolidated Risk Score d: Non-HFTD; Consolidated Risk Score e: 124.3; Consolidated Risk Score f: 1.823; Consolidated Risk Score g: 0.952
| BARTON 1109 | 253571109 | 15.9595 | 7.1663 | 0 | 0 | 7.1663 | 8.7932 | Consolidated Risk Score d: Non-HFTD; Consolidated Risk Score e: 0.9; Consolidated Risk Score f: 0.025; Consolidated Risk Score g: 1.017
| BARTON 1110 | 253571110 | 20.372 | 16.3378 | 0 | 0 | 16.3378 | 4.0342 | Consolidated Risk Score d: Non-HFTD; Consolidated Risk Score e: 69; Consolidated Risk Score f: 1.147; Consolidated Risk Score g: 1.729
| BARTON 1111 | 253571111 | 25.1473 | 15.5623 | 0 | 0 | 15.5623 | 9.585 | Consolidated Risk Score d: Non-HFTD; Consolidated Risk Score e: 92; Consolidated Risk Score f: 2.335; Consolidated Risk Score g: 0.842
| BARTON 1112 | 253571112 | 14.354 | 3.3668 | 0 | 0 | 3.3668 | 10.9872 | Consolidated Risk Score d: Non-HFTD; Consolidated Risk Score e: 118.5; Consolidated Risk Score f: 1.136; Consolidated Risk Score g: 0
| BARTON 1114 | 253571114 | 18.6283 | 12.8291 | 0 | 0 | 12.8291 | 5.7992 | Consolidated Risk Score d: Non-HFTD; Consolidated Risk Score e: 15.6; Consolidated Risk Score f: 0.15; Consolidated Risk Score g: 0
| BARTON 1115 | 253571115 | 36.5205 | 15.2909 | 0 | 0 | 15.2909 | 21.2295 | Consolidated Risk Score d: Non-HFTD; Consolidated Risk Score e: 39.8; Consolidated Risk Score f: 0.645; Consolidated Risk Score g: 1.073
| BARTON 1116 | 253571116 | 17.2498 | 9.315 | 0 | 0 | 9.315 | 7.9348 | Consolidated Risk Score d: Non-HFTD; Consolidated Risk Score e: 66.2; Consolidated Risk Score f: 0.796; Consolidated Risk Score g: 2.34
| CANTUA 1101 | 253591101 | 24.412 | 23.7955 | 0 | 0 | 23.7955 | 0.61646 | Consolidated Risk Score d: Non-HFTD; Consolidated Risk Score e: 190; Consolidated Risk Score f: 0.574; Consolidated Risk Score g: 0.481
| CANTUA 1102 | 253591102 | 43.9017 | 43.6278 | 0 | 0 | 43.6278 | 0.27396 | Consolidated Risk Score d: Non-HFTD; Consolidated Risk Score e: 2.7; Consolidated Risk Score f: 0.029; Consolidated Risk Score g: 1.01
| CANTUA 1103 | 253591103 | 36.2117 | 35.8609 | 0 | 0 | 35.8609 | 0.35081 | Consolidated Risk Score d: Non-HFTD; Consolidated Risk Score e: 354.5; Consolidated Risk Score f: 1.148; Consolidated Risk Score g: 0.433
| CANTUA 1104 | 253591104 | 0.18727 | 0.17433 | 0 | 0 | 0.17433 | 0.012939 | Consolidated Risk Score d: Non-HFTD; Consolidated Risk Score e: 354.5; Consolidated Risk Score f: 1.148; Consolidated Risk Score g: 0.433
| CANTUA 1105 | 253591105 | 15.4063 | 15.1366 | 0 | 0 | 15.1366 | 0.26961 | Consolidated Risk Score d: Non-HFTD; Consolidated Risk Score e: 155; Consolidated Risk Score f: 1.048; Consolidated Risk Score g: 0.01
| CANTUA 1106 | 253591106 | 0.20125 | 0.15927 | 0 | 0 | 0.15927 | 0.041982 | Consolidated Risk Score d: Non-HFTD; Consolidated Risk Score e: 155; Consolidated Risk Score f: 1.048; Consolidated Risk Score g: 0.01
| LEMOORE 1101 | 253601101 | 54.3231 | 41.6013 | 0 | 0 | 41.6013 | 12.7218 | Consolidated Risk Score d: Non-HFTD; Consolidated Risk Score e: 17.8; Consolidated Risk Score f: 0.195; Consolidated Risk Score g: 5.584
| LEMOORE 1102 | 253601102 | 27.2439 | 11.7214 | 0 | 0 | 11.7214 | 15.5225 | Consolidated Risk Score d: Non-HFTD; Consolidated Risk Score e: 101.2; Consolidated Risk Score f: 0.287; Consolidated Risk Score g: 2.614
| LEMOORE 1103 | 253601103 | 31.0906 | 14.5071 | 0 | 0 | 14.5071 | 16.5835 | Consolidated Risk Score d: Non-HFTD; Consolidated Risk Score e: 127.5; Consolidated Risk Score f: 1.267; Consolidated Risk Score g: 0
| LEMOORE 1104 | 253601104 | 53.8128 | 49.9442 | 0 | 0 | 49.9442 | 3.8686 | Consolidated Risk Score d: Non-HFTD; Consolidated Risk Score e: 48.4; Consolidated Risk Score f: 0.358; Consolidated Risk Score g: 0.954
| LEMOORE 1105 | 253601105 | 30.0587 | 12.0936 | 0 | 0 | 12.0936 | 17.965 | Consolidated Risk Score d: Non-HFTD; Consolidated Risk Score e: 36.1; Consolidated Risk Score f: 0.993; Consolidated Risk Score g: 0
| ATWATER 1102 | 253611102 | 85.3833 | 84.4602 | 0 | 0 | 84.4602 | 0.92316 | Consolidated Risk Score d: Non-HFTD; Consolidated Risk Score e: 228.5; Consolidated Risk Score f: 0.756; Consolidated Risk Score g: 2.581
| ATWATER 1103 | 253611103 | 53.9253 | 38.0177 | 0 | 0 | 38.0177 | 15.9076 | Consolidated Risk Score d: Non-HFTD; Consolidated Risk Score e: 52.9; Consolidated Risk Score f: 0.263; Consolidated Risk Score g: 1.031
| ATWATER 1104 | 253611104 | 27.8855 | 12.9211 | 0 | 0 | 12.9211 | 14.9644 | Consolidated Risk Score d: Non-HFTD; Consolidated Risk Score e: 38.7; Consolidated Risk Score f: 1.206; Consolidated Risk Score g: 0
| ATWATER 1105 | 253611105 | 31.7578 | 13.1283 | 0 | 0 | 13.1283 | 18.6296 | Consolidated Risk Score d: Non-HFTD; Consolidated Risk Score e: 55.1; Consolidated Risk Score f: 0.413; Consolidated Risk Score g: 0.982
| ATWATER 1106 | 253611106 | 48.3135 | 35.075 | 0 | 0 | 35.075 | 13.2386 | Consolidated Risk Score d: Non-HFTD; Consolidated Risk Score e: 25.1; Consolidated Risk Score f: 0.244; Consolidated Risk Score g: 0.244
| ATWATER 1107 | 253611107 | 48.1818 | 30.5777 | 0 | 0 | 30.5777 | 17.6041 | Consolidated Risk Score d: Non-HFTD; Consolidated Risk Score e: 17.6; Consolidated Risk Score f: 0.204; Consolidated Risk Score g: 0.308
| ATWATER 1108 | 253611108 | 67.4514 | 61.1474 | 0 | 0 | 61.1474 | 6.304 | Consolidated Risk Score d: Non-HFTD; Consolidated Risk Score e: 142.2; Consolidated Risk Score f: 1.082; Consolidated Risk Score g: 2.99
| POSO MOUNTAIN 2101 | 253642101 | 59.686 | 59.5686 | 0 | 49.0837 | 10.4849 | 0.11743 | Consolidated Risk Score d: Non-HFTD; Consolidated Risk Score e: 385.4; Consolidated Risk Score f: 1.07; Consolidated Risk Score g: 3.93
| POSO MOUNTAIN 2103 | 253642103 | 20.6703 | 20.6703 | 0 | 18.573 | 2.0973 | 0 | Consolidated Risk Score d: Non-HFTD; Consolidated Risk Score e: 230.2; Consolidated Risk Score f: 2.885; Consolidated Risk Score g: 0.923
| POSO MOUNTAIN 2104 | 253642104 | 13.187 | 12.6798 | 0 | 8.1901 | 4.4897 | 0.5072 | Consolidated Risk Score d: Non-HFTD; Consolidated Risk Score e: 0; Consolidated Risk Score f: 0; Consolidated Risk Score g: 1.167
| SHAFTER 1101 | 253651101 | 0.034279 | 0.034279 | 0 | 0 | 0.034279 | 0 | Consolidated Risk Score d: Non-HFTD; Consolidated Risk Score e: 0; Consolidated Risk Score f: 0; Consolidated Risk Score g: 1.167
| SHAFTER 1102 | 253651102 | 28.7386 | 27.5927 | 0 | 0 | 27.5927 | 1.1459 | Consolidated Risk Score d: Non-HFTD; Consolidated Risk Score e: 77.1; Consolidated Risk Score f: 0.432; Consolidated Risk Score g: 0.19
| SHAFTER 1103 | 253651103 | 40.7825 | 40.0001 | 0 | 0 | 40.0001 | 0.78243 | Consolidated Risk Score d: Non-HFTD; Consolidated Risk Score e: 64; Consolidated Risk Score f: 1.065; Consolidated Risk Score g: 0.611
| SHAFTER 1104 | 253651104 | 15.673 | 9.6144 | 0 | 0 | 9.6144 | 6.0586 | Consolidated Risk Score d: Non-HFTD; Consolidated Risk Score e: 18; Consolidated Risk Score f: 0.063; Consolidated Risk Score g: 0
| SHAFTER 1111 | 253651111 | 30.0716 | 24.7285 | 0 | 0 | 24.7285 | 5.3431 | Consolidated Risk Score d: Non-HFTD; Consolidated Risk Score e: 20.9; Consolidated Risk Score f: 0.056; Consolidated Risk Score g: 0.424
| SHAFTER 1112 | 253651112 | 48.7654 | 48.044 | 0 | 0 | 48.044 | 0.72142 | Consolidated Risk Score d: Non-HFTD; Consolidated Risk Score e: 330; Consolidated Risk Score f: 1.832; Consolidated Risk Score g: 3.423
| STROUD 1101 | 253661101 | 32.3223 | 32.0888 | 0 | 0 | 32.0888 | 0.23345 | Consolidated Risk Score d: Non-HFTD; Consolidated Risk Score e: 120.8; Consolidated Risk Score f: 0.754; Consolidated Risk Score g: 5.246
| STROUD 1102 | 253661102 | 35.1135 | 34.4352 | 0 | 0 | 34.4352 | 0.67832 | Consolidated Risk Score d: Non-HFTD; Consolidated Risk Score e: 183.3; Consolidated Risk Score f: 1.413; Consolidated Risk Score g: 1.277
| STROUD 1104 | 253661104 | 31.6473 | 31.2445 | 0 | 0 | 31.2445 | 0.40282 | Consolidated Risk Score d: Non-HFTD; Consolidated Risk Score e: 112.5; Consolidated Risk Score f: 1.282; Consolidated Risk Score g: 0
| PANOCHE 1101 | 253671101 | 28.9121 | 27.6963 | 0 | 0 | 27.6963 | 1.2158 | Consolidated Risk Score d: Non-HFTD; Consolidated Risk Score e: 31.2; Consolidated Risk Score f: 0.127; Consolidated Risk Score g: 0.333
| PANOCHE 1102 | 253671102 | 44.8514 | 44.2179 | 0 | 0 | 44.2179 | 0.6335 | Consolidated Risk Score d: Non-HFTD; Consolidated Risk Score e: 81.2; Consolidated Risk Score f: 0.298; Consolidated Risk Score g: 0
| PANOCHE 1103 | 253671103 | 128.0664 | 122.283 | 0 | 43.7923 | 78.4907 | 5.7834 | Consolidated Risk Score d: Non-HFTD; Consolidated Risk Score e: 348.4; Consolidated Risk Score f: 2.085; Consolidated Risk Score g: 1.697
| WESTPARK 1101 | 253701101 | 12.6681 | 11.3857 | 0 | 0 | 11.3857 | 1.2824 | Consolidated Risk Score d: Non-HFTD; Consolidated Risk Score e: 25.3; Consolidated Risk Score f: 1.051; Consolidated Risk Score g: 0.36
| WESTPARK 1102 | 253701102 | 6.1014 | 3.7586 | 0 | 0 | 3.7586 | 2.3429 | Consolidated Risk Score d: Non-HFTD; Consolidated Risk Score e: 3.4; Consolidated Risk Score f: 0.039; Consolidated Risk Score g: 2.603
| WESTPARK 1103 | 253701103 | 17.841 | 15.6962 | 0 | 0 | 15.6962 | 2.1448 | Consolidated Risk Score d: Non-HFTD; Consolidated Risk Score e: 11.9; Consolidated Risk Score f: 0.814; Consolidated Risk Score g: 0.734
| WESTPARK 1104 | 253701104 | 12.4923 | 10.4026 | 0 | 0 | 10.4026 | 2.0897 | Consolidated Risk Score d: Non-HFTD; Consolidated Risk Score e: 251.6; Consolidated Risk Score f: 1.125; Consolidated Risk Score g: 0
| WESTPARK 1105 | 253701105 | 5.74 | 2.2881 | 0 | 0 | 2.2881 | 3.4518 | Consolidated Risk Score d: Non-HFTD; Consolidated Risk Score e: 232.9; Consolidated Risk Score f: 1.201; Consolidated Risk Score g: 1.006
| WESTPARK 1106 | 253701106 | 5.476 | 2.7577 | 0 | 0 | 2.7577 | 2.7183 | Consolidated Risk Score d: Non-HFTD; Consolidated Risk Score e: 12.9; Consolidated Risk Score f: 0.164; Consolidated Risk Score g: 0
| WESTPARK 1107 | 253701107 | 11.0398 | 5.4704 | 0 | 0 | 5.4704 | 5.5694 | Consolidated Risk Score d: Non-HFTD; Consolidated Risk Score e: 66.2; Consolidated Risk Score f: 1.033; Consolidated Risk Score g: 0
| WESTPARK 1108 | 253701108 | 22.0039 | 20.9937 | 0 | 0 | 20.9937 | 1.0102 | Consolidated Risk Score d: Non-HFTD; Consolidated Risk Score e: 8.8; Consolidated Risk Score f: 0.066; Consolidated Risk Score g: 0
| WESTPARK 1109 | 253701109 | 17.8645 | 9.8656 | 0 | 0 | 9.8656 | 7.9989 | Consolidated Risk Score d: Non-HFTD; Consolidated Risk Score e: 61.7; Consolidated Risk Score f: 0.637; Consolidated Risk Score g: 0.997
| WESTPARK 1110 | 253701110 | 15.3711 | 12.9884 | 0 | 0 | 12.9884 | 2.3827 | Consolidated Risk Score d: Non-HFTD; Consolidated Risk Score e: 9.6; Consolidated Risk Score f: 0.045; Consolidated Risk Score g: 0.347
| WESTPARK 1111 | 253701111 | 8.7919 | 5.2171 | 0 | 0 | 5.2171 | 3.5748 | Consolidated Risk Score d: Non-HFTD; Consolidated Risk Score e: 0.5; Consolidated Risk Score f: 0.006; Consolidated Risk Score g: 0
| WESTPARK 1112 | 253701112 | 8.1194 | 6.9142 | 0 | 0 | 6.9142 | 1.2052 | Consolidated Risk Score d: Non-HFTD; Consolidated Risk Score e: 183.1; Consolidated Risk Score f: 2.172; Consolidated Risk Score g: 1.002
| HARDWICK 1101 | 253711101 | 73.4942 | 72.2683 | 0 | 0 | 72.2683 | 1.2259 | Consolidated Risk Score d: Non-HFTD; Consolidated Risk Score e: 149.2; Consolidated Risk Score f: 1.21; Consolidated Risk Score g: 0
| HARDWICK 1102 | 253711102 | 99.3346 | 98.329 | 0 | 0 | 98.329 | 1.0057 | Consolidated Risk Score d: Non-HFTD; Consolidated Risk Score e: 92.4; Consolidated Risk Score f: 0.687; Consolidated Risk Score g: 1.115
| WEST FRESNO 1101 | 253731101 | 17.8774 | 15.9312 | 0 | 0 | 15.9312 | 1.9462 | Consolidated Risk Score d: Non-HFTD; Consolidated Risk Score e: 85.4; Consolidated Risk Score f: 1.121; Consolidated Risk Score g: 2.248
| WEST FRESNO 1102 | 253731102 | 9.9996 | 4.1404 | 0 | 0 | 4.1404 | 5.8591 | Consolidated Risk Score d: Non-HFTD; Consolidated Risk Score e: 10.2; Consolidated Risk Score f: 1.028; Consolidated Risk Score g: 0
| WEST FRESNO 1103 | 253731103 | 6.4275 | 5.8845 | 0 | 0 | 5.8845 | 0.54302 | Consolidated Risk Score d: Non-HFTD; Consolidated Risk Score e: 0; Consolidated Risk Score f: 0; Consolidated Risk Score g: 0.994
| WEST FRESNO 1104 | 253731104 | 30.7803 | 16.7325 | 0 | 0 | 16.7325 | 14.0478 | Consolidated Risk Score d: Non-HFTD; Consolidated Risk Score e: 28.1; Consolidated Risk Score f: 0.227; Consolidated Risk Score g: 0.322
| WEST FRESNO 1105 | 253731105 | 8.6657 | 6.0389 | 0 | 0 | 6.0389 | 2.6268 | Consolidated Risk Score d: Non-HFTD; Consolidated Risk Score e: 5.6; Consolidated Risk Score f: 0.105; Consolidated Risk Score g: 0
| WEST FRESNO 1106 | 253731106 | 10.7488 | 5.9379 | 0 | 0 | 5.9379 | 4.8109 | Consolidated Risk Score d: Non-HFTD; Consolidated Risk Score e: 2.8; Consolidated Risk Score f: 0.009; Consolidated Risk Score g: 0.623
| WEST FRESNO 1107 | 253731107 | 7.9635 | 4.3671 | 0 | 0 | 4.3671 | 3.5965 | Consolidated Risk Score d: Non-HFTD; Consolidated Risk Score e: 5; Consolidated Risk Score f: 0.091; Consolidated Risk Score g: 0
| WEST FRESNO 1108 | 253731108 | 8.32 | 2.6184 | 0 | 0 | 2.6184 | 5.7016 | Consolidated Risk Score d: Non-HFTD; Consolidated Risk Score e: 12.5; Consolidated Risk Score f: 0.042; Consolidated Risk Score g: 0
| WEST FRESNO 1109 | 253731109 | 22.1329 | 20.3373 | 0 | 0 | 20.3373 | 1.7955 | Consolidated Risk Score d: Non-HFTD; Consolidated Risk Score e: 27; Consolidated Risk Score f: 0.736; Consolidated Risk Score g: 0.714
| WEST FRESNO 1110 | 253731110 | 11.0178 | 5.859 | 0 | 0 | 5.859 | 5.1588 | Consolidated Risk Score d: Non-HFTD; Consolidated Risk Score e: 17.5; Consolidated Risk Score f: 0.033; Consolidated Risk Score g: 2.002
| WEST FRESNO 1111 | 253731111 | 42.4431 | 34.3139 | 0 | 0 | 34.3139 | 8.1293 | Consolidated Risk Score d: Non-HFTD; Consolidated Risk Score e: 81.7; Consolidated Risk Score f: 0.916; Consolidated Risk Score g: 1.612
| WEST FRESNO 1112 | 253731112 | 36.2836 | 23.8402 | 0 | 0 | 23.8402 | 12.4433 | Consolidated Risk Score d: Non-HFTD; Consolidated Risk Score e: 254; Consolidated Risk Score f: 1.767; Consolidated Risk Score g: 3.044
| ARVIN 1101 | 253801101 | 32.7746 | 29.7133 | 0 | 0.10293 | 29.6103 | 3.0614 | Consolidated Risk Score d: Non-HFTD; Consolidated Risk Score e: 7.6; Consolidated Risk Score f: 0.019; Consolidated Risk Score g: 0
| ARVIN 1102 | 253801102 | 18.5769 | 17.8675 | 0 | 0 | 17.8675 | 0.70934 | Consolidated Risk Score d: Non-HFTD; Consolidated Risk Score e: 68.9; Consolidated Risk Score f: 0.162; Consolidated Risk Score g: 0
| ARVIN 1103 | 253801103 | 13.4944 | 13.2498 | 0 | 0 | 13.2498 | 0.24453 | Consolidated Risk Score d: Non-HFTD; Consolidated Risk Score e: 191.1; Consolidated Risk Score f: 2.148; Consolidated Risk Score g: 0
| COPUS 1102 | 253871102 | 30.8128 | 30.8128 | 0 | 0 | 30.8128 | 0 | Consolidated Risk Score d: Non-HFTD; Consolidated Risk Score e: 6.5; Consolidated Risk Score f: 0.08; Consolidated Risk Score g: 0
| COPUS 1103 | 253871103 | 24.9561 | 24.7226 | 0 | 0 | 24.7226 | 0.2335 | Consolidated Risk Score d: Non-HFTD; Consolidated Risk Score e: 36.1; Consolidated Risk Score f: 0.23; Consolidated Risk Score g: 1.836
| COPUS 1104 | 253871104 | 39.3685 | 39.1361 | 0 | 0 | 39.1361 | 0.23241 | Consolidated Risk Score d: Non-HFTD; Consolidated Risk Score e: 186.2; Consolidated Risk Score f: 0.798; Consolidated Risk Score g: 0
| EL CAPITAN 0004 | 253880004 | 0.0051314 | 0.0051314 | 0 | 0 | 0.0051314 | 0 | Consolidated Risk Score d: Non-HFTD; Consolidated Risk Score e: 186.2; Consolidated Risk Score f: 0.798; Consolidated Risk Score g: 0
| EL CAPITAN 1102 | 253881102 | 31.1372 | 16.5961 | 0 | 0 | 16.5961 | 14.5411 | Consolidated Risk Score d: Non-HFTD; Consolidated Risk Score e: 129; Consolidated Risk Score f: 1.015; Consolidated Risk Score g: 2.185
| EL CAPITAN 1103 | 253881103 | 63.7232 | 59.6166 | 0 | 0 | 59.6166 | 4.1066 | Consolidated Risk Score d: Non-HFTD; Consolidated Risk Score e: 136.2; Consolidated Risk Score f: 0.512; Consolidated Risk Score g: 0.345
| EL CAPITAN 1104 | 253881104 | 56.0974 | 42.3383 | 0 | 0 | 42.3383 | 13.759 | Consolidated Risk Score d: Non-HFTD; Consolidated Risk Score e: 126; Consolidated Risk Score f: 1.781; Consolidated Risk Score g: 5.209
| EL CAPITAN 1105 | 253881105 | 18.0015 | 4.8406 | 0 | 0 | 4.8406 | 13.1609 | Consolidated Risk Score d: Non-HFTD; Consolidated Risk Score e: 4.7; Consolidated Risk Score f: 0.021; Consolidated Risk Score g: 0
| EL CAPITAN 1106 | 253881106 | 23.3091 | 14.3473 | 0 | 0 | 14.3473 | 8.9617 | Consolidated Risk Score d: Non-HFTD; Consolidated Risk Score e: 135.1; Consolidated Risk Score f: 1.744; Consolidated Risk Score g: 1.791
| EL CAPITAN 2109 | 253882109 | 33.1761 | 4.4699 | 0 | 0 | 4.4699 | 28.7062 | Consolidated Risk Score d: Non-HFTD; Consolidated Risk Score e: 374.9; Consolidated Risk Score f: 1.75; Consolidated Risk Score g: 1.704
| EL CAPITAN 2110 | 253882110 | 46.9253 | 14.6852 | 0 | 0 | 14.6852 | 32.2401 | Consolidated Risk Score d: Non-HFTD; Consolidated Risk Score e: 13.6; Consolidated Risk Score f: 0.147; Consolidated Risk Score g: 0.326
| LAMONT 1102 | 253911102 | 70.3441 | 69.2794 | 0 | 1.3209 | 67.9585 | 1.0647 | Consolidated Risk Score d: Non-HFTD; Consolidated Risk Score e: 229.4; Consolidated Risk Score f: 2.73; Consolidated Risk Score g: 5.062
| LAMONT 1103 | 253911103 | 30.1839 | 26.9456 | 0 | 0 | 26.9456 | 3.2383 | Consolidated Risk Score d: Non-HFTD; Consolidated Risk Score e: 183.8; Consolidated Risk Score f: 2.151; Consolidated Risk Score g: 1.004
| LAMONT 1104 | 253911104 | 53.6866 | 53.2803 | 0 | 0 | 53.2803 | 0.40631 | Consolidated Risk Score d: Non-HFTD; Consolidated Risk Score e: 35.8; Consolidated Risk Score f: 0.205; Consolidated Risk Score g: 2.41
| LAMONT 1105 | 253911105 | 37.8464 | 37.0963 | 0 | 0 | 37.0963 | 0.75017 | Consolidated Risk Score d: Non-HFTD; Consolidated Risk Score e: 279.5; Consolidated Risk Score f: 2.58; Consolidated Risk Score g: 5.085
| LAMONT 1106 | 253911106 | 27.3738 | 22.4834 | 0 | 0 | 22.4834 | 4.8904 | Consolidated Risk Score d: Non-HFTD; Consolidated Risk Score e: 147.7; Consolidated Risk Score f: 2.819; Consolidated Risk Score g: 1.148
| LAMONT 1107 | 253911107 | 50.5677 | 46.234 | 0 | 0 | 46.234 | 4.3337 | Consolidated Risk Score d: Non-HFTD; Consolidated Risk Score e: 70.7; Consolidated Risk Score f: 0.394; Consolidated Risk Score g: 2.103
| MANCHESTER 1101 | 253921101 | 17.4674 | 12.8925 | 0 | 0 | 12.8925 | 4.5749 | Consolidated Risk Score d: Non-HFTD; Consolidated Risk Score e: 121.9; Consolidated Risk Score f: 0.722; Consolidated Risk Score g: 0
| MANCHESTER 1102 | 253921102 | 15.7597 | 13.6248 | 0 | 0 | 13.6248 | 2.1349 | Consolidated Risk Score d: Non-HFTD; Consolidated Risk Score e: 76.5; Consolidated Risk Score f: 0.242; Consolidated Risk Score g: 1.874
| MANCHESTER 1103 | 253921103 | 9.9117 | 7.1824 | 0 | 0 | 7.1824 | 2.7293 | Consolidated Risk Score d: Non-HFTD; Consolidated Risk Score e: 29; Consolidated Risk Score f: 0.2; Consolidated Risk Score g: 1
| MANCHESTER 1104 | 253921104 | 5.6157 | 3.969 | 0 | 0 | 3.969 | 1.6467 | Consolidated Risk Score d: Non-HFTD; Consolidated Risk Score e: 26.9; Consolidated Risk Score f: 0.369; Consolidated Risk Score g: 0
| MANCHESTER 1105 | 253921105 | 17.6037 | 9.033 | 0 | 0 | 9.033 | 8.5707 | Consolidated Risk Score d: Non-HFTD; Consolidated Risk Score e: 68.2; Consolidated Risk Score f: 0.51; Consolidated Risk Score g: 0.98
| MANCHESTER 1106 | 253921106 | 16.4841 | 14.9121 | 0 | 0 | 14.9121 | 1.572 | Consolidated Risk Score d: Non-HFTD; Consolidated Risk Score e: 51.5; Consolidated Risk Score f: 0.198; Consolidated Risk Score g: 5.553
| MANCHESTER 1107 | 253921107 | 10.7722 | 8.6789 | 0 | 0 | 8.6789 | 2.0933 | Consolidated Risk Score d: Non-HFTD; Consolidated Risk Score e: 167.3; Consolidated Risk Score f: 3.053; Consolidated Risk Score g: 9.01
| MANCHESTER 1108 | 253921108 | 15.161 | 14.6386 | 0 | 0 | 14.6386 | 0.52246 | Consolidated Risk Score d: Non-HFTD; Consolidated Risk Score e: 288.2; Consolidated Risk Score f: 2.069; Consolidated Risk Score g: 1.276
| MANCHESTER 1109 | 253921109 | 17.7304 | 15.9796 | 0 | 0 | 15.9796 | 1.7508 | Consolidated Risk Score d: Non-HFTD; Consolidated Risk Score e: 109; Consolidated Risk Score f: 0.861; Consolidated Risk Score g: 1.415
| MANCHESTER 1110 | 253921110 | 17.7718 | 13.4157 | 0 | 0 | 13.4157 | 4.356 | Consolidated Risk Score d: Non-HFTD; Consolidated Risk Score e: 147.7; Consolidated Risk Score f: 1.077; Consolidated Risk Score g: 1
| MANCHESTER 1111 | 253921111 | 17.4308 | 14.442 | 0 | 0 | 14.442 | 2.9888 | Consolidated Risk Score d: Non-HFTD; Consolidated Risk Score e: 2.8; Consolidated Risk Score f: 0.019; Consolidated Risk Score g: 1.008
| MANCHESTER 1112 | 253921112 | 19.4983 | 15.9504 | 0 | 0 | 15.9504 | 3.5479 | Consolidated Risk Score d: Non-HFTD; Consolidated Risk Score e: 20; Consolidated Risk Score f: 0.15; Consolidated Risk Score g: 3.997
| GATES 1101 | 253931101 | 15.9503 | 15.2733 | 0 | 0 | 15.2733 | 0.67705 | Consolidated Risk Score d: Non-HFTD; Consolidated Risk Score e: 159.5; Consolidated Risk Score f: 2.244; Consolidated Risk Score g: 2.317
| GATES 1102 | 253931102 | 41.1455 | 40.8076 | 0 | 0 | 40.8076 | 0.33794 | Consolidated Risk Score d: Non-HFTD; Consolidated Risk Score e: 299.8; Consolidated Risk Score f: 0.488; Consolidated Risk Score g: 1.992
| GATES 1104 | 253931104 | 26.0138 | 25.5291 | 0 | 0 | 25.5291 | 0.48465 | Consolidated Risk Score d: Non-HFTD; Consolidated Risk Score e: 156.9; Consolidated Risk Score f: 0.37; Consolidated Risk Score g: 0.13
| GATES 1105 | 253931105 | 19.0116 | 18.5988 | 0 | 0 | 18.5988 | 0.41285 | Consolidated Risk Score d: Non-HFTD; Consolidated Risk Score e: 56.6; Consolidated Risk Score f: 0.214; Consolidated Risk Score g: 1.048
| GATES 1106 | 253931106 | 46.3083 | 45.7158 | 0 | 0 | 45.7158 | 0.59256 | Consolidated Risk Score d: Non-HFTD; Consolidated Risk Score e: 293; Consolidated Risk Score f: 0.626; Consolidated Risk Score g: 0.55
| GATES 1107 | 253931107 | 2.745 | 2.5191 | 0 | 0 | 2.5191 | 0.22588 | Consolidated Risk Score d: Non-HFTD; Consolidated Risk Score e: 293; Consolidated Risk Score f: 0.626; Consolidated Risk Score g: 0.55
| GATES 1108 | 253931108 | 2.7521 | 2.575 | 0 | 0 | 2.575 | 0.17711 | Consolidated Risk Score d: Non-HFTD; Consolidated Risk Score e: 293; Consolidated Risk Score f: 0.626; Consolidated Risk Score g: 0.55
| GATES 1109 | 253931109 | 0.43218 | 0.30006 | 0 | 0 | 0.30006 | 0.13212 | Consolidated Risk Score d: Non-HFTD; Consolidated Risk Score e: 293; Consolidated Risk Score f: 0.626; Consolidated Risk Score g: 0.55
| GATES 1110 | 253931110 | 45.4262 | 44.5417 | 0 | 0 | 44.5417 | 0.88452 | Consolidated Risk Score d: Non-HFTD; Consolidated Risk Score e: 22.9; Consolidated Risk Score f: 0.172; Consolidated Risk Score g: 1.034
| COLUMBUS 1103 | 253951103 | 12.3808 | 7.8749 | 0 | 0 | 7.8749 | 4.5059 | Consolidated Risk Score d: Non-HFTD; Consolidated Risk Score e: 80; Consolidated Risk Score f: 1.721; Consolidated Risk Score g: 2.724
| COLUMBUS 1104 | 253951104 | 13.08 | 8.2694 | 0 | 0 | 8.2694 | 4.8107 | Consolidated Risk Score d: Non-HFTD; Consolidated Risk Score e: 37.9; Consolidated Risk Score f: 0.075; Consolidated Risk Score g: 0.387
| COLUMBUS 1105 | 253951105 | 23.1654 | 16.0555 | 0 | 0 | 16.0555 | 7.1099 | Consolidated Risk Score d: Non-HFTD; Consolidated Risk Score e: 36.6; Consolidated Risk Score f: 0.101; Consolidated Risk Score g: 1.825
| COLUMBUS 1106 | 253951106 | 16.1965 | 14.3124 | 0 | 0 | 14.3124 | 1.8842 | Consolidated Risk Score d: Non-HFTD; Consolidated Risk Score e: 1.7; Consolidated Risk Score f: 0.022; Consolidated Risk Score g: 0
| COLUMBUS 1109 | 253951109 | 27.096 | 5.5782 | 0 | 0 | 5.5782 | 21.5179 | Consolidated Risk Score d: Non-HFTD; Consolidated Risk Score e: 105.5; Consolidated Risk Score f: 0.668; Consolidated Risk Score g: 1.304
| COLUMBUS 1110 | 253951110 | 13.4754 | 6.5198 | 0 | 0 | 6.5198 | 6.9557 | Consolidated Risk Score d: Non-HFTD; Consolidated Risk Score e: 113.5; Consolidated Risk Score f: 1.077; Consolidated Risk Score g: 0.52
| BULLARD 1101 | 253961101 | 23.3494 | 14.3395 | 0 | 0 | 14.3395 | 9.0099 | Consolidated Risk Score d: Non-HFTD; Consolidated Risk Score e: 9.5; Consolidated Risk Score f: 0.05; Consolidated Risk Score g: 0.6
| BULLARD 1102 | 253961102 | 9.9348 | 2.7772 | 0 | 0 | 2.7772 | 7.1575 | Consolidated Risk Score d: Non-HFTD; Consolidated Risk Score e: 315.8; Consolidated Risk Score f: 3; Consolidated Risk Score g: 3.374
| BULLARD 1103 | 253961103 | 11.149 | 8.1148 | 0 | 0 | 8.1148 | 3.0343 | Consolidated Risk Score d: Non-HFTD; Consolidated Risk Score e: 18.1; Consolidated Risk Score f: 0.27; Consolidated Risk Score g: 0
| BULLARD 1104 | 253961104 | 10.7358 | 8.0427 | 0 | 0 | 8.0427 | 2.6931 | Consolidated Risk Score d: Non-HFTD; Consolidated Risk Score e: 9.8; Consolidated Risk Score f: 0.034; Consolidated Risk Score g: 2.061
| BULLARD 1105 | 253961105 | 9.1559 | 3.4681 | 0 | 0 | 3.4681 | 5.6878 | Consolidated Risk Score d: Non-HFTD; Consolidated Risk Score e: 28.8; Consolidated Risk Score f: 0.101; Consolidated Risk Score g: 0.99
| BULLARD 1106 | 253961106 | 7.4372 | 3.6853 | 0 | 0 | 3.6853 | 3.7519 | Consolidated Risk Score d: Non-HFTD; Consolidated Risk Score e: 377.9; Consolidated Risk Score f: 1.25; Consolidated Risk Score g: 0
| BULLARD 1107 | 253961107 | 6.5027 | 2.3963 | 0 | 0 | 2.3963 | 4.1064 | Consolidated Risk Score d: Non-HFTD; Consolidated Risk Score e: 0; Consolidated Risk Score f: 0; Consolidated Risk Score g: 0.019
| BULLARD 1108 | 253961108 | 5.1357 | 1.6243 | 0 | 0 | 1.6243 | 3.5113 | Consolidated Risk Score d: Non-HFTD; Consolidated Risk Score e: 0; Consolidated Risk Score f: 0; Consolidated Risk Score g: 0.999
| BULLARD 1109 | 253961109 | 9.5286 | 5.4022 | 0 | 0 | 5.4022 | 4.1264 | Consolidated Risk Score d: Non-HFTD; Consolidated Risk Score e: 0; Consolidated Risk Score f: 0; Consolidated Risk Score g: 0
| BULLARD 1110 | 253961110 | 13.0123 | 4.2894 | 0 | 0 | 4.2894 | 8.7229 | Consolidated Risk Score d: Non-HFTD; Consolidated Risk Score e: 350.5; Consolidated Risk Score f: 3.89; Consolidated Risk Score g: 1.034
| BULLARD 1113 | 253961113 | 12.2504 | 5.2151 | 0 | 0 | 5.2151 | 7.0354 | Consolidated Risk Score d: Non-HFTD; Consolidated Risk Score e: 14; Consolidated Risk Score f: 0.131; Consolidated Risk Score g: 0
| BULLARD 2111 | 253962111 | 14.7377 | 4.4698 | 0 | 0 | 4.4698 | 10.2679 | Consolidated Risk Score d: Non-HFTD; Consolidated Risk Score e: 20; Consolidated Risk Score f: 0.112; Consolidated Risk Score g: 1.169
| BULLARD 2112 | 253962112 | 26.6343 | 11.094 | 0 | 0 | 11.094 | 15.5403 | Consolidated Risk Score d: Non-HFTD; Consolidated Risk Score e: 61.9; Consolidated Risk Score f: 1.191; Consolidated Risk Score g: 1.902
| BULLARD 2114 | 253962114 | 30.9204 | 4.7078 | 0 | 0 | 4.7078 | 26.2126 | Consolidated Risk Score d: Non-HFTD; Consolidated Risk Score e: 48.9; Consolidated Risk Score f: 0.292; Consolidated Risk Score g: 1.53
| EL PECO 1102 | 253981102 | 52.6548 | 52.1873 | 0 | 0 | 52.1873 | 0.46748 | Consolidated Risk Score d: Non-HFTD; Consolidated Risk Score e: 80.1; Consolidated Risk Score f: 0.292; Consolidated Risk Score g: 2.576
| EL PECO 1105 | 253981105 | 105.5099 | 105.0655 | 0 | 0 | 105.0655 | 0.44431 | Consolidated Risk Score d: Non-HFTD; Consolidated Risk Score e: 149.5; Consolidated Risk Score f: 1.718; Consolidated Risk Score g: 0.779
| EL PECO 1106 | 253981106 | 34.6872 | 34.0311 | 0 | 0 | 34.0311 | 0.65604 | Consolidated Risk Score d: Non-HFTD; Consolidated Risk Score e: 26; Consolidated Risk Score f: 0.196; Consolidated Risk Score g: 2
| ALPAUGH 1103 | 254001103 | 29.2517 | 27.7494 | 0 | 0 | 27.7494 | 1.5022 | Consolidated Risk Score d: Non-HFTD; Consolidated Risk Score e: 408.3; Consolidated Risk Score f: 1.675; Consolidated Risk Score g: 1.649
| ALPAUGH 1104 | 254001104 | 59.7245 | 56.4112 | 0 | 0 | 56.4112 | 3.3133 | Consolidated Risk Score d: Non-HFTD; Consolidated Risk Score e: 97.3; Consolidated Risk Score f: 0.189; Consolidated Risk Score g: 1.212
| ALPAUGH 1106 | 254001106 | 53.3681 | 52.837 | 0 | 0 | 52.837 | 0.53109 | Consolidated Risk Score d: Non-HFTD; Consolidated Risk Score e: 226.3; Consolidated Risk Score f: 1.202; Consolidated Risk Score g: 2.623
| DOS PALOS 1101 | 254041101 | 80.8014 | 75.5702 | 0 | 0 | 75.5702 | 5.2312 | Consolidated Risk Score d: Non-HFTD; Consolidated Risk Score e: 63.5; Consolidated Risk Score f: 0.666; Consolidated Risk Score g: 0
| DOS PALOS 1102 | 254041102 | 0.21452 | 0.21452 | 0 | 0 | 0.21452 | 0 | Consolidated Risk Score d: Non-HFTD; Consolidated Risk Score e: 994; Consolidated Risk Score f: 2; Consolidated Risk Score g: 0
| SANTA NELLA 1101 | 254051101 | 41.7812 | 38.5471 | 0 | 0 | 38.5471 | 3.2341 | Consolidated Risk Score d: Non-HFTD; Consolidated Risk Score e: 163.1; Consolidated Risk Score f: 1.009; Consolidated Risk Score g: 1.457
| SANTA NELLA 1104 | 254051104 | 59.891 | 52.293 | 0 | 0 | 52.293 | 7.598 | Consolidated Risk Score d: Non-HFTD; Consolidated Risk Score e: 288.4; Consolidated Risk Score f: 1.387; Consolidated Risk Score g: 0.873
| DUNLAP 0001 | 254060001 | 0.04167 | 0.04167 | 0 | 0.04167 | 0 | 0 | Consolidated Risk Score d: Non-HFTD; Consolidated Risk Score e: 288.4; Consolidated Risk Score f: 1.387; Consolidated Risk Score g: 0.873
| DUNLAP 1102 | 254061102 | 91.8305 | 56.6771 | 0 | 56.6771 | 0 | 35.1534 | Consolidated Risk Score d: Non-HFTD; Consolidated Risk Score e: 571.9; Consolidated Risk Score f: 0.979; Consolidated Risk Score g: 1.462
| DUNLAP 1103 | 254061103 | 76.9703 | 71.2278 | 0 | 71.2278 | 0 | 5.7426 | Consolidated Risk Score d: Non-HFTD; Consolidated Risk Score e: 71.8; Consolidated Risk Score f: 0.344; Consolidated Risk Score g: 0.763
| STOCKDALE 1105 | 254071105 | 22.4447 | 5.0539 | 0 | 0 | 5.0539 | 17.3907 | Consolidated Risk Score d: Non-HFTD; Consolidated Risk Score e: 0; Consolidated Risk Score f: 0; Consolidated Risk Score g: 0
| STOCKDALE 1106 | 254071106 | 16.1915 | 5.6028 | 0 | 0 | 5.6028 | 10.5887 | Consolidated Risk Score d: Non-HFTD; Consolidated Risk Score e: 10.2; Consolidated Risk Score f: 0.076; Consolidated Risk Score g: 0
| STOCKDALE 1108 | 254071108 | 14.8398 | 3.8426 | 0 | 0 | 3.8426 | 10.9972 | Consolidated Risk Score d: Non-HFTD; Consolidated Risk Score e: 399.5; Consolidated Risk Score f: 2.996; Consolidated Risk Score g: 1
| STOCKDALE 1109 | 254071109 | 19.0298 | 4.4756 | 0 | 0 | 4.4756 | 14.5542 | Consolidated Risk Score d: Non-HFTD; Consolidated Risk Score e: 48.2; Consolidated Risk Score f: 0.098; Consolidated Risk Score g: 0.821
| STOCKDALE 1110 | 254071110 | 17.947 | 6.3146 | 0 | 0 | 6.3146 | 11.6324 | Consolidated Risk Score d: Non-HFTD; Consolidated Risk Score e: 6.3; Consolidated Risk Score f: 0.106; Consolidated Risk Score g: 1
| STOCKDALE 1111 | 254071111 | 15.0248 | 8.6496 | 0 | 0 | 8.6496 | 6.3752 | Consolidated Risk Score d: Non-HFTD; Consolidated Risk Score e: 14.8; Consolidated Risk Score f: 0.095; Consolidated Risk Score g: 1.532
| STOCKDALE 2105 | 254072105 | 42.3983 | 4.9926 | 0 | 0 | 4.9926 | 37.4057 | Consolidated Risk Score d: Non-HFTD; Consolidated Risk Score e: 54.2; Consolidated Risk Score f: 0.964; Consolidated Risk Score g: 0.528
| STOCKDALE 2106 | 254072106 | 21.5067 | 8.9541 | 0 | 0 | 8.9541 | 12.5526 | Consolidated Risk Score d: Non-HFTD; Consolidated Risk Score e: 8.5; Consolidated Risk Score f: 0.063; Consolidated Risk Score g: 1.003
| STOCKDALE 2107 | 254072107 | 38.5739 | 1.8405 | 0 | 0 | 1.8405 | 36.7334 | Consolidated Risk Score d: Non-HFTD; Consolidated Risk Score e: 36.3; Consolidated Risk Score f: 0.618; Consolidated Risk Score g: 0.068
| STOCKDALE 2108 | 254072108 | 36.4645 | 2.943 | 0 | 0 | 2.943 | 33.5215 | Consolidated Risk Score d: Non-HFTD; Consolidated Risk Score e: 10.2; Consolidated Risk Score f: 0.062; Consolidated Risk Score g: 0
| STOCKDALE 2109 | 254072109 | 43.7598 | 8.5081 | 0 | 0 | 8.5081 | 35.2517 | Consolidated Risk Score d: Non-HFTD; Consolidated Risk Score e: 7.9; Consolidated Risk Score f: 0.102; Consolidated Risk Score g: 0.625
| STOCKDALE 2110 | 254072110 | 26.5132 | 8.7751 | 0 | 0 | 8.7751 | 17.738 | Consolidated Risk Score d: Non-HFTD; Consolidated Risk Score e: 32.1; Consolidated Risk Score f: 0.226; Consolidated Risk Score g: 2.253
| STOCKDALE 2111 | 254072111 | 33.2294 | 2.8775 | 0 | 0 | 2.8775 | 30.3518 | Consolidated Risk Score d: Non-HFTD; Consolidated Risk Score e: 313.3; Consolidated Risk Score f: 3.051; Consolidated Risk Score g: 2.176
| STOCKDALE 2112 | 254072112 | 81.9592 | 30.8054 | 0 | 0 | 30.8054 | 51.1538 | Consolidated Risk Score d: Non-HFTD; Consolidated Risk Score e: 99.5; Consolidated Risk Score f: 1.735; Consolidated Risk Score g: 2.022
| STOCKDALE 2113 | 254072113 | 28.6851 | 15.8505 | 0 | 0 | 15.8505 | 12.8346 | Consolidated Risk Score d: Non-HFTD; Consolidated Risk Score e: 254.5; Consolidated Risk Score f: 3.428; Consolidated Risk Score g: 2.405
| STOCKDALE 2114 | 254072114 | 29.7801 | 10.5253 | 0 | 0 | 10.5253 | 19.2548 | Consolidated Risk Score d: Non-HFTD; Consolidated Risk Score e: 38.1; Consolidated Risk Score f: 0.265; Consolidated Risk Score g: 1.721
| STOCKDALE 2115 | 254072115 | 29.9922 | 0.44635 | 0 | 0 | 0.44635 | 29.5458 | Consolidated Risk Score d: Non-HFTD; Consolidated Risk Score e: 249.8; Consolidated Risk Score f: 1.532; Consolidated Risk Score g: 0.496
| CLOVIS 1101 | 254081101 | 21.4313 | 3.9796 | 0 | 0 | 3.9796 | 17.4517 | Consolidated Risk Score d: Non-HFTD; Consolidated Risk Score e: 0.8; Consolidated Risk Score f: 0.041; Consolidated Risk Score g: 0
| CLOVIS 1102 | 254081102 | 41.7149 | 28.4337 | 0 | 0 | 28.4337 | 13.2811 | Consolidated Risk Score d: Non-HFTD; Consolidated Risk Score e: 34.8; Consolidated Risk Score f: 2.02; Consolidated Risk Score g: 0
| CLOVIS 1103 | 254081103 | 24.2158 | 1.9417 | 0 | 0 | 1.9417 | 22.2741 | Consolidated Risk Score d: Non-HFTD; Consolidated Risk Score e: 4.8; Consolidated Risk Score f: 0.015; Consolidated Risk Score g: 0
| CLOVIS 1104 | 254081104 | 23.0722 | 0.0028409 | 0 | 0 | 0.0028409 | 23.0693 | Consolidated Risk Score d: Non-HFTD; Consolidated Risk Score e: 153.7; Consolidated Risk Score f: 1.124; Consolidated Risk Score g: 0.996
| CLOVIS 1105 | 254081105 | 24.076 | 7.7256 | 0 | 0 | 7.7256 | 16.3504 | Consolidated Risk Score d: Non-HFTD; Consolidated Risk Score e: 197.1; Consolidated Risk Score f: 3.041; Consolidated Risk Score g: 4.535
| CLOVIS 1106 | 254081106 | 15.7031 | 4.9908 | 0 | 0 | 4.9908 | 10.7123 | Consolidated Risk Score d: Non-HFTD; Consolidated Risk Score e: 2.1; Consolidated Risk Score f: 0.002; Consolidated Risk Score g: 3.756
| CLOVIS 1107 | 254081107 | 28.2923 | 8.4773 | 0 | 0 | 8.4773 | 19.815 | Consolidated Risk Score d: Non-HFTD; Consolidated Risk Score e: 0.8; Consolidated Risk Score f: 0.002; Consolidated Risk Score g: 0
| CLOVIS 1108 | 254081108 | 37.1946 | 11.8047 | 0 | 0 | 11.8047 | 25.39 | Consolidated Risk Score d: Non-HFTD; Consolidated Risk Score e: 25.1; Consolidated Risk Score f: 0.992; Consolidated Risk Score g: 0.039
| CLOVIS 2109 | 254082109 | 27.6044 | 3.9014 | 0 | 0 | 3.9014 | 23.703 | Consolidated Risk Score d: Non-HFTD; Consolidated Risk Score e: 82.3; Consolidated Risk Score f: 1.719; Consolidated Risk Score g: 1
| CLOVIS 2110 | 254082110 | 18.9813 | 11.4717 | 0 | 0 | 11.4717 | 7.5095 | Consolidated Risk Score d: Non-HFTD; Consolidated Risk Score e: 39.9; Consolidated Risk Score f: 0.416; Consolidated Risk Score g: 1.648
| CLOVIS 2111 | 254082111 | 27.0454 | 8.7989 | 0 | 0 | 8.7989 | 18.2465 | Consolidated Risk Score d: Non-HFTD; Consolidated Risk Score e: 11.9; Consolidated Risk Score f: 0.103; Consolidated Risk Score g: 0.437
| DINUBA 1100 | 254091100 | 0.0098687 | 0.0098687 | 0 | 0 | 0.0098687 | 0 | Consolidated Risk Score d: Non-HFTD; Consolidated Risk Score e: 11.9; Consolidated Risk Score f: 0.103; Consolidated Risk Score g: 0.437
| DINUBA 1102 | 254091102 | 34.6128 | 22.6296 | 0 | 0 | 22.6296 | 11.9832 | Consolidated Risk Score d: Non-HFTD; Consolidated Risk Score e: 99; Consolidated Risk Score f: 1.003; Consolidated Risk Score g: 0.991
| DINUBA 1104 | 254091104 | 88.0453 | 85.529 | 0 | 0 | 85.529 | 2.5164 | Consolidated Risk Score d: Non-HFTD; Consolidated Risk Score e: 153.5; Consolidated Risk Score f: 1.19; Consolidated Risk Score g: 0.936
| DINUBA 1105 | 254091105 | 104.701 | 99.9678 | 0 | 0 | 99.9678 | 4.7332 | Consolidated Risk Score d: Non-HFTD; Consolidated Risk Score e: 51.7; Consolidated Risk Score f: 0.806; Consolidated Risk Score g: 2.35
| DINUBA 1106 | 254091106 | 12.4975 | 10.3344 | 0 | 0 | 10.3344 | 2.1631 | Consolidated Risk Score d: Non-HFTD; Consolidated Risk Score e: 157.5; Consolidated Risk Score f: 1.22; Consolidated Risk Score g: 0
| CHOWCHILLA 1101 | 254101101 | 75.2999 | 62.9635 | 0 | 0 | 62.9635 | 12.3365 | Consolidated Risk Score d: Non-HFTD; Consolidated Risk Score e: 10.9; Consolidated Risk Score f: 0.105; Consolidated Risk Score g: 0.785
| CHOWCHILLA 1102 | 254101102 | 36.0601 | 17.3016 | 0 | 0 | 17.3016 | 18.7586 | Consolidated Risk Score d: Non-HFTD; Consolidated Risk Score e: 0.2; Consolidated Risk Score f: 0.003; Consolidated Risk Score g: 1.002
| CHOWCHILLA 1103 | 254101103 | 55.8385 | 53.3747 | 0 | 0 | 53.3747 | 2.4638 | Consolidated Risk Score d: Non-HFTD; Consolidated Risk Score e: 12; Consolidated Risk Score f: 0.119; Consolidated Risk Score g: 1.113
| CHOWCHILLA 1104 | 254101104 | 81.923 | 80.4723 | 0 | 0 | 80.4723 | 1.4507 | Consolidated Risk Score d: Non-HFTD; Consolidated Risk Score e: 49.7; Consolidated Risk Score f: 0.647; Consolidated Risk Score g: 0.701
| CHOWCHILLA 1105 | 254101105 | 7.3189 | 5.2504 | 0 | 0 | 5.2504 | 2.0685 | Consolidated Risk Score d: Non-HFTD; Consolidated Risk Score e: 143.7; Consolidated Risk Score f: 1.145; Consolidated Risk Score g: 2.889
| CHOWCHILLA 1106 | 254101106 | 55.8537 | 54.7725 | 0 | 0 | 54.7725 | 1.0811 | Consolidated Risk Score d: Non-HFTD; Consolidated Risk Score e: 32.4; Consolidated Risk Score f: 0.276; Consolidated Risk Score g: 0.742
| MC CALL 1101 | 254121101 | 99.9062 | 95.0962 | 0 | 0 | 95.0962 | 4.81 | Consolidated Risk Score d: Non-HFTD; Consolidated Risk Score e: 64.5; Consolidated Risk Score f: 0.63; Consolidated Risk Score g: 1.114
| MC CALL 1102 | 254121102 | 36.2221 | 25.1586 | 0 | 0 | 25.1586 | 11.0635 | Consolidated Risk Score d: Non-HFTD; Consolidated Risk Score e: 54.4; Consolidated Risk Score f: 1.09; Consolidated Risk Score g: 1.485
| MC CALL 1103 | 254121103 | 24.4459 | 17.4972 | 0 | 0 | 17.4972 | 6.9487 | Consolidated Risk Score d: Non-HFTD; Consolidated Risk Score e: 4.2; Consolidated Risk Score f: 0.026; Consolidated Risk Score g: 1.994
| MC CALL 1104 | 254121104 | 27.4109 | 16.6197 | 0 | 0 | 16.6197 | 10.7912 | Consolidated Risk Score d: Non-HFTD; Consolidated Risk Score e: 1.3; Consolidated Risk Score f: 0.008; Consolidated Risk Score g: 0.999
| MC CALL 1105 | 254121105 | 28.4309 | 16.2173 | 0 | 0 | 16.2173 | 12.2136 | Consolidated Risk Score d: Non-HFTD; Consolidated Risk Score e: 88.6; Consolidated Risk Score f: 1.565; Consolidated Risk Score g: 0.999
| MC CALL 1106 | 254121106 | 82.7417 | 77.3995 | 0 | 0 | 77.3995 | 5.3422 | Consolidated Risk Score d: Non-HFTD; Consolidated Risk Score e: 126.3; Consolidated Risk Score f: 0.681; Consolidated Risk Score g: 2.312
| MC CALL 1107 | 254121107 | 108.9219 | 100.161 | 0 | 0 | 100.161 | 8.7609 | Consolidated Risk Score d: Non-HFTD; Consolidated Risk Score e: 33.1; Consolidated Risk Score f: 1.067; Consolidated Risk Score g: 2.666
| MC CALL 1108 | 254121108 | 59.8363 | 56.5013 | 0 | 0 | 56.5013 | 3.3351 | Consolidated Risk Score d: Non-HFTD; Consolidated Risk Score e: 9.5; Consolidated Risk Score f: 0.527; Consolidated Risk Score g: 1.312
| AUBERRY 1101 | 254151101 | 256.1581 | 241.7464 | 30.6148 | 208.8199 | 2.3118 | 14.4117 | Consolidated Risk Score d: Non-HFTD; Consolidated Risk Score e: 511.7; Consolidated Risk Score f: 2.599; Consolidated Risk Score g: 0.652
| AUBERRY 1102 | 254151102 | 132.5325 | 128.9045 | 0 | 128.9045 | 0 | 3.6281 | Consolidated Risk Score d: Non-HFTD; Consolidated Risk Score e: 402.2; Consolidated Risk Score f: 2.234; Consolidated Risk Score g: 0
| RESERVE OIL 1101 | 254181101 | 3.0804 | 2.197 | 0 | 0 | 2.197 | 0.88335 | Consolidated Risk Score d: Non-HFTD; Consolidated Risk Score e: 0; Consolidated Risk Score f: 0; Consolidated Risk Score g: 0
| GOOSE LAKE 1101 | 254201101 | 0.57813 | 0.54411 | 0 | 0 | 0.54411 | 0.034026 | Consolidated Risk Score d: Non-HFTD; Consolidated Risk Score e: 0; Consolidated Risk Score f: 0; Consolidated Risk Score g: 0
| GOOSE LAKE 1103 | 254201103 | 74.7558 | 74.4798 | 0 | 0 | 74.4798 | 0.27596 | Consolidated Risk Score d: Non-HFTD; Consolidated Risk Score e: 619.2; Consolidated Risk Score f: 3.456; Consolidated Risk Score g: 6.51
| GOOSE LAKE 1106 | 254201106 | 67.5236 | 67.1115 | 0 | 0 | 67.1115 | 0.41214 | Consolidated Risk Score d: Non-HFTD; Consolidated Risk Score e: 28.5; Consolidated Risk Score f: 0.153; Consolidated Risk Score g: 0
| GOOSE LAKE 2104 | 254202104 | 52.7485 | 49.1592 | 0 | 0 | 49.1592 | 3.5893 | Consolidated Risk Score d: Non-HFTD; Consolidated Risk Score e: 178.4; Consolidated Risk Score f: 1.197; Consolidated Risk Score g: 4.923
| MARICOPA 1101 | 254211101 | 39.617 | 39.5639 | 0 | 0 | 39.5639 | 0.053103 | Consolidated Risk Score d: Non-HFTD; Consolidated Risk Score e: 7.4; Consolidated Risk Score f: 0.075; Consolidated Risk Score g: 0
| MARICOPA 1102 | 254211102 | 38.2017 | 38.0781 | 0 | 0 | 38.0781 | 0.12358 | Consolidated Risk Score d: Non-HFTD; Consolidated Risk Score e: 57; Consolidated Risk Score f: 0.795; Consolidated Risk Score g: 0.344
| FELLOWS 2103 | 254242103 | 27.8079 | 27.6351 | 0 | 0 | 27.6351 | 0.17284 | Consolidated Risk Score d: Non-HFTD; Consolidated Risk Score e: 20.9; Consolidated Risk Score f: 0.022; Consolidated Risk Score g: 0
| FELLOWS 2104 | 254242104 | 77.8866 | 77.5292 | 0 | 0 | 77.5292 | 0.35735 | Consolidated Risk Score d: Non-HFTD; Consolidated Risk Score e: 71.1; Consolidated Risk Score f: 0.385; Consolidated Risk Score g: 7.049
| MALAGA 1101 | 254251101 | 17.5356 | 3.7652 | 0 | 0 | 3.7652 | 13.7704 | Consolidated Risk Score d: Non-HFTD; Consolidated Risk Score e: 158; Consolidated Risk Score f: 0.776; Consolidated Risk Score g: 0.448
| MALAGA 1102 | 254251102 | 59.8213 | 55.1933 | 0 | 0 | 55.1933 | 4.6279 | Consolidated Risk Score d: Non-HFTD; Consolidated Risk Score e: 15.6; Consolidated Risk Score f: 0.203; Consolidated Risk Score g: 1.56
| MALAGA 1103 | 254251103 | 43.9748 | 23.6587 | 0 | 0 | 23.6587 | 20.316 | Consolidated Risk Score d: Non-HFTD; Consolidated Risk Score e: 130.7; Consolidated Risk Score f: 1.16; Consolidated Risk Score g: 0.574
| MALAGA 1104 | 254251104 | 38.8245 | 15.5511 | 0 | 0 | 15.5511 | 23.2734 | Consolidated Risk Score d: Non-HFTD; Consolidated Risk Score e: 83.8; Consolidated Risk Score f: 1.204; Consolidated Risk Score g: 1.286
| MALAGA 1105 | 254251105 | 0.81167 | 0.64456 | 0 | 0 | 0.64456 | 0.16711 | Consolidated Risk Score d: Non-HFTD; Consolidated Risk Score e: 83.8; Consolidated Risk Score f: 1.204; Consolidated Risk Score g: 1.286
| MALAGA 1106 | 254251106 | 15.788 | 9.4536 | 0 | 0 | 9.4536 | 6.3344 | Consolidated Risk Score d: Non-HFTD; Consolidated Risk Score e: 169.2; Consolidated Risk Score f: 1.027; Consolidated Risk Score g: 0.918
| MALAGA 1107 | 254251107 | 3.1254 | 2.651 | 0 | 0 | 2.651 | 0.47448 | Consolidated Risk Score d: Non-HFTD; Consolidated Risk Score e: 0; Consolidated Risk Score f: 0; Consolidated Risk Score g: 0
| MALAGA 1108 | 254251108 | 23.472 | 20.2352 | 0 | 0 | 20.2352 | 3.2367 | Consolidated Risk Score d: Non-HFTD; Consolidated Risk Score e: 71.6; Consolidated Risk Score f: 1.475; Consolidated Risk Score g: 1.463
| MALAGA 1109 | 254251109 | 14.2491 | 3.3031 | 0 | 0 | 3.3031 | 10.9461 | Consolidated Risk Score d: Non-HFTD; Consolidated Risk Score e: 8.3; Consolidated Risk Score f: 0.071; Consolidated Risk Score g: 0
| MALAGA 1110 | 254251110 | 27.162 | 15.4038 | 0 | 0 | 15.4038 | 11.7582 | Consolidated Risk Score d: Non-HFTD; Consolidated Risk Score e: 86; Consolidated Risk Score f: 0.599; Consolidated Risk Score g: 2.524
| MALAGA 1111 | 254251111 | 12.6314 | 8.9798 | 0 | 0 | 8.9798 | 3.6515 | Consolidated Risk Score d: Non-HFTD; Consolidated Risk Score e: 257.8; Consolidated Risk Score f: 2.016; Consolidated Risk Score g: 2
| BERRENDA A 1101 | 254261101 | 0.02187 | 0.02187 | 0 | 0 | 0.02187 | 0 | Consolidated Risk Score d: Non-HFTD; Consolidated Risk Score e: 257.8; Consolidated Risk Score f: 2.016; Consolidated Risk Score g: 2
| CASSIDY 2107 | 254272107 | 67.554 | 66.9102 | 0 | 0 | 66.9102 | 0.64386 | Consolidated Risk Score d: Non-HFTD; Consolidated Risk Score e: 9.7; Consolidated Risk Score f: 0.142; Consolidated Risk Score g: 1.52
| CASSIDY 2108 | 254272108 | 76.5728 | 44.9024 | 0 | 0 | 44.9024 | 31.6705 | Consolidated Risk Score d: Non-HFTD; Consolidated Risk Score e: 33.3; Consolidated Risk Score f: 0.353; Consolidated Risk Score g: 1.608
| LOST HILLS 1101 | 254281101 | 0.0059923 | 0.0059923 | 0 | 0 | 0.0059923 | 0 | Consolidated Risk Score d: Non-HFTD; Consolidated Risk Score e: 33.3; Consolidated Risk Score f: 0.353; Consolidated Risk Score g: 1.608
| WELLFIELD 1102 | 254291102 | 38.0929 | 37.8739 | 0 | 0 | 37.8739 | 0.21902 | Consolidated Risk Score d: Non-HFTD; Consolidated Risk Score e: 207.8; Consolidated Risk Score f: 1.492; Consolidated Risk Score g: 3.158
| WELLFIELD 1103 | 254291103 | 0.31007 | 0.31007 | 0 | 0 | 0.31007 | 0 | Consolidated Risk Score d: Non-HFTD; Consolidated Risk Score e: 0; Consolidated Risk Score f: 0; Consolidated Risk Score g: 0
| WELLFIELD 1104 | 254291104 | 5.3004 | 5.2691 | 0 | 0 | 5.2691 | 0.031322 | Consolidated Risk Score d: Non-HFTD; Consolidated Risk Score e: 26.9; Consolidated Risk Score f: 0.176; Consolidated Risk Score g: 0
| WILSON 1101 | 254301101 | 21.7295 | 16.4941 | 0 | 0 | 16.4941 | 5.2354 | Consolidated Risk Score d: Non-HFTD; Consolidated Risk Score e: 117.6; Consolidated Risk Score f: 2.378; Consolidated Risk Score g: 1.001
| WILSON 1102 | 254301102 | 31.7944 | 30.4652 | 0 | 0 | 30.4652 | 1.3292 | Consolidated Risk Score d: Non-HFTD; Consolidated Risk Score e: 29.3; Consolidated Risk Score f: 1.064; Consolidated Risk Score g: 1.036
| WILSON 1103 | 254301103 | 121.3896 | 115.4708 | 0 | 0 | 115.4708 | 5.9187 | Consolidated Risk Score d: Non-HFTD; Consolidated Risk Score e: 33.9; Consolidated Risk Score f: 0.329; Consolidated Risk Score g: 0.217
| ORTIGA 1105 | 254311105 | 41.7959 | 31.91 | 0 | 0 | 31.91 | 9.8858 | Consolidated Risk Score d: Non-HFTD; Consolidated Risk Score e: 37.7; Consolidated Risk Score f: 2.025; Consolidated Risk Score g: 0.981
| ORTIGA 1106 | 254311106 | 65.0238 | 53.7324 | 0 | 0 | 53.7324 | 11.2914 | Consolidated Risk Score d: Non-HFTD; Consolidated Risk Score e: 185.8; Consolidated Risk Score f: 1.804; Consolidated Risk Score g: 6.814
| BELRIDGE 1A 1101 | 254371101 | 0.073122 | 0.073122 | 0 | 0 | 0.073122 | 0 | Consolidated Risk Score d: Non-HFTD; Consolidated Risk Score e: 185.8; Consolidated Risk Score f: 1.804; Consolidated Risk Score g: 6.814
| BELRIDGE 1B 1101 | 254381101 | 0.014953 | 0.014953 | 0 | 0 | 0.014953 | 0 | Consolidated Risk Score d: Non-HFTD; Consolidated Risk Score e: 185.8; Consolidated Risk Score f: 1.804; Consolidated Risk Score g: 6.814
| TWISSELMAN 1101 | 254401101 | 0.086217 | 0.01598 | 0 | 0 | 0.01598 | 0.070236 | Consolidated Risk Score d: Non-HFTD; Consolidated Risk Score e: 185.8; Consolidated Risk Score f: 1.804; Consolidated Risk Score g: 6.814
| TWISSELMAN 1102 | 254401102 | 49.3566 | 49.0945 | 0 | 0 | 49.0945 | 0.26208 | Consolidated Risk Score d: Non-HFTD; Consolidated Risk Score e: 132.7; Consolidated Risk Score f: 0.429; Consolidated Risk Score g: 1.778
| TWISSELMAN 1104 | 254401104 | 0.10867 | 0.015925 | 0 | 0 | 0.015925 | 0.092744 | Consolidated Risk Score d: Non-HFTD; Consolidated Risk Score e: 132.7; Consolidated Risk Score f: 0.429; Consolidated Risk Score g: 1.778
| TWISSELMAN 2105 | 254402105 | 89.5699 | 89.1745 | 0 | 0 | 89.1745 | 0.39537 | Consolidated Risk Score d: Non-HFTD; Consolidated Risk Score e: 106.7; Consolidated Risk Score f: 0.299; Consolidated Risk Score g: 1.758
| MC MULLIN 1104 | 254411104 | 69.5416 | 69.1573 | 0 | 0 | 69.1573 | 0.38434 | Consolidated Risk Score d: Non-HFTD; Consolidated Risk Score e: 212.6; Consolidated Risk Score f: 1.354; Consolidated Risk Score g: 2.354
| MC MULLIN 1105 | 254411105 | 59.0028 | 58.1593 | 0 | 0 | 58.1593 | 0.84348 | Consolidated Risk Score d: Non-HFTD; Consolidated Risk Score e: 99; Consolidated Risk Score f: 0.558; Consolidated Risk Score g: 0.26
| MC MULLIN 1106 | 254411106 | 101.4731 | 100.8825 | 0 | 0 | 100.8825 | 0.59066 | Consolidated Risk Score d: Non-HFTD; Consolidated Risk Score e: 367.7; Consolidated Risk Score f: 3.17; Consolidated Risk Score g: 1.345
| OAKHURST 1101 | 254421101 | 107.6017 | 92.7849 | 3.1435 | 88.8705 | 0.7708 | 14.8168 | Consolidated Risk Score d: Non-HFTD; Consolidated Risk Score e: 373.9; Consolidated Risk Score f: 3.443; Consolidated Risk Score g: 0
| OAKHURST 1102 | 254421102 | 20.2593 | 16.572 | 1.2338 | 11.4541 | 3.8842 | 3.6873 | Consolidated Risk Score d: Non-HFTD; Consolidated Risk Score e: 87.9; Consolidated Risk Score f: 1.167; Consolidated Risk Score g: 0
| OAKHURST 1103 | 254421103 | 147.3871 | 129.8021 | 85.1597 | 41.9959 | 2.6466 | 17.585 | Consolidated Risk Score d: Non-HFTD; Consolidated Risk Score e: 197.6; Consolidated Risk Score f: 2.55; Consolidated Risk Score g: 3.396
| COARSEGOLD 2102 | 254432102 | 71.5838 | 69.2425 | 54.3458 | 14.8966 | 0 | 2.3414 | Consolidated Risk Score d: Non-HFTD; Consolidated Risk Score e: 594.4; Consolidated Risk Score f: 2.809; Consolidated Risk Score g: 1.032
| COARSEGOLD 2103 | 254432103 | 123.577 | 122.7727 | 0 | 93.7033 | 29.0694 | 0.80425 | Consolidated Risk Score d: Non-HFTD; Consolidated Risk Score e: 89.4; Consolidated Risk Score f: 0.408; Consolidated Risk Score g: 0.078
| COARSEGOLD 2104 | 254432104 | 270.0245 | 266.8234 | 2.9306 | 245.1497 | 18.7431 | 3.201 | Consolidated Risk Score d: Non-HFTD; Consolidated Risk Score e: 159.2; Consolidated Risk Score f: 1.032; Consolidated Risk Score g: 0.597
| RAINBOW 1103 | 254441103 | 0.27046 | 0.27046 | 0 | 0 | 0.27046 | 0 | Consolidated Risk Score d: Non-HFTD; Consolidated Risk Score e: 159.2; Consolidated Risk Score f: 1.032; Consolidated Risk Score g: 0.597
| RAINBOW 1105 | 254441105 | 38.2558 | 27.583 | 0 | 0 | 27.583 | 10.6728 | Consolidated Risk Score d: Non-HFTD; Consolidated Risk Score e: 10.7; Consolidated Risk Score f: 0.103; Consolidated Risk Score g: 0.427
| RAINBOW 1106 | 254441106 | 132.6672 | 122.0738 | 0 | 0 | 122.0738 | 10.5934 | Consolidated Risk Score d: Non-HFTD; Consolidated Risk Score e: 51.3; Consolidated Risk Score f: 0.956; Consolidated Risk Score g: 1.523
| MARIPOSA 2101 | 254452101 | 268.2231 | 265.8824 | 78.9842 | 181.9648 | 4.9334 | 2.3407 | Consolidated Risk Score d: Non-HFTD; Consolidated Risk Score e: 524.4; Consolidated Risk Score f: 1.231; Consolidated Risk Score g: 1.74
| MARIPOSA 2102 | 254452102 | 263.7752 | 259.791 | 57.4332 | 189.5253 | 12.8325 | 3.9842 | Consolidated Risk Score d: Non-HFTD; Consolidated Risk Score e: 578; Consolidated Risk Score f: 4.18; Consolidated Risk Score g: 0.434
| NEWHALL 1109 | 254461109 | 74.4611 | 74.3317 | 0 | 0 | 74.3317 | 0.12937 | Consolidated Risk Score d: Non-HFTD; Consolidated Risk Score e: 549.9; Consolidated Risk Score f: 1.303; Consolidated Risk Score g: 1.781
| NEWHALL 1111 | 254461111 | 76.3629 | 75.9906 | 0 | 0 | 75.9906 | 0.37227 | Consolidated Risk Score d: Non-HFTD; Consolidated Risk Score e: 299.4; Consolidated Risk Score f: 1.117; Consolidated Risk Score g: 1
| BERRENDA C 0401 | 254480401 | 0.023126 | 0.023126 | 0 | 0 | 0.023126 | 0 | Consolidated Risk Score d: Non-HFTD; Consolidated Risk Score e: 299.4; Consolidated Risk Score f: 1.117; Consolidated Risk Score g: 1
| CHARCA 1102 | 254501102 | 50.1202 | 48.8435 | 0 | 0 | 48.8435 | 1.2767 | Consolidated Risk Score d: Non-HFTD; Consolidated Risk Score e: 251.5; Consolidated Risk Score f: 0.912; Consolidated Risk Score g: 1.431
| CHARCA 1103 | 254501103 | 42.1686 | 41.91 | 0 | 0 | 41.91 | 0.2586 | Consolidated Risk Score d: Non-HFTD; Consolidated Risk Score e: 36.9; Consolidated Risk Score f: 0.413; Consolidated Risk Score g: 0.835
| CHARCA 1106 | 254501106 | 30.898 | 18.9718 | 0 | 0 | 18.9718 | 11.9261 | Consolidated Risk Score d: Non-HFTD; Consolidated Risk Score e: 209.4; Consolidated Risk Score f: 1.504; Consolidated Risk Score g: 6.95
| TECUYA 1101 | 254511101 | 0.032549 | 0.032549 | 0 | 0 | 0.032549 | 0 | Consolidated Risk Score d: Non-HFTD; Consolidated Risk Score e: 209.4; Consolidated Risk Score f: 1.504; Consolidated Risk Score g: 6.95
| WAHTOKE 1106 | 254531106 | 23.4756 | 13.9529 | 0 | 0 | 13.9529 | 9.5227 | Consolidated Risk Score d: Non-HFTD; Consolidated Risk Score e: 183.7; Consolidated Risk Score f: 2.079; Consolidated Risk Score g: 2.999
| WAHTOKE 1107 | 254531107 | 30.2845 | 19.2922 | 0 | 0 | 19.2922 | 10.9923 | Consolidated Risk Score d: Non-HFTD; Consolidated Risk Score e: 266.4; Consolidated Risk Score f: 4.059; Consolidated Risk Score g: 1.151
| WAHTOKE 1108 | 254531108 | 109.4327 | 108.5724 | 0 | 0 | 108.5724 | 0.86029 | Consolidated Risk Score d: Non-HFTD; Consolidated Risk Score e: 227.3; Consolidated Risk Score f: 2.849; Consolidated Risk Score g: 0.793
| WAHTOKE 1109 | 254531109 | 17.7159 | 7.5245 | 0 | 0 | 7.5245 | 10.1914 | Consolidated Risk Score d: Non-HFTD; Consolidated Risk Score e: 18.6; Consolidated Risk Score f: 0.033; Consolidated Risk Score g: 1.007
| WAHTOKE 1110 | 254531110 | 52.8277 | 39.919 | 0 | 0 | 39.919 | 12.9087 | Consolidated Risk Score d: Non-HFTD; Consolidated Risk Score e: 14; Consolidated Risk Score f: 0.066; Consolidated Risk Score g: 1
| WAHTOKE 1111 | 254531111 | 31.9301 | 29.9439 | 0 | 0 | 29.9439 | 1.9862 | Consolidated Risk Score d: Non-HFTD; Consolidated Risk Score e: 30.6; Consolidated Risk Score f: 0.646; Consolidated Risk Score g: 2.621
| GANSO 1103 | 254541103 | 50.4235 | 49.2015 | 0 | 0 | 49.2015 | 1.222 | Consolidated Risk Score d: Non-HFTD; Consolidated Risk Score e: 141.3; Consolidated Risk Score f: 0.416; Consolidated Risk Score g: 1.205
| GANSO 1104 | 254541104 | 51.9637 | 51.1055 | 0 | 0 | 51.1055 | 0.85826 | Consolidated Risk Score d: Non-HFTD; Consolidated Risk Score e: 32.6; Consolidated Risk Score f: 0.16; Consolidated Risk Score g: 1.662
| FIGARDEN 2102 | 254552102 | 67.6284 | 25.0179 | 0 | 0 | 25.0179 | 42.6106 | Consolidated Risk Score d: Non-HFTD; Consolidated Risk Score e: 77.4; Consolidated Risk Score f: 1.965; Consolidated Risk Score g: 2.68
| FIGARDEN 2103 | 254552103 | 36.4205 | 5.457 | 0 | 0 | 5.457 | 30.9635 | Consolidated Risk Score d: Non-HFTD; Consolidated Risk Score e: 25; Consolidated Risk Score f: 0.126; Consolidated Risk Score g: 0.47
| FIGARDEN 2104 | 254552104 | 25.8768 | 1.8094 | 0 | 0 | 1.8094 | 24.0674 | Consolidated Risk Score d: Non-HFTD; Consolidated Risk Score e: 35.2; Consolidated Risk Score f: 0.879; Consolidated Risk Score g: 3.994
| FIGARDEN 2105 | 254552105 | 34.8254 | 12.6792 | 0 | 0 | 12.6792 | 22.1462 | Consolidated Risk Score d: Non-HFTD; Consolidated Risk Score e: 78; Consolidated Risk Score f: 0.832; Consolidated Risk Score g: 1.322
| FIGARDEN 2107 | 254552107 | 43.1049 | 5.3792 | 0 | 0 | 5.3792 | 37.7257 | Consolidated Risk Score d: Non-HFTD; Consolidated Risk Score e: 106; Consolidated Risk Score f: 0.963; Consolidated Risk Score g: 0.533
| FIGARDEN 2108 | 254552108 | 34.9951 | 5.9559 | 0 | 0 | 5.9559 | 29.0392 | Consolidated Risk Score d: Non-HFTD; Consolidated Risk Score e: 111.8; Consolidated Risk Score f: 0.85; Consolidated Risk Score g: 1.005
| FIGARDEN 2109 | 254552109 | 22.4209 | 3.9025 | 0 | 0 | 3.9025 | 18.5183 | Consolidated Risk Score d: Non-HFTD; Consolidated Risk Score e: 6.7; Consolidated Risk Score f: 0.031; Consolidated Risk Score g: 1.964
| FIGARDEN 2110 | 254552110 | 53.3063 | 15.6239 | 0 | 0 | 15.6239 | 37.6824 | Consolidated Risk Score d: Non-HFTD; Consolidated Risk Score e: 30.1; Consolidated Risk Score f: 1.411; Consolidated Risk Score g: 0
| FIGARDEN 2111 | 254552111 | 31.4953 | 5.2679 | 0 | 0 | 5.2679 | 26.2275 | Consolidated Risk Score d: Non-HFTD; Consolidated Risk Score e: 38.7; Consolidated Risk Score f: 1.013; Consolidated Risk Score g: 0
| FIGARDEN 2112 | 254552112 | 70.4413 | 31.0421 | 0 | 0 | 31.0421 | 39.3992 | Consolidated Risk Score d: Non-HFTD; Consolidated Risk Score e: 24.2; Consolidated Risk Score f: 0.155; Consolidated Risk Score g: 0.054
| FIGARDEN 2113 | 254552113 | 43.0293 | 11.5145 | 0 | 0 | 11.5145 | 31.5148 | Consolidated Risk Score d: Non-HFTD; Consolidated Risk Score e: 13.4; Consolidated Risk Score f: 0.077; Consolidated Risk Score g: 0
| TUPMAN 1103 | 254561103 | 56.1914 | 53.9086 | 0 | 0 | 53.9086 | 2.2828 | Consolidated Risk Score d: Non-HFTD; Consolidated Risk Score e: 47; Consolidated Risk Score f: 0.272; Consolidated Risk Score g: 0.803
| TUPMAN 1104 | 254561104 | 66.4275 | 64.5691 | 0 | 0 | 64.5691 | 1.8584 | Consolidated Risk Score d: Non-HFTD; Consolidated Risk Score e: 138.4; Consolidated Risk Score f: 0.671; Consolidated Risk Score g: 0
| TUPMAN 1105 | 254561105 | 18.4029 | 17.9607 | 0 | 0 | 17.9607 | 0.44214 | Consolidated Risk Score d: Non-HFTD; Consolidated Risk Score e: 84.6; Consolidated Risk Score f: 0.167; Consolidated Risk Score g: 0.405
| TUPMAN 1106 | 254561106 | 38.3576 | 36.8361 | 0 | 0 | 36.8361 | 1.5215 | Consolidated Risk Score d: Non-HFTD; Consolidated Risk Score e: 258.5; Consolidated Risk Score f: 2.061; Consolidated Risk Score g: 0
| RENFRO 2101 | 254572101 | 66.2013 | 30.4999 | 0 | 0 | 30.4999 | 35.7014 | Consolidated Risk Score d: Non-HFTD; Consolidated Risk Score e: 41.3; Consolidated Risk Score f: 0.232; Consolidated Risk Score g: 1.873
| RENFRO 2102 | 254572102 | 28.932 | 5.1265 | 0 | 0 | 5.1265 | 23.8055 | Consolidated Risk Score d: Non-HFTD; Consolidated Risk Score e: 0; Consolidated Risk Score f: 0; Consolidated Risk Score g: 0.997
| RENFRO 2103 | 254572103 | 45.5945 | 28.708 | 0 | 0 | 28.708 | 16.8865 | Consolidated Risk Score d: Non-HFTD; Consolidated Risk Score e: 2.1; Consolidated Risk Score f: 0.029; Consolidated Risk Score g: 0.999
| RENFRO 2105 | 254572105 | 36.0982 | 8.4573 | 0 | 0 | 8.4573 | 27.641 | Consolidated Risk Score d: Non-HFTD; Consolidated Risk Score e: 6; Consolidated Risk Score f: 0.022; Consolidated Risk Score g: 0
| RENFRO 2107 | 254572107 | 38.469 | 6.7355 | 0 | 0 | 6.7355 | 31.7335 | Consolidated Risk Score d: Non-HFTD; Consolidated Risk Score e: 8.5; Consolidated Risk Score f: 0.317; Consolidated Risk Score g: 0
| 7TH STANDARD 2101 | 254582101 | 42.1611 | 2.5627 | 0 | 0 | 2.5627 | 39.5984 | Consolidated Risk Score d: Non-HFTD; Consolidated Risk Score e: 1.8; Consolidated Risk Score f: 0.022; Consolidated Risk Score g: 0
| 7TH STANDARD 2102 | 254582102 | 32.4615 | 15.3146 | 0 | 0 | 15.3146 | 17.1469 | Consolidated Risk Score d: Non-HFTD; Consolidated Risk Score e: 127; Consolidated Risk Score f: 1.791; Consolidated Risk Score g: 0.022
| 7TH STANDARD 2103 | 254582103 | 35.7279 | 22.9007 | 0 | 0 | 22.9007 | 12.8271 | Consolidated Risk Score d: Non-HFTD; Consolidated Risk Score e: 115.6; Consolidated Risk Score f: 2.054; Consolidated Risk Score g: 0.998
| 7TH STANDARD 2104 | 254582104 | 0.74911 | 0.039986 | 0 | 0 | 0.039986 | 0.70913 | Consolidated Risk Score d: Non-HFTD; Consolidated Risk Score e: 115.6; Consolidated Risk Score f: 2.054; Consolidated Risk Score g: 0.998
| SAND CREEK 1103 | 254601103 | 151.2185 | 151.1887 | 0 | 149.4717 | 1.717 | 0.029815 | Consolidated Risk Score d: Non-HFTD; Consolidated Risk Score e: 507.2; Consolidated Risk Score f: 3.008; Consolidated Risk Score g: 0.543
| STOREY 1104 | 254611104 | 83.727 | 76.2982 | 0 | 0 | 76.2982 | 7.4288 | Consolidated Risk Score d: Non-HFTD; Consolidated Risk Score e: 304.7; Consolidated Risk Score f: 3.647; Consolidated Risk Score g: 1.316
| STOREY 1105 | 254611105 | 42.3868 | 14.4101 | 0 | 0 | 14.4101 | 27.9767 | Consolidated Risk Score d: Non-HFTD; Consolidated Risk Score e: 7.5; Consolidated Risk Score f: 0.085; Consolidated Risk Score g: 1.982
| STOREY 1106 | 254611106 | 24.5424 | 13.4707 | 0 | 0 | 13.4707 | 11.0717 | Consolidated Risk Score d: Non-HFTD; Consolidated Risk Score e: 36.3; Consolidated Risk Score f: 0.412; Consolidated Risk Score g: 0.987
| STOREY 1107 | 254611107 | 23.1061 | 15.7996 | 0 | 0 | 15.7996 | 7.3066 | Consolidated Risk Score d: Non-HFTD; Consolidated Risk Score e: 45.3; Consolidated Risk Score f: 0.199; Consolidated Risk Score g: 1.372
| STOREY 1108 | 254611108 | 79.8913 | 76.3412 | 0 | 0 | 76.3412 | 3.55 | Consolidated Risk Score d: Non-HFTD; Consolidated Risk Score e: 47.8; Consolidated Risk Score f: 0.523; Consolidated Risk Score g: 1.615
| STOREY 1109 | 254611109 | 189.311 | 177.4699 | 0 | 0 | 177.4699 | 11.8411 | Consolidated Risk Score d: Non-HFTD; Consolidated Risk Score e: 57.7; Consolidated Risk Score f: 0.542; Consolidated Risk Score g: 1.954
| STOREY 1111 | 254611111 | 43.9047 | 29.6572 | 0 | 0 | 29.6572 | 14.2475 | Consolidated Risk Score d: Non-HFTD; Consolidated Risk Score e: 54.8; Consolidated Risk Score f: 1.33; Consolidated Risk Score g: 0
| WRIGHT 1110 | 254641110 | 92.4078 | 91.4428 | 0 | 0 | 91.4428 | 0.96499 | Consolidated Risk Score d: Non-HFTD; Consolidated Risk Score e: 172.8; Consolidated Risk Score f: 1.14; Consolidated Risk Score g: 1.46
| BLACKWELL 1102 | 254681102 | 30.617 | 30.3822 | 0 | 0 | 30.3822 | 0.23477 | Consolidated Risk Score d: Non-HFTD; Consolidated Risk Score e: 27.5; Consolidated Risk Score f: 0.047; Consolidated Risk Score g: 5.063
| BLACKWELL 2101 | 254682101 | 22.9636 | 22.9497 | 0 | 0 | 22.9497 | 0.013914 | Consolidated Risk Score d: Non-HFTD; Consolidated Risk Score e: 58.1; Consolidated Risk Score f: 0.4; Consolidated Risk Score g: 0.514
| NORCO 1101 | 254691101 | 39.9189 | 38.1383 | 0 | 0 | 38.1383 | 1.7807 | Consolidated Risk Score d: Non-HFTD; Consolidated Risk Score e: 305.5; Consolidated Risk Score f: 1.792; Consolidated Risk Score g: 3.99
| NORCO 1102 | 254691102 | 7.5832 | 7.5639 | 0 | 0 | 7.5639 | 0.019268 | Consolidated Risk Score d: Non-HFTD; Consolidated Risk Score e: 71.5; Consolidated Risk Score f: 3.25; Consolidated Risk Score g: 0
| CRESSEY 2103 | 254702103 | 140.1712 | 138.4959 | 0 | 0 | 138.4959 | 1.6753 | Consolidated Risk Score d: Non-HFTD; Consolidated Risk Score e: 346.2; Consolidated Risk Score f: 2.819; Consolidated Risk Score g: 3.664
| CRESSEY 2104 | 254702104 | 96.0994 | 94.7375 | 0 | 0 | 94.7375 | 1.362 | Consolidated Risk Score d: Non-HFTD; Consolidated Risk Score e: 189; Consolidated Risk Score f: 1.448; Consolidated Risk Score g: 1.153
| ROSEDALE 1101 | 254761101 | 28.91 | 12.0592 | 0 | 0 | 12.0592 | 16.8509 | Consolidated Risk Score d: Non-HFTD; Consolidated Risk Score e: 175.5; Consolidated Risk Score f: 1.414; Consolidated Risk Score g: 1.31
| ROSEDALE 2102 | 254762102 | 19.5636 | 3.7158 | 0 | 0 | 3.7158 | 15.8478 | Consolidated Risk Score d: Non-HFTD; Consolidated Risk Score e: 111.4; Consolidated Risk Score f: 0.98; Consolidated Risk Score g: 0
| JACOBS CORNER 1101 | 254771101 | 105.7149 | 101.9454 | 0 | 0 | 101.9454 | 3.7695 | Consolidated Risk Score d: Non-HFTD; Consolidated Risk Score e: 153; Consolidated Risk Score f: 1.092; Consolidated Risk Score g: 4.682
| JACOBS CORNER 1102 | 254771102 | 11.9362 | 11.7857 | 0 | 0 | 11.7857 | 0.15047 | Consolidated Risk Score d: Non-HFTD; Consolidated Risk Score e: 2239.5; Consolidated Risk Score f: 10.822; Consolidated Risk Score g: 1.027
| RANCHERS COTTON 1000 | 254801000 | 0.013587 | 0.013587 | 0 | 0 | 0.013587 | 0 | Consolidated Risk Score d: Non-HFTD; Consolidated Risk Score e: 2239.5; Consolidated Risk Score f: 10.822; Consolidated Risk Score g: 1.027
| RANCHERS COTTON 1101 | 254801101 | 17.3558 | 12.9578 | 0 | 0 | 12.9578 | 4.398 | Consolidated Risk Score d: Non-HFTD; Consolidated Risk Score e: 46.8; Consolidated Risk Score f: 1.27; Consolidated Risk Score g: 2.23
| CADET 1101 | 254821101 | 0.013727 | 0.013727 | 0 | 0 | 0.013727 | 0 | Consolidated Risk Score d: Non-HFTD; Consolidated Risk Score e: 46.8; Consolidated Risk Score f: 1.27; Consolidated Risk Score g: 2.23
| GALLO 1101 | 254901101 | 0.78031 | 0.72409 | 0 | 0 | 0.72409 | 0.056216 | Consolidated Risk Score d: Non-HFTD; Consolidated Risk Score e: 0; Consolidated Risk Score f: 0; Consolidated Risk Score g: 0
| GALLO 1102 | 254901102 | 0.1406 | 0.076183 | 0 | 0 | 0.076183 | 0.064419 | Consolidated Risk Score d: Non-HFTD; Consolidated Risk Score e: 0; Consolidated Risk Score f: 0; Consolidated Risk Score g: 0
| WOODCHUCK 2101 | 254912101 | 8.0364 | 5.4856 | 0 | 0 | 4.9946 | 2.5507 | Consolidated Risk Score d: Non-HFTD; Consolidated Risk Score e: 3.6; Consolidated Risk Score f: 0.014; Consolidated Risk Score g: 0
| LAS PALMAS 1101 | 254921101 | 0.26806 | 0.26806 | 0 | 0 | 0.26806 | 0 | Consolidated Risk Score d: Non-HFTD; Consolidated Risk Score e: 3.6; Consolidated Risk Score f: 0.014; Consolidated Risk Score g: 0
| GARDNER 0401 | 254930401 | 0.011865 | 0.011865 | 0 | 0 | 0.011865 | 0 | Consolidated Risk Score d: Non-HFTD; Consolidated Risk Score e: 3.6; Consolidated Risk Score f: 0.014; Consolidated Risk Score g: 0
| BOSWELL 1101 | 254941101 | 0.015257 | 0.015257 | 0 | 0 | 0.015257 | 0 | Consolidated Risk Score d: Non-HFTD; Consolidated Risk Score e: 3.6; Consolidated Risk Score f: 0.014; Consolidated Risk Score g: 0
| AVENAL 2101 | 255002101 | 67.6913 | 63.2096 | 0 | 0 | 63.2096 | 4.4817 | Consolidated Risk Score d: Non-HFTD; Consolidated Risk Score e: 256.4; Consolidated Risk Score f: 3.09; Consolidated Risk Score g: 13.832
| AVENAL 2102 | 255002102 | 2.5823 | 2.4695 | 0 | 0 | 2.4695 | 0.11287 | Consolidated Risk Score d: Non-HFTD; Consolidated Risk Score e: 256.4; Consolidated Risk Score f: 3.09; Consolidated Risk Score g: 13.832
| AVENAL 2103 | 255002103 | 2.5709 | 2.4623 | 0 | 0 | 2.4623 | 0.10862 | Consolidated Risk Score d: Non-HFTD; Consolidated Risk Score e: 256.4; Consolidated Risk Score f: 3.09; Consolidated Risk Score g: 13.832
| BORDEN 1101 | 255121101 | 63.9746 | 60.3192 | 0 | 0 | 60.3192 | 3.6554 | Consolidated Risk Score d: Non-HFTD; Consolidated Risk Score e: 17.1; Consolidated Risk Score f: 0.157; Consolidated Risk Score g: 2.43
| BORDEN 1102 | 255121102 | 40.9678 | 27.0959 | 0 | 0 | 27.0959 | 13.8719 | Consolidated Risk Score d: Non-HFTD; Consolidated Risk Score e: 297.4; Consolidated Risk Score f: 1.569; Consolidated Risk Score g: 3.864
| BORDEN 1103 | 255121103 | 89.4757 | 87.0925 | 0 | 0 | 87.0925 | 2.3832 | Consolidated Risk Score d: Non-HFTD; Consolidated Risk Score e: 166.8; Consolidated Risk Score f: 1.214; Consolidated Risk Score g: 0
| RIVER ROCK 1101 | 255251101 | 1.0008 | 1.0008 | 0 | 0 | 1.0008 | 0 | Consolidated Risk Score d: Non-HFTD; Consolidated Risk Score e: 0; Consolidated Risk Score f: 0; Consolidated Risk Score g: 0
| KERN POWER 2101 | 255262101 | 26.7583 | 1.9917 | 0 | 0 | 1.9917 | 24.7665 | Consolidated Risk Score d: Non-HFTD; Consolidated Risk Score e: 314; Consolidated Risk Score f: 0.957; Consolidated Risk Score g: 0
| KERN POWER 2102 | 255262102 | 12.7381 | 4.3406 | 0 | 0 | 4.3406 | 8.3975 | Consolidated Risk Score d: Non-HFTD; Consolidated Risk Score e: 9; Consolidated Risk Score f: 0.006; Consolidated Risk Score g: 0
| KERN POWER 2103 | 255262103 | 44.9612 | 12.4283 | 0 | 0 | 12.4283 | 32.5329 | Consolidated Risk Score d: Non-HFTD; Consolidated Risk Score e: 10.3; Consolidated Risk Score f: 0.035; Consolidated Risk Score g: 0.286
| KERN POWER 2104 | 255262104 | 30.5374 | 5.0559 | 0 | 0 | 5.0559 | 25.4815 | Consolidated Risk Score d: Non-HFTD; Consolidated Risk Score e: 331; Consolidated Risk Score f: 0.873; Consolidated Risk Score g: 0.962
| KERN POWER 2105 | 255262105 | 45.0624 | 11.8096 | 0 | 0 | 11.8096 | 33.2528 | Consolidated Risk Score d: Non-HFTD; Consolidated Risk Score e: 92; Consolidated Risk Score f: 0.689; Consolidated Risk Score g: 2.223
| CELERON 1101 | 255271101 | 0.11966 | 0.11966 | 0 | 0 | 0.11966 | 0 | Consolidated Risk Score d: Non-HFTD; Consolidated Risk Score e: 92; Consolidated Risk Score f: 0.689; Consolidated Risk Score g: 2.223
| CARNATION 2101 | 255282101 | 0.0052642 | 0.0052642 | 0 | 0 | 0.0052642 | 0 | Consolidated Risk Score d: Non-HFTD; Consolidated Risk Score e: 92; Consolidated Risk Score f: 0.689; Consolidated Risk Score g: 2.223
| WOODWARD 2101 | 255292101 | 59.9622 | 15.9544 | 0 | 0 | 15.9544 | 44.0078 | Consolidated Risk Score d: Non-HFTD; Consolidated Risk Score e: 12.6; Consolidated Risk Score f: 1.02; Consolidated Risk Score g: 0.434
| WOODWARD 2102 | 255292102 | 35.8493 | 1.5769 | 0 | 0 | 1.5769 | 34.2725 | Consolidated Risk Score d: Non-HFTD; Consolidated Risk Score e: 0; Consolidated Risk Score f: 0; Consolidated Risk Score g: 0
| WOODWARD 2104 | 255292104 | 30.6857 | 2.775 | 0 | 0 | 2.775 | 27.9107 | Consolidated Risk Score d: Non-HFTD; Consolidated Risk Score e: 17.2; Consolidated Risk Score f: 0.421; Consolidated Risk Score g: 0.635
| WOODWARD 2105 | 255292105 | 27.7278 | 0.36379 | 0 | 0 | 0.36379 | 27.364 | Consolidated Risk Score d: Non-HFTD; Consolidated Risk Score e: 11.5; Consolidated Risk Score f: 0.049; Consolidated Risk Score g: 0
| WOODWARD 2106 | 255292106 | 24.2049 | 0.29443 | 0 | 0 | 0.29443 | 23.9105 | Consolidated Risk Score d: Non-HFTD; Consolidated Risk Score e: 10.8; Consolidated Risk Score f: 0.035; Consolidated Risk Score g: 0.941
| WOODWARD 2107 | 255292107 | 25.1778 | 9.4814 | 0 | 0 | 9.4814 | 15.6964 | Consolidated Risk Score d: Non-HFTD; Consolidated Risk Score e: 127.6; Consolidated Risk Score f: 1.042; Consolidated Risk Score g: 0.989
| WOODWARD 2108 | 255292108 | 114.6835 | 88.7027 | 0 | 17.5775 | 71.1251 | 25.9809 | Consolidated Risk Score d: Non-HFTD; Consolidated Risk Score e: 155.3; Consolidated Risk Score f: 1.01; Consolidated Risk Score g: 0.274
| WOODWARD 2109 | 255292109 | 31.2279 | 1.9685 | 0 | 0 | 1.9685 | 29.2595 | Consolidated Risk Score d: Non-HFTD; Consolidated Risk Score e: 3.8; Consolidated Risk Score f: 0.015; Consolidated Risk Score g: 0
| PENTLAND 1101 | 255311101 | 0.014894 | 0.014894 | 0 | 0 | 0.014894 | 0 | Consolidated Risk Score d: Non-HFTD; Consolidated Risk Score e: 3.8; Consolidated Risk Score f: 0.015; Consolidated Risk Score g: 0
| TEVIS 2101 | 255322101 | 55.6805 | 24.3673 | 0 | 0 | 24.3673 | 31.3132 | Consolidated Risk Score d: Non-HFTD; Consolidated Risk Score e: 0.2; Consolidated Risk Score f: 0.002; Consolidated Risk Score g: 1.979
| TEVIS 2102 | 255322102 | 38.7582 | 2.2817 | 0 | 0 | 2.2817 | 36.4765 | Consolidated Risk Score d: Non-HFTD; Consolidated Risk Score e: 3.4; Consolidated Risk Score f: 0.023; Consolidated Risk Score g: 1.98
| TEVIS 2103 | 255322103 | 15.0672 | 3.2777 | 0 | 0 | 3.2777 | 11.7894 | Consolidated Risk Score d: Non-HFTD; Consolidated Risk Score e: 23.2; Consolidated Risk Score f: 0.218; Consolidated Risk Score g: 2.068
| TEVIS 2104 | 255322104 | 78.1653 | 19.8595 | 0 | 0 | 19.8595 | 58.3058 | Consolidated Risk Score d: Non-HFTD; Consolidated Risk Score e: 17.6; Consolidated Risk Score f: 0.062; Consolidated Risk Score g: 1.647
| TEVIS 2105 | 255322105 | 33.7447 | 1.9666 | 0 | 0 | 1.9666 | 31.7781 | Consolidated Risk Score d: Non-HFTD; Consolidated Risk Score e: 194.8; Consolidated Risk Score f: 1.444; Consolidated Risk Score g: 2.784
| SHARON 1101 | 255331101 | 1.5547 | 1.5406 | 0 | 0 | 1.5406 | 0.014116 | Consolidated Risk Score d: Non-HFTD; Consolidated Risk Score e: 0; Consolidated Risk Score f: 0; Consolidated Risk Score g: 0
| LE GRAND 1104 | 255361104 | 55.2392 | 52.572 | 0 | 0 | 52.572 | 2.6673 | Consolidated Risk Score d: Non-HFTD; Consolidated Risk Score e: 410; Consolidated Risk Score f: 4.456; Consolidated Risk Score g: 5.424
| LE GRAND 1106 | 255361106 | 60.2465 | 59.7518 | 0 | 0 | 59.7518 | 0.49465 | Consolidated Risk Score d: Non-HFTD; Consolidated Risk Score e: 66; Consolidated Risk Score f: 0.389; Consolidated Risk Score g: 1.746
| LE GRAND 1110 | 255361110 | 98.6773 | 96.1011 | 0 | 0 | 96.1011 | 2.5762 | Consolidated Risk Score d: Non-HFTD; Consolidated Risk Score e: 144.7; Consolidated Risk Score f: 1.733; Consolidated Risk Score g: 0.12
| LE GRAND 1112 | 255361112 | 64.4902 | 64.2329 | 0 | 0 | 64.2329 | 0.25725 | Consolidated Risk Score d: Non-HFTD; Consolidated Risk Score e: 161.3; Consolidated Risk Score f: 1.118; Consolidated Risk Score g: 1.426
| ORO LOMA 1102 | 255371102 | 1.8076 | 1.0708 | 0 | 0 | 1.0708 | 0.73678 | Consolidated Risk Score d: Non-HFTD; Consolidated Risk Score e: 161.3; Consolidated Risk Score f: 1.118; Consolidated Risk Score g: 1.426
| ORO LOMA 1103 | 255371103 | 1.8337 | 1.0966 | 0 | 0 | 1.0966 | 0.73703 | Consolidated Risk Score d: Non-HFTD; Consolidated Risk Score e: 161.3; Consolidated Risk Score f: 1.118; Consolidated Risk Score g: 1.426
| ORO LOMA 1106 | 255371106 | 74.435 | 74.1209 | 0 | 0 | 74.1209 | 0.31411 | Consolidated Risk Score d: Non-HFTD; Consolidated Risk Score e: 241.4; Consolidated Risk Score f: 1.745; Consolidated Risk Score g: 1.003
| ORO LOMA 1108 | 255371108 | 55.3974 | 55.3363 | 0 | 0 | 55.3363 | 0.061062 | Consolidated Risk Score d: Non-HFTD; Consolidated Risk Score e: 31.5; Consolidated Risk Score f: 0.129; Consolidated Risk Score g: 3.012
| ORO LOMA 1115 | 255371115 | 77.6255 | 73.6371 | 0 | 0 | 73.6371 | 3.9883 | Consolidated Risk Score d: Non-HFTD; Consolidated Risk Score e: 494.8; Consolidated Risk Score f: 3.646; Consolidated Risk Score g: 3.505
| ORO LOMA 1116 | 255371116 | 25.7002 | 24.7429 | 0 | 0 | 24.7429 | 0.95726 | Consolidated Risk Score d: Non-HFTD; Consolidated Risk Score e: 5.6; Consolidated Risk Score f: 0.02; Consolidated Risk Score g: 1.515
| ORO LOMA 1117 | 255371117 | 50.8967 | 50.2062 | 0 | 0 | 50.2062 | 0.69049 | Consolidated Risk Score d: Non-HFTD; Consolidated Risk Score e: 68.3; Consolidated Risk Score f: 1.24; Consolidated Risk Score g: 1.99
| ORO LOMA 1118 | 255371118 | 43.4381 | 42.8455 | 0 | 0 | 42.8455 | 0.59255 | Consolidated Risk Score d: Non-HFTD; Consolidated Risk Score e: 169.9; Consolidated Risk Score f: 0.532; Consolidated Risk Score g: 3.014
| BONITA 1101 | 255391101 | 54.592 | 54.1947 | 0 | 0 | 54.1947 | 0.39725 | Consolidated Risk Score d: Non-HFTD; Consolidated Risk Score e: 67; Consolidated Risk Score f: 1.214; Consolidated Risk Score g: 2.721
| BONITA 1102 | 255391102 | 38.2791 | 31.5136 | 0 | 0 | 31.5136 | 6.7655 | Consolidated Risk Score d: Non-HFTD; Consolidated Risk Score e: 384.6; Consolidated Risk Score f: 1.302; Consolidated Risk Score g: 4.131
| BONITA 1103 | 255391103 | 44.7463 | 44.6905 | 0 | 0 | 44.6905 | 0.055762 | Consolidated Risk Score d: Non-HFTD; Consolidated Risk Score e: 9.4; Consolidated Risk Score f: 0.045; Consolidated Risk Score g: 3.611
| TEXACO EMIDIO 1101 | 255421101 | 0.0087274 | 0.0087274 | 0 | 0 | 0.0087274 | 0 | Consolidated Risk Score d: Non-HFTD; Consolidated Risk Score e: 9.4; Consolidated Risk Score f: 0.045; Consolidated Risk Score g: 3.611
| PACIFIC PIPE GRAPEVI 1101 | 255441101 | 0.014717 | 0.014717 | 0 | 0 | 0.014717 | 0 | Consolidated Risk Score d: Non-HFTD; Consolidated Risk Score e: 9.4; Consolidated Risk Score f: 0.045; Consolidated Risk Score g: 3.611
| CAL WATER 1102 | 255451102 | 65.285 | 26.3919 | 0 | 3.7144 | 22.6775 | 38.8931 | Consolidated Risk Score d: Non-HFTD; Consolidated Risk Score e: 86.4; Consolidated Risk Score f: 1.028; Consolidated Risk Score g: 0
| CAL WATER 1103 | 255451103 | 34.754 | 9.2516 | 0 | 0 | 9.2516 | 25.5025 | Consolidated Risk Score d: Non-HFTD; Consolidated Risk Score e: 4.8; Consolidated Risk Score f: 0.057; Consolidated Risk Score g: 0
| SCE MCFARLAND 1101 | 258111101 | 0.49828 | 0.49828 | 0 | 0 | 0.49828 | 0 | Consolidated Risk Score d: Non-HFTD; Consolidated Risk Score e: 0; Consolidated Risk Score f: 0; Consolidated Risk Score g: 0
| SCE TEHACHAPI 1101 | 258131101 | 1.4266 | 1.4266 | 0 | 1.4266 | 0 | 0 | Consolidated Risk Score d: Non-HFTD; Consolidated Risk Score e: 1799; Consolidated Risk Score f: 1; Consolidated Risk Score g: 0
| BOLTHOUSE FARMS 1101 | 258181101 | 0.015102 | 0.015102 | 0 | 0 | 0.015102 | 0 | Consolidated Risk Score d: Non-HFTD; Consolidated Risk Score e: 1799; Consolidated Risk Score f: 1; Consolidated Risk Score g: 0
| SCE TEJON TIE 1101 | 258191101 | 0.049928 | 0.049928 | 0 | 0 | 0.049928 | 0 | Consolidated Risk Score d: Non-HFTD; Consolidated Risk Score e: 1799; Consolidated Risk Score f: 1; Consolidated Risk Score g: 0
| TULE POWER HOUSE 1101 | 258591101 | 4.0937 | 4.0937 | 0 | 4.0937 | 0 | 0 | Consolidated Risk Score d: Non-HFTD; Consolidated Risk Score e: 0; Consolidated Risk Score f: 0; Consolidated Risk Score g: 0
| SO. CAL. EDISON #3 1101 | 258861101 | 9.8512 | 9.8512 | 7.2403 | 2.4524 | 0.15841 | 0 | Consolidated Risk Score d: Non-HFTD; Consolidated Risk Score e: 1; Consolidated Risk Score f: 1; Consolidated Risk Score g: 9.318
| SO. CAL. EDISON 1001 | 258881001 | 2.0397 | 2.0202 | 0 | 0 | 2.0202 | 0.019493 | Consolidated Risk Score d: Non-HFTD; Consolidated Risk Score e: 0; Consolidated Risk Score f: 0; Consolidated Risk Score g: 0
| FICTITIOUS 3311 | 303333311 | 0.0095095 | 0.0095095 | 0 | 0 | 0.0095095 | 0 | Consolidated Risk Score d: Non-HFTD; Consolidated Risk Score e: 0; Consolidated Risk Score f: 0; Consolidated Risk Score g: 0
| OAKLAND C 1101 | 012011101 | 2.4781 | 0 | 0 | 0 | 0 | 2.4781 | Consolidated Risk Score d: Non-HFTD; Consolidated Risk Score e: 0; Consolidated Risk Score f: 0; Consolidated Risk Score g: 0
| OAKLAND C 1102 | 012011102 | 3.283 | 0 | 0 | 0 | 0 | 3.283 | Consolidated Risk Score d: Non-HFTD; Consolidated Risk Score e: 0; Consolidated Risk Score f: 0; Consolidated Risk Score g: 0
| OAKLAND C 1103 | 012011103 | 3.2318 | 0 | 0 | 0 | 0 | 3.2318 | Consolidated Risk Score d: Non-HFTD; Consolidated Risk Score e: 0; Consolidated Risk Score f: 0; Consolidated Risk Score g: 0
| OAKLAND C 1104 | 012011104 | 3.0879 | 0 | 0 | 0 | 0 | 3.0879 | Consolidated Risk Score d: Non-HFTD; Consolidated Risk Score e: 0; Consolidated Risk Score f: 0; Consolidated Risk Score g: 0
| OAKLAND C 1105 | 012011105 | 2.5826 | 0 | 0 | 0 | 0 | 2.5826 | Consolidated Risk Score d: Non-HFTD; Consolidated Risk Score e: 0; Consolidated Risk Score f: 0; Consolidated Risk Score g: 0
| OAKLAND C 1106 | 012011106 | 3.4836 | 0 | 0 | 0 | 0 | 3.4836 | Consolidated Risk Score d: Non-HFTD; Consolidated Risk Score e: 0; Consolidated Risk Score f: 0; Consolidated Risk Score g: 0
| OAKLAND C 1111 | 012011111 | 0.21442 | 0 | 0 | 0 | 0 | 0.21442 | Consolidated Risk Score d: Non-HFTD; Consolidated Risk Score e: 6.7; Consolidated Risk Score f: 0.003; Consolidated Risk Score g: 0
| OAKLAND C 3401 | 012013401 | 0.39155 | 0 | 0 | 0 | 0 | 0.39155 | Consolidated Risk Score d: Non-HFTD; Consolidated Risk Score e: 462.6; Consolidated Risk Score f: 1.881; Consolidated Risk Score g: 0.655
| OAKLAND C 3402 | 012013402 | 0.52716 | 0 | 0 | 0 | 0 | 0.52716 | Consolidated Risk Score d: Non-HFTD; Consolidated Risk Score e: 462.6; Consolidated Risk Score f: 1.881; Consolidated Risk Score g: 0.655
| OAKLAND D 0412 | 012040412 | 0.030019 | 0 | 0 | 0 | 0 | 0.030019 | Consolidated Risk Score d: Non-HFTD; Consolidated Risk Score e: 6.1; Consolidated Risk Score f: 0.021; Consolidated Risk Score g: 0
| OAKLAND D 1201 | 012041201 | 3.5783 | 0 | 0 | 0 | 0 | 3.5783 | Consolidated Risk Score d: Non-HFTD; Consolidated Risk Score e: 0; Consolidated Risk Score f: 0; Consolidated Risk Score g: 0
| OAKLAND D 1203 | 012041203 | 3.4586 | 0 | 0 | 0 | 0 | 3.4586 | Consolidated Risk Score d: Non-HFTD; Consolidated Risk Score e: 0; Consolidated Risk Score f: 0; Consolidated Risk Score g: 0
| OAKLAND D 1204 | 012041204 | 3.4142 | 0 | 0 | 0 | 0 | 3.4142 | Consolidated Risk Score d: Non-HFTD; Consolidated Risk Score e: 0; Consolidated Risk Score f: 0; Consolidated Risk Score g: 0
| OAKLAND D 1205 | 012041205 | 2.4542 | 0 | 0 | 0 | 0 | 2.4542 | Consolidated Risk Score d: Non-HFTD; Consolidated Risk Score e: 0; Consolidated Risk Score f: 0; Consolidated Risk Score g: 0
| OAKLAND D 1206 | 012041206 | 2.4451 | 0 | 0 | 0 | 0 | 2.4451 | Consolidated Risk Score d: Non-HFTD; Consolidated Risk Score e: 0; Consolidated Risk Score f: 0; Consolidated Risk Score g: 0
| BERKELEY F 1101 | 012061101 | 1.7581 | 0 | 0 | 0 | 0 | 1.7581 | Consolidated Risk Score d: Non-HFTD; Consolidated Risk Score e: 0; Consolidated Risk Score f: 0; Consolidated Risk Score g: 0
| OAKLAND J 1152 | 012091152 | 3.2142 | 0 | 0 | 0 | 0 | 3.2142 | Consolidated Risk Score d: Non-HFTD; Consolidated Risk Score e: 106.8; Consolidated Risk Score f: 0.72; Consolidated Risk Score g: 2.231
| OAKLAND J 1153 | 012091153 | 3.1898 | 0 | 0 | 0 | 0 | 3.1898 | Consolidated Risk Score d: Non-HFTD; Consolidated Risk Score e: 106.8; Consolidated Risk Score f: 0.72; Consolidated Risk Score g: 2.231
| OAKLAND L 0401 | 012110401 | 0.49129 | 0 | 0 | 0 | 0 | 0.49129 | Consolidated Risk Score d: Non-HFTD; Consolidated Risk Score e: 266.2; Consolidated Risk Score f: 2.337; Consolidated Risk Score g: 0
| OAKLAND L 0405 | 012110405 | 0.49167 | 0 | 0 | 0 | 0 | 0.49167 | Consolidated Risk Score d: Non-HFTD; Consolidated Risk Score e: 266.2; Consolidated Risk Score f: 2.337; Consolidated Risk Score g: 0
| OAKLAND L 0406 | 012110406 | 0.83046 | 0 | 0 | 0 | 0 | 0.83046 | Consolidated Risk Score d: Non-HFTD; Consolidated Risk Score e: 266.2; Consolidated Risk Score f: 2.337; Consolidated Risk Score g: 0
| OAKLAND L 1104 | 012111104 | 1.4327 | 0 | 0 | 0 | 0 | 1.4327 | Consolidated Risk Score d: Non-HFTD; Consolidated Risk Score e: 0; Consolidated Risk Score f: 0; Consolidated Risk Score g: 3.011
| OAKLAND L 1111 | 012111111 | 2.2083 | 0 | 0 | 0 | 0 | 2.2083 | Consolidated Risk Score d: Non-HFTD; Consolidated Risk Score e: 0; Consolidated Risk Score f: 0; Consolidated Risk Score g: 2.041
| OAKLAND L 1112 | 012111112 | 1.5276 | 0 | 0 | 0 | 0 | 1.5276 | Consolidated Risk Score d: Non-HFTD; Consolidated Risk Score e: 0; Consolidated Risk Score f: 0; Consolidated Risk Score g: 1.545
| OAKLAND L 1113 | 012111113 | 2.2731 | 0 | 0 | 0 | 0 | 2.2731 | Consolidated Risk Score d: Non-HFTD; Consolidated Risk Score e: 0; Consolidated Risk Score f: 0; Consolidated Risk Score g: 0.521
| OAKLAND L 1114 | 012111114 | 2.5812 | 0 | 0 | 0 | 0 | 2.5812 | Consolidated Risk Score d: Non-HFTD; Consolidated Risk Score e: 0; Consolidated Risk Score f: 0; Consolidated Risk Score g: 0.519
| OAKLAND L 1115 | 012111115 | 1.828 | 0 | 0 | 0 | 0 | 1.828 | Consolidated Risk Score d: Non-HFTD; Consolidated Risk Score e: 0; Consolidated Risk Score f: 0; Consolidated Risk Score g: 0.757
| OAKLAND L 1116 | 012111116 | 1.6031 | 0 | 0 | 0 | 0 | 1.6031 | Consolidated Risk Score d: Non-HFTD; Consolidated Risk Score e: 0; Consolidated Risk Score f: 0; Consolidated Risk Score g: 0.991
| OAKLAND L 1201 | 012111201 | 2.1889 | 0 | 0 | 0 | 0 | 2.1889 | Consolidated Risk Score d: Non-HFTD; Consolidated Risk Score e: 0; Consolidated Risk Score f: 0; Consolidated Risk Score g: 0.991
| OAKLAND L 1202 | 012111202 | 2.1887 | 0 | 0 | 0 | 0 | 2.1887 | Consolidated Risk Score d: Non-HFTD; Consolidated Risk Score e: 0; Consolidated Risk Score f: 0; Consolidated Risk Score g: 0.991
| OAKLAND L 1204 | 012111204 | 2.1897 | 0 | 0 | 0 | 0 | 2.1897 | Consolidated Risk Score d: Non-HFTD; Consolidated Risk Score e: 0; Consolidated Risk Score f: 0; Consolidated Risk Score g: 0.991
| OAKLAND L 1261 | 012111261 | 0.022721 | 0 | 0 | 0 | 0 | 0.022721 | Consolidated Risk Score d: Non-HFTD; Consolidated Risk Score e: 0; Consolidated Risk Score f: 0; Consolidated Risk Score g: 0.991
| EL CERRITO G 1201 | 012501201 | 3.9807 | 0 | 0 | 0 | 0 | 3.9807 | Consolidated Risk Score d: Non-HFTD; Consolidated Risk Score e: 363.8; Consolidated Risk Score f: 1.832; Consolidated Risk Score g: 1.011
| EL CERRITO G 1202 | 012501202 | 3.9768 | 0 | 0 | 0 | 0 | 3.9768 | Consolidated Risk Score d: Non-HFTD; Consolidated Risk Score e: 363.8; Consolidated Risk Score f: 1.832; Consolidated Risk Score g: 1.011
| EL CERRITO G 1203 | 012501203 | 3.9685 | 0 | 0 | 0 | 0 | 3.9685 | Consolidated Risk Score d: Non-HFTD; Consolidated Risk Score e: 363.8; Consolidated Risk Score f: 1.832; Consolidated Risk Score g: 1.011
| EL CERRITO G 1204 | 012501204 | 3.9838 | 0 | 0 | 0 | 0 | 3.9838 | Consolidated Risk Score d: Non-HFTD; Consolidated Risk Score e: 363.8; Consolidated Risk Score f: 1.832; Consolidated Risk Score g: 1.011
| EL CERRITO G 3431 | 012503431 | 0.40378 | 0 | 0 | 0 | 0 | 0.40378 | Consolidated Risk Score d: Non-HFTD; Consolidated Risk Score e: 363.8; Consolidated Risk Score f: 1.832; Consolidated Risk Score g: 1.011
| EL CERRITO G 3432 | 012503432 | 0.39713 | 0 | 0 | 0 | 0 | 0.39713 | Consolidated Risk Score d: Non-HFTD; Consolidated Risk Score e: 363.8; Consolidated Risk Score f: 1.832; Consolidated Risk Score g: 1.011
| OAKLAND X 1108 | 012541108 | 0.023673 | 0 | 0 | 0 | 0 | 0.023673 | Consolidated Risk Score d: Non-HFTD; Consolidated Risk Score e: 77.2; Consolidated Risk Score f: 0.553; Consolidated Risk Score g: 2.959
| OAKLAND X 1113 | 012541113 | 0.021985 | 0 | 0 | 0 | 0 | 0.021985 | Consolidated Risk Score d: Non-HFTD; Consolidated Risk Score e: 12.6; Consolidated Risk Score f: 1.018; Consolidated Risk Score g: 1.382
| SAN LEANDRO U 3410 | 013113410 | 0.047009 | 0 | 0 | 0 | 0 | 0.047009 | Consolidated Risk Score d: Non-HFTD; Consolidated Risk Score e: 506.1; Consolidated Risk Score f: 0.385; Consolidated Risk Score g: 1
| JARVIS 3420 | 013503420 | 0.42491 | 0 | 0 | 0 | 0 | 0.42491 | Consolidated Risk Score d: Non-HFTD; Consolidated Risk Score e: 81.3; Consolidated Risk Score f: 0.447; Consolidated Risk Score g: 1.589
| LAKEWOOD 3450 | 013533450 | 0.7766 | 0 | 0 | 0 | 0 | 0.7766 | Consolidated Risk Score d: Non-HFTD; Consolidated Risk Score e: 134.1; Consolidated Risk Score f: 2.183; Consolidated Risk Score g: 2.066
| CONTRA COSTA 2111 | 013652111 | 0.038938 | 0 | 0 | 0 | 0 | 0.038938 | Consolidated Risk Score d: Non-HFTD; Consolidated Risk Score e: 110.4; Consolidated Risk Score f: 0.77; Consolidated Risk Score g: 0.259
| EDES 1104 | 013681104 | 1.6401 | 0 | 0 | 0 | 0 | 1.6401 | Consolidated Risk Score d: Non-HFTD; Consolidated Risk Score e: 37.2; Consolidated Risk Score f: 1.327; Consolidated Risk Score g: 1.413
| EDES 1115 | 013681115 | 1.6371 | 0 | 0 | 0 | 0 | 1.6371 | Consolidated Risk Score d: Non-HFTD; Consolidated Risk Score e: 295.5; Consolidated Risk Score f: 1.506; Consolidated Risk Score g: 0.314
| SAN RAMON 2112 | 014232112 | 1.7344 | 0 | 0 | 0 | 0 | 1.7344 | Consolidated Risk Score d: Non-HFTD; Consolidated Risk Score e: 134.2; Consolidated Risk Score f: 0.009; Consolidated Risk Score g: 0
| SAN RAMON 2113 | 014232113 | 1.718 | 0 | 0 | 0 | 0 | 1.718 | Consolidated Risk Score d: Non-HFTD; Consolidated Risk Score e: 0; Consolidated Risk Score f: 0; Consolidated Risk Score g: 0
| FREMONT 1105 | 014351105 | 4.6533 | 0 | 0 | 0 | 0 | 4.6533 | Consolidated Risk Score d: Non-HFTD; Consolidated Risk Score e: 0; Consolidated Risk Score f: 0; Consolidated Risk Score g: 0
| FREMONT 1106 | 014351106 | 0.068594 | 0 | 0 | 0 | 0 | 0.068594 | Consolidated Risk Score d: Non-HFTD; Consolidated Risk Score e: 0; Consolidated Risk Score f: 0; Consolidated Risk Score g: 0
| DUMBARTON 1105 | 014471105 | 2.1214 | 0 | 0 | 0 | 0 | 2.1214 | Consolidated Risk Score d: Non-HFTD; Consolidated Risk Score e: 0; Consolidated Risk Score f: 0; Consolidated Risk Score g: 0
| DUMBARTON 1112 | 014471112 | 7.6842 | 0 | 0 | 0 | 0 | 7.6842 | Consolidated Risk Score d: Non-HFTD; Consolidated Risk Score e: 167.3; Consolidated Risk Score f: 1.057; Consolidated Risk Score g: 0
| TASSAJARA 2105 | 014662105 | 0.0081815 | 0 | 0 | 0 | 0 | 0.0081815 | Consolidated Risk Score d: Non-HFTD; Consolidated Risk Score e: 364.9; Consolidated Risk Score f: 1.089; Consolidated Risk Score g: 0
| TASSAJARA 2110 | 014662110 | 0.0062054 | 0 | 0 | 0 | 0 | 0.0062054 | Consolidated Risk Score d: Non-HFTD; Consolidated Risk Score e: 18.6; Consolidated Risk Score f: 0.052; Consolidated Risk Score g: 0.997
| TASSAJARA 2114 | 014662114 | 5.755 | 0 | 0 | 0 | 0 | 5.755 | Consolidated Risk Score d: Non-HFTD; Consolidated Risk Score e: 0; Consolidated Risk Score f: 0; Consolidated Risk Score g: 0
| RESEARCH 2103 | 014692103 | 0.083639 | 0 | 0 | 0 | 0 | 0.083639 | Consolidated Risk Score d: Non-HFTD; Consolidated Risk Score e: 97; Consolidated Risk Score f: 1; Consolidated Risk Score g: 0
| DIXON LANDING 2105 | 014722105 | 0.55086 | 0 | 0 | 0 | 0 | 0.55086 | Consolidated Risk Score d: Non-HFTD; Consolidated Risk Score e: 0; Consolidated Risk Score f: 0; Consolidated Risk Score g: 0.03
| DIXON LANDING 2106 | 014722106 | 7.144 | 0 | 0 | 0 | 0 | 7.144 | Consolidated Risk Score d: Non-HFTD; Consolidated Risk Score e: 0; Consolidated Risk Score f: 0; Consolidated Risk Score g: 0
| DIXON LANDING 2107 | 014722107 | 5.1408 | 0 | 0 | 0 | 0 | 5.1408 | Consolidated Risk Score d: Non-HFTD; Consolidated Risk Score e: 0; Consolidated Risk Score f: 0; Consolidated Risk Score g: 0
| DIXON LANDING 2110 | 014722110 | 0.15499 | 0 | 0 | 0 | 0 | 0.15499 | Consolidated Risk Score d: Non-HFTD; Consolidated Risk Score e: 67.8; Consolidated Risk Score f: 0.394; Consolidated Risk Score g: 0.861
| EAST PORTAL 3401 | 019003401 | 0.15413 | 0 | 0 | 0 | 0 | 0.15413 | Consolidated Risk Score d: Non-HFTD; Consolidated Risk Score e: 2020; Consolidated Risk Score f: 6; Consolidated Risk Score g: 6
| MISSION (X) 0402 | 022010402 | 2.9664 | 0 | 0 | 0 | 0 | 2.9664 | Consolidated Risk Score d: Non-HFTD; Consolidated Risk Score e: 13.1; Consolidated Risk Score f: 0.229; Consolidated Risk Score g: 0
| MISSION (X) 1101 | 022011101 | 4.2953 | 0 | 0 | 0 | 0 | 4.2953 | Consolidated Risk Score d: Non-HFTD; Consolidated Risk Score e: 0; Consolidated Risk Score f: 0; Consolidated Risk Score g: 0
| MISSION (X) 1104 | 022011104 | 4.8779 | 0 | 0 | 0 | 0 | 4.8779 | Consolidated Risk Score d: Non-HFTD; Consolidated Risk Score e: 174.2; Consolidated Risk Score f: 3.618; Consolidated Risk Score g: 0
| MISSION (X) 1105 | 022011105 | 2.2529 | 0 | 0 | 0 | 0 | 2.2529 | Consolidated Risk Score d: Non-HFTD; Consolidated Risk Score e: 0; Consolidated Risk Score f: 0; Consolidated Risk Score g: 0
| MISSION (X) 1106 | 022011106 | 2.1626 | 0 | 0 | 0 | 0 | 2.1626 | Consolidated Risk Score d: Non-HFTD; Consolidated Risk Score e: 0; Consolidated Risk Score f: 0; Consolidated Risk Score g: 0
| MISSION (X) 1111 | 022011111 | 6.3677 | 0 | 0 | 0 | 0 | 6.3677 | Consolidated Risk Score d: Non-HFTD; Consolidated Risk Score e: 60.1; Consolidated Risk Score f: 0.04; Consolidated Risk Score g: 0
| MISSION (X) 1112 | 022011112 | 2.405 | 0 | 0 | 0 | 0 | 2.405 | Consolidated Risk Score d: Non-HFTD; Consolidated Risk Score e: 0; Consolidated Risk Score f: 0; Consolidated Risk Score g: 0
| MISSION (X) 1114 | 022011114 | 2.0043 | 0 | 0 | 0 | 0 | 2.0043 | Consolidated Risk Score d: Non-HFTD; Consolidated Risk Score e: 0; Consolidated Risk Score f: 0; Consolidated Risk Score g: 0
| MISSION (X) 1115 | 022011115 | 1.7701 | 0 | 0 | 0 | 0 | 1.7701 | Consolidated Risk Score d: Non-HFTD; Consolidated Risk Score e: 0; Consolidated Risk Score f: 0; Consolidated Risk Score g: 0
| MISSION (X) 1117 | 022011117 | 4.7099 | 0 | 0 | 0 | 0 | 4.7099 | Consolidated Risk Score d: Non-HFTD; Consolidated Risk Score e: 0; Consolidated Risk Score f: 0; Consolidated Risk Score g: 0
| MISSION (X) 1120 | 022011120 | 5.2337 | 0 | 0 | 0 | 0 | 5.2337 | Consolidated Risk Score d: Non-HFTD; Consolidated Risk Score e: 96.3; Consolidated Risk Score f: 1.588; Consolidated Risk Score g: 0
| MISSION (X) 1121 | 022011121 | 1.4505 | 0 | 0 | 0 | 0 | 1.4505 | Consolidated Risk Score d: Non-HFTD; Consolidated Risk Score e: 0; Consolidated Risk Score f: 0; Consolidated Risk Score g: 0
| MISSION (X) 1123 | 022011123 | 5.3108 | 0 | 0 | 0 | 0 | 5.3108 | Consolidated Risk Score d: Non-HFTD; Consolidated Risk Score e: 0; Consolidated Risk Score f: 0; Consolidated Risk Score g: 0
| MISSION (X) 1126 | 022011126 | 2.2093 | 0 | 0 | 0 | 0 | 2.2093 | Consolidated Risk Score d: Non-HFTD; Consolidated Risk Score e: 0; Consolidated Risk Score f: 0; Consolidated Risk Score g: 0
| MISSION (X) 1127 | 022011127 | 0.84629 | 0 | 0 | 0 | 0 | 0.84629 | Consolidated Risk Score d: Non-HFTD; Consolidated Risk Score e: 0; Consolidated Risk Score f: 0; Consolidated Risk Score g: 0
| MISSION (X) 1128 | 022011128 | 0.66099 | 0 | 0 | 0 | 0 | 0.66099 | Consolidated Risk Score d: Non-HFTD; Consolidated Risk Score e: 0; Consolidated Risk Score f: 0; Consolidated Risk Score g: 0
| MISSION (X) 1153 | 022011153 | 4.4826 | 0 | 0 | 0 | 0 | 4.4826 | Consolidated Risk Score d: Non-HFTD; Consolidated Risk Score e: 0; Consolidated Risk Score f: 0; Consolidated Risk Score g: 0
| MISSION (X) 1154 | 022011154 | 5.6778 | 0 | 0 | 0 | 0 | 5.6778 | Consolidated Risk Score d: Non-HFTD; Consolidated Risk Score e: 0; Consolidated Risk Score f: 0; Consolidated Risk Score g: 0
| MISSION (X) 1160 | 022011160 | 6.1223 | 0 | 0 | 0 | 0 | 6.1223 | Consolidated Risk Score d: Non-HFTD; Consolidated Risk Score e: 0; Consolidated Risk Score f: 0; Consolidated Risk Score g: 0
| MISSION (X) 1162 | 022011162 | 5.3719 | 0 | 0 | 0 | 0 | 5.3719 | Consolidated Risk Score d: Non-HFTD; Consolidated Risk Score e: 0; Consolidated Risk Score f: 0; Consolidated Risk Score g: 0
| MISSION (X) 1201 | 022011201 | 4.4104 | 0 | 0 | 0 | 0 | 4.4104 | Consolidated Risk Score d: Non-HFTD; Consolidated Risk Score e: 0; Consolidated Risk Score f: 0; Consolidated Risk Score g: 0
| MISSION (X) 1202 | 022011202 | 4.3641 | 0 | 0 | 0 | 0 | 4.3641 | Consolidated Risk Score d: Non-HFTD; Consolidated Risk Score e: 0; Consolidated Risk Score f: 0; Consolidated Risk Score g: 0
| MISSION (X) 1203 | 022011203 | 2.0066 | 0 | 0 | 0 | 0 | 2.0066 | Consolidated Risk Score d: Non-HFTD; Consolidated Risk Score e: 0; Consolidated Risk Score f: 0; Consolidated Risk Score g: 0
| MISSION (X) 1204 | 022011204 | 1.8983 | 0 | 0 | 0 | 0 | 1.8983 | Consolidated Risk Score d: Non-HFTD; Consolidated Risk Score e: 0; Consolidated Risk Score f: 0; Consolidated Risk Score g: 0
| MISSION (X) 1207 | 022011207 | 4.4066 | 0 | 0 | 0 | 0 | 4.4066 | Consolidated Risk Score d: Non-HFTD; Consolidated Risk Score e: 0; Consolidated Risk Score f: 0; Consolidated Risk Score g: 0
| MISSION (X) 1208 | 022011208 | 4.4336 | 0 | 0 | 0 | 0 | 4.4336 | Consolidated Risk Score d: Non-HFTD; Consolidated Risk Score e: 0; Consolidated Risk Score f: 0; Consolidated Risk Score g: 0
| MISSION (X) 1210 | 022011210 | 3.6876 | 0 | 0 | 0 | 0 | 3.6876 | Consolidated Risk Score d: Non-HFTD; Consolidated Risk Score e: 0; Consolidated Risk Score f: 0; Consolidated Risk Score g: 0
| MISSION (X) 1211 | 022011211 | 3.6863 | 0 | 0 | 0 | 0 | 3.6863 | Consolidated Risk Score d: Non-HFTD; Consolidated Risk Score e: 0; Consolidated Risk Score f: 0; Consolidated Risk Score g: 0
| MISSION (X) 1212 | 022011212 | 3.7386 | 0 | 0 | 0 | 0 | 3.7386 | Consolidated Risk Score d: Non-HFTD; Consolidated Risk Score e: 0; Consolidated Risk Score f: 0; Consolidated Risk Score g: 0
| MISSION (X) 1215 | 022011215 | 3.7366 | 0 | 0 | 0 | 0 | 3.7366 | Consolidated Risk Score d: Non-HFTD; Consolidated Risk Score e: 0; Consolidated Risk Score f: 0; Consolidated Risk Score g: 0
| MISSION (X) 1223 | 022011223 | 2.657 | 0 | 0 | 0 | 0 | 2.657 | Consolidated Risk Score d: Non-HFTD; Consolidated Risk Score e: 0; Consolidated Risk Score f: 0; Consolidated Risk Score g: 0
| MISSION (X) 1224 | 022011224 | 1.8939 | 0 | 0 | 0 | 0 | 1.8939 | Consolidated Risk Score d: Non-HFTD; Consolidated Risk Score e: 0; Consolidated Risk Score f: 0; Consolidated Risk Score g: 0
| MISSION (X) 1225 | 022011225 | 2.0014 | 0 | 0 | 0 | 0 | 2.0014 | Consolidated Risk Score d: Non-HFTD; Consolidated Risk Score e: 0; Consolidated Risk Score f: 0; Consolidated Risk Score g: 0
| POTRERO PP (A) 1106 | 022031106 | 3.4292 | 0 | 0 | 0 | 0 | 3.4292 | Consolidated Risk Score d: Non-HFTD; Consolidated Risk Score e: 0; Consolidated Risk Score f: 0; Consolidated Risk Score g: 0
| POTRERO PP (A) 1111 | 022031111 | 0.96719 | 0 | 0 | 0 | 0 | 0.96719 | Consolidated Risk Score d: Non-HFTD; Consolidated Risk Score e: 0; Consolidated Risk Score f: 0; Consolidated Risk Score g: 0
| POTRERO PP (A) 1218 | 022031218 | 2.9123 | 0 | 0 | 0 | 0 | 2.9123 | Consolidated Risk Score d: Non-HFTD; Consolidated Risk Score e: 0.6; Consolidated Risk Score f: 0.001; Consolidated Risk Score g: 0
| POTRERO PP (A) 1219 | 022031219 | 2.9127 | 0 | 0 | 0 | 0 | 2.9127 | Consolidated Risk Score d: Non-HFTD; Consolidated Risk Score e: 0.6; Consolidated Risk Score f: 0.001; Consolidated Risk Score g: 0
| POTRERO PP (A) 1220 | 022031220 | 3.074 | 0 | 0 | 0 | 0 | 3.074 | Consolidated Risk Score d: Non-HFTD; Consolidated Risk Score e: 0.6; Consolidated Risk Score f: 0.001; Consolidated Risk Score g: 0
| POTRERO PP (A) 1221 | 022031221 | 3.0708 | 0 | 0 | 0 | 0 | 3.0708 | Consolidated Risk Score d: Non-HFTD; Consolidated Risk Score e: 0.6; Consolidated Risk Score f: 0.001; Consolidated Risk Score g: 0
| SF E 1199 | 022071199 | 0.0078279 | 0 | 0 | 0 | 0 | 0.0078279 | Consolidated Risk Score d: Non-HFTD; Consolidated Risk Score e: 51.7; Consolidated Risk Score f: 1; Consolidated Risk Score g: 0
| SF G 0411 | 022090411 | 2.1402 | 0 | 0 | 0 | 0 | 2.1402 | Consolidated Risk Score d: Non-HFTD; Consolidated Risk Score e: 20.3; Consolidated Risk Score f: 0.535; Consolidated Risk Score g: 0
| SF H 1112 | 022101112 | 2.2276 | 0 | 0 | 0 | 0 | 2.2276 | Consolidated Risk Score d: Non-HFTD; Consolidated Risk Score e: 189.8; Consolidated Risk Score f: 2.254; Consolidated Risk Score g: 2.368
| SF H 1232 | 022101232 | 3.4403 | 0 | 0 | 0 | 0 | 3.4403 | Consolidated Risk Score d: Non-HFTD; Consolidated Risk Score e: 189.8; Consolidated Risk Score f: 2.254; Consolidated Risk Score g: 2.368
| SF H 1233 | 022101233 | 3.4409 | 0 | 0 | 0 | 0 | 3.4409 | Consolidated Risk Score d: Non-HFTD; Consolidated Risk Score e: 189.8; Consolidated Risk Score f: 2.254; Consolidated Risk Score g: 2.368
| SF H 1234 | 022101234 | 4.9238 | 0 | 0 | 0 | 0 | 4.9238 | Consolidated Risk Score d: Non-HFTD; Consolidated Risk Score e: 189.8; Consolidated Risk Score f: 2.254; Consolidated Risk Score g: 2.368
| SF H 1235 | 022101235 | 6.122 | 0 | 0 | 0 | 0 | 6.122 | Consolidated Risk Score d: Non-HFTD; Consolidated Risk Score e: 189.8; Consolidated Risk Score f: 2.254; Consolidated Risk Score g: 2.368
| SF H 1236 | 022101236 | 6.1319 | 0 | 0 | 0 | 0 | 6.1319 | Consolidated Risk Score d: Non-HFTD; Consolidated Risk Score e: 189.8; Consolidated Risk Score f: 2.254; Consolidated Risk Score g: 2.368
| SF H 1237 | 022101237 | 6.1198 | 0 | 0 | 0 | 0 | 6.1198 | Consolidated Risk Score d: Non-HFTD; Consolidated Risk Score e: 189.8; Consolidated Risk Score f: 2.254; Consolidated Risk Score g: 2.368
| SF H 1238 | 022101238 | 3.4405 | 0 | 0 | 0 | 0 | 3.4405 | Consolidated Risk Score d: Non-HFTD; Consolidated Risk Score e: 189.8; Consolidated Risk Score f: 2.254; Consolidated Risk Score g: 2.368
| SF J 0403 | 022220403 | 2.2206 | 0 | 0 | 0 | 0 | 2.2206 | Consolidated Risk Score d: Non-HFTD; Consolidated Risk Score e: 12.4; Consolidated Risk Score f: 0.062; Consolidated Risk Score g: 0
| SF J 1101 | 022221101 | 0.97814 | 0 | 0 | 0 | 0 | 0.97814 | Consolidated Risk Score d: Non-HFTD; Consolidated Risk Score e: 0; Consolidated Risk Score f: 0; Consolidated Risk Score g: 0
| SF J 1102 | 022221102 | 1.4353 | 0 | 0 | 0 | 0 | 1.4353 | Consolidated Risk Score d: Non-HFTD; Consolidated Risk Score e: 0; Consolidated Risk Score f: 0; Consolidated Risk Score g: 0
| SF J 1103 | 022221103 | 1.0328 | 0 | 0 | 0 | 0 | 1.0328 | Consolidated Risk Score d: Non-HFTD; Consolidated Risk Score e: 0; Consolidated Risk Score f: 0; Consolidated Risk Score g: 0
| SF J 1104 | 022221104 | 0.97508 | 0 | 0 | 0 | 0 | 0.97508 | Consolidated Risk Score d: Non-HFTD; Consolidated Risk Score e: 0; Consolidated Risk Score f: 0; Consolidated Risk Score g: 0
| SF J 1105 | 022221105 | 1.3868 | 0 | 0 | 0 | 0 | 1.3868 | Consolidated Risk Score d: Non-HFTD; Consolidated Risk Score e: 0; Consolidated Risk Score f: 0; Consolidated Risk Score g: 0
| SF J 1106 | 022221106 | 1.6144 | 0 | 0 | 0 | 0 | 1.6144 | Consolidated Risk Score d: Non-HFTD; Consolidated Risk Score e: 0; Consolidated Risk Score f: 0; Consolidated Risk Score g: 0
| SF J 1107 | 022221107 | 2.3609 | 0 | 0 | 0 | 0 | 2.3609 | Consolidated Risk Score d: Non-HFTD; Consolidated Risk Score e: 0; Consolidated Risk Score f: 0; Consolidated Risk Score g: 0
| SF N 0404 | 022280404 | 0.97294 | 0 | 0 | 0 | 0 | 0.97294 | Consolidated Risk Score d: Non-HFTD; Consolidated Risk Score e: 3.7; Consolidated Risk Score f: 0.101; Consolidated Risk Score g: 0.343
| HUNTERS POINT (P) 1100 | 022331100 | 1.1003 | 0 | 0 | 0 | 0 | 1.1003 | Consolidated Risk Score d: Non-HFTD; Consolidated Risk Score e: 0; Consolidated Risk Score f: 0; Consolidated Risk Score g: 0
| EAST GRAND 1112 | 022571112 | 3.398 | 0 | 0 | 0 | 0 | 3.398 | Consolidated Risk Score d: Non-HFTD; Consolidated Risk Score e: 0; Consolidated Risk Score f: 0; Consolidated Risk Score g: 0
| MARINA (F) 0406 | 022780406 | 0.010754 | 0 | 0 | 0 | 0 | 0.010754 | Consolidated Risk Score d: Non-HFTD; Consolidated Risk Score e: 0; Consolidated Risk Score f: 0; Consolidated Risk Score g: 0
| MARINA (F) 1199 | 022781199 | 0.0057127 | 0 | 0 | 0 | 0 | 0.0057127 | Consolidated Risk Score d: Non-HFTD; Consolidated Risk Score e: 0; Consolidated Risk Score f: 0; Consolidated Risk Score g: 0
| MARINA (F) 1201 | 022781201 | 1.6293 | 0 | 0 | 0 | 0 | 1.6293 | Consolidated Risk Score d: Non-HFTD; Consolidated Risk Score e: 0; Consolidated Risk Score f: 0; Consolidated Risk Score g: 0
| LARKIN (Y) 1101 | 022801101 | 4.3181 | 0 | 0 | 0 | 0 | 4.3181 | Consolidated Risk Score d: Non-HFTD; Consolidated Risk Score e: 0; Consolidated Risk Score f: 0; Consolidated Risk Score g: 0.041
| LARKIN (Y) 1102 | 022801102 | 3.8176 | 0 | 0 | 0 | 0 | 3.8176 | Consolidated Risk Score d: Non-HFTD; Consolidated Risk Score e: 0; Consolidated Risk Score f: 0; Consolidated Risk Score g: 0
| LARKIN (Y) 1103 | 022801103 | 2.6039 | 0 | 0 | 0 | 0 | 2.6039 | Consolidated Risk Score d: Non-HFTD; Consolidated Risk Score e: 0; Consolidated Risk Score f: 0; Consolidated Risk Score g: 0
| LARKIN (Y) 1104 | 022801104 | 2.5655 | 0 | 0 | 0 | 0 | 2.5655 | Consolidated Risk Score d: Non-HFTD; Consolidated Risk Score e: 0; Consolidated Risk Score f: 0; Consolidated Risk Score g: 0
| LARKIN (Y) 1105 | 022801105 | 3.7837 | 0 | 0 | 0 | 0 | 3.7837 | Consolidated Risk Score d: Non-HFTD; Consolidated Risk Score e: 0; Consolidated Risk Score f: 0; Consolidated Risk Score g: 0
| LARKIN (Y) 1106 | 022801106 | 3.1932 | 0 | 0 | 0 | 0 | 3.1932 | Consolidated Risk Score d: Non-HFTD; Consolidated Risk Score e: 0; Consolidated Risk Score f: 0; Consolidated Risk Score g: 0
| LARKIN (Y) 1112 | 022801112 | 2.337 | 0 | 0 | 0 | 0 | 2.337 | Consolidated Risk Score d: Non-HFTD; Consolidated Risk Score e: 0; Consolidated Risk Score f: 0; Consolidated Risk Score g: 0
| LARKIN (Y) 1113 | 022801113 | 2.4063 | 0 | 0 | 0 | 0 | 2.4063 | Consolidated Risk Score d: Non-HFTD; Consolidated Risk Score e: 0; Consolidated Risk Score f: 0; Consolidated Risk Score g: 0
| LARKIN (Y) 1114 | 022801114 | 2.7678 | 0 | 0 | 0 | 0 | 2.7678 | Consolidated Risk Score d: Non-HFTD; Consolidated Risk Score e: 0; Consolidated Risk Score f: 0; Consolidated Risk Score g: 0
| LARKIN (Y) 1115 | 022801115 | 2.405 | 0 | 0 | 0 | 0 | 2.405 | Consolidated Risk Score d: Non-HFTD; Consolidated Risk Score e: 0; Consolidated Risk Score f: 0; Consolidated Risk Score g: 0
| LARKIN (Y) 1116 | 022801116 | 2.5225 | 0 | 0 | 0 | 0 | 2.5225 | Consolidated Risk Score d: Non-HFTD; Consolidated Risk Score e: 0; Consolidated Risk Score f: 0; Consolidated Risk Score g: 0
| LARKIN (Y) 1117 | 022801117 | 2.5843 | 0 | 0 | 0 | 0 | 2.5843 | Consolidated Risk Score d: Non-HFTD; Consolidated Risk Score e: 0; Consolidated Risk Score f: 0; Consolidated Risk Score g: 0
| LARKIN (Y) 1121 | 022801121 | 2.6521 | 0 | 0 | 0 | 0 | 2.6521 | Consolidated Risk Score d: Non-HFTD; Consolidated Risk Score e: 0; Consolidated Risk Score f: 0; Consolidated Risk Score g: 0
| LARKIN (Y) 1122 | 022801122 | 2.6208 | 0 | 0 | 0 | 0 | 2.6208 | Consolidated Risk Score d: Non-HFTD; Consolidated Risk Score e: 0; Consolidated Risk Score f: 0; Consolidated Risk Score g: 0
| LARKIN (Y) 1123 | 022801123 | 2.6169 | 0 | 0 | 0 | 0 | 2.6169 | Consolidated Risk Score d: Non-HFTD; Consolidated Risk Score e: 0; Consolidated Risk Score f: 0; Consolidated Risk Score g: 0
| LARKIN (Y) 1124 | 022801124 | 2.543 | 0 | 0 | 0 | 0 | 2.543 | Consolidated Risk Score d: Non-HFTD; Consolidated Risk Score e: 0; Consolidated Risk Score f: 0; Consolidated Risk Score g: 0
| LARKIN (Y) 1125 | 022801125 | 2.7987 | 0 | 0 | 0 | 0 | 2.7987 | Consolidated Risk Score d: Non-HFTD; Consolidated Risk Score e: 0; Consolidated Risk Score f: 0; Consolidated Risk Score g: 0
| LARKIN (Y) 1126 | 022801126 | 2.8159 | 0 | 0 | 0 | 0 | 2.8159 | Consolidated Risk Score d: Non-HFTD; Consolidated Risk Score e: 0; Consolidated Risk Score f: 0; Consolidated Risk Score g: 0
| LARKIN (Y) 1129 | 022801129 | 2.016 | 0 | 0 | 0 | 0 | 2.016 | Consolidated Risk Score d: Non-HFTD; Consolidated Risk Score e: 0; Consolidated Risk Score f: 0; Consolidated Risk Score g: 0
| LARKIN (Y) 1130 | 022801130 | 2.3703 | 0 | 0 | 0 | 0 | 2.3703 | Consolidated Risk Score d: Non-HFTD; Consolidated Risk Score e: 0; Consolidated Risk Score f: 0; Consolidated Risk Score g: 0
| LARKIN (Y) 1131 | 022801131 | 2.4143 | 0 | 0 | 0 | 0 | 2.4143 | Consolidated Risk Score d: Non-HFTD; Consolidated Risk Score e: 0; Consolidated Risk Score f: 0; Consolidated Risk Score g: 0
| LARKIN (Y) 1132 | 022801132 | 2.5414 | 0 | 0 | 0 | 0 | 2.5414 | Consolidated Risk Score d: Non-HFTD; Consolidated Risk Score e: 0; Consolidated Risk Score f: 0; Consolidated Risk Score g: 0
| LARKIN (Y) 1133 | 022801133 | 2.0949 | 0 | 0 | 0 | 0 | 2.0949 | Consolidated Risk Score d: Non-HFTD; Consolidated Risk Score e: 0; Consolidated Risk Score f: 0; Consolidated Risk Score g: 0
| LARKIN (Y) 1134 | 022801134 | 2.1355 | 0 | 0 | 0 | 0 | 2.1355 | Consolidated Risk Score d: Non-HFTD; Consolidated Risk Score e: 0; Consolidated Risk Score f: 0; Consolidated Risk Score g: 0
| LARKIN (Y) 1251 | 022801251 | 2.3798 | 0 | 0 | 0 | 0 | 2.3798 | Consolidated Risk Score d: Non-HFTD; Consolidated Risk Score e: 0; Consolidated Risk Score f: 0; Consolidated Risk Score g: 0
| LARKIN (Y) 1252 | 022801252 | 2.375 | 0 | 0 | 0 | 0 | 2.375 | Consolidated Risk Score d: Non-HFTD; Consolidated Risk Score e: 0; Consolidated Risk Score f: 0; Consolidated Risk Score g: 0
| LARKIN (Y) 1253 | 022801253 | 2.2607 | 0 | 0 | 0 | 0 | 2.2607 | Consolidated Risk Score d: Non-HFTD; Consolidated Risk Score e: 0; Consolidated Risk Score f: 0; Consolidated Risk Score g: 0
| LARKIN (Y) 1254 | 022801254 | 2.2499 | 0 | 0 | 0 | 0 | 2.2499 | Consolidated Risk Score d: Non-HFTD; Consolidated Risk Score e: 0; Consolidated Risk Score f: 0; Consolidated Risk Score g: 0
| EMBARCADERO (Z) 1102 | 022871102 | 1.9305 | 0 | 0 | 0 | 0 | 1.9305 | Consolidated Risk Score d: Non-HFTD; Consolidated Risk Score e: 0; Consolidated Risk Score f: 0; Consolidated Risk Score g: 0
| EMBARCADERO (Z) 1103 | 022871103 | 2.3958 | 0 | 0 | 0 | 0 | 2.3958 | Consolidated Risk Score d: Non-HFTD; Consolidated Risk Score e: 0; Consolidated Risk Score f: 0; Consolidated Risk Score g: 0
| EMBARCADERO (Z) 1106 | 022871106 | 1.7564 | 0 | 0 | 0 | 0 | 1.7564 | Consolidated Risk Score d: Non-HFTD; Consolidated Risk Score e: 0; Consolidated Risk Score f: 0; Consolidated Risk Score g: 0
| EMBARCADERO (Z) 1107 | 022871107 | 3.0718 | 0 | 0 | 0 | 0 | 3.0718 | Consolidated Risk Score d: Non-HFTD; Consolidated Risk Score e: 0; Consolidated Risk Score f: 0; Consolidated Risk Score g: 0
| EMBARCADERO (Z) 1110 | 022871110 | 4.2299 | 0 | 0 | 0 | 0 | 4.2299 | Consolidated Risk Score d: Non-HFTD; Consolidated Risk Score e: 0; Consolidated Risk Score f: 0; Consolidated Risk Score g: 0
| EMBARCADERO (Z) 1111 | 022871111 | 2.543 | 0 | 0 | 0 | 0 | 2.543 | Consolidated Risk Score d: Non-HFTD; Consolidated Risk Score e: 0; Consolidated Risk Score f: 0; Consolidated Risk Score g: 0
| EMBARCADERO (Z) 1117 | 022871117 | 2.796 | 0 | 0 | 0 | 0 | 2.796 | Consolidated Risk Score d: Non-HFTD; Consolidated Risk Score e: 0; Consolidated Risk Score f: 0; Consolidated Risk Score g: 0
| EMBARCADERO (Z) 1121 | 022871121 | 3.4256 | 0 | 0 | 0 | 0 | 3.4256 | Consolidated Risk Score d: Non-HFTD; Consolidated Risk Score e: 0; Consolidated Risk Score f: 0; Consolidated Risk Score g: 0
| EMBARCADERO (Z) 1261 | 022871261 | 0.79336 | 0 | 0 | 0 | 0 | 0.79336 | Consolidated Risk Score d: Non-HFTD; Consolidated Risk Score e: 0; Consolidated Risk Score f: 0; Consolidated Risk Score g: 0
| EMBARCADERO (Z) 1262 | 022871262 | 0.77224 | 0 | 0 | 0 | 0 | 0.77224 | Consolidated Risk Score d: Non-HFTD; Consolidated Risk Score e: 0; Consolidated Risk Score f: 0; Consolidated Risk Score g: 0
| EMBARCADERO (Z) 1263 | 022871263 | 0.79323 | 0 | 0 | 0 | 0 | 0.79323 | Consolidated Risk Score d: Non-HFTD; Consolidated Risk Score e: 0; Consolidated Risk Score f: 0; Consolidated Risk Score g: 0
| EMBARCADERO (Z) 1264 | 022871264 | 0.77454 | 0 | 0 | 0 | 0 | 0.77454 | Consolidated Risk Score d: Non-HFTD; Consolidated Risk Score e: 0; Consolidated Risk Score f: 0; Consolidated Risk Score g: 0
| EMBARCADERO (Z) 1265 | 022871265 | 0.78506 | 0 | 0 | 0 | 0 | 0.78506 | Consolidated Risk Score d: Non-HFTD; Consolidated Risk Score e: 0; Consolidated Risk Score f: 0; Consolidated Risk Score g: 0
| EMBARCADERO (Z) 3401 | 022873401 | 2.0802 | 0 | 0 | 0 | 0 | 2.0802 | Consolidated Risk Score d: Non-HFTD; Consolidated Risk Score e: 0; Consolidated Risk Score f: 0; Consolidated Risk Score g: 0
| EMBARCADERO (Z) 3403 | 022873403 | 3.578 | 0 | 0 | 0 | 0 | 3.578 | Consolidated Risk Score d: Non-HFTD; Consolidated Risk Score e: 0; Consolidated Risk Score f: 0; Consolidated Risk Score g: 0
| EMBARCADERO (Z) 3404 | 022873404 | 1.8818 | 0 | 0 | 0 | 0 | 1.8818 | Consolidated Risk Score d: Non-HFTD; Consolidated Risk Score e: 0; Consolidated Risk Score f: 0; Consolidated Risk Score g: 0
| EMBARCADERO (Z) 3405 | 022873405 | 1.5792 | 0 | 0 | 0 | 0 | 1.5792 | Consolidated Risk Score d: Non-HFTD; Consolidated Risk Score e: 0; Consolidated Risk Score f: 0; Consolidated Risk Score g: 0
| EMBARCADERO (Z) 3406 | 022873406 | 3.5969 | 0 | 0 | 0 | 0 | 3.5969 | Consolidated Risk Score d: Non-HFTD; Consolidated Risk Score e: 0; Consolidated Risk Score f: 0; Consolidated Risk Score g: 0
| EMBARCADERO (Z) 3407 | 022873407 | 3.213 | 0 | 0 | 0 | 0 | 3.213 | Consolidated Risk Score d: Non-HFTD; Consolidated Risk Score e: 0; Consolidated Risk Score f: 0; Consolidated Risk Score g: 0
| EMBARCADERO (Z) 3408 | 022873408 | 1.8924 | 0 | 0 | 0 | 0 | 1.8924 | Consolidated Risk Score d: Non-HFTD; Consolidated Risk Score e: 0; Consolidated Risk Score f: 0; Consolidated Risk Score g: 0
| EMBARCADERO (Z) 3409 | 022873409 | 1.4322 | 0 | 0 | 0 | 0 | 1.4322 | Consolidated Risk Score d: Non-HFTD; Consolidated Risk Score e: 0; Consolidated Risk Score f: 0; Consolidated Risk Score g: 0
| EMBARCADERO (Z) 3410 | 022873410 | 3.1555 | 0 | 0 | 0 | 0 | 3.1555 | Consolidated Risk Score d: Non-HFTD; Consolidated Risk Score e: 0; Consolidated Risk Score f: 0; Consolidated Risk Score g: 0
| EMBARCADERO (Z) 3411 | 022873411 | 0.27852 | 0 | 0 | 0 | 0 | 0.27852 | Consolidated Risk Score d: Non-HFTD; Consolidated Risk Score e: 0; Consolidated Risk Score f: 0; Consolidated Risk Score g: 0
| EMBARCADERO (Z) 3412 | 022873412 | 0.2781 | 0 | 0 | 0 | 0 | 0.2781 | Consolidated Risk Score d: Non-HFTD; Consolidated Risk Score e: 0; Consolidated Risk Score f: 0; Consolidated Risk Score g: 0
| BAYSHORE 3401 | 022893401 | 1.1185 | 0 | 0 | 0 | 0 | 1.1185 | Consolidated Risk Score d: Non-HFTD; Consolidated Risk Score e: 0; Consolidated Risk Score f: 0; Consolidated Risk Score g: 0
| BAYSHORE 3402 | 022893402 | 1.1413 | 0 | 0 | 0 | 0 | 1.1413 | Consolidated Risk Score d: Non-HFTD; Consolidated Risk Score e: 0; Consolidated Risk Score f: 0; Consolidated Risk Score g: 0
| BAY MEADOWS 2104 | 024012104 | 10.1454 | 0 | 0 | 0 | 0 | 10.1454 | Consolidated Risk Score d: Non-HFTD; Consolidated Risk Score e: 0; Consolidated Risk Score f: 0; Consolidated Risk Score g: 0
| BAY MEADOWS 2105 | 024012105 | 8.9484 | 0 | 0 | 0 | 0 | 8.9484 | Consolidated Risk Score d: Non-HFTD; Consolidated Risk Score e: 62.3; Consolidated Risk Score f: 0.631; Consolidated Risk Score g: 0
| BAY MEADOWS 2106 | 024012106 | 9.0194 | 0 | 0 | 0 | 0 | 9.0194 | Consolidated Risk Score d: Non-HFTD; Consolidated Risk Score e: 1.5; Consolidated Risk Score f: 0.002; Consolidated Risk Score g: 0
| BAY MEADOWS 2107 | 024012107 | 0.057098 | 0 | 0 | 0 | 0 | 0.057098 | Consolidated Risk Score d: Non-HFTD; Consolidated Risk Score e: 1.5; Consolidated Risk Score f: 0.002; Consolidated Risk Score g: 0
| BELMONT 1101 | 024031101 | 22.3347 | 0 | 0 | 0 | 0 | 22.3347 | Consolidated Risk Score d: Non-HFTD; Consolidated Risk Score e: 102.5; Consolidated Risk Score f: 1.675; Consolidated Risk Score g: 0
| BELMONT 1108 | 024031108 | 4.0499 | 0 | 0 | 0 | 0 | 4.0499 | Consolidated Risk Score d: Non-HFTD; Consolidated Risk Score e: 0; Consolidated Risk Score f: 0; Consolidated Risk Score g: 0
| BELMONT 1111 | 024031111 | 5.5073 | 0 | 0 | 0 | 0 | 5.5073 | Consolidated Risk Score d: Non-HFTD; Consolidated Risk Score e: 121.5; Consolidated Risk Score f: 1.065; Consolidated Risk Score g: 0
| BERESFORD 0405 | 024040405 | 0.013881 | 0 | 0 | 0 | 0 | 0.013881 | Consolidated Risk Score d: Non-HFTD; Consolidated Risk Score e: 54.6; Consolidated Risk Score f: 1.766; Consolidated Risk Score g: 2
| REDWOOD CITY 0407 | 024160407 | 0.23701 | 0 | 0 | 0 | 0 | 0.23701 | Consolidated Risk Score d: Non-HFTD; Consolidated Risk Score e: 148.2; Consolidated Risk Score f: 1.328; Consolidated Risk Score g: 1.001
| WATERSHED 0401 | 024240401 | 0.047108 | 0 | 0 | 0 | 0 | 0.047108 | Consolidated Risk Score d: Non-HFTD; Consolidated Risk Score e: 125.7; Consolidated Risk Score f: 1.916; Consolidated Risk Score g: 3.562
| BAIR 1102 | 024261102 | 5.2929 | 0 | 0 | 0 | 0 | 5.2929 | Consolidated Risk Score d: Non-HFTD; Consolidated Risk Score e: 74.1; Consolidated Risk Score f: 1; Consolidated Risk Score g: 0
| BAIR 1104 | 024261104 | 2.664 | 0 | 0 | 0 | 0 | 2.664 | Consolidated Risk Score d: Non-HFTD; Consolidated Risk Score e: 0; Consolidated Risk Score f: 0; Consolidated Risk Score g: 0
| MUNI MARINA 1199 | 028281199 | 0.0056818 | 0 | 0 | 0 | 0 | 0.0056818 | Consolidated Risk Score d: Non-HFTD; Consolidated Risk Score e: 14.4; Consolidated Risk Score f: 0.099; Consolidated Risk Score g: 0
| NORTH TOWER 1101 | 042041101 | 0.016484 | 0 | 0 | 0 | 0 | 0.016484 | Consolidated Risk Score d: Non-HFTD; Consolidated Risk Score e: 130.7; Consolidated Risk Score f: 1.598; Consolidated Risk Score g: 0.339
| HIGHWAY 1107 | 042651107 | 2.8758 | 0 | 0 | 0 | 0 | 2.8758 | Consolidated Risk Score d: Non-HFTD; Consolidated Risk Score e: 110.9; Consolidated Risk Score f: 1.443; Consolidated Risk Score g: 2.908
| PENNGROVE 1102 | 043471102 | 0.046609 | 0 | 0 | 0 | 0 | 0.046609 | Consolidated Risk Score d: Non-HFTD; Consolidated Risk Score e: 223.3; Consolidated Risk Score f: 2.155; Consolidated Risk Score g: 3.678
| VACA DIXON 1107 | 063591107 | 2.197 | 0 | 0 | 0 | 0 | 2.197 | Consolidated Risk Score d: Non-HFTD; Consolidated Risk Score e: 124.7; Consolidated Risk Score f: 1.043; Consolidated Risk Score g: 2.026
| SAN JOSE A 1113 | 082251113 | 1.6012 | 0 | 0 | 0 | 0 | 1.6012 | Consolidated Risk Score d: Non-HFTD; Consolidated Risk Score e: 0; Consolidated Risk Score f: 0; Consolidated Risk Score g: 0
| SAN JOSE B 1103 | 082261103 | 3.6903 | 0 | 0 | 0 | 0 | 3.6903 | Consolidated Risk Score d: Non-HFTD; Consolidated Risk Score e: 0; Consolidated Risk Score f: 0; Consolidated Risk Score g: 0
| ALMADEN 1103 | 082311103 | 0.036147 | 0 | 0 | 0 | 0 | 0.036147 | Consolidated Risk Score d: Non-HFTD; Consolidated Risk Score e: 152.7; Consolidated Risk Score f: 0.371; Consolidated Risk Score g: 2.061
| RIVER OAKS 2101 | 082342101 | 3.298 | 0 | 0 | 0 | 0 | 3.298 | Consolidated Risk Score d: Non-HFTD; Consolidated Risk Score e: 0; Consolidated Risk Score f: 0; Consolidated Risk Score g: 0
| RIVER OAKS 2102 | 082342102 | 7.5726 | 0 | 0 | 0 | 0 | 7.5726 | Consolidated Risk Score d: Non-HFTD; Consolidated Risk Score e: 0; Consolidated Risk Score f: 0; Consolidated Risk Score g: 0
| RIVER OAKS 2106 | 082342106 | 1.8727 | 0 | 0 | 0 | 0 | 1.8727 | Consolidated Risk Score d: Non-HFTD; Consolidated Risk Score e: 0; Consolidated Risk Score f: 0; Consolidated Risk Score g: 0
| RIVER OAKS 2107 | 082342107 | 2.9611 | 0 | 0 | 0 | 0 | 2.9611 | Consolidated Risk Score d: Non-HFTD; Consolidated Risk Score e: 0; Consolidated Risk Score f: 0; Consolidated Risk Score g: 0
| RIVER OAKS 2108 | 082342108 | 6.337 | 0 | 0 | 0 | 0 | 6.337 | Consolidated Risk Score d: Non-HFTD; Consolidated Risk Score e: 74.9; Consolidated Risk Score f: 0.164; Consolidated Risk Score g: 0
| NORTECH 2106 | 082462106 | 1.2943 | 0 | 0 | 0 | 0 | 1.2943 | Consolidated Risk Score d: Non-HFTD; Consolidated Risk Score e: 74.9; Consolidated Risk Score f: 0.164; Consolidated Risk Score g: 0
| MILPITAS 2115 | 082832115 | 3.9286 | 0 | 0 | 0 | 0 | 3.9286 | Consolidated Risk Score d: Non-HFTD; Consolidated Risk Score e: 0; Consolidated Risk Score f: 0; Consolidated Risk Score g: 2.091
| EL PATIO 1110 | 082921110 | 0.0066432 | 0 | 0 | 0 | 0 | 0.0066432 | Consolidated Risk Score d: Non-HFTD; Consolidated Risk Score e: 112; Consolidated Risk Score f: 1.28; Consolidated Risk Score g: 2.922
| EDENVALE 2105 | 082952105 | 8.0989 | 0 | 0 | 0 | 0 | 8.0989 | Consolidated Risk Score d: Non-HFTD; Consolidated Risk Score e: 0; Consolidated Risk Score f: 0; Consolidated Risk Score g: 0
| LOCKHEED NO 1 1101 | 082991101 | 0.038992 | 0 | 0 | 0 | 0 | 0.038992 | Consolidated Risk Score d: Non-HFTD; Consolidated Risk Score e: 195; Consolidated Risk Score f: 0.783; Consolidated Risk Score g: 0
| LOCKHEED NO 1 1102 | 082991102 | 0.033733 | 0 | 0 | 0 | 0 | 0.033733 | Consolidated Risk Score d: Non-HFTD; Consolidated Risk Score e: 195; Consolidated Risk Score f: 0.783; Consolidated Risk Score g: 0
| LOCKHEED NO 1 1103 | 082991103 | 0.03025 | 0 | 0 | 0 | 0 | 0.03025 | Consolidated Risk Score d: Non-HFTD; Consolidated Risk Score e: 195; Consolidated Risk Score f: 0.783; Consolidated Risk Score g: 0
| LOCKHEED NO 1 1104 | 082991104 | 0.029025 | 0 | 0 | 0 | 0 | 0.029025 | Consolidated Risk Score d: Non-HFTD; Consolidated Risk Score e: 195; Consolidated Risk Score f: 0.783; Consolidated Risk Score g: 0
| LOCKHEED NO 1 1105 | 082991105 | 3.1628 | 0 | 0 | 0 | 0 | 3.1628 | Consolidated Risk Score d: Non-HFTD; Consolidated Risk Score e: 0; Consolidated Risk Score f: 0; Consolidated Risk Score g: 1
| LOCKHEED NO 1 1106 | 082991106 | 0.02697 | 0 | 0 | 0 | 0 | 0.02697 | Consolidated Risk Score d: Non-HFTD; Consolidated Risk Score e: 0; Consolidated Risk Score f: 0; Consolidated Risk Score g: 1
| LOCKHEED NO 1 1107 | 082991107 | 2.1575 | 0 | 0 | 0 | 0 | 2.1575 | Consolidated Risk Score d: Non-HFTD; Consolidated Risk Score e: 0; Consolidated Risk Score f: 0; Consolidated Risk Score g: 1.167
| LOCKHEED NO 1 1108 | 082991108 | 0.21705 | 0 | 0 | 0 | 0 | 0.21705 | Consolidated Risk Score d: Non-HFTD; Consolidated Risk Score e: 0; Consolidated Risk Score f: 0; Consolidated Risk Score g: 1.167
| LOCKHEED NO 1 1109 | 082991109 | 0.031642 | 0 | 0 | 0 | 0 | 0.031642 | Consolidated Risk Score d: Non-HFTD; Consolidated Risk Score e: 0; Consolidated Risk Score f: 0; Consolidated Risk Score g: 1.167
| LOCKHEED NO 1 1110 | 082991110 | 0.84137 | 0 | 0 | 0 | 0 | 0.84137 | Consolidated Risk Score d: Non-HFTD; Consolidated Risk Score e: 0; Consolidated Risk Score f: 0; Consolidated Risk Score g: 1.167
| HICKS 1117 | 083431117 | 0.004666 | 0 | 0 | 0 | 0 | 0.004666 | Consolidated Risk Score d: Non-HFTD; Consolidated Risk Score e: 467.7; Consolidated Risk Score f: 2.54; Consolidated Risk Score g: 0
| HICKS 2106 | 083432106 | 0.022506 | 0 | 0 | 0 | 0 | 0.022506 | Consolidated Risk Score d: Non-HFTD; Consolidated Risk Score e: 262; Consolidated Risk Score f: 0.446; Consolidated Risk Score g: 1.253
| WHISMAN 1109 | 083631109 | 4.4807 | 0 | 0 | 0 | 0 | 4.4807 | Consolidated Risk Score d: Non-HFTD; Consolidated Risk Score e: 0.3; Consolidated Risk Score f: 0.05; Consolidated Risk Score g: 0
| WHISMAN 1112 | 083631112 | 3.3042 | 0 | 0 | 0 | 0 | 3.3042 | Consolidated Risk Score d: Non-HFTD; Consolidated Risk Score e: 0; Consolidated Risk Score f: 0; Consolidated Risk Score g: 0
| WOLFE 1103 | 083671103 | 1.2 | 0 | 0 | 0 | 0 | 1.2 | Consolidated Risk Score d: Non-HFTD; Consolidated Risk Score e: 0; Consolidated Risk Score f: 0; Consolidated Risk Score g: 0
| WOLFE 1108 | 083671108 | 1.4291 | 0 | 0 | 0 | 0 | 1.4291 | Consolidated Risk Score d: Non-HFTD; Consolidated Risk Score e: 116.9; Consolidated Risk Score f: 1.117; Consolidated Risk Score g: 0
| STONE 1105 | 083701105 | 2.9221 | 0 | 0 | 0 | 0 | 2.9221 | Consolidated Risk Score d: Non-HFTD; Consolidated Risk Score e: 21.6; Consolidated Risk Score f: 0.063; Consolidated Risk Score g: 0
| STONE 1106 | 083701106 | 0.01314 | 0 | 0 | 0 | 0 | 0.01314 | Consolidated Risk Score d: Non-HFTD; Consolidated Risk Score e: 21.6; Consolidated Risk Score f: 0.063; Consolidated Risk Score g: 0
| VASONA 1106 | 083771106 | 1.0217 | 0 | 0 | 0 | 0 | 1.0217 | Consolidated Risk Score d: Non-HFTD; Consolidated Risk Score e: 29.9; Consolidated Risk Score f: 0.171; Consolidated Risk Score g: 0.925
| SIGNETICS 1101 | 083791101 | 0.023147 | 0 | 0 | 0 | 0 | 0.023147 | Consolidated Risk Score d: Non-HFTD; Consolidated Risk Score e: 115.3; Consolidated Risk Score f: 0.408; Consolidated Risk Score g: 4.826
| TRIMBLE 1101 | 083801101 | 5.2529 | 0 | 0 | 0 | 0 | 5.2529 | Consolidated Risk Score d: Non-HFTD; Consolidated Risk Score e: 0; Consolidated Risk Score f: 0; Consolidated Risk Score g: 0
| TRIMBLE 1108 | 083801108 | 0.019379 | 0 | 0 | 0 | 0 | 0.019379 | Consolidated Risk Score d: Non-HFTD; Consolidated Risk Score e: 73.1; Consolidated Risk Score f: 0.996; Consolidated Risk Score g: 0
| TRIMBLE 1109 | 083801109 | 4.3175 | 0 | 0 | 0 | 0 | 4.3175 | Consolidated Risk Score d: Non-HFTD; Consolidated Risk Score e: 0; Consolidated Risk Score f: 0; Consolidated Risk Score g: 0
| TRIMBLE 1111 | 083801111 | 5.2143 | 0 | 0 | 0 | 0 | 5.2143 | Consolidated Risk Score d: Non-HFTD; Consolidated Risk Score e: 179.1; Consolidated Risk Score f: 0.981; Consolidated Risk Score g: 0.463
| TRIMBLE 2117 | 083802117 | 6.2604 | 0 | 0 | 0 | 0 | 6.2604 | Consolidated Risk Score d: Non-HFTD; Consolidated Risk Score e: 11.4; Consolidated Risk Score f: 1.038; Consolidated Risk Score g: 0
| TRIMBLE 2119 | 083802119 | 5.3593 | 0 | 0 | 0 | 0 | 5.3593 | Consolidated Risk Score d: Non-HFTD; Consolidated Risk Score e: 64.9; Consolidated Risk Score f: 1.137; Consolidated Risk Score g: 0
| SPANSION 1101 | 083851101 | 0.018562 | 0 | 0 | 0 | 0 | 0.018562 | Consolidated Risk Score d: Non-HFTD; Consolidated Risk Score e: 64.9; Consolidated Risk Score f: 1.137; Consolidated Risk Score g: 0
| MONTAGUE 2107 | 083892107 | 7.516 | 0 | 0 | 0 | 0 | 7.516 | Consolidated Risk Score d: Non-HFTD; Consolidated Risk Score e: 64.1; Consolidated Risk Score f: 0.982; Consolidated Risk Score g: 0
| CHICO B 1102 | 102491102 | 0.45349 | 0 | 0 | 0 | 0 | 0.45349 | Consolidated Risk Score d: Non-HFTD; Consolidated Risk Score e: 0.6; Consolidated Risk Score f: 0.012; Consolidated Risk Score g: 0.988
| PLEASANT GROVE 2109 | 152442109 | 44.902 | 0 | 0 | 0 | 0 | 44.902 | Consolidated Risk Score d: Non-HFTD; Consolidated Risk Score e: 0; Consolidated Risk Score f: 0; Consolidated Risk Score g: 0
| STOCKTON A 0403 | 162370403 | 0.019993 | 0 | 0 | 0 | 0 | 0.019993 | Consolidated Risk Score d: Non-HFTD; Consolidated Risk Score e: 19.8; Consolidated Risk Score f: 0.108; Consolidated Risk Score g: 0
| STAGG 2103 | 162422103 | 24.2285 | 0 | 0 | 0 | 0 | 24.2285 | Consolidated Risk Score d: Non-HFTD; Consolidated Risk Score e: 293.1; Consolidated Risk Score f: 1.47; Consolidated Risk Score g: 0.913
| CORRAL 1104 | 162991104 | 0.015388 | 0 | 0 | 0 | 0 | 0.015388 | Consolidated Risk Score d: Non-HFTD; Consolidated Risk Score e: 73; Consolidated Risk Score f: 0.392; Consolidated Risk Score g: 0.337
| WEBER 1106 | 163481106 | 0.059145 | 0 | 0 | 0 | 0 | 0.059145 | Consolidated Risk Score d: Non-HFTD; Consolidated Risk Score e: 394.5; Consolidated Risk Score f: 3.846; Consolidated Risk Score g: 6.34
| WEBER 1111 | 163481111 | 0.77871 | 0 | 0 | 0 | 0 | 0.77871 | Consolidated Risk Score d: Non-HFTD; Consolidated Risk Score e: 123.9; Consolidated Risk Score f: 2.368; Consolidated Risk Score g: 1.003
| ALPINE 1102 | 163561102 | 2.8803 | 0 | 0 | 0 | 0 | 2.8803 | Consolidated Risk Score d: Non-HFTD; Consolidated Risk Score e: 426; Consolidated Risk Score f: 2.181; Consolidated Risk Score g: 1
| MOSHER 2105 | 163722105 | 15.4775 | 0 | 0 | 0 | 0 | 15.4775 | Consolidated Risk Score d: Non-HFTD; Consolidated Risk Score e: 0; Consolidated Risk Score f: 0; Consolidated Risk Score g: 0
| MONTEREY 0404 | 182090404 | 1.1618 | 0 | 0 | 0 | 0 | 1.1618 | Consolidated Risk Score d: Non-HFTD; Consolidated Risk Score e: 0; Consolidated Risk Score f: 0; Consolidated Risk Score g: 0
| MONTEREY 0405 | 182090405 | 0.8074 | 0 | 0 | 0 | 0 | 0.8074 | Consolidated Risk Score d: Non-HFTD; Consolidated Risk Score e: 0; Consolidated Risk Score f: 0; Consolidated Risk Score g: 0
| FORT ORD 1102 | 182401102 | 0.015499 | 0 | 0 | 0 | 0 | 0.015499 | Consolidated Risk Score d: Non-HFTD; Consolidated Risk Score e: 310.9; Consolidated Risk Score f: 1.395; Consolidated Risk Score g: 0.683
| DIABLO CANYON 1101 | 189001101 | 2.5761 | 0 | 0 | 0 | 0 | 2.5761 | Consolidated Risk Score d: Non-HFTD; Consolidated Risk Score e: 0; Consolidated Risk Score f: 0; Consolidated Risk Score g: 0
| DIABLO CANYON 1102 | 189001102 | 2.1613 | 0 | 0 | 0 | 0 | 2.1613 | Consolidated Risk Score d: Non-HFTD; Consolidated Risk Score e: 0; Consolidated Risk Score f: 0; Consolidated Risk Score g: 0
| EL NIDO 1106 | 252451106 | 0.013398 | 0 | 0 | 0 | 0 | 0.013398 | Consolidated Risk Score d: Non-HFTD; Consolidated Risk Score e: 931.8; Consolidated Risk Score f: 4.314; Consolidated Risk Score g: 1.405
| HENRIETTA 1102 | 252681102 | 0.95824 | 0 | 0 | 0 | 0 | 0.95824 | Consolidated Risk Score d: Non-HFTD; Consolidated Risk Score e: 7.6; Consolidated Risk Score f: 0.029; Consolidated Risk Score g: 0.99
| BAKERSFIELD 2108 | 253372108 | 0.15615 | 0 | 0 | 0 | 0 | 0.15615 | Consolidated Risk Score d: Non-HFTD; Consolidated Risk Score e: 26.3; Consolidated Risk Score f: 0.27; Consolidated Risk Score g: 2.66
| STROUD 1107 | 253661107 | 0.91402 | 0 | 0 | 0 | 0 | 0.91402 | Consolidated Risk Score d: Non-HFTD; Consolidated Risk Score e: 112.5; Consolidated Risk Score f: 1.282; Consolidated Risk Score g: 0
| STROUD 1108 | 253661108 | 0.94162 | 0 | 0 | 0 | 0 | 0.94162 | Consolidated Risk Score d: Non-HFTD; Consolidated Risk Score e: 112.5; Consolidated Risk Score f: 1.282; Consolidated Risk Score g: 0
| WOODWARD 2103 | 255292103 | 16.0443 | 0 | 0 | 0 | 0 | 16.0443 | Consolidated Risk Score d: Non-HFTD; Consolidated Risk Score e: 7; Consolidated Risk Score f: 0.494; Consolidated Risk Score g: 0.862
| CAL WATER 1101 | 255451101 | 0.064587 | 0 | 0 | 0 | 0 | 0.064587 | Consolidated Risk Score d: Non-HFTD; Consolidated Risk Score e: 9.4; Consolidated Risk Score f: 0.045; Consolidated Risk Score g: 3.611
| OAKLAND L | C-L | 1.0864 | 0 | 0 | 0 | 0 | 1.0864 | Consolidated Risk Score d: Non-HFTD; Consolidated Risk Score e: #N/A; Consolidated Risk Score f: #N/A; Consolidated Risk Score g: #N/A
| OAKLAND C -X-1 | C-X-1 | 3.3519 | 0 | 0 | 0 | 0 | 3.3519 | Consolidated Risk Score d: Non-HFTD; Consolidated Risk Score e: #N/A; Consolidated Risk Score f: #N/A; Consolidated Risk Score g: #N/A
| OAKLAND X -X-2 | C-X-2 | 3.4152 | 0 | 0 | 0 | 0 | 3.4152 | Consolidated Risk Score d: Non-HFTD; Consolidated Risk Score e: #N/A; Consolidated Risk Score f: #N/A; Consolidated Risk Score g: #N/A
| OAKLAND D -3-1 | D-K-3-1 | 2.39 | 0 | 0 | 0 | 0 | 2.39 | Consolidated Risk Score d: Non-HFTD; Consolidated Risk Score e: #N/A; Consolidated Risk Score f: #N/A; Consolidated Risk Score g: #N/A
| OAKLAND D -3-3 | D-K-3-3 | 2.39 | 0 | 0 | 0 | 0 | 2.39 | Consolidated Risk Score d: Non-HFTD; Consolidated Risk Score e: #N/A; Consolidated Risk Score f: #N/A; Consolidated Risk Score g: #N/A
| OAKLAND D -4-1 | D-K-4-1 | 2.3924 | 0 | 0 | 0 | 0 | 2.3924 | Consolidated Risk Score d: Non-HFTD; Consolidated Risk Score e: #N/A; Consolidated Risk Score f: #N/A; Consolidated Risk Score g: #N/A
| OAKLAND D -4-2 | D-K-4-2 | 2.3916 | 0 | 0 | 0 | 0 | 2.3916 | Consolidated Risk Score d: Non-HFTD; Consolidated Risk Score e: #N/A; Consolidated Risk Score f: #N/A; Consolidated Risk Score g: #N/A
| OAKLAND D -5-2 | D-K-5-2 | 2.4413 | 0 | 0 | 0 | 0 | 2.4413 | Consolidated Risk Score d: Non-HFTD; Consolidated Risk Score e: #N/A; Consolidated Risk Score f: #N/A; Consolidated Risk Score g: #N/A
| OAKLAND D -6-1 | D-K-6-1 | 2.4407 | 0 | 0 | 0 | 0 | 2.4407 | Consolidated Risk Score d: Non-HFTD; Consolidated Risk Score e: #N/A; Consolidated Risk Score f: #N/A; Consolidated Risk Score g: #N/A
| OAKLAND D -6-2 | D-K-6-2 | 2.4425 | 0 | 0 | 0 | 0 | 2.4425 | Consolidated Risk Score d: Non-HFTD; Consolidated Risk Score e: #N/A; Consolidated Risk Score f: #N/A; Consolidated Risk Score g: #N/A
|  | JX-3A | 0.083777 | 0 | 0 | 0 | 0 | 0.083777 | Consolidated Risk Score d: Non-HFTD; Consolidated Risk Score e: #N/A; Consolidated Risk Score f: #N/A; Consolidated Risk Score g: #N/A
|  | JX-3B | 0.080688 | 0 | 0 | 0 | 0 | 0.080688 | Consolidated Risk Score d: Non-HFTD; Consolidated Risk Score e: #N/A; Consolidated Risk Score f: #N/A; Consolidated Risk Score g: #N/A
|  | y-1123 | 0.028709 | 0 | 0 | 0 | 0 | 0.028709 | Consolidated Risk Score d: Non-HFTD; Consolidated Risk Score e: #N/A; Consolidated Risk Score f: #N/A; Consolidated Risk Score g: #N/A

## 5_Tx OLD (hidden)
Formula Inputs>>> |  |  |  | Tier 3 - Extreme | Tier 2 - Elevated | Need to resolve Zone 1 - HHZ issue |  |  | Consolidated Risk Score
Request Item>>> | a | b | b2 | b3 | b4 | b5 | b6 | c | d | e | f | g | h | i | j | k | l | m | n | o | p | q | r | s | t | u | v | w | x | y | z | aa | bb | cc | dd | ee | ff | gg | hh | ii | jj | kk | ll | mm | nn | oo | pp | qq | rr | ss | tt | uu | vv | ww | xx | yy | zz | aaa | bbb | ccc | ddd | a | b | c | d | e | f | g | h
| Line Name | Total Line Miles | Total OH Miles | Tier 3 OH Miles | Tier 2 OH Miles | Non-HFTD OH Miles | Total UG Miles | RATEDKV | Wildfire Risk Level | Circuit SAIDI (System Average Interruption Duration Index) | Circuit SAIFI (System Average Interruption Frequency Index) | Circuit MAIFI (Momentary Average Interruption Frequency Index) | Miles of Enhanced Vegetation Management (EVM) | Miles of EVM Work in HFTD Tier 2 in 2020 | Miles of EVM Work in HFTD Tier 3 in 2020 | Miles of Routine Vegetation Management Work in Non-High-Fire Threat District (HFTD) Areas in 2020 | Miles of Routine Vegetation Management Work in HFTD Tier 2 in 2020 | Miles of Routine Vegetation Management Work in HFTD Tier 3 in 2020 | Miles of Covered Conductor Installed in Non-HFTD in 2018 | Miles of Covered Conductor Installed in Non-HFTD in 2019 | Miles of Covered Conductor Installed in Non-HFTD in 2020 | Miles of Covered Conductor Installed in HFTD Tier 2 in 2018 | Miles of Covered Conductor Installed in HFTD Tier 2 in 2019 | Miles of Covered Conductor Installed in HFTD Tier 2 in 2020 | Miles of Covered Conductor Installed in HFTD Tier 3 in 2018 | Miles of Covered Conductor Installed in HFTD Tier 3 in 2019 | Miles of Covered Conductor Installed in HFTD Tier 3 in 2020 | Number of Poles Replaced in Non-HFTD in 2018 | Number of Poles Replaced in Non-HFTD in 2019 | Number of Poles Replaced in Non-HFTD in 2020 | Number of Poles Replaced HFTD Tier 2 in 2018 | Number of Poles Replaced HFTD Tier 2 in 2019 | Number of Poles Replaced HFTD Tier 2 in 2020 | Number of Poles Replaced HFTD Tier 3 in 2018 | Number of Poles Replaced HFTD Tier 3 in 2019 | Number of Poles Replaced HFTD Tier 3 in 2020 | Miles of Underground Conductor Installation in Non-HFTD in 2018 | Miles of Underground Conductor Installation in Non-HFTD in 2019 | Miles of Underground Conductor Installation in Non-HFTD in 2020 | Miles of Underground Conductor Installation in HFTD Tier 2 in 2018 | Miles of Underground Conductor Installation in HFTD Tier 2 in 2019 | Miles of Underground Conductor Installation in HFTD Tier 2 in 2020 | Miles of Underground Conductor Installation in HFTD Tier 3 in 2018 | Miles of Underground Conductor Installation in HFTD Tier 3 in 2018 | Miles of Underground Conductor Installation in HFTD Tier 3 in 2019 | Miles of Underground Conductor Installation in HFTD Tier 3 in 2020 | Miles of Light Detection and Ranging (LiDAR) Inspection in Non-HFTD in 2020 | Miles of LiDAR Inspection HFTD Tier 2 in 2020 | Miles of LiDAR Inspection HFTD Tier 3 in 2020 | Number of Detailed Overhead Inspections in Non-HFTD in 2020 | Number of Detailed Overhead Inspections HFTD Tier 2 in 2020 | Number of Detailed Overhead Inspections HFTD Tier 3 in 2020 | Number of Sectionalization Devices Installed in Non-HFTD in 2018 | Number of Sectionalization Devices Installed in Non-HFTD in 2019 | Number of Sectionalization Devices Installed in Non-HFTD in 2020 | Number of Sectionalization Devices Installed HFTD Tier 2 in 2018 | Number of Sectionalization Devices Installed HFTD Tier 2 in 2019 | Number of Sectionalization Devices Installed HFTD Tier 2 in 2020 | Number of Sectionalization Devices Installed HFTD Tier 3 in 2018 | Number of Sectionalization Devices Installed HFTD Tier 3 in 2019 | Number of Sectionalization Devices Installed HFTD Tier 3 in 2020 | EVM | Covered conductor | Pole replacement | Undergrounding | Grid sectionalization | Climbing inspections | Aerial inspections | LiDAR inspections
| 230KV CAP BANK TIE LINE | 0.27354 | 0.27354 | 0 | 0 | 0.27354 | 0 | Consolidated Risk Score d: Non-HFTD
| 7TH STANDARD-KERN | 6.7529 | 6.7529 | 0 | 0 | 6.7529 | 0 | Consolidated Risk Score d: Non-HFTD
| A-H-W #1 | 4.9485 | 0 | 0 | 0 | 0 | 4.9485 | Consolidated Risk Score d: Non-HFTD
| A-H-W #2 | 5.0616 | 0 | 0 | 0 | 0 | 5.0616 | Consolidated Risk Score d: Non-HFTD
| A-P #1 | 2.464 | 0 | 0 | 0 | 0 | 2.464 | Consolidated Risk Score d: Non-HFTD
| A-X #1 | 2.6737 | 0 | 0 | 0 | 0 | 2.6737 | Consolidated Risk Score d: Non-HFTD
| A-Y #1 | 3.3292 | 0 | 0 | 0 | 0 | 3.3292 | Consolidated Risk Score d: Non-HFTD
| A-Y #1 (UNDERGROUND IDLE) | 0.69434 | 0 | 0 | 0 | 0 | 0.69434 | Consolidated Risk Score d: Non-HFTD
| A-Y #2 | 2.8478 | 0 | 0 | 0 | 0 | 2.8478 | Consolidated Risk Score d: Non-HFTD
| ADOBE SW STA-LAMONT | 21.2033 | 21.2033 | 0 | 0 | 21.2033 | 0 | Consolidated Risk Score d: Non-HFTD
| AEC SITE #1 TAP | 1.6049 | 1.6049 | 0 | 0 | 1.6049 | 0 | Consolidated Risk Score d: Non-HFTD
| AEC SITE #2 TAP | 2.1598 | 2.1598 | 0 | 0 | 2.1598 | 0 | Consolidated Risk Score d: Non-HFTD
| AERA ENERGY TAP | 0.34774 | 0.34774 | 0 | 0 | 0.34774 | 0 | Consolidated Risk Score d: Non-HFTD
| AGNEW TAP | 1.3024 | 1.3024 | 0 | 0 | 1.3024 | 0 | Consolidated Risk Score d: Non-HFTD
| AIR PRODUCTS TAP | 0.28596 | 0.28596 | 0 | 0 | 0.28596 | 0 | Consolidated Risk Score d: Non-HFTD
| ALMADEN-LOS GATOS | 6.381 | 6.381 | 0 | 0 | 6.381 | 0 | Consolidated Risk Score d: Non-HFTD
| ALMENDRA JCT-NICOLAUS | 24.8964 | 24.8964 | 0 | 0 | 24.8964 | 0 | Consolidated Risk Score d: Non-HFTD
| AMERIGAS TAP | 0.4912 | 0.4912 | 0 | 0 | 0.4912 | 0 | Consolidated Risk Score d: Non-HFTD
| AMES DISTRIBUTION-AMES | 0.097411 | 0.097411 | 0 | 0 | 0.097411 | 0 | Consolidated Risk Score d: Non-HFTD
| AMFOR TAP | 1.0847 | 1.0847 | 0 | 0 | 1.0847 | 0 | Consolidated Risk Score d: Non-HFTD
| ANTELOPE TAP | 4.329 | 4.329 | 0 | 0 | 4.329 | 0 | Consolidated Risk Score d: Non-HFTD
| APPLE HILL #1 TAP | 1.4187 | 1.4187 | 0 | 1.4187 | 0 | 0 | Consolidated Risk Score d: Non-HFTD
| APPLE HILL #2 TAP | 1.4269 | 1.4269 | 0 | 1.4269 | 0 | 0 | Consolidated Risk Score d: Non-HFTD
| APPLIED MATERIALS-BRITTON | 1.9431 | 0.46961 | 0 | 0 | 0.46961 | 1.4735 | Consolidated Risk Score d: Non-HFTD
| ARBUCKLE TAP | 0.81663 | 0.81663 | 0 | 0 | 0.81663 | 0 | Consolidated Risk Score d: Non-HFTD
| ARBURUA TAP | 3.5704 | 3.5704 | 0 | 0 | 3.5704 | 0 | Consolidated Risk Score d: Non-HFTD
| ARCATA-HUMBOLDT | 7.279 | 7.279 | 0 | 0 | 7.279 | 0 | Consolidated Risk Score d: Non-HFTD
| ARCO-CARNERAS | 18.0439 | 18.0439 | 0 | 0 | 18.0439 | 0 | Consolidated Risk Score d: Non-HFTD
| ARCO-CHOLAME | 26.7399 | 26.7399 | 0 | 4.7988 | 21.9411 | 0 | Consolidated Risk Score d: Non-HFTD
| ARCO-MIDWAY | 43.3601 | 43.3601 | 0 | 0 | 43.3601 | 0 | Consolidated Risk Score d: Non-HFTD
| ARCO-POLONIO PASS PP | 21.2705 | 21.2705 | 0 | 7.2566 | 14.0139 | 0 | Consolidated Risk Score d: Non-HFTD
| ARCO-TULARE LAKE | 16.106 | 16.106 | 0 | 0 | 16.106 | 0 | Consolidated Risk Score d: Non-HFTD
| ARCO-TWISSELMAN | 6.4565 | 6.4565 | 0 | 0 | 6.4565 | 0 | Consolidated Risk Score d: Non-HFTD
| ARMSTRONG TAP | 0.44147 | 0.44147 | 0 | 0 | 0.44147 | 0 | Consolidated Risk Score d: Non-HFTD
| ARVIN EDISON TAP | 1.0636 | 1.0636 | 0 | 0 | 1.0636 | 0 | Consolidated Risk Score d: Non-HFTD
| ATASCADERO-CAYUCOS | 11.7963 | 11.7963 | 5.3617 | 3.594 | 2.8406 | 0 | Consolidated Risk Score d: Non-HFTD
| ATASCADERO-SAN LUIS OBISPO | 15.4733 | 15.4733 | 3.3011 | 7.8102 | 4.362 | 0 | Consolidated Risk Score d: Non-HFTD
| ATLANTIC-GOLD HILL | 11.1132 | 11.1132 | 0 | 0 | 11.1132 | 0 | Consolidated Risk Score d: Non-HFTD
| ATLANTIC-PLEASANT GROVE #1 | 5.3318 | 5.3318 | 0 | 0 | 5.3318 | 0 | Consolidated Risk Score d: Non-HFTD
| ATLANTIC-PLEASANT GROVE #2 | 5.3642 | 5.3642 | 0 | 0 | 5.3642 | 0 | Consolidated Risk Score d: Non-HFTD
| ATWATER-CRESSEY | 5.9063 | 5.9063 | 0 | 0 | 5.9063 | 0 | Consolidated Risk Score d: Non-HFTD
| ATWATER-EL CAPITAN | 7.3093 | 7.3093 | 0 | 0 | 7.3093 | 0 | Consolidated Risk Score d: Non-HFTD
| ATWATER-LIVINGSTON-MERCED | 24.2626 | 24.2626 | 0 | 0 | 24.2626 | 0 | Consolidated Risk Score d: Non-HFTD
| AUBERRY TAP | 2.2896 | 2.2896 | 0 | 2.2896 | 0 | 0 | Consolidated Risk Score d: Non-HFTD
| AUBURN TAP | 0.74731 | 0.74731 | 0 | 0 | 0.74731 | 0 | Consolidated Risk Score d: Non-HFTD
| AVENAL TAP | 5.4044 | 5.4044 | 0 | 0 | 5.4044 | 0 | Consolidated Risk Score d: Non-HFTD
| BADGER CREEK (PSE) TAP | 1.0698 | 1.0698 | 0 | 0 | 1.0698 | 0 | Consolidated Risk Score d: Non-HFTD
| BADGER HILL TAP | 1.5603 | 1.5603 | 0 | 0 | 1.5603 | 0 | Consolidated Risk Score d: Non-HFTD
| BAHIA-MORAGA | 26.9211 | 26.9211 | 4.3004 | 12.2512 | 10.3696 | 0 | Consolidated Risk Score d: Non-HFTD
| BAIR-BELMONT | 3.639 | 3.639 | 0 | 0 | 3.639 | 0 | Consolidated Risk Score d: Non-HFTD
| BAIR-COOLEY LANDING #1 | 5.5548 | 5.5548 | 0 | 0 | 5.5548 | 0 | Consolidated Risk Score d: Non-HFTD
| BAIR-COOLEY LANDING #2 | 5.5998 | 5.5998 | 0 | 0 | 5.5998 | 0 | Consolidated Risk Score d: Non-HFTD
| BAKERSFIELD #1 TAP | 7.285 | 7.285 | 0 | 0 | 7.285 | 0 | Consolidated Risk Score d: Non-HFTD
| BALCH-MCCALL | 39.7558 | 39.7558 | 0 | 20.2024 | 19.5535 | 0 | Consolidated Risk Score d: Non-HFTD
| BALCH-SANGER | 35.6251 | 35.6251 | 0 | 19.8627 | 15.7625 | 0 | Consolidated Risk Score d: Non-HFTD
| BARKER SLOUGH TAP | 1.6167 | 1.6167 | 0 | 0 | 1.6167 | 0 | Consolidated Risk Score d: Non-HFTD
| BARTON-AIRWAYS-SANGER | 11.6471 | 11.6471 | 0 | 0 | 11.6471 | 0 | Consolidated Risk Score d: Non-HFTD
| BASALT #1 TAP | 1.1797 | 1.1797 | 0 | 0 | 1.1797 | 0 | Consolidated Risk Score d: Non-HFTD
| BEALE AFB (WAPA) #1 TAP | 0.10843 | 0.10843 | 0 | 0.10843 | 0 | 0 | Consolidated Risk Score d: Non-HFTD
| BEALE AFB (WAPA) #2 TAP | 0.14031 | 0.14031 | 0 | 0.14031 | 0 | 0 | Consolidated Risk Score d: Non-HFTD
| BEAR MTN TAP | 1.2683 | 1.2683 | 0 | 0 | 1.2683 | 0 | Consolidated Risk Score d: Non-HFTD
| BEARDSLEY TAP | 2.1957 | 2.1957 | 2.1498 | 0.01454 | 0.03133 | 0 | Consolidated Risk Score d: Non-HFTD
| BELDEN TAP | 0.018444 | 0.018444 | 0 | 0.018444 | 0 | 0 | Consolidated Risk Score d: Non-HFTD
| BELL-PLACER | 7.9364 | 7.9364 | 0 | 2.859 | 5.0774 | 0 | Consolidated Risk Score d: Non-HFTD
| BELLE HAVEN #1 TAP | 0.42393 | 0.42393 | 0 | 0 | 0.42393 | 0 | Consolidated Risk Score d: Non-HFTD
| BELLE HAVEN #2 TAP | 0.40519 | 0.40519 | 0 | 0 | 0.40519 | 0 | Consolidated Risk Score d: Non-HFTD
| BELLOTA-COTTLE | 19.8676 | 19.8676 | 0 | 0 | 19.8676 | 0 | Consolidated Risk Score d: Non-HFTD
| BORDEN-GLASS; XLPE; 70 KV | 0.3929 | 0 | 0 | 0 | 0 | 0.3929 | Consolidated Risk Score d: Non-HFTD
| BELLOTA-RIVERBANK-MELONES SW STA | 24.5587 | 24.5587 | 0 | 11.1944 | 13.3643 | 0 | Consolidated Risk Score d: Non-HFTD
| ZA-1 | 6.8123 | 0 | 0 | 0 | 0 | 6.8123 | Consolidated Risk Score d: Non-HFTD
| BELLOTA-TESLA #2 | 37.9431 | 37.9431 | 0 | 0 | 37.9431 | 0 | Consolidated Risk Score d: Non-HFTD
| BELLOTA-WARNERVILLE | 22.4682 | 22.4682 | 0 | 0 | 22.4682 | 0 | Consolidated Risk Score d: Non-HFTD
| BELLOTA-WEBER | 14.2625 | 14.2625 | 0 | 0 | 14.2625 | 0 | Consolidated Risk Score d: Non-HFTD
| BELRIDGE TAP | 6.9368 | 6.9368 | 0 | 0 | 6.9368 | 0 | Consolidated Risk Score d: Non-HFTD
| BERRENDA A TAP | 2.2535 | 2.2535 | 0 | 0 | 2.2535 | 0 | Consolidated Risk Score d: Non-HFTD
| BERRENDA C TAP | 1.8688 | 1.8688 | 0 | 0 | 1.8688 | 0 | Consolidated Risk Score d: Non-HFTD
| BIG BEND-CLAYTON #1 | 0.019078 | 0.019078 | 0 | 0 | 0.019078 | 0 | Consolidated Risk Score d: Non-HFTD
| BIOLA-GLASS-MADERA | 18.8285 | 18.8285 | 0 | 0 | 18.8285 | 0 | Consolidated Risk Score d: Non-HFTD
| BIRDS LANDING SW STA-CONTRA COSTA PP | 10.2038 | 10.2038 | 0 | 0 | 10.2038 | 0 | Consolidated Risk Score d: Non-HFTD
| BIRDS LANDING SW STA-CONTRA COSTA SUB | 9.4625 | 9.4625 | 0 | 0 | 9.4625 | 0 | Consolidated Risk Score d: Non-HFTD
| BIRDS LANDING SW STA-RUSSELL | 0.11369 | 0.11369 | 0 | 0 | 0.11369 | 0 | Consolidated Risk Score d: Non-HFTD
| BIRDS LANDING SW STA-SHILOH | 0.10635 | 0.10635 | 0 | 0 | 0.10635 | 0 | Consolidated Risk Score d: Non-HFTD
| BIXLER TAP | 0.54659 | 0.54659 | 0 | 0 | 0.54659 | 0 | Consolidated Risk Score d: Non-HFTD
| BLACK TAP | 0.50995 | 0.50995 | 0 | 0.50995 | 0 | 0 | Consolidated Risk Score d: Non-HFTD
| BLUE CHIP MILLING TAP | 0.42218 | 0.42218 | 0 | 0 | 0.42218 | 0 | Consolidated Risk Score d: Non-HFTD
| BLUE LAKE TAP | 3.704 | 3.704 | 0 | 0 | 3.704 | 0 | Consolidated Risk Score d: Non-HFTD
| BOGUE-RIO OSO | 21.2441 | 21.2441 | 0 | 0 | 21.2441 | 0 | Consolidated Risk Score d: Non-HFTD
| BOLLMAN #1 TAP | 2.1369 | 2.1369 | 0 | 0 | 2.1369 | 0 | Consolidated Risk Score d: Non-HFTD
| BOLLMAN #2 TAP | 2.1914 | 2.1914 | 0 | 0 | 2.1914 | 0 | Consolidated Risk Score d: Non-HFTD
| BOLTHOUSE FARMS TAP | 0.11312 | 0.11312 | 0 | 0 | 0.11312 | 0 | Consolidated Risk Score d: Non-HFTD
| BONITA TAP | 3.0373 | 3.0373 | 0 | 0 | 3.0373 | 0 | Consolidated Risk Score d: Non-HFTD
| BORDEN-COPPERMINE | 19.9428 | 19.9428 | 0 | 0 | 19.9428 | 0 | Consolidated Risk Score d: Non-HFTD
| BORDEN-GLASS | 6.6394 | 6.6394 | 0 | 0 | 6.6394 | 0 | Consolidated Risk Score d: Non-HFTD
| BORDEN-GREGG #1 | 6.2187 | 6.2187 | 0 | 0 | 6.2187 | 0 | Consolidated Risk Score d: Non-HFTD
| BORDEN-GREGG #2 | 6.208 | 6.208 | 0 | 0 | 6.208 | 0 | Consolidated Risk Score d: Non-HFTD
| BORDEN-LOTUS PV | 0.16079 | 0.16079 | 0 | 0 | 0.16079 | 0 | Consolidated Risk Score d: Non-HFTD
| BORDEN-MADERA #1 | 4.9137 | 4.9137 | 0 | 0 | 4.9137 | 0 | Consolidated Risk Score d: Non-HFTD
| BORDEN-MADERA #2 | 5.8147 | 5.8147 | 0 | 0 | 5.8147 | 0 | Consolidated Risk Score d: Non-HFTD
| BOSWELL TAP | 1.3935 | 1.3935 | 0 | 0 | 1.3935 | 0 | Consolidated Risk Score d: Non-HFTD
| EAST GRAND-SAN MATEO | 8.3211 | 7.888 | 0 | 0 | 7.888 | 0.4331 | Consolidated Risk Score d: Non-HFTD
| BRENTWOOD-KELSO | 16.4134 | 16.4134 | 0 | 5.1994 | 11.214 | 0 | Consolidated Risk Score d: Non-HFTD
| BRICEBURG JCT-MARIPOSA TAP | 7.7792 | 7.7792 | 0 | 7.7792 | 0 | 0 | Consolidated Risk Score d: Non-HFTD
| BRIDGEVILLE-COTTONWOOD | 86.062 | 86.062 | 0.99672 | 79.0216 | 6.0437 | 0 | Consolidated Risk Score d: Non-HFTD
| BRIDGEVILLE-GARBERVILLE | 36.1554 | 36.1554 | 9.7979 | 7.1354 | 19.2221 | 0 | Consolidated Risk Score d: Non-HFTD
| BRIGHTON-BELLOTA | 42.5104 | 42.5104 | 0 | 0 | 42.5104 | 0 | Consolidated Risk Score d: Non-HFTD
| BRIGHTON-CLAYTON #1 | 1.4309 | 1.4309 | 0 | 1.4309 | 0 | 0 | Consolidated Risk Score d: Non-HFTD
| BRIGHTON-CLAYTON #2 | 1.4305 | 1.4305 | 0 | 1.4305 | 0 | 0 | Consolidated Risk Score d: Non-HFTD
| BRIGHTON-DAVIS | 60.09 | 60.09 | 0 | 0 | 60.09 | 0 | Consolidated Risk Score d: Non-HFTD
| BRIGHTON-GRAND ISLAND #1 | 25.1315 | 25.1315 | 0 | 0 | 25.1315 | 0 | Consolidated Risk Score d: Non-HFTD
| BRIGHTON-GRAND ISLAND #2 | 25.176 | 25.176 | 0 | 0 | 25.176 | 0 | Consolidated Risk Score d: Non-HFTD
| BRIONES TAP | 7.0036 | 7.0036 | 0.21865 | 4.2924 | 2.4926 | 0 | Consolidated Risk Score d: Non-HFTD
| BRITTON-MONTA VISTA | 7.1707 | 7.1707 | 0 | 0 | 7.1707 | 0 | Consolidated Risk Score d: Non-HFTD
| BRUNSWICK #1 TAP | 6.9807 | 6.9807 | 5.9453 | 0.60721 | 0.4282 | 0 | Consolidated Risk Score d: Non-HFTD
| BRUNSWICK #2 TAP | 6.999 | 6.999 | 5.9654 | 0.63455 | 0.39906 | 0 | Consolidated Risk Score d: Non-HFTD
| BUCKS CREEK-ROCK CREEK-CRESTA | 9.3701 | 9.3701 | 0.067288 | 9.3028 | 0 | 0 | Consolidated Risk Score d: Non-HFTD
| BUELLTON TAP | 1.7517 | 1.7517 | 0 | 1.3878 | 0.36387 | 0 | Consolidated Risk Score d: Non-HFTD
| BUENA VISTA BIOMASS POWER TAP | 1.0119 | 1.0119 | 0 | 0.32003 | 0.69188 | 0 | Consolidated Risk Score d: Non-HFTD
| BUENA VISTA PUMPING PLANT #1 TAP | 1.1812 | 1.1812 | 0 | 0 | 1.1812 | 0 | Consolidated Risk Score d: Non-HFTD
| BUENA VISTA PUMPING PLANT #2 TAP | 1.2089 | 1.2089 | 0 | 0 | 1.2089 | 0 | Consolidated Risk Score d: Non-HFTD
| BURNEY FOREST PRODUCTS TAP | 0.042169 | 0.042169 | 0 | 0 | 0.042169 | 0 | Consolidated Risk Score d: Non-HFTD
| BURNEY TAP | 1.0869 | 1.0869 | 0 | 0 | 1.0869 | 0 | Consolidated Risk Score d: Non-HFTD
| BURNS-LONE STAR #1 | 5.4362 | 5.4362 | 3.2284 | 2.2078 | 0 | 0 | Consolidated Risk Score d: Non-HFTD
| BURNS-LONE STAR #2 | 6.3069 | 6.3069 | 4.9034 | 1.4036 | 0 | 0 | Consolidated Risk Score d: Non-HFTD
| BUTTE VALLEY-CARIBOU | 7.4371 | 7.4371 | 0 | 7.0921 | 0.345 | 0 | Consolidated Risk Score d: Non-HFTD
| BUTTE-CHICO #1 | 0.78989 | 0.78989 | 0 | 0 | 0.78989 | 0 | Consolidated Risk Score d: Non-HFTD
| BUTTE-CHICO #2 | 0.73724 | 0.73724 | 0 | 0 | 0.73724 | 0 | Consolidated Risk Score d: Non-HFTD
| BUTTE-ESQUON | 9.8727 | 9.8727 | 0 | 0 | 9.8727 | 0 | Consolidated Risk Score d: Non-HFTD
| BUTTE-SYCAMORE CREEK | 18.1673 | 18.1673 | 0 | 0 | 18.1673 | 0 | Consolidated Risk Score d: Non-HFTD
| C-L #1 | 1.0982 | 0 | 0 | 0 | 0 | 1.0982 | Consolidated Risk Score d: Non-HFTD
| C-X #2 | 6.7519 | 0 | 0 | 0 | 0 | 6.7519 | Consolidated Risk Score d: Non-HFTD
| C-X #3 | 3.6725 | 0 | 0 | 0 | 0 | 3.6725 | Consolidated Risk Score d: Non-HFTD
| CABRILLO-SANTA YNEZ SW STA | 14.5901 | 14.5901 | 0 | 13.1819 | 1.4082 | 0 | Consolidated Risk Score d: Non-HFTD
| CACHE SLOUGH TAP | 6.8476 | 6.8476 | 0 | 0 | 6.8476 | 0 | Consolidated Risk Score d: Non-HFTD
| CADET TAP | 0.12383 | 0.12383 | 0 | 0 | 0.12383 | 0 | Consolidated Risk Score d: Non-HFTD
| CAL PEAK-VACA | 0.11461 | 0.11461 | 0 | 0 | 0.11461 | 0 | Consolidated Risk Score d: Non-HFTD
| CAL WATER TAP | 2.1489 | 2.1489 | 0 | 0 | 2.1489 | 0 | Consolidated Risk Score d: Non-HFTD
| CALIENTE SW STA-MIDWAY #1 | 27.165 | 27.165 | 0 | 0 | 27.165 | 0 | Consolidated Risk Score d: Non-HFTD
| CALIENTE SW STA-MIDWAY #2 | 27.1645 | 27.1645 | 0 | 0 | 27.1645 | 0 | Consolidated Risk Score d: Non-HFTD
| CALIFORNIA AVE-KEARNEY | 3.1979 | 3.1979 | 0 | 0 | 3.1979 | 0 | Consolidated Risk Score d: Non-HFTD
| CALIFORNIA AVE-MCCALL | 23.6582 | 23.6582 | 0 | 0 | 23.6582 | 0 | Consolidated Risk Score d: Non-HFTD
| CALIFORNIA FLATS SW STA-GATES | 22.5839 | 22.5839 | 0 | 1.5001 | 21.0838 | 0 | Consolidated Risk Score d: Non-HFTD
| CALLENDER SW STA-MESA | 13.7652 | 13.7652 | 0 | 5.6148 | 8.1504 | 0 | Consolidated Risk Score d: Non-HFTD
| CALVO TAP | 0.54164 | 0.54164 | 0 | 0 | 0.54164 | 0 | Consolidated Risk Score d: Non-HFTD
| CAMANCHE PUMPING PLANT TAP | 0.45038 | 0.45038 | 0 | 0 | 0.45038 | 0 | Consolidated Risk Score d: Non-HFTD
| CAMANCHE TAP | 6.7118 | 6.7118 | 0 | 0 | 6.7118 | 0 | Consolidated Risk Score d: Non-HFTD
| CAMDEN-KINGSBURG | 14.928 | 14.928 | 0 | 0 | 14.928 | 0 | Consolidated Risk Score d: Non-HFTD
| CAMP EVERS-PAUL SWEET | 5.2178 | 5.2178 | 4.5947 | 0 | 0.62313 | 0 | Consolidated Risk Score d: Non-HFTD
| CANANDAIGUA WINERY TAP | 0.29425 | 0.29425 | 0 | 0 | 0.29425 | 0 | Consolidated Risk Score d: Non-HFTD
| CANTUA TAP | 1.8269 | 1.8269 | 0 | 0 | 1.8269 | 0 | Consolidated Risk Score d: Non-HFTD
| CAPE HORN TAP | 0.31076 | 0.31076 | 0 | 0.31076 | 0 | 0 | Consolidated Risk Score d: Non-HFTD
| CARBERRY SW STA-ROUND MTN | 12.6111 | 12.6111 | 0.2493 | 12.3618 | 0 | 0 | Consolidated Risk Score d: Non-HFTD
| CARBONA #2 TAP | 5.6405 | 5.6405 | 0 | 0 | 5.6405 | 0 | Consolidated Risk Score d: Non-HFTD
| CARIBOU #2 | 42.0057 | 42.0057 | 0.79042 | 38.3401 | 2.8752 | 0 | Consolidated Risk Score d: Non-HFTD
| CARIBOU-PALERMO | 55.0494 | 55.0494 | 13.6856 | 36.3104 | 5.0535 | 0 | Consolidated Risk Score d: Non-HFTD
| CARIBOU-PLUMAS JCT | 3.1692 | 3.1692 | 0 | 0.97163 | 2.1976 | 0 | Consolidated Risk Score d: Non-HFTD
| NORTH DUBLIN-VINEYARD | 19.2168 | 3.023 | 0 | 3.023 | 0 | 16.1938 | Consolidated Risk Score d: Non-HFTD
| CARIBOU-TABLE MTN | 54.3371 | 54.3371 | 9.0896 | 39.349 | 5.8985 | 0 | Consolidated Risk Score d: Non-HFTD
| CARIBOU-WESTWOOD | 21.099 | 21.099 | 0 | 20.0447 | 1.0543 | 0 | Consolidated Risk Score d: Non-HFTD
| CARNATION TAP | 0.60809 | 0.60809 | 0 | 0 | 0.60809 | 0 | Consolidated Risk Score d: Non-HFTD
| CARNERAS-TAFT | 34.9185 | 34.9185 | 0 | 0 | 34.9185 | 0 | Consolidated Risk Score d: Non-HFTD
| CARQUINEZ #1 TAP | 0.50579 | 0.50579 | 0 | 0 | 0.50579 | 0 | Consolidated Risk Score d: Non-HFTD
| CARQUINEZ #2 TAP | 0.51653 | 0.51653 | 0 | 0 | 0.51653 | 0 | Consolidated Risk Score d: Non-HFTD
| CARRIZO PLAINS TAP | 0.044755 | 0.044755 | 0 | 0 | 0.044755 | 0 | Consolidated Risk Score d: Non-HFTD
| CARUTHERS-LEMOORE NAS-CAMDEN | 25.1662 | 25.1662 | 0 | 0 | 25.1662 | 0 | Consolidated Risk Score d: Non-HFTD
| CASCADE-BENTON-DESCHUTES | 15.9792 | 15.9792 | 0 | 9.573 | 6.4062 | 0 | Consolidated Risk Score d: Non-HFTD
| CASCADE-COTTONWOOD | 19.4603 | 19.4603 | 0 | 12.1718 | 7.2885 | 0 | Consolidated Risk Score d: Non-HFTD
| CASTAIC TAP | 0.020208 | 0.020208 | 0 | 0.020208 | 0 | 0 | Consolidated Risk Score d: Non-HFTD
| PITTSBURG-LOS MEDANOS #2 | 2.324 | 0.54255 | 0 | 0 | 0.54255 | 1.7815 | Consolidated Risk Score d: Non-HFTD
| CAWELO B TAP | 0.40281 | 0.40281 | 0 | 0 | 0.40281 | 0 | Consolidated Risk Score d: Non-HFTD
| CAWELO C TAP | 1.335 | 1.335 | 0 | 0 | 1.335 | 0 | Consolidated Risk Score d: Non-HFTD
| CAYUCOS-CAMBRIA | 17.7303 | 17.7303 | 0 | 7.6962 | 10.0341 | 0 | Consolidated Risk Score d: Non-HFTD
| CELERON TAP | 0.038844 | 0.038844 | 0 | 0 | 0.038844 | 0 | Consolidated Risk Score d: Non-HFTD
| CENTERVILLE-TABLE MTN | 21.5057 | 21.5057 | 4.098 | 3.8142 | 13.5935 | 0 | Consolidated Risk Score d: Non-HFTD
| CENTERVILLE-TABLE MTN-OROVILLE | 26.1055 | 26.1055 | 3.8456 | 6.3399 | 15.92 | 0 | Consolidated Risk Score d: Non-HFTD
| CERTAINTEED TAP | 2.5272 | 2.5272 | 0 | 0 | 2.5272 | 0 | Consolidated Risk Score d: Non-HFTD
| CHARCA-FAMOSO | 7.1478 | 7.1478 | 0 | 0 | 7.1478 | 0 | Consolidated Risk Score d: Non-HFTD
| CHCF TAP | 2.9988 | 2.9988 | 0 | 0 | 2.9988 | 0 | Consolidated Risk Score d: Non-HFTD
| CHENEY #1 TAP | 4.104 | 4.104 | 0 | 0 | 4.104 | 0 | Consolidated Risk Score d: Non-HFTD
| CHENEY #2 TAP | 1.9669 | 1.9669 | 0 | 0 | 1.9669 | 0 | Consolidated Risk Score d: Non-HFTD
| CHEVRON (LOST HILLS) TAP | 14.7546 | 14.7546 | 0 | 0 | 14.7546 | 0 | Consolidated Risk Score d: Non-HFTD
| CHEVRON PIPELINE KETTLEMAN TAP | 1.17 | 1.17 | 0 | 0 | 1.17 | 0 | Consolidated Risk Score d: Non-HFTD
| CHINESE CAMP (ULTRA POWER) TAP | 2.0865 | 2.0865 | 0 | 1.5446 | 0.54185 | 0 | Consolidated Risk Score d: Non-HFTD
| CHOWCHILLA #1 TAP | 1.2371 | 1.2371 | 0 | 0 | 1.2371 | 0 | Consolidated Risk Score d: Non-HFTD
| CHOWCHILLA-KERCKHOFF | 42.5236 | 42.5236 | 0 | 9.4957 | 33.0279 | 0 | Consolidated Risk Score d: Non-HFTD
| CHRISTIE-FRANKLIN #1 | 5.0103 | 5.0103 | 0 | 1.8453 | 3.165 | 0 | Consolidated Risk Score d: Non-HFTD
| CHRISTIE-FRANKLIN #2 | 3.4372 | 3.4372 | 0 | 1.8399 | 1.5973 | 0 | Consolidated Risk Score d: Non-HFTD
| CHRISTIE-FRANKLIN #2 (12KV) | 1.628 | 1.628 | 0 | 0 | 1.628 | 0 | Consolidated Risk Score d: Non-HFTD
| CHRISTIE-SOBRANTE | 7.8401 | 7.8401 | 0 | 7.7395 | 0.10061 | 0 | Consolidated Risk Score d: Non-HFTD
| CHRISTIE-WILLOW PASS | 15.927 | 15.927 | 0 | 3.8333 | 12.0937 | 0 | Consolidated Risk Score d: Non-HFTD
| CHUALAR TAP | 1.4265 | 1.4265 | 0 | 0 | 1.4265 | 0 | Consolidated Risk Score d: Non-HFTD
| CIC TAP | 0.12737 | 0.12737 | 0 | 0 | 0.12737 | 0 | Consolidated Risk Score d: Non-HFTD
| CISCO GROVE TAP | 0.34087 | 0.34087 | 0 | 0 | 0.34087 | 0 | Consolidated Risk Score d: Non-HFTD
| CITY #1 TAP | 0.068192 | 0.068192 | 0 | 0 | 0.068192 | 0 | Consolidated Risk Score d: Non-HFTD
| CITY #2 TAP | 1.3698 | 1.3698 | 0 | 0 | 1.3698 | 0 | Consolidated Risk Score d: Non-HFTD
| CLAY-MARTEL | 8.443 | 8.443 | 0 | 7.4859 | 0.95709 | 0 | Consolidated Risk Score d: Non-HFTD
| MONTA VISTA-WOLFE | 4.9558 | 2.72 | 0 | 0 | 2.72 | 2.2357 | Consolidated Risk Score d: Non-HFTD
| CLAYTON-MEADOW LANE | 7.0564 | 7.0564 | 0 | 0 | 7.0564 | 0 | Consolidated Risk Score d: Non-HFTD
| CLEAR LAKE-HOPLAND | 11.5354 | 11.5354 | 0 | 7.3306 | 4.2048 | 0 | Consolidated Risk Score d: Non-HFTD
| CLEAR LAKE-KONOCTI | 10.9934 | 10.9934 | 0 | 4.9379 | 6.0555 | 0 | Consolidated Risk Score d: Non-HFTD
| COALINGA #1-COALINGA #2 | 8.6124 | 8.6124 | 0 | 0 | 8.6124 | 0 | Consolidated Risk Score d: Non-HFTD
| COALINGA #1-SAN MIGUEL | 38.0123 | 38.0123 | 0 | 17.4476 | 20.5647 | 0 | Consolidated Risk Score d: Non-HFTD
| COALINGA COGEN TAP | 4.9079 | 4.9079 | 0 | 0 | 4.9079 | 0 | Consolidated Risk Score d: Non-HFTD
| COBURN-BASIC ENERGY | 3.3875 | 3.3875 | 0 | 0 | 3.3875 | 0 | Consolidated Risk Score d: Non-HFTD
| COBURN-LAS AGUILAS SW STA | 63.9659 | 63.9659 | 0 | 41.1601 | 22.8057 | 0 | Consolidated Risk Score d: Non-HFTD
| COBURN-OIL FIELDS #1 | 29.4629 | 29.4629 | 0 | 0 | 29.4629 | 0 | Consolidated Risk Score d: Non-HFTD
| COBURN-OIL FIELDS #2 | 31.0521 | 31.0521 | 0 | 0 | 31.0521 | 0 | Consolidated Risk Score d: Non-HFTD
| COGENERATION NATIONAL TAP | 0.56367 | 0.56367 | 0 | 0 | 0.56367 | 0 | Consolidated Risk Score d: Non-HFTD
| COLEMAN HATCHERY TAP | 0.56357 | 0.56357 | 0 | 0 | 0.56357 | 0 | Consolidated Risk Score d: Non-HFTD
| COLEMAN-COTTONWOOD | 8.5807 | 8.5807 | 0 | 1.1098 | 7.4708 | 0 | Consolidated Risk Score d: Non-HFTD
| COLEMAN-RED BLUFF | 48.3013 | 48.3013 | 0 | 20.2519 | 28.0493 | 0 | Consolidated Risk Score d: Non-HFTD
| COLEMAN-SOUTH | 13.383 | 13.383 | 0 | 13.383 | 0 | 0 | Consolidated Risk Score d: Non-HFTD
| COLES LEVEE TAP | 0.21864 | 0.21864 | 0 | 0 | 0.21864 | 0 | Consolidated Risk Score d: Non-HFTD
| COLGATE PH-COLGATE SW STA | 0.1869 | 0.1869 | 0 | 0.1869 | 0 | 0 | Consolidated Risk Score d: Non-HFTD
| COLGATE-ALLEGHANY | 24.5228 | 24.5228 | 19.912 | 4.6108 | 0 | 0 | Consolidated Risk Score d: Non-HFTD
| COLGATE-CHALLENGE | 13.0446 | 13.0446 | 11.6181 | 1.4265 | 0 | 0 | Consolidated Risk Score d: Non-HFTD
| COLGATE-GRASS VALLEY | 13.1692 | 13.1692 | 1.8723 | 10.0361 | 1.2607 | 0 | Consolidated Risk Score d: Non-HFTD
| COLGATE-PALERMO | 22.6491 | 22.6491 | 0 | 21.7246 | 0.9245 | 0 | Consolidated Risk Score d: Non-HFTD
| COLGATE-RIO OSO | 40.8875 | 40.8875 | 0 | 11.8625 | 29.025 | 0 | Consolidated Risk Score d: Non-HFTD
| COLGATE-SMARTVILLE #1 | 11.2583 | 11.2583 | 0 | 11.2583 | 0 | 0 | Consolidated Risk Score d: Non-HFTD
| COLGATE-SMARTVILLE #2 | 11.188 | 11.188 | 0 | 11.188 | 0 | 0 | Consolidated Risk Score d: Non-HFTD
| COLLINS PINE TAP | 0.9959 | 0.9959 | 0 | 0.085684 | 0.91021 | 0 | Consolidated Risk Score d: Non-HFTD
| COLUMBIA SOLAR 115kV TAP | 0.51281 | 0.51281 | 0 | 0 | 0.51281 | 0 | Consolidated Risk Score d: Non-HFTD
| COLUSA JCT #1 | 16.9816 | 16.9816 | 0 | 0 | 16.9816 | 0 | Consolidated Risk Score d: Non-HFTD
| CONTRA COSTA #1 | 11.1513 | 11.1513 | 0 | 0 | 11.1513 | 0 | Consolidated Risk Score d: Non-HFTD
| CONTRA COSTA #2 | 1.4095 | 1.4095 | 0 | 0 | 1.4095 | 0 | Consolidated Risk Score d: Non-HFTD
| CONTRA COSTA PP-CONTRA COSTA SUB | 1.8892 | 1.8892 | 0 | 0 | 1.8892 | 0 | Consolidated Risk Score d: Non-HFTD
| CONTRA COSTA-BALFOUR | 11.5474 | 11.5474 | 0 | 0 | 11.5474 | 0 | Consolidated Risk Score d: Non-HFTD
| CONTRA COSTA-BRENTWOOD | 10.0629 | 10.0629 | 0 | 0 | 10.0629 | 0 | Consolidated Risk Score d: Non-HFTD
| CONTRA COSTA-DELTA SWITCHYARD | 18.4634 | 18.4634 | 0 | 5.1937 | 13.2697 | 0 | Consolidated Risk Score d: Non-HFTD
| JEFFERSON-MARTIN | 40.5674 | 3.3008 | 0 | 1.0478 | 2.2531 | 37.2665 | Consolidated Risk Score d: Non-HFTD
| CONTRA COSTA-LAS POSITAS | 23.8265 | 23.8265 | 0.88038 | 10.9842 | 11.9619 | 0 | Consolidated Risk Score d: Non-HFTD
| CONTRA COSTA-LONE TREE | 5.6109 | 5.6109 | 0 | 0 | 5.6109 | 0 | Consolidated Risk Score d: Non-HFTD
| CONTRA COSTA-MORAGA #1 | 26.7584 | 26.7584 | 4.3022 | 11.3597 | 11.0965 | 0 | Consolidated Risk Score d: Non-HFTD
| CONTRA COSTA-MORAGA #2 | 26.8339 | 26.8339 | 4.3815 | 11.3276 | 11.1248 | 0 | Consolidated Risk Score d: Non-HFTD
| CONTRA COSTA-PITTSBURG | 6.2834 | 6.2834 | 0 | 0 | 6.2834 | 0 | Consolidated Risk Score d: Non-HFTD
| CONTRA COSTA-SHELL CHEMICAL#1(21KV) | 9.553 | 9.553 | 0 | 0 | 9.553 | 0 | Consolidated Risk Score d: Non-HFTD
| COOLEY LANDING-LOS ALTOS | 14.8839 | 14.8839 | 0 | 0 | 14.8839 | 0 | Consolidated Risk Score d: Non-HFTD
| COOLEY LANDING-LOS ALTOS (I2KV) | 1.4065 | 1.4065 | 0 | 0 | 1.4065 | 0 | Consolidated Risk Score d: Non-HFTD
| COOLEY LANDING-PALO ALTO | 2.7239 | 2.7239 | 0 | 0 | 2.7239 | 0 | Consolidated Risk Score d: Non-HFTD
| COOLEY LANDING-STANFORD | 9.2235 | 6.0359 | 0 | 0 | 6.0359 | 3.1875 | Consolidated Risk Score d: Non-HFTD
| COPPERMINE-TIVY VALLEY | 24.0068 | 24.0068 | 0 | 0.89062 | 23.1161 | 0 | Consolidated Risk Score d: Non-HFTD
| COPUS-OLD RIVER | 19.6145 | 19.6145 | 0 | 0 | 19.6145 | 0 | Consolidated Risk Score d: Non-HFTD
| CORCORAN-ANGIOLA | 8.9417 | 8.9417 | 0 | 0 | 8.9417 | 0 | Consolidated Risk Score d: Non-HFTD
| CORCORAN-GUERNSEY | 13.49 | 13.49 | 0 | 0 | 13.49 | 0 | Consolidated Risk Score d: Non-HFTD
| CORCORAN-OLIVE SW STA | 36.824 | 36.824 | 0 | 0 | 36.824 | 0 | Consolidated Risk Score d: Non-HFTD
| CORDELIA #1 TAP | 7.6939 | 7.6939 | 0 | 4.5628 | 3.1311 | 0 | Consolidated Risk Score d: Non-HFTD
| CORDELIA #2 TAP | 6.8684 | 6.8684 | 0 | 2.9932 | 3.8752 | 0 | Consolidated Risk Score d: Non-HFTD
| CORDELIA INTERIM PUMPING PLANT TAP | 0.35804 | 0.35804 | 0 | 0 | 0.35804 | 0 | Consolidated Risk Score d: Non-HFTD
| CORONA-LAKEVILLE | 5.7864 | 5.7864 | 0 | 0 | 5.7864 | 0 | Consolidated Risk Score d: Non-HFTD
| CORTINA #1 | 26.2869 | 26.2869 | 0 | 0 | 26.2869 | 0 | Consolidated Risk Score d: Non-HFTD
| CORTINA #2 | 26.606 | 26.606 | 0 | 0 | 26.606 | 0 | Consolidated Risk Score d: Non-HFTD
| CORTINA #3 | 24.7991 | 24.7991 | 0 | 0 | 24.7991 | 0 | Consolidated Risk Score d: Non-HFTD
| CORTINA #4 | 45.2742 | 45.2742 | 0 | 0 | 45.2742 | 0 | Consolidated Risk Score d: Non-HFTD
| CORTINA-MENDOCINO #1 | 60.9541 | 60.9541 | 4.5559 | 48.7777 | 7.6205 | 0 | Consolidated Risk Score d: Non-HFTD
| CORTINA-VACA | 53.2926 | 53.2926 | 0 | 2.25 | 51.0426 | 0 | Consolidated Risk Score d: Non-HFTD
| COTTLE-MELONES | 25.9392 | 25.9392 | 0 | 5.2875 | 20.6517 | 0 | Consolidated Risk Score d: Non-HFTD
| COTTONWOOD #1 | 48.1554 | 48.1554 | 0 | 9.715 | 38.4404 | 0 | Consolidated Risk Score d: Non-HFTD
| COTTONWOOD #2 | 23.635 | 23.635 | 0 | 9.7153 | 13.9197 | 0 | Consolidated Risk Score d: Non-HFTD
| COTTONWOOD-BENTON #1 | 15.5289 | 15.5289 | 0 | 5.5277 | 10.0012 | 0 | Consolidated Risk Score d: Non-HFTD
| COTTONWOOD-BENTON #2 | 14.6726 | 14.6726 | 2.9914 | 9.6037 | 2.0775 | 0 | Consolidated Risk Score d: Non-HFTD
| COTTONWOOD-DELEVAN #1 | 71.5512 | 71.5512 | 0 | 9.7127 | 61.8385 | 0 | Consolidated Risk Score d: Non-HFTD
| KIFER-FMC | 8.2356 | 6.0173 | 0 | 0 | 6.0173 | 2.2184 | Consolidated Risk Score d: Non-HFTD
| COTTONWOOD-GLENN | 48.3286 | 48.3286 | 0 | 9.7139 | 38.6146 | 0 | Consolidated Risk Score d: Non-HFTD
| DEL MAR-ATLANTIC #1 | 3.9544 | 2.7774 | 0 | 0 | 2.7774 | 1.177 | Consolidated Risk Score d: Non-HFTD
| COTTONWOOD-PANORAMA | 2.9459 | 2.9459 | 0 | 2.0772 | 0.86871 | 0 | Consolidated Risk Score d: Non-HFTD
| COTTONWOOD-RED BLUFF | 16.7823 | 16.7823 | 0 | 10.5458 | 6.2364 | 0 | Consolidated Risk Score d: Non-HFTD
| COVE ROAD TAP | 0.10596 | 0.10596 | 0 | 0.10596 | 0 | 0 | Consolidated Risk Score d: Non-HFTD
| MARTIN-MILLBRAE #1 | 7.7109 | 7.2769 | 0 | 0 | 7.2769 | 0.43397 | Consolidated Risk Score d: Non-HFTD
| CRAG VIEW-CASCADE | 21.6065 | 21.6065 | 2.4107 | 17.9606 | 1.2351 | 0 | Consolidated Risk Score d: Non-HFTD
| CRAZY HORSE CANYON-HOLLISTER | 17.2169 | 17.2169 | 0 | 2.7019 | 14.5149 | 0 | Consolidated Risk Score d: Non-HFTD
| CRAZY HORSE CANYON-SALINAS-SOLEDAD #1 | 35.3435 | 35.3435 | 0 | 15.819 | 19.5244 | 0 | Consolidated Risk Score d: Non-HFTD
| CRAZY HORSE CANYON-SALINAS-SOLEDAD #2 | 35.4084 | 35.4084 | 0 | 15.8365 | 19.5718 | 0 | Consolidated Risk Score d: Non-HFTD
| CRAZY HORSE CANYON-SAN BENITO | 8.952 | 8.952 | 0 | 2.6376 | 6.3145 | 0 | Consolidated Risk Score d: Non-HFTD
| CRESCENT SW STA-SCHINDLER | 10.8034 | 10.8034 | 0 | 0 | 10.8034 | 0 | Consolidated Risk Score d: Non-HFTD
| CRESCENT SW STA-SCULPIN PV | 0.043939 | 0.043939 | 0 | 0 | 0.043939 | 0 | Consolidated Risk Score d: Non-HFTD
| CRESCENT SW STA-STROUD | 3.6125 | 3.6125 | 0 | 0 | 3.6125 | 0 | Consolidated Risk Score d: Non-HFTD
| CRESTA-RIO OSO | 64.785 | 64.785 | 8.9254 | 18.1944 | 37.6652 | 0 | Consolidated Risk Score d: Non-HFTD
| CROW CREEK SW STA-FRONTIER SOLAR PV | 0.019878 | 0.019878 | 0 | 0 | 0.019878 | 0 | Consolidated Risk Score d: Non-HFTD
| CROW CREEK SW STA-NEWMAN | 11.1449 | 11.1449 | 0 | 0 | 11.1449 | 0 | Consolidated Risk Score d: Non-HFTD
| CROWS LANDING TAP | 5.2802 | 5.2802 | 0 | 0 | 5.2802 | 0 | Consolidated Risk Score d: Non-HFTD
| CRUSHER TAP | 1.9446 | 1.9446 | 0 | 1.9446 | 0 | 0 | Consolidated Risk Score d: Non-HFTD
| CRYSTAL SPRINGS TAP | 0.28078 | 0.28078 | 0 | 0.28078 | 0 | 0 | Consolidated Risk Score d: Non-HFTD
| CYMRIC TAP | 0.18006 | 0.18006 | 0 | 0 | 0.18006 | 0 | Consolidated Risk Score d: Non-HFTD
| D-L #1 | 2.3098 | 0 | 0 | 0 | 0 | 2.3098 | Consolidated Risk Score d: Non-HFTD
| DAIRYLAND-MENDOTA | 28.6866 | 28.6866 | 0 | 0 | 28.6866 | 0 | Consolidated Risk Score d: Non-HFTD
| DANISH CREAMERY TAP | 1.2024 | 1.2024 | 0 | 0 | 1.2024 | 0 | Consolidated Risk Score d: Non-HFTD
| DE FRANCESCO TAP | 1.0232 | 1.0232 | 0 | 0 | 1.0232 | 0 | Consolidated Risk Score d: Non-HFTD
| DEAN FOODS TAP | 0.51365 | 0.51365 | 0 | 0 | 0.51365 | 0 | Consolidated Risk Score d: Non-HFTD
| DEEPWATER #1 TAP | 2.2866 | 2.2866 | 0 | 0 | 2.2866 | 0 | Consolidated Risk Score d: Non-HFTD
| DEEPWATER #2 TAP | 2.4531 | 2.4531 | 0 | 0 | 2.4531 | 0 | Consolidated Risk Score d: Non-HFTD
| DEER CREEK-DRUM | 6.2379 | 6.2379 | 6.2379 | 0 | 0 | 0 | Consolidated Risk Score d: Non-HFTD
| DEL MAR-ATLANTIC #2 | 4.4249 | 4.4249 | 0 | 0 | 4.4249 | 0 | Consolidated Risk Score d: Non-HFTD
| DEL MONTE-FORT ORD #1 | 6.1268 | 6.1268 | 0 | 0.24946 | 5.8774 | 0 | Consolidated Risk Score d: Non-HFTD
| DEL MONTE-FORT ORD #2 | 5.6033 | 5.6033 | 0 | 0.057678 | 5.5456 | 0 | Consolidated Risk Score d: Non-HFTD
| DEL MONTE-MONTEREY | 2.5287 | 2.5287 | 0 | 0 | 2.5287 | 0 | Consolidated Risk Score d: Non-HFTD
| DEL MONTE-VIEJO | 7.9167 | 7.9167 | 0 | 5.3008 | 2.6159 | 0 | Consolidated Risk Score d: Non-HFTD
| DELEVAN-CORTINA | 17.9661 | 17.9661 | 0 | 0 | 17.9661 | 0 | Consolidated Risk Score d: Non-HFTD
| DELEVAN-VACA #1 | 71.0356 | 71.0356 | 0 | 2.0621 | 68.9735 | 0 | Consolidated Risk Score d: Non-HFTD
| DELEVAN-VACA #2 | 71.071 | 71.071 | 0 | 1.6737 | 69.3973 | 0 | Consolidated Risk Score d: Non-HFTD
| DELEVAN-VACA #3 | 71.0849 | 71.0849 | 0 | 1.4862 | 69.5986 | 0 | Consolidated Risk Score d: Non-HFTD
| DELTA SWITCHING YARD-TESLA | 7.7048 | 7.7048 | 0 | 0 | 7.7048 | 0 | Consolidated Risk Score d: Non-HFTD
| DELTA-MTN GATE JCT | 15.1445 | 15.1445 | 2.1801 | 11.6851 | 1.2793 | 0 | Consolidated Risk Score d: Non-HFTD
| DERRICK TAP | 0.85339 | 0.85339 | 0 | 0 | 0.85339 | 0 | Consolidated Risk Score d: Non-HFTD
| DESABLA-CENTERVILLE | 5.8607 | 5.8607 | 5.8607 | 0 | 0 | 0 | Consolidated Risk Score d: Non-HFTD
| DIABLO PP STANDBY SUPPLY | 0.46447 | 0.46447 | 0.46447 | 0 | 0 | 0 | Consolidated Risk Score d: Non-HFTD
| DIABLO UNIT #1 | 0.53849 | 0.53849 | 0.53849 | 0 | 0 | 0 | Consolidated Risk Score d: Non-HFTD
| DIABLO UNIT #2 | 0.5738 | 0.5738 | 0.5738 | 0 | 0 | 0 | Consolidated Risk Score d: Non-HFTD
| DIABLO-GATES #1 | 79.2346 | 79.2346 | 10.5507 | 16.5029 | 52.1809 | 0 | Consolidated Risk Score d: Non-HFTD
| K-D #1 | 4.8708 | 0 | 0 | 0 | 0 | 4.8708 | Consolidated Risk Score d: Non-HFTD
| DIABLO-MIDWAY #2 | 84.0709 | 84.0709 | 15.4706 | 29.4551 | 39.1452 | 0 | Consolidated Risk Score d: Non-HFTD
| DIABLO-MIDWAY #3 | 84.6727 | 84.6727 | 15.564 | 29.3374 | 39.7713 | 0 | Consolidated Risk Score d: Non-HFTD
| DINOSAUR POINT TAP | 1.9955 | 1.9955 | 0 | 0.51044 | 1.4851 | 0 | Consolidated Risk Score d: Non-HFTD
| DINUBA ENERGY TAP | 3.1623 | 3.1623 | 0 | 0 | 3.1623 | 0 | Consolidated Risk Score d: Non-HFTD
| DINUBA-OROSI | 9.8254 | 9.8254 | 0 | 0 | 9.8254 | 0 | Consolidated Risk Score d: Non-HFTD
| DISCOVERY TAP | 2.0972 | 2.0972 | 0 | 0 | 2.0972 | 0 | Consolidated Risk Score d: Non-HFTD
| DISTRICT 1001 TAP | 1.47 | 1.47 | 0 | 0 | 1.47 | 0 | Consolidated Risk Score d: Non-HFTD
| DISTRICT 1500 TAP | 3.6128 | 3.6128 | 0 | 0 | 3.6128 | 0 | Consolidated Risk Score d: Non-HFTD
| DIVIDE-CABRILLO #1 | 14.5988 | 14.5988 | 0 | 6.2874 | 8.3114 | 0 | Consolidated Risk Score d: Non-HFTD
| C&H SUGAR | 1.3323 | 0 | 0 | 0 | 0 | 1.3323 | Consolidated Risk Score d: Non-HFTD
| LAKEVILLE-SONOMA #1 | 7.7815 | 6.6841 | 0 | 2.5382 | 4.1459 | 1.0975 | Consolidated Risk Score d: Non-HFTD
| DIVIDE-VANDENBERG #1 | 6.6422 | 6.6422 | 0 | 5.5147 | 1.1275 | 0 | Consolidated Risk Score d: Non-HFTD
| DIVIDE-VANDENBERG #2 | 6.568 | 6.568 | 0 | 5.4475 | 1.1205 | 0 | Consolidated Risk Score d: Non-HFTD
| DIXON LANDING-MCKEE | 8.3045 | 8.3045 | 0 | 0 | 8.3045 | 0 | Consolidated Risk Score d: Non-HFTD
| DIXON-VACA #1 | 18.3458 | 18.3458 | 0 | 0 | 18.3458 | 0 | Consolidated Risk Score d: Non-HFTD
| DIXON-VACA #2 | 26.7697 | 26.7697 | 0 | 0 | 26.7697 | 0 | Consolidated Risk Score d: Non-HFTD
| DOLAN RD #1 TAP | 0.31504 | 0.31504 | 0 | 0 | 0.31504 | 0 | Consolidated Risk Score d: Non-HFTD
| DOLAN RD #2 TAP | 0.33071 | 0.33071 | 0 | 0 | 0.33071 | 0 | Consolidated Risk Score d: Non-HFTD
| DONNELLS-MI-WUK | 18.4617 | 18.4617 | 18.4617 | 0 | 0 | 0 | Consolidated Risk Score d: Non-HFTD
| DOS AMIGOS PUMPING PLANT-PANOCHE | 23.6791 | 23.6791 | 0 | 0 | 23.6791 | 0 | Consolidated Risk Score d: Non-HFTD
| DOUBLE C (PSE) TAP | 0.058864 | 0.058864 | 0 | 0 | 0.058864 | 0 | Consolidated Risk Score d: Non-HFTD
| DRUM PH #2 TAP | 0.087865 | 0.087865 | 0.087865 | 0 | 0 | 0 | Consolidated Risk Score d: Non-HFTD
| DRUM-GRASS VALLEY-WEIMAR | 31.1694 | 31.1694 | 17.1945 | 12.7233 | 1.2516 | 0 | Consolidated Risk Score d: Non-HFTD
| DRUM-HIGGINS | 47.7372 | 47.7372 | 20.6549 | 25.9622 | 1.1201 | 0 | Consolidated Risk Score d: Non-HFTD
| DRUM-RIO OSO #1 | 44.641 | 44.641 | 14.06 | 17.8974 | 12.6836 | 0 | Consolidated Risk Score d: Non-HFTD
| DRUM-RIO OSO #2 | 44.6512 | 44.6512 | 14.0779 | 17.8644 | 12.7088 | 0 | Consolidated Risk Score d: Non-HFTD
| DRUM-SPAULDING | 9.3642 | 9.3642 | 6.8843 | 2.4799 | 0 | 0 | Consolidated Risk Score d: Non-HFTD
| DRUM-SUMMIT #1 | 27.363 | 27.363 | 6.4913 | 15.1021 | 5.1493 | 0 | Consolidated Risk Score d: Non-HFTD
| DRUM-SUMMIT #2 | 28.3633 | 28.3633 | 6.4945 | 16.363 | 5.0654 | 0 | Consolidated Risk Score d: Non-HFTD
| DU PONT TAP | 0.52288 | 0.52288 | 0 | 0 | 0.52288 | 0 | Consolidated Risk Score d: Non-HFTD
| DUMBARTON-NEWARK | 7.1443 | 7.1443 | 0 | 0 | 7.1443 | 0 | Consolidated Risk Score d: Non-HFTD
| DUNLAP TAP | 16.2058 | 16.2058 | 0 | 13.7815 | 2.4244 | 0 | Consolidated Risk Score d: Non-HFTD
| DUTCH FLAT #2 TAP | 0.42729 | 0.42729 | 0.42729 | 0 | 0 | 0 | Consolidated Risk Score d: Non-HFTD
| EAGLE ROCK-CORTINA | 43.385 | 43.385 | 14.6269 | 23.0122 | 5.7458 | 0 | Consolidated Risk Score d: Non-HFTD
| EAGLE ROCK-FULTON-SILVERADO | 46.9441 | 46.9441 | 41.8163 | 2.4523 | 2.6754 | 0 | Consolidated Risk Score d: Non-HFTD
| EAGLE ROCK-REDBUD | 23.3112 | 23.3112 | 9.9356 | 13.0573 | 0.3183 | 0 | Consolidated Risk Score d: Non-HFTD
| EAST DUBLIN (BART) TAP | 0.044522 | 0.044522 | 0 | 0 | 0.044522 | 0 | Consolidated Risk Score d: Non-HFTD
| EASTSHORE-CERBERUS | 0.48453 | 0.48453 | 0 | 0 | 0.48453 | 0 | Consolidated Risk Score d: Non-HFTD
| EASTSHORE-DUMBARTON | 12.3759 | 12.3759 | 0 | 0 | 12.3759 | 0 | Consolidated Risk Score d: Non-HFTD
| EASTSHORE-MT EDEN #1 | 1.04 | 1.04 | 0 | 0 | 1.04 | 0 | Consolidated Risk Score d: Non-HFTD
| EASTSHORE-MT EDEN #2 | 0.99871 | 0.99871 | 0 | 0 | 0.99871 | 0 | Consolidated Risk Score d: Non-HFTD
| EASTSHORE-SAN MATEO | 12.4278 | 12.4278 | 0 | 0 | 12.4278 | 0 | Consolidated Risk Score d: Non-HFTD
| EBMUD TAP | 0.95856 | 0.022039 | 0 | 0 | 0.022039 | 0.93652 | Consolidated Risk Score d: Non-HFTD
| EDES #1 TAP | 0.047077 | 0.047077 | 0 | 0 | 0.047077 | 0 | Consolidated Risk Score d: Non-HFTD
| EDES #2 TAP | 0.038751 | 0.038751 | 0 | 0 | 0.038751 | 0 | Consolidated Risk Score d: Non-HFTD
| EEL RIVER TAP | 2.3105 | 2.3105 | 0 | 0 | 2.3105 | 0 | Consolidated Risk Score d: Non-HFTD
| EIGHT MILE ROAD-STAGG | 7.1985 | 7.1985 | 0 | 0 | 7.1985 | 0 | Consolidated Risk Score d: Non-HFTD
| EIGHT MILE ROAD-TESLA | 26.6402 | 26.6402 | 0 | 0 | 26.6402 | 0 | Consolidated Risk Score d: Non-HFTD
| EISEN TAP | 1.861 | 1.861 | 0 | 0 | 1.861 | 0 | Consolidated Risk Score d: Non-HFTD
| EL CAPITAN-WILSON | 8.1213 | 8.1213 | 0 | 0 | 8.1213 | 0 | Consolidated Risk Score d: Non-HFTD
| EL DORADO-MISSOURI FLAT #1 | 14.4253 | 14.4253 | 3.8435 | 8.9112 | 1.6706 | 0 | Consolidated Risk Score d: Non-HFTD
| EL DORADO-MISSOURI FLAT #2 | 14.4053 | 14.4053 | 3.843 | 8.8531 | 1.7093 | 0 | Consolidated Risk Score d: Non-HFTD
| EL PATIO-SAN JOSE A | 7.0764 | 7.0764 | 0 | 0 | 7.0764 | 0 | Consolidated Risk Score d: Non-HFTD
| EL PECO TAP | 3.0179 | 3.0179 | 0 | 0 | 3.0179 | 0 | Consolidated Risk Score d: Non-HFTD
| ELECTRA-BELLOTA | 29.2328 | 29.2328 | 0 | 12.7788 | 16.454 | 0 | Consolidated Risk Score d: Non-HFTD
| ELK CREEK TAP | 20.4431 | 20.4431 | 0 | 3.5821 | 16.861 | 0 | Consolidated Risk Score d: Non-HFTD
| ELK-GUALALA | 29.0138 | 29.0138 | 0 | 22.5842 | 6.4296 | 0 | Consolidated Risk Score d: Non-HFTD
| ELLIS TAP | 0.16574 | 0.16574 | 0 | 0 | 0.16574 | 0 | Consolidated Risk Score d: Non-HFTD
| EMIDIO TAP | 3.0493 | 3.0493 | 0 | 0 | 3.0493 | 0 | Consolidated Risk Score d: Non-HFTD
| ENCINAL TAP | 1.4326 | 1.4326 | 0 | 0 | 1.4326 | 0 | Consolidated Risk Score d: Non-HFTD
| ESSEX JCT-ARCATA-FAIRHAVEN | 16.0549 | 16.0549 | 0 | 0 | 16.0549 | 0 | Consolidated Risk Score d: Non-HFTD
| ESSEX JCT-ORICK | 31.2908 | 31.2908 | 0 | 0 | 29.7159 | 0 | Consolidated Risk Score d: Non-HFTD
| EUREKA-STA A | 0.21984 | 0.21984 | 0 | 0 | 0.21984 | 0 | Consolidated Risk Score d: Non-HFTD
| EVERGREEN-ALMADEN | 4.9583 | 4.9583 | 0 | 0 | 4.9583 | 0 | Consolidated Risk Score d: Non-HFTD
| EVERGREEN-MABURY | 5.4842 | 5.4842 | 0 | 0 | 5.4842 | 0 | Consolidated Risk Score d: Non-HFTD
| EXCELSIOR SW STA-FIVE POINTS PV | 0.031251 | 0.031251 | 0 | 0 | 0.031251 | 0 | Consolidated Risk Score d: Non-HFTD
| EXCELSIOR SW STA-SCHINDLER #1 | 5.2352 | 5.2352 | 0 | 0 | 5.2352 | 0 | Consolidated Risk Score d: Non-HFTD
| EXCELSIOR SW STA-SCHINDLER #2 | 5.2303 | 5.2303 | 0 | 0 | 5.2303 | 0 | Consolidated Risk Score d: Non-HFTD
| EXCHEQUER-INDIAN FLAT | 29.9061 | 29.9061 | 4.0013 | 25.1824 | 0.72231 | 0 | Consolidated Risk Score d: Non-HFTD
| EXCHEQUER-LE GRAND | 29.7522 | 29.7522 | 0 | 0 | 29.7522 | 0 | Consolidated Risk Score d: Non-HFTD
| EXCHEQUER-MARIPOSA | 19.476 | 19.476 | 0 | 10.6186 | 8.8574 | 0 | Consolidated Risk Score d: Non-HFTD
| FAIRHAVEN #1 | 0.46997 | 0.46997 | 0 | 0 | 0.46997 | 0 | Consolidated Risk Score d: Non-HFTD
| FAIRHAVEN POWER CO TAP | 0.49964 | 0.49964 | 0 | 0 | 0.49964 | 0 | Consolidated Risk Score d: Non-HFTD
| FAIRHAVEN-HUMBOLDT | 15.4435 | 15.4435 | 0 | 0 | 15.4435 | 0 | Consolidated Risk Score d: Non-HFTD
| FAIRVIEW-MARTINEZ SW STA | 0.096721 | 0.096721 | 0 | 0 | 0.096721 | 0 | Consolidated Risk Score d: Non-HFTD
| FAIRWAY #1 TAP | 2.8321 | 2.8321 | 0 | 0 | 2.8321 | 0 | Consolidated Risk Score d: Non-HFTD
| FAIRWAY #2 TAP | 1.5177 | 1.5177 | 0 | 0 | 1.5177 | 0 | Consolidated Risk Score d: Non-HFTD
| FELLOWS-MIDSUN | 4.9161 | 4.9161 | 0 | 0 | 4.9161 | 0 | Consolidated Risk Score d: Non-HFTD
| FELLOWS-TAFT | 7.9292 | 7.9292 | 0 | 0 | 7.9292 | 0 | Consolidated Risk Score d: Non-HFTD
| FIBREBOARD STANDARD TAP | 0.01625 | 0.01625 | 0 | 0.01625 | 0 | 0 | Consolidated Risk Score d: Non-HFTD
| FIBREBOARD TAP | 1.0348 | 1.0348 | 0 | 0 | 1.0348 | 0 | Consolidated Risk Score d: Non-HFTD
| FIGARDEN #1 TAP | 0.85134 | 0 | 0 | 0 | 0 | 0.85134 | Consolidated Risk Score d: Non-HFTD
| FIGARDEN #2 TAP | 1.6615 | 0 | 0 | 0 | 0 | 1.6615 | Consolidated Risk Score d: Non-HFTD
| FITCH MTN #1 TAP | 0.86226 | 0.86226 | 0 | 0.15175 | 0.71051 | 0 | Consolidated Risk Score d: Non-HFTD
| FITCH MTN #2 TAP | 0.068777 | 0.068777 | 0 | 0 | 0.068777 | 0 | Consolidated Risk Score d: Non-HFTD
| FIVE POINTS SW STA-HURON-GATES | 19.7806 | 19.7806 | 0 | 0 | 19.7806 | 0 | Consolidated Risk Score d: Non-HFTD
| FIVE POINTS SW-WHITNEY POINT PV | 0.055301 | 0.055301 | 0 | 0 | 0.055301 | 0 | Consolidated Risk Score d: Non-HFTD
| FLINT TAP | 1.9567 | 1.9567 | 0 | 1.4796 | 0.47709 | 0 | Consolidated Risk Score d: Non-HFTD
| FMC-SAN JOSE B | 1.6061 | 1.6061 | 0 | 0 | 1.6061 | 0 | Consolidated Risk Score d: Non-HFTD
| FORBESTOWN TAP | 0.21531 | 0.21531 | 0.21531 | 0 | 0 | 0 | Consolidated Risk Score d: Non-HFTD
| FORKS OF THE BUTTE TAP | 0.20205 | 0.20205 | 0.20205 | 0 | 0 | 0 | Consolidated Risk Score d: Non-HFTD
| FORT BRAGG-ELK | 24.0141 | 24.0141 | 0 | 21.5797 | 2.4345 | 0 | Consolidated Risk Score d: Non-HFTD
| FORT ROSS-GUALALA | 29.7564 | 29.7564 | 0 | 29.6129 | 0.14353 | 0 | Consolidated Risk Score d: Non-HFTD
| FORT SEWARD TAP | 7.6998 | 7.6998 | 0 | 2.8989 | 4.8009 | 0 | Consolidated Risk Score d: Non-HFTD
| FREC-BOGUE | 0.17953 | 0.17953 | 0 | 0 | 0.17953 | 0 | Consolidated Risk Score d: Non-HFTD
| FRENCH MEADOWS-MIDDLE FORK | 13.1852 | 13.1852 | 13.1852 | 0 | 0 | 0 | Consolidated Risk Score d: Non-HFTD
| FRESH EXPRESS TAP | 0.56057 | 0.56057 | 0 | 0 | 0.56057 | 0 | Consolidated Risk Score d: Non-HFTD
| FRESNO COGEN (AGRICO) TAP | 3.1718 | 3.1718 | 0 | 0 | 3.1718 | 0 | Consolidated Risk Score d: Non-HFTD
| FRIANT-COPPERMINE | 8.299 | 8.299 | 0 | 0 | 8.299 | 0 | Consolidated Risk Score d: Non-HFTD
| FRITO LAY TAP | 0.51985 | 0.51985 | 0 | 0 | 0.51985 | 0 | Consolidated Risk Score d: Non-HFTD
| FROGTOWN #1 TAP | 0.11998 | 0.11998 | 0 | 0.11998 | 0 | 0 | Consolidated Risk Score d: Non-HFTD
| FROGTOWN #2 TAP | 0.11121 | 0.11121 | 0 | 0.11121 | 0 | 0 | Consolidated Risk Score d: Non-HFTD
| FRUITLAND TAP | 4.2583 | 4.2583 | 0 | 3.8496 | 0.40868 | 0 | Consolidated Risk Score d: Non-HFTD
| FRUITVALE TAP | 0.11716 | 0.11716 | 0 | 0 | 0.11716 | 0 | Consolidated Risk Score d: Non-HFTD
| FULTON JCT-VACA | 11.9288 | 11.9288 | 0 | 2.8288 | 9.1 | 0 | Consolidated Risk Score d: Non-HFTD
| FULTON-CALISTOGA | 62.8392 | 62.8392 | 51.5659 | 3.0905 | 8.1828 | 0 | Consolidated Risk Score d: Non-HFTD
| FULTON-HOPLAND | 41.1803 | 41.1803 | 6.8526 | 26.2261 | 8.1016 | 0 | Consolidated Risk Score d: Non-HFTD
| FULTON-IGNACIO #1 | 40.7288 | 40.7288 | 14.8712 | 7.5475 | 18.3101 | 0 | Consolidated Risk Score d: Non-HFTD
| FULTON-LAKEVILLE | 26.697 | 25.5057 | 15.2328 | 6.4247 | 3.8482 | 1.1913 | Consolidated Risk Score d: Non-HFTD
| FULTON-LAKEVILLE-IGNACIO | 15.8441 | 15.8441 | 7.4211 | 5.9325 | 2.4905 | 0 | Consolidated Risk Score d: Non-HFTD
| SVP-NORTHERN RECEIVING STA | 2.3645 | 0 | 0 | 0 | 0 | 2.3645 | Consolidated Risk Score d: Non-HFTD
| FULTON-MOLINO-COTATI | 20.5238 | 20.5238 | 0 | 1.7717 | 18.7521 | 0 | Consolidated Risk Score d: Non-HFTD
| FULTON-PUEBLO | 59.9471 | 59.9471 | 18.6575 | 18.9101 | 22.3311 | 0 | Consolidated Risk Score d: Non-HFTD
| FULTON-SANTA ROSA #1 | 6.6928 | 6.6928 | 0 | 0 | 6.6928 | 0 | Consolidated Risk Score d: Non-HFTD
| FULTON-SANTA ROSA #2 | 6.2851 | 6.2851 | 0 | 0 | 6.2851 | 0 | Consolidated Risk Score d: Non-HFTD
| FULTON-WINDSOR | 6.5898 | 6.5898 | 0 | 0 | 6.5898 | 0 | Consolidated Risk Score d: Non-HFTD
| GALLO-CRESSEY | 14.4279 | 14.4279 | 0 | 0 | 14.4279 | 0 | Consolidated Risk Score d: Non-HFTD
| GALLO-LIVINGSTON | 4.1995 | 4.1995 | 0 | 0 | 4.1995 | 0 | Consolidated Risk Score d: Non-HFTD
| GARBERVILLE-LAYTONVILLE | 39.9812 | 39.9812 | 0 | 10.291 | 29.6902 | 0 | Consolidated Risk Score d: Non-HFTD
| GARCIA TAP | 3.0411 | 3.0411 | 0 | 3.0411 | 0 | 0 | Consolidated Risk Score d: Non-HFTD
| GARDNER TAP | 3.7668 | 3.7668 | 0 | 0 | 3.7668 | 0 | Consolidated Risk Score d: Non-HFTD
| GATES-ARCO | 35.177 | 35.177 | 0 | 0 | 35.177 | 0 | Consolidated Risk Score d: Non-HFTD
| GATES-COALINGA #2 | 17.2602 | 17.2602 | 0 | 0 | 17.2602 | 0 | Consolidated Risk Score d: Non-HFTD
| GATES-HURON | 4.5009 | 4.5009 | 0 | 0 | 4.5009 | 0 | Consolidated Risk Score d: Non-HFTD
| GATES-JAYNE SW STA | 0.68267 | 0.68267 | 0 | 0 | 0.68267 | 0 | Consolidated Risk Score d: Non-HFTD
| GATES-MIDWAY | 127.6382 | 127.6382 | 0 | 0 | 127.6382 | 0 | Consolidated Risk Score d: Non-HFTD
| GATES-MUSTANG SW STA #1 | 12.9609 | 12.9609 | 0 | 0 | 12.9609 | 0 | Consolidated Risk Score d: Non-HFTD
| GATES-MUSTANG SW STA #2 | 12.9853 | 12.9853 | 0 | 0 | 12.9853 | 0 | Consolidated Risk Score d: Non-HFTD
| GATES-PANOCHE #1 | 43.7934 | 43.7934 | 0 | 0 | 43.7934 | 0 | Consolidated Risk Score d: Non-HFTD
| GATES-PANOCHE #2 | 43.8018 | 43.8018 | 0 | 0 | 43.8018 | 0 | Consolidated Risk Score d: Non-HFTD
| GATES-TULARE LAKE | 18.335 | 18.335 | 0 | 0 | 18.335 | 0 | Consolidated Risk Score d: Non-HFTD
| GEYSERS #11-EAGLE ROCK | 0.63501 | 0.63501 | 0.63501 | 0 | 0 | 0 | Consolidated Risk Score d: Non-HFTD
| GEYSERS #12-FULTON | 24.0936 | 24.0936 | 18.9024 | 3.5746 | 1.6166 | 0 | Consolidated Risk Score d: Non-HFTD
| GEYSERS #13 TAP | 2.0602 | 2.0602 | 2.0602 | 0 | 0 | 0 | Consolidated Risk Score d: Non-HFTD
| GEYSERS #16 TAP | 1.287 | 1.287 | 1.287 | 0 | 0 | 0 | Consolidated Risk Score d: Non-HFTD
| GEYSERS #17-FULTON | 26.1387 | 26.1387 | 21.0139 | 3.5653 | 1.5595 | 0 | Consolidated Risk Score d: Non-HFTD
| GEYSERS #18 TAP | 0.73728 | 0.73728 | 0.73728 | 0 | 0 | 0 | Consolidated Risk Score d: Non-HFTD
| GEYSERS #20 TAP | 0.028091 | 0.028091 | 0.028091 | 0 | 0 | 0 | Consolidated Risk Score d: Non-HFTD
| GEYSERS #3-CLOVERDALE | 12.0739 | 12.0739 | 10.896 | 0.024709 | 1.1533 | 0 | Consolidated Risk Score d: Non-HFTD
| GEYSERS #3-EAGLE ROCK | 1.7719 | 1.7719 | 1.7719 | 0 | 0 | 0 | Consolidated Risk Score d: Non-HFTD
| GEYSERS #5-GEYSERS #3 | 0.48609 | 0.48609 | 0.48609 | 0 | 0 | 0 | Consolidated Risk Score d: Non-HFTD
| GEYSERS #7-EAGLE ROCK | 1.4005 | 1.4005 | 1.4005 | 0 | 0 | 0 | Consolidated Risk Score d: Non-HFTD
| GEYSERS #9-LAKEVILLE | 42.9348 | 41.698 | 32.575 | 7.037 | 2.0859 | 1.2369 | Consolidated Risk Score d: Non-HFTD
| GIFFEN TAP | 4.9486 | 4.9486 | 0 | 0 | 4.9486 | 0 | Consolidated Risk Score d: Non-HFTD
| GILL RANCH TAP | 9.152 | 9.152 | 0 | 0 | 9.152 | 0 | Consolidated Risk Score d: Non-HFTD
| GILROY ENERGY TAP | 0.27774 | 0.27774 | 0 | 0 | 0.27774 | 0 | Consolidated Risk Score d: Non-HFTD
| GISH TAP | 0.95652 | 0.95652 | 0 | 0 | 0.95652 | 0 | Consolidated Risk Score d: Non-HFTD
| GLENN #1 | 33.3744 | 33.3744 | 0 | 0 | 33.3744 | 0 | Consolidated Risk Score d: Non-HFTD
| GLENN #2 | 34.6857 | 34.6857 | 0 | 0 | 34.6857 | 0 | Consolidated Risk Score d: Non-HFTD
| GLENN #3 | 28.5083 | 28.5083 | 0 | 0 | 28.5083 | 0 | Consolidated Risk Score d: Non-HFTD
| GLENN #4 | 12.5364 | 12.5364 | 0 | 0 | 12.5364 | 0 | Consolidated Risk Score d: Non-HFTD
| GLENN #5 | 7.4106 | 7.4106 | 0 | 0 | 7.4106 | 0 | Consolidated Risk Score d: Non-HFTD
| GLENN-DELEVAN | 37.4234 | 37.4234 | 0 | 0 | 37.4234 | 0 | Consolidated Risk Score d: Non-HFTD
| GOLD HILL #1 | 27.85 | 27.85 | 8.542 | 8.6351 | 10.6729 | 0 | Consolidated Risk Score d: Non-HFTD
| GOLD HILL-BELLOTA-LOCKEFORD | 87.2797 | 87.2797 | 0 | 0 | 87.2797 | 0 | Consolidated Risk Score d: Non-HFTD
| GOLD HILL-CLARKSVILLE | 5.7714 | 5.7714 | 0 | 0 | 5.7714 | 0 | Consolidated Risk Score d: Non-HFTD
| GOLD HILL-EIGHT MILE ROAD | 48.8031 | 48.8031 | 0 | 0 | 48.8031 | 0 | Consolidated Risk Score d: Non-HFTD
| GOLD HILL-LODI STIG | 46.6716 | 46.6716 | 0 | 0 | 46.6716 | 0 | Consolidated Risk Score d: Non-HFTD
| GOLDEN VALLEY TAP | 1.5948 | 1.5948 | 0 | 0 | 1.5948 | 0 | Consolidated Risk Score d: Non-HFTD
| GOLDTREE TAP | 2.2997 | 2.2997 | 0 | 1.0487 | 1.2509 | 0 | Consolidated Risk Score d: Non-HFTD
| GONZALES #1 TAP | 0.20033 | 0.20033 | 0 | 0 | 0.20033 | 0 | Consolidated Risk Score d: Non-HFTD
| GONZALES #2 TAP | 0.29738 | 0.29738 | 0 | 0 | 0.29738 | 0 | Consolidated Risk Score d: Non-HFTD
| GRANITE ROCK TAP | 2.3886 | 2.3886 | 0 | 2.3488 | 0.03983 | 0 | Consolidated Risk Score d: Non-HFTD
| GRANT-EASTSHORE #1 | 4.3349 | 4.3349 | 0 | 0 | 4.3349 | 0 | Consolidated Risk Score d: Non-HFTD
| GRANT-EASTSHORE #2 | 4.2049 | 4.2049 | 0 | 0 | 4.2049 | 0 | Consolidated Risk Score d: Non-HFTD
| GRAPEVINE TAP | 0.14152 | 0.14152 | 0 | 0.14152 | 0 | 0 | Consolidated Risk Score d: Non-HFTD
| GREEN VALLEY-CAMP EVERS | 18.5606 | 18.5606 | 10.3946 | 3.0231 | 5.1429 | 0 | Consolidated Risk Score d: Non-HFTD
| GREEN VALLEY-LLAGAS | 24.8451 | 24.8451 | 6.1437 | 8.4106 | 10.2907 | 0 | Consolidated Risk Score d: Non-HFTD
| GREEN VALLEY-PAUL SWEET | 15.843 | 15.843 | 7.1365 | 4.2381 | 4.4685 | 0 | Consolidated Risk Score d: Non-HFTD
| GREEN VALLEY-WATSONVILLE | 4.7382 | 4.7382 | 0 | 0 | 4.7382 | 0 | Consolidated Risk Score d: Non-HFTD
| GREENLEAF #1 TAP | 4.8445 | 4.8445 | 0 | 0 | 4.8445 | 0 | Consolidated Risk Score d: Non-HFTD
| GREENLEAF #2 TAP | 0.62236 | 0.62236 | 0 | 0 | 0.62236 | 0 | Consolidated Risk Score d: Non-HFTD
| GREGG-ASHLAN | 6.9969 | 6.9969 | 0 | 0 | 6.9969 | 0 | Consolidated Risk Score d: Non-HFTD
| GREGG-HERNDON #1 | 0.59833 | 0.59833 | 0 | 0 | 0.59833 | 0 | Consolidated Risk Score d: Non-HFTD
| GREGG-HERNDON #2 | 0.63147 | 0.63147 | 0 | 0 | 0.63147 | 0 | Consolidated Risk Score d: Non-HFTD
| GRIZZLY TAP (SVP) | 0.16418 | 0.16418 | 0.063253 | 0.10093 | 0 | 0 | Consolidated Risk Score d: Non-HFTD
| GRONEMEYER TAP | 0.83293 | 0.83293 | 0 | 0 | 0.83293 | 0 | Consolidated Risk Score d: Non-HFTD
| GUARDIAN #1 TAP | 0.75121 | 0.75121 | 0 | 0 | 0.75121 | 0 | Consolidated Risk Score d: Non-HFTD
| GUARDIAN #2 TAP | 0.12554 | 0.12554 | 0 | 0 | 0.12554 | 0 | Consolidated Risk Score d: Non-HFTD
| GUERNSEY-HENRIETTA | 18.437 | 18.437 | 0 | 0 | 18.437 | 0 | Consolidated Risk Score d: Non-HFTD
| GUSTINE #1 TAP | 7.5015 | 7.5015 | 0 | 0 | 7.5015 | 0 | Consolidated Risk Score d: Non-HFTD
| GUSTINE #2 TAP | 4.4351 | 4.4351 | 0 | 0 | 4.4351 | 0 | Consolidated Risk Score d: Non-HFTD
| GWF #4 TAP | 0.24806 | 0.24806 | 0 | 0 | 0.24806 | 0 | Consolidated Risk Score d: Non-HFTD
| GWF HANFORD COGEN TAP | 0.31629 | 0.31629 | 0 | 0 | 0.31629 | 0 | Consolidated Risk Score d: Non-HFTD
| GWF-HENRIETTA | 0.12337 | 0.12337 | 0 | 0 | 0.12337 | 0 | Consolidated Risk Score d: Non-HFTD
| GWF-KINGSBURG | 21.6415 | 21.6415 | 0 | 0 | 21.6415 | 0 | Consolidated Risk Score d: Non-HFTD
| H-P #1 | 7.607 | 0 | 0 | 0 | 0 | 7.607 | Consolidated Risk Score d: Non-HFTD
| H-P #3 | 7.3448 | 0.17107 | 0 | 0 | 0.17107 | 7.1737 | Consolidated Risk Score d: Non-HFTD
| H-P #4 | 10.3165 | 0 | 0 | 0 | 0 | 10.3165 | Consolidated Risk Score d: Non-HFTD
| H-Y #1 | 7.2931 | 0 | 0 | 0 | 0 | 7.2931 | Consolidated Risk Score d: Non-HFTD
| H-Z #1 | 6.9153 | 0 | 0 | 0 | 0 | 6.9153 | Consolidated Risk Score d: Non-HFTD
| H-Z #2 | 6.961 | 0 | 0 | 0 | 0 | 6.961 | Consolidated Risk Score d: Non-HFTD
| HAAS-MCCALL | 44.2055 | 44.2055 | 0 | 24.6701 | 19.5354 | 0 | Consolidated Risk Score d: Non-HFTD
| HAAS-WOODCHUCK | 6.7908 | 6.7908 | 0 | 3.7925 | 2.9982 | 0 | Consolidated Risk Score d: Non-HFTD
| HALSEY-PLACER | 4.9358 | 4.9358 | 0 | 1.5835 | 3.3523 | 0 | Consolidated Risk Score d: Non-HFTD
| HAMILTON BRANCH-CHESTER | 12.2663 | 12.2663 | 0 | 10.0927 | 2.1736 | 0 | Consolidated Risk Score d: Non-HFTD
| HAMMER-COUNTRY CLUB | 8.8198 | 8.8198 | 0 | 0 | 8.8198 | 0 | Consolidated Risk Score d: Non-HFTD
| HARDWICK TAP | 2.7364 | 2.7364 | 0 | 0 | 2.7364 | 0 | Consolidated Risk Score d: Non-HFTD
| HARRINGTON TAP | 0.52839 | 0.52839 | 0 | 0 | 0.52839 | 0 | Consolidated Risk Score d: Non-HFTD
| HARTLEY-CLEARLAKE | 6.6618 | 6.6618 | 0 | 3.1853 | 3.4765 | 0 | Consolidated Risk Score d: Non-HFTD
| HAT CREEK #1-PIT #1 | 6.0784 | 6.0784 | 0 | 6.0784 | 0 | 0 | Consolidated Risk Score d: Non-HFTD
| HAT CREEK #1-WESTWOOD | 55.7381 | 55.7381 | 0 | 46.6448 | 9.0933 | 0 | Consolidated Risk Score d: Non-HFTD
| HEADGATE TAP | 0.96741 | 0.96741 | 0 | 0 | 0.96741 | 0 | Consolidated Risk Score d: Non-HFTD
| HEALDSBURG #1 TAP | 0.24734 | 0.24734 | 0 | 0 | 0.24734 | 0 | Consolidated Risk Score d: Non-HFTD
| HEALDSBURG #2 TAP | 0.15908 | 0.15908 | 0 | 0 | 0.15908 | 0 | Consolidated Risk Score d: Non-HFTD
| HEINZ TAP | 0.79229 | 0.79229 | 0 | 0 | 0.79229 | 0 | Consolidated Risk Score d: Non-HFTD
| HELM-CRESCENT SW STA | 4.9211 | 4.9211 | 0 | 0 | 4.9211 | 0 | Consolidated Risk Score d: Non-HFTD
| HELM-KERMAN | 13.2468 | 13.2468 | 0 | 0 | 13.2468 | 0 | Consolidated Risk Score d: Non-HFTD
| HELM-MCCALL | 30.8439 | 30.8439 | 0 | 0 | 30.8439 | 0 | Consolidated Risk Score d: Non-HFTD
| HELM-STROUD | 7.4349 | 7.4349 | 0 | 0 | 7.4349 | 0 | Consolidated Risk Score d: Non-HFTD
| HELMS-GREGG #1 | 60.6696 | 60.6696 | 0 | 25.1115 | 33.8934 | 0 | Consolidated Risk Score d: Non-HFTD
| HELMS-GREGG #2 | 60.6769 | 60.6769 | 0 | 25.1195 | 34.1192 | 0 | Consolidated Risk Score d: Non-HFTD
| HENRIETTA-KENT SW STA | 1.4716 | 1.4716 | 0 | 0 | 1.4716 | 0 | Consolidated Risk Score d: Non-HFTD
| HENRIETTA-LEMOORE | 9.3703 | 9.3703 | 0 | 0 | 9.3703 | 0 | Consolidated Risk Score d: Non-HFTD
| HENRIETTA-LEMOORE NAS | 1.6862 | 1.6862 | 0 | 0 | 1.6862 | 0 | Consolidated Risk Score d: Non-HFTD
| HENRIETTA-LEPRINO SW STA | 6.0263 | 6.0263 | 0 | 0 | 6.0263 | 0 | Consolidated Risk Score d: Non-HFTD
| HERDLYN-BALFOUR | 20.472 | 20.472 | 0 | 0 | 20.472 | 0 | Consolidated Risk Score d: Non-HFTD
| HERDLYN-TRACY | 2.0613 | 2.0613 | 0 | 0 | 2.0613 | 0 | Consolidated Risk Score d: Non-HFTD
| HERNDON-ASHLAN | 6.3891 | 6.3891 | 0 | 0 | 6.3891 | 0 | Consolidated Risk Score d: Non-HFTD
| HERNDON-BARTON | 12.6782 | 12.6782 | 0 | 0 | 12.6782 | 0 | Consolidated Risk Score d: Non-HFTD
| HERNDON-BULLARD #1 | 11.4312 | 11.4312 | 0 | 0 | 11.4312 | 0 | Consolidated Risk Score d: Non-HFTD
| HERNDON-BULLARD #2 | 11.422 | 11.422 | 0 | 0 | 11.422 | 0 | Consolidated Risk Score d: Non-HFTD
| HERNDON-KEARNEY | 10.8135 | 10.8135 | 0 | 0 | 10.8135 | 0 | Consolidated Risk Score d: Non-HFTD
| HERNDON-MANCHESTER | 9.2691 | 9.2691 | 0 | 0 | 9.2691 | 0 | Consolidated Risk Score d: Non-HFTD
| HERNDON-WOODWARD | 12.9719 | 12.9719 | 0 | 0 | 12.9719 | 0 | Consolidated Risk Score d: Non-HFTD
| HICKS-METCALF | 9.0731 | 9.0731 | 0 | 3.384 | 5.6891 | 0 | Consolidated Risk Score d: Non-HFTD
| HIGGINS-BELL | 18.7668 | 18.7668 | 0 | 15.0394 | 3.7274 | 0 | Consolidated Risk Score d: Non-HFTD
| HILLSDALE JCT-HALF MOON BAY | 6.8154 | 6.8154 | 1.4241 | 3.2502 | 2.1412 | 0 | Consolidated Risk Score d: Non-HFTD
| HONCUT TAP | 1.6375 | 1.6375 | 0 | 0 | 1.6375 | 0 | Consolidated Risk Score d: Non-HFTD
| HOWLAND ROAD TAP | 0.90204 | 0.90204 | 0 | 0 | 0.90204 | 0 | Consolidated Risk Score d: Non-HFTD
| HUMBOLDT #1 | 11.083 | 11.083 | 0 | 0 | 11.083 | 0 | Consolidated Risk Score d: Non-HFTD
| HUMBOLDT BAY-EUREKA | 5.6097 | 5.6097 | 0 | 0 | 5.6097 | 0 | Consolidated Risk Score d: Non-HFTD
| HUMBOLDT BAY-HUMBOLDT #1 | 14.7241 | 14.7241 | 0 | 2.466 | 12.1542 | 0 | Consolidated Risk Score d: Non-HFTD
| HUMBOLDT BAY-HUMBOLDT #2 | 6.4998 | 6.4998 | 0 | 2.4557 | 3.9325 | 0 | Consolidated Risk Score d: Non-HFTD
| HUMBOLDT BAY-RIO DELL JCT | 18.3956 | 18.3956 | 0 | 1.9946 | 16.401 | 0 | Consolidated Risk Score d: Non-HFTD
| HUMBOLDT-BRIDGEVILLE | 30.277 | 30.277 | 0 | 7.1462 | 23.1308 | 0 | Consolidated Risk Score d: Non-HFTD
| HUMBOLDT-EUREKA | 4.7433 | 4.7433 | 0 | 0 | 4.7433 | 0 | Consolidated Risk Score d: Non-HFTD
| HUMBOLDT-MAPLE CREEK | 14.1313 | 14.1313 | 0 | 8.0451 | 6.0862 | 0 | Consolidated Risk Score d: Non-HFTD
| HUMBOLDT-TRINITY | 68.5751 | 68.5751 | 0 | 63.0875 | 5.4875 | 0 | Consolidated Risk Score d: Non-HFTD
| IBM BAILEY AVE TAP | 1.9962 | 1.9962 | 0 | 0 | 1.9962 | 0 | Consolidated Risk Score d: Non-HFTD
| IBM HARRY RD #1 TAP | 0.57999 | 0.57999 | 0 | 0.57999 | 0 | 0 | Consolidated Risk Score d: Non-HFTD
| IBM HARRY RD #2 TAP | 0.5776 | 0.5776 | 0 | 0.5776 | 0 | 0 | Consolidated Risk Score d: Non-HFTD
| IGNACIO-ALTO | 17.7943 | 17.7943 | 1.0117 | 3.0593 | 13.7233 | 0 | Consolidated Risk Score d: Non-HFTD
| IGNACIO-ALTO-SAUSALITO #1 | 17.9534 | 17.9534 | 0 | 4.8465 | 13.1069 | 0 | Consolidated Risk Score d: Non-HFTD
| IGNACIO-ALTO-SAUSALITO #2 | 17.9471 | 17.9471 | 0 | 4.8248 | 13.1223 | 0 | Consolidated Risk Score d: Non-HFTD
| IGNACIO-BOLINAS #1 | 15.0167 | 15.0167 | 10.2462 | 4.6476 | 0.12292 | 0 | Consolidated Risk Score d: Non-HFTD
| IGNACIO-BOLINAS #2 | 28.2186 | 28.2186 | 12.4646 | 13.6558 | 2.0982 | 0 | Consolidated Risk Score d: Non-HFTD
| IGNACIO-LAS GALLINAS | 4.1546 | 4.1546 | 0 | 0.083379 | 4.0712 | 0 | Consolidated Risk Score d: Non-HFTD
| IGNACIO-MARE ISLAND #1 | 39.49 | 39.49 | 0 | 0 | 39.49 | 0 | Consolidated Risk Score d: Non-HFTD
| IGNACIO-MARE ISLAND #2 | 43.0778 | 43.0778 | 0 | 0 | 43.0778 | 0 | Consolidated Risk Score d: Non-HFTD
| IGNACIO-SAN RAFAEL #1 | 11.5363 | 11.5363 | 0.61744 | 2.4567 | 8.4621 | 0 | Consolidated Risk Score d: Non-HFTD
| IGNACIO-SOBRANTE | 42.4941 | 42.4941 | 0 | 11.9397 | 30.5544 | 0 | Consolidated Risk Score d: Non-HFTD
| IGNACIO-STAFFORD | 6.133 | 6.133 | 0 | 0.60157 | 5.5314 | 0 | Consolidated Risk Score d: Non-HFTD
| IMHOFF TAP | 1.4254 | 1.4254 | 0 | 0 | 1.4254 | 0 | Consolidated Risk Score d: Non-HFTD
| INDIAN FLAT-YOSEMITE | 5.0048 | 5.0048 | 0 | 5.0048 | 0 | 0 | Consolidated Risk Score d: Non-HFTD
| INDUSTRIAL TAP | 0.96635 | 0.96635 | 0 | 0 | 0.96635 | 0 | Consolidated Risk Score d: Non-HFTD
| INGRAM CREEK TAP | 0.49688 | 0.49688 | 0 | 0 | 0.49688 | 0 | Consolidated Risk Score d: Non-HFTD
| IONE TAP | 4.0943 | 4.0943 | 0 | 2.9945 | 1.0997 | 0 | Consolidated Risk Score d: Non-HFTD
| IUKA TAP | 0.49367 | 0.49367 | 0 | 0 | 0.49367 | 0 | Consolidated Risk Score d: Non-HFTD
| JAMESON CANYON PUMPING PLANT TAP | 0.19363 | 0.19363 | 0 | 0 | 0.19363 | 0 | Consolidated Risk Score d: Non-HFTD
| JANES CREEK TAP | 1.7824 | 1.7824 | 0 | 0 | 1.7824 | 0 | Consolidated Risk Score d: Non-HFTD
| JARVIS-CRYOGENICS | 0.026236 | 0.026236 | 0 | 0 | 0.026236 | 0 | Consolidated Risk Score d: Non-HFTD
| JAYNE SW STA-COALINGA | 11.814 | 11.814 | 0 | 0 | 11.814 | 0 | Consolidated Risk Score d: Non-HFTD
| JEFFERSON #1 | 9.0491 | 9.0491 | 0 | 2.3109 | 6.7382 | 0 | Consolidated Risk Score d: Non-HFTD
| JEFFERSON-HILLSDALE JCT | 14.7298 | 14.7298 | 0 | 2.2917 | 12.4381 | 0 | Consolidated Risk Score d: Non-HFTD
| JEFFERSON-LAS PULGAS | 6.3676 | 6.0004 | 0 | 0.11149 | 5.8889 | 0.36717 | Consolidated Risk Score d: Non-HFTD
| JEFFERSON-STANFORD | 7.6361 | 7.6361 | 0 | 2.5113 | 5.1249 | 0 | Consolidated Risk Score d: Non-HFTD
| JEFFERSON-STANFORD (UNDERGROUND) | 3.0321 | 0 | 0 | 0 | 0 | 3.0321 | Consolidated Risk Score d: Non-HFTD
| JENNINGS TAP | 0.13627 | 0.13627 | 0 | 0 | 0.13627 | 0 | Consolidated Risk Score d: Non-HFTD
| JESSUP TAP | 0.85987 | 0.85987 | 0 | 0.33208 | 0.52779 | 0 | Consolidated Risk Score d: Non-HFTD
| JOLON TAP | 15.8738 | 15.8738 | 0 | 15.418 | 0.45575 | 0 | Consolidated Risk Score d: Non-HFTD
| K-D #2 | 5.1325 | 0 | 0 | 0 | 0 | 5.1325 | Consolidated Risk Score d: Non-HFTD
| KAMM TAP | 0.51603 | 0.51603 | 0 | 0 | 0.51603 | 0 | Consolidated Risk Score d: Non-HFTD
| KANAKA TAP | 2.5915 | 2.5915 | 0.71477 | 1.8767 | 0 | 0 | Consolidated Risk Score d: Non-HFTD
| KANSAS PV-LEPRINO SW STA | 0.1691 | 0.1691 | 0 | 0 | 0.1691 | 0 | Consolidated Risk Score d: Non-HFTD
| KASSON #1 | 0.18943 | 0.18943 | 0 | 0 | 0.18943 | 0 | Consolidated Risk Score d: Non-HFTD
| KASSON-BANTA #1 | 1.047 | 1.047 | 0 | 0 | 1.047 | 0 | Consolidated Risk Score d: Non-HFTD
| KASSON-CARBONA | 7.3202 | 7.3202 | 0 | 0 | 7.3202 | 0 | Consolidated Risk Score d: Non-HFTD
| KASSON-LOUISE | 9.1154 | 9.1154 | 0 | 0 | 9.1154 | 0 | Consolidated Risk Score d: Non-HFTD
| KEARNEY ALTERNATE TIE | 0.30226 | 0.30226 | 0 | 0 | 0.30226 | 0 | Consolidated Risk Score d: Non-HFTD
| KEARNEY TIE | 0.15138 | 0.15138 | 0 | 0 | 0.15138 | 0 | Consolidated Risk Score d: Non-HFTD
| KEARNEY-BIOLA | 19.1426 | 19.1426 | 0 | 0 | 19.1426 | 0 | Consolidated Risk Score d: Non-HFTD
| KEARNEY-BOWLES | 9.2941 | 9.2941 | 0 | 0 | 9.2941 | 0 | Consolidated Risk Score d: Non-HFTD
| KEARNEY-CARUTHERS | 12.0517 | 12.0517 | 0 | 0 | 12.0517 | 0 | Consolidated Risk Score d: Non-HFTD
| KEARNEY-KERMAN | 10.984 | 10.984 | 0 | 0 | 10.984 | 0 | Consolidated Risk Score d: Non-HFTD
| KELLEY TAP | 2.7881 | 2.7881 | 0 | 0 | 2.7881 | 0 | Consolidated Risk Score d: Non-HFTD
| KELSO-TESLA | 7.9545 | 7.9545 | 0 | 0 | 7.9545 | 0 | Consolidated Risk Score d: Non-HFTD
| KENT SW STA-TULARE LAKE | 15.9287 | 15.9287 | 0 | 0 | 15.9287 | 0 | Consolidated Risk Score d: Non-HFTD
| KERCKHOFF #1-KERCKHOFF #2 | 1.5837 | 1.5837 | 0 | 1.5837 | 0 | 0 | Consolidated Risk Score d: Non-HFTD
| KERCKHOFF-CLOVIS-SANGER #1 | 37.0491 | 37.0491 | 0 | 7.8471 | 29.202 | 0 | Consolidated Risk Score d: Non-HFTD
| KERCKHOFF-CLOVIS-SANGER #2 | 32.0544 | 32.0544 | 0 | 7.8493 | 24.2051 | 0 | Consolidated Risk Score d: Non-HFTD
| KERN CANYON-MAGUNDEN-WEEDPATCH | 20.6925 | 20.6925 | 0 | 0 | 20.6925 | 0 | Consolidated Risk Score d: Non-HFTD
| KERN OIL-DEXZEL | 0.44131 | 0.44131 | 0 | 0 | 0.44131 | 0 | Consolidated Risk Score d: Non-HFTD
| KERN OIL-WITCO | 4.2041 | 4.2041 | 0 | 0 | 4.2041 | 0 | Consolidated Risk Score d: Non-HFTD
| KERN-FRUITVALE | 0.15565 | 0.15565 | 0 | 0 | 0.15565 | 0 | Consolidated Risk Score d: Non-HFTD
| KERN-KERN FRONT | 12.5003 | 12.5003 | 0 | 0 | 12.5003 | 0 | Consolidated Risk Score d: Non-HFTD
| KERN-KERN OIL-FAMOSO | 24.6928 | 24.6928 | 0 | 0 | 24.6928 | 0 | Consolidated Risk Score d: Non-HFTD
| KERN-LIVE OAK | 10.828 | 10.828 | 0 | 0 | 10.828 | 0 | Consolidated Risk Score d: Non-HFTD
| KERN-MAGUNDEN | 20.5938 | 20.5938 | 0 | 0 | 20.5938 | 0 | Consolidated Risk Score d: Non-HFTD
| KERN-MAGUNDEN-WITCO | 19.5661 | 19.5661 | 0 | 0 | 19.5661 | 0 | Consolidated Risk Score d: Non-HFTD
| KERN-OLD RIVER #1 | 11.9383 | 11.9383 | 0 | 0 | 11.9383 | 0 | Consolidated Risk Score d: Non-HFTD
| KERN-OLD RIVER #2 | 23.0728 | 23.0728 | 0 | 0 | 23.0728 | 0 | Consolidated Risk Score d: Non-HFTD
| KERN-ROSEDALE | 1.7671 | 1.7671 | 0 | 0 | 1.7671 | 0 | Consolidated Risk Score d: Non-HFTD
| KERN-TEVIS-STOCKDALE | 15.948 | 15.948 | 0 | 0 | 15.948 | 0 | Consolidated Risk Score d: Non-HFTD
| KERN-TEVIS-STOCKDALE (21KV) | 3.706 | 3.706 | 0 | 0 | 3.706 | 0 | Consolidated Risk Score d: Non-HFTD
| KERN-TEVIS-STOCKDALE-LAMONT | 21.5231 | 21.5231 | 0 | 0 | 21.5231 | 0 | Consolidated Risk Score d: Non-HFTD
| KERN-WESTPARK #1 | 3.8255 | 3.8255 | 0 | 0 | 3.8255 | 0 | Consolidated Risk Score d: Non-HFTD
| KERN-WESTPARK #2 | 3.8147 | 3.8147 | 0 | 0 | 3.8147 | 0 | Consolidated Risk Score d: Non-HFTD
| KERNWATER TAP | 0.6699 | 0.6699 | 0 | 0 | 0.6699 | 0 | Consolidated Risk Score d: Non-HFTD
| KESWICK-CASCADE | 9.3574 | 9.3574 | 0.55643 | 8.4595 | 0.34151 | 0 | Consolidated Risk Score d: Non-HFTD
| KESWICK-TRINITY | 30.4114 | 30.4114 | 5.4713 | 23.625 | 1.3151 | 0 | Consolidated Risk Score d: Non-HFTD
| KETTLEMAN HILLS TAP | 1.0154 | 1.0154 | 0 | 0 | 1.0154 | 0 | Consolidated Risk Score d: Non-HFTD
| KILARC-CEDAR CREEK | 13.3333 | 13.3333 | 13.3333 | 0 | 0 | 0 | Consolidated Risk Score d: Non-HFTD
| KILARC-DESCHUTES | 27.2886 | 27.2886 | 0.66731 | 22.6841 | 3.9372 | 0 | Consolidated Risk Score d: Non-HFTD
| KILARC-VOLTA TIE | 1.9305 | 1.9305 | 0 | 0.65868 | 1.2718 | 0 | Consolidated Risk Score d: Non-HFTD
| KING CITY-COBURN #1 | 21.8918 | 21.8918 | 0 | 0 | 21.8918 | 0 | Consolidated Risk Score d: Non-HFTD
| KING CITY-COBURN #2 | 15.7856 | 15.7856 | 0 | 0 | 15.7856 | 0 | Consolidated Risk Score d: Non-HFTD
| KINGS RIVER-SANGER-REEDLEY | 43.3548 | 43.3548 | 0 | 14.5081 | 28.8467 | 0 | Consolidated Risk Score d: Non-HFTD
| KINGSBURG COGEN TAP | 1.2248 | 1.2248 | 0 | 0 | 1.2248 | 0 | Consolidated Risk Score d: Non-HFTD
| KINGSBURG-CORCORAN #1 | 27.4831 | 27.4831 | 0 | 0 | 27.4831 | 0 | Consolidated Risk Score d: Non-HFTD
| KINGSBURG-LEMOORE | 27.5802 | 27.5802 | 0 | 0 | 27.5802 | 0 | Consolidated Risk Score d: Non-HFTD
| KINGSBURG-WAUKENA SW STA | 25.2617 | 25.2617 | 0 | 0 | 25.2617 | 0 | Consolidated Risk Score d: Non-HFTD
| KM GREEN TAP | 0.19507 | 0.19507 | 0 | 0.19507 | 0 | 0 | Consolidated Risk Score d: Non-HFTD
| KONOCTI-EAGLE ROCK | 9.6594 | 9.6594 | 7.5344 | 0.22875 | 1.8962 | 0 | Consolidated Risk Score d: Non-HFTD
| KONOCTI-MIDDLETOWN | 19.8679 | 19.8679 | 0.86842 | 15.4144 | 3.5851 | 0 | Consolidated Risk Score d: Non-HFTD
| KYOHO TAP | 2.1991 | 2.1991 | 0 | 0 | 2.1991 | 0 | Consolidated Risk Score d: Non-HFTD
| LAGUNA TAP | 1.6802 | 1.6802 | 0 | 0 | 1.6802 | 0 | Consolidated Risk Score d: Non-HFTD
| LAGUNITAS TAP | 0.59587 | 0.59587 | 0 | 0 | 0.59587 | 0 | Consolidated Risk Score d: Non-HFTD
| LAKEVILLE #1 | 11.1606 | 11.1606 | 1.1641 | 7.4225 | 2.574 | 0 | Consolidated Risk Score d: Non-HFTD
| LAKEVILLE #2 | 21.62 | 21.62 | 0 | 6.2004 | 15.4197 | 0 | Consolidated Risk Score d: Non-HFTD
| LAKEVILLE-IGNACIO #1 | 15.4883 | 15.4883 | 0 | 0.88832 | 14.6 | 0 | Consolidated Risk Score d: Non-HFTD
| LAKEVILLE-IGNACIO #2 | 14.5323 | 14.5323 | 0 | 0.70524 | 13.8271 | 0 | Consolidated Risk Score d: Non-HFTD
| LAKEVILLE-PETALUMA C | 5.3624 | 5.3624 | 0 | 0 | 5.3624 | 0 | Consolidated Risk Score d: Non-HFTD
| LAKEVILLE-SOBRANTE #2 | 47.8874 | 47.8874 | 0 | 11.0226 | 36.8648 | 0 | Consolidated Risk Score d: Non-HFTD
| LAKEVILLE-SONOMA #2 | 7.182 | 7.182 | 0 | 2.5404 | 4.6416 | 0 | Consolidated Risk Score d: Non-HFTD
| LAKEVILLE-TULUCAY | 17.2194 | 17.2194 | 0 | 1.7987 | 15.4206 | 0 | Consolidated Risk Score d: Non-HFTD
| LAKEWOOD-CLAYTON | 5.5157 | 5.5157 | 0 | 1.1311 | 4.3845 | 0 | Consolidated Risk Score d: Non-HFTD
| LAKEWOOD-MEADOW LANE-CLAYTON | 9.5469 | 9.5469 | 0 | 1.1303 | 8.4166 | 0 | Consolidated Risk Score d: Non-HFTD
| LAMBIE SW STA-BIRDS LANDING SW STA | 7.035 | 7.035 | 0 | 0 | 7.035 | 0 | Consolidated Risk Score d: Non-HFTD
| LAMMERS-KASSON | 8.2313 | 8.2313 | 0 | 0 | 8.2313 | 0 | Consolidated Risk Score d: Non-HFTD
| LAMONT-GRIMMWAY MALAGA | 3.5482 | 3.5482 | 0 | 0 | 3.5482 | 0 | Consolidated Risk Score d: Non-HFTD
| LAS AGUILAS SW STA-PANOCHE #1 | 17.442 | 17.442 | 0 | 0 | 17.442 | 0 | Consolidated Risk Score d: Non-HFTD
| LAS AGUILAS SW STA-PANOCHE #2 | 17.4445 | 17.4445 | 0 | 0 | 17.4445 | 0 | Consolidated Risk Score d: Non-HFTD
| LAS GALLINAS-SAN RAFAEL | 4.4585 | 4.4585 | 0 | 0 | 4.4585 | 0 | Consolidated Risk Score d: Non-HFTD
| LAS PALMAS TAP | 0.85432 | 0.85432 | 0 | 0 | 0.85432 | 0 | Consolidated Risk Score d: Non-HFTD
| LAS PERILLAS TAP | 0.39218 | 0.39218 | 0 | 0 | 0.39218 | 0 | Consolidated Risk Score d: Non-HFTD
| LAS PLUMAS TAP | 0.47684 | 0.47684 | 0 | 0 | 0.47684 | 0 | Consolidated Risk Score d: Non-HFTD
| LAS POSITAS-NEWARK | 20.9252 | 20.9252 | 0 | 4.3359 | 16.5893 | 0 | Consolidated Risk Score d: Non-HFTD
| LAS POSITAS-VASCO | 1.499 | 1.499 | 0 | 0 | 1.499 | 0 | Consolidated Risk Score d: Non-HFTD
| LAURELES-OTTER | 15.556 | 15.556 | 12.2264 | 3.1182 | 0.21143 | 0 | Consolidated Risk Score d: Non-HFTD
| LAWRENCE LIVERMORE LAB #2 TAP | 9.4135 | 9.4135 | 0 | 0 | 9.4135 | 0 | Consolidated Risk Score d: Non-HFTD
| LAWRENCE-MONTA VISTA | 9.5048 | 9.5048 | 0 | 0 | 9.5048 | 0 | Consolidated Risk Score d: Non-HFTD
| LAYTONVILLE-COVELO | 16.0928 | 16.0928 | 0 | 6.5925 | 9.5003 | 0 | Consolidated Risk Score d: Non-HFTD
| LAYTONVILLE-WILLITS | 23.1407 | 23.1407 | 0 | 15.4213 | 7.7195 | 0 | Consolidated Risk Score d: Non-HFTD
| LE GRAND-CHOWCHILLA | 10.9407 | 10.9407 | 0 | 0 | 10.9407 | 0 | Consolidated Risk Score d: Non-HFTD
| LE GRAND-DAIRYLAND | 11.4022 | 11.4022 | 0 | 0 | 11.4022 | 0 | Consolidated Risk Score d: Non-HFTD
| LEE TAP | 5.8542 | 5.8542 | 0 | 0 | 5.8542 | 0 | Consolidated Risk Score d: Non-HFTD
| LEPRINO FOODS (TRACY) TAP | 0.019646 | 0.019646 | 0 | 0 | 0.019646 | 0 | Consolidated Risk Score d: Non-HFTD
| LEPRINO FOODS-LEPRINO SW STA | 6.4074 | 6.4074 | 0 | 0 | 6.4074 | 0 | Consolidated Risk Score d: Non-HFTD
| LEPRINO SW STA-GWF HANFORD SW STA | 12.3808 | 12.3808 | 0 | 0 | 12.3808 | 0 | Consolidated Risk Score d: Non-HFTD
| LEPRINO SW STA-HENRIETTA PV | 0.060228 | 0.060228 | 0 | 0 | 0.060228 | 0 | Consolidated Risk Score d: Non-HFTD
| LEPRINO TAP | 0.47419 | 0.47419 | 0 | 0 | 0.47419 | 0 | Consolidated Risk Score d: Non-HFTD
| LERDO-FAMOSO | 13.4471 | 13.4471 | 0 | 0 | 13.4471 | 0 | Consolidated Risk Score d: Non-HFTD
| LERDO-KERN OIL-7TH STANDARD | 16.3544 | 16.3544 | 0 | 0 | 16.3544 | 0 | Consolidated Risk Score d: Non-HFTD
| LIGHTNER TAP | 3.0558 | 3.0558 | 0 | 0 | 3.0558 | 0 | Consolidated Risk Score d: Non-HFTD
| LINCOLN-PLEASANT GROVE | 7.3841 | 7.3841 | 0 | 0 | 7.3841 | 0 | Consolidated Risk Score d: Non-HFTD
| LINDE TAP | 0.61839 | 0.61839 | 0 | 0 | 0.61839 | 0 | Consolidated Risk Score d: Non-HFTD
| LIVE OAK TAP | 3.9715 | 3.9715 | 0 | 0 | 3.9715 | 0 | Consolidated Risk Score d: Non-HFTD
| LIVE OAK-KERN OIL | 4.3967 | 4.3967 | 0 | 0 | 4.3967 | 0 | Consolidated Risk Score d: Non-HFTD
| LIVERMORE-LAS POSITAS | 3.6308 | 3.6308 | 0 | 0 | 3.6308 | 0 | Consolidated Risk Score d: Non-HFTD
| LIVINGSTON-LIVINGSTON JCT | 23.3601 | 23.3601 | 0 | 0 | 23.3601 | 0 | Consolidated Risk Score d: Non-HFTD
| LLAGAS-GILROY FOODS | 1.98 | 1.98 | 0 | 0 | 1.98 | 0 | Consolidated Risk Score d: Non-HFTD
| LLAGAS-HOLLISTER | 21.5582 | 21.5582 | 0 | 0 | 21.5582 | 0 | Consolidated Risk Score d: Non-HFTD
| LOCKEFORD #1 | 12.8532 | 12.8532 | 0 | 0 | 12.8532 | 0 | Consolidated Risk Score d: Non-HFTD
| LOCKEFORD-BELLOTA | 12.3242 | 12.3242 | 0 | 0 | 12.3242 | 0 | Consolidated Risk Score d: Non-HFTD
| LOCKEFORD-INDUSTRIAL | 6.0307 | 6.0307 | 0 | 0 | 6.0307 | 0 | Consolidated Risk Score d: Non-HFTD
| LOCKEFORD-LODI #2 | 9.5211 | 9.5211 | 0 | 0 | 9.5211 | 0 | Consolidated Risk Score d: Non-HFTD
| LOCKEFORD-LODI #3 | 15.424 | 15.424 | 0 | 0 | 15.424 | 0 | Consolidated Risk Score d: Non-HFTD
| LOCKHEED #1 TAP | 1.7231 | 1.7231 | 0 | 0 | 1.7231 | 0 | Consolidated Risk Score d: Non-HFTD
| LOCKHEED #2 TAP | 1.2795 | 1.2795 | 0 | 0 | 1.2795 | 0 | Consolidated Risk Score d: Non-HFTD
| LODI STIG-EIGHT MILE ROAD | 2.1754 | 2.1754 | 0 | 0 | 2.1754 | 0 | Consolidated Risk Score d: Non-HFTD
| LODI-INDUSTRIAL | 0.98126 | 0.98126 | 0 | 0 | 0.98126 | 0 | Consolidated Risk Score d: Non-HFTD
| LONE STAR TAP | 1.1821 | 1.1821 | 0 | 0.75827 | 0.42383 | 0 | Consolidated Risk Score d: Non-HFTD
| SAN MATEO-MARTIN #6 | 12.1328 | 11.6813 | 0 | 0 | 11.6813 | 0.45154 | Consolidated Risk Score d: Non-HFTD
| LONE TREE-CAYETANO | 2.2976 | 0 | 0 | 0 | 0 | 2.2976 | Consolidated Risk Score d: Non-HFTD
| LOS BANOS-DOS AMIGOS | 14.3111 | 14.3111 | 0 | 0 | 14.3111 | 0 | Consolidated Risk Score d: Non-HFTD
| LOS BANOS-GATES #1 | 80.854 | 80.854 | 0 | 0 | 80.854 | 0 | Consolidated Risk Score d: Non-HFTD
| LOS BANOS-LIVINGSTON JCT-CANAL | 14.2939 | 14.2939 | 0 | 0 | 14.2939 | 0 | Consolidated Risk Score d: Non-HFTD
| LOS BANOS-MERCY SPRINGS SW STA | 14.7325 | 14.7325 | 0 | 0 | 14.7325 | 0 | Consolidated Risk Score d: Non-HFTD
| LOS BANOS-MIDWAY #2 | 144.8198 | 144.8198 | 0 | 0 | 144.8198 | 0 | Consolidated Risk Score d: Non-HFTD
| LOS BANOS-O'NEILL PGP | 3.8751 | 3.8751 | 0 | 0 | 3.8751 | 0 | Consolidated Risk Score d: Non-HFTD
| LOS BANOS-PACHECO | 20.7799 | 20.7799 | 0 | 0 | 20.7799 | 0 | Consolidated Risk Score d: Non-HFTD
| LOS BANOS-PADRE FLAT SW STA | 3.6895 | 3.6895 | 0 | 0 | 3.6895 | 0 | Consolidated Risk Score d: Non-HFTD
| LOS BANOS-PANOCHE #2 | 37.1258 | 37.1258 | 0 | 0 | 37.1258 | 0 | Consolidated Risk Score d: Non-HFTD
| LOS BANOS-QUINTO SW STA | 12.0631 | 12.0631 | 0 | 0 | 12.0631 | 0 | Consolidated Risk Score d: Non-HFTD
| LOS BANOS-SAN LUIS PUMPS #2 | 3.4313 | 3.4313 | 0 | 0 | 3.4313 | 0 | Consolidated Risk Score d: Non-HFTD
| LOS COCHES TAP | 1.3428 | 1.3428 | 0 | 0 | 1.3428 | 0 | Consolidated Risk Score d: Non-HFTD
| LOS ESTEROS-AGNEW | 1.3745 | 1.3745 | 0 | 0 | 1.3745 | 0 | Consolidated Risk Score d: Non-HFTD
| LOS ESTEROS-METCALF | 40.0205 | 37.2877 | 0 | 26.2664 | 11.0213 | 2.7328 | Consolidated Risk Score d: Non-HFTD
| LOS ESTEROS-MONTAGUE | 4.6368 | 4.6368 | 0 | 0 | 4.6368 | 0 | Consolidated Risk Score d: Non-HFTD
| LOS ESTEROS-NORTECH | 1.9839 | 1.9839 | 0 | 0 | 1.9839 | 0 | Consolidated Risk Score d: Non-HFTD
| LOS ESTEROS-TRIMBLE | 3.7335 | 3.7335 | 0 | 0 | 3.7335 | 0 | Consolidated Risk Score d: Non-HFTD
| LOST HILLS TAP | 2.8866 | 2.8866 | 0 | 0 | 2.8866 | 0 | Consolidated Risk Score d: Non-HFTD
| LOUISIANA PACIFIC (OROVILLE) TAP | 0.16146 | 0.16146 | 0 | 0 | 0.16146 | 0 | Consolidated Risk Score d: Non-HFTD
| LOWER LAKE-HOMESTAKE | 16.1167 | 16.1167 | 0 | 15.3626 | 0.75417 | 0 | Consolidated Risk Score d: Non-HFTD
| LP FLAKEBOARD TAP | 0.50843 | 0.50843 | 0 | 0 | 0.50843 | 0 | Consolidated Risk Score d: Non-HFTD
| LUCERNE #1 TAP | 0.23337 | 0.23337 | 0 | 0.23337 | 0 | 0 | Consolidated Risk Score d: Non-HFTD
| LUCERNE #2 TAP | 0.22513 | 0.22513 | 0 | 0.22513 | 0 | 0 | Consolidated Risk Score d: Non-HFTD
| LYOTH TAP | 1.3357 | 1.3357 | 0 | 0 | 1.3357 | 0 | Consolidated Risk Score d: Non-HFTD
| MABURY TAP | 2.8055 | 2.8055 | 0 | 0 | 2.8055 | 0 | Consolidated Risk Score d: Non-HFTD
| MADISON-VACA | 22.9927 | 22.9927 | 0 | 2.8369 | 20.1559 | 0 | Consolidated Risk Score d: Non-HFTD
| MALACHA TAP | 0.12499 | 0.12499 | 0 | 0.12499 | 0 | 0 | Consolidated Risk Score d: Non-HFTD
| MALAGA-KRCD | 0.98951 | 0.98951 | 0 | 0 | 0.98951 | 0 | Consolidated Risk Score d: Non-HFTD
| MALIN-ROUND MTN #2 | 46.8984 | 46.8984 | 0 | 46.8984 | 0 | 0 | Consolidated Risk Score d: Non-HFTD
| MANCHESTER-AIRWAYS-SANGER | 15.0709 | 15.0709 | 0 | 0 | 15.0709 | 0 | Consolidated Risk Score d: Non-HFTD
| MANTECA #1 | 34.5272 | 34.5272 | 0 | 0 | 34.5272 | 0 | Consolidated Risk Score d: Non-HFTD
| MANTECA-LOUISE | 12.532 | 12.532 | 0 | 0 | 12.532 | 0 | Consolidated Risk Score d: Non-HFTD
| MANTECA-VIERRA | 3.9787 | 3.9787 | 0 | 0 | 3.9787 | 0 | Consolidated Risk Score d: Non-HFTD
| MANVILLE TAP | 5.537 | 5.537 | 0 | 2.7327 | 2.8043 | 0 | Consolidated Risk Score d: Non-HFTD
| MAPLE CREEK-HOOPA | 29.1298 | 29.1298 | 13.5336 | 11.3784 | 4.2178 | 0 | Consolidated Risk Score d: Non-HFTD
| MARICOPA-COPUS | 7.8591 | 7.8591 | 0 | 0 | 7.8591 | 0 | Consolidated Risk Score d: Non-HFTD
| MARSH TAP | 3.9735 | 3.9735 | 0 | 0 | 3.9735 | 0 | Consolidated Risk Score d: Non-HFTD
| MARTIN-DALY CITY #1 | 3.9264 | 3.9264 | 0 | 0 | 3.9264 | 0 | Consolidated Risk Score d: Non-HFTD
| MARTIN-DALY CITY #2 | 3.9311 | 3.9311 | 0 | 0 | 3.9311 | 0 | Consolidated Risk Score d: Non-HFTD
| MARTIN-EAST GRAND | 3.9568 | 3.9568 | 0 | 0 | 3.9568 | 0 | Consolidated Risk Score d: Non-HFTD
| MARTIN-SF AIRPORT | 5.8865 | 5.4329 | 0 | 0 | 5.4329 | 0.45356 | Consolidated Risk Score d: Non-HFTD
| MARTIN-SNEATH LANE | 7.1924 | 7.1924 | 0 | 0.79373 | 6.3987 | 0 | Consolidated Risk Score d: Non-HFTD
| MARTINEZ-SOBRANTE | 16.3979 | 16.3979 | 0 | 13.6069 | 2.7909 | 0 | Consolidated Risk Score d: Non-HFTD
| MCCALL-KINGSBURG #1 | 11.6462 | 11.6462 | 0 | 0 | 11.6462 | 0 | Consolidated Risk Score d: Non-HFTD
| MCCALL-KINGSBURG #2 | 11.5677 | 11.5677 | 0 | 0 | 11.5677 | 0 | Consolidated Risk Score d: Non-HFTD
| MCCALL-MALAGA | 10.9613 | 10.9613 | 0 | 0 | 10.9613 | 0 | Consolidated Risk Score d: Non-HFTD
| MCCALL-REEDLEY | 15.2029 | 15.2029 | 0 | 0 | 15.2029 | 0 | Consolidated Risk Score d: Non-HFTD
| MCCALL-SANGER #1 | 9.2254 | 9.2254 | 0 | 0 | 9.2254 | 0 | Consolidated Risk Score d: Non-HFTD
| MCCALL-SANGER #2 | 9.2042 | 9.2042 | 0 | 0 | 9.2042 | 0 | Consolidated Risk Score d: Non-HFTD
| MCCALL-SANGER #3 | 8.3006 | 8.3006 | 0 | 0 | 8.3006 | 0 | Consolidated Risk Score d: Non-HFTD
| MCCALL-WEST FRESNO #2 | 19.608 | 19.608 | 0 | 0 | 19.608 | 0 | Consolidated Risk Score d: Non-HFTD
| MCDONALD TAP | 5.8803 | 5.8803 | 0 | 0 | 5.8803 | 0 | Consolidated Risk Score d: Non-HFTD
| MCFARLAND TAP | 5.9872 | 5.9872 | 0 | 0 | 5.9872 | 0 | Consolidated Risk Score d: Non-HFTD
| MCKEE-PIERCY | 7.7499 | 7.7499 | 0 | 0 | 7.7499 | 0 | Consolidated Risk Score d: Non-HFTD
| MCSWAIN TAP | 1.3691 | 1.3691 | 0 | 0.56845 | 0.80066 | 0 | Consolidated Risk Score d: Non-HFTD
| MELONES-CURTIS | 14.8026 | 14.8026 | 0 | 14.0696 | 0.73294 | 0 | Consolidated Risk Score d: Non-HFTD
| MELONES-RACETRACK | 10.2006 | 10.2006 | 0 | 10.2006 | 0 | 0 | Consolidated Risk Score d: Non-HFTD
| MELONES-WILSON | 61.61 | 61.61 | 0 | 5.2335 | 56.3766 | 0 | Consolidated Risk Score d: Non-HFTD
| MENDOCINO #1 | 7.4763 | 7.4763 | 0 | 7.2354 | 0.2409 | 0 | Consolidated Risk Score d: Non-HFTD
| MENDOCINO-HARTLEY | 23.1654 | 23.1654 | 0 | 21.761 | 1.4044 | 0 | Consolidated Risk Score d: Non-HFTD
| MENDOCINO-PHILO JCT-HOPLAND | 23.4884 | 23.4884 | 0 | 17.1012 | 6.3872 | 0 | Consolidated Risk Score d: Non-HFTD
| MENDOCINO-REDBUD | 34.8322 | 34.8322 | 0 | 32.6134 | 2.2188 | 0 | Consolidated Risk Score d: Non-HFTD
| MENDOCINO-UKIAH | 9.8296 | 9.8296 | 0 | 7.4892 | 2.3405 | 0 | Consolidated Risk Score d: Non-HFTD
| MENDOCINO-WILLITS | 14.5168 | 14.5168 | 3.7699 | 8.3266 | 2.4202 | 0 | Consolidated Risk Score d: Non-HFTD
| MENDOCINO-WILLITS-FORT BRAGG | 43.7742 | 43.7742 | 3.7819 | 36.7634 | 3.2289 | 0 | Consolidated Risk Score d: Non-HFTD
| MENDOTA BIOMASS TAP | 3.8447 | 3.8447 | 0 | 0 | 3.8447 | 0 | Consolidated Risk Score d: Non-HFTD
| MENDOTA-NORTH STAR SOLAR | 0.031475 | 0.031475 | 0 | 0 | 0.031475 | 0 | Consolidated Risk Score d: Non-HFTD
| MENDOTA-SAN JOAQUIN-HELM | 23.5956 | 23.5956 | 0 | 0 | 23.5956 | 0 | Consolidated Risk Score d: Non-HFTD
| REDWOOD SOLAR | 0.48179 | 0 | 0 | 0 | 0 | 0.48179 | Consolidated Risk Score d: Non-HFTD
| MENLO TAP | 0.36201 | 0.36201 | 0 | 0 | 0.36201 | 0 | Consolidated Risk Score d: Non-HFTD
| MERCED #1 | 39.8831 | 39.8831 | 0 | 0 | 39.8831 | 0 | Consolidated Risk Score d: Non-HFTD
| MERCED FALLS-EXCHEQUER | 6.5082 | 6.5082 | 0 | 4.3343 | 2.1739 | 0 | Consolidated Risk Score d: Non-HFTD
| MERCED-MERCED FALLS | 20.9268 | 20.9268 | 0 | 0 | 20.9268 | 0 | Consolidated Risk Score d: Non-HFTD
| MERCY SPRINGS SW STA-CANAL-ORO LOMA | 23.3187 | 23.3187 | 0 | 0 | 23.3187 | 0 | Consolidated Risk Score d: Non-HFTD
| MESA-DIVIDE #1 | 14.708 | 14.708 | 0 | 0 | 14.708 | 0 | Consolidated Risk Score d: Non-HFTD
| MESA-DIVIDE #2 | 14.7201 | 14.7201 | 0 | 0 | 14.7201 | 0 | Consolidated Risk Score d: Non-HFTD
| MESA-SANTA MARIA | 4.3598 | 4.3598 | 0 | 0.071665 | 4.2881 | 0 | Consolidated Risk Score d: Non-HFTD
| MESA-SISQUOC | 17.6039 | 17.6039 | 0 | 1.0517 | 16.5522 | 0 | Consolidated Risk Score d: Non-HFTD
| METCALF SUB INTER-TIE 230KV | 0.47503 | 0.47503 | 0 | 0 | 0.47503 | 0 | Consolidated Risk Score d: Non-HFTD
| METCALF-COYOTE PUMPING PLANT | 7.8569 | 7.8569 | 0 | 0 | 7.8569 | 0 | Consolidated Risk Score d: Non-HFTD
| METCALF-EDENVALE #1 | 5.7306 | 5.7306 | 0 | 1.2918 | 4.4388 | 0 | Consolidated Risk Score d: Non-HFTD
| METCALF-EDENVALE #2 | 5.6035 | 5.6035 | 0 | 1.2965 | 4.3069 | 0 | Consolidated Risk Score d: Non-HFTD
| METCALF-EL PATIO #1 | 14.3789 | 14.3789 | 0 | 3.3814 | 10.9975 | 0 | Consolidated Risk Score d: Non-HFTD
| METCALF-EL PATIO #2 | 14.4094 | 14.4094 | 0 | 3.382 | 11.0274 | 0 | Consolidated Risk Score d: Non-HFTD
| METCALF-EVERGREEN #1 | 10.6328 | 10.6328 | 0 | 0 | 10.6328 | 0 | Consolidated Risk Score d: Non-HFTD
| METCALF-GREEN VALLEY | 25.2826 | 25.2826 | 5.7463 | 4.5933 | 14.9429 | 0 | Consolidated Risk Score d: Non-HFTD
| METCALF-HICKS 1 & 2 | 6.6188 | 6.6188 | 0 | 2.8262 | 3.7926 | 0 | Consolidated Risk Score d: Non-HFTD
| METCALF-MONTA VISTA #3 | 28.5919 | 28.5919 | 13.1173 | 9.5897 | 5.8848 | 0 | Consolidated Risk Score d: Non-HFTD
| METCALF-MORGAN HILL | 9.7203 | 9.7203 | 0 | 1.2013 | 8.519 | 0 | Consolidated Risk Score d: Non-HFTD
| METCALF-MOSS LANDING #1 | 35.7623 | 35.7623 | 7.1728 | 9.8624 | 18.7271 | 0 | Consolidated Risk Score d: Non-HFTD
| METCALF-MOSS LANDING #2 | 35.7591 | 35.7591 | 7.1734 | 9.8736 | 18.712 | 0 | Consolidated Risk Score d: Non-HFTD
| METCALF-SALINAS #1 | 1.9382 | 1.9382 | 0 | 0 | 1.9382 | 0 | Consolidated Risk Score d: Non-HFTD
| METCALF-SALINAS #2 (12KV) | 6.7962 | 6.7962 | 0 | 0 | 6.7962 | 0 | Consolidated Risk Score d: Non-HFTD
| MI-WUK-CURTIS | 8.4041 | 8.4041 | 4.6192 | 3.6882 | 0.096637 | 0 | Consolidated Risk Score d: Non-HFTD
| MIDDLE FORK #1 | 9.4308 | 9.4308 | 9.4308 | 0 | 0 | 0 | Consolidated Risk Score d: Non-HFTD
| MIDDLE FORK-GOLD HILL | 44.084 | 44.084 | 25.4123 | 12.0102 | 6.6616 | 0 | Consolidated Risk Score d: Non-HFTD
| MIDDLE RIVER TAP | 7.0162 | 7.0162 | 0 | 0 | 7.0162 | 0 | Consolidated Risk Score d: Non-HFTD
| MIDSET TAP | 0.72456 | 0.72456 | 0 | 0 | 0.72456 | 0 | Consolidated Risk Score d: Non-HFTD
| MIDSUN-MIDWAY | 18.8583 | 18.8583 | 0 | 0 | 18.8583 | 0 | Consolidated Risk Score d: Non-HFTD
| MIDWAY-KERN #1 | 41.0633 | 41.0633 | 0 | 0 | 41.0633 | 0 | Consolidated Risk Score d: Non-HFTD
| MIDWAY-KERN #3 | 20.9351 | 20.9351 | 0 | 0 | 20.9351 | 0 | Consolidated Risk Score d: Non-HFTD
| MIDWAY-KERN #4 | 20.7843 | 20.7843 | 0 | 0 | 20.7843 | 0 | Consolidated Risk Score d: Non-HFTD
| MIDWAY-RENFRO-TUPMAN | 22.5971 | 22.5971 | 0 | 0 | 22.5971 | 0 | Consolidated Risk Score d: Non-HFTD
| MIDWAY-SHAFTER | 13.6256 | 13.6256 | 0 | 0 | 13.6256 | 0 | Consolidated Risk Score d: Non-HFTD
| MIDWAY-SUNSET | 0.56618 | 0.56618 | 0 | 0 | 0.56618 | 0 | Consolidated Risk Score d: Non-HFTD
| MIDWAY-TAFT | 19.327 | 19.327 | 0 | 0 | 19.327 | 0 | Consolidated Risk Score d: Non-HFTD
| MIDWAY-TEMBLOR | 14.5283 | 14.5283 | 0 | 0 | 14.5283 | 0 | Consolidated Risk Score d: Non-HFTD
| MIDWAY-TUPMAN-RIO BRAVO-RENFRO | 26.592 | 26.592 | 0 | 0 | 26.592 | 0 | Consolidated Risk Score d: Non-HFTD
| MIDWAY-WHEELER RIDGE #1 | 52.6814 | 52.6814 | 0 | 0 | 52.6814 | 0 | Consolidated Risk Score d: Non-HFTD
| MIDWAY-WHEELER RIDGE #2 | 52.6513 | 52.6513 | 0 | 0 | 52.6513 | 0 | Consolidated Risk Score d: Non-HFTD
| MIDWAY-WHIRLWIND | 52.7668 | 52.7668 | 0 | 8.5954 | 44.1715 | 0 | Consolidated Risk Score d: Non-HFTD
| MILLBRAE-SAN MATEO #1 | 4.7102 | 4.7102 | 0 | 0 | 4.7102 | 0 | Consolidated Risk Score d: Non-HFTD
| MILLBRAE-SNEATH LANE | 6.4924 | 6.4924 | 0 | 2.1495 | 4.3429 | 0 | Consolidated Risk Score d: Non-HFTD
| MILLER #1 TAP | 21.2593 | 21.2593 | 0 | 0 | 21.2593 | 0 | Consolidated Risk Score d: Non-HFTD
| MILLER #2 TAP | 12.3211 | 12.3211 | 0 | 0 | 12.3211 | 0 | Consolidated Risk Score d: Non-HFTD
| MILPITAS-SWIFT | 8.862 | 8.862 | 0 | 0 | 8.862 | 0 | Consolidated Risk Score d: Non-HFTD
| MISSION POWER TAP | 1.9297 | 1.9297 | 1.9297 | 0 | 0 | 0 | Consolidated Risk Score d: Non-HFTD
| MISSOURI FLAT-GOLD HILL #1 | 19.7291 | 19.7291 | 5.9504 | 4.7381 | 9.0406 | 0 | Consolidated Risk Score d: Non-HFTD
| MISSOURI FLAT-GOLD HILL #2 | 19.6873 | 19.6873 | 5.9115 | 4.7523 | 9.0235 | 0 | Consolidated Risk Score d: Non-HFTD
| MOCO TAP | 1.6414 | 1.6414 | 0 | 0 | 1.6414 | 0 | Consolidated Risk Score d: Non-HFTD
| MOFFETT FIELD TAP | 0.16306 | 0.16306 | 0 | 0 | 0.16306 | 0 | Consolidated Risk Score d: Non-HFTD
| MONTA VISTA-BURNS | 18.0642 | 18.0642 | 12.4511 | 4.5304 | 1.0827 | 0 | Consolidated Risk Score d: Non-HFTD
| MONTA VISTA-COYOTE SW STA | 27.8256 | 27.8256 | 13.128 | 9.6021 | 5.0954 | 0 | Consolidated Risk Score d: Non-HFTD
| MONTA VISTA-HICKS | 13.2664 | 13.2664 | 0 | 0.37873 | 12.8877 | 0 | Consolidated Risk Score d: Non-HFTD
| MONTA VISTA-JEFFERSON #1 | 19.7212 | 19.7212 | 6.3458 | 10.4983 | 2.8772 | 0 | Consolidated Risk Score d: Non-HFTD
| MONTA VISTA-JEFFERSON #2 | 19.7338 | 19.7338 | 6.3596 | 10.4968 | 2.8775 | 0 | Consolidated Risk Score d: Non-HFTD
| MONTA VISTA-LOS ALTOS | 7.1296 | 7.1296 | 0 | 0 | 7.1296 | 0 | Consolidated Risk Score d: Non-HFTD
| MONTA VISTA-LOS GATOS | 10.8832 | 10.8832 | 0 | 1.9737 | 8.9095 | 0 | Consolidated Risk Score d: Non-HFTD
| MONTA VISTA-PERMANENTE | 1.1895 | 1.1895 | 0 | 0.11341 | 1.0761 | 0 | Consolidated Risk Score d: Non-HFTD
| MONTA VISTA-SARATOGA | 5.486 | 5.486 | 0 | 0.36768 | 5.1183 | 0 | Consolidated Risk Score d: Non-HFTD
| MONTAGUE-TRIMBLE | 2.0671 | 2.0671 | 0 | 0 | 2.0671 | 0 | Consolidated Risk Score d: Non-HFTD
| MONTE RIO-FORT ROSS | 14.3045 | 14.3045 | 7.2145 | 4.7255 | 2.3645 | 0 | Consolidated Risk Score d: Non-HFTD
| MONTE RIO-FULTON | 22.5576 | 22.5576 | 7.1145 | 0.13457 | 15.3085 | 0 | Consolidated Risk Score d: Non-HFTD
| MONTEZUMA SW STA-BIRDS LANDING SW STA | 0.54395 | 0.54395 | 0 | 0 | 0.54395 | 0 | Consolidated Risk Score d: Non-HFTD
| MONTICELLO PH TAP | 0.62441 | 0.62441 | 0 | 0.60766 | 0.016746 | 0 | Consolidated Risk Score d: Non-HFTD
| MORAGA-CASTRO VALLEY | 14.9192 | 14.9192 | 7.9559 | 3.1578 | 3.8055 | 0 | Consolidated Risk Score d: Non-HFTD
| MORAGA-CLAREMONT #1 | 5.2802 | 5.2802 | 5.0866 | 0.19354 | 0 | 0 | Consolidated Risk Score d: Non-HFTD
| MORAGA-CLAREMONT #2 | 5.3041 | 5.3041 | 5.1103 | 0.19382 | 0 | 0 | Consolidated Risk Score d: Non-HFTD
| MORAGA-LAKEWOOD | 15.112 | 15.112 | 1.2119 | 5.4419 | 8.4582 | 0 | Consolidated Risk Score d: Non-HFTD
| MORAGA-OAKLAND #1 | 5.0439 | 5.0439 | 3.276 | 0.7889 | 0.97902 | 0 | Consolidated Risk Score d: Non-HFTD
| MORAGA-OAKLAND #2 | 5.0429 | 5.0429 | 3.2761 | 0.79101 | 0.97583 | 0 | Consolidated Risk Score d: Non-HFTD
| MORAGA-OAKLAND #3 | 5.0501 | 5.0501 | 3.2818 | 0.79331 | 0.97496 | 0 | Consolidated Risk Score d: Non-HFTD
| MORAGA-OAKLAND #4 | 5.0484 | 5.0484 | 3.2819 | 0.79586 | 0.97055 | 0 | Consolidated Risk Score d: Non-HFTD
| MORAGA-OAKLAND J | 17.6674 | 17.6674 | 7.7121 | 1.8478 | 8.1074 | 0 | Consolidated Risk Score d: Non-HFTD
| MORAGA-SAN LEANDRO #1 | 11.1428 | 11.1428 | 7.728 | 1.8428 | 1.572 | 0 | Consolidated Risk Score d: Non-HFTD
| MORAGA-SAN LEANDRO #2 | 11.0112 | 11.0112 | 7.7258 | 1.8447 | 1.4406 | 0 | Consolidated Risk Score d: Non-HFTD
| MORAGA-SAN LEANDRO #3 | 11.0032 | 11.0032 | 7.7145 | 1.8474 | 1.4413 | 0 | Consolidated Risk Score d: Non-HFTD
| MORGAN HILL-LLAGAS | 10.8364 | 10.8364 | 0 | 4.0359 | 6.8005 | 0 | Consolidated Risk Score d: Non-HFTD
| MORRO BAY-CALIFORNIA FLATS SW STA | 46.1948 | 46.1948 | 5.4539 | 9.7578 | 30.9832 | 0 | Consolidated Risk Score d: Non-HFTD
| MORRO BAY-DIABLO | 15.7766 | 15.7766 | 5.1838 | 7.2452 | 3.3476 | 0 | Consolidated Risk Score d: Non-HFTD
| MORRO BAY-MESA | 35.2699 | 35.2699 | 2.4695 | 26.5963 | 6.204 | 0 | Consolidated Risk Score d: Non-HFTD
| MORRO BAY-SAN LUIS OBISPO #1 | 16.0106 | 16.0106 | 0 | 11.3195 | 4.6911 | 0 | Consolidated Risk Score d: Non-HFTD
| MORRO BAY-SAN LUIS OBISPO #2 | 16.0155 | 16.0155 | 0 | 11.3208 | 4.6946 | 0 | Consolidated Risk Score d: Non-HFTD
| MORRO BAY-SOLAR SW STA #1 | 45.5513 | 45.5513 | 11.8717 | 24.3683 | 9.3113 | 0 | Consolidated Risk Score d: Non-HFTD
| MORRO BAY-SOLAR SW STA #2 | 45.5555 | 45.5555 | 11.756 | 24.4702 | 9.3293 | 0 | Consolidated Risk Score d: Non-HFTD
| MORRO BAY-TEMPLETON | 16.4272 | 16.4272 | 5.4473 | 4.3038 | 6.6761 | 0 | Consolidated Risk Score d: Non-HFTD
| MOSS LANDING-COBURN | 64.031 | 64.031 | 0 | 35.1633 | 28.8677 | 0 | Consolidated Risk Score d: Non-HFTD
| MOSS LANDING-CRAZY HORSE CANYON #1 | 10.5211 | 10.5211 | 0 | 0 | 10.5211 | 0 | Consolidated Risk Score d: Non-HFTD
| MOSS LANDING-CRAZY HORSE CANYON #2 | 10.5945 | 10.5945 | 0 | 0 | 10.5945 | 0 | Consolidated Risk Score d: Non-HFTD
| MOSS LANDING-DEL MONTE #1 | 23.254 | 23.254 | 0 | 5.7274 | 17.5266 | 0 | Consolidated Risk Score d: Non-HFTD
| MOSS LANDING-DEL MONTE #2 | 23.2924 | 23.2924 | 0 | 5.7332 | 17.5592 | 0 | Consolidated Risk Score d: Non-HFTD
| MOSS LANDING-GREEN VALLEY #1 | 14.224 | 14.224 | 0 | 0 | 14.224 | 0 | Consolidated Risk Score d: Non-HFTD
| MOSS LANDING-GREEN VALLEY #2 | 14.2154 | 14.2154 | 0 | 0 | 14.2154 | 0 | Consolidated Risk Score d: Non-HFTD
| MOSS LANDING-LAS AGUILAS SW STA - 230 kV | 51.894 | 51.894 | 0 | 28.031 | 23.863 | 0 | Consolidated Risk Score d: Non-HFTD
| MOSS LANDING-LOS BANOS | 51.3297 | 51.3297 | 0 | 11.6404 | 39.6894 | 0 | Consolidated Risk Score d: Non-HFTD
| MOSS LANDING-METCALF | 34.9769 | 34.9769 | 7.1665 | 14.2843 | 13.5261 | 0 | Consolidated Risk Score d: Non-HFTD
| MOSS LANDING-SALINAS #1 | 11.9855 | 11.9855 | 0 | 0 | 11.9855 | 0 | Consolidated Risk Score d: Non-HFTD
| MOSS LANDING-SALINAS #2 | 12.0253 | 12.0253 | 0 | 0 | 12.0253 | 0 | Consolidated Risk Score d: Non-HFTD
| MTN GATE JCT-CASCADE | 6.5682 | 6.5682 | 0 | 6.5682 | 0 | 0 | Consolidated Risk Score d: Non-HFTD
| MTN GATE TAP | 0.70385 | 0.70385 | 0 | 0.70385 | 0 | 0 | Consolidated Risk Score d: Non-HFTD
| MTN QUARRIES TAP | 2.633 | 2.633 | 0 | 1.9843 | 0.64874 | 0 | Consolidated Risk Score d: Non-HFTD
| MTN VIEW-MONTA VISTA | 4.7967 | 4.7967 | 0 | 0 | 4.7967 | 0 | Consolidated Risk Score d: Non-HFTD
| MULE CREEK TAP | 0.010873 | 0.010873 | 0 | 0 | 0.010873 | 0 | Consolidated Risk Score d: Non-HFTD
| MUSTANG SW STA-GREGG | 45.4724 | 45.4724 | 0 | 0 | 45.4724 | 0 | Consolidated Risk Score d: Non-HFTD
| MUSTANG SW STA-MCCALL | 42.1051 | 42.1051 | 0 | 0 | 42.1051 | 0 | Consolidated Risk Score d: Non-HFTD
| MUSTANG TAP | 0.71463 | 0.71463 | 0 | 0.71463 | 0 | 0 | Consolidated Risk Score d: Non-HFTD
| NARROWS #1 TAP | 2.646 | 2.646 | 0 | 2.646 | 0 | 0 | Consolidated Risk Score d: Non-HFTD
| NARROWS #2 TAP | 3.0965 | 3.0965 | 0 | 3.0965 | 0 | 0 | Consolidated Risk Score d: Non-HFTD
| NAVY LAB TAP | 0.19241 | 0.19241 | 0 | 0 | 0.19241 | 0 | Consolidated Risk Score d: Non-HFTD
| NEW HOGAN TAP | 2.33 | 2.33 | 0 | 1.4593 | 0.8706 | 0 | Consolidated Risk Score d: Non-HFTD
| NEWARK-AMES #1 | 8.3003 | 8.3003 | 0 | 0 | 8.3003 | 0 | Consolidated Risk Score d: Non-HFTD
| NEWARK-AMES #2 | 8.2822 | 8.2822 | 0 | 0 | 8.2822 | 0 | Consolidated Risk Score d: Non-HFTD
| NEWARK-AMES #3 | 8.2752 | 8.2752 | 0 | 0 | 8.2752 | 0 | Consolidated Risk Score d: Non-HFTD
| NEWARK-AMES DISTRIBUTION | 8.2516 | 8.2516 | 0 | 0 | 8.2516 | 0 | Consolidated Risk Score d: Non-HFTD
| NEWARK-APPLIED MATERIALS | 12.1125 | 11.3708 | 0 | 0 | 11.3708 | 0.74171 | Consolidated Risk Score d: Non-HFTD
| NEWARK-DECOTO | 6.2797 | 6.2797 | 0 | 0 | 6.2797 | 0 | Consolidated Risk Score d: Non-HFTD
| NEWARK-DIXON LANDING | 4.6906 | 4.6906 | 0 | 0 | 4.6906 | 0 | Consolidated Risk Score d: Non-HFTD
| NEWARK-FREMONT #1 | 3.7129 | 3.7129 | 0 | 0 | 3.7129 | 0 | Consolidated Risk Score d: Non-HFTD
| NEWARK-FREMONT #2 | 3.7492 | 3.7492 | 0 | 0 | 3.7492 | 0 | Consolidated Risk Score d: Non-HFTD
| NEWARK-JARVIS #1 | 14.2503 | 14.2503 | 0 | 0 | 14.2503 | 0 | Consolidated Risk Score d: Non-HFTD
| NEWARK-JARVIS #2 | 14.4821 | 14.4821 | 0 | 0 | 14.4821 | 0 | Consolidated Risk Score d: Non-HFTD
| NEWARK-KIFER | 10.6055 | 10.6055 | 0 | 0 | 10.6055 | 0 | Consolidated Risk Score d: Non-HFTD
| NEWARK-LAWRENCE | 10.2493 | 10.2493 | 0 | 0 | 10.2493 | 0 | Consolidated Risk Score d: Non-HFTD
| NEWARK-LAWRENCE LAB | 12.2134 | 12.2134 | 0 | 2.8909 | 9.3225 | 0 | Consolidated Risk Score d: Non-HFTD
| NEWARK-LIVERMORE | 19.0462 | 19.0462 | 0 | 3.9366 | 15.1096 | 0 | Consolidated Risk Score d: Non-HFTD
| NEWARK-LOS ESTEROS | 8.3979 | 5.6485 | 0 | 0 | 5.6485 | 2.7494 | Consolidated Risk Score d: Non-HFTD
| NEWARK-MILPITAS #1 | 8.482 | 8.482 | 0 | 0 | 8.482 | 0 | Consolidated Risk Score d: Non-HFTD
| NEWARK-MILPITAS #2 | 10.3009 | 10.3009 | 0 | 0 | 10.3009 | 0 | Consolidated Risk Score d: Non-HFTD
| NEWARK-NORTHERN RECEIVING STATION #1 | 8.757 | 8.757 | 0 | 0 | 8.757 | 0 | Consolidated Risk Score d: Non-HFTD
| NEWARK-NORTHERN RECEIVING STATION #2 | 8.6694 | 8.6694 | 0 | 0 | 8.6694 | 0 | Consolidated Risk Score d: Non-HFTD
| NEWARK-NUMMI | 4.9384 | 4.9384 | 0 | 0 | 4.9384 | 0 | Consolidated Risk Score d: Non-HFTD
| NEWARK-RAVENSWOOD | 8.9071 | 8.9071 | 0 | 0 | 8.9071 | 0 | Consolidated Risk Score d: Non-HFTD
| NEWARK-SIERRA PAPERBOARD TAP | 0.28979 | 0.28979 | 0 | 0 | 0.28979 | 0 | Consolidated Risk Score d: Non-HFTD
| NEWARK-TRIMBLE | 12.3634 | 12.3634 | 0 | 0 | 12.3634 | 0 | Consolidated Risk Score d: Non-HFTD
| NEWARK-VALLECITOS | 12.3903 | 12.3903 | 0 | 2.2319 | 10.1584 | 0 | Consolidated Risk Score d: Non-HFTD
| NICOLAUS-CATLETT JCT | 24.6124 | 24.6124 | 0 | 0 | 24.6124 | 0 | Consolidated Risk Score d: Non-HFTD
| NICOLAUS-CATLETT JCT (12KV) | 14.1776 | 14.1776 | 0 | 0 | 14.1776 | 0 | Consolidated Risk Score d: Non-HFTD
| NICOLAUS-MARYSVILLE | 18.7351 | 18.7351 | 0 | 0 | 18.7351 | 0 | Consolidated Risk Score d: Non-HFTD
| NICOLAUS-PLAINFIELD | 30.6331 | 30.6331 | 0 | 0 | 30.6331 | 0 | Consolidated Risk Score d: Non-HFTD
| NICOLAUS-WILKINS SLOUGH | 42.7246 | 42.7246 | 0 | 0 | 42.7246 | 0 | Consolidated Risk Score d: Non-HFTD
| NORTECH-NORTHERN RECEIVING STATION | 2.2125 | 2.2125 | 0 | 0 | 2.2125 | 0 | Consolidated Risk Score d: Non-HFTD
| NORTH DUBLIN-CAYETANO | 5.827 | 3.0195 | 0 | 3.0195 | 0 | 2.8076 | Consolidated Risk Score d: Non-HFTD
| NORTH TOWER-MARTINEZ JCT #1 (21KV) | 2.6057 | 2.6057 | 0 | 1.7526 | 0.85309 | 0 | Consolidated Risk Score d: Non-HFTD
| NORTHERN RECEIVING STATION-SCOTT #1 | 2.0777 | 2.0777 | 0 | 0 | 2.0777 | 0 | Consolidated Risk Score d: Non-HFTD
| NORTHERN RECEIVING STATION-SCOTT #2 | 1.982 | 1.982 | 0 | 0 | 1.982 | 0 | Consolidated Risk Score d: Non-HFTD
| NOTRE DAME-BUTTE | 2.0241 | 2.0241 | 0 | 0 | 2.0241 | 0 | Consolidated Risk Score d: Non-HFTD
| OAK PARK TAP | 0.8708 | 0.8708 | 0 | 0 | 0.8708 | 0 | Consolidated Risk Score d: Non-HFTD
| OAKHURST TAP | 18.1588 | 18.1588 | 0.88809 | 16.5858 | 0.68489 | 0 | Consolidated Risk Score d: Non-HFTD
| OAKLAND C-MARITIME | 2.3612 | 2.3612 | 0 | 0 | 2.3612 | 0 | Consolidated Risk Score d: Non-HFTD
| OAKLAND C-TURBINES | 0.194 | 0.194 | 0 | 0 | 0.194 | 0 | Consolidated Risk Score d: Non-HFTD
| OAKLAND J-GRANT | 7.4644 | 7.4644 | 0 | 0 | 7.4644 | 0 | Consolidated Risk Score d: Non-HFTD
| P-X #1 | 4.0873 | 0 | 0 | 0 | 0 | 4.0873 | Consolidated Risk Score d: Non-HFTD
| OCEANO-CALLENDER SW STA | 4.2186 | 4.2186 | 0 | 2.9983 | 1.2203 | 0 | Consolidated Risk Score d: Non-HFTD
| OIL CITY TAP | 0.047649 | 0.047649 | 0 | 0 | 0.047649 | 0 | Consolidated Risk Score d: Non-HFTD
| OILFIELDS-SALINAS RIVER | 1.4565 | 1.4565 | 0 | 0 | 1.4565 | 0 | Consolidated Risk Score d: Non-HFTD
| OILFIELDS-SARGENT CANYON | 2.0209 | 2.0209 | 0 | 0 | 2.0209 | 0 | Consolidated Risk Score d: Non-HFTD
| OLEUM-G #1 | 11.2891 | 11.2891 | 2.0621 | 6.9516 | 2.2753 | 0 | Consolidated Risk Score d: Non-HFTD
| OLEUM-G #2 | 11.3021 | 11.3021 | 2.0611 | 6.9547 | 2.2863 | 0 | Consolidated Risk Score d: Non-HFTD
| OLEUM-MARTINEZ | 10.5019 | 10.5019 | 0 | 7.0325 | 3.4694 | 0 | Consolidated Risk Score d: Non-HFTD
| OLEUM-NORTH TOWER-CHRISTIE | 8.3115 | 8.3115 | 0 | 6.5491 | 1.7624 | 0 | Consolidated Risk Score d: Non-HFTD
| OLEUM-UNOCAL #1 | 0.014938 | 0.014938 | 0 | 0 | 0.014938 | 0 | Consolidated Risk Score d: Non-HFTD
| OLEUM-UNOCAL #2 | 0.048501 | 0.048501 | 0 | 0 | 0.048501 | 0 | Consolidated Risk Score d: Non-HFTD
| OLIVE SW STA-SMYRNA | 22.0847 | 22.0847 | 0 | 0 | 22.0847 | 0 | Consolidated Risk Score d: Non-HFTD
| ORO FINO TAP | 1.3004 | 1.3004 | 1.3004 | 0 | 0 | 0 | Consolidated Risk Score d: Non-HFTD
| ORO LOMA-CANAL #1 | 24.5567 | 24.5567 | 0 | 0 | 24.5567 | 0 | Consolidated Risk Score d: Non-HFTD
| ORO LOMA-MENDOTA | 29.5848 | 29.5848 | 0 | 0 | 29.5848 | 0 | Consolidated Risk Score d: Non-HFTD
| OWENS ILLINOIS TAP | 0.67866 | 0.67866 | 0 | 0 | 0.67866 | 0 | Consolidated Risk Score d: Non-HFTD
| OXBOW TAP | 0.15039 | 0.15039 | 0.15039 | 0 | 0 | 0 | Consolidated Risk Score d: Non-HFTD
| OXFORD TAP | 3.8687 | 3.8687 | 0 | 0 | 3.8687 | 0 | Consolidated Risk Score d: Non-HFTD
| P-X #2 | 0.27955 | 0.27955 | 0 | 0 | 0.27955 | 0 | Consolidated Risk Score d: Non-HFTD
| P-X #2 (UNDERGROUND) | 3.9525 | 0 | 0 | 0 | 0 | 3.9525 | Consolidated Risk Score d: Non-HFTD
| PACIFIC ETHANOL TAP | 0.67707 | 0.67707 | 0 | 0 | 0.67707 | 0 | Consolidated Risk Score d: Non-HFTD
| PACIFIC LUMBER (SCOTIA) TAP | 0.52485 | 0.52485 | 0 | 0 | 0.52485 | 0 | Consolidated Risk Score d: Non-HFTD
| PACIFIC OROVILLE POWER TAP | 0.77621 | 0.77621 | 0 | 0 | 0.77621 | 0 | Consolidated Risk Score d: Non-HFTD
| PADRE FLAT SW STA-PANOCHE | 33.5751 | 33.5751 | 0 | 0 | 33.5751 | 0 | Consolidated Risk Score d: Non-HFTD
| PALERMO-BOGUE | 35.7381 | 35.7381 | 0 | 1.2418 | 34.4963 | 0 | Consolidated Risk Score d: Non-HFTD
| PALERMO-COLGATE | 29.6025 | 29.6025 | 0 | 16.8631 | 12.7394 | 0 | Consolidated Risk Score d: Non-HFTD
| PALERMO-NICOLAUS | 41.1802 | 41.1802 | 0 | 1.1927 | 39.9875 | 0 | Consolidated Risk Score d: Non-HFTD
| PALERMO-OROVILLE #1 | 6.9667 | 6.9667 | 0 | 1.1833 | 5.7833 | 0 | Consolidated Risk Score d: Non-HFTD
| PALERMO-OROVILLE #2 | 10.1333 | 10.1333 | 0 | 2.8587 | 7.2746 | 0 | Consolidated Risk Score d: Non-HFTD
| PALERMO-PEASE | 26.5263 | 26.5263 | 0 | 1.0829 | 25.4435 | 0 | Consolidated Risk Score d: Non-HFTD
| PALERMO-WYANDOTTE | 5.3022 | 5.3022 | 0 | 1.2595 | 4.0428 | 0 | Consolidated Risk Score d: Non-HFTD
| PANOCHE-CAL PEAK-STARWOOD | 0.098951 | 0.098951 | 0 | 0 | 0.098951 | 0 | Consolidated Risk Score d: Non-HFTD
| PANOCHE-EXCELSIOR SW STA #1 | 28.5004 | 28.5004 | 0 | 0 | 28.5004 | 0 | Consolidated Risk Score d: Non-HFTD
| PANOCHE-EXCELSIOR SW STA #2 | 28.5002 | 28.5002 | 0 | 0 | 28.5002 | 0 | Consolidated Risk Score d: Non-HFTD
| PANOCHE-MENDOTA | 10.0834 | 10.0834 | 0 | 0 | 10.0834 | 0 | Consolidated Risk Score d: Non-HFTD
| PANOCHE-ORO LOMA | 18.9556 | 18.9556 | 0 | 0 | 18.9556 | 0 | Consolidated Risk Score d: Non-HFTD
| PANOCHE-PANOCHE ENERGY CENTER | 0.093805 | 0.093805 | 0 | 0 | 0.093805 | 0 | Consolidated Risk Score d: Non-HFTD
| PANOCHE-TRANQUILLITY SW STA #1 | 12.1427 | 12.1427 | 0 | 0 | 12.1427 | 0 | Consolidated Risk Score d: Non-HFTD
| PANOCHE-TRANQUILLITY SW STA #2 | 12.1358 | 12.1358 | 0 | 0 | 12.1358 | 0 | Consolidated Risk Score d: Non-HFTD
| PARADISE-BUTTE | 13.5759 | 13.5759 | 0.62365 | 7.5917 | 5.3605 | 0 | Consolidated Risk Score d: Non-HFTD
| PARADISE-TABLE MTN | 33.721 | 33.721 | 6.7022 | 19.9305 | 7.0883 | 0 | Consolidated Risk Score d: Non-HFTD
| PARAMOUNT FARMS TAP | 0.56848 | 0.56848 | 0 | 0 | 0.56848 | 0 | Consolidated Risk Score d: Non-HFTD
| PARDEE #1 TAP | 4.326 | 4.326 | 0 | 4.326 | 0 | 0 | Consolidated Risk Score d: Non-HFTD
| PARDEE #2 TAP | 0.085588 | 0.085588 | 0 | 0.085588 | 0 | 0 | Consolidated Risk Score d: Non-HFTD
| PARKWAY-MORAGA | 23.6382 | 23.6382 | 4.3107 | 12.2413 | 7.0862 | 0 | Consolidated Risk Score d: Non-HFTD
| PASO ROBLES-TEMPLETON | 4.8956 | 4.8956 | 0 | 0 | 4.8956 | 0 | Consolidated Risk Score d: Non-HFTD
| PEABODY-BIRDS LANDING SW STA | 19.8516 | 19.8516 | 0 | 0 | 19.8516 | 0 | Consolidated Risk Score d: Non-HFTD
| PEACHTON-PEASE | 16.3422 | 16.3422 | 0 | 0 | 16.3422 | 0 | Consolidated Risk Score d: Non-HFTD
| PEASE-HARTER | 15.88 | 15.88 | 0 | 0 | 15.88 | 0 | Consolidated Risk Score d: Non-HFTD
| PEASE-MARYSVILLE-HARTER | 10.3054 | 10.3054 | 0 | 0 | 10.3054 | 0 | Consolidated Risk Score d: Non-HFTD
| PEASE-RIO OSO | 27.6133 | 27.6133 | 0 | 0 | 27.6133 | 0 | Consolidated Risk Score d: Non-HFTD
| PENN ZIER TAP | 4.9932 | 4.9932 | 0 | 0 | 4.9932 | 0 | Consolidated Risk Score d: Non-HFTD
| PENNGROVE SUB TAP | 0.80623 | 0.80623 | 0 | 0 | 0.80623 | 0 | Consolidated Risk Score d: Non-HFTD
| PENTLAND TAP | 0.55001 | 0.55001 | 0 | 0 | 0.55001 | 0 | Consolidated Risk Score d: Non-HFTD
| PEORIA TAP | 0.8477 | 0.8477 | 0 | 0.8477 | 0 | 0 | Consolidated Risk Score d: Non-HFTD
| PERMANENTE #1 TAP | 0.31463 | 0.31463 | 0 | 0.12965 | 0.18499 | 0 | Consolidated Risk Score d: Non-HFTD
| PERMANENTE #2 TAP | 0.50842 | 0.50842 | 0 | 0.33921 | 0.16921 | 0 | Consolidated Risk Score d: Non-HFTD
| PHILO JCT-ELK | 37.251 | 37.251 | 0 | 32.9487 | 4.3023 | 0 | Consolidated Risk Score d: Non-HFTD
| PIERCY-METCALF | 4.7218 | 4.7218 | 0 | 0 | 4.7218 | 0 | Consolidated Risk Score d: Non-HFTD
| PINE GROVE TAP | 2.6689 | 2.6689 | 0.4813 | 2.1876 | 0 | 0 | Consolidated Risk Score d: Non-HFTD
| PIT #1-COTTONWOOD | 59.7517 | 59.7517 | 7.6237 | 42.0374 | 10.0905 | 0 | Consolidated Risk Score d: Non-HFTD
| PIT #1-HAT CREEK #2-BURNEY | 12.959 | 12.959 | 0 | 10.6289 | 2.3301 | 0 | Consolidated Risk Score d: Non-HFTD
| PIT #1-MCARTHUR | 7.3002 | 7.3002 | 0 | 3.0815 | 4.2187 | 0 | Consolidated Risk Score d: Non-HFTD
| PIT #3-CARBERRY SW STA | 10.9081 | 10.9081 | 0 | 9.1814 | 1.7267 | 0 | Consolidated Risk Score d: Non-HFTD
| PIT #3-PIT #1 | 22.6854 | 22.6854 | 0 | 19.3248 | 3.3606 | 0 | Consolidated Risk Score d: Non-HFTD
| PIT #4 TAP | 7.0302 | 7.0302 | 0 | 7.0302 | 0 | 0 | Consolidated Risk Score d: Non-HFTD
| PIT #5-ROUND MTN #1 | 13.1235 | 13.1235 | 0 | 13.1235 | 0 | 0 | Consolidated Risk Score d: Non-HFTD
| PIT #5-ROUND MTN #2 | 13.1072 | 13.1072 | 0 | 13.1072 | 0 | 0 | Consolidated Risk Score d: Non-HFTD
| PIT #6 JCT-ROUND MTN | 8.153 | 8.153 | 0 | 8.153 | 0 | 0 | Consolidated Risk Score d: Non-HFTD
| PIT #6 TAP | 3.4294 | 3.4294 | 0 | 3.4294 | 0 | 0 | Consolidated Risk Score d: Non-HFTD
| PIT #7 TAP | 3.5899 | 3.5899 | 0 | 3.5899 | 0 | 0 | Consolidated Risk Score d: Non-HFTD
| PITTSBURG #1 TAP (NO FLY) | 1.1517 | 1.1517 | 0 | 0 | 1.1517 | 0 | Consolidated Risk Score d: Non-HFTD
| PITTSBURG #2 TAP | 1.1863 | 1.1863 | 0 | 0 | 1.1863 | 0 | Consolidated Risk Score d: Non-HFTD
| PITTSBURG-CLAYTON #1 | 16.8196 | 16.8196 | 0 | 6.0125 | 10.807 | 0 | Consolidated Risk Score d: Non-HFTD
| H-X #1 | 0.28585 | 0 | 0 | 0 | 0 | 0.28585 | Consolidated Risk Score d: Non-HFTD
| SAN MATEO-MARTIN | 13.5872 | 0 | 0 | 0 | 0 | 13.5872 | Consolidated Risk Score d: Non-HFTD
| SOBRANTE-R #1 | 10.3342 | 5.5251 | 3.8579 | 1.3981 | 0.26908 | 4.8091 | Consolidated Risk Score d: Non-HFTD
| PITTSBURG-COLUMBIA STEEL | 9.233 | 9.233 | 0 | 1.212 | 8.0209 | 0 | Consolidated Risk Score d: Non-HFTD
| PITTSBURG-EASTSHORE | 34.9158 | 34.9158 | 11.9054 | 7.7806 | 15.2299 | 0 | Consolidated Risk Score d: Non-HFTD
| PITTSBURG-KIRKER-COLUMBIA STEEL | 9.2572 | 9.2572 | 0 | 1.134 | 8.1232 | 0 | Consolidated Risk Score d: Non-HFTD
| PITTSBURG-LOS MEDANOS #1 | 2.3054 | 0.54406 | 0 | 0 | 0.54406 | 1.7613 | Consolidated Risk Score d: Non-HFTD
| PITTSBURG-MARTINEZ #1 | 17.2266 | 17.2266 | 0 | 0.33845 | 16.8882 | 0 | Consolidated Risk Score d: Non-HFTD
| PITTSBURG-MARTINEZ #2 | 15.8288 | 15.8288 | 0 | 0.38286 | 15.446 | 0 | Consolidated Risk Score d: Non-HFTD
| PITTSBURG-SAN MATEO | 47.3987 | 47.3987 | 11.8928 | 7.7818 | 27.7241 | 0 | Consolidated Risk Score d: Non-HFTD
| PITTSBURG-SAN RAMON | 21.6554 | 21.6554 | 6.0991 | 7.7043 | 7.8519 | 0 | Consolidated Risk Score d: Non-HFTD
| PITTSBURG-TASSAJARA | 17.3617 | 17.3617 | 6.1067 | 6.6458 | 4.6092 | 0 | Consolidated Risk Score d: Non-HFTD
| PITTSBURG-TESLA #1 | 31.3456 | 31.3456 | 0 | 17.9956 | 13.35 | 0 | Consolidated Risk Score d: Non-HFTD
| PITTSBURG-TESLA #2 | 31.3194 | 31.3194 | 0 | 18.0322 | 13.2872 | 0 | Consolidated Risk Score d: Non-HFTD
| PITTSBURG-TESORO | 11.2725 | 11.2725 | 0 | 0 | 11.2725 | 0 | Consolidated Risk Score d: Non-HFTD
| PITTSBURG-TIDEWATER | 11.2668 | 11.2668 | 0 | 0 | 11.2668 | 0 | Consolidated Risk Score d: Non-HFTD
| PLACER-DEL MAR | 10.8099 | 10.8099 | 0 | 4.5177 | 6.2922 | 0 | Consolidated Risk Score d: Non-HFTD
| PLACER-GOLD HILL #1 | 20.6661 | 20.6661 | 0 | 9.9202 | 10.7459 | 0 | Consolidated Risk Score d: Non-HFTD
| PLACER-GOLD HILL #2 | 20.6711 | 20.6711 | 0 | 9.9151 | 10.756 | 0 | Consolidated Risk Score d: Non-HFTD
| PLUMAS-SIERRA TAP | 0.75171 | 0.75171 | 0.013701 | 0.058857 | 0.67916 | 0 | Consolidated Risk Score d: Non-HFTD
| POE-RIO OSO | 56.0904 | 56.0904 | 4.4117 | 14.0118 | 37.6669 | 0 | Consolidated Risk Score d: Non-HFTD
| C-D | 0.061282 | 0 | 0 | 0 | 0 | 0.061282 | Consolidated Risk Score d: Non-HFTD
| H-A #2 | 0.006378 | 0 | 0 | 0 | 0 | 0.006378 | Consolidated Risk Score d: Non-HFTD
| PORT COSTA BRICK TAP | 1.8907 | 1.8907 | 0 | 1.8773 | 0.013468 | 0 | Consolidated Risk Score d: Non-HFTD
| POST OFFICE TAP | 0.75217 | 0.75217 | 0 | 0 | 0.75217 | 0 | Consolidated Risk Score d: Non-HFTD
| POTTER VALLEY-MENDOCINO | 10.9416 | 10.9416 | 0 | 8.3795 | 2.5621 | 0 | Consolidated Risk Score d: Non-HFTD
| POTTER VALLEY-WILLITS | 13.1582 | 13.1582 | 5.5076 | 6.3608 | 1.2897 | 0 | Consolidated Risk Score d: Non-HFTD
| PSE MCKITTRICK TAP | 5.2117 | 5.2117 | 0 | 0 | 5.2117 | 0 | Consolidated Risk Score d: Non-HFTD
| QUEBEC TAP | 4.3465 | 4.3465 | 0 | 0 | 4.3465 | 0 | Consolidated Risk Score d: Non-HFTD
| QUINTO SW STA-WESTLEY | 57.5511 | 57.5511 | 0 | 6.8127 | 50.7384 | 0 | Consolidated Risk Score d: Non-HFTD
| RACETRACK TAP | 3.5478 | 3.5478 | 0 | 3.5478 | 0 | 0 | Consolidated Risk Score d: Non-HFTD
| RADUM-LIVERMORE | 4.659 | 4.659 | 0 | 0 | 4.659 | 0 | Consolidated Risk Score d: Non-HFTD
| RADUM-VALLECITOS | 10.6217 | 10.6217 | 0 | 0 | 10.6217 | 0 | Consolidated Risk Score d: Non-HFTD
| RAINBOW TAP | 2.5875 | 2.5875 | 0 | 0 | 2.5875 | 0 | Consolidated Risk Score d: Non-HFTD
| RALPH TAP | 0.058227 | 0.058227 | 0 | 0 | 0.058227 | 0 | Consolidated Risk Score d: Non-HFTD
| RANCHERS COTTON TAP | 2.0952 | 2.0952 | 0 | 0 | 2.0952 | 0 | Consolidated Risk Score d: Non-HFTD
| RANCHO SECO-BELLOTA #1 | 27.3879 | 27.3879 | 0 | 0 | 27.3879 | 0 | Consolidated Risk Score d: Non-HFTD
| RANCHO SECO-BELLOTA #2 | 27.3635 | 27.3635 | 0 | 0 | 27.3635 | 0 | Consolidated Risk Score d: Non-HFTD
| RAVENSWOOD-AMES #1 | 7.0737 | 7.0737 | 0 | 0 | 7.0737 | 0 | Consolidated Risk Score d: Non-HFTD
| RAVENSWOOD-AMES #2 | 7.0856 | 7.0856 | 0 | 0 | 7.0856 | 0 | Consolidated Risk Score d: Non-HFTD
| RAVENSWOOD-BAIR #1 | 7.4274 | 7.4274 | 0 | 0 | 7.4274 | 0 | Consolidated Risk Score d: Non-HFTD
| RAVENSWOOD-BAIR #2 | 11.2877 | 11.2877 | 0 | 0 | 11.2877 | 0 | Consolidated Risk Score d: Non-HFTD
| RAVENSWOOD-COOLEY LANDING #1 | 1.6171 | 1.6171 | 0 | 0 | 1.6171 | 0 | Consolidated Risk Score d: Non-HFTD
| RAVENSWOOD-COOLEY LANDING #2 | 1.6192 | 1.6192 | 0 | 0 | 1.6192 | 0 | Consolidated Risk Score d: Non-HFTD
| RAVENSWOOD-PALO ALTO #1 | 4.2705 | 4.2705 | 0 | 0 | 4.2705 | 0 | Consolidated Risk Score d: Non-HFTD
| RAVENSWOOD-PALO ALTO #2 | 4.2636 | 4.2636 | 0 | 0 | 4.2636 | 0 | Consolidated Risk Score d: Non-HFTD
| RAVENSWOOD-SAN MATEO | 12.0381 | 12.0381 | 0 | 0 | 12.0381 | 0 | Consolidated Risk Score d: Non-HFTD
| RAVENSWOOD-SAN MATEO #1 | 11.8906 | 11.8906 | 0 | 0 | 11.8906 | 0 | Consolidated Risk Score d: Non-HFTD
| RAVENSWOOD-SAN MATEO #2 | 11.8811 | 11.8811 | 0 | 0 | 11.8811 | 0 | Consolidated Risk Score d: Non-HFTD
| RED BANK TAP | 0.68118 | 0.68118 | 0 | 0 | 0.68118 | 0 | Consolidated Risk Score d: Non-HFTD
| REEDLEY-DINUBA #1 | 7.7007 | 7.7007 | 0 | 0 | 7.7007 | 0 | Consolidated Risk Score d: Non-HFTD
| REEDLEY-OROSI | 10.8873 | 10.8873 | 0 | 0 | 10.8873 | 0 | Consolidated Risk Score d: Non-HFTD
| RESERVE OIL TAP | 0.57923 | 0.57923 | 0 | 0 | 0.57923 | 0 | Consolidated Risk Score d: Non-HFTD
| RINCON #1 TAP | 0.56915 | 0.56915 | 0.082626 | 0.48653 | 0 | 0 | Consolidated Risk Score d: Non-HFTD
| RINCON #2 TAP | 0.55054 | 0.55054 | 0.067835 | 0.4827 | 0 | 0 | Consolidated Risk Score d: Non-HFTD
| RIO BRAVO (FRESNO) TAP | 0.32204 | 0.32204 | 0 | 0 | 0.32204 | 0 | Consolidated Risk Score d: Non-HFTD
| RIO BRAVO (ROCKLIN) TAP | 0.40369 | 0.40369 | 0 | 0 | 0.40369 | 0 | Consolidated Risk Score d: Non-HFTD
| RIO BRAVO HYDRO | 0.23957 | 0.23957 | 0 | 0 | 0.23957 | 0 | Consolidated Risk Score d: Non-HFTD
| RIO BRAVO TOMATO TAP | 0.43299 | 0.43299 | 0 | 0 | 0.43299 | 0 | Consolidated Risk Score d: Non-HFTD
| RIO BRAVO-KERN OIL | 7.2843 | 7.2843 | 0 | 0 | 7.2843 | 0 | Consolidated Risk Score d: Non-HFTD
| RIO DELL JCT-BRIDGEVILLE | 21.2512 | 21.2512 | 0 | 15.0551 | 6.1962 | 0 | Consolidated Risk Score d: Non-HFTD
| RIO DELL TAP | 5.3633 | 5.3633 | 0 | 0.79146 | 4.5718 | 0 | Consolidated Risk Score d: Non-HFTD
| RIO OSO-ATLANTIC | 17.6842 | 17.6842 | 0 | 0 | 17.6842 | 0 | Consolidated Risk Score d: Non-HFTD
| RIO OSO-BRIGHTON | 27.1743 | 27.1743 | 0 | 0 | 27.1743 | 0 | Consolidated Risk Score d: Non-HFTD
| RIO OSO-GOLD HILL | 28.6349 | 28.6349 | 0 | 0 | 28.6349 | 0 | Consolidated Risk Score d: Non-HFTD
| RIO OSO-LINCOLN | 11.0238 | 11.0238 | 0 | 0 | 11.0238 | 0 | Consolidated Risk Score d: Non-HFTD
| RIO OSO-NICOLAUS | 5.3922 | 5.3922 | 0 | 0 | 5.3922 | 0 | Consolidated Risk Score d: Non-HFTD
| RIO OSO-WEST SACRAMENTO | 43.5554 | 43.5554 | 0 | 0 | 43.5554 | 0 | Consolidated Risk Score d: Non-HFTD
| RIO OSO-WOODLAND #1 | 45.2452 | 45.2452 | 0 | 0 | 45.2452 | 0 | Consolidated Risk Score d: Non-HFTD
| RIO OSO-WOODLAND #2 | 53.3572 | 53.3572 | 0 | 0 | 53.3572 | 0 | Consolidated Risk Score d: Non-HFTD
| RIPON-MANTECA | 9.1353 | 9.1353 | 0 | 0 | 9.1353 | 0 | Consolidated Risk Score d: Non-HFTD
| RIVER ROCK TAP | 1.2068 | 1.2068 | 0 | 0 | 1.2068 | 0 | Consolidated Risk Score d: Non-HFTD
| RIVERBANK JCT SW STA-RIPON | 18.0031 | 18.0031 | 0 | 0 | 18.0031 | 0 | Consolidated Risk Score d: Non-HFTD
| ROBERTSON TAP | 0.82185 | 0.82185 | 0 | 0 | 0.82185 | 0 | Consolidated Risk Score d: Non-HFTD
| ROCK CREEK-POE | 26.9837 | 26.9837 | 6.8507 | 20.133 | 0 | 0 | Consolidated Risk Score d: Non-HFTD
| ROLLINS TAP | 0.7306 | 0.7306 | 0.34171 | 0.3889 | 0 | 0 | Consolidated Risk Score d: Non-HFTD
| ROSE TAP | 0.30661 | 0.30661 | 0 | 0 | 0.30661 | 0 | Consolidated Risk Score d: Non-HFTD
| ROSSMOOR #1 TAP | 0.68899 | 0.68899 | 0.47969 | 0 | 0.2093 | 0 | Consolidated Risk Score d: Non-HFTD
| ROSSMOOR #2 TAP | 0.65982 | 0.65982 | 0.45541 | 0 | 0.20441 | 0 | Consolidated Risk Score d: Non-HFTD
| ROUGH & READY TAP | 0.9457 | 0.9457 | 0 | 0 | 0.9457 | 0 | Consolidated Risk Score d: Non-HFTD
| ROUND MTN-COTTONWOOD #2 | 33.6669 | 33.6669 | 3.7299 | 22.0498 | 7.8872 | 0 | Consolidated Risk Score d: Non-HFTD
| ROUND MTN-COTTONWOOD #3 | 33.3564 | 33.3564 | 7.174 | 19.1667 | 7.0156 | 0 | Consolidated Risk Score d: Non-HFTD
| ROUND MTN-TABLE MTN #1 | 89.0297 | 89.0297 | 11.7384 | 64.6323 | 12.659 | 0 | Consolidated Risk Score d: Non-HFTD
| ROUND MTN-TABLE MTN #2 | 89.0227 | 89.0227 | 11.7738 | 67.1951 | 10.0538 | 0 | Consolidated Risk Score d: Non-HFTD
| RUSSELL CITY ENERGY CENTER-EASTSHORE #1 | 1.1947 | 1.1947 | 0 | 0 | 1.1947 | 0 | Consolidated Risk Score d: Non-HFTD
| RUSSELL CITY ENERGY CENTER-EASTSHORE #2 | 1.204 | 1.204 | 0 | 0 | 1.204 | 0 | Consolidated Risk Score d: Non-HFTD
| SAFEWAY TAP | 0.68286 | 0.68286 | 0 | 0 | 0.68286 | 0 | Consolidated Risk Score d: Non-HFTD
| SALADO-CROW CREEK SW STA | 3.7707 | 3.7707 | 0 | 0 | 3.7707 | 0 | Consolidated Risk Score d: Non-HFTD
| SALADO-NEWMAN #2 | 21.5625 | 21.5625 | 0 | 0 | 21.5625 | 0 | Consolidated Risk Score d: Non-HFTD
| SALINAS-FIRESTONE #1 | 6.1508 | 6.1508 | 0 | 0 | 6.1508 | 0 | Consolidated Risk Score d: Non-HFTD
| SALINAS-FIRESTONE #2 | 13.315 | 13.315 | 0 | 0 | 13.315 | 0 | Consolidated Risk Score d: Non-HFTD
| SALINAS-FORT ORD #1 | 10.2163 | 10.2163 | 0 | 3.016 | 7.2004 | 0 | Consolidated Risk Score d: Non-HFTD
| SALINAS-FORT ORD #2 | 10.1245 | 10.1245 | 0 | 3.0044 | 7.12 | 0 | Consolidated Risk Score d: Non-HFTD
| SALINAS-LAGUNITAS | 5.7817 | 5.7817 | 0 | 0 | 5.7817 | 0 | Consolidated Risk Score d: Non-HFTD
| SALINAS-LAURELES | 27.4573 | 27.4573 | 0 | 18.2461 | 9.2112 | 0 | Consolidated Risk Score d: Non-HFTD
| SALMON CREEK TAP | 10.5103 | 10.5103 | 1.0393 | 5.3934 | 4.0776 | 0 | Consolidated Risk Score d: Non-HFTD
| SALT SPRINGS-TIGER CREEK | 16.485 | 16.485 | 1.6618 | 14.8232 | 0 | 0 | Consolidated Risk Score d: Non-HFTD
| SAN ANDREAS (CCSF) TAP | 0.38895 | 0.38895 | 0 | 0 | 0.38895 | 0 | Consolidated Risk Score d: Non-HFTD
| SAN ARDO TAP | 0.34252 | 0.34252 | 0 | 0 | 0.34252 | 0 | Consolidated Risk Score d: Non-HFTD
| SAN BENITO-HOLLISTER | 8.3005 | 8.3005 | 0 | 0 | 8.3005 | 0 | Consolidated Risk Score d: Non-HFTD
| SAN BERNARD-TEJON | 6.955 | 6.955 | 0 | 0 | 6.955 | 0 | Consolidated Risk Score d: Non-HFTD
| SAN BRUNO TAP | 1.1272 | 1.1272 | 0 | 0.51947 | 0.60769 | 0 | Consolidated Risk Score d: Non-HFTD
| SAN FRANCISCO #2 | 3.1452 | 3.1452 | 0 | 0 | 3.1452 | 0 | Consolidated Risk Score d: Non-HFTD
| SAN JOAQUIN COGEN TAP | 0.035285 | 0.035285 | 0 | 0 | 0.035285 | 0 | Consolidated Risk Score d: Non-HFTD
| SAN JOSE A-SAN JOSE B | 1.1517 | 1.1517 | 0 | 0 | 1.1517 | 0 | Consolidated Risk Score d: Non-HFTD
| SAN JOSE B-STONE-EVERGREEN | 8.5574 | 8.5574 | 0 | 0 | 8.5574 | 0 | Consolidated Risk Score d: Non-HFTD
| SAN LEANDRO-OAKLND J #1 | 6.6964 | 6.6964 | 0 | 0 | 6.6964 | 0 | Consolidated Risk Score d: Non-HFTD
| SAN LUIS #3 TAP | 16.1099 | 16.1099 | 0 | 0 | 16.1099 | 0 | Consolidated Risk Score d: Non-HFTD
| SAN LUIS #5 TAP | 1.8823 | 1.8823 | 0 | 0 | 1.8823 | 0 | Consolidated Risk Score d: Non-HFTD
| SAN LUIS OBISPO-CAYUCOS | 23.3945 | 23.3945 | 0 | 13.3853 | 10.0091 | 0 | Consolidated Risk Score d: Non-HFTD
| SAN LUIS OBISPO-OCEANO | 19.9012 | 19.9012 | 2.1469 | 9.7255 | 8.0288 | 0 | Consolidated Risk Score d: Non-HFTD
| SAN LUIS OBISPO-SANTA MARIA | 25.9554 | 25.9554 | 2.1569 | 11.1099 | 12.6886 | 0 | Consolidated Risk Score d: Non-HFTD
| SAN LUIS OBISPO-SANTA MARIA * | 13.3277 | 13.3277 | 1.7526 | 5.9601 | 5.6151 | 0 | Consolidated Risk Score d: Non-HFTD
| SAN MATEO-BAIR | 13.9883 | 13.9883 | 0 | 0 | 13.9883 | 0 | Consolidated Risk Score d: Non-HFTD
| SAN MATEO-BAY MEADOWS #1 | 4.2961 | 4.2961 | 0 | 0 | 4.2961 | 0 | Consolidated Risk Score d: Non-HFTD
| SAN MATEO-BAY MEADOWS #2 | 4.2594 | 4.2594 | 0 | 0 | 4.2594 | 0 | Consolidated Risk Score d: Non-HFTD
| SAN MATEO-BELMONT | 7.1989 | 7.1989 | 0 | 0 | 7.1989 | 0 | Consolidated Risk Score d: Non-HFTD
| SAN MATEO-HILLSDALE JCT | 6.8851 | 6.8851 | 0 | 1.1546 | 5.7305 | 0 | Consolidated Risk Score d: Non-HFTD
| SAN MATEO-MARTIN #3 | 11.9676 | 11.5497 | 0 | 0 | 11.5497 | 0.4179 | Consolidated Risk Score d: Non-HFTD
| SAN MATEO-MARTIN #4 | 12.0564 | 11.6398 | 0 | 0 | 11.6398 | 0.4166 | Consolidated Risk Score d: Non-HFTD
| SAN MIGUEL-PASO ROBLES | 9.9185 | 9.9185 | 0 | 0 | 9.9185 | 0 | Consolidated Risk Score d: Non-HFTD
| SOBRANTE-R #2 | 10.2575 | 5.5342 | 3.8564 | 1.4012 | 0.27656 | 4.7233 | Consolidated Risk Score d: Non-HFTD
| SAN RAMON RESEARCH CENTER TAP | 3.2655 | 3.2655 | 0 | 0 | 3.2655 | 0 | Consolidated Risk Score d: Non-HFTD
| SAN RAMON-MORAGA | 22.237 | 22.237 | 13.6681 | 3.2368 | 5.332 | 0 | Consolidated Risk Score d: Non-HFTD
| SAN RAMON-RADUM | 7.0559 | 7.0559 | 0 | 0 | 7.0559 | 0 | Consolidated Risk Score d: Non-HFTD
| SANDBAR TAP | 0.095695 | 0.095695 | 0.095695 | 0 | 0 | 0 | Consolidated Risk Score d: Non-HFTD
| SANGER COGEN TAP | 0.83287 | 0.83287 | 0 | 0 | 0.83287 | 0 | Consolidated Risk Score d: Non-HFTD
| SANGER-CALIFORNIA AVE | 9.3285 | 9.3285 | 0 | 0 | 9.3285 | 0 | Consolidated Risk Score d: Non-HFTD
| SANGER-CALIFORNIA AVE #1 | 9.2265 | 9.2265 | 0 | 0 | 9.2265 | 0 | Consolidated Risk Score d: Non-HFTD
| SANGER-MALAGA | 8.8177 | 8.8177 | 0 | 0 | 8.8177 | 0 | Consolidated Risk Score d: Non-HFTD
| SANGER-REEDLEY | 20.4191 | 20.4191 | 0 | 0 | 20.4191 | 0 | Consolidated Risk Score d: Non-HFTD
| SANTA FE GEOTHERMAL TAP | 1.0396 | 1.0396 | 1.0396 | 0 | 0 | 0 | Consolidated Risk Score d: Non-HFTD
| SANTA MARIA COGEN TAP | 0.24219 | 0.24219 | 0 | 0 | 0.24219 | 0 | Consolidated Risk Score d: Non-HFTD
| SANTA MARIA-SISQUOC | 10.5678 | 10.5678 | 0 | 0 | 10.5678 | 0 | Consolidated Risk Score d: Non-HFTD
| SANTA PAULA-MILLBRAE | 0.090915 | 0.090915 | 0 | 0 | 0.090915 | 0 | Consolidated Risk Score d: Non-HFTD
| SANTA ROSA-CORONA | 14.3875 | 14.3875 | 0 | 1.0881 | 13.2994 | 0 | Consolidated Risk Score d: Non-HFTD
| SANTA TERESA-EDENVALE | 0.14624 | 0.14624 | 0 | 0 | 0.14624 | 0 | Consolidated Risk Score d: Non-HFTD
| SANTA YNEZ TAP | 4.0577 | 4.0577 | 0 | 3.4941 | 0.56359 | 0 | Consolidated Risk Score d: Non-HFTD
| SARATOGA-VASONA | 3.4113 | 3.4113 | 0 | 0 | 3.4113 | 0 | Consolidated Risk Score d: Non-HFTD
| SARGENT SW STA-HOLLISTER | 1.5412 | 1.5412 | 0 | 0 | 1.5412 | 0 | Consolidated Risk Score d: Non-HFTD
| SCHINDLER-COALINGA #2 | 17.2413 | 17.2413 | 0 | 0 | 17.2413 | 0 | Consolidated Risk Score d: Non-HFTD
| SCHINDLER-FIVE POINTS SW STA | 1.7037 | 1.7037 | 0 | 0 | 1.7037 | 0 | Consolidated Risk Score d: Non-HFTD
| SCHULTE SW STA-KASSON-MANTECA | 16.5837 | 16.5837 | 0 | 0 | 16.5837 | 0 | Consolidated Risk Score d: Non-HFTD
| SCHULTE SW STA-LAMMERS | 0.69115 | 0.69115 | 0 | 0 | 0.69115 | 0 | Consolidated Risk Score d: Non-HFTD
| SEBASTIANI TAP | 0.014199 | 0.014199 | 0 | 0 | 0.014199 | 0 | Consolidated Risk Score d: Non-HFTD
| SEMITROPIC-CHARCA | 6.9079 | 6.9079 | 0 | 0 | 6.9079 | 0 | Consolidated Risk Score d: Non-HFTD
| SEMITROPIC-MIDWAY #1 | 14.1045 | 14.1045 | 0 | 0 | 14.1045 | 0 | Consolidated Risk Score d: Non-HFTD
| SEMITROPIC-MIDWAY #2 | 20.1061 | 20.1061 | 0 | 0 | 20.1061 | 0 | Consolidated Risk Score d: Non-HFTD
| SEMITROPIC-WASCO | 6.3244 | 6.3244 | 0 | 0 | 6.3244 | 0 | Consolidated Risk Score d: Non-HFTD
| SENTER #1 TAP | 0.22574 | 0.22574 | 0 | 0 | 0.22574 | 0 | Consolidated Risk Score d: Non-HFTD
| SEQUOIA TAP | 0.40241 | 0.40241 | 0 | 0 | 0.40241 | 0 | Consolidated Risk Score d: Non-HFTD
| SERRAMONTE TAP | 2.5526 | 2.5526 | 0 | 0 | 2.5526 | 0 | Consolidated Risk Score d: Non-HFTD
| SF AIRPORT-SAN MATEO | 6.0865 | 6.0865 | 0 | 0 | 6.0865 | 0 | Consolidated Risk Score d: Non-HFTD
| SHAFTER-RIO BRAVO | 8.3059 | 8.3059 | 0 | 0 | 8.3059 | 0 | Consolidated Risk Score d: Non-HFTD
| SHARON PRISON TAP | 2.5744 | 2.5744 | 0 | 0 | 2.5744 | 0 | Consolidated Risk Score d: Non-HFTD
| SHILOH II-BIRDS LANDING SW STA | 3.4854 | 3.4854 | 0 | 0 | 3.4854 | 0 | Consolidated Risk Score d: Non-HFTD
| SHREDDER TAP | 1.377 | 1.377 | 0 | 0 | 1.377 | 0 | Consolidated Risk Score d: Non-HFTD
| SIERRA #1 | 5.472 | 5.472 | 0 | 0 | 5.472 | 0 | Consolidated Risk Score d: Non-HFTD
| SIERRA #2 | 4.8631 | 4.8631 | 0 | 0 | 4.8631 | 0 | Consolidated Risk Score d: Non-HFTD
| SIERRA (PSE) TAP | 1.8052 | 1.8052 | 0 | 0 | 1.8052 | 0 | Consolidated Risk Score d: Non-HFTD
| SIERRA PAC IND (QUINCY) TAP | 0.17208 | 0.17208 | 0 | 0 | 0.17208 | 0 | Consolidated Risk Score d: Non-HFTD
| SIERRA PACIFIC IND TAP | 0.06239 | 0.06239 | 0 | 0 | 0.06239 | 0 | Consolidated Risk Score d: Non-HFTD
| SIERRA PINES LIMITED | 0.39938 | 0.39938 | 0 | 0 | 0.39938 | 0 | Consolidated Risk Score d: Non-HFTD
| SILVERADO-FULTON JCT | 26.1575 | 26.1575 | 5.0215 | 16.8555 | 4.2805 | 0 | Consolidated Risk Score d: Non-HFTD
| SIMPSON-KORBEL TAP | 0.38599 | 0.38599 | 0 | 0 | 0.38599 | 0 | Consolidated Risk Score d: Non-HFTD
| SISQUOC-GAREY | 5.0207 | 5.0207 | 0.23272 | 0.13347 | 4.6545 | 0 | Consolidated Risk Score d: Non-HFTD
| SISQUOC-SANTA YNEZ SW STA | 22.1065 | 22.1065 | 0 | 16.1028 | 6.0037 | 0 | Consolidated Risk Score d: Non-HFTD
| SKAGGS ISLAND #1 TAP | 0.59048 | 0.59048 | 0 | 0 | 0.59048 | 0 | Consolidated Risk Score d: Non-HFTD
| SKAGGS ISLAND #2 TAP | 0.60039 | 0.60039 | 0 | 0 | 0.60039 | 0 | Consolidated Risk Score d: Non-HFTD
| SLAC TAP | 1.4104 | 1.4104 | 0 | 0 | 1.4104 | 0 | Consolidated Risk Score d: Non-HFTD
| SLY CREEK TAP | 5.3363 | 5.3363 | 5.3363 | 0 | 0 | 0 | Consolidated Risk Score d: Non-HFTD
| SMARTVILLE TAP | 0.090319 | 0.090319 | 0 | 0.090319 | 0 | 0 | Consolidated Risk Score d: Non-HFTD
| SMARTVILLE-CAMP FAR WEST | 17.8134 | 17.8134 | 0 | 9.2813 | 8.5321 | 0 | Consolidated Risk Score d: Non-HFTD
| SMARTVILLE-CAMP FAR WEST (12KV) | 7.1487 | 7.1487 | 0 | 0 | 7.1487 | 0 | Consolidated Risk Score d: Non-HFTD
| SMARTVILLE-MARYSVILLE | 20.1505 | 20.1505 | 0 | 4.8725 | 15.278 | 0 | Consolidated Risk Score d: Non-HFTD
| SMARTVILLE-NICOLAUS #1 | 29.5964 | 29.5964 | 0 | 4.7507 | 24.8457 | 0 | Consolidated Risk Score d: Non-HFTD
| SMARTVILLE-NICOLAUS #2 | 30.156 | 30.156 | 0 | 4.8278 | 25.3282 | 0 | Consolidated Risk Score d: Non-HFTD
| SMYRNA-SEMITROPIC-MIDWAY | 44.632 | 44.632 | 0 | 0 | 44.632 | 0 | Consolidated Risk Score d: Non-HFTD
| SNEATH LANE-HALF MOON BAY | 15.4067 | 15.4067 | 11.1742 | 2.3618 | 1.8707 | 0 | Consolidated Risk Score d: Non-HFTD
| SNEATH LANE-PACIFICA | 3.2625 | 3.2625 | 1.362 | 1.318 | 0.58254 | 0 | Consolidated Risk Score d: Non-HFTD
| SOBRANTE-G #2 | 5.3941 | 5.3941 | 3.8609 | 1.4419 | 0.091297 | 0 | Consolidated Risk Score d: Non-HFTD
| SOBRANTE-GRIZZLY-CLAREMONT #1 | 19.5806 | 19.5806 | 12.2876 | 5.0521 | 2.241 | 0 | Consolidated Risk Score d: Non-HFTD
| SOBRANTE-GRIZZLY-CLAREMONT #2 | 19.2979 | 19.2979 | 12.1469 | 4.6249 | 2.5261 | 0 | Consolidated Risk Score d: Non-HFTD
| SOBRANTE-MORAGA | 5.6848 | 5.6848 | 0.2007 | 3.0561 | 2.428 | 0 | Consolidated Risk Score d: Non-HFTD
| H-A #1 | 0.022648 | 0 | 0 | 0 | 0 | 0.022648 | Consolidated Risk Score d: Non-HFTD
| H-P #2 | 0.8111 | 0 | 0 | 0 | 0 | 0.8111 | Consolidated Risk Score d: Non-HFTD
| C-X #1 | 0.33959 | 0 | 0 | 0 | 0 | 0.33959 | Consolidated Risk Score d: Non-HFTD
| SOLAR SW STA-CALIENTE SW STA #1 | 8.219 | 8.219 | 0 | 0 | 8.219 | 0 | Consolidated Risk Score d: Non-HFTD
| SOLAR SW STA-CALIENTE SW STA #2 | 8.2196 | 8.2196 | 0 | 0 | 8.2196 | 0 | Consolidated Risk Score d: Non-HFTD
| SOLAR TANNEHILL TAP | 2.6528 | 2.6528 | 0 | 0 | 2.6528 | 0 | Consolidated Risk Score d: Non-HFTD
| SOLEDAD #1 | 19.3837 | 19.3837 | 0 | 0 | 19.3837 | 0 | Consolidated Risk Score d: Non-HFTD
| SOLEDAD #2 | 18.8624 | 18.8624 | 0 | 0 | 18.8624 | 0 | Consolidated Risk Score d: Non-HFTD
| SOLEDAD #3 | 1.628 | 1.628 | 0 | 0 | 1.628 | 0 | Consolidated Risk Score d: Non-HFTD
| SOLEDAD #4 | 6.081 | 6.081 | 0 | 0 | 6.081 | 0 | Consolidated Risk Score d: Non-HFTD
| SONOMA-PUEBLO | 18.4838 | 18.4838 | 0 | 2.5892 | 15.8461 | 0 | Consolidated Risk Score d: Non-HFTD
| SPAULDING #3-SPAULDING #1 | 1.0908 | 1.0908 | 0 | 1.0908 | 0 | 0 | Consolidated Risk Score d: Non-HFTD
| SPAULDING-SUMMIT | 19.647 | 19.647 | 0 | 14.7084 | 4.8634 | 0 | Consolidated Risk Score d: Non-HFTD
| SPI (BURNEY) TAP | 0.054445 | 0.054445 | 0 | 0.054445 | 0 | 0 | Consolidated Risk Score d: Non-HFTD
| SPRING GAP TAP | 1.6405 | 1.6405 | 1.6405 | 0 | 0 | 0 | Consolidated Risk Score d: Non-HFTD
| STAGG-COUNTRY CLUB #1 | 2.4346 | 2.4346 | 0 | 0 | 2.4346 | 0 | Consolidated Risk Score d: Non-HFTD
| STAGG-COUNTRY CLUB #2 | 2.4639 | 2.4639 | 0 | 0 | 2.4639 | 0 | Consolidated Risk Score d: Non-HFTD
| STAGG-HAMMER | 4.2482 | 4.2482 | 0 | 0 | 4.2482 | 0 | Consolidated Risk Score d: Non-HFTD
| STAGG-TESLA | 23.6442 | 23.6442 | 0 | 0 | 23.6442 | 0 | Consolidated Risk Score d: Non-HFTD
| STANISLAUS RECOVERY TAP | 0.10561 | 0.10561 | 0 | 0 | 0.10561 | 0 | Consolidated Risk Score d: Non-HFTD
| STANISLAUS-MANTECA #2 | 53.9484 | 53.9484 | 0 | 24.9737 | 28.9748 | 0 | Consolidated Risk Score d: Non-HFTD
| STANISLAUS-MELONES SW STA-MANTECA #1 | 61.1465 | 61.1465 | 0 | 32.1295 | 29.017 | 0 | Consolidated Risk Score d: Non-HFTD
| STANISLAUS-MELONES SW STA-RIVERBANK JCT SW STA | 43.7953 | 43.7953 | 0 | 32.0888 | 11.7064 | 0 | Consolidated Risk Score d: Non-HFTD
| STANISLAUS-NEWARK #1 (12KV) | 15.0431 | 15.0431 | 0 | 2.8275 | 12.2085 | 0 | Consolidated Risk Score d: Non-HFTD
| STANISLAUS-NEWARK #2 (12KV) | 18.1659 | 18.1659 | 0 | 2.8909 | 15.275 | 0 | Consolidated Risk Score d: Non-HFTD
| STAUFFER TAP | 0.58308 | 0.58308 | 0 | 0 | 0.58308 | 0 | Consolidated Risk Score d: Non-HFTD
| STELLING-MONTA VISTA | 2.7452 | 1.6068 | 0 | 0 | 1.6068 | 1.1384 | Consolidated Risk Score d: Non-HFTD
| STELLING-WOLFE | 1.4551 | 1.4551 | 0 | 0 | 1.4551 | 0 | Consolidated Risk Score d: Non-HFTD
| STOCKDALE #2 TAP | 6.1614 | 6.1614 | 0 | 0 | 6.1614 | 0 | Consolidated Risk Score d: Non-HFTD
| STOCKTON A #1 | 5.5817 | 5.5817 | 0 | 0 | 5.5817 | 0 | Consolidated Risk Score d: Non-HFTD
| STOCKTON A-LOCKEFORD-BELLOTA #1 | 34.7973 | 34.7973 | 0 | 0 | 34.7973 | 0 | Consolidated Risk Score d: Non-HFTD
| STOCKTON A-LOCKEFORD-BELLOTA #2 | 34.4926 | 34.4926 | 0 | 0 | 34.4926 | 0 | Consolidated Risk Score d: Non-HFTD
| STOCKTON A-WEBER #1 | 13.1964 | 13.1964 | 0 | 0 | 13.1964 | 0 | Consolidated Risk Score d: Non-HFTD
| STOCKTON A-WEBER #2 | 9.8756 | 9.8756 | 0 | 0 | 9.8756 | 0 | Consolidated Risk Score d: Non-HFTD
| STOCKTON A-WEBER #3 | 9.8151 | 9.8151 | 0 | 0 | 9.8151 | 0 | Consolidated Risk Score d: Non-HFTD
| STOCKTON-NEWARK | 14.5915 | 14.5915 | 0 | 0 | 14.5915 | 0 | Consolidated Risk Score d: Non-HFTD
| STONE CORRAL TAP | 7.5559 | 7.5559 | 0 | 0 | 7.5559 | 0 | Consolidated Risk Score d: Non-HFTD
| STONE-EVERGREEN-METCALF | 12.8575 | 12.8575 | 0 | 0 | 12.8575 | 0 | Consolidated Risk Score d: Non-HFTD
| STONY POINT TAP | 3.0755 | 3.0755 | 0 | 0 | 3.0755 | 0 | Consolidated Risk Score d: Non-HFTD
| SUMIDEN WIRE PRODUCTS TAP | 0.19487 | 0.19487 | 0 | 0 | 0.19487 | 0 | Consolidated Risk Score d: Non-HFTD
| SUNOL TAP | 0.081164 | 0.081164 | 0 | 0 | 0.081164 | 0 | Consolidated Risk Score d: Non-HFTD
| SURF TAP | 11.378 | 11.378 | 0 | 2.0786 | 9.2994 | 0 | Consolidated Risk Score d: Non-HFTD
| SUTTER HOME SW STA-LOCKEFORD-LODI | 29.7655 | 29.7655 | 0 | 0 | 29.7655 | 0 | Consolidated Risk Score d: Non-HFTD
| SUTTER HOME SW STA-STAGG | 17.1263 | 17.1263 | 0 | 0 | 17.1263 | 0 | Consolidated Risk Score d: Non-HFTD
| SUTTER HOME-SUTTER HOME SW STA | 0.027171 | 0.027171 | 0 | 0 | 0.027171 | 0 | Consolidated Risk Score d: Non-HFTD
| SWIFT-METCALF | 8.9307 | 8.9307 | 0 | 0 | 8.9307 | 0 | Consolidated Risk Score d: Non-HFTD
| SYCAMORE CREEK-NOTRE DAME-TABLE MTN | 20.3258 | 20.3258 | 0 | 0 | 20.3258 | 0 | Consolidated Risk Score d: Non-HFTD
| SYCAMORE TAP | 2.0421 | 2.0421 | 0 | 0 | 2.0421 | 0 | Consolidated Risk Score d: Non-HFTD
| TABLE MTN-BUTTE #1 | 19.5415 | 19.5415 | 0 | 0 | 19.5415 | 0 | Consolidated Risk Score d: Non-HFTD
| TABLE MTN-BUTTE #2 | 15.8199 | 15.8199 | 0 | 0 | 15.8199 | 0 | Consolidated Risk Score d: Non-HFTD
| TABLE MTN-PALERMO | 14.569 | 14.569 | 0 | 7.8523 | 6.7167 | 0 | Consolidated Risk Score d: Non-HFTD
| TABLE MTN-PEACHTON | 14.8397 | 14.8397 | 0 | 0 | 14.8397 | 0 | Consolidated Risk Score d: Non-HFTD
| TABLE MTN-RIO OSO | 50.1806 | 50.1806 | 0 | 12.3825 | 37.7982 | 0 | Consolidated Risk Score d: Non-HFTD
| TABLE MTN-TESLA | 134.9851 | 134.9851 | 0 | 0 | 134.9851 | 0 | Consolidated Risk Score d: Non-HFTD
| TABLE MTN-VACA | 83.3008 | 83.3008 | 0 | 0 | 83.3008 | 0 | Consolidated Risk Score d: Non-HFTD
| TAFT-CHALK CLIFF | 7.1786 | 7.1786 | 0 | 0 | 7.1786 | 0 | Consolidated Risk Score d: Non-HFTD
| TAFT-CUYAMA #1 | 19.2504 | 19.2504 | 0 | 0 | 19.2504 | 0 | Consolidated Risk Score d: Non-HFTD
| TAFT-CUYAMA #2 | 18.7425 | 18.7425 | 0 | 0 | 18.7425 | 0 | Consolidated Risk Score d: Non-HFTD
| TAFT-ELK HILLS | 12.3872 | 12.3872 | 0 | 0 | 12.3872 | 0 | Consolidated Risk Score d: Non-HFTD
| TAFT-MARICOPA | 5.9839 | 5.9839 | 0 | 0 | 5.9839 | 0 | Consolidated Risk Score d: Non-HFTD
| TASSAJARA-NEWARK | 31.8039 | 31.8039 | 11.3648 | 6.9987 | 13.4404 | 0 | Consolidated Risk Score d: Non-HFTD
| TECUYA TAP | 1.9139 | 1.9139 | 0 | 0 | 1.9139 | 0 | Consolidated Risk Score d: Non-HFTD
| TEICHERT TAP | 2.1079 | 2.1079 | 0 | 0 | 2.1079 | 0 | Consolidated Risk Score d: Non-HFTD
| TEJON-LEBEC | 12.9961 | 12.9961 | 0 | 5.6871 | 7.309 | 0 | Consolidated Risk Score d: Non-HFTD
| TEMBLOR-KERNRIDGE | 4.7765 | 4.7765 | 0 | 0 | 4.7765 | 0 | Consolidated Risk Score d: Non-HFTD
| TEMBLOR-SAN LUIS OBISPO | 57.7875 | 57.7875 | 11.4357 | 19.5899 | 26.7619 | 0 | Consolidated Risk Score d: Non-HFTD
| TEMPLETON-ATASCADERO | 8.8171 | 8.8171 | 0 | 5.0992 | 3.7179 | 0 | Consolidated Risk Score d: Non-HFTD
| TEMPLETON-GATES | 52.1811 | 52.1811 | 0 | 6.9668 | 45.2143 | 0 | Consolidated Risk Score d: Non-HFTD
| TERMINOUS TAP | 3.0069 | 3.0069 | 0 | 0 | 3.0069 | 0 | Consolidated Risk Score d: Non-HFTD
| TES TAP | 3.278 | 3.278 | 0 | 0 | 3.278 | 0 | Consolidated Risk Score d: Non-HFTD
| TESLA-LAWRENCE LAB | 9.0002 | 9.0002 | 0 | 0 | 9.0002 | 0 | Consolidated Risk Score d: Non-HFTD
| TESLA-LOS BANOS #1 | 57.1404 | 57.1404 | 0 | 3.6769 | 53.4636 | 0 | Consolidated Risk Score d: Non-HFTD
| TESLA-METCALF | 35.3094 | 35.3094 | 0 | 27.7932 | 7.5162 | 0 | Consolidated Risk Score d: Non-HFTD
| TESLA-NEWARK #1 | 28.1938 | 28.1938 | 0 | 4.7814 | 23.4123 | 0 | Consolidated Risk Score d: Non-HFTD
| TESLA-NEWARK #2 | 40.8796 | 40.8796 | 0 | 8.1358 | 32.7438 | 0 | Consolidated Risk Score d: Non-HFTD
| TESLA-RAVENSWOOD | 37.1433 | 37.1433 | 0 | 4.9252 | 32.2181 | 0 | Consolidated Risk Score d: Non-HFTD
| TESLA-SALADO #1 | 32.0735 | 32.0735 | 0 | 3.4587 | 28.6148 | 0 | Consolidated Risk Score d: Non-HFTD
| TESLA-SALADO-MANTECA | 53.962 | 53.962 | 0 | 3.966 | 49.9961 | 0 | Consolidated Risk Score d: Non-HFTD
| TESLA-SCHULTE SW STA #1 | 7.3885 | 7.3885 | 0 | 0 | 7.3885 | 0 | Consolidated Risk Score d: Non-HFTD
| TESLA-SCHULTE SW STA #2 | 7.3432 | 7.3432 | 0 | 0 | 7.3432 | 0 | Consolidated Risk Score d: Non-HFTD
| TESLA-STOCKTON COGEN JCT | 44.4381 | 44.4381 | 0 | 0 | 44.4381 | 0 | Consolidated Risk Score d: Non-HFTD
| TESLA-TRACY | 26.3608 | 26.3608 | 0 | 0 | 26.3608 | 0 | Consolidated Risk Score d: Non-HFTD
| TESLA-TRACY #1 | 5.6801 | 5.6801 | 0 | 0 | 5.6801 | 0 | Consolidated Risk Score d: Non-HFTD
| TESLA-TRACY #2 | 5.6805 | 5.6805 | 0 | 0 | 5.6805 | 0 | Consolidated Risk Score d: Non-HFTD
| TESLA-WESTLEY | 45.0576 | 45.0576 | 0 | 0 | 45.0576 | 0 | Consolidated Risk Score d: Non-HFTD
| TESORO-SOBRANTE | 12.3242 | 12.3242 | 0.55534 | 5.7995 | 5.9695 | 0 | Consolidated Risk Score d: Non-HFTD
| TEXACO (LOST HILLS) TAP | 0.0085342 | 0.0085342 | 0 | 0 | 0.0085342 | 0 | Consolidated Risk Score d: Non-HFTD
| TEXACO BASIC SCHOOL TAP | 0.75202 | 0.75202 | 0 | 0 | 0.75202 | 0 | Consolidated Risk Score d: Non-HFTD
| TEXACO BUENA VISTA HILLS TAP | 0.10283 | 0.10283 | 0 | 0 | 0.10283 | 0 | Consolidated Risk Score d: Non-HFTD
| TEXACO TAP | 0.72392 | 0.72392 | 0 | 0 | 0.72392 | 0 | Consolidated Risk Score d: Non-HFTD
| THERMAL ENERGY TAP | 0.71679 | 0.71679 | 0 | 0 | 0.71679 | 0 | Consolidated Risk Score d: Non-HFTD
| TIGER CREEK-ELECTRA | 13.6488 | 13.6488 | 8.5833 | 5.0655 | 0 | 0 | Consolidated Risk Score d: Non-HFTD
| TIGER CREEK-VALLEY SPRINGS | 24.2216 | 24.2216 | 8.7176 | 12.215 | 3.289 | 0 | Consolidated Risk Score d: Non-HFTD
| TIVY VALLEY-REEDLEY | 12.3019 | 12.3019 | 0 | 0 | 12.3019 | 0 | Consolidated Risk Score d: Non-HFTD
| TOCALOMA TAP | 1.0295 | 1.0295 | 0 | 1.0295 | 0 | 0 | Consolidated Risk Score d: Non-HFTD
| TORNADO TAP | 0.061656 | 0.061656 | 0 | 0 | 0.061656 | 0 | Consolidated Risk Score d: Non-HFTD
| TRACY-LOS BANOS | 56.2278 | 56.2278 | 0 | 3.5737 | 52.6541 | 0 | Consolidated Risk Score d: Non-HFTD
| TRANQUILLITY SW STA-HELM | 12.6846 | 12.6846 | 0 | 0 | 12.6846 | 0 | Consolidated Risk Score d: Non-HFTD
| TRANQUILLITY SW STA-KEARNEY | 36.8642 | 36.8642 | 0 | 0 | 36.8642 | 0 | Consolidated Risk Score d: Non-HFTD
| TRAVIS TAP | 2.8809 | 2.8809 | 0 | 0 | 2.8809 | 0 | Consolidated Risk Score d: Non-HFTD
| TRIMBLE-SAN JOSE B | 3.6444 | 2.5348 | 0 | 0 | 2.5348 | 1.1096 | Consolidated Risk Score d: Non-HFTD
| TRINIDAD TAP | 1.3399 | 1.3399 | 0 | 0 | 1.3399 | 0 | Consolidated Risk Score d: Non-HFTD
| TRINITY-COTTONWOOD | 45.9694 | 45.9694 | 10.8894 | 31.9202 | 3.1598 | 0 | Consolidated Risk Score d: Non-HFTD
| TRINITY-MAPLE CREEK | 55.4934 | 55.4934 | 0 | 54.9769 | 0.51657 | 0 | Consolidated Risk Score d: Non-HFTD
| TULE-SPRINGVILLE | 15.2369 | 15.2369 | 0 | 15.2369 | 0 | 0 | Consolidated Risk Score d: Non-HFTD
| TULLOCH TAP | 0.3054 | 0.3054 | 0 | 0.27988 | 0.025518 | 0 | Consolidated Risk Score d: Non-HFTD
| TULUCAY-NAPA #1 | 9.7164 | 9.7164 | 0 | 4.9877 | 4.7287 | 0 | Consolidated Risk Score d: Non-HFTD
| TULUCAY-NAPA #2 | 3.9292 | 3.9292 | 0 | 0 | 3.9292 | 0 | Consolidated Risk Score d: Non-HFTD
| TULUCAY-VACA | 23.6328 | 23.6328 | 0 | 16.6825 | 6.9503 | 0 | Consolidated Risk Score d: Non-HFTD
| TUPMAN-NORCO TAP | 6.6732 | 6.6732 | 0 | 0 | 6.6732 | 0 | Consolidated Risk Score d: Non-HFTD
| UC DAVIS #1 TAP | 1.6409 | 1.6409 | 0 | 0 | 1.6409 | 0 | Consolidated Risk Score d: Non-HFTD
| UC DAVIS #2 TAP | 1.6079 | 1.6079 | 0 | 0 | 1.6079 | 0 | Consolidated Risk Score d: Non-HFTD
| UKIAH-HOPLAND-CLOVERDALE | 31.1658 | 31.1658 | 7.1299 | 17.1225 | 6.9134 | 0 | Consolidated Risk Score d: Non-HFTD
| ULTRA POWER TAP | 1.1688 | 1.1688 | 0 | 0 | 1.1688 | 0 | Consolidated Risk Score d: Non-HFTD
| ULTRAPOWER (OGLE) TAP | 2.4531 | 2.4531 | 0 | 0 | 2.4531 | 0 | Consolidated Risk Score d: Non-HFTD
| UNION CHEMICAL TAP | 1.038 | 1.038 | 0 | 0.56599 | 0.47201 | 0 | Consolidated Risk Score d: Non-HFTD
| UNION OIL TAP | 0.49831 | 0.49831 | 0 | 0 | 0.49831 | 0 | Consolidated Risk Score d: Non-HFTD
| UNITED COGEN INC TAP | 0.67905 | 0.67905 | 0 | 0 | 0.67905 | 0 | Consolidated Risk Score d: Non-HFTD
| UNIVERSITY COGEN TAP | 0.21996 | 0.21996 | 0 | 0 | 0.21996 | 0 | Consolidated Risk Score d: Non-HFTD
| URICH TAP | 0.20865 | 0.20865 | 0 | 0 | 0.20865 | 0 | Consolidated Risk Score d: Non-HFTD
| US WINDPOWER #3 TAP | 0.060274 | 0.060274 | 0.060274 | 0 | 0 | 0 | Consolidated Risk Score d: Non-HFTD
| US WINDPOWER TAP | 1.524 | 1.524 | 0 | 0 | 1.524 | 0 | Consolidated Risk Score d: Non-HFTD
| VACA DIXON-MORAGA #1 | 3.081 | 3.081 | 0 | 0 | 3.081 | 0 | Consolidated Risk Score d: Non-HFTD
| VACA-BAHIA | 33.9033 | 33.9033 | 0 | 13.5325 | 20.3708 | 0 | Consolidated Risk Score d: Non-HFTD
| VACA-LAKEVILLE #1 | 40.9324 | 40.9324 | 0 | 18.4839 | 22.4485 | 0 | Consolidated Risk Score d: Non-HFTD
| VACA-LAMBIE SW STA | 13.9506 | 13.9506 | 0 | 0 | 13.9506 | 0 | Consolidated Risk Score d: Non-HFTD
| VACA-PARKWAY | 27.7562 | 27.7562 | 0 | 13.5487 | 14.2075 | 0 | Consolidated Risk Score d: Non-HFTD
| VACA-PEABODY | 9.6894 | 9.6894 | 0 | 0 | 9.6894 | 0 | Consolidated Risk Score d: Non-HFTD
| VACA-PLAINFIELD | 29.8333 | 29.8333 | 0 | 0 | 29.8333 | 0 | Consolidated Risk Score d: Non-HFTD
| VACA-SUISUN | 23.0644 | 23.0644 | 0 | 8.0531 | 15.0113 | 0 | Consolidated Risk Score d: Non-HFTD
| VACA-SUISUN-JAMESON | 25.4644 | 25.4644 | 0 | 8.0471 | 17.4172 | 0 | Consolidated Risk Score d: Non-HFTD
| VACA-TESLA | 56.9971 | 56.9971 | 0 | 0 | 56.9971 | 0 | Consolidated Risk Score d: Non-HFTD
| VACA-VACAVILLE-CORDELIA | 22.0292 | 22.0292 | 0 | 8.0637 | 13.9655 | 0 | Consolidated Risk Score d: Non-HFTD
| VACA-VACAVILLE-JAMESON-NORTH TOWER | 36.1774 | 36.1774 | 0 | 8.0475 | 28.1299 | 0 | Consolidated Risk Score d: Non-HFTD
| VALLEY CHILDRENS HOSPITAL TAP | 0.034014 | 0.034014 | 0 | 0 | 0.034014 | 0 | Consolidated Risk Score d: Non-HFTD
| VALLEY SPRINGS #1 | 27.2733 | 27.2733 | 0 | 10.3671 | 16.9062 | 0 | Consolidated Risk Score d: Non-HFTD
| VALLEY SPRINGS #2 | 25.6485 | 25.6485 | 0 | 9.3095 | 16.3389 | 0 | Consolidated Risk Score d: Non-HFTD
| VALLEY SPRINGS-BELLOTA | 20.6676 | 20.6676 | 0 | 5.4097 | 15.2579 | 0 | Consolidated Risk Score d: Non-HFTD
| VALLEY SPRINGS-CALAVERAS CEMENT | 7.9094 | 7.9094 | 0 | 7.605 | 0.30434 | 0 | Consolidated Risk Score d: Non-HFTD
| VALLEY SPRINGS-CLAY | 17.2955 | 17.2955 | 0 | 10.888 | 6.4075 | 0 | Consolidated Risk Score d: Non-HFTD
| VALLEY SPRINGS-MARTELL #1 | 12.7522 | 12.7522 | 0 | 7.3307 | 5.4215 | 0 | Consolidated Risk Score d: Non-HFTD
| VALLEY VIEW #1 TAP | 0.96174 | 0.96174 | 0 | 0.0054626 | 0.95627 | 0 | Consolidated Risk Score d: Non-HFTD
| VALLEY VIEW #2 TAP | 0.9691 | 0.9691 | 0 | 0.010634 | 0.95846 | 0 | Consolidated Risk Score d: Non-HFTD
| VASCO-HERDLYN | 10.9733 | 10.9733 | 0 | 0 | 10.9733 | 0 | Consolidated Risk Score d: Non-HFTD
| VASONA-METCALF | 13.2858 | 13.2858 | 0 | 3.3834 | 9.9023 | 0 | Consolidated Risk Score d: Non-HFTD
| VEDDER TAP | 11.0925 | 11.0925 | 0 | 4.8399 | 6.2526 | 0 | Consolidated Risk Score d: Non-HFTD
| VICTOR TAP | 0.062849 | 0.062849 | 0 | 0 | 0.062849 | 0 | Consolidated Risk Score d: Non-HFTD
| VIEJO-MONTEREY | 2.2839 | 2.2839 | 0 | 0.63091 | 1.653 | 0 | Consolidated Risk Score d: Non-HFTD
| VIERRA-TRACY-KASSON | 10.4915 | 10.4915 | 0 | 0 | 10.4915 | 0 | Consolidated Risk Score d: Non-HFTD
| VINEYARD-NEWARK | 20.2982 | 14.3585 | 0 | 2.7861 | 11.5724 | 5.9396 | Consolidated Risk Score d: Non-HFTD
| VOLTA-DESCHUTES | 20.8561 | 20.8561 | 7.5786 | 12.5195 | 0.75799 | 0 | Consolidated Risk Score d: Non-HFTD
| VOLTA-SOUTH | 4.86 | 4.86 | 0.98474 | 3.8753 | 0 | 0 | Consolidated Risk Score d: Non-HFTD
| WADHAM TAP | 1.6752 | 1.6752 | 0 | 0 | 1.6752 | 0 | Consolidated Risk Score d: Non-HFTD
| WARNERVILLE-WILSON | 38.3953 | 38.3953 | 0 | 0 | 38.3953 | 0 | Consolidated Risk Score d: Non-HFTD
| WASCO PRISON TAP | 0.54434 | 0.54434 | 0 | 0 | 0.54434 | 0 | Consolidated Risk Score d: Non-HFTD
| WASCO-FAMOSO | 7.1273 | 7.1273 | 0 | 0 | 7.1273 | 0 | Consolidated Risk Score d: Non-HFTD
| WASHOE TAP | 1.0445 | 1.0445 | 0 | 1.0445 | 0 | 0 | Consolidated Risk Score d: Non-HFTD
| WATERSHED TAP | 0.28209 | 0.28209 | 0 | 0 | 0.28209 | 0 | Consolidated Risk Score d: Non-HFTD
| WATSONVILLE-SALINAS | 28.3941 | 28.3941 | 0 | 8.229 | 20.1651 | 0 | Consolidated Risk Score d: Non-HFTD
| WAUKENA SW STA-CORCORAN | 2.3723 | 2.3723 | 0 | 0 | 2.3723 | 0 | Consolidated Risk Score d: Non-HFTD
| WEBER-FRENCH CAMP #1 | 6.068 | 6.068 | 0 | 0 | 6.068 | 0 | Consolidated Risk Score d: Non-HFTD
| WEBER-FRENCH CAMP #2 | 10.8904 | 10.8904 | 0 | 0 | 10.8904 | 0 | Consolidated Risk Score d: Non-HFTD
| WEBER-MORMON JCT | 17.6741 | 17.6741 | 0 | 0 | 17.6741 | 0 | Consolidated Risk Score d: Non-HFTD
| WEBER-TESLA | 23.7065 | 23.7065 | 0 | 0 | 23.7065 | 0 | Consolidated Risk Score d: Non-HFTD
| WEEDPATCH-SAN BERNARD | 9.2554 | 9.2554 | 0 | 0 | 9.2554 | 0 | Consolidated Risk Score d: Non-HFTD
| WEEDPATCH-WELLFIELD | 5.8846 | 5.8846 | 0 | 0 | 5.8846 | 0 | Consolidated Risk Score d: Non-HFTD
| WEIMAR #1 | 13.9846 | 13.9846 | 9.8938 | 4.0908 | 0 | 0 | Consolidated Risk Score d: Non-HFTD
| WEIMAR-HALSEY | 6.2777 | 6.2777 | 0 | 6.2777 | 0 | 0 | Consolidated Risk Score d: Non-HFTD
| WESIX TAP | 2.5054 | 2.5054 | 0 | 0 | 2.5054 | 0 | Consolidated Risk Score d: Non-HFTD
| WEST FRESNO-CALIFORNIA AVE | 4.9044 | 4.9044 | 0 | 0 | 4.9044 | 0 | Consolidated Risk Score d: Non-HFTD
| WEST POINT-VALLEY SPRINGS | 21.6716 | 21.6716 | 5.4363 | 12.1333 | 4.102 | 0 | Consolidated Risk Score d: Non-HFTD
| WEST SAC COM TOWERS | 0.018473 | 0.018473 | 0 | 0 | 0.018473 | 0 | Consolidated Risk Score d: Non-HFTD
| WEST SACRAMENTO-BRIGHTON | 13.9708 | 13.9708 | 0 | 0 | 13.9708 | 0 | Consolidated Risk Score d: Non-HFTD
| WEST SACRAMENTO-DAVIS | 12.1428 | 12.1428 | 0 | 0 | 12.1428 | 0 | Consolidated Risk Score d: Non-HFTD
| WESTINGHOUSE TAP | 7.9975 | 7.9975 | 0 | 0 | 7.9975 | 0 | Consolidated Risk Score d: Non-HFTD
| WESTLANDS #1 RA PUMPING PLANT TAP | 1.0536 | 1.0536 | 0 | 0 | 1.0536 | 0 | Consolidated Risk Score d: Non-HFTD
| WESTLANDS #18 RA TAP | 3.5199 | 3.5199 | 0 | 0 | 3.5199 | 0 | Consolidated Risk Score d: Non-HFTD
| WESTPARK-MAGUNDEN | 12.2861 | 12.2861 | 0 | 0 | 12.2861 | 0 | Consolidated Risk Score d: Non-HFTD
| WHEELER RIDGE-ADOBE SW STA | 1.3415 | 1.3415 | 0 | 0 | 1.3415 | 0 | Consolidated Risk Score d: Non-HFTD
| WHEELER RIDGE-LAKEVIEW | 7.5068 | 7.5068 | 0 | 0 | 7.5068 | 0 | Consolidated Risk Score d: Non-HFTD
| WHEELER RIDGE-SAN BERNARD | 5.8824 | 5.8824 | 0 | 0 | 5.8824 | 0 | Consolidated Risk Score d: Non-HFTD
| WHEELER RIDGE-TEJON | 5.0108 | 5.0108 | 0 | 0 | 5.0108 | 0 | Consolidated Risk Score d: Non-HFTD
| WHEELER RIDGE-WEEDPATCH | 22.3806 | 22.3806 | 0 | 0 | 22.3806 | 0 | Consolidated Risk Score d: Non-HFTD
| WHISMAN-MONTA VISTA | 5.9719 | 5.9719 | 0 | 0 | 5.9719 | 0 | Consolidated Risk Score d: Non-HFTD
| WHISMAN-MTN VIEW | 3.5436 | 3.5436 | 0 | 0 | 3.5436 | 0 | Consolidated Risk Score d: Non-HFTD
| WILLOW PASS-CONTRA COSTA | 10.8224 | 10.8224 | 0 | 0 | 10.8224 | 0 | Consolidated Risk Score d: Non-HFTD
| WILSON-ATWATER #2 | 15.4132 | 15.4132 | 0 | 0 | 15.4132 | 0 | Consolidated Risk Score d: Non-HFTD
| WILSON-BORDEN #1 | 35.3089 | 35.3089 | 0 | 0 | 35.3089 | 0 | Consolidated Risk Score d: Non-HFTD
| WILSON-BORDEN #2 | 35.3703 | 35.3703 | 0 | 0 | 35.3703 | 0 | Consolidated Risk Score d: Non-HFTD
| WILSON-DAIRYLAND (12KV) | 11.3718 | 11.3718 | 0 | 0 | 11.3718 | 0 | Consolidated Risk Score d: Non-HFTD
| WILSON-LE GRAND | 14.106 | 14.106 | 0 | 0 | 14.106 | 0 | Consolidated Risk Score d: Non-HFTD
| WILSON-MERCED #1 | 5.5819 | 5.5819 | 0 | 0 | 5.5819 | 0 | Consolidated Risk Score d: Non-HFTD
| WILSON-MERCED #2 | 6.2018 | 6.2018 | 0 | 0 | 6.2018 | 0 | Consolidated Risk Score d: Non-HFTD
| WILSON-ORO LOMA | 43.5593 | 43.5593 | 0 | 0 | 43.5593 | 0 | Consolidated Risk Score d: Non-HFTD
| WIND FARMS | 3.751 | 3.751 | 0 | 0 | 3.751 | 0 | Consolidated Risk Score d: Non-HFTD
| WIND GAP PUMPING PLANT #2 TAP | 1.6239 | 1.6239 | 0 | 0 | 1.6239 | 0 | Consolidated Risk Score d: Non-HFTD
| WINDMASTER TAP | 0.11158 | 0.11158 | 0 | 0 | 0.11158 | 0 | Consolidated Risk Score d: Non-HFTD
| WINDSOR-FITCH MOUNTAIN | 21.2423 | 21.2423 | 0.65811 | 2.5706 | 18.0136 | 0 | Consolidated Risk Score d: Non-HFTD
| WINTU TAP | 1.8551 | 1.8551 | 0 | 0.45283 | 1.4023 | 0 | Consolidated Risk Score d: Non-HFTD
| WISHON-COPPERMINE | 19.9867 | 19.9867 | 0.11024 | 14.003 | 5.8734 | 0 | Consolidated Risk Score d: Non-HFTD
| WISHON-SAN JOAQUIN #3 | 7.6396 | 7.6396 | 4.8616 | 2.778 | 0 | 0 | Consolidated Risk Score d: Non-HFTD
| WITCO (REFINERY) TAP | 0.029278 | 0.029278 | 0 | 0 | 0.029278 | 0 | Consolidated Risk Score d: Non-HFTD
| WOHLER TAP | 1.4353 | 1.4353 | 0 | 0 | 1.4353 | 0 | Consolidated Risk Score d: Non-HFTD
| WOODBRIDGE TAP | 0.52793 | 0.52793 | 0 | 0 | 0.52793 | 0 | Consolidated Risk Score d: Non-HFTD
| WOODLAND BIOMASS TAP | 0.86993 | 0.86993 | 0 | 0 | 0.86993 | 0 | Consolidated Risk Score d: Non-HFTD
| WOODLAND-DAVIS | 11.7467 | 11.7467 | 0 | 0 | 11.7467 | 0 | Consolidated Risk Score d: Non-HFTD
| WOODLEAF-PALERMO | 19.6245 | 19.6245 | 6.5316 | 11.1039 | 1.989 | 0 | Consolidated Risk Score d: Non-HFTD
| WOODWARD-SHEPHERD | 4.8356 | 4.8356 | 0 | 0 | 4.8356 | 0 | Consolidated Risk Score d: Non-HFTD
| WRIGHT TAP | 1.1754 | 1.1754 | 0 | 0 | 1.1754 | 0 | Consolidated Risk Score d: Non-HFTD
| X-Y #1 | 0.56685 | 0 | 0 | 0 | 0 | 0.56685 | Consolidated Risk Score d: Non-HFTD
| YANKE (NORTH FORK) TAP | 0.42347 | 0.42347 | 0.42347 | 0 | 0 | 0 | Consolidated Risk Score d: Non-HFTD
| YUBA CITY COGEN TAP | 0.79886 | 0.79886 | 0 | 0 | 0.79886 | 0 | Consolidated Risk Score d: Non-HFTD
| ZAMORA TAP | 1.9187 | 1.9187 | 0 | 0 | 1.9187 | 0 | Consolidated Risk Score d: Non-HFTD
| ZANKER #1 TAP | 0.59793 | 0.59793 | 0 | 0 | 0.59793 | 0 | Consolidated Risk Score d: Non-HFTD
| ZANKER #2 TAP | 0.72098 | 0.72098 | 0 | 0 | 0.72098 | 0 | Consolidated Risk Score d: Non-HFTD
| ZOND WIND TAP | 1.1889 | 1.1889 | 0 | 0 | 1.1889 | 0 | Consolidated Risk Score d: Non-HFTD

## Distribution GIS OLD (hidden)
File Source | Circuit ID | Circuit Name | Type | Nominal Voltage | High Fire Threat District | LEN_MI | Circuit ID | Sum of LEN_MI
EDGIS_PRIOH_CIRCMILES.xlsx | 012011108 | OAKLAND C 1108 | OH | 12kV |  | 2.0413 | 012011101 | 2.4781
EDGIS_PRIOH_CIRCMILES.xlsx | 012011109 | OAKLAND C 1109 | OH | 12kV |  | 3.2978 | 012011102 | 3.283
EDGIS_PRIOH_CIRCMILES.xlsx | 012011110 | OAKLAND C 1110 | OH | 12kV |  | 1.2474 | 012011103 | 3.2318
EDGIS_PRIOH_CIRCMILES.xlsx | 012011112 | OAKLAND C 1112 | OH | 12kV |  | 1.1572 | 012011104 | 3.0879
EDGIS_PRIOH_CIRCMILES.xlsx | 012011113 | OAKLAND C 1113 | OH | 12kV |  | 3.3598 | 012011105 | 2.5826
EDGIS_PRIOH_CIRCMILES.xlsx | 012011114 | OAKLAND C 1114 | OH | 12kV |  | 3.2813 | 012011106 | 3.4836
EDGIS_PRIOH_CIRCMILES.xlsx | 012011115 | OAKLAND C 1115 | OH | 12kV |  | 1.1448 | 012011108 | 13.2828
EDGIS_PRIOH_CIRCMILES.xlsx | 012011116 | OAKLAND C 1116 | OH | 12kV |  | 2.4464 | 012011109 | 11.798
EDGIS_PRIOH_CIRCMILES.xlsx | 012011117 | OAKLAND C 1117 | OH | 12kV |  | 2.983 | 012011110 | 3.0837
EDGIS_PRIOH_CIRCMILES.xlsx | 012011118 | OAKLAND C 1118 | OH | 12kV |  | 3.2694 | 012011111 | 0.21442
EDGIS_PRIOH_CIRCMILES.xlsx | 012011119 | OAKLAND C 1119 | OH | 12kV |  | 0.43485 | 012011112 | 7.5976
EDGIS_PRIOH_CIRCMILES.xlsx | 012011120 | OAKLAND C 1120 | OH | 12kV |  | 3.0347 | 012011113 | 8.7275
EDGIS_PRIOH_CIRCMILES.xlsx | 012011121 | OAKLAND C 1121 | OH | 12kV |  | 1.9024 | 012011114 | 7.1347
EDGIS_PRIOH_CIRCMILES.xlsx | 012011132 | OAKLAND C 1132 | OH | 12kV |  | 1.2173 | 012011115 | 7.0413
EDGIS_PRIOH_CIRCMILES.xlsx | 012011133 | OAKLAND C 1133 | OH | 12kV |  | 0.026857 | 012011116 | 6.5543
EDGIS_PRIOH_CIRCMILES.xlsx | 012011134 | OAKLAND C 1134 | OH | 12kV |  | 1.4676 | 012011117 | 7.9253
EDGIS_PRIOH_CIRCMILES.xlsx | 012021103 | CLAYTON 1103 | OH | 12kV |  | 4.4423 | 012011118 | 7.9296
EDGIS_PRIOH_CIRCMILES.xlsx | 012021104 | CLAYTON 1104 | OH | 12kV |  | 13.3672 | 012011119 | 1.6185
EDGIS_PRIOH_CIRCMILES.xlsx | 012022211 | CLAYTON 2211 | OH | 21kV |  | 10.4751 | 012011120 | 6.5946
EDGIS_PRIOH_CIRCMILES.xlsx | 012022212 | CLAYTON 2212 | OH | 21kV |  | 11.1765 | 012011121 | 4.1361
EDGIS_PRIOH_CIRCMILES.xlsx | 012022212 | CLAYTON 2212 | OH | 21kV | Tier 2 - Elevated | 18.7103 | 012011132 | 2.1683
EDGIS_PRIOH_CIRCMILES.xlsx | 012022212 | CLAYTON 2212 | OH | 21kV | Tier 3 - Extreme | 28.834 | 012011133 | 9.4723
EDGIS_PRIOH_CIRCMILES.xlsx | 012022213 | CLAYTON 2213 | OH | 21kV |  | 2.3306 | 012011134 | 4.5407
EDGIS_PRIOH_CIRCMILES.xlsx | 012022213 | CLAYTON 2213 | OH | 21kV | Tier 2 - Elevated | 3.7989 | 012013401 | 0.39155
EDGIS_PRIOH_CIRCMILES.xlsx | 012022214 | CLAYTON 2214 | OH | 21kV |  | 5.8448 | 012013402 | 0.52716
EDGIS_PRIOH_CIRCMILES.xlsx | 012022215 | CLAYTON 2215 | OH | 21kV |  | 22.3457 | 012021103 | 7.828
EDGIS_PRIOH_CIRCMILES.xlsx | 012022215 | CLAYTON 2215 | OH | 21kV | Tier 2 - Elevated | 5.4369 | 012021104 | 15.6324
EDGIS_PRIOH_CIRCMILES.xlsx | 012022215 | CLAYTON 2215 | OH | 21kV | Tier 3 - Extreme | 2.919 | 012022211 | 30.6981
EDGIS_PRIOH_CIRCMILES.xlsx | 012022216 | CLAYTON 2216 | OH | 21kV |  | 17.5456 | 012022212 | 89.8085
EDGIS_PRIOH_CIRCMILES.xlsx | 012022217 | CLAYTON 2217 | OH | 21kV |  | 20.0132 | 012022213 | 36.0868
EDGIS_PRIOH_CIRCMILES.xlsx | 012022217 | CLAYTON 2217 | OH | 21kV | Tier 2 - Elevated | 0.072659 | 012022214 | 16.1776
EDGIS_PRIOH_CIRCMILES.xlsx | 012022218 | CLAYTON 2218 | OH | 21kV |  | 8.3209 | 012022215 | 68.7355
EDGIS_PRIOH_CIRCMILES.xlsx | 012040406 | OAKLAND D 0406 | OH | 4.16kV |  | 3.2001 | 012022216 | 37.2627
EDGIS_PRIOH_CIRCMILES.xlsx | 012040407 | OAKLAND D 0407 | OH | 4.16kV |  | 0.33075 | 012022217 | 42.5701
EDGIS_PRIOH_CIRCMILES.xlsx | 012040408 | OAKLAND D 0408 | OH | 4.16kV |  | 4.2536 | 012022218 | 14.2886
EDGIS_PRIOH_CIRCMILES.xlsx | 012040410 | OAKLAND D 0410 | OH | 4.16kV |  | 2.7512 | 012040406 | 3.6958
EDGIS_PRIOH_CIRCMILES.xlsx | 012041101 | OAKLAND D 1101 | OH | 12kV |  | 0.16496 | 012040407 | 2.511
EDGIS_PRIOH_CIRCMILES.xlsx | 012041102 | OAKLAND D 1102 | OH | 12kV |  | 2.7544 | 012040408 | 4.6662
EDGIS_PRIOH_CIRCMILES.xlsx | 012041103 | OAKLAND D 1103 | OH | 12kV |  | 0.33908 | 012040410 | 3.1887
EDGIS_PRIOH_CIRCMILES.xlsx | 012041104 | OAKLAND D 1104 | OH | 12kV |  | 5.9291 | 012040412 | 0.030019
EDGIS_PRIOH_CIRCMILES.xlsx | 012041105 | OAKLAND D 1105 | OH |  |  | 0.0018265 | 012041101 | 2.7679
EDGIS_PRIOH_CIRCMILES.xlsx | 012041105 | OAKLAND D 1105 | OH | 12kV |  | 8.3434 | 012041102 | 4.0284
EDGIS_PRIOH_CIRCMILES.xlsx | 012041106 | OAKLAND D 1106 | OH | 12kV |  | 8.8059 | 012041103 | 2.8541
EDGIS_PRIOH_CIRCMILES.xlsx | 012041107 | OAKLAND D 1107 | OH | 12kV |  | 2.5069 | 012041104 | 7.4198
EDGIS_PRIOH_CIRCMILES.xlsx | 012041110 | OAKLAND D 1110 | OH | 12kV |  | 5.4671 | 012041105 | 14.3767
EDGIS_PRIOH_CIRCMILES.xlsx | 012041111 | OAKLAND D 1111 | OH | 12kV |  | 7.7922 | 012041106 | 11.3162
EDGIS_PRIOH_CIRCMILES.xlsx | 012041112 | OAKLAND D 1112 | OH | 12kV |  | 9.5239 | 012041107 | 5.5266
EDGIS_PRIOH_CIRCMILES.xlsx | 012041112 | OAKLAND D 1112 | OH | 12kV | Tier 2 - Elevated | 0.41732 | 012041110 | 12.5713
EDGIS_PRIOH_CIRCMILES.xlsx | 012041112 | OAKLAND D 1112 | OH | 12kV | Tier 3 - Extreme | 1.9465 | 012041111 | 9.7994
EDGIS_PRIOH_CIRCMILES.xlsx | 012041115 | OAKLAND D 1115 | OH | 12kV |  | 2.7065 | 012041112 | 14.554
EDGIS_PRIOH_CIRCMILES.xlsx | 012041116 | OAKLAND D 1116 | OH | 12kV |  | 2.806 | 012041115 | 9.6181
EDGIS_PRIOH_CIRCMILES.xlsx | 012041117 | OAKLAND D 1117 | OH | 12kV |  | 0.50133 | 012041116 | 9.1703
EDGIS_PRIOH_CIRCMILES.xlsx | 012041130 | OAKLAND D 1130 | OH | 12kV |  | 6.4847 | 012041117 | 3.6859
EDGIS_PRIOH_CIRCMILES.xlsx | 012041131 | OAKLAND D 1131 | OH | 12kV |  | 7.7609 | 012041130 | 8.2031
EDGIS_PRIOH_CIRCMILES.xlsx | 012041132 | OAKLAND D 1132 | OH | 12kV |  | 2.8798 | 012041131 | 11.3392
EDGIS_PRIOH_CIRCMILES.xlsx | 012041133 | OAKLAND D 1133 | OH | 12kV |  | 2.9692 | 012041132 | 14.5299
EDGIS_PRIOH_CIRCMILES.xlsx | 012041134 | OAKLAND D 1134 | OH | 12kV |  | 0.61371 | 012041133 | 4.6585
EDGIS_PRIOH_CIRCMILES.xlsx | 012041202 | OAKLAND D 1202 | OH | 12kV |  | 0.2395 | 012041134 | 0.97591
EDGIS_PRIOH_CIRCMILES.xlsx | 012060401 | BERKELEY F 0401 | OH | 4.16kV |  | 0.0014204 | 012041201 | 3.5783
EDGIS_PRIOH_CIRCMILES.xlsx | 012060402 | BERKELEY F 0402 | OH | 4.16kV |  | 2.0062 | 012041202 | 3.4237
EDGIS_PRIOH_CIRCMILES.xlsx | 012060402 | BERKELEY F 0402 | OH | 4.16kV | Tier 2 - Elevated | 0.12473 | 012041203 | 3.4586
EDGIS_PRIOH_CIRCMILES.xlsx | 012060403 | BERKELEY F 0403 | OH | 4.16kV |  | 2.1862 | 012041204 | 3.4142
EDGIS_PRIOH_CIRCMILES.xlsx | 012060404 | BERKELEY F 0404 | OH | 4.16kV |  | 3.6801 | 012041205 | 2.4542
EDGIS_PRIOH_CIRCMILES.xlsx | 012060405 | BERKELEY F 0405 | OH | 4.16kV |  | 1.0556 | 012041206 | 2.4451
EDGIS_PRIOH_CIRCMILES.xlsx | 012060406 | BERKELEY F 0406 | OH | 4.16kV |  | 3.794 | 012060401 | 1.3492
EDGIS_PRIOH_CIRCMILES.xlsx | 012060407 | BERKELEY F 0407 | OH | 4.16kV |  | 0.0054018 | 012060402 | 2.6848
EDGIS_PRIOH_CIRCMILES.xlsx | 012060408 | BERKELEY F 0408 | OH | 4.16kV |  | 0.79438 | 012060403 | 2.9313
EDGIS_PRIOH_CIRCMILES.xlsx | 012060409 | BERKELEY F 0409 | OH | 4.16kV |  | 3.5792 | 012060404 | 3.8971
EDGIS_PRIOH_CIRCMILES.xlsx | 012060410 | BERKELEY F 0410 | OH | 4.16kV |  | 2.8799 | 012060405 | 1.3369
EDGIS_PRIOH_CIRCMILES.xlsx | 012060411 | BERKELEY F 0411 | OH | 4.16kV |  | 4.4136 | 012060406 | 4.3289
EDGIS_PRIOH_CIRCMILES.xlsx | 012061102 | BERKELEY F 1102 | OH | 12kV |  | 0.27248 | 012060407 | 1.2485
EDGIS_PRIOH_CIRCMILES.xlsx | 012061103 | BERKELEY F 1103 | OH | 12kV |  | 4.2929 | 012060408 | 0.94081
EDGIS_PRIOH_CIRCMILES.xlsx | 012061103 | BERKELEY F 1103 | OH | 12kV | Tier 3 - Extreme | 1.9639 | 012060409 | 3.9097
EDGIS_PRIOH_CIRCMILES.xlsx | 012061104 | BERKELEY F 1104 | OH | 4.16kV |  | 0.0016466 | 012060410 | 3.0621
EDGIS_PRIOH_CIRCMILES.xlsx | 012061104 | BERKELEY F 1104 | OH | 12kV |  | 3.2524 | 012060411 | 4.9347
EDGIS_PRIOH_CIRCMILES.xlsx | 012061105 | BERKELEY F 1105 | OH | 12kV |  | 9.5814 | 012061101 | 1.7581
EDGIS_PRIOH_CIRCMILES.xlsx | 012061105 | BERKELEY F 1105 | OH | 12kV | Tier 2 - Elevated | 1.7846 | 012061102 | 7.3225
EDGIS_PRIOH_CIRCMILES.xlsx | 012080401 | OAKLAND I 0401 | OH | 4.16kV |  | 3.2385 | 012061103 | 14.6777
EDGIS_PRIOH_CIRCMILES.xlsx | 012080402 | OAKLAND I 0402 | OH | 4.16kV |  | 5.1146 | 012061104 | 7.0267
EDGIS_PRIOH_CIRCMILES.xlsx | 012090401 | OAKLAND J 0401 | OH | 4.16kV |  | 4.6318 | 012061105 | 18.0418
EDGIS_PRIOH_CIRCMILES.xlsx | 012090403 | OAKLAND J 0403 | OH | 4.16kV |  | 6.2738 | 012080401 | 3.4645
EDGIS_PRIOH_CIRCMILES.xlsx | 012090408 | OAKLAND J 0408 | OH | 4.16kV |  | 4.5725 | 012080402 | 5.5354
EDGIS_PRIOH_CIRCMILES.xlsx | 012090409 | OAKLAND J 0409 | OH | 4.16kV |  | 3.0055 | 012090401 | 5.1184
EDGIS_PRIOH_CIRCMILES.xlsx | 012091101 | OAKLAND J 1101 | OH | 12kV |  | 10.3589 | 012090403 | 6.5688
EDGIS_PRIOH_CIRCMILES.xlsx | 012091102 | OAKLAND J 1102 | OH | 12kV |  | 12.3078 | 012090408 | 5.0053
EDGIS_PRIOH_CIRCMILES.xlsx | 012091102 | OAKLAND J 1102 | OH | 12kV | Tier 2 - Elevated | 6.0625 | 012090409 | 4.4806
EDGIS_PRIOH_CIRCMILES.xlsx | 012091103 | OAKLAND J 1103 | OH | 12kV |  | 2.7728 | 012091101 | 12.2327
EDGIS_PRIOH_CIRCMILES.xlsx | 012091104 | OAKLAND J 1104 | OH | 12kV |  | 6.7078 | 012091102 | 29.6689
EDGIS_PRIOH_CIRCMILES.xlsx | 012091105 | OAKLAND J 1105 | OH | 12kV |  | 17.0448 | 012091103 | 6.1639
EDGIS_PRIOH_CIRCMILES.xlsx | 012091105 | OAKLAND J 1105 | OH | 12kV | Tier 2 - Elevated | 1.49 | 012091104 | 8.4978
EDGIS_PRIOH_CIRCMILES.xlsx | 012091106 | OAKLAND J 1106 | OH | 12kV |  | 17.7704 | 012091105 | 21.7764
EDGIS_PRIOH_CIRCMILES.xlsx | 012091106 | OAKLAND J 1106 | OH | 12kV | Tier 2 - Elevated | 1.8981 | 012091106 | 23.0147
EDGIS_PRIOH_CIRCMILES.xlsx | 012091108 | OAKLAND J 1108 | OH | 12kV |  | 9.2441 | 012091108 | 13.1494
EDGIS_PRIOH_CIRCMILES.xlsx | 012091109 | OAKLAND J 1109 | OH | 12kV |  | 0.040601 | 012091109 | 0.93149
EDGIS_PRIOH_CIRCMILES.xlsx | 012091110 | OAKLAND J 1110 | OH | 12kV |  | 2.0742 | 012091110 | 3.9107
EDGIS_PRIOH_CIRCMILES.xlsx | 012091111 | OAKLAND J 1111 | OH | 12kV |  | 4.672 | 012091111 | 7.0107
EDGIS_PRIOH_CIRCMILES.xlsx | 012091112 | OAKLAND J 1112 | OH | 12kV |  | 5.562 | 012091112 | 7.8887
EDGIS_PRIOH_CIRCMILES.xlsx | 012091114 | OAKLAND J 1114 | OH | 12kV |  | 0.0024624 | 012091114 | 0.62574
EDGIS_PRIOH_CIRCMILES.xlsx | 012091115 | OAKLAND J 1115 | OH | 12kV |  | 3.9768 | 012091115 | 9.929
EDGIS_PRIOH_CIRCMILES.xlsx | 012091116 | OAKLAND J 1116 | OH | 12kV |  | 23.1817 | 012091116 | 26.5279
EDGIS_PRIOH_CIRCMILES.xlsx | 012091116 | OAKLAND J 1116 | OH | 12kV | Tier 2 - Elevated | 0.4779 | 012091117 | 20.3679
EDGIS_PRIOH_CIRCMILES.xlsx | 012091117 | OAKLAND J 1117 | OH | 12kV |  | 13.1828 | 012091118 | 16.1892
EDGIS_PRIOH_CIRCMILES.xlsx | 012091118 | OAKLAND J 1118 | OH | 12kV |  | 11.5084 | 012091152 | 3.2142
EDGIS_PRIOH_CIRCMILES.xlsx | 012091118 | OAKLAND J 1118 | OH | 12kV | Tier 2 - Elevated | 0.30082 | 012091153 | 3.1898
EDGIS_PRIOH_CIRCMILES.xlsx | 012101101 | OAKLAND K 1101 | OH | 12kV |  | 4.7151 | 012101101 | 16.6767
EDGIS_PRIOH_CIRCMILES.xlsx | 012101101 | OAKLAND K 1101 | OH | 12kV | Tier 2 - Elevated | 1.4346 | 012101102 | 28.402
EDGIS_PRIOH_CIRCMILES.xlsx | 012101101 | OAKLAND K 1101 | OH | 12kV | Tier 3 - Extreme | 1.132 | 012101103 | 21.684
EDGIS_PRIOH_CIRCMILES.xlsx | 012101102 | OAKLAND K 1102 | OH | 12kV | Tier 3 - Extreme | 14.9847 | 012101104 | 24.3488
EDGIS_PRIOH_CIRCMILES.xlsx | 012101103 | OAKLAND K 1103 | OH | 12kV |  | 4.7342 | 012110401 | 0.49129
EDGIS_PRIOH_CIRCMILES.xlsx | 012101103 | OAKLAND K 1103 | OH | 12kV | Tier 2 - Elevated | 4.8747 | 012110405 | 0.49167
EDGIS_PRIOH_CIRCMILES.xlsx | 012101103 | OAKLAND K 1103 | OH | 12kV | Tier 3 - Extreme | 1.1238 | 012110406 | 0.83046
EDGIS_PRIOH_CIRCMILES.xlsx | 012101104 | OAKLAND K 1104 | OH | 12kV | Tier 2 - Elevated | 5.3469 | 012111101 | 7.7387
EDGIS_PRIOH_CIRCMILES.xlsx | 012101104 | OAKLAND K 1104 | OH | 12kV | Tier 3 - Extreme | 9.6194 | 012111102 | 7.3762
EDGIS_PRIOH_CIRCMILES.xlsx | 012111101 | OAKLAND L 1101 | OH | 12kV |  | 5.7615 | 012111103 | 13.5499
EDGIS_PRIOH_CIRCMILES.xlsx | 012111102 | OAKLAND L 1102 | OH | 12kV |  | 1.2828 | 012111104 | 1.4327
EDGIS_PRIOH_CIRCMILES.xlsx | 012111103 | OAKLAND L 1103 | OH | 12kV |  | 4.774 | 012111105 | 9.6255
EDGIS_PRIOH_CIRCMILES.xlsx | 012111105 | OAKLAND L 1105 | OH | 12kV |  | 2.5865 | 012111106 | 4.3576
EDGIS_PRIOH_CIRCMILES.xlsx | 012111106 | OAKLAND L 1106 | OH | 12kV |  | 0.34579 | 012111107 | 3.3485
EDGIS_PRIOH_CIRCMILES.xlsx | 012111107 | OAKLAND L 1107 | OH | 12kV |  | 1.4615 | 012111108 | 11.3978
EDGIS_PRIOH_CIRCMILES.xlsx | 012111108 | OAKLAND L 1108 | OH | 12kV |  | 0.0014205 | 012111111 | 2.2083
EDGIS_PRIOH_CIRCMILES.xlsx | 012141101 | LIVERMORE 1101 | OH | 12kV |  | 6.0425 | 012111112 | 1.5276
EDGIS_PRIOH_CIRCMILES.xlsx | 012141102 | LIVERMORE 1102 | OH | 12kV |  | 4.2255 | 012111113 | 2.2731
EDGIS_PRIOH_CIRCMILES.xlsx | 012141103 | LIVERMORE 1103 | OH | 12kV |  | 4.6052 | 012111114 | 2.5812
EDGIS_PRIOH_CIRCMILES.xlsx | 012141103 | LIVERMORE 1103 | OH | 21kV |  | 0.0028409 | 012111115 | 1.828
EDGIS_PRIOH_CIRCMILES.xlsx | 012141104 | LIVERMORE 1104 | OH | 12kV |  | 8.6328 | 012111116 | 1.6031
EDGIS_PRIOH_CIRCMILES.xlsx | 012160401 | PITTSBURG 0401 | OH | 4.16kV |  | 1.0542 | 012111201 | 2.1889
EDGIS_PRIOH_CIRCMILES.xlsx | 012160402 | PITTSBURG 0402 | OH | 4.16kV |  | 1.8696 | 012111202 | 2.1887
EDGIS_PRIOH_CIRCMILES.xlsx | 012200403 | WALNUT CREEK 0403 | OH | 4.16kV |  | 0.51077 | 012111204 | 2.1897
EDGIS_PRIOH_CIRCMILES.xlsx | 012200404 | WALNUT CREEK 0404 | OH | 4.16kV |  | 6.4395 | 012111261 | 0.022721
EDGIS_PRIOH_CIRCMILES.xlsx | 012221101 | NEWARK 1101 | OH | 12kV |  | 1.5127 | 012141101 | 8.3529
EDGIS_PRIOH_CIRCMILES.xlsx | 012221102 | NEWARK 1102 | OH | 12kV |  | 8.877 | 012141102 | 5.646
EDGIS_PRIOH_CIRCMILES.xlsx | 012221103 | NEWARK 1103 | OH | 12kV |  | 18.2733 | 012141103 | 9.3959
EDGIS_PRIOH_CIRCMILES.xlsx | 012221104 | NEWARK 1104 | OH | 12kV |  | 0.26405 | 012141104 | 19.8729
EDGIS_PRIOH_CIRCMILES.xlsx | 012221105 | NEWARK 1105 | OH | 12kV |  | 1.6178 | 012160401 | 1.9717
EDGIS_PRIOH_CIRCMILES.xlsx | 012221106 | NEWARK 1106 | OH | 12kV |  | 17.9696 | 012160402 | 1.9145
EDGIS_PRIOH_CIRCMILES.xlsx | 012221107 | NEWARK 1107 | OH | 12kV |  | 21.4837 | 012200403 | 1.306
EDGIS_PRIOH_CIRCMILES.xlsx | 012221108 | NEWARK 1108 | OH | 12kV |  | 1.0727 | 012200404 | 6.5492
EDGIS_PRIOH_CIRCMILES.xlsx | 012222102 | NEWARK 2102 | OH | 21kV |  | 2.6822 | 012221101 | 12.2789
EDGIS_PRIOH_CIRCMILES.xlsx | 012222103 | NEWARK 2103 | OH | 12kV |  | 0.013182 | 012221102 | 20.9118
EDGIS_PRIOH_CIRCMILES.xlsx | 012222103 | NEWARK 2103 | OH | 21kV |  | 18.1638 | 012221103 | 33.1619
EDGIS_PRIOH_CIRCMILES.xlsx | 012222104 | NEWARK 2104 | OH | 21kV |  | 6.6722 | 012221104 | 10.1152
EDGIS_PRIOH_CIRCMILES.xlsx | 012222105 | NEWARK 2105 | OH | 12kV |  | 0.02204 | 012221105 | 9.0409
EDGIS_PRIOH_CIRCMILES.xlsx | 012222105 | NEWARK 2105 | OH | 21kV |  | 2.6376 | 012221106 | 23.4266
EDGIS_PRIOH_CIRCMILES.xlsx | 012222107 | NEWARK 2107 | OH | 21kV |  | 6.8596 | 012221107 | 29.191
EDGIS_PRIOH_CIRCMILES.xlsx | 012222108 | NEWARK 2108 | OH | 21kV |  | 4.8391 | 012221108 | 9.5414
EDGIS_PRIOH_CIRCMILES.xlsx | 012222109 | NEWARK 2109 | OH | 21kV |  | 0.0028559 | 012222102 | 25.3093
EDGIS_PRIOH_CIRCMILES.xlsx | 012222110 | NEWARK 2110 | OH | 21kV |  | 3.1905 | 012222103 | 45.5536
EDGIS_PRIOH_CIRCMILES.xlsx | 012240401 | HAYWARD O 0401 | OH | 4.16kV |  | 3.3612 | 012222104 | 20.9307
EDGIS_PRIOH_CIRCMILES.xlsx | 012240402 | HAYWARD O 0402 | OH | 4.16kV |  | 3.71 | 012222105 | 25.1305
EDGIS_PRIOH_CIRCMILES.xlsx | 012330401 | MIRA VISTA 0401 | OH | 4.16kV |  | 8.7115 | 012222107 | 45.0105
EDGIS_PRIOH_CIRCMILES.xlsx | 012330403 | MIRA VISTA 0403 | OH | 4.16kV |  | 7.0902 | 012222108 | 29.4404
EDGIS_PRIOH_CIRCMILES.xlsx | 012350401 | ORINDA 0401 | OH | 4.16kV |  | 1.9038 | 012222109 | 13.997
EDGIS_PRIOH_CIRCMILES.xlsx | 012350401 | ORINDA 0401 | OH | 4.16kV | Tier 2 - Elevated | 3.3831 | 012222110 | 6.2126
EDGIS_PRIOH_CIRCMILES.xlsx | 012350401 | ORINDA 0401 | OH | 4.16kV | Tier 3 - Extreme | 0.098331 | 012240401 | 3.6375
EDGIS_PRIOH_CIRCMILES.xlsx | 012350402 | ORINDA 0402 | OH | 4.16kV |  | 0.26513 | 012240402 | 3.909
EDGIS_PRIOH_CIRCMILES.xlsx | 012350402 | ORINDA 0402 | OH | 4.16kV | Tier 2 - Elevated | 3.1584 | 012330401 | 9.2721
EDGIS_PRIOH_CIRCMILES.xlsx | 012350402 | ORINDA 0402 | OH | 4.16kV | Tier 3 - Extreme | 3.1868 | 012330403 | 7.3956
EDGIS_PRIOH_CIRCMILES.xlsx | 012501101 | EL CERRITO G 1101 | OH | 12kV |  | 10.1023 | 012350401 | 5.9651
EDGIS_PRIOH_CIRCMILES.xlsx | 012501102 | EL CERRITO G 1102 | OH | 12kV |  | 7.8135 | 012350402 | 7.0209
EDGIS_PRIOH_CIRCMILES.xlsx | 012501103 | EL CERRITO G 1103 | OH | 12kV |  | 9.2243 | 012501101 | 14.5895
EDGIS_PRIOH_CIRCMILES.xlsx | 012501104 | EL CERRITO G 1104 | OH | 12kV |  | 7.9268 | 012501102 | 16.2362
EDGIS_PRIOH_CIRCMILES.xlsx | 012501105 | EL CERRITO G 1105 | OH | 12kV |  | 5.0648 | 012501103 | 16.1827
EDGIS_PRIOH_CIRCMILES.xlsx | 012501105 | EL CERRITO G 1105 | OH | 12kV | Tier 2 - Elevated | 13.9759 | 012501104 | 10.0192
EDGIS_PRIOH_CIRCMILES.xlsx | 012501105 | EL CERRITO G 1105 | OH | 12kV | Tier 3 - Extreme | 5.1603 | 012501105 | 39.8561
EDGIS_PRIOH_CIRCMILES.xlsx | 012501106 | EL CERRITO G 1106 | OH | 12kV |  | 4.6475 | 012501106 | 15.6002
EDGIS_PRIOH_CIRCMILES.xlsx | 012501107 | EL CERRITO G 1107 | OH | 12kV |  | 3.5951 | 012501107 | 4.3815
EDGIS_PRIOH_CIRCMILES.xlsx | 012501108 | EL CERRITO G 1108 | OH | 12kV |  | 14.4025 | 012501108 | 20.4606
EDGIS_PRIOH_CIRCMILES.xlsx | 012501108 | EL CERRITO G 1108 | OH | 12kV | Tier 2 - Elevated | 0.0026986 | 012501109 | 12.4641
EDGIS_PRIOH_CIRCMILES.xlsx | 012501109 | EL CERRITO G 1109 | OH | 12kV |  | 8.3595 | 012501110 | 12.4294
EDGIS_PRIOH_CIRCMILES.xlsx | 012501110 | EL CERRITO G 1110 | OH | 12kV |  | 9.4653 | 012501111 | 18.7467
EDGIS_PRIOH_CIRCMILES.xlsx | 012501110 | EL CERRITO G 1110 | OH | 12kV | Tier 2 - Elevated | 0.68241 | 012501112 | 33.6557
EDGIS_PRIOH_CIRCMILES.xlsx | 012501111 | EL CERRITO G 1111 | OH | 12kV |  | 12.493 | 012501113 | 14.6762
EDGIS_PRIOH_CIRCMILES.xlsx | 012501111 | EL CERRITO G 1111 | OH | 12kV | Tier 2 - Elevated | 0.20222 | 012501114 | 10.2541
EDGIS_PRIOH_CIRCMILES.xlsx | 012501112 | EL CERRITO G 1112 | OH | 12kV |  | 22.5062 | 012501201 | 3.9807
EDGIS_PRIOH_CIRCMILES.xlsx | 012501112 | EL CERRITO G 1112 | OH | 12kV | Tier 2 - Elevated | 0.34356 | 012501202 | 3.9768
EDGIS_PRIOH_CIRCMILES.xlsx | 012501112 | EL CERRITO G 1112 | OH | 12kV | Tier 3 - Extreme | 1.651 | 012501203 | 3.9685
EDGIS_PRIOH_CIRCMILES.xlsx | 012501113 | EL CERRITO G 1113 | OH | 12kV |  | 9.4638 | 012501204 | 3.9838
EDGIS_PRIOH_CIRCMILES.xlsx | 012501113 | EL CERRITO G 1113 | OH | 12kV | Tier 2 - Elevated | 0.096348 | 012503431 | 0.40378
EDGIS_PRIOH_CIRCMILES.xlsx | 012501114 | EL CERRITO G 1114 | OH | 12kV |  | 6.786 | 012503432 | 0.39713
EDGIS_PRIOH_CIRCMILES.xlsx | 012520401 | RICHMOND Q 0401 | OH | 4.16kV |  | 5.9502 | 012520401 | 7.4846
EDGIS_PRIOH_CIRCMILES.xlsx | 012520402 | RICHMOND Q 0402 | OH | 4.16kV |  | 3.6082 | 012520402 | 3.8499
EDGIS_PRIOH_CIRCMILES.xlsx | 012540401 | OAKLAND X 0401 | OH | 4.16kV |  | 5.5536 | 012540401 | 5.8411
EDGIS_PRIOH_CIRCMILES.xlsx | 012540402 | OAKLAND X 0402 | OH | 4.16kV |  | 1.7684 | 012540402 | 2.7691
EDGIS_PRIOH_CIRCMILES.xlsx | 012541101 | OAKLAND X 1101 | OH | 12kV |  | 4.7918 | 012541101 | 16.7862
EDGIS_PRIOH_CIRCMILES.xlsx | 012541101 | OAKLAND X 1101 | OH | 12kV | Tier 2 - Elevated | 0.49567 | 012541102 | 7.9786
EDGIS_PRIOH_CIRCMILES.xlsx | 012541102 | OAKLAND X 1102 | OH | 12kV |  | 6.3685 | 012541103 | 9.3098
EDGIS_PRIOH_CIRCMILES.xlsx | 012541103 | OAKLAND X 1103 | OH | 12kV |  | 7.6181 | 012541104 | 21.8007
EDGIS_PRIOH_CIRCMILES.xlsx | 012541104 | OAKLAND X 1104 | OH | 12kV |  | 1.1619 | 012541105 | 16.5197
EDGIS_PRIOH_CIRCMILES.xlsx | 012541104 | OAKLAND X 1104 | OH | 12kV | Tier 2 - Elevated | 1.3479 | 012541106 | 36.6899
EDGIS_PRIOH_CIRCMILES.xlsx | 012541104 | OAKLAND X 1104 | OH | 12kV | Tier 3 - Extreme | 10.8905 | 012541107 | 18.6844
EDGIS_PRIOH_CIRCMILES.xlsx | 012541105 | OAKLAND X 1105 | OH | 12kV |  | 12.4886 | 012541108 | 0.023673
EDGIS_PRIOH_CIRCMILES.xlsx | 012541105 | OAKLAND X 1105 | OH | 12kV | Tier 2 - Elevated | 2.339 | 012541109 | 7.8695
EDGIS_PRIOH_CIRCMILES.xlsx | 012541106 | OAKLAND X 1106 | OH | 4.16kV | Tier 3 - Extreme | 0.0028409 | 012541110 | 1.2321
EDGIS_PRIOH_CIRCMILES.xlsx | 012541106 | OAKLAND X 1106 | OH | 12kV |  | 7.9318 | 012541111 | 1.8766
EDGIS_PRIOH_CIRCMILES.xlsx | 012541106 | OAKLAND X 1106 | OH | 12kV | Tier 2 - Elevated | 11.3055 | 012541112 | 9.1292
EDGIS_PRIOH_CIRCMILES.xlsx | 012541106 | OAKLAND X 1106 | OH | 12kV | Tier 3 - Extreme | 4.1336 | 012541113 | 0.021985
EDGIS_PRIOH_CIRCMILES.xlsx | 012541107 | OAKLAND X 1107 | OH | 12kV |  | 12.9264 | 012541114 | 6.5169
EDGIS_PRIOH_CIRCMILES.xlsx | 012541109 | OAKLAND X 1109 | OH | 12kV |  | 7.0686 | 012541115 | 16.7392
EDGIS_PRIOH_CIRCMILES.xlsx | 012541110 | OAKLAND X 1110 | OH | 12kV |  | 0.43337 | 012600401 | 6.0376
EDGIS_PRIOH_CIRCMILES.xlsx | 012541111 | OAKLAND X 1111 | OH | 12kV |  | 1.0241 | 012640401 | 3.2585
EDGIS_PRIOH_CIRCMILES.xlsx | 012541112 | OAKLAND X 1112 | OH | 12kV |  | 3.94 | 012650401 | 5.7618
EDGIS_PRIOH_CIRCMILES.xlsx | 012541114 | OAKLAND X 1114 | OH | 12kV |  | 5.0828 | 012650402 | 5.4591
EDGIS_PRIOH_CIRCMILES.xlsx | 012541115 | OAKLAND X 1115 | OH | 12kV |  | 12.613 | 012660401 | 1.3001
EDGIS_PRIOH_CIRCMILES.xlsx | 012600401 | OAK 0401 | OH | 4.16kV |  | 1.9651 | 012660402 | 5.2267
EDGIS_PRIOH_CIRCMILES.xlsx | 012600401 | OAK 0401 | OH | 4.16kV | Tier 2 - Elevated | 3.451 | 012660403 | 1.0392
EDGIS_PRIOH_CIRCMILES.xlsx | 012640401 | BECK STREET 0401 | OH | 4.16kV |  | 1.5796 | 012660404 | 1.5212
EDGIS_PRIOH_CIRCMILES.xlsx | 012650401 | FAIRMOUNT 0401 | OH | 4.16kV |  | 4.3634 | 012670401 | 4.9036
EDGIS_PRIOH_CIRCMILES.xlsx | 012650401 | FAIRMOUNT 0401 | OH | 4.16kV | Tier 2 - Elevated | 1.3521 | 012690401 | 4.5846
EDGIS_PRIOH_CIRCMILES.xlsx | 012650402 | FAIRMOUNT 0402 | OH | 4.16kV |  | 5.0742 | 012840401 | 2.7107
EDGIS_PRIOH_CIRCMILES.xlsx | 012660401 | BERKELEY T 0401 | OH | 4.16kV |  | 0.65873 | 012840402 | 2.7993
EDGIS_PRIOH_CIRCMILES.xlsx | 012660402 | BERKELEY T 0402 | OH | 4.16kV |  | 4.3569 | 012960401 | 5.5249
EDGIS_PRIOH_CIRCMILES.xlsx | 012660403 | BERKELEY T 0403 | OH | 4.16kV |  | 0.8644 | 012960402 | 2.9919
EDGIS_PRIOH_CIRCMILES.xlsx | 012660404 | BERKELEY T 0404 | OH | 4.16kV |  | 1.2065 | 012980401 | 5.6152
EDGIS_PRIOH_CIRCMILES.xlsx | 012670401 | 8TH AVENUE 0401 | OH | 4.16kV |  | 4.8857 | 013020401 | 6.7429
EDGIS_PRIOH_CIRCMILES.xlsx | 012690401 | FLORENCE 0401 | OH | 4.16kV |  | 3.4662 | 013020402 | 6.9325
EDGIS_PRIOH_CIRCMILES.xlsx | 012690401 | FLORENCE 0401 | OH | 4.16kV | Tier 2 - Elevated | 0.82268 | 013030401 | 9.7213
EDGIS_PRIOH_CIRCMILES.xlsx | 012840401 | RIDGE 0401 | OH | 4.16kV | Tier 2 - Elevated | 2.6534 | 013030402 | 4.9954
EDGIS_PRIOH_CIRCMILES.xlsx | 012840402 | RIDGE 0402 | OH | 4.16kV |  | 0.68298 | 013090401 | 6.6977
EDGIS_PRIOH_CIRCMILES.xlsx | 012840402 | RIDGE 0402 | OH | 4.16kV | Tier 2 - Elevated | 1.7292 | 013090402 | 4.0219
EDGIS_PRIOH_CIRCMILES.xlsx | 012960401 | CONCORD NO 1 0401 | OH | 4.16kV |  | 4.7524 | 013111101 | 9.1205
EDGIS_PRIOH_CIRCMILES.xlsx | 012960402 | CONCORD NO 1 0402 | OH | 4.16kV |  | 2.8669 | 013111102 | 12.5191
EDGIS_PRIOH_CIRCMILES.xlsx | 012980401 | WARD 0401 | OH | 4.16kV |  | 4.5217 | 013111103 | 6.6974
EDGIS_PRIOH_CIRCMILES.xlsx | 013020401 | BARRETT 0401 | OH | 4.16kV |  | 6.5757 | 013111104 | 10.1382
EDGIS_PRIOH_CIRCMILES.xlsx | 013020402 | BARRETT 0402 | OH | 4.16kV |  | 5.8929 | 013111105 | 13.6317
EDGIS_PRIOH_CIRCMILES.xlsx | 013030401 | BANCROFT 0401 | OH | 4.16kV |  | 8.2186 | 013111106 | 18.1887
EDGIS_PRIOH_CIRCMILES.xlsx | 013030401 | BANCROFT 0401 | OH | 4.16kV | Tier 2 - Elevated | 0.002308 | 013111107 | 27.7122
EDGIS_PRIOH_CIRCMILES.xlsx | 013030402 | BANCROFT 0402 | OH | 4.16kV |  | 4.4712 | 013111108 | 11.8091
EDGIS_PRIOH_CIRCMILES.xlsx | 013030402 | BANCROFT 0402 | OH | 4.16kV | Tier 2 - Elevated | 0.10812 | 013111109 | 32.2379
EDGIS_PRIOH_CIRCMILES.xlsx | 013090401 | BRYANT 0401 | OH | 4.16kV |  | 5.607 | 013111110 | 24.1999
EDGIS_PRIOH_CIRCMILES.xlsx | 013090401 | BRYANT 0401 | OH | 4.16kV | Tier 2 - Elevated | 0.11043 | 013111111 | 5.8123
EDGIS_PRIOH_CIRCMILES.xlsx | 013090402 | BRYANT 0402 | OH | 4.16kV |  | 2.0348 | 013111112 | 6.4186
EDGIS_PRIOH_CIRCMILES.xlsx | 013090402 | BRYANT 0402 | OH | 4.16kV | Tier 2 - Elevated | 1.5173 | 013111113 | 12.2305
EDGIS_PRIOH_CIRCMILES.xlsx | 013090402 | BRYANT 0402 | OH | 4.16kV | Tier 3 - Extreme | 0.41459 | 013111114 | 34.5515
EDGIS_PRIOH_CIRCMILES.xlsx | 013111101 | SAN LEANDRO U 1101 | OH | 12kV |  | 3.8928 | 013111115 | 3.4801
EDGIS_PRIOH_CIRCMILES.xlsx | 013111102 | SAN LEANDRO U 1102 | OH | 12kV |  | 8.2132 | 013111116 | 14.8143
EDGIS_PRIOH_CIRCMILES.xlsx | 013111103 | SAN LEANDRO U 1103 | OH | 12kV |  | 1.9303 | 013111151 | 11.6873
EDGIS_PRIOH_CIRCMILES.xlsx | 013111104 | SAN LEANDRO U 1104 | OH | 12kV |  | 6.2426 | 013113410 | 0.047009
EDGIS_PRIOH_CIRCMILES.xlsx | 013111105 | SAN LEANDRO U 1105 | OH | 4.16kV |  | 4.2164 | 013140401 | 2.4311
EDGIS_PRIOH_CIRCMILES.xlsx | 013111105 | SAN LEANDRO U 1105 | OH | 12kV |  | 3.5113 | 013140402 | 6.4577
EDGIS_PRIOH_CIRCMILES.xlsx | 013111106 | SAN LEANDRO U 1106 | OH | 12kV |  | 12.3498 | 013151101 | 14.1923
EDGIS_PRIOH_CIRCMILES.xlsx | 013111107 | SAN LEANDRO U 1107 | OH | 12kV |  | 15.1094 | 013151102 | 10.7366
EDGIS_PRIOH_CIRCMILES.xlsx | 013111108 | SAN LEANDRO U 1108 | OH | 12kV |  | 8.4826 | 013151105 | 22.0493
EDGIS_PRIOH_CIRCMILES.xlsx | 013111109 | SAN LEANDRO U 1109 | OH | 12kV |  | 7.3396 | 013170401 | 6.2947
EDGIS_PRIOH_CIRCMILES.xlsx | 013111109 | SAN LEANDRO U 1109 | OH | 12kV | Tier 2 - Elevated | 11.5869 | 013180401 | 7.4191
EDGIS_PRIOH_CIRCMILES.xlsx | 013111109 | SAN LEANDRO U 1109 | OH | 12kV | Tier 3 - Extreme | 0.8561 | 013210401 | 4.0465
EDGIS_PRIOH_CIRCMILES.xlsx | 013111110 | SAN LEANDRO U 1110 | OH | 12kV |  | 20.5239 | 013232101 | 46.1024
EDGIS_PRIOH_CIRCMILES.xlsx | 013111111 | SAN LEANDRO U 1111 | OH | 12kV |  | 2.2946 | 013232102 | 52.6724
EDGIS_PRIOH_CIRCMILES.xlsx | 013111112 | SAN LEANDRO U 1112 | OH | 12kV |  | 4.0009 | 013232105 | 51.6076
EDGIS_PRIOH_CIRCMILES.xlsx | 013111113 | SAN LEANDRO U 1113 | OH | 12kV |  | 7.1107 | 013240402 | 2.8056
EDGIS_PRIOH_CIRCMILES.xlsx | 013111114 | SAN LEANDRO U 1114 | OH | 12kV |  | 19.4096 | 013260401 | 5.008
EDGIS_PRIOH_CIRCMILES.xlsx | 013111114 | SAN LEANDRO U 1114 | OH | 12kV | Tier 2 - Elevated | 9.5279 | 013260402 | 3.4588
EDGIS_PRIOH_CIRCMILES.xlsx | 013111115 | SAN LEANDRO U 1115 | OH | 12kV |  | 1.4778 | 013300401 | 5.0183
EDGIS_PRIOH_CIRCMILES.xlsx | 013111116 | SAN LEANDRO U 1116 | OH | 12kV |  | 7.9551 | 013310401 | 3.5958
EDGIS_PRIOH_CIRCMILES.xlsx | 013111151 | SAN LEANDRO U 1151 | OH | 4.16kV |  | 1.8534 | 013310402 | 3.63
EDGIS_PRIOH_CIRCMILES.xlsx | 013111151 | SAN LEANDRO U 1151 | OH | 12kV |  | 4.0926 | 013320401 | 4.6444
EDGIS_PRIOH_CIRCMILES.xlsx | 013140401 | SOLANO 0401 | OH | 4.16kV |  | 1.8283 | 013340401 | 5.3428
EDGIS_PRIOH_CIRCMILES.xlsx | 013140402 | SOLANO 0402 | OH | 4.16kV |  | 6.3232 | 013340402 | 4.4961
EDGIS_PRIOH_CIRCMILES.xlsx | 013151101 | RADUM 1101 | OH | 12kV |  | 1.6247 | 013350401 | 6.0941
EDGIS_PRIOH_CIRCMILES.xlsx | 013151102 | RADUM 1102 | OH | 12kV |  | 1.1494 | 013350402 | 5.3742
EDGIS_PRIOH_CIRCMILES.xlsx | 013151105 | RADUM 1105 | OH | 12kV |  | 8.811 | 013380401 | 6.1361
EDGIS_PRIOH_CIRCMILES.xlsx | 013151105 | RADUM 1105 | OH | 12kV | Tier 2 - Elevated | 1.8683 | 013432206 | 36.4779
EDGIS_PRIOH_CIRCMILES.xlsx | 013151105 | RADUM 1105 | OH | 12kV | Tier 3 - Extreme | 1.1666 | 013432207 | 62.0561
EDGIS_PRIOH_CIRCMILES.xlsx | 013170401 | HOLLYWOOD 0401 | OH | 4.16kV |  | 2.5626 | 013432208 | 28.9993
EDGIS_PRIOH_CIRCMILES.xlsx | 013170401 | HOLLYWOOD 0401 | OH | 4.16kV | Tier 2 - Elevated | 2.7321 | 013460401 | 4.4835
EDGIS_PRIOH_CIRCMILES.xlsx | 013180401 | PALO SECO 0401 | OH | 4.16kV |  | 0.017997 | 013460402 | 4.077
EDGIS_PRIOH_CIRCMILES.xlsx | 013180401 | PALO SECO 0401 | OH | 4.16kV | Tier 2 - Elevated | 4.7313 | 013471118 | 7.8929
EDGIS_PRIOH_CIRCMILES.xlsx | 013210401 | BROOKSIDE 0401 | OH | 4.16kV |  | 3.7014 | 013471119 | 8.9684
EDGIS_PRIOH_CIRCMILES.xlsx | 013232101 | LONE TREE 2101 | OH | 21kV |  | 2.6684 | 013471120 | 4.316
EDGIS_PRIOH_CIRCMILES.xlsx | 013232102 | LONE TREE 2102 | OH | 21kV |  | 16.7286 | 013471121 | 13.2821
EDGIS_PRIOH_CIRCMILES.xlsx | 013232105 | LONE TREE 2105 | OH | 21kV |  | 9.6808 | 013471122 | 5.4399
EDGIS_PRIOH_CIRCMILES.xlsx | 013232105 | LONE TREE 2105 | OH | 21kV | Tier 2 - Elevated | 11.076 | 013471123 | 4.2921
EDGIS_PRIOH_CIRCMILES.xlsx | 013240402 | WHITNEY 0402 | OH | 4.16kV |  | 1.7946 | 013471124 | 8.295
EDGIS_PRIOH_CIRCMILES.xlsx | 013260401 | SOTO 0401 | OH | 4.16kV |  | 4.1401 | 013471125 | 16.4969
EDGIS_PRIOH_CIRCMILES.xlsx | 013260402 | SOTO 0402 | OH | 4.16kV |  | 2.0517 | 013471126 | 22.0571
EDGIS_PRIOH_CIRCMILES.xlsx | 013300401 | PLEASANT HILL 0401 | OH | 4.16kV |  | 4.5185 | 013471127 | 22.9838
EDGIS_PRIOH_CIRCMILES.xlsx | 013310401 | RUSSELL 0401 | OH | 4.16kV |  | 3.4089 | 013471128 | 15.4133
EDGIS_PRIOH_CIRCMILES.xlsx | 013310402 | RUSSELL 0402 | OH | 4.16kV |  | 3.3348 | 013471129 | 18.4739
EDGIS_PRIOH_CIRCMILES.xlsx | 013320401 | BOSTON 0401 | OH | 4.16kV |  | 4.2102 | 013471130 | 20.7605
EDGIS_PRIOH_CIRCMILES.xlsx | 013320401 | BOSTON 0401 | OH | 4.16kV | Tier 2 - Elevated | 0.20548 | 013480401 | 4.9003
EDGIS_PRIOH_CIRCMILES.xlsx | 013320401 | BOSTON 0401 | OH | 12kV |  | 0.038088 | 013501101 | 33.0845
EDGIS_PRIOH_CIRCMILES.xlsx | 013320401 | BOSTON 0401 | OH | 22kV |  | 0.12402 | 013501103 | 8.1254
EDGIS_PRIOH_CIRCMILES.xlsx | 013340401 | SPRUCE 0401 | OH | 4.16kV | Tier 2 - Elevated | 3.6956 | 013501104 | 10.3619
EDGIS_PRIOH_CIRCMILES.xlsx | 013340401 | SPRUCE 0401 | OH | 4.16kV | Tier 3 - Extreme | 0.41083 | 013501105 | 35.0803
EDGIS_PRIOH_CIRCMILES.xlsx | 013340402 | SPRUCE 0402 | OH | 4.16kV |  | 2.1589 | 013501106 | 6.7968
EDGIS_PRIOH_CIRCMILES.xlsx | 013340402 | SPRUCE 0402 | OH | 4.16kV | Tier 2 - Elevated | 1.4353 | 013501107 | 2.2948
EDGIS_PRIOH_CIRCMILES.xlsx | 013350401 | WALDO 0401 | OH | 4.16kV |  | 4.1 | 013501108 | 29.2224
EDGIS_PRIOH_CIRCMILES.xlsx | 013350401 | WALDO 0401 | OH | 4.16kV | Tier 2 - Elevated | 1.5971 | 013501109 | 17.5191
EDGIS_PRIOH_CIRCMILES.xlsx | 013350402 | WALDO 0402 | OH | 4.16kV |  | 2.1946 | 013501110 | 25.8327
EDGIS_PRIOH_CIRCMILES.xlsx | 013350402 | WALDO 0402 | OH | 4.16kV | Tier 2 - Elevated | 2.953 | 013501111 | 46.5609
EDGIS_PRIOH_CIRCMILES.xlsx | 013380401 | WOOD 0401 | OH | 4.16kV |  | 3.1593 | 013501112 | 44.5403
EDGIS_PRIOH_CIRCMILES.xlsx | 013380401 | WOOD 0401 | OH | 4.16kV | Tier 2 - Elevated | 0.15217 | 013503420 | 0.42491
EDGIS_PRIOH_CIRCMILES.xlsx | 013432206 | FAIRVIEW 2206 | OH | 21kV |  | 14.2455 | 013520401 | 3.71
EDGIS_PRIOH_CIRCMILES.xlsx | 013432207 | FAIRVIEW 2207 | OH | 2.4kV | Tier 2 - Elevated | 3.7995 | 013531101 | 2.9858
EDGIS_PRIOH_CIRCMILES.xlsx | 013432207 | FAIRVIEW 2207 | OH | 4.16kV |  | 6.2958 | 013531102 | 14.5135
EDGIS_PRIOH_CIRCMILES.xlsx | 013432207 | FAIRVIEW 2207 | OH | 4.16kV | Tier 2 - Elevated | 3.6191 | 013531103 | 4.5467
EDGIS_PRIOH_CIRCMILES.xlsx | 013432207 | FAIRVIEW 2207 | OH | 12kV |  | 0.17254 | 013531104 | 18.5355
EDGIS_PRIOH_CIRCMILES.xlsx | 013432207 | FAIRVIEW 2207 | OH | 12kV | Tier 2 - Elevated | 0.012522 | 013532107 | 43.4947
EDGIS_PRIOH_CIRCMILES.xlsx | 013432207 | FAIRVIEW 2207 | OH | 21kV |  | 23.0887 | 013532108 | 5.0335
EDGIS_PRIOH_CIRCMILES.xlsx | 013432207 | FAIRVIEW 2207 | OH | 21kV | Tier 2 - Elevated | 13.5465 | 013532109 | 20.7682
EDGIS_PRIOH_CIRCMILES.xlsx | 013432208 | FAIRVIEW 2208 | OH | 21kV |  | 9.9954 | 013532110 | 50.6007
EDGIS_PRIOH_CIRCMILES.xlsx | 013460401 | SAN LORENZO 0401 | OH | 4.16kV |  | 4.3666 | 013532111 | 7.5094
EDGIS_PRIOH_CIRCMILES.xlsx | 013460402 | SAN LORENZO 0402 | OH | 4.16kV |  | 3.9666 | 013532112 | 25.7034
EDGIS_PRIOH_CIRCMILES.xlsx | 013471118 | RICHMOND R 1118 | OH | 12kV |  | 2.9749 | 013532223 | 20.7615
EDGIS_PRIOH_CIRCMILES.xlsx | 013471119 | RICHMOND R 1119 | OH | 12kV |  | 3.5803 | 013532224 | 31.2449
EDGIS_PRIOH_CIRCMILES.xlsx | 013471120 | RICHMOND R 1120 | OH | 12kV |  | 2.9742 | 013532225 | 17.6926
EDGIS_PRIOH_CIRCMILES.xlsx | 013471121 | RICHMOND R 1121 | OH | 12kV |  | 4.4716 | 013532226 | 18.2335
EDGIS_PRIOH_CIRCMILES.xlsx | 013471122 | RICHMOND R 1122 | OH | 12kV |  | 3.8618 | 013532227 | 12.8019
EDGIS_PRIOH_CIRCMILES.xlsx | 013471123 | RICHMOND R 1123 | OH | 12kV |  | 1.3297 | 013533450 | 0.7766
EDGIS_PRIOH_CIRCMILES.xlsx | 013471124 | RICHMOND R 1124 | OH | 12kV |  | 6.786 | 013550401 | 3.4898
EDGIS_PRIOH_CIRCMILES.xlsx | 013471125 | RICHMOND R 1125 | OH | 12kV |  | 4.6382 | 013550402 | 4.0537
EDGIS_PRIOH_CIRCMILES.xlsx | 013471126 | RICHMOND R 1126 | OH | 12kV |  | 13.0357 | 013560401 | 3.5833
EDGIS_PRIOH_CIRCMILES.xlsx | 013471127 | RICHMOND R 1127 | OH | 12kV |  | 20.2936 | 013580401 | 7.4702
EDGIS_PRIOH_CIRCMILES.xlsx | 013471128 | RICHMOND R 1128 | OH | 12kV |  | 7.5982 | 013590401 | 4.8129
EDGIS_PRIOH_CIRCMILES.xlsx | 013471129 | RICHMOND R 1129 | OH | 12kV |  | 14.2291 | 013600401 | 6.289
EDGIS_PRIOH_CIRCMILES.xlsx | 013471130 | RICHMOND R 1130 | OH | 12kV |  | 15.9735 | 013652103 | 32.7176
EDGIS_PRIOH_CIRCMILES.xlsx | 013480401 | ESTUDILLO 0401 | OH | 4.16kV |  | 3.9412 | 013652104 | 46.1729
EDGIS_PRIOH_CIRCMILES.xlsx | 013480401 | ESTUDILLO 0401 | OH | 4.16kV | Tier 2 - Elevated | 0.78632 | 013652105 | 0.16232
EDGIS_PRIOH_CIRCMILES.xlsx | 013501101 | JARVIS 1101 | OH | 12kV |  | 13.2772 | 013652106 | 0.023808
EDGIS_PRIOH_CIRCMILES.xlsx | 013501101 | JARVIS 1101 | OH | 12kV | Tier 2 - Elevated | 0.58097 | 013652107 | 45.4107
EDGIS_PRIOH_CIRCMILES.xlsx | 013501103 | JARVIS 1103 | OH | 12kV |  | 2.8281 | 013652108 | 40.7063
EDGIS_PRIOH_CIRCMILES.xlsx | 013501104 | JARVIS 1104 | OH | 12kV |  | 4.462 | 013652109 | 61.4479
EDGIS_PRIOH_CIRCMILES.xlsx | 013501105 | JARVIS 1105 | OH | 12kV |  | 6.8385 | 013652110 | 38.3787
EDGIS_PRIOH_CIRCMILES.xlsx | 013501106 | JARVIS 1106 | OH | 12kV |  | 4.8163 | 013652111 | 0.038938
EDGIS_PRIOH_CIRCMILES.xlsx | 013501107 | JARVIS 1107 | OH | 12kV |  | 0.0045607 | 013652112 | 59.2325
EDGIS_PRIOH_CIRCMILES.xlsx | 013501108 | JARVIS 1108 | OH | 12kV |  | 16.9676 | 013652113 | 62.8404
EDGIS_PRIOH_CIRCMILES.xlsx | 013501108 | JARVIS 1108 | OH | 12kV | Tier 2 - Elevated | 0.69561 | 013652114 | 39.7538
EDGIS_PRIOH_CIRCMILES.xlsx | 013501109 | JARVIS 1109 | OH | 12kV |  | 4.1121 | 013652115 | 40.8068
EDGIS_PRIOH_CIRCMILES.xlsx | 013501110 | JARVIS 1110 | OH | 12kV |  | 5.994 | 013652116 | 42.8309
EDGIS_PRIOH_CIRCMILES.xlsx | 013501111 | JARVIS 1111 | OH | 12kV |  | 18.1087 | 013660401 | 1.3268
EDGIS_PRIOH_CIRCMILES.xlsx | 013501111 | JARVIS 1111 | OH | 12kV | Tier 2 - Elevated | 0.026127 | 013660402 | 3.4898
EDGIS_PRIOH_CIRCMILES.xlsx | 013501111 | JARVIS 1111 | OH | 12kV | Tier 3 - Extreme | 1.0049 | 013681101 | 10.7175
EDGIS_PRIOH_CIRCMILES.xlsx | 013501112 | JARVIS 1112 | OH | 12kV |  | 7.2525 | 013681103 | 24.8072
EDGIS_PRIOH_CIRCMILES.xlsx | 013520401 | MAPLE 0401 | OH | 4.16kV |  | 3.6571 | 013681104 | 1.6401
EDGIS_PRIOH_CIRCMILES.xlsx | 013531101 | LAKEWOOD 1101 | OH | 12kV |  | 0.71882 | 013681105 | 6.1703
EDGIS_PRIOH_CIRCMILES.xlsx | 013531102 | LAKEWOOD 1102 | OH | 12kV |  | 9.5136 | 013681110 | 7.8099
EDGIS_PRIOH_CIRCMILES.xlsx | 013531102 | LAKEWOOD 1102 | OH | 12kV | Tier 2 - Elevated | 0.092866 | 013681111 | 13.6511
EDGIS_PRIOH_CIRCMILES.xlsx | 013531103 | LAKEWOOD 1103 | OH | 12kV |  | 2.5781 | 013681112 | 30.4885
EDGIS_PRIOH_CIRCMILES.xlsx | 013531104 | LAKEWOOD 1104 | OH | 12kV |  | 11.7405 | 013681113 | 10.3812
EDGIS_PRIOH_CIRCMILES.xlsx | 013532107 | LAKEWOOD 2107 | OH | 21kV |  | 21.1843 | 013681114 | 14.7705
EDGIS_PRIOH_CIRCMILES.xlsx | 013532107 | LAKEWOOD 2107 | OH | 21kV | Tier 2 - Elevated | 7.7541 | 013681115 | 1.6371
EDGIS_PRIOH_CIRCMILES.xlsx | 013532108 | LAKEWOOD 2108 | OH | 21kV |  | 0.52793 | 013700401 | 4.1316
EDGIS_PRIOH_CIRCMILES.xlsx | 013532109 | LAKEWOOD 2109 | OH | 21kV |  | 6.844 | 013740401 | 6.392
EDGIS_PRIOH_CIRCMILES.xlsx | 013532109 | LAKEWOOD 2109 | OH | 21kV | Tier 3 - Extreme | 0.42442 | 013751101 | 13.3859
EDGIS_PRIOH_CIRCMILES.xlsx | 013532110 | LAKEWOOD 2110 | OH | 21kV |  | 22.6451 | 013751102 | 104.1208
EDGIS_PRIOH_CIRCMILES.xlsx | 013532111 | LAKEWOOD 2111 | OH | 21kV |  | 2.2868 | 013751103 | 15.1003
EDGIS_PRIOH_CIRCMILES.xlsx | 013532112 | LAKEWOOD 2112 | OH | 21kV |  | 8.8893 | 013761101 | 19.5279
EDGIS_PRIOH_CIRCMILES.xlsx | 013532223 | LAKEWOOD 2223 | OH | 21kV |  | 9.1487 | 013761102 | 11.8553
EDGIS_PRIOH_CIRCMILES.xlsx | 013532224 | LAKEWOOD 2224 | OH | 21kV |  | 23.5169 | 013761103 | 19.4111
EDGIS_PRIOH_CIRCMILES.xlsx | 013532224 | LAKEWOOD 2224 | OH | 21kV | Tier 3 - Extreme | 0.81695 | 013761104 | 23.9159
EDGIS_PRIOH_CIRCMILES.xlsx | 013532225 | LAKEWOOD 2225 | OH | 21kV |  | 4.3491 | 013761105 | 11.2391
EDGIS_PRIOH_CIRCMILES.xlsx | 013532226 | LAKEWOOD 2226 | OH | 21kV |  | 8.0161 | 013761106 | 15.5762
EDGIS_PRIOH_CIRCMILES.xlsx | 013532227 | LAKEWOOD 2227 | OH | 21kV |  | 7.8529 | 013761107 | 25.4168
EDGIS_PRIOH_CIRCMILES.xlsx | 013532227 | LAKEWOOD 2227 | OH | 21kV | Tier 3 - Extreme | 0.037708 | 013761108 | 28.4557
EDGIS_PRIOH_CIRCMILES.xlsx | 013550401 | GILL 0401 | OH | 4.16kV |  | 3.2485 | 013761109 | 26.1528
EDGIS_PRIOH_CIRCMILES.xlsx | 013550402 | GILL 0402 | OH | 4.16kV |  | 3.9178 | 013761110 | 6.279
EDGIS_PRIOH_CIRCMILES.xlsx | 013560401 | SARANAP 0401 | OH | 4.16kV |  | 2.4568 | 013761111 | 25.4995
EDGIS_PRIOH_CIRCMILES.xlsx | 013580401 | ROBLES 0401 | OH | 4.16kV |  | 7.0891 | 013761112 | 28.555
EDGIS_PRIOH_CIRCMILES.xlsx | 013590401 | GEARY 0401 | OH | 4.16kV |  | 4.2723 | 013761113 | 9.9695
EDGIS_PRIOH_CIRCMILES.xlsx | 013600401 | LAS AROMAS 0401 | OH | 4.16kV |  | 1.0083 | 013761114 | 10.0991
EDGIS_PRIOH_CIRCMILES.xlsx | 013600401 | LAS AROMAS 0401 | OH | 4.16kV | Tier 2 - Elevated | 5.2434 | 013780401 | 4.2407
EDGIS_PRIOH_CIRCMILES.xlsx | 013652103 | CONTRA COSTA 2103 | OH | 21kV |  | 22.5147 | 013801101 | 29.6588
EDGIS_PRIOH_CIRCMILES.xlsx | 013652104 | CONTRA COSTA 2104 | OH | 21kV |  | 10.8759 | 013801102 | 14.3601
EDGIS_PRIOH_CIRCMILES.xlsx | 013652105 | CONTRA COSTA 2105 | OH | 21kV |  | 0.040056 | 013801103 | 32.0277
EDGIS_PRIOH_CIRCMILES.xlsx | 013652106 | CONTRA COSTA 2106 | OH | 21kV |  | 0.023808 | 013801104 | 26.3517
EDGIS_PRIOH_CIRCMILES.xlsx | 013652107 | CONTRA COSTA 2107 | OH | 21kV |  | 12.7665 | 013801105 | 32.0535
EDGIS_PRIOH_CIRCMILES.xlsx | 013652108 | CONTRA COSTA 2108 | OH | 21kV |  | 0.8753 | 013810401 | 2.6379
EDGIS_PRIOH_CIRCMILES.xlsx | 013652109 | CONTRA COSTA 2109 | OH | 21kV |  | 15.2433 | 013840401 | 2.9612
EDGIS_PRIOH_CIRCMILES.xlsx | 013652110 | CONTRA COSTA 2110 | OH | 21kV |  | 0.55395 | 013840402 | 3.7666
EDGIS_PRIOH_CIRCMILES.xlsx | 013652112 | CONTRA COSTA 2112 | OH | 21kV |  | 0.037845 | 013840403 | 3.3019
EDGIS_PRIOH_CIRCMILES.xlsx | 013652113 | CONTRA COSTA 2113 | OH | 21kV |  | 13.9224 | 013840404 | 1.2191
EDGIS_PRIOH_CIRCMILES.xlsx | 013652114 | CONTRA COSTA 2114 | OH | 21kV |  | 1.9097 | 013840405 | 2.9708
EDGIS_PRIOH_CIRCMILES.xlsx | 013652115 | CONTRA COSTA 2115 | OH | 21kV |  | 6.7651 | 013840406 | 3.6207
EDGIS_PRIOH_CIRCMILES.xlsx | 013652116 | CONTRA COSTA 2116 | OH | 21kV |  | 23.1447 | 013850401 | 4.6983
EDGIS_PRIOH_CIRCMILES.xlsx | 013660401 | PARSONS 0401 | OH | 4.16kV |  | 1.3192 | 013911101 | 20.5035
EDGIS_PRIOH_CIRCMILES.xlsx | 013660402 | PARSONS 0402 | OH | 4.16kV |  | 3.4277 | 013911102 | 9.0539
EDGIS_PRIOH_CIRCMILES.xlsx | 013681101 | EDES 1101 | OH | 12kV |  | 8.5735 | 013912107 | 35.7857
EDGIS_PRIOH_CIRCMILES.xlsx | 013681103 | EDES 1103 | OH | 12kV |  | 17.7756 | 013912108 | 47.2274
EDGIS_PRIOH_CIRCMILES.xlsx | 013681105 | EDES 1105 | OH | 12kV |  | 2.9787 | 013921101 | 24.4027
EDGIS_PRIOH_CIRCMILES.xlsx | 013681110 | EDES 1110 | OH | 12kV |  | 4.2585 | 013921102 | 42.6909
EDGIS_PRIOH_CIRCMILES.xlsx | 013681111 | EDES 1111 | OH | 12kV |  | 4.2243 | 013921103 | 32.6452
EDGIS_PRIOH_CIRCMILES.xlsx | 013681112 | EDES 1112 | OH | 12kV |  | 1.8324 | 013921104 | 57.2076
EDGIS_PRIOH_CIRCMILES.xlsx | 013681112 | EDES 1112 | OH | 12kV | Tier 2 - Elevated | 14.6985 | 014052101 | 48.1842
EDGIS_PRIOH_CIRCMILES.xlsx | 013681112 | EDES 1112 | OH | 12kV | Tier 3 - Extreme | 0.58271 | 014052103 | 60.2488
EDGIS_PRIOH_CIRCMILES.xlsx | 013681113 | EDES 1113 | OH | 12kV |  | 5.28 | 014091102 | 41.3296
EDGIS_PRIOH_CIRCMILES.xlsx | 013681114 | EDES 1114 | OH | 12kV |  | 10.4697 | 014091103 | 25.2594
EDGIS_PRIOH_CIRCMILES.xlsx | 013700401 | ARLINGTON 0401 | OH | 4.16kV |  | 3.2153 | 014091104 | 18.7523
EDGIS_PRIOH_CIRCMILES.xlsx | 013700401 | ARLINGTON 0401 | OH | 4.16kV | Tier 2 - Elevated | 0.77905 | 014091105 | 31.5516
EDGIS_PRIOH_CIRCMILES.xlsx | 013740401 | WALL 0401 | OH | 4.16kV |  | 5.379 | 014091107 | 22.7977
EDGIS_PRIOH_CIRCMILES.xlsx | 013751101 | VASCO 1101 | OH | 12kV |  | 2.5554 | 014091108 | 55.2266
EDGIS_PRIOH_CIRCMILES.xlsx | 013751102 | VASCO 1102 | OH | 12kV |  | 42.5426 | 014091109 | 14.4657
EDGIS_PRIOH_CIRCMILES.xlsx | 013751102 | VASCO 1102 | OH | 12kV | Tier 2 - Elevated | 45.8677 | 014091110 | 49.3976
EDGIS_PRIOH_CIRCMILES.xlsx | 013751103 | VASCO 1103 | OH | 12kV |  | 13.7639 | 014091111 | 34.2765
EDGIS_PRIOH_CIRCMILES.xlsx | 013761101 | MT EDEN 1101 | OH | 12kV |  | 6.7125 | 014101101 | 16.8303
EDGIS_PRIOH_CIRCMILES.xlsx | 013761102 | MT EDEN 1102 | OH | 12kV |  | 6.6094 | 014101102 | 19.2485
EDGIS_PRIOH_CIRCMILES.xlsx | 013761103 | MT EDEN 1103 | OH | 12kV |  | 13.1221 | 014101105 | 60.9277
EDGIS_PRIOH_CIRCMILES.xlsx | 013761104 | MT EDEN 1104 | OH | 12kV |  | 13.9987 | 014161101 | 39.2106
EDGIS_PRIOH_CIRCMILES.xlsx | 013761105 | MT EDEN 1105 | OH | 12kV |  | 7.0075 | 014161102 | 24.0961
EDGIS_PRIOH_CIRCMILES.xlsx | 013761106 | MT EDEN 1106 | OH | 12kV |  | 6.1538 | 014161103 | 20.3008
EDGIS_PRIOH_CIRCMILES.xlsx | 013761107 | MT EDEN 1107 | OH | 12kV |  | 6.8382 | 014161104 | 27.5504
EDGIS_PRIOH_CIRCMILES.xlsx | 013761108 | MT EDEN 1108 | OH | 12kV |  | 23.3518 | 014161105 | 13.5072
EDGIS_PRIOH_CIRCMILES.xlsx | 013761109 | MT EDEN 1109 | OH | 12kV |  | 16.9412 | 014161106 | 24.356
EDGIS_PRIOH_CIRCMILES.xlsx | 013761110 | MT EDEN 1110 | OH | 12kV |  | 3.3032 | 014161107 | 20.1961
EDGIS_PRIOH_CIRCMILES.xlsx | 013761111 | MT EDEN 1111 | OH | 12kV |  | 3.2378 | 014161108 | 45.1727
EDGIS_PRIOH_CIRCMILES.xlsx | 013761112 | MT EDEN 1112 | OH | 12kV |  | 16.5073 | 014161109 | 1.4742
EDGIS_PRIOH_CIRCMILES.xlsx | 013761113 | MT EDEN 1113 | OH | 12kV |  | 2.633 | 014232101 | 54.4111
EDGIS_PRIOH_CIRCMILES.xlsx | 013761114 | MT EDEN 1114 | OH | 12kV |  | 3.5746 | 014232102 | 48.0375
EDGIS_PRIOH_CIRCMILES.xlsx | 013780401 | VIRGINIA 0401 | OH | 4.16kV |  | 4.0371 | 014232103 | 29.0577
EDGIS_PRIOH_CIRCMILES.xlsx | 013801101 | MORAGA 1101 | OH | 12kV |  | 0.92708 | 014232104 | 43.0491
EDGIS_PRIOH_CIRCMILES.xlsx | 013801101 | MORAGA 1101 | OH | 12kV | Tier 2 - Elevated | 3.2915 | 014232105 | 18.1148
EDGIS_PRIOH_CIRCMILES.xlsx | 013801101 | MORAGA 1101 | OH | 12kV | Tier 3 - Extreme | 15.9644 | 014232106 | 22.9505
EDGIS_PRIOH_CIRCMILES.xlsx | 013801102 | MORAGA 1102 | OH | 12kV |  | 4.3481 | 014232107 | 66.0058
EDGIS_PRIOH_CIRCMILES.xlsx | 013801102 | MORAGA 1102 | OH | 12kV | Tier 2 - Elevated | 2.006 | 014232108 | 58.1657
EDGIS_PRIOH_CIRCMILES.xlsx | 013801102 | MORAGA 1102 | OH | 12kV | Tier 3 - Extreme | 2.9278 | 014232110 | 29.6091
EDGIS_PRIOH_CIRCMILES.xlsx | 013801103 | MORAGA 1103 | OH | 12kV |  | 15.9471 | 014232111 | 26.8821
EDGIS_PRIOH_CIRCMILES.xlsx | 013801103 | MORAGA 1103 | OH | 12kV | Tier 2 - Elevated | 2.1049 | 014232112 | 1.7344
EDGIS_PRIOH_CIRCMILES.xlsx | 013801103 | MORAGA 1103 | OH | 12kV | Tier 3 - Extreme | 0.13947 | 014232113 | 1.718
EDGIS_PRIOH_CIRCMILES.xlsx | 013801104 | MORAGA 1104 | OH | 12kV |  | 7.5237 | 014232114 | 19.3184
EDGIS_PRIOH_CIRCMILES.xlsx | 013801104 | MORAGA 1104 | OH | 12kV | Tier 2 - Elevated | 13.627 | 014232116 | 16.1433
EDGIS_PRIOH_CIRCMILES.xlsx | 013801104 | MORAGA 1104 | OH | 12kV | Tier 3 - Extreme | 0.011768 | 014232117 | 19.8325
EDGIS_PRIOH_CIRCMILES.xlsx | 013801105 | MORAGA 1105 | OH | 12kV |  | 12.0423 | 014232118 | 26.2964
EDGIS_PRIOH_CIRCMILES.xlsx | 013801105 | MORAGA 1105 | OH | 12kV | Tier 2 - Elevated | 0.81738 | 014232119 | 33.6817
EDGIS_PRIOH_CIRCMILES.xlsx | 013801105 | MORAGA 1105 | OH | 12kV | Tier 3 - Extreme | 6.9238 | 014241101 | 59.9634
EDGIS_PRIOH_CIRCMILES.xlsx | 013810401 | WAYNE 0401 | OH | 4.16kV |  | 2.4743 | 014261101 | 37.2413
EDGIS_PRIOH_CIRCMILES.xlsx | 013810401 | WAYNE 0401 | OH | 4.16kV | Tier 3 - Extreme | 0.15156 | 014261102 | 24.6159
EDGIS_PRIOH_CIRCMILES.xlsx | 013840401 | STUART 0401 | OH | 4.16kV |  | 2.9385 | 014261103 | 0.18064
EDGIS_PRIOH_CIRCMILES.xlsx | 013840402 | STUART 0402 | OH | 4.16kV |  | 3.6553 | 014302102 | 4.0243
EDGIS_PRIOH_CIRCMILES.xlsx | 013840403 | STUART 0403 | OH | 4.16kV |  | 3.1153 | 014302103 | 31.5299
EDGIS_PRIOH_CIRCMILES.xlsx | 013840404 | STUART 0404 | OH | 4.16kV |  | 1.0704 | 014302104 | 16.0894
EDGIS_PRIOH_CIRCMILES.xlsx | 013840405 | STUART 0405 | OH | 4.16kV |  | 2.805 | 014302105 | 22.2724
EDGIS_PRIOH_CIRCMILES.xlsx | 013840406 | STUART 0406 | OH | 4.16kV |  | 2.9367 | 014302106 | 46.0069
EDGIS_PRIOH_CIRCMILES.xlsx | 013850401 | BABEL 0401 | OH | 4.16kV |  | 4.0079 | 014302107 | 15.3068
EDGIS_PRIOH_CIRCMILES.xlsx | 013911101 | WILLOW PASS 1101 | OH | 12kV |  | 5.9361 | 014302108 | 32.0466
EDGIS_PRIOH_CIRCMILES.xlsx | 013911101 | WILLOW PASS 1101 | OH | 12kV | Tier 2 - Elevated | 1.1237 | 014302109 | 14.0292
EDGIS_PRIOH_CIRCMILES.xlsx | 013911102 | WILLOW PASS 1102 | OH | 12kV |  | 5.3352 | 014302110 | 16.2357
EDGIS_PRIOH_CIRCMILES.xlsx | 013912107 | WILLOW PASS 2107 | OH | 21kV |  | 2.9541 | 014321101 | 56.2005
EDGIS_PRIOH_CIRCMILES.xlsx | 013912107 | WILLOW PASS 2107 | OH | 21kV | Tier 2 - Elevated | 0.65885 | 014341103 | 32.1018
EDGIS_PRIOH_CIRCMILES.xlsx | 013912108 | WILLOW PASS 2108 | OH | 21kV |  | 14.0887 | 014341105 | 31.081
EDGIS_PRIOH_CIRCMILES.xlsx | 013912108 | WILLOW PASS 2108 | OH | 21kV | Tier 2 - Elevated | 0.23271 | 014341106 | 52.4321
EDGIS_PRIOH_CIRCMILES.xlsx | 013921101 | FRANKLIN 1101 | OH | 12kV |  | 8.1616 | 014351103 | 27.6409
EDGIS_PRIOH_CIRCMILES.xlsx | 013921101 | FRANKLIN 1101 | OH | 12kV | Tier 2 - Elevated | 1.3718 | 014351104 | 49.7427
EDGIS_PRIOH_CIRCMILES.xlsx | 013921102 | FRANKLIN 1102 | OH | 12kV |  | 4.3853 | 014351105 | 4.6533
EDGIS_PRIOH_CIRCMILES.xlsx | 013921103 | FRANKLIN 1103 | OH | 12kV |  | 12.403 | 014351106 | 0.068594
EDGIS_PRIOH_CIRCMILES.xlsx | 013921104 | FRANKLIN 1104 | OH | 12kV |  | 7.3578 | 014351107 | 32.1566
EDGIS_PRIOH_CIRCMILES.xlsx | 013921104 | FRANKLIN 1104 | OH | 12kV | Tier 2 - Elevated | 7.7163 | 014351108 | 18.6748
EDGIS_PRIOH_CIRCMILES.xlsx | 014052101 | NORTH DUBLIN 2101 | OH | 21kV |  | 0.46249 | 014351109 | 44.9891
EDGIS_PRIOH_CIRCMILES.xlsx | 014052101 | NORTH DUBLIN 2101 | OH | 21kV | Tier 2 - Elevated | 1.786 | 014351110 | 31.601
EDGIS_PRIOH_CIRCMILES.xlsx | 014052103 | NORTH DUBLIN 2103 | OH | 12kV |  | 0.036821 | 014351111 | 8.0878
EDGIS_PRIOH_CIRCMILES.xlsx | 014052103 | NORTH DUBLIN 2103 | OH | 12kV | Tier 2 - Elevated | 0.75726 | 014351112 | 8.1527
EDGIS_PRIOH_CIRCMILES.xlsx | 014052103 | NORTH DUBLIN 2103 | OH | 21kV |  | 2.9967 | 014371105 | 29.1672
EDGIS_PRIOH_CIRCMILES.xlsx | 014052103 | NORTH DUBLIN 2103 | OH | 21kV | Tier 2 - Elevated | 18.3417 | 014371106 | 17.7326
EDGIS_PRIOH_CIRCMILES.xlsx | 014091102 | CASTRO VALLEY 1102 | OH | 12kV |  | 20.9162 | 014381102 | 13.7244
EDGIS_PRIOH_CIRCMILES.xlsx | 014091102 | CASTRO VALLEY 1102 | OH | 12kV | Tier 2 - Elevated | 1.1328 | 014381103 | 15.3542
EDGIS_PRIOH_CIRCMILES.xlsx | 014091103 | CASTRO VALLEY 1103 | OH | 12kV |  | 15.651 | 014381104 | 24.8174
EDGIS_PRIOH_CIRCMILES.xlsx | 014091104 | CASTRO VALLEY 1104 | OH | 12kV |  | 7.3088 | 014381105 | 19.4463
EDGIS_PRIOH_CIRCMILES.xlsx | 014091105 | CASTRO VALLEY 1105 | OH | 12kV |  | 25.6816 | 014381106 | 31.4939
EDGIS_PRIOH_CIRCMILES.xlsx | 014091105 | CASTRO VALLEY 1105 | OH | 12kV | Tier 2 - Elevated | 2.1799 | 014381107 | 10.0873
EDGIS_PRIOH_CIRCMILES.xlsx | 014091107 | CASTRO VALLEY 1107 | OH | 12kV |  | 16.0599 | 014381108 | 28.0738
EDGIS_PRIOH_CIRCMILES.xlsx | 014091108 | CASTRO VALLEY 1108 | OH | 12kV |  | 24.305 | 014402103 | 18.4318
EDGIS_PRIOH_CIRCMILES.xlsx | 014091108 | CASTRO VALLEY 1108 | OH | 12kV | Tier 2 - Elevated | 4.1505 | 014402104 | 37.891
EDGIS_PRIOH_CIRCMILES.xlsx | 014091108 | CASTRO VALLEY 1108 | OH | 12kV | Tier 3 - Extreme | 12.6159 | 014402105 | 42.8222
EDGIS_PRIOH_CIRCMILES.xlsx | 014091109 | CASTRO VALLEY 1109 | OH | 12kV |  | 3.9754 | 014402106 | 37.8576
EDGIS_PRIOH_CIRCMILES.xlsx | 014091110 | CASTRO VALLEY 1110 | OH | 12kV |  | 2.537 | 014402107 | 54.2028
EDGIS_PRIOH_CIRCMILES.xlsx | 014091110 | CASTRO VALLEY 1110 | OH | 12kV | Tier 2 - Elevated | 6.6447 | 014402108 | 77.0928
EDGIS_PRIOH_CIRCMILES.xlsx | 014091110 | CASTRO VALLEY 1110 | OH | 12kV | Tier 3 - Extreme | 15.5769 | 014402109 | 49.3649
EDGIS_PRIOH_CIRCMILES.xlsx | 014091111 | CASTRO VALLEY 1111 | OH | 12kV |  | 2.7538 | 014402110 | 38.5742
EDGIS_PRIOH_CIRCMILES.xlsx | 014091111 | CASTRO VALLEY 1111 | OH | 12kV | Tier 2 - Elevated | 3.9086 | 014422109 | 79.1463
EDGIS_PRIOH_CIRCMILES.xlsx | 014091111 | CASTRO VALLEY 1111 | OH | 12kV | Tier 3 - Extreme | 1.9486 | 014422111 | 34.1687
EDGIS_PRIOH_CIRCMILES.xlsx | 014101101 | ALHAMBRA 1101 | OH | 12kV |  | 8.4097 | 014452103 | 57.1252
EDGIS_PRIOH_CIRCMILES.xlsx | 014101102 | ALHAMBRA 1102 | OH | 4.16kV |  | 0.16282 | 014452104 | 47.6678
EDGIS_PRIOH_CIRCMILES.xlsx | 014101102 | ALHAMBRA 1102 | OH | 12kV |  | 13.8349 | 014452105 | 54.397
EDGIS_PRIOH_CIRCMILES.xlsx | 014101102 | ALHAMBRA 1102 | OH | 12kV | Tier 2 - Elevated | 0.12969 | 014452106 | 31.7396
EDGIS_PRIOH_CIRCMILES.xlsx | 014101105 | ALHAMBRA 1105 | OH | 4.16kV | Tier 2 - Elevated | 5.3338 | 014452107 | 30.0669
EDGIS_PRIOH_CIRCMILES.xlsx | 014101105 | ALHAMBRA 1105 | OH | 12kV |  | 7.2935 | 014452108 | 18.7099
EDGIS_PRIOH_CIRCMILES.xlsx | 014101105 | ALHAMBRA 1105 | OH | 12kV | Tier 2 - Elevated | 31.7473 | 014452109 | 26.254
EDGIS_PRIOH_CIRCMILES.xlsx | 014101105 | ALHAMBRA 1105 | OH | 12kV | Tier 3 - Extreme | 0.85241 | 014471102 | 35.3148
EDGIS_PRIOH_CIRCMILES.xlsx | 014161101 | ROSSMOOR 1101 | OH | 12kV |  | 17.6682 | 014471103 | 37.0693
EDGIS_PRIOH_CIRCMILES.xlsx | 014161101 | ROSSMOOR 1101 | OH | 12kV | Tier 2 - Elevated | 10.7348 | 014471104 | 22.0113
EDGIS_PRIOH_CIRCMILES.xlsx | 014161101 | ROSSMOOR 1101 | OH | 12kV | Tier 3 - Extreme | 2.133 | 014471105 | 2.1214
EDGIS_PRIOH_CIRCMILES.xlsx | 014161102 | ROSSMOOR 1102 | OH | 12kV |  | 1.0007 | 014471106 | 49.9242
EDGIS_PRIOH_CIRCMILES.xlsx | 014161102 | ROSSMOOR 1102 | OH | 12kV | Tier 3 - Extreme | 0.44693 | 014471107 | 32.8143
EDGIS_PRIOH_CIRCMILES.xlsx | 014161103 | ROSSMOOR 1103 | OH | 12kV |  | 2.5652 | 014471108 | 39.9514
EDGIS_PRIOH_CIRCMILES.xlsx | 014161104 | ROSSMOOR 1104 | OH | 12kV |  | 19.1811 | 014471109 | 29.2261
EDGIS_PRIOH_CIRCMILES.xlsx | 014161104 | ROSSMOOR 1104 | OH | 12kV | Tier 2 - Elevated | 0.30214 | 014471110 | 24.8232
EDGIS_PRIOH_CIRCMILES.xlsx | 014161105 | ROSSMOOR 1105 | OH | 12kV |  | 4.2715 | 014471112 | 7.6842
EDGIS_PRIOH_CIRCMILES.xlsx | 014161106 | ROSSMOOR 1106 | OH | 12kV |  | 16.6088 | 014472111 | 22.5054
EDGIS_PRIOH_CIRCMILES.xlsx | 014161106 | ROSSMOOR 1106 | OH | 12kV | Tier 2 - Elevated | 3.0098 | 014502104 | 33.6264
EDGIS_PRIOH_CIRCMILES.xlsx | 014161106 | ROSSMOOR 1106 | OH | 12kV | Tier 3 - Extreme | 1.4062 | 014502105 | 36.7017
EDGIS_PRIOH_CIRCMILES.xlsx | 014161107 | ROSSMOOR 1107 | OH | 12kV |  | 10.4649 | 014502106 | 36.0685
EDGIS_PRIOH_CIRCMILES.xlsx | 014161107 | ROSSMOOR 1107 | OH | 12kV | Tier 3 - Extreme | 0.032032 | 014502107 | 50.1052
EDGIS_PRIOH_CIRCMILES.xlsx | 014161108 | ROSSMOOR 1108 | OH | 12kV |  | 10.2633 | 014502108 | 58.4846
EDGIS_PRIOH_CIRCMILES.xlsx | 014161108 | ROSSMOOR 1108 | OH | 12kV | Tier 2 - Elevated | 4.0828 | 014502109 | 43.7989
EDGIS_PRIOH_CIRCMILES.xlsx | 014161108 | ROSSMOOR 1108 | OH | 12kV | Tier 3 - Extreme | 7.7865 | 014502110 | 70.2595
EDGIS_PRIOH_CIRCMILES.xlsx | 014161109 | ROSSMOOR 1109 | OH | 12kV |  | 0.15111 | 014592105 | 116.3595
EDGIS_PRIOH_CIRCMILES.xlsx | 014161109 | ROSSMOOR 1109 | OH | 12kV | Tier 3 - Extreme | 0.0096675 | 014592106 | 55.5075
EDGIS_PRIOH_CIRCMILES.xlsx | 014232101 | SAN RAMON 2101 | OH | 21kV |  | 0.47568 | 014592108 | 47.3298
EDGIS_PRIOH_CIRCMILES.xlsx | 014232101 | SAN RAMON 2101 | OH | 21kV | Tier 2 - Elevated | 0.59676 | 014592109 | 36.7266
EDGIS_PRIOH_CIRCMILES.xlsx | 014232102 | SAN RAMON 2102 | OH | 21kV |  | 0.812 | 014592110 | 4.1756
EDGIS_PRIOH_CIRCMILES.xlsx | 014232102 | SAN RAMON 2102 | OH | 21kV | Tier 2 - Elevated | 1.522 | 014592111 | 63.2722
EDGIS_PRIOH_CIRCMILES.xlsx | 014232103 | SAN RAMON 2103 | OH | 21kV |  | 2.769 | 014592112 | 161.08
EDGIS_PRIOH_CIRCMILES.xlsx | 014232103 | SAN RAMON 2103 | OH | 21kV | Tier 3 - Extreme | 0.0028409 | 014592113 | 68.8126
EDGIS_PRIOH_CIRCMILES.xlsx | 014232104 | SAN RAMON 2104 | OH | 21kV |  | 20.5998 | 014652104 | 42.2098
EDGIS_PRIOH_CIRCMILES.xlsx | 014232105 | SAN RAMON 2105 | OH | 21kV |  | 3.5 | 014652105 | 24.6756
EDGIS_PRIOH_CIRCMILES.xlsx | 014232106 | SAN RAMON 2106 | OH | 21kV |  | 4.6291 | 014652106 | 51.3423
EDGIS_PRIOH_CIRCMILES.xlsx | 014232106 | SAN RAMON 2106 | OH | 21kV | Tier 3 - Extreme | 0.46659 | 014652107 | 47.2188
EDGIS_PRIOH_CIRCMILES.xlsx | 014232107 | SAN RAMON 2107 | OH | 21kV |  | 13.0143 | 014652108 | 23.5024
EDGIS_PRIOH_CIRCMILES.xlsx | 014232107 | SAN RAMON 2107 | OH | 21kV | Tier 2 - Elevated | 0.18284 | 014652109 | 52.4497
EDGIS_PRIOH_CIRCMILES.xlsx | 014232107 | SAN RAMON 2107 | OH | 21kV | Tier 3 - Extreme | 14.3452 | 014652110 | 28.1808
EDGIS_PRIOH_CIRCMILES.xlsx | 014232108 | SAN RAMON 2108 | OH | 21kV |  | 0.92503 | 014662103 | 66.5667
EDGIS_PRIOH_CIRCMILES.xlsx | 014232108 | SAN RAMON 2108 | OH | 21kV | Tier 3 - Extreme | 16.427 | 014662104 | 52.7037
EDGIS_PRIOH_CIRCMILES.xlsx | 014232110 | SAN RAMON 2110 | OH | 21kV |  | 0.10253 | 014662105 | 0.0081815
EDGIS_PRIOH_CIRCMILES.xlsx | 014232111 | SAN RAMON 2111 | OH | 21kV |  | 9.4371 | 014662106 | 36.2605
EDGIS_PRIOH_CIRCMILES.xlsx | 014232114 | SAN RAMON 2114 | OH | 21kV |  | 1.6966 | 014662107 | 47.6202
EDGIS_PRIOH_CIRCMILES.xlsx | 014232116 | SAN RAMON 2116 | OH | 21kV |  | 0.0028409 | 014662108 | 47.3681
EDGIS_PRIOH_CIRCMILES.xlsx | 014232117 | SAN RAMON 2117 | OH | 21kV |  | 1.1085 | 014662109 | 39.0284
EDGIS_PRIOH_CIRCMILES.xlsx | 014232117 | SAN RAMON 2117 | OH | 21kV | Tier 2 - Elevated | 0.56811 | 014662110 | 0.0062054
EDGIS_PRIOH_CIRCMILES.xlsx | 014232118 | SAN RAMON 2118 | OH | 21kV |  | 0.87121 | 014662112 | 56.9458
EDGIS_PRIOH_CIRCMILES.xlsx | 014232119 | SAN RAMON 2119 | OH | 21kV |  | 3.3296 | 014662113 | 65.0441
EDGIS_PRIOH_CIRCMILES.xlsx | 014232119 | SAN RAMON 2119 | OH | 21kV | Tier 2 - Elevated | 0.59182 | 014662114 | 5.755
EDGIS_PRIOH_CIRCMILES.xlsx | 014241101 | SUNOL 1101 | OH | 4.16kV | Tier 3 - Extreme | 2.3885 | 014671101 | 28.7067
EDGIS_PRIOH_CIRCMILES.xlsx | 014241101 | SUNOL 1101 | OH | 12kV |  | 22.5498 | 014671102 | 41.2814
EDGIS_PRIOH_CIRCMILES.xlsx | 014241101 | SUNOL 1101 | OH | 12kV | Tier 2 - Elevated | 23.22 | 014671103 | 11.6316
EDGIS_PRIOH_CIRCMILES.xlsx | 014241101 | SUNOL 1101 | OH | 12kV | Tier 3 - Extreme | 7.1819 | 014692101 | 42.2791
EDGIS_PRIOH_CIRCMILES.xlsx | 014261101 | POINT PINOLE 1101 | OH | 12kV |  | 20.9878 | 014692102 | 54.3046
EDGIS_PRIOH_CIRCMILES.xlsx | 014261102 | POINT PINOLE 1102 | OH | 12kV |  | 14.0651 | 014692103 | 0.083639
EDGIS_PRIOH_CIRCMILES.xlsx | 014261103 | POINT PINOLE 1103 | OH | 12kV |  | 0.036425 | 014722101 | 29.2346
EDGIS_PRIOH_CIRCMILES.xlsx | 014302102 | MEADOW LANE 2102 | OH | 21kV |  | 0.0056818 | 014722102 | 17.5057
EDGIS_PRIOH_CIRCMILES.xlsx | 014302103 | MEADOW LANE 2103 | OH | 21kV |  | 20.7554 | 014722103 | 15.0702
EDGIS_PRIOH_CIRCMILES.xlsx | 014302104 | MEADOW LANE 2104 | OH | 21kV |  | 4.1654 | 014722105 | 0.55086
EDGIS_PRIOH_CIRCMILES.xlsx | 014302105 | MEADOW LANE 2105 | OH | 21kV |  | 14.3796 | 014722106 | 7.144
EDGIS_PRIOH_CIRCMILES.xlsx | 014302106 | MEADOW LANE 2106 | OH |  |  | 0.0028409 | 014722107 | 5.1408
EDGIS_PRIOH_CIRCMILES.xlsx | 014302106 | MEADOW LANE 2106 | OH | 21kV |  | 22.5203 | 014722109 | 45.9387
EDGIS_PRIOH_CIRCMILES.xlsx | 014302106 | MEADOW LANE 2106 | OH | 21kV | Tier 2 - Elevated | 0.10837 | 014722110 | 0.15499
EDGIS_PRIOH_CIRCMILES.xlsx | 014302106 | MEADOW LANE 2106 | OH | 21kV | Tier 3 - Extreme | 0.73642 | 014722111 | 13.1747
EDGIS_PRIOH_CIRCMILES.xlsx | 014302107 | MEADOW LANE 2107 | OH | 21kV |  | 8.4366 | 018090401 | 2.0128
EDGIS_PRIOH_CIRCMILES.xlsx | 014302108 | MEADOW LANE 2108 | OH | 21kV |  | 19.6736 | 018100401 | 5.1799
EDGIS_PRIOH_CIRCMILES.xlsx | 014302109 | MEADOW LANE 2109 | OH | 21kV |  | 0.58444 | 018120401 | 1.5609
EDGIS_PRIOH_CIRCMILES.xlsx | 014302110 | MEADOW LANE 2110 | OH | 21kV |  | 6.6923 | 018150401 | 0.77639
EDGIS_PRIOH_CIRCMILES.xlsx | 014321101 | BALFOUR 1101 | OH | 12kV |  | 51.6311 | 018320401 | 2.8816
EDGIS_PRIOH_CIRCMILES.xlsx | 014341103 | VALLEY VIEW 1103 | OH | 12kV |  | 17.6416 | 019003401 | 0.15413
EDGIS_PRIOH_CIRCMILES.xlsx | 014341103 | VALLEY VIEW 1103 | OH | 12kV | Tier 3 - Extreme | 0.58758 | 022010401 | 2.5409
EDGIS_PRIOH_CIRCMILES.xlsx | 014341105 | VALLEY VIEW 1105 | OH | 12kV |  | 14.7039 | 022010402 | 2.9664
EDGIS_PRIOH_CIRCMILES.xlsx | 014341105 | VALLEY VIEW 1105 | OH | 12kV | Tier 2 - Elevated | 3.9814 | 022011101 | 4.2953
EDGIS_PRIOH_CIRCMILES.xlsx | 014341106 | VALLEY VIEW 1106 | OH | 12kV |  | 12.1669 | 022011102 | 5.3371
EDGIS_PRIOH_CIRCMILES.xlsx | 014341106 | VALLEY VIEW 1106 | OH | 12kV | Tier 2 - Elevated | 6.7641 | 022011104 | 4.8779
EDGIS_PRIOH_CIRCMILES.xlsx | 014341106 | VALLEY VIEW 1106 | OH | 12kV | Tier 3 - Extreme | 1.9666 | 022011105 | 2.2529
EDGIS_PRIOH_CIRCMILES.xlsx | 014351103 | FREMONT 1103 | OH | 12kV |  | 4.3675 | 022011106 | 2.1626
EDGIS_PRIOH_CIRCMILES.xlsx | 014351104 | FREMONT 1104 | OH | 12kV |  | 20.5462 | 022011107 | 6.4344
EDGIS_PRIOH_CIRCMILES.xlsx | 014351104 | FREMONT 1104 | OH | 12kV | Tier 2 - Elevated | 1.0843 | 022011108 | 11.9253
EDGIS_PRIOH_CIRCMILES.xlsx | 014351107 | FREMONT 1107 | OH | 12kV |  | 14.4916 | 022011109 | 7.7293
EDGIS_PRIOH_CIRCMILES.xlsx | 014351108 | FREMONT 1108 | OH | 12kV |  | 4.8807 | 022011110 | 17.0581
EDGIS_PRIOH_CIRCMILES.xlsx | 014351109 | FREMONT 1109 | OH | 12kV |  | 13.3189 | 022011111 | 6.3677
EDGIS_PRIOH_CIRCMILES.xlsx | 014351110 | FREMONT 1110 | OH | 12kV |  | 10.7931 | 022011112 | 2.405
EDGIS_PRIOH_CIRCMILES.xlsx | 014351111 | FREMONT 1111 | OH | 12kV |  | 0.15654 | 022011113 | 10.4941
EDGIS_PRIOH_CIRCMILES.xlsx | 014351112 | FREMONT 1112 | OH | 12kV |  | 0.020926 | 022011114 | 2.0043
EDGIS_PRIOH_CIRCMILES.xlsx | 014371105 | SAN PABLO 1105 | OH | 12kV |  | 15.6308 | 022011115 | 1.7701
EDGIS_PRIOH_CIRCMILES.xlsx | 014371106 | SAN PABLO 1106 | OH | 12kV |  | 0.64866 | 022011116 | 9.8231
EDGIS_PRIOH_CIRCMILES.xlsx | 014381102 | GRANT 1102 | OH | 12kV |  | 5.0713 | 022011117 | 4.7099
EDGIS_PRIOH_CIRCMILES.xlsx | 014381103 | GRANT 1103 | OH | 12kV |  | 4.1933 | 022011118 | 10.5669
EDGIS_PRIOH_CIRCMILES.xlsx | 014381104 | GRANT 1104 | OH | 12kV |  | 15.2965 | 022011120 | 5.2337
EDGIS_PRIOH_CIRCMILES.xlsx | 014381105 | GRANT 1105 | OH | 12kV |  | 13.9672 | 022011121 | 1.4505
EDGIS_PRIOH_CIRCMILES.xlsx | 014381106 | GRANT 1106 | OH | 12kV |  | 17.0195 | 022011123 | 5.3108
EDGIS_PRIOH_CIRCMILES.xlsx | 014381107 | GRANT 1107 | OH | 12kV |  | 3.6928 | 022011124 | 7.1491
EDGIS_PRIOH_CIRCMILES.xlsx | 014381108 | GRANT 1108 | OH | 12kV |  | 22.5928 | 022011125 | 10.8381
EDGIS_PRIOH_CIRCMILES.xlsx | 014402103 | LAS POSITAS 2103 | OH | 21kV |  | 3.0037 | 022011126 | 2.2093
EDGIS_PRIOH_CIRCMILES.xlsx | 014402104 | LAS POSITAS 2104 | OH | 21kV |  | 14.2506 | 022011127 | 0.84629
EDGIS_PRIOH_CIRCMILES.xlsx | 014402105 | LAS POSITAS 2105 | OH | 21kV |  | 3.7794 | 022011128 | 0.66099
EDGIS_PRIOH_CIRCMILES.xlsx | 014402106 | LAS POSITAS 2106 | OH | 21kV |  | 16.1697 | 022011153 | 4.4826
EDGIS_PRIOH_CIRCMILES.xlsx | 014402107 | LAS POSITAS 2107 | OH | 21kV |  | 8.4184 | 022011154 | 5.6778
EDGIS_PRIOH_CIRCMILES.xlsx | 014402108 | LAS POSITAS 2108 | OH | 21kV |  | 13.6648 | 022011160 | 6.1223
EDGIS_PRIOH_CIRCMILES.xlsx | 014402108 | LAS POSITAS 2108 | OH | 21kV | Tier 2 - Elevated | 7.0989 | 022011162 | 5.3719
EDGIS_PRIOH_CIRCMILES.xlsx | 014402109 | LAS POSITAS 2109 | OH | 21kV |  | 13.2438 | 022011201 | 4.4104
EDGIS_PRIOH_CIRCMILES.xlsx | 014402110 | LAS POSITAS 2110 | OH | 12kV |  | 4.0796 | 022011202 | 4.3641
EDGIS_PRIOH_CIRCMILES.xlsx | 014402110 | LAS POSITAS 2110 | OH | 21kV |  | 15.6005 | 022011203 | 2.0066
EDGIS_PRIOH_CIRCMILES.xlsx | 014422109 | CAYETANO 2109 | OH | 21kV |  | 15.6451 | 022011204 | 1.8983
EDGIS_PRIOH_CIRCMILES.xlsx | 014422109 | CAYETANO 2109 | OH | 21kV | Tier 2 - Elevated | 21.8268 | 022011207 | 4.4066
EDGIS_PRIOH_CIRCMILES.xlsx | 014422109 | CAYETANO 2109 | OH | 21kV | Tier 3 - Extreme | 12.0966 | 022011208 | 4.4336
EDGIS_PRIOH_CIRCMILES.xlsx | 014422111 | CAYETANO 2111 | OH | 21kV |  | 7.0314 | 022011210 | 3.6876
EDGIS_PRIOH_CIRCMILES.xlsx | 014422111 | CAYETANO 2111 | OH | 21kV | Tier 2 - Elevated | 5.2014 | 022011211 | 3.6863
EDGIS_PRIOH_CIRCMILES.xlsx | 014452103 | KIRKER 2103 | OH | 4.16kV |  | 0.56081 | 022011212 | 3.7386
EDGIS_PRIOH_CIRCMILES.xlsx | 014452103 | KIRKER 2103 | OH | 21kV |  | 7.4518 | 022011215 | 3.7366
EDGIS_PRIOH_CIRCMILES.xlsx | 014452104 | KIRKER 2104 | OH | 4.16kV | Tier 2 - Elevated | 4.4261 | 022011223 | 2.657
EDGIS_PRIOH_CIRCMILES.xlsx | 014452104 | KIRKER 2104 | OH | 21kV |  | 13.5759 | 022011224 | 1.8939
EDGIS_PRIOH_CIRCMILES.xlsx | 014452104 | KIRKER 2104 | OH | 21kV | Tier 2 - Elevated | 1.2988 | 022011225 | 2.0014
EDGIS_PRIOH_CIRCMILES.xlsx | 014452105 | KIRKER 2105 | OH | 21kV |  | 9.5764 | 022031101 | 13.1067
EDGIS_PRIOH_CIRCMILES.xlsx | 014452106 | KIRKER 2106 | OH | 2.4kV |  | 0.028717 | 022031102 | 3.1624
EDGIS_PRIOH_CIRCMILES.xlsx | 014452106 | KIRKER 2106 | OH | 21kV |  | 17.0194 | 022031103 | 5.5587
EDGIS_PRIOH_CIRCMILES.xlsx | 014452107 | KIRKER 2107 | OH | 12kV |  | 5.1303 | 022031104 | 9.415
EDGIS_PRIOH_CIRCMILES.xlsx | 014452107 | KIRKER 2107 | OH | 21kV |  | 3.3555 | 022031105 | 3.4885
EDGIS_PRIOH_CIRCMILES.xlsx | 014452108 | KIRKER 2108 | OH | 21kV |  | 9.5716 | 022031106 | 3.4292
EDGIS_PRIOH_CIRCMILES.xlsx | 014452109 | KIRKER 2109 | OH | 21kV |  | 8.6269 | 022031107 | 1.4699
EDGIS_PRIOH_CIRCMILES.xlsx | 014471102 | DUMBARTON 1102 | OH | 12kV |  | 16.4598 | 022031108 | 8.1134
EDGIS_PRIOH_CIRCMILES.xlsx | 014471103 | DUMBARTON 1103 | OH | 12kV |  | 1.4765 | 022031109 | 13.5658
EDGIS_PRIOH_CIRCMILES.xlsx | 014471104 | DUMBARTON 1104 | OH | 12kV |  | 13.1821 | 022031110 | 10.8934
EDGIS_PRIOH_CIRCMILES.xlsx | 014471106 | DUMBARTON 1106 | OH | 12kV |  | 7.2532 | 022031111 | 0.96719
EDGIS_PRIOH_CIRCMILES.xlsx | 014471107 | DUMBARTON 1107 | OH | 12kV |  | 10.9822 | 022031112 | 6.9137
EDGIS_PRIOH_CIRCMILES.xlsx | 014471108 | DUMBARTON 1108 | OH | 12kV |  | 3.9449 | 022031113 | 8.062
EDGIS_PRIOH_CIRCMILES.xlsx | 014471109 | DUMBARTON 1109 | OH | 12kV |  | 3.7149 | 022031114 | 6.9465
EDGIS_PRIOH_CIRCMILES.xlsx | 014471110 | DUMBARTON 1110 | OH | 12kV |  | 6.9369 | 022031115 | 7.6193
EDGIS_PRIOH_CIRCMILES.xlsx | 014472111 | DUMBARTON 2111 | OH | 12kV |  | 0.57999 | 022031116 | 2.6057
EDGIS_PRIOH_CIRCMILES.xlsx | 014472111 | DUMBARTON 2111 | OH | 21kV |  | 5.7623 | 022031117 | 8.5517
EDGIS_PRIOH_CIRCMILES.xlsx | 014502104 | VINEYARD 2104 | OH | 21kV |  | 3.8656 | 022031118 | 11.0285
EDGIS_PRIOH_CIRCMILES.xlsx | 014502105 | VINEYARD 2105 | OH | 21kV |  | 3.9274 | 022031119 | 5.9195
EDGIS_PRIOH_CIRCMILES.xlsx | 014502106 | VINEYARD 2106 | OH | 21kV |  | 5.4992 | 022031121 | 0.47924
EDGIS_PRIOH_CIRCMILES.xlsx | 014502107 | VINEYARD 2107 | OH | 12kV |  | 0.0036162 | 022031218 | 2.9123
EDGIS_PRIOH_CIRCMILES.xlsx | 014502107 | VINEYARD 2107 | OH | 21kV |  | 10.7595 | 022031219 | 2.9127
EDGIS_PRIOH_CIRCMILES.xlsx | 014502107 | VINEYARD 2107 | OH | 21kV | Tier 2 - Elevated | 2.9993 | 022031220 | 3.074
EDGIS_PRIOH_CIRCMILES.xlsx | 014502108 | VINEYARD 2108 | OH | 21kV |  | 8.3071 | 022031221 | 3.0708
EDGIS_PRIOH_CIRCMILES.xlsx | 014502108 | VINEYARD 2108 | OH | 21kV | Tier 3 - Extreme | 5.158 | 022070401 | 5.9208
EDGIS_PRIOH_CIRCMILES.xlsx | 014502109 | VINEYARD 2109 | OH | 21kV |  | 4.7097 | 022070405 | 2.8287
EDGIS_PRIOH_CIRCMILES.xlsx | 014502110 | VINEYARD 2110 | OH | 12kV |  | 0.20065 | 022070406 | 1.6794
EDGIS_PRIOH_CIRCMILES.xlsx | 014502110 | VINEYARD 2110 | OH | 21kV |  | 5.0982 | 022070407 | 3.3847
EDGIS_PRIOH_CIRCMILES.xlsx | 014502110 | VINEYARD 2110 | OH | 21kV | Tier 2 - Elevated | 5.9045 | 022070408 | 3.0984
EDGIS_PRIOH_CIRCMILES.xlsx | 014592105 | BRENTWOOD 2105 | OH | 12kV |  | 21.2439 | 022070409 | 3.5386
EDGIS_PRIOH_CIRCMILES.xlsx | 014592105 | BRENTWOOD 2105 | OH | 12kV | Tier 2 - Elevated | 1.2711 | 022070410 | 3.928
EDGIS_PRIOH_CIRCMILES.xlsx | 014592105 | BRENTWOOD 2105 | OH | 21kV |  | 57.2199 | 022071101 | 5.9387
EDGIS_PRIOH_CIRCMILES.xlsx | 014592105 | BRENTWOOD 2105 | OH | 21kV | Tier 2 - Elevated | 9.1502 | 022071103 | 11.9822
EDGIS_PRIOH_CIRCMILES.xlsx | 014592106 | BRENTWOOD 2106 | OH | 21kV |  | 3.8781 | 022071105 | 10.7299
EDGIS_PRIOH_CIRCMILES.xlsx | 014592108 | BRENTWOOD 2108 | OH | 21kV |  | 6.1426 | 022071107 | 14.6509
EDGIS_PRIOH_CIRCMILES.xlsx | 014592109 | BRENTWOOD 2109 | OH | 21kV |  | 1.2845 | 022071199 | 0.0078279
EDGIS_PRIOH_CIRCMILES.xlsx | 014592110 | BRENTWOOD 2110 | OH | 21kV |  | 3.4424 | 022090401 | 0.80714
EDGIS_PRIOH_CIRCMILES.xlsx | 014592111 | BRENTWOOD 2111 | OH | 21kV |  | 7.4087 | 022090402 | 1.796
EDGIS_PRIOH_CIRCMILES.xlsx | 014592112 | BRENTWOOD 2112 | OH | 4.16kV |  | 0.0154 | 022090403 | 2.3229
EDGIS_PRIOH_CIRCMILES.xlsx | 014592112 | BRENTWOOD 2112 | OH | 12kV |  | 14.7364 | 022090404 | 2.5146
EDGIS_PRIOH_CIRCMILES.xlsx | 014592112 | BRENTWOOD 2112 | OH | 21kV |  | 83.9196 | 022090405 | 1.8565
EDGIS_PRIOH_CIRCMILES.xlsx | 014592113 | BRENTWOOD 2113 | OH | 21kV |  | 8.1592 | 022090406 | 2.7963
EDGIS_PRIOH_CIRCMILES.xlsx | 014652104 | TIDEWATER 2104 | OH | 21kV |  | 25.9987 | 022090407 | 2.0958
EDGIS_PRIOH_CIRCMILES.xlsx | 014652105 | TIDEWATER 2105 | OH | 21kV |  | 14.0823 | 022090408 | 3.6884
EDGIS_PRIOH_CIRCMILES.xlsx | 014652106 | TIDEWATER 2106 | OH | 4.16kV |  | 0.0028409 | 022090409 | 2.0251
EDGIS_PRIOH_CIRCMILES.xlsx | 014652106 | TIDEWATER 2106 | OH | 12kV |  | 0.040882 | 022090410 | 1.158
EDGIS_PRIOH_CIRCMILES.xlsx | 014652106 | TIDEWATER 2106 | OH | 21kV |  | 32.2491 | 022090411 | 2.1402
EDGIS_PRIOH_CIRCMILES.xlsx | 014652106 | TIDEWATER 2106 | OH | 21kV | Tier 2 - Elevated | 4.8562 | 022090412 | 2.1673
EDGIS_PRIOH_CIRCMILES.xlsx | 014652107 | TIDEWATER 2107 | OH | 21kV |  | 21.882 | 022090413 | 2.9243
EDGIS_PRIOH_CIRCMILES.xlsx | 014652108 | TIDEWATER 2108 | OH | 4.16kV |  | 1.6173 | 022090414 | 2.0558
EDGIS_PRIOH_CIRCMILES.xlsx | 014652108 | TIDEWATER 2108 | OH | 21kV |  | 7.9601 | 022091101 | 7.4855
EDGIS_PRIOH_CIRCMILES.xlsx | 014652109 | TIDEWATER 2109 | OH | 21kV |  | 31.656 | 022091102 | 4.292
EDGIS_PRIOH_CIRCMILES.xlsx | 014652110 | TIDEWATER 2110 | OH | 21kV |  | 10.1723 | 022100401 | 5.4489
EDGIS_PRIOH_CIRCMILES.xlsx | 014662103 | TASSAJARA 2103 | OH | 21kV |  | 19.0735 | 022100402 | 5.0195
EDGIS_PRIOH_CIRCMILES.xlsx | 014662103 | TASSAJARA 2103 | OH | 21kV | Tier 2 - Elevated | 0.29558 | 022100403 | 1.7032
EDGIS_PRIOH_CIRCMILES.xlsx | 014662103 | TASSAJARA 2103 | OH | 21kV | Tier 3 - Extreme | 0.18404 | 022100404 | 2.8215
EDGIS_PRIOH_CIRCMILES.xlsx | 014662104 | TASSAJARA 2104 | OH | 21kV |  | 3.7599 | 022100405 | 2.8638
EDGIS_PRIOH_CIRCMILES.xlsx | 014662104 | TASSAJARA 2104 | OH | 21kV | Tier 2 - Elevated | 4.3796 | 022101101 | 7.9117
EDGIS_PRIOH_CIRCMILES.xlsx | 014662104 | TASSAJARA 2104 | OH | 21kV | Tier 3 - Extreme | 1.5679 | 022101102 | 16.7874
EDGIS_PRIOH_CIRCMILES.xlsx | 014662106 | TASSAJARA 2106 | OH | 21kV |  | 2.7181 | 022101103 | 17.1166
EDGIS_PRIOH_CIRCMILES.xlsx | 014662106 | TASSAJARA 2106 | OH | 21kV | Tier 2 - Elevated | 0.34773 | 022101104 | 11.3687
EDGIS_PRIOH_CIRCMILES.xlsx | 014662107 | TASSAJARA 2107 | OH | 21kV |  | 8.5296 | 022101105 | 25.8127
EDGIS_PRIOH_CIRCMILES.xlsx | 014662108 | TASSAJARA 2108 | OH | 21kV |  | 19.9855 | 022101106 | 12.4061
EDGIS_PRIOH_CIRCMILES.xlsx | 014662108 | TASSAJARA 2108 | OH | 21kV | Tier 3 - Extreme | 1.5476 | 022101107 | 11.8405
EDGIS_PRIOH_CIRCMILES.xlsx | 014662109 | TASSAJARA 2109 | OH | 21kV |  | 1.1385 | 022101108 | 17.1827
EDGIS_PRIOH_CIRCMILES.xlsx | 014662109 | TASSAJARA 2109 | OH | 21kV | Tier 2 - Elevated | 2.8964 | 022101109 | 15.9809
EDGIS_PRIOH_CIRCMILES.xlsx | 014662112 | TASSAJARA 2112 | OH | 4.16kV | Tier 3 - Extreme | 0.42733 | 022101110 | 14.3528
EDGIS_PRIOH_CIRCMILES.xlsx | 014662112 | TASSAJARA 2112 | OH | 12kV | Tier 3 - Extreme | 5.5558 | 022101111 | 7.0529
EDGIS_PRIOH_CIRCMILES.xlsx | 014662112 | TASSAJARA 2112 | OH | 21kV |  | 8.1363 | 022101112 | 2.2276
EDGIS_PRIOH_CIRCMILES.xlsx | 014662112 | TASSAJARA 2112 | OH | 21kV | Tier 2 - Elevated | 3.657 | 022101232 | 3.4403
EDGIS_PRIOH_CIRCMILES.xlsx | 014662112 | TASSAJARA 2112 | OH | 21kV | Tier 3 - Extreme | 0.90122 | 022101233 | 3.4409
EDGIS_PRIOH_CIRCMILES.xlsx | 014662113 | TASSAJARA 2113 | OH | 21kV |  | 1.1038 | 022101234 | 4.9238
EDGIS_PRIOH_CIRCMILES.xlsx | 014662113 | TASSAJARA 2113 | OH | 21kV | Tier 3 - Extreme | 3.8193 | 022101235 | 6.122
EDGIS_PRIOH_CIRCMILES.xlsx | 014671101 | SOBRANTE 1101 | OH | 12kV |  | 6.6493 | 022101236 | 6.1319
EDGIS_PRIOH_CIRCMILES.xlsx | 014671101 | SOBRANTE 1101 | OH | 12kV | Tier 2 - Elevated | 14.9381 | 022101237 | 6.1198
EDGIS_PRIOH_CIRCMILES.xlsx | 014671102 | SOBRANTE 1102 | OH | 12kV |  | 0.34904 | 022101238 | 3.4405
EDGIS_PRIOH_CIRCMILES.xlsx | 014671102 | SOBRANTE 1102 | OH | 12kV | Tier 2 - Elevated | 26.0449 | 022130401 | 4.1265
EDGIS_PRIOH_CIRCMILES.xlsx | 014671102 | SOBRANTE 1102 | OH | 12kV | Tier 3 - Extreme | 1.2561 | 022130402 | 3.4109
EDGIS_PRIOH_CIRCMILES.xlsx | 014671103 | SOBRANTE 1103 | OH | 12kV |  | 0.83483 | 022130403 | 3.2757
EDGIS_PRIOH_CIRCMILES.xlsx | 014671103 | SOBRANTE 1103 | OH | 12kV | Tier 2 - Elevated | 2.5255 | 022130404 | 1.1576
EDGIS_PRIOH_CIRCMILES.xlsx | 014671103 | SOBRANTE 1103 | OH | 12kV | Tier 3 - Extreme | 1.8187 | 022130405 | 3.2622
EDGIS_PRIOH_CIRCMILES.xlsx | 014692101 | RESEARCH 2101 | OH | 21kV |  | 7.7874 | 022130406 | 1.8858
EDGIS_PRIOH_CIRCMILES.xlsx | 014692102 | RESEARCH 2102 | OH | 21kV |  | 18.5575 | 022130407 | 3.2896
EDGIS_PRIOH_CIRCMILES.xlsx | 014692102 | RESEARCH 2102 | OH | 21kV | Tier 3 - Extreme | 2.1734 | 022130408 | 2.7072
EDGIS_PRIOH_CIRCMILES.xlsx | 014722101 | DIXON LANDING 2101 | OH | 12kV |  | 7.7187 | 022130409 | 3.4539
EDGIS_PRIOH_CIRCMILES.xlsx | 014722101 | DIXON LANDING 2101 | OH | 21kV |  | 3.1104 | 022130410 | 2.9257
EDGIS_PRIOH_CIRCMILES.xlsx | 014722102 | DIXON LANDING 2102 | OH | 12kV |  | 6.9958 | 022130411 | 2.45
EDGIS_PRIOH_CIRCMILES.xlsx | 014722102 | DIXON LANDING 2102 | OH | 21kV |  | 3.8609 | 022131101 | 10.3422
EDGIS_PRIOH_CIRCMILES.xlsx | 014722103 | DIXON LANDING 2103 | OH | 21kV |  | 3.1052 | 022220402 | 2.5198
EDGIS_PRIOH_CIRCMILES.xlsx | 014722109 | DIXON LANDING 2109 | OH | 21kV |  | 10.5993 | 022220403 | 2.2206
EDGIS_PRIOH_CIRCMILES.xlsx | 014722111 | DIXON LANDING 2111 | OH | 21kV |  | 0.1306 | 022220404 | 1.794
EDGIS_PRIOH_CIRCMILES.xlsx | 018090401 | MCAVOY TAP 0401 | OH | 4.16kV |  | 2.0128 | 022220406 | 2.815
EDGIS_PRIOH_CIRCMILES.xlsx | 018100401 | SHORE ACRES BANK 0401 | OH | 4.16kV |  | 5.0401 | 022220407 | 2.0209
EDGIS_PRIOH_CIRCMILES.xlsx | 018120401 | PIPER BANK 0401 | OH | 4.16kV |  | 1.5609 | 022220409 | 1.0589
EDGIS_PRIOH_CIRCMILES.xlsx | 018150401 | BETHEL BANK 0401 | OH | 4.16kV |  | 0.77639 | 022221101 | 0.97814
EDGIS_PRIOH_CIRCMILES.xlsx | 018320401 | JERSEY ISLAND 0401 | OH | 4.16kV |  | 2.8816 | 022221102 | 1.4353
EDGIS_PRIOH_CIRCMILES.xlsx | 022010401 | MISSION (X) 0401 | OH | 4.16kV |  | 1.6343 | 022221103 | 1.0328
EDGIS_PRIOH_CIRCMILES.xlsx | 022011102 | MISSION (X) 1102 | OH | 12kV |  | 0.1757 | 022221104 | 0.97508
EDGIS_PRIOH_CIRCMILES.xlsx | 022011107 | MISSION (X) 1107 | OH | 12kV |  | 0.39113 | 022221105 | 1.3868
EDGIS_PRIOH_CIRCMILES.xlsx | 022011108 | MISSION (X) 1108 | OH | 12kV |  | 5.2461 | 022221106 | 1.6144
EDGIS_PRIOH_CIRCMILES.xlsx | 022011109 | MISSION (X) 1109 | OH | 12kV |  | 1.5573 | 022221107 | 2.3609
EDGIS_PRIOH_CIRCMILES.xlsx | 022011110 | MISSION (X) 1110 | OH | 12kV |  | 5.7202 | 022221108 | 5.11
EDGIS_PRIOH_CIRCMILES.xlsx | 022011113 | MISSION (X) 1113 | OH | 12kV |  | 2.6281 | 022260401 | 5.1899
EDGIS_PRIOH_CIRCMILES.xlsx | 022011116 | MISSION (X) 1116 | OH | 12kV |  | 2.973 | 022260402 | 3.8407
EDGIS_PRIOH_CIRCMILES.xlsx | 022011118 | MISSION (X) 1118 | OH | 12kV |  | 0.60134 | 022260403 | 2.4479
EDGIS_PRIOH_CIRCMILES.xlsx | 022011124 | MISSION (X) 1124 | OH | 12kV |  | 0.71697 | 022260404 | 2.6698
EDGIS_PRIOH_CIRCMILES.xlsx | 022011125 | MISSION (X) 1125 | OH | 12kV |  | 0.96504 | 022260405 | 4.6879
EDGIS_PRIOH_CIRCMILES.xlsx | 022031101 | POTRERO PP (A) 1101 | OH | 12kV |  | 7.1982 | 022260406 | 6.3784
EDGIS_PRIOH_CIRCMILES.xlsx | 022031102 | POTRERO PP (A) 1102 | OH | 12kV |  | 0.48234 | 022260407 | 1.4692
EDGIS_PRIOH_CIRCMILES.xlsx | 022031103 | POTRERO PP (A) 1103 | OH | 12kV |  | 1.8049 | 022260408 | 3.4886
EDGIS_PRIOH_CIRCMILES.xlsx | 022031104 | POTRERO PP (A) 1104 | OH | 12kV |  | 0.48843 | 022260409 | 1.9987
EDGIS_PRIOH_CIRCMILES.xlsx | 022031105 | POTRERO PP (A) 1105 | OH | 12kV |  | 1.5678 | 022261101 | 7.1005
EDGIS_PRIOH_CIRCMILES.xlsx | 022031107 | POTRERO PP (A) 1107 | OH | 4.16kV |  | 0.02016 | 022261102 | 10.7236
EDGIS_PRIOH_CIRCMILES.xlsx | 022031107 | POTRERO PP (A) 1107 | OH | 12kV |  | 0.86887 | 022261103 | 7.8237
EDGIS_PRIOH_CIRCMILES.xlsx | 022031108 | POTRERO PP (A) 1108 | OH | 12kV |  | 3.5881 | 022270401 | 4.1751
EDGIS_PRIOH_CIRCMILES.xlsx | 022031109 | POTRERO PP (A) 1109 | OH | 12kV |  | 5.1425 | 022270402 | 3.3142
EDGIS_PRIOH_CIRCMILES.xlsx | 022031110 | POTRERO PP (A) 1110 | OH | 12kV |  | 6.4655 | 022270403 | 4.0104
EDGIS_PRIOH_CIRCMILES.xlsx | 022031112 | POTRERO PP (A) 1112 | OH | 12kV |  | 0.92878 | 022270404 | 4.4194
EDGIS_PRIOH_CIRCMILES.xlsx | 022031113 | POTRERO PP (A) 1113 | OH | 12kV |  | 1.8264 | 022270405 | 4.3492
EDGIS_PRIOH_CIRCMILES.xlsx | 022031114 | POTRERO PP (A) 1114 | OH | 12kV |  | 0.071214 | 022270406 | 4.439
EDGIS_PRIOH_CIRCMILES.xlsx | 022031115 | POTRERO PP (A) 1115 | OH | 12kV |  | 0.84277 | 022280401 | 3.2248
EDGIS_PRIOH_CIRCMILES.xlsx | 022031116 | POTRERO PP (A) 1116 | OH | 12kV |  | 2.1397 | 022280402 | 2.1426
EDGIS_PRIOH_CIRCMILES.xlsx | 022031117 | POTRERO PP (A) 1117 | OH | 12kV |  | 4.8768 | 022280403 | 4.2039
EDGIS_PRIOH_CIRCMILES.xlsx | 022031118 | POTRERO PP (A) 1118 | OH | 12kV |  | 4.2863 | 022280404 | 0.97294
EDGIS_PRIOH_CIRCMILES.xlsx | 022031119 | POTRERO PP (A) 1119 | OH | 12kV |  | 2.51 | 022280405 | 2.179
EDGIS_PRIOH_CIRCMILES.xlsx | 022031121 | POTRERO PP (A) 1121 | OH | 12kV |  | 0.16609 | 022280406 | 3.7972
EDGIS_PRIOH_CIRCMILES.xlsx | 022070401 | SF E 0401 | OH | 4.16kV |  | 3.5253 | 022280408 | 5.6715
EDGIS_PRIOH_CIRCMILES.xlsx | 022070405 | SF E 0405 | OH | 4.16kV |  | 2.2038 | 022281101 | 2.5401
EDGIS_PRIOH_CIRCMILES.xlsx | 022070406 | SF E 0406 | OH | 4.16kV |  | 1.4643 | 022281102 | 10.5622
EDGIS_PRIOH_CIRCMILES.xlsx | 022070407 | SF E 0407 | OH | 4.16kV |  | 0.94277 | 022331100 | 1.1003
EDGIS_PRIOH_CIRCMILES.xlsx | 022070408 | SF E 0408 | OH | 4.16kV |  | 2.7961 | 022331101 | 6.2284
EDGIS_PRIOH_CIRCMILES.xlsx | 022070409 | SF E 0409 | OH | 4.16kV |  | 1.8485 | 022331102 | 20.1394
EDGIS_PRIOH_CIRCMILES.xlsx | 022070410 | SF E 0410 | OH | 4.16kV |  | 1.8707 | 022331103 | 13.0795
EDGIS_PRIOH_CIRCMILES.xlsx | 022071101 | SF E 1101 | OH | 12kV |  | 1.1298 | 022331104 | 5.9011
EDGIS_PRIOH_CIRCMILES.xlsx | 022071103 | SF E 1103 | OH | 12kV |  | 3.1617 | 022331105 | 12.8142
EDGIS_PRIOH_CIRCMILES.xlsx | 022071105 | SF E 1105 | OH | 12kV |  | 2.4323 | 022331106 | 6.9812
EDGIS_PRIOH_CIRCMILES.xlsx | 022071107 | SF E 1107 | OH | 12kV |  | 3.5369 | 022331107 | 10.3532
EDGIS_PRIOH_CIRCMILES.xlsx | 022090401 | SF G 0401 | OH | 4.16kV |  | 0.67422 | 022331108 | 13.4554
EDGIS_PRIOH_CIRCMILES.xlsx | 022090402 | SF G 0402 | OH | 4.16kV |  | 1.5612 | 022331109 | 3.3071
EDGIS_PRIOH_CIRCMILES.xlsx | 022090403 | SF G 0403 | OH | 4.16kV |  | 0.71211 | 022340402 | 4.5543
EDGIS_PRIOH_CIRCMILES.xlsx | 022090404 | SF G 0404 | OH | 4.16kV |  | 0.95646 | 022390401 | 1.3138
EDGIS_PRIOH_CIRCMILES.xlsx | 022090405 | SF G 0405 | OH | 4.16kV |  | 1.4702 | 022390402 | 4.3895
EDGIS_PRIOH_CIRCMILES.xlsx | 022090406 | SF G 0406 | OH | 4.16kV |  | 1.2769 | 022400401 | 4.0176
EDGIS_PRIOH_CIRCMILES.xlsx | 022090407 | SF G 0407 | OH | 4.16kV |  | 1.3562 | 022400402 | 2.9064
EDGIS_PRIOH_CIRCMILES.xlsx | 022090408 | SF G 0408 | OH | 4.16kV |  | 1.3007 | 022440401 | 5.6435
EDGIS_PRIOH_CIRCMILES.xlsx | 022090409 | SF G 0409 | OH | 4.16kV |  | 0.99126 | 022440402 | 7.575
EDGIS_PRIOH_CIRCMILES.xlsx | 022090410 | SF G 0410 | OH | 4.16kV |  | 0.58192 | 022470401 | 3.9885
EDGIS_PRIOH_CIRCMILES.xlsx | 022090412 | SF G 0412 | OH | 4.16kV |  | 1.1007 | 022470402 | 4.7854
EDGIS_PRIOH_CIRCMILES.xlsx | 022090413 | SF G 0413 | OH | 4.16kV |  | 0.97936 | 022480401 | 2.9997
EDGIS_PRIOH_CIRCMILES.xlsx | 022090414 | SF G 0414 | OH | 4.16kV |  | 0.91928 | 022480402 | 4.4003
EDGIS_PRIOH_CIRCMILES.xlsx | 022091101 | SF G 1101 | OH | 12kV |  | 1.0212 | 022490401 | 4.7479
EDGIS_PRIOH_CIRCMILES.xlsx | 022091102 | SF G 1102 | OH | 12kV |  | 0.56588 | 022490402 | 2.9676
EDGIS_PRIOH_CIRCMILES.xlsx | 022100401 | SF H 0401 | OH | 4.16kV |  | 4.6132 | 022490403 | 0.035052
EDGIS_PRIOH_CIRCMILES.xlsx | 022100402 | SF H 0402 | OH | 4.16kV |  | 4.2399 | 022500401 | 2.2091
EDGIS_PRIOH_CIRCMILES.xlsx | 022100403 | SF H 0403 | OH | 4.16kV |  | 1.0658 | 022500402 | 3.4521
EDGIS_PRIOH_CIRCMILES.xlsx | 022100404 | SF H 0404 | OH | 4.16kV |  | 2.7155 | 022500403 | 3.7339
EDGIS_PRIOH_CIRCMILES.xlsx | 022100405 | SF H 0405 | OH | 4.16kV |  | 2.4598 | 022510401 | 1.6083
EDGIS_PRIOH_CIRCMILES.xlsx | 022101101 | SF H 1101 | OH | 12kV |  | 6.3552 | 022510402 | 1.8605
EDGIS_PRIOH_CIRCMILES.xlsx | 022101102 | SF H 1102 | OH | 12kV |  | 6.9055 | 022530401 | 2.0991
EDGIS_PRIOH_CIRCMILES.xlsx | 022101103 | SF H 1103 | OH | 12kV |  | 8.6958 | 022530402 | 2.6922
EDGIS_PRIOH_CIRCMILES.xlsx | 022101104 | SF H 1104 | OH | 12kV |  | 0.64741 | 022530403 | 2.5506
EDGIS_PRIOH_CIRCMILES.xlsx | 022101105 | SF H 1105 | OH | 12kV |  | 10.3306 | 022550401 | 1.9474
EDGIS_PRIOH_CIRCMILES.xlsx | 022101106 | SF H 1106 | OH | 12kV |  | 9.0717 | 022550402 | 3.5684
EDGIS_PRIOH_CIRCMILES.xlsx | 022101107 | SF H 1107 | OH | 12kV |  | 8.2298 | 022550403 | 1.9725
EDGIS_PRIOH_CIRCMILES.xlsx | 022101108 | SF H 1108 | OH | 12kV |  | 13.3617 | 022570401 | 5.8293
EDGIS_PRIOH_CIRCMILES.xlsx | 022101109 | SF H 1109 | OH | 12kV |  | 4.7254 | 022570404 | 4.775
EDGIS_PRIOH_CIRCMILES.xlsx | 022101110 | SF H 1110 | OH | 12kV |  | 6.8606 | 022571101 | 16.6898
EDGIS_PRIOH_CIRCMILES.xlsx | 022101111 | SF H 1111 | OH | 12kV |  | 4.018 | 022571102 | 3.7418
EDGIS_PRIOH_CIRCMILES.xlsx | 022130401 | SF K 0401 | OH | 4.16kV |  | 2.4806 | 022571103 | 6.5251
EDGIS_PRIOH_CIRCMILES.xlsx | 022130402 | SF K 0402 | OH | 4.16kV |  | 3.3123 | 022571104 | 25.89
EDGIS_PRIOH_CIRCMILES.xlsx | 022130403 | SF K 0403 | OH | 4.16kV |  | 2.4848 | 022571105 | 8.7312
EDGIS_PRIOH_CIRCMILES.xlsx | 022130404 | SF K 0404 | OH | 4.16kV |  | 0.97495 | 022571106 | 9.2461
EDGIS_PRIOH_CIRCMILES.xlsx | 022130405 | SF K 0405 | OH | 4.16kV |  | 2.8108 | 022571107 | 23.0542
EDGIS_PRIOH_CIRCMILES.xlsx | 022130406 | SF K 0406 | OH | 4.16kV |  | 1.7163 | 022571108 | 7.251
EDGIS_PRIOH_CIRCMILES.xlsx | 022130407 | SF K 0407 | OH | 4.16kV |  | 1.2821 | 022571109 | 17.2152
EDGIS_PRIOH_CIRCMILES.xlsx | 022130408 | SF K 0408 | OH | 4.16kV |  | 1.355 | 022571110 | 7.1821
EDGIS_PRIOH_CIRCMILES.xlsx | 022130409 | SF K 0409 | OH | 4.16kV |  | 2.385 | 022571111 | 4.7362
EDGIS_PRIOH_CIRCMILES.xlsx | 022130410 | SF K 0410 | OH | 4.16kV |  | 2.0289 | 022571112 | 3.398
EDGIS_PRIOH_CIRCMILES.xlsx | 022130411 | SF K 0411 | OH | 4.16kV |  | 2.3126 | 022571113 | 7.5818
EDGIS_PRIOH_CIRCMILES.xlsx | 022131101 | SF K 1101 | OH | 12kV |  | 6.7365 | 022571114 | 1.7628
EDGIS_PRIOH_CIRCMILES.xlsx | 022220402 | SF J 0402 | OH | 4.16kV |  | 0.8931 | 022571115 | 2.9038
EDGIS_PRIOH_CIRCMILES.xlsx | 022220404 | SF J 0404 | OH | 4.16kV |  | 0.52041 | 022580401 | 5.6356
EDGIS_PRIOH_CIRCMILES.xlsx | 022220406 | SF J 0406 | OH | 4.16kV |  | 0.51436 | 022580402 | 5.9102
EDGIS_PRIOH_CIRCMILES.xlsx | 022220407 | SF J 0407 | OH | 4.16kV |  | 0.0028409 | 022590401 | 3.1011
EDGIS_PRIOH_CIRCMILES.xlsx | 022220409 | SF J 0409 | OH | 4.16kV |  | 0.15039 | 022590402 | 5.3197
EDGIS_PRIOH_CIRCMILES.xlsx | 022221108 | SF J 1108 | OH | 12kV |  | 0.0018939 | 022590403 | 3.8592
EDGIS_PRIOH_CIRCMILES.xlsx | 022260401 | SF L 0401 | OH | 4.16kV |  | 2.4767 | 022600401 | 1.915
EDGIS_PRIOH_CIRCMILES.xlsx | 022260402 | SF L 0402 | OH | 4.16kV |  | 0.0019886 | 022600403 | 3.1391
EDGIS_PRIOH_CIRCMILES.xlsx | 022260403 | SF L 0403 | OH | 4.16kV |  | 0.21891 | 022610401 | 5.1419
EDGIS_PRIOH_CIRCMILES.xlsx | 022260404 | SF L 0404 | OH | 4.16kV |  | 0.79794 | 022610402 | 6.2215
EDGIS_PRIOH_CIRCMILES.xlsx | 022260405 | SF L 0405 | OH | 4.16kV |  | 2.2982 | 022640401 | 6.183
EDGIS_PRIOH_CIRCMILES.xlsx | 022260406 | SF L 0406 | OH | 4.16kV |  | 2.136 | 022641101 | 9.2678
EDGIS_PRIOH_CIRCMILES.xlsx | 022260407 | SF L 0407 | OH | 4.16kV |  | 0.5456 | 022641102 | 15.7025
EDGIS_PRIOH_CIRCMILES.xlsx | 022260408 | SF L 0408 | OH | 4.16kV |  | 2.444 | 022641103 | 8.3686
EDGIS_PRIOH_CIRCMILES.xlsx | 022260409 | SF L 0409 | OH | 4.16kV |  | 0.15009 | 022641104 | 20.8916
EDGIS_PRIOH_CIRCMILES.xlsx | 022261101 | SF L 1101 | OH | 12kV |  | 2.4303 | 022641105 | 21.3634
EDGIS_PRIOH_CIRCMILES.xlsx | 022261102 | SF L 1102 | OH | 12kV |  | 7.951 | 022641106 | 23.2418
EDGIS_PRIOH_CIRCMILES.xlsx | 022261103 | SF L 1103 | OH | 12kV |  | 1.9662 | 022641107 | 11.359
EDGIS_PRIOH_CIRCMILES.xlsx | 022270401 | SF M 0401 | OH | 4.16kV |  | 3.7312 | 022641108 | 13.4374
EDGIS_PRIOH_CIRCMILES.xlsx | 022270402 | SF M 0402 | OH | 4.16kV |  | 1.9394 | 022641109 | 8.8398
EDGIS_PRIOH_CIRCMILES.xlsx | 022270403 | SF M 0403 | OH | 4.16kV |  | 3.6858 | 022641110 | 17.2807
EDGIS_PRIOH_CIRCMILES.xlsx | 022270404 | SF M 0404 | OH | 4.16kV |  | 3.5649 | 022641111 | 14.9166
EDGIS_PRIOH_CIRCMILES.xlsx | 022270405 | SF M 0405 | OH | 4.16kV |  | 2.3116 | 022641112 | 21.6567
EDGIS_PRIOH_CIRCMILES.xlsx | 022270406 | SF M 0406 | OH | 4.16kV |  | 2.9077 | 022641115 | 0.048307
EDGIS_PRIOH_CIRCMILES.xlsx | 022280401 | SF N 0401 | OH | 4.16kV |  | 3.129 | 022670401 | 5.4181
EDGIS_PRIOH_CIRCMILES.xlsx | 022280402 | SF N 0402 | OH | 4.16kV |  | 1.0059 | 022680401 | 4.942
EDGIS_PRIOH_CIRCMILES.xlsx | 022280403 | SF N 0403 | OH | 4.16kV |  | 2.4872 | 022690401 | 3.3917
EDGIS_PRIOH_CIRCMILES.xlsx | 022280405 | SF N 0405 | OH | 4.16kV |  | 1.0698 | 022690403 | 5.7498
EDGIS_PRIOH_CIRCMILES.xlsx | 022280406 | SF N 0406 | OH | 4.16kV |  | 0.8062 | 022690404 | 7.2114
EDGIS_PRIOH_CIRCMILES.xlsx | 022280408 | SF N 0408 | OH | 4.16kV |  | 3.1195 | 022691101 | 7.5462
EDGIS_PRIOH_CIRCMILES.xlsx | 022281101 | SF N 1101 | OH | 12kV |  | 0.2745 | 022691102 | 13.8698
EDGIS_PRIOH_CIRCMILES.xlsx | 022281102 | SF N 1102 | OH | 12kV |  | 6.0878 | 022691103 | 0.3098
EDGIS_PRIOH_CIRCMILES.xlsx | 022331101 | HUNTERS POINT (P) 1101 | OH | 12kV |  | 3.6893 | 022691104 | 28.8397
EDGIS_PRIOH_CIRCMILES.xlsx | 022331102 | HUNTERS POINT (P) 1102 | OH | 12kV |  | 8.3535 | 022691105 | 0.37064
EDGIS_PRIOH_CIRCMILES.xlsx | 022331103 | HUNTERS POINT (P) 1103 | OH | 12kV |  | 4.6518 | 022691106 | 6.3824
EDGIS_PRIOH_CIRCMILES.xlsx | 022331104 | HUNTERS POINT (P) 1104 | OH | 12kV |  | 3.8547 | 022691107 | 6.3517
EDGIS_PRIOH_CIRCMILES.xlsx | 022331105 | HUNTERS POINT (P) 1105 | OH | 12kV |  | 10.6735 | 022691108 | 19.217
EDGIS_PRIOH_CIRCMILES.xlsx | 022331106 | HUNTERS POINT (P) 1106 | OH | 12kV |  | 1.5404 | 022700401 | 3.8489
EDGIS_PRIOH_CIRCMILES.xlsx | 022331107 | HUNTERS POINT (P) 1107 | OH | 12kV |  | 5.548 | 022700402 | 4.0287
EDGIS_PRIOH_CIRCMILES.xlsx | 022331108 | HUNTERS POINT (P) 1108 | OH | 12kV |  | 5.598 | 022700403 | 5.4095
EDGIS_PRIOH_CIRCMILES.xlsx | 022331109 | HUNTERS POINT (P) 1109 | OH | 12kV |  | 1.6048 | 022721101 | 11.3478
EDGIS_PRIOH_CIRCMILES.xlsx | 022340402 | BEACH (Q) 0402 | OH | 4.16kV |  | 2.0354 | 022721102 | 21.2374
EDGIS_PRIOH_CIRCMILES.xlsx | 022390401 | 18TH STREET 0401 | OH | 4.16kV |  | 1.2652 | 022721106 | 19.5087
EDGIS_PRIOH_CIRCMILES.xlsx | 022390402 | 18TH STREET 0402 | OH | 4.16kV |  | 1.8168 | 022721107 | 16.8307
EDGIS_PRIOH_CIRCMILES.xlsx | 022400401 | JUDAH 0401 | OH | 4.16kV |  | 3.69 | 022780401 | 2.0805
EDGIS_PRIOH_CIRCMILES.xlsx | 022400402 | JUDAH 0402 | OH | 4.16kV |  | 2.1314 | 022780402 | 1.7259
EDGIS_PRIOH_CIRCMILES.xlsx | 022440401 | LAWNDALE 0401 | OH | 4.16kV |  | 4.7254 | 022780403 | 1.1784
EDGIS_PRIOH_CIRCMILES.xlsx | 022440402 | LAWNDALE 0402 | OH | 4.16kV |  | 4.7459 | 022780404 | 1.857
EDGIS_PRIOH_CIRCMILES.xlsx | 022470401 | ACTON 0401 | OH | 4.16kV |  | 3.855 | 022780405 | 3.2496
EDGIS_PRIOH_CIRCMILES.xlsx | 022470402 | ACTON 0402 | OH | 4.16kV |  | 4.4397 | 022780406 | 0.010754
EDGIS_PRIOH_CIRCMILES.xlsx | 022480401 | CASTRO 0401 | OH | 4.16kV |  | 2.9253 | 022780407 | 2.5997
EDGIS_PRIOH_CIRCMILES.xlsx | 022480402 | CASTRO 0402 | OH | 4.16kV |  | 2.6213 | 022780408 | 0.86233
EDGIS_PRIOH_CIRCMILES.xlsx | 022490401 | YOSEMITE 0401 | OH | 4.16kV |  | 3.5483 | 022781101 | 10.4906
EDGIS_PRIOH_CIRCMILES.xlsx | 022490402 | YOSEMITE 0402 | OH | 4.16kV |  | 2.4022 | 022781102 | 4.5709
EDGIS_PRIOH_CIRCMILES.xlsx | 022490403 | YOSEMITE 0403 | OH | 4.16kV |  | 0.0022313 | 022781103 | 1.6879
EDGIS_PRIOH_CIRCMILES.xlsx | 022500401 | TARAVAL 0401 | OH | 4.16kV |  | 1.8162 | 022781199 | 0.0057127
EDGIS_PRIOH_CIRCMILES.xlsx | 022500402 | TARAVAL 0402 | OH | 4.16kV |  | 3.0475 | 022781201 | 1.6293
EDGIS_PRIOH_CIRCMILES.xlsx | 022500403 | TARAVAL 0403 | OH | 4.16kV |  | 3.4697 | 022801101 | 4.3181
EDGIS_PRIOH_CIRCMILES.xlsx | 022510401 | NORIEGA 0401 | OH | 4.16kV |  | 1.5596 | 022801102 | 3.8176
EDGIS_PRIOH_CIRCMILES.xlsx | 022510402 | NORIEGA 0402 | OH | 4.16kV |  | 1.7271 | 022801103 | 2.6039
EDGIS_PRIOH_CIRCMILES.xlsx | 022530401 | 6TH AVENUE 0401 | OH | 4.16kV |  | 1.2675 | 022801104 | 2.5655
EDGIS_PRIOH_CIRCMILES.xlsx | 022530402 | 6TH AVENUE 0402 | OH | 4.16kV |  | 1.2159 | 022801105 | 3.7837
EDGIS_PRIOH_CIRCMILES.xlsx | 022530403 | 6TH AVENUE 0403 | OH | 4.16kV |  | 1.7802 | 022801106 | 3.1932
EDGIS_PRIOH_CIRCMILES.xlsx | 022550401 | 21ST AVENUE 0401 | OH | 4.16kV |  | 1.8965 | 022801107 | 12.9143
EDGIS_PRIOH_CIRCMILES.xlsx | 022550402 | 21ST AVENUE 0402 | OH | 4.16kV |  | 3.2692 | 022801108 | 5.2354
EDGIS_PRIOH_CIRCMILES.xlsx | 022550403 | 21ST AVENUE 0403 | OH | 4.16kV |  | 1.8434 | 022801109 | 8.0477
EDGIS_PRIOH_CIRCMILES.xlsx | 022570401 | EAST GRAND 0401 | OH | 4.16kV |  | 4.8647 | 022801110 | 11.7949
EDGIS_PRIOH_CIRCMILES.xlsx | 022570404 | EAST GRAND 0404 | OH | 4.16kV |  | 3.8248 | 022801111 | 9.1377
EDGIS_PRIOH_CIRCMILES.xlsx | 022571101 | EAST GRAND 1101 | OH | 12kV |  | 7.9681 | 022801112 | 2.337
EDGIS_PRIOH_CIRCMILES.xlsx | 022571102 | EAST GRAND 1102 | OH | 12kV |  | 2.0736 | 022801113 | 2.4063
EDGIS_PRIOH_CIRCMILES.xlsx | 022571103 | EAST GRAND 1103 | OH | 12kV |  | 1.5083 | 022801114 | 2.7678
EDGIS_PRIOH_CIRCMILES.xlsx | 022571104 | EAST GRAND 1104 | OH | 12kV |  | 15.6119 | 022801115 | 2.405
EDGIS_PRIOH_CIRCMILES.xlsx | 022571105 | EAST GRAND 1105 | OH | 12kV |  | 5.5735 | 022801116 | 2.5225
EDGIS_PRIOH_CIRCMILES.xlsx | 022571106 | EAST GRAND 1106 | OH | 12kV |  | 3.7321 | 022801117 | 2.5843
EDGIS_PRIOH_CIRCMILES.xlsx | 022571107 | EAST GRAND 1107 | OH | 12kV |  | 13.7174 | 022801119 | 8.4225
EDGIS_PRIOH_CIRCMILES.xlsx | 022571108 | EAST GRAND 1108 | OH | 12kV |  | 3.8748 | 022801120 | 9.8999
EDGIS_PRIOH_CIRCMILES.xlsx | 022571109 | EAST GRAND 1109 | OH | 12kV |  | 8.3468 | 022801121 | 2.6521
EDGIS_PRIOH_CIRCMILES.xlsx | 022571110 | EAST GRAND 1110 | OH | 12kV |  | 3.4209 | 022801122 | 2.6208
EDGIS_PRIOH_CIRCMILES.xlsx | 022571111 | EAST GRAND 1111 | OH | 12kV |  | 0.8958 | 022801123 | 2.6169
EDGIS_PRIOH_CIRCMILES.xlsx | 022571113 | EAST GRAND 1113 | OH | 12kV |  | 0.48566 | 022801124 | 2.543
EDGIS_PRIOH_CIRCMILES.xlsx | 022571114 | EAST GRAND 1114 | OH | 12kV |  | 0.0028409 | 022801125 | 2.7987
EDGIS_PRIOH_CIRCMILES.xlsx | 022571115 | EAST GRAND 1115 | OH | 12kV |  | 0.0028892 | 022801126 | 2.8159
EDGIS_PRIOH_CIRCMILES.xlsx | 022580401 | OCEAN 0401 | OH | 4.16kV |  | 3.6748 | 022801127 | 9.7248
EDGIS_PRIOH_CIRCMILES.xlsx | 022580402 | OCEAN 0402 | OH | 4.16kV |  | 2.9565 | 022801128 | 4.5958
EDGIS_PRIOH_CIRCMILES.xlsx | 022590401 | RANDOLPH 0401 | OH | 4.16kV |  | 0.0045454 | 022801129 | 2.016
EDGIS_PRIOH_CIRCMILES.xlsx | 022590402 | RANDOLPH 0402 | OH | 4.16kV |  | 1.265 | 022801130 | 2.3703
EDGIS_PRIOH_CIRCMILES.xlsx | 022590403 | RANDOLPH 0403 | OH | 4.16kV |  | 3.1239 | 022801131 | 2.4143
EDGIS_PRIOH_CIRCMILES.xlsx | 022600401 | WESTLAKE 0401 | OH | 4.16kV |  | 0.81341 | 022801132 | 2.5414
EDGIS_PRIOH_CIRCMILES.xlsx | 022600403 | WESTLAKE 0403 | OH | 4.16kV |  | 1.7559 | 022801133 | 2.0949
EDGIS_PRIOH_CIRCMILES.xlsx | 022610401 | PORTOLA 0401 | OH | 4.16kV |  | 2.4507 | 022801134 | 2.1355
EDGIS_PRIOH_CIRCMILES.xlsx | 022610402 | PORTOLA 0402 | OH | 4.16kV |  | 3.4971 | 022801135 | 14.2227
EDGIS_PRIOH_CIRCMILES.xlsx | 022640401 | DALY CITY 0401 | OH | 4.16kV |  | 5.6519 | 022801136 | 7.3206
EDGIS_PRIOH_CIRCMILES.xlsx | 022641101 | DALY CITY 1101 | OH | 12kV |  | 3.4209 | 022801137 | 9.7194
EDGIS_PRIOH_CIRCMILES.xlsx | 022641102 | DALY CITY 1102 | OH | 12kV |  | 7.5526 | 022801138 | 6.6018
EDGIS_PRIOH_CIRCMILES.xlsx | 022641103 | DALY CITY 1103 | OH | 12kV |  | 4.7363 | 022801140 | 6.8479
EDGIS_PRIOH_CIRCMILES.xlsx | 022641104 | DALY CITY 1104 | OH | 12kV |  | 11.0119 | 022801141 | 5.6436
EDGIS_PRIOH_CIRCMILES.xlsx | 022641105 | DALY CITY 1105 | OH | 12kV |  | 10.6763 | 022801251 | 2.3798
EDGIS_PRIOH_CIRCMILES.xlsx | 022641106 | DALY CITY 1106 | OH | 12kV |  | 9.9083 | 022801252 | 2.375
EDGIS_PRIOH_CIRCMILES.xlsx | 022641107 | DALY CITY 1107 | OH | 12kV |  | 5.3049 | 022801253 | 2.2607
EDGIS_PRIOH_CIRCMILES.xlsx | 022641108 | DALY CITY 1108 | OH | 12kV |  | 2.9607 | 022801254 | 2.2499
EDGIS_PRIOH_CIRCMILES.xlsx | 022641109 | DALY CITY 1109 | OH | 12kV |  | 6.2259 | 022811101 | 10.7969
EDGIS_PRIOH_CIRCMILES.xlsx | 022641110 | DALY CITY 1110 | OH | 12kV |  | 1.7813 | 022811102 | 28.1619
EDGIS_PRIOH_CIRCMILES.xlsx | 022641111 | DALY CITY 1111 | OH | 12kV |  | 6.931 | 022811103 | 18.3261
EDGIS_PRIOH_CIRCMILES.xlsx | 022641112 | DALY CITY 1112 | OH | 12kV |  | 14.0405 | 022811104 | 9.8804
EDGIS_PRIOH_CIRCMILES.xlsx | 022641115 | DALY CITY 1115 | OH | 12kV |  | 0.031524 | 022850402 | 3.8693
EDGIS_PRIOH_CIRCMILES.xlsx | 022670401 | SILVER 0401 | OH | 4.16kV |  | 5.0412 | 022861103 | 17.4332
EDGIS_PRIOH_CIRCMILES.xlsx | 022680401 | PLYMOUTH 0401 | OH | 4.16kV |  | 4.7246 | 022861104 | 25.8278
EDGIS_PRIOH_CIRCMILES.xlsx | 022690401 | MILLBRAE 0401 | OH | 4.16kV |  | 2.8227 | 022871102 | 1.9305
EDGIS_PRIOH_CIRCMILES.xlsx | 022690403 | MILLBRAE 0403 | OH | 4.16kV |  | 4.8887 | 022871103 | 2.3958
EDGIS_PRIOH_CIRCMILES.xlsx | 022690404 | MILLBRAE 0404 | OH | 4.16kV |  | 7.0927 | 022871106 | 1.7564
EDGIS_PRIOH_CIRCMILES.xlsx | 022691101 | MILLBRAE 1101 | OH | 12kV |  | 4.0345 | 022871107 | 3.0718
EDGIS_PRIOH_CIRCMILES.xlsx | 022691102 | MILLBRAE 1102 | OH | 12kV |  | 4.7642 | 022871110 | 4.2299
EDGIS_PRIOH_CIRCMILES.xlsx | 022691103 | MILLBRAE 1103 | OH | 12kV |  | 0.18413 | 022871111 | 2.543
EDGIS_PRIOH_CIRCMILES.xlsx | 022691104 | MILLBRAE 1104 | OH | 12kV |  | 15.8909 | 022871112 | 5.0708
EDGIS_PRIOH_CIRCMILES.xlsx | 022691105 | MILLBRAE 1105 | OH | 12kV |  | 0.26345 | 022871113 | 3.5434
EDGIS_PRIOH_CIRCMILES.xlsx | 022691106 | MILLBRAE 1106 | OH |  |  | 0.0067174 | 022871114 | 5.7349
EDGIS_PRIOH_CIRCMILES.xlsx | 022691106 | MILLBRAE 1106 | OH | 12kV |  | 3.71 | 022871115 | 6.3835
EDGIS_PRIOH_CIRCMILES.xlsx | 022691107 | MILLBRAE 1107 | OH | 12kV |  | 4.7439 | 022871116 | 4.1687
EDGIS_PRIOH_CIRCMILES.xlsx | 022691108 | MILLBRAE 1108 | OH | 12kV |  | 14.1533 | 022871117 | 2.796
EDGIS_PRIOH_CIRCMILES.xlsx | 022700401 | SAN BRUNO 0401 | OH | 4.16kV |  | 3.6083 | 022871118 | 7.1879
EDGIS_PRIOH_CIRCMILES.xlsx | 022700402 | SAN BRUNO 0402 | OH | 4.16kV |  | 3.1059 | 022871119 | 8.9804
EDGIS_PRIOH_CIRCMILES.xlsx | 022700403 | SAN BRUNO 0403 | OH | 4.16kV |  | 5.0577 | 022871120 | 4.1483
EDGIS_PRIOH_CIRCMILES.xlsx | 022721101 | SNEATH LANE 1101 | OH | 12kV |  | 7.1502 | 022871121 | 3.4256
EDGIS_PRIOH_CIRCMILES.xlsx | 022721101 | SNEATH LANE 1101 | OH | 12kV | Tier 2 - Elevated | 2.2678 | 022871122 | 5.5796
EDGIS_PRIOH_CIRCMILES.xlsx | 022721102 | SNEATH LANE 1102 | OH | 12kV |  | 9.288 | 022871123 | 10.8864
EDGIS_PRIOH_CIRCMILES.xlsx | 022721102 | SNEATH LANE 1102 | OH | 12kV | Tier 2 - Elevated | 1.2424 | 022871261 | 0.79336
EDGIS_PRIOH_CIRCMILES.xlsx | 022721106 | SNEATH LANE 1106 | OH | 12kV |  | 8.9483 | 022871262 | 0.77224
EDGIS_PRIOH_CIRCMILES.xlsx | 022721106 | SNEATH LANE 1106 | OH | 12kV | Tier 2 - Elevated | 2.6644 | 022871263 | 0.79323
EDGIS_PRIOH_CIRCMILES.xlsx | 022721107 | SNEATH LANE 1107 | OH | 12kV |  | 9.6206 | 022871264 | 0.77454
EDGIS_PRIOH_CIRCMILES.xlsx | 022721107 | SNEATH LANE 1107 | OH | 12kV | Tier 2 - Elevated | 1.0082 | 022871265 | 0.78506
EDGIS_PRIOH_CIRCMILES.xlsx | 022780401 | MARINA (F) 0401 | OH | 4.16kV |  | 0.52836 | 022873401 | 2.0802
EDGIS_PRIOH_CIRCMILES.xlsx | 022780402 | MARINA (F) 0402 | OH | 4.16kV |  | 0.48249 | 022873403 | 3.578
EDGIS_PRIOH_CIRCMILES.xlsx | 022780403 | MARINA (F) 0403 | OH | 4.16kV |  | 0.042966 | 022873404 | 1.8818
EDGIS_PRIOH_CIRCMILES.xlsx | 022780404 | MARINA (F) 0404 | OH | 4.16kV |  | 0.36735 | 022873405 | 1.5792
EDGIS_PRIOH_CIRCMILES.xlsx | 022780405 | MARINA (F) 0405 | OH | 4.16kV |  | 0.13855 | 022873406 | 3.5969
EDGIS_PRIOH_CIRCMILES.xlsx | 022780407 | MARINA (F) 0407 | OH | 4.16kV |  | 1.4193 | 022873407 | 3.213
EDGIS_PRIOH_CIRCMILES.xlsx | 022780408 | MARINA (F) 0408 | OH | 4.16kV |  | 0.51713 | 022873408 | 1.8924
EDGIS_PRIOH_CIRCMILES.xlsx | 022781101 | MARINA (F) 1101 | OH | 12kV |  | 0.0037892 | 022873409 | 1.4322
EDGIS_PRIOH_CIRCMILES.xlsx | 022781102 | MARINA (F) 1102 | OH | 12kV |  | 0.0014205 | 022873410 | 3.1555
EDGIS_PRIOH_CIRCMILES.xlsx | 022781103 | MARINA (F) 1103 | OH | 12kV |  | 0.0014205 | 022873411 | 0.27852
EDGIS_PRIOH_CIRCMILES.xlsx | 022801107 | LARKIN (Y) 1107 | OH | 12kV |  | 2.3581 | 022873412 | 0.2781
EDGIS_PRIOH_CIRCMILES.xlsx | 022801108 | LARKIN (Y) 1108 | OH | 12kV |  | 0.1103 | 022893401 | 1.1185
EDGIS_PRIOH_CIRCMILES.xlsx | 022801109 | LARKIN (Y) 1109 | OH | 12kV |  | 0.29856 | 022893402 | 1.1413
EDGIS_PRIOH_CIRCMILES.xlsx | 022801110 | LARKIN (Y) 1110 | OH | 12kV |  | 1.1875 | 024011102 | 9.3619
EDGIS_PRIOH_CIRCMILES.xlsx | 022801111 | LARKIN (Y) 1111 | OH | 12kV |  | 0.11595 | 024011103 | 9.3891
EDGIS_PRIOH_CIRCMILES.xlsx | 022801119 | LARKIN (Y) 1119 | OH | 12kV |  | 1.7328 | 024011104 | 19.7642
EDGIS_PRIOH_CIRCMILES.xlsx | 022801120 | LARKIN (Y) 1120 | OH | 12kV |  | 2.1201 | 024011105 | 11.1897
EDGIS_PRIOH_CIRCMILES.xlsx | 022801127 | LARKIN (Y) 1127 | OH | 12kV |  | 1.4895 | 024011106 | 34.4569
EDGIS_PRIOH_CIRCMILES.xlsx | 022801128 | LARKIN (Y) 1128 | OH | 12kV |  | 0.11142 | 024011107 | 10.0856
EDGIS_PRIOH_CIRCMILES.xlsx | 022801135 | LARKIN (Y) 1135 | OH | 12kV |  | 1.6589 | 024011108 | 29.1308
EDGIS_PRIOH_CIRCMILES.xlsx | 022801136 | LARKIN (Y) 1136 | OH | 12kV |  | 1.0473 | 024012101 | 17.7593
EDGIS_PRIOH_CIRCMILES.xlsx | 022801137 | LARKIN (Y) 1137 | OH | 12kV |  | 0.0093364 | 024012102 | 43.0203
EDGIS_PRIOH_CIRCMILES.xlsx | 022801138 | LARKIN (Y) 1138 | OH | 12kV |  | 1.4769 | 024012103 | 9.0704
EDGIS_PRIOH_CIRCMILES.xlsx | 022801140 | LARKIN (Y) 1140 | OH | 12kV |  | 0.083323 | 024012104 | 10.1454
EDGIS_PRIOH_CIRCMILES.xlsx | 022801141 | LARKIN (Y) 1141 | OH | 12kV |  | 0.0339 | 024012105 | 8.9484
EDGIS_PRIOH_CIRCMILES.xlsx | 022811101 | PACIFICA 1101 | OH | 12kV |  | 8.4144 | 024012106 | 9.0194
EDGIS_PRIOH_CIRCMILES.xlsx | 022811101 | PACIFICA 1101 | OH | 12kV | Tier 2 - Elevated | 0.72596 | 024012107 | 0.057098
EDGIS_PRIOH_CIRCMILES.xlsx | 022811101 | PACIFICA 1101 | OH | 12kV | Tier 3 - Extreme | 0.041503 | 024020401 | 10.4122
EDGIS_PRIOH_CIRCMILES.xlsx | 022811102 | PACIFICA 1102 | OH | 12kV |  | 17.4081 | 024020402 | 6.4716
EDGIS_PRIOH_CIRCMILES.xlsx | 022811102 | PACIFICA 1102 | OH | 12kV | Tier 2 - Elevated | 1.3782 | 024020403 | 8.4724
EDGIS_PRIOH_CIRCMILES.xlsx | 022811102 | PACIFICA 1102 | OH | 12kV | Tier 3 - Extreme | 1.3425 | 024020404 | 11.2112
EDGIS_PRIOH_CIRCMILES.xlsx | 022811103 | PACIFICA 1103 | OH | 12kV |  | 13.1717 | 024020405 | 8.1446
EDGIS_PRIOH_CIRCMILES.xlsx | 022811103 | PACIFICA 1103 | OH | 12kV | Tier 2 - Elevated | 0.76605 | 024020406 | 9.3034
EDGIS_PRIOH_CIRCMILES.xlsx | 022811103 | PACIFICA 1103 | OH | 12kV | Tier 3 - Extreme | 0.18512 | 024020407 | 7.5577
EDGIS_PRIOH_CIRCMILES.xlsx | 022811104 | PACIFICA 1104 | OH | 12kV |  | 6.4816 | 024020408 | 6.0607
EDGIS_PRIOH_CIRCMILES.xlsx | 022811104 | PACIFICA 1104 | OH | 12kV | Tier 2 - Elevated | 0.71342 | 024020409 | 9.0544
EDGIS_PRIOH_CIRCMILES.xlsx | 022850402 | SULLIVAN 0402 | OH | 4.16kV |  | 3.2005 | 024021101 | 2.8502
EDGIS_PRIOH_CIRCMILES.xlsx | 022861103 | SERRAMONTE 1103 | OH | 12kV |  | 13.1538 | 024021102 | 9.8309
EDGIS_PRIOH_CIRCMILES.xlsx | 022861104 | SERRAMONTE 1104 | OH | 12kV |  | 12.6222 | 024021103 | 4.805
EDGIS_PRIOH_CIRCMILES.xlsx | 022871112 | EMBARCADERO (Z) 1112 | OH | 12kV |  | 0.0014205 | 024021104 | 13.8849
EDGIS_PRIOH_CIRCMILES.xlsx | 022871113 | EMBARCADERO (Z) 1113 | OH | 12kV |  | 0.10839 | 024021105 | 22.1244
EDGIS_PRIOH_CIRCMILES.xlsx | 022871114 | EMBARCADERO (Z) 1114 | OH | 12kV |  | 0.0018939 | 024021106 | 28.7572
EDGIS_PRIOH_CIRCMILES.xlsx | 022871115 | EMBARCADERO (Z) 1115 | OH | 12kV |  | 0.24201 | 024021107 | 5.3711
EDGIS_PRIOH_CIRCMILES.xlsx | 022871116 | EMBARCADERO (Z) 1116 | OH | 12kV |  | 0.68668 | 024030401 | 7.2509
EDGIS_PRIOH_CIRCMILES.xlsx | 022871118 | EMBARCADERO (Z) 1118 | OH | 12kV |  | 0.42747 | 024030402 | 7.7095
EDGIS_PRIOH_CIRCMILES.xlsx | 022871119 | EMBARCADERO (Z) 1119 | OH | 12kV |  | 0.623 | 024030403 | 5.5889
EDGIS_PRIOH_CIRCMILES.xlsx | 022871120 | EMBARCADERO (Z) 1120 | OH | 12kV |  | 0.32218 | 024030406 | 7.4726
EDGIS_PRIOH_CIRCMILES.xlsx | 022871122 | EMBARCADERO (Z) 1122 | OH | 12kV |  | 0.0089577 | 024031101 | 22.3347
EDGIS_PRIOH_CIRCMILES.xlsx | 022871123 | EMBARCADERO (Z) 1123 | OH | 12kV |  | 0.5803 | 024031102 | 24.968
EDGIS_PRIOH_CIRCMILES.xlsx | 024011102 | BAY MEADOWS 1102 | OH | 12kV |  | 5.0244 | 024031103 | 27.0272
EDGIS_PRIOH_CIRCMILES.xlsx | 024011103 | BAY MEADOWS 1103 | OH | 12kV |  | 6.8322 | 024031104 | 11.0928
EDGIS_PRIOH_CIRCMILES.xlsx | 024011104 | BAY MEADOWS 1104 | OH | 4.16kV |  | 0.71566 | 024031105 | 26.9332
EDGIS_PRIOH_CIRCMILES.xlsx | 024011104 | BAY MEADOWS 1104 | OH | 12kV |  | 16.0006 | 024031106 | 5.516
EDGIS_PRIOH_CIRCMILES.xlsx | 024011105 | BAY MEADOWS 1105 | OH | 12kV |  | 6.6315 | 024031107 | 7.1242
EDGIS_PRIOH_CIRCMILES.xlsx | 024011106 | BAY MEADOWS 1106 | OH | 12kV |  | 0.86263 | 024031108 | 4.0499
EDGIS_PRIOH_CIRCMILES.xlsx | 024011107 | BAY MEADOWS 1107 | OH | 12kV |  | 3.1763 | 024031109 | 17.4669
EDGIS_PRIOH_CIRCMILES.xlsx | 024011108 | BAY MEADOWS 1108 | OH | 12kV |  | 1.0478 | 024031110 | 31.0869
EDGIS_PRIOH_CIRCMILES.xlsx | 024012101 | BAY MEADOWS 2101 | OH | 21kV |  | 14.763 | 024031111 | 5.5073
EDGIS_PRIOH_CIRCMILES.xlsx | 024012102 | BAY MEADOWS 2102 | OH | 21kV |  | 10.2768 | 024040401 | 1.8119
EDGIS_PRIOH_CIRCMILES.xlsx | 024012102 | BAY MEADOWS 2102 | OH | 21kV | Tier 2 - Elevated | 3.9845 | 024040402 | 4.9228
EDGIS_PRIOH_CIRCMILES.xlsx | 024012103 | BAY MEADOWS 2103 | OH | 21kV |  | 0.0028409 | 024040403 | 14.8051
EDGIS_PRIOH_CIRCMILES.xlsx | 024020401 | BELLE HAVEN 0401 | OH | 4.16kV |  | 9.4267 | 024040404 | 6.5215
EDGIS_PRIOH_CIRCMILES.xlsx | 024020402 | BELLE HAVEN 0402 | OH | 4.16kV |  | 4.6675 | 024040405 | 0.013881
EDGIS_PRIOH_CIRCMILES.xlsx | 024020403 | BELLE HAVEN 0403 | OH | 4.16kV |  | 5.5076 | 024050401 | 5.461
EDGIS_PRIOH_CIRCMILES.xlsx | 024020404 | BELLE HAVEN 0404 | OH | 4.16kV |  | 8.6681 | 024050402 | 6.2549
EDGIS_PRIOH_CIRCMILES.xlsx | 024020405 | BELLE HAVEN 0405 | OH | 4.16kV |  | 7.416 | 024050403 | 5.3917
EDGIS_PRIOH_CIRCMILES.xlsx | 024020406 | BELLE HAVEN 0406 | OH | 4.16kV |  | 9.2673 | 024050404 | 5.5725
EDGIS_PRIOH_CIRCMILES.xlsx | 024020407 | BELLE HAVEN 0407 | OH | 4.16kV |  | 6.3046 | 024050405 | 3.5388
EDGIS_PRIOH_CIRCMILES.xlsx | 024020408 | BELLE HAVEN 0408 | OH | 4.16kV |  | 5.2799 | 024052101 | 8.4093
EDGIS_PRIOH_CIRCMILES.xlsx | 024020409 | BELLE HAVEN 0409 | OH | 4.16kV |  | 3.8616 | 024060401 | 15.6577
EDGIS_PRIOH_CIRCMILES.xlsx | 024021101 | BELLE HAVEN 1101 | OH | 12kV |  | 1.585 | 024060402 | 0.21117
EDGIS_PRIOH_CIRCMILES.xlsx | 024021102 | BELLE HAVEN 1102 | OH | 12kV |  | 1.6846 | 024060403 | 16.066
EDGIS_PRIOH_CIRCMILES.xlsx | 024021103 | BELLE HAVEN 1103 | OH | 12kV |  | 2.9026 | 024060404 | 16.99
EDGIS_PRIOH_CIRCMILES.xlsx | 024021104 | BELLE HAVEN 1104 | OH | 12kV |  | 5.6887 | 024080401 | 14.853
EDGIS_PRIOH_CIRCMILES.xlsx | 024021105 | BELLE HAVEN 1105 | OH | 12kV |  | 10.6072 | 024080402 | 9.6085
EDGIS_PRIOH_CIRCMILES.xlsx | 024021106 | BELLE HAVEN 1106 | OH | 12kV |  | 16.295 | 024090404 | 8.5212
EDGIS_PRIOH_CIRCMILES.xlsx | 024021107 | BELLE HAVEN 1107 | OH | 12kV |  | 1.2726 | 024090405 | 6.3056
EDGIS_PRIOH_CIRCMILES.xlsx | 024030401 | BELMONT 0401 | OH | 4.16kV |  | 5.901 | 024090406 | 3.1852
EDGIS_PRIOH_CIRCMILES.xlsx | 024030402 | BELMONT 0402 | OH | 4.16kV |  | 6.9579 | 024091101 | 12.0826
EDGIS_PRIOH_CIRCMILES.xlsx | 024030403 | BELMONT 0403 | OH | 4.16kV |  | 4.658 | 024091102 | 13.4821
EDGIS_PRIOH_CIRCMILES.xlsx | 024030406 | BELMONT 0406 | OH | 4.16kV |  | 5.0242 | 024101101 | 59.7824
EDGIS_PRIOH_CIRCMILES.xlsx | 024031102 | BELMONT 1102 | OH | 12kV |  | 15.1584 | 024101102 | 60.9589
EDGIS_PRIOH_CIRCMILES.xlsx | 024031103 | BELMONT 1103 | OH | 12kV |  | 15.3151 | 024101103 | 194.1671
EDGIS_PRIOH_CIRCMILES.xlsx | 024031103 | BELMONT 1103 | OH | 12kV | Tier 2 - Elevated | 3.3815 | 024110401 | 7.5396
EDGIS_PRIOH_CIRCMILES.xlsx | 024031104 | BELMONT 1104 | OH | 12kV |  | 7.044 | 024110402 | 8.6498
EDGIS_PRIOH_CIRCMILES.xlsx | 024031105 | BELMONT 1105 | OH | 12kV |  | 0.63726 | 024110403 | 3.6744
EDGIS_PRIOH_CIRCMILES.xlsx | 024031106 | BELMONT 1106 | OH | 12kV |  | 1.6371 | 024110404 | 6.2068
EDGIS_PRIOH_CIRCMILES.xlsx | 024031107 | BELMONT 1107 | OH | 12kV |  | 1.0346 | 024110405 | 6.2687
EDGIS_PRIOH_CIRCMILES.xlsx | 024031109 | BELMONT 1109 | OH | 12kV |  | 0.0033713 | 024120401 | 6.3993
EDGIS_PRIOH_CIRCMILES.xlsx | 024031110 | BELMONT 1110 | OH | 12kV |  | 24.0298 | 024120402 | 3.8874
EDGIS_PRIOH_CIRCMILES.xlsx | 024031110 | BELMONT 1110 | OH | 12kV | Tier 2 - Elevated | 0.11218 | 024120403 | 8.2998
EDGIS_PRIOH_CIRCMILES.xlsx | 024040401 | BERESFORD 0401 | OH | 4.16kV |  | 1.0764 | 024120404 | 4.6285
EDGIS_PRIOH_CIRCMILES.xlsx | 024040402 | BERESFORD 0402 | OH | 4.16kV |  | 2.3652 | 024130401 | 6.7128
EDGIS_PRIOH_CIRCMILES.xlsx | 024040403 | BERESFORD 0403 | OH | 4.16kV |  | 6.7793 | 024130402 | 10.6273
EDGIS_PRIOH_CIRCMILES.xlsx | 024040403 | BERESFORD 0403 | OH | 4.16kV | Tier 2 - Elevated | 5.3667 | 024130403 | 9.7209
EDGIS_PRIOH_CIRCMILES.xlsx | 024040404 | BERESFORD 0404 | OH | 4.16kV |  | 5.7447 | 024130404 | 9.4314
EDGIS_PRIOH_CIRCMILES.xlsx | 024050401 | BURLINGAME 0401 | OH | 4.16kV |  | 3.1016 | 024131101 | 14.3125
EDGIS_PRIOH_CIRCMILES.xlsx | 024050402 | BURLINGAME 0402 | OH | 4.16kV |  | 5.8859 | 024131102 | 82.1825
EDGIS_PRIOH_CIRCMILES.xlsx | 024050403 | BURLINGAME 0403 | OH | 4.16kV |  | 3.8615 | 024131103 | 86.0808
EDGIS_PRIOH_CIRCMILES.xlsx | 024050404 | BURLINGAME 0404 | OH | 4.16kV |  | 3.9791 | 024131104 | 27.6262
EDGIS_PRIOH_CIRCMILES.xlsx | 024050405 | BURLINGAME 0405 | OH | 4.16kV |  | 3.2535 | 024141101 | 23.0785
EDGIS_PRIOH_CIRCMILES.xlsx | 024052101 | BURLINGAME 2101 | OH | 12kV |  | 0.019246 | 024141102 | 23.4581
EDGIS_PRIOH_CIRCMILES.xlsx | 024052101 | BURLINGAME 2101 | OH | 21kV |  | 6.8147 | 024160402 | 2.9504
EDGIS_PRIOH_CIRCMILES.xlsx | 024060401 | CAROLANDS 0401 | OH | 4.16kV |  | 4.4829 | 024160403 | 5.8643
EDGIS_PRIOH_CIRCMILES.xlsx | 024060402 | CAROLANDS 0402 | OH | 4.16kV |  | 0.033498 | 024160404 | 3.0873
EDGIS_PRIOH_CIRCMILES.xlsx | 024060403 | CAROLANDS 0403 | OH | 4.16kV |  | 13.3466 | 024160405 | 5.012
EDGIS_PRIOH_CIRCMILES.xlsx | 024060404 | CAROLANDS 0404 | OH | 4.16kV |  | 6.0656 | 024160406 | 8.8116
EDGIS_PRIOH_CIRCMILES.xlsx | 024060404 | CAROLANDS 0404 | OH | 4.16kV | Tier 2 - Elevated | 4.1862 | 024160407 | 0.23701
EDGIS_PRIOH_CIRCMILES.xlsx | 024080401 | EMERALD LAKE 0401 | OH | 4.16kV |  | 4.0595 | 024160408 | 7.8521
EDGIS_PRIOH_CIRCMILES.xlsx | 024080401 | EMERALD LAKE 0401 | OH | 4.16kV | Tier 2 - Elevated | 6.8781 | 024160409 | 6.3153
EDGIS_PRIOH_CIRCMILES.xlsx | 024080401 | EMERALD LAKE 0401 | OH | 4.16kV | Tier 3 - Extreme | 2.1563 | 024160410 | 6.4296
EDGIS_PRIOH_CIRCMILES.xlsx | 024080402 | EMERALD LAKE 0402 | OH | 4.16kV |  | 1.1641 | 024161101 | 4.7251
EDGIS_PRIOH_CIRCMILES.xlsx | 024080402 | EMERALD LAKE 0402 | OH | 4.16kV | Tier 2 - Elevated | 8.2791 | 024161102 | 3.61
EDGIS_PRIOH_CIRCMILES.xlsx | 024090404 | GLENWOOD 0404 | OH | 4.16kV |  | 6.0494 | 024161103 | 12.2158
EDGIS_PRIOH_CIRCMILES.xlsx | 024090405 | GLENWOOD 0405 | OH | 4.16kV |  | 5.7416 | 024161104 | 7.7673
EDGIS_PRIOH_CIRCMILES.xlsx | 024090406 | GLENWOOD 0406 | OH | 4.16kV |  | 2.286 | 024161105 | 8.5189
EDGIS_PRIOH_CIRCMILES.xlsx | 024091101 | GLENWOOD 1101 | OH | 12kV |  | 5.4375 | 024180401 | 3.5683
EDGIS_PRIOH_CIRCMILES.xlsx | 024091102 | GLENWOOD 1102 | OH | 12kV |  | 7.1517 | 024180402 | 5.0701
EDGIS_PRIOH_CIRCMILES.xlsx | 024101101 | HALF MOON BAY 1101 | OH | 12kV |  | 22.7029 | 024180403 | 6.9794
EDGIS_PRIOH_CIRCMILES.xlsx | 024101101 | HALF MOON BAY 1101 | OH | 12kV | Tier 2 - Elevated | 13.5551 | 024180404 | 8.9745
EDGIS_PRIOH_CIRCMILES.xlsx | 024101101 | HALF MOON BAY 1101 | OH | 12kV | Tier 3 - Extreme | 12.8336 | 024180405 | 8.9397
EDGIS_PRIOH_CIRCMILES.xlsx | 024101102 | HALF MOON BAY 1102 | OH | 12kV |  | 39.6903 | 024180406 | 6.9133
EDGIS_PRIOH_CIRCMILES.xlsx | 024101102 | HALF MOON BAY 1102 | OH | 12kV | Tier 2 - Elevated | 2.9057 | 024181101 | 2.8803
EDGIS_PRIOH_CIRCMILES.xlsx | 024101102 | HALF MOON BAY 1102 | OH | 12kV | Tier 3 - Extreme | 5.5332 | 024181102 | 4.4689
EDGIS_PRIOH_CIRCMILES.xlsx | 024101103 | HALF MOON BAY 1103 | OH | 2.4kV | Tier 2 - Elevated | 1.62 | 024181103 | 19.4363
EDGIS_PRIOH_CIRCMILES.xlsx | 024101103 | HALF MOON BAY 1103 | OH | 4.16kV | Tier 2 - Elevated | 9.0417 | 024181104 | 29.8075
EDGIS_PRIOH_CIRCMILES.xlsx | 024101103 | HALF MOON BAY 1103 | OH | 12kV |  | 42.9417 | 024190404 | 5.8484
EDGIS_PRIOH_CIRCMILES.xlsx | 024101103 | HALF MOON BAY 1103 | OH | 12kV | Tier 2 - Elevated | 109.3021 | 024190407 | 5.362
EDGIS_PRIOH_CIRCMILES.xlsx | 024101103 | HALF MOON BAY 1103 | OH | 12kV | Tier 3 - Extreme | 1.4242 | 024190408 | 7.1877
EDGIS_PRIOH_CIRCMILES.xlsx | 024110401 | HILLSDALE 0401 | OH | 4.16kV |  | 7.1891 | 024190409 | 3.9806
EDGIS_PRIOH_CIRCMILES.xlsx | 024110401 | HILLSDALE 0401 | OH | 12kV |  | 0.27492 | 024190410 | 6.2329
EDGIS_PRIOH_CIRCMILES.xlsx | 024110402 | HILLSDALE 0402 | OH | 4.16kV |  | 8.0346 | 024192101 | 20.5361
EDGIS_PRIOH_CIRCMILES.xlsx | 024110403 | HILLSDALE 0403 | OH | 4.16kV |  | 3.2715 | 024192102 | 22.4927
EDGIS_PRIOH_CIRCMILES.xlsx | 024110404 | HILLSDALE 0404 | OH | 4.16kV |  | 5.687 | 024240401 | 0.047108
EDGIS_PRIOH_CIRCMILES.xlsx | 024110405 | HILLSDALE 0405 | OH | 4.16kV |  | 5.891 | 024240402 | 1.2664
EDGIS_PRIOH_CIRCMILES.xlsx | 024120401 | LAS PULGAS 0401 | OH | 4.16kV |  | 5.7299 | 024251101 | 74.4021
EDGIS_PRIOH_CIRCMILES.xlsx | 024120401 | LAS PULGAS 0401 | OH | 4.16kV | Tier 2 - Elevated | 0.34593 | 024251102 | 22.97
EDGIS_PRIOH_CIRCMILES.xlsx | 024120402 | LAS PULGAS 0402 | OH | 4.16kV |  | 2.5659 | 024251104 | 61.6589
EDGIS_PRIOH_CIRCMILES.xlsx | 024120403 | LAS PULGAS 0403 | OH | 4.16kV |  | 7.8433 | 024251105 | 15.0619
EDGIS_PRIOH_CIRCMILES.xlsx | 024120404 | LAS PULGAS 0404 | OH | 4.16kV |  | 4.0508 | 024261101 | 0.51726
EDGIS_PRIOH_CIRCMILES.xlsx | 024130401 | MENLO 0401 | OH | 4.16kV |  | 6.384 | 024261102 | 5.2929
EDGIS_PRIOH_CIRCMILES.xlsx | 024130402 | MENLO 0402 | OH | 4.16kV |  | 7.5632 | 024261103 | 6.4975
EDGIS_PRIOH_CIRCMILES.xlsx | 024130403 | MENLO 0403 | OH | 4.16kV |  | 8.515 | 024261104 | 2.664
EDGIS_PRIOH_CIRCMILES.xlsx | 024130404 | MENLO 0404 | OH | 4.16kV |  | 7.8945 | 024261105 | 7.687
EDGIS_PRIOH_CIRCMILES.xlsx | 024131101 | MENLO 1101 | OH | 12kV |  | 1.5097 | 028281199 | 0.0056818
EDGIS_PRIOH_CIRCMILES.xlsx | 024131102 | MENLO 1102 | OH | 4.16kV |  | 3.109 | 042011101 | 31.8626
EDGIS_PRIOH_CIRCMILES.xlsx | 024131102 | MENLO 1102 | OH | 4.16kV | Tier 2 - Elevated | 7.2943 | 042011102 | 17.0507
EDGIS_PRIOH_CIRCMILES.xlsx | 024131102 | MENLO 1102 | OH | 12kV |  | 32.3268 | 042011103 | 13.5097
EDGIS_PRIOH_CIRCMILES.xlsx | 024131102 | MENLO 1102 | OH | 12kV | Tier 2 - Elevated | 21.3103 | 042011104 | 32.5995
EDGIS_PRIOH_CIRCMILES.xlsx | 024131102 | MENLO 1102 | OH | 12kV | Tier 3 - Extreme | 0.014771 | 042011105 | 42.8937
EDGIS_PRIOH_CIRCMILES.xlsx | 024131103 | MENLO 1103 | OH | 4.16kV |  | 1.8111 | 042011106 | 28.0995
EDGIS_PRIOH_CIRCMILES.xlsx | 024131103 | MENLO 1103 | OH | 4.16kV | Tier 2 - Elevated | 4.6413 | 042011107 | 41.1281
EDGIS_PRIOH_CIRCMILES.xlsx | 024131103 | MENLO 1103 | OH | 12kV |  | 15.4972 | 042011108 | 53.8067
EDGIS_PRIOH_CIRCMILES.xlsx | 024131103 | MENLO 1103 | OH | 12kV | Tier 2 - Elevated | 42.9132 | 042011109 | 33.2695
EDGIS_PRIOH_CIRCMILES.xlsx | 024131104 | MENLO 1104 | OH | 12kV |  | 16.6842 | 042011110 | 1.5063
EDGIS_PRIOH_CIRCMILES.xlsx | 024141101 | RALSTON 1101 | OH | 4.16kV |  | 0.019365 | 042021102 | 37.843
EDGIS_PRIOH_CIRCMILES.xlsx | 024141101 | RALSTON 1101 | OH | 12kV |  | 5.5107 | 042021103 | 17.5853
EDGIS_PRIOH_CIRCMILES.xlsx | 024141101 | RALSTON 1101 | OH | 12kV | Tier 2 - Elevated | 8.519 | 042021105 | 19.5052
EDGIS_PRIOH_CIRCMILES.xlsx | 024141101 | RALSTON 1101 | OH | 12kV | Tier 3 - Extreme | 0.41361 | 042021106 | 9.249
EDGIS_PRIOH_CIRCMILES.xlsx | 024141102 | RALSTON 1102 | OH | 12kV |  | 7.005 | 042021109 | 22.283
EDGIS_PRIOH_CIRCMILES.xlsx | 024141102 | RALSTON 1102 | OH | 12kV | Tier 2 - Elevated | 3.7299 | 042021110 | 24.5214
EDGIS_PRIOH_CIRCMILES.xlsx | 024160402 | REDWOOD CITY 0402 | OH | 4.16kV |  | 1.2484 | 042021112 | 63.3288
EDGIS_PRIOH_CIRCMILES.xlsx | 024160403 | REDWOOD CITY 0403 | OH | 4.16kV |  | 2.1561 | 042031120 | 39.9547
EDGIS_PRIOH_CIRCMILES.xlsx | 024160404 | REDWOOD CITY 0404 | OH | 4.16kV |  | 1.6076 | 042031121 | 52.4827
EDGIS_PRIOH_CIRCMILES.xlsx | 024160405 | REDWOOD CITY 0405 | OH | 4.16kV |  | 3.354 | 042031122 | 28.4075
EDGIS_PRIOH_CIRCMILES.xlsx | 024160406 | REDWOOD CITY 0406 | OH | 4.16kV |  | 6.6383 | 042031123 | 18.6724
EDGIS_PRIOH_CIRCMILES.xlsx | 024160408 | REDWOOD CITY 0408 | OH | 4.16kV |  | 6.0298 | 042031124 | 39.4198
EDGIS_PRIOH_CIRCMILES.xlsx | 024160409 | REDWOOD CITY 0409 | OH | 4.16kV |  | 4.9401 | 042031125 | 50.165
EDGIS_PRIOH_CIRCMILES.xlsx | 024160410 | REDWOOD CITY 0410 | OH | 4.16kV |  | 5.4126 | 042041101 | 0.016484
EDGIS_PRIOH_CIRCMILES.xlsx | 024161101 | REDWOOD CITY 1101 | OH | 12kV |  | 2.2714 | 042041102 | 47.4435
EDGIS_PRIOH_CIRCMILES.xlsx | 024161102 | REDWOOD CITY 1102 | OH | 12kV |  | 1.6167 | 042041103 | 26.4522
EDGIS_PRIOH_CIRCMILES.xlsx | 024161103 | REDWOOD CITY 1103 | OH | 12kV |  | 1.6602 | 042041104 | 38.4691
EDGIS_PRIOH_CIRCMILES.xlsx | 024161104 | REDWOOD CITY 1104 | OH | 12kV |  | 0.99222 | 042041108 | 40.3935
EDGIS_PRIOH_CIRCMILES.xlsx | 024161105 | REDWOOD CITY 1105 | OH | 12kV |  | 5.6756 | 042042101 | 6.7243
EDGIS_PRIOH_CIRCMILES.xlsx | 024180401 | SAN CARLOS 0401 | OH | 4.16kV |  | 1.6288 | 042042104 | 4.7811
EDGIS_PRIOH_CIRCMILES.xlsx | 024180402 | SAN CARLOS 0402 | OH | 4.16kV |  | 4.3054 | 042051101 | 25.5678
EDGIS_PRIOH_CIRCMILES.xlsx | 024180403 | SAN CARLOS 0403 | OH | 4.16kV |  | 6.9237 | 042051102 | 23.3765
EDGIS_PRIOH_CIRCMILES.xlsx | 024180404 | SAN CARLOS 0404 | OH | 4.16kV |  | 8.7281 | 042051103 | 27.2772
EDGIS_PRIOH_CIRCMILES.xlsx | 024180405 | SAN CARLOS 0405 | OH | 4.16kV |  | 8.1796 | 042091101 | 54.4247
EDGIS_PRIOH_CIRCMILES.xlsx | 024180406 | SAN CARLOS 0406 | OH | 4.16kV |  | 6.5569 | 042091102 | 61.7316
EDGIS_PRIOH_CIRCMILES.xlsx | 024181101 | SAN CARLOS 1101 | OH | 12kV |  | 1.5468 | 042120411 | 3.3633
EDGIS_PRIOH_CIRCMILES.xlsx | 024181102 | SAN CARLOS 1102 | OH | 12kV |  | 0.46387 | 042120413 | 2.9908
EDGIS_PRIOH_CIRCMILES.xlsx | 024181103 | SAN CARLOS 1103 | OH | 4.16kV |  | 0.0065992 | 042141101 | 116.2148
EDGIS_PRIOH_CIRCMILES.xlsx | 024181103 | SAN CARLOS 1103 | OH | 12kV |  | 12.6725 | 042141102 | 44.0397
EDGIS_PRIOH_CIRCMILES.xlsx | 024181103 | SAN CARLOS 1103 | OH | 12kV | Tier 2 - Elevated | 3.8258 | 042151101 | 9.4156
EDGIS_PRIOH_CIRCMILES.xlsx | 024181104 | SAN CARLOS 1104 | OH | 4.16kV |  | 0.40799 | 042151102 | 30.7558
EDGIS_PRIOH_CIRCMILES.xlsx | 024181104 | SAN CARLOS 1104 | OH | 4.16kV | Tier 2 - Elevated | 4.7778 | 042151103 | 34.2394
EDGIS_PRIOH_CIRCMILES.xlsx | 024181104 | SAN CARLOS 1104 | OH | 12kV |  | 11.0458 | 042151104 | 73.4158
EDGIS_PRIOH_CIRCMILES.xlsx | 024181104 | SAN CARLOS 1104 | OH | 12kV | Tier 2 - Elevated | 5.9346 | 042151105 | 14.1373
EDGIS_PRIOH_CIRCMILES.xlsx | 024190404 | SAN MATEO 0404 | OH | 4.16kV |  | 5.1007 | 042151106 | 22.0201
EDGIS_PRIOH_CIRCMILES.xlsx | 024190407 | SAN MATEO 0407 | OH | 4.16kV |  | 3.7044 | 042151107 | 11.7224
EDGIS_PRIOH_CIRCMILES.xlsx | 024190408 | SAN MATEO 0408 | OH | 4.16kV |  | 5.6181 | 042151108 | 26.8999
EDGIS_PRIOH_CIRCMILES.xlsx | 024190409 | SAN MATEO 0409 | OH | 4.16kV |  | 3.1265 | 042151109 | 11.6453
EDGIS_PRIOH_CIRCMILES.xlsx | 024190410 | SAN MATEO 0410 | OH | 4.16kV |  | 5.1488 | 042151110 | 35.2985
EDGIS_PRIOH_CIRCMILES.xlsx | 024192101 | SAN MATEO 2101 | OH | 21kV |  | 10.4956 | 042151111 | 45.0001
EDGIS_PRIOH_CIRCMILES.xlsx | 024192102 | SAN MATEO 2102 | OH | 21kV |  | 12.7695 | 042151112 | 17.1013
EDGIS_PRIOH_CIRCMILES.xlsx | 024240402 | WATERSHED 0402 | OH | 4.16kV |  | 1.1576 | 042211101 | 0.644
EDGIS_PRIOH_CIRCMILES.xlsx | 024240402 | WATERSHED 0402 | OH | 4.16kV | Tier 3 - Extreme | 0.030387 | 042211102 | 6.3203
EDGIS_PRIOH_CIRCMILES.xlsx | 024251101 | WOODSIDE 1101 | OH | 4.16kV |  | 0.052044 | 042211103 | 13.5776
EDGIS_PRIOH_CIRCMILES.xlsx | 024251101 | WOODSIDE 1101 | OH | 4.16kV | Tier 2 - Elevated | 0.05039 | 042211104 | 47.6922
EDGIS_PRIOH_CIRCMILES.xlsx | 024251101 | WOODSIDE 1101 | OH | 4.16kV | Tier 3 - Extreme | 23.2206 | 042251101 | 135.2607
EDGIS_PRIOH_CIRCMILES.xlsx | 024251101 | WOODSIDE 1101 | OH | 12kV |  | 18.7553 | 042261101 | 59.5622
EDGIS_PRIOH_CIRCMILES.xlsx | 024251101 | WOODSIDE 1101 | OH | 12kV | Tier 2 - Elevated | 0.43628 | 042271102 | 64.6907
EDGIS_PRIOH_CIRCMILES.xlsx | 024251101 | WOODSIDE 1101 | OH | 12kV | Tier 3 - Extreme | 19.5423 | 042271103 | 118.9781
EDGIS_PRIOH_CIRCMILES.xlsx | 024251102 | WOODSIDE 1102 | OH | 12kV |  | 17.0436 | 042271104 | 19.4406
EDGIS_PRIOH_CIRCMILES.xlsx | 024251102 | WOODSIDE 1102 | OH | 12kV | Tier 2 - Elevated | 0.059726 | 042271105 | 138.8689
EDGIS_PRIOH_CIRCMILES.xlsx | 024251104 | WOODSIDE 1104 | OH | 4.16kV |  | 2.4205 | 042281104 | 18.8905
EDGIS_PRIOH_CIRCMILES.xlsx | 024251104 | WOODSIDE 1104 | OH | 4.16kV | Tier 2 - Elevated | 3.1967 | 042281105 | 75.1433
EDGIS_PRIOH_CIRCMILES.xlsx | 024251104 | WOODSIDE 1104 | OH | 4.16kV | Tier 3 - Extreme | 2.3145 | 042291101 | 137.6306
EDGIS_PRIOH_CIRCMILES.xlsx | 024251104 | WOODSIDE 1104 | OH | 12kV |  | 21.6778 | 042301101 | 36.3779
EDGIS_PRIOH_CIRCMILES.xlsx | 024251104 | WOODSIDE 1104 | OH | 12kV | Tier 2 - Elevated | 10.1019 | 042450411 | 7.7842
EDGIS_PRIOH_CIRCMILES.xlsx | 024251104 | WOODSIDE 1104 | OH | 12kV | Tier 3 - Extreme | 4.8167 | 042450413 | 6.5232
EDGIS_PRIOH_CIRCMILES.xlsx | 024251105 | WOODSIDE 1105 | OH | 12kV |  | 6.4032 | 042450414 | 8.6878
EDGIS_PRIOH_CIRCMILES.xlsx | 024261101 | BAIR 1101 | OH | 12kV |  | 0.055851 | 042450415 | 7.6605
EDGIS_PRIOH_CIRCMILES.xlsx | 024261103 | BAIR 1103 | OH | 4.16kV |  | 0.0122 | 042451101 | 23.4212
EDGIS_PRIOH_CIRCMILES.xlsx | 024261103 | BAIR 1103 | OH | 12kV |  | 0.52214 | 042451102 | 3.173
EDGIS_PRIOH_CIRCMILES.xlsx | 024261105 | BAIR 1105 | OH | 12kV |  | 2.2969 | 042461101 | 19.2381
EDGIS_PRIOH_CIRCMILES.xlsx | 042011101 | SAN RAFAEL 1101 | OH | 12kV |  | 14.5241 | 042461104 | 1.1051
EDGIS_PRIOH_CIRCMILES.xlsx | 042011101 | SAN RAFAEL 1101 | OH | 12kV | Tier 2 - Elevated | 0.26752 | 042461105 | 10.6102
EDGIS_PRIOH_CIRCMILES.xlsx | 042011101 | SAN RAFAEL 1101 | OH | 12kV | Tier 3 - Extreme | 8.8366 | 042461106 | 84.9059
EDGIS_PRIOH_CIRCMILES.xlsx | 042011102 | SAN RAFAEL 1102 | OH | 12kV |  | 4.8459 | 042481101 | 27.5473
EDGIS_PRIOH_CIRCMILES.xlsx | 042011103 | SAN RAFAEL 1103 | OH | 12kV |  | 5.8723 | 042481102 | 17.1353
EDGIS_PRIOH_CIRCMILES.xlsx | 042011104 | SAN RAFAEL 1104 | OH | 12kV |  | 13.355 | 042481103 | 17.2589
EDGIS_PRIOH_CIRCMILES.xlsx | 042011104 | SAN RAFAEL 1104 | OH | 12kV | Tier 2 - Elevated | 9.7143 | 042481104 | 70.1873
EDGIS_PRIOH_CIRCMILES.xlsx | 042011104 | SAN RAFAEL 1104 | OH | 12kV | Tier 3 - Extreme | 1.8807 | 042481105 | 37.7524
EDGIS_PRIOH_CIRCMILES.xlsx | 042011105 | SAN RAFAEL 1105 | OH | 12kV |  | 21.4046 | 042490401 | 2.0956
EDGIS_PRIOH_CIRCMILES.xlsx | 042011105 | SAN RAFAEL 1105 | OH | 12kV | Tier 2 - Elevated | 1.629 | 042490402 | 3.1391
EDGIS_PRIOH_CIRCMILES.xlsx | 042011106 | SAN RAFAEL 1106 | OH | 12kV |  | 18.2088 | 042491101 | 16.2524
EDGIS_PRIOH_CIRCMILES.xlsx | 042011106 | SAN RAFAEL 1106 | OH | 12kV | Tier 2 - Elevated | 2.8037 | 042491102 | 27.2724
EDGIS_PRIOH_CIRCMILES.xlsx | 042011107 | SAN RAFAEL 1107 | OH | 12kV |  | 7.9166 | 042550401 | 2.8025
EDGIS_PRIOH_CIRCMILES.xlsx | 042011107 | SAN RAFAEL 1107 | OH | 12kV | Tier 2 - Elevated | 3.0191 | 042561101 | 21.4962
EDGIS_PRIOH_CIRCMILES.xlsx | 042011107 | SAN RAFAEL 1107 | OH | 12kV | Tier 3 - Extreme | 18.2371 | 042561102 | 108.4523
EDGIS_PRIOH_CIRCMILES.xlsx | 042011108 | SAN RAFAEL 1108 | OH | 12kV |  | 7.6735 | 042561103 | 0.0094663
EDGIS_PRIOH_CIRCMILES.xlsx | 042011108 | SAN RAFAEL 1108 | OH | 12kV | Tier 2 - Elevated | 1.3739 | 042561104 | 32.7467
EDGIS_PRIOH_CIRCMILES.xlsx | 042011108 | SAN RAFAEL 1108 | OH | 12kV | Tier 3 - Extreme | 37.6716 | 042561105 | 57.8996
EDGIS_PRIOH_CIRCMILES.xlsx | 042011109 | SAN RAFAEL 1109 | OH | 12kV |  | 16.5036 | 042561106 | 9.5365
EDGIS_PRIOH_CIRCMILES.xlsx | 042011109 | SAN RAFAEL 1109 | OH | 12kV | Tier 2 - Elevated | 9.8185 | 042561107 | 76.3028
EDGIS_PRIOH_CIRCMILES.xlsx | 042011110 | SAN RAFAEL 1110 | OH | 12kV |  | 0.0056818 | 042571101 | 104.348
EDGIS_PRIOH_CIRCMILES.xlsx | 042021102 | NAPA 1102 | OH | 12kV |  | 32.0825 | 042571102 | 178.4443
EDGIS_PRIOH_CIRCMILES.xlsx | 042021102 | NAPA 1102 | OH | 12kV | Tier 2 - Elevated | 0.26858 | 042571103 | 93.9903
EDGIS_PRIOH_CIRCMILES.xlsx | 042021103 | NAPA 1103 | OH | 12kV |  | 14.833 | 042571104 | 71.1847
EDGIS_PRIOH_CIRCMILES.xlsx | 042021105 | NAPA 1105 | OH | 12kV |  | 15.5892 | 042601101 | 96.6918
EDGIS_PRIOH_CIRCMILES.xlsx | 042021106 | NAPA 1106 | OH | 12kV |  | 1.2397 | 042601102 | 110.1943
EDGIS_PRIOH_CIRCMILES.xlsx | 042021109 | NAPA 1109 | OH | 12kV |  | 11.6668 | 042631101 | 0.6275
EDGIS_PRIOH_CIRCMILES.xlsx | 042021110 | NAPA 1110 | OH | 12kV |  | 13.2758 | 042631102 | 16.4403
EDGIS_PRIOH_CIRCMILES.xlsx | 042021112 | NAPA 1112 | OH | 12kV |  | 32.6273 | 042631105 | 19.1296
EDGIS_PRIOH_CIRCMILES.xlsx | 042021112 | NAPA 1112 | OH | 12kV | Tier 2 - Elevated | 19.2346 | 042631106 | 27.6427
EDGIS_PRIOH_CIRCMILES.xlsx | 042031120 | ALTO 1120 | OH | 12kV |  | 16.4782 | 042631108 | 132.3694
EDGIS_PRIOH_CIRCMILES.xlsx | 042031120 | ALTO 1120 | OH | 12kV | Tier 2 - Elevated | 3.9064 | 042631109 | 86.3505
EDGIS_PRIOH_CIRCMILES.xlsx | 042031121 | ALTO 1121 | OH | 12kV |  | 16.5613 | 042631110 | 1.0992
EDGIS_PRIOH_CIRCMILES.xlsx | 042031121 | ALTO 1121 | OH | 12kV | Zone 1 - HHZ | 0.34319 | 042651101 | 41.182
EDGIS_PRIOH_CIRCMILES.xlsx | 042031122 | ALTO 1122 | OH | 12kV |  | 8.926 | 042651102 | 38.2584
EDGIS_PRIOH_CIRCMILES.xlsx | 042031122 | ALTO 1122 | OH | 12kV | Tier 2 - Elevated | 3.6504 | 042651103 | 13.4653
EDGIS_PRIOH_CIRCMILES.xlsx | 042031122 | ALTO 1122 | OH | 12kV | Tier 3 - Extreme | 9.1408 | 042651104 | 30.9557
EDGIS_PRIOH_CIRCMILES.xlsx | 042031122 | ALTO 1122 | OH | 12kV | Zone 1 - HHZ | 0.17539 | 042651105 | 11.3434
EDGIS_PRIOH_CIRCMILES.xlsx | 042031123 | ALTO 1123 | OH | 12kV |  | 9.8558 | 042651106 | 36.737
EDGIS_PRIOH_CIRCMILES.xlsx | 042031123 | ALTO 1123 | OH | 12kV | Tier 2 - Elevated | 0.46802 | 042651107 | 2.8758
EDGIS_PRIOH_CIRCMILES.xlsx | 042031124 | ALTO 1124 | OH | 12kV |  | 7.051 | 042661102 | 13.8359
EDGIS_PRIOH_CIRCMILES.xlsx | 042031124 | ALTO 1124 | OH | 12kV | Tier 3 - Extreme | 28.2136 | 042661103 | 161.7565
EDGIS_PRIOH_CIRCMILES.xlsx | 042031125 | ALTO 1125 | OH | 2.4kV | Tier 3 - Extreme | 0.12697 | 042661104 | 101.924
EDGIS_PRIOH_CIRCMILES.xlsx | 042031125 | ALTO 1125 | OH | 4.16kV | Tier 3 - Extreme | 0.18721 | 042681101 | 80.2821
EDGIS_PRIOH_CIRCMILES.xlsx | 042031125 | ALTO 1125 | OH | 12kV |  | 7.4661 | 042681102 | 129.1268
EDGIS_PRIOH_CIRCMILES.xlsx | 042031125 | ALTO 1125 | OH | 12kV | Tier 2 - Elevated | 10.9089 | 042711101 | 127.7129
EDGIS_PRIOH_CIRCMILES.xlsx | 042031125 | ALTO 1125 | OH | 12kV | Tier 3 - Extreme | 26.0626 | 042711102 | 55.2251
EDGIS_PRIOH_CIRCMILES.xlsx | 042041102 | NORTH TOWER 1102 | OH | 12kV |  | 18.7106 | 042721102 | 30.9338
EDGIS_PRIOH_CIRCMILES.xlsx | 042041103 | NORTH TOWER 1103 | OH | 12kV |  | 13.0329 | 042721103 | 35.9979
EDGIS_PRIOH_CIRCMILES.xlsx | 042041104 | NORTH TOWER 1104 | OH | 12kV |  | 19.7363 | 042721104 | 76.639
EDGIS_PRIOH_CIRCMILES.xlsx | 042041108 | NORTH TOWER 1108 | OH | 12kV |  | 13.296 | 042721105 | 74.0503
EDGIS_PRIOH_CIRCMILES.xlsx | 042042101 | NORTH TOWER 2101 | OH | 21kV |  | 3.8856 | 042721106 | 22.313
EDGIS_PRIOH_CIRCMILES.xlsx | 042042101 | NORTH TOWER 2101 | OH | 21kV | Tier 2 - Elevated | 0.4984 | 042721107 | 59.7473
EDGIS_PRIOH_CIRCMILES.xlsx | 042042104 | NORTH TOWER 2104 | OH | 21kV |  | 4.2092 | 042751111 | 31.9653
EDGIS_PRIOH_CIRCMILES.xlsx | 042051101 | PARKWAY 1101 | OH | 2.4kV |  | 0.014703 | 042751112 | 0.0086406
EDGIS_PRIOH_CIRCMILES.xlsx | 042051101 | PARKWAY 1101 | OH | 12kV |  | 7.103 | 042751113 | 161.9192
EDGIS_PRIOH_CIRCMILES.xlsx | 042051102 | PARKWAY 1102 | OH | 12kV |  | 0.0028409 | 042761101 | 88.8226
EDGIS_PRIOH_CIRCMILES.xlsx | 042051103 | PARKWAY 1103 | OH | 12kV |  | 6.7276 | 042761102 | 86.1913
EDGIS_PRIOH_CIRCMILES.xlsx | 042091101 | MIRABEL 1101 | OH | 12kV |  | 22.521 | 042761103 | 8.2619
EDGIS_PRIOH_CIRCMILES.xlsx | 042091101 | MIRABEL 1101 | OH | 12kV | Tier 2 - Elevated | 8.9183 | 042761104 | 40.4084
EDGIS_PRIOH_CIRCMILES.xlsx | 042091101 | MIRABEL 1101 | OH | 12kV | Tier 3 - Extreme | 19.9151 | 042771111 | 44.0863
EDGIS_PRIOH_CIRCMILES.xlsx | 042091102 | MIRABEL 1102 | OH | 12kV |  | 20.8834 | 042771113 | 16.7
EDGIS_PRIOH_CIRCMILES.xlsx | 042091102 | MIRABEL 1102 | OH | 12kV | Tier 2 - Elevated | 4.8062 | 042771114 | 109.3473
EDGIS_PRIOH_CIRCMILES.xlsx | 042091102 | MIRABEL 1102 | OH | 12kV | Tier 3 - Extreme | 31.9534 | 042771115 | 30.8939
EDGIS_PRIOH_CIRCMILES.xlsx | 042120411 | PETALUMA A 0411 | OH | 4.16kV |  | 3.063 | 042811111 | 65.0514
EDGIS_PRIOH_CIRCMILES.xlsx | 042120413 | PETALUMA A 0413 | OH | 4.16kV |  | 2.3578 | 042811112 | 20.4376
EDGIS_PRIOH_CIRCMILES.xlsx | 042141101 | CLEAR LAKE 1101 | OH | 12kV |  | 94.8121 | 042811113 | 62.7322
EDGIS_PRIOH_CIRCMILES.xlsx | 042141101 | CLEAR LAKE 1101 | OH | 12kV | Tier 2 - Elevated | 12.8685 | 042821101 | 46.3556
EDGIS_PRIOH_CIRCMILES.xlsx | 042141101 | CLEAR LAKE 1101 | OH | 12kV | Tier 3 - Extreme | 6.115 | 042821102 | 125.7641
EDGIS_PRIOH_CIRCMILES.xlsx | 042141102 | CLEAR LAKE 1102 | OH | 12kV |  | 33.1283 | 042841111 | 84.8242
EDGIS_PRIOH_CIRCMILES.xlsx | 042141102 | CLEAR LAKE 1102 | OH | 12kV | Tier 2 - Elevated | 3.982 | 042841112 | 53.7363
EDGIS_PRIOH_CIRCMILES.xlsx | 042151101 | SANTA ROSA A 1101 | OH | 12kV |  | 4.5193 | 042851121 | 97.5348
EDGIS_PRIOH_CIRCMILES.xlsx | 042151102 | SANTA ROSA A 1102 | OH | 12kV |  | 11.8623 | 042861101 | 52.4193
EDGIS_PRIOH_CIRCMILES.xlsx | 042151103 | SANTA ROSA A 1103 | OH | 12kV |  | 11.1251 | 042871101 | 87.0249
EDGIS_PRIOH_CIRCMILES.xlsx | 042151104 | SANTA ROSA A 1104 | OH | 12kV |  | 13.3848 | 042891101 | 147.7988
EDGIS_PRIOH_CIRCMILES.xlsx | 042151104 | SANTA ROSA A 1104 | OH | 12kV | Tier 2 - Elevated | 5.2392 | 042891102 | 127.759
EDGIS_PRIOH_CIRCMILES.xlsx | 042151104 | SANTA ROSA A 1104 | OH | 12kV | Tier 3 - Extreme | 37.522 | 042951101 | 79.0166
EDGIS_PRIOH_CIRCMILES.xlsx | 042151105 | SANTA ROSA A 1105 | OH | 12kV |  | 9.371 | 042951102 | 0.046492
EDGIS_PRIOH_CIRCMILES.xlsx | 042151106 | SANTA ROSA A 1106 | OH | 12kV |  | 9.9633 | 042981101 | 119.8906
EDGIS_PRIOH_CIRCMILES.xlsx | 042151107 | SANTA ROSA A 1107 | OH | 12kV |  | 3.2739 | 042991103 | 14.7219
EDGIS_PRIOH_CIRCMILES.xlsx | 042151107 | SANTA ROSA A 1107 | OH | 12kV | Tier 3 - Extreme | 2.8752 | 042991104 | 16.5406
EDGIS_PRIOH_CIRCMILES.xlsx | 042151108 | SANTA ROSA A 1108 | OH | 12kV |  | 6.6698 | 042991105 | 40.2394
EDGIS_PRIOH_CIRCMILES.xlsx | 042151108 | SANTA ROSA A 1108 | OH | 12kV | Tier 2 - Elevated | 0.12628 | 042991106 | 33.8986
EDGIS_PRIOH_CIRCMILES.xlsx | 042151109 | SANTA ROSA A 1109 | OH | 12kV |  | 5.919 | 042991107 | 20.5001
EDGIS_PRIOH_CIRCMILES.xlsx | 042151110 | SANTA ROSA A 1110 | OH | 12kV |  | 24.6335 | 043021101 | 47.8952
EDGIS_PRIOH_CIRCMILES.xlsx | 042151111 | SANTA ROSA A 1111 | OH | 12kV |  | 20.4921 | 043021102 | 37.3301
EDGIS_PRIOH_CIRCMILES.xlsx | 042151111 | SANTA ROSA A 1111 | OH | 12kV | Tier 2 - Elevated | 5.6124 | 043040401 | 2.4353
EDGIS_PRIOH_CIRCMILES.xlsx | 042151112 | SANTA ROSA A 1112 | OH | 12kV |  | 12.7715 | 043051101 | 133.2669
EDGIS_PRIOH_CIRCMILES.xlsx | 042211101 | NOVATO 1101 | OH | 12kV |  | 0.56604 | 043061101 | 121.6919
EDGIS_PRIOH_CIRCMILES.xlsx | 042211102 | NOVATO 1102 | OH | 12kV |  | 0.58673 | 043071101 | 89.3124
EDGIS_PRIOH_CIRCMILES.xlsx | 042211103 | NOVATO 1103 | OH | 12kV |  | 2.9466 | 043071102 | 65.5525
EDGIS_PRIOH_CIRCMILES.xlsx | 042211104 | NOVATO 1104 | OH | 12kV |  | 21.0339 | 043071103 | 63.0042
EDGIS_PRIOH_CIRCMILES.xlsx | 042211104 | NOVATO 1104 | OH | 12kV | Tier 2 - Elevated | 3.4963 | 043081101 | 102.7006
EDGIS_PRIOH_CIRCMILES.xlsx | 042251101 | HOPLAND 1101 | OH | 12kV |  | 49.0491 | 043091101 | 6.9661
EDGIS_PRIOH_CIRCMILES.xlsx | 042251101 | HOPLAND 1101 | OH | 12kV | Tier 2 - Elevated | 81.741 | 043091102 | 26.183
EDGIS_PRIOH_CIRCMILES.xlsx | 042261101 | BOLINAS 1101 | OH | 12kV |  | 17.0887 | 043091103 | 15.9556
EDGIS_PRIOH_CIRCMILES.xlsx | 042261101 | BOLINAS 1101 | OH | 12kV | Tier 2 - Elevated | 7.4245 | 043091104 | 30.194
EDGIS_PRIOH_CIRCMILES.xlsx | 042261101 | BOLINAS 1101 | OH | 12kV | Tier 3 - Extreme | 27.1892 | 043141101 | 111.1479
EDGIS_PRIOH_CIRCMILES.xlsx | 042271102 | COTATI 1102 | OH | 12kV |  | 19.4167 | 043141102 | 58.6356
EDGIS_PRIOH_CIRCMILES.xlsx | 042271102 | COTATI 1102 | OH | 12kV | Tier 2 - Elevated | 15.6453 | 043141103 | 40.2805
EDGIS_PRIOH_CIRCMILES.xlsx | 042271103 | COTATI 1103 | OH | 12kV |  | 26.9612 | 043150241 | 0.031224
EDGIS_PRIOH_CIRCMILES.xlsx | 042271103 | COTATI 1103 | OH | 12kV | Tier 2 - Elevated | 46.731 | 043161101 | 69.867
EDGIS_PRIOH_CIRCMILES.xlsx | 042271103 | COTATI 1103 | OH | 21kV | Tier 2 - Elevated | 37.2075 | 043181102 | 50.739
EDGIS_PRIOH_CIRCMILES.xlsx | 042271104 | COTATI 1104 | OH | 12kV |  | 8.1369 | 043181104 | 33.7305
EDGIS_PRIOH_CIRCMILES.xlsx | 042271104 | COTATI 1104 | OH | 12kV | Tier 2 - Elevated | 8.3915 | 043182101 | 46.3335
EDGIS_PRIOH_CIRCMILES.xlsx | 042271105 | COTATI 1105 | OH | 12kV |  | 88.6124 | 043182103 | 125.4829
EDGIS_PRIOH_CIRCMILES.xlsx | 042271105 | COTATI 1105 | OH | 12kV | Tier 2 - Elevated | 42.8712 | 043182105 | 38.1345
EDGIS_PRIOH_CIRCMILES.xlsx | 042281104 | POTTER VALLEY P H 1104 | OH | 12kV |  | 14.1058 | 043191101 | 71.9723
EDGIS_PRIOH_CIRCMILES.xlsx | 042281104 | POTTER VALLEY P H 1104 | OH | 12kV | Tier 2 - Elevated | 4.3887 | 043191102 | 61.3081
EDGIS_PRIOH_CIRCMILES.xlsx | 042281104 | POTTER VALLEY P H 1104 | OH | 12kV | Tier 3 - Extreme | 0.31504 | 043201101 | 35.55
EDGIS_PRIOH_CIRCMILES.xlsx | 042281105 | POTTER VALLEY P H 1105 | OH | 12kV |  | 25.3885 | 043201102 | 52.6603
EDGIS_PRIOH_CIRCMILES.xlsx | 042281105 | POTTER VALLEY P H 1105 | OH | 12kV | Tier 2 - Elevated | 43.7971 | 043211101 | 71.9415
EDGIS_PRIOH_CIRCMILES.xlsx | 042281105 | POTTER VALLEY P H 1105 | OH | 12kV | Tier 3 - Extreme | 4.6443 | 043211102 | 32.1965
EDGIS_PRIOH_CIRCMILES.xlsx | 042291101 | OLEMA 1101 | OH | 4.16kV | Tier 2 - Elevated | 2.8709 | 043251101 | 45.6396
EDGIS_PRIOH_CIRCMILES.xlsx | 042291101 | OLEMA 1101 | OH | 12kV |  | 52.3548 | 043251102 | 25.8841
EDGIS_PRIOH_CIRCMILES.xlsx | 042291101 | OLEMA 1101 | OH | 12kV | Tier 2 - Elevated | 53.0584 | 043251103 | 18.8358
EDGIS_PRIOH_CIRCMILES.xlsx | 042291101 | OLEMA 1101 | OH | 12kV | Tier 3 - Extreme | 11.7576 | 043251104 | 53.5094
EDGIS_PRIOH_CIRCMILES.xlsx | 042301101 | TULUCAY 1101 | OH | 12kV |  | 16.0196 | 043251105 | 24.2145
EDGIS_PRIOH_CIRCMILES.xlsx | 042301101 | TULUCAY 1101 | OH | 12kV | Tier 2 - Elevated | 3.8424 | 043281103 | 28.4044
EDGIS_PRIOH_CIRCMILES.xlsx | 042450411 | VALLEJO B 0411 | OH | 4.16kV |  | 7.0657 | 043281104 | 1.2231
EDGIS_PRIOH_CIRCMILES.xlsx | 042450413 | VALLEJO B 0413 | OH | 4.16kV |  | 6.4664 | 043281105 | 14.2456
EDGIS_PRIOH_CIRCMILES.xlsx | 042450414 | VALLEJO B 0414 | OH | 4.16kV |  | 8.3143 | 043291102 | 20.4323
EDGIS_PRIOH_CIRCMILES.xlsx | 042450415 | VALLEJO B 0415 | OH | 4.16kV |  | 7.6123 | 043291103 | 17.2402
EDGIS_PRIOH_CIRCMILES.xlsx | 042451101 | VALLEJO B 1101 | OH | 12kV |  | 16.3037 | 043291104 | 71.5077
EDGIS_PRIOH_CIRCMILES.xlsx | 042451102 | VALLEJO B 1102 | OH | 12kV |  | 2.4871 | 043291105 | 78.6462
EDGIS_PRIOH_CIRCMILES.xlsx | 042461101 | BASALT 1101 | OH | 12kV |  | 10.9254 | 043292101 | 25.627
EDGIS_PRIOH_CIRCMILES.xlsx | 042461104 | BASALT 1104 | OH | 12kV |  | 0.66863 | 043292102 | 124.0196
EDGIS_PRIOH_CIRCMILES.xlsx | 042461105 | BASALT 1105 | OH | 12kV |  | 1.7147 | 043292103 | 119.9164
EDGIS_PRIOH_CIRCMILES.xlsx | 042461106 | BASALT 1106 | OH | 12kV |  | 67.4183 | 043301104 | 16.8745
EDGIS_PRIOH_CIRCMILES.xlsx | 042461106 | BASALT 1106 | OH | 12kV | Tier 2 - Elevated | 1.6734 | 043301105 | 40.0978
EDGIS_PRIOH_CIRCMILES.xlsx | 042481101 | IGNACIO 1101 | OH | 12kV |  | 5.4069 | 043301106 | 43.151
EDGIS_PRIOH_CIRCMILES.xlsx | 042481101 | IGNACIO 1101 | OH | 12kV | Tier 2 - Elevated | 5.832 | 043302102 | 13.3114
EDGIS_PRIOH_CIRCMILES.xlsx | 042481101 | IGNACIO 1101 | OH | 12kV | Tier 3 - Extreme | 0.50309 | 043302103 | 66.5293
EDGIS_PRIOH_CIRCMILES.xlsx | 042481102 | IGNACIO 1102 | OH | 12kV |  | 8.5231 | 043302107 | 22.0889
EDGIS_PRIOH_CIRCMILES.xlsx | 042481103 | IGNACIO 1103 | OH | 12kV |  | 2.1323 | 043311102 | 156.3414
EDGIS_PRIOH_CIRCMILES.xlsx | 042481103 | IGNACIO 1103 | OH | 12kV | Tier 2 - Elevated | 0.61955 | 043311108 | 33.4401
EDGIS_PRIOH_CIRCMILES.xlsx | 042481104 | IGNACIO 1104 | OH | 12kV |  | 51.8977 | 043321101 | 61.9286
EDGIS_PRIOH_CIRCMILES.xlsx | 042481104 | IGNACIO 1104 | OH | 12kV | Tier 2 - Elevated | 6.3232 | 043321102 | 32.7985
EDGIS_PRIOH_CIRCMILES.xlsx | 042481105 | IGNACIO 1105 | OH | 12kV |  | 15.5486 | 043321103 | 61.8042
EDGIS_PRIOH_CIRCMILES.xlsx | 042481105 | IGNACIO 1105 | OH | 12kV | Tier 2 - Elevated | 4.7245 | 043321104 | 35.3803
EDGIS_PRIOH_CIRCMILES.xlsx | 042490401 | SAUSALITO 0401 | OH | 4.16kV |  | 2.0057 | 043341101 | 2.0955
EDGIS_PRIOH_CIRCMILES.xlsx | 042490402 | SAUSALITO 0402 | OH | 4.16kV |  | 2.9404 | 043351103 | 55.9604
EDGIS_PRIOH_CIRCMILES.xlsx | 042491101 | SAUSALITO 1101 | OH | 12kV |  | 5.4251 | 043351106 | 49.61
EDGIS_PRIOH_CIRCMILES.xlsx | 042491101 | SAUSALITO 1101 | OH | 12kV | Tier 2 - Elevated | 1.2388 | 043361101 | 0.026409
EDGIS_PRIOH_CIRCMILES.xlsx | 042491102 | SAUSALITO 1102 | OH | 4.16kV | Tier 2 - Elevated | 0.012908 | 043361102 | 64.0978
EDGIS_PRIOH_CIRCMILES.xlsx | 042491102 | SAUSALITO 1102 | OH | 12kV |  | 8.8628 | 043361103 | 128.3712
EDGIS_PRIOH_CIRCMILES.xlsx | 042491102 | SAUSALITO 1102 | OH | 12kV | Tier 2 - Elevated | 9.0921 | 043361104 | 32.8925
EDGIS_PRIOH_CIRCMILES.xlsx | 042550401 | VALLEJO C 0401 | OH | 4.16kV |  | 2.8025 | 043371101 | 35.9302
EDGIS_PRIOH_CIRCMILES.xlsx | 042561101 | FULTON 1101 | OH | 12kV |  | 6.2234 | 043371102 | 64.0934
EDGIS_PRIOH_CIRCMILES.xlsx | 042561102 | FULTON 1102 | OH | 12kV |  | 34.1939 | 043371105 | 34.6601
EDGIS_PRIOH_CIRCMILES.xlsx | 042561102 | FULTON 1102 | OH | 12kV | Tier 2 - Elevated | 26.4214 | 043381101 | 72.4989
EDGIS_PRIOH_CIRCMILES.xlsx | 042561102 | FULTON 1102 | OH | 12kV | Tier 3 - Extreme | 1.638 | 043411101 | 105.525
EDGIS_PRIOH_CIRCMILES.xlsx | 042561103 | FULTON 1103 | OH | 12kV |  | 0.0094663 | 043411102 | 31.0795
EDGIS_PRIOH_CIRCMILES.xlsx | 042561104 | FULTON 1104 | OH | 12kV |  | 8.0566 | 043432102 | 129.641
EDGIS_PRIOH_CIRCMILES.xlsx | 042561104 | FULTON 1104 | OH | 12kV | Tier 2 - Elevated | 0.39693 | 043432103 | 54.9125
EDGIS_PRIOH_CIRCMILES.xlsx | 042561105 | FULTON 1105 | OH | 12kV |  | 41.5869 | 043432104 | 156.4871
EDGIS_PRIOH_CIRCMILES.xlsx | 042561106 | FULTON 1106 | OH | 12kV |  | 4.8812 | 043432105 | 78.7309
EDGIS_PRIOH_CIRCMILES.xlsx | 042561107 | FULTON 1107 | OH | 12kV |  | 13.382 | 043471101 | 57.3653
EDGIS_PRIOH_CIRCMILES.xlsx | 042561107 | FULTON 1107 | OH | 12kV | Tier 2 - Elevated | 0.0098655 | 043471102 | 0.046609
EDGIS_PRIOH_CIRCMILES.xlsx | 042561107 | FULTON 1107 | OH | 12kV | Tier 3 - Extreme | 35.8624 | 043491101 | 39.6094
EDGIS_PRIOH_CIRCMILES.xlsx | 042571101 | MOLINO 1101 | OH | 12kV |  | 56.6143 | 043491102 | 9.2745
EDGIS_PRIOH_CIRCMILES.xlsx | 042571101 | MOLINO 1101 | OH | 12kV | Tier 2 - Elevated | 26.4394 | 043491103 | 38.1549
EDGIS_PRIOH_CIRCMILES.xlsx | 042571101 | MOLINO 1101 | OH | 12kV | Tier 3 - Extreme | 7.1036 | 043501101 | 22.7636
EDGIS_PRIOH_CIRCMILES.xlsx | 042571102 | MOLINO 1102 | OH | 12kV |  | 51.5642 | 043501102 | 29.1294
EDGIS_PRIOH_CIRCMILES.xlsx | 042571102 | MOLINO 1102 | OH | 12kV | Tier 2 - Elevated | 19.7593 | 043501103 | 24.3611
EDGIS_PRIOH_CIRCMILES.xlsx | 042571102 | MOLINO 1102 | OH | 12kV | Tier 3 - Extreme | 90.0652 | 048011144 | 30.9623
EDGIS_PRIOH_CIRCMILES.xlsx | 042571103 | MOLINO 1103 | OH | 4.16kV |  | 0.062629 | 048011146 | 5.9311
EDGIS_PRIOH_CIRCMILES.xlsx | 042571103 | MOLINO 1103 | OH | 12kV |  | 77.6307 | 062021100 | 55.4892
EDGIS_PRIOH_CIRCMILES.xlsx | 042571104 | MOLINO 1104 | OH | 12kV |  | 58.8158 | 062021101 | 66.3619
EDGIS_PRIOH_CIRCMILES.xlsx | 042571104 | MOLINO 1104 | OH | 12kV | Tier 2 - Elevated | 2.3783 | 062031101 | 20.5617
EDGIS_PRIOH_CIRCMILES.xlsx | 042601101 | PHILO 1101 | OH | 12kV |  | 19.5094 | 062031102 | 20.8347
EDGIS_PRIOH_CIRCMILES.xlsx | 042601101 | PHILO 1101 | OH | 12kV | Tier 2 - Elevated | 73.8086 | 062031103 | 17.9828
EDGIS_PRIOH_CIRCMILES.xlsx | 042601102 | PHILO 1102 | OH | 12kV |  | 17.4947 | 062031104 | 13.0316
EDGIS_PRIOH_CIRCMILES.xlsx | 042601102 | PHILO 1102 | OH | 12kV | Tier 2 - Elevated | 89.1442 | 062031105 | 21.8368
EDGIS_PRIOH_CIRCMILES.xlsx | 042631101 | PETALUMA C 1101 | OH | 12kV |  | 0.50539 | 062031106 | 40.2091
EDGIS_PRIOH_CIRCMILES.xlsx | 042631102 | PETALUMA C 1102 | OH | 12kV |  | 4.223 | 062031107 | 14.1336
EDGIS_PRIOH_CIRCMILES.xlsx | 042631105 | PETALUMA C 1105 | OH | 4.16kV |  | 0.0054442 | 062031108 | 30.6451
EDGIS_PRIOH_CIRCMILES.xlsx | 042631105 | PETALUMA C 1105 | OH | 12kV |  | 10.5464 | 062031109 | 19.9597
EDGIS_PRIOH_CIRCMILES.xlsx | 042631106 | PETALUMA C 1106 | OH | 12kV |  | 8.9983 | 062031110 | 20.8246
EDGIS_PRIOH_CIRCMILES.xlsx | 042631108 | PETALUMA C 1108 | OH | 12kV |  | 42.8981 | 062031111 | 0.36027
EDGIS_PRIOH_CIRCMILES.xlsx | 042631108 | PETALUMA C 1108 | OH | 12kV | Tier 2 - Elevated | 75.825 | 062031112 | 21.1727
EDGIS_PRIOH_CIRCMILES.xlsx | 042631109 | PETALUMA C 1109 | OH | 12kV |  | 17.93 | 062031113 | 24.2404
EDGIS_PRIOH_CIRCMILES.xlsx | 042631109 | PETALUMA C 1109 | OH | 12kV | Tier 2 - Elevated | 48.7942 | 062041101 | 58.6785
EDGIS_PRIOH_CIRCMILES.xlsx | 042631110 | PETALUMA C 1110 | OH | 4.16kV |  | 0.24833 | 062041102 | 24.806
EDGIS_PRIOH_CIRCMILES.xlsx | 042651101 | HIGHWAY 1101 | OH | 12kV |  | 11.2295 | 062041103 | 27.6514
EDGIS_PRIOH_CIRCMILES.xlsx | 042651102 | HIGHWAY 1102 | OH | 12kV |  | 23.1578 | 062041104 | 20.4853
EDGIS_PRIOH_CIRCMILES.xlsx | 042651103 | HIGHWAY 1103 | OH | 12kV |  | 6.2725 | 062041105 | 16.7314
EDGIS_PRIOH_CIRCMILES.xlsx | 042651104 | HIGHWAY 1104 | OH | 12kV |  | 6.4217 | 062041106 | 56.2385
EDGIS_PRIOH_CIRCMILES.xlsx | 042651105 | HIGHWAY 1105 | OH | 12kV |  | 1.2816 | 062041107 | 84.531
EDGIS_PRIOH_CIRCMILES.xlsx | 042651106 | HIGHWAY 1106 | OH | 12kV |  | 15.4201 | 062041108 | 22.0739
EDGIS_PRIOH_CIRCMILES.xlsx | 042661102 | WILLITS 1102 | OH | 12kV |  | 6.5164 | 062041109 | 24.0601
EDGIS_PRIOH_CIRCMILES.xlsx | 042661102 | WILLITS 1102 | OH | 12kV | Tier 2 - Elevated | 4.7551 | 062041110 | 5.9561
EDGIS_PRIOH_CIRCMILES.xlsx | 042661103 | WILLITS 1103 | OH | 12kV |  | 14.0477 | 062041111 | 17.9422
EDGIS_PRIOH_CIRCMILES.xlsx | 042661103 | WILLITS 1103 | OH | 12kV | Tier 2 - Elevated | 94.1716 | 062041112 | 59.9097
EDGIS_PRIOH_CIRCMILES.xlsx | 042661103 | WILLITS 1103 | OH | 12kV | Tier 3 - Extreme | 49.3511 | 062051101 | 27.198
EDGIS_PRIOH_CIRCMILES.xlsx | 042661104 | WILLITS 1104 | OH | 12kV |  | 8.6514 | 062051102 | 109.6206
EDGIS_PRIOH_CIRCMILES.xlsx | 042661104 | WILLITS 1104 | OH | 12kV | Tier 2 - Elevated | 36.3666 | 062061102 | 67.3866
EDGIS_PRIOH_CIRCMILES.xlsx | 042661104 | WILLITS 1104 | OH | 12kV | Tier 3 - Extreme | 50.9842 | 062061103 | 129.9526
EDGIS_PRIOH_CIRCMILES.xlsx | 042681101 | LAYTONVILLE 1101 | OH | 12kV |  | 27.952 | 062061104 | 16.3122
EDGIS_PRIOH_CIRCMILES.xlsx | 042681101 | LAYTONVILLE 1101 | OH | 12kV | Tier 2 - Elevated | 51.9072 | 062061105 | 42.178
EDGIS_PRIOH_CIRCMILES.xlsx | 042681102 | LAYTONVILLE 1102 | OH | 12kV |  | 14.3618 | 062061106 | 2.0022
EDGIS_PRIOH_CIRCMILES.xlsx | 042681102 | LAYTONVILLE 1102 | OH | 12kV | Tier 2 - Elevated | 71.9377 | 062071101 | 37.7995
EDGIS_PRIOH_CIRCMILES.xlsx | 042681102 | LAYTONVILLE 1102 | OH | 12kV | Tier 3 - Extreme | 3.3182 | 062081101 | 46.2719
EDGIS_PRIOH_CIRCMILES.xlsx | 042681102 | LAYTONVILLE 1102 | OH | 21kV | Tier 2 - Elevated | 36.0829 | 062081102 | 62.6051
EDGIS_PRIOH_CIRCMILES.xlsx | 042711101 | CALISTOGA 1101 | OH | 12kV |  | 16.8902 | 062081103 | 0.042474
EDGIS_PRIOH_CIRCMILES.xlsx | 042711101 | CALISTOGA 1101 | OH | 12kV | Tier 2 - Elevated | 15.6593 | 062081104 | 107.0784
EDGIS_PRIOH_CIRCMILES.xlsx | 042711101 | CALISTOGA 1101 | OH | 12kV | Tier 3 - Extreme | 84.6104 | 062131101 | 17.0035
EDGIS_PRIOH_CIRCMILES.xlsx | 042711102 | CALISTOGA 1102 | OH | 12kV |  | 21.9483 | 062131102 | 12.6338
EDGIS_PRIOH_CIRCMILES.xlsx | 042711102 | CALISTOGA 1102 | OH | 12kV | Tier 2 - Elevated | 1.5382 | 062131103 | 19.7305
EDGIS_PRIOH_CIRCMILES.xlsx | 042711102 | CALISTOGA 1102 | OH | 12kV | Tier 3 - Extreme | 22.4144 | 062131104 | 24.6888
EDGIS_PRIOH_CIRCMILES.xlsx | 042721102 | SONOMA 1102 | OH | 12kV |  | 12.1001 | 062131105 | 17.7179
EDGIS_PRIOH_CIRCMILES.xlsx | 042721102 | SONOMA 1102 | OH | 12kV | Tier 3 - Extreme | 6.0217 | 062131106 | 10.2237
EDGIS_PRIOH_CIRCMILES.xlsx | 042721103 | SONOMA 1103 | OH | 12kV |  | 12.7286 | 062131107 | 18.9382
EDGIS_PRIOH_CIRCMILES.xlsx | 042721103 | SONOMA 1103 | OH | 12kV | Tier 3 - Extreme | 12.6738 | 062131108 | 21.6815
EDGIS_PRIOH_CIRCMILES.xlsx | 042721104 | SONOMA 1104 | OH | 12kV |  | 39.8003 | 062131109 | 34.3315
EDGIS_PRIOH_CIRCMILES.xlsx | 042721104 | SONOMA 1104 | OH | 12kV | Tier 2 - Elevated | 19.9035 | 062131110 | 7.1063
EDGIS_PRIOH_CIRCMILES.xlsx | 042721105 | SONOMA 1105 | OH | 12kV |  | 49.6941 | 062131111 | 10.1655
EDGIS_PRIOH_CIRCMILES.xlsx | 042721105 | SONOMA 1105 | OH | 12kV | Tier 2 - Elevated | 9.8619 | 062131112 | 12.4374
EDGIS_PRIOH_CIRCMILES.xlsx | 042721105 | SONOMA 1105 | OH | 12kV | Tier 3 - Extreme | 3.4532 | 062462223 | 101.0185
EDGIS_PRIOH_CIRCMILES.xlsx | 042721106 | SONOMA 1106 | OH | 12kV |  | 10.2378 | 062462224 | 63.5121
EDGIS_PRIOH_CIRCMILES.xlsx | 042721106 | SONOMA 1106 | OH | 12kV | Tier 3 - Extreme | 0.87586 | 062462225 | 70.1684
EDGIS_PRIOH_CIRCMILES.xlsx | 042721107 | SONOMA 1107 | OH | 12kV |  | 48.6116 | 062462226 | 66.9101
EDGIS_PRIOH_CIRCMILES.xlsx | 042721107 | SONOMA 1107 | OH | 12kV | Tier 2 - Elevated | 4.0081 | 062462227 | 161.5739
EDGIS_PRIOH_CIRCMILES.xlsx | 042751111 | FITCH MOUNTAIN 1111 | OH | 12kV |  | 30.234 | 062541101 | 58.0154
EDGIS_PRIOH_CIRCMILES.xlsx | 042751111 | FITCH MOUNTAIN 1111 | OH | 12kV | Tier 2 - Elevated | 0.37623 | 062541102 | 72.6732
EDGIS_PRIOH_CIRCMILES.xlsx | 042751112 | FITCH MOUNTAIN 1112 | OH | 12kV |  | 0.0086406 | 062701101 | 0.019146
EDGIS_PRIOH_CIRCMILES.xlsx | 042751113 | FITCH MOUNTAIN 1113 | OH | 4.16kV | Tier 2 - Elevated | 0.070246 | 062701102 | 0.042729
EDGIS_PRIOH_CIRCMILES.xlsx | 042751113 | FITCH MOUNTAIN 1113 | OH | 12kV |  | 68.5143 | 062701104 | 68.6958
EDGIS_PRIOH_CIRCMILES.xlsx | 042751113 | FITCH MOUNTAIN 1113 | OH | 12kV | Tier 2 - Elevated | 50.284 | 062701110 | 29.3382
EDGIS_PRIOH_CIRCMILES.xlsx | 042751113 | FITCH MOUNTAIN 1113 | OH | 12kV | Tier 3 - Extreme | 30.1771 | 062701112 | 46.2726
EDGIS_PRIOH_CIRCMILES.xlsx | 042761101 | FORT BRAGG A 1101 | OH | 12kV |  | 10.5407 | 062721101 | 45.6291
EDGIS_PRIOH_CIRCMILES.xlsx | 042761101 | FORT BRAGG A 1101 | OH | 12kV | Tier 2 - Elevated | 70.6499 | 062721102 | 120.0001
EDGIS_PRIOH_CIRCMILES.xlsx | 042761102 | FORT BRAGG A 1102 | OH | 12kV |  | 15.4663 | 062771101 | 52.6908
EDGIS_PRIOH_CIRCMILES.xlsx | 042761102 | FORT BRAGG A 1102 | OH | 12kV | Tier 2 - Elevated | 65.991 | 062771102 | 62.5031
EDGIS_PRIOH_CIRCMILES.xlsx | 042761103 | FORT BRAGG A 1103 | OH | 12kV |  | 2.5638 | 062771103 | 34.4249
EDGIS_PRIOH_CIRCMILES.xlsx | 042761103 | FORT BRAGG A 1103 | OH | 12kV | Tier 2 - Elevated | 0.10625 | 062831101 | 54.0211
EDGIS_PRIOH_CIRCMILES.xlsx | 042761104 | FORT BRAGG A 1104 | OH | 12kV |  | 14.0259 | 062831102 | 63.2581
EDGIS_PRIOH_CIRCMILES.xlsx | 042761104 | FORT BRAGG A 1104 | OH | 12kV | Tier 2 - Elevated | 25.0051 | 062831103 | 79.4007
EDGIS_PRIOH_CIRCMILES.xlsx | 042771111 | UKIAH 1111 | OH | 12kV |  | 16.4211 | 062831104 | 33.4841
EDGIS_PRIOH_CIRCMILES.xlsx | 042771111 | UKIAH 1111 | OH | 12kV | Tier 2 - Elevated | 22.4869 | 062881102 | 60.6993
EDGIS_PRIOH_CIRCMILES.xlsx | 042771113 | UKIAH 1113 | OH | 12kV |  | 8.3069 | 062881105 | 90.6533
EDGIS_PRIOH_CIRCMILES.xlsx | 042771113 | UKIAH 1113 | OH | 12kV | Tier 2 - Elevated | 7.6301 | 062881106 | 30.2242
EDGIS_PRIOH_CIRCMILES.xlsx | 042771114 | UKIAH 1114 | OH | 4.16kV |  | 0.011775 | 063121101 | 77.6079
EDGIS_PRIOH_CIRCMILES.xlsx | 042771114 | UKIAH 1114 | OH | 12kV |  | 49.6388 | 063131104 | 21.8372
EDGIS_PRIOH_CIRCMILES.xlsx | 042771114 | UKIAH 1114 | OH | 12kV | Tier 2 - Elevated | 53.763 | 063131105 | 15.9894
EDGIS_PRIOH_CIRCMILES.xlsx | 042771115 | UKIAH 1115 | OH | 12kV |  | 8.5304 | 063131106 | 7.95
EDGIS_PRIOH_CIRCMILES.xlsx | 042771115 | UKIAH 1115 | OH | 12kV | Tier 2 - Elevated | 16.8851 | 063131107 | 22.8207
EDGIS_PRIOH_CIRCMILES.xlsx | 042811111 | MONTE RIO 1111 | OH | 12kV |  | 6.7264 | 063131108 | 14.5723
EDGIS_PRIOH_CIRCMILES.xlsx | 042811111 | MONTE RIO 1111 | OH | 12kV | Tier 2 - Elevated | 13.4259 | 063131109 | 47.4957
EDGIS_PRIOH_CIRCMILES.xlsx | 042811111 | MONTE RIO 1111 | OH | 12kV | Tier 3 - Extreme | 43.8057 | 063131110 | 21.6567
EDGIS_PRIOH_CIRCMILES.xlsx | 042811112 | MONTE RIO 1112 | OH | 12kV | Tier 3 - Extreme | 19.641 | 063131111 | 10.1421
EDGIS_PRIOH_CIRCMILES.xlsx | 042811113 | MONTE RIO 1113 | OH | 12kV | Tier 3 - Extreme | 61.2053 | 063142101 | 5.174
EDGIS_PRIOH_CIRCMILES.xlsx | 042821101 | CLOVERDALE 1101 | OH | 12kV |  | 12.2905 | 063171103 | 79.4762
EDGIS_PRIOH_CIRCMILES.xlsx | 042821101 | CLOVERDALE 1101 | OH | 12kV | Tier 2 - Elevated | 24.3564 | 063171105 | 85.7058
EDGIS_PRIOH_CIRCMILES.xlsx | 042821102 | CLOVERDALE 1102 | OH | 12kV |  | 31.6153 | 063172101 | 176.418
EDGIS_PRIOH_CIRCMILES.xlsx | 042821102 | CLOVERDALE 1102 | OH | 12kV | Tier 2 - Elevated | 30.7495 | 063191105 | 46.3324
EDGIS_PRIOH_CIRCMILES.xlsx | 042821102 | CLOVERDALE 1102 | OH | 12kV | Tier 3 - Extreme | 47.0281 | 063191106 | 52.8656
EDGIS_PRIOH_CIRCMILES.xlsx | 042841111 | GUALALA 1111 | OH | 12kV |  | 4.655 | 063191107 | 77.2873
EDGIS_PRIOH_CIRCMILES.xlsx | 042841111 | GUALALA 1111 | OH | 12kV | Tier 2 - Elevated | 33.2381 | 063321101 | 14.9498
EDGIS_PRIOH_CIRCMILES.xlsx | 042841112 | GUALALA 1112 | OH | 12kV |  | 4.4671 | 063321102 | 38.9604
EDGIS_PRIOH_CIRCMILES.xlsx | 042841112 | GUALALA 1112 | OH | 12kV | Tier 2 - Elevated | 42.966 | 063441101 | 71.5636
EDGIS_PRIOH_CIRCMILES.xlsx | 042851121 | FORT ROSS 1121 | OH | 12kV |  | 1.7094 | 063441105 | 16.6946
EDGIS_PRIOH_CIRCMILES.xlsx | 042851121 | FORT ROSS 1121 | OH | 12kV | Tier 2 - Elevated | 70.0767 | 063441106 | 80.8801
EDGIS_PRIOH_CIRCMILES.xlsx | 042851121 | FORT ROSS 1121 | OH | 12kV | Tier 3 - Extreme | 21.9667 | 063591101 | 26.7807
EDGIS_PRIOH_CIRCMILES.xlsx | 042861101 | ANNAPOLIS 1101 | OH | 12kV | Tier 2 - Elevated | 51.0938 | 063591102 | 16.7366
EDGIS_PRIOH_CIRCMILES.xlsx | 042871101 | UPPER LAKE 1101 | OH | 12kV |  | 36.247 | 063591103 | 130.0666
EDGIS_PRIOH_CIRCMILES.xlsx | 042871101 | UPPER LAKE 1101 | OH | 12kV | Tier 2 - Elevated | 48.4193 | 063591104 | 25.3035
EDGIS_PRIOH_CIRCMILES.xlsx | 042871101 | UPPER LAKE 1101 | OH | 12kV | Tier 3 - Extreme | 1.5123 | 063591105 | 93.8368
EDGIS_PRIOH_CIRCMILES.xlsx | 042891101 | GEYSERVILLE 1101 | OH | 12kV |  | 68.2266 | 063591106 | 32.5313
EDGIS_PRIOH_CIRCMILES.xlsx | 042891101 | GEYSERVILLE 1101 | OH | 12kV | Tier 2 - Elevated | 70.6177 | 063591107 | 2.197
EDGIS_PRIOH_CIRCMILES.xlsx | 042891102 | GEYSERVILLE 1102 | OH | 12kV |  | 63.9105 | 063591109 | 18.4983
EDGIS_PRIOH_CIRCMILES.xlsx | 042891102 | GEYSERVILLE 1102 | OH | 12kV | Tier 2 - Elevated | 34.5132 | 063601102 | 10.8897
EDGIS_PRIOH_CIRCMILES.xlsx | 042891102 | GEYSERVILLE 1102 | OH | 12kV | Tier 3 - Extreme | 19.9666 | 063601103 | 17.3917
EDGIS_PRIOH_CIRCMILES.xlsx | 042951101 | MENDOCINO 1101 | OH | 12kV |  | 42.4991 | 063601104 | 28.4825
EDGIS_PRIOH_CIRCMILES.xlsx | 042951101 | MENDOCINO 1101 | OH | 12kV | Tier 2 - Elevated | 18.8472 | 063601105 | 16.0362
EDGIS_PRIOH_CIRCMILES.xlsx | 042951101 | MENDOCINO 1101 | OH | 12kV | Tier 3 - Extreme | 13.3654 | 063601106 | 18.5588
EDGIS_PRIOH_CIRCMILES.xlsx | 042951102 | MENDOCINO 1102 | OH | 12kV |  | 0.046492 | 063601107 | 21.9195
EDGIS_PRIOH_CIRCMILES.xlsx | 042981101 | ELK 1101 | OH | 12kV |  | 33.6054 | 063601108 | 59.2409
EDGIS_PRIOH_CIRCMILES.xlsx | 042981101 | ELK 1101 | OH | 12kV | Tier 2 - Elevated | 73.0347 | 063601109 | 17.9506
EDGIS_PRIOH_CIRCMILES.xlsx | 042991103 | LAS GALLINAS A 1103 | OH | 12kV |  | 5.2918 | 063601110 | 16.3853
EDGIS_PRIOH_CIRCMILES.xlsx | 042991104 | LAS GALLINAS A 1104 | OH | 12kV |  | 12.7041 | 063601111 | 35.5729
EDGIS_PRIOH_CIRCMILES.xlsx | 042991104 | LAS GALLINAS A 1104 | OH | 12kV | Tier 2 - Elevated | 0.28184 | 063601112 | 24.5312
EDGIS_PRIOH_CIRCMILES.xlsx | 042991105 | LAS GALLINAS A 1105 | OH | 12kV |  | 10.1461 | 063621105 | 12.4076
EDGIS_PRIOH_CIRCMILES.xlsx | 042991105 | LAS GALLINAS A 1105 | OH | 12kV | Tier 2 - Elevated | 2.9481 | 063621106 | 23.2776
EDGIS_PRIOH_CIRCMILES.xlsx | 042991105 | LAS GALLINAS A 1105 | OH | 12kV | Tier 3 - Extreme | 8.5018 | 063621107 | 50.1332
EDGIS_PRIOH_CIRCMILES.xlsx | 042991106 | LAS GALLINAS A 1106 | OH | 12kV |  | 14.6408 | 063621108 | 13.5397
EDGIS_PRIOH_CIRCMILES.xlsx | 042991106 | LAS GALLINAS A 1106 | OH | 12kV | Tier 2 - Elevated | 1.1476 | 063621109 | 26.0849
EDGIS_PRIOH_CIRCMILES.xlsx | 042991106 | LAS GALLINAS A 1106 | OH | 12kV | Tier 3 - Extreme | 0.021314 | 063642102 | 15.3682
EDGIS_PRIOH_CIRCMILES.xlsx | 042991107 | LAS GALLINAS A 1107 | OH | 12kV |  | 8.3471 | 063642104 | 24.5801
EDGIS_PRIOH_CIRCMILES.xlsx | 042991107 | LAS GALLINAS A 1107 | OH | 12kV | Tier 2 - Elevated | 0.019877 | 063642105 | 108.3845
EDGIS_PRIOH_CIRCMILES.xlsx | 043021101 | WOODACRE 1101 | OH | 12kV |  | 7.7852 | 063642106 | 36.852
EDGIS_PRIOH_CIRCMILES.xlsx | 043021101 | WOODACRE 1101 | OH | 12kV | Tier 2 - Elevated | 7.8028 | 063642107 | 238.0939
EDGIS_PRIOH_CIRCMILES.xlsx | 043021101 | WOODACRE 1101 | OH | 12kV | Tier 3 - Extreme | 26.6342 | 063642108 | 53.106
EDGIS_PRIOH_CIRCMILES.xlsx | 043021102 | WOODACRE 1102 | OH | 2.4kV | Tier 3 - Extreme | 1.2467 | 063642109 | 7.6004
EDGIS_PRIOH_CIRCMILES.xlsx | 043021102 | WOODACRE 1102 | OH | 12kV |  | 0.38563 | 063642112 | 50.9701
EDGIS_PRIOH_CIRCMILES.xlsx | 043021102 | WOODACRE 1102 | OH | 12kV | Tier 2 - Elevated | 11.4043 | 063642113 | 51.7409
EDGIS_PRIOH_CIRCMILES.xlsx | 043021102 | WOODACRE 1102 | OH | 12kV | Tier 3 - Extreme | 18.0383 | 063681102 | 52.4674
EDGIS_PRIOH_CIRCMILES.xlsx | 043040401 | GARCIA 0401 | OH | 4.8kV | Tier 2 - Elevated | 2.4353 | 063681103 | 48.9339
EDGIS_PRIOH_CIRCMILES.xlsx | 043051101 | MONTICELLO 1101 | OH | 12kV |  | 16.1269 | 063681105 | 90.7689
EDGIS_PRIOH_CIRCMILES.xlsx | 043051101 | MONTICELLO 1101 | OH | 12kV | Tier 2 - Elevated | 107.7494 | 063801101 | 17.0391
EDGIS_PRIOH_CIRCMILES.xlsx | 043061101 | COVELO 1101 | OH | 12kV |  | 103.173 | 063801102 | 50.3278
EDGIS_PRIOH_CIRCMILES.xlsx | 043061101 | COVELO 1101 | OH | 12kV | Tier 2 - Elevated | 17.5263 | 063801103 | 28.6867
EDGIS_PRIOH_CIRCMILES.xlsx | 043071101 | DUNBAR 1101 | OH |  | Tier 3 - Extreme | 0.038138 | 063801104 | 23.8406
EDGIS_PRIOH_CIRCMILES.xlsx | 043071101 | DUNBAR 1101 | OH | 12kV |  | 25.0505 | 063801105 | 87.5876
EDGIS_PRIOH_CIRCMILES.xlsx | 043071101 | DUNBAR 1101 | OH | 12kV | Tier 2 - Elevated | 16.9655 | 063811101 | 81.6216
EDGIS_PRIOH_CIRCMILES.xlsx | 043071101 | DUNBAR 1101 | OH | 12kV | Tier 3 - Extreme | 22.5031 | 068661101 | 0.078752
EDGIS_PRIOH_CIRCMILES.xlsx | 043071102 | DUNBAR 1102 | OH | 12kV |  | 8.7753 | 068670401 | 0.082068
EDGIS_PRIOH_CIRCMILES.xlsx | 043071102 | DUNBAR 1102 | OH | 12kV | Tier 2 - Elevated | 42.1816 | 069551101 | 0.62884
EDGIS_PRIOH_CIRCMILES.xlsx | 043071102 | DUNBAR 1102 | OH | 12kV | Tier 3 - Extreme | 7.1958 | 069551102 | 0.6572
EDGIS_PRIOH_CIRCMILES.xlsx | 043071103 | DUNBAR 1103 | OH | 12kV |  | 24.3178 | 082012101 | 31.9366
EDGIS_PRIOH_CIRCMILES.xlsx | 043071103 | DUNBAR 1103 | OH | 12kV | Tier 2 - Elevated | 2.6135 | 082012102 | 32.5157
EDGIS_PRIOH_CIRCMILES.xlsx | 043071103 | DUNBAR 1103 | OH | 12kV | Tier 3 - Extreme | 26.4344 | 082012103 | 41.5264
EDGIS_PRIOH_CIRCMILES.xlsx | 043081101 | BIG RIVER 1101 | OH | 7.2kV | Tier 2 - Elevated | 0.0075171 | 082012104 | 18.9919
EDGIS_PRIOH_CIRCMILES.xlsx | 043081101 | BIG RIVER 1101 | OH | 12kV |  | 16.2009 | 082012105 | 33.6306
EDGIS_PRIOH_CIRCMILES.xlsx | 043081101 | BIG RIVER 1101 | OH | 12kV | Tier 2 - Elevated | 69.935 | 082021101 | 26.4516
EDGIS_PRIOH_CIRCMILES.xlsx | 043091101 | GREENBRAE 1101 | OH | 12kV |  | 1.922 | 082021102 | 9.7728
EDGIS_PRIOH_CIRCMILES.xlsx | 043091102 | GREENBRAE 1102 | OH | 12kV |  | 7.3265 | 082021106 | 73.4834
EDGIS_PRIOH_CIRCMILES.xlsx | 043091102 | GREENBRAE 1102 | OH | 12kV | Tier 3 - Extreme | 5.7337 | 082021107 | 103.6716
EDGIS_PRIOH_CIRCMILES.xlsx | 043091103 | GREENBRAE 1103 | OH | 12kV |  | 7.1495 | 082021108 | 8.9825
EDGIS_PRIOH_CIRCMILES.xlsx | 043091103 | GREENBRAE 1103 | OH | 12kV | Tier 2 - Elevated | 0.75441 | 082031102 | 21.7615
EDGIS_PRIOH_CIRCMILES.xlsx | 043091104 | GREENBRAE 1104 | OH | 12kV |  | 18.2012 | 082031103 | 7.2637
EDGIS_PRIOH_CIRCMILES.xlsx | 043091104 | GREENBRAE 1104 | OH | 12kV | Tier 2 - Elevated | 0.18369 | 082031104 | 18.3002
EDGIS_PRIOH_CIRCMILES.xlsx | 043141101 | MIDDLETOWN 1101 | OH | 12kV |  | 15.9812 | 082031105 | 20.5691
EDGIS_PRIOH_CIRCMILES.xlsx | 043141101 | MIDDLETOWN 1101 | OH | 12kV | Tier 2 - Elevated | 9.6027 | 082031106 | 16.8062
EDGIS_PRIOH_CIRCMILES.xlsx | 043141101 | MIDDLETOWN 1101 | OH | 12kV | Tier 3 - Extreme | 81.3653 | 082031107 | 26.0278
EDGIS_PRIOH_CIRCMILES.xlsx | 043141102 | MIDDLETOWN 1102 | OH | 12kV |  | 17.6648 | 082031108 | 22.5274
EDGIS_PRIOH_CIRCMILES.xlsx | 043141102 | MIDDLETOWN 1102 | OH | 12kV | Tier 2 - Elevated | 38.4018 | 082031109 | 18.7073
EDGIS_PRIOH_CIRCMILES.xlsx | 043141102 | MIDDLETOWN 1102 | OH | 12kV | Tier 3 - Extreme | 0.067331 | 082031110 | 15.2465
EDGIS_PRIOH_CIRCMILES.xlsx | 043141103 | MIDDLETOWN 1103 | OH | 12kV |  | 14.7569 | 082031111 | 9.7704
EDGIS_PRIOH_CIRCMILES.xlsx | 043141103 | MIDDLETOWN 1103 | OH | 12kV | Tier 2 - Elevated | 14.3415 | 082031112 | 4.8825
EDGIS_PRIOH_CIRCMILES.xlsx | 043141103 | MIDDLETOWN 1103 | OH | 12kV | Tier 3 - Extreme | 10.1131 | 082031113 | 14.9374
EDGIS_PRIOH_CIRCMILES.xlsx | 043150241 | TOCALOMA 0241 | OH | 4.16kV | Tier 2 - Elevated | 0.031224 | 082031114 | 8.7002
EDGIS_PRIOH_CIRCMILES.xlsx | 043161101 | SALMON CREEK 1101 | OH | 12kV |  | 25.0842 | 082160401 | 8.4152
EDGIS_PRIOH_CIRCMILES.xlsx | 043161101 | SALMON CREEK 1101 | OH | 12kV | Tier 2 - Elevated | 14.9786 | 082160403 | 8.9476
EDGIS_PRIOH_CIRCMILES.xlsx | 043161101 | SALMON CREEK 1101 | OH | 12kV | Tier 3 - Extreme | 7.1964 | 082161101 | 28.5905
EDGIS_PRIOH_CIRCMILES.xlsx | 043181102 | BELLEVUE 1102 | OH | 12kV |  | 43.4659 | 082161102 | 70.7595
EDGIS_PRIOH_CIRCMILES.xlsx | 043181102 | BELLEVUE 1102 | OH | 12kV | Tier 2 - Elevated | 0.15897 | 082191101 | 12.6775
EDGIS_PRIOH_CIRCMILES.xlsx | 043181104 | BELLEVUE 1104 | OH | 12kV |  | 12.5939 | 082191103 | 9.4747
EDGIS_PRIOH_CIRCMILES.xlsx | 043182101 | BELLEVUE 2101 | OH | 21kV |  | 15.7436 | 082191104 | 17.8542
EDGIS_PRIOH_CIRCMILES.xlsx | 043182103 | BELLEVUE 2103 | OH | 12kV |  | 25.2674 | 082191105 | 11.101
EDGIS_PRIOH_CIRCMILES.xlsx | 043182103 | BELLEVUE 2103 | OH | 12kV | Tier 2 - Elevated | 11.1752 | 082191106 | 22.2579
EDGIS_PRIOH_CIRCMILES.xlsx | 043182103 | BELLEVUE 2103 | OH | 12kV | Tier 3 - Extreme | 7.0191 | 082241103 | 7.0097
EDGIS_PRIOH_CIRCMILES.xlsx | 043182103 | BELLEVUE 2103 | OH | 21kV |  | 18.9539 | 082241104 | 10.9602
EDGIS_PRIOH_CIRCMILES.xlsx | 043182103 | BELLEVUE 2103 | OH | 21kV | Tier 2 - Elevated | 7.7673 | 082241105 | 5.9855
EDGIS_PRIOH_CIRCMILES.xlsx | 043182105 | BELLEVUE 2105 | OH | 21kV |  | 4.0157 | 082241106 | 12.6529
EDGIS_PRIOH_CIRCMILES.xlsx | 043191101 | REDBUD 1101 | OH | 12kV |  | 25.2462 | 082241107 | 5.792
EDGIS_PRIOH_CIRCMILES.xlsx | 043191101 | REDBUD 1101 | OH | 12kV | Tier 2 - Elevated | 21.4847 | 082250403 | 4.9464
EDGIS_PRIOH_CIRCMILES.xlsx | 043191101 | REDBUD 1101 | OH | 12kV | Tier 3 - Extreme | 23.6021 | 082250404 | 3.9534
EDGIS_PRIOH_CIRCMILES.xlsx | 043191102 | REDBUD 1102 | OH | 12kV |  | 29.8722 | 082250405 | 4.4955
EDGIS_PRIOH_CIRCMILES.xlsx | 043191102 | REDBUD 1102 | OH | 12kV | Tier 2 - Elevated | 27.7729 | 082250407 | 2.2522
EDGIS_PRIOH_CIRCMILES.xlsx | 043191102 | REDBUD 1102 | OH | 12kV | Tier 3 - Extreme | 0.65477 | 082250408 | 4.6543
EDGIS_PRIOH_CIRCMILES.xlsx | 043201101 | STAFFORD 1101 | OH | 12kV |  | 18.5427 | 082250410 | 6.164
EDGIS_PRIOH_CIRCMILES.xlsx | 043201101 | STAFFORD 1101 | OH | 12kV | Tier 2 - Elevated | 3.4659 | 082251109 | 3.3032
EDGIS_PRIOH_CIRCMILES.xlsx | 043201102 | STAFFORD 1102 | OH | 12kV |  | 16.1544 | 082251110 | 18.6586
EDGIS_PRIOH_CIRCMILES.xlsx | 043201102 | STAFFORD 1102 | OH | 12kV | Tier 2 - Elevated | 19.6524 | 082251111 | 2.1729
EDGIS_PRIOH_CIRCMILES.xlsx | 043201102 | STAFFORD 1102 | OH | 12kV | Tier 3 - Extreme | 1.5415 | 082251112 | 19.0586
EDGIS_PRIOH_CIRCMILES.xlsx | 043211101 | HARTLEY 1101 | OH | 12kV |  | 37.4113 | 082251113 | 1.6012
EDGIS_PRIOH_CIRCMILES.xlsx | 043211101 | HARTLEY 1101 | OH | 12kV | Tier 2 - Elevated | 28.033 | 082261101 | 3.4283
EDGIS_PRIOH_CIRCMILES.xlsx | 043211102 | HARTLEY 1102 | OH | 12kV |  | 23.4146 | 082261102 | 6.4698
EDGIS_PRIOH_CIRCMILES.xlsx | 043211102 | HARTLEY 1102 | OH | 12kV | Tier 2 - Elevated | 4.106 | 082261103 | 3.6903
EDGIS_PRIOH_CIRCMILES.xlsx | 043251101 | BAHIA 1101 | OH | 12kV |  | 3.0642 | 082261104 | 5.5993
EDGIS_PRIOH_CIRCMILES.xlsx | 043251102 | BAHIA 1102 | OH | 12kV |  | 14.1349 | 082261105 | 14.2591
EDGIS_PRIOH_CIRCMILES.xlsx | 043251103 | BAHIA 1103 | OH | 12kV |  | 11.0517 | 082261106 | 5.5013
EDGIS_PRIOH_CIRCMILES.xlsx | 043251104 | BAHIA 1104 | OH | 12kV |  | 18.3888 | 082261107 | 10.569
EDGIS_PRIOH_CIRCMILES.xlsx | 043251105 | BAHIA 1105 | OH | 12kV |  | 13.9784 | 082261108 | 14.7475
EDGIS_PRIOH_CIRCMILES.xlsx | 043281103 | CARQUINEZ 1103 | OH | 12kV |  | 14.7035 | 082261109 | 2.1315
EDGIS_PRIOH_CIRCMILES.xlsx | 043281104 | CARQUINEZ 1104 | OH | 12kV |  | 0.38068 | 082261110 | 21.3791
EDGIS_PRIOH_CIRCMILES.xlsx | 043281105 | CARQUINEZ 1105 | OH | 12kV |  | 5.7384 | 082261111 | 3.7724
EDGIS_PRIOH_CIRCMILES.xlsx | 043291102 | PUEBLO 1102 | OH | 12kV |  | 8.8858 | 082261112 | 22.6604
EDGIS_PRIOH_CIRCMILES.xlsx | 043291102 | PUEBLO 1102 | OH | 12kV | Zone 1 - HHZ | 0.095614 | 082261113 | 3.2497
EDGIS_PRIOH_CIRCMILES.xlsx | 043291103 | PUEBLO 1103 | OH | 12kV |  | 8.0998 | 082261114 | 5.7146
EDGIS_PRIOH_CIRCMILES.xlsx | 043291104 | PUEBLO 1104 | OH | 12kV |  | 22.4306 | 082261115 | 2.8284
EDGIS_PRIOH_CIRCMILES.xlsx | 043291104 | PUEBLO 1104 | OH | 12kV | Tier 2 - Elevated | 28.9464 | 082261116 | 10.7345
EDGIS_PRIOH_CIRCMILES.xlsx | 043291104 | PUEBLO 1104 | OH | 12kV | Zone 1 - HHZ | 0.04803 | 082261117 | 10.7855
EDGIS_PRIOH_CIRCMILES.xlsx | 043291105 | PUEBLO 1105 | OH | 12kV |  | 49.5464 | 082311101 | 21.4289
EDGIS_PRIOH_CIRCMILES.xlsx | 043291105 | PUEBLO 1105 | OH | 12kV | Tier 2 - Elevated | 20.8132 | 082311102 | 26.1028
EDGIS_PRIOH_CIRCMILES.xlsx | 043291105 | PUEBLO 1105 | OH | 12kV | Zone 1 - HHZ | 0.046778 | 082311103 | 0.036147
EDGIS_PRIOH_CIRCMILES.xlsx | 043292101 | PUEBLO 2101 | OH | 21kV |  | 11.6165 | 082311110 | 21.306
EDGIS_PRIOH_CIRCMILES.xlsx | 043292102 | PUEBLO 2102 | OH | 21kV |  | 77.193 | 082311111 | 26.4497
EDGIS_PRIOH_CIRCMILES.xlsx | 043292102 | PUEBLO 2102 | OH | 21kV | Tier 2 - Elevated | 0.73768 | 082342101 | 3.298
EDGIS_PRIOH_CIRCMILES.xlsx | 043292102 | PUEBLO 2102 | OH | 21kV | Tier 3 - Extreme | 21.2693 | 082342102 | 7.5726
EDGIS_PRIOH_CIRCMILES.xlsx | 043292103 | PUEBLO 2103 | OH | 12kV |  | 5.417 | 082342106 | 1.8727
EDGIS_PRIOH_CIRCMILES.xlsx | 043292103 | PUEBLO 2103 | OH | 12kV | Tier 2 - Elevated | 3.136 | 082342107 | 2.9611
EDGIS_PRIOH_CIRCMILES.xlsx | 043292103 | PUEBLO 2103 | OH | 21kV |  | 27.5502 | 082342108 | 6.337
EDGIS_PRIOH_CIRCMILES.xlsx | 043292103 | PUEBLO 2103 | OH | 21kV | Tier 2 - Elevated | 4.959 | 082462106 | 1.2943
EDGIS_PRIOH_CIRCMILES.xlsx | 043292103 | PUEBLO 2103 | OH | 21kV | Tier 3 - Extreme | 37.9311 | 082462107 | 13.7985
EDGIS_PRIOH_CIRCMILES.xlsx | 043301104 | MONROE 1104 | OH | 12kV |  | 5.1711 | 082462109 | 6.8489
EDGIS_PRIOH_CIRCMILES.xlsx | 043301105 | MONROE 1105 | OH | 12kV |  | 10.925 | 082462110 | 19.1003
EDGIS_PRIOH_CIRCMILES.xlsx | 043301106 | MONROE 1106 | OH | 12kV |  | 14.6513 | 082462111 | 3.8853
EDGIS_PRIOH_CIRCMILES.xlsx | 043302102 | MONROE 2102 | OH | 21kV |  | 4.8768 | 082831101 | 22.8606
EDGIS_PRIOH_CIRCMILES.xlsx | 043302103 | MONROE 2103 | OH |  |  | 0.042625 | 082831103 | 13.4536
EDGIS_PRIOH_CIRCMILES.xlsx | 043302103 | MONROE 2103 | OH | 21kV |  | 11.0261 | 082831104 | 7.6963
EDGIS_PRIOH_CIRCMILES.xlsx | 043302103 | MONROE 2103 | OH | 21kV | Tier 3 - Extreme | 0.45477 | 082831105 | 36.6637
EDGIS_PRIOH_CIRCMILES.xlsx | 043302107 | MONROE 2107 | OH | 12kV |  | 0.31732 | 082831106 | 17.985
EDGIS_PRIOH_CIRCMILES.xlsx | 043302107 | MONROE 2107 | OH | 21kV |  | 9.4419 | 082831108 | 33.6559
EDGIS_PRIOH_CIRCMILES.xlsx | 043302107 | MONROE 2107 | OH | 21kV | Tier 3 - Extreme | 0.61022 | 082831109 | 66.9916
EDGIS_PRIOH_CIRCMILES.xlsx | 043311102 | KONOCTI 1102 | OH | 12kV |  | 20.9964 | 082832110 | 35.36
EDGIS_PRIOH_CIRCMILES.xlsx | 043311102 | KONOCTI 1102 | OH | 12kV | Tier 2 - Elevated | 61.6998 | 082832111 | 13.7805
EDGIS_PRIOH_CIRCMILES.xlsx | 043311102 | KONOCTI 1102 | OH | 12kV | Tier 3 - Extreme | 64.318 | 082832112 | 16.7895
EDGIS_PRIOH_CIRCMILES.xlsx | 043311108 | KONOCTI 1108 | OH | 12kV |  | 12.624 | 082832113 | 5.7837
EDGIS_PRIOH_CIRCMILES.xlsx | 043311108 | KONOCTI 1108 | OH | 12kV | Tier 2 - Elevated | 20.3866 | 082832114 | 8.8009
EDGIS_PRIOH_CIRCMILES.xlsx | 043321101 | RINCON 1101 | OH | 12kV |  | 15.5314 | 082832115 | 3.9286
EDGIS_PRIOH_CIRCMILES.xlsx | 043321101 | RINCON 1101 | OH | 12kV | Tier 2 - Elevated | 4.311 | 082841101 | 57.0921
EDGIS_PRIOH_CIRCMILES.xlsx | 043321101 | RINCON 1101 | OH | 12kV | Tier 3 - Extreme | 16.6092 | 082841102 | 74.3665
EDGIS_PRIOH_CIRCMILES.xlsx | 043321102 | RINCON 1102 | OH | 12kV |  | 16.6489 | 082921101 | 2.8739
EDGIS_PRIOH_CIRCMILES.xlsx | 043321102 | RINCON 1102 | OH | 12kV | Tier 2 - Elevated | 3.0769 | 082921102 | 4.3141
EDGIS_PRIOH_CIRCMILES.xlsx | 043321102 | RINCON 1102 | OH | 12kV | Tier 3 - Extreme | 0.011239 | 082921103 | 18.4067
EDGIS_PRIOH_CIRCMILES.xlsx | 043321103 | RINCON 1103 | OH | 12kV |  | 3.2457 | 082921104 | 18.991
EDGIS_PRIOH_CIRCMILES.xlsx | 043321103 | RINCON 1103 | OH | 12kV | Tier 2 - Elevated | 3.7935 | 082921105 | 15.277
EDGIS_PRIOH_CIRCMILES.xlsx | 043321103 | RINCON 1103 | OH | 12kV | Tier 3 - Extreme | 40.4892 | 082921107 | 22.6409
EDGIS_PRIOH_CIRCMILES.xlsx | 043321104 | RINCON 1104 | OH | 12kV |  | 9.7167 | 082921108 | 10.8785
EDGIS_PRIOH_CIRCMILES.xlsx | 043321104 | RINCON 1104 | OH | 12kV | Tier 2 - Elevated | 0.47003 | 082921109 | 20.1353
EDGIS_PRIOH_CIRCMILES.xlsx | 043321104 | RINCON 1104 | OH | 12kV | Tier 3 - Extreme | 1.9205 | 082921110 | 0.0066432
EDGIS_PRIOH_CIRCMILES.xlsx | 043341101 | SKAGGS ISLAND 1101 | OH | 12kV |  | 0.048245 | 082921111 | 2.8652
EDGIS_PRIOH_CIRCMILES.xlsx | 043351103 | LUCERNE 1103 | OH | 12kV |  | 26.2251 | 082921112 | 23.9026
EDGIS_PRIOH_CIRCMILES.xlsx | 043351103 | LUCERNE 1103 | OH | 12kV | Tier 2 - Elevated | 26.629 | 082921113 | 12.8771
EDGIS_PRIOH_CIRCMILES.xlsx | 043351106 | LUCERNE 1106 | OH | 12kV |  | 10.7058 | 082921114 | 7.6342
EDGIS_PRIOH_CIRCMILES.xlsx | 043351106 | LUCERNE 1106 | OH | 12kV | Tier 2 - Elevated | 36.0211 | 082921116 | 17.1094
EDGIS_PRIOH_CIRCMILES.xlsx | 043361101 | HIGHLANDS 1101 | OH | 12kV | Tier 2 - Elevated | 0.026409 | 082921117 | 10.5172
EDGIS_PRIOH_CIRCMILES.xlsx | 043361102 | HIGHLANDS 1102 | OH | 12kV |  | 24.2439 | 082921118 | 14.9148
EDGIS_PRIOH_CIRCMILES.xlsx | 043361102 | HIGHLANDS 1102 | OH | 12kV | Tier 2 - Elevated | 29.3765 | 082921119 | 13.9206
EDGIS_PRIOH_CIRCMILES.xlsx | 043361102 | HIGHLANDS 1102 | OH | 12kV | Tier 3 - Extreme | 6.4763 | 082931101 | 68.3622
EDGIS_PRIOH_CIRCMILES.xlsx | 043361103 | HIGHLANDS 1103 | OH | 12kV |  | 13.7843 | 082951101 | 19.9011
EDGIS_PRIOH_CIRCMILES.xlsx | 043361103 | HIGHLANDS 1103 | OH | 12kV | Tier 2 - Elevated | 110.4148 | 082951102 | 24.4422
EDGIS_PRIOH_CIRCMILES.xlsx | 043361104 | HIGHLANDS 1104 | OH | 12kV |  | 17.2616 | 082951103 | 20.9757
EDGIS_PRIOH_CIRCMILES.xlsx | 043361104 | HIGHLANDS 1104 | OH | 12kV | Tier 2 - Elevated | 12.174 | 082952105 | 8.0989
EDGIS_PRIOH_CIRCMILES.xlsx | 043371101 | LAKEVILLE 1101 | OH | 12kV |  | 19.6637 | 082952106 | 39.8274
EDGIS_PRIOH_CIRCMILES.xlsx | 043371102 | LAKEVILLE 1102 | OH | 12kV |  | 32.2237 | 082952107 | 70.8851
EDGIS_PRIOH_CIRCMILES.xlsx | 043371102 | LAKEVILLE 1102 | OH | 12kV | Tier 2 - Elevated | 18.0591 | 082952108 | 32.8811
EDGIS_PRIOH_CIRCMILES.xlsx | 043371102 | LAKEVILLE 1102 | OH | 12kV | Tier 3 - Extreme | 0.06823 | 082952109 | 42.3927
EDGIS_PRIOH_CIRCMILES.xlsx | 043371105 | LAKEVILLE 1105 | OH | 12kV |  | 4.213 | 082952110 | 5.1285
EDGIS_PRIOH_CIRCMILES.xlsx | 043381101 | POINT ARENA 1101 | OH | 12kV |  | 21.985 | 082952111 | 21.7688
EDGIS_PRIOH_CIRCMILES.xlsx | 043381101 | POINT ARENA 1101 | OH | 12kV | Tier 2 - Elevated | 44.2688 | 082952112 | 11.2509
EDGIS_PRIOH_CIRCMILES.xlsx | 043411101 | CALPELLA 1101 | OH | 12kV |  | 19.3146 | 082952113 | 32.9566
EDGIS_PRIOH_CIRCMILES.xlsx | 043411101 | CALPELLA 1101 | OH | 12kV | Tier 2 - Elevated | 78.1147 | 082991101 | 0.038992
EDGIS_PRIOH_CIRCMILES.xlsx | 043411101 | CALPELLA 1101 | OH | 12kV | Tier 3 - Extreme | 4.0312 | 082991102 | 0.033733
EDGIS_PRIOH_CIRCMILES.xlsx | 043411102 | CALPELLA 1102 | OH | 12kV |  | 20.2134 | 082991103 | 0.03025
EDGIS_PRIOH_CIRCMILES.xlsx | 043411102 | CALPELLA 1102 | OH | 12kV | Tier 2 - Elevated | 6.0045 | 082991104 | 0.029025
EDGIS_PRIOH_CIRCMILES.xlsx | 043432102 | SILVERADO 2102 | OH | 12kV |  | 4.8041 | 082991105 | 3.1628
EDGIS_PRIOH_CIRCMILES.xlsx | 043432102 | SILVERADO 2102 | OH | 12kV | Tier 2 - Elevated | 11.7717 | 082991106 | 0.02697
EDGIS_PRIOH_CIRCMILES.xlsx | 043432102 | SILVERADO 2102 | OH | 12kV | Tier 3 - Extreme | 30.1587 | 082991107 | 2.1575
EDGIS_PRIOH_CIRCMILES.xlsx | 043432102 | SILVERADO 2102 | OH | 21kV |  | 47.5168 | 082991108 | 0.21705
EDGIS_PRIOH_CIRCMILES.xlsx | 043432102 | SILVERADO 2102 | OH | 21kV | Tier 2 - Elevated | 12.032 | 082991109 | 0.031642
EDGIS_PRIOH_CIRCMILES.xlsx | 043432102 | SILVERADO 2102 | OH | 21kV | Tier 3 - Extreme | 2.9669 | 082991110 | 0.84137
EDGIS_PRIOH_CIRCMILES.xlsx | 043432103 | SILVERADO 2103 | OH | 12kV |  | 0.19097 | 083001103 | 2.3517
EDGIS_PRIOH_CIRCMILES.xlsx | 043432103 | SILVERADO 2103 | OH | 21kV |  | 21.5819 | 083001106 | 3.7786
EDGIS_PRIOH_CIRCMILES.xlsx | 043432103 | SILVERADO 2103 | OH | 21kV | Tier 2 - Elevated | 0.026083 | 083001107 | 4.3999
EDGIS_PRIOH_CIRCMILES.xlsx | 043432103 | SILVERADO 2103 | OH | 21kV | Tier 3 - Extreme | 11.4358 | 083001108 | 6.5979
EDGIS_PRIOH_CIRCMILES.xlsx | 043432104 | SILVERADO 2104 | OH | 12kV |  | 23.4895 | 083010401 | 4.023
EDGIS_PRIOH_CIRCMILES.xlsx | 043432104 | SILVERADO 2104 | OH | 12kV | Tier 2 - Elevated | 37.0734 | 083010402 | 4.09
EDGIS_PRIOH_CIRCMILES.xlsx | 043432104 | SILVERADO 2104 | OH | 12kV | Tier 3 - Extreme | 26.7743 | 083040401 | 21.6132
EDGIS_PRIOH_CIRCMILES.xlsx | 043432104 | SILVERADO 2104 | OH | 21kV |  | 5.5456 | 083041101 | 15.4779
EDGIS_PRIOH_CIRCMILES.xlsx | 043432104 | SILVERADO 2104 | OH | 21kV | Tier 2 - Elevated | 0.65362 | 083050402 | 16.8403
EDGIS_PRIOH_CIRCMILES.xlsx | 043432104 | SILVERADO 2104 | OH | 21kV | Tier 3 - Extreme | 49.9096 | 083110401 | 3.0856
EDGIS_PRIOH_CIRCMILES.xlsx | 043432105 | SILVERADO 2105 | OH | 21kV |  | 26.9874 | 083140401 | 3.2161
EDGIS_PRIOH_CIRCMILES.xlsx | 043432105 | SILVERADO 2105 | OH | 21kV | Tier 2 - Elevated | 1.6813 | 083182101 | 122.509
EDGIS_PRIOH_CIRCMILES.xlsx | 043432105 | SILVERADO 2105 | OH | 21kV | Tier 3 - Extreme | 35.2293 | 083182102 | 30.2796
EDGIS_PRIOH_CIRCMILES.xlsx | 043471101 | PENNGROVE 1101 | OH | 12kV |  | 21.6191 | 083182103 | 62.2585
EDGIS_PRIOH_CIRCMILES.xlsx | 043471101 | PENNGROVE 1101 | OH | 12kV | Tier 2 - Elevated | 20.2272 | 083182104 | 32.1916
EDGIS_PRIOH_CIRCMILES.xlsx | 043491101 | CORONA 1101 | OH | 12kV |  | 22.7835 | 083182105 | 49.2187
EDGIS_PRIOH_CIRCMILES.xlsx | 043491102 | CORONA 1102 | OH | 12kV |  | 1.3772 | 083182106 | 47.1361
EDGIS_PRIOH_CIRCMILES.xlsx | 043491103 | CORONA 1103 | OH | 12kV |  | 16.9739 | 083182107 | 65.0474
EDGIS_PRIOH_CIRCMILES.xlsx | 043491103 | CORONA 1103 | OH | 12kV | Tier 2 - Elevated | 0.45898 | 083192101 | 166.684
EDGIS_PRIOH_CIRCMILES.xlsx | 043501101 | WINDSOR 1101 | OH | 12kV |  | 6.4606 | 083192102 | 63.7665
EDGIS_PRIOH_CIRCMILES.xlsx | 043501102 | WINDSOR 1102 | OH | 12kV |  | 14.8942 | 083192103 | 88.8306
EDGIS_PRIOH_CIRCMILES.xlsx | 043501103 | WINDSOR 1103 | OH | 12kV |  | 9.2653 | 083192104 | 43.0785
EDGIS_PRIOH_CIRCMILES.xlsx | 043501103 | WINDSOR 1103 | OH | 12kV | Tier 2 - Elevated | 2.0304 | 083230401 | 10.581
EDGIS_PRIOH_CIRCMILES.xlsx | 048011144 | CALPINE 1144 | OH | 21kV | Tier 2 - Elevated | 2.2298 | 083230402 | 5.6627
EDGIS_PRIOH_CIRCMILES.xlsx | 048011144 | CALPINE 1144 | OH | 21kV | Tier 3 - Extreme | 28.1754 | 083242104 | 63.517
EDGIS_PRIOH_CIRCMILES.xlsx | 048011146 | CALPINE 1146 | OH | 12kV | Tier 3 - Extreme | 0.18151 | 083242105 | 121.6407
EDGIS_PRIOH_CIRCMILES.xlsx | 048011146 | CALPINE 1146 | OH | 21kV | Tier 3 - Extreme | 5.527 | 083242106 | 59.6982
EDGIS_PRIOH_CIRCMILES.xlsx | 062021100 | COLUSA 1100 | OH | 12kV |  | 50.3149 | 083242108 | 35.9979
EDGIS_PRIOH_CIRCMILES.xlsx | 062021101 | COLUSA 1101 | OH | 12kV |  | 64.21 | 083242109 | 66.5943
EDGIS_PRIOH_CIRCMILES.xlsx | 062031101 | WOODLAND 1101 | OH | 12kV |  | 7.1896 | 083242110 | 50.8274
EDGIS_PRIOH_CIRCMILES.xlsx | 062031102 | WOODLAND 1102 | OH | 12kV |  | 13.5077 | 083242111 | 106.2971
EDGIS_PRIOH_CIRCMILES.xlsx | 062031103 | WOODLAND 1103 | OH | 12kV |  | 1.2342 | 083252101 | 22.5127
EDGIS_PRIOH_CIRCMILES.xlsx | 062031104 | WOODLAND 1104 | OH | 12kV |  | 5.852 | 083252102 | 39.4933
EDGIS_PRIOH_CIRCMILES.xlsx | 062031105 | WOODLAND 1105 | OH | 12kV |  | 2.6951 | 083252103 | 26.7744
EDGIS_PRIOH_CIRCMILES.xlsx | 062031106 | WOODLAND 1106 | OH | 12kV |  | 28.1606 | 083252104 | 56.5201
EDGIS_PRIOH_CIRCMILES.xlsx | 062031107 | WOODLAND 1107 | OH | 12kV |  | 11.1584 | 083252105 | 10.3577
EDGIS_PRIOH_CIRCMILES.xlsx | 062031108 | WOODLAND 1108 | OH | 12kV |  | 21.2367 | 083252106 | 47.7222
EDGIS_PRIOH_CIRCMILES.xlsx | 062031109 | WOODLAND 1109 | OH | 12kV |  | 10.667 | 083252107 | 78.0535
EDGIS_PRIOH_CIRCMILES.xlsx | 062031110 | WOODLAND 1110 | OH | 12kV |  | 10.9127 | 083252108 | 30.7621
EDGIS_PRIOH_CIRCMILES.xlsx | 062031111 | WOODLAND 1111 | OH | 12kV |  | 0.23155 | 083252109 | 50.6569
EDGIS_PRIOH_CIRCMILES.xlsx | 062031112 | WOODLAND 1112 | OH | 12kV |  | 12.8503 | 083260401 | 7.3725
EDGIS_PRIOH_CIRCMILES.xlsx | 062031113 | WOODLAND 1113 | OH | 12kV |  | 20.8812 | 083300402 | 6.8518
EDGIS_PRIOH_CIRCMILES.xlsx | 062041101 | DAVIS 1101 | OH | 12kV |  | 37.5389 | 083330411 | 3.2183
EDGIS_PRIOH_CIRCMILES.xlsx | 062041102 | DAVIS 1102 | OH | 12kV |  | 6.4783 | 083330413 | 1.2859
EDGIS_PRIOH_CIRCMILES.xlsx | 062041103 | DAVIS 1103 | OH | 12kV |  | 5.8595 | 083330414 | 1.3479
EDGIS_PRIOH_CIRCMILES.xlsx | 062041104 | DAVIS 1104 | OH | 12kV |  | 5.7001 | 083332101 | 111.4406
EDGIS_PRIOH_CIRCMILES.xlsx | 062041105 | DAVIS 1105 | OH | 12kV |  | 7.8203 | 083371103 | 18.3524
EDGIS_PRIOH_CIRCMILES.xlsx | 062041106 | DAVIS 1106 | OH | 12kV |  | 42.1004 | 083371104 | 29.4079
EDGIS_PRIOH_CIRCMILES.xlsx | 062041107 | DAVIS 1107 | OH | 12kV |  | 81.0482 | 083371105 | 29.7519
EDGIS_PRIOH_CIRCMILES.xlsx | 062041108 | DAVIS 1108 | OH | 12kV |  | 3.337 | 083371106 | 35.3187
EDGIS_PRIOH_CIRCMILES.xlsx | 062041109 | DAVIS 1109 | OH | 12kV |  | 4.75 | 083371107 | 58.9912
EDGIS_PRIOH_CIRCMILES.xlsx | 062041110 | DAVIS 1110 | OH | 12kV |  | 1.8306 | 083371108 | 24.4307
EDGIS_PRIOH_CIRCMILES.xlsx | 062041111 | DAVIS 1111 | OH | 12kV |  | 7.2731 | 083371109 | 30.3201
EDGIS_PRIOH_CIRCMILES.xlsx | 062041112 | DAVIS 1112 | OH | 12kV |  | 45.9619 | 083371110 | 23.6024
EDGIS_PRIOH_CIRCMILES.xlsx | 062051101 | WILLIAMS 1101 | OH | 12kV |  | 25.261 | 083371111 | 32.1183
EDGIS_PRIOH_CIRCMILES.xlsx | 062051102 | WILLIAMS 1102 | OH | 12kV |  | 99.0867 | 083371112 | 13.8667
EDGIS_PRIOH_CIRCMILES.xlsx | 062061102 | DIXON 1102 | OH | 12kV |  | 21.2261 | 083371113 | 33.6526
EDGIS_PRIOH_CIRCMILES.xlsx | 062061103 | DIXON 1103 | OH | 12kV |  | 126.7601 | 083371114 | 31.5752
EDGIS_PRIOH_CIRCMILES.xlsx | 062061104 | DIXON 1104 | OH | 12kV |  | 11.6735 | 083371115 | 28.9068
EDGIS_PRIOH_CIRCMILES.xlsx | 062061105 | DIXON 1105 | OH | 12kV |  | 23.7398 | 083392102 | 39.1027
EDGIS_PRIOH_CIRCMILES.xlsx | 062061106 | DIXON 1106 | OH | 12kV |  | 0.57599 | 083392106 | 39.3789
EDGIS_PRIOH_CIRCMILES.xlsx | 062071101 | COLUSA JUNCTION 1101 | OH | 12kV |  | 29.0583 | 083392107 | 46.9742
EDGIS_PRIOH_CIRCMILES.xlsx | 062081101 | ARBUCKLE 1101 | OH | 12kV |  | 42.7793 | 083392108 | 57.358
EDGIS_PRIOH_CIRCMILES.xlsx | 062081102 | ARBUCKLE 1102 | OH | 12kV |  | 62.3502 | 083392109 | 44.8526
EDGIS_PRIOH_CIRCMILES.xlsx | 062081103 | ARBUCKLE 1103 | OH | 12kV |  | 0.042474 | 083392110 | 110.9549
EDGIS_PRIOH_CIRCMILES.xlsx | 062081104 | ARBUCKLE 1104 | OH | 12kV |  | 100.5668 | 083392111 | 33.1621
EDGIS_PRIOH_CIRCMILES.xlsx | 062081104 | ARBUCKLE 1104 | OH | 12kV | Tier 2 - Elevated | 1.9232 | 083421102 | 3.6349
EDGIS_PRIOH_CIRCMILES.xlsx | 062131101 | SUISUN 1101 | OH | 12kV |  | 6.9361 | 083421103 | 7.4611
EDGIS_PRIOH_CIRCMILES.xlsx | 062131102 | SUISUN 1102 | OH | 12kV |  | 9.8116 | 083421104 | 15.381
EDGIS_PRIOH_CIRCMILES.xlsx | 062131103 | SUISUN 1103 | OH | 12kV |  | 2.4656 | 083421105 | 7.7699
EDGIS_PRIOH_CIRCMILES.xlsx | 062131104 | SUISUN 1104 | OH | 12kV |  | 4.814 | 083421106 | 10.5581
EDGIS_PRIOH_CIRCMILES.xlsx | 062131105 | SUISUN 1105 | OH | 12kV |  | 5.379 | 083421107 | 7.181
EDGIS_PRIOH_CIRCMILES.xlsx | 062131106 | SUISUN 1106 | OH | 12kV |  | 5.0235 | 083421108 | 4.4941
EDGIS_PRIOH_CIRCMILES.xlsx | 062131107 | SUISUN 1107 | OH | 12kV |  | 9.6666 | 083421109 | 4.4595
EDGIS_PRIOH_CIRCMILES.xlsx | 062131108 | SUISUN 1108 | OH | 12kV |  | 6.594 | 083421110 | 9.9868
EDGIS_PRIOH_CIRCMILES.xlsx | 062131109 | SUISUN 1109 | OH | 12kV |  | 8.0735 | 083421111 | 12.7801
EDGIS_PRIOH_CIRCMILES.xlsx | 062131109 | SUISUN 1109 | OH | 12kV | Tier 2 - Elevated | 0.002932 | 083421112 | 19.9201
EDGIS_PRIOH_CIRCMILES.xlsx | 062131110 | SUISUN 1110 | OH | 12kV |  | 2.923 | 083421113 | 5.2919
EDGIS_PRIOH_CIRCMILES.xlsx | 062131111 | SUISUN 1111 | OH | 12kV |  | 0.62769 | 083431108 | 19.8029
EDGIS_PRIOH_CIRCMILES.xlsx | 062131112 | SUISUN 1112 | OH | 12kV |  | 2.8452 | 083431109 | 22.4684
EDGIS_PRIOH_CIRCMILES.xlsx | 062462223 | GRAND ISLAND 2223 | OH | 4.16kV |  | 24.8977 | 083431110 | 22.17
EDGIS_PRIOH_CIRCMILES.xlsx | 062462223 | GRAND ISLAND 2223 | OH | 12kV |  | 14.0994 | 083431111 | 25.3812
EDGIS_PRIOH_CIRCMILES.xlsx | 062462223 | GRAND ISLAND 2223 | OH | 21kV |  | 57.764 | 083431112 | 0.44075
EDGIS_PRIOH_CIRCMILES.xlsx | 062462224 | GRAND ISLAND 2224 | OH | 21kV |  | 62.8618 | 083431113 | 24.1174
EDGIS_PRIOH_CIRCMILES.xlsx | 062462225 | GRAND ISLAND 2225 | OH | 21kV |  | 65.2008 | 083431114 | 15.7503
EDGIS_PRIOH_CIRCMILES.xlsx | 062462226 | GRAND ISLAND 2226 | OH | 12kV |  | 0.0363 | 083431115 | 19.7221
EDGIS_PRIOH_CIRCMILES.xlsx | 062462226 | GRAND ISLAND 2226 | OH | 21kV |  | 21.0756 | 083431116 | 43.481
EDGIS_PRIOH_CIRCMILES.xlsx | 062462227 | GRAND ISLAND 2227 | OH | 12kV |  | 106.3237 | 083431117 | 0.004666
EDGIS_PRIOH_CIRCMILES.xlsx | 062462227 | GRAND ISLAND 2227 | OH | 21kV |  | 53.7627 | 083432101 | 90.4507
EDGIS_PRIOH_CIRCMILES.xlsx | 062541101 | MERIDIAN 1101 | OH | 12kV |  | 57.7273 | 083432102 | 14.0532
EDGIS_PRIOH_CIRCMILES.xlsx | 062541102 | MERIDIAN 1102 | OH | 12kV |  | 71.9015 | 083432103 | 53.0639
EDGIS_PRIOH_CIRCMILES.xlsx | 062701101 | CORDELIA 1101 | OH | 12kV |  | 0.019146 | 083432105 | 38.6105
EDGIS_PRIOH_CIRCMILES.xlsx | 062701102 | CORDELIA 1102 | OH | 12kV |  | 0.042729 | 083432106 | 0.022506
EDGIS_PRIOH_CIRCMILES.xlsx | 062701104 | CORDELIA 1104 | OH | 12kV |  | 61.5557 | 083432111 | 34.8166
EDGIS_PRIOH_CIRCMILES.xlsx | 062701110 | CORDELIA 1110 | OH | 12kV |  | 8.9526 | 083481102 | 2.6317
EDGIS_PRIOH_CIRCMILES.xlsx | 062701112 | CORDELIA 1112 | OH | 12kV |  | 16.1134 | 083481103 | 8.5659
EDGIS_PRIOH_CIRCMILES.xlsx | 062721101 | KNIGHTS LANDING 1101 | OH | 12kV |  | 45.0947 | 083481104 | 20.9893
EDGIS_PRIOH_CIRCMILES.xlsx | 062721102 | KNIGHTS LANDING 1102 | OH | 12kV |  | 118.9172 | 083481105 | 4.1238
EDGIS_PRIOH_CIRCMILES.xlsx | 062771101 | WILKINS SLOUGH 1101 | OH | 12kV |  | 52.4854 | 083481106 | 0.98512
EDGIS_PRIOH_CIRCMILES.xlsx | 062771102 | WILKINS SLOUGH 1102 | OH | 12kV |  | 62.3133 | 083481107 | 14.7813
EDGIS_PRIOH_CIRCMILES.xlsx | 062771103 | WILKINS SLOUGH 1103 | OH | 12kV |  | 34.2214 | 083481108 | 38.9784
EDGIS_PRIOH_CIRCMILES.xlsx | 062831101 | RICE 1101 | OH | 12kV |  | 53.0982 | 083481109 | 31.9023
EDGIS_PRIOH_CIRCMILES.xlsx | 062831102 | RICE 1102 | OH | 12kV |  | 62.1793 | 083481110 | 67.7581
EDGIS_PRIOH_CIRCMILES.xlsx | 062831103 | RICE 1103 | OH | 12kV |  | 78.0894 | 083481111 | 38.1799
EDGIS_PRIOH_CIRCMILES.xlsx | 062831104 | RICE 1104 | OH | 12kV |  | 32.909 | 083481112 | 2.8557
EDGIS_PRIOH_CIRCMILES.xlsx | 062881102 | MAXWELL 1102 | OH | 12kV |  | 60.0392 | 083481113 | 22.8445
EDGIS_PRIOH_CIRCMILES.xlsx | 062881105 | MAXWELL 1105 | OH | 12kV |  | 84.7488 | 083500401 | 11.2356
EDGIS_PRIOH_CIRCMILES.xlsx | 062881105 | MAXWELL 1105 | OH | 12kV | Tier 2 - Elevated | 3.9182 | 083500402 | 2.8255
EDGIS_PRIOH_CIRCMILES.xlsx | 062881106 | MAXWELL 1106 | OH | 12kV |  | 29.6122 | 083510403 | 3.947
EDGIS_PRIOH_CIRCMILES.xlsx | 063121101 | CORTINA 1101 | OH | 12kV |  | 75.2618 | 083510404 | 7.3919
EDGIS_PRIOH_CIRCMILES.xlsx | 063121101 | CORTINA 1101 | OH | 12kV | Tier 2 - Elevated | 1.3303 | 083531103 | 28.0429
EDGIS_PRIOH_CIRCMILES.xlsx | 063131104 | WEST SACRAMENTO 1104 | OH | 12kV |  | 11.9923 | 083531104 | 28.1198
EDGIS_PRIOH_CIRCMILES.xlsx | 063131105 | WEST SACRAMENTO 1105 | OH | 12kV |  | 6.3059 | 083531105 | 20.9392
EDGIS_PRIOH_CIRCMILES.xlsx | 063131106 | WEST SACRAMENTO 1106 | OH | 12kV |  | 2.8536 | 083531106 | 26.0748
EDGIS_PRIOH_CIRCMILES.xlsx | 063131107 | WEST SACRAMENTO 1107 | OH | 12kV |  | 18.7292 | 083531107 | 45.4468
EDGIS_PRIOH_CIRCMILES.xlsx | 063131108 | WEST SACRAMENTO 1108 | OH | 12kV |  | 8.7457 | 083531108 | 33.3256
EDGIS_PRIOH_CIRCMILES.xlsx | 063131109 | WEST SACRAMENTO 1109 | OH | 12kV |  | 38.7672 | 083531109 | 9.6645
EDGIS_PRIOH_CIRCMILES.xlsx | 063131110 | WEST SACRAMENTO 1110 | OH | 12kV |  | 8.4974 | 083531110 | 34.5553
EDGIS_PRIOH_CIRCMILES.xlsx | 063131111 | WEST SACRAMENTO 1111 | OH | 12kV |  | 0.0056819 | 083531111 | 36.6158
EDGIS_PRIOH_CIRCMILES.xlsx | 063142101 | RUSSELL (SMUD) 2101 | OH | 21kV |  | 5.125 | 083531112 | 27.5808
EDGIS_PRIOH_CIRCMILES.xlsx | 063171103 | MADISON 1103 | OH | 12kV |  | 72.3833 | 083611104 | 9.147
EDGIS_PRIOH_CIRCMILES.xlsx | 063171105 | MADISON 1105 | OH | 12kV |  | 84.2862 | 083611105 | 12.8173
EDGIS_PRIOH_CIRCMILES.xlsx | 063171105 | MADISON 1105 | OH | 12kV | Tier 2 - Elevated | 0.43078 | 083611106 | 17.521
EDGIS_PRIOH_CIRCMILES.xlsx | 063172101 | MADISON 2101 | OH | 12kV |  | 24.8138 | 083611107 | 12.8311
EDGIS_PRIOH_CIRCMILES.xlsx | 063172101 | MADISON 2101 | OH | 12kV | Tier 2 - Elevated | 2.389 | 083611108 | 8.3438
EDGIS_PRIOH_CIRCMILES.xlsx | 063172101 | MADISON 2101 | OH | 21kV |  | 137.3565 | 083611109 | 14.2776
EDGIS_PRIOH_CIRCMILES.xlsx | 063172101 | MADISON 2101 | OH | 21kV | Tier 2 - Elevated | 2.3954 | 083611110 | 27.5152
EDGIS_PRIOH_CIRCMILES.xlsx | 063191105 | ZAMORA 1105 | OH | 12kV |  | 45.7274 | 083611111 | 9.4402
EDGIS_PRIOH_CIRCMILES.xlsx | 063191106 | ZAMORA 1106 | OH | 12kV |  | 52.6358 | 083611112 | 8.7484
EDGIS_PRIOH_CIRCMILES.xlsx | 063191107 | ZAMORA 1107 | OH | 12kV |  | 76.892 | 083611113 | 9.2259
EDGIS_PRIOH_CIRCMILES.xlsx | 063321101 | WINTERS 1101 | OH | 12kV |  | 12.9231 | 083611114 | 13.0689
EDGIS_PRIOH_CIRCMILES.xlsx | 063321102 | WINTERS 1102 | OH | 12kV |  | 38.8057 | 083611115 | 7.1659
EDGIS_PRIOH_CIRCMILES.xlsx | 063441101 | PLAINFIELD 1101 | OH | 12kV |  | 61.8513 | 083622103 | 68.9674
EDGIS_PRIOH_CIRCMILES.xlsx | 063441105 | PLAINFIELD 1105 | OH | 12kV |  | 8.6779 | 083622104 | 54.7318
EDGIS_PRIOH_CIRCMILES.xlsx | 063441106 | PLAINFIELD 1106 | OH | 12kV |  | 48.3477 | 083622105 | 94.1589
EDGIS_PRIOH_CIRCMILES.xlsx | 063591101 | VACA DIXON 1101 | OH | 12kV |  | 8.3935 | 083622106 | 156.8383
EDGIS_PRIOH_CIRCMILES.xlsx | 063591101 | VACA DIXON 1101 | OH | 12kV | Tier 2 - Elevated | 0.83287 | 083631101 | 8.7344
EDGIS_PRIOH_CIRCMILES.xlsx | 063591102 | VACA DIXON 1102 | OH | 12kV |  | 1.9557 | 083631102 | 5.4443
EDGIS_PRIOH_CIRCMILES.xlsx | 063591103 | VACA DIXON 1103 | OH | 12kV |  | 126.5273 | 083631103 | 4.8916
EDGIS_PRIOH_CIRCMILES.xlsx | 063591104 | VACA DIXON 1104 | OH | 12kV |  | 7.4936 | 083631104 | 5.8742
EDGIS_PRIOH_CIRCMILES.xlsx | 063591105 | VACA DIXON 1105 | OH | 12kV |  | 67.9359 | 083631105 | 8.491
EDGIS_PRIOH_CIRCMILES.xlsx | 063591105 | VACA DIXON 1105 | OH | 12kV | Tier 2 - Elevated | 23.758 | 083631106 | 11.649
EDGIS_PRIOH_CIRCMILES.xlsx | 063591106 | VACA DIXON 1106 | OH | 12kV |  | 11.1424 | 083631107 | 1.0788
EDGIS_PRIOH_CIRCMILES.xlsx | 063591109 | VACA DIXON 1109 | OH | 12kV |  | 2.1333 | 083631108 | 14.9382
EDGIS_PRIOH_CIRCMILES.xlsx | 063601102 | VACAVILLE 1102 | OH | 12kV |  | 1.004 | 083631109 | 4.4807
EDGIS_PRIOH_CIRCMILES.xlsx | 063601103 | VACAVILLE 1103 | OH | 12kV |  | 11.1157 | 083631110 | 7.803
EDGIS_PRIOH_CIRCMILES.xlsx | 063601104 | VACAVILLE 1104 | OH | 12kV |  | 2.2085 | 083631111 | 7.0648
EDGIS_PRIOH_CIRCMILES.xlsx | 063601104 | VACAVILLE 1104 | OH | 12kV | Tier 2 - Elevated | 15.4624 | 083631112 | 3.3042
EDGIS_PRIOH_CIRCMILES.xlsx | 063601105 | VACAVILLE 1105 | OH | 12kV |  | 2.9675 | 083671103 | 1.2
EDGIS_PRIOH_CIRCMILES.xlsx | 063601106 | VACAVILLE 1106 | OH | 12kV |  | 1.7558 | 083671104 | 12.4056
EDGIS_PRIOH_CIRCMILES.xlsx | 063601107 | VACAVILLE 1107 | OH | 12kV |  | 1.9063 | 083671105 | 14.6064
EDGIS_PRIOH_CIRCMILES.xlsx | 063601108 | VACAVILLE 1108 | OH | 12kV |  | 19.207 | 083671106 | 15.3202
EDGIS_PRIOH_CIRCMILES.xlsx | 063601108 | VACAVILLE 1108 | OH | 12kV | Tier 2 - Elevated | 28.0836 | 083671107 | 15.3973
EDGIS_PRIOH_CIRCMILES.xlsx | 063601109 | VACAVILLE 1109 | OH | 12kV |  | 3.3354 | 083671108 | 1.4291
EDGIS_PRIOH_CIRCMILES.xlsx | 063601109 | VACAVILLE 1109 | OH | 12kV | Tier 2 - Elevated | 0.51138 | 083671109 | 17.5263
EDGIS_PRIOH_CIRCMILES.xlsx | 063601110 | VACAVILLE 1110 | OH | 12kV |  | 2.3567 | 083671110 | 12.2528
EDGIS_PRIOH_CIRCMILES.xlsx | 063601111 | VACAVILLE 1111 | OH | 12kV |  | 6.2527 | 083671113 | 26.6264
EDGIS_PRIOH_CIRCMILES.xlsx | 063601111 | VACAVILLE 1111 | OH | 12kV | Tier 2 - Elevated | 11.3318 | 083671114 | 21.353
EDGIS_PRIOH_CIRCMILES.xlsx | 063601112 | VACAVILLE 1112 | OH | 12kV |  | 3.1149 | 083692104 | 153.1667
EDGIS_PRIOH_CIRCMILES.xlsx | 063601112 | VACAVILLE 1112 | OH | 12kV | Tier 2 - Elevated | 0.18788 | 083692105 | 115.4137
EDGIS_PRIOH_CIRCMILES.xlsx | 063621105 | DEEPWATER 1105 | OH | 12kV |  | 4.1123 | 083701101 | 24.665
EDGIS_PRIOH_CIRCMILES.xlsx | 063621106 | DEEPWATER 1106 | OH | 12kV |  | 0.060056 | 083701104 | 13.4272
EDGIS_PRIOH_CIRCMILES.xlsx | 063621107 | DEEPWATER 1107 | OH | 12kV |  | 28.7267 | 083701105 | 2.9221
EDGIS_PRIOH_CIRCMILES.xlsx | 063621108 | DEEPWATER 1108 | OH | 12kV |  | 0.085531 | 083701106 | 0.01314
EDGIS_PRIOH_CIRCMILES.xlsx | 063621109 | DEEPWATER 1109 | OH | 12kV |  | 4.1572 | 083701107 | 21.4527
EDGIS_PRIOH_CIRCMILES.xlsx | 063642102 | PEABODY 2102 | OH | 12kV |  | 3.5475 | 083701108 | 12.8302
EDGIS_PRIOH_CIRCMILES.xlsx | 063642102 | PEABODY 2102 | OH | 21kV |  | 3.4444 | 083701109 | 17.2664
EDGIS_PRIOH_CIRCMILES.xlsx | 063642104 | PEABODY 2104 | OH | 21kV |  | 6.714 | 083701110 | 18.8389
EDGIS_PRIOH_CIRCMILES.xlsx | 063642105 | PEABODY 2105 | OH | 12kV |  | 53.5437 | 083750401 | 2.8902
EDGIS_PRIOH_CIRCMILES.xlsx | 063642105 | PEABODY 2105 | OH | 21kV |  | 7.9902 | 083750402 | 5.5853
EDGIS_PRIOH_CIRCMILES.xlsx | 063642106 | PEABODY 2106 | OH | 12kV |  | 1.3537 | 083771101 | 21.2046
EDGIS_PRIOH_CIRCMILES.xlsx | 063642106 | PEABODY 2106 | OH | 12kV | Tier 2 - Elevated | 0.29649 | 083771102 | 25.0901
EDGIS_PRIOH_CIRCMILES.xlsx | 063642106 | PEABODY 2106 | OH | 21kV |  | 0.68408 | 083771103 | 28.0222
EDGIS_PRIOH_CIRCMILES.xlsx | 063642106 | PEABODY 2106 | OH | 21kV | Tier 2 - Elevated | 0.39324 | 083771104 | 9.1542
EDGIS_PRIOH_CIRCMILES.xlsx | 063642107 | PEABODY 2107 | OH | 12kV |  | 186.7782 | 083771105 | 18.9253
EDGIS_PRIOH_CIRCMILES.xlsx | 063642107 | PEABODY 2107 | OH | 21kV |  | 7.5549 | 083771106 | 1.0217
EDGIS_PRIOH_CIRCMILES.xlsx | 063642108 | PEABODY 2108 | OH | 12kV |  | 0.013081 | 083771108 | 14.561
EDGIS_PRIOH_CIRCMILES.xlsx | 063642108 | PEABODY 2108 | OH | 21kV |  | 2.8165 | 083791101 | 0.023147
EDGIS_PRIOH_CIRCMILES.xlsx | 063642108 | PEABODY 2108 | OH | 21kV | Tier 2 - Elevated | 0.33636 | 083801101 | 5.2529
EDGIS_PRIOH_CIRCMILES.xlsx | 063642109 | PEABODY 2109 | OH | 21kV |  | 3.6503 | 083801103 | 11.4806
EDGIS_PRIOH_CIRCMILES.xlsx | 063642112 | PEABODY 2112 | OH | 12kV |  | 0.49544 | 083801104 | 4.6373
EDGIS_PRIOH_CIRCMILES.xlsx | 063642112 | PEABODY 2112 | OH | 21kV |  | 3.1031 | 083801105 | 10.4835
EDGIS_PRIOH_CIRCMILES.xlsx | 063642113 | PEABODY 2113 | OH | 12kV |  | 2.0954 | 083801106 | 7.5822
EDGIS_PRIOH_CIRCMILES.xlsx | 063642113 | PEABODY 2113 | OH | 21kV |  | 6.8705 | 083801107 | 11.9897
EDGIS_PRIOH_CIRCMILES.xlsx | 063642113 | PEABODY 2113 | OH | 21kV | Tier 2 - Elevated | 1.1311 | 083801108 | 0.019379
EDGIS_PRIOH_CIRCMILES.xlsx | 063681102 | PUTAH CREEK 1102 | OH | 12kV |  | 24.2731 | 083801109 | 4.3175
EDGIS_PRIOH_CIRCMILES.xlsx | 063681102 | PUTAH CREEK 1102 | OH | 12kV | Tier 2 - Elevated | 26.9852 | 083801110 | 5.0764
EDGIS_PRIOH_CIRCMILES.xlsx | 063681103 | PUTAH CREEK 1103 | OH | 12kV |  | 32.8836 | 083801111 | 5.2143
EDGIS_PRIOH_CIRCMILES.xlsx | 063681103 | PUTAH CREEK 1103 | OH | 12kV | Tier 2 - Elevated | 3.6539 | 083802114 | 10.7093
EDGIS_PRIOH_CIRCMILES.xlsx | 063681105 | PUTAH CREEK 1105 | OH | 12kV |  | 82.0715 | 083802115 | 10.5264
EDGIS_PRIOH_CIRCMILES.xlsx | 063681105 | PUTAH CREEK 1105 | OH | 12kV | Tier 2 - Elevated | 1.7222 | 083802116 | 17.7248
EDGIS_PRIOH_CIRCMILES.xlsx | 063801101 | JAMESON 1101 | OH | 12kV |  | 0.0056818 | 083802117 | 6.2604
EDGIS_PRIOH_CIRCMILES.xlsx | 063801102 | JAMESON 1102 | OH | 12kV |  | 12.2842 | 083802118 | 14.9585
EDGIS_PRIOH_CIRCMILES.xlsx | 063801102 | JAMESON 1102 | OH | 12kV | Tier 2 - Elevated | 8.1107 | 083802119 | 5.3593
EDGIS_PRIOH_CIRCMILES.xlsx | 063801103 | JAMESON 1103 | OH | 12kV |  | 8.6433 | 083851101 | 0.018562
EDGIS_PRIOH_CIRCMILES.xlsx | 063801103 | JAMESON 1103 | OH | 12kV | Tier 2 - Elevated | 2.2397 | 083871101 | 20.9567
EDGIS_PRIOH_CIRCMILES.xlsx | 063801104 | JAMESON 1104 | OH | 12kV |  | 0.083536 | 083871109 | 8.1833
EDGIS_PRIOH_CIRCMILES.xlsx | 063801105 | JAMESON 1105 | OH | 12kV |  | 47.951 | 083871110 | 7.9592
EDGIS_PRIOH_CIRCMILES.xlsx | 063801105 | JAMESON 1105 | OH | 12kV | Tier 2 - Elevated | 16.2262 | 083871111 | 6.2078
EDGIS_PRIOH_CIRCMILES.xlsx | 063811101 | DUNNIGAN 1101 | OH | 12kV |  | 77.9865 | 083892101 | 8.2248
EDGIS_PRIOH_CIRCMILES.xlsx | 068661101 | BATAVIA 1101 | OH | 12kV |  | 0.078752 | 083892102 | 12.2007
EDGIS_PRIOH_CIRCMILES.xlsx | 068670401 | MAINE PRAIRIE 0401 | OH | 4.16kV |  | 0.06262 | 083892103 | 5.8758
EDGIS_PRIOH_CIRCMILES.xlsx | 069551101 | DELEVAN 1101 | OH | 12kV |  | 0.59506 | 083892104 | 20.5712
EDGIS_PRIOH_CIRCMILES.xlsx | 069551102 | DELEVAN 1102 | OH | 12kV |  | 0.61093 | 083892105 | 8.6591
EDGIS_PRIOH_CIRCMILES.xlsx | 082012101 | EVERGREEN 2101 | OH | 21kV |  | 2.5311 | 083892106 | 9.6864
EDGIS_PRIOH_CIRCMILES.xlsx | 082012102 | EVERGREEN 2102 | OH | 21kV |  | 10.7542 | 083892107 | 7.516
EDGIS_PRIOH_CIRCMILES.xlsx | 082012103 | EVERGREEN 2103 | OH | 21kV |  | 19.1694 | 083892108 | 10.0732
EDGIS_PRIOH_CIRCMILES.xlsx | 082012104 | EVERGREEN 2104 | OH | 12kV |  | 0.017824 | 083892109 | 9.2621
EDGIS_PRIOH_CIRCMILES.xlsx | 082012104 | EVERGREEN 2104 | OH | 21kV |  | 3.5275 | 083901101 | 5.9448
EDGIS_PRIOH_CIRCMILES.xlsx | 082012105 | EVERGREEN 2105 | OH | 21kV |  | 4.6095 | 083901102 | 9.3581
EDGIS_PRIOH_CIRCMILES.xlsx | 082021101 | LOS GATOS 1101 | OH | 12kV |  | 9.073 | 083912109 | 37.7401
EDGIS_PRIOH_CIRCMILES.xlsx | 082021101 | LOS GATOS 1101 | OH | 12kV | Tier 2 - Elevated | 11.8954 | 083912110 | 67.3847
EDGIS_PRIOH_CIRCMILES.xlsx | 082021102 | LOS GATOS 1102 | OH | 12kV |  | 5.017 | 083912111 | 16.7169
EDGIS_PRIOH_CIRCMILES.xlsx | 082021102 | LOS GATOS 1102 | OH | 12kV | Tier 2 - Elevated | 1.0967 | 101321101 | 27.7309
EDGIS_PRIOH_CIRCMILES.xlsx | 082021106 | LOS GATOS 1106 | OH | 12kV |  | 0.83713 | 102041101 | 7.8651
EDGIS_PRIOH_CIRCMILES.xlsx | 082021106 | LOS GATOS 1106 | OH | 12kV | Tier 2 - Elevated | 2.4267 | 102041102 | 22.2879
EDGIS_PRIOH_CIRCMILES.xlsx | 082021106 | LOS GATOS 1106 | OH | 12kV | Tier 3 - Extreme | 67.3292 | 102041103 | 35.1279
EDGIS_PRIOH_CIRCMILES.xlsx | 082021107 | LOS GATOS 1107 | OH | 12kV |  | 0.74581 | 102041104 | 54.6332
EDGIS_PRIOH_CIRCMILES.xlsx | 082021107 | LOS GATOS 1107 | OH | 12kV | Tier 2 - Elevated | 12.7851 | 102050401 | 2.2443
EDGIS_PRIOH_CIRCMILES.xlsx | 082021107 | LOS GATOS 1107 | OH | 12kV | Tier 3 - Extreme | 80.5869 | 102050402 | 5.7944
EDGIS_PRIOH_CIRCMILES.xlsx | 082021108 | LOS GATOS 1108 | OH | 12kV |  | 1.7264 | 102051101 | 8.6076
EDGIS_PRIOH_CIRCMILES.xlsx | 082021108 | LOS GATOS 1108 | OH | 12kV | Tier 2 - Elevated | 3.2763 | 102051102 | 17.5412
EDGIS_PRIOH_CIRCMILES.xlsx | 082021108 | LOS GATOS 1108 | OH | 12kV | Tier 3 - Extreme | 1.1269 | 102051103 | 6.7386
EDGIS_PRIOH_CIRCMILES.xlsx | 082031102 | MOUNTAIN VIEW 1102 | OH | 12kV |  | 14.282 | 102111101 | 56.7436
EDGIS_PRIOH_CIRCMILES.xlsx | 082031103 | MOUNTAIN VIEW 1103 | OH | 12kV |  | 2.8564 | 102111102 | 67.4022
EDGIS_PRIOH_CIRCMILES.xlsx | 082031104 | MOUNTAIN VIEW 1104 | OH | 12kV |  | 7.9355 | 102121101 | 38.3599
EDGIS_PRIOH_CIRCMILES.xlsx | 082031105 | MOUNTAIN VIEW 1105 | OH | 12kV |  | 13.4012 | 102121102 | 33.9685
EDGIS_PRIOH_CIRCMILES.xlsx | 082031106 | MOUNTAIN VIEW 1106 | OH | 12kV |  | 7.3446 | 102171101 | 71.1745
EDGIS_PRIOH_CIRCMILES.xlsx | 082031107 | MOUNTAIN VIEW 1107 | OH | 12kV |  | 19.2921 | 102171102 | 49.73
EDGIS_PRIOH_CIRCMILES.xlsx | 082031108 | MOUNTAIN VIEW 1108 | OH | 12kV |  | 14.6665 | 102171103 | 20.3867
EDGIS_PRIOH_CIRCMILES.xlsx | 082031109 | MOUNTAIN VIEW 1109 | OH | 12kV |  | 9.8946 | 102211101 | 4.8031
EDGIS_PRIOH_CIRCMILES.xlsx | 082031110 | MOUNTAIN VIEW 1110 | OH | 12kV |  | 9.3447 | 102211102 | 29.547
EDGIS_PRIOH_CIRCMILES.xlsx | 082031111 | MOUNTAIN VIEW 1111 | OH | 12kV |  | 1.7362 | 102211103 | 25.8922
EDGIS_PRIOH_CIRCMILES.xlsx | 082031112 | MOUNTAIN VIEW 1112 | OH | 12kV |  | 0.9735 | 102251101 | 3.7844
EDGIS_PRIOH_CIRCMILES.xlsx | 082031113 | MOUNTAIN VIEW 1113 | OH | 12kV |  | 3.957 | 102361101 | 60.4103
EDGIS_PRIOH_CIRCMILES.xlsx | 082031114 | MOUNTAIN VIEW 1114 | OH | 12kV |  | 6.632 | 102491101 | 12.6375
EDGIS_PRIOH_CIRCMILES.xlsx | 082160401 | LOYOLA 0401 | OH | 4.16kV |  | 8.2563 | 102491102 | 0.45349
EDGIS_PRIOH_CIRCMILES.xlsx | 082160403 | LOYOLA 0403 | OH | 4.16kV |  | 8.8747 | 102491103 | 16.5356
EDGIS_PRIOH_CIRCMILES.xlsx | 082161101 | LOYOLA 1101 | OH | 12kV |  | 20.1609 | 102491105 | 14.0762
EDGIS_PRIOH_CIRCMILES.xlsx | 082161102 | LOYOLA 1102 | OH |  |  | 0.0030943 | 102491106 | 4.765
EDGIS_PRIOH_CIRCMILES.xlsx | 082161102 | LOYOLA 1102 | OH | 12kV |  | 51.0679 | 102520402 | 2.5735
EDGIS_PRIOH_CIRCMILES.xlsx | 082161102 | LOYOLA 1102 | OH | 12kV | Tier 2 - Elevated | 0.02565 | 102520403 | 2.1225
EDGIS_PRIOH_CIRCMILES.xlsx | 082191101 | MABURY 1101 | OH | 12kV |  | 4.2166 | 102521101 | 31.6798
EDGIS_PRIOH_CIRCMILES.xlsx | 082191103 | MABURY 1103 | OH | 12kV |  | 7.8914 | 102521102 | 8.1799
EDGIS_PRIOH_CIRCMILES.xlsx | 082191104 | MABURY 1104 | OH | 12kV |  | 13.768 | 102521103 | 11.3452
EDGIS_PRIOH_CIRCMILES.xlsx | 082191105 | MABURY 1105 | OH | 12kV |  | 0.85046 | 102521104 | 13.7819
EDGIS_PRIOH_CIRCMILES.xlsx | 082191106 | MABURY 1106 | OH | 12kV |  | 15.0577 | 102530401 | 10.7789
EDGIS_PRIOH_CIRCMILES.xlsx | 082241103 | LOS ALTOS 1103 | OH | 12kV |  | 6.816 | 102541101 | 171.0946
EDGIS_PRIOH_CIRCMILES.xlsx | 082241104 | LOS ALTOS 1104 | OH | 12kV |  | 8.9209 | 102541102 | 157.337
EDGIS_PRIOH_CIRCMILES.xlsx | 082241105 | LOS ALTOS 1105 | OH | 12kV |  | 1.785 | 102551101 | 23.1418
EDGIS_PRIOH_CIRCMILES.xlsx | 082241106 | LOS ALTOS 1106 | OH | 12kV |  | 10.0366 | 102601101 | 143.2134
EDGIS_PRIOH_CIRCMILES.xlsx | 082241107 | LOS ALTOS 1107 | OH | 12kV |  | 2.9735 | 102650401 | 2.7818
EDGIS_PRIOH_CIRCMILES.xlsx | 082250403 | SAN JOSE A 0403 | OH | 4.16kV |  | 3.9689 | 102701101 | 33.4922
EDGIS_PRIOH_CIRCMILES.xlsx | 082250404 | SAN JOSE A 0404 | OH | 4.16kV |  | 1.7389 | 102701102 | 22.5388
EDGIS_PRIOH_CIRCMILES.xlsx | 082250405 | SAN JOSE A 0405 | OH | 4.16kV |  | 1.8349 | 102701103 | 111.0898
EDGIS_PRIOH_CIRCMILES.xlsx | 082250407 | SAN JOSE A 0407 | OH | 4.16kV |  | 1.8017 | 102741101 | 10.4608
EDGIS_PRIOH_CIRCMILES.xlsx | 082250408 | SAN JOSE A 0408 | OH | 4.16kV |  | 2.4103 | 102741103 | 14.869
EDGIS_PRIOH_CIRCMILES.xlsx | 082250410 | SAN JOSE A 0410 | OH |  |  | 0.0084666 | 102741104 | 10.0865
EDGIS_PRIOH_CIRCMILES.xlsx | 082250410 | SAN JOSE A 0410 | OH | 4.16kV |  | 4.6553 | 102781101 | 183.1473
EDGIS_PRIOH_CIRCMILES.xlsx | 082251109 | SAN JOSE A 1109 | OH | 4.16kV |  | 0.0028409 | 102812101 | 101.8586
EDGIS_PRIOH_CIRCMILES.xlsx | 082251109 | SAN JOSE A 1109 | OH | 12kV |  | 0.58265 | 102831102 | 0.048897
EDGIS_PRIOH_CIRCMILES.xlsx | 082251110 | SAN JOSE A 1110 | OH | 12kV |  | 9.5253 | 102831103 | 24.4372
EDGIS_PRIOH_CIRCMILES.xlsx | 082251111 | SAN JOSE A 1111 | OH | 12kV |  | 0.12304 | 102831104 | 148.6053
EDGIS_PRIOH_CIRCMILES.xlsx | 082251112 | SAN JOSE A 1112 | OH | 12kV |  | 10.5846 | 102831105 | 67.9655
EDGIS_PRIOH_CIRCMILES.xlsx | 082261101 | SAN JOSE B 1101 | OH | 12kV |  | 0.15793 | 102831106 | 29.3079
EDGIS_PRIOH_CIRCMILES.xlsx | 082261102 | SAN JOSE B 1102 | OH | 12kV |  | 0.26099 | 102841101 | 38.5844
EDGIS_PRIOH_CIRCMILES.xlsx | 082261104 | SAN JOSE B 1104 | OH | 12kV |  | 0.49437 | 102841102 | 35.591
EDGIS_PRIOH_CIRCMILES.xlsx | 082261105 | SAN JOSE B 1105 | OH | 12kV |  | 8.6545 | 102841105 | 31.3077
EDGIS_PRIOH_CIRCMILES.xlsx | 082261106 | SAN JOSE B 1106 | OH | 12kV |  | 0.69965 | 102841106 | 101.4398
EDGIS_PRIOH_CIRCMILES.xlsx | 082261107 | SAN JOSE B 1107 | OH | 12kV |  | 4.9131 | 102851101 | 78.6219
EDGIS_PRIOH_CIRCMILES.xlsx | 082261108 | SAN JOSE B 1108 | OH | 12kV |  | 8.0841 | 102851102 | 106.0807
EDGIS_PRIOH_CIRCMILES.xlsx | 082261109 | SAN JOSE B 1109 | OH | 12kV |  | 0.38427 | 102911102 | 49.0991
EDGIS_PRIOH_CIRCMILES.xlsx | 082261110 | SAN JOSE B 1110 | OH | 4.16kV |  | 3.2468 | 102911103 | 105.1421
EDGIS_PRIOH_CIRCMILES.xlsx | 082261110 | SAN JOSE B 1110 | OH | 12kV |  | 10.0641 | 102911105 | 25.767
EDGIS_PRIOH_CIRCMILES.xlsx | 082261111 | SAN JOSE B 1111 | OH | 12kV |  | 0.080824 | 102911106 | 98.222
EDGIS_PRIOH_CIRCMILES.xlsx | 082261112 | SAN JOSE B 1112 | OH | 12kV |  | 12.891 | 102911107 | 155.0391
EDGIS_PRIOH_CIRCMILES.xlsx | 082261113 | SAN JOSE B 1113 | OH | 12kV |  | 0.10098 | 102911109 | 128.2734
EDGIS_PRIOH_CIRCMILES.xlsx | 082261114 | SAN JOSE B 1114 | OH | 12kV |  | 0.68321 | 102911110 | 56.0251
EDGIS_PRIOH_CIRCMILES.xlsx | 082261115 | SAN JOSE B 1115 | OH | 12kV |  | 0.35944 | 102931101 | 104.6365
EDGIS_PRIOH_CIRCMILES.xlsx | 082261116 | SAN JOSE B 1116 | OH | 12kV |  | 5.0288 | 102931102 | 90.8426
EDGIS_PRIOH_CIRCMILES.xlsx | 082261117 | SAN JOSE B 1117 | OH | 12kV |  | 3.6587 | 102931103 | 174.651
EDGIS_PRIOH_CIRCMILES.xlsx | 082311101 | ALMADEN 1101 | OH | 12kV |  | 18.2447 | 102940401 | 2.7096
EDGIS_PRIOH_CIRCMILES.xlsx | 082311102 | ALMADEN 1102 | OH | 12kV |  | 21.8736 | 102971101 | 20.8212
EDGIS_PRIOH_CIRCMILES.xlsx | 082311110 | ALMADEN 1110 | OH | 12kV |  | 12.9144 | 102971102 | 18.1937
EDGIS_PRIOH_CIRCMILES.xlsx | 082311111 | ALMADEN 1111 | OH | 12kV |  | 9.8121 | 102971103 | 12.8241
EDGIS_PRIOH_CIRCMILES.xlsx | 082462107 | NORTECH 2107 | OH | 21kV |  | 0.11213 | 102971104 | 11.9869
EDGIS_PRIOH_CIRCMILES.xlsx | 082462109 | NORTECH 2109 | OH | 21kV |  | 3.1502 | 102971105 | 19.1651
EDGIS_PRIOH_CIRCMILES.xlsx | 082462110 | NORTECH 2110 | OH | 21kV |  | 9.4428 | 102971107 | 18.1045
EDGIS_PRIOH_CIRCMILES.xlsx | 082462111 | NORTECH 2111 | OH | 21kV |  | 0.71332 | 102971109 | 38.4722
EDGIS_PRIOH_CIRCMILES.xlsx | 082831101 | MILPITAS 1101 | OH | 12kV |  | 4.1022 | 102971110 | 21.9409
EDGIS_PRIOH_CIRCMILES.xlsx | 082831103 | MILPITAS 1103 | OH | 12kV |  | 0.071354 | 102971111 | 79.4533
EDGIS_PRIOH_CIRCMILES.xlsx | 082831104 | MILPITAS 1104 | OH | 21kV |  | 1.042 | 103021101 | 54.5803
EDGIS_PRIOH_CIRCMILES.xlsx | 082831105 | MILPITAS 1105 | OH | 12kV |  | 4.6428 | 103031101 | 40.222
EDGIS_PRIOH_CIRCMILES.xlsx | 082831105 | MILPITAS 1105 | OH | 12kV | Tier 2 - Elevated | 0.068167 | 103031102 | 114.4104
EDGIS_PRIOH_CIRCMILES.xlsx | 082831106 | MILPITAS 1106 | OH | 12kV |  | 3.1454 | 103071103 | 31.6162
EDGIS_PRIOH_CIRCMILES.xlsx | 082831108 | MILPITAS 1108 | OH | 12kV |  | 13.2785 | 103071104 | 52.9703
EDGIS_PRIOH_CIRCMILES.xlsx | 082831108 | MILPITAS 1108 | OH | 12kV | Tier 2 - Elevated | 0.016742 | 103071105 | 24.1373
EDGIS_PRIOH_CIRCMILES.xlsx | 082831109 | MILPITAS 1109 | OH | 12kV |  | 19.5913 | 103071106 | 20.0973
EDGIS_PRIOH_CIRCMILES.xlsx | 082831109 | MILPITAS 1109 | OH | 12kV | Tier 2 - Elevated | 30.0203 | 103081103 | 68.1678
EDGIS_PRIOH_CIRCMILES.xlsx | 082832110 | MILPITAS 2110 | OH | 12kV |  | 10.367 | 103081104 | 59.604
EDGIS_PRIOH_CIRCMILES.xlsx | 082832111 | MILPITAS 2111 | OH | 21kV |  | 1.8014 | 103081105 | 49.9149
EDGIS_PRIOH_CIRCMILES.xlsx | 082832112 | MILPITAS 2112 | OH | 12kV |  | 0.24194 | 103081106 | 19.9469
EDGIS_PRIOH_CIRCMILES.xlsx | 082832112 | MILPITAS 2112 | OH | 21kV |  | 0.62318 | 103081107 | 111.8717
EDGIS_PRIOH_CIRCMILES.xlsx | 082832113 | MILPITAS 2113 | OH | 21kV |  | 0.1151 | 103091101 | 3.7408
EDGIS_PRIOH_CIRCMILES.xlsx | 082832114 | MILPITAS 2114 | OH | 21kV |  | 0.17129 | 103091102 | 142.7081
EDGIS_PRIOH_CIRCMILES.xlsx | 082841101 | BIG BASIN 1101 | OH | 12kV | Tier 3 - Extreme | 55.0208 | 103104401 | 7.9747
EDGIS_PRIOH_CIRCMILES.xlsx | 082841102 | BIG BASIN 1102 | OH | 12kV | Tier 2 - Elevated | 5.4139 | 103132101 | 85.2543
EDGIS_PRIOH_CIRCMILES.xlsx | 082841102 | BIG BASIN 1102 | OH | 12kV | Tier 3 - Extreme | 63.9419 | 103142101 | 140.6958
EDGIS_PRIOH_CIRCMILES.xlsx | 082921101 | EL PATIO 1101 | OH | 12kV |  | 0.0028409 | 103142102 | 243.1157
EDGIS_PRIOH_CIRCMILES.xlsx | 082921102 | EL PATIO 1102 | OH | 12kV |  | 0.98219 | 103142103 | 3.2862
EDGIS_PRIOH_CIRCMILES.xlsx | 082921103 | EL PATIO 1103 | OH | 12kV |  | 13.1179 | 103142199 | 0.29814
EDGIS_PRIOH_CIRCMILES.xlsx | 082921104 | EL PATIO 1104 | OH | 12kV |  | 11.8717 | 103181101 | 11.3779
EDGIS_PRIOH_CIRCMILES.xlsx | 082921105 | EL PATIO 1105 | OH | 12kV |  | 6.992 | 103181102 | 29.0465
EDGIS_PRIOH_CIRCMILES.xlsx | 082921107 | EL PATIO 1107 | OH | 12kV |  | 15.6034 | 103191101 | 231.4422
EDGIS_PRIOH_CIRCMILES.xlsx | 082921108 | EL PATIO 1108 | OH | 12kV |  | 6.7659 | 103201101 | 49.0285
EDGIS_PRIOH_CIRCMILES.xlsx | 082921109 | EL PATIO 1109 | OH | 12kV |  | 10.5454 | 103201102 | 63.8959
EDGIS_PRIOH_CIRCMILES.xlsx | 082921111 | EL PATIO 1111 | OH | 12kV |  | 0.77272 | 103211101 | 116.3164
EDGIS_PRIOH_CIRCMILES.xlsx | 082921112 | EL PATIO 1112 | OH | 12kV |  | 19.6458 | 103211102 | 122.0785
EDGIS_PRIOH_CIRCMILES.xlsx | 082921113 | EL PATIO 1113 | OH | 12kV |  | 4.7563 | 103221101 | 68.3933
EDGIS_PRIOH_CIRCMILES.xlsx | 082921114 | EL PATIO 1114 | OH | 12kV |  | 0.60041 | 103241101 | 69.0644
EDGIS_PRIOH_CIRCMILES.xlsx | 082921116 | EL PATIO 1116 | OH | 12kV |  | 8.8284 | 103241102 | 37.7907
EDGIS_PRIOH_CIRCMILES.xlsx | 082921117 | EL PATIO 1117 | OH | 12kV |  | 4.1658 | 103241103 | 61.202
EDGIS_PRIOH_CIRCMILES.xlsx | 082921118 | EL PATIO 1118 | OH | 12kV |  | 10.8759 | 103251101 | 102.3953
EDGIS_PRIOH_CIRCMILES.xlsx | 082921119 | EL PATIO 1119 | OH | 12kV |  | 8.2525 | 103261101 | 28.2611
EDGIS_PRIOH_CIRCMILES.xlsx | 082931101 | POINT MORETTI 1101 | OH | 4.16kV |  | 1.8633 | 103261102 | 13.6463
EDGIS_PRIOH_CIRCMILES.xlsx | 082931101 | POINT MORETTI 1101 | OH | 4.16kV | Tier 2 - Elevated | 1.3271 | 103261103 | 35.1767
EDGIS_PRIOH_CIRCMILES.xlsx | 082931101 | POINT MORETTI 1101 | OH | 12kV |  | 5.6451 | 103271101 | 66.7758
EDGIS_PRIOH_CIRCMILES.xlsx | 082931101 | POINT MORETTI 1101 | OH | 12kV | Tier 2 - Elevated | 15.648 | 103301101 | 0.8456
EDGIS_PRIOH_CIRCMILES.xlsx | 082931101 | POINT MORETTI 1101 | OH | 12kV | Tier 3 - Extreme | 29.8714 | 103311101 | 75.7319
EDGIS_PRIOH_CIRCMILES.xlsx | 082931101 | POINT MORETTI 1101 | OH | 21kV | Tier 3 - Extreme | 9.0285 | 103311102 | 7.9316
EDGIS_PRIOH_CIRCMILES.xlsx | 082951101 | EDENVALE 1101 | OH | 12kV |  | 9.6938 | 103321101 | 111.5358
EDGIS_PRIOH_CIRCMILES.xlsx | 082951102 | EDENVALE 1102 | OH | 12kV |  | 5.2124 | 103331101 | 166.3314
EDGIS_PRIOH_CIRCMILES.xlsx | 082951102 | EDENVALE 1102 | OH | 12kV | Tier 2 - Elevated | 0.51904 | 103331102 | 202.807
EDGIS_PRIOH_CIRCMILES.xlsx | 082951103 | EDENVALE 1103 | OH | 12kV |  | 0.31264 | 103331103 | 63.2878
EDGIS_PRIOH_CIRCMILES.xlsx | 082952106 | EDENVALE 2106 | OH | 21kV |  | 16.8917 | 103331104 | 123.1404
EDGIS_PRIOH_CIRCMILES.xlsx | 082952107 | EDENVALE 2107 | OH | 21kV |  | 33.9811 | 103341101 | 43.4031
EDGIS_PRIOH_CIRCMILES.xlsx | 082952107 | EDENVALE 2107 | OH | 21kV | Tier 2 - Elevated | 2.3518 | 103351101 | 134.3747
EDGIS_PRIOH_CIRCMILES.xlsx | 082952108 | EDENVALE 2108 | OH | 21kV |  | 2.8707 | 103351104 | 140.8347
EDGIS_PRIOH_CIRCMILES.xlsx | 082952109 | EDENVALE 2109 | OH | 21kV |  | 2.4663 | 103381101 | 17.5016
EDGIS_PRIOH_CIRCMILES.xlsx | 082952110 | EDENVALE 2110 | OH | 21kV |  | 0.86811 | 103381102 | 18.8212
EDGIS_PRIOH_CIRCMILES.xlsx | 082952111 | EDENVALE 2111 | OH | 21kV |  | 0.43304 | 103391101 | 55.3164
EDGIS_PRIOH_CIRCMILES.xlsx | 082952112 | EDENVALE 2112 | OH | 21kV |  | 1.3231 | 103391102 | 90.5286
EDGIS_PRIOH_CIRCMILES.xlsx | 082952113 | EDENVALE 2113 | OH | 21kV |  | 2.4057 | 103401101 | 116.5259
EDGIS_PRIOH_CIRCMILES.xlsx | 082952113 | EDENVALE 2113 | OH | 21kV | Tier 2 - Elevated | 0.015266 | 103401102 | 86.1655
EDGIS_PRIOH_CIRCMILES.xlsx | 083001103 | LOCKHEED NO 2 1103 | OH | 12kV |  | 0.53044 | 103441101 | 87.654
EDGIS_PRIOH_CIRCMILES.xlsx | 083001106 | LOCKHEED NO 2 1106 | OH | 12kV |  | 0.37358 | 103441102 | 91.9134
EDGIS_PRIOH_CIRCMILES.xlsx | 083001107 | LOCKHEED NO 2 1107 | OH | 12kV |  | 0.84913 | 103441103 | 43.86
EDGIS_PRIOH_CIRCMILES.xlsx | 083001108 | LOCKHEED NO 2 1108 | OH | 12kV |  | 1.2539 | 103451101 | 55.5828
EDGIS_PRIOH_CIRCMILES.xlsx | 083010401 | ARANA 0401 | OH | 4.16kV |  | 3.3951 | 103461101 | 40.834
EDGIS_PRIOH_CIRCMILES.xlsx | 083010402 | ARANA 0402 | OH | 4.16kV |  | 2.9789 | 103461102 | 92.3552
EDGIS_PRIOH_CIRCMILES.xlsx | 083040401 | BEN LOMOND 0401 | OH | 4.16kV | Tier 3 - Extreme | 21.0634 | 103481101 | 57.1655
EDGIS_PRIOH_CIRCMILES.xlsx | 083041101 | BEN LOMOND 1101 | OH | 12kV | Tier 3 - Extreme | 15.1374 | 103481102 | 59.5843
EDGIS_PRIOH_CIRCMILES.xlsx | 083050402 | BIG TREES 0402 | OH | 4.16kV |  | 0.16738 | 103491101 | 187.6136
EDGIS_PRIOH_CIRCMILES.xlsx | 083050402 | BIG TREES 0402 | OH | 4.16kV | Tier 2 - Elevated | 0.28 | 103491102 | 32.2739
EDGIS_PRIOH_CIRCMILES.xlsx | 083050402 | BIG TREES 0402 | OH | 4.16kV | Tier 3 - Extreme | 16.2848 | 103501101 | 2.7078
EDGIS_PRIOH_CIRCMILES.xlsx | 083110401 | CASSERLY 0401 | OH | 4.16kV |  | 3.0709 | 103521102 | 55.3622
EDGIS_PRIOH_CIRCMILES.xlsx | 083140401 | FELTON 0401 | OH | 4.16kV |  | 0.072251 | 103521103 | 127.8061
EDGIS_PRIOH_CIRCMILES.xlsx | 083140401 | FELTON 0401 | OH | 4.16kV | Tier 2 - Elevated | 0.81116 | 103521104 | 58.0052
EDGIS_PRIOH_CIRCMILES.xlsx | 083140401 | FELTON 0401 | OH | 4.16kV | Tier 3 - Extreme | 1.6727 | 103531103 | 53.9545
EDGIS_PRIOH_CIRCMILES.xlsx | 083182101 | LLAGAS 2101 | OH | 21kV |  | 80.6497 | 103541101 | 76.9959
EDGIS_PRIOH_CIRCMILES.xlsx | 083182101 | LLAGAS 2101 | OH | 21kV | Tier 2 - Elevated | 21.2273 | 103541102 | 3.0315
EDGIS_PRIOH_CIRCMILES.xlsx | 083182102 | LLAGAS 2102 | OH | 21kV |  | 12.6351 | 103541103 | 45.6661
EDGIS_PRIOH_CIRCMILES.xlsx | 083182103 | LLAGAS 2103 | OH | 4.16kV |  | 5.2202 | 103541104 | 99.0125
EDGIS_PRIOH_CIRCMILES.xlsx | 083182103 | LLAGAS 2103 | OH | 21kV |  | 11.545 | 103541105 | 46.4319
EDGIS_PRIOH_CIRCMILES.xlsx | 083182104 | LLAGAS 2104 | OH | 4.16kV |  | 0.57851 | 103551101 | 60.3575
EDGIS_PRIOH_CIRCMILES.xlsx | 083182104 | LLAGAS 2104 | OH | 4.16kV | Tier 2 - Elevated | 2.7125 | 103561101 | 37.5061
EDGIS_PRIOH_CIRCMILES.xlsx | 083182104 | LLAGAS 2104 | OH | 21kV |  | 26.8265 | 103561102 | 81.5311
EDGIS_PRIOH_CIRCMILES.xlsx | 083182105 | LLAGAS 2105 | OH | 21kV |  | 17.1127 | 103571103 | 12.8344
EDGIS_PRIOH_CIRCMILES.xlsx | 083182105 | LLAGAS 2105 | OH | 21kV | Tier 2 - Elevated | 0.46108 | 103571104 | 25.5115
EDGIS_PRIOH_CIRCMILES.xlsx | 083182105 | LLAGAS 2105 | OH | 21kV | Tier 3 - Extreme | 0.12645 | 103571105 | 118.9582
EDGIS_PRIOH_CIRCMILES.xlsx | 083182106 | LLAGAS 2106 | OH | 21kV |  | 31.2671 | 103581101 | 5.2288
EDGIS_PRIOH_CIRCMILES.xlsx | 083182106 | LLAGAS 2106 | OH | 21kV | Tier 2 - Elevated | 1.7132 | 103601101 | 93.4858
EDGIS_PRIOH_CIRCMILES.xlsx | 083182107 | LLAGAS 2107 | OH | 21kV |  | 16.1705 | 103611101 | 32.545
EDGIS_PRIOH_CIRCMILES.xlsx | 083182107 | LLAGAS 2107 | OH | 21kV | Tier 2 - Elevated | 2.6401 | 103721101 | 57.5791
EDGIS_PRIOH_CIRCMILES.xlsx | 083182107 | LLAGAS 2107 | OH | 21kV | Tier 3 - Extreme | 3.6288 | 103732101 | 52.4467
EDGIS_PRIOH_CIRCMILES.xlsx | 083192101 | GREEN VALLEY 2101 | OH | 4.16kV |  | 0.21689 | 103751101 | 58.3325
EDGIS_PRIOH_CIRCMILES.xlsx | 083192101 | GREEN VALLEY 2101 | OH | 21kV |  | 115.4007 | 103751102 | 38.3019
EDGIS_PRIOH_CIRCMILES.xlsx | 083192101 | GREEN VALLEY 2101 | OH | 21kV | Tier 2 - Elevated | 7.6371 | 152011102 | 9.7034
EDGIS_PRIOH_CIRCMILES.xlsx | 083192101 | GREEN VALLEY 2101 | OH | 21kV | Tier 3 - Extreme | 32.9817 | 152011103 | 13.969
EDGIS_PRIOH_CIRCMILES.xlsx | 083192102 | GREEN VALLEY 2102 | OH | 12kV |  | 12.5292 | 152011104 | 6.0914
EDGIS_PRIOH_CIRCMILES.xlsx | 083192102 | GREEN VALLEY 2102 | OH | 21kV |  | 33.6724 | 152011105 | 14.5973
EDGIS_PRIOH_CIRCMILES.xlsx | 083192103 | GREEN VALLEY 2103 | OH | 12kV |  | 4.695 | 152011106 | 7.6401
EDGIS_PRIOH_CIRCMILES.xlsx | 083192103 | GREEN VALLEY 2103 | OH | 21kV |  | 64.06 | 152011107 | 14.3168
EDGIS_PRIOH_CIRCMILES.xlsx | 083192104 | GREEN VALLEY 2104 | OH | 4.16kV |  | 7.3478 | 152011108 | 57.5567
EDGIS_PRIOH_CIRCMILES.xlsx | 083192104 | GREEN VALLEY 2104 | OH | 21kV |  | 22.8153 | 152031101 | 24.045
EDGIS_PRIOH_CIRCMILES.xlsx | 083230401 | CLIFF DRIVE 0401 | OH | 4.16kV |  | 7.7672 | 152031102 | 8.9476
EDGIS_PRIOH_CIRCMILES.xlsx | 083230402 | CLIFF DRIVE 0402 | OH | 4.16kV |  | 3.5935 | 152031103 | 93.547
EDGIS_PRIOH_CIRCMILES.xlsx | 083242104 | MORGAN HILL 2104 | OH | 21kV |  | 15.1833 | 152061101 | 17.3416
EDGIS_PRIOH_CIRCMILES.xlsx | 083242104 | MORGAN HILL 2104 | OH | 21kV | Tier 2 - Elevated | 5.8004 | 152061102 | 29.4494
EDGIS_PRIOH_CIRCMILES.xlsx | 083242105 | MORGAN HILL 2105 | OH | 4.16kV | Tier 3 - Extreme | 7.6041 | 152061103 | 12.483
EDGIS_PRIOH_CIRCMILES.xlsx | 083242105 | MORGAN HILL 2105 | OH | 21kV |  | 32.5403 | 152061104 | 6.8175
EDGIS_PRIOH_CIRCMILES.xlsx | 083242105 | MORGAN HILL 2105 | OH | 21kV | Tier 2 - Elevated | 35.48 | 152101101 | 79.2636
EDGIS_PRIOH_CIRCMILES.xlsx | 083242105 | MORGAN HILL 2105 | OH | 21kV | Tier 3 - Extreme | 6.6622 | 152101102 | 18.6323
EDGIS_PRIOH_CIRCMILES.xlsx | 083242106 | MORGAN HILL 2106 | OH | 21kV |  | 38.9734 | 152111101 | 34.8957
EDGIS_PRIOH_CIRCMILES.xlsx | 083242106 | MORGAN HILL 2106 | OH | 21kV | Tier 2 - Elevated | 0.12319 | 152111102 | 17.9971
EDGIS_PRIOH_CIRCMILES.xlsx | 083242108 | MORGAN HILL 2108 | OH | 21kV |  | 13.0748 | 152111103 | 33.4637
EDGIS_PRIOH_CIRCMILES.xlsx | 083242109 | MORGAN HILL 2109 | OH | 21kV |  | 24.0881 | 152151101 | 69.2036
EDGIS_PRIOH_CIRCMILES.xlsx | 083242109 | MORGAN HILL 2109 | OH | 21kV | Tier 2 - Elevated | 2.5033 | 152151102 | 59.7243
EDGIS_PRIOH_CIRCMILES.xlsx | 083242110 | MORGAN HILL 2110 | OH | 4.16kV |  | 7.1534 | 152151103 | 118.035
EDGIS_PRIOH_CIRCMILES.xlsx | 083242110 | MORGAN HILL 2110 | OH | 21kV |  | 23.6586 | 152161101 | 6.0209
EDGIS_PRIOH_CIRCMILES.xlsx | 083242110 | MORGAN HILL 2110 | OH | 21kV | Tier 2 - Elevated | 2.2079 | 152161102 | 12.1055
EDGIS_PRIOH_CIRCMILES.xlsx | 083242111 | MORGAN HILL 2111 | OH | 12kV |  | 2.5463 | 152181101 | 78.3334
EDGIS_PRIOH_CIRCMILES.xlsx | 083242111 | MORGAN HILL 2111 | OH | 12kV | Tier 2 - Elevated | 22.5743 | 152181102 | 34.4855
EDGIS_PRIOH_CIRCMILES.xlsx | 083242111 | MORGAN HILL 2111 | OH | 12kV | Tier 3 - Extreme | 16.4957 | 152201101 | 35.2748
EDGIS_PRIOH_CIRCMILES.xlsx | 083242111 | MORGAN HILL 2111 | OH | 21kV |  | 18.5947 | 152201102 | 9.5168
EDGIS_PRIOH_CIRCMILES.xlsx | 083242111 | MORGAN HILL 2111 | OH | 21kV | Tier 2 - Elevated | 12.6485 | 152241101 | 84.3729
EDGIS_PRIOH_CIRCMILES.xlsx | 083252101 | PAUL SWEET 2101 | OH | 4.16kV |  | 6.5011 | 152241102 | 73.2731
EDGIS_PRIOH_CIRCMILES.xlsx | 083252101 | PAUL SWEET 2101 | OH | 21kV |  | 12.2006 | 152251101 | 25.8723
EDGIS_PRIOH_CIRCMILES.xlsx | 083252102 | PAUL SWEET 2102 | OH | 21kV |  | 27.2812 | 152261103 | 57.6215
EDGIS_PRIOH_CIRCMILES.xlsx | 083252102 | PAUL SWEET 2102 | OH | 21kV | Tier 2 - Elevated | 1.319 | 152261104 | 22.4731
EDGIS_PRIOH_CIRCMILES.xlsx | 083252102 | PAUL SWEET 2102 | OH | 21kV | Tier 3 - Extreme | 0.45448 | 152261105 | 140.947
EDGIS_PRIOH_CIRCMILES.xlsx | 083252103 | PAUL SWEET 2103 | OH | 4.16kV |  | 6.4965 | 152261106 | 133.6339
EDGIS_PRIOH_CIRCMILES.xlsx | 083252103 | PAUL SWEET 2103 | OH | 21kV |  | 10.6101 | 152261107 | 73.9439
EDGIS_PRIOH_CIRCMILES.xlsx | 083252104 | PAUL SWEET 2104 | OH | 4.16kV |  | 2.872 | 152271101 | 23.9662
EDGIS_PRIOH_CIRCMILES.xlsx | 083252104 | PAUL SWEET 2104 | OH | 21kV |  | 18.3693 | 152271102 | 126.4556
EDGIS_PRIOH_CIRCMILES.xlsx | 083252104 | PAUL SWEET 2104 | OH | 21kV | Tier 3 - Extreme | 17.2031 | 152282101 | 237.5955
EDGIS_PRIOH_CIRCMILES.xlsx | 083252105 | PAUL SWEET 2105 | OH | 21kV |  | 1.989 | 152291101 | 19.8584
EDGIS_PRIOH_CIRCMILES.xlsx | 083252105 | PAUL SWEET 2105 | OH | 21kV | Tier 2 - Elevated | 0.028542 | 152291102 | 7.9901
EDGIS_PRIOH_CIRCMILES.xlsx | 083252105 | PAUL SWEET 2105 | OH | 21kV | Tier 3 - Extreme | 6.8122 | 152301101 | 25.4873
EDGIS_PRIOH_CIRCMILES.xlsx | 083252106 | PAUL SWEET 2106 | OH | 21kV |  | 10.2153 | 152301102 | 39.2478
EDGIS_PRIOH_CIRCMILES.xlsx | 083252106 | PAUL SWEET 2106 | OH | 21kV | Tier 2 - Elevated | 3.7049 | 152321101 | 18.9342
EDGIS_PRIOH_CIRCMILES.xlsx | 083252106 | PAUL SWEET 2106 | OH | 21kV | Tier 3 - Extreme | 30.769 | 152331105 | 47.4968
EDGIS_PRIOH_CIRCMILES.xlsx | 083252107 | PAUL SWEET 2107 | OH | 4.16kV |  | 2.5864 | 152331107 | 11.9572
EDGIS_PRIOH_CIRCMILES.xlsx | 083252107 | PAUL SWEET 2107 | OH | 4.16kV | Tier 2 - Elevated | 0.50247 | 152331108 | 69.4005
EDGIS_PRIOH_CIRCMILES.xlsx | 083252107 | PAUL SWEET 2107 | OH | 21kV |  | 45.3251 | 152431101 | 51.2289
EDGIS_PRIOH_CIRCMILES.xlsx | 083252107 | PAUL SWEET 2107 | OH | 21kV | Tier 2 - Elevated | 4.095 | 152431102 | 45.9719
EDGIS_PRIOH_CIRCMILES.xlsx | 083252107 | PAUL SWEET 2107 | OH | 21kV | Tier 3 - Extreme | 7.4649 | 152442103 | 37.5487
EDGIS_PRIOH_CIRCMILES.xlsx | 083252108 | PAUL SWEET 2108 | OH | 21kV |  | 22.6714 | 152442104 | 43.5653
EDGIS_PRIOH_CIRCMILES.xlsx | 083252109 | PAUL SWEET 2109 | OH | 4.16kV |  | 3.558 | 152442107 | 31.5092
EDGIS_PRIOH_CIRCMILES.xlsx | 083252109 | PAUL SWEET 2109 | OH | 21kV |  | 23.556 | 152442108 | 52.5788
EDGIS_PRIOH_CIRCMILES.xlsx | 083252109 | PAUL SWEET 2109 | OH | 21kV | Tier 2 - Elevated | 2.8827 | 152442109 | 44.902
EDGIS_PRIOH_CIRCMILES.xlsx | 083252109 | PAUL SWEET 2109 | OH | 21kV | Tier 3 - Extreme | 0.91884 | 152442110 | 62.7268
EDGIS_PRIOH_CIRCMILES.xlsx | 083260401 | RIO DEL MAR 0401 | OH | 4.16kV |  | 5.1817 | 152461101 | 11.1753
EDGIS_PRIOH_CIRCMILES.xlsx | 083260401 | RIO DEL MAR 0401 | OH | 4.16kV | Tier 2 - Elevated | 1.9094 | 152461102 | 2.1672
EDGIS_PRIOH_CIRCMILES.xlsx | 083300402 | SOQUEL 0402 | OH | 4.16kV |  | 6.5765 | 152461103 | 39.309
EDGIS_PRIOH_CIRCMILES.xlsx | 083330411 | WATSONVILLE 0411 | OH | 4.16kV |  | 2.3065 | 152461104 | 23.0549
EDGIS_PRIOH_CIRCMILES.xlsx | 083330413 | WATSONVILLE 0413 | OH | 4.16kV |  | 1.2208 | 152471101 | 96.5027
EDGIS_PRIOH_CIRCMILES.xlsx | 083330414 | WATSONVILLE 0414 | OH | 4.16kV |  | 1.2808 | 152481102 | 63.5729
EDGIS_PRIOH_CIRCMILES.xlsx | 083332101 | WATSONVILLE 2101 | OH | 21kV |  | 102.528 | 152481103 | 74.2984
EDGIS_PRIOH_CIRCMILES.xlsx | 083371103 | SARATOGA 1103 | OH | 12kV |  | 5.8848 | 152481104 | 74.1769
EDGIS_PRIOH_CIRCMILES.xlsx | 083371103 | SARATOGA 1103 | OH | 12kV | Tier 2 - Elevated | 4.5471 | 152481105 | 151.5888
EDGIS_PRIOH_CIRCMILES.xlsx | 083371104 | SARATOGA 1104 | OH | 12kV |  | 15.0874 | 152481106 | 193.7445
EDGIS_PRIOH_CIRCMILES.xlsx | 083371104 | SARATOGA 1104 | OH | 12kV | Tier 2 - Elevated | 2.9149 | 152481107 | 23.5672
EDGIS_PRIOH_CIRCMILES.xlsx | 083371105 | SARATOGA 1105 | OH | 12kV |  | 6.6019 | 152481110 | 48.4517
EDGIS_PRIOH_CIRCMILES.xlsx | 083371105 | SARATOGA 1105 | OH | 12kV | Tier 2 - Elevated | 10.0042 | 152491101 | 78.1815
EDGIS_PRIOH_CIRCMILES.xlsx | 083371106 | SARATOGA 1106 | OH | 12kV |  | 11.3597 | 152491102 | 29.3338
EDGIS_PRIOH_CIRCMILES.xlsx | 083371106 | SARATOGA 1106 | OH | 12kV | Tier 2 - Elevated | 14.2521 | 152531101 | 32.8082
EDGIS_PRIOH_CIRCMILES.xlsx | 083371106 | SARATOGA 1106 | OH | 12kV | Tier 3 - Extreme | 1.1936 | 152531102 | 0.072455
EDGIS_PRIOH_CIRCMILES.xlsx | 083371107 | SARATOGA 1107 | OH | 12kV |  | 10.9829 | 152561103 | 84.4524
EDGIS_PRIOH_CIRCMILES.xlsx | 083371107 | SARATOGA 1107 | OH | 12kV | Tier 2 - Elevated | 13.9887 | 152561105 | 95.3745
EDGIS_PRIOH_CIRCMILES.xlsx | 083371107 | SARATOGA 1107 | OH | 12kV | Tier 3 - Extreme | 20.5814 | 152561106 | 36.544
EDGIS_PRIOH_CIRCMILES.xlsx | 083371108 | SARATOGA 1108 | OH | 12kV |  | 18.5455 | 152561107 | 102.3628
EDGIS_PRIOH_CIRCMILES.xlsx | 083371109 | SARATOGA 1109 | OH | 12kV |  | 25.3306 | 152571101 | 50.3949
EDGIS_PRIOH_CIRCMILES.xlsx | 083371110 | SARATOGA 1110 | OH | 12kV |  | 19.9894 | 152571102 | 30.0288
EDGIS_PRIOH_CIRCMILES.xlsx | 083371111 | SARATOGA 1111 | OH | 12kV |  | 23.9373 | 152571103 | 26.3065
EDGIS_PRIOH_CIRCMILES.xlsx | 083371112 | SARATOGA 1112 | OH | 12kV |  | 8.44 | 152571104 | 22.8724
EDGIS_PRIOH_CIRCMILES.xlsx | 083371113 | SARATOGA 1113 | OH | 12kV |  | 25.6018 | 152571105 | 23.6198
EDGIS_PRIOH_CIRCMILES.xlsx | 083371114 | SARATOGA 1114 | OH | 12kV |  | 21.1004 | 152571106 | 35.7324
EDGIS_PRIOH_CIRCMILES.xlsx | 083371115 | SARATOGA 1115 | OH | 12kV |  | 9.8207 | 152581103 | 19.4477
EDGIS_PRIOH_CIRCMILES.xlsx | 083371115 | SARATOGA 1115 | OH | 12kV | Tier 2 - Elevated | 2.8241 | 152581104 | 5.509
EDGIS_PRIOH_CIRCMILES.xlsx | 083392102 | SWIFT 2102 | OH | 21kV |  | 2.6065 | 152582105 | 34.447
EDGIS_PRIOH_CIRCMILES.xlsx | 083392102 | SWIFT 2102 | OH | 21kV | Tier 2 - Elevated | 0.35912 | 152582106 | 36.7653
EDGIS_PRIOH_CIRCMILES.xlsx | 083392106 | SWIFT 2106 | OH | 21kV |  | 21.2794 | 152582109 | 68.1887
EDGIS_PRIOH_CIRCMILES.xlsx | 083392107 | SWIFT 2107 | OH | 21kV |  | 10.0326 | 152582110 | 47.2374
EDGIS_PRIOH_CIRCMILES.xlsx | 083392107 | SWIFT 2107 | OH | 21kV | Tier 2 - Elevated | 1.8896 | 152591101 | 22.493
EDGIS_PRIOH_CIRCMILES.xlsx | 083392108 | SWIFT 2108 | OH | 21kV |  | 4.9161 | 152591102 | 13.2991
EDGIS_PRIOH_CIRCMILES.xlsx | 083392109 | SWIFT 2109 | OH | 21kV |  | 5.3118 | 152691103 | 83.3117
EDGIS_PRIOH_CIRCMILES.xlsx | 083392109 | SWIFT 2109 | OH | 21kV | Tier 2 - Elevated | 0.14722 | 152691104 | 85.1178
EDGIS_PRIOH_CIRCMILES.xlsx | 083392110 | SWIFT 2110 | OH | 12kV |  | 4.8253 | 152691107 | 36.5437
EDGIS_PRIOH_CIRCMILES.xlsx | 083392110 | SWIFT 2110 | OH | 12kV | Tier 2 - Elevated | 82.5536 | 152691108 | 0.02041
EDGIS_PRIOH_CIRCMILES.xlsx | 083392110 | SWIFT 2110 | OH | 21kV |  | 0.09069 | 152691109 | 146.4516
EDGIS_PRIOH_CIRCMILES.xlsx | 083392111 | SWIFT 2111 | OH | 21kV |  | 8.5775 | 152691110 | 64.0477
EDGIS_PRIOH_CIRCMILES.xlsx | 083421102 | LAWRENCE 1102 | OH | 12kV |  | 0.084996 | 152701107 | 61.9483
EDGIS_PRIOH_CIRCMILES.xlsx | 083421103 | LAWRENCE 1103 | OH | 12kV |  | 0.22636 | 152701108 | 98.0847
EDGIS_PRIOH_CIRCMILES.xlsx | 083421104 | LAWRENCE 1104 | OH | 12kV |  | 9.3812 | 152701109 | 26.6918
EDGIS_PRIOH_CIRCMILES.xlsx | 083421105 | LAWRENCE 1105 | OH | 12kV |  | 1.0731 | 152701110 | 24.6924
EDGIS_PRIOH_CIRCMILES.xlsx | 083421106 | LAWRENCE 1106 | OH | 12kV |  | 2.7673 | 152762101 | 175.1749
EDGIS_PRIOH_CIRCMILES.xlsx | 083421107 | LAWRENCE 1107 | OH | 12kV |  | 4.682 | 152762102 | 36.3742
EDGIS_PRIOH_CIRCMILES.xlsx | 083421108 | LAWRENCE 1108 | OH | 12kV |  | 0.97254 | 152811101 | 0.0034831
EDGIS_PRIOH_CIRCMILES.xlsx | 083421109 | LAWRENCE 1109 | OH | 12kV |  | 1.9647 | 152811102 | 37.0684
EDGIS_PRIOH_CIRCMILES.xlsx | 083421110 | LAWRENCE 1110 | OH | 12kV |  | 4.9228 | 152811104 | 115.1839
EDGIS_PRIOH_CIRCMILES.xlsx | 083421111 | LAWRENCE 1111 | OH | 12kV |  | 3.7103 | 152811105 | 76.902
EDGIS_PRIOH_CIRCMILES.xlsx | 083421112 | LAWRENCE 1112 | OH | 12kV |  | 11.0636 | 152851102 | 19.5497
EDGIS_PRIOH_CIRCMILES.xlsx | 083421113 | LAWRENCE 1113 | OH | 12kV |  | 0.61162 | 152851104 | 14.7485
EDGIS_PRIOH_CIRCMILES.xlsx | 083431108 | HICKS 1108 | OH | 12kV |  | 12.16 | 152851105 | 37.1917
EDGIS_PRIOH_CIRCMILES.xlsx | 083431109 | HICKS 1109 | OH | 12kV |  | 14.9729 | 152851106 | 11.4826
EDGIS_PRIOH_CIRCMILES.xlsx | 083431110 | HICKS 1110 | OH | 12kV |  | 8.0155 | 152851107 | 17.0856
EDGIS_PRIOH_CIRCMILES.xlsx | 083431111 | HICKS 1111 | OH | 12kV |  | 21.9281 | 152901101 | 31.0157
EDGIS_PRIOH_CIRCMILES.xlsx | 083431112 | HICKS 1112 | OH | 12kV |  | 0.028022 | 152901102 | 10.7733
EDGIS_PRIOH_CIRCMILES.xlsx | 083431113 | HICKS 1113 | OH | 12kV |  | 19.2412 | 152901103 | 70.7583
EDGIS_PRIOH_CIRCMILES.xlsx | 083431114 | HICKS 1114 | OH | 12kV |  | 9.5057 | 152901104 | 19.3
EDGIS_PRIOH_CIRCMILES.xlsx | 083431115 | HICKS 1115 | OH | 12kV |  | 15.3639 | 152901105 | 59.6281
EDGIS_PRIOH_CIRCMILES.xlsx | 083431115 | HICKS 1115 | OH | 12kV | Tier 2 - Elevated | 0.052614 | 152921101 | 66.0617
EDGIS_PRIOH_CIRCMILES.xlsx | 083431116 | HICKS 1116 | OH | 12kV |  | 20.2929 | 153081109 | 13.2473
EDGIS_PRIOH_CIRCMILES.xlsx | 083431116 | HICKS 1116 | OH | 12kV | Tier 2 - Elevated | 13.9299 | 153081110 | 39.4149
EDGIS_PRIOH_CIRCMILES.xlsx | 083432101 | HICKS 2101 | OH | 12kV |  | 7.3324 | 153081111 | 23.1334
EDGIS_PRIOH_CIRCMILES.xlsx | 083432101 | HICKS 2101 | OH | 12kV | Tier 2 - Elevated | 1.5495 | 153081112 | 37.0079
EDGIS_PRIOH_CIRCMILES.xlsx | 083432101 | HICKS 2101 | OH | 21kV |  | 22.7931 | 153082106 | 288.9468
EDGIS_PRIOH_CIRCMILES.xlsx | 083432101 | HICKS 2101 | OH | 21kV | Tier 2 - Elevated | 8.6035 | 153131151 | 0.17833
EDGIS_PRIOH_CIRCMILES.xlsx | 083432101 | HICKS 2101 | OH | 21kV | Tier 3 - Extreme | 2.2425 | 153132101 | 62.8632
EDGIS_PRIOH_CIRCMILES.xlsx | 083432102 | HICKS 2102 | OH | 21kV |  | 3.9234 | 153132102 | 122.5592
EDGIS_PRIOH_CIRCMILES.xlsx | 083432103 | HICKS 2103 | OH | 12kV |  | 2.3331 | 153132104 | 0.028059
EDGIS_PRIOH_CIRCMILES.xlsx | 083432103 | HICKS 2103 | OH | 12kV | Tier 2 - Elevated | 0.022018 | 153132105 | 201.8995
EDGIS_PRIOH_CIRCMILES.xlsx | 083432103 | HICKS 2103 | OH | 21kV |  | 12.5465 | 153612103 | 94.4982
EDGIS_PRIOH_CIRCMILES.xlsx | 083432103 | HICKS 2103 | OH | 21kV | Tier 2 - Elevated | 4.7455 | 153612104 | 111.4297
EDGIS_PRIOH_CIRCMILES.xlsx | 083432103 | HICKS 2103 | OH | 21kV | Tier 3 - Extreme | 5.5158 | 153612105 | 75.5341
EDGIS_PRIOH_CIRCMILES.xlsx | 083432105 | HICKS 2105 | OH | 21kV |  | 9.6909 | 153612106 | 69.8495
EDGIS_PRIOH_CIRCMILES.xlsx | 083432111 | HICKS 2111 | OH | 21kV |  | 4.583 | 153612109 | 55.4151
EDGIS_PRIOH_CIRCMILES.xlsx | 083481102 | STELLING 1102 | OH | 12kV |  | 0.69216 | 153612110 | 59.3909
EDGIS_PRIOH_CIRCMILES.xlsx | 083481103 | STELLING 1103 | OH | 12kV |  | 2.8548 | 153651103 | 23.8546
EDGIS_PRIOH_CIRCMILES.xlsx | 083481104 | STELLING 1104 | OH | 12kV |  | 14.4651 | 153651104 | 61.7298
EDGIS_PRIOH_CIRCMILES.xlsx | 083481105 | STELLING 1105 | OH | 12kV |  | 0.40055 | 153652105 | 61.6186
EDGIS_PRIOH_CIRCMILES.xlsx | 083481106 | STELLING 1106 | OH | 12kV |  | 0.0028409 | 153652108 | 42.0468
EDGIS_PRIOH_CIRCMILES.xlsx | 083481107 | STELLING 1107 | OH | 12kV |  | 5.941 | 153652109 | 221.5874
EDGIS_PRIOH_CIRCMILES.xlsx | 083481108 | STELLING 1108 | OH | 12kV |  | 31.8044 | 153652110 | 70.0526
EDGIS_PRIOH_CIRCMILES.xlsx | 083481109 | STELLING 1109 | OH | 12kV |  | 15.6697 | 153661103 | 66.3926
EDGIS_PRIOH_CIRCMILES.xlsx | 083481109 | STELLING 1109 | OH | 12kV | Tier 2 - Elevated | 0.88152 | 153661104 | 99.2143
EDGIS_PRIOH_CIRCMILES.xlsx | 083481110 | STELLING 1110 | OH | 2.4kV | Tier 2 - Elevated | 1.0675 | 153662102 | 351.4632
EDGIS_PRIOH_CIRCMILES.xlsx | 083481110 | STELLING 1110 | OH | 12kV |  | 17.0794 | 153701101 | 69.2491
EDGIS_PRIOH_CIRCMILES.xlsx | 083481110 | STELLING 1110 | OH | 12kV | Tier 2 - Elevated | 21.1284 | 153701102 | 32.339
EDGIS_PRIOH_CIRCMILES.xlsx | 083481110 | STELLING 1110 | OH | 12kV | Tier 3 - Extreme | 10.521 | 153701104 | 139.4703
EDGIS_PRIOH_CIRCMILES.xlsx | 083481111 | STELLING 1111 | OH | 12kV |  | 26.833 | 153701105 | 46.695
EDGIS_PRIOH_CIRCMILES.xlsx | 083481112 | STELLING 1112 | OH | 12kV |  | 2.1873 | 153702108 | 22.3264
EDGIS_PRIOH_CIRCMILES.xlsx | 083481113 | STELLING 1113 | OH | 12kV |  | 17.1593 | 153702109 | 37.2966
EDGIS_PRIOH_CIRCMILES.xlsx | 083500401 | SEACLIFF 0401 | OH | 4.16kV |  | 1.3822 | 153711101 | 31.8969
EDGIS_PRIOH_CIRCMILES.xlsx | 083500401 | SEACLIFF 0401 | OH | 4.16kV | Tier 2 - Elevated | 1.3005 | 153711102 | 23.3634
EDGIS_PRIOH_CIRCMILES.xlsx | 083500401 | SEACLIFF 0401 | OH | 4.16kV | Tier 3 - Extreme | 6.6218 | 153731101 | 32.9685
EDGIS_PRIOH_CIRCMILES.xlsx | 083500402 | SEACLIFF 0402 | OH | 4.16kV |  | 1.4874 | 153731102 | 12.418
EDGIS_PRIOH_CIRCMILES.xlsx | 083500402 | SEACLIFF 0402 | OH | 4.16kV | Tier 2 - Elevated | 0.0053447 | 153732106 | 51.0915
EDGIS_PRIOH_CIRCMILES.xlsx | 083500402 | SEACLIFF 0402 | OH | 4.16kV | Tier 3 - Extreme | 0.063605 | 153732107 | 57.9611
EDGIS_PRIOH_CIRCMILES.xlsx | 083510403 | ERTA 0403 | OH | 4.16kV |  | 2.9768 | 153741101 | 85.4098
EDGIS_PRIOH_CIRCMILES.xlsx | 083510404 | ERTA 0404 | OH | 4.16kV |  | 6.5208 | 153751101 | 21.416
EDGIS_PRIOH_CIRCMILES.xlsx | 083531103 | MC KEE 1103 | OH | 12kV |  | 21.3534 | 153751102 | 5.1524
EDGIS_PRIOH_CIRCMILES.xlsx | 083531103 | MC KEE 1103 | OH | 12kV | Tier 2 - Elevated | 0.58371 | 153751103 | 98.9912
EDGIS_PRIOH_CIRCMILES.xlsx | 083531104 | MC KEE 1104 | OH | 12kV |  | 15.5711 | 153751104 | 71.4392
EDGIS_PRIOH_CIRCMILES.xlsx | 083531105 | MC KEE 1105 | OH | 12kV |  | 8.3207 | 153751105 | 24.2611
EDGIS_PRIOH_CIRCMILES.xlsx | 083531106 | MC KEE 1106 | OH | 12kV |  | 15.1809 | 153761101 | 0.025009
EDGIS_PRIOH_CIRCMILES.xlsx | 083531107 | MC KEE 1107 | OH | 12kV |  | 35.3911 | 153761102 | 84.3217
EDGIS_PRIOH_CIRCMILES.xlsx | 083531107 | MC KEE 1107 | OH | 12kV | Tier 2 - Elevated | 2.6699 | 153761105 | 55.9816
EDGIS_PRIOH_CIRCMILES.xlsx | 083531108 | MC KEE 1108 | OH | 12kV |  | 9.798 | 153771101 | 31.6585
EDGIS_PRIOH_CIRCMILES.xlsx | 083531108 | MC KEE 1108 | OH | 12kV | Tier 2 - Elevated | 0.65945 | 153771102 | 29.1119
EDGIS_PRIOH_CIRCMILES.xlsx | 083531109 | MC KEE 1109 | OH | 12kV |  | 1.7687 | 153771104 | 127.7459
EDGIS_PRIOH_CIRCMILES.xlsx | 083531110 | MC KEE 1110 | OH | 12kV |  | 1.6661 | 153781102 | 26.988
EDGIS_PRIOH_CIRCMILES.xlsx | 083531111 | MC KEE 1111 | OH | 12kV |  | 17.9144 | 153781103 | 25.6806
EDGIS_PRIOH_CIRCMILES.xlsx | 083531111 | MC KEE 1111 | OH | 12kV | Tier 2 - Elevated | 8.7301 | 153781104 | 24.0891
EDGIS_PRIOH_CIRCMILES.xlsx | 083531112 | MC KEE 1112 | OH | 12kV |  | 16.6624 | 153781105 | 34.3734
EDGIS_PRIOH_CIRCMILES.xlsx | 083611104 | BRITTON 1104 | OH | 12kV |  | 1.1834 | 153781106 | 69.6471
EDGIS_PRIOH_CIRCMILES.xlsx | 083611105 | BRITTON 1105 | OH | 12kV |  | 5.1954 | 153781107 | 21.6703
EDGIS_PRIOH_CIRCMILES.xlsx | 083611106 | BRITTON 1106 | OH | 12kV |  | 3.7206 | 153791101 | 17.6956
EDGIS_PRIOH_CIRCMILES.xlsx | 083611107 | BRITTON 1107 | OH | 12kV |  | 2.9296 | 158031101 | 19.0092
EDGIS_PRIOH_CIRCMILES.xlsx | 083611108 | BRITTON 1108 | OH | 12kV |  | 1.7277 | 161380201 | 3.7648
EDGIS_PRIOH_CIRCMILES.xlsx | 083611109 | BRITTON 1109 | OH | 12kV |  | 7.3556 | 162071101 | 36.612
EDGIS_PRIOH_CIRCMILES.xlsx | 083611110 | BRITTON 1110 | OH | 12kV |  | 14.3785 | 162071103 | 43.3558
EDGIS_PRIOH_CIRCMILES.xlsx | 083611111 | BRITTON 1111 | OH | 12kV |  | 1.2715 | 162071104 | 57.2759
EDGIS_PRIOH_CIRCMILES.xlsx | 083611112 | BRITTON 1112 | OH | 12kV |  | 1.9154 | 162081101 | 39.6054
EDGIS_PRIOH_CIRCMILES.xlsx | 083611113 | BRITTON 1113 | OH | 12kV |  | 1.3734 | 162081102 | 59.1704
EDGIS_PRIOH_CIRCMILES.xlsx | 083611114 | BRITTON 1114 | OH | 12kV |  | 5.0096 | 162091101 | 31.5949
EDGIS_PRIOH_CIRCMILES.xlsx | 083611115 | BRITTON 1115 | OH | 12kV |  | 1.1226 | 162091102 | 36.817
EDGIS_PRIOH_CIRCMILES.xlsx | 083622103 | CAMP EVERS 2103 | OH | 21kV |  | 14.4974 | 162091103 | 28.5868
EDGIS_PRIOH_CIRCMILES.xlsx | 083622103 | CAMP EVERS 2103 | OH | 21kV | Tier 2 - Elevated | 0.75807 | 162111101 | 40.8162
EDGIS_PRIOH_CIRCMILES.xlsx | 083622103 | CAMP EVERS 2103 | OH | 21kV | Tier 3 - Extreme | 44.4091 | 162111102 | 133.9632
EDGIS_PRIOH_CIRCMILES.xlsx | 083622104 | CAMP EVERS 2104 | OH | 21kV |  | 9.247 | 162161101 | 90.1895
EDGIS_PRIOH_CIRCMILES.xlsx | 083622104 | CAMP EVERS 2104 | OH | 21kV | Tier 2 - Elevated | 0.56797 | 162161102 | 25.3407
EDGIS_PRIOH_CIRCMILES.xlsx | 083622104 | CAMP EVERS 2104 | OH | 21kV | Tier 3 - Extreme | 26.662 | 162211101 | 256.3146
EDGIS_PRIOH_CIRCMILES.xlsx | 083622105 | CAMP EVERS 2105 | OH | 4.16kV |  | 0.011831 | 162231101 | 19.114
EDGIS_PRIOH_CIRCMILES.xlsx | 083622105 | CAMP EVERS 2105 | OH | 4.16kV | Tier 3 - Extreme | 10.5648 | 162231102 | 48.3822
EDGIS_PRIOH_CIRCMILES.xlsx | 083622105 | CAMP EVERS 2105 | OH | 21kV |  | 2.8659 | 162300401 | 3.2069
EDGIS_PRIOH_CIRCMILES.xlsx | 083622105 | CAMP EVERS 2105 | OH | 21kV | Tier 2 - Elevated | 2.1199 | 162300402 | 3.2753
EDGIS_PRIOH_CIRCMILES.xlsx | 083622105 | CAMP EVERS 2105 | OH | 21kV | Tier 3 - Extreme | 75.1954 | 162300403 | 4.6363
EDGIS_PRIOH_CIRCMILES.xlsx | 083622106 | CAMP EVERS 2106 | OH | 12kV | Tier 3 - Extreme | 25.0845 | 162370403 | 0.019993
EDGIS_PRIOH_CIRCMILES.xlsx | 083622106 | CAMP EVERS 2106 | OH | 21kV |  | 10.8823 | 162370404 | 5.2506
EDGIS_PRIOH_CIRCMILES.xlsx | 083622106 | CAMP EVERS 2106 | OH | 21kV | Tier 2 - Elevated | 1.9387 | 162370405 | 3.2079
EDGIS_PRIOH_CIRCMILES.xlsx | 083622106 | CAMP EVERS 2106 | OH | 21kV | Tier 3 - Extreme | 99.3605 | 162370406 | 4.0203
EDGIS_PRIOH_CIRCMILES.xlsx | 083631101 | WHISMAN 1101 | OH | 12kV |  | 5.1528 | 162370410 | 6.4248
EDGIS_PRIOH_CIRCMILES.xlsx | 083631102 | WHISMAN 1102 | OH | 12kV |  | 1.7801 | 162371101 | 7.3896
EDGIS_PRIOH_CIRCMILES.xlsx | 083631103 | WHISMAN 1103 | OH | 12kV |  | 2.6679 | 162371102 | 9.2099
EDGIS_PRIOH_CIRCMILES.xlsx | 083631104 | WHISMAN 1104 | OH | 12kV |  | 0.0028632 | 162371103 | 3.7894
EDGIS_PRIOH_CIRCMILES.xlsx | 083631105 | WHISMAN 1105 | OH | 12kV |  | 1.1603 | 162371104 | 17.7318
EDGIS_PRIOH_CIRCMILES.xlsx | 083631106 | WHISMAN 1106 | OH | 12kV |  | 7.1208 | 162371105 | 16.0109
EDGIS_PRIOH_CIRCMILES.xlsx | 083631107 | WHISMAN 1107 | OH | 12kV |  | 0.12876 | 162371106 | 23.8803
EDGIS_PRIOH_CIRCMILES.xlsx | 083631108 | WHISMAN 1108 | OH | 12kV |  | 7.3655 | 162371107 | 30.594
EDGIS_PRIOH_CIRCMILES.xlsx | 083631110 | WHISMAN 1110 | OH | 12kV |  | 1.9806 | 162371108 | 10.217
EDGIS_PRIOH_CIRCMILES.xlsx | 083631111 | WHISMAN 1111 | OH | 12kV |  | 2.195 | 162371109 | 14.209
EDGIS_PRIOH_CIRCMILES.xlsx | 083671104 | WOLFE 1104 | OH | 12kV |  | 6.7971 | 162371110 | 30.2444
EDGIS_PRIOH_CIRCMILES.xlsx | 083671105 | WOLFE 1105 | OH | 12kV |  | 7.2919 | 162371111 | 6.2112
EDGIS_PRIOH_CIRCMILES.xlsx | 083671106 | WOLFE 1106 | OH | 12kV |  | 9.1319 | 162421101 | 23.5313
EDGIS_PRIOH_CIRCMILES.xlsx | 083671107 | WOLFE 1107 | OH | 12kV |  | 10.638 | 162421103 | 11.0023
EDGIS_PRIOH_CIRCMILES.xlsx | 083671109 | WOLFE 1109 | OH | 12kV |  | 8.8869 | 162421105 | 15.0746
EDGIS_PRIOH_CIRCMILES.xlsx | 083671110 | WOLFE 1110 | OH | 12kV |  | 2.0133 | 162421106 | 8.2225
EDGIS_PRIOH_CIRCMILES.xlsx | 083671113 | WOLFE 1113 | OH | 12kV |  | 17.285 | 162422103 | 24.2285
EDGIS_PRIOH_CIRCMILES.xlsx | 083671114 | WOLFE 1114 | OH | 12kV |  | 2.9202 | 162422104 | 55.6345
EDGIS_PRIOH_CIRCMILES.xlsx | 083692104 | ROB ROY 2104 | OH | 21kV |  | 35.9099 | 162422105 | 38.2119
EDGIS_PRIOH_CIRCMILES.xlsx | 083692104 | ROB ROY 2104 | OH | 21kV | Tier 2 - Elevated | 59.087 | 162422106 | 27.0455
EDGIS_PRIOH_CIRCMILES.xlsx | 083692104 | ROB ROY 2104 | OH | 21kV | Tier 3 - Extreme | 39.4337 | 162422107 | 29.341
EDGIS_PRIOH_CIRCMILES.xlsx | 083692105 | ROB ROY 2105 | OH | 4.16kV |  | 0.0095427 | 162422108 | 24.5892
EDGIS_PRIOH_CIRCMILES.xlsx | 083692105 | ROB ROY 2105 | OH | 21kV |  | 45.5747 | 162471101 | 23.3601
EDGIS_PRIOH_CIRCMILES.xlsx | 083692105 | ROB ROY 2105 | OH | 21kV | Tier 2 - Elevated | 12.7304 | 162471102 | 17.9203
EDGIS_PRIOH_CIRCMILES.xlsx | 083692105 | ROB ROY 2105 | OH | 21kV | Tier 3 - Extreme | 27.0194 | 162471103 | 61.2248
EDGIS_PRIOH_CIRCMILES.xlsx | 083701101 | STONE 1101 | OH | 12kV |  | 19.9644 | 162611701 | 47.9914
EDGIS_PRIOH_CIRCMILES.xlsx | 083701104 | STONE 1104 | OH | 12kV |  | 5.5417 | 162611702 | 30.662
EDGIS_PRIOH_CIRCMILES.xlsx | 083701107 | STONE 1107 | OH | 4.16kV |  | 0.1075 | 162611703 | 35.966
EDGIS_PRIOH_CIRCMILES.xlsx | 083701107 | STONE 1107 | OH | 12kV |  | 16.1034 | 162611704 | 26.0163
EDGIS_PRIOH_CIRCMILES.xlsx | 083701108 | STONE 1108 | OH | 12kV |  | 4.3876 | 162611705 | 49.6712
EDGIS_PRIOH_CIRCMILES.xlsx | 083701109 | STONE 1109 | OH | 12kV |  | 8.2612 | 162611706 | 24.3398
EDGIS_PRIOH_CIRCMILES.xlsx | 083701110 | STONE 1110 | OH | 12kV |  | 11.8309 | 162611707 | 35.0022
EDGIS_PRIOH_CIRCMILES.xlsx | 083750401 | ROLAND 0401 | OH | 4.16kV |  | 2.8679 | 162611708 | 27.6357
EDGIS_PRIOH_CIRCMILES.xlsx | 083750402 | ROLAND 0402 | OH | 4.16kV |  | 4.6779 | 162671101 | 87.6775
EDGIS_PRIOH_CIRCMILES.xlsx | 083771101 | VASONA 1101 | OH | 12kV |  | 10.4326 | 162671102 | 0.068049
EDGIS_PRIOH_CIRCMILES.xlsx | 083771102 | VASONA 1102 | OH | 12kV |  | 15.3668 | 162671103 | 99.63
EDGIS_PRIOH_CIRCMILES.xlsx | 083771102 | VASONA 1102 | OH | 12kV | Tier 2 - Elevated | 0.12234 | 162701701 | 39.2054
EDGIS_PRIOH_CIRCMILES.xlsx | 083771103 | VASONA 1103 | OH | 12kV |  | 15.5235 | 162701702 | 26.9066
EDGIS_PRIOH_CIRCMILES.xlsx | 083771104 | VASONA 1104 | OH | 12kV |  | 3.7274 | 162701703 | 26.0273
EDGIS_PRIOH_CIRCMILES.xlsx | 083771105 | VASONA 1105 | OH | 12kV |  | 11.6103 | 162701706 | 48.1244
EDGIS_PRIOH_CIRCMILES.xlsx | 083771108 | VASONA 1108 | OH | 12kV |  | 10.9759 | 162701707 | 90.4581
EDGIS_PRIOH_CIRCMILES.xlsx | 083801103 | TRIMBLE 1103 | OH | 12kV |  | 2.7458 | 162741101 | 38.3997
EDGIS_PRIOH_CIRCMILES.xlsx | 083801104 | TRIMBLE 1104 | OH | 12kV |  | 0.40924 | 162741102 | 11.9018
EDGIS_PRIOH_CIRCMILES.xlsx | 083801105 | TRIMBLE 1105 | OH | 12kV |  | 1.69 | 162741105 | 47.8077
EDGIS_PRIOH_CIRCMILES.xlsx | 083801106 | TRIMBLE 1106 | OH | 12kV |  | 0.64104 | 162741106 | 49.0412
EDGIS_PRIOH_CIRCMILES.xlsx | 083801107 | TRIMBLE 1107 | OH | 12kV |  | 1.0457 | 162771101 | 19.6119
EDGIS_PRIOH_CIRCMILES.xlsx | 083801110 | TRIMBLE 1110 | OH | 12kV |  | 0.59199 | 162771102 | 24.2126
EDGIS_PRIOH_CIRCMILES.xlsx | 083802114 | TRIMBLE 2114 | OH | 12kV |  | 0.0028409 | 162771103 | 22.9006
EDGIS_PRIOH_CIRCMILES.xlsx | 083802115 | TRIMBLE 2115 | OH | 21kV |  | 0.31317 | 162771105 | 24.4136
EDGIS_PRIOH_CIRCMILES.xlsx | 083802116 | TRIMBLE 2116 | OH | 12kV |  | 2.3415 | 162771106 | 25.5399
EDGIS_PRIOH_CIRCMILES.xlsx | 083802116 | TRIMBLE 2116 | OH | 21kV |  | 1.0387 | 162771107 | 25.5258
EDGIS_PRIOH_CIRCMILES.xlsx | 083802118 | TRIMBLE 2118 | OH | 21kV |  | 0.93146 | 162821701 | 61.8151
EDGIS_PRIOH_CIRCMILES.xlsx | 083871101 | FMC 1101 | OH | 12kV |  | 16.5979 | 162821702 | 97.2347
EDGIS_PRIOH_CIRCMILES.xlsx | 083871109 | FMC 1109 | OH | 12kV |  | 1.0166 | 162831702 | 47.0731
EDGIS_PRIOH_CIRCMILES.xlsx | 083871110 | FMC 1110 | OH | 12kV |  | 1.3568 | 162880402 | 2.9806
EDGIS_PRIOH_CIRCMILES.xlsx | 083871111 | FMC 1111 | OH | 12kV |  | 1.5549 | 162880405 | 3.2835
EDGIS_PRIOH_CIRCMILES.xlsx | 083892101 | MONTAGUE 2101 | OH | 21kV |  | 0.87112 | 162881102 | 14.0797
EDGIS_PRIOH_CIRCMILES.xlsx | 083892102 | MONTAGUE 2102 | OH | 21kV |  | 0.80496 | 162881103 | 22.092
EDGIS_PRIOH_CIRCMILES.xlsx | 083892103 | MONTAGUE 2103 | OH | 21kV |  | 0.94372 | 162881104 | 6.0473
EDGIS_PRIOH_CIRCMILES.xlsx | 083892104 | MONTAGUE 2104 | OH | 21kV |  | 0.83794 | 162881105 | 24.6981
EDGIS_PRIOH_CIRCMILES.xlsx | 083892105 | MONTAGUE 2105 | OH | 21kV |  | 0.77863 | 162881106 | 65.661
EDGIS_PRIOH_CIRCMILES.xlsx | 083892106 | MONTAGUE 2106 | OH | 21kV |  | 0.0037879 | 162881107 | 20.031
EDGIS_PRIOH_CIRCMILES.xlsx | 083892108 | MONTAGUE 2108 | OH | 21kV |  | 0.92681 | 162881109 | 18.7948
EDGIS_PRIOH_CIRCMILES.xlsx | 083892109 | MONTAGUE 2109 | OH | 21kV |  | 0.81133 | 162881110 | 15.4426
EDGIS_PRIOH_CIRCMILES.xlsx | 083901101 | AMES 1101 | OH | 12kV |  | 0.12362 | 162881111 | 12.9794
EDGIS_PRIOH_CIRCMILES.xlsx | 083901102 | AMES 1102 | OH | 12kV |  | 3.6198 | 162881112 | 25.6909
EDGIS_PRIOH_CIRCMILES.xlsx | 083912109 | PIERCY 2109 | OH | 21kV |  | 19.9161 | 162981702 | 57.967
EDGIS_PRIOH_CIRCMILES.xlsx | 083912110 | PIERCY 2110 | OH | 21kV |  | 7.7701 | 162981703 | 129.7029
EDGIS_PRIOH_CIRCMILES.xlsx | 083912110 | PIERCY 2110 | OH | 21kV | Tier 2 - Elevated | 19.6558 | 162981704 | 39.4121
EDGIS_PRIOH_CIRCMILES.xlsx | 083912111 | PIERCY 2111 | OH | 21kV |  | 0.91256 | 162991101 | 194.2903
EDGIS_PRIOH_CIRCMILES.xlsx | 101321101 | PIT NO 5 1101 | OH | 12kV | Tier 2 - Elevated | 23.7592 | 162991102 | 79.5316
EDGIS_PRIOH_CIRCMILES.xlsx | 102041101 | NOTRE DAME 1101 | OH | 12kV |  | 1.5965 | 162991103 | 81.1142
EDGIS_PRIOH_CIRCMILES.xlsx | 102041102 | NOTRE DAME 1102 | OH | 12kV |  | 10.6051 | 162991104 | 0.015388
EDGIS_PRIOH_CIRCMILES.xlsx | 102041103 | NOTRE DAME 1103 | OH | 12kV |  | 7.2417 | 163011101 | 94.0964
EDGIS_PRIOH_CIRCMILES.xlsx | 102041103 | NOTRE DAME 1103 | OH | 12kV | Tier 2 - Elevated | 0.56787 | 163011102 | 16.8179
EDGIS_PRIOH_CIRCMILES.xlsx | 102041104 | NOTRE DAME 1104 | OH | 12kV |  | 8.1705 | 163011103 | 36.3538
EDGIS_PRIOH_CIRCMILES.xlsx | 102041104 | NOTRE DAME 1104 | OH | 12kV | Tier 2 - Elevated | 9.7225 | 163021102 | 24.6476
EDGIS_PRIOH_CIRCMILES.xlsx | 102041104 | NOTRE DAME 1104 | OH | 12kV | Tier 3 - Extreme | 17.8882 | 163021103 | 31.9393
EDGIS_PRIOH_CIRCMILES.xlsx | 102050401 | CHICO A 0401 | OH | 4.16kV |  | 2.1977 | 163030402 | 0.036543
EDGIS_PRIOH_CIRCMILES.xlsx | 102050402 | CHICO A 0402 | OH | 4.16kV |  | 5.6528 | 163071101 | 11.2261
EDGIS_PRIOH_CIRCMILES.xlsx | 102051101 | CHICO A 1101 | OH | 12kV |  | 8.0962 | 163071102 | 11.3405
EDGIS_PRIOH_CIRCMILES.xlsx | 102051102 | CHICO A 1102 | OH | 4.16kV |  | 2.8818 | 163081102 | 73.3609
EDGIS_PRIOH_CIRCMILES.xlsx | 102051102 | CHICO A 1102 | OH | 12kV |  | 7.1081 | 163091101 | 73.2876
EDGIS_PRIOH_CIRCMILES.xlsx | 102051103 | CHICO A 1103 | OH | 12kV |  | 4.8664 | 163091102 | 14.2703
EDGIS_PRIOH_CIRCMILES.xlsx | 102111101 | CAPAY 1101 | OH | 12kV |  | 56.7331 | 163091103 | 23.6113
EDGIS_PRIOH_CIRCMILES.xlsx | 102111102 | CAPAY 1102 | OH | 12kV |  | 66.5488 | 163091104 | 53.5997
EDGIS_PRIOH_CIRCMILES.xlsx | 102121101 | HAMILTON A 1101 | OH | 12kV |  | 37.5092 | 163111101 | 82.3649
EDGIS_PRIOH_CIRCMILES.xlsx | 102121102 | HAMILTON A 1102 | OH | 12kV |  | 32.6606 | 163111102 | 143.6085
EDGIS_PRIOH_CIRCMILES.xlsx | 102171101 | ESQUON 1101 | OH | 12kV |  | 70.5139 | 163120401 | 2.6375
EDGIS_PRIOH_CIRCMILES.xlsx | 102171102 | ESQUON 1102 | OH | 12kV |  | 48.9222 | 163120402 | 6.6641
EDGIS_PRIOH_CIRCMILES.xlsx | 102171103 | ESQUON 1103 | OH | 12kV |  | 20.3493 | 163120403 | 4.0903
EDGIS_PRIOH_CIRCMILES.xlsx | 102211101 | BUCKS CREEK 1101 | OH | 12kV | Tier 2 - Elevated | 3.6286 | 163121101 | 13.581
EDGIS_PRIOH_CIRCMILES.xlsx | 102211101 | BUCKS CREEK 1101 | OH | 12kV | Tier 3 - Extreme | 1.1745 | 163121102 | 4.8865
EDGIS_PRIOH_CIRCMILES.xlsx | 102211102 | BUCKS CREEK 1102 | OH | 21kV | Tier 2 - Elevated | 22.6752 | 163121103 | 8.54
EDGIS_PRIOH_CIRCMILES.xlsx | 102211102 | BUCKS CREEK 1102 | OH | 21kV | Tier 3 - Extreme | 6.8497 | 163121104 | 9.7249
EDGIS_PRIOH_CIRCMILES.xlsx | 102211103 | BUCKS CREEK 1103 | OH | 12kV |  | 0.34168 | 163121105 | 5.5585
EDGIS_PRIOH_CIRCMILES.xlsx | 102211103 | BUCKS CREEK 1103 | OH | 12kV | Tier 2 - Elevated | 2.4953 | 163121106 | 9.4448
EDGIS_PRIOH_CIRCMILES.xlsx | 102211103 | BUCKS CREEK 1103 | OH | 12kV | Tier 3 - Extreme | 10.2672 | 163130401 | 8.3676
EDGIS_PRIOH_CIRCMILES.xlsx | 102251101 | CRESTA 1101 | OH | 12kV | Tier 2 - Elevated | 0.80979 | 163130402 | 9.7969
EDGIS_PRIOH_CIRCMILES.xlsx | 102251101 | CRESTA 1101 | OH | 12kV | Tier 3 - Extreme | 0.38959 | 163131101 | 15.8731
EDGIS_PRIOH_CIRCMILES.xlsx | 102361101 | HAMILTON BRANCH 1101 | OH | 12kV |  | 10.1514 | 163131102 | 21.628
EDGIS_PRIOH_CIRCMILES.xlsx | 102361101 | HAMILTON BRANCH 1101 | OH | 12kV | Tier 2 - Elevated | 24.3084 | 163151101 | 58.7874
EDGIS_PRIOH_CIRCMILES.xlsx | 102491101 | CHICO B 1101 | OH | 12kV |  | 4.8857 | 163151102 | 23.691
EDGIS_PRIOH_CIRCMILES.xlsx | 102491103 | CHICO B 1103 | OH | 12kV |  | 7.8912 | 163160401 | 3.1436
EDGIS_PRIOH_CIRCMILES.xlsx | 102491105 | CHICO B 1105 | OH | 12kV |  | 10.9233 | 163191711 | 45.7064
EDGIS_PRIOH_CIRCMILES.xlsx | 102491106 | CHICO B 1106 | OH | 12kV |  | 1.9956 | 163191712 | 57.6921
EDGIS_PRIOH_CIRCMILES.xlsx | 102520402 | OROVILLE 0402 | OH | 4.16kV |  | 1.6126 | 163191713 | 63.9693
EDGIS_PRIOH_CIRCMILES.xlsx | 102520403 | OROVILLE 0403 | OH | 4.16kV |  | 2.0349 | 163191714 | 41.8315
EDGIS_PRIOH_CIRCMILES.xlsx | 102521101 | OROVILLE 1101 | OH | 12kV |  | 23.5347 | 163191715 | 101.2748
EDGIS_PRIOH_CIRCMILES.xlsx | 102521102 | OROVILLE 1102 | OH | 12kV |  | 6.2756 | 163191716 | 42.3867
EDGIS_PRIOH_CIRCMILES.xlsx | 102521103 | OROVILLE 1103 | OH | 12kV |  | 10.356 | 163201101 | 68.812
EDGIS_PRIOH_CIRCMILES.xlsx | 102521104 | OROVILLE 1104 | OH | 12kV |  | 9.8777 | 163201102 | 256.8446
EDGIS_PRIOH_CIRCMILES.xlsx | 102530401 | GRAYS FLAT 0401 | OH | 4.16kV | Tier 2 - Elevated | 10.6102 | 163211101 | 69.8188
EDGIS_PRIOH_CIRCMILES.xlsx | 102541101 | VOLTA 1101 | OH | 12kV |  | 2.1429 | 163211102 | 89.9614
EDGIS_PRIOH_CIRCMILES.xlsx | 102541101 | VOLTA 1101 | OH | 12kV | Tier 2 - Elevated | 144.5643 | 163211103 | 21.6858
EDGIS_PRIOH_CIRCMILES.xlsx | 102541101 | VOLTA 1101 | OH | 12kV | Tier 3 - Extreme | 8.1582 | 163220401 | 2.3573
EDGIS_PRIOH_CIRCMILES.xlsx | 102541102 | VOLTA 1102 | OH | 12kV |  | 0.81166 | 163220402 | 3.21
EDGIS_PRIOH_CIRCMILES.xlsx | 102541102 | VOLTA 1102 | OH | 12kV | Tier 2 - Elevated | 41.7147 | 163231101 | 96.5713
EDGIS_PRIOH_CIRCMILES.xlsx | 102541102 | VOLTA 1102 | OH | 12kV | Tier 3 - Extreme | 87.276 | 163240401 | 3.7406
EDGIS_PRIOH_CIRCMILES.xlsx | 102551101 | EAST QUINCY 1101 | OH | 12kV |  | 13.6316 | 163240402 | 6.6244
EDGIS_PRIOH_CIRCMILES.xlsx | 102551101 | EAST QUINCY 1101 | OH | 12kV | Tier 2 - Elevated | 2.1581 | 163251101 | 44.7968
EDGIS_PRIOH_CIRCMILES.xlsx | 102551101 | EAST QUINCY 1101 | OH | 12kV | Tier 3 - Extreme | 1.6768 | 163251102 | 7.8933
EDGIS_PRIOH_CIRCMILES.xlsx | 102601101 | GLENN 1101 | OH | 480V |  | 0.0018939 | 163270401 | 2.5036
EDGIS_PRIOH_CIRCMILES.xlsx | 102601101 | GLENN 1101 | OH | 12kV |  | 136.5784 | 163270402 | 0.53006
EDGIS_PRIOH_CIRCMILES.xlsx | 102601101 | GLENN 1101 | OH | 12kV | Tier 2 - Elevated | 0.26324 | 163281101 | 24.8499
EDGIS_PRIOH_CIRCMILES.xlsx | 102650401 | CHICO C 0401 | OH | 4.16kV |  | 2.7739 | 163281102 | 85.7045
EDGIS_PRIOH_CIRCMILES.xlsx | 102701101 | ORLAND B 1101 | OH | 12kV |  | 29.3243 | 163291101 | 18.9529
EDGIS_PRIOH_CIRCMILES.xlsx | 102701102 | ORLAND B 1102 | OH | 12kV |  | 18.8262 | 163291102 | 90.3402
EDGIS_PRIOH_CIRCMILES.xlsx | 102701103 | ORLAND B 1103 | OH | 4.16kV |  | 0.0075757 | 163291103 | 1.4207
EDGIS_PRIOH_CIRCMILES.xlsx | 102701103 | ORLAND B 1103 | OH | 12kV |  | 106.5178 | 163291104 | 29.9181
EDGIS_PRIOH_CIRCMILES.xlsx | 102741101 | WILLOWS A 1101 | OH | 12kV |  | 4.2768 | 163301101 | 8.0588
EDGIS_PRIOH_CIRCMILES.xlsx | 102741103 | WILLOWS A 1103 | OH | 12kV |  | 9.8286 | 163301102 | 14.2352
EDGIS_PRIOH_CIRCMILES.xlsx | 102741104 | WILLOWS A 1104 | OH | 12kV |  | 9.3873 | 163301103 | 7.4112
EDGIS_PRIOH_CIRCMILES.xlsx | 102781101 | ELK CREEK 1101 | OH | 12kV |  | 78.1896 | 163301104 | 13.5508
EDGIS_PRIOH_CIRCMILES.xlsx | 102781101 | ELK CREEK 1101 | OH | 12kV | Tier 2 - Elevated | 73.0236 | 163301105 | 13.3503
EDGIS_PRIOH_CIRCMILES.xlsx | 102781101 | ELK CREEK 1101 | OH | 21kV |  | 13.8275 | 163301106 | 14.4264
EDGIS_PRIOH_CIRCMILES.xlsx | 102781101 | ELK CREEK 1101 | OH | 21kV | Tier 2 - Elevated | 16.2679 | 163301108 | 11.663
EDGIS_PRIOH_CIRCMILES.xlsx | 102812101 | BIG MEADOWS 2101 | OH | 4.16kV |  | 5.4461 | 163301109 | 8.5232
EDGIS_PRIOH_CIRCMILES.xlsx | 102812101 | BIG MEADOWS 2101 | OH | 4.16kV | Tier 2 - Elevated | 5.566 | 163310401 | 1.5679
EDGIS_PRIOH_CIRCMILES.xlsx | 102812101 | BIG MEADOWS 2101 | OH | 12kV |  | 4.1995 | 163310402 | 4.0401
EDGIS_PRIOH_CIRCMILES.xlsx | 102812101 | BIG MEADOWS 2101 | OH | 12kV | Tier 2 - Elevated | 9.9154 | 163310403 | 2.4782
EDGIS_PRIOH_CIRCMILES.xlsx | 102812101 | BIG MEADOWS 2101 | OH | 21kV |  | 10.5254 | 163310404 | 2.7236
EDGIS_PRIOH_CIRCMILES.xlsx | 102812101 | BIG MEADOWS 2101 | OH | 21kV | Tier 2 - Elevated | 42.2989 | 163310405 | 2.9507
EDGIS_PRIOH_CIRCMILES.xlsx | 102831102 | PARADISE 1102 | OH | 12kV |  | 0.002796 | 163310406 | 3.3164
EDGIS_PRIOH_CIRCMILES.xlsx | 102831103 | PARADISE 1103 | OH | 12kV |  | 2.4835 | 163341101 | 46.7034
EDGIS_PRIOH_CIRCMILES.xlsx | 102831103 | PARADISE 1103 | OH | 12kV | Tier 3 - Extreme | 7.3378 | 163341102 | 2.1166
EDGIS_PRIOH_CIRCMILES.xlsx | 102831104 | PARADISE 1104 | OH | 12kV | Tier 3 - Extreme | 0.026376 | 163341103 | 122.1205
EDGIS_PRIOH_CIRCMILES.xlsx | 102831104 | PARADISE 1104 | OH | 12kV |  | 22.5756 | 163351701 | 29.04
EDGIS_PRIOH_CIRCMILES.xlsx | 102831104 | PARADISE 1104 | OH | 12kV | Tier 2 - Elevated | 16.8868 | 163351702 | 126.1041
EDGIS_PRIOH_CIRCMILES.xlsx | 102831104 | PARADISE 1104 | OH | 12kV | Tier 3 - Extreme | 59.0525 | 163351703 | 207.0598
EDGIS_PRIOH_CIRCMILES.xlsx | 102831105 | PARADISE 1105 | OH | 12kV |  | 8.3243 | 163351704 | 90.4468
EDGIS_PRIOH_CIRCMILES.xlsx | 102831105 | PARADISE 1105 | OH | 12kV | Tier 3 - Extreme | 42.6248 | 163351705 | 97.2019
EDGIS_PRIOH_CIRCMILES.xlsx | 102831106 | PARADISE 1106 | OH | 12kV |  | 1.0331 | 163451701 | 81.7839
EDGIS_PRIOH_CIRCMILES.xlsx | 102831106 | PARADISE 1106 | OH | 12kV | Tier 3 - Extreme | 14.2822 | 163451702 | 279.4822
EDGIS_PRIOH_CIRCMILES.xlsx | 102841101 | ANITA 1101 | OH | 12kV |  | 35.6607 | 163481101 | 25.1511
EDGIS_PRIOH_CIRCMILES.xlsx | 102841102 | ANITA 1102 | OH | 12kV |  | 35.5806 | 163481102 | 42.5647
EDGIS_PRIOH_CIRCMILES.xlsx | 102841105 | ANITA 1105 | OH | 12kV |  | 15.9881 | 163481103 | 6.3873
EDGIS_PRIOH_CIRCMILES.xlsx | 102841106 | ANITA 1106 | OH | 12kV |  | 89.873 | 163481105 | 19.358
EDGIS_PRIOH_CIRCMILES.xlsx | 102841106 | ANITA 1106 | OH | 12kV | Tier 2 - Elevated | 0.37636 | 163481106 | 0.059145
EDGIS_PRIOH_CIRCMILES.xlsx | 102851101 | JACINTO 1101 | OH | 12kV |  | 77.3794 | 163481107 | 7.1595
EDGIS_PRIOH_CIRCMILES.xlsx | 102851102 | JACINTO 1102 | OH | 12kV |  | 105.8213 | 163481108 | 25.4077
EDGIS_PRIOH_CIRCMILES.xlsx | 102911102 | WYANDOTTE 1102 | OH | 12kV |  | 34.8485 | 163481109 | 63.6844
EDGIS_PRIOH_CIRCMILES.xlsx | 102911102 | WYANDOTTE 1102 | OH | 12kV | Tier 2 - Elevated | 4.307 | 163481110 | 9.4527
EDGIS_PRIOH_CIRCMILES.xlsx | 102911103 | WYANDOTTE 1103 | OH | 12kV |  | 12.9942 | 163481111 | 0.77871
EDGIS_PRIOH_CIRCMILES.xlsx | 102911103 | WYANDOTTE 1103 | OH | 12kV | Tier 2 - Elevated | 15.9726 | 163481112 | 0.12294
EDGIS_PRIOH_CIRCMILES.xlsx | 102911103 | WYANDOTTE 1103 | OH | 12kV | Tier 3 - Extreme | 63.3785 | 163481113 | 14.6798
EDGIS_PRIOH_CIRCMILES.xlsx | 102911105 | WYANDOTTE 1105 | OH | 12kV |  | 8.9041 | 163481114 | 22.3581
EDGIS_PRIOH_CIRCMILES.xlsx | 102911105 | WYANDOTTE 1105 | OH | 12kV | Tier 2 - Elevated | 16.089 | 163541101 | 122.8179
EDGIS_PRIOH_CIRCMILES.xlsx | 102911105 | WYANDOTTE 1105 | OH | 12kV | Tier 3 - Extreme | 0.68145 | 163541102 | 104.5201
EDGIS_PRIOH_CIRCMILES.xlsx | 102911106 | WYANDOTTE 1106 | OH | 12kV |  | 93.6365 | 163561101 | 7.4078
EDGIS_PRIOH_CIRCMILES.xlsx | 102911106 | WYANDOTTE 1106 | OH | 12kV | Tier 2 - Elevated | 0.55003 | 163561102 | 2.8803
EDGIS_PRIOH_CIRCMILES.xlsx | 102911107 | WYANDOTTE 1107 | OH | 12kV |  | 41.0836 | 163571701 | 91.9464
EDGIS_PRIOH_CIRCMILES.xlsx | 102911107 | WYANDOTTE 1107 | OH | 12kV | Tier 2 - Elevated | 101.5505 | 163571702 | 81.1226
EDGIS_PRIOH_CIRCMILES.xlsx | 102911107 | WYANDOTTE 1107 | OH | 12kV | Tier 3 - Extreme | 10.2815 | 163621101 | 17.1908
EDGIS_PRIOH_CIRCMILES.xlsx | 102911109 | WYANDOTTE 1109 | OH | 12kV |  | 67.6098 | 163621102 | 21.3987
EDGIS_PRIOH_CIRCMILES.xlsx | 102911109 | WYANDOTTE 1109 | OH | 12kV | Tier 2 - Elevated | 53.1982 | 163621103 | 14.6895
EDGIS_PRIOH_CIRCMILES.xlsx | 102911110 | WYANDOTTE 1110 | OH | 12kV |  | 27.5266 | 163651101 | 27.4044
EDGIS_PRIOH_CIRCMILES.xlsx | 102911110 | WYANDOTTE 1110 | OH | 12kV | Tier 2 - Elevated | 12.6738 | 163651102 | 39.3
EDGIS_PRIOH_CIRCMILES.xlsx | 102931101 | COTTONWOOD 1101 | OH | 12kV |  | 30.8981 | 163661701 | 84.5018
EDGIS_PRIOH_CIRCMILES.xlsx | 102931101 | COTTONWOOD 1101 | OH | 12kV | Tier 2 - Elevated | 70.4242 | 163661702 | 80.5738
EDGIS_PRIOH_CIRCMILES.xlsx | 102931102 | COTTONWOOD 1102 | OH | 12kV |  | 26.9189 | 163682101 | 94.2963
EDGIS_PRIOH_CIRCMILES.xlsx | 102931102 | COTTONWOOD 1102 | OH | 12kV | Tier 2 - Elevated | 56.0397 | 163682102 | 257.3685
EDGIS_PRIOH_CIRCMILES.xlsx | 102931103 | COTTONWOOD 1103 | OH | 12kV |  | 27.2468 | 163692101 | 45.7024
EDGIS_PRIOH_CIRCMILES.xlsx | 102931103 | COTTONWOOD 1103 | OH | 12kV | Tier 2 - Elevated | 133.9034 | 163692102 | 70.0595
EDGIS_PRIOH_CIRCMILES.xlsx | 102940401 | DAYTON ROAD 0401 | OH | 4.16kV |  | 2.3256 | 163701109 | 23.0098
EDGIS_PRIOH_CIRCMILES.xlsx | 102971101 | SYCAMORE CREEK 1101 | OH | 12kV |  | 4.7924 | 163701110 | 44.8624
EDGIS_PRIOH_CIRCMILES.xlsx | 102971102 | SYCAMORE CREEK 1102 | OH | 12kV |  | 7.5485 | 163711701 | 110.244
EDGIS_PRIOH_CIRCMILES.xlsx | 102971103 | SYCAMORE CREEK 1103 | OH | 12kV |  | 3.1369 | 163711702 | 52.1278
EDGIS_PRIOH_CIRCMILES.xlsx | 102971104 | SYCAMORE CREEK 1104 | OH | 12kV |  | 8.1303 | 163711703 | 30.577
EDGIS_PRIOH_CIRCMILES.xlsx | 102971105 | SYCAMORE CREEK 1105 | OH | 12kV |  | 15.1262 | 163711704 | 25.8712
EDGIS_PRIOH_CIRCMILES.xlsx | 102971107 | SYCAMORE CREEK 1107 | OH | 12kV |  | 6.0009 | 163711707 | 58.5264
EDGIS_PRIOH_CIRCMILES.xlsx | 102971109 | SYCAMORE CREEK 1109 | OH | 12kV |  | 13.3216 | 163711708 | 132.8959
EDGIS_PRIOH_CIRCMILES.xlsx | 102971109 | SYCAMORE CREEK 1109 | OH | 12kV | Tier 2 - Elevated | 0.12958 | 163722104 | 30.0756
EDGIS_PRIOH_CIRCMILES.xlsx | 102971110 | SYCAMORE CREEK 1110 | OH | 12kV |  | 8.4152 | 163722105 | 15.4775
EDGIS_PRIOH_CIRCMILES.xlsx | 102971111 | SYCAMORE CREEK 1111 | OH | 12kV |  | 12.5169 | 163722107 | 22.666
EDGIS_PRIOH_CIRCMILES.xlsx | 102971111 | SYCAMORE CREEK 1111 | OH | 12kV | Tier 2 - Elevated | 25.0982 | 163722108 | 33.6025
EDGIS_PRIOH_CIRCMILES.xlsx | 102971111 | SYCAMORE CREEK 1111 | OH | 12kV | Tier 3 - Extreme | 27.548 | 163722110 | 15.2534
EDGIS_PRIOH_CIRCMILES.xlsx | 103021101 | GANSNER 1101 | OH | 12kV |  | 10.5694 | 163722111 | 41.5671
EDGIS_PRIOH_CIRCMILES.xlsx | 103021101 | GANSNER 1101 | OH | 12kV | Tier 2 - Elevated | 34.6667 | 163741102 | 86.1728
EDGIS_PRIOH_CIRCMILES.xlsx | 103021101 | GANSNER 1101 | OH | 12kV | Tier 3 - Extreme | 3.0002 | 163741103 | 99.4666
EDGIS_PRIOH_CIRCMILES.xlsx | 103031101 | ORO FINO 1101 | OH |  | Tier 3 - Extreme | 0.013168 | 163751101 | 76.8216
EDGIS_PRIOH_CIRCMILES.xlsx | 103031101 | ORO FINO 1101 | OH | 12kV | Tier 3 - Extreme | 38.8877 | 163751102 | 190.3044
EDGIS_PRIOH_CIRCMILES.xlsx | 103031102 | ORO FINO 1102 | OH | 12kV | Tier 2 - Elevated | 25.8795 | 163761703 | 75.6317
EDGIS_PRIOH_CIRCMILES.xlsx | 103031102 | ORO FINO 1102 | OH | 12kV | Tier 3 - Extreme | 84.4376 | 163761704 | 46.8306
EDGIS_PRIOH_CIRCMILES.xlsx | 103071103 | NORD 1103 | OH | 12kV |  | 19.2514 | 163781701 | 88.4867
EDGIS_PRIOH_CIRCMILES.xlsx | 103071104 | NORD 1104 | OH | 12kV |  | 50.5056 | 163781704 | 151.3069
EDGIS_PRIOH_CIRCMILES.xlsx | 103071105 | NORD 1105 | OH | 12kV |  | 6.9938 | 163781705 | 77.7136
EDGIS_PRIOH_CIRCMILES.xlsx | 103071106 | NORD 1106 | OH | 12kV |  | 10.8036 | 163801701 | 77.2189
EDGIS_PRIOH_CIRCMILES.xlsx | 103081103 | BUTTE 1103 | OH | 12kV |  | 60.1294 | 163801702 | 36.4764
EDGIS_PRIOH_CIRCMILES.xlsx | 103081104 | BUTTE 1104 | OH | 12kV |  | 52.2144 | 163801703 | 49.8411
EDGIS_PRIOH_CIRCMILES.xlsx | 103081105 | BUTTE 1105 | OH | 12kV |  | 7.7408 | 163801704 | 60.1178
EDGIS_PRIOH_CIRCMILES.xlsx | 103081105 | BUTTE 1105 | OH | 12kV | Tier 2 - Elevated | 3.4562 | 163881101 | 41.1589
EDGIS_PRIOH_CIRCMILES.xlsx | 103081105 | BUTTE 1105 | OH | 12kV | Tier 3 - Extreme | 27.2389 | 163912101 | 91.7686
EDGIS_PRIOH_CIRCMILES.xlsx | 103081106 | BUTTE 1106 | OH | 12kV |  | 11.843 | 163912102 | 53.4763
EDGIS_PRIOH_CIRCMILES.xlsx | 103081107 | BUTTE 1107 | OH | 12kV |  | 109.3057 | 163912103 | 20.8087
EDGIS_PRIOH_CIRCMILES.xlsx | 103091101 | CLARK ROAD 1101 | OH | 12kV |  | 0.0028409 | 163912104 | 32.5814
EDGIS_PRIOH_CIRCMILES.xlsx | 103091101 | CLARK ROAD 1101 | OH | 12kV | Tier 2 - Elevated | 0.017864 | 163912105 | 27.6594
EDGIS_PRIOH_CIRCMILES.xlsx | 103091102 | CLARK ROAD 1102 | OH | 12kV |  | 14.1915 | 163912106 | 31.5278
EDGIS_PRIOH_CIRCMILES.xlsx | 103091102 | CLARK ROAD 1102 | OH | 12kV | Tier 2 - Elevated | 89.8134 | 168152101 | 0.4996
EDGIS_PRIOH_CIRCMILES.xlsx | 103091102 | CLARK ROAD 1102 | OH | 12kV | Tier 3 - Extreme | 33.3118 | 168881101 | 12.3173
EDGIS_PRIOH_CIRCMILES.xlsx | 103104401 | SPANISH CREEK 4401 | OH | 2.4kV | Tier 2 - Elevated | 0.95219 | 182011101 | 12.3573
EDGIS_PRIOH_CIRCMILES.xlsx | 103104401 | SPANISH CREEK 4401 | OH | 44kV |  | 1.4065 | 182011102 | 36.5168
EDGIS_PRIOH_CIRCMILES.xlsx | 103104401 | SPANISH CREEK 4401 | OH | 44kV | Tier 2 - Elevated | 5.6161 | 182011103 | 37.5942
EDGIS_PRIOH_CIRCMILES.xlsx | 103132101 | CRESCENT MILLS 2101 | OH | 12kV | Tier 2 - Elevated | 0.15225 | 182011104 | 43.7545
EDGIS_PRIOH_CIRCMILES.xlsx | 103132101 | CRESCENT MILLS 2101 | OH | 21kV |  | 37.6122 | 182011105 | 36.3409
EDGIS_PRIOH_CIRCMILES.xlsx | 103132101 | CRESCENT MILLS 2101 | OH | 21kV | Tier 2 - Elevated | 41.195 | 182011106 | 29.8081
EDGIS_PRIOH_CIRCMILES.xlsx | 103142101 | LOGAN CREEK 2101 | OH | 12kV |  | 95.1249 | 182011107 | 14.6331
EDGIS_PRIOH_CIRCMILES.xlsx | 103142101 | LOGAN CREEK 2101 | OH | 21kV |  | 43.0029 | 182011108 | 6.3973
EDGIS_PRIOH_CIRCMILES.xlsx | 103142102 | LOGAN CREEK 2102 | OH | 12kV |  | 88.0169 | 182011109 | 35.2694
EDGIS_PRIOH_CIRCMILES.xlsx | 103142102 | LOGAN CREEK 2102 | OH | 12kV | Tier 2 - Elevated | 3.4777 | 182031101 | 9.7974
EDGIS_PRIOH_CIRCMILES.xlsx | 103142102 | LOGAN CREEK 2102 | OH | 21kV |  | 149.1719 | 182031102 | 24.4308
EDGIS_PRIOH_CIRCMILES.xlsx | 103142103 | LOGAN CREEK 2103 | OH | 21kV |  | 3.1664 | 182031103 | 41.2607
EDGIS_PRIOH_CIRCMILES.xlsx | 103142199 | LOGAN CREEK 2199 | OH | 21kV |  | 0.029407 | 182031104 | 16.0932
EDGIS_PRIOH_CIRCMILES.xlsx | 103181101 | CHESTER 1101 | OH | 12kV |  | 6.0402 | 182031105 | 9.8661
EDGIS_PRIOH_CIRCMILES.xlsx | 103181101 | CHESTER 1101 | OH | 12kV | Tier 2 - Elevated | 2.1237 | 182031106 | 74.1584
EDGIS_PRIOH_CIRCMILES.xlsx | 103181102 | CHESTER 1102 | OH | 12kV |  | 2.9641 | 182031107 | 0.019871
EDGIS_PRIOH_CIRCMILES.xlsx | 103181102 | CHESTER 1102 | OH | 12kV | Tier 2 - Elevated | 2.4196 | 182031108 | 0.022182
EDGIS_PRIOH_CIRCMILES.xlsx | 103191101 | BANGOR 1101 | OH | 12kV |  | 35.4745 | 182051114 | 28.1695
EDGIS_PRIOH_CIRCMILES.xlsx | 103191101 | BANGOR 1101 | OH | 12kV | Tier 2 - Elevated | 191.3906 | 182052101 | 105.0346
EDGIS_PRIOH_CIRCMILES.xlsx | 103191101 | BANGOR 1101 | OH | 12kV | Tier 3 - Extreme | 1.7288 | 182052102 | 61.6202
EDGIS_PRIOH_CIRCMILES.xlsx | 103201101 | CHALLENGE 1101 | OH | 12kV | Tier 2 - Elevated | 0.2331 | 182061103 | 31.5802
EDGIS_PRIOH_CIRCMILES.xlsx | 103201101 | CHALLENGE 1101 | OH | 12kV | Tier 3 - Extreme | 48.1521 | 182061104 | 38.4556
EDGIS_PRIOH_CIRCMILES.xlsx | 103201102 | CHALLENGE 1102 | OH | 12kV | Tier 2 - Elevated | 2.6383 | 182061106 | 18.4946
EDGIS_PRIOH_CIRCMILES.xlsx | 103201102 | CHALLENGE 1102 | OH | 12kV | Tier 3 - Extreme | 60.4589 | 182061107 | 30.5787
EDGIS_PRIOH_CIRCMILES.xlsx | 103211101 | HONCUT 1101 | OH | 12kV |  | 115.5078 | 182061108 | 47.1987
EDGIS_PRIOH_CIRCMILES.xlsx | 103211102 | HONCUT 1102 | OH | 12kV |  | 119.0126 | 182070401 | 0.46688
EDGIS_PRIOH_CIRCMILES.xlsx | 103221101 | KANAKA 1101 | OH | 12kV |  | 0.37276 | 182071101 | 60.3125
EDGIS_PRIOH_CIRCMILES.xlsx | 103221101 | KANAKA 1101 | OH | 12kV | Tier 2 - Elevated | 20.7186 | 182082101 | 42.5203
EDGIS_PRIOH_CIRCMILES.xlsx | 103221101 | KANAKA 1101 | OH | 12kV | Tier 3 - Extreme | 45.3038 | 182082102 | 52.1187
EDGIS_PRIOH_CIRCMILES.xlsx | 103241101 | PEACHTON 1101 | OH | 12kV |  | 68.9241 | 182082103 | 175.7659
EDGIS_PRIOH_CIRCMILES.xlsx | 103241102 | PEACHTON 1102 | OH | 12kV |  | 37.3806 | 182090401 | 4.9026
EDGIS_PRIOH_CIRCMILES.xlsx | 103241103 | PEACHTON 1103 | OH | 12kV |  | 60.8534 | 182090402 | 5.3659
EDGIS_PRIOH_CIRCMILES.xlsx | 103251101 | TRES VIAS 1101 | OH | 12kV |  | 98.5942 | 182090403 | 0.14724
EDGIS_PRIOH_CIRCMILES.xlsx | 103261101 | ANDERSON 1101 | OH | 12kV |  | 8.8987 | 182090404 | 1.1618
EDGIS_PRIOH_CIRCMILES.xlsx | 103261101 | ANDERSON 1101 | OH | 12kV | Tier 2 - Elevated | 11.3575 | 182090405 | 0.8074
EDGIS_PRIOH_CIRCMILES.xlsx | 103261102 | ANDERSON 1102 | OH | 12kV |  | 3.7506 | 182131101 | 34.5461
EDGIS_PRIOH_CIRCMILES.xlsx | 103261103 | ANDERSON 1103 | OH | 12kV |  | 24.4966 | 182131102 | 1.4329
EDGIS_PRIOH_CIRCMILES.xlsx | 103261103 | ANDERSON 1103 | OH | 12kV | Tier 2 - Elevated | 7.1422 | 182131103 | 8.7104
EDGIS_PRIOH_CIRCMILES.xlsx | 103271101 | ANTLER 1101 | OH | 12kV |  | 1.1027 | 182131104 | 54.8239
EDGIS_PRIOH_CIRCMILES.xlsx | 103271101 | ANTLER 1101 | OH | 12kV | Tier 2 - Elevated | 52.7672 | 182151101 | 30.6543
EDGIS_PRIOH_CIRCMILES.xlsx | 103271101 | ANTLER 1101 | OH | 12kV | Tier 3 - Extreme | 8.829 | 182151102 | 35.5306
EDGIS_PRIOH_CIRCMILES.xlsx | 103301101 | BOGARD 1101 | OH | 12kV | Tier 2 - Elevated | 0.50052 | 182191101 | 56.4847
EDGIS_PRIOH_CIRCMILES.xlsx | 103311101 | BURNEY 1101 | OH | 12kV |  | 8.842 | 182191102 | 125.2717
EDGIS_PRIOH_CIRCMILES.xlsx | 103311101 | BURNEY 1101 | OH | 12kV | Tier 2 - Elevated | 51.1373 | 182201102 | 34.4815
EDGIS_PRIOH_CIRCMILES.xlsx | 103311102 | BURNEY 1102 | OH | 12kV |  | 3.4158 | 182201103 | 9.9717
EDGIS_PRIOH_CIRCMILES.xlsx | 103311102 | BURNEY 1102 | OH | 12kV | Tier 2 - Elevated | 0.63102 | 182201104 | 55.1688
EDGIS_PRIOH_CIRCMILES.xlsx | 103321101 | CEDAR CREEK 1101 | OH | 12kV | Tier 2 - Elevated | 89.0566 | 182201105 | 15.7948
EDGIS_PRIOH_CIRCMILES.xlsx | 103321101 | CEDAR CREEK 1101 | OH | 12kV | Tier 3 - Extreme | 21.1165 | 182221101 | 26.2188
EDGIS_PRIOH_CIRCMILES.xlsx | 103331101 | CORNING 1101 | OH | 12kV |  | 92.5117 | 182222102 | 30.9118
EDGIS_PRIOH_CIRCMILES.xlsx | 103331101 | CORNING 1101 | OH | 12kV | Tier 2 - Elevated | 47.3672 | 182222103 | 49.8072
EDGIS_PRIOH_CIRCMILES.xlsx | 103331101 | CORNING 1101 | OH | 21kV |  | 19.1844 | 182222104 | 183.8445
EDGIS_PRIOH_CIRCMILES.xlsx | 103331101 | CORNING 1101 | OH | 21kV | Tier 2 - Elevated | 2.3073 | 182222105 | 24.1099
EDGIS_PRIOH_CIRCMILES.xlsx | 103331102 | CORNING 1102 | OH | 12kV |  | 108.3406 | 182261101 | 1.113
EDGIS_PRIOH_CIRCMILES.xlsx | 103331102 | CORNING 1102 | OH | 12kV | Tier 2 - Elevated | 79.9971 | 182261102 | 15.1659
EDGIS_PRIOH_CIRCMILES.xlsx | 103331102 | CORNING 1102 | OH | 21kV |  | 12.251 | 182261103 | 10.2884
EDGIS_PRIOH_CIRCMILES.xlsx | 103331103 | CORNING 1103 | OH | 12kV |  | 58.524 | 182261104 | 9.914
EDGIS_PRIOH_CIRCMILES.xlsx | 103331104 | CORNING 1104 | OH | 4.16kV |  | 6.2103 | 182261106 | 9.8926
EDGIS_PRIOH_CIRCMILES.xlsx | 103331104 | CORNING 1104 | OH | 12kV |  | 111.3331 | 182291101 | 124.0146
EDGIS_PRIOH_CIRCMILES.xlsx | 103341101 | DAIRYVILLE 1101 | OH | 12kV |  | 43.0079 | 182291102 | 34.825
EDGIS_PRIOH_CIRCMILES.xlsx | 103351101 | DESCHUTES 1101 | OH | 12kV |  | 23.6655 | 182300411 | 2.1877
EDGIS_PRIOH_CIRCMILES.xlsx | 103351101 | DESCHUTES 1101 | OH | 12kV | Tier 2 - Elevated | 78.3298 | 182300412 | 10.3463
EDGIS_PRIOH_CIRCMILES.xlsx | 103351101 | DESCHUTES 1101 | OH | 12kV | Tier 3 - Extreme | 7.5335 | 182300413 | 4.069
EDGIS_PRIOH_CIRCMILES.xlsx | 103351101 | DESCHUTES 1101 | OH | 21kV | Tier 2 - Elevated | 21.3944 | 182300415 | 1.7681
EDGIS_PRIOH_CIRCMILES.xlsx | 103351104 | DESCHUTES 1104 | OH | 12kV |  | 53.2874 | 182331101 | 100.6318
EDGIS_PRIOH_CIRCMILES.xlsx | 103351104 | DESCHUTES 1104 | OH | 12kV | Tier 2 - Elevated | 77.9069 | 182331102 | 28.3053
EDGIS_PRIOH_CIRCMILES.xlsx | 103381101 | FRENCH GULCH 1101 | OH | 12kV | Tier 2 - Elevated | 15.8233 | 182352103 | 91.834
EDGIS_PRIOH_CIRCMILES.xlsx | 103381102 | FRENCH GULCH 1102 | OH | 12kV |  | 0.50026 | 182352104 | 59.6483
EDGIS_PRIOH_CIRCMILES.xlsx | 103381102 | FRENCH GULCH 1102 | OH | 12kV | Tier 2 - Elevated | 18.2147 | 182371111 | 118.2239
EDGIS_PRIOH_CIRCMILES.xlsx | 103391101 | GERBER 1101 | OH | 12kV |  | 55.2093 | 182371112 | 45.3599
EDGIS_PRIOH_CIRCMILES.xlsx | 103391102 | GERBER 1102 | OH | 12kV |  | 86.3752 | 182381101 | 74.75
EDGIS_PRIOH_CIRCMILES.xlsx | 103401101 | GIRVAN 1101 | OH | 12kV |  | 5.367 | 182381103 | 8.537
EDGIS_PRIOH_CIRCMILES.xlsx | 103401101 | GIRVAN 1101 | OH | 12kV | Tier 2 - Elevated | 61.5901 | 182381104 | 7.844
EDGIS_PRIOH_CIRCMILES.xlsx | 103401101 | GIRVAN 1101 | OH | 12kV | Tier 3 - Extreme | 42.0912 | 182391102 | 0.96758
EDGIS_PRIOH_CIRCMILES.xlsx | 103401102 | GIRVAN 1102 | OH | 12kV |  | 31.8103 | 182391103 | 171.7369
EDGIS_PRIOH_CIRCMILES.xlsx | 103401102 | GIRVAN 1102 | OH | 12kV | Tier 2 - Elevated | 10.7413 | 182391104 | 38.3028
EDGIS_PRIOH_CIRCMILES.xlsx | 103401102 | GIRVAN 1102 | OH | 12kV | Tier 3 - Extreme | 33.6245 | 182401101 | 28.2846
EDGIS_PRIOH_CIRCMILES.xlsx | 103441101 | JESSUP 1101 | OH | 12kV |  | 15.7518 | 182401102 | 0.015499
EDGIS_PRIOH_CIRCMILES.xlsx | 103441101 | JESSUP 1101 | OH | 12kV | Tier 2 - Elevated | 63.7664 | 182402105 | 21.2726
EDGIS_PRIOH_CIRCMILES.xlsx | 103441101 | JESSUP 1101 | OH | 12kV | Tier 3 - Extreme | 0.20192 | 182402106 | 50.0318
EDGIS_PRIOH_CIRCMILES.xlsx | 103441102 | JESSUP 1102 | OH | 12kV |  | 33.4355 | 182402107 | 33.3133
EDGIS_PRIOH_CIRCMILES.xlsx | 103441102 | JESSUP 1102 | OH | 12kV | Tier 2 - Elevated | 53.9225 | 182402108 | 2.3638
EDGIS_PRIOH_CIRCMILES.xlsx | 103441103 | JESSUP 1103 | OH | 12kV |  | 34.2002 | 182440421 | 4.2629
EDGIS_PRIOH_CIRCMILES.xlsx | 103441103 | JESSUP 1103 | OH | 12kV | Tier 2 - Elevated | 3.9258 | 182440422 | 8.256
EDGIS_PRIOH_CIRCMILES.xlsx | 103451101 | KESWICK 1101 | OH | 12kV |  | 0.055335 | 182440423 | 1.891
EDGIS_PRIOH_CIRCMILES.xlsx | 103451101 | KESWICK 1101 | OH | 12kV | Tier 2 - Elevated | 3.3074 | 182440424 | 9.3176
EDGIS_PRIOH_CIRCMILES.xlsx | 103451101 | KESWICK 1101 | OH | 12kV | Tier 3 - Extreme | 48.2115 | 182461101 | 10.8408
EDGIS_PRIOH_CIRCMILES.xlsx | 103461101 | PANORAMA 1101 | OH | 12kV |  | 26.188 | 182461102 | 5.0275
EDGIS_PRIOH_CIRCMILES.xlsx | 103461101 | PANORAMA 1101 | OH | 12kV | Tier 2 - Elevated | 13.013 | 182492101 | 48.202
EDGIS_PRIOH_CIRCMILES.xlsx | 103461102 | PANORAMA 1102 | OH | 12kV |  | 53.6074 | 182492102 | 111.1819
EDGIS_PRIOH_CIRCMILES.xlsx | 103461102 | PANORAMA 1102 | OH | 12kV | Tier 2 - Elevated | 30.5872 | 182492103 | 53.6446
EDGIS_PRIOH_CIRCMILES.xlsx | 103481101 | LOS MOLINOS 1101 | OH | 12kV |  | 55.6065 | 182492104 | 138.8928
EDGIS_PRIOH_CIRCMILES.xlsx | 103481101 | LOS MOLINOS 1101 | OH | 12kV | Tier 2 - Elevated | 0.18929 | 182492105 | 197.6356
EDGIS_PRIOH_CIRCMILES.xlsx | 103481102 | LOS MOLINOS 1102 | OH | 12kV |  | 57.3502 | 182492106 | 70.164
EDGIS_PRIOH_CIRCMILES.xlsx | 103491101 | MC ARTHUR 1101 | OH | 7.2kV | Tier 2 - Elevated | 1.6159 | 182541101 | 71.3316
EDGIS_PRIOH_CIRCMILES.xlsx | 103491101 | MC ARTHUR 1101 | OH | 12kV |  | 79.3021 | 182541102 | 16.336
EDGIS_PRIOH_CIRCMILES.xlsx | 103491101 | MC ARTHUR 1101 | OH | 12kV | Tier 2 - Elevated | 32.1925 | 182541103 | 154.3799
EDGIS_PRIOH_CIRCMILES.xlsx | 103491101 | MC ARTHUR 1101 | OH | 21kV |  | 34.9588 | 182551101 | 53.5206
EDGIS_PRIOH_CIRCMILES.xlsx | 103491101 | MC ARTHUR 1101 | OH | 21kV | Tier 2 - Elevated | 29.6694 | 182551102 | 61.3846
EDGIS_PRIOH_CIRCMILES.xlsx | 103491102 | MC ARTHUR 1102 | OH | 12kV |  | 29.2027 | 182561101 | 101.9983
EDGIS_PRIOH_CIRCMILES.xlsx | 103491102 | MC ARTHUR 1102 | OH | 12kV | Tier 2 - Elevated | 1.1126 | 182562102 | 217.7274
EDGIS_PRIOH_CIRCMILES.xlsx | 103501101 | PIT NO 7 1101 | OH | 480V | Tier 2 - Elevated | 0.005436 | 182571101 | 18.7742
EDGIS_PRIOH_CIRCMILES.xlsx | 103501101 | PIT NO 7 1101 | OH | 12kV | Tier 2 - Elevated | 2.7024 | 182571102 | 77.0153
EDGIS_PRIOH_CIRCMILES.xlsx | 103521102 | OREGON TRAIL 1102 | OH | 12kV |  | 4.8435 | 182571103 | 20.9324
EDGIS_PRIOH_CIRCMILES.xlsx | 103521102 | OREGON TRAIL 1102 | OH | 12kV | Tier 2 - Elevated | 44.4322 | 182581105 | 18.3732
EDGIS_PRIOH_CIRCMILES.xlsx | 103521103 | OREGON TRAIL 1103 | OH | 12kV |  | 2.935 | 182581107 | 3.7685
EDGIS_PRIOH_CIRCMILES.xlsx | 103521103 | OREGON TRAIL 1103 | OH | 12kV | Tier 2 - Elevated | 116.9946 | 182581108 | 20.7728
EDGIS_PRIOH_CIRCMILES.xlsx | 103521104 | OREGON TRAIL 1104 | OH | 12kV |  | 11.4567 | 182601102 | 72.9403
EDGIS_PRIOH_CIRCMILES.xlsx | 103521104 | OREGON TRAIL 1104 | OH | 12kV | Tier 2 - Elevated | 43.698 | 182601103 | 41.3641
EDGIS_PRIOH_CIRCMILES.xlsx | 103531103 | RAWSON 1103 | OH | 12kV |  | 37.1125 | 182601104 | 144.9103
EDGIS_PRIOH_CIRCMILES.xlsx | 103531103 | RAWSON 1103 | OH | 12kV | Tier 2 - Elevated | 2.8183 | 182601105 | 42.622
EDGIS_PRIOH_CIRCMILES.xlsx | 103541101 | RED BLUFF 1101 | OH | 12kV |  | 26.8287 | 182601106 | 38.1322
EDGIS_PRIOH_CIRCMILES.xlsx | 103541101 | RED BLUFF 1101 | OH | 12kV | Tier 2 - Elevated | 47.7369 | 182601108 | 20.2241
EDGIS_PRIOH_CIRCMILES.xlsx | 103541102 | RED BLUFF 1102 | OH | 12kV |  | 1.48 | 182611101 | 11.5537
EDGIS_PRIOH_CIRCMILES.xlsx | 103541103 | RED BLUFF 1103 | OH | 12kV |  | 21.1663 | 182611102 | 23.5477
EDGIS_PRIOH_CIRCMILES.xlsx | 103541103 | RED BLUFF 1103 | OH | 12kV | Tier 2 - Elevated | 16.7875 | 182611103 | 91.7425
EDGIS_PRIOH_CIRCMILES.xlsx | 103541104 | RED BLUFF 1104 | OH | 12kV |  | 27.2684 | 182611104 | 79.7125
EDGIS_PRIOH_CIRCMILES.xlsx | 103541104 | RED BLUFF 1104 | OH | 12kV | Tier 2 - Elevated | 66.2105 | 182611106 | 41.2406
EDGIS_PRIOH_CIRCMILES.xlsx | 103541105 | RED BLUFF 1105 | OH | 12kV |  | 24.0868 | 182611107 | 56.1691
EDGIS_PRIOH_CIRCMILES.xlsx | 103541105 | RED BLUFF 1105 | OH | 12kV | Tier 2 - Elevated | 13.596 | 182611108 | 41.5145
EDGIS_PRIOH_CIRCMILES.xlsx | 103551101 | RISING RIVER 1101 | OH | 12kV |  | 15.2439 | 182631101 | 41.6483
EDGIS_PRIOH_CIRCMILES.xlsx | 103551101 | RISING RIVER 1101 | OH | 12kV | Tier 2 - Elevated | 43.8188 | 182631102 | 21.5594
EDGIS_PRIOH_CIRCMILES.xlsx | 103561101 | STILLWATER 1101 | OH | 12kV |  | 0.70983 | 182631103 | 70.5824
EDGIS_PRIOH_CIRCMILES.xlsx | 103561101 | STILLWATER 1101 | OH | 12kV | Tier 2 - Elevated | 35.9984 | 182631104 | 113.0354
EDGIS_PRIOH_CIRCMILES.xlsx | 103561102 | STILLWATER 1102 | OH | 12kV |  | 0.12865 | 182631105 | 15.7494
EDGIS_PRIOH_CIRCMILES.xlsx | 103561102 | STILLWATER 1102 | OH | 12kV | Tier 2 - Elevated | 78.9949 | 182631107 | 83.5734
EDGIS_PRIOH_CIRCMILES.xlsx | 103571103 | TYLER 1103 | OH | 12kV |  | 7.2551 | 182631108 | 30.5012
EDGIS_PRIOH_CIRCMILES.xlsx | 103571104 | TYLER 1104 | OH | 12kV |  | 24.0506 | 182661104 | 154.3618
EDGIS_PRIOH_CIRCMILES.xlsx | 103571105 | TYLER 1105 | OH | 12kV |  | 50.9087 | 182661105 | 25.2765
EDGIS_PRIOH_CIRCMILES.xlsx | 103571105 | TYLER 1105 | OH | 12kV | Tier 2 - Elevated | 60.1356 | 182661106 | 76.0679
EDGIS_PRIOH_CIRCMILES.xlsx | 103581101 | VINA 1101 | OH | 12kV |  | 4.9305 | 182661107 | 5.9287
EDGIS_PRIOH_CIRCMILES.xlsx | 103601101 | WHITMORE 1101 | OH | 12kV | Tier 2 - Elevated | 60.0853 | 182671105 | 47.6922
EDGIS_PRIOH_CIRCMILES.xlsx | 103601101 | WHITMORE 1101 | OH | 12kV | Tier 3 - Extreme | 32.3757 | 182671106 | 30.7243
EDGIS_PRIOH_CIRCMILES.xlsx | 103611101 | WILDWOOD 1101 | OH | 12kV | Tier 2 - Elevated | 32.3763 | 182671107 | 7.1123
EDGIS_PRIOH_CIRCMILES.xlsx | 103721101 | PIT NO 1 1101 | OH | 12kV |  | 23.8789 | 182671108 | 108.6183
EDGIS_PRIOH_CIRCMILES.xlsx | 103721101 | PIT NO 1 1101 | OH | 12kV | Tier 2 - Elevated | 29.0503 | 182671109 | 54.6908
EDGIS_PRIOH_CIRCMILES.xlsx | 103732101 | PIT NO 3 2101 | OH | 12kV |  | 1.0277 | 182671110 | 60.6082
EDGIS_PRIOH_CIRCMILES.xlsx | 103732101 | PIT NO 3 2101 | OH | 12kV | Tier 2 - Elevated | 43.0954 | 182671111 | 24.2971
EDGIS_PRIOH_CIRCMILES.xlsx | 103732101 | PIT NO 3 2101 | OH | 21kV | Tier 2 - Elevated | 4.531 | 182671112 | 27.1198
EDGIS_PRIOH_CIRCMILES.xlsx | 103751101 | BIG BEND 1101 | OH | 12kV | Tier 2 - Elevated | 14.6865 | 182681101 | 30.7574
EDGIS_PRIOH_CIRCMILES.xlsx | 103751101 | BIG BEND 1101 | OH | 12kV | Tier 3 - Extreme | 42.6799 | 182681102 | 106.9344
EDGIS_PRIOH_CIRCMILES.xlsx | 103751102 | BIG BEND 1102 | OH | 12kV |  | 0.10553 | 182721101 | 75.0654
EDGIS_PRIOH_CIRCMILES.xlsx | 103751102 | BIG BEND 1102 | OH | 12kV | Tier 3 - Extreme | 38.1261 | 182721102 | 51.4317
EDGIS_PRIOH_CIRCMILES.xlsx | 152011102 | MARYSVILLE 1102 | OH | 12kV |  | 7.4372 | 182721104 | 111.3608
EDGIS_PRIOH_CIRCMILES.xlsx | 152011103 | MARYSVILLE 1103 | OH | 12kV |  | 11.9767 | 182731101 | 47.1591
EDGIS_PRIOH_CIRCMILES.xlsx | 152011104 | MARYSVILLE 1104 | OH | 12kV |  | 5.5874 | 182731102 | 84.8208
EDGIS_PRIOH_CIRCMILES.xlsx | 152011105 | MARYSVILLE 1105 | OH | 12kV |  | 8.5975 | 182742101 | 61.2935
EDGIS_PRIOH_CIRCMILES.xlsx | 152011106 | MARYSVILLE 1106 | OH | 12kV |  | 3.5357 | 182742102 | 14.7017
EDGIS_PRIOH_CIRCMILES.xlsx | 152011107 | MARYSVILLE 1107 | OH | 12kV |  | 8.5157 | 182742103 | 0.61981
EDGIS_PRIOH_CIRCMILES.xlsx | 152011108 | MARYSVILLE 1108 | OH | 12kV |  | 51.5981 | 182742104 | 57.6922
EDGIS_PRIOH_CIRCMILES.xlsx | 152031101 | GRASS VALLEY 1101 | OH | 12kV |  | 2.7236 | 182771101 | 35.0216
EDGIS_PRIOH_CIRCMILES.xlsx | 152031101 | GRASS VALLEY 1101 | OH | 12kV | Tier 2 - Elevated | 13.7554 | 182771102 | 34.1163
EDGIS_PRIOH_CIRCMILES.xlsx | 152031101 | GRASS VALLEY 1101 | OH | 12kV | Tier 3 - Extreme | 2.3106 | 182801101 | 31.6219
EDGIS_PRIOH_CIRCMILES.xlsx | 152031102 | GRASS VALLEY 1102 | OH | 12kV |  | 5.7308 | 182811101 | 32.5334
EDGIS_PRIOH_CIRCMILES.xlsx | 152031102 | GRASS VALLEY 1102 | OH | 12kV | Tier 2 - Elevated | 0.062035 | 182811102 | 122.0441
EDGIS_PRIOH_CIRCMILES.xlsx | 152031103 | GRASS VALLEY 1103 | OH | 12kV |  | 1.6426 | 182811103 | 51.4766
EDGIS_PRIOH_CIRCMILES.xlsx | 152031103 | GRASS VALLEY 1103 | OH | 12kV | Tier 2 - Elevated | 86.1644 | 182811104 | 35.5766
EDGIS_PRIOH_CIRCMILES.xlsx | 152061101 | ROCKLIN 1101 | OH | 12kV |  | 5.1895 | 182821101 | 90.8985
EDGIS_PRIOH_CIRCMILES.xlsx | 152061102 | ROCKLIN 1102 | OH | 12kV |  | 18.8544 | 182821102 | 6.4638
EDGIS_PRIOH_CIRCMILES.xlsx | 152061103 | ROCKLIN 1103 | OH | 12kV |  | 5.0867 | 182821103 | 134.7548
EDGIS_PRIOH_CIRCMILES.xlsx | 152061104 | ROCKLIN 1104 | OH | 12kV |  | 3.2956 | 182821104 | 40.4095
EDGIS_PRIOH_CIRCMILES.xlsx | 152101101 | ALLEGHANY 1101 | OH |  | Tier 3 - Extreme | 0.10147 | 182852201 | 31.2598
EDGIS_PRIOH_CIRCMILES.xlsx | 152101101 | ALLEGHANY 1101 | OH | 12kV |  | 10.8597 | 182852202 | 69.0663
EDGIS_PRIOH_CIRCMILES.xlsx | 152101101 | ALLEGHANY 1101 | OH | 12kV | Tier 2 - Elevated | 26.9929 | 182852203 | 27.8651
EDGIS_PRIOH_CIRCMILES.xlsx | 152101101 | ALLEGHANY 1101 | OH | 12kV | Tier 3 - Extreme | 32.3697 | 182852204 | 33.3917
EDGIS_PRIOH_CIRCMILES.xlsx | 152101101 | ALLEGHANY 1101 | OH | 12kV | Zone 1 - HHZ | 7.1216 | 182941101 | 30.0185
EDGIS_PRIOH_CIRCMILES.xlsx | 152101102 | ALLEGHANY 1102 | OH | 12kV | Tier 3 - Extreme | 18.0549 | 182941102 | 65.4905
EDGIS_PRIOH_CIRCMILES.xlsx | 152111101 | BARRY 1101 | OH | 12kV |  | 32.0195 | 182951101 | 41.5432
EDGIS_PRIOH_CIRCMILES.xlsx | 152111102 | BARRY 1102 | OH | 12kV |  | 17.7128 | 182951102 | 46.6381
EDGIS_PRIOH_CIRCMILES.xlsx | 152111103 | BARRY 1103 | OH | 12kV |  | 33.0617 | 182961107 | 65.5754
EDGIS_PRIOH_CIRCMILES.xlsx | 152151101 | EAST NICOLAUS 1101 | OH | 12kV |  | 68.808 | 182961110 | 99.1206
EDGIS_PRIOH_CIRCMILES.xlsx | 152151102 | EAST NICOLAUS 1102 | OH | 12kV |  | 58.8489 | 182971101 | 68.1677
EDGIS_PRIOH_CIRCMILES.xlsx | 152151103 | EAST NICOLAUS 1103 | OH | 12kV |  | 117.122 | 182981102 | 109.2129
EDGIS_PRIOH_CIRCMILES.xlsx | 152161101 | AUBURN 1101 | OH | 12kV |  | 1.7859 | 182981103 | 19.0376
EDGIS_PRIOH_CIRCMILES.xlsx | 152161101 | AUBURN 1101 | OH | 12kV | Tier 2 - Elevated | 3.1625 | 183011101 | 54.6523
EDGIS_PRIOH_CIRCMILES.xlsx | 152161102 | AUBURN 1102 | OH | 12kV |  | 5.9605 | 183011102 | 69.0471
EDGIS_PRIOH_CIRCMILES.xlsx | 152161102 | AUBURN 1102 | OH | 12kV | Tier 2 - Elevated | 2.9691 | 183031101 | 72.8579
EDGIS_PRIOH_CIRCMILES.xlsx | 152181101 | FORESTHILL 1101 | OH | 12kV | Tier 2 - Elevated | 0.35097 | 183041101 | 132.0963
EDGIS_PRIOH_CIRCMILES.xlsx | 152181101 | FORESTHILL 1101 | OH | 12kV | Tier 3 - Extreme | 64.569 | 183041102 | 50.5226
EDGIS_PRIOH_CIRCMILES.xlsx | 152181102 | FORESTHILL 1102 | OH | 12kV | Tier 2 - Elevated | 7.7661 | 183052108 | 45.3574
EDGIS_PRIOH_CIRCMILES.xlsx | 152181102 | FORESTHILL 1102 | OH | 12kV | Tier 3 - Extreme | 21.7539 | 183052109 | 242.9005
EDGIS_PRIOH_CIRCMILES.xlsx | 152201101 | PIKE CITY 1101 | OH | 12kV | Tier 3 - Extreme | 34.0516 | 183052110 | 215.3279
EDGIS_PRIOH_CIRCMILES.xlsx | 152201102 | PIKE CITY 1102 | OH | 12kV | Tier 3 - Extreme | 9.5168 | 183052111 | 77.9757
EDGIS_PRIOH_CIRCMILES.xlsx | 152241101 | HALSEY 1101 | OH | 12kV |  | 0.0034033 | 183052112 | 53.8977
EDGIS_PRIOH_CIRCMILES.xlsx | 152241101 | HALSEY 1101 | OH | 12kV | Tier 2 - Elevated | 68.6619 | 183052113 | 354.4701
EDGIS_PRIOH_CIRCMILES.xlsx | 152241102 | HALSEY 1102 | OH | 12kV |  | 10.1359 | 183071101 | 87.8254
EDGIS_PRIOH_CIRCMILES.xlsx | 152241102 | HALSEY 1102 | OH | 12kV | Tier 2 - Elevated | 57.9117 | 183101103 | 110.9936
EDGIS_PRIOH_CIRCMILES.xlsx | 152251101 | SPAULDING 1101 | OH | 12kV |  | 3.2507 | 183101104 | 82.7527
EDGIS_PRIOH_CIRCMILES.xlsx | 152251101 | SPAULDING 1101 | OH | 12kV | Tier 2 - Elevated | 19.3122 | 183111101 | 2.0473
EDGIS_PRIOH_CIRCMILES.xlsx | 152251101 | SPAULDING 1101 | OH | 12kV | Tier 3 - Extreme | 1.1904 | 183111102 | 0.44493
EDGIS_PRIOH_CIRCMILES.xlsx | 152251101 | SPAULDING 1101 | OH | 12kV | Zone 1 - HHZ | 0.37378 | 183150403 | 2.2029
EDGIS_PRIOH_CIRCMILES.xlsx | 152261103 | DIAMOND SPRINGS 1103 | OH | 12kV |  | 18.7594 | 183150404 | 1.875
EDGIS_PRIOH_CIRCMILES.xlsx | 152261103 | DIAMOND SPRINGS 1103 | OH | 12kV | Tier 2 - Elevated | 22.2923 | 183181101 | 59.723
EDGIS_PRIOH_CIRCMILES.xlsx | 152261103 | DIAMOND SPRINGS 1103 | OH | 12kV | Tier 3 - Extreme | 10.1946 | 183221111 | 33.8389
EDGIS_PRIOH_CIRCMILES.xlsx | 152261103 | DIAMOND SPRINGS 1103 | OH | 21kV | Tier 2 - Elevated | 0.0028409 | 183582101 | 1.6948
EDGIS_PRIOH_CIRCMILES.xlsx | 152261104 | DIAMOND SPRINGS 1104 | OH | 12kV |  | 5.6927 | 188071701 | 0.29087
EDGIS_PRIOH_CIRCMILES.xlsx | 152261104 | DIAMOND SPRINGS 1104 | OH | 12kV | Tier 2 - Elevated | 4.9136 | 188881701 | 0.16991
EDGIS_PRIOH_CIRCMILES.xlsx | 152261104 | DIAMOND SPRINGS 1104 | OH | 12kV | Tier 3 - Extreme | 7.5046 | 189001101 | 2.5761
EDGIS_PRIOH_CIRCMILES.xlsx | 152261105 | DIAMOND SPRINGS 1105 | OH | 12kV |  | 8.4244 | 189001102 | 2.1613
EDGIS_PRIOH_CIRCMILES.xlsx | 152261105 | DIAMOND SPRINGS 1105 | OH | 12kV | Tier 2 - Elevated | 49.038 | 192021105 | 53.2551
EDGIS_PRIOH_CIRCMILES.xlsx | 152261105 | DIAMOND SPRINGS 1105 | OH | 12kV | Tier 3 - Extreme | 76.057 | 192021106 | 14.5827
EDGIS_PRIOH_CIRCMILES.xlsx | 152261106 | DIAMOND SPRINGS 1106 | OH | 12kV |  | 10.9042 | 192021121 | 35.029
EDGIS_PRIOH_CIRCMILES.xlsx | 152261106 | DIAMOND SPRINGS 1106 | OH | 12kV | Tier 2 - Elevated | 96.2837 | 192021122 | 74.6625
EDGIS_PRIOH_CIRCMILES.xlsx | 152261106 | DIAMOND SPRINGS 1106 | OH | 21kV | Tier 2 - Elevated | 15.1995 | 192021123 | 6.3275
EDGIS_PRIOH_CIRCMILES.xlsx | 152261107 | DIAMOND SPRINGS 1107 | OH | 12kV |  | 6.6085 | 192021124 | 0.002643
EDGIS_PRIOH_CIRCMILES.xlsx | 152261107 | DIAMOND SPRINGS 1107 | OH | 12kV | Tier 2 - Elevated | 18.0662 | 192101101 | 33.1611
EDGIS_PRIOH_CIRCMILES.xlsx | 152261107 | DIAMOND SPRINGS 1107 | OH | 12kV | Tier 3 - Extreme | 34.2915 | 192121103 | 11.768
EDGIS_PRIOH_CIRCMILES.xlsx | 152271101 | WISE 1101 | OH | 12kV |  | 7.8158 | 192121106 | 7.6325
EDGIS_PRIOH_CIRCMILES.xlsx | 152271101 | WISE 1101 | OH | 12kV | Tier 2 - Elevated | 5.6633 | 192121107 | 7.5044
EDGIS_PRIOH_CIRCMILES.xlsx | 152271102 | WISE 1102 | OH | 12kV |  | 5.4897 | 192151131 | 46.7422
EDGIS_PRIOH_CIRCMILES.xlsx | 152271102 | WISE 1102 | OH | 12kV | Tier 2 - Elevated | 114.0261 | 192151132 | 34.0762
EDGIS_PRIOH_CIRCMILES.xlsx | 152282101 | MOUNTAIN QUARRIES 2101 | OH | 21kV |  | 0.91051 | 192151133 | 17.9341
EDGIS_PRIOH_CIRCMILES.xlsx | 152282101 | MOUNTAIN QUARRIES 2101 | OH | 21kV | Tier 2 - Elevated | 200.8811 | 192171101 | 60.7371
EDGIS_PRIOH_CIRCMILES.xlsx | 152282101 | MOUNTAIN QUARRIES 2101 | OH | 21kV | Tier 3 - Extreme | 22.9153 | 192171102 | 10.9687
EDGIS_PRIOH_CIRCMILES.xlsx | 152291101 | TAMARACK 1101 | OH | 12kV |  | 0.75557 | 192171103 | 88.038
EDGIS_PRIOH_CIRCMILES.xlsx | 152291101 | TAMARACK 1101 | OH | 12kV | Tier 2 - Elevated | 18.6198 | 192181101 | 7.5951
EDGIS_PRIOH_CIRCMILES.xlsx | 152291101 | TAMARACK 1101 | OH | 12kV | Zone 1 - HHZ | 0.13442 | 192181102 | 73.2745
EDGIS_PRIOH_CIRCMILES.xlsx | 152291102 | TAMARACK 1102 | OH | 12kV |  | 7.5135 | 192221101 | 165.9858
EDGIS_PRIOH_CIRCMILES.xlsx | 152291102 | TAMARACK 1102 | OH | 12kV | Zone 1 - HHZ | 0.41063 | 192221102 | 146.3669
EDGIS_PRIOH_CIRCMILES.xlsx | 152301101 | BONNIE NOOK 1101 | OH | 12kV | Tier 3 - Extreme | 24.2574 | 192221103 | 3.488
EDGIS_PRIOH_CIRCMILES.xlsx | 152301102 | BONNIE NOOK 1102 | OH | 12kV | Tier 3 - Extreme | 33.9932 | 192231101 | 29.253
EDGIS_PRIOH_CIRCMILES.xlsx | 152321101 | DRUM 1101 | OH | 12kV | Tier 2 - Elevated | 0.040693 | 192231102 | 23.625
EDGIS_PRIOH_CIRCMILES.xlsx | 152321101 | DRUM 1101 | OH | 12kV | Tier 3 - Extreme | 18.3216 | 192251101 | 20.7718
EDGIS_PRIOH_CIRCMILES.xlsx | 152331105 | EAST MARYSVILLE 1105 | OH | 12kV |  | 39.3015 | 192251102 | 80.3925
EDGIS_PRIOH_CIRCMILES.xlsx | 152331107 | EAST MARYSVILLE 1107 | OH | 12kV |  | 8.0071 | 192261101 | 8.9391
EDGIS_PRIOH_CIRCMILES.xlsx | 152331108 | EAST MARYSVILLE 1108 | OH | 12kV |  | 67.8919 | 192261102 | 24.5143
EDGIS_PRIOH_CIRCMILES.xlsx | 152431101 | SHADY GLEN 1101 | OH | 12kV |  | 6.2143 | 192291121 | 50.3113
EDGIS_PRIOH_CIRCMILES.xlsx | 152431101 | SHADY GLEN 1101 | OH | 12kV | Tier 2 - Elevated | 39.6035 | 192311141 | 27.2044
EDGIS_PRIOH_CIRCMILES.xlsx | 152431101 | SHADY GLEN 1101 | OH | 12kV | Tier 3 - Extreme | 0.26733 | 192311142 | 68.3342
EDGIS_PRIOH_CIRCMILES.xlsx | 152431102 | SHADY GLEN 1102 | OH | 12kV |  | 1.7868 | 192321121 | 48.4159
EDGIS_PRIOH_CIRCMILES.xlsx | 152431102 | SHADY GLEN 1102 | OH | 12kV | Tier 2 - Elevated | 25.9957 | 192321122 | 22.0491
EDGIS_PRIOH_CIRCMILES.xlsx | 152431102 | SHADY GLEN 1102 | OH | 12kV | Tier 3 - Extreme | 13.6536 | 192331101 | 15.1022
EDGIS_PRIOH_CIRCMILES.xlsx | 152442103 | PLEASANT GROVE 2103 | OH | 21kV |  | 1.8847 | 192331104 | 28.6892
EDGIS_PRIOH_CIRCMILES.xlsx | 152442104 | PLEASANT GROVE 2104 | OH | 21kV |  | 2.4266 | 192331105 | 7.5185
EDGIS_PRIOH_CIRCMILES.xlsx | 152442107 | PLEASANT GROVE 2107 | OH | 21kV |  | 0.016356 | 192341101 | 16.9063
EDGIS_PRIOH_CIRCMILES.xlsx | 152442108 | PLEASANT GROVE 2108 | OH | 21kV |  | 2.0984 | 192341102 | 53.0989
EDGIS_PRIOH_CIRCMILES.xlsx | 152442110 | PLEASANT GROVE 2110 | OH | 12kV |  | 28.8313 | 192361101 | 4.4433
EDGIS_PRIOH_CIRCMILES.xlsx | 152442110 | PLEASANT GROVE 2110 | OH | 21kV |  | 6.0053 | 192381102 | 149.1737
EDGIS_PRIOH_CIRCMILES.xlsx | 152461101 | PLACER 1101 | OH | 12kV |  | 6.4825 | 192381103 | 60.9065
EDGIS_PRIOH_CIRCMILES.xlsx | 152461101 | PLACER 1101 | OH | 12kV | Tier 2 - Elevated | 1.2388 | 192391101 | 38.2744
EDGIS_PRIOH_CIRCMILES.xlsx | 152461102 | PLACER 1102 | OH | 12kV |  | 0.27012 | 192391102 | 10.0614
EDGIS_PRIOH_CIRCMILES.xlsx | 152461102 | PLACER 1102 | OH | 12kV | Tier 2 - Elevated | 1.8837 | 192391103 | 65.2308
EDGIS_PRIOH_CIRCMILES.xlsx | 152461103 | PLACER 1103 | OH | 12kV |  | 17.4806 | 192391104 | 4.2574
EDGIS_PRIOH_CIRCMILES.xlsx | 152461103 | PLACER 1103 | OH | 12kV | Tier 2 - Elevated | 12.0739 | 192401101 | 149.3486
EDGIS_PRIOH_CIRCMILES.xlsx | 152461104 | PLACER 1104 | OH | 12kV |  | 12.9687 | 192411101 | 73.955
EDGIS_PRIOH_CIRCMILES.xlsx | 152461104 | PLACER 1104 | OH | 12kV | Tier 2 - Elevated | 0.52764 | 192431108 | 40.6384
EDGIS_PRIOH_CIRCMILES.xlsx | 152471101 | COLUMBIA HILL 1101 | OH | 12kV | Tier 2 - Elevated | 17.4849 | 192431109 | 57.7704
EDGIS_PRIOH_CIRCMILES.xlsx | 152471101 | COLUMBIA HILL 1101 | OH | 12kV | Tier 3 - Extreme | 72.6934 | 192451103 | 9.7437
EDGIS_PRIOH_CIRCMILES.xlsx | 152481102 | BRUNSWICK 1102 | OH | 12kV |  | 2.6167 | 192451104 | 5.2658
EDGIS_PRIOH_CIRCMILES.xlsx | 152481102 | BRUNSWICK 1102 | OH | 12kV | Tier 2 - Elevated | 4.6949 | 192461101 | 24.8194
EDGIS_PRIOH_CIRCMILES.xlsx | 152481102 | BRUNSWICK 1102 | OH | 12kV | Tier 3 - Extreme | 46.8216 | 192461102 | 46.9929
EDGIS_PRIOH_CIRCMILES.xlsx | 152481103 | BRUNSWICK 1103 | OH | 12kV |  | 7.5558 | 192471101 | 0.62914
EDGIS_PRIOH_CIRCMILES.xlsx | 152481103 | BRUNSWICK 1103 | OH | 12kV | Tier 2 - Elevated | 16.3755 | 251511101 | 7.627
EDGIS_PRIOH_CIRCMILES.xlsx | 152481103 | BRUNSWICK 1103 | OH | 12kV | Tier 3 - Extreme | 39.0892 | 252021101 | 39.8779
EDGIS_PRIOH_CIRCMILES.xlsx | 152481104 | BRUNSWICK 1104 | OH | 12kV |  | 1.999 | 252021102 | 25.5373
EDGIS_PRIOH_CIRCMILES.xlsx | 152481104 | BRUNSWICK 1104 | OH | 12kV | Tier 2 - Elevated | 29.8233 | 252041101 | 23.819
EDGIS_PRIOH_CIRCMILES.xlsx | 152481104 | BRUNSWICK 1104 | OH | 12kV | Tier 3 - Extreme | 26.2838 | 252041102 | 38.9948
EDGIS_PRIOH_CIRCMILES.xlsx | 152481105 | BRUNSWICK 1105 | OH | 12kV |  | 0.26514 | 252041103 | 29.2512
EDGIS_PRIOH_CIRCMILES.xlsx | 152481105 | BRUNSWICK 1105 | OH | 12kV | Tier 2 - Elevated | 5.6935 | 252041104 | 32.3142
EDGIS_PRIOH_CIRCMILES.xlsx | 152481105 | BRUNSWICK 1105 | OH | 12kV | Tier 3 - Extreme | 116.2667 | 252041105 | 26.0189
EDGIS_PRIOH_CIRCMILES.xlsx | 152481106 | BRUNSWICK 1106 | OH | 12kV |  | 12.2154 | 252041106 | 21.1037
EDGIS_PRIOH_CIRCMILES.xlsx | 152481106 | BRUNSWICK 1106 | OH | 12kV | Tier 2 - Elevated | 50.5972 | 252041107 | 75.4
EDGIS_PRIOH_CIRCMILES.xlsx | 152481106 | BRUNSWICK 1106 | OH | 12kV | Tier 3 - Extreme | 121.2005 | 252041108 | 23.2164
EDGIS_PRIOH_CIRCMILES.xlsx | 152481107 | BRUNSWICK 1107 | OH |  |  | 0.0022727 | 252051102 | 14.8031
EDGIS_PRIOH_CIRCMILES.xlsx | 152481107 | BRUNSWICK 1107 | OH | 12kV |  | 10.6485 | 252051103 | 11.7493
EDGIS_PRIOH_CIRCMILES.xlsx | 152481107 | BRUNSWICK 1107 | OH | 12kV | Tier 2 - Elevated | 5.6648 | 252051104 | 15.8619
EDGIS_PRIOH_CIRCMILES.xlsx | 152481107 | BRUNSWICK 1107 | OH | 12kV | Tier 3 - Extreme | 3.1612 | 252051106 | 20.7525
EDGIS_PRIOH_CIRCMILES.xlsx | 152481110 | BRUNSWICK 1110 | OH | 12kV |  | 10.1734 | 252051107 | 11.5896
EDGIS_PRIOH_CIRCMILES.xlsx | 152481110 | BRUNSWICK 1110 | OH | 12kV | Tier 2 - Elevated | 22.7843 | 252051108 | 14.0881
EDGIS_PRIOH_CIRCMILES.xlsx | 152491101 | WEIMAR 1101 | OH | 12kV | Tier 2 - Elevated | 74.4328 | 252051109 | 25.3772
EDGIS_PRIOH_CIRCMILES.xlsx | 152491102 | WEIMAR 1102 | OH | 12kV | Tier 2 - Elevated | 28.2673 | 252051111 | 12.0532
EDGIS_PRIOH_CIRCMILES.xlsx | 152531101 | FLINT 1101 | OH | 12kV |  | 12.0615 | 252051112 | 25.3135
EDGIS_PRIOH_CIRCMILES.xlsx | 152531101 | FLINT 1101 | OH | 12kV | Tier 2 - Elevated | 6.2548 | 252051113 | 26.3911
EDGIS_PRIOH_CIRCMILES.xlsx | 152531102 | FLINT 1102 | OH | 12kV | Tier 2 - Elevated | 0.072455 | 252051114 | 9.8393
EDGIS_PRIOH_CIRCMILES.xlsx | 152561103 | PENRYN 1103 | OH | 12kV |  | 12.8671 | 252051116 | 19.7105
EDGIS_PRIOH_CIRCMILES.xlsx | 152561103 | PENRYN 1103 | OH | 12kV | Tier 2 - Elevated | 66.2418 | 252052101 | 13.4955
EDGIS_PRIOH_CIRCMILES.xlsx | 152561105 | PENRYN 1105 | OH | 12kV |  | 57.3175 | 252052105 | 28.1021
EDGIS_PRIOH_CIRCMILES.xlsx | 152561105 | PENRYN 1105 | OH | 12kV | Tier 2 - Elevated | 35.1857 | 252052110 | 18.4972
EDGIS_PRIOH_CIRCMILES.xlsx | 152561106 | PENRYN 1106 | OH | 12kV |  | 25.1353 | 252052115 | 9.8593
EDGIS_PRIOH_CIRCMILES.xlsx | 152561106 | PENRYN 1106 | OH | 12kV | Tier 2 - Elevated | 0.96961 | 252052117 | 19.5264
EDGIS_PRIOH_CIRCMILES.xlsx | 152561107 | PENRYN 1107 | OH | 12kV |  | 48.0338 | 252052118 | 16.4785
EDGIS_PRIOH_CIRCMILES.xlsx | 152561107 | PENRYN 1107 | OH | 12kV | Tier 2 - Elevated | 36.2366 | 252052119 | 21.8241
EDGIS_PRIOH_CIRCMILES.xlsx | 152571101 | HORSESHOE 1101 | OH | 12kV |  | 31.4312 | 252062109 | 29.7129
EDGIS_PRIOH_CIRCMILES.xlsx | 152571101 | HORSESHOE 1101 | OH | 12kV | Tier 2 - Elevated | 4.9437 | 252062110 | 34.5869
EDGIS_PRIOH_CIRCMILES.xlsx | 152571102 | HORSESHOE 1102 | OH | 12kV |  | 14.8656 | 252062111 | 89.4681
EDGIS_PRIOH_CIRCMILES.xlsx | 152571103 | HORSESHOE 1103 | OH | 12kV |  | 5.3598 | 252062112 | 28.6342
EDGIS_PRIOH_CIRCMILES.xlsx | 152571104 | HORSESHOE 1104 | OH | 12kV |  | 9.6894 | 252081101 | 13.7484
EDGIS_PRIOH_CIRCMILES.xlsx | 152571104 | HORSESHOE 1104 | OH | 12kV | Tier 2 - Elevated | 1.9726 | 252081102 | 0.052556
EDGIS_PRIOH_CIRCMILES.xlsx | 152571105 | HORSESHOE 1105 | OH | 12kV |  | 2.2654 | 252081103 | 27.9856
EDGIS_PRIOH_CIRCMILES.xlsx | 152571106 | HORSESHOE 1106 | OH | 12kV |  | 15.2932 | 252081104 | 25.6318
EDGIS_PRIOH_CIRCMILES.xlsx | 152581103 | DEL MAR 1103 | OH | 12kV |  | 13.0051 | 252081106 | 10.8368
EDGIS_PRIOH_CIRCMILES.xlsx | 152581104 | DEL MAR 1104 | OH | 12kV |  | 0.0034561 | 252081108 | 9.3157
EDGIS_PRIOH_CIRCMILES.xlsx | 152582105 | DEL MAR 2105 | OH | 12kV |  | 0.15754 | 252091101 | 89.1051
EDGIS_PRIOH_CIRCMILES.xlsx | 152582105 | DEL MAR 2105 | OH | 21kV |  | 13.6862 | 252091102 | 30.254
EDGIS_PRIOH_CIRCMILES.xlsx | 152582106 | DEL MAR 2106 | OH | 12kV |  | 3.4605 | 252091103 | 79.7572
EDGIS_PRIOH_CIRCMILES.xlsx | 152582109 | DEL MAR 2109 | OH | 12kV | Tier 2 - Elevated | 0.0071408 | 252091104 | 16.5083
EDGIS_PRIOH_CIRCMILES.xlsx | 152582109 | DEL MAR 2109 | OH | 21kV |  | 5.1947 | 252091105 | 13.8394
EDGIS_PRIOH_CIRCMILES.xlsx | 152582109 | DEL MAR 2109 | OH | 21kV | Tier 2 - Elevated | 2.0242 | 252091106 | 19.385
EDGIS_PRIOH_CIRCMILES.xlsx | 152582110 | DEL MAR 2110 | OH | 21kV |  | 2.3186 | 252151102 | 36.2635
EDGIS_PRIOH_CIRCMILES.xlsx | 152591101 | SUMMIT 1101 | OH | 12kV |  | 5.9655 | 252151103 | 46.4466
EDGIS_PRIOH_CIRCMILES.xlsx | 152591101 | SUMMIT 1101 | OH | 12kV | Tier 2 - Elevated | 7.1902 | 252151104 | 20.2962
EDGIS_PRIOH_CIRCMILES.xlsx | 152591101 | SUMMIT 1101 | OH | 12kV | Zone 1 - HHZ | 2.0165 | 252161106 | 9.9523
EDGIS_PRIOH_CIRCMILES.xlsx | 152591102 | SUMMIT 1102 | OH | 12kV | Tier 2 - Elevated | 5.0221 | 252161107 | 7.5918
EDGIS_PRIOH_CIRCMILES.xlsx | 152691103 | HIGGINS 1103 | OH | 12kV |  | 4.8606 | 252161108 | 70.7839
EDGIS_PRIOH_CIRCMILES.xlsx | 152691103 | HIGGINS 1103 | OH | 12kV | Tier 2 - Elevated | 74.7678 | 252161109 | 35.1113
EDGIS_PRIOH_CIRCMILES.xlsx | 152691104 | HIGGINS 1104 | OH | 12kV |  | 12.7792 | 252171101 | 1.7322
EDGIS_PRIOH_CIRCMILES.xlsx | 152691104 | HIGGINS 1104 | OH | 12kV | Tier 2 - Elevated | 71.4841 | 252171102 | 1.9563
EDGIS_PRIOH_CIRCMILES.xlsx | 152691107 | HIGGINS 1107 | OH | 12kV |  | 14.6611 | 252171104 | 27.5234
EDGIS_PRIOH_CIRCMILES.xlsx | 152691107 | HIGGINS 1107 | OH | 12kV | Tier 2 - Elevated | 17.8519 | 252171106 | 45.0656
EDGIS_PRIOH_CIRCMILES.xlsx | 152691108 | HIGGINS 1108 | OH | 12kV |  | 0.02041 | 252171108 | 31.1393
EDGIS_PRIOH_CIRCMILES.xlsx | 152691109 | HIGGINS 1109 | OH | 12kV |  | 0.5812 | 252171112 | 49.4087
EDGIS_PRIOH_CIRCMILES.xlsx | 152691109 | HIGGINS 1109 | OH | 12kV | Tier 2 - Elevated | 140.7561 | 252171116 | 61.9986
EDGIS_PRIOH_CIRCMILES.xlsx | 152691110 | HIGGINS 1110 | OH | 12kV |  | 8.3261 | 252171117 | 1.7482
EDGIS_PRIOH_CIRCMILES.xlsx | 152691110 | HIGGINS 1110 | OH | 12kV | Tier 2 - Elevated | 49.358 | 252171118 | 54.3135
EDGIS_PRIOH_CIRCMILES.xlsx | 152701107 | BELL 1107 | OH | 12kV |  | 7.8272 | 252192101 | 167.8278
EDGIS_PRIOH_CIRCMILES.xlsx | 152701107 | BELL 1107 | OH | 12kV | Tier 2 - Elevated | 42.6131 | 252192105 | 133.2464
EDGIS_PRIOH_CIRCMILES.xlsx | 152701108 | BELL 1108 | OH | 12kV |  | 15.15 | 252211101 | 91.4026
EDGIS_PRIOH_CIRCMILES.xlsx | 152701108 | BELL 1108 | OH | 12kV | Tier 2 - Elevated | 65.6412 | 252211102 | 32.5793
EDGIS_PRIOH_CIRCMILES.xlsx | 152701109 | BELL 1109 | OH | 12kV |  | 4.1341 | 252211103 | 81.9408
EDGIS_PRIOH_CIRCMILES.xlsx | 152701109 | BELL 1109 | OH | 12kV | Tier 2 - Elevated | 14.0315 | 252211104 | 49.8529
EDGIS_PRIOH_CIRCMILES.xlsx | 152701110 | BELL 1110 | OH | 12kV |  | 11.1323 | 252241102 | 23.9713
EDGIS_PRIOH_CIRCMILES.xlsx | 152701110 | BELL 1110 | OH | 12kV | Tier 2 - Elevated | 0.14876 | 252241108 | 51.0895
EDGIS_PRIOH_CIRCMILES.xlsx | 152762101 | EL DORADO PH 2101 | OH | 12kV |  | 9.7787 | 252241110 | 32.7944
EDGIS_PRIOH_CIRCMILES.xlsx | 152762101 | EL DORADO PH 2101 | OH | 12kV | Tier 2 - Elevated | 0.71906 | 252241111 | 113.7333
EDGIS_PRIOH_CIRCMILES.xlsx | 152762101 | EL DORADO PH 2101 | OH | 12kV | Zone 1 - HHZ | 0.7347 | 252241112 | 25.2543
EDGIS_PRIOH_CIRCMILES.xlsx | 152762101 | EL DORADO PH 2101 | OH | 21kV | Tier 2 - Elevated | 24.7634 | 252241113 | 74.554
EDGIS_PRIOH_CIRCMILES.xlsx | 152762101 | EL DORADO PH 2101 | OH | 21kV | Tier 3 - Extreme | 130.6861 | 252241114 | 23.1864
EDGIS_PRIOH_CIRCMILES.xlsx | 152762102 | EL DORADO PH 2102 | OH | 12kV | Tier 3 - Extreme | 8.6092 | 252241116 | 121.1044
EDGIS_PRIOH_CIRCMILES.xlsx | 152762102 | EL DORADO PH 2102 | OH | 21kV | Tier 3 - Extreme | 25.5757 | 252261101 | 105.5273
EDGIS_PRIOH_CIRCMILES.xlsx | 152811101 | WHEATLAND 1101 | OH | 12kV |  | 0.0034831 | 252261102 | 13.7342
EDGIS_PRIOH_CIRCMILES.xlsx | 152811102 | WHEATLAND 1102 | OH | 12kV |  | 30.3568 | 252261104 | 54.7291
EDGIS_PRIOH_CIRCMILES.xlsx | 152811104 | WHEATLAND 1104 | OH | 12kV |  | 114.3896 | 252261105 | 90.4075
EDGIS_PRIOH_CIRCMILES.xlsx | 152811105 | WHEATLAND 1105 | OH | 12kV |  | 65.1935 | 252261106 | 63.6397
EDGIS_PRIOH_CIRCMILES.xlsx | 152811105 | WHEATLAND 1105 | OH | 12kV | Tier 2 - Elevated | 10.0381 | 252281102 | 16.258
EDGIS_PRIOH_CIRCMILES.xlsx | 152851102 | HARTER 1102 | OH | 12kV |  | 4.3857 | 252281103 | 9.0646
EDGIS_PRIOH_CIRCMILES.xlsx | 152851104 | HARTER 1104 | OH | 12kV |  | 7.2314 | 252281104 | 3.7541
EDGIS_PRIOH_CIRCMILES.xlsx | 152851105 | HARTER 1105 | OH | 12kV |  | 23.5242 | 252281106 | 27.9325
EDGIS_PRIOH_CIRCMILES.xlsx | 152851106 | HARTER 1106 | OH | 12kV |  | 2.1179 | 252281108 | 13.2417
EDGIS_PRIOH_CIRCMILES.xlsx | 152851107 | HARTER 1107 | OH | 12kV |  | 10.2391 | 252281110 | 13.0998
EDGIS_PRIOH_CIRCMILES.xlsx | 152901101 | OLIVEHURST 1101 | OH | 12kV |  | 22.0756 | 252281111 | 9.9246
EDGIS_PRIOH_CIRCMILES.xlsx | 152901102 | OLIVEHURST 1102 | OH | 12kV |  | 5.8221 | 252281112 | 9.1874
EDGIS_PRIOH_CIRCMILES.xlsx | 152901103 | OLIVEHURST 1103 | OH | 12kV |  | 52.1859 | 252281113 | 16.4782
EDGIS_PRIOH_CIRCMILES.xlsx | 152901104 | OLIVEHURST 1104 | OH | 12kV |  | 11.4323 | 252281114 | 22.9817
EDGIS_PRIOH_CIRCMILES.xlsx | 152901105 | OLIVEHURST 1105 | OH | 12kV |  | 54.0398 | 252281116 | 16.3064
EDGIS_PRIOH_CIRCMILES.xlsx | 152921101 | BROWNS VALLEY 1101 | OH | 12kV |  | 22.0646 | 252281117 | 4.5668
EDGIS_PRIOH_CIRCMILES.xlsx | 152921101 | BROWNS VALLEY 1101 | OH | 12kV | Tier 2 - Elevated | 43.7697 | 252291102 | 20.8159
EDGIS_PRIOH_CIRCMILES.xlsx | 153081109 | PLACERVILLE 1109 | OH | 12kV |  | 0.28372 | 252291103 | 41.6002
EDGIS_PRIOH_CIRCMILES.xlsx | 153081109 | PLACERVILLE 1109 | OH | 12kV | Tier 2 - Elevated | 10.7654 | 252291104 | 56.1153
EDGIS_PRIOH_CIRCMILES.xlsx | 153081110 | PLACERVILLE 1110 | OH | 12kV |  | 0.99089 | 252291105 | 21.5452
EDGIS_PRIOH_CIRCMILES.xlsx | 153081110 | PLACERVILLE 1110 | OH | 12kV | Tier 2 - Elevated | 8.1616 | 252301102 | 66.78
EDGIS_PRIOH_CIRCMILES.xlsx | 153081110 | PLACERVILLE 1110 | OH | 12kV | Tier 3 - Extreme | 0.3228 | 252301103 | 134.6335
EDGIS_PRIOH_CIRCMILES.xlsx | 153081110 | PLACERVILLE 1110 | OH | 21kV | Tier 2 - Elevated | 24.499 | 252301104 | 67.7572
EDGIS_PRIOH_CIRCMILES.xlsx | 153081110 | PLACERVILLE 1110 | OH | 21kV | Tier 3 - Extreme | 0.47819 | 252301105 | 54.6588
EDGIS_PRIOH_CIRCMILES.xlsx | 153081111 | PLACERVILLE 1111 | OH | 12kV |  | 3.2942 | 252311101 | 35.2413
EDGIS_PRIOH_CIRCMILES.xlsx | 153081111 | PLACERVILLE 1111 | OH | 12kV | Tier 2 - Elevated | 15.5199 | 252311102 | 119.8791
EDGIS_PRIOH_CIRCMILES.xlsx | 153081112 | PLACERVILLE 1112 | OH | 12kV |  | 2.2173 | 252311103 | 28.1722
EDGIS_PRIOH_CIRCMILES.xlsx | 153081112 | PLACERVILLE 1112 | OH | 12kV | Tier 2 - Elevated | 27.5284 | 252311104 | 41.2524
EDGIS_PRIOH_CIRCMILES.xlsx | 153082106 | PLACERVILLE 2106 | OH | 12kV | Tier 2 - Elevated | 11.166 | 252321102 | 16.806
EDGIS_PRIOH_CIRCMILES.xlsx | 153082106 | PLACERVILLE 2106 | OH | 12kV | Tier 3 - Extreme | 94.0562 | 252321103 | 42.471
EDGIS_PRIOH_CIRCMILES.xlsx | 153082106 | PLACERVILLE 2106 | OH | 21kV |  | 0.26095 | 252341101 | 39.5106
EDGIS_PRIOH_CIRCMILES.xlsx | 153082106 | PLACERVILLE 2106 | OH | 21kV | Tier 2 - Elevated | 82.6488 | 252341104 | 85.2028
EDGIS_PRIOH_CIRCMILES.xlsx | 153082106 | PLACERVILLE 2106 | OH | 21kV | Tier 3 - Extreme | 86.2251 | 252341106 | 99.9226
EDGIS_PRIOH_CIRCMILES.xlsx | 153131151 | NARROWS PH 1151 | OH | 12kV | Tier 2 - Elevated | 0.17833 | 252341110 | 52.0874
EDGIS_PRIOH_CIRCMILES.xlsx | 153132101 | NARROWS 2101 | OH | 12kV | Tier 2 - Elevated | 58.1175 | 252341112 | 94.4098
EDGIS_PRIOH_CIRCMILES.xlsx | 153132101 | NARROWS 2101 | OH | 21kV | Tier 2 - Elevated | 3.3562 | 252351104 | 26.3829
EDGIS_PRIOH_CIRCMILES.xlsx | 153132102 | NARROWS 2102 | OH | 21kV |  | 24.0641 | 252351106 | 18.6585
EDGIS_PRIOH_CIRCMILES.xlsx | 153132102 | NARROWS 2102 | OH | 21kV | Tier 2 - Elevated | 93.5567 | 252351108 | 95.2791
EDGIS_PRIOH_CIRCMILES.xlsx | 153132104 | NARROWS 2104 | OH | 21kV | Tier 2 - Elevated | 0.0028409 | 252351110 | 33.7458
EDGIS_PRIOH_CIRCMILES.xlsx | 153132105 | NARROWS 2105 | OH | 12kV | Tier 2 - Elevated | 25.3578 | 252351112 | 11.6195
EDGIS_PRIOH_CIRCMILES.xlsx | 153132105 | NARROWS 2105 | OH | 21kV |  | 19.5613 | 252351114 | 69.4038
EDGIS_PRIOH_CIRCMILES.xlsx | 153132105 | NARROWS 2105 | OH | 21kV | Tier 2 - Elevated | 151.6356 | 252351116 | 19.9775
EDGIS_PRIOH_CIRCMILES.xlsx | 153612103 | CLARKSVILLE 2103 | OH | 12kV |  | 13.0117 | 252351118 | 42.9964
EDGIS_PRIOH_CIRCMILES.xlsx | 153612103 | CLARKSVILLE 2103 | OH | 12kV | Tier 2 - Elevated | 10.6274 | 252361106 | 54.0706
EDGIS_PRIOH_CIRCMILES.xlsx | 153612103 | CLARKSVILLE 2103 | OH | 12kV | Tier 3 - Extreme | 19.6423 | 252361108 | 43.6106
EDGIS_PRIOH_CIRCMILES.xlsx | 153612103 | CLARKSVILLE 2103 | OH | 21kV |  | 7.148 | 252361112 | 44.3271
EDGIS_PRIOH_CIRCMILES.xlsx | 153612104 | CLARKSVILLE 2104 | OH | 12kV |  | 2.7323 | 252371101 | 82.6807
EDGIS_PRIOH_CIRCMILES.xlsx | 153612104 | CLARKSVILLE 2104 | OH | 21kV |  | 9.9037 | 252371102 | 65.967
EDGIS_PRIOH_CIRCMILES.xlsx | 153612104 | CLARKSVILLE 2104 | OH | 21kV | Tier 2 - Elevated | 21.9411 | 252371104 | 83.3351
EDGIS_PRIOH_CIRCMILES.xlsx | 153612104 | CLARKSVILLE 2104 | OH | 21kV | Tier 3 - Extreme | 42.0987 | 252371105 | 56.8511
EDGIS_PRIOH_CIRCMILES.xlsx | 153612105 | CLARKSVILLE 2105 | OH | 21kV |  | 2.8652 | 252381104 | 0.16374
EDGIS_PRIOH_CIRCMILES.xlsx | 153612105 | CLARKSVILLE 2105 | OH | 21kV | Tier 2 - Elevated | 4.6529 | 252381105 | 77.3262
EDGIS_PRIOH_CIRCMILES.xlsx | 153612105 | CLARKSVILLE 2105 | OH | 21kV | Tier 3 - Extreme | 5.8848 | 252381106 | 45.139
EDGIS_PRIOH_CIRCMILES.xlsx | 153612106 | CLARKSVILLE 2106 | OH | 21kV |  | 1.7291 | 252381107 | 64.3963
EDGIS_PRIOH_CIRCMILES.xlsx | 153612106 | CLARKSVILLE 2106 | OH | 21kV | Tier 2 - Elevated | 0.4727 | 252411104 | 127.9924
EDGIS_PRIOH_CIRCMILES.xlsx | 153612109 | CLARKSVILLE 2109 | OH | 21kV |  | 8.3585 | 252411106 | 21.4119
EDGIS_PRIOH_CIRCMILES.xlsx | 153612109 | CLARKSVILLE 2109 | OH | 21kV | Tier 2 - Elevated | 2.0126 | 252411112 | 15.8712
EDGIS_PRIOH_CIRCMILES.xlsx | 153612109 | CLARKSVILLE 2109 | OH | 21kV | Tier 3 - Extreme | 1.9833 | 252412110 | 0.021944
EDGIS_PRIOH_CIRCMILES.xlsx | 153612110 | CLARKSVILLE 2110 | OH | 21kV |  | 7.0354 | 252421102 | 61.8044
EDGIS_PRIOH_CIRCMILES.xlsx | 153651103 | SHINGLE SPRINGS 1103 | OH | 12kV |  | 5.922 | 252421105 | 60.7419
EDGIS_PRIOH_CIRCMILES.xlsx | 153651103 | SHINGLE SPRINGS 1103 | OH | 12kV | Tier 2 - Elevated | 3.1703 | 252421109 | 81.5069
EDGIS_PRIOH_CIRCMILES.xlsx | 153651103 | SHINGLE SPRINGS 1103 | OH | 12kV | Tier 3 - Extreme | 4.6266 | 252421111 | 49.4229
EDGIS_PRIOH_CIRCMILES.xlsx | 153651104 | SHINGLE SPRINGS 1104 | OH | 12kV |  | 16.2591 | 252421112 | 76.2889
EDGIS_PRIOH_CIRCMILES.xlsx | 153651104 | SHINGLE SPRINGS 1104 | OH | 12kV | Tier 2 - Elevated | 6.8109 | 252421113 | 84.5048
EDGIS_PRIOH_CIRCMILES.xlsx | 153651104 | SHINGLE SPRINGS 1104 | OH | 12kV | Tier 3 - Extreme | 37.1168 | 252441104 | 61.763
EDGIS_PRIOH_CIRCMILES.xlsx | 153652105 | SHINGLE SPRINGS 2105 | OH | 12kV |  | 0.49532 | 252441106 | 27.0311
EDGIS_PRIOH_CIRCMILES.xlsx | 153652105 | SHINGLE SPRINGS 2105 | OH | 12kV | Tier 2 - Elevated | 1.9837 | 252451101 | 57.2202
EDGIS_PRIOH_CIRCMILES.xlsx | 153652105 | SHINGLE SPRINGS 2105 | OH | 21kV |  | 1.8236 | 252451102 | 52.104
EDGIS_PRIOH_CIRCMILES.xlsx | 153652105 | SHINGLE SPRINGS 2105 | OH | 21kV | Tier 2 - Elevated | 2.3892 | 252451103 | 60.305
EDGIS_PRIOH_CIRCMILES.xlsx | 153652105 | SHINGLE SPRINGS 2105 | OH | 21kV | Tier 3 - Extreme | 26.2258 | 252451104 | 87.1121
EDGIS_PRIOH_CIRCMILES.xlsx | 153652108 | SHINGLE SPRINGS 2108 | OH | 12kV |  | 6.5577 | 252451106 | 0.013398
EDGIS_PRIOH_CIRCMILES.xlsx | 153652108 | SHINGLE SPRINGS 2108 | OH | 12kV | Tier 2 - Elevated | 5.0823 | 252461101 | 39.4539
EDGIS_PRIOH_CIRCMILES.xlsx | 153652108 | SHINGLE SPRINGS 2108 | OH | 12kV | Tier 3 - Extreme | 0.0064225 | 252461102 | 27.4204
EDGIS_PRIOH_CIRCMILES.xlsx | 153652108 | SHINGLE SPRINGS 2108 | OH | 21kV |  | 8.0224 | 252461103 | 35.3505
EDGIS_PRIOH_CIRCMILES.xlsx | 153652108 | SHINGLE SPRINGS 2108 | OH | 21kV | Tier 2 - Elevated | 2.6358 | 252461105 | 10.1241
EDGIS_PRIOH_CIRCMILES.xlsx | 153652108 | SHINGLE SPRINGS 2108 | OH | 21kV | Tier 3 - Extreme | 7.4854 | 252461107 | 19.0963
EDGIS_PRIOH_CIRCMILES.xlsx | 153652109 | SHINGLE SPRINGS 2109 | OH | 12kV | Tier 2 - Elevated | 6.6307 | 252501101 | 14.6994
EDGIS_PRIOH_CIRCMILES.xlsx | 153652109 | SHINGLE SPRINGS 2109 | OH | 21kV |  | 0.65089 | 252521103 | 83.6665
EDGIS_PRIOH_CIRCMILES.xlsx | 153652109 | SHINGLE SPRINGS 2109 | OH | 21kV | Tier 2 - Elevated | 96.996 | 252531101 | 26.1504
EDGIS_PRIOH_CIRCMILES.xlsx | 153652109 | SHINGLE SPRINGS 2109 | OH | 21kV | Tier 3 - Extreme | 109.3362 | 252531102 | 11.5431
EDGIS_PRIOH_CIRCMILES.xlsx | 153652110 | SHINGLE SPRINGS 2110 | OH | 12kV |  | 1.7329 | 252531103 | 55.2834
EDGIS_PRIOH_CIRCMILES.xlsx | 153652110 | SHINGLE SPRINGS 2110 | OH | 12kV | Tier 2 - Elevated | 7.1741 | 252541101 | 0.026941
EDGIS_PRIOH_CIRCMILES.xlsx | 153652110 | SHINGLE SPRINGS 2110 | OH | 12kV | Tier 3 - Extreme | 55.0378 | 252551104 | 49.6102
EDGIS_PRIOH_CIRCMILES.xlsx | 153652110 | SHINGLE SPRINGS 2110 | OH | 21kV |  | 0.61588 | 252552103 | 30.7416
EDGIS_PRIOH_CIRCMILES.xlsx | 153652110 | SHINGLE SPRINGS 2110 | OH | 21kV | Tier 2 - Elevated | 0.19631 | 252561101 | 34.8511
EDGIS_PRIOH_CIRCMILES.xlsx | 153652110 | SHINGLE SPRINGS 2110 | OH | 21kV | Tier 3 - Extreme | 0.43611 | 252611101 | 47.963
EDGIS_PRIOH_CIRCMILES.xlsx | 153661103 | APPLE HILL 1103 | OH | 12kV |  | 9.9521 | 252611102 | 42.6348
EDGIS_PRIOH_CIRCMILES.xlsx | 153661103 | APPLE HILL 1103 | OH | 12kV | Tier 2 - Elevated | 35.5713 | 252611103 | 21.3625
EDGIS_PRIOH_CIRCMILES.xlsx | 153661103 | APPLE HILL 1103 | OH | 12kV | Tier 3 - Extreme | 14.7614 | 252611104 | 45.4063
EDGIS_PRIOH_CIRCMILES.xlsx | 153661103 | APPLE HILL 1103 | OH | 21kV | Tier 2 - Elevated | 0.0028409 | 252621101 | 0.012916
EDGIS_PRIOH_CIRCMILES.xlsx | 153661104 | APPLE HILL 1104 | OH | 12kV |  | 4.6126 | 252631101 | 0.018465
EDGIS_PRIOH_CIRCMILES.xlsx | 153661104 | APPLE HILL 1104 | OH | 12kV | Tier 2 - Elevated | 35.3888 | 252661101 | 46.8024
EDGIS_PRIOH_CIRCMILES.xlsx | 153661104 | APPLE HILL 1104 | OH | 12kV | Tier 3 - Extreme | 55.684 | 252661102 | 49.9891
EDGIS_PRIOH_CIRCMILES.xlsx | 153662102 | APPLE HILL 2102 | OH | 21kV | Tier 2 - Elevated | 0.056211 | 252661103 | 29.5257
EDGIS_PRIOH_CIRCMILES.xlsx | 153662102 | APPLE HILL 2102 | OH | 12kV | Tier 2 - Elevated | 0.017199 | 252661104 | 31.558
EDGIS_PRIOH_CIRCMILES.xlsx | 153662102 | APPLE HILL 2102 | OH | 21kV |  | 12.7558 | 252661105 | 4.6109
EDGIS_PRIOH_CIRCMILES.xlsx | 153662102 | APPLE HILL 2102 | OH | 21kV | Tier 2 - Elevated | 228.7269 | 252661106 | 38.0121
EDGIS_PRIOH_CIRCMILES.xlsx | 153662102 | APPLE HILL 2102 | OH | 21kV | Tier 3 - Extreme | 104.3532 | 252661108 | 4.6218
EDGIS_PRIOH_CIRCMILES.xlsx | 153701101 | LINCOLN 1101 | OH | 12kV |  | 36.4358 | 252681102 | 0.95824
EDGIS_PRIOH_CIRCMILES.xlsx | 153701101 | LINCOLN 1101 | OH | 12kV | Tier 2 - Elevated | 16.071 | 252681104 | 35.2106
EDGIS_PRIOH_CIRCMILES.xlsx | 153701102 | LINCOLN 1102 | OH | 12kV |  | 10.0098 | 252681106 | 44.9881
EDGIS_PRIOH_CIRCMILES.xlsx | 153701104 | LINCOLN 1104 | OH | 12kV |  | 103.5656 | 252681108 | 23.0124
EDGIS_PRIOH_CIRCMILES.xlsx | 153701104 | LINCOLN 1104 | OH | 12kV | Tier 2 - Elevated | 33.255 | 252681110 | 69.1129
EDGIS_PRIOH_CIRCMILES.xlsx | 153701105 | LINCOLN 1105 | OH | 12kV |  | 32.3514 | 252691104 | 33.5226
EDGIS_PRIOH_CIRCMILES.xlsx | 153702108 | LINCOLN 2108 | OH | 12kV |  | 1.8068 | 252701104 | 74.274
EDGIS_PRIOH_CIRCMILES.xlsx | 153702109 | LINCOLN 2109 | OH | 21kV |  | 0.33649 | 252701106 | 41.2678
EDGIS_PRIOH_CIRCMILES.xlsx | 153711101 | TUDOR 1101 | OH | 12kV |  | 31.7193 | 252701110 | 65.0183
EDGIS_PRIOH_CIRCMILES.xlsx | 153711102 | TUDOR 1102 | OH | 12kV |  | 23.2414 | 252701113 | 0.7077
EDGIS_PRIOH_CIRCMILES.xlsx | 153731101 | PLUMAS 1101 | OH | 12kV |  | 32.3291 | 252701114 | 18.6886
EDGIS_PRIOH_CIRCMILES.xlsx | 153731102 | PLUMAS 1102 | OH | 12kV |  | 5.6275 | 252711101 | 145.9822
EDGIS_PRIOH_CIRCMILES.xlsx | 153732106 | PLUMAS 2106 | OH | 12kV |  | 27.099 | 252711102 | 76.3658
EDGIS_PRIOH_CIRCMILES.xlsx | 153732106 | PLUMAS 2106 | OH | 21kV |  | 4.8581 | 252711103 | 63.377
EDGIS_PRIOH_CIRCMILES.xlsx | 153732107 | PLUMAS 2107 | OH | 12kV |  | 37.1136 | 252711104 | 66.3295
EDGIS_PRIOH_CIRCMILES.xlsx | 153732107 | PLUMAS 2107 | OH | 21kV |  | 2.6596 | 252711106 | 75.9835
EDGIS_PRIOH_CIRCMILES.xlsx | 153741101 | DOBBINS 1101 | OH | 12kV |  | 1.0169 | 252711108 | 42.1078
EDGIS_PRIOH_CIRCMILES.xlsx | 153741101 | DOBBINS 1101 | OH | 12kV | Tier 2 - Elevated | 54.2742 | 252721103 | 14.656
EDGIS_PRIOH_CIRCMILES.xlsx | 153741101 | DOBBINS 1101 | OH | 12kV | Tier 3 - Extreme | 26.9185 | 252721104 | 40.6156
EDGIS_PRIOH_CIRCMILES.xlsx | 153751101 | PEASE 1101 | OH | 12kV |  | 6.8117 | 252721106 | 47.0673
EDGIS_PRIOH_CIRCMILES.xlsx | 153751102 | PEASE 1102 | OH | 12kV |  | 3.9801 | 252721107 | 30.1043
EDGIS_PRIOH_CIRCMILES.xlsx | 153751103 | PEASE 1103 | OH | 12kV |  | 97.4918 | 252721108 | 23.6143
EDGIS_PRIOH_CIRCMILES.xlsx | 153751104 | PEASE 1104 | OH | 12kV |  | 62.4529 | 252721109 | 19.9683
EDGIS_PRIOH_CIRCMILES.xlsx | 153751105 | PEASE 1105 | OH | 12kV |  | 8.2708 | 252721110 | 19.6184
EDGIS_PRIOH_CIRCMILES.xlsx | 153761101 | CATLETT 1101 | OH | 12kV |  | 0.025009 | 252721112 | 0.066475
EDGIS_PRIOH_CIRCMILES.xlsx | 153761102 | CATLETT 1102 | OH | 12kV |  | 83.4624 | 252721114 | 25.0975
EDGIS_PRIOH_CIRCMILES.xlsx | 153761105 | CATLETT 1105 | OH | 12kV |  | 54.144 | 252721116 | 25.3739
EDGIS_PRIOH_CIRCMILES.xlsx | 153771101 | LIVE OAK 1101 | OH | 12kV |  | 25.1577 | 252731101 | 39.5955
EDGIS_PRIOH_CIRCMILES.xlsx | 153771102 | LIVE OAK 1102 | OH | 12kV |  | 25.8347 | 252732104 | 36.3296
EDGIS_PRIOH_CIRCMILES.xlsx | 153771104 | LIVE OAK 1104 | OH | 12kV |  | 115.5113 | 252761102 | 0.020971
EDGIS_PRIOH_CIRCMILES.xlsx | 153781102 | BOGUE 1102 | OH | 12kV |  | 17.7188 | 252761104 | 23.8923
EDGIS_PRIOH_CIRCMILES.xlsx | 153781103 | BOGUE 1103 | OH | 12kV |  | 16.1691 | 252761106 | 18.6369
EDGIS_PRIOH_CIRCMILES.xlsx | 153781104 | BOGUE 1104 | OH | 12kV |  | 4.6246 | 252761112 | 19.1874
EDGIS_PRIOH_CIRCMILES.xlsx | 153781105 | BOGUE 1105 | OH | 12kV |  | 10.4555 | 252761114 | 16.7723
EDGIS_PRIOH_CIRCMILES.xlsx | 153781106 | BOGUE 1106 | OH | 12kV |  | 59.8823 | 252761116 | 5.326
EDGIS_PRIOH_CIRCMILES.xlsx | 153781107 | BOGUE 1107 | OH | 12kV |  | 15.9041 | 252761118 | 26.3819
EDGIS_PRIOH_CIRCMILES.xlsx | 153791101 | SMARTVILLE 1101 | OH | 12kV |  | 0.27427 | 252761119 | 133.0458
EDGIS_PRIOH_CIRCMILES.xlsx | 153791101 | SMARTVILLE 1101 | OH | 12kV | Tier 2 - Elevated | 16.0702 | 252771101 | 25.4674
EDGIS_PRIOH_CIRCMILES.xlsx | 158031101 | ECHO SUMMIT 1101 | OH | 12kV |  | 8.8722 | 252771104 | 6.7201
EDGIS_PRIOH_CIRCMILES.xlsx | 158031101 | ECHO SUMMIT 1101 | OH | 12kV | Tier 2 - Elevated | 5.9498 | 252771105 | 19.8569
EDGIS_PRIOH_CIRCMILES.xlsx | 158031101 | ECHO SUMMIT 1101 | OH | 12kV | Zone 1 - HHZ | 0.042411 | 252771106 | 22.1414
EDGIS_PRIOH_CIRCMILES.xlsx | 161380201 | TIGER CREEK 0201 | OH | 2.4kV | Tier 2 - Elevated | 2.0461 | 252771108 | 37.8223
EDGIS_PRIOH_CIRCMILES.xlsx | 161380201 | TIGER CREEK 0201 | OH | 2.4kV | Tier 3 - Extreme | 1.7187 | 252772108 | 71.7279
EDGIS_PRIOH_CIRCMILES.xlsx | 162071101 | LINDEN 1101 | OH | 12kV |  | 34.8081 | 252772109 | 19.4851
EDGIS_PRIOH_CIRCMILES.xlsx | 162071103 | LINDEN 1103 | OH | 12kV |  | 41.4491 | 252781101 | 52.8271
EDGIS_PRIOH_CIRCMILES.xlsx | 162071104 | LINDEN 1104 | OH | 12kV |  | 56.0615 | 252801108 | 26.5481
EDGIS_PRIOH_CIRCMILES.xlsx | 162081101 | NEW HOPE 1101 | OH | 12kV |  | 38.5179 | 252801114 | 111.7238
EDGIS_PRIOH_CIRCMILES.xlsx | 162081101 | NEW HOPE 1101 | OH | 21kV |  | 0.0035805 | 252801116 | 83.3815
EDGIS_PRIOH_CIRCMILES.xlsx | 162081102 | NEW HOPE 1102 | OH | 12kV |  | 58.8663 | 252802101 | 48.1961
EDGIS_PRIOH_CIRCMILES.xlsx | 162091101 | MIDDLE RIVER 1101 | OH | 12kV |  | 31.3973 | 252802102 | 36.4847
EDGIS_PRIOH_CIRCMILES.xlsx | 162091102 | MIDDLE RIVER 1102 | OH | 12kV |  | 36.5856 | 252811102 | 192.1059
EDGIS_PRIOH_CIRCMILES.xlsx | 162091103 | MIDDLE RIVER 1103 | OH | 12kV |  | 28.5438 | 252821001 | 0.0041889
EDGIS_PRIOH_CIRCMILES.xlsx | 162111101 | LODI 1101 | OH | 12kV |  | 28.4214 | 252821101 | 43.2385
EDGIS_PRIOH_CIRCMILES.xlsx | 162111102 | LODI 1102 | OH | 4.8kV |  | 33.8391 | 252821102 | 50.3538
EDGIS_PRIOH_CIRCMILES.xlsx | 162111102 | LODI 1102 | OH | 12kV |  | 89.1985 | 252821103 | 38.4969
EDGIS_PRIOH_CIRCMILES.xlsx | 162161101 | ELECTRA 1101 | OH | 12kV |  | 3.5335 | 252821104 | 63.3182
EDGIS_PRIOH_CIRCMILES.xlsx | 162161101 | ELECTRA 1101 | OH | 12kV | Tier 2 - Elevated | 81.5506 | 252821105 | 16.8204
EDGIS_PRIOH_CIRCMILES.xlsx | 162161102 | ELECTRA 1102 | OH | 12kV |  | 2.4222 | 252841101 | 54.5862
EDGIS_PRIOH_CIRCMILES.xlsx | 162161102 | ELECTRA 1102 | OH | 12kV | Tier 2 - Elevated | 17.0017 | 252841102 | 34.8836
EDGIS_PRIOH_CIRCMILES.xlsx | 162211101 | CALAVERAS CEMENT 1101 | OH | 12kV |  | 16.88 | 252841103 | 37.9043
EDGIS_PRIOH_CIRCMILES.xlsx | 162211101 | CALAVERAS CEMENT 1101 | OH | 12kV | Tier 2 - Elevated | 185.508 | 252841104 | 63.5307
EDGIS_PRIOH_CIRCMILES.xlsx | 162211101 | CALAVERAS CEMENT 1101 | OH | 12kV | Tier 3 - Extreme | 7.7647 | 252852101 | 39.7365
EDGIS_PRIOH_CIRCMILES.xlsx | 162211101 | CALAVERAS CEMENT 1101 | OH | 17kV | Tier 2 - Elevated | 33.777 | 252852102 | 38.561
EDGIS_PRIOH_CIRCMILES.xlsx | 162231101 | COLONY 1101 | OH | 12kV |  | 18.9565 | 252852103 | 17.3574
EDGIS_PRIOH_CIRCMILES.xlsx | 162231102 | COLONY 1102 | OH | 12kV |  | 47.6802 | 252852105 | 23.6105
EDGIS_PRIOH_CIRCMILES.xlsx | 162300401 | MONARCH 0401 | OH | 4.16kV |  | 3.1977 | 252852106 | 27.6173
EDGIS_PRIOH_CIRCMILES.xlsx | 162300402 | MONARCH 0402 | OH | 4.16kV |  | 2.8436 | 252852107 | 15.0278
EDGIS_PRIOH_CIRCMILES.xlsx | 162300403 | MONARCH 0403 | OH | 4.16kV |  | 4.6129 | 252852109 | 21.8734
EDGIS_PRIOH_CIRCMILES.xlsx | 162370404 | STOCKTON A 0404 | OH | 4.16kV |  | 5.1724 | 252852110 | 20.7296
EDGIS_PRIOH_CIRCMILES.xlsx | 162370405 | STOCKTON A 0405 | OH | 4.16kV |  | 0.38603 | 252852111 | 27.4616
EDGIS_PRIOH_CIRCMILES.xlsx | 162370406 | STOCKTON A 0406 | OH | 4.16kV |  | 3.2845 | 252861101 | 24.2401
EDGIS_PRIOH_CIRCMILES.xlsx | 162370410 | STOCKTON A 0410 | OH | 4.16kV |  | 6.3028 | 252861102 | 33.2087
EDGIS_PRIOH_CIRCMILES.xlsx | 162371101 | STOCKTON A 1101 | OH | 12kV |  | 4.0695 | 252861103 | 27.8062
EDGIS_PRIOH_CIRCMILES.xlsx | 162371102 | STOCKTON A 1102 | OH | 12kV |  | 6.4738 | 252861104 | 14.3193
EDGIS_PRIOH_CIRCMILES.xlsx | 162371103 | STOCKTON A 1103 | OH | 12kV |  | 0.20218 | 252861106 | 57.5078
EDGIS_PRIOH_CIRCMILES.xlsx | 162371104 | STOCKTON A 1104 | OH | 12kV |  | 15.9219 | 252891104 | 0.0068408
EDGIS_PRIOH_CIRCMILES.xlsx | 162371105 | STOCKTON A 1105 | OH | 12kV |  | 11.0017 | 252891105 | 42.5038
EDGIS_PRIOH_CIRCMILES.xlsx | 162371106 | STOCKTON A 1106 | OH | 12kV |  | 19.1136 | 252891107 | 1.8617
EDGIS_PRIOH_CIRCMILES.xlsx | 162371107 | STOCKTON A 1107 | OH | 12kV |  | 16.3257 | 252891108 | 3.28
EDGIS_PRIOH_CIRCMILES.xlsx | 162371108 | STOCKTON A 1108 | OH | 12kV |  | 8.9601 | 252891109 | 2.5604
EDGIS_PRIOH_CIRCMILES.xlsx | 162371109 | STOCKTON A 1109 | OH | 12kV |  | 11.9024 | 252891110 | 49.0552
EDGIS_PRIOH_CIRCMILES.xlsx | 162371110 | STOCKTON A 1110 | OH | 12kV |  | 10.1058 | 252891111 | 42.0836
EDGIS_PRIOH_CIRCMILES.xlsx | 162371111 | STOCKTON A 1111 | OH | 12kV |  | 0.068472 | 252891112 | 63.5078
EDGIS_PRIOH_CIRCMILES.xlsx | 162421101 | STAGG 1101 | OH | 12kV |  | 19.611 | 252891114 | 59.5688
EDGIS_PRIOH_CIRCMILES.xlsx | 162421103 | STAGG 1103 | OH | 12kV |  | 6.0486 | 252891116 | 30.4245
EDGIS_PRIOH_CIRCMILES.xlsx | 162421105 | STAGG 1105 | OH | 12kV |  | 12.1124 | 252901104 | 16.2379
EDGIS_PRIOH_CIRCMILES.xlsx | 162421106 | STAGG 1106 | OH | 12kV |  | 1.8594 | 252901106 | 27.4344
EDGIS_PRIOH_CIRCMILES.xlsx | 162422104 | STAGG 2104 | OH | 12kV |  | 19.8944 | 252901108 | 11.8202
EDGIS_PRIOH_CIRCMILES.xlsx | 162422105 | STAGG 2105 | OH | 21kV |  | 4.5329 | 252901110 | 66.0431
EDGIS_PRIOH_CIRCMILES.xlsx | 162422106 | STAGG 2106 | OH | 21kV |  | 5.4624 | 252901112 | 26.8504
EDGIS_PRIOH_CIRCMILES.xlsx | 162422107 | STAGG 2107 | OH | 21kV |  | 6.0395 | 252921108 | 76.9885
EDGIS_PRIOH_CIRCMILES.xlsx | 162422108 | STAGG 2108 | OH | 21kV |  | 5.8313 | 252921109 | 16.6831
EDGIS_PRIOH_CIRCMILES.xlsx | 162471101 | BANTA 1101 | OH | 12kV |  | 23.1483 | 252921110 | 62.9202
EDGIS_PRIOH_CIRCMILES.xlsx | 162471102 | BANTA 1102 | OH | 12kV |  | 15.2167 | 252931102 | 74.2229
EDGIS_PRIOH_CIRCMILES.xlsx | 162471103 | BANTA 1103 | OH | 12kV |  | 60.0876 | 252931103 | 40.7291
EDGIS_PRIOH_CIRCMILES.xlsx | 162611701 | MANTECA 1701 | OH | 17kV |  | 6.146 | 252931105 | 28.8408
EDGIS_PRIOH_CIRCMILES.xlsx | 162611702 | MANTECA 1702 | OH | 17kV |  | 15.0495 | 252931106 | 28.8291
EDGIS_PRIOH_CIRCMILES.xlsx | 162611703 | MANTECA 1703 | OH | 17kV |  | 16.1803 | 252941106 | 33.1164
EDGIS_PRIOH_CIRCMILES.xlsx | 162611704 | MANTECA 1704 | OH | 17kV |  | 7.5546 | 252941107 | 180.5924
EDGIS_PRIOH_CIRCMILES.xlsx | 162611705 | MANTECA 1705 | OH | 17kV |  | 34.9467 | 252950001 | 70.7542
EDGIS_PRIOH_CIRCMILES.xlsx | 162611706 | MANTECA 1706 | OH | 17kV |  | 7.4845 | 252951108 | 49.433
EDGIS_PRIOH_CIRCMILES.xlsx | 162611707 | MANTECA 1707 | OH | 17kV |  | 11.1271 | 252961101 | 12.1252
EDGIS_PRIOH_CIRCMILES.xlsx | 162611708 | MANTECA 1708 | OH | 17kV |  | 7.7028 | 252961102 | 16.5169
EDGIS_PRIOH_CIRCMILES.xlsx | 162671101 | WESTLEY 1101 | OH | 12kV |  | 86.8275 | 252961104 | 10.9657
EDGIS_PRIOH_CIRCMILES.xlsx | 162671102 | WESTLEY 1102 | OH | 12kV |  | 0.068049 | 252971101 | 25.9732
EDGIS_PRIOH_CIRCMILES.xlsx | 162671103 | WESTLEY 1103 | OH | 12kV |  | 95.6123 | 252971102 | 30.8578
EDGIS_PRIOH_CIRCMILES.xlsx | 162671103 | WESTLEY 1103 | OH | 12kV | Tier 2 - Elevated | 0.52319 | 252971103 | 21.3077
EDGIS_PRIOH_CIRCMILES.xlsx | 162701701 | VIERRA 1701 | OH | 17kV |  | 15.1884 | 252971105 | 0.9605
EDGIS_PRIOH_CIRCMILES.xlsx | 162701702 | VIERRA 1702 | OH | 17kV |  | 6.9466 | 252971106 | 65.3145
EDGIS_PRIOH_CIRCMILES.xlsx | 162701703 | VIERRA 1703 | OH | 17kV |  | 5.7912 | 253141103 | 80.1715
EDGIS_PRIOH_CIRCMILES.xlsx | 162701703 | VIERRA 1703 | OH | 21kV |  | 0.083635 | 253141104 | 18.0391
EDGIS_PRIOH_CIRCMILES.xlsx | 162701706 | VIERRA 1706 | OH | 17kV |  | 6.8653 | 253142101 | 64.1462
EDGIS_PRIOH_CIRCMILES.xlsx | 162701707 | VIERRA 1707 | OH | 17kV |  | 48.1997 | 253142102 | 36.8429
EDGIS_PRIOH_CIRCMILES.xlsx | 162741101 | NEWMAN 1101 | OH | 12kV |  | 36.6405 | 253151102 | 42.2295
EDGIS_PRIOH_CIRCMILES.xlsx | 162741102 | NEWMAN 1102 | OH | 12kV |  | 9.5475 | 253151103 | 53.0221
EDGIS_PRIOH_CIRCMILES.xlsx | 162741105 | NEWMAN 1105 | OH | 12kV |  | 40.3849 | 253151106 | 2.1853
EDGIS_PRIOH_CIRCMILES.xlsx | 162741106 | NEWMAN 1106 | OH | 12kV |  | 34.7926 | 253151107 | 2.7351
EDGIS_PRIOH_CIRCMILES.xlsx | 162771101 | LAMMERS 1101 | OH | 12kV |  | 10.051 | 253161106 | 17.4789
EDGIS_PRIOH_CIRCMILES.xlsx | 162771102 | LAMMERS 1102 | OH | 12kV |  | 5.8553 | 253161107 | 0.38564
EDGIS_PRIOH_CIRCMILES.xlsx | 162771103 | LAMMERS 1103 | OH | 12kV |  | 6.8057 | 253161108 | 10.3464
EDGIS_PRIOH_CIRCMILES.xlsx | 162771105 | LAMMERS 1105 | OH | 12kV |  | 1.7909 | 253161109 | 0.3919
EDGIS_PRIOH_CIRCMILES.xlsx | 162771106 | LAMMERS 1106 | OH | 12kV |  | 2.4144 | 253161112 | 19.7944
EDGIS_PRIOH_CIRCMILES.xlsx | 162771107 | LAMMERS 1107 | OH | 12kV |  | 9.1645 | 253161116 | 20.4956
EDGIS_PRIOH_CIRCMILES.xlsx | 162821701 | STANISLAUS 1701 | OH | 17kV | Tier 2 - Elevated | 22.6172 | 253181101 | 25.5945
EDGIS_PRIOH_CIRCMILES.xlsx | 162821701 | STANISLAUS 1701 | OH | 17kV | Tier 3 - Extreme | 22.6806 | 253181102 | 43.0622
EDGIS_PRIOH_CIRCMILES.xlsx | 162821702 | STANISLAUS 1702 | OH | 17kV | Tier 2 - Elevated | 6.5918 | 253181104 | 40.8498
EDGIS_PRIOH_CIRCMILES.xlsx | 162821702 | STANISLAUS 1702 | OH | 17kV | Tier 3 - Extreme | 78.8931 | 253181105 | 20.0284
EDGIS_PRIOH_CIRCMILES.xlsx | 162831702 | SPRING GAP 1702 | OH | 17kV |  | 2.0227 | 253191101 | 44.8292
EDGIS_PRIOH_CIRCMILES.xlsx | 162831702 | SPRING GAP 1702 | OH | 17kV | Tier 2 - Elevated | 0.67324 | 253191102 | 12.1487
EDGIS_PRIOH_CIRCMILES.xlsx | 162831702 | SPRING GAP 1702 | OH | 17kV | Tier 3 - Extreme | 40.3965 | 253191104 | 16.72
EDGIS_PRIOH_CIRCMILES.xlsx | 162880402 | TRACY 0402 | OH | 4.16kV |  | 2.9177 | 253371101 | 8.7332
EDGIS_PRIOH_CIRCMILES.xlsx | 162880405 | TRACY 0405 | OH | 4.16kV |  | 3.2371 | 253371102 | 18.0479
EDGIS_PRIOH_CIRCMILES.xlsx | 162881102 | TRACY 1102 | OH | 12kV |  | 5.3271 | 253371105 | 7.1807
EDGIS_PRIOH_CIRCMILES.xlsx | 162881103 | TRACY 1103 | OH | 12kV |  | 4.4116 | 253371106 | 12.0985
EDGIS_PRIOH_CIRCMILES.xlsx | 162881104 | TRACY 1104 | OH | 12kV |  | 4.7311 | 253371107 | 6.0055
EDGIS_PRIOH_CIRCMILES.xlsx | 162881105 | TRACY 1105 | OH | 12kV |  | 4.7267 | 253371110 | 11.7717
EDGIS_PRIOH_CIRCMILES.xlsx | 162881106 | TRACY 1106 | OH | 12kV |  | 59.1494 | 253371114 | 16.1206
EDGIS_PRIOH_CIRCMILES.xlsx | 162881107 | TRACY 1107 | OH | 12kV |  | 6.8989 | 253371115 | 7.8948
EDGIS_PRIOH_CIRCMILES.xlsx | 162881109 | TRACY 1109 | OH | 12kV |  | 4.3398 | 253371116 | 18.0884
EDGIS_PRIOH_CIRCMILES.xlsx | 162881110 | TRACY 1110 | OH | 12kV |  | 9.1241 | 253371118 | 19.7476
EDGIS_PRIOH_CIRCMILES.xlsx | 162881111 | TRACY 1111 | OH | 12kV |  | 6.7868 | 253372104 | 41.9701
EDGIS_PRIOH_CIRCMILES.xlsx | 162881112 | TRACY 1112 | OH | 12kV |  | 5.1308 | 253372106 | 33.0763
EDGIS_PRIOH_CIRCMILES.xlsx | 162981702 | VALLEY HOME 1702 | OH | 17kV |  | 56.2875 | 253372107 | 0.011857
EDGIS_PRIOH_CIRCMILES.xlsx | 162981703 | VALLEY HOME 1703 | OH | 17kV |  | 127.6426 | 253372108 | 0.15615
EDGIS_PRIOH_CIRCMILES.xlsx | 162981704 | VALLEY HOME 1704 | OH | 17kV |  | 39.1786 | 253372109 | 36.9154
EDGIS_PRIOH_CIRCMILES.xlsx | 162991101 | CORRAL 1101 | OH | 12kV |  | 69.0455 | 253391101 | 3.4826
EDGIS_PRIOH_CIRCMILES.xlsx | 162991101 | CORRAL 1101 | OH | 12kV | Tier 2 - Elevated | 119.6558 | 253391103 | 21.9248
EDGIS_PRIOH_CIRCMILES.xlsx | 162991102 | CORRAL 1102 | OH | 12kV |  | 16.0804 | 253391104 | 32.1929
EDGIS_PRIOH_CIRCMILES.xlsx | 162991102 | CORRAL 1102 | OH | 12kV | Tier 2 - Elevated | 48.2921 | 253391105 | 4.1274
EDGIS_PRIOH_CIRCMILES.xlsx | 162991103 | CORRAL 1103 | OH | 12kV |  | 62.9101 | 253391106 | 17.8505
EDGIS_PRIOH_CIRCMILES.xlsx | 162991103 | CORRAL 1103 | OH | 12kV | Tier 2 - Elevated | 18.013 | 253392108 | 12.4047
EDGIS_PRIOH_CIRCMILES.xlsx | 163011101 | MARTELL 1101 | OH | 12kV |  | 12.1437 | 253401101 | 35.6453
EDGIS_PRIOH_CIRCMILES.xlsx | 163011101 | MARTELL 1101 | OH | 12kV | Tier 2 - Elevated | 70.6286 | 253401102 | 43.8251
EDGIS_PRIOH_CIRCMILES.xlsx | 163011102 | MARTELL 1102 | OH | 12kV |  | 5.1775 | 253401104 | 67.0194
EDGIS_PRIOH_CIRCMILES.xlsx | 163011102 | MARTELL 1102 | OH | 12kV | Tier 2 - Elevated | 6.9486 | 253411102 | 54.6675
EDGIS_PRIOH_CIRCMILES.xlsx | 163011103 | MARTELL 1103 | OH | 12kV |  | 9.1474 | 253411103 | 23.7066
EDGIS_PRIOH_CIRCMILES.xlsx | 163011103 | MARTELL 1103 | OH | 12kV | Tier 2 - Elevated | 20.2232 | 253411106 | 42.1011
EDGIS_PRIOH_CIRCMILES.xlsx | 163021102 | TERMINOUS 1102 | OH | 12kV |  | 22.8162 | 253411107 | 26.5166
EDGIS_PRIOH_CIRCMILES.xlsx | 163021103 | TERMINOUS 1103 | OH | 12kV |  | 31.734 | 253422101 | 69.4627
EDGIS_PRIOH_CIRCMILES.xlsx | 163030402 | LATHROP 0402 | OH | 4.16kV |  | 0.036543 | 253422102 | 60.6494
EDGIS_PRIOH_CIRCMILES.xlsx | 163071101 | CHANNEL 1101 | OH | 12kV |  | 9.8972 | 253441101 | 27.7928
EDGIS_PRIOH_CIRCMILES.xlsx | 163071102 | CHANNEL 1102 | OH | 12kV |  | 8.3754 | 253441102 | 20.5805
EDGIS_PRIOH_CIRCMILES.xlsx | 163081102 | ROUGH AND READY ISLA 1102 | OH | 12kV |  | 54.6138 | 253441103 | 29.633
EDGIS_PRIOH_CIRCMILES.xlsx | 163091101 | CARBONA 1101 | OH | 12kV |  | 40.5859 | 253441104 | 18.6318
EDGIS_PRIOH_CIRCMILES.xlsx | 163091102 | CARBONA 1102 | OH | 12kV |  | 1.9333 | 253451101 | 45.9893
EDGIS_PRIOH_CIRCMILES.xlsx | 163091103 | CARBONA 1103 | OH | 12kV |  | 4.5803 | 253451102 | 33.5755
EDGIS_PRIOH_CIRCMILES.xlsx | 163091104 | CARBONA 1104 | OH | 12kV |  | 44.3177 | 253461101 | 106.8196
EDGIS_PRIOH_CIRCMILES.xlsx | 163111101 | GUSTINE 1101 | OH | 12kV |  | 79.494 | 253471101 | 62.6822
EDGIS_PRIOH_CIRCMILES.xlsx | 163111102 | GUSTINE 1102 | OH | 12kV |  | 137.187 | 253471102 | 38.2504
EDGIS_PRIOH_CIRCMILES.xlsx | 163120401 | COUNTRY CLUB 0401 | OH | 4.16kV |  | 2.105 | 253471103 | 77.9645
EDGIS_PRIOH_CIRCMILES.xlsx | 163120402 | COUNTRY CLUB 0402 | OH | 4.16kV |  | 5.1291 | 253481101 | 68.6763
EDGIS_PRIOH_CIRCMILES.xlsx | 163120403 | COUNTRY CLUB 0403 | OH | 4.16kV |  | 2.7036 | 253481102 | 35.576
EDGIS_PRIOH_CIRCMILES.xlsx | 163121101 | COUNTRY CLUB 1101 | OH | 12kV |  | 12.0011 | 253481103 | 39.8734
EDGIS_PRIOH_CIRCMILES.xlsx | 163121102 | COUNTRY CLUB 1102 | OH | 12kV |  | 1.3345 | 253491110 | 14.3302
EDGIS_PRIOH_CIRCMILES.xlsx | 163121103 | COUNTRY CLUB 1103 | OH | 12kV |  | 6.2452 | 253491111 | 39.5227
EDGIS_PRIOH_CIRCMILES.xlsx | 163121104 | COUNTRY CLUB 1104 | OH | 12kV |  | 7.1859 | 253491112 | 18.5521
EDGIS_PRIOH_CIRCMILES.xlsx | 163121105 | COUNTRY CLUB 1105 | OH | 12kV |  | 1.6524 | 253491113 | 39.8894
EDGIS_PRIOH_CIRCMILES.xlsx | 163121106 | COUNTRY CLUB 1106 | OH | 12kV |  | 8.9578 | 253491114 | 15.6969
EDGIS_PRIOH_CIRCMILES.xlsx | 163130401 | EAST STOCKTON 0401 | OH | 4.16kV |  | 8.3419 | 253491115 | 16.1117
EDGIS_PRIOH_CIRCMILES.xlsx | 163130402 | EAST STOCKTON 0402 | OH | 4.16kV |  | 9.7928 | 253491116 | 43.5933
EDGIS_PRIOH_CIRCMILES.xlsx | 163131101 | EAST STOCKTON 1101 | OH | 12kV |  | 14.5542 | 253531101 | 70.9852
EDGIS_PRIOH_CIRCMILES.xlsx | 163131102 | EAST STOCKTON 1102 | OH | 4.16kV |  | 0.01259 | 253531102 | 35.0224
EDGIS_PRIOH_CIRCMILES.xlsx | 163131102 | EAST STOCKTON 1102 | OH | 12kV |  | 20.4304 | 253531103 | 30.3751
EDGIS_PRIOH_CIRCMILES.xlsx | 163151101 | WATERLOO 1101 | OH | 12kV |  | 57.9827 | 253531104 | 25.0434
EDGIS_PRIOH_CIRCMILES.xlsx | 163151102 | WATERLOO 1102 | OH | 12kV |  | 21.7136 | 253541102 | 87.167
EDGIS_PRIOH_CIRCMILES.xlsx | 163160401 | PINECREST 0401 | OH | 4.16kV |  | 0.078556 | 253541105 | 61.601
EDGIS_PRIOH_CIRCMILES.xlsx | 163160401 | PINECREST 0401 | OH | 4.16kV | Tier 2 - Elevated | 1.9436 | 253551101 | 47.7869
EDGIS_PRIOH_CIRCMILES.xlsx | 163160401 | PINECREST 0401 | OH | 4.16kV | Tier 3 - Extreme | 1.1214 | 253551102 | 67.3091
EDGIS_PRIOH_CIRCMILES.xlsx | 163191711 | RIVERBANK 1711 | OH | 17kV |  | 36.3206 | 253551104 | 40.1584
EDGIS_PRIOH_CIRCMILES.xlsx | 163191712 | RIVERBANK 1712 | OH | 17kV |  | 54.567 | 253551105 | 54.4536
EDGIS_PRIOH_CIRCMILES.xlsx | 163191713 | RIVERBANK 1713 | OH | 17kV |  | 54.0944 | 253551106 | 47.8181
EDGIS_PRIOH_CIRCMILES.xlsx | 163191714 | RIVERBANK 1714 | OH | 17kV |  | 33.8057 | 253571101 | 13.502
EDGIS_PRIOH_CIRCMILES.xlsx | 163191715 | RIVERBANK 1715 | OH | 17kV |  | 92.043 | 253571102 | 12.7491
EDGIS_PRIOH_CIRCMILES.xlsx | 163191716 | RIVERBANK 1716 | OH | 17kV |  | 26.9153 | 253571104 | 14.4761
EDGIS_PRIOH_CIRCMILES.xlsx | 163201101 | WEST POINT 1101 | OH | 12kV | Tier 2 - Elevated | 0.040348 | 253571105 | 20.4453
EDGIS_PRIOH_CIRCMILES.xlsx | 163201101 | WEST POINT 1101 | OH | 12kV | Tier 3 - Extreme | 63.3018 | 253571106 | 7.3735
EDGIS_PRIOH_CIRCMILES.xlsx | 163201102 | WEST POINT 1102 | OH | 12kV |  | 0.50249 | 253571108 | 22.1855
EDGIS_PRIOH_CIRCMILES.xlsx | 163201102 | WEST POINT 1102 | OH | 12kV | Tier 2 - Elevated | 68.2139 | 253571109 | 15.9595
EDGIS_PRIOH_CIRCMILES.xlsx | 163201102 | WEST POINT 1102 | OH | 12kV | Tier 3 - Extreme | 185.5729 | 253571110 | 20.372
EDGIS_PRIOH_CIRCMILES.xlsx | 163211101 | MORMON 1101 | OH | 12kV |  | 66.8347 | 253571111 | 25.1473
EDGIS_PRIOH_CIRCMILES.xlsx | 163211102 | MORMON 1102 | OH | 12kV |  | 87.8416 | 253571112 | 14.354
EDGIS_PRIOH_CIRCMILES.xlsx | 163211103 | MORMON 1103 | OH | 12kV |  | 19.1855 | 253571114 | 18.6283
EDGIS_PRIOH_CIRCMILES.xlsx | 163220401 | STOCKTON ACRES 0401 | OH | 4.16kV |  | 2.3573 | 253571115 | 36.5205
EDGIS_PRIOH_CIRCMILES.xlsx | 163220402 | STOCKTON ACRES 0402 | OH | 4.16kV |  | 3.0107 | 253571116 | 17.2498
EDGIS_PRIOH_CIRCMILES.xlsx | 163231101 | NORTH BRANCH 1101 | OH | 12kV |  | 27.3245 | 253591101 | 24.412
EDGIS_PRIOH_CIRCMILES.xlsx | 163231101 | NORTH BRANCH 1101 | OH | 12kV | Tier 2 - Elevated | 63.1883 | 253591102 | 43.9017
EDGIS_PRIOH_CIRCMILES.xlsx | 163240401 | TAR FLAT 0401 | OH | 4.16kV |  | 0.38695 | 253591103 | 36.2117
EDGIS_PRIOH_CIRCMILES.xlsx | 163240401 | TAR FLAT 0401 | OH | 4.16kV | Tier 2 - Elevated | 3.2794 | 253591104 | 0.18727
EDGIS_PRIOH_CIRCMILES.xlsx | 163240401 | TAR FLAT 0401 | OH | 4.16kV | Tier 3 - Extreme | 0.035362 | 253591105 | 15.4063
EDGIS_PRIOH_CIRCMILES.xlsx | 163240402 | TAR FLAT 0402 | OH | 4.16kV |  | 1.1989 | 253591106 | 0.20125
EDGIS_PRIOH_CIRCMILES.xlsx | 163240402 | TAR FLAT 0402 | OH | 4.16kV | Tier 2 - Elevated | 4.5677 | 253601101 | 54.3231
EDGIS_PRIOH_CIRCMILES.xlsx | 163240402 | TAR FLAT 0402 | OH | 4.16kV | Tier 3 - Extreme | 0.85781 | 253601102 | 27.2439
EDGIS_PRIOH_CIRCMILES.xlsx | 163251101 | CROWS LANDING 1101 | OH | 12kV |  | 44.5181 | 253601103 | 31.0906
EDGIS_PRIOH_CIRCMILES.xlsx | 163251102 | CROWS LANDING 1102 | OH | 12kV |  | 7.5575 | 253601104 | 53.8128
EDGIS_PRIOH_CIRCMILES.xlsx | 163270401 | OAK PARK 0401 | OH | 4.16kV |  | 2.475 | 253601105 | 30.0587
EDGIS_PRIOH_CIRCMILES.xlsx | 163270402 | OAK PARK 0402 | OH | 4.16kV |  | 0.49947 | 253611102 | 85.3833
EDGIS_PRIOH_CIRCMILES.xlsx | 163281101 | VICTOR 1101 | OH | 12kV |  | 6.8278 | 253611103 | 53.9253
EDGIS_PRIOH_CIRCMILES.xlsx | 163281101 | VICTOR 1101 | OH | 21kV |  | 11.4362 | 253611104 | 27.8855
EDGIS_PRIOH_CIRCMILES.xlsx | 163281102 | VICTOR 1102 | OH | 4.8kV |  | 27.0106 | 253611105 | 31.7578
EDGIS_PRIOH_CIRCMILES.xlsx | 163281102 | VICTOR 1102 | OH | 12kV |  | 55.8906 | 253611106 | 48.3135
EDGIS_PRIOH_CIRCMILES.xlsx | 163291101 | FRENCH CAMP 1101 | OH | 12kV |  | 16.4438 | 253611107 | 48.1818
EDGIS_PRIOH_CIRCMILES.xlsx | 163291102 | FRENCH CAMP 1102 | OH | 12kV |  | 87.0523 | 253611108 | 67.4514
EDGIS_PRIOH_CIRCMILES.xlsx | 163291103 | FRENCH CAMP 1103 | OH | 12kV |  | 1.2266 | 253642101 | 59.686
EDGIS_PRIOH_CIRCMILES.xlsx | 163291104 | FRENCH CAMP 1104 | OH | 12kV |  | 5.6108 | 253642103 | 20.6703
EDGIS_PRIOH_CIRCMILES.xlsx | 163301101 | HAMMER 1101 | OH | 12kV |  | 5.5017 | 253642104 | 13.187
EDGIS_PRIOH_CIRCMILES.xlsx | 163301102 | HAMMER 1102 | OH | 12kV |  | 2.7632 | 253651101 | 0.034279
EDGIS_PRIOH_CIRCMILES.xlsx | 163301103 | HAMMER 1103 | OH | 12kV |  | 3.7548 | 253651102 | 28.7386
EDGIS_PRIOH_CIRCMILES.xlsx | 163301104 | HAMMER 1104 | OH | 12kV |  | 10.6378 | 253651103 | 40.7825
EDGIS_PRIOH_CIRCMILES.xlsx | 163301105 | HAMMER 1105 | OH | 12kV |  | 10.8224 | 253651104 | 15.673
EDGIS_PRIOH_CIRCMILES.xlsx | 163301106 | HAMMER 1106 | OH | 12kV |  | 7.2348 | 253651111 | 30.0716
EDGIS_PRIOH_CIRCMILES.xlsx | 163301108 | HAMMER 1108 | OH | 12kV |  | 6.0125 | 253651112 | 48.7654
EDGIS_PRIOH_CIRCMILES.xlsx | 163301109 | HAMMER 1109 | OH | 12kV |  | 3.8343 | 253661101 | 32.3223
EDGIS_PRIOH_CIRCMILES.xlsx | 163310401 | HARDING 0401 | OH | 4.16kV |  | 1.013 | 253661102 | 35.1135
EDGIS_PRIOH_CIRCMILES.xlsx | 163310402 | HARDING 0402 | OH | 4.16kV |  | 3.8562 | 253661104 | 31.6473
EDGIS_PRIOH_CIRCMILES.xlsx | 163310403 | HARDING 0403 | OH | 4.16kV |  | 1.8379 | 253661107 | 0.91402
EDGIS_PRIOH_CIRCMILES.xlsx | 163310404 | HARDING 0404 | OH | 4.16kV |  | 2.688 | 253661108 | 0.94162
EDGIS_PRIOH_CIRCMILES.xlsx | 163310405 | HARDING 0405 | OH | 4.16kV |  | 2.8455 | 253671101 | 28.9121
EDGIS_PRIOH_CIRCMILES.xlsx | 163310406 | HARDING 0406 | OH | 4.16kV |  | 3.2032 | 253671102 | 44.8514
EDGIS_PRIOH_CIRCMILES.xlsx | 163341101 | CLAY 1101 | OH | 12kV |  | 14.4083 | 253671103 | 128.0664
EDGIS_PRIOH_CIRCMILES.xlsx | 163341101 | CLAY 1101 | OH | 12kV | Tier 2 - Elevated | 26.6067 | 253701101 | 12.6681
EDGIS_PRIOH_CIRCMILES.xlsx | 163341102 | CLAY 1102 | OH | 12kV |  | 1.2688 | 253701102 | 6.1014
EDGIS_PRIOH_CIRCMILES.xlsx | 163341102 | CLAY 1102 | OH | 12kV | Tier 2 - Elevated | 0.82654 | 253701103 | 17.841
EDGIS_PRIOH_CIRCMILES.xlsx | 163341103 | CLAY 1103 | OH | 12kV |  | 62.8421 | 253701104 | 12.4923
EDGIS_PRIOH_CIRCMILES.xlsx | 163341103 | CLAY 1103 | OH | 12kV | Tier 2 - Elevated | 50.4639 | 253701105 | 5.74
EDGIS_PRIOH_CIRCMILES.xlsx | 163351701 | CURTIS 1701 | OH | 17kV |  | 7.8824 | 253701106 | 5.476
EDGIS_PRIOH_CIRCMILES.xlsx | 163351701 | CURTIS 1701 | OH | 17kV | Tier 2 - Elevated | 12.7317 | 253701107 | 11.0398
EDGIS_PRIOH_CIRCMILES.xlsx | 163351702 | CURTIS 1702 | OH | 17kV |  | 8.1168 | 253701108 | 22.0039
EDGIS_PRIOH_CIRCMILES.xlsx | 163351702 | CURTIS 1702 | OH | 17kV | Tier 2 - Elevated | 87.3086 | 253701109 | 17.8645
EDGIS_PRIOH_CIRCMILES.xlsx | 163351702 | CURTIS 1702 | OH | 17kV | Tier 3 - Extreme | 22.4934 | 253701110 | 15.3711
EDGIS_PRIOH_CIRCMILES.xlsx | 163351703 | CURTIS 1703 | OH | 17kV |  | 3.3848 | 253701111 | 8.7919
EDGIS_PRIOH_CIRCMILES.xlsx | 163351703 | CURTIS 1703 | OH | 17kV | Tier 2 - Elevated | 178.1968 | 253701112 | 8.1194
EDGIS_PRIOH_CIRCMILES.xlsx | 163351703 | CURTIS 1703 | OH | 17kV | Tier 3 - Extreme | 17.4233 | 253711101 | 73.4942
EDGIS_PRIOH_CIRCMILES.xlsx | 163351704 | CURTIS 1704 | OH | 17kV |  | 0.57096 | 253711102 | 99.3346
EDGIS_PRIOH_CIRCMILES.xlsx | 163351704 | CURTIS 1704 | OH | 17kV | Tier 2 - Elevated | 50.8935 | 253731101 | 17.8774
EDGIS_PRIOH_CIRCMILES.xlsx | 163351704 | CURTIS 1704 | OH | 17kV | Tier 3 - Extreme | 24.3728 | 253731102 | 9.9996
EDGIS_PRIOH_CIRCMILES.xlsx | 163351705 | CURTIS 1705 | OH | 17kV |  | 4.1357 | 253731103 | 6.4275
EDGIS_PRIOH_CIRCMILES.xlsx | 163351705 | CURTIS 1705 | OH | 17kV | Tier 2 - Elevated | 69.994 | 253731104 | 30.7803
EDGIS_PRIOH_CIRCMILES.xlsx | 163351705 | CURTIS 1705 | OH | 17kV | Tier 3 - Extreme | 14.3632 | 253731105 | 8.6657
EDGIS_PRIOH_CIRCMILES.xlsx | 163451701 | FROGTOWN 1701 | OH | 17kV |  | 1.2351 | 253731106 | 10.7488
EDGIS_PRIOH_CIRCMILES.xlsx | 163451701 | FROGTOWN 1701 | OH | 17kV | Tier 2 - Elevated | 64.1039 | 253731107 | 7.9635
EDGIS_PRIOH_CIRCMILES.xlsx | 163451701 | FROGTOWN 1701 | OH | 17kV | Tier 3 - Extreme | 6.6497 | 253731108 | 8.32
EDGIS_PRIOH_CIRCMILES.xlsx | 163451702 | FROGTOWN 1702 | OH | 17kV |  | 25.6839 | 253731109 | 22.1329
EDGIS_PRIOH_CIRCMILES.xlsx | 163451702 | FROGTOWN 1702 | OH | 17kV | Tier 2 - Elevated | 234.2098 | 253731110 | 11.0178
EDGIS_PRIOH_CIRCMILES.xlsx | 163481101 | WEBER 1101 | OH | 12kV |  | 17.5486 | 253731111 | 42.4431
EDGIS_PRIOH_CIRCMILES.xlsx | 163481102 | WEBER 1102 | OH | 12kV |  | 31.7539 | 253731112 | 36.2836
EDGIS_PRIOH_CIRCMILES.xlsx | 163481103 | WEBER 1103 | OH | 12kV |  | 2.5615 | 253801101 | 32.7746
EDGIS_PRIOH_CIRCMILES.xlsx | 163481105 | WEBER 1105 | OH | 12kV |  | 16.4874 | 253801102 | 18.5769
EDGIS_PRIOH_CIRCMILES.xlsx | 163481107 | WEBER 1107 | OH | 12kV |  | 0.0049459 | 253801103 | 13.4944
EDGIS_PRIOH_CIRCMILES.xlsx | 163481108 | WEBER 1108 | OH | 12kV |  | 14.0838 | 253871102 | 30.8128
EDGIS_PRIOH_CIRCMILES.xlsx | 163481109 | WEBER 1109 | OH | 12kV |  | 55.781 | 253871103 | 24.9561
EDGIS_PRIOH_CIRCMILES.xlsx | 163481110 | WEBER 1110 | OH | 12kV |  | 5.0535 | 253871104 | 39.3685
EDGIS_PRIOH_CIRCMILES.xlsx | 163481112 | WEBER 1112 | OH | 12kV |  | 0.025381 | 253880004 | 0.0051314
EDGIS_PRIOH_CIRCMILES.xlsx | 163481113 | WEBER 1113 | OH | 12kV |  | 2.1222 | 253881102 | 31.1372
EDGIS_PRIOH_CIRCMILES.xlsx | 163481114 | WEBER 1114 | OH | 12kV |  | 15.2185 | 253881103 | 63.7232
EDGIS_PRIOH_CIRCMILES.xlsx | 163541101 | OLETA 1101 | OH | 12kV |  | 27.3003 | 253881104 | 56.0974
EDGIS_PRIOH_CIRCMILES.xlsx | 163541101 | OLETA 1101 | OH | 12kV | Tier 2 - Elevated | 84.364 | 253881105 | 18.0015
EDGIS_PRIOH_CIRCMILES.xlsx | 163541101 | OLETA 1101 | OH | 12kV | Tier 3 - Extreme | 4.6553 | 253881106 | 23.3091
EDGIS_PRIOH_CIRCMILES.xlsx | 163541102 | OLETA 1102 | OH | 12kV |  | 42.922 | 253882109 | 33.1761
EDGIS_PRIOH_CIRCMILES.xlsx | 163541102 | OLETA 1102 | OH | 12kV | Tier 2 - Elevated | 56.2424 | 253882110 | 46.9253
EDGIS_PRIOH_CIRCMILES.xlsx | 163561101 | ALPINE 1101 | OH | 12kV |  | 0.87372 | 253911102 | 70.3441
EDGIS_PRIOH_CIRCMILES.xlsx | 163571701 | AVENA 1701 | OH | 4.16kV |  | 13.7625 | 253911103 | 30.1839
EDGIS_PRIOH_CIRCMILES.xlsx | 163571701 | AVENA 1701 | OH | 17kV |  | 76.9868 | 253911104 | 53.6866
EDGIS_PRIOH_CIRCMILES.xlsx | 163571702 | AVENA 1702 | OH | 4.16kV |  | 2.7187 | 253911105 | 37.8464
EDGIS_PRIOH_CIRCMILES.xlsx | 163571702 | AVENA 1702 | OH | 17kV |  | 77.8153 | 253911106 | 27.3738
EDGIS_PRIOH_CIRCMILES.xlsx | 163621101 | WEST LANE 1101 | OH | 12kV |  | 10.3301 | 253911107 | 50.5677
EDGIS_PRIOH_CIRCMILES.xlsx | 163621102 | WEST LANE 1102 | OH | 12kV |  | 14.5627 | 253921101 | 17.4674
EDGIS_PRIOH_CIRCMILES.xlsx | 163621103 | WEST LANE 1103 | OH | 12kV |  | 4.341 | 253921102 | 15.7597
EDGIS_PRIOH_CIRCMILES.xlsx | 163621103 | WEST LANE 1103 | OH | 21kV |  | 0.61748 | 253921103 | 9.9117
EDGIS_PRIOH_CIRCMILES.xlsx | 163651101 | CHEROKEE 1101 | OH | 12kV |  | 19.8981 | 253921104 | 5.6157
EDGIS_PRIOH_CIRCMILES.xlsx | 163651102 | CHEROKEE 1102 | OH | 12kV |  | 36.2903 | 253921105 | 17.6037
EDGIS_PRIOH_CIRCMILES.xlsx | 163661701 | MIWUK 1701 | OH |  | Tier 3 - Extreme | 0.0033123 | 253921106 | 16.4841
EDGIS_PRIOH_CIRCMILES.xlsx | 163661701 | MIWUK 1701 | OH | 480V | Tier 3 - Extreme | 0.0022758 | 253921107 | 10.7722
EDGIS_PRIOH_CIRCMILES.xlsx | 163661701 | MIWUK 1701 | OH | 4.16kV | Tier 3 - Extreme | 0.041436 | 253921108 | 15.161
EDGIS_PRIOH_CIRCMILES.xlsx | 163661701 | MIWUK 1701 | OH | 17kV | Tier 2 - Elevated | 1.5393 | 253921109 | 17.7304
EDGIS_PRIOH_CIRCMILES.xlsx | 163661701 | MIWUK 1701 | OH | 17kV | Tier 3 - Extreme | 75.2221 | 253921110 | 17.7718
EDGIS_PRIOH_CIRCMILES.xlsx | 163661702 | MIWUK 1702 | OH | 4.16kV | Tier 3 - Extreme | 1.8991 | 253921111 | 17.4308
EDGIS_PRIOH_CIRCMILES.xlsx | 163661702 | MIWUK 1702 | OH | 17kV | Tier 2 - Elevated | 2.6226 | 253921112 | 19.4983
EDGIS_PRIOH_CIRCMILES.xlsx | 163661702 | MIWUK 1702 | OH | 17kV | Tier 3 - Extreme | 70.6761 | 253931101 | 15.9503
EDGIS_PRIOH_CIRCMILES.xlsx | 163682101 | LOCKEFORD 2101 | OH | 12kV |  | 43.6174 | 253931102 | 41.1455
EDGIS_PRIOH_CIRCMILES.xlsx | 163682101 | LOCKEFORD 2101 | OH | 21kV |  | 47.5322 | 253931104 | 26.0138
EDGIS_PRIOH_CIRCMILES.xlsx | 163682102 | LOCKEFORD 2102 | OH | 12kV |  | 148.933 | 253931105 | 19.0116
EDGIS_PRIOH_CIRCMILES.xlsx | 163682102 | LOCKEFORD 2102 | OH | 21kV |  | 102.8589 | 253931106 | 46.3083
EDGIS_PRIOH_CIRCMILES.xlsx | 163692101 | SALT SPRINGS 2101 | OH | 12kV | Tier 2 - Elevated | 6.1715 | 253931107 | 2.745
EDGIS_PRIOH_CIRCMILES.xlsx | 163692101 | SALT SPRINGS 2101 | OH | 17kV |  | 3.5425 | 253931108 | 2.7521
EDGIS_PRIOH_CIRCMILES.xlsx | 163692101 | SALT SPRINGS 2101 | OH | 17kV | Tier 2 - Elevated | 10.913 | 253931109 | 0.43218
EDGIS_PRIOH_CIRCMILES.xlsx | 163692101 | SALT SPRINGS 2101 | OH | 17kV | Zone 1 - HHZ | 1.3511 | 253931110 | 45.4262
EDGIS_PRIOH_CIRCMILES.xlsx | 163692102 | SALT SPRINGS 2102 | OH | 17kV |  | 0.070609 | 253951103 | 12.3808
EDGIS_PRIOH_CIRCMILES.xlsx | 163692102 | SALT SPRINGS 2102 | OH | 17kV | Tier 2 - Elevated | 9.6782 | 253951104 | 13.08
EDGIS_PRIOH_CIRCMILES.xlsx | 163692102 | SALT SPRINGS 2102 | OH | 17kV | Tier 3 - Extreme | 42.3888 | 253951105 | 23.1654
EDGIS_PRIOH_CIRCMILES.xlsx | 163701109 | METTLER 1109 | OH | 12kV |  | 20.3508 | 253951106 | 16.1965
EDGIS_PRIOH_CIRCMILES.xlsx | 163701110 | METTLER 1110 | OH | 12kV |  | 38.8772 | 253951109 | 27.096
EDGIS_PRIOH_CIRCMILES.xlsx | 163711701 | COTTLE 1701 | OH | 17kV |  | 90.0665 | 253951110 | 13.4754
EDGIS_PRIOH_CIRCMILES.xlsx | 163711702 | COTTLE 1702 | OH | 17kV |  | 36.964 | 253961101 | 23.3494
EDGIS_PRIOH_CIRCMILES.xlsx | 163711703 | COTTLE 1703 | OH | 17kV |  | 26.7967 | 253961102 | 9.9348
EDGIS_PRIOH_CIRCMILES.xlsx | 163711704 | COTTLE 1704 | OH | 17kV |  | 14.7871 | 253961103 | 11.149
EDGIS_PRIOH_CIRCMILES.xlsx | 163711707 | COTTLE 1707 | OH | 17kV |  | 47.6476 | 253961104 | 10.7358
EDGIS_PRIOH_CIRCMILES.xlsx | 163711708 | COTTLE 1708 | OH | 17kV |  | 129.9593 | 253961105 | 9.1559
EDGIS_PRIOH_CIRCMILES.xlsx | 163722104 | MOSHER 2104 | OH | 21kV |  | 0.014302 | 253961106 | 7.4372
EDGIS_PRIOH_CIRCMILES.xlsx | 163722107 | MOSHER 2107 | OH | 21kV |  | 3.1345 | 253961107 | 6.5027
EDGIS_PRIOH_CIRCMILES.xlsx | 163722108 | MOSHER 2108 | OH | 21kV |  | 1.8794 | 253961108 | 5.1357
EDGIS_PRIOH_CIRCMILES.xlsx | 163722110 | MOSHER 2110 | OH | 21kV |  | 2.221 | 253961109 | 9.5286
EDGIS_PRIOH_CIRCMILES.xlsx | 163722111 | MOSHER 2111 | OH | 12kV |  | 16.521 | 253961110 | 13.0123
EDGIS_PRIOH_CIRCMILES.xlsx | 163722111 | MOSHER 2111 | OH | 21kV |  | 0.93341 | 253961113 | 12.2504
EDGIS_PRIOH_CIRCMILES.xlsx | 163741102 | HERDLYN 1102 | OH | 12kV |  | 67.7413 | 253962111 | 14.7377
EDGIS_PRIOH_CIRCMILES.xlsx | 163741103 | HERDLYN 1103 | OH | 12kV |  | 99.1717 | 253962112 | 26.6343
EDGIS_PRIOH_CIRCMILES.xlsx | 163751101 | PINE GROVE 1101 | OH | 12kV | Tier 2 - Elevated | 72.1469 | 253962114 | 30.9204
EDGIS_PRIOH_CIRCMILES.xlsx | 163751102 | PINE GROVE 1102 | OH | 12kV | Tier 2 - Elevated | 90.9273 | 253981102 | 52.6548
EDGIS_PRIOH_CIRCMILES.xlsx | 163751102 | PINE GROVE 1102 | OH | 12kV | Tier 3 - Extreme | 85.5554 | 253981105 | 105.5099
EDGIS_PRIOH_CIRCMILES.xlsx | 163761703 | RACETRACK 1703 | OH | 17kV |  | 6.1532 | 253981106 | 34.6872
EDGIS_PRIOH_CIRCMILES.xlsx | 163761703 | RACETRACK 1703 | OH | 17kV | Tier 2 - Elevated | 54.8584 | 254001103 | 29.2517
EDGIS_PRIOH_CIRCMILES.xlsx | 163761703 | RACETRACK 1703 | OH | 17kV | Tier 3 - Extreme | 1.4577 | 254001104 | 59.7245
EDGIS_PRIOH_CIRCMILES.xlsx | 163761704 | RACETRACK 1704 | OH | 17kV | Tier 2 - Elevated | 45.501 | 254001106 | 53.3681
EDGIS_PRIOH_CIRCMILES.xlsx | 163781701 | PEORIA 1701 | OH | 17kV |  | 7.7963 | 254041101 | 80.8014
EDGIS_PRIOH_CIRCMILES.xlsx | 163781701 | PEORIA 1701 | OH | 17kV | Tier 2 - Elevated | 77.6956 | 254041102 | 0.21452
EDGIS_PRIOH_CIRCMILES.xlsx | 163781704 | PEORIA 1704 | OH | 17kV |  | 59.2912 | 254051101 | 41.7812
EDGIS_PRIOH_CIRCMILES.xlsx | 163781704 | PEORIA 1704 | OH | 17kV | Tier 2 - Elevated | 59.1209 | 254051104 | 59.891
EDGIS_PRIOH_CIRCMILES.xlsx | 163781705 | PEORIA 1705 | OH | 17kV |  | 12.471 | 254060001 | 0.04167
EDGIS_PRIOH_CIRCMILES.xlsx | 163781705 | PEORIA 1705 | OH | 17kV | Tier 2 - Elevated | 58.3983 | 254061102 | 91.8305
EDGIS_PRIOH_CIRCMILES.xlsx | 163801701 | RIPON 1701 | OH | 17kV |  | 64.3096 | 254061103 | 76.9703
EDGIS_PRIOH_CIRCMILES.xlsx | 163801702 | RIPON 1702 | OH | 17kV |  | 21.6632 | 254071105 | 22.4447
EDGIS_PRIOH_CIRCMILES.xlsx | 163801703 | RIPON 1703 | OH | 17kV |  | 36.1283 | 254071106 | 16.1915
EDGIS_PRIOH_CIRCMILES.xlsx | 163801704 | RIPON 1704 | OH | 17kV |  | 58.8755 | 254071108 | 14.8398
EDGIS_PRIOH_CIRCMILES.xlsx | 163881101 | IONE 1101 | OH | 12kV |  | 14.2477 | 254071109 | 19.0298
EDGIS_PRIOH_CIRCMILES.xlsx | 163881101 | IONE 1101 | OH | 12kV | Tier 2 - Elevated | 14.7032 | 254071110 | 17.947
EDGIS_PRIOH_CIRCMILES.xlsx | 163912101 | EIGHT MILE 2101 | OH | 12kV |  | 61.2767 | 254071111 | 15.0248
EDGIS_PRIOH_CIRCMILES.xlsx | 163912101 | EIGHT MILE 2101 | OH | 21kV |  | 5.1486 | 254072105 | 42.3983
EDGIS_PRIOH_CIRCMILES.xlsx | 163912102 | EIGHT MILE 2102 | OH | 12kV |  | 20.3802 | 254072106 | 21.5067
EDGIS_PRIOH_CIRCMILES.xlsx | 163912102 | EIGHT MILE 2102 | OH | 21kV |  | 9.216 | 254072107 | 38.5739
EDGIS_PRIOH_CIRCMILES.xlsx | 163912103 | EIGHT MILE 2103 | OH | 21kV |  | 0.0028409 | 254072108 | 36.4645
EDGIS_PRIOH_CIRCMILES.xlsx | 163912104 | EIGHT MILE 2104 | OH | 21kV |  | 1.3622 | 254072109 | 43.7598
EDGIS_PRIOH_CIRCMILES.xlsx | 163912105 | EIGHT MILE 2105 | OH | 21kV |  | 0.49019 | 254072110 | 26.5132
EDGIS_PRIOH_CIRCMILES.xlsx | 163912106 | EIGHT MILE 2106 | OH | 12kV |  | 28.516 | 254072111 | 33.2294
EDGIS_PRIOH_CIRCMILES.xlsx | 163912106 | EIGHT MILE 2106 | OH | 21kV |  | 2.2094 | 254072112 | 81.9592
EDGIS_PRIOH_CIRCMILES.xlsx | 168152101 | TRIDAM POWERHOUSE 2101 | OH | 21kV | Tier 3 - Extreme | 0.050328 | 254072113 | 28.6851
EDGIS_PRIOH_CIRCMILES.xlsx | 168881101 | TOKAY 1101 | OH | 12kV |  | 12.3087 | 254072114 | 29.7801
EDGIS_PRIOH_CIRCMILES.xlsx | 182011101 | SALINAS 1101 | OH | 4.16kV |  | 5.0686 | 254072115 | 29.9922
EDGIS_PRIOH_CIRCMILES.xlsx | 182011101 | SALINAS 1101 | OH | 12kV |  | 3.2028 | 254081101 | 21.4313
EDGIS_PRIOH_CIRCMILES.xlsx | 182011102 | SALINAS 1102 | OH | 12kV |  | 21.2172 | 254081102 | 41.7149
EDGIS_PRIOH_CIRCMILES.xlsx | 182011103 | SALINAS 1103 | OH | 12kV |  | 10.7986 | 254081103 | 24.2158
EDGIS_PRIOH_CIRCMILES.xlsx | 182011104 | SALINAS 1104 | OH | 4.16kV |  | 4.8236 | 254081104 | 23.0722
EDGIS_PRIOH_CIRCMILES.xlsx | 182011104 | SALINAS 1104 | OH | 12kV |  | 26.6715 | 254081105 | 24.076
EDGIS_PRIOH_CIRCMILES.xlsx | 182011105 | SALINAS 1105 | OH | 12kV |  | 10.8986 | 254081106 | 15.7031
EDGIS_PRIOH_CIRCMILES.xlsx | 182011106 | SALINAS 1106 | OH | 12kV |  | 18.6185 | 254081107 | 28.2923
EDGIS_PRIOH_CIRCMILES.xlsx | 182011107 | SALINAS 1107 | OH | 12kV |  | 7.0782 | 254081108 | 37.1946
EDGIS_PRIOH_CIRCMILES.xlsx | 182011108 | SALINAS 1108 | OH | 12kV |  | 2.8902 | 254082109 | 27.6044
EDGIS_PRIOH_CIRCMILES.xlsx | 182011109 | SALINAS 1109 | OH | 4.16kV |  | 0.013147 | 254082110 | 18.9813
EDGIS_PRIOH_CIRCMILES.xlsx | 182011109 | SALINAS 1109 | OH | 12kV |  | 20.6931 | 254082111 | 27.0454
EDGIS_PRIOH_CIRCMILES.xlsx | 182031101 | KING CITY 1101 | OH | 12kV |  | 6.8907 | 254091100 | 0.0098687
EDGIS_PRIOH_CIRCMILES.xlsx | 182031102 | KING CITY 1102 | OH | 12kV |  | 21.5973 | 254091102 | 34.6128
EDGIS_PRIOH_CIRCMILES.xlsx | 182031103 | KING CITY 1103 | OH | 12kV |  | 10.0074 | 254091104 | 88.0453
EDGIS_PRIOH_CIRCMILES.xlsx | 182031103 | KING CITY 1103 | OH | 12kV | Tier 2 - Elevated | 17.9831 | 254091105 | 104.701
EDGIS_PRIOH_CIRCMILES.xlsx | 182031104 | KING CITY 1104 | OH | 12kV |  | 13.8549 | 254091106 | 12.4975
EDGIS_PRIOH_CIRCMILES.xlsx | 182031105 | KING CITY 1105 | OH | 12kV |  | 3.0918 | 254101101 | 75.2999
EDGIS_PRIOH_CIRCMILES.xlsx | 182031106 | KING CITY 1106 | OH | 12kV |  | 71.6968 | 254101102 | 36.0601
EDGIS_PRIOH_CIRCMILES.xlsx | 182031107 | KING CITY 1107 | OH | 12kV |  | 0.016313 | 254101103 | 55.8385
EDGIS_PRIOH_CIRCMILES.xlsx | 182031108 | KING CITY 1108 | OH | 12kV |  | 0.018036 | 254101104 | 81.923
EDGIS_PRIOH_CIRCMILES.xlsx | 182051114 | SOLEDAD 1114 | OH | 12kV |  | 17.5282 | 254101105 | 7.3189
EDGIS_PRIOH_CIRCMILES.xlsx | 182051114 | SOLEDAD 1114 | OH | 12kV | Tier 2 - Elevated | 1.0669 | 254101106 | 55.8537
EDGIS_PRIOH_CIRCMILES.xlsx | 182052101 | SOLEDAD 2101 | OH | 12kV |  | 25.3214 | 254121101 | 99.9062
EDGIS_PRIOH_CIRCMILES.xlsx | 182052101 | SOLEDAD 2101 | OH | 12kV | Tier 2 - Elevated | 17.7221 | 254121102 | 36.2221
EDGIS_PRIOH_CIRCMILES.xlsx | 182052101 | SOLEDAD 2101 | OH | 21kV |  | 41.6779 | 254121103 | 24.4459
EDGIS_PRIOH_CIRCMILES.xlsx | 182052101 | SOLEDAD 2101 | OH | 21kV | Tier 2 - Elevated | 4.6923 | 254121104 | 27.4109
EDGIS_PRIOH_CIRCMILES.xlsx | 182052102 | SOLEDAD 2102 | OH | 12kV |  | 43.8932 | 254121105 | 28.4309
EDGIS_PRIOH_CIRCMILES.xlsx | 182052102 | SOLEDAD 2102 | OH | 12kV | Tier 2 - Elevated | 11.6392 | 254121106 | 82.7417
EDGIS_PRIOH_CIRCMILES.xlsx | 182052102 | SOLEDAD 2102 | OH | 21kV |  | 2.0252 | 254121107 | 108.9219
EDGIS_PRIOH_CIRCMILES.xlsx | 182061103 | FAIRWAY 1103 | OH | 12kV |  | 6.7028 | 254121108 | 59.8363
EDGIS_PRIOH_CIRCMILES.xlsx | 182061104 | FAIRWAY 1104 | OH | 12kV |  | 22.9443 | 254151101 | 256.1581
EDGIS_PRIOH_CIRCMILES.xlsx | 182061106 | FAIRWAY 1106 | OH | 12kV |  | 5.5037 | 254151102 | 132.5325
EDGIS_PRIOH_CIRCMILES.xlsx | 182061107 | FAIRWAY 1107 | OH | 12kV |  | 19.2822 | 254181101 | 3.0804
EDGIS_PRIOH_CIRCMILES.xlsx | 182061108 | FAIRWAY 1108 | OH | 12kV |  | 12.7529 | 254201101 | 0.57813
EDGIS_PRIOH_CIRCMILES.xlsx | 182070401 | CAMPHORA 0401 | OH | 4.16kV |  | 0.45024 | 254201103 | 74.7558
EDGIS_PRIOH_CIRCMILES.xlsx | 182071101 | CAMPHORA 1101 | OH | 12kV |  | 54.6128 | 254201106 | 67.5236
EDGIS_PRIOH_CIRCMILES.xlsx | 182071101 | CAMPHORA 1101 | OH | 12kV | Tier 2 - Elevated | 3.6909 | 254202104 | 52.7485
EDGIS_PRIOH_CIRCMILES.xlsx | 182082101 | LOS OSITOS 2101 | OH | 12kV |  | 14.1717 | 254211101 | 39.617
EDGIS_PRIOH_CIRCMILES.xlsx | 182082101 | LOS OSITOS 2101 | OH | 21kV |  | 12.886 | 254211102 | 38.2017
EDGIS_PRIOH_CIRCMILES.xlsx | 182082102 | LOS OSITOS 2102 | OH | 12kV |  | 24.326 | 254242103 | 27.8079
EDGIS_PRIOH_CIRCMILES.xlsx | 182082102 | LOS OSITOS 2102 | OH | 21kV |  | 24.0978 | 254242104 | 77.8866
EDGIS_PRIOH_CIRCMILES.xlsx | 182082102 | LOS OSITOS 2102 | OH | 21kV | Tier 2 - Elevated | 3.4606 | 254251101 | 17.5356
EDGIS_PRIOH_CIRCMILES.xlsx | 182082103 | LOS OSITOS 2103 | OH | 12kV |  | 64.2496 | 254251102 | 59.8213
EDGIS_PRIOH_CIRCMILES.xlsx | 182082103 | LOS OSITOS 2103 | OH | 12kV | Tier 2 - Elevated | 44.634 | 254251103 | 43.9748
EDGIS_PRIOH_CIRCMILES.xlsx | 182082103 | LOS OSITOS 2103 | OH | 21kV |  | 56.2112 | 254251104 | 38.8245
EDGIS_PRIOH_CIRCMILES.xlsx | 182082103 | LOS OSITOS 2103 | OH | 21kV | Tier 2 - Elevated | 0.71598 | 254251105 | 0.81167
EDGIS_PRIOH_CIRCMILES.xlsx | 182090401 | MONTEREY 0401 | OH | 4.16kV |  | 4.5519 | 254251106 | 15.788
EDGIS_PRIOH_CIRCMILES.xlsx | 182090402 | MONTEREY 0402 | OH | 4.16kV |  | 3.4343 | 254251107 | 3.1254
EDGIS_PRIOH_CIRCMILES.xlsx | 182090402 | MONTEREY 0402 | OH | 4.16kV | Tier 2 - Elevated | 0.87157 | 254251108 | 23.472
EDGIS_PRIOH_CIRCMILES.xlsx | 182090403 | MONTEREY 0403 | OH | 4.16kV |  | 0.0028409 | 254251109 | 14.2491
EDGIS_PRIOH_CIRCMILES.xlsx | 182131101 | GONZALES 1101 | OH | 12kV |  | 22.0299 | 254251110 | 27.162
EDGIS_PRIOH_CIRCMILES.xlsx | 182131101 | GONZALES 1101 | OH | 12kV | Tier 2 - Elevated | 3.8372 | 254251111 | 12.6314
EDGIS_PRIOH_CIRCMILES.xlsx | 182131102 | GONZALES 1102 | OH | 12kV |  | 0.72236 | 254261101 | 0.02187
EDGIS_PRIOH_CIRCMILES.xlsx | 182131103 | GONZALES 1103 | OH | 12kV |  | 6.6992 | 254272107 | 67.554
EDGIS_PRIOH_CIRCMILES.xlsx | 182131104 | GONZALES 1104 | OH | 12kV |  | 53.5459 | 254272108 | 76.5728
EDGIS_PRIOH_CIRCMILES.xlsx | 182131104 | GONZALES 1104 | OH | 12kV | Tier 2 - Elevated | 0.70601 | 254281101 | 0.0059923
EDGIS_PRIOH_CIRCMILES.xlsx | 182151101 | LOS COCHES 1101 | OH | 12kV |  | 28.0334 | 254291102 | 38.0929
EDGIS_PRIOH_CIRCMILES.xlsx | 182151101 | LOS COCHES 1101 | OH | 12kV | Tier 2 - Elevated | 2.3225 | 254291103 | 0.31007
EDGIS_PRIOH_CIRCMILES.xlsx | 182151102 | LOS COCHES 1102 | OH | 12kV |  | 33.4181 | 254291104 | 5.3004
EDGIS_PRIOH_CIRCMILES.xlsx | 182191101 | SAN ARDO 1101 | OH | 12kV |  | 53.4721 | 254301101 | 21.7295
EDGIS_PRIOH_CIRCMILES.xlsx | 182191101 | SAN ARDO 1101 | OH | 12kV | Tier 2 - Elevated | 2.715 | 254301102 | 31.7944
EDGIS_PRIOH_CIRCMILES.xlsx | 182191102 | SAN ARDO 1102 | OH | 12kV |  | 124.3004 | 254301103 | 121.3896
EDGIS_PRIOH_CIRCMILES.xlsx | 182201102 | SPENCE 1102 | OH | 12kV |  | 31.1382 | 254311105 | 41.7959
EDGIS_PRIOH_CIRCMILES.xlsx | 182201102 | SPENCE 1102 | OH | 12kV | Tier 2 - Elevated | 2.3503 | 254311106 | 65.0238
EDGIS_PRIOH_CIRCMILES.xlsx | 182201103 | SPENCE 1103 | OH | 12kV |  | 9.1724 | 254371101 | 0.073122
EDGIS_PRIOH_CIRCMILES.xlsx | 182201104 | SPENCE 1104 | OH | 12kV |  | 43.2703 | 254381101 | 0.014953
EDGIS_PRIOH_CIRCMILES.xlsx | 182201104 | SPENCE 1104 | OH | 12kV | Tier 2 - Elevated | 9.0789 | 254401101 | 0.086217
EDGIS_PRIOH_CIRCMILES.xlsx | 182201105 | SPENCE 1105 | OH | 12kV |  | 15.5099 | 254401102 | 49.3566
EDGIS_PRIOH_CIRCMILES.xlsx | 182221101 | DEL MONTE 1101 | OH | 12kV |  | 14.3817 | 254401104 | 0.10867
EDGIS_PRIOH_CIRCMILES.xlsx | 182221101 | DEL MONTE 1101 | OH | 12kV | Tier 2 - Elevated | 0.49343 | 254402105 | 89.5699
EDGIS_PRIOH_CIRCMILES.xlsx | 182222102 | DEL MONTE 2102 | OH | 12kV |  | 1.9732 | 254411104 | 69.5416
EDGIS_PRIOH_CIRCMILES.xlsx | 182222102 | DEL MONTE 2102 | OH | 21kV |  | 12.1763 | 254411105 | 59.0028
EDGIS_PRIOH_CIRCMILES.xlsx | 182222102 | DEL MONTE 2102 | OH | 21kV | Tier 2 - Elevated | 0.6583 | 254411106 | 101.4731
EDGIS_PRIOH_CIRCMILES.xlsx | 182222103 | DEL MONTE 2103 | OH | 4.16kV |  | 0.0028409 | 254421101 | 107.6017
EDGIS_PRIOH_CIRCMILES.xlsx | 182222103 | DEL MONTE 2103 | OH | 21kV |  | 20.1281 | 254421102 | 20.2593
EDGIS_PRIOH_CIRCMILES.xlsx | 182222103 | DEL MONTE 2103 | OH | 21kV | Tier 2 - Elevated | 12.3253 | 254421103 | 147.3871
EDGIS_PRIOH_CIRCMILES.xlsx | 182222104 | DEL MONTE 2104 | OH | 12kV |  | 5.5796 | 254432102 | 71.5838
EDGIS_PRIOH_CIRCMILES.xlsx | 182222104 | DEL MONTE 2104 | OH | 12kV | Tier 2 - Elevated | 38.2718 | 254432103 | 123.577
EDGIS_PRIOH_CIRCMILES.xlsx | 182222104 | DEL MONTE 2104 | OH | 21kV |  | 15.0537 | 254432104 | 270.0245
EDGIS_PRIOH_CIRCMILES.xlsx | 182222104 | DEL MONTE 2104 | OH | 21kV | Tier 2 - Elevated | 21.3575 | 254441103 | 0.27046
EDGIS_PRIOH_CIRCMILES.xlsx | 182222105 | DEL MONTE 2105 | OH | 4.16kV |  | 0.0028865 | 254441105 | 38.2558
EDGIS_PRIOH_CIRCMILES.xlsx | 182222105 | DEL MONTE 2105 | OH | 21kV |  | 15.6345 | 254441106 | 132.6672
EDGIS_PRIOH_CIRCMILES.xlsx | 182261101 | BUENA VISTA 1101 | OH | 12kV |  | 0.70229 | 254452101 | 268.2231
EDGIS_PRIOH_CIRCMILES.xlsx | 182261102 | BUENA VISTA 1102 | OH | 12kV |  | 11.1125 | 254452102 | 263.7752
EDGIS_PRIOH_CIRCMILES.xlsx | 182261103 | BUENA VISTA 1103 | OH | 12kV |  | 7.5817 | 254461109 | 74.4611
EDGIS_PRIOH_CIRCMILES.xlsx | 182261104 | BUENA VISTA 1104 | OH | 12kV |  | 3.9717 | 254461111 | 76.3629
EDGIS_PRIOH_CIRCMILES.xlsx | 182261106 | BUENA VISTA 1106 | OH | 12kV |  | 7.9697 | 254480401 | 0.023126
EDGIS_PRIOH_CIRCMILES.xlsx | 182291101 | HATTON 1101 | OH | 12kV |  | 10.0433 | 254501102 | 50.1202
EDGIS_PRIOH_CIRCMILES.xlsx | 182291101 | HATTON 1101 | OH | 12kV | Tier 2 - Elevated | 12.5698 | 254501103 | 42.1686
EDGIS_PRIOH_CIRCMILES.xlsx | 182291101 | HATTON 1101 | OH | 12kV | Tier 3 - Extreme | 2.6931 | 254501106 | 30.898
EDGIS_PRIOH_CIRCMILES.xlsx | 182291102 | HATTON 1102 | OH | 12kV |  | 11.0267 | 254511101 | 0.032549
EDGIS_PRIOH_CIRCMILES.xlsx | 182291102 | HATTON 1102 | OH | 12kV | Tier 2 - Elevated | 11.3448 | 254531106 | 23.4756
EDGIS_PRIOH_CIRCMILES.xlsx | 182300411 | INDUSTRIAL ACRES 0411 | OH | 4.16kV |  | 2.0081 | 254531107 | 30.2845
EDGIS_PRIOH_CIRCMILES.xlsx | 182300412 | INDUSTRIAL ACRES 0412 | OH | 4.16kV |  | 9.8331 | 254531108 | 109.4327
EDGIS_PRIOH_CIRCMILES.xlsx | 182300413 | INDUSTRIAL ACRES 0413 | OH | 4.16kV |  | 3.7053 | 254531109 | 17.7159
EDGIS_PRIOH_CIRCMILES.xlsx | 182300415 | INDUSTRIAL ACRES 0415 | OH | 4.16kV |  | 1.4323 | 254531110 | 52.8277
EDGIS_PRIOH_CIRCMILES.xlsx | 182331101 | GABILAN 1101 | OH | 12kV |  | 67.9206 | 254531111 | 31.9301
EDGIS_PRIOH_CIRCMILES.xlsx | 182331101 | GABILAN 1101 | OH | 12kV | Tier 2 - Elevated | 4.6464 | 254541103 | 50.4235
EDGIS_PRIOH_CIRCMILES.xlsx | 182331102 | GABILAN 1102 | OH | 12kV |  | 9.7657 | 254541104 | 51.9637
EDGIS_PRIOH_CIRCMILES.xlsx | 182352103 | CASTROVILLE 2103 | OH | 12kV |  | 53.1894 | 254552102 | 67.6284
EDGIS_PRIOH_CIRCMILES.xlsx | 182352103 | CASTROVILLE 2103 | OH | 21kV |  | 28.5381 | 254552103 | 36.4205
EDGIS_PRIOH_CIRCMILES.xlsx | 182352104 | CASTROVILLE 2104 | OH | 12kV |  | 6.5989 | 254552104 | 25.8768
EDGIS_PRIOH_CIRCMILES.xlsx | 182352104 | CASTROVILLE 2104 | OH | 21kV |  | 43.8943 | 254552105 | 34.8254
EDGIS_PRIOH_CIRCMILES.xlsx | 182371111 | LAURELES 1111 | OH | 12kV |  | 1.1169 | 254552107 | 43.1049
EDGIS_PRIOH_CIRCMILES.xlsx | 182371111 | LAURELES 1111 | OH | 12kV | Tier 2 - Elevated | 99.9589 | 254552108 | 34.9951
EDGIS_PRIOH_CIRCMILES.xlsx | 182371111 | LAURELES 1111 | OH | 12kV | Tier 3 - Extreme | 5.7222 | 254552109 | 22.4209
EDGIS_PRIOH_CIRCMILES.xlsx | 182371112 | LAURELES 1112 | OH | 12kV |  | 10.1077 | 254552110 | 53.3063
EDGIS_PRIOH_CIRCMILES.xlsx | 182371112 | LAURELES 1112 | OH | 12kV | Tier 2 - Elevated | 26.612 | 254552111 | 31.4953
EDGIS_PRIOH_CIRCMILES.xlsx | 182381101 | DOLAN ROAD 1101 | OH | 12kV |  | 66.2755 | 254552112 | 70.4413
EDGIS_PRIOH_CIRCMILES.xlsx | 182381101 | DOLAN ROAD 1101 | OH | 12kV | Tier 2 - Elevated | 2.8607 | 254552113 | 43.0293
EDGIS_PRIOH_CIRCMILES.xlsx | 182381103 | DOLAN ROAD 1103 | OH | 12kV |  | 4.5263 | 254561103 | 56.1914
EDGIS_PRIOH_CIRCMILES.xlsx | 182381104 | DOLAN ROAD 1104 | OH | 12kV |  | 5.0643 | 254561104 | 66.4275
EDGIS_PRIOH_CIRCMILES.xlsx | 182391102 | OILFIELDS 1102 | OH | 12kV |  | 0.96758 | 254561105 | 18.4029
EDGIS_PRIOH_CIRCMILES.xlsx | 182391103 | OILFIELDS 1103 | OH | 12kV |  | 0.096229 | 254561106 | 38.3576
EDGIS_PRIOH_CIRCMILES.xlsx | 182391103 | OILFIELDS 1103 | OH | 12kV | Tier 2 - Elevated | 7.9844 | 254572101 | 66.2013
EDGIS_PRIOH_CIRCMILES.xlsx | 182391103 | OILFIELDS 1103 | OH | 21kV |  | 28.0812 | 254572102 | 28.932
EDGIS_PRIOH_CIRCMILES.xlsx | 182391103 | OILFIELDS 1103 | OH | 21kV | Tier 2 - Elevated | 108.9047 | 254572103 | 45.5945
EDGIS_PRIOH_CIRCMILES.xlsx | 182391104 | OILFIELDS 1104 | OH | 12kV |  | 38.0928 | 254572105 | 36.0982
EDGIS_PRIOH_CIRCMILES.xlsx | 182401101 | FORT ORD 1101 | OH | 12kV |  | 16.8799 | 254572107 | 38.469
EDGIS_PRIOH_CIRCMILES.xlsx | 182402105 | FORT ORD 2105 | OH | 12kV |  | 4.157 | 254582101 | 42.1611
EDGIS_PRIOH_CIRCMILES.xlsx | 182402105 | FORT ORD 2105 | OH | 21kV |  | 3.6674 | 254582102 | 32.4615
EDGIS_PRIOH_CIRCMILES.xlsx | 182402106 | FORT ORD 2106 | OH | 4.16kV |  | 2.1051 | 254582103 | 35.7279
EDGIS_PRIOH_CIRCMILES.xlsx | 182402106 | FORT ORD 2106 | OH | 12kV |  | 20.4157 | 254582104 | 0.74911
EDGIS_PRIOH_CIRCMILES.xlsx | 182402106 | FORT ORD 2106 | OH | 12kV | Tier 2 - Elevated | 2.2305 | 254601103 | 151.2185
EDGIS_PRIOH_CIRCMILES.xlsx | 182402107 | FORT ORD 2107 | OH | 12kV |  | 13.4049 | 254611104 | 83.727
EDGIS_PRIOH_CIRCMILES.xlsx | 182402107 | FORT ORD 2107 | OH | 12kV | Tier 2 - Elevated | 3.8101 | 254611105 | 42.3868
EDGIS_PRIOH_CIRCMILES.xlsx | 182402107 | FORT ORD 2107 | OH | 21kV |  | 2.1479 | 254611106 | 24.5424
EDGIS_PRIOH_CIRCMILES.xlsx | 182402108 | FORT ORD 2108 | OH | 12kV |  | 0.90123 | 254611107 | 23.1061
EDGIS_PRIOH_CIRCMILES.xlsx | 182440421 | PACIFIC GROVE 0421 | OH | 4.16kV |  | 3.3393 | 254611108 | 79.8913
EDGIS_PRIOH_CIRCMILES.xlsx | 182440422 | PACIFIC GROVE 0422 | OH | 4.16kV |  | 6.6046 | 254611109 | 189.311
EDGIS_PRIOH_CIRCMILES.xlsx | 182440422 | PACIFIC GROVE 0422 | OH | 4.16kV | Tier 2 - Elevated | 0.28808 | 254611111 | 43.9047
EDGIS_PRIOH_CIRCMILES.xlsx | 182440423 | PACIFIC GROVE 0423 | OH | 4.16kV |  | 1.6772 | 254641110 | 92.4078
EDGIS_PRIOH_CIRCMILES.xlsx | 182440424 | PACIFIC GROVE 0424 | OH | 4.16kV |  | 8.9656 | 254681102 | 30.617
EDGIS_PRIOH_CIRCMILES.xlsx | 182461101 | BORONDA 1101 | OH | 12kV |  | 7.9221 | 254682101 | 22.9636
EDGIS_PRIOH_CIRCMILES.xlsx | 182461102 | BORONDA 1102 | OH | 12kV |  | 4.307 | 254691101 | 39.9189
EDGIS_PRIOH_CIRCMILES.xlsx | 182492101 | HOLLISTER 2101 | OH | 21kV |  | 25.2024 | 254691102 | 7.5832
EDGIS_PRIOH_CIRCMILES.xlsx | 182492102 | HOLLISTER 2102 | OH | 21kV |  | 80.6499 | 254702103 | 140.1712
EDGIS_PRIOH_CIRCMILES.xlsx | 182492102 | HOLLISTER 2102 | OH | 21kV | Tier 2 - Elevated | 27.7797 | 254702104 | 96.0994
EDGIS_PRIOH_CIRCMILES.xlsx | 182492103 | HOLLISTER 2103 | OH | 21kV |  | 13.5647 | 254761101 | 28.91
EDGIS_PRIOH_CIRCMILES.xlsx | 182492104 | HOLLISTER 2104 | OH | 12kV |  | 10.2268 | 254762102 | 19.5636
EDGIS_PRIOH_CIRCMILES.xlsx | 182492104 | HOLLISTER 2104 | OH | 21kV |  | 106.5446 | 254771101 | 105.7149
EDGIS_PRIOH_CIRCMILES.xlsx | 182492104 | HOLLISTER 2104 | OH | 21kV | Tier 2 - Elevated | 6.1458 | 254771102 | 11.9362
EDGIS_PRIOH_CIRCMILES.xlsx | 182492105 | HOLLISTER 2105 | OH | 12kV |  | 60.7212 | 254801000 | 0.013587
EDGIS_PRIOH_CIRCMILES.xlsx | 182492105 | HOLLISTER 2105 | OH | 12kV | Tier 2 - Elevated | 64.3598 | 254801101 | 17.3558
EDGIS_PRIOH_CIRCMILES.xlsx | 182492105 | HOLLISTER 2105 | OH | 21kV |  | 38.262 | 254821101 | 0.013727
EDGIS_PRIOH_CIRCMILES.xlsx | 182492106 | HOLLISTER 2106 | OH | 12kV |  | 13.5869 | 254901101 | 0.78031
EDGIS_PRIOH_CIRCMILES.xlsx | 182492106 | HOLLISTER 2106 | OH | 12kV | Tier 2 - Elevated | 8.096 | 254901102 | 0.1406
EDGIS_PRIOH_CIRCMILES.xlsx | 182492106 | HOLLISTER 2106 | OH | 21kV |  | 18.1037 | 254912101 | 8.0364
EDGIS_PRIOH_CIRCMILES.xlsx | 182541101 | ATASCADERO 1101 | OH | 12kV |  | 14.8639 | 254921101 | 0.26806
EDGIS_PRIOH_CIRCMILES.xlsx | 182541101 | ATASCADERO 1101 | OH | 12kV | Tier 2 - Elevated | 0.3227 | 254930401 | 0.011865
EDGIS_PRIOH_CIRCMILES.xlsx | 182541101 | ATASCADERO 1101 | OH | 21kV |  | 1.8291 | 254941101 | 0.015257
EDGIS_PRIOH_CIRCMILES.xlsx | 182541101 | ATASCADERO 1101 | OH | 21kV | Tier 2 - Elevated | 31.4933 | 255002101 | 67.6913
EDGIS_PRIOH_CIRCMILES.xlsx | 182541101 | ATASCADERO 1101 | OH | 21kV | Tier 3 - Extreme | 13.7943 | 255002102 | 2.5823
EDGIS_PRIOH_CIRCMILES.xlsx | 182541102 | ATASCADERO 1102 | OH | 12kV |  | 11.1734 | 255002103 | 2.5709
EDGIS_PRIOH_CIRCMILES.xlsx | 182541102 | ATASCADERO 1102 | OH | 12kV | Tier 2 - Elevated | 0.96155 | 255121101 | 63.9746
EDGIS_PRIOH_CIRCMILES.xlsx | 182541103 | ATASCADERO 1103 | OH | 12kV |  | 37.4844 | 255121102 | 40.9678
EDGIS_PRIOH_CIRCMILES.xlsx | 182541103 | ATASCADERO 1103 | OH | 12kV | Tier 2 - Elevated | 58.8744 | 255121103 | 89.4757
EDGIS_PRIOH_CIRCMILES.xlsx | 182541103 | ATASCADERO 1103 | OH | 12kV | Tier 3 - Extreme | 37.1299 | 255251101 | 1.0008
EDGIS_PRIOH_CIRCMILES.xlsx | 182551101 | CAYUCOS 1101 | OH | 12kV |  | 45.6269 | 255262101 | 26.7583
EDGIS_PRIOH_CIRCMILES.xlsx | 182551101 | CAYUCOS 1101 | OH | 12kV | Tier 2 - Elevated | 0.45788 | 255262102 | 12.7381
EDGIS_PRIOH_CIRCMILES.xlsx | 182551102 | CAYUCOS 1102 | OH | 12kV |  | 43.3036 | 255262103 | 44.9612
EDGIS_PRIOH_CIRCMILES.xlsx | 182551102 | CAYUCOS 1102 | OH | 12kV | Tier 2 - Elevated | 5.6538 | 255262104 | 30.5374
EDGIS_PRIOH_CIRCMILES.xlsx | 182551102 | CAYUCOS 1102 | OH | 12kV | Tier 3 - Extreme | 8.9572 | 255262105 | 45.0624
EDGIS_PRIOH_CIRCMILES.xlsx | 182561101 | CHOLAME 1101 | OH | 12kV |  | 97.2031 | 255271101 | 0.11966
EDGIS_PRIOH_CIRCMILES.xlsx | 182562102 | CHOLAME 2102 | OH | 12kV |  | 80.5021 | 255282101 | 0.0052642
EDGIS_PRIOH_CIRCMILES.xlsx | 182562102 | CHOLAME 2102 | OH | 12kV | Tier 2 - Elevated | 38.6954 | 255292101 | 59.9622
EDGIS_PRIOH_CIRCMILES.xlsx | 182562102 | CHOLAME 2102 | OH | 21kV |  | 75.7002 | 255292102 | 35.8493
EDGIS_PRIOH_CIRCMILES.xlsx | 182562102 | CHOLAME 2102 | OH | 21kV | Tier 2 - Elevated | 20.5857 | 255292103 | 16.0443
EDGIS_PRIOH_CIRCMILES.xlsx | 182571101 | DIVIDE 1101 | OH | 12kV |  | 15.53 | 255292104 | 30.6857
EDGIS_PRIOH_CIRCMILES.xlsx | 182571102 | DIVIDE 1102 | OH | 12kV |  | 47.794 | 255292105 | 27.7278
EDGIS_PRIOH_CIRCMILES.xlsx | 182571103 | DIVIDE 1103 | OH | 12kV |  | 18.4118 | 255292106 | 24.2049
EDGIS_PRIOH_CIRCMILES.xlsx | 182571103 | DIVIDE 1103 | OH | 12kV | Tier 2 - Elevated | 2.4571 | 255292107 | 25.1778
EDGIS_PRIOH_CIRCMILES.xlsx | 182581105 | GOLDTREE 1105 | OH | 12kV |  | 7.7922 | 255292108 | 114.6835
EDGIS_PRIOH_CIRCMILES.xlsx | 182581105 | GOLDTREE 1105 | OH | 12kV | Tier 2 - Elevated | 6.8958 | 255292109 | 31.2279
EDGIS_PRIOH_CIRCMILES.xlsx | 182581107 | GOLDTREE 1107 | OH | 12kV |  | 2.5522 | 255311101 | 0.014894
EDGIS_PRIOH_CIRCMILES.xlsx | 182581107 | GOLDTREE 1107 | OH | 12kV | Tier 2 - Elevated | 0.92916 | 255322101 | 55.6805
EDGIS_PRIOH_CIRCMILES.xlsx | 182581108 | GOLDTREE 1108 | OH | 12kV |  | 12.6426 | 255322102 | 38.7582
EDGIS_PRIOH_CIRCMILES.xlsx | 182581108 | GOLDTREE 1108 | OH | 12kV | Tier 2 - Elevated | 2.0089 | 255322103 | 15.0672
EDGIS_PRIOH_CIRCMILES.xlsx | 182601102 | OCEANO 1102 | OH | 12kV |  | 17.163 | 255322104 | 78.1653
EDGIS_PRIOH_CIRCMILES.xlsx | 182601102 | OCEANO 1102 | OH | 12kV | Tier 2 - Elevated | 37.0652 | 255322105 | 33.7447
EDGIS_PRIOH_CIRCMILES.xlsx | 182601103 | OCEANO 1103 | OH | 12kV |  | 10.2701 | 255331101 | 1.5547
EDGIS_PRIOH_CIRCMILES.xlsx | 182601103 | OCEANO 1103 | OH | 12kV | Tier 2 - Elevated | 1.209 | 255361104 | 55.2392
EDGIS_PRIOH_CIRCMILES.xlsx | 182601104 | OCEANO 1104 | OH | 12kV |  | 26.4695 | 255361106 | 60.2465
EDGIS_PRIOH_CIRCMILES.xlsx | 182601104 | OCEANO 1104 | OH | 12kV | Tier 2 - Elevated | 79.5574 | 255361110 | 98.6773
EDGIS_PRIOH_CIRCMILES.xlsx | 182601104 | OCEANO 1104 | OH | 12kV | Tier 3 - Extreme | 6.8829 | 255361112 | 64.4902
EDGIS_PRIOH_CIRCMILES.xlsx | 182601105 | OCEANO 1105 | OH | 12kV |  | 23.1616 | 255371102 | 1.8076
EDGIS_PRIOH_CIRCMILES.xlsx | 182601105 | OCEANO 1105 | OH | 12kV | Tier 2 - Elevated | 0.67925 | 255371103 | 1.8337
EDGIS_PRIOH_CIRCMILES.xlsx | 182601106 | OCEANO 1106 | OH | 12kV |  | 27.2889 | 255371106 | 74.435
EDGIS_PRIOH_CIRCMILES.xlsx | 182601106 | OCEANO 1106 | OH | 12kV | Tier 2 - Elevated | 2.1378 | 255371108 | 55.3974
EDGIS_PRIOH_CIRCMILES.xlsx | 182601108 | OCEANO 1108 | OH | 12kV |  | 10.8151 | 255371115 | 77.6255
EDGIS_PRIOH_CIRCMILES.xlsx | 182611101 | PASO ROBLES 1101 | OH | 12kV |  | 5.3813 | 255371116 | 25.7002
EDGIS_PRIOH_CIRCMILES.xlsx | 182611102 | PASO ROBLES 1102 | OH | 12kV |  | 6.4732 | 255371117 | 50.8967
EDGIS_PRIOH_CIRCMILES.xlsx | 182611103 | PASO ROBLES 1103 | OH | 12kV |  | 22.2035 | 255371118 | 43.4381
EDGIS_PRIOH_CIRCMILES.xlsx | 182611103 | PASO ROBLES 1103 | OH | 12kV | Tier 2 - Elevated | 39.3938 | 255391101 | 54.592
EDGIS_PRIOH_CIRCMILES.xlsx | 182611104 | PASO ROBLES 1104 | OH | 12kV |  | 29.2762 | 255391102 | 38.2791
EDGIS_PRIOH_CIRCMILES.xlsx | 182611104 | PASO ROBLES 1104 | OH | 12kV | Tier 2 - Elevated | 38.0842 | 255391103 | 44.7463
EDGIS_PRIOH_CIRCMILES.xlsx | 182611106 | PASO ROBLES 1106 | OH | 21kV |  | 11.9598 | 255421101 | 0.0087274
EDGIS_PRIOH_CIRCMILES.xlsx | 182611107 | PASO ROBLES 1107 | OH | 12kV |  | 37.3478 | 255441101 | 0.014717
EDGIS_PRIOH_CIRCMILES.xlsx | 182611107 | PASO ROBLES 1107 | OH | 12kV | Tier 2 - Elevated | 0.18704 | 255451101 | 0.064587
EDGIS_PRIOH_CIRCMILES.xlsx | 182611108 | PASO ROBLES 1108 | OH | 12kV |  | 8.7437 | 255451102 | 65.285
EDGIS_PRIOH_CIRCMILES.xlsx | 182611108 | PASO ROBLES 1108 | OH | 21kV |  | 3.7344 | 255451103 | 34.754
EDGIS_PRIOH_CIRCMILES.xlsx | 182631101 | SAN LUIS OBISPO 1101 | OH | 12kV |  | 11.5498 | 258111101 | 0.49828
EDGIS_PRIOH_CIRCMILES.xlsx | 182631101 | SAN LUIS OBISPO 1101 | OH | 12kV | Tier 2 - Elevated | 15.8005 | 258131101 | 1.4266
EDGIS_PRIOH_CIRCMILES.xlsx | 182631101 | SAN LUIS OBISPO 1101 | OH | 12kV | Tier 3 - Extreme | 10.493 | 258181101 | 0.015102
EDGIS_PRIOH_CIRCMILES.xlsx | 182631102 | SAN LUIS OBISPO 1102 | OH | 12kV |  | 12.2274 | 258191101 | 0.049928
EDGIS_PRIOH_CIRCMILES.xlsx | 182631102 | SAN LUIS OBISPO 1102 | OH | 12kV | Tier 2 - Elevated | 0.62311 | 258591101 | 4.0937
EDGIS_PRIOH_CIRCMILES.xlsx | 182631103 | SAN LUIS OBISPO 1103 | OH | 12kV |  | 18.7982 | 258861101 | 9.8512
EDGIS_PRIOH_CIRCMILES.xlsx | 182631103 | SAN LUIS OBISPO 1103 | OH | 12kV | Tier 2 - Elevated | 20.2145 | 258881001 | 2.0397
EDGIS_PRIOH_CIRCMILES.xlsx | 182631104 | SAN LUIS OBISPO 1104 | OH | 12kV |  | 24.8638 | 303333311 | 0.0095095
EDGIS_PRIOH_CIRCMILES.xlsx | 182631104 | SAN LUIS OBISPO 1104 | OH | 12kV | Tier 2 - Elevated | 37.4233 | C-L | 1.0864
EDGIS_PRIOH_CIRCMILES.xlsx | 182631104 | SAN LUIS OBISPO 1104 | OH | 12kV | Tier 3 - Extreme | 20.7697 | C-X-1 | 3.3519
EDGIS_PRIOH_CIRCMILES.xlsx | 182631105 | SAN LUIS OBISPO 1105 | OH | 12kV |  | 10.3347 | C-X-2 | 3.4152
EDGIS_PRIOH_CIRCMILES.xlsx | 182631105 | SAN LUIS OBISPO 1105 | OH | 12kV | Tier 2 - Elevated | 1.3894 | D-K-3-1 | 2.39
EDGIS_PRIOH_CIRCMILES.xlsx | 182631107 | SAN LUIS OBISPO 1107 | OH | 12kV |  | 4.1165 | D-K-3-3 | 2.39
EDGIS_PRIOH_CIRCMILES.xlsx | 182631107 | SAN LUIS OBISPO 1107 | OH | 12kV | Tier 2 - Elevated | 21.7421 | D-K-4-1 | 2.3924
EDGIS_PRIOH_CIRCMILES.xlsx | 182631107 | SAN LUIS OBISPO 1107 | OH | 12kV | Tier 3 - Extreme | 25.876 | D-K-4-2 | 2.3916
EDGIS_PRIOH_CIRCMILES.xlsx | 182631108 | SAN LUIS OBISPO 1108 | OH | 12kV |  | 9.1244 | D-K-5-2 | 2.4413
EDGIS_PRIOH_CIRCMILES.xlsx | 182631108 | SAN LUIS OBISPO 1108 | OH | 12kV | Tier 2 - Elevated | 1.6109 | D-K-6-1 | 2.4407
EDGIS_PRIOH_CIRCMILES.xlsx | 182661104 | SAN MIGUEL 1104 | OH |  | Tier 2 - Elevated | 0.032052 | D-K-6-2 | 2.4425
EDGIS_PRIOH_CIRCMILES.xlsx | 182661104 | SAN MIGUEL 1104 | OH | 12kV |  | 120.2798 | JX-3A | 0.083777
EDGIS_PRIOH_CIRCMILES.xlsx | 182661104 | SAN MIGUEL 1104 | OH | 12kV | Tier 2 - Elevated | 23.8496 | JX-3B | 0.080688
EDGIS_PRIOH_CIRCMILES.xlsx | 182661105 | SAN MIGUEL 1105 | OH | 12kV |  | 18.7695 | y-1123 | 0.028709
EDGIS_PRIOH_CIRCMILES.xlsx | 182661105 | SAN MIGUEL 1105 | OH | 12kV | Tier 2 - Elevated | 1.3894 | Total Result | 108290.435
EDGIS_PRIOH_CIRCMILES.xlsx | 182661106 | SAN MIGUEL 1106 | OH | 12kV |  | 25.7228
EDGIS_PRIOH_CIRCMILES.xlsx | 182661106 | SAN MIGUEL 1106 | OH | 12kV | Tier 2 - Elevated | 35.1981
EDGIS_PRIOH_CIRCMILES.xlsx | 182661106 | SAN MIGUEL 1106 | OH | 21kV |  | 10.7707
EDGIS_PRIOH_CIRCMILES.xlsx | 182661106 | SAN MIGUEL 1106 | OH | 21kV | Tier 2 - Elevated | 2.6568
EDGIS_PRIOH_CIRCMILES.xlsx | 182661107 | SAN MIGUEL 1107 | OH | 12kV |  | 5.7371
EDGIS_PRIOH_CIRCMILES.xlsx | 182671105 | SANTA MARIA 1105 | OH | 12kV |  | 28.821
EDGIS_PRIOH_CIRCMILES.xlsx | 182671106 | SANTA MARIA 1106 | OH | 12kV |  | 17.0241
EDGIS_PRIOH_CIRCMILES.xlsx | 182671107 | SANTA MARIA 1107 | OH | 12kV |  | 4.9627
EDGIS_PRIOH_CIRCMILES.xlsx | 182671108 | SANTA MARIA 1108 | OH | 12kV |  | 21.839
EDGIS_PRIOH_CIRCMILES.xlsx | 182671108 | SANTA MARIA 1108 | OH | 12kV | Tier 2 - Elevated | 28.8558
EDGIS_PRIOH_CIRCMILES.xlsx | 182671108 | SANTA MARIA 1108 | OH | 12kV | Tier 3 - Extreme | 43.9726
EDGIS_PRIOH_CIRCMILES.xlsx | 182671109 | SANTA MARIA 1109 | OH | 12kV |  | 46.5751
EDGIS_PRIOH_CIRCMILES.xlsx | 182671110 | SANTA MARIA 1110 | OH | 12kV |  | 52.6434
EDGIS_PRIOH_CIRCMILES.xlsx | 182671111 | SANTA MARIA 1111 | OH | 12kV |  | 13.4856
EDGIS_PRIOH_CIRCMILES.xlsx | 182671112 | SANTA MARIA 1112 | OH | 12kV |  | 12.5348
EDGIS_PRIOH_CIRCMILES.xlsx | 182681101 | ZACA 1101 | OH | 12kV |  | 8.0801
EDGIS_PRIOH_CIRCMILES.xlsx | 182681101 | ZACA 1101 | OH | 12kV | Tier 2 - Elevated | 16.7027
EDGIS_PRIOH_CIRCMILES.xlsx | 182681101 | ZACA 1101 | OH | 12kV | Tier 3 - Extreme | 1.1696
EDGIS_PRIOH_CIRCMILES.xlsx | 182681102 | ZACA 1102 | OH | 12kV |  | 17.152
EDGIS_PRIOH_CIRCMILES.xlsx | 182681102 | ZACA 1102 | OH | 12kV | Tier 2 - Elevated | 40.7288
EDGIS_PRIOH_CIRCMILES.xlsx | 182681102 | ZACA 1102 | OH | 12kV | Tier 3 - Extreme | 22.3495
EDGIS_PRIOH_CIRCMILES.xlsx | 182721101 | SANTA YNEZ 1101 | OH | 12kV |  | 32.3303
EDGIS_PRIOH_CIRCMILES.xlsx | 182721101 | SANTA YNEZ 1101 | OH | 12kV | Tier 2 - Elevated | 12.6617
EDGIS_PRIOH_CIRCMILES.xlsx | 182721101 | SANTA YNEZ 1101 | OH | 12kV | Tier 3 - Extreme | 14.0964
EDGIS_PRIOH_CIRCMILES.xlsx | 182721102 | SANTA YNEZ 1102 | OH | 12kV |  | 19.97
EDGIS_PRIOH_CIRCMILES.xlsx | 182721102 | SANTA YNEZ 1102 | OH | 12kV | Tier 2 - Elevated | 8.9324
EDGIS_PRIOH_CIRCMILES.xlsx | 182721102 | SANTA YNEZ 1102 | OH | 12kV | Tier 3 - Extreme | 4.8157
EDGIS_PRIOH_CIRCMILES.xlsx | 182721104 | SANTA YNEZ 1104 | OH | 12kV |  | 42.5325
EDGIS_PRIOH_CIRCMILES.xlsx | 182721104 | SANTA YNEZ 1104 | OH | 12kV | Tier 2 - Elevated | 39.2177
EDGIS_PRIOH_CIRCMILES.xlsx | 182721104 | SANTA YNEZ 1104 | OH | 12kV | Tier 3 - Extreme | 4.5312
EDGIS_PRIOH_CIRCMILES.xlsx | 182731101 | RESERVATION ROAD 1101 | OH | 12kV |  | 5.811
EDGIS_PRIOH_CIRCMILES.xlsx | 182731101 | RESERVATION ROAD 1101 | OH | 12kV | Tier 2 - Elevated | 26.38
EDGIS_PRIOH_CIRCMILES.xlsx | 182731102 | RESERVATION ROAD 1102 | OH | 12kV |  | 39.6904
EDGIS_PRIOH_CIRCMILES.xlsx | 182731102 | RESERVATION ROAD 1102 | OH | 12kV | Tier 2 - Elevated | 19.1691
EDGIS_PRIOH_CIRCMILES.xlsx | 182742101 | SAN BENITO 2101 | OH | 21kV |  | 44.0536
EDGIS_PRIOH_CIRCMILES.xlsx | 182742101 | SAN BENITO 2101 | OH | 21kV | Tier 2 - Elevated | 4.4146
EDGIS_PRIOH_CIRCMILES.xlsx | 182742102 | SAN BENITO 2102 | OH | 21kV |  | 13.5606
EDGIS_PRIOH_CIRCMILES.xlsx | 182742103 | SAN BENITO 2103 | OH | 21kV |  | 0.59024
EDGIS_PRIOH_CIRCMILES.xlsx | 182742104 | SAN BENITO 2104 | OH | 21kV |  | 24.465
EDGIS_PRIOH_CIRCMILES.xlsx | 182742104 | SAN BENITO 2104 | OH | 21kV | Tier 2 - Elevated | 27.7283
EDGIS_PRIOH_CIRCMILES.xlsx | 182771101 | CAMBRIA 1101 | OH | 2.4kV | Tier 2 - Elevated | 0.019783
EDGIS_PRIOH_CIRCMILES.xlsx | 182771101 | CAMBRIA 1101 | OH | 12kV |  | 6.7894
EDGIS_PRIOH_CIRCMILES.xlsx | 182771101 | CAMBRIA 1101 | OH | 12kV | Tier 2 - Elevated | 24.3083
EDGIS_PRIOH_CIRCMILES.xlsx | 182771102 | CAMBRIA 1102 | OH | 12kV |  | 11.5042
EDGIS_PRIOH_CIRCMILES.xlsx | 182771102 | CAMBRIA 1102 | OH | 12kV | Tier 2 - Elevated | 15.3639
EDGIS_PRIOH_CIRCMILES.xlsx | 182801101 | BAYWOOD 1101 | OH | 12kV |  | 25.5523
EDGIS_PRIOH_CIRCMILES.xlsx | 182801101 | BAYWOOD 1101 | OH | 12kV | Tier 2 - Elevated | 3.4054
EDGIS_PRIOH_CIRCMILES.xlsx | 182811101 | SISQUOC 1101 | OH | 12kV |  | 27.1393
EDGIS_PRIOH_CIRCMILES.xlsx | 182811102 | SISQUOC 1102 | OH | 12kV |  | 65.4286
EDGIS_PRIOH_CIRCMILES.xlsx | 182811102 | SISQUOC 1102 | OH | 12kV | Tier 2 - Elevated | 21.099
EDGIS_PRIOH_CIRCMILES.xlsx | 182811102 | SISQUOC 1102 | OH | 12kV | Tier 3 - Extreme | 31.2259
EDGIS_PRIOH_CIRCMILES.xlsx | 182811103 | SISQUOC 1103 | OH | 12kV |  | 22.6998
EDGIS_PRIOH_CIRCMILES.xlsx | 182811103 | SISQUOC 1103 | OH | 12kV | Tier 2 - Elevated | 3.308
EDGIS_PRIOH_CIRCMILES.xlsx | 182811103 | SISQUOC 1103 | OH | 12kV | Tier 3 - Extreme | 24.5542
EDGIS_PRIOH_CIRCMILES.xlsx | 182811104 | SISQUOC 1104 | OH | 12kV |  | 32.6623
EDGIS_PRIOH_CIRCMILES.xlsx | 182821101 | MESA 1101 | OH | 12kV |  | 33.5993
EDGIS_PRIOH_CIRCMILES.xlsx | 182821101 | MESA 1101 | OH | 12kV | Tier 2 - Elevated | 37.1055
EDGIS_PRIOH_CIRCMILES.xlsx | 182821101 | MESA 1101 | OH | 12kV | Tier 3 - Extreme | 11.1531
EDGIS_PRIOH_CIRCMILES.xlsx | 182821102 | MESA 1102 | OH | 12kV |  | 5.2253
EDGIS_PRIOH_CIRCMILES.xlsx | 182821103 | MESA 1103 | OH | 12kV |  | 65.8037
EDGIS_PRIOH_CIRCMILES.xlsx | 182821103 | MESA 1103 | OH | 12kV | Tier 2 - Elevated | 9.9422
EDGIS_PRIOH_CIRCMILES.xlsx | 182821104 | MESA 1104 | OH | 12kV |  | 39.801
EDGIS_PRIOH_CIRCMILES.xlsx | 182852201 | VIEJO 2201 | OH | 4.16kV |  | 0.28375
EDGIS_PRIOH_CIRCMILES.xlsx | 182852201 | VIEJO 2201 | OH | 4.16kV | Tier 2 - Elevated | 1.7349
EDGIS_PRIOH_CIRCMILES.xlsx | 182852201 | VIEJO 2201 | OH | 21kV |  | 2.4463
EDGIS_PRIOH_CIRCMILES.xlsx | 182852201 | VIEJO 2201 | OH | 21kV | Tier 2 - Elevated | 12.9934
EDGIS_PRIOH_CIRCMILES.xlsx | 182852202 | VIEJO 2202 | OH | 4.16kV |  | 7.0106
EDGIS_PRIOH_CIRCMILES.xlsx | 182852202 | VIEJO 2202 | OH | 4.16kV | Tier 2 - Elevated | 1.3636
EDGIS_PRIOH_CIRCMILES.xlsx | 182852202 | VIEJO 2202 | OH | 21kV |  | 25.0098
EDGIS_PRIOH_CIRCMILES.xlsx | 182852202 | VIEJO 2202 | OH | 21kV | Tier 2 - Elevated | 13.2737
EDGIS_PRIOH_CIRCMILES.xlsx | 182852203 | VIEJO 2203 | OH | 4.16kV |  | 8.6209
EDGIS_PRIOH_CIRCMILES.xlsx | 182852203 | VIEJO 2203 | OH | 4.16kV | Tier 2 - Elevated | 0.2834
EDGIS_PRIOH_CIRCMILES.xlsx | 182852203 | VIEJO 2203 | OH | 21kV |  | 11.0861
EDGIS_PRIOH_CIRCMILES.xlsx | 182852203 | VIEJO 2203 | OH | 21kV | Tier 2 - Elevated | 2.8685
EDGIS_PRIOH_CIRCMILES.xlsx | 182852204 | VIEJO 2204 | OH | 4.16kV |  | 3.4433
EDGIS_PRIOH_CIRCMILES.xlsx | 182852204 | VIEJO 2204 | OH | 4.16kV | Tier 2 - Elevated | 0.011163
EDGIS_PRIOH_CIRCMILES.xlsx | 182852204 | VIEJO 2204 | OH | 21kV |  | 16.9777
EDGIS_PRIOH_CIRCMILES.xlsx | 182852204 | VIEJO 2204 | OH | 21kV | Tier 2 - Elevated | 4.2328
EDGIS_PRIOH_CIRCMILES.xlsx | 182941101 | OTTER 1101 | OH | 12kV |  | 5.3307
EDGIS_PRIOH_CIRCMILES.xlsx | 182941101 | OTTER 1101 | OH | 12kV | Tier 2 - Elevated | 6.5085
EDGIS_PRIOH_CIRCMILES.xlsx | 182941101 | OTTER 1101 | OH | 12kV | Tier 3 - Extreme | 15.0735
EDGIS_PRIOH_CIRCMILES.xlsx | 182941102 | OTTER 1102 | OH | 12kV |  | 1.5091
EDGIS_PRIOH_CIRCMILES.xlsx | 182941102 | OTTER 1102 | OH | 12kV | Tier 2 - Elevated | 48.6114
EDGIS_PRIOH_CIRCMILES.xlsx | 182941102 | OTTER 1102 | OH | 12kV | Tier 3 - Extreme | 4.5
EDGIS_PRIOH_CIRCMILES.xlsx | 182951101 | FOOTHILL 1101 | OH | 12kV | Tier 2 - Elevated | 0.022907
EDGIS_PRIOH_CIRCMILES.xlsx | 182951101 | FOOTHILL 1101 | OH | 21kV |  | 20.788
EDGIS_PRIOH_CIRCMILES.xlsx | 182951101 | FOOTHILL 1101 | OH | 21kV | Tier 2 - Elevated | 18.8012
EDGIS_PRIOH_CIRCMILES.xlsx | 182951102 | FOOTHILL 1102 | OH | 12kV |  | 15.1909
EDGIS_PRIOH_CIRCMILES.xlsx | 182951102 | FOOTHILL 1102 | OH | 12kV | Tier 2 - Elevated | 10.2206
EDGIS_PRIOH_CIRCMILES.xlsx | 182961107 | PRUNEDALE 1107 | OH | 12kV |  | 46.8595
EDGIS_PRIOH_CIRCMILES.xlsx | 182961110 | PRUNEDALE 1110 | OH | 12kV |  | 79.5599
EDGIS_PRIOH_CIRCMILES.xlsx | 182961110 | PRUNEDALE 1110 | OH | 12kV | Tier 2 - Elevated | 0.24195
EDGIS_PRIOH_CIRCMILES.xlsx | 182971101 | PURISIMA 1101 | OH | 12kV |  | 39.5087
EDGIS_PRIOH_CIRCMILES.xlsx | 182971101 | PURISIMA 1101 | OH | 12kV | Tier 2 - Elevated | 17.5441
EDGIS_PRIOH_CIRCMILES.xlsx | 182981102 | JOLON 1102 | OH | 12kV |  | 36.3556
EDGIS_PRIOH_CIRCMILES.xlsx | 182981102 | JOLON 1102 | OH | 12kV | Tier 2 - Elevated | 62.6953
EDGIS_PRIOH_CIRCMILES.xlsx | 182981102 | JOLON 1102 | OH | 21kV |  | 4.1102
EDGIS_PRIOH_CIRCMILES.xlsx | 182981102 | JOLON 1102 | OH | 21kV | Tier 2 - Elevated | 2.8634
EDGIS_PRIOH_CIRCMILES.xlsx | 182981103 | JOLON 1103 | OH | 12kV |  | 7.4689
EDGIS_PRIOH_CIRCMILES.xlsx | 182981103 | JOLON 1103 | OH | 12kV | Tier 2 - Elevated | 11.0725
EDGIS_PRIOH_CIRCMILES.xlsx | 183011101 | MORRO BAY 1101 | OH | 12kV |  | 40.8494
EDGIS_PRIOH_CIRCMILES.xlsx | 183011101 | MORRO BAY 1101 | OH | 12kV | Tier 2 - Elevated | 5.1017
EDGIS_PRIOH_CIRCMILES.xlsx | 183011101 | MORRO BAY 1101 | OH | 12kV | Tier 3 - Extreme | 0.55841
EDGIS_PRIOH_CIRCMILES.xlsx | 183011102 | MORRO BAY 1102 | OH | 12kV |  | 0.60093
EDGIS_PRIOH_CIRCMILES.xlsx | 183011102 | MORRO BAY 1102 | OH | 12kV | Tier 2 - Elevated | 4.8829
EDGIS_PRIOH_CIRCMILES.xlsx | 183011102 | MORRO BAY 1102 | OH | 12kV | Tier 3 - Extreme | 4.1327
EDGIS_PRIOH_CIRCMILES.xlsx | 183011102 | MORRO BAY 1102 | OH | 21kV |  | 35.3572
EDGIS_PRIOH_CIRCMILES.xlsx | 183011102 | MORRO BAY 1102 | OH | 21kV | Tier 2 - Elevated | 12.8634
EDGIS_PRIOH_CIRCMILES.xlsx | 183031101 | PALMER 1101 | OH | 12kV |  | 23.1379
EDGIS_PRIOH_CIRCMILES.xlsx | 183031101 | PALMER 1101 | OH | 12kV | Tier 2 - Elevated | 39.9771
EDGIS_PRIOH_CIRCMILES.xlsx | 183041101 | BUELLTON 1101 | OH | 12kV |  | 26.9237
EDGIS_PRIOH_CIRCMILES.xlsx | 183041101 | BUELLTON 1101 | OH | 12kV | Tier 2 - Elevated | 73.5633
EDGIS_PRIOH_CIRCMILES.xlsx | 183041101 | BUELLTON 1101 | OH | 12kV | Tier 3 - Extreme | 4.9676
EDGIS_PRIOH_CIRCMILES.xlsx | 183041102 | BUELLTON 1102 | OH | 12kV |  | 11.9492
EDGIS_PRIOH_CIRCMILES.xlsx | 183041102 | BUELLTON 1102 | OH | 12kV | Tier 2 - Elevated | 16.4089
EDGIS_PRIOH_CIRCMILES.xlsx | 183052108 | TEMPLETON 2108 | OH | 21kV |  | 30.7766
EDGIS_PRIOH_CIRCMILES.xlsx | 183052108 | TEMPLETON 2108 | OH | 21kV | Tier 2 - Elevated | 5.379
EDGIS_PRIOH_CIRCMILES.xlsx | 183052109 | TEMPLETON 2109 | OH | 12kV |  | 92.2247
EDGIS_PRIOH_CIRCMILES.xlsx | 183052109 | TEMPLETON 2109 | OH | 21kV |  | 121.6069
EDGIS_PRIOH_CIRCMILES.xlsx | 183052110 | TEMPLETON 2110 | OH | 12kV |  | 30.4431
EDGIS_PRIOH_CIRCMILES.xlsx | 183052110 | TEMPLETON 2110 | OH | 12kV | Tier 2 - Elevated | 98.4561
EDGIS_PRIOH_CIRCMILES.xlsx | 183052110 | TEMPLETON 2110 | OH | 12kV | Tier 3 - Extreme | 31.308
EDGIS_PRIOH_CIRCMILES.xlsx | 183052110 | TEMPLETON 2110 | OH | 21kV |  | 14.2422
EDGIS_PRIOH_CIRCMILES.xlsx | 183052110 | TEMPLETON 2110 | OH | 21kV | Tier 2 - Elevated | 1.5411
EDGIS_PRIOH_CIRCMILES.xlsx | 183052110 | TEMPLETON 2110 | OH | 21kV | Tier 3 - Extreme | 2.5907
EDGIS_PRIOH_CIRCMILES.xlsx | 183052111 | TEMPLETON 2111 | OH | 21kV |  | 17.1251
EDGIS_PRIOH_CIRCMILES.xlsx | 183052111 | TEMPLETON 2111 | OH | 21kV | Tier 2 - Elevated | 46.0356
EDGIS_PRIOH_CIRCMILES.xlsx | 183052111 | TEMPLETON 2111 | OH | 21kV | Tier 3 - Extreme | 0.87801
EDGIS_PRIOH_CIRCMILES.xlsx | 183052112 | TEMPLETON 2112 | OH | 12kV |  | 22.5016
EDGIS_PRIOH_CIRCMILES.xlsx | 183052112 | TEMPLETON 2112 | OH | 12kV | Tier 2 - Elevated | 2.1426
EDGIS_PRIOH_CIRCMILES.xlsx | 183052112 | TEMPLETON 2112 | OH | 21kV |  | 13.136
EDGIS_PRIOH_CIRCMILES.xlsx | 183052113 | TEMPLETON 2113 | OH | 12kV |  | 48.3001
EDGIS_PRIOH_CIRCMILES.xlsx | 183052113 | TEMPLETON 2113 | OH | 12kV | Tier 2 - Elevated | 104.1372
EDGIS_PRIOH_CIRCMILES.xlsx | 183052113 | TEMPLETON 2113 | OH | 12kV | Tier 3 - Extreme | 53.3904
EDGIS_PRIOH_CIRCMILES.xlsx | 183052113 | TEMPLETON 2113 | OH | 21kV |  | 77.6164
EDGIS_PRIOH_CIRCMILES.xlsx | 183052113 | TEMPLETON 2113 | OH | 21kV | Tier 2 - Elevated | 40.7371
EDGIS_PRIOH_CIRCMILES.xlsx | 183052113 | TEMPLETON 2113 | OH | 21kV | Tier 3 - Extreme | 0.70803
EDGIS_PRIOH_CIRCMILES.xlsx | 183071101 | PERRY 1101 | OH | 12kV |  | 17.9513
EDGIS_PRIOH_CIRCMILES.xlsx | 183071101 | PERRY 1101 | OH | 12kV | Tier 2 - Elevated | 55.8049
EDGIS_PRIOH_CIRCMILES.xlsx | 183071101 | PERRY 1101 | OH | 12kV | Tier 3 - Extreme | 7.2179
EDGIS_PRIOH_CIRCMILES.xlsx | 183101103 | CABRILLO 1103 | OH | 12kV |  | 45.213
EDGIS_PRIOH_CIRCMILES.xlsx | 183101103 | CABRILLO 1103 | OH | 12kV | Tier 2 - Elevated | 57.5278
EDGIS_PRIOH_CIRCMILES.xlsx | 183101104 | CABRILLO 1104 | OH | 12kV |  | 45.8224
EDGIS_PRIOH_CIRCMILES.xlsx | 183101104 | CABRILLO 1104 | OH | 12kV | Tier 2 - Elevated | 31.1941
EDGIS_PRIOH_CIRCMILES.xlsx | 183111101 | CMC 1101 | OH | 12kV | Tier 2 - Elevated | 2.0473
EDGIS_PRIOH_CIRCMILES.xlsx | 183111102 | CMC 1102 | OH | 12kV | Tier 2 - Elevated | 0.44493
EDGIS_PRIOH_CIRCMILES.xlsx | 183150403 | MANZANITA 0403 | OH | 4.16kV |  | 1.0258
EDGIS_PRIOH_CIRCMILES.xlsx | 183150404 | MANZANITA 0404 | OH | 4.16kV |  | 0.43509
EDGIS_PRIOH_CIRCMILES.xlsx | 183181101 | SAN JUSTO 1101 | OH | 12kV |  | 18.8386
EDGIS_PRIOH_CIRCMILES.xlsx | 183181101 | SAN JUSTO 1101 | OH | 12kV | Tier 2 - Elevated | 37.089
EDGIS_PRIOH_CIRCMILES.xlsx | 183221111 | TRES PINOS 1111 | OH | 12kV |  | 32.8491
EDGIS_PRIOH_CIRCMILES.xlsx | 183221111 | TRES PINOS 1111 | OH | 12kV | Tier 2 - Elevated | 0.0063994
EDGIS_PRIOH_CIRCMILES.xlsx | 183582101 | BURNS 2101 | OH | 21kV | Tier 3 - Extreme | 1.6801
EDGIS_PRIOH_CIRCMILES.xlsx | 188071701 | SCE REFUGIO 1701 | OH | 17kV | Tier 3 - Extreme | 0.29087
EDGIS_PRIOH_CIRCMILES.xlsx | 188881701 | SCE VEGAS 1701 | OH | 17kV | Tier 3 - Extreme | 0.16991
EDGIS_PRIOH_CIRCMILES.xlsx | 192021105 | ARCATA 1105 | OH | 12kV |  | 44.2277
EDGIS_PRIOH_CIRCMILES.xlsx | 192021106 | ARCATA 1106 | OH | 12kV |  | 10.344
EDGIS_PRIOH_CIRCMILES.xlsx | 192021121 | ARCATA 1121 | OH | 12kV |  | 22.1474
EDGIS_PRIOH_CIRCMILES.xlsx | 192021121 | ARCATA 1121 | OH | 12kV | Tier 2 - Elevated | 6.8123
EDGIS_PRIOH_CIRCMILES.xlsx | 192021122 | ARCATA 1122 | OH | 12kV |  | 47.6149
EDGIS_PRIOH_CIRCMILES.xlsx | 192021122 | ARCATA 1122 | OH | 12kV | Tier 2 - Elevated | 20.4412
EDGIS_PRIOH_CIRCMILES.xlsx | 192021123 | ARCATA 1123 | OH | 12kV |  | 6.1757
EDGIS_PRIOH_CIRCMILES.xlsx | 192021124 | ARCATA 1124 | OH | 12kV |  | 0.002643
EDGIS_PRIOH_CIRCMILES.xlsx | 192101101 | MAPLE CREEK 1101 | OH | 12kV |  | 23.7118
EDGIS_PRIOH_CIRCMILES.xlsx | 192101101 | MAPLE CREEK 1101 | OH | 12kV | Tier 2 - Elevated | 9.2872
EDGIS_PRIOH_CIRCMILES.xlsx | 192121103 | EUREKA A 1103 | OH | 12kV |  | 10.9097
EDGIS_PRIOH_CIRCMILES.xlsx | 192121106 | EUREKA A 1106 | OH | 12kV |  | 1.8095
EDGIS_PRIOH_CIRCMILES.xlsx | 192121107 | EUREKA A 1107 | OH | 12kV |  | 4.4906
EDGIS_PRIOH_CIRCMILES.xlsx | 192151131 | NEWBURG 1131 | OH | 12kV |  | 33.6517
EDGIS_PRIOH_CIRCMILES.xlsx | 192151131 | NEWBURG 1131 | OH | 12kV | Tier 2 - Elevated | 5.6705
EDGIS_PRIOH_CIRCMILES.xlsx | 192151132 | NEWBURG 1132 | OH | 12kV |  | 20.9741
EDGIS_PRIOH_CIRCMILES.xlsx | 192151132 | NEWBURG 1132 | OH | 12kV | Tier 2 - Elevated | 1.2789
EDGIS_PRIOH_CIRCMILES.xlsx | 192151133 | NEWBURG 1133 | OH | 12kV |  | 14.4058
EDGIS_PRIOH_CIRCMILES.xlsx | 192151133 | NEWBURG 1133 | OH | 12kV | Tier 2 - Elevated | 2.403
EDGIS_PRIOH_CIRCMILES.xlsx | 192171101 | WILLOW CREEK 1101 | OH | 12kV |  | 10.5628
EDGIS_PRIOH_CIRCMILES.xlsx | 192171101 | WILLOW CREEK 1101 | OH | 12kV | Tier 2 - Elevated | 20.0956
EDGIS_PRIOH_CIRCMILES.xlsx | 192171101 | WILLOW CREEK 1101 | OH | 12kV | Tier 3 - Extreme | 26.059
EDGIS_PRIOH_CIRCMILES.xlsx | 192171102 | WILLOW CREEK 1102 | OH | 12kV | Tier 2 - Elevated | 4.3005
EDGIS_PRIOH_CIRCMILES.xlsx | 192171102 | WILLOW CREEK 1102 | OH | 12kV | Tier 3 - Extreme | 5.3095
EDGIS_PRIOH_CIRCMILES.xlsx | 192171103 | WILLOW CREEK 1103 | OH | 12kV |  | 1.1226
EDGIS_PRIOH_CIRCMILES.xlsx | 192171103 | WILLOW CREEK 1103 | OH | 12kV | Tier 2 - Elevated | 83.8374
EDGIS_PRIOH_CIRCMILES.xlsx | 192171103 | WILLOW CREEK 1103 | OH | 12kV | Tier 3 - Extreme | 0.54076
EDGIS_PRIOH_CIRCMILES.xlsx | 192181101 | BLUE LAKE 1101 | OH | 12kV |  | 7.1022
EDGIS_PRIOH_CIRCMILES.xlsx | 192181101 | BLUE LAKE 1101 | OH | 12kV | Zone 1 - HHZ | 0.3054
EDGIS_PRIOH_CIRCMILES.xlsx | 192181102 | BLUE LAKE 1102 | OH | 12kV |  | 68.7768
EDGIS_PRIOH_CIRCMILES.xlsx | 192181102 | BLUE LAKE 1102 | OH | 12kV | Zone 1 - HHZ | 0.01662
EDGIS_PRIOH_CIRCMILES.xlsx | 192221101 | GARBERVILLE 1101 | OH | 12kV |  | 80.1409
EDGIS_PRIOH_CIRCMILES.xlsx | 192221101 | GARBERVILLE 1101 | OH | 12kV | Tier 2 - Elevated | 82.556
EDGIS_PRIOH_CIRCMILES.xlsx | 192221102 | GARBERVILLE 1102 | OH | 12kV |  | 14.7712
EDGIS_PRIOH_CIRCMILES.xlsx | 192221102 | GARBERVILLE 1102 | OH | 12kV | Tier 2 - Elevated | 122.7679
EDGIS_PRIOH_CIRCMILES.xlsx | 192221103 | GARBERVILLE 1103 | OH | 12kV |  | 1.7512
EDGIS_PRIOH_CIRCMILES.xlsx | 192221103 | GARBERVILLE 1103 | OH | 12kV | Tier 2 - Elevated | 0.47814
EDGIS_PRIOH_CIRCMILES.xlsx | 192231101 | TRINIDAD 1101 | OH | 12kV |  | 26.5402
EDGIS_PRIOH_CIRCMILES.xlsx | 192231102 | TRINIDAD 1102 | OH | 12kV |  | 20.2434
EDGIS_PRIOH_CIRCMILES.xlsx | 192251101 | RIO DELL 1101 | OH | 12kV |  | 19.3729
EDGIS_PRIOH_CIRCMILES.xlsx | 192251102 | RIO DELL 1102 | OH | 12kV |  | 22.7725
EDGIS_PRIOH_CIRCMILES.xlsx | 192251102 | RIO DELL 1102 | OH | 12kV | Tier 2 - Elevated | 49.2214
EDGIS_PRIOH_CIRCMILES.xlsx | 192251102 | RIO DELL 1102 | OH | 12kV | Zone 1 - HHZ | 0.81516
EDGIS_PRIOH_CIRCMILES.xlsx | 192261101 | ORICK 1101 | OH | 12kV |  | 7.9805
EDGIS_PRIOH_CIRCMILES.xlsx | 192261102 | ORICK 1102 | OH | 12kV |  | 23.2833
EDGIS_PRIOH_CIRCMILES.xlsx | 192291121 | CARLOTTA 1121 | OH | 12kV |  | 30.9162
EDGIS_PRIOH_CIRCMILES.xlsx | 192291121 | CARLOTTA 1121 | OH | 12kV | Tier 2 - Elevated | 17.4125
EDGIS_PRIOH_CIRCMILES.xlsx | 192311141 | FRUITLAND 1141 | OH | 12kV |  | 3.3219
EDGIS_PRIOH_CIRCMILES.xlsx | 192311141 | FRUITLAND 1141 | OH | 12kV | Tier 2 - Elevated | 23.8635
EDGIS_PRIOH_CIRCMILES.xlsx | 192311142 | FRUITLAND 1142 | OH | 12kV |  | 9.9727
EDGIS_PRIOH_CIRCMILES.xlsx | 192311142 | FRUITLAND 1142 | OH | 12kV | Tier 2 - Elevated | 57.6538
EDGIS_PRIOH_CIRCMILES.xlsx | 192311142 | FRUITLAND 1142 | OH | 12kV | Zone 1 - HHZ | 0.026343
EDGIS_PRIOH_CIRCMILES.xlsx | 192321121 | FORT SEWARD 1121 | OH | 12kV |  | 11.6883
EDGIS_PRIOH_CIRCMILES.xlsx | 192321121 | FORT SEWARD 1121 | OH | 12kV | Tier 2 - Elevated | 36.6587
EDGIS_PRIOH_CIRCMILES.xlsx | 192321122 | FORT SEWARD 1122 | OH | 12kV |  | 4.3766
EDGIS_PRIOH_CIRCMILES.xlsx | 192321122 | FORT SEWARD 1122 | OH | 12kV | Tier 2 - Elevated | 17.5501
EDGIS_PRIOH_CIRCMILES.xlsx | 192331101 | EUREKA E 1101 | OH | 12kV |  | 13.2905
EDGIS_PRIOH_CIRCMILES.xlsx | 192331104 | EUREKA E 1104 | OH | 12kV |  | 26.8639
EDGIS_PRIOH_CIRCMILES.xlsx | 192331104 | EUREKA E 1104 | OH | 12kV | Tier 2 - Elevated | 0.031094
EDGIS_PRIOH_CIRCMILES.xlsx | 192331105 | EUREKA E 1105 | OH | 12kV |  | 7.2277
EDGIS_PRIOH_CIRCMILES.xlsx | 192341101 | HUMBOLDT BAY 1101 | OH | 12kV |  | 13.0016
EDGIS_PRIOH_CIRCMILES.xlsx | 192341102 | HUMBOLDT BAY 1102 | OH | 12kV |  | 35.1898
EDGIS_PRIOH_CIRCMILES.xlsx | 192341102 | HUMBOLDT BAY 1102 | OH | 12kV | Tier 2 - Elevated | 6.3257
EDGIS_PRIOH_CIRCMILES.xlsx | 192361101 | BIG LAGOON 1101 | OH | 12kV |  | 3.6825
EDGIS_PRIOH_CIRCMILES.xlsx | 192361101 | BIG LAGOON 1101 | OH | 12kV | Zone 1 - HHZ | 0.25341
EDGIS_PRIOH_CIRCMILES.xlsx | 192381102 | EEL RIVER 1102 | OH | 12kV |  | 104.6931
EDGIS_PRIOH_CIRCMILES.xlsx | 192381102 | EEL RIVER 1102 | OH | 12kV | Tier 2 - Elevated | 40.0044
EDGIS_PRIOH_CIRCMILES.xlsx | 192381103 | EEL RIVER 1103 | OH | 12kV |  | 56.6484
EDGIS_PRIOH_CIRCMILES.xlsx | 192381103 | EEL RIVER 1103 | OH | 12kV | Tier 2 - Elevated | 3.0503
EDGIS_PRIOH_CIRCMILES.xlsx | 192391101 | JANES CREEK 1101 | OH | 12kV |  | 29.6715
EDGIS_PRIOH_CIRCMILES.xlsx | 192391102 | JANES CREEK 1102 | OH | 12kV |  | 6.2612
EDGIS_PRIOH_CIRCMILES.xlsx | 192391103 | JANES CREEK 1103 | OH | 12kV |  | 42.6393
EDGIS_PRIOH_CIRCMILES.xlsx | 192391104 | JANES CREEK 1104 | OH | 12kV |  | 2.6196
EDGIS_PRIOH_CIRCMILES.xlsx | 192401101 | HOOPA 1101 | OH | 12kV |  | 32.3604
EDGIS_PRIOH_CIRCMILES.xlsx | 192401101 | HOOPA 1101 | OH | 12kV | Tier 2 - Elevated | 92.2698
EDGIS_PRIOH_CIRCMILES.xlsx | 192401101 | HOOPA 1101 | OH | 12kV | Tier 3 - Extreme | 4.908
EDGIS_PRIOH_CIRCMILES.xlsx | 192401101 | HOOPA 1101 | OH | 21kV | Tier 2 - Elevated | 7.7962
EDGIS_PRIOH_CIRCMILES.xlsx | 192411101 | LOW GAP 1101 | OH | 12kV |  | 1.7793
EDGIS_PRIOH_CIRCMILES.xlsx | 192411101 | LOW GAP 1101 | OH | 12kV | Tier 2 - Elevated | 71.6125
EDGIS_PRIOH_CIRCMILES.xlsx | 192431108 | HARRIS 1108 | OH | 12kV |  | 30.9208
EDGIS_PRIOH_CIRCMILES.xlsx | 192431108 | HARRIS 1108 | OH | 12kV | Tier 2 - Elevated | 1.7496
EDGIS_PRIOH_CIRCMILES.xlsx | 192431109 | HARRIS 1109 | OH | 12kV |  | 36.1717
EDGIS_PRIOH_CIRCMILES.xlsx | 192431109 | HARRIS 1109 | OH | 12kV | Tier 2 - Elevated | 14.4838
EDGIS_PRIOH_CIRCMILES.xlsx | 192451103 | FAIRHAVEN 1103 | OH | 12kV |  | 9.4288
EDGIS_PRIOH_CIRCMILES.xlsx | 192451104 | FAIRHAVEN 1104 | OH | 12kV |  | 3.5937
EDGIS_PRIOH_CIRCMILES.xlsx | 192461101 | BRIDGEVILLE 1101 | OH | 12kV |  | 2.2593
EDGIS_PRIOH_CIRCMILES.xlsx | 192461101 | BRIDGEVILLE 1101 | OH | 12kV | Tier 2 - Elevated | 17.7326
EDGIS_PRIOH_CIRCMILES.xlsx | 192461101 | BRIDGEVILLE 1101 | OH | 12kV | Tier 3 - Extreme | 4.8275
EDGIS_PRIOH_CIRCMILES.xlsx | 192461102 | BRIDGEVILLE 1102 | OH | 12kV |  | 12.3301
EDGIS_PRIOH_CIRCMILES.xlsx | 192461102 | BRIDGEVILLE 1102 | OH | 12kV | Tier 2 - Elevated | 14.0229
EDGIS_PRIOH_CIRCMILES.xlsx | 192461102 | BRIDGEVILLE 1102 | OH | 12kV | Tier 3 - Extreme | 20.6399
EDGIS_PRIOH_CIRCMILES.xlsx | 192471101 | RUSS RANCH 1101 | OH | 12kV |  | 0.62914
EDGIS_PRIOH_CIRCMILES.xlsx | 251511101 | WISHON 1101 | OH | 12kV | Tier 2 - Elevated | 4.173
EDGIS_PRIOH_CIRCMILES.xlsx | 251511101 | WISHON 1101 | OH | 12kV | Tier 3 - Extreme | 3.454
EDGIS_PRIOH_CIRCMILES.xlsx | 252021101 | ANTELOPE 1101 | OH | 12kV |  | 38.9301
EDGIS_PRIOH_CIRCMILES.xlsx | 252021101 | ANTELOPE 1101 | OH | 12kV | Tier 2 - Elevated | 0.89988
EDGIS_PRIOH_CIRCMILES.xlsx | 252021102 | ANTELOPE 1102 | OH | 12kV |  | 25.3397
EDGIS_PRIOH_CIRCMILES.xlsx | 252041101 | AIRWAYS 1101 | OH | 12kV |  | 1.4643
EDGIS_PRIOH_CIRCMILES.xlsx | 252041102 | AIRWAYS 1102 | OH | 12kV |  | 7.7672
EDGIS_PRIOH_CIRCMILES.xlsx | 252041103 | AIRWAYS 1103 | OH | 12kV |  | 7.9869
EDGIS_PRIOH_CIRCMILES.xlsx | 252041104 | AIRWAYS 1104 | OH | 12kV |  | 2.0385
EDGIS_PRIOH_CIRCMILES.xlsx | 252041105 | AIRWAYS 1105 | OH | 12kV |  | 1.3388
EDGIS_PRIOH_CIRCMILES.xlsx | 252041106 | AIRWAYS 1106 | OH | 12kV |  | 8.7425
EDGIS_PRIOH_CIRCMILES.xlsx | 252041107 | AIRWAYS 1107 | OH | 12kV |  | 44.1841
EDGIS_PRIOH_CIRCMILES.xlsx | 252041108 | AIRWAYS 1108 | OH | 12kV |  | 11.67
EDGIS_PRIOH_CIRCMILES.xlsx | 252051102 | ASHLAN AVE 1102 | OH | 12kV |  | 13.1954
EDGIS_PRIOH_CIRCMILES.xlsx | 252051103 | ASHLAN AVE 1103 | OH | 12kV |  | 9.2719
EDGIS_PRIOH_CIRCMILES.xlsx | 252051104 | ASHLAN AVE 1104 | OH | 12kV |  | 14.1464
EDGIS_PRIOH_CIRCMILES.xlsx | 252051106 | ASHLAN AVE 1106 | OH | 12kV |  | 17.3902
EDGIS_PRIOH_CIRCMILES.xlsx | 252051107 | ASHLAN AVE 1107 | OH | 12kV |  | 8.3156
EDGIS_PRIOH_CIRCMILES.xlsx | 252051108 | ASHLAN AVE 1108 | OH | 12kV |  | 11.6549
EDGIS_PRIOH_CIRCMILES.xlsx | 252051109 | ASHLAN AVE 1109 | OH | 12kV |  | 15.6573
EDGIS_PRIOH_CIRCMILES.xlsx | 252051111 | ASHLAN AVE 1111 | OH | 12kV |  | 6.7546
EDGIS_PRIOH_CIRCMILES.xlsx | 252051112 | ASHLAN AVE 1112 | OH | 12kV |  | 9.5405
EDGIS_PRIOH_CIRCMILES.xlsx | 252051113 | ASHLAN AVE 1113 | OH | 12kV |  | 10.1332
EDGIS_PRIOH_CIRCMILES.xlsx | 252051114 | ASHLAN AVE 1114 | OH | 12kV |  | 8.3567
EDGIS_PRIOH_CIRCMILES.xlsx | 252051116 | ASHLAN AVE 1116 | OH | 12kV |  | 19.051
EDGIS_PRIOH_CIRCMILES.xlsx | 252052101 | ASHLAN AVE 2101 | OH | 21kV |  | 2.2384
EDGIS_PRIOH_CIRCMILES.xlsx | 252052105 | ASHLAN AVE 2105 | OH | 21kV |  | 16.394
EDGIS_PRIOH_CIRCMILES.xlsx | 252052110 | ASHLAN AVE 2110 | OH | 21kV |  | 6.8784
EDGIS_PRIOH_CIRCMILES.xlsx | 252052115 | ASHLAN AVE 2115 | OH | 21kV |  | 5.5113
EDGIS_PRIOH_CIRCMILES.xlsx | 252052117 | ASHLAN AVE 2117 | OH | 21kV |  | 1.8804
EDGIS_PRIOH_CIRCMILES.xlsx | 252052118 | ASHLAN AVE 2118 | OH | 21kV |  | 9.562
EDGIS_PRIOH_CIRCMILES.xlsx | 252052119 | ASHLAN AVE 2119 | OH | 21kV |  | 14.1628
EDGIS_PRIOH_CIRCMILES.xlsx | 252062109 | SHEPHERD 2109 | OH | 21kV |  | 4.9037
EDGIS_PRIOH_CIRCMILES.xlsx | 252062110 | SHEPHERD 2110 | OH | 21kV |  | 8.4985
EDGIS_PRIOH_CIRCMILES.xlsx | 252062111 | SHEPHERD 2111 | OH | 21kV |  | 42.6443
EDGIS_PRIOH_CIRCMILES.xlsx | 252062111 | SHEPHERD 2111 | OH | 21kV | Tier 2 - Elevated | 29.3703
EDGIS_PRIOH_CIRCMILES.xlsx | 252062112 | SHEPHERD 2112 | OH | 12kV |  | 8.109
EDGIS_PRIOH_CIRCMILES.xlsx | 252081101 | TAFT 1101 | OH | 12kV |  | 11.835
EDGIS_PRIOH_CIRCMILES.xlsx | 252081102 | TAFT 1102 | OH | 12kV |  | 0.052556
EDGIS_PRIOH_CIRCMILES.xlsx | 252081103 | TAFT 1103 | OH | 12kV |  | 27.4257
EDGIS_PRIOH_CIRCMILES.xlsx | 252081104 | TAFT 1104 | OH | 12kV |  | 13.3535
EDGIS_PRIOH_CIRCMILES.xlsx | 252081106 | TAFT 1106 | OH | 12kV |  | 7.1426
EDGIS_PRIOH_CIRCMILES.xlsx | 252081108 | TAFT 1108 | OH | 12kV |  | 9.1868
EDGIS_PRIOH_CIRCMILES.xlsx | 252091101 | CANAL 1101 | OH | 12kV |  | 69.1409
EDGIS_PRIOH_CIRCMILES.xlsx | 252091102 | CANAL 1102 | OH | 12kV |  | 17.1277
EDGIS_PRIOH_CIRCMILES.xlsx | 252091103 | CANAL 1103 | OH | 12kV |  | 55.3722
EDGIS_PRIOH_CIRCMILES.xlsx | 252091104 | CANAL 1104 | OH | 12kV |  | 13.0135
EDGIS_PRIOH_CIRCMILES.xlsx | 252091105 | CANAL 1105 | OH | 12kV |  | 6.6656
EDGIS_PRIOH_CIRCMILES.xlsx | 252091106 | CANAL 1106 | OH | 12kV |  | 7.6356
EDGIS_PRIOH_CIRCMILES.xlsx | 252151102 | ANGIOLA 1102 | OH | 12kV |  | 35.79
EDGIS_PRIOH_CIRCMILES.xlsx | 252151103 | ANGIOLA 1103 | OH | 12kV |  | 45.9901
EDGIS_PRIOH_CIRCMILES.xlsx | 252151104 | ANGIOLA 1104 | OH | 12kV |  | 19.9674
EDGIS_PRIOH_CIRCMILES.xlsx | 252161106 | COALINGA NO 1 1106 | OH | 12kV |  | 7.2203
EDGIS_PRIOH_CIRCMILES.xlsx | 252161107 | COALINGA NO 1 1107 | OH | 12kV |  | 3.8521
EDGIS_PRIOH_CIRCMILES.xlsx | 252161108 | COALINGA NO 1 1108 | OH | 12kV |  | 61.8631
EDGIS_PRIOH_CIRCMILES.xlsx | 252161109 | COALINGA NO 1 1109 | OH | 12kV |  | 27.2885
EDGIS_PRIOH_CIRCMILES.xlsx | 252171101 | CORCORAN 1101 | OH | 12kV |  | 0.52353
EDGIS_PRIOH_CIRCMILES.xlsx | 252171102 | CORCORAN 1102 | OH | 12kV |  | 0.036957
EDGIS_PRIOH_CIRCMILES.xlsx | 252171104 | CORCORAN 1104 | OH | 12kV |  | 26.8204
EDGIS_PRIOH_CIRCMILES.xlsx | 252171106 | CORCORAN 1106 | OH | 12kV |  | 41.4131
EDGIS_PRIOH_CIRCMILES.xlsx | 252171108 | CORCORAN 1108 | OH | 12kV |  | 25.7791
EDGIS_PRIOH_CIRCMILES.xlsx | 252171112 | CORCORAN 1112 | OH | 12kV |  | 42.042
EDGIS_PRIOH_CIRCMILES.xlsx | 252171116 | CORCORAN 1116 | OH | 12kV |  | 60.0198
EDGIS_PRIOH_CIRCMILES.xlsx | 252171117 | CORCORAN 1117 | OH | 12kV |  | 0.5394
EDGIS_PRIOH_CIRCMILES.xlsx | 252171118 | CORCORAN 1118 | OH | 12kV |  | 53.3952
EDGIS_PRIOH_CIRCMILES.xlsx | 252192101 | BEAR VALLEY 2101 | OH | 12kV |  | 66.5863
EDGIS_PRIOH_CIRCMILES.xlsx | 252192101 | BEAR VALLEY 2101 | OH | 12kV | Tier 2 - Elevated | 49.8129
EDGIS_PRIOH_CIRCMILES.xlsx | 252192101 | BEAR VALLEY 2101 | OH | 21kV | Tier 2 - Elevated | 50.9527
EDGIS_PRIOH_CIRCMILES.xlsx | 252192105 | BEAR VALLEY 2105 | OH | 12kV | Tier 2 - Elevated | 101.5784
EDGIS_PRIOH_CIRCMILES.xlsx | 252192105 | BEAR VALLEY 2105 | OH | 12kV | Tier 3 - Extreme | 7.7876
EDGIS_PRIOH_CIRCMILES.xlsx | 252192105 | BEAR VALLEY 2105 | OH | 21kV | Tier 2 - Elevated | 22.0931
EDGIS_PRIOH_CIRCMILES.xlsx | 252211101 | BIOLA 1101 | OH | 12kV |  | 90.0966
EDGIS_PRIOH_CIRCMILES.xlsx | 252211102 | BIOLA 1102 | OH | 12kV |  | 32.5696
EDGIS_PRIOH_CIRCMILES.xlsx | 252211103 | BIOLA 1103 | OH | 12kV |  | 80.2344
EDGIS_PRIOH_CIRCMILES.xlsx | 252211104 | BIOLA 1104 | OH | 12kV |  | 49.7715
EDGIS_PRIOH_CIRCMILES.xlsx | 252241102 | KINGSBURG 1102 | OH |  |  | 0.0080635
EDGIS_PRIOH_CIRCMILES.xlsx | 252241102 | KINGSBURG 1102 | OH | 12kV |  | 15.6656
EDGIS_PRIOH_CIRCMILES.xlsx | 252241108 | KINGSBURG 1108 | OH | 12kV |  | 41.6484
EDGIS_PRIOH_CIRCMILES.xlsx | 252241110 | KINGSBURG 1110 | OH | 12kV |  | 31.4736
EDGIS_PRIOH_CIRCMILES.xlsx | 252241111 | KINGSBURG 1111 | OH | 12kV |  | 108.5145
EDGIS_PRIOH_CIRCMILES.xlsx | 252241112 | KINGSBURG 1112 | OH | 12kV |  | 14.1009
EDGIS_PRIOH_CIRCMILES.xlsx | 252241113 | KINGSBURG 1113 | OH | 12kV |  | 73.7724
EDGIS_PRIOH_CIRCMILES.xlsx | 252241114 | KINGSBURG 1114 | OH | 12kV |  | 22.8342
EDGIS_PRIOH_CIRCMILES.xlsx | 252241116 | KINGSBURG 1116 | OH | 12kV |  | 114.8843
EDGIS_PRIOH_CIRCMILES.xlsx | 252261101 | LIVINGSTON 1101 | OH | 12kV |  | 103.5594
EDGIS_PRIOH_CIRCMILES.xlsx | 252261102 | LIVINGSTON 1102 | OH | 12kV |  | 13.622
EDGIS_PRIOH_CIRCMILES.xlsx | 252261104 | LIVINGSTON 1104 | OH | 12kV |  | 50.6001
EDGIS_PRIOH_CIRCMILES.xlsx | 252261105 | LIVINGSTON 1105 | OH | 12kV |  | 88.7617
EDGIS_PRIOH_CIRCMILES.xlsx | 252261106 | LIVINGSTON 1106 | OH | 12kV |  | 42.3463
EDGIS_PRIOH_CIRCMILES.xlsx | 252261106 | LIVINGSTON 1106 | OH | 21kV |  | 12.9796
EDGIS_PRIOH_CIRCMILES.xlsx | 252281102 | CALIFORNIA AVE 1102 | OH | 12kV |  | 11.3859
EDGIS_PRIOH_CIRCMILES.xlsx | 252281103 | CALIFORNIA AVE 1103 | OH | 12kV |  | 7.9984
EDGIS_PRIOH_CIRCMILES.xlsx | 252281104 | CALIFORNIA AVE 1104 | OH | 12kV |  | 3.5748
EDGIS_PRIOH_CIRCMILES.xlsx | 252281106 | CALIFORNIA AVE 1106 | OH | 12kV |  | 11.0486
EDGIS_PRIOH_CIRCMILES.xlsx | 252281108 | CALIFORNIA AVE 1108 | OH | 12kV |  | 9.6232
EDGIS_PRIOH_CIRCMILES.xlsx | 252281110 | CALIFORNIA AVE 1110 | OH | 12kV |  | 11.356
EDGIS_PRIOH_CIRCMILES.xlsx | 252281111 | CALIFORNIA AVE 1111 | OH | 12kV |  | 7.2613
EDGIS_PRIOH_CIRCMILES.xlsx | 252281112 | CALIFORNIA AVE 1112 | OH | 12kV |  | 4.9255
EDGIS_PRIOH_CIRCMILES.xlsx | 252281113 | CALIFORNIA AVE 1113 | OH | 12kV |  | 5.0903
EDGIS_PRIOH_CIRCMILES.xlsx | 252281114 | CALIFORNIA AVE 1114 | OH | 12kV |  | 20.6716
EDGIS_PRIOH_CIRCMILES.xlsx | 252281116 | CALIFORNIA AVE 1116 | OH | 12kV |  | 9.3971
EDGIS_PRIOH_CIRCMILES.xlsx | 252281117 | CALIFORNIA AVE 1117 | OH | 12kV |  | 1.2702
EDGIS_PRIOH_CIRCMILES.xlsx | 252291102 | PARLIER 1102 | OH | 12kV |  | 10.9849
EDGIS_PRIOH_CIRCMILES.xlsx | 252291103 | PARLIER 1103 | OH | 12kV |  | 40.7973
EDGIS_PRIOH_CIRCMILES.xlsx | 252291104 | PARLIER 1104 | OH | 12kV |  | 49.9728
EDGIS_PRIOH_CIRCMILES.xlsx | 252291105 | PARLIER 1105 | OH | 12kV |  | 21.4364
EDGIS_PRIOH_CIRCMILES.xlsx | 252301102 | CAMDEN 1102 | OH | 12kV |  | 62.8325
EDGIS_PRIOH_CIRCMILES.xlsx | 252301103 | CAMDEN 1103 | OH | 12kV |  | 133.5543
EDGIS_PRIOH_CIRCMILES.xlsx | 252301104 | CAMDEN 1104 | OH | 12kV |  | 67.2137
EDGIS_PRIOH_CIRCMILES.xlsx | 252301105 | CAMDEN 1105 | OH | 12kV |  | 53.626
EDGIS_PRIOH_CIRCMILES.xlsx | 252311101 | MENDOTA 1101 | OH | 12kV |  | 35.072
EDGIS_PRIOH_CIRCMILES.xlsx | 252311102 | MENDOTA 1102 | OH | 12kV |  | 116.2369
EDGIS_PRIOH_CIRCMILES.xlsx | 252311103 | MENDOTA 1103 | OH | 12kV |  | 15.8194
EDGIS_PRIOH_CIRCMILES.xlsx | 252311104 | MENDOTA 1104 | OH | 12kV |  | 40.8492
EDGIS_PRIOH_CIRCMILES.xlsx | 252321102 | CARNERAS 1102 | OH | 12kV |  | 16.806
EDGIS_PRIOH_CIRCMILES.xlsx | 252321103 | CARNERAS 1103 | OH | 12kV |  | 42.4179
EDGIS_PRIOH_CIRCMILES.xlsx | 252341101 | REEDLEY 1101 | OH | 12kV |  | 26.1426
EDGIS_PRIOH_CIRCMILES.xlsx | 252341104 | REEDLEY 1104 | OH | 12kV |  | 80.9406
EDGIS_PRIOH_CIRCMILES.xlsx | 252341104 | REEDLEY 1104 | OH | 12kV | Tier 2 - Elevated | 1.6884
EDGIS_PRIOH_CIRCMILES.xlsx | 252341106 | REEDLEY 1106 | OH | 12kV |  | 99.5666
EDGIS_PRIOH_CIRCMILES.xlsx | 252341110 | REEDLEY 1110 | OH | 12kV |  | 42.5247
EDGIS_PRIOH_CIRCMILES.xlsx | 252341112 | REEDLEY 1112 | OH | 12kV |  | 89.212
EDGIS_PRIOH_CIRCMILES.xlsx | 252341112 | REEDLEY 1112 | OH | 12kV | Tier 2 - Elevated | 0.77907
EDGIS_PRIOH_CIRCMILES.xlsx | 252351104 | SANGER 1104 | OH | 12kV |  | 9.5904
EDGIS_PRIOH_CIRCMILES.xlsx | 252351106 | SANGER 1106 | OH | 12kV |  | 14.0156
EDGIS_PRIOH_CIRCMILES.xlsx | 252351108 | SANGER 1108 | OH | 12kV |  | 81.4839
EDGIS_PRIOH_CIRCMILES.xlsx | 252351110 | SANGER 1110 | OH | 12kV |  | 29.4903
EDGIS_PRIOH_CIRCMILES.xlsx | 252351112 | SANGER 1112 | OH | 12kV |  | 11.4647
EDGIS_PRIOH_CIRCMILES.xlsx | 252351114 | SANGER 1114 | OH | 12kV |  | 63.2277
EDGIS_PRIOH_CIRCMILES.xlsx | 252351116 | SANGER 1116 | OH | 12kV |  | 13.6432
EDGIS_PRIOH_CIRCMILES.xlsx | 252351118 | SANGER 1118 | OH | 12kV |  | 26.4263
EDGIS_PRIOH_CIRCMILES.xlsx | 252361106 | SAN JOAQUIN 1106 | OH | 12kV |  | 51.9552
EDGIS_PRIOH_CIRCMILES.xlsx | 252361108 | SAN JOAQUIN 1108 | OH | 12kV |  | 40.8928
EDGIS_PRIOH_CIRCMILES.xlsx | 252361112 | SAN JOAQUIN 1112 | OH | 12kV |  | 41.8601
EDGIS_PRIOH_CIRCMILES.xlsx | 252371101 | CARUTHERS 1101 | OH | 12kV |  | 81.9288
EDGIS_PRIOH_CIRCMILES.xlsx | 252371102 | CARUTHERS 1102 | OH | 12kV |  | 62.317
EDGIS_PRIOH_CIRCMILES.xlsx | 252371104 | CARUTHERS 1104 | OH | 12kV |  | 82.7261
EDGIS_PRIOH_CIRCMILES.xlsx | 252371105 | CARUTHERS 1105 | OH | 12kV |  | 56.7498
EDGIS_PRIOH_CIRCMILES.xlsx | 252381104 | COALINGA NO 2 1104 | OH | 12kV |  | 0.16374
EDGIS_PRIOH_CIRCMILES.xlsx | 252381105 | COALINGA NO 2 1105 | OH | 12kV |  | 76.4286
EDGIS_PRIOH_CIRCMILES.xlsx | 252381106 | COALINGA NO 2 1106 | OH | 12kV |  | 43.5195
EDGIS_PRIOH_CIRCMILES.xlsx | 252381107 | COALINGA NO 2 1107 | OH | 12kV |  | 59.0302
EDGIS_PRIOH_CIRCMILES.xlsx | 252411104 | COPPERMINE 1104 | OH | 12kV |  | 93.0531
EDGIS_PRIOH_CIRCMILES.xlsx | 252411104 | COPPERMINE 1104 | OH | 12kV | Tier 2 - Elevated | 8.9702
EDGIS_PRIOH_CIRCMILES.xlsx | 252411106 | COPPERMINE 1106 | OH | 12kV |  | 7.997
EDGIS_PRIOH_CIRCMILES.xlsx | 252411112 | COPPERMINE 1112 | OH | 12kV |  | 15.8558
EDGIS_PRIOH_CIRCMILES.xlsx | 252412110 | COPPERMINE 2110 | OH | 21kV |  | 0.0028409
EDGIS_PRIOH_CIRCMILES.xlsx | 252421102 | DAIRYLAND 1102 | OH | 12kV |  | 61.4142
EDGIS_PRIOH_CIRCMILES.xlsx | 252421105 | DAIRYLAND 1105 | OH | 12kV |  | 60.3732
EDGIS_PRIOH_CIRCMILES.xlsx | 252421109 | DAIRYLAND 1109 | OH | 12kV |  | 79.9192
EDGIS_PRIOH_CIRCMILES.xlsx | 252421111 | DAIRYLAND 1111 | OH | 12kV |  | 48.4842
EDGIS_PRIOH_CIRCMILES.xlsx | 252421112 | DAIRYLAND 1112 | OH | 12kV |  | 75.6007
EDGIS_PRIOH_CIRCMILES.xlsx | 252421113 | DAIRYLAND 1113 | OH | 12kV |  | 83.5424
EDGIS_PRIOH_CIRCMILES.xlsx | 252441104 | ELK HILLS 1104 | OH | 12kV |  | 57.4907
EDGIS_PRIOH_CIRCMILES.xlsx | 252441106 | ELK HILLS 1106 | OH | 12kV |  | 21.362
EDGIS_PRIOH_CIRCMILES.xlsx | 252451101 | EL NIDO 1101 | OH | 12kV |  | 57.1429
EDGIS_PRIOH_CIRCMILES.xlsx | 252451102 | EL NIDO 1102 | OH | 12kV |  | 51.4164
EDGIS_PRIOH_CIRCMILES.xlsx | 252451103 | EL NIDO 1103 | OH | 12kV |  | 59.9447
EDGIS_PRIOH_CIRCMILES.xlsx | 252451104 | EL NIDO 1104 | OH | 12kV |  | 86.2565
EDGIS_PRIOH_CIRCMILES.xlsx | 252461101 | FAMOSO 1101 | OH | 12kV |  | 39.2627
EDGIS_PRIOH_CIRCMILES.xlsx | 252461102 | FAMOSO 1102 | OH | 12kV |  | 27.3124
EDGIS_PRIOH_CIRCMILES.xlsx | 252461103 | FAMOSO 1103 | OH | 12kV |  | 32.8597
EDGIS_PRIOH_CIRCMILES.xlsx | 252461105 | FAMOSO 1105 | OH | 12kV |  | 10.0144
EDGIS_PRIOH_CIRCMILES.xlsx | 252461107 | FAMOSO 1107 | OH | 12kV |  | 18.8519
EDGIS_PRIOH_CIRCMILES.xlsx | 252501101 | BALCH NO 1 1101 | OH | 12kV | Tier 2 - Elevated | 14.6994
EDGIS_PRIOH_CIRCMILES.xlsx | 252521103 | SAN JOAQUIN #2 1103 | OH | 12kV | Tier 2 - Elevated | 71.9642
EDGIS_PRIOH_CIRCMILES.xlsx | 252521103 | SAN JOAQUIN #2 1103 | OH | 12kV | Tier 3 - Extreme | 10.2001
EDGIS_PRIOH_CIRCMILES.xlsx | 252521103 | SAN JOAQUIN #2 1103 | OH | 21kV | Tier 2 - Elevated | 0.76638
EDGIS_PRIOH_CIRCMILES.xlsx | 252531101 | SAN JOAQUIN #3 1101 | OH | 12kV | Tier 2 - Elevated | 1.5698
EDGIS_PRIOH_CIRCMILES.xlsx | 252531101 | SAN JOAQUIN #3 1101 | OH | 12kV | Tier 3 - Extreme | 22.8169
EDGIS_PRIOH_CIRCMILES.xlsx | 252531102 | SAN JOAQUIN #3 1102 | OH | 12kV | Tier 2 - Elevated | 0.012652
EDGIS_PRIOH_CIRCMILES.xlsx | 252531102 | SAN JOAQUIN #3 1102 | OH | 21kV | Tier 2 - Elevated | 6.0735
EDGIS_PRIOH_CIRCMILES.xlsx | 252531102 | SAN JOAQUIN #3 1102 | OH | 21kV | Tier 3 - Extreme | 5.4279
EDGIS_PRIOH_CIRCMILES.xlsx | 252531103 | SAN JOAQUIN #3 1103 | OH | 12kV | Tier 2 - Elevated | 22.8616
EDGIS_PRIOH_CIRCMILES.xlsx | 252531103 | SAN JOAQUIN #3 1103 | OH | 12kV | Tier 3 - Extreme | 30.7129
EDGIS_PRIOH_CIRCMILES.xlsx | 252541101 | PETROL 1101 | OH | 12kV |  | 0.026941
EDGIS_PRIOH_CIRCMILES.xlsx | 252551104 | TEMBLOR 1104 | OH | 12kV |  | 49.1351
EDGIS_PRIOH_CIRCMILES.xlsx | 252551104 | TEMBLOR 1104 | OH | 21kV |  | 0.0028409
EDGIS_PRIOH_CIRCMILES.xlsx | 252552103 | TEMBLOR 2103 | OH | 12kV |  | 7.5587
EDGIS_PRIOH_CIRCMILES.xlsx | 252552103 | TEMBLOR 2103 | OH | 21kV |  | 23.0534
EDGIS_PRIOH_CIRCMILES.xlsx | 252561101 | KERCKHOFF 1101 | OH | 12kV | Tier 2 - Elevated | 34.7549
EDGIS_PRIOH_CIRCMILES.xlsx | 252611101 | MIDWAY 1101 | OH | 12kV |  | 47.6654
EDGIS_PRIOH_CIRCMILES.xlsx | 252611102 | MIDWAY 1102 | OH | 12kV |  | 42.3372
EDGIS_PRIOH_CIRCMILES.xlsx | 252611103 | MIDWAY 1103 | OH | 12kV |  | 18.9723
EDGIS_PRIOH_CIRCMILES.xlsx | 252611104 | MIDWAY 1104 | OH | 12kV |  | 45.1572
EDGIS_PRIOH_CIRCMILES.xlsx | 252621101 | CAWELO B 1101 | OH | 12kV |  | 0.012916
EDGIS_PRIOH_CIRCMILES.xlsx | 252631101 | CAWELO C 1101 | OH | 4.16kV |  | 0.018465
EDGIS_PRIOH_CIRCMILES.xlsx | 252661101 | GUERNSEY 1101 | OH | 12kV |  | 43.0378
EDGIS_PRIOH_CIRCMILES.xlsx | 252661102 | GUERNSEY 1102 | OH | 12kV |  | 47.0934
EDGIS_PRIOH_CIRCMILES.xlsx | 252661103 | GUERNSEY 1103 | OH | 12kV |  | 28.1926
EDGIS_PRIOH_CIRCMILES.xlsx | 252661104 | GUERNSEY 1104 | OH | 12kV |  | 30.2896
EDGIS_PRIOH_CIRCMILES.xlsx | 252661105 | GUERNSEY 1105 | OH | 12kV |  | 2.1667
EDGIS_PRIOH_CIRCMILES.xlsx | 252661106 | GUERNSEY 1106 | OH | 12kV |  | 36.054
EDGIS_PRIOH_CIRCMILES.xlsx | 252661108 | GUERNSEY 1108 | OH | 12kV |  | 2.1735
EDGIS_PRIOH_CIRCMILES.xlsx | 252681104 | HENRIETTA 1104 | OH | 12kV |  | 34.8886
EDGIS_PRIOH_CIRCMILES.xlsx | 252681106 | HENRIETTA 1106 | OH | 12kV |  | 44.5999
EDGIS_PRIOH_CIRCMILES.xlsx | 252681108 | HENRIETTA 1108 | OH | 12kV |  | 22.6989
EDGIS_PRIOH_CIRCMILES.xlsx | 252681110 | HENRIETTA 1110 | OH | 12kV |  | 68.4245
EDGIS_PRIOH_CIRCMILES.xlsx | 252691104 | INDIAN FLAT 1104 | OH | 12kV | Tier 2 - Elevated | 16.816
EDGIS_PRIOH_CIRCMILES.xlsx | 252701104 | KEARNEY 1104 | OH | 12kV |  | 73.2613
EDGIS_PRIOH_CIRCMILES.xlsx | 252701106 | KEARNEY 1106 | OH | 12kV |  | 40.9901
EDGIS_PRIOH_CIRCMILES.xlsx | 252701110 | KEARNEY 1110 | OH | 12kV |  | 51.4501
EDGIS_PRIOH_CIRCMILES.xlsx | 252701113 | KEARNEY 1113 | OH | 12kV |  | 0.62688
EDGIS_PRIOH_CIRCMILES.xlsx | 252701114 | KEARNEY 1114 | OH | 12kV |  | 12.3967
EDGIS_PRIOH_CIRCMILES.xlsx | 252711101 | KERMAN 1101 | OH | 12kV |  | 145.6648
EDGIS_PRIOH_CIRCMILES.xlsx | 252711102 | KERMAN 1102 | OH | 12kV |  | 59.0855
EDGIS_PRIOH_CIRCMILES.xlsx | 252711103 | KERMAN 1103 | OH | 12kV |  | 55.9478
EDGIS_PRIOH_CIRCMILES.xlsx | 252711104 | KERMAN 1104 | OH | 12kV |  | 65.9771
EDGIS_PRIOH_CIRCMILES.xlsx | 252711106 | KERMAN 1106 | OH | 12kV |  | 75.638
EDGIS_PRIOH_CIRCMILES.xlsx | 252711108 | KERMAN 1108 | OH | 12kV |  | 28.1772
EDGIS_PRIOH_CIRCMILES.xlsx | 252721103 | KERN OIL 1103 | OH | 12kV |  | 11.3606
EDGIS_PRIOH_CIRCMILES.xlsx | 252721104 | KERN OIL 1104 | OH | 12kV |  | 29.1919
EDGIS_PRIOH_CIRCMILES.xlsx | 252721104 | KERN OIL 1104 | OH | 21kV |  | 9.8528
EDGIS_PRIOH_CIRCMILES.xlsx | 252721106 | KERN OIL 1106 | OH | 12kV |  | 41.328
EDGIS_PRIOH_CIRCMILES.xlsx | 252721106 | KERN OIL 1106 | OH | 12kV | Tier 2 - Elevated | 0.42006
EDGIS_PRIOH_CIRCMILES.xlsx | 252721106 | KERN OIL 1106 | OH | 21kV |  | 0.097612
EDGIS_PRIOH_CIRCMILES.xlsx | 252721106 | KERN OIL 1106 | OH | 21kV | Tier 2 - Elevated | 0.85871
EDGIS_PRIOH_CIRCMILES.xlsx | 252721107 | KERN OIL 1107 | OH | 12kV |  | 22.7387
EDGIS_PRIOH_CIRCMILES.xlsx | 252721108 | KERN OIL 1108 | OH | 12kV |  | 7.664
EDGIS_PRIOH_CIRCMILES.xlsx | 252721109 | KERN OIL 1109 | OH | 12kV |  | 11.334
EDGIS_PRIOH_CIRCMILES.xlsx | 252721110 | KERN OIL 1110 | OH | 12kV |  | 8.5407
EDGIS_PRIOH_CIRCMILES.xlsx | 252721112 | KERN OIL 1112 | OH | 12kV |  | 0.066475
EDGIS_PRIOH_CIRCMILES.xlsx | 252721114 | KERN OIL 1114 | OH | 12kV |  | 21.5728
EDGIS_PRIOH_CIRCMILES.xlsx | 252721116 | KERN OIL 1116 | OH | 12kV |  | 4.5937
EDGIS_PRIOH_CIRCMILES.xlsx | 252731101 | KETTLEMAN HILLS 1101 | OH | 12kV |  | 28.582
EDGIS_PRIOH_CIRCMILES.xlsx | 252731101 | KETTLEMAN HILLS 1101 | OH | 21kV |  | 10.6412
EDGIS_PRIOH_CIRCMILES.xlsx | 252732104 | KETTLEMAN HILLS 2104 | OH | 12kV |  | 0.058574
EDGIS_PRIOH_CIRCMILES.xlsx | 252732104 | KETTLEMAN HILLS 2104 | OH | 21kV |  | 34.5866
EDGIS_PRIOH_CIRCMILES.xlsx | 252761102 | MADERA 1102 | OH | 12kV |  | 0.020971
EDGIS_PRIOH_CIRCMILES.xlsx | 252761104 | MADERA 1104 | OH | 12kV |  | 14.6356
EDGIS_PRIOH_CIRCMILES.xlsx | 252761106 | MADERA 1106 | OH | 12kV |  | 7.2194
EDGIS_PRIOH_CIRCMILES.xlsx | 252761112 | MADERA 1112 | OH | 12kV |  | 12.186
EDGIS_PRIOH_CIRCMILES.xlsx | 252761114 | MADERA 1114 | OH | 12kV |  | 9.7264
EDGIS_PRIOH_CIRCMILES.xlsx | 252761116 | MADERA 1116 | OH | 12kV |  | 2.9527
EDGIS_PRIOH_CIRCMILES.xlsx | 252761118 | MADERA 1118 | OH | 12kV |  | 9.0274
EDGIS_PRIOH_CIRCMILES.xlsx | 252761119 | MADERA 1119 | OH | 12kV |  | 126.8146
EDGIS_PRIOH_CIRCMILES.xlsx | 252771101 | MAGUNDEN 1101 | OH | 12kV |  | 19.4667
EDGIS_PRIOH_CIRCMILES.xlsx | 252771104 | MAGUNDEN 1104 | OH | 12kV |  | 5.1791
EDGIS_PRIOH_CIRCMILES.xlsx | 252771105 | MAGUNDEN 1105 | OH | 12kV |  | 13.7138
EDGIS_PRIOH_CIRCMILES.xlsx | 252771106 | MAGUNDEN 1106 | OH | 12kV |  | 16.0101
EDGIS_PRIOH_CIRCMILES.xlsx | 252771108 | MAGUNDEN 1108 | OH | 12kV |  | 30.6383
EDGIS_PRIOH_CIRCMILES.xlsx | 252772108 | MAGUNDEN 2108 | OH | 21kV |  | 45.4439
EDGIS_PRIOH_CIRCMILES.xlsx | 252772109 | MAGUNDEN 2109 | OH | 21kV |  | 14.3938
EDGIS_PRIOH_CIRCMILES.xlsx | 252781101 | MCKITTRICK 1101 | OH | 12kV |  | 52.6222
EDGIS_PRIOH_CIRCMILES.xlsx | 252801108 | MERCED 1108 | OH | 12kV |  | 18.9741
EDGIS_PRIOH_CIRCMILES.xlsx | 252801114 | MERCED 1114 | OH | 12kV |  | 108.5727
EDGIS_PRIOH_CIRCMILES.xlsx | 252801116 | MERCED 1116 | OH | 12kV |  | 77.828
EDGIS_PRIOH_CIRCMILES.xlsx | 252802101 | MERCED 2101 | OH | 21kV |  | 30.1465
EDGIS_PRIOH_CIRCMILES.xlsx | 252802102 | MERCED 2102 | OH | 12kV |  | 3.8068
EDGIS_PRIOH_CIRCMILES.xlsx | 252802102 | MERCED 2102 | OH | 21kV |  | 22.1305
EDGIS_PRIOH_CIRCMILES.xlsx | 252811102 | MERCED FALLS 1102 | OH | 2.4kV |  | 0.0050578
EDGIS_PRIOH_CIRCMILES.xlsx | 252811102 | MERCED FALLS 1102 | OH | 12kV |  | 11.0245
EDGIS_PRIOH_CIRCMILES.xlsx | 252811102 | MERCED FALLS 1102 | OH | 12kV | Tier 2 - Elevated | 108.7033
EDGIS_PRIOH_CIRCMILES.xlsx | 252811102 | MERCED FALLS 1102 | OH | 21kV |  | 59.5459
EDGIS_PRIOH_CIRCMILES.xlsx | 252811102 | MERCED FALLS 1102 | OH | 21kV | Tier 2 - Elevated | 11.3015
EDGIS_PRIOH_CIRCMILES.xlsx | 252821001 | OLD RIVER 1001 | OH | 12kV |  | 0.0041889
EDGIS_PRIOH_CIRCMILES.xlsx | 252821101 | OLD RIVER 1101 | OH | 12kV |  | 41.767
EDGIS_PRIOH_CIRCMILES.xlsx | 252821102 | OLD RIVER 1102 | OH | 12kV |  | 49.432
EDGIS_PRIOH_CIRCMILES.xlsx | 252821103 | OLD RIVER 1103 | OH | 12kV |  | 35.3978
EDGIS_PRIOH_CIRCMILES.xlsx | 252821104 | OLD RIVER 1104 | OH | 12kV |  | 59.3334
EDGIS_PRIOH_CIRCMILES.xlsx | 252821105 | OLD RIVER 1105 | OH | 12kV |  | 15.0511
EDGIS_PRIOH_CIRCMILES.xlsx | 252841101 | OROSI 1101 | OH | 12kV |  | 50.6282
EDGIS_PRIOH_CIRCMILES.xlsx | 252841102 | OROSI 1102 | OH | 12kV |  | 34.2043
EDGIS_PRIOH_CIRCMILES.xlsx | 252841102 | OROSI 1102 | OH | 12kV | Tier 2 - Elevated | 0.67297
EDGIS_PRIOH_CIRCMILES.xlsx | 252841103 | OROSI 1103 | OH | 12kV |  | 37.7148
EDGIS_PRIOH_CIRCMILES.xlsx | 252841104 | OROSI 1104 | OH | 12kV |  | 55.7626
EDGIS_PRIOH_CIRCMILES.xlsx | 252852101 | PINEDALE 2101 | OH | 21kV |  | 1.8245
EDGIS_PRIOH_CIRCMILES.xlsx | 252852102 | PINEDALE 2102 | OH | 21kV |  | 2.7431
EDGIS_PRIOH_CIRCMILES.xlsx | 252852103 | PINEDALE 2103 | OH | 21kV |  | 1.9808
EDGIS_PRIOH_CIRCMILES.xlsx | 252852105 | PINEDALE 2105 | OH | 21kV |  | 1.7572
EDGIS_PRIOH_CIRCMILES.xlsx | 252852106 | PINEDALE 2106 | OH | 21kV |  | 5.4121
EDGIS_PRIOH_CIRCMILES.xlsx | 252852107 | PINEDALE 2107 | OH | 21kV |  | 1.5828
EDGIS_PRIOH_CIRCMILES.xlsx | 252852109 | PINEDALE 2109 | OH | 21kV |  | 7.1363
EDGIS_PRIOH_CIRCMILES.xlsx | 252852110 | PINEDALE 2110 | OH | 21kV |  | 0.19156
EDGIS_PRIOH_CIRCMILES.xlsx | 252852111 | PINEDALE 2111 | OH | 21kV |  | 0.74948
EDGIS_PRIOH_CIRCMILES.xlsx | 252861101 | RIO BRAVO 1101 | OH | 12kV |  | 20.8887
EDGIS_PRIOH_CIRCMILES.xlsx | 252861102 | RIO BRAVO 1102 | OH | 12kV |  | 27.3511
EDGIS_PRIOH_CIRCMILES.xlsx | 252861103 | RIO BRAVO 1103 | OH | 12kV |  | 26.9279
EDGIS_PRIOH_CIRCMILES.xlsx | 252861104 | RIO BRAVO 1104 | OH | 21kV |  | 8.1721
EDGIS_PRIOH_CIRCMILES.xlsx | 252861106 | RIO BRAVO 1106 | OH | 12kV |  | 56.7613
EDGIS_PRIOH_CIRCMILES.xlsx | 252891104 | SCHINDLER 1104 | OH | 12kV |  | 0.0068408
EDGIS_PRIOH_CIRCMILES.xlsx | 252891105 | SCHINDLER 1105 | OH | 12kV |  | 42.0114
EDGIS_PRIOH_CIRCMILES.xlsx | 252891107 | SCHINDLER 1107 | OH | 12kV |  | 1.4289
EDGIS_PRIOH_CIRCMILES.xlsx | 252891108 | SCHINDLER 1108 | OH | 12kV |  | 2.3098
EDGIS_PRIOH_CIRCMILES.xlsx | 252891109 | SCHINDLER 1109 | OH | 12kV |  | 1.6683
EDGIS_PRIOH_CIRCMILES.xlsx | 252891110 | SCHINDLER 1110 | OH | 12kV |  | 48.0945
EDGIS_PRIOH_CIRCMILES.xlsx | 252891111 | SCHINDLER 1111 | OH | 12kV |  | 41.737
EDGIS_PRIOH_CIRCMILES.xlsx | 252891112 | SCHINDLER 1112 | OH | 12kV |  | 62.0475
EDGIS_PRIOH_CIRCMILES.xlsx | 252891114 | SCHINDLER 1114 | OH | 12kV |  | 58.8223
EDGIS_PRIOH_CIRCMILES.xlsx | 252891116 | SCHINDLER 1116 | OH | 12kV |  | 30.1053
EDGIS_PRIOH_CIRCMILES.xlsx | 252901104 | SEMITROPIC 1104 | OH | 12kV |  | 16.095
EDGIS_PRIOH_CIRCMILES.xlsx | 252901106 | SEMITROPIC 1106 | OH | 12kV |  | 27.1091
EDGIS_PRIOH_CIRCMILES.xlsx | 252901108 | SEMITROPIC 1108 | OH | 12kV |  | 11.768
EDGIS_PRIOH_CIRCMILES.xlsx | 252901110 | SEMITROPIC 1110 | OH | 12kV |  | 50.1036
EDGIS_PRIOH_CIRCMILES.xlsx | 252901112 | SEMITROPIC 1112 | OH | 12kV |  | 26.7288
EDGIS_PRIOH_CIRCMILES.xlsx | 252921108 | STONE CORRAL 1108 | OH | 12kV |  | 74.5071
EDGIS_PRIOH_CIRCMILES.xlsx | 252921108 | STONE CORRAL 1108 | OH | 12kV | Tier 2 - Elevated | 1.8555
EDGIS_PRIOH_CIRCMILES.xlsx | 252921109 | STONE CORRAL 1109 | OH | 12kV |  | 16.5206
EDGIS_PRIOH_CIRCMILES.xlsx | 252921110 | STONE CORRAL 1110 | OH | 12kV |  | 60.7105
EDGIS_PRIOH_CIRCMILES.xlsx | 252921110 | STONE CORRAL 1110 | OH | 12kV | Tier 2 - Elevated | 1.9087
EDGIS_PRIOH_CIRCMILES.xlsx | 252931102 | TEJON 1102 | OH | 12kV |  | 29.2763
EDGIS_PRIOH_CIRCMILES.xlsx | 252931102 | TEJON 1102 | OH | 12kV | Tier 2 - Elevated | 32.8753
EDGIS_PRIOH_CIRCMILES.xlsx | 252931103 | TEJON 1103 | OH | 12kV |  | 38.7066
EDGIS_PRIOH_CIRCMILES.xlsx | 252931103 | TEJON 1103 | OH | 12kV | Tier 2 - Elevated | 1.7698
EDGIS_PRIOH_CIRCMILES.xlsx | 252931105 | TEJON 1105 | OH | 12kV |  | 28.7166
EDGIS_PRIOH_CIRCMILES.xlsx | 252931106 | TEJON 1106 | OH | 12kV |  | 27.6673
EDGIS_PRIOH_CIRCMILES.xlsx | 252941106 | TIVY VALLEY 1106 | OH | 12kV |  | 26.8159
EDGIS_PRIOH_CIRCMILES.xlsx | 252941107 | TIVY VALLEY 1107 | OH | 12kV |  | 57.8884
EDGIS_PRIOH_CIRCMILES.xlsx | 252941107 | TIVY VALLEY 1107 | OH | 12kV | Tier 2 - Elevated | 117.3776
EDGIS_PRIOH_CIRCMILES.xlsx | 252950001 | TULARE LAKE 0001 | OH |  |  | 0.0028409
EDGIS_PRIOH_CIRCMILES.xlsx | 252950001 | TULARE LAKE 0001 | OH | 12kV |  | 60.0173
EDGIS_PRIOH_CIRCMILES.xlsx | 252950001 | TULARE LAKE 0001 | OH | 22kV |  | 0.23912
EDGIS_PRIOH_CIRCMILES.xlsx | 252950001 | TULARE LAKE 0001 | OH | 21kV |  | 6.4983
EDGIS_PRIOH_CIRCMILES.xlsx | 252951108 | TULARE LAKE 1108 | OH | 12kV |  | 0.086828
EDGIS_PRIOH_CIRCMILES.xlsx | 252951108 | TULARE LAKE 1108 | OH | 21kV |  | 48.6278
EDGIS_PRIOH_CIRCMILES.xlsx | 252961101 | WASCO 1101 | OH | 12kV |  | 12.0978
EDGIS_PRIOH_CIRCMILES.xlsx | 252961102 | WASCO 1102 | OH | 12kV |  | 7.9294
EDGIS_PRIOH_CIRCMILES.xlsx | 252961104 | WASCO 1104 | OH | 12kV |  | 10.3745
EDGIS_PRIOH_CIRCMILES.xlsx | 252971101 | WEEDPATCH 1101 | OH | 12kV |  | 20.3159
EDGIS_PRIOH_CIRCMILES.xlsx | 252971102 | WEEDPATCH 1102 | OH | 12kV |  | 18.2271
EDGIS_PRIOH_CIRCMILES.xlsx | 252971103 | WEEDPATCH 1103 | OH | 12kV |  | 18.0006
EDGIS_PRIOH_CIRCMILES.xlsx | 252971105 | WEEDPATCH 1105 | OH | 12kV |  | 0.9605
EDGIS_PRIOH_CIRCMILES.xlsx | 252971106 | WEEDPATCH 1106 | OH | 12kV |  | 64.5471
EDGIS_PRIOH_CIRCMILES.xlsx | 253141103 | CUYAMA 1103 | OH | 12kV |  | 76.8675
EDGIS_PRIOH_CIRCMILES.xlsx | 253141103 | CUYAMA 1103 | OH | 12kV | Tier 2 - Elevated | 2.5774
EDGIS_PRIOH_CIRCMILES.xlsx | 253141104 | CUYAMA 1104 | OH | 12kV |  | 17.8855
EDGIS_PRIOH_CIRCMILES.xlsx | 253142101 | CUYAMA 2101 | OH | 12kV |  | 3.0511
EDGIS_PRIOH_CIRCMILES.xlsx | 253142101 | CUYAMA 2101 | OH | 21kV |  | 59.9643
EDGIS_PRIOH_CIRCMILES.xlsx | 253142102 | CUYAMA 2102 | OH | 21kV |  | 35.7512
EDGIS_PRIOH_CIRCMILES.xlsx | 253151102 | GIFFEN 1102 | OH | 12kV |  | 41.5257
EDGIS_PRIOH_CIRCMILES.xlsx | 253151103 | GIFFEN 1103 | OH | 12kV |  | 40.0608
EDGIS_PRIOH_CIRCMILES.xlsx | 253151103 | GIFFEN 1103 | OH | 21kV |  | 11.6183
EDGIS_PRIOH_CIRCMILES.xlsx | 253151106 | GIFFEN 1106 | OH | 12kV |  | 2.1673
EDGIS_PRIOH_CIRCMILES.xlsx | 253151107 | GIFFEN 1107 | OH | 12kV |  | 2.6483
EDGIS_PRIOH_CIRCMILES.xlsx | 253161106 | HURON 1106 | OH | 12kV |  | 17.0514
EDGIS_PRIOH_CIRCMILES.xlsx | 253161107 | HURON 1107 | OH | 12kV |  | 0.33641
EDGIS_PRIOH_CIRCMILES.xlsx | 253161108 | HURON 1108 | OH | 12kV |  | 10.1544
EDGIS_PRIOH_CIRCMILES.xlsx | 253161109 | HURON 1109 | OH | 12kV |  | 0.34198
EDGIS_PRIOH_CIRCMILES.xlsx | 253161112 | HURON 1112 | OH | 12kV |  | 13.7864
EDGIS_PRIOH_CIRCMILES.xlsx | 253161116 | HURON 1116 | OH | 12kV |  | 19.2776
EDGIS_PRIOH_CIRCMILES.xlsx | 253181101 | MC FARLAND 1101 | OH | 12kV |  | 17.1995
EDGIS_PRIOH_CIRCMILES.xlsx | 253181102 | MC FARLAND 1102 | OH | 12kV |  | 42.7564
EDGIS_PRIOH_CIRCMILES.xlsx | 253181104 | MC FARLAND 1104 | OH | 12kV |  | 34.9642
EDGIS_PRIOH_CIRCMILES.xlsx | 253181105 | MC FARLAND 1105 | OH | 12kV |  | 19.8489
EDGIS_PRIOH_CIRCMILES.xlsx | 253191101 | SAN BERNARD 1101 | OH | 12kV |  | 43.4681
EDGIS_PRIOH_CIRCMILES.xlsx | 253191101 | SAN BERNARD 1101 | OH | 12kV | Tier 2 - Elevated | 1.0626
EDGIS_PRIOH_CIRCMILES.xlsx | 253191102 | SAN BERNARD 1102 | OH | 12kV |  | 12.0789
EDGIS_PRIOH_CIRCMILES.xlsx | 253191104 | SAN BERNARD 1104 | OH | 12kV |  | 16.6048
EDGIS_PRIOH_CIRCMILES.xlsx | 253371101 | BAKERSFIELD 1101 | OH | 12kV |  | 7.4461
EDGIS_PRIOH_CIRCMILES.xlsx | 253371102 | BAKERSFIELD 1102 | OH | 12kV |  | 17.5507
EDGIS_PRIOH_CIRCMILES.xlsx | 253371105 | BAKERSFIELD 1105 | OH | 12kV |  | 6.4334
EDGIS_PRIOH_CIRCMILES.xlsx | 253371106 | BAKERSFIELD 1106 | OH | 4.16kV |  | 0.0073173
EDGIS_PRIOH_CIRCMILES.xlsx | 253371106 | BAKERSFIELD 1106 | OH | 12kV |  | 11.8088
EDGIS_PRIOH_CIRCMILES.xlsx | 253371107 | BAKERSFIELD 1107 | OH | 12kV |  | 3.6794
EDGIS_PRIOH_CIRCMILES.xlsx | 253371110 | BAKERSFIELD 1110 | OH | 12kV |  | 5.9619
EDGIS_PRIOH_CIRCMILES.xlsx | 253371114 | BAKERSFIELD 1114 | OH | 12kV |  | 15.6945
EDGIS_PRIOH_CIRCMILES.xlsx | 253371115 | BAKERSFIELD 1115 | OH | 12kV |  | 5.6946
EDGIS_PRIOH_CIRCMILES.xlsx | 253371116 | BAKERSFIELD 1116 | OH | 12kV |  | 16.8277
EDGIS_PRIOH_CIRCMILES.xlsx | 253371118 | BAKERSFIELD 1118 | OH | 12kV |  | 11.4197
EDGIS_PRIOH_CIRCMILES.xlsx | 253372104 | BAKERSFIELD 2104 | OH | 21kV |  | 34.9531
EDGIS_PRIOH_CIRCMILES.xlsx | 253372106 | BAKERSFIELD 2106 | OH | 21kV |  | 31.681
EDGIS_PRIOH_CIRCMILES.xlsx | 253372107 | BAKERSFIELD 2107 | OH | 21kV |  | 0.011857
EDGIS_PRIOH_CIRCMILES.xlsx | 253372109 | BAKERSFIELD 2109 | OH | 21kV |  | 32.0924
EDGIS_PRIOH_CIRCMILES.xlsx | 253391101 | FRUITVALE 1101 | OH | 12kV |  | 3.3228
EDGIS_PRIOH_CIRCMILES.xlsx | 253391103 | FRUITVALE 1103 | OH | 12kV |  | 11.6525
EDGIS_PRIOH_CIRCMILES.xlsx | 253391104 | FRUITVALE 1104 | OH | 12kV |  | 13.52
EDGIS_PRIOH_CIRCMILES.xlsx | 253391105 | FRUITVALE 1105 | OH | 12kV |  | 3.3972
EDGIS_PRIOH_CIRCMILES.xlsx | 253391106 | FRUITVALE 1106 | OH | 12kV |  | 6.6221
EDGIS_PRIOH_CIRCMILES.xlsx | 253392108 | FRUITVALE 2108 | OH | 12kV |  | 0.012574
EDGIS_PRIOH_CIRCMILES.xlsx | 253392108 | FRUITVALE 2108 | OH | 21kV |  | 9.097
EDGIS_PRIOH_CIRCMILES.xlsx | 253401101 | HAMMONDS 1101 | OH | 12kV |  | 35.0882
EDGIS_PRIOH_CIRCMILES.xlsx | 253401102 | HAMMONDS 1102 | OH | 12kV |  | 43.6299
EDGIS_PRIOH_CIRCMILES.xlsx | 253401104 | HAMMONDS 1104 | OH | 12kV |  | 66.3028
EDGIS_PRIOH_CIRCMILES.xlsx | 253411102 | LAKEVIEW 1102 | OH | 12kV |  | 54.244
EDGIS_PRIOH_CIRCMILES.xlsx | 253411103 | LAKEVIEW 1103 | OH | 12kV |  | 22.4466
EDGIS_PRIOH_CIRCMILES.xlsx | 253411106 | LAKEVIEW 1106 | OH | 12kV |  | 41.8475
EDGIS_PRIOH_CIRCMILES.xlsx | 253411107 | LAKEVIEW 1107 | OH | 12kV |  | 25.9639
EDGIS_PRIOH_CIRCMILES.xlsx | 253422101 | PANAMA 2101 | OH | 12kV |  | 31.7091
EDGIS_PRIOH_CIRCMILES.xlsx | 253422101 | PANAMA 2101 | OH | 21kV |  | 6.9656
EDGIS_PRIOH_CIRCMILES.xlsx | 253422102 | PANAMA 2102 | OH | 21kV |  | 34.0414
EDGIS_PRIOH_CIRCMILES.xlsx | 253441101 | CALFLAX 1101 | OH | 12kV |  | 27.4193
EDGIS_PRIOH_CIRCMILES.xlsx | 253441102 | CALFLAX 1102 | OH | 12kV |  | 20.413
EDGIS_PRIOH_CIRCMILES.xlsx | 253441103 | CALFLAX 1103 | OH | 12kV |  | 29.2665
EDGIS_PRIOH_CIRCMILES.xlsx | 253441104 | CALFLAX 1104 | OH | 12kV |  | 18.598
EDGIS_PRIOH_CIRCMILES.xlsx | 253451101 | DEVILS DEN 1101 | OH | 12kV |  | 45.9096
EDGIS_PRIOH_CIRCMILES.xlsx | 253451102 | DEVILS DEN 1102 | OH | 12kV |  | 33.5276
EDGIS_PRIOH_CIRCMILES.xlsx | 253461101 | CARRIZO PLAINS 1101 | OH | 12kV |  | 106.2765
EDGIS_PRIOH_CIRCMILES.xlsx | 253471101 | FIREBAUGH 1101 | OH | 12kV |  | 58.5362
EDGIS_PRIOH_CIRCMILES.xlsx | 253471102 | FIREBAUGH 1102 | OH | 12kV |  | 30.5732
EDGIS_PRIOH_CIRCMILES.xlsx | 253471103 | FIREBAUGH 1103 | OH | 12kV |  | 75.3435
EDGIS_PRIOH_CIRCMILES.xlsx | 253481101 | WHEELER RIDGE 1101 | OH | 12kV |  | 67.9646
EDGIS_PRIOH_CIRCMILES.xlsx | 253481102 | WHEELER RIDGE 1102 | OH | 12kV |  | 34.2834
EDGIS_PRIOH_CIRCMILES.xlsx | 253481103 | WHEELER RIDGE 1103 | OH | 12kV |  | 39.7626
EDGIS_PRIOH_CIRCMILES.xlsx | 253491110 | LERDO 1110 | OH | 12kV |  | 11.9854
EDGIS_PRIOH_CIRCMILES.xlsx | 253491111 | LERDO 1111 | OH | 12kV |  | 36.2741
EDGIS_PRIOH_CIRCMILES.xlsx | 253491112 | LERDO 1112 | OH | 12kV |  | 18.487
EDGIS_PRIOH_CIRCMILES.xlsx | 253491113 | LERDO 1113 | OH | 12kV |  | 38.5354
EDGIS_PRIOH_CIRCMILES.xlsx | 253491114 | LERDO 1114 | OH | 12kV |  | 15.0644
EDGIS_PRIOH_CIRCMILES.xlsx | 253491115 | LERDO 1115 | OH | 12kV |  | 15.8626
EDGIS_PRIOH_CIRCMILES.xlsx | 253491116 | LERDO 1116 | OH | 12kV |  | 42.5434
EDGIS_PRIOH_CIRCMILES.xlsx | 253531101 | BOWLES 1101 | OH | 12kV |  | 70.4928
EDGIS_PRIOH_CIRCMILES.xlsx | 253531102 | BOWLES 1102 | OH | 12kV |  | 34.399
EDGIS_PRIOH_CIRCMILES.xlsx | 253531103 | BOWLES 1103 | OH | 12kV |  | 26.626
EDGIS_PRIOH_CIRCMILES.xlsx | 253531104 | BOWLES 1104 | OH | 12kV |  | 25.0434
EDGIS_PRIOH_CIRCMILES.xlsx | 253541102 | SANTA RITA 1102 | OH | 12kV |  | 86.7429
EDGIS_PRIOH_CIRCMILES.xlsx | 253541105 | SANTA RITA 1105 | OH | 12kV |  | 61.2863
EDGIS_PRIOH_CIRCMILES.xlsx | 253551101 | SMYRNA 1101 | OH | 12kV |  | 47.6743
EDGIS_PRIOH_CIRCMILES.xlsx | 253551102 | SMYRNA 1102 | OH | 12kV |  | 66.7226
EDGIS_PRIOH_CIRCMILES.xlsx | 253551104 | SMYRNA 1104 | OH | 12kV |  | 39.9078
EDGIS_PRIOH_CIRCMILES.xlsx | 253551105 | SMYRNA 1105 | OH | 12kV |  | 53.8293
EDGIS_PRIOH_CIRCMILES.xlsx | 253551106 | SMYRNA 1106 | OH | 12kV |  | 46.7563
EDGIS_PRIOH_CIRCMILES.xlsx | 253571101 | BARTON 1101 | OH | 12kV |  | 5.9753
EDGIS_PRIOH_CIRCMILES.xlsx | 253571102 | BARTON 1102 | OH | 12kV |  | 4.4902
EDGIS_PRIOH_CIRCMILES.xlsx | 253571104 | BARTON 1104 | OH | 12kV |  | 11.6686
EDGIS_PRIOH_CIRCMILES.xlsx | 253571105 | BARTON 1105 | OH | 12kV |  | 4.7786
EDGIS_PRIOH_CIRCMILES.xlsx | 253571106 | BARTON 1106 | OH | 12kV |  | 5.9574
EDGIS_PRIOH_CIRCMILES.xlsx | 253571108 | BARTON 1108 | OH | 12kV |  | 18.7858
EDGIS_PRIOH_CIRCMILES.xlsx | 253571109 | BARTON 1109 | OH | 12kV |  | 7.1663
EDGIS_PRIOH_CIRCMILES.xlsx | 253571110 | BARTON 1110 | OH | 12kV |  | 16.3378
EDGIS_PRIOH_CIRCMILES.xlsx | 253571111 | BARTON 1111 | OH | 12kV |  | 15.5623
EDGIS_PRIOH_CIRCMILES.xlsx | 253571112 | BARTON 1112 | OH | 12kV |  | 3.3668
EDGIS_PRIOH_CIRCMILES.xlsx | 253571114 | BARTON 1114 | OH | 12kV |  | 12.8291
EDGIS_PRIOH_CIRCMILES.xlsx | 253571115 | BARTON 1115 | OH | 12kV |  | 15.2909
EDGIS_PRIOH_CIRCMILES.xlsx | 253571116 | BARTON 1116 | OH | 12kV |  | 9.315
EDGIS_PRIOH_CIRCMILES.xlsx | 253591101 | CANTUA 1101 | OH | 12kV |  | 23.7955
EDGIS_PRIOH_CIRCMILES.xlsx | 253591102 | CANTUA 1102 | OH | 12kV |  | 43.6278
EDGIS_PRIOH_CIRCMILES.xlsx | 253591103 | CANTUA 1103 | OH | 12kV |  | 35.8609
EDGIS_PRIOH_CIRCMILES.xlsx | 253591104 | CANTUA 1104 | OH | 12kV |  | 0.17433
EDGIS_PRIOH_CIRCMILES.xlsx | 253591105 | CANTUA 1105 | OH | 12kV |  | 15.1366
EDGIS_PRIOH_CIRCMILES.xlsx | 253591106 | CANTUA 1106 | OH | 12kV |  | 0.15927
EDGIS_PRIOH_CIRCMILES.xlsx | 253601101 | LEMOORE 1101 | OH | 12kV |  | 41.6013
EDGIS_PRIOH_CIRCMILES.xlsx | 253601102 | LEMOORE 1102 | OH | 12kV |  | 11.7214
EDGIS_PRIOH_CIRCMILES.xlsx | 253601103 | LEMOORE 1103 | OH | 12kV |  | 14.5071
EDGIS_PRIOH_CIRCMILES.xlsx | 253601104 | LEMOORE 1104 | OH | 12kV |  | 49.9442
EDGIS_PRIOH_CIRCMILES.xlsx | 253601105 | LEMOORE 1105 | OH | 12kV |  | 12.0936
EDGIS_PRIOH_CIRCMILES.xlsx | 253611102 | ATWATER 1102 | OH | 12kV |  | 84.4602
EDGIS_PRIOH_CIRCMILES.xlsx | 253611103 | ATWATER 1103 | OH | 12kV |  | 38.0177
EDGIS_PRIOH_CIRCMILES.xlsx | 253611104 | ATWATER 1104 | OH | 12kV |  | 12.9211
EDGIS_PRIOH_CIRCMILES.xlsx | 253611105 | ATWATER 1105 | OH | 12kV |  | 13.1283
EDGIS_PRIOH_CIRCMILES.xlsx | 253611106 | ATWATER 1106 | OH | 12kV |  | 35.075
EDGIS_PRIOH_CIRCMILES.xlsx | 253611107 | ATWATER 1107 | OH | 12kV |  | 30.5777
EDGIS_PRIOH_CIRCMILES.xlsx | 253611108 | ATWATER 1108 | OH | 12kV |  | 54.1753
EDGIS_PRIOH_CIRCMILES.xlsx | 253611108 | ATWATER 1108 | OH | 21kV |  | 6.9721
EDGIS_PRIOH_CIRCMILES.xlsx | 253642101 | POSO MOUNTAIN 2101 | OH | 12kV | Tier 2 - Elevated | 0.017393
EDGIS_PRIOH_CIRCMILES.xlsx | 253642101 | POSO MOUNTAIN 2101 | OH | 21kV |  | 10.4849
EDGIS_PRIOH_CIRCMILES.xlsx | 253642101 | POSO MOUNTAIN 2101 | OH | 21kV | Tier 2 - Elevated | 49.0663
EDGIS_PRIOH_CIRCMILES.xlsx | 253642103 | POSO MOUNTAIN 2103 | OH | 12kV |  | 2.0973
EDGIS_PRIOH_CIRCMILES.xlsx | 253642103 | POSO MOUNTAIN 2103 | OH | 12kV | Tier 2 - Elevated | 18.573
EDGIS_PRIOH_CIRCMILES.xlsx | 253642104 | POSO MOUNTAIN 2104 | OH | 21kV |  | 4.4897
EDGIS_PRIOH_CIRCMILES.xlsx | 253642104 | POSO MOUNTAIN 2104 | OH | 21kV | Tier 2 - Elevated | 8.1901
EDGIS_PRIOH_CIRCMILES.xlsx | 253651101 | SHAFTER 1101 | OH | 12kV |  | 0.034279
EDGIS_PRIOH_CIRCMILES.xlsx | 253651102 | SHAFTER 1102 | OH | 12kV |  | 27.5927
EDGIS_PRIOH_CIRCMILES.xlsx | 253651103 | SHAFTER 1103 | OH | 12kV |  | 40.0001
EDGIS_PRIOH_CIRCMILES.xlsx | 253651104 | SHAFTER 1104 | OH | 12kV |  | 9.6144
EDGIS_PRIOH_CIRCMILES.xlsx | 253651111 | SHAFTER 1111 | OH | 12kV |  | 24.7285
EDGIS_PRIOH_CIRCMILES.xlsx | 253651112 | SHAFTER 1112 | OH | 12kV |  | 48.044
EDGIS_PRIOH_CIRCMILES.xlsx | 253661101 | STROUD 1101 | OH | 12kV |  | 32.0888
EDGIS_PRIOH_CIRCMILES.xlsx | 253661102 | STROUD 1102 | OH | 12kV |  | 34.4352
EDGIS_PRIOH_CIRCMILES.xlsx | 253661104 | STROUD 1104 | OH | 12kV |  | 31.2445
EDGIS_PRIOH_CIRCMILES.xlsx | 253671101 | PANOCHE 1101 | OH | 12kV |  | 27.6963
EDGIS_PRIOH_CIRCMILES.xlsx | 253671102 | PANOCHE 1102 | OH | 12kV |  | 44.2179
EDGIS_PRIOH_CIRCMILES.xlsx | 253671103 | PANOCHE 1103 | OH | 12kV |  | 78.4907
EDGIS_PRIOH_CIRCMILES.xlsx | 253671103 | PANOCHE 1103 | OH | 12kV | Tier 2 - Elevated | 43.7923
EDGIS_PRIOH_CIRCMILES.xlsx | 253701101 | WESTPARK 1101 | OH | 12kV |  | 11.3857
EDGIS_PRIOH_CIRCMILES.xlsx | 253701102 | WESTPARK 1102 | OH | 12kV |  | 3.7586
EDGIS_PRIOH_CIRCMILES.xlsx | 253701103 | WESTPARK 1103 | OH | 12kV |  | 15.6962
EDGIS_PRIOH_CIRCMILES.xlsx | 253701104 | WESTPARK 1104 | OH | 12kV |  | 10.4026
EDGIS_PRIOH_CIRCMILES.xlsx | 253701105 | WESTPARK 1105 | OH | 12kV |  | 2.2881
EDGIS_PRIOH_CIRCMILES.xlsx | 253701106 | WESTPARK 1106 | OH | 2.4kV |  | 0.020092
EDGIS_PRIOH_CIRCMILES.xlsx | 253701106 | WESTPARK 1106 | OH | 12kV |  | 2.7376
EDGIS_PRIOH_CIRCMILES.xlsx | 253701107 | WESTPARK 1107 | OH | 12kV |  | 5.4704
EDGIS_PRIOH_CIRCMILES.xlsx | 253701108 | WESTPARK 1108 | OH | 12kV |  | 20.9937
EDGIS_PRIOH_CIRCMILES.xlsx | 253701109 | WESTPARK 1109 | OH | 12kV |  | 9.8656
EDGIS_PRIOH_CIRCMILES.xlsx | 253701110 | WESTPARK 1110 | OH | 12kV |  | 12.9884
EDGIS_PRIOH_CIRCMILES.xlsx | 253701111 | WESTPARK 1111 | OH | 12kV |  | 5.2171
EDGIS_PRIOH_CIRCMILES.xlsx | 253701112 | WESTPARK 1112 | OH | 12kV |  | 6.9142
EDGIS_PRIOH_CIRCMILES.xlsx | 253711101 | HARDWICK 1101 | OH | 12kV |  | 72.2683
EDGIS_PRIOH_CIRCMILES.xlsx | 253711102 | HARDWICK 1102 | OH | 12kV |  | 98.329
EDGIS_PRIOH_CIRCMILES.xlsx | 253731101 | WEST FRESNO 1101 | OH | 12kV |  | 15.9312
EDGIS_PRIOH_CIRCMILES.xlsx | 253731102 | WEST FRESNO 1102 | OH | 12kV |  | 4.1404
EDGIS_PRIOH_CIRCMILES.xlsx | 253731103 | WEST FRESNO 1103 | OH | 12kV |  | 5.8845
EDGIS_PRIOH_CIRCMILES.xlsx | 253731104 | WEST FRESNO 1104 | OH | 12kV |  | 16.7325
EDGIS_PRIOH_CIRCMILES.xlsx | 253731105 | WEST FRESNO 1105 | OH | 12kV |  | 6.0389
EDGIS_PRIOH_CIRCMILES.xlsx | 253731106 | WEST FRESNO 1106 | OH | 12kV |  | 5.9379
EDGIS_PRIOH_CIRCMILES.xlsx | 253731107 | WEST FRESNO 1107 | OH | 12kV |  | 4.3671
EDGIS_PRIOH_CIRCMILES.xlsx | 253731108 | WEST FRESNO 1108 | OH | 12kV |  | 2.6184
EDGIS_PRIOH_CIRCMILES.xlsx | 253731109 | WEST FRESNO 1109 | OH | 2.4kV |  | 0.20496
EDGIS_PRIOH_CIRCMILES.xlsx | 253731109 | WEST FRESNO 1109 | OH | 12kV |  | 20.1324
EDGIS_PRIOH_CIRCMILES.xlsx | 253731110 | WEST FRESNO 1110 | OH | 12kV |  | 5.859
EDGIS_PRIOH_CIRCMILES.xlsx | 253731111 | WEST FRESNO 1111 | OH | 12kV |  | 34.3139
EDGIS_PRIOH_CIRCMILES.xlsx | 253731112 | WEST FRESNO 1112 | OH | 12kV |  | 23.8402
EDGIS_PRIOH_CIRCMILES.xlsx | 253801101 | ARVIN 1101 | OH | 12kV |  | 29.6103
EDGIS_PRIOH_CIRCMILES.xlsx | 253801101 | ARVIN 1101 | OH | 12kV | Tier 2 - Elevated | 0.10293
EDGIS_PRIOH_CIRCMILES.xlsx | 253801102 | ARVIN 1102 | OH | 12kV |  | 17.8675
EDGIS_PRIOH_CIRCMILES.xlsx | 253801103 | ARVIN 1103 | OH | 12kV |  | 13.2498
EDGIS_PRIOH_CIRCMILES.xlsx | 253871102 | COPUS 1102 | OH | 12kV |  | 30.8128
EDGIS_PRIOH_CIRCMILES.xlsx | 253871103 | COPUS 1103 | OH | 12kV |  | 24.7226
EDGIS_PRIOH_CIRCMILES.xlsx | 253871104 | COPUS 1104 | OH | 12kV |  | 39.1361
EDGIS_PRIOH_CIRCMILES.xlsx | 253880004 | EL CAPITAN 0004 | OH | 12kV |  | 0.0051314
EDGIS_PRIOH_CIRCMILES.xlsx | 253881102 | EL CAPITAN 1102 | OH | 12kV |  | 16.5961
EDGIS_PRIOH_CIRCMILES.xlsx | 253881103 | EL CAPITAN 1103 | OH | 12kV |  | 59.6166
EDGIS_PRIOH_CIRCMILES.xlsx | 253881104 | EL CAPITAN 1104 | OH | 12kV |  | 42.3383
EDGIS_PRIOH_CIRCMILES.xlsx | 253881105 | EL CAPITAN 1105 | OH | 12kV |  | 4.8406
EDGIS_PRIOH_CIRCMILES.xlsx | 253881106 | EL CAPITAN 1106 | OH | 12kV |  | 14.3473
EDGIS_PRIOH_CIRCMILES.xlsx | 253882109 | EL CAPITAN 2109 | OH | 21kV |  | 4.4699
EDGIS_PRIOH_CIRCMILES.xlsx | 253882110 | EL CAPITAN 2110 | OH | 21kV |  | 14.6852
EDGIS_PRIOH_CIRCMILES.xlsx | 253911102 | LAMONT 1102 | OH | 12kV |  | 67.9585
EDGIS_PRIOH_CIRCMILES.xlsx | 253911102 | LAMONT 1102 | OH | 12kV | Tier 2 - Elevated | 1.3209
EDGIS_PRIOH_CIRCMILES.xlsx | 253911103 | LAMONT 1103 | OH | 12kV |  | 26.9456
EDGIS_PRIOH_CIRCMILES.xlsx | 253911104 | LAMONT 1104 | OH | 12kV |  | 53.2803
EDGIS_PRIOH_CIRCMILES.xlsx | 253911105 | LAMONT 1105 | OH | 12kV |  | 37.0963
EDGIS_PRIOH_CIRCMILES.xlsx | 253911106 | LAMONT 1106 | OH | 12kV |  | 22.4834
EDGIS_PRIOH_CIRCMILES.xlsx | 253911107 | LAMONT 1107 | OH | 12kV |  | 46.234
EDGIS_PRIOH_CIRCMILES.xlsx | 253921101 | MANCHESTER 1101 | OH | 12kV |  | 12.8925
EDGIS_PRIOH_CIRCMILES.xlsx | 253921102 | MANCHESTER 1102 | OH | 12kV |  | 13.6248
EDGIS_PRIOH_CIRCMILES.xlsx | 253921103 | MANCHESTER 1103 | OH | 12kV |  | 7.1824
EDGIS_PRIOH_CIRCMILES.xlsx | 253921104 | MANCHESTER 1104 | OH | 12kV |  | 3.969
EDGIS_PRIOH_CIRCMILES.xlsx | 253921105 | MANCHESTER 1105 | OH | 12kV |  | 9.033
EDGIS_PRIOH_CIRCMILES.xlsx | 253921106 | MANCHESTER 1106 | OH | 12kV |  | 14.9121
EDGIS_PRIOH_CIRCMILES.xlsx | 253921107 | MANCHESTER 1107 | OH | 12kV |  | 8.6789
EDGIS_PRIOH_CIRCMILES.xlsx | 253921108 | MANCHESTER 1108 | OH | 12kV |  | 14.6386
EDGIS_PRIOH_CIRCMILES.xlsx | 253921109 | MANCHESTER 1109 | OH | 12kV |  | 15.9796
EDGIS_PRIOH_CIRCMILES.xlsx | 253921110 | MANCHESTER 1110 | OH | 12kV |  | 13.4157
EDGIS_PRIOH_CIRCMILES.xlsx | 253921111 | MANCHESTER 1111 | OH | 12kV |  | 14.442
EDGIS_PRIOH_CIRCMILES.xlsx | 253921112 | MANCHESTER 1112 | OH | 12kV |  | 15.9504
EDGIS_PRIOH_CIRCMILES.xlsx | 253931101 | GATES 1101 | OH | 12kV |  | 15.2733
EDGIS_PRIOH_CIRCMILES.xlsx | 253931102 | GATES 1102 | OH | 12kV |  | 40.8076
EDGIS_PRIOH_CIRCMILES.xlsx | 253931104 | GATES 1104 | OH | 12kV |  | 25.5291
EDGIS_PRIOH_CIRCMILES.xlsx | 253931105 | GATES 1105 | OH | 12kV |  | 18.5988
EDGIS_PRIOH_CIRCMILES.xlsx | 253931106 | GATES 1106 | OH | 12kV |  | 45.7158
EDGIS_PRIOH_CIRCMILES.xlsx | 253931107 | GATES 1107 | OH | 12kV |  | 2.5191
EDGIS_PRIOH_CIRCMILES.xlsx | 253931108 | GATES 1108 | OH | 12kV |  | 2.575
EDGIS_PRIOH_CIRCMILES.xlsx | 253931109 | GATES 1109 | OH | 12kV |  | 0.30006
EDGIS_PRIOH_CIRCMILES.xlsx | 253931110 | GATES 1110 | OH | 12kV |  | 44.5417
EDGIS_PRIOH_CIRCMILES.xlsx | 253951103 | COLUMBUS 1103 | OH | 12kV |  | 7.8749
EDGIS_PRIOH_CIRCMILES.xlsx | 253951104 | COLUMBUS 1104 | OH | 12kV |  | 8.2694
EDGIS_PRIOH_CIRCMILES.xlsx | 253951105 | COLUMBUS 1105 | OH | 12kV |  | 16.0555
EDGIS_PRIOH_CIRCMILES.xlsx | 253951106 | COLUMBUS 1106 | OH | 12kV |  | 14.3124
EDGIS_PRIOH_CIRCMILES.xlsx | 253951109 | COLUMBUS 1109 | OH | 12kV |  | 5.5782
EDGIS_PRIOH_CIRCMILES.xlsx | 253951110 | COLUMBUS 1110 | OH | 12kV |  | 6.5198
EDGIS_PRIOH_CIRCMILES.xlsx | 253961101 | BULLARD 1101 | OH | 12kV |  | 14.3395
EDGIS_PRIOH_CIRCMILES.xlsx | 253961102 | BULLARD 1102 | OH | 12kV |  | 2.7772
EDGIS_PRIOH_CIRCMILES.xlsx | 253961103 | BULLARD 1103 | OH | 12kV |  | 8.1148
EDGIS_PRIOH_CIRCMILES.xlsx | 253961104 | BULLARD 1104 | OH | 12kV |  | 8.0427
EDGIS_PRIOH_CIRCMILES.xlsx | 253961105 | BULLARD 1105 | OH | 12kV |  | 3.4681
EDGIS_PRIOH_CIRCMILES.xlsx | 253961106 | BULLARD 1106 | OH | 12kV |  | 3.6853
EDGIS_PRIOH_CIRCMILES.xlsx | 253961107 | BULLARD 1107 | OH | 12kV |  | 2.3963
EDGIS_PRIOH_CIRCMILES.xlsx | 253961108 | BULLARD 1108 | OH | 12kV |  | 1.6243
EDGIS_PRIOH_CIRCMILES.xlsx | 253961109 | BULLARD 1109 | OH | 12kV |  | 5.4022
EDGIS_PRIOH_CIRCMILES.xlsx | 253961110 | BULLARD 1110 | OH | 12kV |  | 4.2894
EDGIS_PRIOH_CIRCMILES.xlsx | 253961113 | BULLARD 1113 | OH | 12kV |  | 5.2151
EDGIS_PRIOH_CIRCMILES.xlsx | 253962111 | BULLARD 2111 | OH | 21kV |  | 4.4698
EDGIS_PRIOH_CIRCMILES.xlsx | 253962112 | BULLARD 2112 | OH | 21kV |  | 11.094
EDGIS_PRIOH_CIRCMILES.xlsx | 253962114 | BULLARD 2114 | OH | 21kV |  | 4.7078
EDGIS_PRIOH_CIRCMILES.xlsx | 253981102 | EL PECO 1102 | OH | 12kV |  | 52.1873
EDGIS_PRIOH_CIRCMILES.xlsx | 253981105 | EL PECO 1105 | OH | 12kV |  | 105.0655
EDGIS_PRIOH_CIRCMILES.xlsx | 253981106 | EL PECO 1106 | OH | 12kV |  | 34.0311
EDGIS_PRIOH_CIRCMILES.xlsx | 254001103 | ALPAUGH 1103 | OH | 12kV |  | 27.7494
EDGIS_PRIOH_CIRCMILES.xlsx | 254001104 | ALPAUGH 1104 | OH | 12kV |  | 56.4112
EDGIS_PRIOH_CIRCMILES.xlsx | 254001106 | ALPAUGH 1106 | OH | 12kV |  | 52.837
EDGIS_PRIOH_CIRCMILES.xlsx | 254041101 | DOS PALOS 1101 | OH | 12kV |  | 75.5702
EDGIS_PRIOH_CIRCMILES.xlsx | 254041102 | DOS PALOS 1102 | OH | 12kV |  | 0.21452
EDGIS_PRIOH_CIRCMILES.xlsx | 254051101 | SANTA NELLA 1101 | OH | 12kV |  | 38.5471
EDGIS_PRIOH_CIRCMILES.xlsx | 254051104 | SANTA NELLA 1104 | OH | 12kV |  | 52.293
EDGIS_PRIOH_CIRCMILES.xlsx | 254060001 | DUNLAP 0001 | OH | 12kV | Tier 2 - Elevated | 0.04167
EDGIS_PRIOH_CIRCMILES.xlsx | 254061102 | DUNLAP 1102 | OH | 12kV | Tier 2 - Elevated | 56.0377
EDGIS_PRIOH_CIRCMILES.xlsx | 254061102 | DUNLAP 1102 | OH | 21kV | Tier 2 - Elevated | 0.63941
EDGIS_PRIOH_CIRCMILES.xlsx | 254061103 | DUNLAP 1103 | OH | 2.4kV | Tier 2 - Elevated | 1.3645
EDGIS_PRIOH_CIRCMILES.xlsx | 254061103 | DUNLAP 1103 | OH | 12kV | Tier 2 - Elevated | 69.8633
EDGIS_PRIOH_CIRCMILES.xlsx | 254071105 | STOCKDALE 1105 | OH | 12kV |  | 5.0539
EDGIS_PRIOH_CIRCMILES.xlsx | 254071106 | STOCKDALE 1106 | OH | 12kV |  | 5.6028
EDGIS_PRIOH_CIRCMILES.xlsx | 254071108 | STOCKDALE 1108 | OH | 12kV |  | 3.8426
EDGIS_PRIOH_CIRCMILES.xlsx | 254071109 | STOCKDALE 1109 | OH | 12kV |  | 4.2752
EDGIS_PRIOH_CIRCMILES.xlsx | 254071109 | STOCKDALE 1109 | OH | 21kV |  | 0.20039
EDGIS_PRIOH_CIRCMILES.xlsx | 254071110 | STOCKDALE 1110 | OH | 12kV |  | 6.3146
EDGIS_PRIOH_CIRCMILES.xlsx | 254071111 | STOCKDALE 1111 | OH | 12kV |  | 8.6496
EDGIS_PRIOH_CIRCMILES.xlsx | 254072105 | STOCKDALE 2105 | OH | 12kV |  | 2.6387
EDGIS_PRIOH_CIRCMILES.xlsx | 254072105 | STOCKDALE 2105 | OH | 21kV |  | 2.3539
EDGIS_PRIOH_CIRCMILES.xlsx | 254072106 | STOCKDALE 2106 | OH | 21kV |  | 8.9541
EDGIS_PRIOH_CIRCMILES.xlsx | 254072107 | STOCKDALE 2107 | OH | 21kV |  | 1.8405
EDGIS_PRIOH_CIRCMILES.xlsx | 254072108 | STOCKDALE 2108 | OH | 21kV |  | 2.943
EDGIS_PRIOH_CIRCMILES.xlsx | 254072109 | STOCKDALE 2109 | OH | 21kV |  | 8.5081
EDGIS_PRIOH_CIRCMILES.xlsx | 254072110 | STOCKDALE 2110 | OH | 21kV |  | 8.7751
EDGIS_PRIOH_CIRCMILES.xlsx | 254072111 | STOCKDALE 2111 | OH | 21kV |  | 2.8775
EDGIS_PRIOH_CIRCMILES.xlsx | 254072112 | STOCKDALE 2112 | OH | 12kV |  | 20.9891
EDGIS_PRIOH_CIRCMILES.xlsx | 254072112 | STOCKDALE 2112 | OH | 21kV |  | 9.8163
EDGIS_PRIOH_CIRCMILES.xlsx | 254072113 | STOCKDALE 2113 | OH | 21kV |  | 15.8505
EDGIS_PRIOH_CIRCMILES.xlsx | 254072114 | STOCKDALE 2114 | OH | 21kV |  | 10.5253
EDGIS_PRIOH_CIRCMILES.xlsx | 254072115 | STOCKDALE 2115 | OH | 21kV |  | 0.44635
EDGIS_PRIOH_CIRCMILES.xlsx | 254081101 | CLOVIS 1101 | OH | 12kV |  | 3.9796
EDGIS_PRIOH_CIRCMILES.xlsx | 254081102 | CLOVIS 1102 | OH | 12kV |  | 28.4337
EDGIS_PRIOH_CIRCMILES.xlsx | 254081103 | CLOVIS 1103 | OH | 12kV |  | 1.9417
EDGIS_PRIOH_CIRCMILES.xlsx | 254081104 | CLOVIS 1104 | OH | 12kV |  | 0.0028409
EDGIS_PRIOH_CIRCMILES.xlsx | 254081105 | CLOVIS 1105 | OH | 12kV |  | 7.7256
EDGIS_PRIOH_CIRCMILES.xlsx | 254081106 | CLOVIS 1106 | OH | 12kV |  | 4.9908
EDGIS_PRIOH_CIRCMILES.xlsx | 254081107 | CLOVIS 1107 | OH | 12kV |  | 8.4773
EDGIS_PRIOH_CIRCMILES.xlsx | 254081108 | CLOVIS 1108 | OH | 12kV |  | 11.8047
EDGIS_PRIOH_CIRCMILES.xlsx | 254082109 | CLOVIS 2109 | OH | 21kV |  | 3.9014
EDGIS_PRIOH_CIRCMILES.xlsx | 254082110 | CLOVIS 2110 | OH | 21kV |  | 11.4717
EDGIS_PRIOH_CIRCMILES.xlsx | 254082111 | CLOVIS 2111 | OH | 21kV |  | 8.7989
EDGIS_PRIOH_CIRCMILES.xlsx | 254091100 | DINUBA 1100 | OH | 12kV |  | 0.0098687
EDGIS_PRIOH_CIRCMILES.xlsx | 254091102 | DINUBA 1102 | OH | 12kV |  | 22.6296
EDGIS_PRIOH_CIRCMILES.xlsx | 254091104 | DINUBA 1104 | OH | 12kV |  | 85.529
EDGIS_PRIOH_CIRCMILES.xlsx | 254091105 | DINUBA 1105 | OH | 12kV |  | 99.9678
EDGIS_PRIOH_CIRCMILES.xlsx | 254091106 | DINUBA 1106 | OH | 12kV |  | 10.3344
EDGIS_PRIOH_CIRCMILES.xlsx | 254101101 | CHOWCHILLA 1101 | OH | 12kV |  | 62.9635
EDGIS_PRIOH_CIRCMILES.xlsx | 254101102 | CHOWCHILLA 1102 | OH | 12kV |  | 17.3016
EDGIS_PRIOH_CIRCMILES.xlsx | 254101103 | CHOWCHILLA 1103 | OH | 12kV |  | 53.3747
EDGIS_PRIOH_CIRCMILES.xlsx | 254101104 | CHOWCHILLA 1104 | OH | 12kV |  | 80.4723
EDGIS_PRIOH_CIRCMILES.xlsx | 254101105 | CHOWCHILLA 1105 | OH | 12kV |  | 5.2504
EDGIS_PRIOH_CIRCMILES.xlsx | 254101106 | CHOWCHILLA 1106 | OH | 12kV |  | 54.7725
EDGIS_PRIOH_CIRCMILES.xlsx | 254121101 | MC CALL 1101 | OH | 12kV |  | 95.0962
EDGIS_PRIOH_CIRCMILES.xlsx | 254121102 | MC CALL 1102 | OH | 12kV |  | 25.1586
EDGIS_PRIOH_CIRCMILES.xlsx | 254121103 | MC CALL 1103 | OH | 12kV |  | 17.4972
EDGIS_PRIOH_CIRCMILES.xlsx | 254121104 | MC CALL 1104 | OH | 12kV |  | 16.6197
EDGIS_PRIOH_CIRCMILES.xlsx | 254121105 | MC CALL 1105 | OH | 12kV |  | 16.2173
EDGIS_PRIOH_CIRCMILES.xlsx | 254121106 | MC CALL 1106 | OH | 12kV |  | 77.3995
EDGIS_PRIOH_CIRCMILES.xlsx | 254121107 | MC CALL 1107 | OH | 12kV |  | 100.161
EDGIS_PRIOH_CIRCMILES.xlsx | 254121108 | MC CALL 1108 | OH | 12kV |  | 56.5013
EDGIS_PRIOH_CIRCMILES.xlsx | 254151101 | AUBERRY 1101 | OH |  | Tier 3 - Extreme | 0.0028409
EDGIS_PRIOH_CIRCMILES.xlsx | 254151101 | AUBERRY 1101 | OH | 12kV |  | 2.3118
EDGIS_PRIOH_CIRCMILES.xlsx | 254151101 | AUBERRY 1101 | OH | 12kV | Tier 2 - Elevated | 208.8199
EDGIS_PRIOH_CIRCMILES.xlsx | 254151101 | AUBERRY 1101 | OH | 12kV | Tier 3 - Extreme | 30.6119
EDGIS_PRIOH_CIRCMILES.xlsx | 254151102 | AUBERRY 1102 | OH | 12kV | Tier 2 - Elevated | 128.9045
EDGIS_PRIOH_CIRCMILES.xlsx | 254181101 | RESERVE OIL 1101 | OH | 12kV |  | 2.197
EDGIS_PRIOH_CIRCMILES.xlsx | 254201101 | GOOSE LAKE 1101 | OH | 12kV |  | 0.54411
EDGIS_PRIOH_CIRCMILES.xlsx | 254201103 | GOOSE LAKE 1103 | OH | 12kV |  | 74.4798
EDGIS_PRIOH_CIRCMILES.xlsx | 254201106 | GOOSE LAKE 1106 | OH | 12kV |  | 67.1115
EDGIS_PRIOH_CIRCMILES.xlsx | 254202104 | GOOSE LAKE 2104 | OH | 12kV |  | 6.0998
EDGIS_PRIOH_CIRCMILES.xlsx | 254202104 | GOOSE LAKE 2104 | OH | 21kV |  | 43.0594
EDGIS_PRIOH_CIRCMILES.xlsx | 254211101 | MARICOPA 1101 | OH | 12kV |  | 39.5639
EDGIS_PRIOH_CIRCMILES.xlsx | 254211102 | MARICOPA 1102 | OH | 12kV |  | 38.0781
EDGIS_PRIOH_CIRCMILES.xlsx | 254242103 | FELLOWS 2103 | OH | 12kV |  | 0.047162
EDGIS_PRIOH_CIRCMILES.xlsx | 254242103 | FELLOWS 2103 | OH | 21kV |  | 27.5879
EDGIS_PRIOH_CIRCMILES.xlsx | 254242104 | FELLOWS 2104 | OH | 12kV |  | 14.6764
EDGIS_PRIOH_CIRCMILES.xlsx | 254242104 | FELLOWS 2104 | OH | 21kV |  | 62.8529
EDGIS_PRIOH_CIRCMILES.xlsx | 254251101 | MALAGA 1101 | OH | 12kV |  | 3.7652
EDGIS_PRIOH_CIRCMILES.xlsx | 254251102 | MALAGA 1102 | OH | 12kV |  | 55.1933
EDGIS_PRIOH_CIRCMILES.xlsx | 254251103 | MALAGA 1103 | OH | 12kV |  | 23.6587
EDGIS_PRIOH_CIRCMILES.xlsx | 254251104 | MALAGA 1104 | OH | 12kV |  | 15.5511
EDGIS_PRIOH_CIRCMILES.xlsx | 254251105 | MALAGA 1105 | OH | 12kV |  | 0.64456
EDGIS_PRIOH_CIRCMILES.xlsx | 254251106 | MALAGA 1106 | OH | 12kV |  | 9.4536
EDGIS_PRIOH_CIRCMILES.xlsx | 254251107 | MALAGA 1107 | OH | 12kV |  | 2.651
EDGIS_PRIOH_CIRCMILES.xlsx | 254251108 | MALAGA 1108 | OH | 12kV |  | 20.2352
EDGIS_PRIOH_CIRCMILES.xlsx | 254251109 | MALAGA 1109 | OH | 12kV |  | 3.3031
EDGIS_PRIOH_CIRCMILES.xlsx | 254251110 | MALAGA 1110 | OH | 12kV |  | 15.4038
EDGIS_PRIOH_CIRCMILES.xlsx | 254251111 | MALAGA 1111 | OH | 12kV |  | 8.9798
EDGIS_PRIOH_CIRCMILES.xlsx | 254261101 | BERRENDA A 1101 | OH | 4.16kV |  | 0.02187
EDGIS_PRIOH_CIRCMILES.xlsx | 254272107 | CASSIDY 2107 | OH | 12kV |  | 66.9102
EDGIS_PRIOH_CIRCMILES.xlsx | 254272108 | CASSIDY 2108 | OH | 12kV |  | 36.9158
EDGIS_PRIOH_CIRCMILES.xlsx | 254272108 | CASSIDY 2108 | OH | 21kV |  | 7.9866
EDGIS_PRIOH_CIRCMILES.xlsx | 254281101 | LOST HILLS 1101 | OH | 2.4kV |  | 0.0059923
EDGIS_PRIOH_CIRCMILES.xlsx | 254291102 | WELLFIELD 1102 | OH | 12kV |  | 37.8739
EDGIS_PRIOH_CIRCMILES.xlsx | 254291103 | WELLFIELD 1103 | OH | 12kV |  | 0.31007
EDGIS_PRIOH_CIRCMILES.xlsx | 254291104 | WELLFIELD 1104 | OH | 12kV |  | 5.2691
EDGIS_PRIOH_CIRCMILES.xlsx | 254301101 | WILSON 1101 | OH | 12kV |  | 16.4941
EDGIS_PRIOH_CIRCMILES.xlsx | 254301102 | WILSON 1102 | OH | 12kV |  | 30.4652
EDGIS_PRIOH_CIRCMILES.xlsx | 254301103 | WILSON 1103 | OH | 12kV |  | 115.4708
EDGIS_PRIOH_CIRCMILES.xlsx | 254311105 | ORTIGA 1105 | OH | 12kV |  | 31.91
EDGIS_PRIOH_CIRCMILES.xlsx | 254311106 | ORTIGA 1106 | OH | 12kV |  | 53.7324
EDGIS_PRIOH_CIRCMILES.xlsx | 254371101 | BELRIDGE 1A 1101 | OH | 4.16kV |  | 0.073122
EDGIS_PRIOH_CIRCMILES.xlsx | 254381101 | BELRIDGE 1B 1101 | OH | 4.16kV |  | 0.014953
EDGIS_PRIOH_CIRCMILES.xlsx | 254401101 | TWISSELMAN 1101 | OH | 12kV |  | 0.01598
EDGIS_PRIOH_CIRCMILES.xlsx | 254401102 | TWISSELMAN 1102 | OH | 12kV |  | 49.0945
EDGIS_PRIOH_CIRCMILES.xlsx | 254401104 | TWISSELMAN 1104 | OH | 12kV |  | 0.015925
EDGIS_PRIOH_CIRCMILES.xlsx | 254402105 | TWISSELMAN 2105 | OH | 21kV |  | 89.1745
EDGIS_PRIOH_CIRCMILES.xlsx | 254411104 | MC MULLIN 1104 | OH | 12kV |  | 69.1573
EDGIS_PRIOH_CIRCMILES.xlsx | 254411105 | MC MULLIN 1105 | OH | 12kV |  | 58.1593
EDGIS_PRIOH_CIRCMILES.xlsx | 254411106 | MC MULLIN 1106 | OH | 12kV |  | 100.8825
EDGIS_PRIOH_CIRCMILES.xlsx | 254421101 | OAKHURST 1101 | OH | 12kV |  | 0.7708
EDGIS_PRIOH_CIRCMILES.xlsx | 254421101 | OAKHURST 1101 | OH | 12kV | Tier 2 - Elevated | 88.8705
EDGIS_PRIOH_CIRCMILES.xlsx | 254421101 | OAKHURST 1101 | OH | 12kV | Tier 3 - Extreme | 3.1435
EDGIS_PRIOH_CIRCMILES.xlsx | 254421102 | OAKHURST 1102 | OH | 12kV |  | 3.8842
EDGIS_PRIOH_CIRCMILES.xlsx | 254421102 | OAKHURST 1102 | OH | 12kV | Tier 2 - Elevated | 11.4541
EDGIS_PRIOH_CIRCMILES.xlsx | 254421102 | OAKHURST 1102 | OH | 12kV | Tier 3 - Extreme | 1.2338
EDGIS_PRIOH_CIRCMILES.xlsx | 254421103 | OAKHURST 1103 | OH | 12kV |  | 2.6466
EDGIS_PRIOH_CIRCMILES.xlsx | 254421103 | OAKHURST 1103 | OH | 12kV | Tier 2 - Elevated | 41.9959
EDGIS_PRIOH_CIRCMILES.xlsx | 254421103 | OAKHURST 1103 | OH | 12kV | Tier 3 - Extreme | 85.1597
EDGIS_PRIOH_CIRCMILES.xlsx | 254432102 | COARSEGOLD 2102 | OH | 21kV | Tier 2 - Elevated | 0.019192
EDGIS_PRIOH_CIRCMILES.xlsx | 254432102 | COARSEGOLD 2102 | OH | 12kV | Tier 3 - Extreme | 45.3721
EDGIS_PRIOH_CIRCMILES.xlsx | 254432102 | COARSEGOLD 2102 | OH | 21kV | Tier 2 - Elevated | 14.8775
EDGIS_PRIOH_CIRCMILES.xlsx | 254432102 | COARSEGOLD 2102 | OH | 21kV | Tier 3 - Extreme | 8.9737
EDGIS_PRIOH_CIRCMILES.xlsx | 254432103 | COARSEGOLD 2103 | OH | 12kV |  | 19.3378
EDGIS_PRIOH_CIRCMILES.xlsx | 254432103 | COARSEGOLD 2103 | OH | 12kV | Tier 2 - Elevated | 10.3769
EDGIS_PRIOH_CIRCMILES.xlsx | 254432103 | COARSEGOLD 2103 | OH | 21kV |  | 9.7316
EDGIS_PRIOH_CIRCMILES.xlsx | 254432103 | COARSEGOLD 2103 | OH | 21kV | Tier 2 - Elevated | 83.3264
EDGIS_PRIOH_CIRCMILES.xlsx | 254432104 | COARSEGOLD 2104 | OH | 12kV | Tier 2 - Elevated | 59.3158
EDGIS_PRIOH_CIRCMILES.xlsx | 254432104 | COARSEGOLD 2104 | OH | 12kV | Tier 3 - Extreme | 2.9306
EDGIS_PRIOH_CIRCMILES.xlsx | 254432104 | COARSEGOLD 2104 | OH | 21kV |  | 18.7431
EDGIS_PRIOH_CIRCMILES.xlsx | 254432104 | COARSEGOLD 2104 | OH | 21kV | Tier 2 - Elevated | 185.834
EDGIS_PRIOH_CIRCMILES.xlsx | 254441103 | RAINBOW 1103 | OH | 12kV |  | 0.27046
EDGIS_PRIOH_CIRCMILES.xlsx | 254441105 | RAINBOW 1105 | OH | 12kV |  | 27.583
EDGIS_PRIOH_CIRCMILES.xlsx | 254441106 | RAINBOW 1106 | OH | 12kV |  | 122.0738
EDGIS_PRIOH_CIRCMILES.xlsx | 254452101 | MARIPOSA 2101 | OH | 12kV | Tier 2 - Elevated | 16.7807
EDGIS_PRIOH_CIRCMILES.xlsx | 254452101 | MARIPOSA 2101 | OH | 12kV | Tier 3 - Extreme | 40.2956
EDGIS_PRIOH_CIRCMILES.xlsx | 254452101 | MARIPOSA 2101 | OH | 21kV |  | 4.9334
EDGIS_PRIOH_CIRCMILES.xlsx | 254452101 | MARIPOSA 2101 | OH | 21kV | Tier 2 - Elevated | 165.1841
EDGIS_PRIOH_CIRCMILES.xlsx | 254452101 | MARIPOSA 2101 | OH | 21kV | Tier 3 - Extreme | 38.6885
EDGIS_PRIOH_CIRCMILES.xlsx | 254452102 | MARIPOSA 2102 | OH | 12kV | Tier 2 - Elevated | 0.06034
EDGIS_PRIOH_CIRCMILES.xlsx | 254452102 | MARIPOSA 2102 | OH | 21kV |  | 12.8325
EDGIS_PRIOH_CIRCMILES.xlsx | 254452102 | MARIPOSA 2102 | OH | 21kV | Tier 2 - Elevated | 189.4649
EDGIS_PRIOH_CIRCMILES.xlsx | 254452102 | MARIPOSA 2102 | OH | 21kV | Tier 3 - Extreme | 57.4332
EDGIS_PRIOH_CIRCMILES.xlsx | 254461109 | NEWHALL 1109 | OH | 12kV |  | 74.3317
EDGIS_PRIOH_CIRCMILES.xlsx | 254461111 | NEWHALL 1111 | OH | 12kV |  | 75.9906
EDGIS_PRIOH_CIRCMILES.xlsx | 254480401 | BERRENDA C 0401 | OH | 4.16kV |  | 0.023126
EDGIS_PRIOH_CIRCMILES.xlsx | 254501102 | CHARCA 1102 | OH |  |  | 0.0087239
EDGIS_PRIOH_CIRCMILES.xlsx | 254501102 | CHARCA 1102 | OH | 12kV |  | 48.8348
EDGIS_PRIOH_CIRCMILES.xlsx | 254501103 | CHARCA 1103 | OH | 12kV |  | 41.91
EDGIS_PRIOH_CIRCMILES.xlsx | 254501106 | CHARCA 1106 | OH | 12kV |  | 18.9718
EDGIS_PRIOH_CIRCMILES.xlsx | 254511101 | TECUYA 1101 | OH | 2.4kV |  | 0.032549
EDGIS_PRIOH_CIRCMILES.xlsx | 254531106 | WAHTOKE 1106 | OH | 12kV |  | 13.9529
EDGIS_PRIOH_CIRCMILES.xlsx | 254531107 | WAHTOKE 1107 | OH | 12kV |  | 19.2922
EDGIS_PRIOH_CIRCMILES.xlsx | 254531108 | WAHTOKE 1108 | OH | 12kV |  | 108.5724
EDGIS_PRIOH_CIRCMILES.xlsx | 254531109 | WAHTOKE 1109 | OH | 12kV |  | 7.5245
EDGIS_PRIOH_CIRCMILES.xlsx | 254531110 | WAHTOKE 1110 | OH | 12kV |  | 39.919
EDGIS_PRIOH_CIRCMILES.xlsx | 254531111 | WAHTOKE 1111 | OH | 12kV |  | 29.9439
EDGIS_PRIOH_CIRCMILES.xlsx | 254541103 | GANSO 1103 | OH | 12kV |  | 49.2015
EDGIS_PRIOH_CIRCMILES.xlsx | 254541104 | GANSO 1104 | OH | 12kV |  | 51.1055
EDGIS_PRIOH_CIRCMILES.xlsx | 254552102 | FIGARDEN 2102 | OH | 12kV |  | 7.9392
EDGIS_PRIOH_CIRCMILES.xlsx | 254552102 | FIGARDEN 2102 | OH | 21kV |  | 17.0787
EDGIS_PRIOH_CIRCMILES.xlsx | 254552103 | FIGARDEN 2103 | OH | 21kV |  | 5.457
EDGIS_PRIOH_CIRCMILES.xlsx | 254552104 | FIGARDEN 2104 | OH | 21kV |  | 1.8094
EDGIS_PRIOH_CIRCMILES.xlsx | 254552105 | FIGARDEN 2105 | OH | 21kV |  | 12.6792
EDGIS_PRIOH_CIRCMILES.xlsx | 254552107 | FIGARDEN 2107 | OH | 21kV |  | 5.3792
EDGIS_PRIOH_CIRCMILES.xlsx | 254552108 | FIGARDEN 2108 | OH | 21kV |  | 5.9559
EDGIS_PRIOH_CIRCMILES.xlsx | 254552109 | FIGARDEN 2109 | OH | 21kV |  | 3.9025
EDGIS_PRIOH_CIRCMILES.xlsx | 254552110 | FIGARDEN 2110 | OH | 21kV |  | 15.6239
EDGIS_PRIOH_CIRCMILES.xlsx | 254552111 | FIGARDEN 2111 | OH | 21kV |  | 5.2679
EDGIS_PRIOH_CIRCMILES.xlsx | 254552112 | FIGARDEN 2112 | OH | 12kV |  | 18.7454
EDGIS_PRIOH_CIRCMILES.xlsx | 254552112 | FIGARDEN 2112 | OH | 21kV |  | 12.2967
EDGIS_PRIOH_CIRCMILES.xlsx | 254552113 | FIGARDEN 2113 | OH | 12kV |  | 4.0998
EDGIS_PRIOH_CIRCMILES.xlsx | 254552113 | FIGARDEN 2113 | OH | 21kV |  | 7.4147
EDGIS_PRIOH_CIRCMILES.xlsx | 254561103 | TUPMAN 1103 | OH | 12kV |  | 53.9086
EDGIS_PRIOH_CIRCMILES.xlsx | 254561104 | TUPMAN 1104 | OH | 12kV |  | 64.5691
EDGIS_PRIOH_CIRCMILES.xlsx | 254561105 | TUPMAN 1105 | OH | 12kV |  | 17.9607
EDGIS_PRIOH_CIRCMILES.xlsx | 254561106 | TUPMAN 1106 | OH | 12kV |  | 36.8361
EDGIS_PRIOH_CIRCMILES.xlsx | 254572101 | RENFRO 2101 | OH | 21kV |  | 30.4999
EDGIS_PRIOH_CIRCMILES.xlsx | 254572102 | RENFRO 2102 | OH | 21kV |  | 5.1265
EDGIS_PRIOH_CIRCMILES.xlsx | 254572103 | RENFRO 2103 | OH | 12kV |  | 28.6392
EDGIS_PRIOH_CIRCMILES.xlsx | 254572103 | RENFRO 2103 | OH | 21kV |  | 0.068817
EDGIS_PRIOH_CIRCMILES.xlsx | 254572105 | RENFRO 2105 | OH | 12kV |  | 3.2412
EDGIS_PRIOH_CIRCMILES.xlsx | 254572105 | RENFRO 2105 | OH | 21kV |  | 5.2161
EDGIS_PRIOH_CIRCMILES.xlsx | 254572107 | RENFRO 2107 | OH | 12kV |  | 0.0037131
EDGIS_PRIOH_CIRCMILES.xlsx | 254572107 | RENFRO 2107 | OH | 21kV |  | 6.7318
EDGIS_PRIOH_CIRCMILES.xlsx | 254582101 | 7TH STANDARD 2101 | OH | 21kV |  | 2.5627
EDGIS_PRIOH_CIRCMILES.xlsx | 254582102 | 7TH STANDARD 2102 | OH | 21kV |  | 15.3146
EDGIS_PRIOH_CIRCMILES.xlsx | 254582103 | 7TH STANDARD 2103 | OH | 12kV |  | 22.9007
EDGIS_PRIOH_CIRCMILES.xlsx | 254582104 | 7TH STANDARD 2104 | OH | 21kV |  | 0.039986
EDGIS_PRIOH_CIRCMILES.xlsx | 254601103 | SAND CREEK 1103 | OH | 12kV |  | 1.717
EDGIS_PRIOH_CIRCMILES.xlsx | 254601103 | SAND CREEK 1103 | OH | 12kV | Tier 2 - Elevated | 149.4717
EDGIS_PRIOH_CIRCMILES.xlsx | 254611104 | STOREY 1104 | OH | 12kV |  | 76.2982
EDGIS_PRIOH_CIRCMILES.xlsx | 254611105 | STOREY 1105 | OH | 12kV |  | 14.4101
EDGIS_PRIOH_CIRCMILES.xlsx | 254611106 | STOREY 1106 | OH | 12kV |  | 13.4707
EDGIS_PRIOH_CIRCMILES.xlsx | 254611107 | STOREY 1107 | OH | 12kV |  | 15.7996
EDGIS_PRIOH_CIRCMILES.xlsx | 254611108 | STOREY 1108 | OH | 12kV |  | 76.3412
EDGIS_PRIOH_CIRCMILES.xlsx | 254611109 | STOREY 1109 | OH | 12kV |  | 123.0246
EDGIS_PRIOH_CIRCMILES.xlsx | 254611109 | STOREY 1109 | OH | 21kV |  | 54.4454
EDGIS_PRIOH_CIRCMILES.xlsx | 254611111 | STOREY 1111 | OH | 12kV |  | 29.6572
EDGIS_PRIOH_CIRCMILES.xlsx | 254641110 | WRIGHT 1110 | OH | 12kV |  | 91.4428
EDGIS_PRIOH_CIRCMILES.xlsx | 254681102 | BLACKWELL 1102 | OH | 12kV |  | 30.3822
EDGIS_PRIOH_CIRCMILES.xlsx | 254682101 | BLACKWELL 2101 | OH | 12kV |  | 9.5859
EDGIS_PRIOH_CIRCMILES.xlsx | 254682101 | BLACKWELL 2101 | OH | 21kV |  | 13.3637
EDGIS_PRIOH_CIRCMILES.xlsx | 254691101 | NORCO 1101 | OH | 12kV |  | 38.1383
EDGIS_PRIOH_CIRCMILES.xlsx | 254691102 | NORCO 1102 | OH | 12kV |  | 7.5639
EDGIS_PRIOH_CIRCMILES.xlsx | 254702103 | CRESSEY 2103 | OH | 12kV |  | 68.6301
EDGIS_PRIOH_CIRCMILES.xlsx | 254702103 | CRESSEY 2103 | OH | 21kV |  | 69.8658
EDGIS_PRIOH_CIRCMILES.xlsx | 254702104 | CRESSEY 2104 | OH | 21kV |  | 94.7375
EDGIS_PRIOH_CIRCMILES.xlsx | 254761101 | ROSEDALE 1101 | OH | 12kV |  | 12.0592
EDGIS_PRIOH_CIRCMILES.xlsx | 254762102 | ROSEDALE 2102 | OH | 21kV |  | 3.7158
EDGIS_PRIOH_CIRCMILES.xlsx | 254771101 | JACOBS CORNER 1101 | OH | 12kV |  | 101.9454
EDGIS_PRIOH_CIRCMILES.xlsx | 254771102 | JACOBS CORNER 1102 | OH | 12kV |  | 11.7857
EDGIS_PRIOH_CIRCMILES.xlsx | 254801000 | RANCHERS COTTON 1000 | OH | 12kV |  | 0.013587
EDGIS_PRIOH_CIRCMILES.xlsx | 254801101 | RANCHERS COTTON 1101 | OH | 12kV |  | 12.9578
EDGIS_PRIOH_CIRCMILES.xlsx | 254821101 | CADET 1101 | OH | 12kV |  | 0.013727
EDGIS_PRIOH_CIRCMILES.xlsx | 254901101 | GALLO 1101 | OH | 12kV |  | 0.72409
EDGIS_PRIOH_CIRCMILES.xlsx | 254901102 | GALLO 1102 | OH | 12kV |  | 0.076183
EDGIS_PRIOH_CIRCMILES.xlsx | 254912101 | WOODCHUCK 2101 | OH | 21kV |  | 4.9946
EDGIS_PRIOH_CIRCMILES.xlsx | 254912101 | WOODCHUCK 2101 | OH | 21kV | Zone 1 - HHZ | 0.49102
EDGIS_PRIOH_CIRCMILES.xlsx | 254921101 | LAS PALMAS 1101 | OH | 12kV |  | 0.26806
EDGIS_PRIOH_CIRCMILES.xlsx | 254930401 | GARDNER 0401 | OH | 4.16kV |  | 0.011865
EDGIS_PRIOH_CIRCMILES.xlsx | 254941101 | BOSWELL 1101 | OH | 12kV |  | 0.015257
EDGIS_PRIOH_CIRCMILES.xlsx | 255002101 | AVENAL 2101 | OH | 12kV |  | 0.054839
EDGIS_PRIOH_CIRCMILES.xlsx | 255002101 | AVENAL 2101 | OH | 21kV |  | 63.1548
EDGIS_PRIOH_CIRCMILES.xlsx | 255002102 | AVENAL 2102 | OH | 21kV |  | 2.4695
EDGIS_PRIOH_CIRCMILES.xlsx | 255002103 | AVENAL 2103 | OH | 21kV |  | 2.4623
EDGIS_PRIOH_CIRCMILES.xlsx | 255121101 | BORDEN 1101 | OH | 12kV |  | 60.3192
EDGIS_PRIOH_CIRCMILES.xlsx | 255121102 | BORDEN 1102 | OH | 12kV |  | 27.0959
EDGIS_PRIOH_CIRCMILES.xlsx | 255121103 | BORDEN 1103 | OH | 12kV |  | 87.0925
EDGIS_PRIOH_CIRCMILES.xlsx | 255251101 | RIVER ROCK 1101 | OH | 12kV |  | 1.0008
EDGIS_PRIOH_CIRCMILES.xlsx | 255262101 | KERN POWER 2101 | OH | 21kV |  | 1.9917
EDGIS_PRIOH_CIRCMILES.xlsx | 255262102 | KERN POWER 2102 | OH | 21kV |  | 4.3406
EDGIS_PRIOH_CIRCMILES.xlsx | 255262103 | KERN POWER 2103 | OH | 21kV |  | 12.4283
EDGIS_PRIOH_CIRCMILES.xlsx | 255262104 | KERN POWER 2104 | OH | 21kV |  | 5.0559
EDGIS_PRIOH_CIRCMILES.xlsx | 255262105 | KERN POWER 2105 | OH | 21kV |  | 11.8096
EDGIS_PRIOH_CIRCMILES.xlsx | 255271101 | CELERON 1101 | OH | 12kV |  | 0.11966
EDGIS_PRIOH_CIRCMILES.xlsx | 255282101 | CARNATION 2101 | OH | 21kV |  | 0.0052642
EDGIS_PRIOH_CIRCMILES.xlsx | 255292101 | WOODWARD 2101 | OH | 12kV |  | 4.0037
EDGIS_PRIOH_CIRCMILES.xlsx | 255292101 | WOODWARD 2101 | OH | 21kV |  | 11.9507
EDGIS_PRIOH_CIRCMILES.xlsx | 255292102 | WOODWARD 2102 | OH | 21kV |  | 1.5769
EDGIS_PRIOH_CIRCMILES.xlsx | 255292104 | WOODWARD 2104 | OH | 21kV |  | 2.775
EDGIS_PRIOH_CIRCMILES.xlsx | 255292105 | WOODWARD 2105 | OH | 21kV |  | 0.36379
EDGIS_PRIOH_CIRCMILES.xlsx | 255292106 | WOODWARD 2106 | OH | 21kV |  | 0.29443
EDGIS_PRIOH_CIRCMILES.xlsx | 255292107 | WOODWARD 2107 | OH | 21kV |  | 9.4814
EDGIS_PRIOH_CIRCMILES.xlsx | 255292108 | WOODWARD 2108 | OH | 12kV |  | 34.8547
EDGIS_PRIOH_CIRCMILES.xlsx | 255292108 | WOODWARD 2108 | OH | 12kV | Tier 2 - Elevated | 17.5775
EDGIS_PRIOH_CIRCMILES.xlsx | 255292108 | WOODWARD 2108 | OH | 21kV |  | 36.2705
EDGIS_PRIOH_CIRCMILES.xlsx | 255292109 | WOODWARD 2109 | OH | 21kV |  | 1.9685
EDGIS_PRIOH_CIRCMILES.xlsx | 255311101 | PENTLAND 1101 | OH | 12kV |  | 0.014894
EDGIS_PRIOH_CIRCMILES.xlsx | 255322101 | TEVIS 2101 | OH | 12kV |  | 15.8125
EDGIS_PRIOH_CIRCMILES.xlsx | 255322101 | TEVIS 2101 | OH | 21kV |  | 8.5548
EDGIS_PRIOH_CIRCMILES.xlsx | 255322102 | TEVIS 2102 | OH | 21kV |  | 2.2817
EDGIS_PRIOH_CIRCMILES.xlsx | 255322103 | TEVIS 2103 | OH | 21kV |  | 3.2777
EDGIS_PRIOH_CIRCMILES.xlsx | 255322104 | TEVIS 2104 | OH | 21kV |  | 19.8595
EDGIS_PRIOH_CIRCMILES.xlsx | 255322105 | TEVIS 2105 | OH | 21kV |  | 1.9666
EDGIS_PRIOH_CIRCMILES.xlsx | 255331101 | SHARON 1101 | OH | 12kV |  | 1.5406
EDGIS_PRIOH_CIRCMILES.xlsx | 255361104 | LE GRAND 1104 | OH | 12kV |  | 52.572
EDGIS_PRIOH_CIRCMILES.xlsx | 255361106 | LE GRAND 1106 | OH | 12kV |  | 59.7518
EDGIS_PRIOH_CIRCMILES.xlsx | 255361110 | LE GRAND 1110 | OH | 12kV |  | 96.1011
EDGIS_PRIOH_CIRCMILES.xlsx | 255361112 | LE GRAND 1112 | OH | 12kV |  | 64.2329
EDGIS_PRIOH_CIRCMILES.xlsx | 255371102 | ORO LOMA 1102 | OH | 12kV |  | 1.0708
EDGIS_PRIOH_CIRCMILES.xlsx | 255371103 | ORO LOMA 1103 | OH | 12kV |  | 1.0966
EDGIS_PRIOH_CIRCMILES.xlsx | 255371106 | ORO LOMA 1106 | OH | 12kV |  | 74.1209
EDGIS_PRIOH_CIRCMILES.xlsx | 255371108 | ORO LOMA 1108 | OH | 12kV |  | 55.3363
EDGIS_PRIOH_CIRCMILES.xlsx | 255371115 | ORO LOMA 1115 | OH | 12kV |  | 73.6371
EDGIS_PRIOH_CIRCMILES.xlsx | 255371116 | ORO LOMA 1116 | OH | 12kV |  | 24.7429
EDGIS_PRIOH_CIRCMILES.xlsx | 255371117 | ORO LOMA 1117 | OH | 12kV |  | 50.2062
EDGIS_PRIOH_CIRCMILES.xlsx | 255371118 | ORO LOMA 1118 | OH | 12kV |  | 42.8455
EDGIS_PRIOH_CIRCMILES.xlsx | 255391101 | BONITA 1101 | OH | 12kV |  | 54.1947
EDGIS_PRIOH_CIRCMILES.xlsx | 255391102 | BONITA 1102 | OH | 12kV |  | 31.5136
EDGIS_PRIOH_CIRCMILES.xlsx | 255391103 | BONITA 1103 | OH | 12kV |  | 44.6905
EDGIS_PRIOH_CIRCMILES.xlsx | 255421101 | TEXACO EMIDIO 1101 | OH | 12kV |  | 0.0087274
EDGIS_PRIOH_CIRCMILES.xlsx | 255441101 | PACIFIC PIPE GRAPEVI 1101 | OH | 12kV |  | 0.014717
EDGIS_PRIOH_CIRCMILES.xlsx | 255451102 | CAL WATER 1102 | OH | 12kV |  | 22.6775
EDGIS_PRIOH_CIRCMILES.xlsx | 255451102 | CAL WATER 1102 | OH | 12kV | Tier 2 - Elevated | 3.7144
EDGIS_PRIOH_CIRCMILES.xlsx | 255451103 | CAL WATER 1103 | OH | 12kV |  | 9.2516
EDGIS_PRIOH_CIRCMILES.xlsx | 258111101 | SCE MCFARLAND 1101 | OH | 12kV |  | 0.49828
EDGIS_PRIOH_CIRCMILES.xlsx | 258131101 | SCE TEHACHAPI 1101 | OH | 12kV | Tier 2 - Elevated | 1.4266
EDGIS_PRIOH_CIRCMILES.xlsx | 258181101 | BOLTHOUSE FARMS 1101 | OH | 12kV |  | 0.015102
EDGIS_PRIOH_CIRCMILES.xlsx | 258191101 | SCE TEJON TIE 1101 | OH | 12kV |  | 0.049928
EDGIS_PRIOH_CIRCMILES.xlsx | 258591101 | TULE POWER HOUSE 1101 | OH | 12kV | Tier 2 - Elevated | 4.0937
EDGIS_PRIOH_CIRCMILES.xlsx | 258861101 | SO. CAL. EDISON #3 1101 | OH | 12kV |  | 0.15841
EDGIS_PRIOH_CIRCMILES.xlsx | 258861101 | SO. CAL. EDISON #3 1101 | OH | 12kV | Tier 2 - Elevated | 2.4524
EDGIS_PRIOH_CIRCMILES.xlsx | 258861101 | SO. CAL. EDISON #3 1101 | OH | 12kV | Tier 3 - Extreme | 7.2403
EDGIS_PRIOH_CIRCMILES.xlsx | 258881001 | SO. CAL. EDISON 1001 | OH | 12kV |  | 2.0202
EDGIS_PRIOH_CIRCMILES.xlsx | 303333311 | FICTITIOUS 3311 | OH |  |  | 0.0095095
PriUG_CircMiles.xlsx | 012011101 | OAKLAND C 1101 | UG | 12kV |  | 2.4781
PriUG_CircMiles.xlsx | 012011102 | OAKLAND C 1102 | UG | 12kV |  | 3.283
PriUG_CircMiles.xlsx | 012011103 | OAKLAND C 1103 | UG | 12kV |  | 3.2318
PriUG_CircMiles.xlsx | 012011104 | OAKLAND C 1104 | UG | 12kV |  | 3.0879
PriUG_CircMiles.xlsx | 012011105 | OAKLAND C 1105 | UG | 12kV |  | 2.5826
PriUG_CircMiles.xlsx | 012011106 | OAKLAND C 1106 | UG | 12kV |  | 3.4836
PriUG_CircMiles.xlsx | 012011108 | OAKLAND C 1108 | UG | 12kV |  | 11.2415
PriUG_CircMiles.xlsx | 012011109 | OAKLAND C 1109 | UG |  |  | 0.093332
PriUG_CircMiles.xlsx | 012011109 | OAKLAND C 1109 | UG | 12kV |  | 8.4069
PriUG_CircMiles.xlsx | 012011110 | OAKLAND C 1110 | UG | 12kV |  | 1.8363
PriUG_CircMiles.xlsx | 012011111 | OAKLAND C 1111 | UG | 12kV |  | 0.21442
PriUG_CircMiles.xlsx | 012011112 | OAKLAND C 1112 | UG | 12kV |  | 6.4404
PriUG_CircMiles.xlsx | 012011113 | OAKLAND C 1113 | UG |  |  | 0.015475
PriUG_CircMiles.xlsx | 012011113 | OAKLAND C 1113 | UG | 12kV |  | 5.3522
PriUG_CircMiles.xlsx | 012011114 | OAKLAND C 1114 | UG | 12kV |  | 3.8534
PriUG_CircMiles.xlsx | 012011115 | OAKLAND C 1115 | UG | 12kV |  | 5.8965
PriUG_CircMiles.xlsx | 012011116 | OAKLAND C 1116 | UG | 12kV |  | 4.1079
PriUG_CircMiles.xlsx | 012011117 | OAKLAND C 1117 | UG | 12kV |  | 4.9423
PriUG_CircMiles.xlsx | 012011118 | OAKLAND C 1118 | UG | 12kV |  | 4.6602
PriUG_CircMiles.xlsx | 012011119 | OAKLAND C 1119 | UG | 12kV |  | 1.1837
PriUG_CircMiles.xlsx | 012011120 | OAKLAND C 1120 | UG | 12kV |  | 3.5598
PriUG_CircMiles.xlsx | 012011121 | OAKLAND C 1121 | UG | 12kV |  | 2.2337
PriUG_CircMiles.xlsx | 012011132 | OAKLAND C 1132 | UG | 12kV |  | 0.951
PriUG_CircMiles.xlsx | 012011133 | OAKLAND C 1133 | UG | 12kV |  | 9.4455
PriUG_CircMiles.xlsx | 012011134 | OAKLAND C 1134 | UG | 12kV |  | 3.073
PriUG_CircMiles.xlsx | 012013401 | OAKLAND C 3401 | UG | 34.5kV |  | 0.39155
PriUG_CircMiles.xlsx | 012013402 | OAKLAND C 3402 | UG | 34.5kV |  | 0.52716
PriUG_CircMiles.xlsx | 012021103 | CLAYTON 1103 | UG | 12kV |  | 3.3857
PriUG_CircMiles.xlsx | 012021104 | CLAYTON 1104 | UG | 12kV |  | 2.2652
PriUG_CircMiles.xlsx | 012022211 | CLAYTON 2211 | UG | 21kV |  | 20.223
PriUG_CircMiles.xlsx | 012022212 | CLAYTON 2212 | UG | 21kV |  | 31.0878
PriUG_CircMiles.xlsx | 012022213 | CLAYTON 2213 | UG | 21kV |  | 29.9573
PriUG_CircMiles.xlsx | 012022214 | CLAYTON 2214 | UG | 21kV |  | 10.3328
PriUG_CircMiles.xlsx | 012022215 | CLAYTON 2215 | UG | 21kV |  | 38.0338
PriUG_CircMiles.xlsx | 012022216 | CLAYTON 2216 | UG | 21kV |  | 19.7171
PriUG_CircMiles.xlsx | 012022217 | CLAYTON 2217 | UG | 21kV |  | 22.4843
PriUG_CircMiles.xlsx | 012022218 | CLAYTON 2218 | UG | 21kV |  | 5.9677
PriUG_CircMiles.xlsx | 012040406 | OAKLAND D 0406 | UG | 4.16kV |  | 0.49571
PriUG_CircMiles.xlsx | 012040407 | OAKLAND D 0407 | UG | 4.16kV |  | 2.1803
PriUG_CircMiles.xlsx | 012040408 | OAKLAND D 0408 | UG | 4.16kV |  | 0.4126
PriUG_CircMiles.xlsx | 012040410 | OAKLAND D 0410 | UG | 4.16kV |  | 0.43753
PriUG_CircMiles.xlsx | 012040412 | OAKLAND D 0412 | UG | 4.16kV |  | 0.030019
PriUG_CircMiles.xlsx | 012041101 | OAKLAND D 1101 | UG | 12kV |  | 2.603
PriUG_CircMiles.xlsx | 012041102 | OAKLAND D 1102 | UG | 12kV |  | 1.274
PriUG_CircMiles.xlsx | 012041103 | OAKLAND D 1103 | UG | 12kV |  | 2.515
PriUG_CircMiles.xlsx | 012041104 | OAKLAND D 1104 | UG | 12kV |  | 1.4907
PriUG_CircMiles.xlsx | 012041105 | OAKLAND D 1105 | UG | 12kV |  | 6.0315
PriUG_CircMiles.xlsx | 012041106 | OAKLAND D 1106 | UG | 12kV |  | 2.5103
PriUG_CircMiles.xlsx | 012041107 | OAKLAND D 1107 | UG | 12kV |  | 3.0197
PriUG_CircMiles.xlsx | 012041110 | OAKLAND D 1110 | UG | 12kV |  | 7.1041
PriUG_CircMiles.xlsx | 012041111 | OAKLAND D 1111 | UG | 12kV |  | 2.0072
PriUG_CircMiles.xlsx | 012041112 | OAKLAND D 1112 | UG | 12kV |  | 2.6662
PriUG_CircMiles.xlsx | 012041115 | OAKLAND D 1115 | UG | 12kV |  | 6.9116
PriUG_CircMiles.xlsx | 012041116 | OAKLAND D 1116 | UG | 12kV |  | 6.3643
PriUG_CircMiles.xlsx | 012041117 | OAKLAND D 1117 | UG | 12kV |  | 3.1846
PriUG_CircMiles.xlsx | 012041130 | OAKLAND D 1130 | UG | 12kV |  | 1.7184
PriUG_CircMiles.xlsx | 012041131 | OAKLAND D 1131 | UG | 12kV |  | 3.5783
PriUG_CircMiles.xlsx | 012041132 | OAKLAND D 1132 | UG | 12kV |  | 11.6501
PriUG_CircMiles.xlsx | 012041133 | OAKLAND D 1133 | UG | 12kV |  | 1.6893
PriUG_CircMiles.xlsx | 012041134 | OAKLAND D 1134 | UG | 12kV |  | 0.36219
PriUG_CircMiles.xlsx | 012041201 | OAKLAND D 1201 | UG | 12kV |  | 3.5783
PriUG_CircMiles.xlsx | 012041202 | OAKLAND D 1202 | UG | 12kV |  | 3.1842
PriUG_CircMiles.xlsx | 012041203 | OAKLAND D 1203 | UG | 12kV |  | 3.4586
PriUG_CircMiles.xlsx | 012041204 | OAKLAND D 1204 | UG | 12kV |  | 3.4142
PriUG_CircMiles.xlsx | 012041205 | OAKLAND D 1205 | UG | 12kV |  | 2.4542
PriUG_CircMiles.xlsx | 012041206 | OAKLAND D 1206 | UG | 12kV |  | 2.4451
PriUG_CircMiles.xlsx | 012060401 | BERKELEY F 0401 | UG | 4.16kV |  | 1.3477
PriUG_CircMiles.xlsx | 012060402 | BERKELEY F 0402 | UG | 4.16kV |  | 0.55389
PriUG_CircMiles.xlsx | 012060403 | BERKELEY F 0403 | UG | 4.16kV |  | 0.74507
PriUG_CircMiles.xlsx | 012060404 | BERKELEY F 0404 | UG | 4.16kV |  | 0.21693
PriUG_CircMiles.xlsx | 012060405 | BERKELEY F 0405 | UG | 4.16kV |  | 0.28124
PriUG_CircMiles.xlsx | 012060406 | BERKELEY F 0406 | UG | 4.16kV |  | 0.53492
PriUG_CircMiles.xlsx | 012060407 | BERKELEY F 0407 | UG | 4.16kV |  | 1.2431
PriUG_CircMiles.xlsx | 012060408 | BERKELEY F 0408 | UG |  |  | 0.004912
PriUG_CircMiles.xlsx | 012060408 | BERKELEY F 0408 | UG | 4.16kV |  | 0.14151
PriUG_CircMiles.xlsx | 012060409 | BERKELEY F 0409 | UG | 4.16kV |  | 0.3305
PriUG_CircMiles.xlsx | 012060410 | BERKELEY F 0410 | UG | 4.16kV |  | 0.18221
PriUG_CircMiles.xlsx | 012060411 | BERKELEY F 0411 | UG | 4.16kV |  | 0.52114
PriUG_CircMiles.xlsx | 012061101 | BERKELEY F 1101 | UG | 12kV |  | 1.7581
PriUG_CircMiles.xlsx | 012061102 | BERKELEY F 1102 | UG | 12kV |  | 7.0501
PriUG_CircMiles.xlsx | 012061103 | BERKELEY F 1103 | UG |  |  | 0.002857
PriUG_CircMiles.xlsx | 012061103 | BERKELEY F 1103 | UG | 12kV |  | 8.418
PriUG_CircMiles.xlsx | 012061104 | BERKELEY F 1104 | UG | 4.16kV |  | 0.0027411
PriUG_CircMiles.xlsx | 012061104 | BERKELEY F 1104 | UG | 12kV |  | 3.7699
PriUG_CircMiles.xlsx | 012061105 | BERKELEY F 1105 | UG | 12kV |  | 6.6758
PriUG_CircMiles.xlsx | 012080401 | OAKLAND I 0401 | UG | 4.16kV |  | 0.22601
PriUG_CircMiles.xlsx | 012080402 | OAKLAND I 0402 | UG | 4.16kV |  | 0.42076
PriUG_CircMiles.xlsx | 012090401 | OAKLAND J 0401 | UG | 4.16kV |  | 0.48652
PriUG_CircMiles.xlsx | 012090403 | OAKLAND J 0403 | UG | 4.16kV |  | 0.29498
PriUG_CircMiles.xlsx | 012090408 | OAKLAND J 0408 | UG | 4.16kV |  | 0.43274
PriUG_CircMiles.xlsx | 012090409 | OAKLAND J 0409 | UG | 4.16kV |  | 1.475
PriUG_CircMiles.xlsx | 012091101 | OAKLAND J 1101 | UG | 12kV |  | 1.8738
PriUG_CircMiles.xlsx | 012091102 | OAKLAND J 1102 | UG | 12kV |  | 11.2986
PriUG_CircMiles.xlsx | 012091103 | OAKLAND J 1103 | UG | 12kV |  | 3.3911
PriUG_CircMiles.xlsx | 012091104 | OAKLAND J 1104 | UG | 12kV |  | 1.79
PriUG_CircMiles.xlsx | 012091105 | OAKLAND J 1105 | UG | 12kV |  | 3.2416
PriUG_CircMiles.xlsx | 012091106 | OAKLAND J 1106 | UG | 12kV |  | 3.3462
PriUG_CircMiles.xlsx | 012091108 | OAKLAND J 1108 | UG | 12kV |  | 3.9053
PriUG_CircMiles.xlsx | 012091109 | OAKLAND J 1109 | UG | 12kV |  | 0.89088
PriUG_CircMiles.xlsx | 012091110 | OAKLAND J 1110 | UG | 12kV |  | 1.8365
PriUG_CircMiles.xlsx | 012091111 | OAKLAND J 1111 | UG | 12kV |  | 2.3387
PriUG_CircMiles.xlsx | 012091112 | OAKLAND J 1112 | UG | 12kV |  | 2.3266
PriUG_CircMiles.xlsx | 012091114 | OAKLAND J 1114 | UG | 12kV |  | 0.62328
PriUG_CircMiles.xlsx | 012091115 | OAKLAND J 1115 | UG | 12kV |  | 5.9522
PriUG_CircMiles.xlsx | 012091116 | OAKLAND J 1116 | UG | 12kV |  | 2.8684
PriUG_CircMiles.xlsx | 012091117 | OAKLAND J 1117 | UG | 12kV |  | 7.1851
PriUG_CircMiles.xlsx | 012091118 | OAKLAND J 1118 | UG | 12kV |  | 4.3799
PriUG_CircMiles.xlsx | 012091152 | OAKLAND J 1152 | UG | 12kV |  | 3.2142
PriUG_CircMiles.xlsx | 012091153 | OAKLAND J 1153 | UG | 12kV |  | 3.1898
PriUG_CircMiles.xlsx | 012101101 | OAKLAND K 1101 | UG | 12kV |  | 9.3951
PriUG_CircMiles.xlsx | 012101102 | OAKLAND K 1102 | UG | 12kV |  | 13.4173
PriUG_CircMiles.xlsx | 012101103 | OAKLAND K 1103 | UG | 12kV |  | 10.9514
PriUG_CircMiles.xlsx | 012101104 | OAKLAND K 1104 | UG | 12kV |  | 9.3825
PriUG_CircMiles.xlsx | 012110401 | OAKLAND L 0401 | UG | 4.16kV |  | 0.49129
PriUG_CircMiles.xlsx | 012110405 | OAKLAND L 0405 | UG | 4.16kV |  | 0.49167
PriUG_CircMiles.xlsx | 012110406 | OAKLAND L 0406 | UG | 4.16kV |  | 0.83046
PriUG_CircMiles.xlsx | 012111101 | OAKLAND L 1101 | UG | 12kV |  | 1.9771
PriUG_CircMiles.xlsx | 012111102 | OAKLAND L 1102 | UG | 12kV |  | 6.0934
PriUG_CircMiles.xlsx | 012111103 | OAKLAND L 1103 | UG | 12kV |  | 8.7759
PriUG_CircMiles.xlsx | 012111104 | OAKLAND L 1104 | UG | 12kV |  | 1.4327
PriUG_CircMiles.xlsx | 012111105 | OAKLAND L 1105 | UG | 12kV |  | 7.039
PriUG_CircMiles.xlsx | 012111106 | OAKLAND L 1106 | UG | 12kV |  | 4.0118
PriUG_CircMiles.xlsx | 012111107 | OAKLAND L 1107 | UG | 12kV |  | 1.887
PriUG_CircMiles.xlsx | 012111108 | OAKLAND L 1108 | UG | 12kV |  | 11.3964
PriUG_CircMiles.xlsx | 012111111 | OAKLAND L 1111 | UG | 12kV |  | 2.2083
PriUG_CircMiles.xlsx | 012111112 | OAKLAND L 1112 | UG | 12kV |  | 1.5276
PriUG_CircMiles.xlsx | 012111113 | OAKLAND L 1113 | UG | 12kV |  | 2.2731
PriUG_CircMiles.xlsx | 012111114 | OAKLAND L 1114 | UG | 12kV |  | 2.5812
PriUG_CircMiles.xlsx | 012111115 | OAKLAND L 1115 | UG | 12kV |  | 1.828
PriUG_CircMiles.xlsx | 012111116 | OAKLAND L 1116 | UG | 12kV |  | 1.6031
PriUG_CircMiles.xlsx | 012111201 | OAKLAND L 1201 | UG | 12kV |  | 2.1889
PriUG_CircMiles.xlsx | 012111202 | OAKLAND L 1202 | UG | 12kV |  | 2.1887
PriUG_CircMiles.xlsx | 012111204 | OAKLAND L 1204 | UG | 12kV |  | 2.1897
PriUG_CircMiles.xlsx | 012111261 | OAKLAND L 1261 | UG | 12kV |  | 0.022721
PriUG_CircMiles.xlsx | 012141101 | LIVERMORE 1101 | UG | 12kV |  | 2.3104
PriUG_CircMiles.xlsx | 012141102 | LIVERMORE 1102 | UG | 12kV |  | 1.4206
PriUG_CircMiles.xlsx | 012141103 | LIVERMORE 1103 | UG | 12kV |  | 4.7617
PriUG_CircMiles.xlsx | 012141103 | LIVERMORE 1103 | UG | 21kV |  | 0.026177
PriUG_CircMiles.xlsx | 012141104 | LIVERMORE 1104 | UG | 12kV |  | 11.2402
PriUG_CircMiles.xlsx | 012160401 | PITTSBURG 0401 | UG | 4.16kV |  | 0.91753
PriUG_CircMiles.xlsx | 012160402 | PITTSBURG 0402 | UG | 4.16kV |  | 0.044884
PriUG_CircMiles.xlsx | 012200403 | WALNUT CREEK 0403 | UG | 4.16kV |  | 0.79518
PriUG_CircMiles.xlsx | 012200404 | WALNUT CREEK 0404 | UG | 4.16kV |  | 0.1098
PriUG_CircMiles.xlsx | 012221101 | NEWARK 1101 | UG | 12kV |  | 10.7661
PriUG_CircMiles.xlsx | 012221102 | NEWARK 1102 | UG | 12kV |  | 12.0348
PriUG_CircMiles.xlsx | 012221103 | NEWARK 1103 | UG | 12kV |  | 14.8886
PriUG_CircMiles.xlsx | 012221104 | NEWARK 1104 | UG | 12kV |  | 9.8512
PriUG_CircMiles.xlsx | 012221105 | NEWARK 1105 | UG | 12kV |  | 7.4231
PriUG_CircMiles.xlsx | 012221106 | NEWARK 1106 | UG | 12kV |  | 5.457
PriUG_CircMiles.xlsx | 012221107 | NEWARK 1107 | UG | 12kV |  | 7.7073
PriUG_CircMiles.xlsx | 012221108 | NEWARK 1108 | UG | 12kV |  | 8.4687
PriUG_CircMiles.xlsx | 012222102 | NEWARK 2102 | UG | 21kV |  | 22.627
PriUG_CircMiles.xlsx | 012222103 | NEWARK 2103 | UG | 12kV |  | 0.0088802
PriUG_CircMiles.xlsx | 012222103 | NEWARK 2103 | UG | 21kV |  | 27.3678
PriUG_CircMiles.xlsx | 012222104 | NEWARK 2104 | UG | 21kV |  | 14.2585
PriUG_CircMiles.xlsx | 012222105 | NEWARK 2105 | UG | 12kV |  | 0.0077356
PriUG_CircMiles.xlsx | 012222105 | NEWARK 2105 | UG | 21kV |  | 22.4631
PriUG_CircMiles.xlsx | 012222107 | NEWARK 2107 | UG | 21kV |  | 38.1509
PriUG_CircMiles.xlsx | 012222108 | NEWARK 2108 | UG | 21kV |  | 24.6013
PriUG_CircMiles.xlsx | 012222109 | NEWARK 2109 | UG | 21kV |  | 13.9941
PriUG_CircMiles.xlsx | 012222110 | NEWARK 2110 | UG | 21kV |  | 3.0221
PriUG_CircMiles.xlsx | 012240401 | HAYWARD O 0401 | UG | 4.16kV |  | 0.27639
PriUG_CircMiles.xlsx | 012240402 | HAYWARD O 0402 | UG | 4.16kV |  | 0.19901
PriUG_CircMiles.xlsx | 012330401 | MIRA VISTA 0401 | UG | 4.16kV |  | 0.56067
PriUG_CircMiles.xlsx | 012330403 | MIRA VISTA 0403 | UG | 4.16kV |  | 0.30541
PriUG_CircMiles.xlsx | 012350401 | ORINDA 0401 | UG | 4.16kV |  | 0.57985
PriUG_CircMiles.xlsx | 012350402 | ORINDA 0402 | UG | 4.16kV |  | 0.41059
PriUG_CircMiles.xlsx | 012501101 | EL CERRITO G 1101 | UG | 12kV |  | 4.4872
PriUG_CircMiles.xlsx | 012501102 | EL CERRITO G 1102 | UG | 12kV |  | 8.4227
PriUG_CircMiles.xlsx | 012501103 | EL CERRITO G 1103 | UG | 12kV |  | 6.9584
PriUG_CircMiles.xlsx | 012501104 | EL CERRITO G 1104 | UG | 12kV |  | 2.0923
PriUG_CircMiles.xlsx | 012501105 | EL CERRITO G 1105 | UG | 4.16kV |  | 0.015693
PriUG_CircMiles.xlsx | 012501105 | EL CERRITO G 1105 | UG | 12kV |  | 15.6394
PriUG_CircMiles.xlsx | 012501106 | EL CERRITO G 1106 | UG | 12kV |  | 10.9526
PriUG_CircMiles.xlsx | 012501107 | EL CERRITO G 1107 | UG | 12kV |  | 0.78645
PriUG_CircMiles.xlsx | 012501108 | EL CERRITO G 1108 | UG | 12kV |  | 6.0553
PriUG_CircMiles.xlsx | 012501109 | EL CERRITO G 1109 | UG | 12kV |  | 4.1046
PriUG_CircMiles.xlsx | 012501110 | EL CERRITO G 1110 | UG | 12kV |  | 2.2817
PriUG_CircMiles.xlsx | 012501111 | EL CERRITO G 1111 | UG | 4.16kV |  | 0.013315
PriUG_CircMiles.xlsx | 012501111 | EL CERRITO G 1111 | UG | 12kV |  | 6.0382
PriUG_CircMiles.xlsx | 012501112 | EL CERRITO G 1112 | UG | 12kV |  | 9.1549
PriUG_CircMiles.xlsx | 012501113 | EL CERRITO G 1113 | UG | 4.16kV |  | 0.0044493
PriUG_CircMiles.xlsx | 012501113 | EL CERRITO G 1113 | UG | 12kV |  | 5.1116
PriUG_CircMiles.xlsx | 012501114 | EL CERRITO G 1114 | UG | 12kV |  | 3.468
PriUG_CircMiles.xlsx | 012501201 | EL CERRITO G 1201 | UG | 12kV |  | 3.9807
PriUG_CircMiles.xlsx | 012501202 | EL CERRITO G 1202 | UG | 12kV |  | 3.9768
PriUG_CircMiles.xlsx | 012501203 | EL CERRITO G 1203 | UG | 12kV |  | 3.9685
PriUG_CircMiles.xlsx | 012501204 | EL CERRITO G 1204 | UG | 12kV |  | 3.9838
PriUG_CircMiles.xlsx | 012503431 | EL CERRITO G 3431 | UG | 34.5kV |  | 0.40378
PriUG_CircMiles.xlsx | 012503432 | EL CERRITO G 3432 | UG | 34.5kV |  | 0.39713
PriUG_CircMiles.xlsx | 012520401 | RICHMOND Q 0401 | UG | 4.16kV |  | 1.5344
PriUG_CircMiles.xlsx | 012520402 | RICHMOND Q 0402 | UG | 4.16kV |  | 0.24166
PriUG_CircMiles.xlsx | 012540401 | OAKLAND X 0401 | UG | 4.16kV |  | 0.28755
PriUG_CircMiles.xlsx | 012540402 | OAKLAND X 0402 | UG | 4.16kV |  | 1.0007
PriUG_CircMiles.xlsx | 012541101 | OAKLAND X 1101 | UG | 12kV |  | 11.4988
PriUG_CircMiles.xlsx | 012541102 | OAKLAND X 1102 | UG | 12kV |  | 1.6101
PriUG_CircMiles.xlsx | 012541103 | OAKLAND X 1103 | UG | 12kV |  | 1.6917
PriUG_CircMiles.xlsx | 012541104 | OAKLAND X 1104 | UG | 12kV |  | 8.4004
PriUG_CircMiles.xlsx | 012541105 | OAKLAND X 1105 | UG | 4.16kV |  | 0.0022417
PriUG_CircMiles.xlsx | 012541105 | OAKLAND X 1105 | UG | 12kV |  | 1.6899
PriUG_CircMiles.xlsx | 012541106 | OAKLAND X 1106 | UG | 4.16kV |  | 0.12848
PriUG_CircMiles.xlsx | 012541106 | OAKLAND X 1106 | UG | 12kV |  | 13.1876
PriUG_CircMiles.xlsx | 012541107 | OAKLAND X 1107 | UG | 12kV |  | 5.758
PriUG_CircMiles.xlsx | 012541108 | OAKLAND X 1108 | UG | 12kV |  | 0.023673
PriUG_CircMiles.xlsx | 012541109 | OAKLAND X 1109 | UG | 12kV |  | 0.80095
PriUG_CircMiles.xlsx | 012541110 | OAKLAND X 1110 | UG | 12kV |  | 0.79876
PriUG_CircMiles.xlsx | 012541111 | OAKLAND X 1111 | UG | 12kV |  | 0.85243
PriUG_CircMiles.xlsx | 012541112 | OAKLAND X 1112 | UG | 12kV |  | 5.1892
PriUG_CircMiles.xlsx | 012541113 | OAKLAND X 1113 | UG | 12kV |  | 0.021985
PriUG_CircMiles.xlsx | 012541114 | OAKLAND X 1114 | UG | 12kV |  | 1.4342
PriUG_CircMiles.xlsx | 012541115 | OAKLAND X 1115 | UG | 12kV |  | 4.1262
PriUG_CircMiles.xlsx | 012600401 | OAK 0401 | UG | 4.16kV |  | 0.62144
PriUG_CircMiles.xlsx | 012640401 | BECK STREET 0401 | UG | 4.16kV |  | 1.6789
PriUG_CircMiles.xlsx | 012650401 | FAIRMOUNT 0401 | UG | 4.16kV |  | 0.046208
PriUG_CircMiles.xlsx | 012650402 | FAIRMOUNT 0402 | UG | 4.16kV |  | 0.38495
PriUG_CircMiles.xlsx | 012660401 | BERKELEY T 0401 | UG | 4.16kV |  | 0.64138
PriUG_CircMiles.xlsx | 012660402 | BERKELEY T 0402 | UG | 4.16kV |  | 0.86979
PriUG_CircMiles.xlsx | 012660403 | BERKELEY T 0403 | UG | 4.16kV |  | 0.17482
PriUG_CircMiles.xlsx | 012660404 | BERKELEY T 0404 | UG | 4.16kV |  | 0.31464
PriUG_CircMiles.xlsx | 012670401 | 8TH AVENUE 0401 | UG | 4.16kV |  | 0.017867
PriUG_CircMiles.xlsx | 012690401 | FLORENCE 0401 | UG | 4.16kV |  | 0.29575
PriUG_CircMiles.xlsx | 012840401 | RIDGE 0401 | UG | 4.16kV |  | 0.057242
PriUG_CircMiles.xlsx | 012840402 | RIDGE 0402 | UG | 4.16kV |  | 0.38718
PriUG_CircMiles.xlsx | 012960401 | CONCORD NO 1 0401 | UG | 4.16kV |  | 0.77257
PriUG_CircMiles.xlsx | 012960402 | CONCORD NO 1 0402 | UG | 4.16kV |  | 0.12499
PriUG_CircMiles.xlsx | 012980401 | WARD 0401 | UG | 4.16kV |  | 1.0935
PriUG_CircMiles.xlsx | 013020401 | BARRETT 0401 | UG | 4.16kV |  | 0.16721
PriUG_CircMiles.xlsx | 013020402 | BARRETT 0402 | UG | 4.16kV |  | 1.0397
PriUG_CircMiles.xlsx | 013030401 | BANCROFT 0401 | UG | 4.16kV |  | 1.5004
PriUG_CircMiles.xlsx | 013030402 | BANCROFT 0402 | UG | 4.16kV |  | 0.41612
PriUG_CircMiles.xlsx | 013090401 | BRYANT 0401 | UG | 4.16kV |  | 0.98023
PriUG_CircMiles.xlsx | 013090402 | BRYANT 0402 | UG | 4.16kV |  | 0.055124
PriUG_CircMiles.xlsx | 013111101 | SAN LEANDRO U 1101 | UG | 12kV |  | 5.2278
PriUG_CircMiles.xlsx | 013111102 | SAN LEANDRO U 1102 | UG | 12kV |  | 4.3059
PriUG_CircMiles.xlsx | 013111103 | SAN LEANDRO U 1103 | UG | 12kV |  | 4.7671
PriUG_CircMiles.xlsx | 013111104 | SAN LEANDRO U 1104 | UG | 12kV |  | 3.8956
PriUG_CircMiles.xlsx | 013111105 | SAN LEANDRO U 1105 | UG | 4.16kV |  | 0.71888
PriUG_CircMiles.xlsx | 013111105 | SAN LEANDRO U 1105 | UG | 12kV |  | 5.1852
PriUG_CircMiles.xlsx | 013111106 | SAN LEANDRO U 1106 | UG | 12kV |  | 5.8389
PriUG_CircMiles.xlsx | 013111107 | SAN LEANDRO U 1107 | UG | 12kV |  | 12.6027
PriUG_CircMiles.xlsx | 013111108 | SAN LEANDRO U 1108 | UG | 12kV |  | 3.3265
PriUG_CircMiles.xlsx | 013111109 | SAN LEANDRO U 1109 | UG | 12kV |  | 12.4553
PriUG_CircMiles.xlsx | 013111110 | SAN LEANDRO U 1110 | UG | 12kV |  | 3.6761
PriUG_CircMiles.xlsx | 013111111 | SAN LEANDRO U 1111 | UG | 12kV |  | 3.5177
PriUG_CircMiles.xlsx | 013111112 | SAN LEANDRO U 1112 | UG | 12kV |  | 2.4177
PriUG_CircMiles.xlsx | 013111113 | SAN LEANDRO U 1113 | UG | 12kV |  | 5.1197
PriUG_CircMiles.xlsx | 013111114 | SAN LEANDRO U 1114 | UG | 12kV |  | 5.614
PriUG_CircMiles.xlsx | 013111115 | SAN LEANDRO U 1115 | UG | 12kV |  | 2.0023
PriUG_CircMiles.xlsx | 013111116 | SAN LEANDRO U 1116 | UG | 12kV |  | 6.8592
PriUG_CircMiles.xlsx | 013111151 | SAN LEANDRO U 1151 | UG | 4.16kV |  | 1.3608
PriUG_CircMiles.xlsx | 013111151 | SAN LEANDRO U 1151 | UG | 12kV |  | 4.3804
PriUG_CircMiles.xlsx | 013113410 | SAN LEANDRO U 3410 | UG | 34.5kV |  | 0.047009
PriUG_CircMiles.xlsx | 013140401 | SOLANO 0401 | UG | 4.16kV |  | 0.60288
PriUG_CircMiles.xlsx | 013140402 | SOLANO 0402 | UG | 4.16kV |  | 0.13447
PriUG_CircMiles.xlsx | 013151101 | RADUM 1101 | UG | 12kV |  | 12.5676
PriUG_CircMiles.xlsx | 013151102 | RADUM 1102 | UG | 12kV |  | 9.5872
PriUG_CircMiles.xlsx | 013151105 | RADUM 1105 | UG | 12kV |  | 10.2034
PriUG_CircMiles.xlsx | 013170401 | HOLLYWOOD 0401 | UG | 4.16kV |  | 1.0001
PriUG_CircMiles.xlsx | 013180401 | PALO SECO 0401 | UG | 4.16kV |  | 2.6698
PriUG_CircMiles.xlsx | 013210401 | BROOKSIDE 0401 | UG | 4.16kV |  | 0.34518
PriUG_CircMiles.xlsx | 013232101 | LONE TREE 2101 | UG | 21kV |  | 43.4341
PriUG_CircMiles.xlsx | 013232102 | LONE TREE 2102 | UG | 21kV |  | 35.9439
PriUG_CircMiles.xlsx | 013232105 | LONE TREE 2105 | UG | 21kV |  | 30.8508
PriUG_CircMiles.xlsx | 013240402 | WHITNEY 0402 | UG | 4.16kV |  | 1.011
PriUG_CircMiles.xlsx | 013260401 | SOTO 0401 | UG | 4.16kV |  | 0.86795
PriUG_CircMiles.xlsx | 013260402 | SOTO 0402 | UG | 4.16kV |  | 1.4071
PriUG_CircMiles.xlsx | 013300401 | PLEASANT HILL 0401 | UG | 4.16kV |  | 0.49978
PriUG_CircMiles.xlsx | 013310401 | RUSSELL 0401 | UG | 4.16kV |  | 0.18689
PriUG_CircMiles.xlsx | 013310402 | RUSSELL 0402 | UG | 4.16kV |  | 0.29512
PriUG_CircMiles.xlsx | 013320401 | BOSTON 0401 | UG | 4.16kV |  | 0.06404
PriUG_CircMiles.xlsx | 013320401 | BOSTON 0401 | UG | 12kV |  | 0.002539
PriUG_CircMiles.xlsx | 013340401 | SPRUCE 0401 | UG | 4.16kV |  | 1.2363
PriUG_CircMiles.xlsx | 013340402 | SPRUCE 0402 | UG | 4.16kV |  | 0.90187
PriUG_CircMiles.xlsx | 013350401 | WALDO 0401 | UG | 4.16kV |  | 0.39701
PriUG_CircMiles.xlsx | 013350402 | WALDO 0402 | UG | 4.16kV |  | 0.22664
PriUG_CircMiles.xlsx | 013380401 | WOOD 0401 | UG | 4.16kV |  | 2.8246
PriUG_CircMiles.xlsx | 013432206 | FAIRVIEW 2206 | UG | 21kV |  | 22.2324
PriUG_CircMiles.xlsx | 013432207 | FAIRVIEW 2207 | UG | 4.16kV |  | 0.57731
PriUG_CircMiles.xlsx | 013432207 | FAIRVIEW 2207 | UG | 12kV |  | 1.2077
PriUG_CircMiles.xlsx | 013432207 | FAIRVIEW 2207 | UG | 21kV |  | 9.7363
PriUG_CircMiles.xlsx | 013432208 | FAIRVIEW 2208 | UG | 21kV |  | 19.0039
PriUG_CircMiles.xlsx | 013460401 | SAN LORENZO 0401 | UG | 4.16kV |  | 0.11696
PriUG_CircMiles.xlsx | 013460402 | SAN LORENZO 0402 | UG | 4.16kV |  | 0.11045
PriUG_CircMiles.xlsx | 013471118 | RICHMOND R 1118 | UG | 12kV |  | 4.918
PriUG_CircMiles.xlsx | 013471119 | RICHMOND R 1119 | UG | 12kV |  | 5.3881
PriUG_CircMiles.xlsx | 013471120 | RICHMOND R 1120 | UG | 12kV |  | 1.3418
PriUG_CircMiles.xlsx | 013471121 | RICHMOND R 1121 | UG | 12kV |  | 8.8105
PriUG_CircMiles.xlsx | 013471122 | RICHMOND R 1122 | UG | 12kV |  | 1.5781
PriUG_CircMiles.xlsx | 013471123 | RICHMOND R 1123 | UG | 12kV |  | 2.9624
PriUG_CircMiles.xlsx | 013471124 | RICHMOND R 1124 | UG | 12kV |  | 1.509
PriUG_CircMiles.xlsx | 013471125 | RICHMOND R 1125 | UG | 4.16kV |  | 0.022206
PriUG_CircMiles.xlsx | 013471125 | RICHMOND R 1125 | UG | 12kV |  | 11.8366
PriUG_CircMiles.xlsx | 013471126 | RICHMOND R 1126 | UG | 12kV |  | 9.0214
PriUG_CircMiles.xlsx | 013471127 | RICHMOND R 1127 | UG | 12kV |  | 2.6902
PriUG_CircMiles.xlsx | 013471128 | RICHMOND R 1128 | UG | 12kV |  | 7.815
PriUG_CircMiles.xlsx | 013471129 | RICHMOND R 1129 | UG | 12kV |  | 4.2447
PriUG_CircMiles.xlsx | 013471130 | RICHMOND R 1130 | UG | 12kV |  | 4.7869
PriUG_CircMiles.xlsx | 013480401 | ESTUDILLO 0401 | UG | 4.16kV |  | 0.17282
PriUG_CircMiles.xlsx | 013501101 | JARVIS 1101 | UG | 12kV |  | 19.2263
PriUG_CircMiles.xlsx | 013501103 | JARVIS 1103 | UG | 12kV |  | 5.2973
PriUG_CircMiles.xlsx | 013501104 | JARVIS 1104 | UG | 12kV |  | 5.8999
PriUG_CircMiles.xlsx | 013501105 | JARVIS 1105 | UG | 12kV |  | 28.2417
PriUG_CircMiles.xlsx | 013501106 | JARVIS 1106 | UG | 12kV |  | 1.9805
PriUG_CircMiles.xlsx | 013501107 | JARVIS 1107 | UG | 12kV |  | 2.2902
PriUG_CircMiles.xlsx | 013501108 | JARVIS 1108 | UG | 4.16kV |  | 0.0071717
PriUG_CircMiles.xlsx | 013501108 | JARVIS 1108 | UG | 12kV |  | 11.552
PriUG_CircMiles.xlsx | 013501109 | JARVIS 1109 | UG | 12kV |  | 13.407
PriUG_CircMiles.xlsx | 013501110 | JARVIS 1110 | UG | 12kV |  | 19.8387
PriUG_CircMiles.xlsx | 013501111 | JARVIS 1111 | UG | 12kV |  | 27.4212
PriUG_CircMiles.xlsx | 013501112 | JARVIS 1112 | UG | 12kV |  | 37.2878
PriUG_CircMiles.xlsx | 013503420 | JARVIS 3420 | UG | 34.5kV |  | 0.42491
PriUG_CircMiles.xlsx | 013520401 | MAPLE 0401 | UG | 4.16kV |  | 0.052843
PriUG_CircMiles.xlsx | 013531101 | LAKEWOOD 1101 | UG | 12kV |  | 2.2669
PriUG_CircMiles.xlsx | 013531102 | LAKEWOOD 1102 | UG | 12kV |  | 4.907
PriUG_CircMiles.xlsx | 013531103 | LAKEWOOD 1103 | UG | 12kV |  | 1.9686
PriUG_CircMiles.xlsx | 013531104 | LAKEWOOD 1104 | UG | 12kV |  | 6.795
PriUG_CircMiles.xlsx | 013532107 | LAKEWOOD 2107 | UG | 4.16kV |  | 0.0022504
PriUG_CircMiles.xlsx | 013532107 | LAKEWOOD 2107 | UG | 21kV |  | 14.5541
PriUG_CircMiles.xlsx | 013532108 | LAKEWOOD 2108 | UG | 21kV |  | 4.5056
PriUG_CircMiles.xlsx | 013532109 | LAKEWOOD 2109 | UG | 21kV |  | 13.4998
PriUG_CircMiles.xlsx | 013532110 | LAKEWOOD 2110 | UG | 21kV |  | 27.9556
PriUG_CircMiles.xlsx | 013532111 | LAKEWOOD 2111 | UG | 21kV |  | 5.2225
PriUG_CircMiles.xlsx | 013532112 | LAKEWOOD 2112 | UG | 21kV |  | 16.8141
PriUG_CircMiles.xlsx | 013532223 | LAKEWOOD 2223 | UG | 21kV |  | 11.6128
PriUG_CircMiles.xlsx | 013532224 | LAKEWOOD 2224 | UG | 21kV |  | 6.9111
PriUG_CircMiles.xlsx | 013532225 | LAKEWOOD 2225 | UG | 21kV |  | 13.3435
PriUG_CircMiles.xlsx | 013532226 | LAKEWOOD 2226 | UG | 21kV |  | 10.2174
PriUG_CircMiles.xlsx | 013532227 | LAKEWOOD 2227 | UG | 21kV |  | 4.9113
PriUG_CircMiles.xlsx | 013533450 | LAKEWOOD 3450 | UG | 34.5kV |  | 0.7766
PriUG_CircMiles.xlsx | 013550401 | GILL 0401 | UG | 4.16kV |  | 0.24126
PriUG_CircMiles.xlsx | 013550402 | GILL 0402 | UG | 4.16kV |  | 0.13584
PriUG_CircMiles.xlsx | 013560401 | SARANAP 0401 | UG | 4.16kV |  | 1.1265
PriUG_CircMiles.xlsx | 013580401 | ROBLES 0401 | UG | 4.16kV |  | 0.38107
PriUG_CircMiles.xlsx | 013590401 | GEARY 0401 | UG | 4.16kV |  | 0.54051
PriUG_CircMiles.xlsx | 013600401 | LAS AROMAS 0401 | UG | 4.16kV |  | 0.037316
PriUG_CircMiles.xlsx | 013652103 | CONTRA COSTA 2103 | UG | 21kV |  | 10.2029
PriUG_CircMiles.xlsx | 013652104 | CONTRA COSTA 2104 | UG | 21kV |  | 35.297
PriUG_CircMiles.xlsx | 013652105 | CONTRA COSTA 2105 | UG | 21kV |  | 0.12227
PriUG_CircMiles.xlsx | 013652107 | CONTRA COSTA 2107 | UG | 21kV |  | 32.6441
PriUG_CircMiles.xlsx | 013652108 | CONTRA COSTA 2108 | UG | 21kV |  | 39.831
PriUG_CircMiles.xlsx | 013652109 | CONTRA COSTA 2109 | UG |  |  | 0.12915
PriUG_CircMiles.xlsx | 013652109 | CONTRA COSTA 2109 | UG | 21kV |  | 46.0754
PriUG_CircMiles.xlsx | 013652110 | CONTRA COSTA 2110 | UG | 21kV |  | 37.8248
PriUG_CircMiles.xlsx | 013652111 | CONTRA COSTA 2111 | UG | 21kV |  | 0.038938
PriUG_CircMiles.xlsx | 013652112 | CONTRA COSTA 2112 | UG | 21kV |  | 59.1947
PriUG_CircMiles.xlsx | 013652113 | CONTRA COSTA 2113 | UG | 21kV |  | 48.9179
PriUG_CircMiles.xlsx | 013652114 | CONTRA COSTA 2114 | UG | 21kV |  | 37.8442
PriUG_CircMiles.xlsx | 013652115 | CONTRA COSTA 2115 | UG | 21kV |  | 34.0416
PriUG_CircMiles.xlsx | 013652116 | CONTRA COSTA 2116 | UG | 21kV |  | 19.6862
PriUG_CircMiles.xlsx | 013660401 | PARSONS 0401 | UG | 4.16kV |  | 0.0076149
PriUG_CircMiles.xlsx | 013660402 | PARSONS 0402 | UG | 4.16kV |  | 0.062126
PriUG_CircMiles.xlsx | 013681101 | EDES 1101 | UG | 12kV |  | 2.1441
PriUG_CircMiles.xlsx | 013681103 | EDES 1103 | UG | 12kV |  | 7.0317
PriUG_CircMiles.xlsx | 013681104 | EDES 1104 | UG | 12kV |  | 1.6401
PriUG_CircMiles.xlsx | 013681105 | EDES 1105 | UG | 12kV |  | 3.1915
PriUG_CircMiles.xlsx | 013681110 | EDES 1110 | UG | 12kV |  | 3.5515
PriUG_CircMiles.xlsx | 013681111 | EDES 1111 | UG | 12kV |  | 9.4268
PriUG_CircMiles.xlsx | 013681112 | EDES 1112 | UG | 12kV |  | 13.3749
PriUG_CircMiles.xlsx | 013681113 | EDES 1113 | UG | 12kV |  | 5.1012
PriUG_CircMiles.xlsx | 013681114 | EDES 1114 | UG |  |  | 0.087017
PriUG_CircMiles.xlsx | 013681114 | EDES 1114 | UG | 12kV |  | 4.2138
PriUG_CircMiles.xlsx | 013681115 | EDES 1115 | UG | 12kV |  | 1.6371
PriUG_CircMiles.xlsx | 013700401 | ARLINGTON 0401 | UG | 4.16kV |  | 0.13723
PriUG_CircMiles.xlsx | 013740401 | WALL 0401 | UG | 4.16kV |  | 1.013
PriUG_CircMiles.xlsx | 013751101 | VASCO 1101 | UG | 12kV |  | 10.8305
PriUG_CircMiles.xlsx | 013751102 | VASCO 1102 | UG | 12kV |  | 15.7105
PriUG_CircMiles.xlsx | 013751103 | VASCO 1103 | UG | 12kV |  | 1.3364
PriUG_CircMiles.xlsx | 013761101 | MT EDEN 1101 | UG | 12kV |  | 12.8154
PriUG_CircMiles.xlsx | 013761102 | MT EDEN 1102 | UG | 12kV |  | 5.246
PriUG_CircMiles.xlsx | 013761103 | MT EDEN 1103 | UG | 12kV |  | 6.289
PriUG_CircMiles.xlsx | 013761104 | MT EDEN 1104 | UG | 12kV |  | 9.9172
PriUG_CircMiles.xlsx | 013761105 | MT EDEN 1105 | UG | 12kV |  | 4.2316
PriUG_CircMiles.xlsx | 013761106 | MT EDEN 1106 | UG | 12kV |  | 9.4224
PriUG_CircMiles.xlsx | 013761107 | MT EDEN 1107 | UG | 12kV |  | 18.5786
PriUG_CircMiles.xlsx | 013761108 | MT EDEN 1108 | UG | 12kV |  | 5.1038
PriUG_CircMiles.xlsx | 013761109 | MT EDEN 1109 | UG | 12kV |  | 9.2116
PriUG_CircMiles.xlsx | 013761110 | MT EDEN 1110 | UG | 12kV |  | 2.9758
PriUG_CircMiles.xlsx | 013761111 | MT EDEN 1111 | UG | 12kV |  | 22.2617
PriUG_CircMiles.xlsx | 013761112 | MT EDEN 1112 | UG | 12kV |  | 12.0477
PriUG_CircMiles.xlsx | 013761113 | MT EDEN 1113 | UG | 12kV |  | 7.3366
PriUG_CircMiles.xlsx | 013761114 | MT EDEN 1114 | UG | 12kV |  | 6.5245
PriUG_CircMiles.xlsx | 013780401 | VIRGINIA 0401 | UG | 4.16kV |  | 0.20363
PriUG_CircMiles.xlsx | 013801101 | MORAGA 1101 | UG | 4.16kV |  | 0.087885
PriUG_CircMiles.xlsx | 013801101 | MORAGA 1101 | UG | 12kV |  | 9.388
PriUG_CircMiles.xlsx | 013801102 | MORAGA 1102 | UG | 4.16kV |  | 0.019722
PriUG_CircMiles.xlsx | 013801102 | MORAGA 1102 | UG | 12kV |  | 5.0586
PriUG_CircMiles.xlsx | 013801103 | MORAGA 1103 | UG | 12kV |  | 13.8362
PriUG_CircMiles.xlsx | 013801104 | MORAGA 1104 | UG | 12kV |  | 5.1892
PriUG_CircMiles.xlsx | 013801105 | MORAGA 1105 | UG | 12kV |  | 12.27
PriUG_CircMiles.xlsx | 013810401 | WAYNE 0401 | UG | 4.16kV |  | 0.012008
PriUG_CircMiles.xlsx | 013840401 | STUART 0401 | UG | 4.16kV |  | 0.022672
PriUG_CircMiles.xlsx | 013840402 | STUART 0402 | UG | 4.16kV |  | 0.11131
PriUG_CircMiles.xlsx | 013840403 | STUART 0403 | UG | 4.16kV |  | 0.18661
PriUG_CircMiles.xlsx | 013840404 | STUART 0404 | UG | 4.16kV |  | 0.14872
PriUG_CircMiles.xlsx | 013840405 | STUART 0405 | UG | 4.16kV |  | 0.16585
PriUG_CircMiles.xlsx | 013840406 | STUART 0406 | UG | 4.16kV |  | 0.68402
PriUG_CircMiles.xlsx | 013850401 | BABEL 0401 | UG | 4.16kV |  | 0.69034
PriUG_CircMiles.xlsx | 013911101 | WILLOW PASS 1101 | UG | 12kV |  | 13.4437
PriUG_CircMiles.xlsx | 013911102 | WILLOW PASS 1102 | UG | 12kV |  | 3.7188
PriUG_CircMiles.xlsx | 013912107 | WILLOW PASS 2107 | UG | 21kV |  | 32.1727
PriUG_CircMiles.xlsx | 013912108 | WILLOW PASS 2108 | UG | 4.16kV |  | 0.0034828
PriUG_CircMiles.xlsx | 013912108 | WILLOW PASS 2108 | UG | 21kV |  | 32.9025
PriUG_CircMiles.xlsx | 013921101 | FRANKLIN 1101 | UG | 12kV |  | 14.8693
PriUG_CircMiles.xlsx | 013921102 | FRANKLIN 1102 | UG | 12kV |  | 38.3056
PriUG_CircMiles.xlsx | 013921103 | FRANKLIN 1103 | UG | 12kV |  | 20.2422
PriUG_CircMiles.xlsx | 013921104 | FRANKLIN 1104 | UG | 12kV |  | 42.1335
PriUG_CircMiles.xlsx | 014052101 | NORTH DUBLIN 2101 | UG | 21kV |  | 45.9357
PriUG_CircMiles.xlsx | 014052103 | NORTH DUBLIN 2103 | UG | 12kV |  | 0.012953
PriUG_CircMiles.xlsx | 014052103 | NORTH DUBLIN 2103 | UG | 21kV |  | 38.1034
PriUG_CircMiles.xlsx | 014091102 | CASTRO VALLEY 1102 | UG | 12kV |  | 19.2806
PriUG_CircMiles.xlsx | 014091103 | CASTRO VALLEY 1103 | UG | 12kV |  | 9.6084
PriUG_CircMiles.xlsx | 014091104 | CASTRO VALLEY 1104 | UG | 12kV |  | 11.4435
PriUG_CircMiles.xlsx | 014091105 | CASTRO VALLEY 1105 | UG | 12kV |  | 3.6901
PriUG_CircMiles.xlsx | 014091107 | CASTRO VALLEY 1107 | UG | 12kV |  | 6.7377
PriUG_CircMiles.xlsx | 014091108 | CASTRO VALLEY 1108 | UG | 12kV |  | 14.1552
PriUG_CircMiles.xlsx | 014091109 | CASTRO VALLEY 1109 | UG | 4.16kV |  | 0.003153
PriUG_CircMiles.xlsx | 014091109 | CASTRO VALLEY 1109 | UG | 12kV |  | 10.4871
PriUG_CircMiles.xlsx | 014091110 | CASTRO VALLEY 1110 | UG | 12kV |  | 24.639
PriUG_CircMiles.xlsx | 014091111 | CASTRO VALLEY 1111 | UG | 12kV |  | 25.6655
PriUG_CircMiles.xlsx | 014101101 | ALHAMBRA 1101 | UG | 12kV |  | 8.4207
PriUG_CircMiles.xlsx | 014101102 | ALHAMBRA 1102 | UG | 12kV |  | 5.1211
PriUG_CircMiles.xlsx | 014101105 | ALHAMBRA 1105 | UG | 4.16kV |  | 0.2069
PriUG_CircMiles.xlsx | 014101105 | ALHAMBRA 1105 | UG | 12kV |  | 15.4939
PriUG_CircMiles.xlsx | 014161101 | ROSSMOOR 1101 | UG | 12kV |  | 8.6747
PriUG_CircMiles.xlsx | 014161102 | ROSSMOOR 1102 | UG | 12kV |  | 22.6485
PriUG_CircMiles.xlsx | 014161103 | ROSSMOOR 1103 | UG | 12kV |  | 17.7356
PriUG_CircMiles.xlsx | 014161104 | ROSSMOOR 1104 | UG | 12kV |  | 8.0672
PriUG_CircMiles.xlsx | 014161105 | ROSSMOOR 1105 | UG | 12kV |  | 9.2357
PriUG_CircMiles.xlsx | 014161106 | ROSSMOOR 1106 | UG | 12kV |  | 3.3312
PriUG_CircMiles.xlsx | 014161107 | ROSSMOOR 1107 | UG | 12kV |  | 9.6992
PriUG_CircMiles.xlsx | 014161108 | ROSSMOOR 1108 | UG | 12kV |  | 23.0401
PriUG_CircMiles.xlsx | 014161109 | ROSSMOOR 1109 | UG | 12kV |  | 1.3134
PriUG_CircMiles.xlsx | 014232101 | SAN RAMON 2101 | UG | 21kV |  | 53.3387
PriUG_CircMiles.xlsx | 014232102 | SAN RAMON 2102 | UG | 21kV |  | 45.7035
PriUG_CircMiles.xlsx | 014232103 | SAN RAMON 2103 | UG | 21kV |  | 26.2859
PriUG_CircMiles.xlsx | 014232104 | SAN RAMON 2104 | UG | 21kV |  | 22.4493
PriUG_CircMiles.xlsx | 014232105 | SAN RAMON 2105 | UG | 21kV |  | 14.6149
PriUG_CircMiles.xlsx | 014232106 | SAN RAMON 2106 | UG | 21kV |  | 17.8549
PriUG_CircMiles.xlsx | 014232107 | SAN RAMON 2107 | UG | 21kV |  | 38.4634
PriUG_CircMiles.xlsx | 014232108 | SAN RAMON 2108 | UG | 21kV |  | 40.8137
PriUG_CircMiles.xlsx | 014232110 | SAN RAMON 2110 | UG | 21kV |  | 29.5065
PriUG_CircMiles.xlsx | 014232111 | SAN RAMON 2111 | UG | 21kV |  | 17.4449
PriUG_CircMiles.xlsx | 014232112 | SAN RAMON 2112 | UG | 21kV |  | 1.7344
PriUG_CircMiles.xlsx | 014232113 | SAN RAMON 2113 | UG | 21kV |  | 1.718
PriUG_CircMiles.xlsx | 014232114 | SAN RAMON 2114 | UG | 21kV |  | 17.6218
PriUG_CircMiles.xlsx | 014232116 | SAN RAMON 2116 | UG | 21kV |  | 16.1405
PriUG_CircMiles.xlsx | 014232117 | SAN RAMON 2117 | UG | 21kV |  | 18.1558
PriUG_CircMiles.xlsx | 014232118 | SAN RAMON 2118 | UG | 21kV |  | 25.4252
PriUG_CircMiles.xlsx | 014232119 | SAN RAMON 2119 | UG | 21kV |  | 29.7603
PriUG_CircMiles.xlsx | 014241101 | SUNOL 1101 | UG | 12kV |  | 4.6231
PriUG_CircMiles.xlsx | 014261101 | POINT PINOLE 1101 | UG | 12kV |  | 16.2536
PriUG_CircMiles.xlsx | 014261102 | POINT PINOLE 1102 | UG | 12kV |  | 10.5508
PriUG_CircMiles.xlsx | 014261103 | POINT PINOLE 1103 | UG | 12kV |  | 0.14422
PriUG_CircMiles.xlsx | 014302102 | MEADOW LANE 2102 | UG | 21kV |  | 4.0187
PriUG_CircMiles.xlsx | 014302103 | MEADOW LANE 2103 | UG | 21kV |  | 10.7745
PriUG_CircMiles.xlsx | 014302104 | MEADOW LANE 2104 | UG | 21kV |  | 11.924
PriUG_CircMiles.xlsx | 014302105 | MEADOW LANE 2105 | UG | 21kV |  | 7.8928
PriUG_CircMiles.xlsx | 014302106 | MEADOW LANE 2106 | UG | 21kV |  | 22.6389
PriUG_CircMiles.xlsx | 014302107 | MEADOW LANE 2107 | UG | 21kV |  | 6.8703
PriUG_CircMiles.xlsx | 014302108 | MEADOW LANE 2108 | UG | 4.16kV |  | 0.006209
PriUG_CircMiles.xlsx | 014302108 | MEADOW LANE 2108 | UG | 21kV |  | 12.3668
PriUG_CircMiles.xlsx | 014302109 | MEADOW LANE 2109 | UG | 21kV |  | 13.4448
PriUG_CircMiles.xlsx | 014302110 | MEADOW LANE 2110 | UG | 21kV |  | 9.5435
PriUG_CircMiles.xlsx | 014321101 | BALFOUR 1101 | UG | 12kV |  | 4.5694
PriUG_CircMiles.xlsx | 014341103 | VALLEY VIEW 1103 | UG | 12kV |  | 13.8727
PriUG_CircMiles.xlsx | 014341105 | VALLEY VIEW 1105 | UG | 12kV |  | 12.3958
PriUG_CircMiles.xlsx | 014341106 | VALLEY VIEW 1106 | UG | 12kV |  | 31.5345
PriUG_CircMiles.xlsx | 014351103 | FREMONT 1103 | UG | 12kV |  | 23.2734
PriUG_CircMiles.xlsx | 014351104 | FREMONT 1104 | UG | 12kV |  | 28.1122
PriUG_CircMiles.xlsx | 014351105 | FREMONT 1105 | UG | 12kV |  | 4.6533
PriUG_CircMiles.xlsx | 014351106 | FREMONT 1106 | UG | 12kV |  | 0.068594
PriUG_CircMiles.xlsx | 014351107 | FREMONT 1107 | UG | 12kV |  | 17.6651
PriUG_CircMiles.xlsx | 014351108 | FREMONT 1108 | UG | 12kV |  | 13.7941
PriUG_CircMiles.xlsx | 014351109 | FREMONT 1109 | UG | 12kV |  | 31.6602
PriUG_CircMiles.xlsx | 014351109 | FREMONT 1109 | UG | 21kV |  | 0.0099326
PriUG_CircMiles.xlsx | 014351110 | FREMONT 1110 | UG | 12kV |  | 20.8079
PriUG_CircMiles.xlsx | 014351111 | FREMONT 1111 | UG | 12kV |  | 7.9313
PriUG_CircMiles.xlsx | 014351112 | FREMONT 1112 | UG | 12kV |  | 8.1317
PriUG_CircMiles.xlsx | 014371105 | SAN PABLO 1105 | UG | 12kV |  | 13.5365
PriUG_CircMiles.xlsx | 014371106 | SAN PABLO 1106 | UG |  |  | 0.12283
PriUG_CircMiles.xlsx | 014371106 | SAN PABLO 1106 | UG | 12kV |  | 16.9611
PriUG_CircMiles.xlsx | 014381102 | GRANT 1102 | UG | 12kV |  | 8.6531
PriUG_CircMiles.xlsx | 014381103 | GRANT 1103 | UG | 12kV |  | 11.161
PriUG_CircMiles.xlsx | 014381104 | GRANT 1104 | UG | 12kV |  | 9.5209
PriUG_CircMiles.xlsx | 014381105 | GRANT 1105 | UG | 12kV |  | 5.4791
PriUG_CircMiles.xlsx | 014381106 | GRANT 1106 | UG | 12kV |  | 14.4745
PriUG_CircMiles.xlsx | 014381107 | GRANT 1107 | UG | 12kV |  | 6.3945
PriUG_CircMiles.xlsx | 014381108 | GRANT 1108 | UG | 12kV |  | 5.481
PriUG_CircMiles.xlsx | 014402103 | LAS POSITAS 2103 | UG | 21kV |  | 15.4281
PriUG_CircMiles.xlsx | 014402104 | LAS POSITAS 2104 | UG | 21kV |  | 23.6404
PriUG_CircMiles.xlsx | 014402105 | LAS POSITAS 2105 | UG |  |  | 0.015111
PriUG_CircMiles.xlsx | 014402105 | LAS POSITAS 2105 | UG | 12kV |  | 0.55928
PriUG_CircMiles.xlsx | 014402105 | LAS POSITAS 2105 | UG | 21kV |  | 38.4684
PriUG_CircMiles.xlsx | 014402106 | LAS POSITAS 2106 | UG | 21kV |  | 21.6879
PriUG_CircMiles.xlsx | 014402107 | LAS POSITAS 2107 | UG | 21kV |  | 45.7844
PriUG_CircMiles.xlsx | 014402108 | LAS POSITAS 2108 | UG | 21kV |  | 56.3291
PriUG_CircMiles.xlsx | 014402109 | LAS POSITAS 2109 | UG |  |  | 0.052804
PriUG_CircMiles.xlsx | 014402109 | LAS POSITAS 2109 | UG | 21kV |  | 36.0683
PriUG_CircMiles.xlsx | 014402110 | LAS POSITAS 2110 | UG |  |  | 0.061123
PriUG_CircMiles.xlsx | 014402110 | LAS POSITAS 2110 | UG | 12kV |  | 4.5885
PriUG_CircMiles.xlsx | 014402110 | LAS POSITAS 2110 | UG | 21kV |  | 14.2445
PriUG_CircMiles.xlsx | 014422109 | CAYETANO 2109 | UG | 21kV |  | 29.5778
PriUG_CircMiles.xlsx | 014422111 | CAYETANO 2111 | UG | 21kV |  | 21.9359
PriUG_CircMiles.xlsx | 014452103 | KIRKER 2103 | UG | 4.16kV |  | 0.065124
PriUG_CircMiles.xlsx | 014452103 | KIRKER 2103 | UG | 21kV |  | 49.0474
PriUG_CircMiles.xlsx | 014452104 | KIRKER 2104 | UG | 4.16kV |  | 0.5683
PriUG_CircMiles.xlsx | 014452104 | KIRKER 2104 | UG | 21kV |  | 27.7987
PriUG_CircMiles.xlsx | 014452105 | KIRKER 2105 | UG | 21kV |  | 44.8206
PriUG_CircMiles.xlsx | 014452106 | KIRKER 2106 | UG | 2.4kV |  | 0.18243
PriUG_CircMiles.xlsx | 014452106 | KIRKER 2106 | UG | 21kV |  | 14.5091
PriUG_CircMiles.xlsx | 014452107 | KIRKER 2107 | UG | 12kV |  | 10.481
PriUG_CircMiles.xlsx | 014452107 | KIRKER 2107 | UG | 21kV |  | 11.1002
PriUG_CircMiles.xlsx | 014452108 | KIRKER 2108 | UG | 21kV |  | 9.1384
PriUG_CircMiles.xlsx | 014452109 | KIRKER 2109 | UG | 21kV |  | 17.6271
PriUG_CircMiles.xlsx | 014471102 | DUMBARTON 1102 | UG | 12kV |  | 18.855
PriUG_CircMiles.xlsx | 014471103 | DUMBARTON 1103 | UG | 12kV |  | 35.5928
PriUG_CircMiles.xlsx | 014471104 | DUMBARTON 1104 | UG | 12kV |  | 8.8292
PriUG_CircMiles.xlsx | 014471105 | DUMBARTON 1105 | UG | 12kV |  | 2.1214
PriUG_CircMiles.xlsx | 014471106 | DUMBARTON 1106 | UG | 12kV |  | 42.6711
PriUG_CircMiles.xlsx | 014471107 | DUMBARTON 1107 | UG | 12kV |  | 21.8321
PriUG_CircMiles.xlsx | 014471108 | DUMBARTON 1108 | UG | 12kV |  | 36.0065
PriUG_CircMiles.xlsx | 014471109 | DUMBARTON 1109 | UG | 12kV |  | 25.5111
PriUG_CircMiles.xlsx | 014471110 | DUMBARTON 1110 | UG | 12kV |  | 17.8863
PriUG_CircMiles.xlsx | 014471112 | DUMBARTON 1112 | UG | 12kV |  | 7.6842
PriUG_CircMiles.xlsx | 014472111 | DUMBARTON 2111 | UG | 12kV |  | 0.046203
PriUG_CircMiles.xlsx | 014472111 | DUMBARTON 2111 | UG | 21kV |  | 16.1168
PriUG_CircMiles.xlsx | 014502104 | VINEYARD 2104 | UG | 21kV |  | 29.7607
PriUG_CircMiles.xlsx | 014502105 | VINEYARD 2105 | UG | 21kV |  | 32.7742
PriUG_CircMiles.xlsx | 014502106 | VINEYARD 2106 | UG | 21kV |  | 30.5693
PriUG_CircMiles.xlsx | 014502107 | VINEYARD 2107 | UG | 12kV |  | 0.010224
PriUG_CircMiles.xlsx | 014502107 | VINEYARD 2107 | UG | 21kV |  | 36.3325
PriUG_CircMiles.xlsx | 014502108 | VINEYARD 2108 | UG | 21kV |  | 45.0195
PriUG_CircMiles.xlsx | 014502109 | VINEYARD 2109 | UG | 21kV |  | 39.0892
PriUG_CircMiles.xlsx | 014502110 | VINEYARD 2110 | UG | 12kV |  | 1.7867
PriUG_CircMiles.xlsx | 014502110 | VINEYARD 2110 | UG | 21kV |  | 57.2695
PriUG_CircMiles.xlsx | 014592105 | BRENTWOOD 2105 | UG | 12kV |  | 0.83507
PriUG_CircMiles.xlsx | 014592105 | BRENTWOOD 2105 | UG | 21kV |  | 26.6395
PriUG_CircMiles.xlsx | 014592106 | BRENTWOOD 2106 | UG |  |  | 0.028637
PriUG_CircMiles.xlsx | 014592106 | BRENTWOOD 2106 | UG | 21kV |  | 51.6008
PriUG_CircMiles.xlsx | 014592108 | BRENTWOOD 2108 | UG | 21kV |  | 41.1872
PriUG_CircMiles.xlsx | 014592109 | BRENTWOOD 2109 | UG | 21kV |  | 35.4421
PriUG_CircMiles.xlsx | 014592110 | BRENTWOOD 2110 | UG | 21kV |  | 0.7332
PriUG_CircMiles.xlsx | 014592111 | BRENTWOOD 2111 | UG |  |  | 0.0092279
PriUG_CircMiles.xlsx | 014592111 | BRENTWOOD 2111 | UG | 21kV |  | 55.8543
PriUG_CircMiles.xlsx | 014592112 | BRENTWOOD 2112 | UG | 12kV |  | 0.16175
PriUG_CircMiles.xlsx | 014592112 | BRENTWOOD 2112 | UG | 21kV |  | 62.2469
PriUG_CircMiles.xlsx | 014592113 | BRENTWOOD 2113 | UG | 21kV |  | 60.6534
PriUG_CircMiles.xlsx | 014652104 | TIDEWATER 2104 | UG | 21kV |  | 16.2111
PriUG_CircMiles.xlsx | 014652105 | TIDEWATER 2105 | UG | 21kV |  | 10.5933
PriUG_CircMiles.xlsx | 014652106 | TIDEWATER 2106 | UG | 4.16kV |  | 0.012533
PriUG_CircMiles.xlsx | 014652106 | TIDEWATER 2106 | UG | 12kV |  | 0.010206
PriUG_CircMiles.xlsx | 014652106 | TIDEWATER 2106 | UG | 21kV |  | 14.1706
PriUG_CircMiles.xlsx | 014652107 | TIDEWATER 2107 | UG | 21kV |  | 25.3368
PriUG_CircMiles.xlsx | 014652108 | TIDEWATER 2108 | UG | 4.16kV |  | 0.92554
PriUG_CircMiles.xlsx | 014652108 | TIDEWATER 2108 | UG | 21kV |  | 12.9993
PriUG_CircMiles.xlsx | 014652109 | TIDEWATER 2109 | UG | 21kV |  | 20.7937
PriUG_CircMiles.xlsx | 014652110 | TIDEWATER 2110 | UG | 21kV |  | 18.0085
PriUG_CircMiles.xlsx | 014662103 | TASSAJARA 2103 | UG | 21kV |  | 47.0136
PriUG_CircMiles.xlsx | 014662104 | TASSAJARA 2104 | UG | 21kV |  | 42.9964
PriUG_CircMiles.xlsx | 014662105 | TASSAJARA 2105 | UG | 21kV |  | 0.0081815
PriUG_CircMiles.xlsx | 014662106 | TASSAJARA 2106 | UG |  |  | 0.01838
PriUG_CircMiles.xlsx | 014662106 | TASSAJARA 2106 | UG | 21kV |  | 33.1764
PriUG_CircMiles.xlsx | 014662107 | TASSAJARA 2107 | UG | 21kV |  | 39.0906
PriUG_CircMiles.xlsx | 014662108 | TASSAJARA 2108 | UG | 4.16kV |  | 0.0016322
PriUG_CircMiles.xlsx | 014662108 | TASSAJARA 2108 | UG | 21kV |  | 25.8334
PriUG_CircMiles.xlsx | 014662109 | TASSAJARA 2109 | UG | 21kV |  | 34.9934
PriUG_CircMiles.xlsx | 014662110 | TASSAJARA 2110 | UG | 21kV |  | 0.0062054
PriUG_CircMiles.xlsx | 014662112 | TASSAJARA 2112 | UG | 4.16kV |  | 0.7842
PriUG_CircMiles.xlsx | 014662112 | TASSAJARA 2112 | UG | 12kV |  | 0.23646
PriUG_CircMiles.xlsx | 014662112 | TASSAJARA 2112 | UG | 21kV |  | 37.2475
PriUG_CircMiles.xlsx | 014662113 | TASSAJARA 2113 | UG | 21kV |  | 60.1211
PriUG_CircMiles.xlsx | 014662114 | TASSAJARA 2114 | UG | 21kV |  | 5.755
PriUG_CircMiles.xlsx | 014671101 | SOBRANTE 1101 | UG | 12kV |  | 7.1192
PriUG_CircMiles.xlsx | 014671102 | SOBRANTE 1102 | UG | 12kV |  | 13.6313
PriUG_CircMiles.xlsx | 014671103 | SOBRANTE 1103 | UG | 12kV |  | 6.4526
PriUG_CircMiles.xlsx | 014692101 | RESEARCH 2101 | UG | 21kV |  | 34.4918
PriUG_CircMiles.xlsx | 014692102 | RESEARCH 2102 | UG | 21kV |  | 33.5738
PriUG_CircMiles.xlsx | 014692103 | RESEARCH 2103 | UG | 21kV |  | 0.083639
PriUG_CircMiles.xlsx | 014722101 | DIXON LANDING 2101 | UG | 12kV |  | 8.0054
PriUG_CircMiles.xlsx | 014722101 | DIXON LANDING 2101 | UG | 21kV |  | 10.4002
PriUG_CircMiles.xlsx | 014722102 | DIXON LANDING 2102 | UG | 12kV |  | 3.7092
PriUG_CircMiles.xlsx | 014722102 | DIXON LANDING 2102 | UG | 21kV |  | 2.9399
PriUG_CircMiles.xlsx | 014722103 | DIXON LANDING 2103 | UG | 21kV |  | 11.9649
PriUG_CircMiles.xlsx | 014722105 | DIXON LANDING 2105 | UG | 21kV |  | 0.55086
PriUG_CircMiles.xlsx | 014722106 | DIXON LANDING 2106 | UG | 12kV |  | 0.027272
PriUG_CircMiles.xlsx | 014722106 | DIXON LANDING 2106 | UG | 21kV |  | 7.1167
PriUG_CircMiles.xlsx | 014722107 | DIXON LANDING 2107 | UG | 21kV |  | 5.1408
PriUG_CircMiles.xlsx | 014722109 | DIXON LANDING 2109 | UG | 21kV |  | 35.3394
PriUG_CircMiles.xlsx | 014722110 | DIXON LANDING 2110 | UG | 21kV |  | 0.15499
PriUG_CircMiles.xlsx | 014722111 | DIXON LANDING 2111 | UG | 21kV |  | 13.0441
PriUG_CircMiles.xlsx | 018100401 | SHORE ACRES BANK 0401 | UG | 4.16kV |  | 0.13984
PriUG_CircMiles.xlsx | 019003401 | EAST PORTAL 3401 | UG | 34.5kV |  | 0.15413
PriUG_CircMiles.xlsx | 022010401 | MISSION (X) 0401 | UG | 4.16kV |  | 0.90665
PriUG_CircMiles.xlsx | 022010402 | MISSION (X) 0402 | UG | 4.16kV |  | 2.9664
PriUG_CircMiles.xlsx | 022011101 | MISSION (X) 1101 | UG | 12kV |  | 4.2953
PriUG_CircMiles.xlsx | 022011102 | MISSION (X) 1102 | UG | 12kV |  | 5.1614
PriUG_CircMiles.xlsx | 022011104 | MISSION (X) 1104 | UG | 12kV |  | 4.8779
PriUG_CircMiles.xlsx | 022011105 | MISSION (X) 1105 | UG | 12kV |  | 2.2529
PriUG_CircMiles.xlsx | 022011106 | MISSION (X) 1106 | UG | 12kV |  | 2.1626
PriUG_CircMiles.xlsx | 022011107 | MISSION (X) 1107 | UG | 12kV |  | 6.0433
PriUG_CircMiles.xlsx | 022011108 | MISSION (X) 1108 | UG | 12kV |  | 6.6792
PriUG_CircMiles.xlsx | 022011109 | MISSION (X) 1109 | UG | 12kV |  | 6.172
PriUG_CircMiles.xlsx | 022011110 | MISSION (X) 1110 | UG | 12kV |  | 11.3378
PriUG_CircMiles.xlsx | 022011111 | MISSION (X) 1111 | UG | 12kV |  | 6.3677
PriUG_CircMiles.xlsx | 022011112 | MISSION (X) 1112 | UG | 12kV |  | 2.405
PriUG_CircMiles.xlsx | 022011113 | MISSION (X) 1113 | UG | 12kV |  | 7.866
PriUG_CircMiles.xlsx | 022011114 | MISSION (X) 1114 | UG | 12kV |  | 2.0043
PriUG_CircMiles.xlsx | 022011115 | MISSION (X) 1115 | UG | 12kV |  | 1.7701
PriUG_CircMiles.xlsx | 022011116 | MISSION (X) 1116 | UG | 12kV |  | 6.85
PriUG_CircMiles.xlsx | 022011117 | MISSION (X) 1117 | UG | 12kV |  | 4.7099
PriUG_CircMiles.xlsx | 022011118 | MISSION (X) 1118 | UG | 12kV |  | 9.9655
PriUG_CircMiles.xlsx | 022011120 | MISSION (X) 1120 | UG | 12kV |  | 5.2337
PriUG_CircMiles.xlsx | 022011121 | MISSION (X) 1121 | UG | 12kV |  | 1.4505
PriUG_CircMiles.xlsx | 022011123 | MISSION (X) 1123 | UG | 12kV |  | 5.3108
PriUG_CircMiles.xlsx | 022011124 | MISSION (X) 1124 | UG | 12kV |  | 6.4322
PriUG_CircMiles.xlsx | 022011125 | MISSION (X) 1125 | UG | 12kV |  | 9.8731
PriUG_CircMiles.xlsx | 022011126 | MISSION (X) 1126 | UG | 12kV |  | 2.2093
PriUG_CircMiles.xlsx | 022011127 | MISSION (X) 1127 | UG | 12kV |  | 0.84629
PriUG_CircMiles.xlsx | 022011128 | MISSION (X) 1128 | UG | 12kV |  | 0.66099
PriUG_CircMiles.xlsx | 022011153 | MISSION (X) 1153 | UG | 12kV |  | 4.4826
PriUG_CircMiles.xlsx | 022011154 | MISSION (X) 1154 | UG | 12kV |  | 5.6778
PriUG_CircMiles.xlsx | 022011160 | MISSION (X) 1160 | UG | 12kV |  | 6.1223
PriUG_CircMiles.xlsx | 022011162 | MISSION (X) 1162 | UG | 12kV |  | 5.3719
PriUG_CircMiles.xlsx | 022011201 | MISSION (X) 1201 | UG | 12kV |  | 4.4104
PriUG_CircMiles.xlsx | 022011202 | MISSION (X) 1202 | UG | 12kV |  | 4.3641
PriUG_CircMiles.xlsx | 022011203 | MISSION (X) 1203 | UG | 12kV |  | 2.0066
PriUG_CircMiles.xlsx | 022011204 | MISSION (X) 1204 | UG | 12kV |  | 1.8983
PriUG_CircMiles.xlsx | 022011207 | MISSION (X) 1207 | UG | 12kV |  | 4.4066
PriUG_CircMiles.xlsx | 022011208 | MISSION (X) 1208 | UG | 12kV |  | 4.4336
PriUG_CircMiles.xlsx | 022011210 | MISSION (X) 1210 | UG | 12kV |  | 3.6876
PriUG_CircMiles.xlsx | 022011211 | MISSION (X) 1211 | UG | 12kV |  | 3.6863
PriUG_CircMiles.xlsx | 022011212 | MISSION (X) 1212 | UG | 12kV |  | 3.7386
PriUG_CircMiles.xlsx | 022011215 | MISSION (X) 1215 | UG | 12kV |  | 3.7366
PriUG_CircMiles.xlsx | 022011223 | MISSION (X) 1223 | UG | 12kV |  | 2.657
PriUG_CircMiles.xlsx | 022011224 | MISSION (X) 1224 | UG | 12kV |  | 1.8939
PriUG_CircMiles.xlsx | 022011225 | MISSION (X) 1225 | UG | 12kV |  | 2.0014
PriUG_CircMiles.xlsx | 022031101 | POTRERO PP (A) 1101 | UG | 12kV |  | 5.9085
PriUG_CircMiles.xlsx | 022031102 | POTRERO PP (A) 1102 | UG | 12kV |  | 2.6801
PriUG_CircMiles.xlsx | 022031103 | POTRERO PP (A) 1103 | UG | 12kV |  | 3.7538
PriUG_CircMiles.xlsx | 022031104 | POTRERO PP (A) 1104 | UG | 12kV |  | 8.9266
PriUG_CircMiles.xlsx | 022031105 | POTRERO PP (A) 1105 | UG | 12kV |  | 1.9207
PriUG_CircMiles.xlsx | 022031106 | POTRERO PP (A) 1106 | UG | 12kV |  | 3.4292
PriUG_CircMiles.xlsx | 022031107 | POTRERO PP (A) 1107 | UG | 12kV |  | 0.5809
PriUG_CircMiles.xlsx | 022031108 | POTRERO PP (A) 1108 | UG | 12kV |  | 4.5253
PriUG_CircMiles.xlsx | 022031109 | POTRERO PP (A) 1109 | UG | 12kV |  | 8.4234
PriUG_CircMiles.xlsx | 022031110 | POTRERO PP (A) 1110 | UG | 12kV |  | 4.4279
PriUG_CircMiles.xlsx | 022031111 | POTRERO PP (A) 1111 | UG | 12kV |  | 0.96719
PriUG_CircMiles.xlsx | 022031112 | POTRERO PP (A) 1112 | UG | 12kV |  | 5.9849
PriUG_CircMiles.xlsx | 022031113 | POTRERO PP (A) 1113 | UG | 12kV |  | 6.2356
PriUG_CircMiles.xlsx | 022031114 | POTRERO PP (A) 1114 | UG | 12kV |  | 6.8753
PriUG_CircMiles.xlsx | 022031115 | POTRERO PP (A) 1115 | UG | 12kV |  | 6.7765
PriUG_CircMiles.xlsx | 022031116 | POTRERO PP (A) 1116 | UG | 12kV |  | 0.46602
PriUG_CircMiles.xlsx | 022031117 | POTRERO PP (A) 1117 | UG | 12kV |  | 3.6749
PriUG_CircMiles.xlsx | 022031118 | POTRERO PP (A) 1118 | UG | 12kV |  | 6.7422
PriUG_CircMiles.xlsx | 022031119 | POTRERO PP (A) 1119 | UG | 12kV |  | 3.4095
PriUG_CircMiles.xlsx | 022031121 | POTRERO PP (A) 1121 | UG | 12kV |  | 0.31315
PriUG_CircMiles.xlsx | 022031218 | POTRERO PP (A) 1218 | UG | 12kV |  | 2.9123
PriUG_CircMiles.xlsx | 022031219 | POTRERO PP (A) 1219 | UG | 12kV |  | 2.9127
PriUG_CircMiles.xlsx | 022031220 | POTRERO PP (A) 1220 | UG | 12kV |  | 3.074
PriUG_CircMiles.xlsx | 022031221 | POTRERO PP (A) 1221 | UG | 12kV |  | 3.0708
PriUG_CircMiles.xlsx | 022070401 | SF E 0401 | UG | 4.16kV |  | 2.3956
PriUG_CircMiles.xlsx | 022070405 | SF E 0405 | UG | 4.16kV |  | 0.62488
PriUG_CircMiles.xlsx | 022070406 | SF E 0406 | UG | 4.16kV |  | 0.21506
PriUG_CircMiles.xlsx | 022070407 | SF E 0407 | UG | 4.16kV |  | 2.4419
PriUG_CircMiles.xlsx | 022070408 | SF E 0408 | UG | 4.16kV |  | 0.30228
PriUG_CircMiles.xlsx | 022070409 | SF E 0409 | UG | 4.16kV |  | 1.6901
PriUG_CircMiles.xlsx | 022070410 | SF E 0410 | UG | 4.16kV |  | 2.0573
PriUG_CircMiles.xlsx | 022071101 | SF E 1101 | UG | 12kV |  | 4.809
PriUG_CircMiles.xlsx | 022071103 | SF E 1103 | UG | 12kV |  | 8.8204
PriUG_CircMiles.xlsx | 022071105 | SF E 1105 | UG | 12kV |  | 8.2977
PriUG_CircMiles.xlsx | 022071107 | SF E 1107 | UG | 12kV |  | 11.114
PriUG_CircMiles.xlsx | 022071199 | SF E 1199 | UG | 12kV |  | 0.0078279
PriUG_CircMiles.xlsx | 022090401 | SF G 0401 | UG | 4.16kV |  | 0.13292
PriUG_CircMiles.xlsx | 022090402 | SF G 0402 | UG | 4.16kV |  | 0.23487
PriUG_CircMiles.xlsx | 022090403 | SF G 0403 | UG | 4.16kV |  | 1.6108
PriUG_CircMiles.xlsx | 022090404 | SF G 0404 | UG | 4.16kV |  | 1.5581
PriUG_CircMiles.xlsx | 022090405 | SF G 0405 | UG | 4.16kV |  | 0.38637
PriUG_CircMiles.xlsx | 022090406 | SF G 0406 | UG | 4.16kV |  | 1.5194
PriUG_CircMiles.xlsx | 022090407 | SF G 0407 | UG | 4.16kV |  | 0.73961
PriUG_CircMiles.xlsx | 022090408 | SF G 0408 | UG | 4.16kV |  | 2.3877
PriUG_CircMiles.xlsx | 022090409 | SF G 0409 | UG | 4.16kV |  | 1.0339
PriUG_CircMiles.xlsx | 022090410 | SF G 0410 | UG | 4.16kV |  | 0.57605
PriUG_CircMiles.xlsx | 022090411 | SF G 0411 | UG | 4.16kV |  | 2.1402
PriUG_CircMiles.xlsx | 022090412 | SF G 0412 | UG | 4.16kV |  | 1.0666
PriUG_CircMiles.xlsx | 022090413 | SF G 0413 | UG | 4.16kV |  | 1.9449
PriUG_CircMiles.xlsx | 022090414 | SF G 0414 | UG | 4.16kV |  | 1.1365
PriUG_CircMiles.xlsx | 022091101 | SF G 1101 | UG | 12kV |  | 6.4644
PriUG_CircMiles.xlsx | 022091102 | SF G 1102 | UG | 12kV |  | 3.7261
PriUG_CircMiles.xlsx | 022100401 | SF H 0401 | UG | 4.16kV |  | 0.83572
PriUG_CircMiles.xlsx | 022100402 | SF H 0402 | UG | 4.16kV |  | 0.77961
PriUG_CircMiles.xlsx | 022100403 | SF H 0403 | UG | 4.16kV |  | 0.63744
PriUG_CircMiles.xlsx | 022100404 | SF H 0404 | UG | 4.16kV |  | 0.10598
PriUG_CircMiles.xlsx | 022100405 | SF H 0405 | UG | 4.16kV |  | 0.40398
PriUG_CircMiles.xlsx | 022101101 | SF H 1101 | UG | 12kV |  | 1.5565
PriUG_CircMiles.xlsx | 022101102 | SF H 1102 | UG | 12kV |  | 9.8818
PriUG_CircMiles.xlsx | 022101103 | SF H 1103 | UG | 12kV |  | 8.4207
PriUG_CircMiles.xlsx | 022101104 | SF H 1104 | UG | 12kV |  | 10.7213
PriUG_CircMiles.xlsx | 022101105 | SF H 1105 | UG | 12kV |  | 15.4821
PriUG_CircMiles.xlsx | 022101106 | SF H 1106 | UG | 12kV |  | 3.3344
PriUG_CircMiles.xlsx | 022101107 | SF H 1107 | UG | 12kV |  | 3.6107
PriUG_CircMiles.xlsx | 022101108 | SF H 1108 | UG | 12kV |  | 3.821
PriUG_CircMiles.xlsx | 022101109 | SF H 1109 | UG |  |  | 0.0032232
PriUG_CircMiles.xlsx | 022101109 | SF H 1109 | UG | 12kV |  | 11.2523
PriUG_CircMiles.xlsx | 022101110 | SF H 1110 | UG | 12kV |  | 7.4922
PriUG_CircMiles.xlsx | 022101111 | SF H 1111 | UG | 12kV |  | 3.0349
PriUG_CircMiles.xlsx | 022101112 | SF H 1112 | UG | 12kV |  | 2.2276
PriUG_CircMiles.xlsx | 022101232 | SF H 1232 | UG | 12kV |  | 3.4403
PriUG_CircMiles.xlsx | 022101233 | SF H 1233 | UG | 12kV |  | 3.4409
PriUG_CircMiles.xlsx | 022101234 | SF H 1234 | UG | 12kV |  | 4.9238
PriUG_CircMiles.xlsx | 022101235 | SF H 1235 | UG | 12kV |  | 6.122
PriUG_CircMiles.xlsx | 022101236 | SF H 1236 | UG | 12kV |  | 6.1319
PriUG_CircMiles.xlsx | 022101237 | SF H 1237 | UG | 12kV |  | 6.1198
PriUG_CircMiles.xlsx | 022101238 | SF H 1238 | UG | 12kV |  | 3.4405
PriUG_CircMiles.xlsx | 022130401 | SF K 0401 | UG | 4.16kV |  | 1.6459
PriUG_CircMiles.xlsx | 022130402 | SF K 0402 | UG | 4.16kV |  | 0.098578
PriUG_CircMiles.xlsx | 022130403 | SF K 0403 | UG | 4.16kV |  | 0.79088
PriUG_CircMiles.xlsx | 022130404 | SF K 0404 | UG | 4.16kV |  | 0.18263
PriUG_CircMiles.xlsx | 022130405 | SF K 0405 | UG | 4.16kV |  | 0.45149
PriUG_CircMiles.xlsx | 022130406 | SF K 0406 | UG | 4.16kV |  | 0.16947
PriUG_CircMiles.xlsx | 022130407 | SF K 0407 | UG | 4.16kV |  | 2.0075
PriUG_CircMiles.xlsx | 022130408 | SF K 0408 | UG | 4.16kV |  | 1.3522
PriUG_CircMiles.xlsx | 022130409 | SF K 0409 | UG | 4.16kV |  | 1.0689
PriUG_CircMiles.xlsx | 022130410 | SF K 0410 | UG | 4.16kV |  | 0.89689
PriUG_CircMiles.xlsx | 022130411 | SF K 0411 | UG | 4.16kV |  | 0.13741
PriUG_CircMiles.xlsx | 022131101 | SF K 1101 | UG | 12kV |  | 3.6058
PriUG_CircMiles.xlsx | 022220402 | SF J 0402 | UG | 4.16kV |  | 1.6267
PriUG_CircMiles.xlsx | 022220403 | SF J 0403 | UG | 4.16kV |  | 2.2206
PriUG_CircMiles.xlsx | 022220404 | SF J 0404 | UG | 4.16kV |  | 1.2736
PriUG_CircMiles.xlsx | 022220406 | SF J 0406 | UG | 4.16kV |  | 2.3006
PriUG_CircMiles.xlsx | 022220407 | SF J 0407 | UG | 4.16kV |  | 2.0181
PriUG_CircMiles.xlsx | 022220409 | SF J 0409 | UG | 4.16kV |  | 0.90847
PriUG_CircMiles.xlsx | 022221101 | SF J 1101 | UG | 12kV |  | 0.97814
PriUG_CircMiles.xlsx | 022221102 | SF J 1102 | UG | 12kV |  | 1.4353
PriUG_CircMiles.xlsx | 022221103 | SF J 1103 | UG | 12kV |  | 1.0328
PriUG_CircMiles.xlsx | 022221104 | SF J 1104 | UG | 12kV |  | 0.97508
PriUG_CircMiles.xlsx | 022221105 | SF J 1105 | UG | 12kV |  | 1.3868
PriUG_CircMiles.xlsx | 022221106 | SF J 1106 | UG | 12kV |  | 1.6144
PriUG_CircMiles.xlsx | 022221107 | SF J 1107 | UG | 12kV |  | 2.3609
PriUG_CircMiles.xlsx | 022221108 | SF J 1108 | UG | 12kV |  | 5.1081
PriUG_CircMiles.xlsx | 022260401 | SF L 0401 | UG | 4.16kV |  | 2.7131
PriUG_CircMiles.xlsx | 022260402 | SF L 0402 | UG | 4.16kV |  | 3.8388
PriUG_CircMiles.xlsx | 022260403 | SF L 0403 | UG | 4.16kV |  | 2.229
PriUG_CircMiles.xlsx | 022260404 | SF L 0404 | UG | 4.16kV |  | 1.8719
PriUG_CircMiles.xlsx | 022260405 | SF L 0405 | UG | 4.16kV |  | 2.3897
PriUG_CircMiles.xlsx | 022260406 | SF L 0406 | UG | 4.16kV |  | 4.2424
PriUG_CircMiles.xlsx | 022260407 | SF L 0407 | UG | 4.16kV |  | 0.92363
PriUG_CircMiles.xlsx | 022260408 | SF L 0408 | UG | 4.16kV |  | 1.0446
PriUG_CircMiles.xlsx | 022260409 | SF L 0409 | UG | 4.16kV |  | 1.8486
PriUG_CircMiles.xlsx | 022261101 | SF L 1101 | UG | 12kV |  | 4.6702
PriUG_CircMiles.xlsx | 022261102 | SF L 1102 | UG | 12kV |  | 2.7726
PriUG_CircMiles.xlsx | 022261103 | SF L 1103 | UG | 12kV |  | 5.8574
PriUG_CircMiles.xlsx | 022270401 | SF M 0401 | UG | 4.16kV |  | 0.44386
PriUG_CircMiles.xlsx | 022270402 | SF M 0402 | UG | 4.16kV |  | 1.3748
PriUG_CircMiles.xlsx | 022270403 | SF M 0403 | UG | 4.16kV |  | 0.32459
PriUG_CircMiles.xlsx | 022270404 | SF M 0404 | UG | 4.16kV |  | 0.85455
PriUG_CircMiles.xlsx | 022270405 | SF M 0405 | UG | 4.16kV |  | 2.0376
PriUG_CircMiles.xlsx | 022270406 | SF M 0406 | UG | 4.16kV |  | 1.5313
PriUG_CircMiles.xlsx | 022280401 | SF N 0401 | UG | 4.16kV |  | 0.095767
PriUG_CircMiles.xlsx | 022280402 | SF N 0402 | UG | 4.16kV |  | 1.1367
PriUG_CircMiles.xlsx | 022280403 | SF N 0403 | UG | 4.16kV |  | 1.7167
PriUG_CircMiles.xlsx | 022280404 | SF N 0404 | UG | 4.16kV |  | 0.97294
PriUG_CircMiles.xlsx | 022280405 | SF N 0405 | UG | 4.16kV |  | 1.1092
PriUG_CircMiles.xlsx | 022280406 | SF N 0406 | UG | 4.16kV |  | 2.991
PriUG_CircMiles.xlsx | 022280408 | SF N 0408 | UG | 4.16kV |  | 2.552
PriUG_CircMiles.xlsx | 022281101 | SF N 1101 | UG | 12kV |  | 2.2656
PriUG_CircMiles.xlsx | 022281102 | SF N 1102 | UG | 12kV |  | 4.4745
PriUG_CircMiles.xlsx | 022331100 | HUNTERS POINT (P) 1100 | UG | 12kV |  | 1.1003
PriUG_CircMiles.xlsx | 022331101 | HUNTERS POINT (P) 1101 | UG | 12kV |  | 2.5392
PriUG_CircMiles.xlsx | 022331102 | HUNTERS POINT (P) 1102 | UG | 12kV |  | 11.7859
PriUG_CircMiles.xlsx | 022331103 | HUNTERS POINT (P) 1103 | UG | 12kV |  | 8.4277
PriUG_CircMiles.xlsx | 022331104 | HUNTERS POINT (P) 1104 | UG | 12kV |  | 2.0465
PriUG_CircMiles.xlsx | 022331105 | HUNTERS POINT (P) 1105 | UG | 12kV |  | 2.1407
PriUG_CircMiles.xlsx | 022331106 | HUNTERS POINT (P) 1106 | UG | 12kV |  | 5.4408
PriUG_CircMiles.xlsx | 022331107 | HUNTERS POINT (P) 1107 | UG | 12kV |  | 4.8052
PriUG_CircMiles.xlsx | 022331108 | HUNTERS POINT (P) 1108 | UG | 12kV |  | 7.8574
PriUG_CircMiles.xlsx | 022331109 | HUNTERS POINT (P) 1109 | UG | 12kV |  | 1.7023
PriUG_CircMiles.xlsx | 022340402 | BEACH (Q) 0402 | UG | 4.16kV |  | 2.5189
PriUG_CircMiles.xlsx | 022390401 | 18TH STREET 0401 | UG | 4.16kV |  | 0.048531
PriUG_CircMiles.xlsx | 022390402 | 18TH STREET 0402 | UG | 4.16kV |  | 2.5727
PriUG_CircMiles.xlsx | 022400401 | JUDAH 0401 | UG | 4.16kV |  | 0.32764
PriUG_CircMiles.xlsx | 022400402 | JUDAH 0402 | UG | 4.16kV |  | 0.77494
PriUG_CircMiles.xlsx | 022440401 | LAWNDALE 0401 | UG | 4.16kV |  | 0.91812
PriUG_CircMiles.xlsx | 022440402 | LAWNDALE 0402 | UG | 4.16kV |  | 2.8292
PriUG_CircMiles.xlsx | 022470401 | ACTON 0401 | UG | 4.16kV |  | 0.13343
PriUG_CircMiles.xlsx | 022470402 | ACTON 0402 | UG | 4.16kV |  | 0.34576
PriUG_CircMiles.xlsx | 022480401 | CASTRO 0401 | UG | 4.16kV |  | 0.074451
PriUG_CircMiles.xlsx | 022480402 | CASTRO 0402 | UG | 4.16kV |  | 1.779
PriUG_CircMiles.xlsx | 022490401 | YOSEMITE 0401 | UG | 4.16kV |  | 1.1997
PriUG_CircMiles.xlsx | 022490402 | YOSEMITE 0402 | UG | 4.16kV |  | 0.56537
PriUG_CircMiles.xlsx | 022490403 | YOSEMITE 0403 | UG | 4.16kV |  | 0.032821
PriUG_CircMiles.xlsx | 022500401 | TARAVAL 0401 | UG | 4.16kV |  | 0.39291
PriUG_CircMiles.xlsx | 022500402 | TARAVAL 0402 | UG | 4.16kV |  | 0.40459
PriUG_CircMiles.xlsx | 022500403 | TARAVAL 0403 | UG | 4.16kV |  | 0.26419
PriUG_CircMiles.xlsx | 022510401 | NORIEGA 0401 | UG | 4.16kV |  | 0.048729
PriUG_CircMiles.xlsx | 022510402 | NORIEGA 0402 | UG | 4.16kV |  | 0.13341
PriUG_CircMiles.xlsx | 022530401 | 6TH AVENUE 0401 | UG | 4.16kV |  | 0.83165
PriUG_CircMiles.xlsx | 022530402 | 6TH AVENUE 0402 | UG | 4.16kV |  | 1.4764
PriUG_CircMiles.xlsx | 022530403 | 6TH AVENUE 0403 | UG | 4.16kV |  | 0.77045
PriUG_CircMiles.xlsx | 022550401 | 21ST AVENUE 0401 | UG | 4.16kV |  | 0.050898
PriUG_CircMiles.xlsx | 022550402 | 21ST AVENUE 0402 | UG | 4.16kV |  | 0.2992
PriUG_CircMiles.xlsx | 022550403 | 21ST AVENUE 0403 | UG | 4.16kV |  | 0.12902
PriUG_CircMiles.xlsx | 022570401 | EAST GRAND 0401 | UG | 4.16kV |  | 0.9646
PriUG_CircMiles.xlsx | 022570404 | EAST GRAND 0404 | UG | 4.16kV |  | 0.95023
PriUG_CircMiles.xlsx | 022571101 | EAST GRAND 1101 | UG | 12kV |  | 8.7217
PriUG_CircMiles.xlsx | 022571102 | EAST GRAND 1102 | UG | 12kV |  | 1.6682
PriUG_CircMiles.xlsx | 022571103 | EAST GRAND 1103 | UG | 12kV |  | 5.0168
PriUG_CircMiles.xlsx | 022571104 | EAST GRAND 1104 | UG | 12kV |  | 10.2781
PriUG_CircMiles.xlsx | 022571105 | EAST GRAND 1105 | UG | 12kV |  | 3.1577
PriUG_CircMiles.xlsx | 022571106 | EAST GRAND 1106 | UG | 12kV |  | 5.5139
PriUG_CircMiles.xlsx | 022571107 | EAST GRAND 1107 | UG | 12kV |  | 9.3368
PriUG_CircMiles.xlsx | 022571108 | EAST GRAND 1108 | UG | 12kV |  | 3.3762
PriUG_CircMiles.xlsx | 022571109 | EAST GRAND 1109 | UG | 12kV |  | 8.8684
PriUG_CircMiles.xlsx | 022571110 | EAST GRAND 1110 | UG | 12kV |  | 3.7611
PriUG_CircMiles.xlsx | 022571111 | EAST GRAND 1111 | UG | 12kV |  | 3.8404
PriUG_CircMiles.xlsx | 022571112 | EAST GRAND 1112 | UG | 12kV |  | 3.398
PriUG_CircMiles.xlsx | 022571113 | EAST GRAND 1113 | UG | 12kV |  | 7.0962
PriUG_CircMiles.xlsx | 022571114 | EAST GRAND 1114 | UG | 12kV |  | 1.76
PriUG_CircMiles.xlsx | 022571115 | EAST GRAND 1115 | UG | 12kV |  | 2.9009
PriUG_CircMiles.xlsx | 022580401 | OCEAN 0401 | UG | 4.16kV |  | 1.9609
PriUG_CircMiles.xlsx | 022580402 | OCEAN 0402 | UG | 4.16kV |  | 2.9537
PriUG_CircMiles.xlsx | 022590401 | RANDOLPH 0401 | UG | 4.16kV |  | 3.0965
PriUG_CircMiles.xlsx | 022590402 | RANDOLPH 0402 | UG | 4.16kV |  | 4.0547
PriUG_CircMiles.xlsx | 022590403 | RANDOLPH 0403 | UG | 4.16kV |  | 0.73532
PriUG_CircMiles.xlsx | 022600401 | WESTLAKE 0401 | UG | 4.16kV |  | 1.1016
PriUG_CircMiles.xlsx | 022600403 | WESTLAKE 0403 | UG | 4.16kV |  | 1.3832
PriUG_CircMiles.xlsx | 022610401 | PORTOLA 0401 | UG | 4.16kV |  | 2.6912
PriUG_CircMiles.xlsx | 022610402 | PORTOLA 0402 | UG | 4.16kV |  | 2.7244
PriUG_CircMiles.xlsx | 022640401 | DALY CITY 0401 | UG | 4.16kV |  | 0.53107
PriUG_CircMiles.xlsx | 022641101 | DALY CITY 1101 | UG | 12kV |  | 5.8469
PriUG_CircMiles.xlsx | 022641102 | DALY CITY 1102 | UG | 12kV |  | 8.1499
PriUG_CircMiles.xlsx | 022641103 | DALY CITY 1103 | UG | 12kV |  | 3.6323
PriUG_CircMiles.xlsx | 022641104 | DALY CITY 1104 | UG | 12kV |  | 9.8797
PriUG_CircMiles.xlsx | 022641105 | DALY CITY 1105 | UG | 12kV |  | 10.687
PriUG_CircMiles.xlsx | 022641106 | DALY CITY 1106 | UG | 12kV |  | 13.3335
PriUG_CircMiles.xlsx | 022641107 | DALY CITY 1107 | UG | 12kV |  | 6.054
PriUG_CircMiles.xlsx | 022641108 | DALY CITY 1108 | UG | 12kV |  | 10.4767
PriUG_CircMiles.xlsx | 022641109 | DALY CITY 1109 | UG | 12kV |  | 2.614
PriUG_CircMiles.xlsx | 022641110 | DALY CITY 1110 | UG | 12kV |  | 15.4994
PriUG_CircMiles.xlsx | 022641111 | DALY CITY 1111 | UG | 12kV |  | 7.9856
PriUG_CircMiles.xlsx | 022641112 | DALY CITY 1112 | UG | 12kV |  | 7.6162
PriUG_CircMiles.xlsx | 022641115 | DALY CITY 1115 | UG | 12kV |  | 0.016782
PriUG_CircMiles.xlsx | 022670401 | SILVER 0401 | UG | 4.16kV |  | 0.37689
PriUG_CircMiles.xlsx | 022680401 | PLYMOUTH 0401 | UG | 4.16kV |  | 0.21736
PriUG_CircMiles.xlsx | 022690401 | MILLBRAE 0401 | UG | 4.16kV |  | 0.56895
PriUG_CircMiles.xlsx | 022690403 | MILLBRAE 0403 | UG | 4.16kV |  | 0.86117
PriUG_CircMiles.xlsx | 022690404 | MILLBRAE 0404 | UG | 4.16kV |  | 0.11873
PriUG_CircMiles.xlsx | 022691101 | MILLBRAE 1101 | UG | 12kV |  | 3.5117
PriUG_CircMiles.xlsx | 022691102 | MILLBRAE 1102 | UG | 12kV |  | 9.1055
PriUG_CircMiles.xlsx | 022691103 | MILLBRAE 1103 | UG | 12kV |  | 0.12568
PriUG_CircMiles.xlsx | 022691104 | MILLBRAE 1104 | UG | 12kV |  | 12.9488
PriUG_CircMiles.xlsx | 022691105 | MILLBRAE 1105 | UG | 12kV |  | 0.10719
PriUG_CircMiles.xlsx | 022691106 | MILLBRAE 1106 | UG |  |  | 0.13097
PriUG_CircMiles.xlsx | 022691106 | MILLBRAE 1106 | UG | 12kV |  | 2.5347
PriUG_CircMiles.xlsx | 022691107 | MILLBRAE 1107 | UG | 12kV |  | 1.6078
PriUG_CircMiles.xlsx | 022691108 | MILLBRAE 1108 | UG | 12kV |  | 5.0637
PriUG_CircMiles.xlsx | 022700401 | SAN BRUNO 0401 | UG | 4.16kV |  | 0.24054
PriUG_CircMiles.xlsx | 022700402 | SAN BRUNO 0402 | UG | 4.16kV |  | 0.92287
PriUG_CircMiles.xlsx | 022700403 | SAN BRUNO 0403 | UG | 4.16kV |  | 0.35187
PriUG_CircMiles.xlsx | 022721101 | SNEATH LANE 1101 | UG | 12kV |  | 1.9299
PriUG_CircMiles.xlsx | 022721102 | SNEATH LANE 1102 | UG | 12kV |  | 10.707
PriUG_CircMiles.xlsx | 022721106 | SNEATH LANE 1106 | UG | 12kV |  | 7.8959
PriUG_CircMiles.xlsx | 022721107 | SNEATH LANE 1107 | UG | 12kV |  | 6.2019
PriUG_CircMiles.xlsx | 022780401 | MARINA (F) 0401 | UG | 4.16kV |  | 1.5521
PriUG_CircMiles.xlsx | 022780402 | MARINA (F) 0402 | UG | 4.16kV |  | 1.2434
PriUG_CircMiles.xlsx | 022780403 | MARINA (F) 0403 | UG | 4.16kV |  | 1.1354
PriUG_CircMiles.xlsx | 022780404 | MARINA (F) 0404 | UG | 4.16kV |  | 1.4897
PriUG_CircMiles.xlsx | 022780405 | MARINA (F) 0405 | UG | 4.16kV |  | 3.1111
PriUG_CircMiles.xlsx | 022780406 | MARINA (F) 0406 | UG | 4.16kV |  | 0.010754
PriUG_CircMiles.xlsx | 022780407 | MARINA (F) 0407 | UG | 4.16kV |  | 1.1804
PriUG_CircMiles.xlsx | 022780408 | MARINA (F) 0408 | UG | 4.16kV |  | 0.3452
PriUG_CircMiles.xlsx | 022781101 | MARINA (F) 1101 | UG | 12kV |  | 10.4868
PriUG_CircMiles.xlsx | 022781102 | MARINA (F) 1102 | UG | 12kV |  | 4.5695
PriUG_CircMiles.xlsx | 022781103 | MARINA (F) 1103 | UG | 12kV |  | 1.6865
PriUG_CircMiles.xlsx | 022781199 | MARINA (F) 1199 | UG | 12kV |  | 0.0057127
PriUG_CircMiles.xlsx | 022781201 | MARINA (F) 1201 | UG | 12kV |  | 1.6293
PriUG_CircMiles.xlsx | 022801101 | LARKIN (Y) 1101 | UG | 12kV |  | 4.3181
PriUG_CircMiles.xlsx | 022801102 | LARKIN (Y) 1102 | UG | 12kV |  | 3.8176
PriUG_CircMiles.xlsx | 022801103 | LARKIN (Y) 1103 | UG | 12kV |  | 2.6039
PriUG_CircMiles.xlsx | 022801104 | LARKIN (Y) 1104 | UG | 12kV |  | 2.5655
PriUG_CircMiles.xlsx | 022801105 | LARKIN (Y) 1105 | UG | 12kV |  | 3.7837
PriUG_CircMiles.xlsx | 022801106 | LARKIN (Y) 1106 | UG | 12kV |  | 3.1932
PriUG_CircMiles.xlsx | 022801107 | LARKIN (Y) 1107 | UG | 12kV |  | 10.5562
PriUG_CircMiles.xlsx | 022801108 | LARKIN (Y) 1108 | UG | 12kV |  | 5.1251
PriUG_CircMiles.xlsx | 022801109 | LARKIN (Y) 1109 | UG |  |  | 0.0055044
PriUG_CircMiles.xlsx | 022801109 | LARKIN (Y) 1109 | UG | 12kV |  | 7.7436
PriUG_CircMiles.xlsx | 022801110 | LARKIN (Y) 1110 | UG | 12kV |  | 10.6074
PriUG_CircMiles.xlsx | 022801111 | LARKIN (Y) 1111 | UG | 12kV |  | 9.0217
PriUG_CircMiles.xlsx | 022801112 | LARKIN (Y) 1112 | UG | 12kV |  | 2.337
PriUG_CircMiles.xlsx | 022801113 | LARKIN (Y) 1113 | UG | 12kV |  | 2.4063
PriUG_CircMiles.xlsx | 022801114 | LARKIN (Y) 1114 | UG | 12kV |  | 2.7678
PriUG_CircMiles.xlsx | 022801115 | LARKIN (Y) 1115 | UG | 12kV |  | 2.405
PriUG_CircMiles.xlsx | 022801116 | LARKIN (Y) 1116 | UG | 12kV |  | 2.5225
PriUG_CircMiles.xlsx | 022801117 | LARKIN (Y) 1117 | UG | 12kV |  | 2.5843
PriUG_CircMiles.xlsx | 022801119 | LARKIN (Y) 1119 | UG | 12kV |  | 6.6897
PriUG_CircMiles.xlsx | 022801120 | LARKIN (Y) 1120 | UG | 12kV |  | 7.7798
PriUG_CircMiles.xlsx | 022801121 | LARKIN (Y) 1121 | UG | 12kV |  | 2.6521
PriUG_CircMiles.xlsx | 022801122 | LARKIN (Y) 1122 | UG | 12kV |  | 2.6208
PriUG_CircMiles.xlsx | 022801123 | LARKIN (Y) 1123 | UG | 12kV |  | 2.6169
PriUG_CircMiles.xlsx | 022801124 | LARKIN (Y) 1124 | UG | 12kV |  | 2.543
PriUG_CircMiles.xlsx | 022801125 | LARKIN (Y) 1125 | UG | 12kV |  | 2.7987
PriUG_CircMiles.xlsx | 022801126 | LARKIN (Y) 1126 | UG | 12kV |  | 2.8159
PriUG_CircMiles.xlsx | 022801127 | LARKIN (Y) 1127 | UG | 12kV |  | 8.2352
PriUG_CircMiles.xlsx | 022801128 | LARKIN (Y) 1128 | UG | 12kV |  | 4.4844
PriUG_CircMiles.xlsx | 022801129 | LARKIN (Y) 1129 | UG | 12kV |  | 2.016
PriUG_CircMiles.xlsx | 022801130 | LARKIN (Y) 1130 | UG | 12kV |  | 2.3703
PriUG_CircMiles.xlsx | 022801131 | LARKIN (Y) 1131 | UG | 12kV |  | 2.4143
PriUG_CircMiles.xlsx | 022801132 | LARKIN (Y) 1132 | UG | 12kV |  | 2.5414
PriUG_CircMiles.xlsx | 022801133 | LARKIN (Y) 1133 | UG | 12kV |  | 2.0949
PriUG_CircMiles.xlsx | 022801134 | LARKIN (Y) 1134 | UG | 12kV |  | 2.1355
PriUG_CircMiles.xlsx | 022801135 | LARKIN (Y) 1135 | UG | 12kV |  | 12.5638
PriUG_CircMiles.xlsx | 022801136 | LARKIN (Y) 1136 | UG | 12kV |  | 6.2733
PriUG_CircMiles.xlsx | 022801137 | LARKIN (Y) 1137 | UG | 12kV |  | 9.7101
PriUG_CircMiles.xlsx | 022801138 | LARKIN (Y) 1138 | UG | 12kV |  | 5.1249
PriUG_CircMiles.xlsx | 022801140 | LARKIN (Y) 1140 | UG | 12kV |  | 6.7646
PriUG_CircMiles.xlsx | 022801141 | LARKIN (Y) 1141 | UG | 12kV |  | 5.6097
PriUG_CircMiles.xlsx | 022801251 | LARKIN (Y) 1251 | UG | 12kV |  | 2.3798
PriUG_CircMiles.xlsx | 022801252 | LARKIN (Y) 1252 | UG | 12kV |  | 2.375
PriUG_CircMiles.xlsx | 022801253 | LARKIN (Y) 1253 | UG | 12kV |  | 2.2607
PriUG_CircMiles.xlsx | 022801254 | LARKIN (Y) 1254 | UG | 12kV |  | 2.2499
PriUG_CircMiles.xlsx | 022811101 | PACIFICA 1101 | UG | 12kV |  | 1.6151
PriUG_CircMiles.xlsx | 022811102 | PACIFICA 1102 | UG | 12kV |  | 8.0331
PriUG_CircMiles.xlsx | 022811103 | PACIFICA 1103 | UG | 12kV |  | 4.2032
PriUG_CircMiles.xlsx | 022811104 | PACIFICA 1104 | UG | 12kV |  | 2.6854
PriUG_CircMiles.xlsx | 022850402 | SULLIVAN 0402 | UG | 4.16kV |  | 0.66882
PriUG_CircMiles.xlsx | 022861103 | SERRAMONTE 1103 | UG | 12kV |  | 4.2794
PriUG_CircMiles.xlsx | 022861104 | SERRAMONTE 1104 | UG | 12kV |  | 13.2055
PriUG_CircMiles.xlsx | 022871102 | EMBARCADERO (Z) 1102 | UG | 12kV |  | 1.9305
PriUG_CircMiles.xlsx | 022871103 | EMBARCADERO (Z) 1103 | UG | 12kV |  | 2.3958
PriUG_CircMiles.xlsx | 022871106 | EMBARCADERO (Z) 1106 | UG | 12kV |  | 1.7564
PriUG_CircMiles.xlsx | 022871107 | EMBARCADERO (Z) 1107 | UG | 12kV |  | 3.0718
PriUG_CircMiles.xlsx | 022871110 | EMBARCADERO (Z) 1110 | UG | 12kV |  | 4.2299
PriUG_CircMiles.xlsx | 022871111 | EMBARCADERO (Z) 1111 | UG | 12kV |  | 2.543
PriUG_CircMiles.xlsx | 022871112 | EMBARCADERO (Z) 1112 | UG | 12kV |  | 5.0693
PriUG_CircMiles.xlsx | 022871113 | EMBARCADERO (Z) 1113 | UG | 12kV |  | 3.435
PriUG_CircMiles.xlsx | 022871114 | EMBARCADERO (Z) 1114 | UG | 12kV |  | 5.733
PriUG_CircMiles.xlsx | 022871115 | EMBARCADERO (Z) 1115 | UG | 12kV |  | 6.1414
PriUG_CircMiles.xlsx | 022871116 | EMBARCADERO (Z) 1116 | UG | 12kV |  | 3.482
PriUG_CircMiles.xlsx | 022871117 | EMBARCADERO (Z) 1117 | UG | 12kV |  | 2.796
PriUG_CircMiles.xlsx | 022871118 | EMBARCADERO (Z) 1118 | UG | 12kV |  | 6.7605
PriUG_CircMiles.xlsx | 022871119 | EMBARCADERO (Z) 1119 | UG | 12kV |  | 8.3574
PriUG_CircMiles.xlsx | 022871120 | EMBARCADERO (Z) 1120 | UG | 12kV |  | 3.8261
PriUG_CircMiles.xlsx | 022871121 | EMBARCADERO (Z) 1121 | UG | 12kV |  | 3.4256
PriUG_CircMiles.xlsx | 022871122 | EMBARCADERO (Z) 1122 | UG | 12kV |  | 5.5706
PriUG_CircMiles.xlsx | 022871123 | EMBARCADERO (Z) 1123 | UG | 12kV |  | 10.3061
PriUG_CircMiles.xlsx | 022871261 | EMBARCADERO (Z) 1261 | UG | 12kV |  | 0.79336
PriUG_CircMiles.xlsx | 022871262 | EMBARCADERO (Z) 1262 | UG | 12kV |  | 0.77224
PriUG_CircMiles.xlsx | 022871263 | EMBARCADERO (Z) 1263 | UG | 12kV |  | 0.79323
PriUG_CircMiles.xlsx | 022871264 | EMBARCADERO (Z) 1264 | UG | 12kV |  | 0.77454
PriUG_CircMiles.xlsx | 022871265 | EMBARCADERO (Z) 1265 | UG | 12kV |  | 0.78506
PriUG_CircMiles.xlsx | 022873401 | EMBARCADERO (Z) 3401 | UG | 34.5kV |  | 2.0802
PriUG_CircMiles.xlsx | 022873403 | EMBARCADERO (Z) 3403 | UG | 34.5kV |  | 3.578
PriUG_CircMiles.xlsx | 022873404 | EMBARCADERO (Z) 3404 | UG | 34.5kV |  | 1.8818
PriUG_CircMiles.xlsx | 022873405 | EMBARCADERO (Z) 3405 | UG | 34.5kV |  | 1.5792
PriUG_CircMiles.xlsx | 022873406 | EMBARCADERO (Z) 3406 | UG | 34.5kV |  | 3.5969
PriUG_CircMiles.xlsx | 022873407 | EMBARCADERO (Z) 3407 | UG | 34.5kV |  | 3.213
PriUG_CircMiles.xlsx | 022873408 | EMBARCADERO (Z) 3408 | UG | 34.5kV |  | 1.8924
PriUG_CircMiles.xlsx | 022873409 | EMBARCADERO (Z) 3409 | UG | 34.5kV |  | 1.4322
PriUG_CircMiles.xlsx | 022873410 | EMBARCADERO (Z) 3410 | UG | 34.5kV |  | 3.1555
PriUG_CircMiles.xlsx | 022873411 | EMBARCADERO (Z) 3411 | UG | 34.5kV |  | 0.27852
PriUG_CircMiles.xlsx | 022873412 | EMBARCADERO (Z) 3412 | UG | 34.5kV |  | 0.2781
PriUG_CircMiles.xlsx | 022893401 | BAYSHORE 3401 | UG | 34.5kV |  | 1.1185
PriUG_CircMiles.xlsx | 022893402 | BAYSHORE 3402 | UG | 34.5kV |  | 1.1413
PriUG_CircMiles.xlsx | 024011102 | BAY MEADOWS 1102 | UG | 12kV |  | 4.3375
PriUG_CircMiles.xlsx | 024011103 | BAY MEADOWS 1103 | UG | 12kV |  | 2.5569
PriUG_CircMiles.xlsx | 024011104 | BAY MEADOWS 1104 | UG | 4.16kV |  | 0.94394
PriUG_CircMiles.xlsx | 024011104 | BAY MEADOWS 1104 | UG | 12kV |  | 2.104
PriUG_CircMiles.xlsx | 024011105 | BAY MEADOWS 1105 | UG | 12kV |  | 4.5582
PriUG_CircMiles.xlsx | 024011106 | BAY MEADOWS 1106 | UG | 12kV |  | 33.5942
PriUG_CircMiles.xlsx | 024011107 | BAY MEADOWS 1107 | UG | 12kV |  | 6.9093
PriUG_CircMiles.xlsx | 024011108 | BAY MEADOWS 1108 | UG | 12kV |  | 28.083
PriUG_CircMiles.xlsx | 024012101 | BAY MEADOWS 2101 | UG | 21kV |  | 2.9964
PriUG_CircMiles.xlsx | 024012102 | BAY MEADOWS 2102 | UG | 12kV |  | 0.02392
PriUG_CircMiles.xlsx | 024012102 | BAY MEADOWS 2102 | UG | 21kV |  | 28.7351
PriUG_CircMiles.xlsx | 024012103 | BAY MEADOWS 2103 | UG | 21kV |  | 9.0676
PriUG_CircMiles.xlsx | 024012104 | BAY MEADOWS 2104 | UG | 21kV |  | 10.1454
PriUG_CircMiles.xlsx | 024012105 | BAY MEADOWS 2105 | UG | 21kV |  | 8.9484
PriUG_CircMiles.xlsx | 024012106 | BAY MEADOWS 2106 | UG | 21kV |  | 9.0194
PriUG_CircMiles.xlsx | 024012107 | BAY MEADOWS 2107 | UG | 21kV |  | 0.057098
PriUG_CircMiles.xlsx | 024020401 | BELLE HAVEN 0401 | UG | 4.16kV |  | 0.98549
PriUG_CircMiles.xlsx | 024020402 | BELLE HAVEN 0402 | UG | 4.16kV |  | 1.8041
PriUG_CircMiles.xlsx | 024020403 | BELLE HAVEN 0403 | UG | 4.16kV |  | 2.9648
PriUG_CircMiles.xlsx | 024020404 | BELLE HAVEN 0404 | UG | 4.16kV |  | 2.5431
PriUG_CircMiles.xlsx | 024020405 | BELLE HAVEN 0405 | UG | 4.16kV |  | 0.72861
PriUG_CircMiles.xlsx | 024020406 | BELLE HAVEN 0406 | UG | 4.16kV |  | 0.036074
PriUG_CircMiles.xlsx | 024020407 | BELLE HAVEN 0407 | UG | 4.16kV |  | 1.2531
PriUG_CircMiles.xlsx | 024020408 | BELLE HAVEN 0408 | UG | 4.16kV |  | 0.78081
PriUG_CircMiles.xlsx | 024020409 | BELLE HAVEN 0409 | UG | 4.16kV |  | 5.1928
PriUG_CircMiles.xlsx | 024021101 | BELLE HAVEN 1101 | UG | 12kV |  | 1.2651
PriUG_CircMiles.xlsx | 024021102 | BELLE HAVEN 1102 | UG | 12kV |  | 8.1463
PriUG_CircMiles.xlsx | 024021103 | BELLE HAVEN 1103 | UG | 12kV |  | 1.9024
PriUG_CircMiles.xlsx | 024021104 | BELLE HAVEN 1104 | UG | 12kV |  | 8.1962
PriUG_CircMiles.xlsx | 024021105 | BELLE HAVEN 1105 | UG | 12kV |  | 11.5171
PriUG_CircMiles.xlsx | 024021106 | BELLE HAVEN 1106 | UG | 4.16kV |  | 0.013336
PriUG_CircMiles.xlsx | 024021106 | BELLE HAVEN 1106 | UG | 12kV |  | 12.4489
PriUG_CircMiles.xlsx | 024021107 | BELLE HAVEN 1107 | UG | 12kV |  | 4.0986
PriUG_CircMiles.xlsx | 024030401 | BELMONT 0401 | UG | 4.16kV |  | 1.3499
PriUG_CircMiles.xlsx | 024030402 | BELMONT 0402 | UG | 4.16kV |  | 0.75162
PriUG_CircMiles.xlsx | 024030403 | BELMONT 0403 | UG | 4.16kV |  | 0.93093
PriUG_CircMiles.xlsx | 024030406 | BELMONT 0406 | UG | 4.16kV |  | 2.4484
PriUG_CircMiles.xlsx | 024031101 | BELMONT 1101 | UG | 12kV |  | 22.3347
PriUG_CircMiles.xlsx | 024031102 | BELMONT 1102 | UG | 12kV |  | 9.8096
PriUG_CircMiles.xlsx | 024031103 | BELMONT 1103 | UG | 12kV |  | 8.3306
PriUG_CircMiles.xlsx | 024031104 | BELMONT 1104 | UG | 12kV |  | 4.0488
PriUG_CircMiles.xlsx | 024031105 | BELMONT 1105 | UG | 12kV |  | 26.296
PriUG_CircMiles.xlsx | 024031106 | BELMONT 1106 | UG | 12kV |  | 3.8789
PriUG_CircMiles.xlsx | 024031107 | BELMONT 1107 | UG | 12kV |  | 6.0895
PriUG_CircMiles.xlsx | 024031108 | BELMONT 1108 | UG | 12kV |  | 4.0499
PriUG_CircMiles.xlsx | 024031109 | BELMONT 1109 | UG | 12kV |  | 17.4635
PriUG_CircMiles.xlsx | 024031110 | BELMONT 1110 | UG | 12kV |  | 6.9449
PriUG_CircMiles.xlsx | 024031111 | BELMONT 1111 | UG | 12kV |  | 5.5073
PriUG_CircMiles.xlsx | 024040401 | BERESFORD 0401 | UG | 4.16kV |  | 0.7355
PriUG_CircMiles.xlsx | 024040402 | BERESFORD 0402 | UG | 4.16kV |  | 2.5576
PriUG_CircMiles.xlsx | 024040403 | BERESFORD 0403 | UG | 4.16kV |  | 2.659
PriUG_CircMiles.xlsx | 024040404 | BERESFORD 0404 | UG | 4.16kV |  | 0.7768
PriUG_CircMiles.xlsx | 024040405 | BERESFORD 0405 | UG | 4.16kV |  | 0.013881
PriUG_CircMiles.xlsx | 024050401 | BURLINGAME 0401 | UG | 4.16kV |  | 2.3594
PriUG_CircMiles.xlsx | 024050402 | BURLINGAME 0402 | UG | 4.16kV |  | 0.36902
PriUG_CircMiles.xlsx | 024050403 | BURLINGAME 0403 | UG | 4.16kV |  | 1.5302
PriUG_CircMiles.xlsx | 024050404 | BURLINGAME 0404 | UG | 4.16kV |  | 1.5934
PriUG_CircMiles.xlsx | 024050405 | BURLINGAME 0405 | UG | 4.16kV |  | 0.2853
PriUG_CircMiles.xlsx | 024052101 | BURLINGAME 2101 | UG | 12kV |  | 0.0044226
PriUG_CircMiles.xlsx | 024052101 | BURLINGAME 2101 | UG | 21kV |  | 1.571
PriUG_CircMiles.xlsx | 024060401 | CAROLANDS 0401 | UG | 4.16kV |  | 11.1748
PriUG_CircMiles.xlsx | 024060402 | CAROLANDS 0402 | UG | 4.16kV |  | 0.17767
PriUG_CircMiles.xlsx | 024060403 | CAROLANDS 0403 | UG | 4.16kV |  | 2.7194
PriUG_CircMiles.xlsx | 024060404 | CAROLANDS 0404 | UG | 4.16kV |  | 6.7382
PriUG_CircMiles.xlsx | 024080401 | EMERALD LAKE 0401 | UG | 4.16kV |  | 1.7592
PriUG_CircMiles.xlsx | 024080402 | EMERALD LAKE 0402 | UG | 4.16kV |  | 0.16529
PriUG_CircMiles.xlsx | 024090404 | GLENWOOD 0404 | UG | 4.16kV |  | 2.4718
PriUG_CircMiles.xlsx | 024090405 | GLENWOOD 0405 | UG | 4.16kV |  | 0.56396
PriUG_CircMiles.xlsx | 024090406 | GLENWOOD 0406 | UG | 4.16kV |  | 0.89928
PriUG_CircMiles.xlsx | 024091101 | GLENWOOD 1101 | UG | 12kV |  | 6.6451
PriUG_CircMiles.xlsx | 024091102 | GLENWOOD 1102 | UG |  |  | 0.010682
PriUG_CircMiles.xlsx | 024091102 | GLENWOOD 1102 | UG | 12kV |  | 6.3197
PriUG_CircMiles.xlsx | 024101101 | HALF MOON BAY 1101 | UG | 12kV |  | 10.6909
PriUG_CircMiles.xlsx | 024101102 | HALF MOON BAY 1102 | UG | 12kV |  | 12.8296
PriUG_CircMiles.xlsx | 024101103 | HALF MOON BAY 1103 | UG | 4.16kV |  | 0.62556
PriUG_CircMiles.xlsx | 024101103 | HALF MOON BAY 1103 | UG | 12kV |  | 29.2117
PriUG_CircMiles.xlsx | 024110401 | HILLSDALE 0401 | UG | 4.16kV |  | 0.075565
PriUG_CircMiles.xlsx | 024110402 | HILLSDALE 0402 | UG | 4.16kV |  | 0.61526
PriUG_CircMiles.xlsx | 024110403 | HILLSDALE 0403 | UG | 4.16kV |  | 0.40288
PriUG_CircMiles.xlsx | 024110404 | HILLSDALE 0404 | UG | 4.16kV |  | 0.51986
PriUG_CircMiles.xlsx | 024110405 | HILLSDALE 0405 | UG | 4.16kV |  | 0.37765
PriUG_CircMiles.xlsx | 024120401 | LAS PULGAS 0401 | UG | 4.16kV |  | 0.3235
PriUG_CircMiles.xlsx | 024120402 | LAS PULGAS 0402 | UG | 4.16kV |  | 1.3214
PriUG_CircMiles.xlsx | 024120403 | LAS PULGAS 0403 | UG | 4.16kV |  | 0.45653
PriUG_CircMiles.xlsx | 024120404 | LAS PULGAS 0404 | UG | 4.16kV |  | 0.57773
PriUG_CircMiles.xlsx | 024130401 | MENLO 0401 | UG | 4.16kV |  | 0.32888
PriUG_CircMiles.xlsx | 024130402 | MENLO 0402 | UG | 4.16kV |  | 3.0642
PriUG_CircMiles.xlsx | 024130403 | MENLO 0403 | UG | 4.16kV |  | 1.2059
PriUG_CircMiles.xlsx | 024130404 | MENLO 0404 | UG |  |  | 0.0047147
PriUG_CircMiles.xlsx | 024130404 | MENLO 0404 | UG | 4.16kV |  | 1.5322
PriUG_CircMiles.xlsx | 024131101 | MENLO 1101 | UG | 12kV |  | 12.8029
PriUG_CircMiles.xlsx | 024131102 | MENLO 1102 | UG | 4.16kV |  | 2.1111
PriUG_CircMiles.xlsx | 024131102 | MENLO 1102 | UG | 12kV |  | 16.0162
PriUG_CircMiles.xlsx | 024131103 | MENLO 1103 | UG | 4.16kV |  | 1.7841
PriUG_CircMiles.xlsx | 024131103 | MENLO 1103 | UG | 12kV |  | 19.434
PriUG_CircMiles.xlsx | 024131104 | MENLO 1104 | UG | 12kV |  | 10.942
PriUG_CircMiles.xlsx | 024141101 | RALSTON 1101 | UG | 12kV |  | 8.6158
PriUG_CircMiles.xlsx | 024141102 | RALSTON 1102 | UG | 12kV |  | 12.7232
PriUG_CircMiles.xlsx | 024160402 | REDWOOD CITY 0402 | UG | 4.16kV |  | 1.702
PriUG_CircMiles.xlsx | 024160403 | REDWOOD CITY 0403 | UG | 4.16kV |  | 3.7082
PriUG_CircMiles.xlsx | 024160404 | REDWOOD CITY 0404 | UG | 4.16kV |  | 1.4798
PriUG_CircMiles.xlsx | 024160405 | REDWOOD CITY 0405 | UG | 4.16kV |  | 1.6579
PriUG_CircMiles.xlsx | 024160406 | REDWOOD CITY 0406 | UG | 4.16kV |  | 2.1734
PriUG_CircMiles.xlsx | 024160407 | REDWOOD CITY 0407 | UG | 4.16kV |  | 0.23701
PriUG_CircMiles.xlsx | 024160408 | REDWOOD CITY 0408 | UG | 4.16kV |  | 1.8223
PriUG_CircMiles.xlsx | 024160409 | REDWOOD CITY 0409 | UG | 4.16kV |  | 1.3752
PriUG_CircMiles.xlsx | 024160410 | REDWOOD CITY 0410 | UG | 4.16kV |  | 1.017
PriUG_CircMiles.xlsx | 024161101 | REDWOOD CITY 1101 | UG | 12kV |  | 2.4537
PriUG_CircMiles.xlsx | 024161102 | REDWOOD CITY 1102 | UG | 12kV |  | 1.9933
PriUG_CircMiles.xlsx | 024161103 | REDWOOD CITY 1103 | UG | 12kV |  | 10.5556
PriUG_CircMiles.xlsx | 024161104 | REDWOOD CITY 1104 | UG | 12kV |  | 6.775
PriUG_CircMiles.xlsx | 024161105 | REDWOOD CITY 1105 | UG | 12kV |  | 2.8433
PriUG_CircMiles.xlsx | 024180401 | SAN CARLOS 0401 | UG | 4.16kV |  | 1.9395
PriUG_CircMiles.xlsx | 024180402 | SAN CARLOS 0402 | UG | 4.16kV |  | 0.76474
PriUG_CircMiles.xlsx | 024180403 | SAN CARLOS 0403 | UG | 4.16kV |  | 0.055735
PriUG_CircMiles.xlsx | 024180404 | SAN CARLOS 0404 | UG | 4.16kV |  | 0.24641
PriUG_CircMiles.xlsx | 024180405 | SAN CARLOS 0405 | UG | 4.16kV |  | 0.76019
PriUG_CircMiles.xlsx | 024180406 | SAN CARLOS 0406 | UG | 4.16kV |  | 0.35641
PriUG_CircMiles.xlsx | 024181101 | SAN CARLOS 1101 | UG | 12kV |  | 1.3335
PriUG_CircMiles.xlsx | 024181102 | SAN CARLOS 1102 | UG | 12kV |  | 4.0051
PriUG_CircMiles.xlsx | 024181103 | SAN CARLOS 1103 | UG | 12kV |  | 2.9315
PriUG_CircMiles.xlsx | 024181104 | SAN CARLOS 1104 | UG | 4.16kV |  | 0.26196
PriUG_CircMiles.xlsx | 024181104 | SAN CARLOS 1104 | UG | 12kV |  | 7.3793
PriUG_CircMiles.xlsx | 024190404 | SAN MATEO 0404 | UG | 4.16kV |  | 0.74769
PriUG_CircMiles.xlsx | 024190407 | SAN MATEO 0407 | UG | 4.16kV |  | 1.6577
PriUG_CircMiles.xlsx | 024190408 | SAN MATEO 0408 | UG | 4.16kV |  | 1.5696
PriUG_CircMiles.xlsx | 024190409 | SAN MATEO 0409 | UG | 4.16kV |  | 0.85412
PriUG_CircMiles.xlsx | 024190410 | SAN MATEO 0410 | UG | 4.16kV |  | 1.0841
PriUG_CircMiles.xlsx | 024192101 | SAN MATEO 2101 | UG | 12kV |  | 0.12392
PriUG_CircMiles.xlsx | 024192101 | SAN MATEO 2101 | UG | 21kV |  | 9.9166
PriUG_CircMiles.xlsx | 024192102 | SAN MATEO 2102 | UG | 21kV |  | 9.7231
PriUG_CircMiles.xlsx | 024240401 | WATERSHED 0401 | UG | 4.16kV |  | 0.047108
PriUG_CircMiles.xlsx | 024240402 | WATERSHED 0402 | UG | 4.16kV |  | 0.078488
PriUG_CircMiles.xlsx | 024251101 | WOODSIDE 1101 | UG | 4.16kV |  | 1.6793
PriUG_CircMiles.xlsx | 024251101 | WOODSIDE 1101 | UG | 12kV |  | 10.666
PriUG_CircMiles.xlsx | 024251102 | WOODSIDE 1102 | UG | 12kV |  | 5.8667
PriUG_CircMiles.xlsx | 024251104 | WOODSIDE 1104 | UG | 4.16kV |  | 1.921
PriUG_CircMiles.xlsx | 024251104 | WOODSIDE 1104 | UG | 12kV |  | 15.2098
PriUG_CircMiles.xlsx | 024251105 | WOODSIDE 1105 | UG | 12kV |  | 8.6587
PriUG_CircMiles.xlsx | 024261101 | BAIR 1101 | UG | 12kV |  | 0.46141
PriUG_CircMiles.xlsx | 024261102 | BAIR 1102 | UG | 12kV |  | 5.2929
PriUG_CircMiles.xlsx | 024261103 | BAIR 1103 | UG | 4.16kV |  | 0.036446
PriUG_CircMiles.xlsx | 024261103 | BAIR 1103 | UG | 12kV |  | 5.9267
PriUG_CircMiles.xlsx | 024261104 | BAIR 1104 | UG | 12kV |  | 2.664
PriUG_CircMiles.xlsx | 024261105 | BAIR 1105 | UG | 12kV |  | 5.3901
PriUG_CircMiles.xlsx | 028281199 | MUNI MARINA 1199 | UG | 12kV |  | 0.0056818
PriUG_CircMiles.xlsx | 042011101 | SAN RAFAEL 1101 | UG | 12kV |  | 8.2344
PriUG_CircMiles.xlsx | 042011102 | SAN RAFAEL 1102 | UG | 12kV |  | 12.2047
PriUG_CircMiles.xlsx | 042011103 | SAN RAFAEL 1103 | UG | 12kV |  | 7.6374
PriUG_CircMiles.xlsx | 042011104 | SAN RAFAEL 1104 | UG | 12kV |  | 7.6494
PriUG_CircMiles.xlsx | 042011105 | SAN RAFAEL 1105 | UG | 12kV |  | 19.8601
PriUG_CircMiles.xlsx | 042011106 | SAN RAFAEL 1106 | UG | 12kV |  | 7.087
PriUG_CircMiles.xlsx | 042011107 | SAN RAFAEL 1107 | UG | 12kV |  | 11.9553
PriUG_CircMiles.xlsx | 042011108 | SAN RAFAEL 1108 | UG | 12kV |  | 7.0877
PriUG_CircMiles.xlsx | 042011109 | SAN RAFAEL 1109 | UG | 12kV |  | 6.9474
PriUG_CircMiles.xlsx | 042011110 | SAN RAFAEL 1110 | UG | 12kV |  | 1.5006
PriUG_CircMiles.xlsx | 042021102 | NAPA 1102 | UG | 12kV |  | 5.492
PriUG_CircMiles.xlsx | 042021103 | NAPA 1103 | UG | 12kV |  | 2.7523
PriUG_CircMiles.xlsx | 042021105 | NAPA 1105 | UG | 12kV |  | 3.9161
PriUG_CircMiles.xlsx | 042021106 | NAPA 1106 | UG | 12kV |  | 8.0093
PriUG_CircMiles.xlsx | 042021109 | NAPA 1109 | UG | 12kV |  | 10.6162
PriUG_CircMiles.xlsx | 042021110 | NAPA 1110 | UG | 12kV |  | 11.2456
PriUG_CircMiles.xlsx | 042021112 | NAPA 1112 | UG | 12kV |  | 11.4669
PriUG_CircMiles.xlsx | 042031120 | ALTO 1120 | UG | 12kV |  | 19.5701
PriUG_CircMiles.xlsx | 042031121 | ALTO 1121 | UG | 12kV |  | 35.5783
PriUG_CircMiles.xlsx | 042031122 | ALTO 1122 | UG | 12kV |  | 6.5148
PriUG_CircMiles.xlsx | 042031123 | ALTO 1123 | UG | 12kV |  | 8.3486
PriUG_CircMiles.xlsx | 042031124 | ALTO 1124 | UG | 12kV |  | 4.1552
PriUG_CircMiles.xlsx | 042031125 | ALTO 1125 | UG | 2.4kV |  | 0.23809
PriUG_CircMiles.xlsx | 042031125 | ALTO 1125 | UG | 12kV |  | 5.1751
PriUG_CircMiles.xlsx | 042041101 | NORTH TOWER 1101 | UG | 12kV |  | 0.016484
PriUG_CircMiles.xlsx | 042041102 | NORTH TOWER 1102 | UG | 12kV |  | 28.7329
PriUG_CircMiles.xlsx | 042041103 | NORTH TOWER 1103 | UG | 12kV |  | 13.4193
PriUG_CircMiles.xlsx | 042041104 | NORTH TOWER 1104 | UG | 12kV |  | 18.7328
PriUG_CircMiles.xlsx | 042041108 | NORTH TOWER 1108 | UG | 12kV |  | 27.0974
PriUG_CircMiles.xlsx | 042042101 | NORTH TOWER 2101 | UG | 21kV |  | 2.3403
PriUG_CircMiles.xlsx | 042042104 | NORTH TOWER 2104 | UG | 21kV |  | 0.57194
PriUG_CircMiles.xlsx | 042051101 | PARKWAY 1101 | UG | 2.4kV |  | 0.0032005
PriUG_CircMiles.xlsx | 042051101 | PARKWAY 1101 | UG | 12kV |  | 18.4469
PriUG_CircMiles.xlsx | 042051102 | PARKWAY 1102 | UG | 12kV |  | 23.3737
PriUG_CircMiles.xlsx | 042051103 | PARKWAY 1103 | UG | 12kV |  | 20.5495
PriUG_CircMiles.xlsx | 042091101 | MIRABEL 1101 | UG | 12kV |  | 3.0703
PriUG_CircMiles.xlsx | 042091102 | MIRABEL 1102 | UG | 12kV |  | 4.0886
PriUG_CircMiles.xlsx | 042120411 | PETALUMA A 0411 | UG | 4.16kV |  | 0.30026
PriUG_CircMiles.xlsx | 042120413 | PETALUMA A 0413 | UG | 4.16kV |  | 0.63301
PriUG_CircMiles.xlsx | 042141101 | CLEAR LAKE 1101 | UG | 12kV |  | 2.4191
PriUG_CircMiles.xlsx | 042141102 | CLEAR LAKE 1102 | UG | 12kV |  | 6.9295
PriUG_CircMiles.xlsx | 042151101 | SANTA ROSA A 1101 | UG | 12kV |  | 4.8964
PriUG_CircMiles.xlsx | 042151102 | SANTA ROSA A 1102 | UG | 12kV |  | 18.8935
PriUG_CircMiles.xlsx | 042151103 | SANTA ROSA A 1103 | UG | 12kV |  | 23.1144
PriUG_CircMiles.xlsx | 042151104 | SANTA ROSA A 1104 | UG | 12kV |  | 17.2697
PriUG_CircMiles.xlsx | 042151105 | SANTA ROSA A 1105 | UG | 12kV |  | 4.7664
PriUG_CircMiles.xlsx | 042151106 | SANTA ROSA A 1106 | UG | 12kV |  | 12.0568
PriUG_CircMiles.xlsx | 042151107 | SANTA ROSA A 1107 | UG | 12kV |  | 5.5734
PriUG_CircMiles.xlsx | 042151108 | SANTA ROSA A 1108 | UG | 12kV |  | 20.1039
PriUG_CircMiles.xlsx | 042151109 | SANTA ROSA A 1109 | UG | 12kV |  | 5.7263
PriUG_CircMiles.xlsx | 042151110 | SANTA ROSA A 1110 | UG | 12kV |  | 10.665
PriUG_CircMiles.xlsx | 042151111 | SANTA ROSA A 1111 | UG | 12kV |  | 18.8956
PriUG_CircMiles.xlsx | 042151112 | SANTA ROSA A 1112 | UG | 12kV |  | 4.3298
PriUG_CircMiles.xlsx | 042211101 | NOVATO 1101 | UG | 12kV |  | 0.077955
PriUG_CircMiles.xlsx | 042211102 | NOVATO 1102 | UG | 12kV |  | 5.7336
PriUG_CircMiles.xlsx | 042211103 | NOVATO 1103 | UG | 12kV |  | 10.631
PriUG_CircMiles.xlsx | 042211104 | NOVATO 1104 | UG | 12kV |  | 23.162
PriUG_CircMiles.xlsx | 042251101 | HOPLAND 1101 | UG | 12kV |  | 4.4707
PriUG_CircMiles.xlsx | 042261101 | BOLINAS 1101 | UG | 12kV |  | 7.8597
PriUG_CircMiles.xlsx | 042271102 | COTATI 1102 | UG | 12kV |  | 29.6287
PriUG_CircMiles.xlsx | 042271103 | COTATI 1103 | UG | 12kV |  | 7.4636
PriUG_CircMiles.xlsx | 042271103 | COTATI 1103 | UG | 21kV |  | 0.6149
PriUG_CircMiles.xlsx | 042271104 | COTATI 1104 | UG | 12kV |  | 2.9122
PriUG_CircMiles.xlsx | 042271105 | COTATI 1105 | UG | 12kV |  | 7.3853
PriUG_CircMiles.xlsx | 042281104 | POTTER VALLEY P H 1104 | UG | 12kV |  | 0.080979
PriUG_CircMiles.xlsx | 042281105 | POTTER VALLEY P H 1105 | UG | 12kV |  | 1.3134
PriUG_CircMiles.xlsx | 042291101 | OLEMA 1101 | UG | 12kV |  | 17.589
PriUG_CircMiles.xlsx | 042301101 | TULUCAY 1101 | UG | 12kV |  | 16.5159
PriUG_CircMiles.xlsx | 042450411 | VALLEJO B 0411 | UG | 4.16kV |  | 0.7185
PriUG_CircMiles.xlsx | 042450413 | VALLEJO B 0413 | UG | 4.16kV |  | 0.056846
PriUG_CircMiles.xlsx | 042450414 | VALLEJO B 0414 | UG | 4.16kV |  | 0.37344
PriUG_CircMiles.xlsx | 042450415 | VALLEJO B 0415 | UG | 4.16kV |  | 0.048151
PriUG_CircMiles.xlsx | 042451101 | VALLEJO B 1101 | UG | 12kV |  | 7.1175
PriUG_CircMiles.xlsx | 042451102 | VALLEJO B 1102 | UG | 12kV |  | 0.68592
PriUG_CircMiles.xlsx | 042461101 | BASALT 1101 | UG | 2.4kV |  | 0.0043711
PriUG_CircMiles.xlsx | 042461101 | BASALT 1101 | UG | 12kV |  | 8.3084
PriUG_CircMiles.xlsx | 042461104 | BASALT 1104 | UG | 12kV |  | 0.43645
PriUG_CircMiles.xlsx | 042461105 | BASALT 1105 | UG | 12kV |  | 8.8954
PriUG_CircMiles.xlsx | 042461106 | BASALT 1106 | UG | 12kV |  | 15.8143
PriUG_CircMiles.xlsx | 042481101 | IGNACIO 1101 | UG | 12kV |  | 15.8054
PriUG_CircMiles.xlsx | 042481102 | IGNACIO 1102 | UG | 12kV |  | 8.6122
PriUG_CircMiles.xlsx | 042481103 | IGNACIO 1103 | UG | 4.16kV |  | 0.049435
PriUG_CircMiles.xlsx | 042481103 | IGNACIO 1103 | UG | 12kV |  | 14.4576
PriUG_CircMiles.xlsx | 042481104 | IGNACIO 1104 | UG | 12kV |  | 11.9664
PriUG_CircMiles.xlsx | 042481105 | IGNACIO 1105 | UG | 12kV |  | 17.4793
PriUG_CircMiles.xlsx | 042490401 | SAUSALITO 0401 | UG | 4.16kV |  | 0.089819
PriUG_CircMiles.xlsx | 042490402 | SAUSALITO 0402 | UG | 4.16kV |  | 0.19877
PriUG_CircMiles.xlsx | 042491101 | SAUSALITO 1101 | UG | 12kV |  | 9.5885
PriUG_CircMiles.xlsx | 042491102 | SAUSALITO 1102 | UG | 4.16kV |  | 0.0072224
PriUG_CircMiles.xlsx | 042491102 | SAUSALITO 1102 | UG | 12kV |  | 9.2974
PriUG_CircMiles.xlsx | 042561101 | FULTON 1101 | UG | 12kV |  | 15.2729
PriUG_CircMiles.xlsx | 042561102 | FULTON 1102 | UG | 12kV |  | 46.199
PriUG_CircMiles.xlsx | 042561104 | FULTON 1104 | UG | 12kV |  | 24.2932
PriUG_CircMiles.xlsx | 042561105 | FULTON 1105 | UG | 12kV |  | 16.3127
PriUG_CircMiles.xlsx | 042561106 | FULTON 1106 | UG | 12kV |  | 4.6554
PriUG_CircMiles.xlsx | 042561107 | FULTON 1107 | UG | 12kV |  | 27.0485
PriUG_CircMiles.xlsx | 042571101 | MOLINO 1101 | UG | 12kV |  | 14.1907
PriUG_CircMiles.xlsx | 042571102 | MOLINO 1102 | UG | 12kV |  | 17.0557
PriUG_CircMiles.xlsx | 042571103 | MOLINO 1103 | UG | 12kV |  | 16.297
PriUG_CircMiles.xlsx | 042571104 | MOLINO 1104 | UG | 12kV |  | 9.9907
PriUG_CircMiles.xlsx | 042601101 | PHILO 1101 | UG | 12kV |  | 3.3738
PriUG_CircMiles.xlsx | 042601102 | PHILO 1102 | UG | 12kV |  | 3.5553
PriUG_CircMiles.xlsx | 042631101 | PETALUMA C 1101 | UG | 12kV |  | 0.12211
PriUG_CircMiles.xlsx | 042631102 | PETALUMA C 1102 | UG | 12kV |  | 12.2173
PriUG_CircMiles.xlsx | 042631105 | PETALUMA C 1105 | UG | 12kV |  | 8.5778
PriUG_CircMiles.xlsx | 042631106 | PETALUMA C 1106 | UG | 12kV |  | 18.6445
PriUG_CircMiles.xlsx | 042631108 | PETALUMA C 1108 | UG | 12kV |  | 13.6463
PriUG_CircMiles.xlsx | 042631109 | PETALUMA C 1109 | UG | 12kV |  | 19.6263
PriUG_CircMiles.xlsx | 042631110 | PETALUMA C 1110 | UG | 4.16kV |  | 0.82549
PriUG_CircMiles.xlsx | 042631110 | PETALUMA C 1110 | UG | 12kV |  | 0.025371
PriUG_CircMiles.xlsx | 042651101 | HIGHWAY 1101 | UG | 12kV |  | 29.9525
PriUG_CircMiles.xlsx | 042651102 | HIGHWAY 1102 | UG | 12kV |  | 15.1006
PriUG_CircMiles.xlsx | 042651103 | HIGHWAY 1103 | UG | 12kV |  | 7.1927
PriUG_CircMiles.xlsx | 042651104 | HIGHWAY 1104 | UG | 12kV |  | 24.534
PriUG_CircMiles.xlsx | 042651105 | HIGHWAY 1105 | UG | 12kV |  | 10.0617
PriUG_CircMiles.xlsx | 042651106 | HIGHWAY 1106 | UG | 12kV |  | 21.3169
PriUG_CircMiles.xlsx | 042651107 | HIGHWAY 1107 | UG | 12kV |  | 2.8758
PriUG_CircMiles.xlsx | 042661102 | WILLITS 1102 | UG | 12kV |  | 2.5644
PriUG_CircMiles.xlsx | 042661103 | WILLITS 1103 | UG | 12kV |  | 4.186
PriUG_CircMiles.xlsx | 042661104 | WILLITS 1104 | UG | 12kV |  | 5.9218
PriUG_CircMiles.xlsx | 042681101 | LAYTONVILLE 1101 | UG | 12kV |  | 0.42295
PriUG_CircMiles.xlsx | 042681102 | LAYTONVILLE 1102 | UG | 12kV |  | 3.4144
PriUG_CircMiles.xlsx | 042681102 | LAYTONVILLE 1102 | UG | 21kV |  | 0.011803
PriUG_CircMiles.xlsx | 042711101 | CALISTOGA 1101 | UG | 12kV |  | 10.5531
PriUG_CircMiles.xlsx | 042711102 | CALISTOGA 1102 | UG | 4.16kV |  | 0.0065506
PriUG_CircMiles.xlsx | 042711102 | CALISTOGA 1102 | UG | 12kV |  | 9.3176
PriUG_CircMiles.xlsx | 042721102 | SONOMA 1102 | UG | 12kV |  | 12.812
PriUG_CircMiles.xlsx | 042721103 | SONOMA 1103 | UG | 12kV |  | 10.5955
PriUG_CircMiles.xlsx | 042721104 | SONOMA 1104 | UG | 12kV |  | 16.9351
PriUG_CircMiles.xlsx | 042721105 | SONOMA 1105 | UG | 12kV |  | 11.041
PriUG_CircMiles.xlsx | 042721106 | SONOMA 1106 | UG | 12kV |  | 11.1994
PriUG_CircMiles.xlsx | 042721107 | SONOMA 1107 | UG | 12kV |  | 7.1275
PriUG_CircMiles.xlsx | 042751111 | FITCH MOUNTAIN 1111 | UG | 12kV |  | 1.3551
PriUG_CircMiles.xlsx | 042751113 | FITCH MOUNTAIN 1113 | UG | 12kV |  | 12.8736
PriUG_CircMiles.xlsx | 042761101 | FORT BRAGG A 1101 | UG | 12kV |  | 7.632
PriUG_CircMiles.xlsx | 042761102 | FORT BRAGG A 1102 | UG | 12kV |  | 4.734
PriUG_CircMiles.xlsx | 042761103 | FORT BRAGG A 1103 | UG | 12kV |  | 5.5918
PriUG_CircMiles.xlsx | 042761104 | FORT BRAGG A 1104 | UG | 12kV |  | 1.3773
PriUG_CircMiles.xlsx | 042771111 | UKIAH 1111 | UG | 12kV |  | 5.1783
PriUG_CircMiles.xlsx | 042771113 | UKIAH 1113 | UG | 12kV |  | 0.76311
PriUG_CircMiles.xlsx | 042771114 | UKIAH 1114 | UG | 12kV |  | 5.9337
PriUG_CircMiles.xlsx | 042771115 | UKIAH 1115 | UG | 12kV |  | 5.4783
PriUG_CircMiles.xlsx | 042811111 | MONTE RIO 1111 | UG | 12kV |  | 1.0934
PriUG_CircMiles.xlsx | 042811112 | MONTE RIO 1112 | UG | 12kV |  | 0.79662
PriUG_CircMiles.xlsx | 042811113 | MONTE RIO 1113 | UG | 12kV |  | 1.5269
PriUG_CircMiles.xlsx | 042821101 | CLOVERDALE 1101 | UG | 12kV |  | 9.7086
PriUG_CircMiles.xlsx | 042821102 | CLOVERDALE 1102 | UG | 12kV |  | 16.3712
PriUG_CircMiles.xlsx | 042841111 | GUALALA 1111 | UG |  |  | 0.053327
PriUG_CircMiles.xlsx | 042841111 | GUALALA 1111 | UG | 12kV |  | 46.8778
PriUG_CircMiles.xlsx | 042841112 | GUALALA 1112 | UG | 12kV |  | 6.3033
PriUG_CircMiles.xlsx | 042851121 | FORT ROSS 1121 | UG | 12kV |  | 3.782
PriUG_CircMiles.xlsx | 042861101 | ANNAPOLIS 1101 | UG | 12kV |  | 1.3255
PriUG_CircMiles.xlsx | 042871101 | UPPER LAKE 1101 | UG | 12kV |  | 0.84637
PriUG_CircMiles.xlsx | 042891101 | GEYSERVILLE 1101 | UG | 12kV |  | 8.9545
PriUG_CircMiles.xlsx | 042891102 | GEYSERVILLE 1102 | UG | 12kV |  | 9.3687
PriUG_CircMiles.xlsx | 042951101 | MENDOCINO 1101 | UG | 12kV |  | 4.305
PriUG_CircMiles.xlsx | 042981101 | ELK 1101 | UG | 12kV |  | 13.2505
PriUG_CircMiles.xlsx | 042991103 | LAS GALLINAS A 1103 | UG | 12kV |  | 9.4301
PriUG_CircMiles.xlsx | 042991104 | LAS GALLINAS A 1104 | UG | 12kV |  | 3.5547
PriUG_CircMiles.xlsx | 042991105 | LAS GALLINAS A 1105 | UG | 12kV |  | 18.6434
PriUG_CircMiles.xlsx | 042991106 | LAS GALLINAS A 1106 | UG | 12kV |  | 18.0889
PriUG_CircMiles.xlsx | 042991107 | LAS GALLINAS A 1107 | UG | 12kV |  | 12.1331
PriUG_CircMiles.xlsx | 043021101 | WOODACRE 1101 | UG | 12kV |  | 5.673
PriUG_CircMiles.xlsx | 043021102 | WOODACRE 1102 | UG | 2.4kV |  | 0.2619
PriUG_CircMiles.xlsx | 043021102 | WOODACRE 1102 | UG | 12kV |  | 5.9933
PriUG_CircMiles.xlsx | 043051101 | MONTICELLO 1101 | UG | 12kV |  | 9.3906
PriUG_CircMiles.xlsx | 043061101 | COVELO 1101 | UG | 12kV |  | 0.99261
PriUG_CircMiles.xlsx | 043071101 | DUNBAR 1101 | UG | 12kV |  | 24.7552
PriUG_CircMiles.xlsx | 043071102 | DUNBAR 1102 | UG | 12kV |  | 7.3997
PriUG_CircMiles.xlsx | 043071103 | DUNBAR 1103 | UG | 12kV |  | 9.6385
PriUG_CircMiles.xlsx | 043081101 | BIG RIVER 1101 | UG | 7.2kV |  | 4.984
PriUG_CircMiles.xlsx | 043081101 | BIG RIVER 1101 | UG | 12kV |  | 11.5732
PriUG_CircMiles.xlsx | 043091101 | GREENBRAE 1101 | UG | 12kV |  | 5.0441
PriUG_CircMiles.xlsx | 043091102 | GREENBRAE 1102 | UG | 12kV |  | 13.1228
PriUG_CircMiles.xlsx | 043091103 | GREENBRAE 1103 | UG | 12kV |  | 8.0516
PriUG_CircMiles.xlsx | 043091104 | GREENBRAE 1104 | UG | 12kV |  | 11.8091
PriUG_CircMiles.xlsx | 043141101 | MIDDLETOWN 1101 | UG | 12kV |  | 4.1986
PriUG_CircMiles.xlsx | 043141102 | MIDDLETOWN 1102 | UG | 12kV |  | 2.5017
PriUG_CircMiles.xlsx | 043141103 | MIDDLETOWN 1103 | UG | 12kV |  | 1.069
PriUG_CircMiles.xlsx | 043161101 | SALMON CREEK 1101 | UG | 12kV |  | 22.6079
PriUG_CircMiles.xlsx | 043181102 | BELLEVUE 1102 | UG | 12kV |  | 3.2836
PriUG_CircMiles.xlsx | 043181102 | BELLEVUE 1102 | UG | 21kV |  | 3.8306
PriUG_CircMiles.xlsx | 043181104 | BELLEVUE 1104 | UG | 12kV |  | 21.1366
PriUG_CircMiles.xlsx | 043182101 | BELLEVUE 2101 | UG | 21kV |  | 30.5899
PriUG_CircMiles.xlsx | 043182103 | BELLEVUE 2103 | UG | 12kV |  | 8.9955
PriUG_CircMiles.xlsx | 043182103 | BELLEVUE 2103 | UG | 21kV |  | 46.3045
PriUG_CircMiles.xlsx | 043182105 | BELLEVUE 2105 | UG | 21kV |  | 34.1188
PriUG_CircMiles.xlsx | 043191101 | REDBUD 1101 | UG | 12kV |  | 1.6394
PriUG_CircMiles.xlsx | 043191102 | REDBUD 1102 | UG | 12kV |  | 3.0082
PriUG_CircMiles.xlsx | 043201101 | STAFFORD 1101 | UG | 12kV |  | 13.5414
PriUG_CircMiles.xlsx | 043201102 | STAFFORD 1102 | UG | 12kV |  | 15.3121
PriUG_CircMiles.xlsx | 043211101 | HARTLEY 1101 | UG | 12kV |  | 6.4972
PriUG_CircMiles.xlsx | 043211102 | HARTLEY 1102 | UG | 12kV |  | 4.6758
PriUG_CircMiles.xlsx | 043251101 | BAHIA 1101 | UG | 12kV |  | 42.5754
PriUG_CircMiles.xlsx | 043251102 | BAHIA 1102 | UG | 12kV |  | 11.7492
PriUG_CircMiles.xlsx | 043251103 | BAHIA 1103 | UG | 12kV |  | 7.7841
PriUG_CircMiles.xlsx | 043251104 | BAHIA 1104 | UG | 12kV |  | 35.1206
PriUG_CircMiles.xlsx | 043251105 | BAHIA 1105 | UG | 12kV |  | 10.2361
PriUG_CircMiles.xlsx | 043281103 | CARQUINEZ 1103 | UG | 12kV |  | 13.7009
PriUG_CircMiles.xlsx | 043281104 | CARQUINEZ 1104 | UG | 12kV |  | 0.84241
PriUG_CircMiles.xlsx | 043281105 | CARQUINEZ 1105 | UG | 12kV |  | 8.5073
PriUG_CircMiles.xlsx | 043291102 | PUEBLO 1102 | UG | 12kV |  | 11.4509
PriUG_CircMiles.xlsx | 043291103 | PUEBLO 1103 | UG | 12kV |  | 9.1403
PriUG_CircMiles.xlsx | 043291104 | PUEBLO 1104 | UG | 12kV |  | 20.0827
PriUG_CircMiles.xlsx | 043291105 | PUEBLO 1105 | UG | 12kV |  | 8.2398
PriUG_CircMiles.xlsx | 043292101 | PUEBLO 2101 | UG | 21kV |  | 14.0105
PriUG_CircMiles.xlsx | 043292102 | PUEBLO 2102 | UG | 21kV |  | 24.8197
PriUG_CircMiles.xlsx | 043292103 | PUEBLO 2103 | UG | 12kV |  | 18.8466
PriUG_CircMiles.xlsx | 043292103 | PUEBLO 2103 | UG | 21kV |  | 22.0765
PriUG_CircMiles.xlsx | 043301104 | MONROE 1104 | UG | 12kV |  | 11.7034
PriUG_CircMiles.xlsx | 043301105 | MONROE 1105 | UG | 12kV |  | 29.1728
PriUG_CircMiles.xlsx | 043301106 | MONROE 1106 | UG | 12kV |  | 28.4997
PriUG_CircMiles.xlsx | 043302102 | MONROE 2102 | UG | 21kV |  | 8.4346
PriUG_CircMiles.xlsx | 043302103 | MONROE 2103 | UG | 4.16kV |  | 0.0094951
PriUG_CircMiles.xlsx | 043302103 | MONROE 2103 | UG | 21kV |  | 54.9964
PriUG_CircMiles.xlsx | 043302107 | MONROE 2107 | UG | 12kV |  | 0.73697
PriUG_CircMiles.xlsx | 043302107 | MONROE 2107 | UG | 21kV |  | 10.9825
PriUG_CircMiles.xlsx | 043311102 | KONOCTI 1102 | UG | 12kV |  | 9.3272
PriUG_CircMiles.xlsx | 043311108 | KONOCTI 1108 | UG | 12kV |  | 0.42956
PriUG_CircMiles.xlsx | 043321101 | RINCON 1101 | UG | 12kV |  | 25.477
PriUG_CircMiles.xlsx | 043321102 | RINCON 1102 | UG | 12kV |  | 13.0614
PriUG_CircMiles.xlsx | 043321103 | RINCON 1103 | UG | 12kV |  | 14.2759
PriUG_CircMiles.xlsx | 043321104 | RINCON 1104 | UG | 12kV |  | 23.2731
PriUG_CircMiles.xlsx | 043341101 | SKAGGS ISLAND 1101 | UG | 12kV |  | 2.0472
PriUG_CircMiles.xlsx | 043351103 | LUCERNE 1103 | UG | 12kV |  | 3.1062
PriUG_CircMiles.xlsx | 043351106 | LUCERNE 1106 | UG | 12kV |  | 2.8831
PriUG_CircMiles.xlsx | 043361102 | HIGHLANDS 1102 | UG | 12kV |  | 4.0011
PriUG_CircMiles.xlsx | 043361103 | HIGHLANDS 1103 | UG | 12kV |  | 4.1721
PriUG_CircMiles.xlsx | 043361104 | HIGHLANDS 1104 | UG | 12kV |  | 3.4568
PriUG_CircMiles.xlsx | 043371101 | LAKEVILLE 1101 | UG | 12kV |  | 16.2665
PriUG_CircMiles.xlsx | 043371102 | LAKEVILLE 1102 | UG | 12kV |  | 13.7425
PriUG_CircMiles.xlsx | 043371105 | LAKEVILLE 1105 | UG | 12kV |  | 30.4471
PriUG_CircMiles.xlsx | 043381101 | POINT ARENA 1101 | UG | 12kV |  | 6.2451
PriUG_CircMiles.xlsx | 043411101 | CALPELLA 1101 | UG | 12kV |  | 4.0645
PriUG_CircMiles.xlsx | 043411102 | CALPELLA 1102 | UG | 12kV |  | 4.8617
PriUG_CircMiles.xlsx | 043432102 | SILVERADO 2102 | UG | 12kV |  | 7.0297
PriUG_CircMiles.xlsx | 043432102 | SILVERADO 2102 | UG | 21kV |  | 13.361
PriUG_CircMiles.xlsx | 043432103 | SILVERADO 2103 | UG | 12kV |  | 0.080235
PriUG_CircMiles.xlsx | 043432103 | SILVERADO 2103 | UG | 21kV |  | 21.5975
PriUG_CircMiles.xlsx | 043432104 | SILVERADO 2104 | UG | 12kV |  | 1.7192
PriUG_CircMiles.xlsx | 043432104 | SILVERADO 2104 | UG | 21kV |  | 11.3219
PriUG_CircMiles.xlsx | 043432105 | SILVERADO 2105 | UG | 21kV |  | 14.8329
PriUG_CircMiles.xlsx | 043471101 | PENNGROVE 1101 | UG | 12kV |  | 15.5191
PriUG_CircMiles.xlsx | 043471102 | PENNGROVE 1102 | UG | 12kV |  | 0.046609
PriUG_CircMiles.xlsx | 043491101 | CORONA 1101 | UG | 12kV |  | 16.8258
PriUG_CircMiles.xlsx | 043491102 | CORONA 1102 | UG | 12kV |  | 7.8972
PriUG_CircMiles.xlsx | 043491103 | CORONA 1103 | UG | 12kV |  | 20.722
PriUG_CircMiles.xlsx | 043501101 | WINDSOR 1101 | UG | 12kV |  | 16.303
PriUG_CircMiles.xlsx | 043501102 | WINDSOR 1102 | UG | 12kV |  | 14.2352
PriUG_CircMiles.xlsx | 043501103 | WINDSOR 1103 | UG | 12kV |  | 13.0654
PriUG_CircMiles.xlsx | 048011144 | CALPINE 1144 | UG | 21kV |  | 0.55711
PriUG_CircMiles.xlsx | 048011146 | CALPINE 1146 | UG | 12kV |  | 0.054164
PriUG_CircMiles.xlsx | 048011146 | CALPINE 1146 | UG | 21kV |  | 0.16836
PriUG_CircMiles.xlsx | 062021100 | COLUSA 1100 | UG | 12kV |  | 5.1743
PriUG_CircMiles.xlsx | 062021101 | COLUSA 1101 | UG | 12kV |  | 2.1518
PriUG_CircMiles.xlsx | 062031101 | WOODLAND 1101 | UG | 12kV |  | 13.3722
PriUG_CircMiles.xlsx | 062031102 | WOODLAND 1102 | UG | 12kV |  | 7.327
PriUG_CircMiles.xlsx | 062031103 | WOODLAND 1103 | UG | 12kV |  | 16.7487
PriUG_CircMiles.xlsx | 062031104 | WOODLAND 1104 | UG | 12kV |  | 7.1796
PriUG_CircMiles.xlsx | 062031105 | WOODLAND 1105 | UG | 12kV |  | 19.1416
PriUG_CircMiles.xlsx | 062031106 | WOODLAND 1106 | UG | 12kV |  | 12.0484
PriUG_CircMiles.xlsx | 062031107 | WOODLAND 1107 | UG | 12kV |  | 2.9752
PriUG_CircMiles.xlsx | 062031108 | WOODLAND 1108 | UG | 12kV |  | 9.4084
PriUG_CircMiles.xlsx | 062031109 | WOODLAND 1109 | UG | 12kV |  | 9.2927
PriUG_CircMiles.xlsx | 062031110 | WOODLAND 1110 | UG | 12kV |  | 9.9119
PriUG_CircMiles.xlsx | 062031111 | WOODLAND 1111 | UG | 12kV |  | 0.12872
PriUG_CircMiles.xlsx | 062031112 | WOODLAND 1112 | UG | 12kV |  | 8.3224
PriUG_CircMiles.xlsx | 062031113 | WOODLAND 1113 | UG | 12kV |  | 3.3592
PriUG_CircMiles.xlsx | 062041101 | DAVIS 1101 | UG | 12kV |  | 21.1396
PriUG_CircMiles.xlsx | 062041102 | DAVIS 1102 | UG | 12kV |  | 18.3277
PriUG_CircMiles.xlsx | 062041103 | DAVIS 1103 | UG | 12kV |  | 21.7919
PriUG_CircMiles.xlsx | 062041104 | DAVIS 1104 | UG | 12kV |  | 14.7851
PriUG_CircMiles.xlsx | 062041105 | DAVIS 1105 | UG | 12kV |  | 8.9111
PriUG_CircMiles.xlsx | 062041106 | DAVIS 1106 | UG | 12kV |  | 14.138
PriUG_CircMiles.xlsx | 062041107 | DAVIS 1107 | UG | 12kV |  | 3.4828
PriUG_CircMiles.xlsx | 062041108 | DAVIS 1108 | UG | 12kV |  | 18.7369
PriUG_CircMiles.xlsx | 062041109 | DAVIS 1109 | UG | 12kV |  | 19.3101
PriUG_CircMiles.xlsx | 062041110 | DAVIS 1110 | UG | 12kV |  | 4.1255
PriUG_CircMiles.xlsx | 062041111 | DAVIS 1111 | UG | 12kV |  | 10.669
PriUG_CircMiles.xlsx | 062041112 | DAVIS 1112 | UG | 12kV |  | 13.9478
PriUG_CircMiles.xlsx | 062051101 | WILLIAMS 1101 | UG | 12kV |  | 1.937
PriUG_CircMiles.xlsx | 062051102 | WILLIAMS 1102 | UG | 12kV |  | 10.534
PriUG_CircMiles.xlsx | 062061102 | DIXON 1102 | UG | 12kV |  | 46.1605
PriUG_CircMiles.xlsx | 062061103 | DIXON 1103 | UG | 12kV |  | 3.1925
PriUG_CircMiles.xlsx | 062061104 | DIXON 1104 | UG | 12kV |  | 4.6387
PriUG_CircMiles.xlsx | 062061105 | DIXON 1105 | UG | 12kV |  | 18.4382
PriUG_CircMiles.xlsx | 062061106 | DIXON 1106 | UG | 12kV |  | 1.4262
PriUG_CircMiles.xlsx | 062071101 | COLUSA JUNCTION 1101 | UG | 12kV |  | 8.7412
PriUG_CircMiles.xlsx | 062081101 | ARBUCKLE 1101 | UG | 12kV |  | 3.4925
PriUG_CircMiles.xlsx | 062081102 | ARBUCKLE 1102 | UG | 12kV |  | 0.25489
PriUG_CircMiles.xlsx | 062081104 | ARBUCKLE 1104 | UG | 12kV |  | 4.5884
PriUG_CircMiles.xlsx | 062131101 | SUISUN 1101 | UG | 12kV |  | 10.0673
PriUG_CircMiles.xlsx | 062131102 | SUISUN 1102 | UG | 12kV |  | 2.8222
PriUG_CircMiles.xlsx | 062131103 | SUISUN 1103 | UG | 12kV |  | 17.265
PriUG_CircMiles.xlsx | 062131104 | SUISUN 1104 | UG | 12kV |  | 19.8748
PriUG_CircMiles.xlsx | 062131105 | SUISUN 1105 | UG | 12kV |  | 12.3389
PriUG_CircMiles.xlsx | 062131106 | SUISUN 1106 | UG | 12kV |  | 5.2003
PriUG_CircMiles.xlsx | 062131107 | SUISUN 1107 | UG | 12kV |  | 9.2717
PriUG_CircMiles.xlsx | 062131108 | SUISUN 1108 | UG | 12kV |  | 15.0874
PriUG_CircMiles.xlsx | 062131109 | SUISUN 1109 | UG | 12kV |  | 26.2551
PriUG_CircMiles.xlsx | 062131110 | SUISUN 1110 | UG | 12kV |  | 4.1833
PriUG_CircMiles.xlsx | 062131111 | SUISUN 1111 | UG | 12kV |  | 9.5378
PriUG_CircMiles.xlsx | 062131112 | SUISUN 1112 | UG | 12kV |  | 9.5922
PriUG_CircMiles.xlsx | 062462223 | GRAND ISLAND 2223 | UG | 4.16kV |  | 0.23798
PriUG_CircMiles.xlsx | 062462223 | GRAND ISLAND 2223 | UG | 12kV |  | 0.023228
PriUG_CircMiles.xlsx | 062462223 | GRAND ISLAND 2223 | UG | 21kV |  | 3.9961
PriUG_CircMiles.xlsx | 062462224 | GRAND ISLAND 2224 | UG | 21kV |  | 0.65026
PriUG_CircMiles.xlsx | 062462225 | GRAND ISLAND 2225 | UG | 21kV |  | 4.9676
PriUG_CircMiles.xlsx | 062462226 | GRAND ISLAND 2226 | UG | 12kV |  | 0.053175
PriUG_CircMiles.xlsx | 062462226 | GRAND ISLAND 2226 | UG | 21kV |  | 45.745
PriUG_CircMiles.xlsx | 062462227 | GRAND ISLAND 2227 | UG | 12kV |  | 0.84655
PriUG_CircMiles.xlsx | 062462227 | GRAND ISLAND 2227 | UG | 21kV |  | 0.64103
PriUG_CircMiles.xlsx | 062541101 | MERIDIAN 1101 | UG | 12kV |  | 0.28815
PriUG_CircMiles.xlsx | 062541102 | MERIDIAN 1102 | UG | 12kV |  | 0.7717
PriUG_CircMiles.xlsx | 062701104 | CORDELIA 1104 | UG | 12kV |  | 7.1402
PriUG_CircMiles.xlsx | 062701110 | CORDELIA 1110 | UG | 12kV |  | 20.3856
PriUG_CircMiles.xlsx | 062701112 | CORDELIA 1112 | UG | 12kV |  | 30.1592
PriUG_CircMiles.xlsx | 062721101 | KNIGHTS LANDING 1101 | UG | 12kV |  | 0.53443
PriUG_CircMiles.xlsx | 062721102 | KNIGHTS LANDING 1102 | UG | 12kV |  | 1.0829
PriUG_CircMiles.xlsx | 062771101 | WILKINS SLOUGH 1101 | UG | 12kV |  | 0.20545
PriUG_CircMiles.xlsx | 062771102 | WILKINS SLOUGH 1102 | UG | 12kV |  | 0.18978
PriUG_CircMiles.xlsx | 062771103 | WILKINS SLOUGH 1103 | UG | 12kV |  | 0.20352
PriUG_CircMiles.xlsx | 062831101 | RICE 1101 | UG | 12kV |  | 0.92295
PriUG_CircMiles.xlsx | 062831102 | RICE 1102 | UG | 12kV |  | 1.0788
PriUG_CircMiles.xlsx | 062831103 | RICE 1103 | UG | 12kV |  | 1.3113
PriUG_CircMiles.xlsx | 062831104 | RICE 1104 | UG | 12kV |  | 0.57509
PriUG_CircMiles.xlsx | 062881102 | MAXWELL 1102 | UG | 12kV |  | 0.66003
PriUG_CircMiles.xlsx | 062881105 | MAXWELL 1105 | UG | 12kV |  | 1.9863
PriUG_CircMiles.xlsx | 062881106 | MAXWELL 1106 | UG | 12kV |  | 0.61202
PriUG_CircMiles.xlsx | 063121101 | CORTINA 1101 | UG | 12kV |  | 1.0157
PriUG_CircMiles.xlsx | 063131104 | WEST SACRAMENTO 1104 | UG | 12kV |  | 9.8449
PriUG_CircMiles.xlsx | 063131105 | WEST SACRAMENTO 1105 | UG | 12kV |  | 9.6835
PriUG_CircMiles.xlsx | 063131106 | WEST SACRAMENTO 1106 | UG | 12kV |  | 5.0964
PriUG_CircMiles.xlsx | 063131107 | WEST SACRAMENTO 1107 | UG | 12kV |  | 4.0916
PriUG_CircMiles.xlsx | 063131108 | WEST SACRAMENTO 1108 | UG | 12kV |  | 5.8266
PriUG_CircMiles.xlsx | 063131109 | WEST SACRAMENTO 1109 | UG | 12kV |  | 8.7285
PriUG_CircMiles.xlsx | 063131110 | WEST SACRAMENTO 1110 | UG | 12kV |  | 13.1593
PriUG_CircMiles.xlsx | 063131111 | WEST SACRAMENTO 1111 | UG | 12kV |  | 10.1364
PriUG_CircMiles.xlsx | 063142101 | RUSSELL (SMUD) 2101 | UG | 21kV |  | 0.049022
PriUG_CircMiles.xlsx | 063171103 | MADISON 1103 | UG | 12kV |  | 7.0928
PriUG_CircMiles.xlsx | 063171105 | MADISON 1105 | UG | 12kV |  | 0.98886
PriUG_CircMiles.xlsx | 063172101 | MADISON 2101 | UG | 12kV |  | 4.1627
PriUG_CircMiles.xlsx | 063172101 | MADISON 2101 | UG | 21kV |  | 5.3007
PriUG_CircMiles.xlsx | 063191105 | ZAMORA 1105 | UG | 12kV |  | 0.60501
PriUG_CircMiles.xlsx | 063191106 | ZAMORA 1106 | UG | 12kV |  | 0.22976
PriUG_CircMiles.xlsx | 063191107 | ZAMORA 1107 | UG | 12kV |  | 0.39525
PriUG_CircMiles.xlsx | 063321101 | WINTERS 1101 | UG | 12kV |  | 2.0267
PriUG_CircMiles.xlsx | 063321102 | WINTERS 1102 | UG | 12kV |  | 0.15469
PriUG_CircMiles.xlsx | 063441101 | PLAINFIELD 1101 | UG | 12kV |  | 9.7124
PriUG_CircMiles.xlsx | 063441105 | PLAINFIELD 1105 | UG | 12kV |  | 8.0167
PriUG_CircMiles.xlsx | 063441106 | PLAINFIELD 1106 | UG | 12kV |  | 32.5324
PriUG_CircMiles.xlsx | 063591101 | VACA DIXON 1101 | UG | 12kV |  | 17.5544
PriUG_CircMiles.xlsx | 063591102 | VACA DIXON 1102 | UG | 12kV |  | 14.781
PriUG_CircMiles.xlsx | 063591103 | VACA DIXON 1103 | UG | 12kV |  | 3.5393
PriUG_CircMiles.xlsx | 063591104 | VACA DIXON 1104 | UG | 12kV |  | 17.81
PriUG_CircMiles.xlsx | 063591105 | VACA DIXON 1105 | UG | 12kV |  | 2.1429
PriUG_CircMiles.xlsx | 063591106 | VACA DIXON 1106 | UG | 12kV |  | 21.3889
PriUG_CircMiles.xlsx | 063591107 | VACA DIXON 1107 | UG | 12kV |  | 2.197
PriUG_CircMiles.xlsx | 063591109 | VACA DIXON 1109 | UG | 12kV |  | 16.365
PriUG_CircMiles.xlsx | 063601102 | VACAVILLE 1102 | UG | 12kV |  | 9.8856
PriUG_CircMiles.xlsx | 063601103 | VACAVILLE 1103 | UG | 12kV |  | 6.276
PriUG_CircMiles.xlsx | 063601104 | VACAVILLE 1104 | UG | 12kV |  | 10.8115
PriUG_CircMiles.xlsx | 063601105 | VACAVILLE 1105 | UG | 12kV |  | 13.0688
PriUG_CircMiles.xlsx | 063601106 | VACAVILLE 1106 | UG | 12kV |  | 16.8031
PriUG_CircMiles.xlsx | 063601107 | VACAVILLE 1107 | UG | 12kV |  | 20.0133
PriUG_CircMiles.xlsx | 063601108 | VACAVILLE 1108 | UG | 12kV |  | 11.9503
PriUG_CircMiles.xlsx | 063601109 | VACAVILLE 1109 | UG | 12kV |  | 14.1038
PriUG_CircMiles.xlsx | 063601110 | VACAVILLE 1110 | UG | 12kV |  | 14.0286
PriUG_CircMiles.xlsx | 063601111 | VACAVILLE 1111 | UG | 12kV |  | 17.9884
PriUG_CircMiles.xlsx | 063601112 | VACAVILLE 1112 | UG | 12kV |  | 21.2284
PriUG_CircMiles.xlsx | 063621105 | DEEPWATER 1105 | UG | 12kV |  | 8.2952
PriUG_CircMiles.xlsx | 063621106 | DEEPWATER 1106 | UG | 12kV |  | 23.2175
PriUG_CircMiles.xlsx | 063621107 | DEEPWATER 1107 | UG | 12kV |  | 21.4065
PriUG_CircMiles.xlsx | 063621108 | DEEPWATER 1108 | UG | 12kV |  | 13.4542
PriUG_CircMiles.xlsx | 063621109 | DEEPWATER 1109 | UG | 12kV |  | 21.9277
PriUG_CircMiles.xlsx | 063642102 | PEABODY 2102 | UG | 12kV |  | 2.9481
PriUG_CircMiles.xlsx | 063642102 | PEABODY 2102 | UG | 21kV |  | 5.4282
PriUG_CircMiles.xlsx | 063642104 | PEABODY 2104 | UG | 21kV |  | 17.866
PriUG_CircMiles.xlsx | 063642105 | PEABODY 2105 | UG | 12kV |  | 14.0592
PriUG_CircMiles.xlsx | 063642105 | PEABODY 2105 | UG | 21kV |  | 32.7913
PriUG_CircMiles.xlsx | 063642106 | PEABODY 2106 | UG | 12kV |  | 0.19573
PriUG_CircMiles.xlsx | 063642106 | PEABODY 2106 | UG | 21kV |  | 33.9288
PriUG_CircMiles.xlsx | 063642107 | PEABODY 2107 | UG | 12kV |  | 3.9144
PriUG_CircMiles.xlsx | 063642107 | PEABODY 2107 | UG | 21kV |  | 39.8464
PriUG_CircMiles.xlsx | 063642108 | PEABODY 2108 | UG | 12kV |  | 2.471
PriUG_CircMiles.xlsx | 063642108 | PEABODY 2108 | UG | 21kV |  | 47.4692
PriUG_CircMiles.xlsx | 063642109 | PEABODY 2109 | UG | 21kV |  | 3.9501
PriUG_CircMiles.xlsx | 063642112 | PEABODY 2112 | UG | 12kV |  | 6.7993
PriUG_CircMiles.xlsx | 063642112 | PEABODY 2112 | UG | 21kV |  | 40.5722
PriUG_CircMiles.xlsx | 063642113 | PEABODY 2113 | UG | 12kV |  | 5.9579
PriUG_CircMiles.xlsx | 063642113 | PEABODY 2113 | UG | 21kV |  | 35.686
PriUG_CircMiles.xlsx | 063681102 | PUTAH CREEK 1102 | UG | 12kV |  | 1.2091
PriUG_CircMiles.xlsx | 063681103 | PUTAH CREEK 1103 | UG | 12kV |  | 12.3964
PriUG_CircMiles.xlsx | 063681105 | PUTAH CREEK 1105 | UG | 12kV |  | 6.9752
PriUG_CircMiles.xlsx | 063801101 | JAMESON 1101 | UG | 12kV |  | 17.0334
PriUG_CircMiles.xlsx | 063801102 | JAMESON 1102 | UG | 12kV |  | 29.9329
PriUG_CircMiles.xlsx | 063801103 | JAMESON 1103 | UG | 12kV |  | 17.8037
PriUG_CircMiles.xlsx | 063801104 | JAMESON 1104 | UG | 12kV |  | 23.757
PriUG_CircMiles.xlsx | 063801105 | JAMESON 1105 | UG | 12kV |  | 23.4104
PriUG_CircMiles.xlsx | 063811101 | DUNNIGAN 1101 | UG | 12kV |  | 3.6351
PriUG_CircMiles.xlsx | 068670401 | MAINE PRAIRIE 0401 | UG | 4.16kV |  | 0.019448
PriUG_CircMiles.xlsx | 069551101 | DELEVAN 1101 | UG | 12kV |  | 0.033785
PriUG_CircMiles.xlsx | 069551102 | DELEVAN 1102 | UG | 12kV |  | 0.046275
PriUG_CircMiles.xlsx | 082012101 | EVERGREEN 2101 | UG | 21kV |  | 29.4055
PriUG_CircMiles.xlsx | 082012102 | EVERGREEN 2102 | UG | 21kV |  | 21.7615
PriUG_CircMiles.xlsx | 082012103 | EVERGREEN 2103 | UG | 21kV |  | 22.3569
PriUG_CircMiles.xlsx | 082012104 | EVERGREEN 2104 | UG | 12kV |  | 0.0053289
PriUG_CircMiles.xlsx | 082012104 | EVERGREEN 2104 | UG | 21kV |  | 15.4412
PriUG_CircMiles.xlsx | 082012105 | EVERGREEN 2105 | UG | 12kV |  | 0.051617
PriUG_CircMiles.xlsx | 082012105 | EVERGREEN 2105 | UG | 21kV |  | 28.9695
PriUG_CircMiles.xlsx | 082021101 | LOS GATOS 1101 | UG | 12kV |  | 5.4831
PriUG_CircMiles.xlsx | 082021102 | LOS GATOS 1102 | UG | 12kV |  | 3.659
PriUG_CircMiles.xlsx | 082021106 | LOS GATOS 1106 | UG | 12kV |  | 2.8903
PriUG_CircMiles.xlsx | 082021107 | LOS GATOS 1107 | UG | 12kV |  | 9.5538
PriUG_CircMiles.xlsx | 082021108 | LOS GATOS 1108 | UG | 12kV |  | 2.8528
PriUG_CircMiles.xlsx | 082031102 | MOUNTAIN VIEW 1102 | UG | 12kV |  | 7.4795
PriUG_CircMiles.xlsx | 082031103 | MOUNTAIN VIEW 1103 | UG | 12kV |  | 4.4073
PriUG_CircMiles.xlsx | 082031104 | MOUNTAIN VIEW 1104 | UG | 12kV |  | 10.3647
PriUG_CircMiles.xlsx | 082031105 | MOUNTAIN VIEW 1105 | UG | 12kV |  | 7.168
PriUG_CircMiles.xlsx | 082031106 | MOUNTAIN VIEW 1106 | UG | 12kV |  | 9.4616
PriUG_CircMiles.xlsx | 082031107 | MOUNTAIN VIEW 1107 | UG | 12kV |  | 6.7357
PriUG_CircMiles.xlsx | 082031108 | MOUNTAIN VIEW 1108 | UG | 12kV |  | 7.861
PriUG_CircMiles.xlsx | 082031109 | MOUNTAIN VIEW 1109 | UG | 12kV |  | 8.8127
PriUG_CircMiles.xlsx | 082031110 | MOUNTAIN VIEW 1110 | UG | 12kV |  | 5.9018
PriUG_CircMiles.xlsx | 082031111 | MOUNTAIN VIEW 1111 | UG | 12kV |  | 8.0342
PriUG_CircMiles.xlsx | 082031112 | MOUNTAIN VIEW 1112 | UG | 12kV |  | 3.909
PriUG_CircMiles.xlsx | 082031113 | MOUNTAIN VIEW 1113 | UG | 12kV |  | 10.9804
PriUG_CircMiles.xlsx | 082031114 | MOUNTAIN VIEW 1114 | UG | 12kV |  | 2.0682
PriUG_CircMiles.xlsx | 082160401 | LOYOLA 0401 | UG | 4.16kV |  | 0.15889
PriUG_CircMiles.xlsx | 082160403 | LOYOLA 0403 | UG | 4.16kV |  | 0.072941
PriUG_CircMiles.xlsx | 082161101 | LOYOLA 1101 | UG | 12kV |  | 8.4296
PriUG_CircMiles.xlsx | 082161102 | LOYOLA 1102 | UG | 12kV |  | 19.6629
PriUG_CircMiles.xlsx | 082191101 | MABURY 1101 | UG | 12kV |  | 8.461
PriUG_CircMiles.xlsx | 082191103 | MABURY 1103 | UG | 12kV |  | 1.5833
PriUG_CircMiles.xlsx | 082191104 | MABURY 1104 | UG | 12kV |  | 4.0862
PriUG_CircMiles.xlsx | 082191105 | MABURY 1105 | UG | 12kV |  | 10.2505
PriUG_CircMiles.xlsx | 082191106 | MABURY 1106 | UG | 12kV |  | 7.2002
PriUG_CircMiles.xlsx | 082241103 | LOS ALTOS 1103 | UG | 12kV |  | 0.19373
PriUG_CircMiles.xlsx | 082241104 | LOS ALTOS 1104 | UG | 12kV |  | 2.0393
PriUG_CircMiles.xlsx | 082241105 | LOS ALTOS 1105 | UG | 12kV |  | 4.2005
PriUG_CircMiles.xlsx | 082241106 | LOS ALTOS 1106 | UG | 12kV |  | 2.6164
PriUG_CircMiles.xlsx | 082241107 | LOS ALTOS 1107 | UG | 12kV |  | 2.8186
PriUG_CircMiles.xlsx | 082250403 | SAN JOSE A 0403 | UG | 4.16kV |  | 0.9775
PriUG_CircMiles.xlsx | 082250404 | SAN JOSE A 0404 | UG | 4.16kV |  | 2.2145
PriUG_CircMiles.xlsx | 082250405 | SAN JOSE A 0405 | UG | 4.16kV |  | 2.6606
PriUG_CircMiles.xlsx | 082250407 | SAN JOSE A 0407 | UG | 4.16kV |  | 0.45051
PriUG_CircMiles.xlsx | 082250408 | SAN JOSE A 0408 | UG | 4.16kV |  | 2.244
PriUG_CircMiles.xlsx | 082250410 | SAN JOSE A 0410 | UG | 4.16kV |  | 1.5002
PriUG_CircMiles.xlsx | 082251109 | SAN JOSE A 1109 | UG | 12kV |  | 2.7177
PriUG_CircMiles.xlsx | 082251110 | SAN JOSE A 1110 | UG | 12kV |  | 9.1334
PriUG_CircMiles.xlsx | 082251111 | SAN JOSE A 1111 | UG | 12kV |  | 2.0499
PriUG_CircMiles.xlsx | 082251112 | SAN JOSE A 1112 | UG | 12kV |  | 8.474
PriUG_CircMiles.xlsx | 082251113 | SAN JOSE A 1113 | UG | 12kV |  | 1.6012
PriUG_CircMiles.xlsx | 082261101 | SAN JOSE B 1101 | UG | 12kV |  | 3.2703
PriUG_CircMiles.xlsx | 082261102 | SAN JOSE B 1102 | UG | 12kV |  | 6.2088
PriUG_CircMiles.xlsx | 082261103 | SAN JOSE B 1103 | UG | 12kV |  | 3.6903
PriUG_CircMiles.xlsx | 082261104 | SAN JOSE B 1104 | UG | 12kV |  | 5.1049
PriUG_CircMiles.xlsx | 082261105 | SAN JOSE B 1105 | UG | 12kV |  | 5.6045
PriUG_CircMiles.xlsx | 082261106 | SAN JOSE B 1106 | UG | 12kV |  | 4.8017
PriUG_CircMiles.xlsx | 082261107 | SAN JOSE B 1107 | UG | 12kV |  | 5.6559
PriUG_CircMiles.xlsx | 082261108 | SAN JOSE B 1108 | UG | 12kV |  | 6.6634
PriUG_CircMiles.xlsx | 082261109 | SAN JOSE B 1109 | UG | 12kV |  | 1.7472
PriUG_CircMiles.xlsx | 082261110 | SAN JOSE B 1110 | UG | 4.16kV |  | 0.68868
PriUG_CircMiles.xlsx | 082261110 | SAN JOSE B 1110 | UG | 12kV |  | 7.3795
PriUG_CircMiles.xlsx | 082261111 | SAN JOSE B 1111 | UG | 12kV |  | 3.6916
PriUG_CircMiles.xlsx | 082261112 | SAN JOSE B 1112 | UG | 12kV |  | 9.7694
PriUG_CircMiles.xlsx | 082261113 | SAN JOSE B 1113 | UG | 12kV |  | 3.1487
PriUG_CircMiles.xlsx | 082261114 | SAN JOSE B 1114 | UG | 12kV |  | 5.0314
PriUG_CircMiles.xlsx | 082261115 | SAN JOSE B 1115 | UG | 12kV |  | 2.4689
PriUG_CircMiles.xlsx | 082261116 | SAN JOSE B 1116 | UG | 12kV |  | 5.7057
PriUG_CircMiles.xlsx | 082261117 | SAN JOSE B 1117 | UG | 12kV |  | 7.1267
PriUG_CircMiles.xlsx | 082311101 | ALMADEN 1101 | UG | 12kV |  | 3.1842
PriUG_CircMiles.xlsx | 082311102 | ALMADEN 1102 | UG | 12kV |  | 4.2292
PriUG_CircMiles.xlsx | 082311103 | ALMADEN 1103 | UG | 12kV |  | 0.036147
PriUG_CircMiles.xlsx | 082311110 | ALMADEN 1110 | UG | 12kV |  | 8.3915
PriUG_CircMiles.xlsx | 082311111 | ALMADEN 1111 | UG | 12kV |  | 16.6376
PriUG_CircMiles.xlsx | 082342101 | RIVER OAKS 2101 | UG | 21kV |  | 3.298
PriUG_CircMiles.xlsx | 082342102 | RIVER OAKS 2102 | UG | 21kV |  | 7.5726
PriUG_CircMiles.xlsx | 082342106 | RIVER OAKS 2106 | UG | 21kV |  | 1.8727
PriUG_CircMiles.xlsx | 082342107 | RIVER OAKS 2107 | UG | 21kV |  | 2.9611
PriUG_CircMiles.xlsx | 082342108 | RIVER OAKS 2108 | UG | 21kV |  | 6.337
PriUG_CircMiles.xlsx | 082462106 | NORTECH 2106 | UG | 21kV |  | 1.2943
PriUG_CircMiles.xlsx | 082462107 | NORTECH 2107 | UG | 12kV |  | 0.020534
PriUG_CircMiles.xlsx | 082462107 | NORTECH 2107 | UG | 21kV |  | 13.6658
PriUG_CircMiles.xlsx | 082462109 | NORTECH 2109 | UG | 21kV |  | 3.6987
PriUG_CircMiles.xlsx | 082462110 | NORTECH 2110 | UG | 21kV |  | 9.6575
PriUG_CircMiles.xlsx | 082462111 | NORTECH 2111 | UG | 21kV |  | 3.1719
PriUG_CircMiles.xlsx | 082831101 | MILPITAS 1101 | UG | 12kV |  | 18.7584
PriUG_CircMiles.xlsx | 082831103 | MILPITAS 1103 | UG | 12kV |  | 13.3822
PriUG_CircMiles.xlsx | 082831104 | MILPITAS 1104 | UG | 21kV |  | 6.6543
PriUG_CircMiles.xlsx | 082831105 | MILPITAS 1105 | UG | 12kV |  | 31.9528
PriUG_CircMiles.xlsx | 082831106 | MILPITAS 1106 | UG | 12kV |  | 14.8396
PriUG_CircMiles.xlsx | 082831108 | MILPITAS 1108 | UG | 12kV |  | 20.3607
PriUG_CircMiles.xlsx | 082831109 | MILPITAS 1109 | UG | 12kV |  | 17.38
PriUG_CircMiles.xlsx | 082832110 | MILPITAS 2110 | UG | 12kV |  | 24.9931
PriUG_CircMiles.xlsx | 082832111 | MILPITAS 2111 | UG | 21kV |  | 11.9791
PriUG_CircMiles.xlsx | 082832112 | MILPITAS 2112 | UG | 12kV |  | 8.9734
PriUG_CircMiles.xlsx | 082832112 | MILPITAS 2112 | UG | 21kV |  | 6.951
PriUG_CircMiles.xlsx | 082832113 | MILPITAS 2113 | UG | 21kV |  | 5.6686
PriUG_CircMiles.xlsx | 082832114 | MILPITAS 2114 | UG | 21kV |  | 8.6296
PriUG_CircMiles.xlsx | 082832115 | MILPITAS 2115 | UG | 21kV |  | 3.9286
PriUG_CircMiles.xlsx | 082841101 | BIG BASIN 1101 | UG | 12kV |  | 2.0713
PriUG_CircMiles.xlsx | 082841102 | BIG BASIN 1102 | UG | 12kV |  | 5.0107
PriUG_CircMiles.xlsx | 082921101 | EL PATIO 1101 | UG | 12kV |  | 2.8711
PriUG_CircMiles.xlsx | 082921102 | EL PATIO 1102 | UG | 12kV |  | 3.3319
PriUG_CircMiles.xlsx | 082921103 | EL PATIO 1103 | UG | 12kV |  | 5.2887
PriUG_CircMiles.xlsx | 082921104 | EL PATIO 1104 | UG | 12kV |  | 7.1193
PriUG_CircMiles.xlsx | 082921105 | EL PATIO 1105 | UG | 12kV |  | 8.285
PriUG_CircMiles.xlsx | 082921107 | EL PATIO 1107 | UG | 12kV |  | 7.0375
PriUG_CircMiles.xlsx | 082921108 | EL PATIO 1108 | UG | 12kV |  | 4.1126
PriUG_CircMiles.xlsx | 082921109 | EL PATIO 1109 | UG | 12kV |  | 9.5899
PriUG_CircMiles.xlsx | 082921110 | EL PATIO 1110 | UG | 12kV |  | 0.0066432
PriUG_CircMiles.xlsx | 082921111 | EL PATIO 1111 | UG | 12kV |  | 2.0925
PriUG_CircMiles.xlsx | 082921112 | EL PATIO 1112 | UG | 12kV |  | 4.2568
PriUG_CircMiles.xlsx | 082921113 | EL PATIO 1113 | UG | 12kV |  | 8.1208
PriUG_CircMiles.xlsx | 082921114 | EL PATIO 1114 | UG | 12kV |  | 7.0338
PriUG_CircMiles.xlsx | 082921116 | EL PATIO 1116 | UG | 12kV |  | 8.281
PriUG_CircMiles.xlsx | 082921117 | EL PATIO 1117 | UG | 12kV |  | 6.3514
PriUG_CircMiles.xlsx | 082921118 | EL PATIO 1118 | UG | 12kV |  | 4.0389
PriUG_CircMiles.xlsx | 082921119 | EL PATIO 1119 | UG | 12kV |  | 5.6681
PriUG_CircMiles.xlsx | 082931101 | POINT MORETTI 1101 | UG | 4.16kV |  | 1.0617
PriUG_CircMiles.xlsx | 082931101 | POINT MORETTI 1101 | UG | 12kV |  | 3.7526
PriUG_CircMiles.xlsx | 082931101 | POINT MORETTI 1101 | UG | 21kV |  | 0.16456
PriUG_CircMiles.xlsx | 082951101 | EDENVALE 1101 | UG | 12kV |  | 10.2073
PriUG_CircMiles.xlsx | 082951102 | EDENVALE 1102 | UG | 12kV |  | 18.7107
PriUG_CircMiles.xlsx | 082951103 | EDENVALE 1103 | UG | 12kV |  | 20.663
PriUG_CircMiles.xlsx | 082952105 | EDENVALE 2105 | UG | 21kV |  | 8.0989
PriUG_CircMiles.xlsx | 082952106 | EDENVALE 2106 | UG | 21kV |  | 22.9357
PriUG_CircMiles.xlsx | 082952107 | EDENVALE 2107 | UG | 21kV |  | 34.5522
PriUG_CircMiles.xlsx | 082952108 | EDENVALE 2108 | UG | 21kV |  | 30.0104
PriUG_CircMiles.xlsx | 082952109 | EDENVALE 2109 | UG |  |  | 0.034921
PriUG_CircMiles.xlsx | 082952109 | EDENVALE 2109 | UG | 21kV |  | 39.8914
PriUG_CircMiles.xlsx | 082952110 | EDENVALE 2110 | UG | 21kV |  | 4.2604
PriUG_CircMiles.xlsx | 082952111 | EDENVALE 2111 | UG | 21kV |  | 21.3358
PriUG_CircMiles.xlsx | 082952112 | EDENVALE 2112 | UG | 21kV |  | 9.9278
PriUG_CircMiles.xlsx | 082952113 | EDENVALE 2113 | UG | 21kV |  | 30.5357
PriUG_CircMiles.xlsx | 082991101 | LOCKHEED NO 1 1101 | UG | 12kV |  | 0.038992
PriUG_CircMiles.xlsx | 082991102 | LOCKHEED NO 1 1102 | UG | 12kV |  | 0.033733
PriUG_CircMiles.xlsx | 082991103 | LOCKHEED NO 1 1103 | UG | 12kV |  | 0.03025
PriUG_CircMiles.xlsx | 082991104 | LOCKHEED NO 1 1104 | UG | 12kV |  | 0.029025
PriUG_CircMiles.xlsx | 082991105 | LOCKHEED NO 1 1105 | UG | 12kV |  | 3.1628
PriUG_CircMiles.xlsx | 082991106 | LOCKHEED NO 1 1106 | UG | 12kV |  | 0.02697
PriUG_CircMiles.xlsx | 082991107 | LOCKHEED NO 1 1107 | UG | 12kV |  | 2.1575
PriUG_CircMiles.xlsx | 082991108 | LOCKHEED NO 1 1108 | UG | 12kV |  | 0.21705
PriUG_CircMiles.xlsx | 082991109 | LOCKHEED NO 1 1109 | UG | 12kV |  | 0.031642
PriUG_CircMiles.xlsx | 082991110 | LOCKHEED NO 1 1110 | UG | 12kV |  | 0.84137
PriUG_CircMiles.xlsx | 083001103 | LOCKHEED NO 2 1103 | UG | 12kV |  | 1.8213
PriUG_CircMiles.xlsx | 083001106 | LOCKHEED NO 2 1106 | UG | 12kV |  | 3.4051
PriUG_CircMiles.xlsx | 083001107 | LOCKHEED NO 2 1107 | UG | 12kV |  | 3.5508
PriUG_CircMiles.xlsx | 083001108 | LOCKHEED NO 2 1108 | UG | 12kV |  | 5.344
PriUG_CircMiles.xlsx | 083010401 | ARANA 0401 | UG | 4.16kV |  | 0.62787
PriUG_CircMiles.xlsx | 083010402 | ARANA 0402 | UG | 4.16kV |  | 1.1111
PriUG_CircMiles.xlsx | 083040401 | BEN LOMOND 0401 | UG | 4.16kV |  | 0.5498
PriUG_CircMiles.xlsx | 083041101 | BEN LOMOND 1101 | UG | 12kV |  | 0.34059
PriUG_CircMiles.xlsx | 083050402 | BIG TREES 0402 | UG | 4.16kV |  | 0.1081
PriUG_CircMiles.xlsx | 083110401 | CASSERLY 0401 | UG | 4.16kV |  | 0.014677
PriUG_CircMiles.xlsx | 083140401 | FELTON 0401 | UG | 4.16kV |  | 0.65993
PriUG_CircMiles.xlsx | 083182101 | LLAGAS 2101 | UG | 21kV |  | 20.632
PriUG_CircMiles.xlsx | 083182102 | LLAGAS 2102 | UG | 21kV |  | 17.6444
PriUG_CircMiles.xlsx | 083182103 | LLAGAS 2103 | UG | 4.16kV |  | 0.0077158
PriUG_CircMiles.xlsx | 083182103 | LLAGAS 2103 | UG | 21kV |  | 45.4855
PriUG_CircMiles.xlsx | 083182104 | LLAGAS 2104 | UG | 4.16kV |  | 0.0057241
PriUG_CircMiles.xlsx | 083182104 | LLAGAS 2104 | UG | 21kV |  | 2.0683
PriUG_CircMiles.xlsx | 083182105 | LLAGAS 2105 | UG | 21kV |  | 31.5185
PriUG_CircMiles.xlsx | 083182106 | LLAGAS 2106 | UG | 21kV |  | 14.1559
PriUG_CircMiles.xlsx | 083182107 | LLAGAS 2107 | UG | 21kV |  | 42.6079
PriUG_CircMiles.xlsx | 083192101 | GREEN VALLEY 2101 | UG | 21kV |  | 10.4476
PriUG_CircMiles.xlsx | 083192102 | GREEN VALLEY 2102 | UG | 12kV |  | 0.14118
PriUG_CircMiles.xlsx | 083192102 | GREEN VALLEY 2102 | UG | 21kV |  | 17.4237
PriUG_CircMiles.xlsx | 083192103 | GREEN VALLEY 2103 | UG | 12kV |  | 3.1441
PriUG_CircMiles.xlsx | 083192103 | GREEN VALLEY 2103 | UG | 21kV |  | 16.9316
PriUG_CircMiles.xlsx | 083192104 | GREEN VALLEY 2104 | UG | 4.16kV |  | 4.7528
PriUG_CircMiles.xlsx | 083192104 | GREEN VALLEY 2104 | UG | 21kV |  | 8.1627
PriUG_CircMiles.xlsx | 083230401 | CLIFF DRIVE 0401 | UG | 4.16kV |  | 2.8138
PriUG_CircMiles.xlsx | 083230402 | CLIFF DRIVE 0402 | UG | 4.16kV |  | 2.0692
PriUG_CircMiles.xlsx | 083242104 | MORGAN HILL 2104 | UG | 21kV |  | 42.5333
PriUG_CircMiles.xlsx | 083242105 | MORGAN HILL 2105 | UG | 4.16kV |  | 0.65139
PriUG_CircMiles.xlsx | 083242105 | MORGAN HILL 2105 | UG | 21kV |  | 38.7028
PriUG_CircMiles.xlsx | 083242106 | MORGAN HILL 2106 | UG | 21kV |  | 20.6017
PriUG_CircMiles.xlsx | 083242108 | MORGAN HILL 2108 | UG |  |  | 0.015152
PriUG_CircMiles.xlsx | 083242108 | MORGAN HILL 2108 | UG | 12kV |  | 0.72375
PriUG_CircMiles.xlsx | 083242108 | MORGAN HILL 2108 | UG | 21kV |  | 22.1842
PriUG_CircMiles.xlsx | 083242109 | MORGAN HILL 2109 | UG | 21kV |  | 40.0029
PriUG_CircMiles.xlsx | 083242110 | MORGAN HILL 2110 | UG | 4.16kV |  | 0.61514
PriUG_CircMiles.xlsx | 083242110 | MORGAN HILL 2110 | UG | 21kV |  | 17.1923
PriUG_CircMiles.xlsx | 083242111 | MORGAN HILL 2111 | UG |  |  | 0.27141
PriUG_CircMiles.xlsx | 083242111 | MORGAN HILL 2111 | UG | 12kV |  | 6.1699
PriUG_CircMiles.xlsx | 083242111 | MORGAN HILL 2111 | UG | 21kV |  | 26.9961
PriUG_CircMiles.xlsx | 083252101 | PAUL SWEET 2101 | UG | 4.16kV |  | 1.1553
PriUG_CircMiles.xlsx | 083252101 | PAUL SWEET 2101 | UG | 21kV |  | 2.6557
PriUG_CircMiles.xlsx | 083252102 | PAUL SWEET 2102 | UG | 4.16kV |  | 0.0087883
PriUG_CircMiles.xlsx | 083252102 | PAUL SWEET 2102 | UG | 21kV |  | 10.4299
PriUG_CircMiles.xlsx | 083252103 | PAUL SWEET 2103 | UG | 4.16kV |  | 1.177
PriUG_CircMiles.xlsx | 083252103 | PAUL SWEET 2103 | UG | 21kV |  | 8.4908
PriUG_CircMiles.xlsx | 083252104 | PAUL SWEET 2104 | UG | 4.16kV |  | 2.2384
PriUG_CircMiles.xlsx | 083252104 | PAUL SWEET 2104 | UG | 21kV |  | 15.8374
PriUG_CircMiles.xlsx | 083252105 | PAUL SWEET 2105 | UG | 21kV |  | 1.528
PriUG_CircMiles.xlsx | 083252106 | PAUL SWEET 2106 | UG | 21kV |  | 3.033
PriUG_CircMiles.xlsx | 083252107 | PAUL SWEET 2107 | UG | 21kV |  | 18.0795
PriUG_CircMiles.xlsx | 083252108 | PAUL SWEET 2108 | UG | 21kV |  | 8.0907
PriUG_CircMiles.xlsx | 083252109 | PAUL SWEET 2109 | UG | 4.16kV |  | 1.8443
PriUG_CircMiles.xlsx | 083252109 | PAUL SWEET 2109 | UG | 21kV |  | 17.8971
PriUG_CircMiles.xlsx | 083260401 | RIO DEL MAR 0401 | UG | 4.16kV |  | 0.28135
PriUG_CircMiles.xlsx | 083300402 | SOQUEL 0402 | UG | 4.16kV |  | 0.27524
PriUG_CircMiles.xlsx | 083330411 | WATSONVILLE 0411 | UG | 4.16kV |  | 0.91182
PriUG_CircMiles.xlsx | 083330413 | WATSONVILLE 0413 | UG | 4.16kV |  | 0.065097
PriUG_CircMiles.xlsx | 083330414 | WATSONVILLE 0414 | UG | 4.16kV |  | 0.067156
PriUG_CircMiles.xlsx | 083332101 | WATSONVILLE 2101 | UG | 21kV |  | 8.9125
PriUG_CircMiles.xlsx | 083371103 | SARATOGA 1103 | UG | 12kV |  | 7.9205
PriUG_CircMiles.xlsx | 083371104 | SARATOGA 1104 | UG | 12kV |  | 11.4056
PriUG_CircMiles.xlsx | 083371105 | SARATOGA 1105 | UG | 12kV |  | 13.1457
PriUG_CircMiles.xlsx | 083371106 | SARATOGA 1106 | UG | 12kV |  | 8.5133
PriUG_CircMiles.xlsx | 083371107 | SARATOGA 1107 | UG | 12kV |  | 13.4382
PriUG_CircMiles.xlsx | 083371108 | SARATOGA 1108 | UG | 12kV |  | 5.8852
PriUG_CircMiles.xlsx | 083371109 | SARATOGA 1109 | UG | 12kV |  | 4.9895
PriUG_CircMiles.xlsx | 083371110 | SARATOGA 1110 | UG | 12kV |  | 3.613
PriUG_CircMiles.xlsx | 083371111 | SARATOGA 1111 | UG | 12kV |  | 8.181
PriUG_CircMiles.xlsx | 083371112 | SARATOGA 1112 | UG | 12kV |  | 5.4267
PriUG_CircMiles.xlsx | 083371113 | SARATOGA 1113 | UG | 12kV |  | 8.0508
PriUG_CircMiles.xlsx | 083371114 | SARATOGA 1114 | UG | 12kV |  | 10.4748
PriUG_CircMiles.xlsx | 083371115 | SARATOGA 1115 | UG | 12kV |  | 16.262
PriUG_CircMiles.xlsx | 083392102 | SWIFT 2102 | UG | 21kV |  | 36.1371
PriUG_CircMiles.xlsx | 083392106 | SWIFT 2106 | UG | 21kV |  | 18.0995
PriUG_CircMiles.xlsx | 083392107 | SWIFT 2107 | UG | 21kV |  | 35.0519
PriUG_CircMiles.xlsx | 083392108 | SWIFT 2108 | UG | 21kV |  | 52.4419
PriUG_CircMiles.xlsx | 083392109 | SWIFT 2109 | UG | 21kV |  | 39.3936
PriUG_CircMiles.xlsx | 083392110 | SWIFT 2110 | UG | 12kV |  | 16.5901
PriUG_CircMiles.xlsx | 083392110 | SWIFT 2110 | UG | 21kV |  | 6.8953
PriUG_CircMiles.xlsx | 083392111 | SWIFT 2111 | UG | 21kV |  | 24.5846
PriUG_CircMiles.xlsx | 083421102 | LAWRENCE 1102 | UG | 12kV |  | 3.5499
PriUG_CircMiles.xlsx | 083421103 | LAWRENCE 1103 | UG | 12kV |  | 7.2347
PriUG_CircMiles.xlsx | 083421104 | LAWRENCE 1104 | UG | 12kV |  | 5.9998
PriUG_CircMiles.xlsx | 083421105 | LAWRENCE 1105 | UG | 12kV |  | 6.6968
PriUG_CircMiles.xlsx | 083421106 | LAWRENCE 1106 | UG | 12kV |  | 7.7907
PriUG_CircMiles.xlsx | 083421107 | LAWRENCE 1107 | UG | 12kV |  | 2.499
PriUG_CircMiles.xlsx | 083421108 | LAWRENCE 1108 | UG | 12kV |  | 3.5216
PriUG_CircMiles.xlsx | 083421109 | LAWRENCE 1109 | UG | 12kV |  | 2.4948
PriUG_CircMiles.xlsx | 083421110 | LAWRENCE 1110 | UG | 12kV |  | 5.064
PriUG_CircMiles.xlsx | 083421111 | LAWRENCE 1111 | UG | 12kV |  | 9.0698
PriUG_CircMiles.xlsx | 083421112 | LAWRENCE 1112 | UG | 12kV |  | 8.8565
PriUG_CircMiles.xlsx | 083421113 | LAWRENCE 1113 | UG | 12kV |  | 4.6803
PriUG_CircMiles.xlsx | 083431108 | HICKS 1108 | UG | 12kV |  | 7.6428
PriUG_CircMiles.xlsx | 083431109 | HICKS 1109 | UG | 12kV |  | 7.4955
PriUG_CircMiles.xlsx | 083431110 | HICKS 1110 | UG | 12kV |  | 14.1545
PriUG_CircMiles.xlsx | 083431111 | HICKS 1111 | UG | 12kV |  | 3.4532
PriUG_CircMiles.xlsx | 083431112 | HICKS 1112 | UG | 12kV |  | 0.41273
PriUG_CircMiles.xlsx | 083431113 | HICKS 1113 | UG | 12kV |  | 4.8762
PriUG_CircMiles.xlsx | 083431114 | HICKS 1114 | UG | 12kV |  | 6.2446
PriUG_CircMiles.xlsx | 083431115 | HICKS 1115 | UG | 12kV |  | 4.3056
PriUG_CircMiles.xlsx | 083431116 | HICKS 1116 | UG | 12kV |  | 9.2583
PriUG_CircMiles.xlsx | 083431117 | HICKS 1117 | UG | 12kV |  | 0.004666
PriUG_CircMiles.xlsx | 083432101 | HICKS 2101 | UG | 12kV |  | 2.3661
PriUG_CircMiles.xlsx | 083432101 | HICKS 2101 | UG | 21kV |  | 45.5636
PriUG_CircMiles.xlsx | 083432102 | HICKS 2102 | UG | 21kV |  | 10.1298
PriUG_CircMiles.xlsx | 083432103 | HICKS 2103 | UG | 12kV |  | 7.8058
PriUG_CircMiles.xlsx | 083432103 | HICKS 2103 | UG | 21kV |  | 20.0951
PriUG_CircMiles.xlsx | 083432105 | HICKS 2105 | UG | 21kV |  | 28.9196
PriUG_CircMiles.xlsx | 083432106 | HICKS 2106 | UG | 21kV |  | 0.022506
PriUG_CircMiles.xlsx | 083432111 | HICKS 2111 | UG | 21kV |  | 30.2336
PriUG_CircMiles.xlsx | 083481102 | STELLING 1102 | UG | 12kV |  | 1.9395
PriUG_CircMiles.xlsx | 083481103 | STELLING 1103 | UG | 12kV |  | 5.7111
PriUG_CircMiles.xlsx | 083481104 | STELLING 1104 | UG | 12kV |  | 6.5242
PriUG_CircMiles.xlsx | 083481105 | STELLING 1105 | UG | 12kV |  | 3.7233
PriUG_CircMiles.xlsx | 083481106 | STELLING 1106 | UG | 12kV |  | 0.98228
PriUG_CircMiles.xlsx | 083481107 | STELLING 1107 | UG | 12kV |  | 8.8404
PriUG_CircMiles.xlsx | 083481108 | STELLING 1108 | UG | 12kV |  | 7.1741
PriUG_CircMiles.xlsx | 083481109 | STELLING 1109 | UG | 12kV |  | 15.3511
PriUG_CircMiles.xlsx | 083481110 | STELLING 1110 | UG | 12kV |  | 17.9618
PriUG_CircMiles.xlsx | 083481111 | STELLING 1111 | UG | 12kV |  | 11.347
PriUG_CircMiles.xlsx | 083481112 | STELLING 1112 | UG | 12kV |  | 0.66849
PriUG_CircMiles.xlsx | 083481113 | STELLING 1113 | UG | 12kV |  | 5.6852
PriUG_CircMiles.xlsx | 083500401 | SEACLIFF 0401 | UG | 4.16kV |  | 1.9311
PriUG_CircMiles.xlsx | 083500402 | SEACLIFF 0402 | UG | 4.16kV |  | 1.2691
PriUG_CircMiles.xlsx | 083510403 | ERTA 0403 | UG | 4.16kV |  | 0.97016
PriUG_CircMiles.xlsx | 083510404 | ERTA 0404 | UG | 4.16kV |  | 0.87108
PriUG_CircMiles.xlsx | 083531103 | MC KEE 1103 | UG | 12kV |  | 6.1058
PriUG_CircMiles.xlsx | 083531104 | MC KEE 1104 | UG | 12kV |  | 12.5488
PriUG_CircMiles.xlsx | 083531105 | MC KEE 1105 | UG | 12kV |  | 12.6185
PriUG_CircMiles.xlsx | 083531106 | MC KEE 1106 | UG | 12kV |  | 10.8939
PriUG_CircMiles.xlsx | 083531107 | MC KEE 1107 | UG | 12kV |  | 7.3858
PriUG_CircMiles.xlsx | 083531108 | MC KEE 1108 | UG | 12kV |  | 22.8681
PriUG_CircMiles.xlsx | 083531109 | MC KEE 1109 | UG | 12kV |  | 7.8958
PriUG_CircMiles.xlsx | 083531110 | MC KEE 1110 | UG | 12kV |  | 32.8892
PriUG_CircMiles.xlsx | 083531111 | MC KEE 1111 | UG | 12kV |  | 9.9713
PriUG_CircMiles.xlsx | 083531112 | MC KEE 1112 | UG | 12kV |  | 10.9184
PriUG_CircMiles.xlsx | 083611104 | BRITTON 1104 | UG | 12kV |  | 7.9636
PriUG_CircMiles.xlsx | 083611105 | BRITTON 1105 | UG | 12kV |  | 7.6219
PriUG_CircMiles.xlsx | 083611106 | BRITTON 1106 | UG | 12kV |  | 13.8005
PriUG_CircMiles.xlsx | 083611107 | BRITTON 1107 | UG | 12kV |  | 9.9015
PriUG_CircMiles.xlsx | 083611108 | BRITTON 1108 | UG | 12kV |  | 6.6162
PriUG_CircMiles.xlsx | 083611109 | BRITTON 1109 | UG | 12kV |  | 6.9219
PriUG_CircMiles.xlsx | 083611110 | BRITTON 1110 | UG | 12kV |  | 13.1368
PriUG_CircMiles.xlsx | 083611111 | BRITTON 1111 | UG | 12kV |  | 8.1687
PriUG_CircMiles.xlsx | 083611112 | BRITTON 1112 | UG | 12kV |  | 6.833
PriUG_CircMiles.xlsx | 083611113 | BRITTON 1113 | UG | 12kV |  | 7.8525
PriUG_CircMiles.xlsx | 083611114 | BRITTON 1114 | UG | 12kV |  | 8.0593
PriUG_CircMiles.xlsx | 083611115 | BRITTON 1115 | UG | 12kV |  | 6.0433
PriUG_CircMiles.xlsx | 083622103 | CAMP EVERS 2103 | UG | 21kV |  | 9.3029
PriUG_CircMiles.xlsx | 083622104 | CAMP EVERS 2104 | UG | 21kV |  | 18.2548
PriUG_CircMiles.xlsx | 083622105 | CAMP EVERS 2105 | UG | 4.16kV |  | 0.013098
PriUG_CircMiles.xlsx | 083622105 | CAMP EVERS 2105 | UG | 21kV |  | 3.3879
PriUG_CircMiles.xlsx | 083622106 | CAMP EVERS 2106 | UG | 4.16kV |  | 0.003281
PriUG_CircMiles.xlsx | 083622106 | CAMP EVERS 2106 | UG | 12kV |  | 2.7262
PriUG_CircMiles.xlsx | 083622106 | CAMP EVERS 2106 | UG | 21kV |  | 16.8428
PriUG_CircMiles.xlsx | 083631101 | WHISMAN 1101 | UG | 12kV |  | 3.5816
PriUG_CircMiles.xlsx | 083631102 | WHISMAN 1102 | UG | 12kV |  | 3.6642
PriUG_CircMiles.xlsx | 083631103 | WHISMAN 1103 | UG | 12kV |  | 2.2237
PriUG_CircMiles.xlsx | 083631104 | WHISMAN 1104 | UG | 12kV |  | 5.8713
PriUG_CircMiles.xlsx | 083631105 | WHISMAN 1105 | UG | 12kV |  | 7.3307
PriUG_CircMiles.xlsx | 083631106 | WHISMAN 1106 | UG | 12kV |  | 4.5281
PriUG_CircMiles.xlsx | 083631107 | WHISMAN 1107 | UG | 12kV |  | 0.95007
PriUG_CircMiles.xlsx | 083631108 | WHISMAN 1108 | UG | 12kV |  | 7.5727
PriUG_CircMiles.xlsx | 083631109 | WHISMAN 1109 | UG | 12kV |  | 4.4807
PriUG_CircMiles.xlsx | 083631110 | WHISMAN 1110 | UG | 12kV |  | 5.8224
PriUG_CircMiles.xlsx | 083631111 | WHISMAN 1111 | UG | 12kV |  | 4.8698
PriUG_CircMiles.xlsx | 083631112 | WHISMAN 1112 | UG | 12kV |  | 3.3042
PriUG_CircMiles.xlsx | 083671103 | WOLFE 1103 | UG | 12kV |  | 1.2
PriUG_CircMiles.xlsx | 083671104 | WOLFE 1104 | UG | 12kV |  | 5.6085
PriUG_CircMiles.xlsx | 083671105 | WOLFE 1105 | UG | 12kV |  | 7.3144
PriUG_CircMiles.xlsx | 083671106 | WOLFE 1106 | UG | 12kV |  | 6.1883
PriUG_CircMiles.xlsx | 083671107 | WOLFE 1107 | UG | 12kV |  | 4.7593
PriUG_CircMiles.xlsx | 083671108 | WOLFE 1108 | UG | 12kV |  | 1.4291
PriUG_CircMiles.xlsx | 083671109 | WOLFE 1109 | UG | 12kV |  | 8.6394
PriUG_CircMiles.xlsx | 083671110 | WOLFE 1110 | UG | 12kV |  | 10.2395
PriUG_CircMiles.xlsx | 083671113 | WOLFE 1113 | UG | 12kV |  | 9.3414
PriUG_CircMiles.xlsx | 083671114 | WOLFE 1114 | UG | 12kV |  | 18.4327
PriUG_CircMiles.xlsx | 083692104 | ROB ROY 2104 | UG | 21kV |  | 18.7361
PriUG_CircMiles.xlsx | 083692105 | ROB ROY 2105 | UG | 4.16kV |  | 0.0054692
PriUG_CircMiles.xlsx | 083692105 | ROB ROY 2105 | UG | 21kV |  | 30.0743
PriUG_CircMiles.xlsx | 083701101 | STONE 1101 | UG | 12kV |  | 4.7006
PriUG_CircMiles.xlsx | 083701104 | STONE 1104 | UG | 12kV |  | 7.8855
PriUG_CircMiles.xlsx | 083701105 | STONE 1105 | UG | 12kV |  | 2.9221
PriUG_CircMiles.xlsx | 083701106 | STONE 1106 | UG | 12kV |  | 0.01314
PriUG_CircMiles.xlsx | 083701107 | STONE 1107 | UG | 4.16kV |  | 0.6999
PriUG_CircMiles.xlsx | 083701107 | STONE 1107 | UG | 12kV |  | 4.5419
PriUG_CircMiles.xlsx | 083701108 | STONE 1108 | UG | 12kV |  | 8.4425
PriUG_CircMiles.xlsx | 083701109 | STONE 1109 | UG | 12kV |  | 9.0052
PriUG_CircMiles.xlsx | 083701110 | STONE 1110 | UG | 12kV |  | 7.008
PriUG_CircMiles.xlsx | 083750401 | ROLAND 0401 | UG | 4.16kV |  | 0.022354
PriUG_CircMiles.xlsx | 083750402 | ROLAND 0402 | UG | 4.16kV |  | 0.90745
PriUG_CircMiles.xlsx | 083771101 | VASONA 1101 | UG | 12kV |  | 10.772
PriUG_CircMiles.xlsx | 083771102 | VASONA 1102 | UG | 12kV |  | 9.601
PriUG_CircMiles.xlsx | 083771103 | VASONA 1103 | UG | 12kV |  | 12.4987
PriUG_CircMiles.xlsx | 083771104 | VASONA 1104 | UG | 12kV |  | 5.4268
PriUG_CircMiles.xlsx | 083771105 | VASONA 1105 | UG | 12kV |  | 7.3149
PriUG_CircMiles.xlsx | 083771106 | VASONA 1106 | UG | 12kV |  | 1.0217
PriUG_CircMiles.xlsx | 083771108 | VASONA 1108 | UG | 12kV |  | 3.5851
PriUG_CircMiles.xlsx | 083791101 | SIGNETICS 1101 | UG | 12kV |  | 0.023147
PriUG_CircMiles.xlsx | 083801101 | TRIMBLE 1101 | UG | 12kV |  | 5.2529
PriUG_CircMiles.xlsx | 083801103 | TRIMBLE 1103 | UG | 12kV |  | 8.7348
PriUG_CircMiles.xlsx | 083801104 | TRIMBLE 1104 | UG | 12kV |  | 4.2281
PriUG_CircMiles.xlsx | 083801105 | TRIMBLE 1105 | UG |  |  | 0.025323
PriUG_CircMiles.xlsx | 083801105 | TRIMBLE 1105 | UG | 12kV |  | 8.7681
PriUG_CircMiles.xlsx | 083801106 | TRIMBLE 1106 | UG | 12kV |  | 6.9412
PriUG_CircMiles.xlsx | 083801107 | TRIMBLE 1107 | UG | 12kV |  | 10.944
PriUG_CircMiles.xlsx | 083801108 | TRIMBLE 1108 | UG | 12kV |  | 0.019379
PriUG_CircMiles.xlsx | 083801109 | TRIMBLE 1109 | UG | 12kV |  | 4.3175
PriUG_CircMiles.xlsx | 083801110 | TRIMBLE 1110 | UG | 12kV |  | 4.4844
PriUG_CircMiles.xlsx | 083801111 | TRIMBLE 1111 | UG | 12kV |  | 5.2143
PriUG_CircMiles.xlsx | 083802114 | TRIMBLE 2114 | UG | 12kV |  | 1.6774
PriUG_CircMiles.xlsx | 083802114 | TRIMBLE 2114 | UG | 21kV |  | 9.0291
PriUG_CircMiles.xlsx | 083802115 | TRIMBLE 2115 | UG | 21kV |  | 10.2132
PriUG_CircMiles.xlsx | 083802116 | TRIMBLE 2116 | UG | 12kV |  | 2.6156
PriUG_CircMiles.xlsx | 083802116 | TRIMBLE 2116 | UG | 21kV |  | 11.7291
PriUG_CircMiles.xlsx | 083802117 | TRIMBLE 2117 | UG | 21kV |  | 6.2604
PriUG_CircMiles.xlsx | 083802118 | TRIMBLE 2118 | UG | 21kV |  | 14.027
PriUG_CircMiles.xlsx | 083802119 | TRIMBLE 2119 | UG | 21kV |  | 5.3593
PriUG_CircMiles.xlsx | 083851101 | SPANSION 1101 | UG | 12kV |  | 0.018562
PriUG_CircMiles.xlsx | 083871101 | FMC 1101 | UG | 12kV |  | 4.3588
PriUG_CircMiles.xlsx | 083871109 | FMC 1109 | UG | 12kV |  | 7.1668
PriUG_CircMiles.xlsx | 083871110 | FMC 1110 | UG | 12kV |  | 6.6025
PriUG_CircMiles.xlsx | 083871111 | FMC 1111 | UG | 12kV |  | 4.6529
PriUG_CircMiles.xlsx | 083892101 | MONTAGUE 2101 | UG | 21kV |  | 7.3537
PriUG_CircMiles.xlsx | 083892102 | MONTAGUE 2102 | UG | 21kV |  | 11.3958
PriUG_CircMiles.xlsx | 083892103 | MONTAGUE 2103 | UG |  |  | 0.012308
PriUG_CircMiles.xlsx | 083892103 | MONTAGUE 2103 | UG | 21kV |  | 4.9197
PriUG_CircMiles.xlsx | 083892104 | MONTAGUE 2104 | UG | 21kV |  | 19.7333
PriUG_CircMiles.xlsx | 083892105 | MONTAGUE 2105 | UG | 21kV |  | 7.8805
PriUG_CircMiles.xlsx | 083892106 | MONTAGUE 2106 | UG | 21kV |  | 9.6826
PriUG_CircMiles.xlsx | 083892107 | MONTAGUE 2107 | UG | 21kV |  | 7.516
PriUG_CircMiles.xlsx | 083892108 | MONTAGUE 2108 | UG | 21kV |  | 9.1464
PriUG_CircMiles.xlsx | 083892109 | MONTAGUE 2109 | UG | 21kV |  | 8.4507
PriUG_CircMiles.xlsx | 083901101 | AMES 1101 | UG | 12kV |  | 5.8212
PriUG_CircMiles.xlsx | 083901102 | AMES 1102 | UG | 12kV |  | 5.7383
PriUG_CircMiles.xlsx | 083912109 | PIERCY 2109 | UG | 21kV |  | 17.8241
PriUG_CircMiles.xlsx | 083912110 | PIERCY 2110 | UG | 21kV |  | 39.9588
PriUG_CircMiles.xlsx | 083912111 | PIERCY 2111 | UG | 21kV |  | 15.8043
PriUG_CircMiles.xlsx | 101321101 | PIT NO 5 1101 | UG | 12kV |  | 3.9717
PriUG_CircMiles.xlsx | 102041101 | NOTRE DAME 1101 | UG | 12kV |  | 6.2686
PriUG_CircMiles.xlsx | 102041102 | NOTRE DAME 1102 | UG | 12kV |  | 11.6828
PriUG_CircMiles.xlsx | 102041103 | NOTRE DAME 1103 | UG | 12kV |  | 27.3184
PriUG_CircMiles.xlsx | 102041104 | NOTRE DAME 1104 | UG |  |  | 0.088741
PriUG_CircMiles.xlsx | 102041104 | NOTRE DAME 1104 | UG | 12kV |  | 18.7633
PriUG_CircMiles.xlsx | 102050401 | CHICO A 0401 | UG | 4.16kV |  | 0.046587
PriUG_CircMiles.xlsx | 102050402 | CHICO A 0402 | UG | 4.16kV |  | 0.14166
PriUG_CircMiles.xlsx | 102051101 | CHICO A 1101 | UG | 12kV |  | 0.51139
PriUG_CircMiles.xlsx | 102051102 | CHICO A 1102 | UG | 4.16kV |  | 1.3865
PriUG_CircMiles.xlsx | 102051102 | CHICO A 1102 | UG | 12kV |  | 6.1648
PriUG_CircMiles.xlsx | 102051103 | CHICO A 1103 | UG | 12kV |  | 1.8722
PriUG_CircMiles.xlsx | 102111101 | CAPAY 1101 | UG | 12kV |  | 0.010484
PriUG_CircMiles.xlsx | 102111102 | CAPAY 1102 | UG | 12kV |  | 0.85341
PriUG_CircMiles.xlsx | 102121101 | HAMILTON A 1101 | UG | 12kV |  | 0.85073
PriUG_CircMiles.xlsx | 102121102 | HAMILTON A 1102 | UG | 12kV |  | 1.308
PriUG_CircMiles.xlsx | 102171101 | ESQUON 1101 | UG | 12kV |  | 0.66063
PriUG_CircMiles.xlsx | 102171102 | ESQUON 1102 | UG | 12kV |  | 0.80779
PriUG_CircMiles.xlsx | 102171103 | ESQUON 1103 | UG | 12kV |  | 0.037397
PriUG_CircMiles.xlsx | 102211102 | BUCKS CREEK 1102 | UG | 12kV |  | 0.010851
PriUG_CircMiles.xlsx | 102211102 | BUCKS CREEK 1102 | UG | 21kV |  | 0.011177
PriUG_CircMiles.xlsx | 102211103 | BUCKS CREEK 1103 | UG | 12kV |  | 12.7881
PriUG_CircMiles.xlsx | 102251101 | CRESTA 1101 | UG | 12kV |  | 2.585
PriUG_CircMiles.xlsx | 102361101 | HAMILTON BRANCH 1101 | UG | 12kV |  | 25.9505
PriUG_CircMiles.xlsx | 102491101 | CHICO B 1101 | UG | 12kV |  | 7.7518
PriUG_CircMiles.xlsx | 102491102 | CHICO B 1102 | UG | 12kV |  | 0.45349
PriUG_CircMiles.xlsx | 102491103 | CHICO B 1103 | UG | 12kV |  | 8.6445
PriUG_CircMiles.xlsx | 102491105 | CHICO B 1105 | UG | 12kV |  | 3.1529
PriUG_CircMiles.xlsx | 102491106 | CHICO B 1106 | UG | 12kV |  | 2.7694
PriUG_CircMiles.xlsx | 102520402 | OROVILLE 0402 | UG | 4.16kV |  | 0.96094
PriUG_CircMiles.xlsx | 102520403 | OROVILLE 0403 | UG | 4.16kV |  | 0.087598
PriUG_CircMiles.xlsx | 102521101 | OROVILLE 1101 | UG | 12kV |  | 8.1451
PriUG_CircMiles.xlsx | 102521102 | OROVILLE 1102 | UG | 12kV |  | 1.9043
PriUG_CircMiles.xlsx | 102521103 | OROVILLE 1103 | UG | 12kV |  | 0.98924
PriUG_CircMiles.xlsx | 102521104 | OROVILLE 1104 | UG | 12kV |  | 3.9042
PriUG_CircMiles.xlsx | 102530401 | GRAYS FLAT 0401 | UG | 4.16kV |  | 0.16871
PriUG_CircMiles.xlsx | 102541101 | VOLTA 1101 | UG | 12kV |  | 16.2293
PriUG_CircMiles.xlsx | 102541102 | VOLTA 1102 | UG | 12kV |  | 27.5347
PriUG_CircMiles.xlsx | 102551101 | EAST QUINCY 1101 | UG | 12kV |  | 5.6753
PriUG_CircMiles.xlsx | 102601101 | GLENN 1101 | UG | 12kV |  | 6.3698
PriUG_CircMiles.xlsx | 102650401 | CHICO C 0401 | UG | 4.16kV |  | 0.0078519
PriUG_CircMiles.xlsx | 102701101 | ORLAND B 1101 | UG | 12kV |  | 4.1679
PriUG_CircMiles.xlsx | 102701102 | ORLAND B 1102 | UG | 12kV |  | 3.7126
PriUG_CircMiles.xlsx | 102701103 | ORLAND B 1103 | UG | 4.16kV |  | 0.0048577
PriUG_CircMiles.xlsx | 102701103 | ORLAND B 1103 | UG | 12kV |  | 4.5595
PriUG_CircMiles.xlsx | 102741101 | WILLOWS A 1101 | UG | 12kV |  | 6.184
PriUG_CircMiles.xlsx | 102741103 | WILLOWS A 1103 | UG | 12kV |  | 5.0404
PriUG_CircMiles.xlsx | 102741104 | WILLOWS A 1104 | UG | 12kV |  | 0.6992
PriUG_CircMiles.xlsx | 102781101 | ELK CREEK 1101 | UG | 12kV |  | 1.7574
PriUG_CircMiles.xlsx | 102781101 | ELK CREEK 1101 | UG | 21kV |  | 0.081253
PriUG_CircMiles.xlsx | 102812101 | BIG MEADOWS 2101 | UG | 4.16kV |  | 0.44536
PriUG_CircMiles.xlsx | 102812101 | BIG MEADOWS 2101 | UG | 12kV |  | 5.0925
PriUG_CircMiles.xlsx | 102812101 | BIG MEADOWS 2101 | UG | 21kV |  | 18.3694
PriUG_CircMiles.xlsx | 102831102 | PARADISE 1102 | UG | 12kV |  | 0.046101
PriUG_CircMiles.xlsx | 102831103 | PARADISE 1103 | UG | 12kV |  | 14.6159
PriUG_CircMiles.xlsx | 102831104 | PARADISE 1104 | UG | 12kV |  | 50.0639
PriUG_CircMiles.xlsx | 102831105 | PARADISE 1105 | UG | 12kV |  | 17.0163
PriUG_CircMiles.xlsx | 102831106 | PARADISE 1106 | UG | 12kV |  | 13.9926
PriUG_CircMiles.xlsx | 102841101 | ANITA 1101 | UG | 12kV |  | 2.9236
PriUG_CircMiles.xlsx | 102841102 | ANITA 1102 | UG | 12kV |  | 0.010316
PriUG_CircMiles.xlsx | 102841105 | ANITA 1105 | UG | 12kV |  | 15.3196
PriUG_CircMiles.xlsx | 102841106 | ANITA 1106 | UG | 12kV |  | 11.1905
PriUG_CircMiles.xlsx | 102851101 | JACINTO 1101 | UG | 12kV |  | 1.2425
PriUG_CircMiles.xlsx | 102851102 | JACINTO 1102 | UG | 12kV |  | 0.25942
PriUG_CircMiles.xlsx | 102911102 | WYANDOTTE 1102 | UG | 12kV |  | 9.9435
PriUG_CircMiles.xlsx | 102911103 | WYANDOTTE 1103 | UG | 12kV |  | 12.7967
PriUG_CircMiles.xlsx | 102911105 | WYANDOTTE 1105 | UG | 12kV |  | 0.092541
PriUG_CircMiles.xlsx | 102911106 | WYANDOTTE 1106 | UG | 12kV |  | 4.0354
PriUG_CircMiles.xlsx | 102911107 | WYANDOTTE 1107 | UG | 12kV |  | 2.1235
PriUG_CircMiles.xlsx | 102911109 | WYANDOTTE 1109 | UG | 12kV |  | 7.4654
PriUG_CircMiles.xlsx | 102911110 | WYANDOTTE 1110 | UG | 12kV |  | 15.8247
PriUG_CircMiles.xlsx | 102931101 | COTTONWOOD 1101 | UG | 12kV |  | 3.3142
PriUG_CircMiles.xlsx | 102931102 | COTTONWOOD 1102 | UG | 12kV |  | 7.884
PriUG_CircMiles.xlsx | 102931103 | COTTONWOOD 1103 | UG | 12kV |  | 13.5008
PriUG_CircMiles.xlsx | 102940401 | DAYTON ROAD 0401 | UG | 4.16kV |  | 0.38401
PriUG_CircMiles.xlsx | 102971101 | SYCAMORE CREEK 1101 | UG | 12kV |  | 16.0288
PriUG_CircMiles.xlsx | 102971102 | SYCAMORE CREEK 1102 | UG | 12kV |  | 10.6452
PriUG_CircMiles.xlsx | 102971103 | SYCAMORE CREEK 1103 | UG | 12kV |  | 9.6872
PriUG_CircMiles.xlsx | 102971104 | SYCAMORE CREEK 1104 | UG | 12kV |  | 3.8566
PriUG_CircMiles.xlsx | 102971105 | SYCAMORE CREEK 1105 | UG | 12kV |  | 4.0389
PriUG_CircMiles.xlsx | 102971107 | SYCAMORE CREEK 1107 | UG | 12kV |  | 12.1036
PriUG_CircMiles.xlsx | 102971109 | SYCAMORE CREEK 1109 | UG | 12kV |  | 25.0211
PriUG_CircMiles.xlsx | 102971110 | SYCAMORE CREEK 1110 | UG | 12kV |  | 13.5257
PriUG_CircMiles.xlsx | 102971111 | SYCAMORE CREEK 1111 | UG | 12kV |  | 14.2901
PriUG_CircMiles.xlsx | 103021101 | GANSNER 1101 | UG | 12kV |  | 6.3441
PriUG_CircMiles.xlsx | 103031101 | ORO FINO 1101 | UG | 12kV |  | 1.3212
PriUG_CircMiles.xlsx | 103031102 | ORO FINO 1102 | UG | 12kV |  | 4.0933
PriUG_CircMiles.xlsx | 103071103 | NORD 1103 | UG | 12kV |  | 12.3648
PriUG_CircMiles.xlsx | 103071104 | NORD 1104 | UG | 12kV |  | 2.4648
PriUG_CircMiles.xlsx | 103071105 | NORD 1105 | UG | 12kV |  | 17.1436
PriUG_CircMiles.xlsx | 103071106 | NORD 1106 | UG | 12kV |  | 9.2937
PriUG_CircMiles.xlsx | 103081103 | BUTTE 1103 | UG | 12kV |  | 8.0384
PriUG_CircMiles.xlsx | 103081104 | BUTTE 1104 | UG | 12kV |  | 7.3896
PriUG_CircMiles.xlsx | 103081105 | BUTTE 1105 | UG | 12kV |  | 11.479
PriUG_CircMiles.xlsx | 103081106 | BUTTE 1106 | UG | 12kV |  | 8.1039
PriUG_CircMiles.xlsx | 103081107 | BUTTE 1107 | UG | 12kV |  | 2.566
PriUG_CircMiles.xlsx | 103091101 | CLARK ROAD 1101 | UG | 12kV |  | 3.7201
PriUG_CircMiles.xlsx | 103091102 | CLARK ROAD 1102 | UG | 12kV |  | 5.3915
PriUG_CircMiles.xlsx | 103132101 | CRESCENT MILLS 2101 | UG | 12kV |  | 4.7555
PriUG_CircMiles.xlsx | 103132101 | CRESCENT MILLS 2101 | UG | 21kV |  | 1.5393
PriUG_CircMiles.xlsx | 103142101 | LOGAN CREEK 2101 | UG | 12kV |  | 2.3373
PriUG_CircMiles.xlsx | 103142101 | LOGAN CREEK 2101 | UG | 21kV |  | 0.23073
PriUG_CircMiles.xlsx | 103142102 | LOGAN CREEK 2102 | UG | 12kV |  | 0.50608
PriUG_CircMiles.xlsx | 103142102 | LOGAN CREEK 2102 | UG | 21kV |  | 1.943
PriUG_CircMiles.xlsx | 103142103 | LOGAN CREEK 2103 | UG | 21kV |  | 0.11982
PriUG_CircMiles.xlsx | 103142199 | LOGAN CREEK 2199 | UG | 21kV |  | 0.26873
PriUG_CircMiles.xlsx | 103181101 | CHESTER 1101 | UG | 12kV |  | 3.2141
PriUG_CircMiles.xlsx | 103181102 | CHESTER 1102 | UG | 12kV |  | 7.3478
PriUG_CircMiles.xlsx | 103181102 | CHESTER 1102 | UG | 21kV |  | 16.315
PriUG_CircMiles.xlsx | 103191101 | BANGOR 1101 | UG | 12kV |  | 2.8483
PriUG_CircMiles.xlsx | 103201101 | CHALLENGE 1101 | UG | 12kV |  | 0.64331
PriUG_CircMiles.xlsx | 103201102 | CHALLENGE 1102 | UG | 12kV |  | 0.79872
PriUG_CircMiles.xlsx | 103211101 | HONCUT 1101 | UG | 12kV |  | 0.80866
PriUG_CircMiles.xlsx | 103211102 | HONCUT 1102 | UG | 12kV |  | 3.0659
PriUG_CircMiles.xlsx | 103221101 | KANAKA 1101 | UG | 12kV |  | 1.9982
PriUG_CircMiles.xlsx | 103241101 | PEACHTON 1101 | UG | 12kV |  | 0.14035
PriUG_CircMiles.xlsx | 103241102 | PEACHTON 1102 | UG | 12kV |  | 0.41015
PriUG_CircMiles.xlsx | 103241103 | PEACHTON 1103 | UG | 12kV |  | 0.34853
PriUG_CircMiles.xlsx | 103251101 | TRES VIAS 1101 | UG | 12kV |  | 3.8012
PriUG_CircMiles.xlsx | 103261101 | ANDERSON 1101 | UG | 12kV |  | 8.0049
PriUG_CircMiles.xlsx | 103261102 | ANDERSON 1102 | UG | 12kV |  | 9.8957
PriUG_CircMiles.xlsx | 103261103 | ANDERSON 1103 | UG | 12kV |  | 3.538
PriUG_CircMiles.xlsx | 103271101 | ANTLER 1101 | UG | 12kV |  | 4.0769
PriUG_CircMiles.xlsx | 103301101 | BOGARD 1101 | UG | 12kV |  | 0.34507
PriUG_CircMiles.xlsx | 103311101 | BURNEY 1101 | UG | 12kV |  | 15.7527
PriUG_CircMiles.xlsx | 103311102 | BURNEY 1102 | UG | 12kV |  | 3.8848
PriUG_CircMiles.xlsx | 103321101 | CEDAR CREEK 1101 | UG | 12kV |  | 1.3626
PriUG_CircMiles.xlsx | 103331101 | CORNING 1101 | UG | 12kV |  | 4.7137
PriUG_CircMiles.xlsx | 103331101 | CORNING 1101 | UG | 21kV |  | 0.247
PriUG_CircMiles.xlsx | 103331102 | CORNING 1102 | UG | 12kV |  | 1.9686
PriUG_CircMiles.xlsx | 103331102 | CORNING 1102 | UG | 21kV |  | 0.2498
PriUG_CircMiles.xlsx | 103331103 | CORNING 1103 | UG | 12kV |  | 4.7638
PriUG_CircMiles.xlsx | 103331104 | CORNING 1104 | UG | 4.16kV |  | 0.051759
PriUG_CircMiles.xlsx | 103331104 | CORNING 1104 | UG | 12kV |  | 5.5452
PriUG_CircMiles.xlsx | 103341101 | DAIRYVILLE 1101 | UG | 12kV |  | 0.39524
PriUG_CircMiles.xlsx | 103351101 | DESCHUTES 1101 | UG | 12kV |  | 2.9028
PriUG_CircMiles.xlsx | 103351101 | DESCHUTES 1101 | UG | 21kV |  | 0.54871
PriUG_CircMiles.xlsx | 103351104 | DESCHUTES 1104 | UG | 12kV |  | 9.6404
PriUG_CircMiles.xlsx | 103381101 | FRENCH GULCH 1101 | UG | 12kV |  | 1.6783
PriUG_CircMiles.xlsx | 103381102 | FRENCH GULCH 1102 | UG | 12kV |  | 0.1062
PriUG_CircMiles.xlsx | 103391101 | GERBER 1101 | UG | 12kV |  | 0.10716
PriUG_CircMiles.xlsx | 103391102 | GERBER 1102 | UG | 12kV |  | 4.1534
PriUG_CircMiles.xlsx | 103401101 | GIRVAN 1101 | UG | 12kV |  | 7.4776
PriUG_CircMiles.xlsx | 103401102 | GIRVAN 1102 | UG | 12kV |  | 9.9895
PriUG_CircMiles.xlsx | 103441101 | JESSUP 1101 | UG | 12kV |  | 7.9339
PriUG_CircMiles.xlsx | 103441102 | JESSUP 1102 | UG | 12kV |  | 4.5555
PriUG_CircMiles.xlsx | 103441103 | JESSUP 1103 | UG | 12kV |  | 5.734
PriUG_CircMiles.xlsx | 103451101 | KESWICK 1101 | UG | 12kV |  | 4.0087
PriUG_CircMiles.xlsx | 103461101 | PANORAMA 1101 | UG | 12kV |  | 1.6329
PriUG_CircMiles.xlsx | 103461102 | PANORAMA 1102 | UG | 12kV |  | 8.1606
PriUG_CircMiles.xlsx | 103481101 | LOS MOLINOS 1101 | UG | 12kV |  | 1.3697
PriUG_CircMiles.xlsx | 103481102 | LOS MOLINOS 1102 | UG | 12kV |  | 2.2341
PriUG_CircMiles.xlsx | 103491101 | MC ARTHUR 1101 | UG | 7.2kV |  | 6.9146
PriUG_CircMiles.xlsx | 103491101 | MC ARTHUR 1101 | UG | 12kV |  | 2.6863
PriUG_CircMiles.xlsx | 103491101 | MC ARTHUR 1101 | UG | 21kV |  | 0.27402
PriUG_CircMiles.xlsx | 103491102 | MC ARTHUR 1102 | UG | 12kV |  | 1.9586
PriUG_CircMiles.xlsx | 103521102 | OREGON TRAIL 1102 | UG | 12kV |  | 6.0866
PriUG_CircMiles.xlsx | 103521103 | OREGON TRAIL 1103 | UG | 12kV |  | 7.8764
PriUG_CircMiles.xlsx | 103521104 | OREGON TRAIL 1104 | UG | 12kV |  | 2.8505
PriUG_CircMiles.xlsx | 103531103 | RAWSON 1103 | UG | 4.16kV |  | 0.018664
PriUG_CircMiles.xlsx | 103531103 | RAWSON 1103 | UG | 12kV |  | 14.0051
PriUG_CircMiles.xlsx | 103541101 | RED BLUFF 1101 | UG | 12kV |  | 2.4303
PriUG_CircMiles.xlsx | 103541102 | RED BLUFF 1102 | UG | 12kV |  | 1.5515
PriUG_CircMiles.xlsx | 103541103 | RED BLUFF 1103 | UG | 12kV |  | 7.7123
PriUG_CircMiles.xlsx | 103541104 | RED BLUFF 1104 | UG | 12kV |  | 5.5335
PriUG_CircMiles.xlsx | 103541105 | RED BLUFF 1105 | UG | 12kV |  | 8.749
PriUG_CircMiles.xlsx | 103551101 | RISING RIVER 1101 | UG | 12kV |  | 1.2948
PriUG_CircMiles.xlsx | 103561101 | STILLWATER 1101 | UG | 12kV |  | 0.79781
PriUG_CircMiles.xlsx | 103561102 | STILLWATER 1102 | UG | 12kV |  | 2.4075
PriUG_CircMiles.xlsx | 103571103 | TYLER 1103 | UG | 12kV |  | 5.5792
PriUG_CircMiles.xlsx | 103571104 | TYLER 1104 | UG | 12kV |  | 1.4609
PriUG_CircMiles.xlsx | 103571105 | TYLER 1105 | UG | 12kV |  | 7.9139
PriUG_CircMiles.xlsx | 103581101 | VINA 1101 | UG | 12kV |  | 0.29824
PriUG_CircMiles.xlsx | 103601101 | WHITMORE 1101 | UG | 12kV |  | 1.0248
PriUG_CircMiles.xlsx | 103611101 | WILDWOOD 1101 | UG | 12kV |  | 0.16865
PriUG_CircMiles.xlsx | 103721101 | PIT NO 1 1101 | UG | 12kV |  | 4.6499
PriUG_CircMiles.xlsx | 103732101 | PIT NO 3 2101 | UG | 12kV |  | 3.7829
PriUG_CircMiles.xlsx | 103732101 | PIT NO 3 2101 | UG | 21kV |  | 0.0096201
PriUG_CircMiles.xlsx | 103751101 | BIG BEND 1101 | UG | 12kV |  | 0.96621
PriUG_CircMiles.xlsx | 103751102 | BIG BEND 1102 | UG | 12kV |  | 0.07022
PriUG_CircMiles.xlsx | 152011102 | MARYSVILLE 1102 | UG | 12kV |  | 2.2662
PriUG_CircMiles.xlsx | 152011103 | MARYSVILLE 1103 | UG | 12kV |  | 1.9923
PriUG_CircMiles.xlsx | 152011104 | MARYSVILLE 1104 | UG | 12kV |  | 0.50408
PriUG_CircMiles.xlsx | 152011105 | MARYSVILLE 1105 | UG | 12kV |  | 5.9998
PriUG_CircMiles.xlsx | 152011106 | MARYSVILLE 1106 | UG | 12kV |  | 4.1044
PriUG_CircMiles.xlsx | 152011107 | MARYSVILLE 1107 | UG | 12kV |  | 5.8011
PriUG_CircMiles.xlsx | 152011108 | MARYSVILLE 1108 | UG | 12kV |  | 5.9587
PriUG_CircMiles.xlsx | 152031101 | GRASS VALLEY 1101 | UG | 12kV |  | 5.2555
PriUG_CircMiles.xlsx | 152031102 | GRASS VALLEY 1102 | UG | 12kV |  | 3.1548
PriUG_CircMiles.xlsx | 152031103 | GRASS VALLEY 1103 | UG | 12kV |  | 5.74
PriUG_CircMiles.xlsx | 152061101 | ROCKLIN 1101 | UG | 12kV |  | 12.1521
PriUG_CircMiles.xlsx | 152061102 | ROCKLIN 1102 | UG | 12kV |  | 10.595
PriUG_CircMiles.xlsx | 152061103 | ROCKLIN 1103 | UG | 12kV |  | 7.3963
PriUG_CircMiles.xlsx | 152061104 | ROCKLIN 1104 | UG | 12kV |  | 3.5218
PriUG_CircMiles.xlsx | 152101101 | ALLEGHANY 1101 | UG | 480V |  | 0.0060456
PriUG_CircMiles.xlsx | 152101101 | ALLEGHANY 1101 | UG | 12kV |  | 1.8123
PriUG_CircMiles.xlsx | 152101102 | ALLEGHANY 1102 | UG | 480V |  | 0.0054879
PriUG_CircMiles.xlsx | 152101102 | ALLEGHANY 1102 | UG | 12kV |  | 0.57185
PriUG_CircMiles.xlsx | 152111101 | BARRY 1101 | UG | 12kV |  | 2.8762
PriUG_CircMiles.xlsx | 152111102 | BARRY 1102 | UG | 12kV |  | 0.28433
PriUG_CircMiles.xlsx | 152111103 | BARRY 1103 | UG | 12kV |  | 0.40201
PriUG_CircMiles.xlsx | 152151101 | EAST NICOLAUS 1101 | UG | 12kV |  | 0.39558
PriUG_CircMiles.xlsx | 152151102 | EAST NICOLAUS 1102 | UG | 12kV |  | 0.87535
PriUG_CircMiles.xlsx | 152151103 | EAST NICOLAUS 1103 | UG | 12kV |  | 0.91301
PriUG_CircMiles.xlsx | 152161101 | AUBURN 1101 | UG | 12kV |  | 1.0724
PriUG_CircMiles.xlsx | 152161102 | AUBURN 1102 | UG | 12kV |  | 3.176
PriUG_CircMiles.xlsx | 152181101 | FORESTHILL 1101 | UG | 12kV |  | 13.4135
PriUG_CircMiles.xlsx | 152181102 | FORESTHILL 1102 | UG | 12kV |  | 4.9655
PriUG_CircMiles.xlsx | 152201101 | PIKE CITY 1101 | UG | 12kV |  | 1.2232
PriUG_CircMiles.xlsx | 152241101 | HALSEY 1101 | UG | 12kV |  | 15.7076
PriUG_CircMiles.xlsx | 152241102 | HALSEY 1102 | UG | 12kV |  | 5.2255
PriUG_CircMiles.xlsx | 152251101 | SPAULDING 1101 | UG | 7.2kV |  | 0.045051
PriUG_CircMiles.xlsx | 152251101 | SPAULDING 1101 | UG | 12kV |  | 1.7002
PriUG_CircMiles.xlsx | 152261103 | DIAMOND SPRINGS 1103 | UG | 12kV |  | 6.3407
PriUG_CircMiles.xlsx | 152261103 | DIAMOND SPRINGS 1103 | UG | 21kV |  | 0.031668
PriUG_CircMiles.xlsx | 152261104 | DIAMOND SPRINGS 1104 | UG | 12kV |  | 4.3623
PriUG_CircMiles.xlsx | 152261105 | DIAMOND SPRINGS 1105 | UG | 12kV |  | 7.4275
PriUG_CircMiles.xlsx | 152261106 | DIAMOND SPRINGS 1106 | UG | 12kV |  | 11.2382
PriUG_CircMiles.xlsx | 152261106 | DIAMOND SPRINGS 1106 | UG | 21kV |  | 0.0082398
PriUG_CircMiles.xlsx | 152261107 | DIAMOND SPRINGS 1107 | UG | 12kV |  | 14.9777
PriUG_CircMiles.xlsx | 152271101 | WISE 1101 | UG | 12kV |  | 10.4871
PriUG_CircMiles.xlsx | 152271102 | WISE 1102 | UG | 12kV |  | 6.9398
PriUG_CircMiles.xlsx | 152282101 | MOUNTAIN QUARRIES 2101 | UG | 21kV |  | 12.8886
PriUG_CircMiles.xlsx | 152291101 | TAMARACK 1101 | UG | 12kV |  | 0.34862
PriUG_CircMiles.xlsx | 152291102 | TAMARACK 1102 | UG | 12kV |  | 0.065957
PriUG_CircMiles.xlsx | 152301101 | BONNIE NOOK 1101 | UG | 12kV |  | 1.2299
PriUG_CircMiles.xlsx | 152301102 | BONNIE NOOK 1102 | UG | 12kV |  | 5.2546
PriUG_CircMiles.xlsx | 152321101 | DRUM 1101 | UG | 12kV |  | 0.57199
PriUG_CircMiles.xlsx | 152331105 | EAST MARYSVILLE 1105 | UG | 12kV |  | 8.1953
PriUG_CircMiles.xlsx | 152331107 | EAST MARYSVILLE 1107 | UG | 12kV |  | 3.9502
PriUG_CircMiles.xlsx | 152331108 | EAST MARYSVILLE 1108 | UG | 12kV |  | 1.5086
PriUG_CircMiles.xlsx | 152431101 | SHADY GLEN 1101 | UG | 12kV |  | 5.1437
PriUG_CircMiles.xlsx | 152431102 | SHADY GLEN 1102 | UG | 12kV |  | 4.5358
PriUG_CircMiles.xlsx | 152442103 | PLEASANT GROVE 2103 | UG | 21kV |  | 35.664
PriUG_CircMiles.xlsx | 152442104 | PLEASANT GROVE 2104 | UG | 12kV |  | 0.014697
PriUG_CircMiles.xlsx | 152442104 | PLEASANT GROVE 2104 | UG | 21kV |  | 41.124
PriUG_CircMiles.xlsx | 152442107 | PLEASANT GROVE 2107 | UG | 21kV |  | 31.4928
PriUG_CircMiles.xlsx | 152442108 | PLEASANT GROVE 2108 | UG | 21kV |  | 50.4804
PriUG_CircMiles.xlsx | 152442109 | PLEASANT GROVE 2109 | UG | 21kV |  | 44.902
PriUG_CircMiles.xlsx | 152442110 | PLEASANT GROVE 2110 | UG | 12kV |  | 11.1406
PriUG_CircMiles.xlsx | 152442110 | PLEASANT GROVE 2110 | UG | 21kV |  | 16.7496
PriUG_CircMiles.xlsx | 152461101 | PLACER 1101 | UG | 12kV |  | 3.454
PriUG_CircMiles.xlsx | 152461102 | PLACER 1102 | UG | 12kV |  | 0.013368
PriUG_CircMiles.xlsx | 152461103 | PLACER 1103 | UG | 12kV |  | 9.7545
PriUG_CircMiles.xlsx | 152461104 | PLACER 1104 | UG | 12kV |  | 9.5585
PriUG_CircMiles.xlsx | 152471101 | COLUMBIA HILL 1101 | UG | 12kV |  | 6.3243
PriUG_CircMiles.xlsx | 152481102 | BRUNSWICK 1102 | UG | 12kV |  | 9.4396
PriUG_CircMiles.xlsx | 152481103 | BRUNSWICK 1103 | UG | 12kV |  | 11.2779
PriUG_CircMiles.xlsx | 152481104 | BRUNSWICK 1104 | UG | 12kV |  | 16.0708
PriUG_CircMiles.xlsx | 152481105 | BRUNSWICK 1105 | UG | 12kV |  | 29.3635
PriUG_CircMiles.xlsx | 152481106 | BRUNSWICK 1106 | UG | 12kV |  | 9.7314
PriUG_CircMiles.xlsx | 152481107 | BRUNSWICK 1107 | UG | 12kV |  | 4.0903
PriUG_CircMiles.xlsx | 152481110 | BRUNSWICK 1110 | UG | 12kV |  | 15.494
PriUG_CircMiles.xlsx | 152491101 | WEIMAR 1101 | UG | 12kV |  | 3.7487
PriUG_CircMiles.xlsx | 152491102 | WEIMAR 1102 | UG | 12kV |  | 1.0665
PriUG_CircMiles.xlsx | 152531101 | FLINT 1101 | UG | 12kV |  | 14.492
PriUG_CircMiles.xlsx | 152561103 | PENRYN 1103 | UG | 12kV |  | 5.3435
PriUG_CircMiles.xlsx | 152561105 | PENRYN 1105 | UG | 12kV |  | 2.8713
PriUG_CircMiles.xlsx | 152561106 | PENRYN 1106 | UG | 12kV |  | 10.4391
PriUG_CircMiles.xlsx | 152561107 | PENRYN 1107 | UG | 12kV |  | 18.0924
PriUG_CircMiles.xlsx | 152571101 | HORSESHOE 1101 | UG | 12kV |  | 14.02
PriUG_CircMiles.xlsx | 152571102 | HORSESHOE 1102 | UG | 12kV |  | 15.1632
PriUG_CircMiles.xlsx | 152571103 | HORSESHOE 1103 | UG | 12kV |  | 20.9467
PriUG_CircMiles.xlsx | 152571104 | HORSESHOE 1104 | UG | 12kV |  | 11.2104
PriUG_CircMiles.xlsx | 152571105 | HORSESHOE 1105 | UG | 12kV |  | 21.3544
PriUG_CircMiles.xlsx | 152571106 | HORSESHOE 1106 | UG | 12kV |  | 20.4392
PriUG_CircMiles.xlsx | 152581103 | DEL MAR 1103 | UG | 12kV |  | 6.4426
PriUG_CircMiles.xlsx | 152581104 | DEL MAR 1104 | UG | 12kV |  | 5.5056
PriUG_CircMiles.xlsx | 152582105 | DEL MAR 2105 | UG | 12kV |  | 0.27901
PriUG_CircMiles.xlsx | 152582105 | DEL MAR 2105 | UG | 21kV |  | 20.3243
PriUG_CircMiles.xlsx | 152582106 | DEL MAR 2106 | UG | 12kV |  | 28.3878
PriUG_CircMiles.xlsx | 152582106 | DEL MAR 2106 | UG | 21kV |  | 4.917
PriUG_CircMiles.xlsx | 152582109 | DEL MAR 2109 | UG | 12kV |  | 0.27681
PriUG_CircMiles.xlsx | 152582109 | DEL MAR 2109 | UG | 21kV |  | 60.6859
PriUG_CircMiles.xlsx | 152582110 | DEL MAR 2110 | UG |  |  | 0.0023858
PriUG_CircMiles.xlsx | 152582110 | DEL MAR 2110 | UG | 21kV |  | 44.9165
PriUG_CircMiles.xlsx | 152591101 | SUMMIT 1101 | UG | 12kV |  | 7.3208
PriUG_CircMiles.xlsx | 152591102 | SUMMIT 1102 | UG | 12kV |  | 8.2771
PriUG_CircMiles.xlsx | 152691103 | HIGGINS 1103 | UG | 12kV |  | 3.6834
PriUG_CircMiles.xlsx | 152691104 | HIGGINS 1104 | UG | 12kV |  | 0.85453
PriUG_CircMiles.xlsx | 152691107 | HIGGINS 1107 | UG | 12kV |  | 4.0307
PriUG_CircMiles.xlsx | 152691109 | HIGGINS 1109 | UG | 12kV |  | 5.1143
PriUG_CircMiles.xlsx | 152691110 | HIGGINS 1110 | UG | 12kV |  | 6.3636
PriUG_CircMiles.xlsx | 152701107 | BELL 1107 | UG | 12kV |  | 11.508
PriUG_CircMiles.xlsx | 152701108 | BELL 1108 | UG | 12kV |  | 17.2935
PriUG_CircMiles.xlsx | 152701109 | BELL 1109 | UG | 12kV |  | 8.5263
PriUG_CircMiles.xlsx | 152701110 | BELL 1110 | UG | 12kV |  | 13.4113
PriUG_CircMiles.xlsx | 152762101 | EL DORADO PH 2101 | UG | 12kV |  | 0.06274
PriUG_CircMiles.xlsx | 152762101 | EL DORADO PH 2101 | UG | 21kV |  | 8.4302
PriUG_CircMiles.xlsx | 152762102 | EL DORADO PH 2102 | UG | 12kV |  | 0.1566
PriUG_CircMiles.xlsx | 152762102 | EL DORADO PH 2102 | UG | 21kV |  | 2.0326
PriUG_CircMiles.xlsx | 152811102 | WHEATLAND 1102 | UG | 12kV |  | 6.7115
PriUG_CircMiles.xlsx | 152811104 | WHEATLAND 1104 | UG | 12kV |  | 0.79433
PriUG_CircMiles.xlsx | 152811105 | WHEATLAND 1105 | UG | 12kV |  | 1.6704
PriUG_CircMiles.xlsx | 152851102 | HARTER 1102 | UG | 12kV |  | 15.164
PriUG_CircMiles.xlsx | 152851104 | HARTER 1104 | UG | 12kV |  | 7.5171
PriUG_CircMiles.xlsx | 152851105 | HARTER 1105 | UG | 12kV |  | 13.6676
PriUG_CircMiles.xlsx | 152851106 | HARTER 1106 | UG | 12kV |  | 9.3647
PriUG_CircMiles.xlsx | 152851107 | HARTER 1107 | UG | 12kV |  | 6.8464
PriUG_CircMiles.xlsx | 152901101 | OLIVEHURST 1101 | UG | 12kV |  | 8.9401
PriUG_CircMiles.xlsx | 152901102 | OLIVEHURST 1102 | UG | 12kV |  | 4.9512
PriUG_CircMiles.xlsx | 152901103 | OLIVEHURST 1103 | UG | 12kV |  | 18.5724
PriUG_CircMiles.xlsx | 152901104 | OLIVEHURST 1104 | UG | 12kV |  | 7.8677
PriUG_CircMiles.xlsx | 152901105 | OLIVEHURST 1105 | UG | 12kV |  | 5.5883
PriUG_CircMiles.xlsx | 152921101 | BROWNS VALLEY 1101 | UG | 12kV |  | 0.22734
PriUG_CircMiles.xlsx | 153081109 | PLACERVILLE 1109 | UG | 12kV |  | 2.1982
PriUG_CircMiles.xlsx | 153081110 | PLACERVILLE 1110 | UG | 12kV |  | 3.9615
PriUG_CircMiles.xlsx | 153081110 | PLACERVILLE 1110 | UG | 21kV |  | 1.001
PriUG_CircMiles.xlsx | 153081111 | PLACERVILLE 1111 | UG | 12kV |  | 4.3193
PriUG_CircMiles.xlsx | 153081112 | PLACERVILLE 1112 | UG | 12kV |  | 7.2622
PriUG_CircMiles.xlsx | 153082106 | PLACERVILLE 2106 | UG | 12kV |  | 9.2162
PriUG_CircMiles.xlsx | 153082106 | PLACERVILLE 2106 | UG | 21kV |  | 5.3735
PriUG_CircMiles.xlsx | 153132101 | NARROWS 2101 | UG | 12kV |  | 0.88602
PriUG_CircMiles.xlsx | 153132101 | NARROWS 2101 | UG | 21kV |  | 0.50339
PriUG_CircMiles.xlsx | 153132102 | NARROWS 2102 | UG | 21kV |  | 4.9384
PriUG_CircMiles.xlsx | 153132104 | NARROWS 2104 | UG | 21kV |  | 0.025218
PriUG_CircMiles.xlsx | 153132105 | NARROWS 2105 | UG | 12kV |  | 0.68462
PriUG_CircMiles.xlsx | 153132105 | NARROWS 2105 | UG | 21kV |  | 4.6602
PriUG_CircMiles.xlsx | 153612103 | CLARKSVILLE 2103 | UG | 12kV |  | 1.1124
PriUG_CircMiles.xlsx | 153612103 | CLARKSVILLE 2103 | UG | 21kV |  | 42.9563
PriUG_CircMiles.xlsx | 153612104 | CLARKSVILLE 2104 | UG | 12kV |  | 0.034445
PriUG_CircMiles.xlsx | 153612104 | CLARKSVILLE 2104 | UG | 21kV |  | 34.7194
PriUG_CircMiles.xlsx | 153612105 | CLARKSVILLE 2105 | UG |  |  | 0.059093
PriUG_CircMiles.xlsx | 153612105 | CLARKSVILLE 2105 | UG | 21kV |  | 62.0722
PriUG_CircMiles.xlsx | 153612106 | CLARKSVILLE 2106 | UG | 21kV |  | 67.6477
PriUG_CircMiles.xlsx | 153612109 | CLARKSVILLE 2109 | UG | 21kV |  | 43.0607
PriUG_CircMiles.xlsx | 153612110 | CLARKSVILLE 2110 | UG | 21kV |  | 52.3555
PriUG_CircMiles.xlsx | 153651103 | SHINGLE SPRINGS 1103 | UG | 12kV |  | 10.1357
PriUG_CircMiles.xlsx | 153651104 | SHINGLE SPRINGS 1104 | UG | 12kV |  | 1.543
PriUG_CircMiles.xlsx | 153652105 | SHINGLE SPRINGS 2105 | UG | 12kV |  | 6.6298
PriUG_CircMiles.xlsx | 153652105 | SHINGLE SPRINGS 2105 | UG | 21kV |  | 22.0712
PriUG_CircMiles.xlsx | 153652108 | SHINGLE SPRINGS 2108 | UG | 12kV |  | 6.7551
PriUG_CircMiles.xlsx | 153652108 | SHINGLE SPRINGS 2108 | UG | 21kV |  | 5.5016
PriUG_CircMiles.xlsx | 153652109 | SHINGLE SPRINGS 2109 | UG | 12kV |  | 1.2537
PriUG_CircMiles.xlsx | 153652109 | SHINGLE SPRINGS 2109 | UG | 21kV |  | 6.7199
PriUG_CircMiles.xlsx | 153652110 | SHINGLE SPRINGS 2110 | UG | 12kV |  | 3.8638
PriUG_CircMiles.xlsx | 153652110 | SHINGLE SPRINGS 2110 | UG | 21kV |  | 0.99573
PriUG_CircMiles.xlsx | 153661103 | APPLE HILL 1103 | UG | 12kV |  | 6.0524
PriUG_CircMiles.xlsx | 153661103 | APPLE HILL 1103 | UG | 21kV |  | 0.052639
PriUG_CircMiles.xlsx | 153661104 | APPLE HILL 1104 | UG | 12kV |  | 3.5288
PriUG_CircMiles.xlsx | 153662102 | APPLE HILL 2102 | UG | 12kV |  | 0.01119
PriUG_CircMiles.xlsx | 153662102 | APPLE HILL 2102 | UG | 21kV |  | 5.5427
PriUG_CircMiles.xlsx | 153701101 | LINCOLN 1101 | UG | 12kV |  | 16.7423
PriUG_CircMiles.xlsx | 153701102 | LINCOLN 1102 | UG | 12kV |  | 18.5358
PriUG_CircMiles.xlsx | 153701102 | LINCOLN 1102 | UG | 21kV |  | 3.7934
PriUG_CircMiles.xlsx | 153701104 | LINCOLN 1104 | UG | 12kV |  | 2.6497
PriUG_CircMiles.xlsx | 153701105 | LINCOLN 1105 | UG | 12kV |  | 14.3436
PriUG_CircMiles.xlsx | 153702108 | LINCOLN 2108 | UG | 12kV |  | 20.4924
PriUG_CircMiles.xlsx | 153702108 | LINCOLN 2108 | UG | 21kV |  | 0.027189
PriUG_CircMiles.xlsx | 153702109 | LINCOLN 2109 | UG | 21kV |  | 36.9601
PriUG_CircMiles.xlsx | 153711101 | TUDOR 1101 | UG | 12kV |  | 0.17764
PriUG_CircMiles.xlsx | 153711102 | TUDOR 1102 | UG | 12kV |  | 0.12196
PriUG_CircMiles.xlsx | 153731101 | PLUMAS 1101 | UG | 12kV |  | 0.63932
PriUG_CircMiles.xlsx | 153731102 | PLUMAS 1102 | UG | 12kV |  | 6.7905
PriUG_CircMiles.xlsx | 153732106 | PLUMAS 2106 | UG | 12kV |  | 0.24736
PriUG_CircMiles.xlsx | 153732106 | PLUMAS 2106 | UG | 21kV |  | 18.887
PriUG_CircMiles.xlsx | 153732107 | PLUMAS 2107 | UG | 12kV |  | 0.80567
PriUG_CircMiles.xlsx | 153732107 | PLUMAS 2107 | UG | 21kV |  | 17.3822
PriUG_CircMiles.xlsx | 153741101 | DOBBINS 1101 | UG | 12kV |  | 3.2002
PriUG_CircMiles.xlsx | 153751101 | PEASE 1101 | UG | 12kV |  | 14.6043
PriUG_CircMiles.xlsx | 153751102 | PEASE 1102 | UG | 12kV |  | 1.1723
PriUG_CircMiles.xlsx | 153751103 | PEASE 1103 | UG | 12kV |  | 1.4994
PriUG_CircMiles.xlsx | 153751104 | PEASE 1104 | UG | 12kV |  | 8.9863
PriUG_CircMiles.xlsx | 153751105 | PEASE 1105 | UG | 12kV |  | 15.9903
PriUG_CircMiles.xlsx | 153761102 | CATLETT 1102 | UG | 12kV |  | 0.85936
PriUG_CircMiles.xlsx | 153761105 | CATLETT 1105 | UG | 12kV |  | 1.8377
PriUG_CircMiles.xlsx | 153771101 | LIVE OAK 1101 | UG | 12kV |  | 6.5009
PriUG_CircMiles.xlsx | 153771102 | LIVE OAK 1102 | UG | 12kV |  | 3.2772
PriUG_CircMiles.xlsx | 153771104 | LIVE OAK 1104 | UG | 12kV |  | 12.2346
PriUG_CircMiles.xlsx | 153781102 | BOGUE 1102 | UG | 12kV |  | 9.2692
PriUG_CircMiles.xlsx | 153781103 | BOGUE 1103 | UG | 12kV |  | 9.5116
PriUG_CircMiles.xlsx | 153781104 | BOGUE 1104 | UG | 12kV |  | 19.4646
PriUG_CircMiles.xlsx | 153781105 | BOGUE 1105 | UG | 12kV |  | 23.9178
PriUG_CircMiles.xlsx | 153781106 | BOGUE 1106 | UG | 12kV |  | 9.7648
PriUG_CircMiles.xlsx | 153781107 | BOGUE 1107 | UG | 12kV |  | 5.7662
PriUG_CircMiles.xlsx | 153791101 | SMARTVILLE 1101 | UG | 12kV |  | 1.3512
PriUG_CircMiles.xlsx | 158031101 | ECHO SUMMIT 1101 | UG | 12kV |  | 4.1448
PriUG_CircMiles.xlsx | 162071101 | LINDEN 1101 | UG | 12kV |  | 1.8039
PriUG_CircMiles.xlsx | 162071103 | LINDEN 1103 | UG | 12kV |  | 1.9067
PriUG_CircMiles.xlsx | 162071104 | LINDEN 1104 | UG | 12kV |  | 1.2144
PriUG_CircMiles.xlsx | 162081101 | NEW HOPE 1101 | UG | 12kV |  | 1.0464
PriUG_CircMiles.xlsx | 162081101 | NEW HOPE 1101 | UG | 21kV |  | 0.037463
PriUG_CircMiles.xlsx | 162081102 | NEW HOPE 1102 | UG | 12kV |  | 0.30408
PriUG_CircMiles.xlsx | 162091101 | MIDDLE RIVER 1101 | UG | 12kV |  | 0.19761
PriUG_CircMiles.xlsx | 162091102 | MIDDLE RIVER 1102 | UG | 12kV |  | 0.2314
PriUG_CircMiles.xlsx | 162091103 | MIDDLE RIVER 1103 | UG | 12kV |  | 0.043002
PriUG_CircMiles.xlsx | 162111101 | LODI 1101 | UG | 12kV |  | 12.3949
PriUG_CircMiles.xlsx | 162111102 | LODI 1102 | UG | 4.8kV |  | 2.1032
PriUG_CircMiles.xlsx | 162111102 | LODI 1102 | UG | 12kV |  | 8.8225
PriUG_CircMiles.xlsx | 162161101 | ELECTRA 1101 | UG | 12kV |  | 5.1054
PriUG_CircMiles.xlsx | 162161102 | ELECTRA 1102 | UG | 12kV |  | 5.9168
PriUG_CircMiles.xlsx | 162211101 | CALAVERAS CEMENT 1101 | UG | 12kV |  | 12.3075
PriUG_CircMiles.xlsx | 162211101 | CALAVERAS CEMENT 1101 | UG | 17kV |  | 0.07741
PriUG_CircMiles.xlsx | 162231101 | COLONY 1101 | UG | 12kV |  | 0.15751
PriUG_CircMiles.xlsx | 162231102 | COLONY 1102 | UG | 12kV |  | 0.70207
PriUG_CircMiles.xlsx | 162300401 | MONARCH 0401 | UG | 4.16kV |  | 0.0091591
PriUG_CircMiles.xlsx | 162300402 | MONARCH 0402 | UG | 4.16kV |  | 0.43177
PriUG_CircMiles.xlsx | 162300403 | MONARCH 0403 | UG | 4.16kV |  | 0.023384
PriUG_CircMiles.xlsx | 162370403 | STOCKTON A 0403 | UG | 4.16kV |  | 0.019993
PriUG_CircMiles.xlsx | 162370404 | STOCKTON A 0404 | UG | 4.16kV |  | 0.078234
PriUG_CircMiles.xlsx | 162370405 | STOCKTON A 0405 | UG | 4.16kV |  | 2.8219
PriUG_CircMiles.xlsx | 162370406 | STOCKTON A 0406 | UG | 4.16kV |  | 0.73584
PriUG_CircMiles.xlsx | 162370410 | STOCKTON A 0410 | UG | 4.16kV |  | 0.12202
PriUG_CircMiles.xlsx | 162371101 | STOCKTON A 1101 | UG | 12kV |  | 3.3202
PriUG_CircMiles.xlsx | 162371102 | STOCKTON A 1102 | UG | 12kV |  | 2.7362
PriUG_CircMiles.xlsx | 162371103 | STOCKTON A 1103 | UG | 12kV |  | 3.5872
PriUG_CircMiles.xlsx | 162371104 | STOCKTON A 1104 | UG | 12kV |  | 1.8099
PriUG_CircMiles.xlsx | 162371105 | STOCKTON A 1105 | UG | 12kV |  | 5.0092
PriUG_CircMiles.xlsx | 162371106 | STOCKTON A 1106 | UG | 12kV |  | 4.7667
PriUG_CircMiles.xlsx | 162371107 | STOCKTON A 1107 | UG | 12kV |  | 14.2683
PriUG_CircMiles.xlsx | 162371108 | STOCKTON A 1108 | UG | 12kV |  | 1.2569
PriUG_CircMiles.xlsx | 162371109 | STOCKTON A 1109 | UG | 12kV |  | 2.3065
PriUG_CircMiles.xlsx | 162371110 | STOCKTON A 1110 | UG | 12kV |  | 20.1387
PriUG_CircMiles.xlsx | 162371111 | STOCKTON A 1111 | UG | 12kV |  | 6.1428
PriUG_CircMiles.xlsx | 162421101 | STAGG 1101 | UG | 12kV |  | 3.9203
PriUG_CircMiles.xlsx | 162421103 | STAGG 1103 | UG | 12kV |  | 4.9537
PriUG_CircMiles.xlsx | 162421105 | STAGG 1105 | UG | 12kV |  | 2.9622
PriUG_CircMiles.xlsx | 162421106 | STAGG 1106 | UG |  |  | 0.070747
PriUG_CircMiles.xlsx | 162421106 | STAGG 1106 | UG | 12kV |  | 6.2924
PriUG_CircMiles.xlsx | 162422103 | STAGG 2103 | UG | 21kV |  | 24.2285
PriUG_CircMiles.xlsx | 162422104 | STAGG 2104 | UG | 12kV |  | 0.085073
PriUG_CircMiles.xlsx | 162422104 | STAGG 2104 | UG | 21kV |  | 35.6549
PriUG_CircMiles.xlsx | 162422105 | STAGG 2105 | UG | 21kV |  | 33.679
PriUG_CircMiles.xlsx | 162422106 | STAGG 2106 | UG | 21kV |  | 21.5831
PriUG_CircMiles.xlsx | 162422107 | STAGG 2107 | UG | 21kV |  | 23.3015
PriUG_CircMiles.xlsx | 162422108 | STAGG 2108 | UG | 21kV |  | 18.7579
PriUG_CircMiles.xlsx | 162471101 | BANTA 1101 | UG | 12kV |  | 0.21177
PriUG_CircMiles.xlsx | 162471102 | BANTA 1102 | UG | 12kV |  | 2.7035
PriUG_CircMiles.xlsx | 162471103 | BANTA 1103 | UG | 12kV |  | 1.1371
PriUG_CircMiles.xlsx | 162611701 | MANTECA 1701 | UG | 17kV |  | 41.8454
PriUG_CircMiles.xlsx | 162611702 | MANTECA 1702 | UG | 17kV |  | 15.6125
PriUG_CircMiles.xlsx | 162611703 | MANTECA 1703 | UG | 17kV |  | 19.7856
PriUG_CircMiles.xlsx | 162611704 | MANTECA 1704 | UG | 17kV |  | 18.4617
PriUG_CircMiles.xlsx | 162611705 | MANTECA 1705 | UG | 17kV |  | 14.7245
PriUG_CircMiles.xlsx | 162611706 | MANTECA 1706 | UG | 17kV |  | 16.8552
PriUG_CircMiles.xlsx | 162611707 | MANTECA 1707 | UG | 17kV |  | 23.875
PriUG_CircMiles.xlsx | 162611708 | MANTECA 1708 | UG | 17kV |  | 19.9329
PriUG_CircMiles.xlsx | 162671101 | WESTLEY 1101 | UG | 12kV |  | 0.85001
PriUG_CircMiles.xlsx | 162671103 | WESTLEY 1103 | UG | 12kV |  | 3.4945
PriUG_CircMiles.xlsx | 162701701 | VIERRA 1701 | UG | 17kV |  | 24.017
PriUG_CircMiles.xlsx | 162701702 | VIERRA 1702 | UG | 17kV |  | 19.96
PriUG_CircMiles.xlsx | 162701703 | VIERRA 1703 | UG | 17kV |  | 6.8551
PriUG_CircMiles.xlsx | 162701703 | VIERRA 1703 | UG | 21kV |  | 13.2973
PriUG_CircMiles.xlsx | 162701706 | VIERRA 1706 | UG | 17kV |  | 16.011
PriUG_CircMiles.xlsx | 162701706 | VIERRA 1706 | UG | 21kV |  | 25.2481
PriUG_CircMiles.xlsx | 162701707 | VIERRA 1707 | UG | 17kV |  | 42.2584
PriUG_CircMiles.xlsx | 162741101 | NEWMAN 1101 | UG | 12kV |  | 1.7593
PriUG_CircMiles.xlsx | 162741102 | NEWMAN 1102 | UG | 12kV |  | 2.3543
PriUG_CircMiles.xlsx | 162741105 | NEWMAN 1105 | UG | 12kV |  | 7.4228
PriUG_CircMiles.xlsx | 162741106 | NEWMAN 1106 | UG | 12kV |  | 14.2485
PriUG_CircMiles.xlsx | 162771101 | LAMMERS 1101 | UG | 12kV |  | 9.561
PriUG_CircMiles.xlsx | 162771102 | LAMMERS 1102 | UG | 12kV |  | 18.3573
PriUG_CircMiles.xlsx | 162771103 | LAMMERS 1103 | UG | 12kV |  | 16.0949
PriUG_CircMiles.xlsx | 162771105 | LAMMERS 1105 | UG | 12kV |  | 22.6227
PriUG_CircMiles.xlsx | 162771106 | LAMMERS 1106 | UG | 12kV |  | 23.1255
PriUG_CircMiles.xlsx | 162771107 | LAMMERS 1107 | UG | 12kV |  | 16.3614
PriUG_CircMiles.xlsx | 162821701 | STANISLAUS 1701 | UG | 17kV |  | 16.5173
PriUG_CircMiles.xlsx | 162821702 | STANISLAUS 1702 | UG | 17kV |  | 11.7498
PriUG_CircMiles.xlsx | 162831702 | SPRING GAP 1702 | UG | 17kV |  | 3.9807
PriUG_CircMiles.xlsx | 162880402 | TRACY 0402 | UG | 4.16kV |  | 0.062884
PriUG_CircMiles.xlsx | 162880405 | TRACY 0405 | UG | 4.16kV |  | 0.046368
PriUG_CircMiles.xlsx | 162881102 | TRACY 1102 | UG | 12kV |  | 8.7526
PriUG_CircMiles.xlsx | 162881103 | TRACY 1103 | UG | 12kV |  | 17.6804
PriUG_CircMiles.xlsx | 162881104 | TRACY 1104 | UG | 12kV |  | 1.3161
PriUG_CircMiles.xlsx | 162881105 | TRACY 1105 | UG | 12kV |  | 19.9714
PriUG_CircMiles.xlsx | 162881106 | TRACY 1106 | UG | 12kV |  | 6.5116
PriUG_CircMiles.xlsx | 162881107 | TRACY 1107 | UG | 12kV |  | 13.1321
PriUG_CircMiles.xlsx | 162881109 | TRACY 1109 | UG | 12kV |  | 14.4549
PriUG_CircMiles.xlsx | 162881110 | TRACY 1110 | UG | 12kV |  | 6.3185
PriUG_CircMiles.xlsx | 162881111 | TRACY 1111 | UG | 12kV |  | 6.1925
PriUG_CircMiles.xlsx | 162881112 | TRACY 1112 | UG | 12kV |  | 20.56
PriUG_CircMiles.xlsx | 162981702 | VALLEY HOME 1702 | UG | 17kV |  | 1.6795
PriUG_CircMiles.xlsx | 162981703 | VALLEY HOME 1703 | UG | 4.16kV |  | 0.080548
PriUG_CircMiles.xlsx | 162981703 | VALLEY HOME 1703 | UG | 17kV |  | 1.9798
PriUG_CircMiles.xlsx | 162981704 | VALLEY HOME 1704 | UG | 17kV |  | 0.2335
PriUG_CircMiles.xlsx | 162991101 | CORRAL 1101 | UG | 12kV |  | 5.589
PriUG_CircMiles.xlsx | 162991102 | CORRAL 1102 | UG | 12kV |  | 15.1591
PriUG_CircMiles.xlsx | 162991103 | CORRAL 1103 | UG | 12kV |  | 0.19107
PriUG_CircMiles.xlsx | 162991104 | CORRAL 1104 | UG | 12kV |  | 0.015388
PriUG_CircMiles.xlsx | 163011101 | MARTELL 1101 | UG | 12kV |  | 11.3241
PriUG_CircMiles.xlsx | 163011102 | MARTELL 1102 | UG | 12kV |  | 4.6918
PriUG_CircMiles.xlsx | 163011103 | MARTELL 1103 | UG | 12kV |  | 6.9832
PriUG_CircMiles.xlsx | 163021102 | TERMINOUS 1102 | UG | 12kV |  | 1.8315
PriUG_CircMiles.xlsx | 163021103 | TERMINOUS 1103 | UG | 12kV |  | 0.20532
PriUG_CircMiles.xlsx | 163071101 | CHANNEL 1101 | UG | 12kV |  | 1.3289
PriUG_CircMiles.xlsx | 163071102 | CHANNEL 1102 | UG | 12kV |  | 2.9651
PriUG_CircMiles.xlsx | 163081102 | ROUGH AND READY ISLA 1102 | UG | 12kV |  | 18.7471
PriUG_CircMiles.xlsx | 163091101 | CARBONA 1101 | UG | 12kV |  | 32.7017
PriUG_CircMiles.xlsx | 163091102 | CARBONA 1102 | UG | 12kV |  | 12.337
PriUG_CircMiles.xlsx | 163091103 | CARBONA 1103 | UG | 12kV |  | 19.031
PriUG_CircMiles.xlsx | 163091104 | CARBONA 1104 | UG | 12kV |  | 9.282
PriUG_CircMiles.xlsx | 163111101 | GUSTINE 1101 | UG | 12kV |  | 2.8708
PriUG_CircMiles.xlsx | 163111102 | GUSTINE 1102 | UG | 12kV |  | 6.4215
PriUG_CircMiles.xlsx | 163120401 | COUNTRY CLUB 0401 | UG | 4.16kV |  | 0.53245
PriUG_CircMiles.xlsx | 163120402 | COUNTRY CLUB 0402 | UG | 4.16kV |  | 1.535
PriUG_CircMiles.xlsx | 163120403 | COUNTRY CLUB 0403 | UG | 4.16kV |  | 1.3867
PriUG_CircMiles.xlsx | 163121101 | COUNTRY CLUB 1101 | UG | 12kV |  | 1.5799
PriUG_CircMiles.xlsx | 163121102 | COUNTRY CLUB 1102 | UG | 12kV |  | 3.552
PriUG_CircMiles.xlsx | 163121103 | COUNTRY CLUB 1103 | UG | 12kV |  | 2.2948
PriUG_CircMiles.xlsx | 163121104 | COUNTRY CLUB 1104 | UG | 12kV |  | 2.539
PriUG_CircMiles.xlsx | 163121105 | COUNTRY CLUB 1105 | UG | 12kV |  | 3.9061
PriUG_CircMiles.xlsx | 163121106 | COUNTRY CLUB 1106 | UG | 12kV |  | 0.48694
PriUG_CircMiles.xlsx | 163130401 | EAST STOCKTON 0401 | UG | 4.16kV |  | 0.025696
PriUG_CircMiles.xlsx | 163130402 | EAST STOCKTON 0402 | UG | 4.16kV |  | 0.0040776
PriUG_CircMiles.xlsx | 163131101 | EAST STOCKTON 1101 | UG | 12kV |  | 1.319
PriUG_CircMiles.xlsx | 163131102 | EAST STOCKTON 1102 | UG | 4.16kV |  | 0.0041404
PriUG_CircMiles.xlsx | 163131102 | EAST STOCKTON 1102 | UG | 12kV |  | 1.1808
PriUG_CircMiles.xlsx | 163151101 | WATERLOO 1101 | UG | 12kV |  | 0.8047
PriUG_CircMiles.xlsx | 163151102 | WATERLOO 1102 | UG | 12kV |  | 1.9774
PriUG_CircMiles.xlsx | 163191711 | RIVERBANK 1711 | UG | 17kV |  | 9.3858
PriUG_CircMiles.xlsx | 163191712 | RIVERBANK 1712 | UG | 17kV |  | 3.125
PriUG_CircMiles.xlsx | 163191713 | RIVERBANK 1713 | UG | 17kV |  | 9.8749
PriUG_CircMiles.xlsx | 163191714 | RIVERBANK 1714 | UG | 17kV |  | 8.0258
PriUG_CircMiles.xlsx | 163191715 | RIVERBANK 1715 | UG | 17kV |  | 9.2318
PriUG_CircMiles.xlsx | 163191716 | RIVERBANK 1716 | UG | 17kV |  | 15.4714
PriUG_CircMiles.xlsx | 163201101 | WEST POINT 1101 | UG | 12kV |  | 5.4699
PriUG_CircMiles.xlsx | 163201102 | WEST POINT 1102 | UG | 12kV |  | 2.5552
PriUG_CircMiles.xlsx | 163211101 | MORMON 1101 | UG | 12kV |  | 2.9841
PriUG_CircMiles.xlsx | 163211102 | MORMON 1102 | UG | 12kV |  | 2.1198
PriUG_CircMiles.xlsx | 163211103 | MORMON 1103 | UG | 12kV |  | 2.5003
PriUG_CircMiles.xlsx | 163220402 | STOCKTON ACRES 0402 | UG | 4.16kV |  | 0.1993
PriUG_CircMiles.xlsx | 163231101 | NORTH BRANCH 1101 | UG | 12kV |  | 6.0586
PriUG_CircMiles.xlsx | 163240401 | TAR FLAT 0401 | UG | 4.16kV |  | 0.038847
PriUG_CircMiles.xlsx | 163251101 | CROWS LANDING 1101 | UG | 12kV |  | 0.27877
PriUG_CircMiles.xlsx | 163251102 | CROWS LANDING 1102 | UG | 12kV |  | 0.33578
PriUG_CircMiles.xlsx | 163270401 | OAK PARK 0401 | UG | 4.16kV |  | 0.028555
PriUG_CircMiles.xlsx | 163270402 | OAK PARK 0402 | UG | 4.16kV |  | 0.03059
PriUG_CircMiles.xlsx | 163281101 | VICTOR 1101 | UG | 12kV |  | 0.66553
PriUG_CircMiles.xlsx | 163281101 | VICTOR 1101 | UG | 21kV |  | 5.9204
PriUG_CircMiles.xlsx | 163281102 | VICTOR 1102 | UG | 4.8kV |  | 0.10589
PriUG_CircMiles.xlsx | 163281102 | VICTOR 1102 | UG | 12kV |  | 2.6975
PriUG_CircMiles.xlsx | 163291101 | FRENCH CAMP 1101 | UG | 12kV |  | 2.5091
PriUG_CircMiles.xlsx | 163291102 | FRENCH CAMP 1102 | UG | 12kV |  | 3.2879
PriUG_CircMiles.xlsx | 163291103 | FRENCH CAMP 1103 | UG | 12kV |  | 0.19406
PriUG_CircMiles.xlsx | 163291104 | FRENCH CAMP 1104 | UG | 12kV |  | 24.3073
PriUG_CircMiles.xlsx | 163301101 | HAMMER 1101 | UG | 12kV |  | 2.5571
PriUG_CircMiles.xlsx | 163301102 | HAMMER 1102 | UG | 12kV |  | 11.472
PriUG_CircMiles.xlsx | 163301103 | HAMMER 1103 | UG | 12kV |  | 3.6564
PriUG_CircMiles.xlsx | 163301104 | HAMMER 1104 | UG | 12kV |  | 2.913
PriUG_CircMiles.xlsx | 163301105 | HAMMER 1105 | UG | 12kV |  | 2.5279
PriUG_CircMiles.xlsx | 163301106 | HAMMER 1106 | UG | 12kV |  | 7.1916
PriUG_CircMiles.xlsx | 163301108 | HAMMER 1108 | UG | 12kV |  | 5.6505
PriUG_CircMiles.xlsx | 163301109 | HAMMER 1109 | UG | 12kV |  | 4.6889
PriUG_CircMiles.xlsx | 163310401 | HARDING 0401 | UG | 4.16kV |  | 0.55484
PriUG_CircMiles.xlsx | 163310402 | HARDING 0402 | UG | 4.16kV |  | 0.18388
PriUG_CircMiles.xlsx | 163310403 | HARDING 0403 | UG | 4.16kV |  | 0.64038
PriUG_CircMiles.xlsx | 163310404 | HARDING 0404 | UG | 4.16kV |  | 0.035662
PriUG_CircMiles.xlsx | 163310405 | HARDING 0405 | UG | 4.16kV |  | 0.10524
PriUG_CircMiles.xlsx | 163310406 | HARDING 0406 | UG | 4.16kV |  | 0.11321
PriUG_CircMiles.xlsx | 163341101 | CLAY 1101 | UG | 12kV |  | 5.6884
PriUG_CircMiles.xlsx | 163341102 | CLAY 1102 | UG | 12kV |  | 0.021197
PriUG_CircMiles.xlsx | 163341103 | CLAY 1103 | UG | 12kV |  | 8.8145
PriUG_CircMiles.xlsx | 163351701 | CURTIS 1701 | UG | 17kV |  | 8.426
PriUG_CircMiles.xlsx | 163351702 | CURTIS 1702 | UG | 17kV |  | 8.1853
PriUG_CircMiles.xlsx | 163351703 | CURTIS 1703 | UG | 17kV |  | 8.0549
PriUG_CircMiles.xlsx | 163351704 | CURTIS 1704 | UG | 17kV |  | 14.6096
PriUG_CircMiles.xlsx | 163351705 | CURTIS 1705 | UG | 17kV |  | 8.7089
PriUG_CircMiles.xlsx | 163451701 | FROGTOWN 1701 | UG | 17kV |  | 9.7953
PriUG_CircMiles.xlsx | 163451702 | FROGTOWN 1702 | UG | 17kV |  | 19.5885
PriUG_CircMiles.xlsx | 163481101 | WEBER 1101 | UG | 12kV |  | 7.6025
PriUG_CircMiles.xlsx | 163481102 | WEBER 1102 | UG | 12kV |  | 10.8107
PriUG_CircMiles.xlsx | 163481103 | WEBER 1103 | UG | 12kV |  | 3.8257
PriUG_CircMiles.xlsx | 163481105 | WEBER 1105 | UG | 12kV |  | 2.8706
PriUG_CircMiles.xlsx | 163481106 | WEBER 1106 | UG | 12kV |  | 0.059145
PriUG_CircMiles.xlsx | 163481107 | WEBER 1107 | UG | 12kV |  | 7.1546
PriUG_CircMiles.xlsx | 163481108 | WEBER 1108 | UG | 12kV |  | 11.3239
PriUG_CircMiles.xlsx | 163481109 | WEBER 1109 | UG | 12kV |  | 7.9034
PriUG_CircMiles.xlsx | 163481110 | WEBER 1110 | UG | 12kV |  | 4.3992
PriUG_CircMiles.xlsx | 163481111 | WEBER 1111 | UG | 12kV |  | 0.77871
PriUG_CircMiles.xlsx | 163481112 | WEBER 1112 | UG | 12kV |  | 0.097558
PriUG_CircMiles.xlsx | 163481113 | WEBER 1113 | UG | 12kV |  | 12.5575
PriUG_CircMiles.xlsx | 163481114 | WEBER 1114 | UG | 12kV |  | 7.1396
PriUG_CircMiles.xlsx | 163541101 | OLETA 1101 | UG | 12kV |  | 6.4983
PriUG_CircMiles.xlsx | 163541102 | OLETA 1102 | UG | 12kV |  | 5.3556
PriUG_CircMiles.xlsx | 163561101 | ALPINE 1101 | UG | 12kV |  | 6.5341
PriUG_CircMiles.xlsx | 163561102 | ALPINE 1102 | UG | 12kV |  | 2.8803
PriUG_CircMiles.xlsx | 163571701 | AVENA 1701 | UG | 4.16kV |  | 0.19931
PriUG_CircMiles.xlsx | 163571701 | AVENA 1701 | UG | 17kV |  | 0.99777
PriUG_CircMiles.xlsx | 163571702 | AVENA 1702 | UG | 17kV |  | 0.58864
PriUG_CircMiles.xlsx | 163621101 | WEST LANE 1101 | UG | 12kV |  | 6.8608
PriUG_CircMiles.xlsx | 163621102 | WEST LANE 1102 | UG | 12kV |  | 6.836
PriUG_CircMiles.xlsx | 163621103 | WEST LANE 1103 | UG | 12kV |  | 7.7439
PriUG_CircMiles.xlsx | 163621103 | WEST LANE 1103 | UG | 21kV |  | 1.9872
PriUG_CircMiles.xlsx | 163651101 | CHEROKEE 1101 | UG | 12kV |  | 7.5062
PriUG_CircMiles.xlsx | 163651102 | CHEROKEE 1102 | UG | 12kV |  | 3.0097
PriUG_CircMiles.xlsx | 163661701 | MIWUK 1701 | UG | 480V |  | 2.9988
PriUG_CircMiles.xlsx | 163661701 | MIWUK 1701 | UG | 4.16kV |  | 0.45888
PriUG_CircMiles.xlsx | 163661701 | MIWUK 1701 | UG | 17kV |  | 4.2357
PriUG_CircMiles.xlsx | 163661702 | MIWUK 1702 | UG | 4.16kV |  | 0.35697
PriUG_CircMiles.xlsx | 163661702 | MIWUK 1702 | UG | 17kV |  | 5.019
PriUG_CircMiles.xlsx | 163682101 | LOCKEFORD 2101 | UG | 12kV |  | 1.888
PriUG_CircMiles.xlsx | 163682101 | LOCKEFORD 2101 | UG | 21kV |  | 1.2587
PriUG_CircMiles.xlsx | 163682102 | LOCKEFORD 2102 | UG | 12kV |  | 3.7155
PriUG_CircMiles.xlsx | 163682102 | LOCKEFORD 2102 | UG | 21kV |  | 1.861
PriUG_CircMiles.xlsx | 163692101 | SALT SPRINGS 2101 | UG | 12kV |  | 0.086419
PriUG_CircMiles.xlsx | 163692101 | SALT SPRINGS 2101 | UG | 17kV |  | 10.5678
PriUG_CircMiles.xlsx | 163692101 | SALT SPRINGS 2101 | UG | 21kV |  | 13.0701
PriUG_CircMiles.xlsx | 163692102 | SALT SPRINGS 2102 | UG | 17kV |  | 4.9283
PriUG_CircMiles.xlsx | 163692102 | SALT SPRINGS 2102 | UG | 21kV |  | 12.9935
PriUG_CircMiles.xlsx | 163701109 | METTLER 1109 | UG | 12kV |  | 2.659
PriUG_CircMiles.xlsx | 163701110 | METTLER 1110 | UG | 12kV |  | 5.9852
PriUG_CircMiles.xlsx | 163711701 | COTTLE 1701 | UG | 17kV |  | 20.1775
PriUG_CircMiles.xlsx | 163711702 | COTTLE 1702 | UG | 17kV |  | 15.1638
PriUG_CircMiles.xlsx | 163711703 | COTTLE 1703 | UG | 17kV |  | 3.7803
PriUG_CircMiles.xlsx | 163711704 | COTTLE 1704 | UG | 17kV |  | 11.0841
PriUG_CircMiles.xlsx | 163711707 | COTTLE 1707 | UG | 17kV |  | 10.8788
PriUG_CircMiles.xlsx | 163711708 | COTTLE 1708 | UG | 17kV |  | 2.9366
PriUG_CircMiles.xlsx | 163722104 | MOSHER 2104 | UG | 21kV |  | 30.0613
PriUG_CircMiles.xlsx | 163722105 | MOSHER 2105 | UG | 21kV |  | 15.4775
PriUG_CircMiles.xlsx | 163722107 | MOSHER 2107 | UG | 12kV |  | 0.82234
PriUG_CircMiles.xlsx | 163722107 | MOSHER 2107 | UG | 21kV |  | 18.7092
PriUG_CircMiles.xlsx | 163722108 | MOSHER 2108 | UG | 21kV |  | 31.7231
PriUG_CircMiles.xlsx | 163722110 | MOSHER 2110 | UG | 12kV |  | 0.0169
PriUG_CircMiles.xlsx | 163722110 | MOSHER 2110 | UG | 21kV |  | 13.0155
PriUG_CircMiles.xlsx | 163722111 | MOSHER 2111 | UG | 12kV |  | 2.6242
PriUG_CircMiles.xlsx | 163722111 | MOSHER 2111 | UG | 21kV |  | 21.4886
PriUG_CircMiles.xlsx | 163741102 | HERDLYN 1102 | UG |  |  | 0.12504
PriUG_CircMiles.xlsx | 163741102 | HERDLYN 1102 | UG | 12kV |  | 18.3065
PriUG_CircMiles.xlsx | 163741103 | HERDLYN 1103 | UG | 12kV |  | 0.29487
PriUG_CircMiles.xlsx | 163751101 | PINE GROVE 1101 | UG | 12kV |  | 4.6746
PriUG_CircMiles.xlsx | 163751102 | PINE GROVE 1102 | UG | 12kV |  | 13.8217
PriUG_CircMiles.xlsx | 163761703 | RACETRACK 1703 | UG | 17kV |  | 13.1624
PriUG_CircMiles.xlsx | 163761704 | RACETRACK 1704 | UG | 17kV |  | 1.3295
PriUG_CircMiles.xlsx | 163781701 | PEORIA 1701 | UG | 17kV |  | 2.9948
PriUG_CircMiles.xlsx | 163781704 | PEORIA 1704 | UG | 17kV |  | 32.8948
PriUG_CircMiles.xlsx | 163781705 | PEORIA 1705 | UG | 17kV |  | 6.8443
PriUG_CircMiles.xlsx | 163801701 | RIPON 1701 | UG | 17kV |  | 12.9094
PriUG_CircMiles.xlsx | 163801702 | RIPON 1702 | UG |  |  | 0.016667
PriUG_CircMiles.xlsx | 163801702 | RIPON 1702 | UG | 17kV |  | 14.7965
PriUG_CircMiles.xlsx | 163801703 | RIPON 1703 | UG | 17kV |  | 13.7128
PriUG_CircMiles.xlsx | 163801704 | RIPON 1704 | UG | 17kV |  | 1.2423
PriUG_CircMiles.xlsx | 163881101 | IONE 1101 | UG | 12kV |  | 12.208
PriUG_CircMiles.xlsx | 163912101 | EIGHT MILE 2101 | UG | 12kV |  | 3.809
PriUG_CircMiles.xlsx | 163912101 | EIGHT MILE 2101 | UG | 21kV |  | 21.5343
PriUG_CircMiles.xlsx | 163912102 | EIGHT MILE 2102 | UG | 12kV |  | 4.3181
PriUG_CircMiles.xlsx | 163912102 | EIGHT MILE 2102 | UG | 21kV |  | 19.562
PriUG_CircMiles.xlsx | 163912103 | EIGHT MILE 2103 | UG | 21kV |  | 20.8059
PriUG_CircMiles.xlsx | 163912104 | EIGHT MILE 2104 | UG | 21kV |  | 31.2191
PriUG_CircMiles.xlsx | 163912105 | EIGHT MILE 2105 | UG | 21kV |  | 27.1692
PriUG_CircMiles.xlsx | 163912106 | EIGHT MILE 2106 | UG | 12kV |  | 0.32145
PriUG_CircMiles.xlsx | 163912106 | EIGHT MILE 2106 | UG | 21kV |  | 0.4809
PriUG_CircMiles.xlsx | 168152101 | TRIDAM POWERHOUSE 2101 | UG | 480V |  | 0.038999
PriUG_CircMiles.xlsx | 168152101 | TRIDAM POWERHOUSE 2101 | UG | 21kV |  | 0.41027
PriUG_CircMiles.xlsx | 168881101 | TOKAY 1101 | UG | 12kV |  | 0.00858
PriUG_CircMiles.xlsx | 182011101 | SALINAS 1101 | UG | 4.16kV |  | 0.13233
PriUG_CircMiles.xlsx | 182011101 | SALINAS 1101 | UG | 12kV |  | 3.9535
PriUG_CircMiles.xlsx | 182011102 | SALINAS 1102 | UG | 12kV |  | 15.2996
PriUG_CircMiles.xlsx | 182011103 | SALINAS 1103 | UG | 12kV |  | 26.7957
PriUG_CircMiles.xlsx | 182011104 | SALINAS 1104 | UG | 4.16kV |  | 2.2168
PriUG_CircMiles.xlsx | 182011104 | SALINAS 1104 | UG | 12kV |  | 10.0426
PriUG_CircMiles.xlsx | 182011105 | SALINAS 1105 | UG | 12kV |  | 25.4422
PriUG_CircMiles.xlsx | 182011106 | SALINAS 1106 | UG | 12kV |  | 11.1897
PriUG_CircMiles.xlsx | 182011107 | SALINAS 1107 | UG | 12kV |  | 7.5549
PriUG_CircMiles.xlsx | 182011108 | SALINAS 1108 | UG | 12kV |  | 3.5071
PriUG_CircMiles.xlsx | 182011109 | SALINAS 1109 | UG | 12kV |  | 14.5632
PriUG_CircMiles.xlsx | 182031101 | KING CITY 1101 | UG | 12kV |  | 2.9067
PriUG_CircMiles.xlsx | 182031102 | KING CITY 1102 | UG | 12kV |  | 2.8335
PriUG_CircMiles.xlsx | 182031103 | KING CITY 1103 | UG | 12kV |  | 13.2703
PriUG_CircMiles.xlsx | 182031104 | KING CITY 1104 | UG | 12kV |  | 2.2383
PriUG_CircMiles.xlsx | 182031105 | KING CITY 1105 | UG | 12kV |  | 6.7743
PriUG_CircMiles.xlsx | 182031106 | KING CITY 1106 | UG | 12kV |  | 2.4615
PriUG_CircMiles.xlsx | 182031107 | KING CITY 1107 | UG | 12kV |  | 0.0035577
PriUG_CircMiles.xlsx | 182031108 | KING CITY 1108 | UG | 12kV |  | 0.0041464
PriUG_CircMiles.xlsx | 182051114 | SOLEDAD 1114 | UG | 12kV |  | 9.5743
PriUG_CircMiles.xlsx | 182052101 | SOLEDAD 2101 | UG | 12kV |  | 14.2054
PriUG_CircMiles.xlsx | 182052101 | SOLEDAD 2101 | UG | 21kV |  | 1.4154
PriUG_CircMiles.xlsx | 182052102 | SOLEDAD 2102 | UG | 12kV |  | 3.726
PriUG_CircMiles.xlsx | 182052102 | SOLEDAD 2102 | UG | 21kV |  | 0.33651
PriUG_CircMiles.xlsx | 182061103 | FAIRWAY 1103 | UG | 12kV |  | 24.8775
PriUG_CircMiles.xlsx | 182061104 | FAIRWAY 1104 | UG | 12kV |  | 15.5113
PriUG_CircMiles.xlsx | 182061106 | FAIRWAY 1106 | UG | 12kV |  | 12.9909
PriUG_CircMiles.xlsx | 182061107 | FAIRWAY 1107 | UG | 12kV |  | 11.2965
PriUG_CircMiles.xlsx | 182061108 | FAIRWAY 1108 | UG | 12kV |  | 34.4458
PriUG_CircMiles.xlsx | 182070401 | CAMPHORA 0401 | UG | 4.16kV |  | 0.016638
PriUG_CircMiles.xlsx | 182071101 | CAMPHORA 1101 | UG | 12kV |  | 2.0087
PriUG_CircMiles.xlsx | 182082101 | LOS OSITOS 2101 | UG | 12kV |  | 11.7259
PriUG_CircMiles.xlsx | 182082101 | LOS OSITOS 2101 | UG | 21kV |  | 3.7367
PriUG_CircMiles.xlsx | 182082102 | LOS OSITOS 2102 | UG | 12kV |  | 0.1018
PriUG_CircMiles.xlsx | 182082102 | LOS OSITOS 2102 | UG | 21kV |  | 0.13243
PriUG_CircMiles.xlsx | 182082103 | LOS OSITOS 2103 | UG | 12kV |  | 4.8941
PriUG_CircMiles.xlsx | 182082103 | LOS OSITOS 2103 | UG | 21kV |  | 5.061
PriUG_CircMiles.xlsx | 182090401 | MONTEREY 0401 | UG | 4.16kV |  | 0.35063
PriUG_CircMiles.xlsx | 182090402 | MONTEREY 0402 | UG | 4.16kV |  | 1.06
PriUG_CircMiles.xlsx | 182090403 | MONTEREY 0403 | UG | 4.16kV |  | 0.1444
PriUG_CircMiles.xlsx | 182090404 | MONTEREY 0404 | UG | 4.16kV |  | 1.1618
PriUG_CircMiles.xlsx | 182090405 | MONTEREY 0405 | UG | 4.16kV |  | 0.8074
PriUG_CircMiles.xlsx | 182131101 | GONZALES 1101 | UG | 12kV |  | 8.6789
PriUG_CircMiles.xlsx | 182131102 | GONZALES 1102 | UG | 12kV |  | 0.71055
PriUG_CircMiles.xlsx | 182131103 | GONZALES 1103 | UG | 12kV |  | 2.0112
PriUG_CircMiles.xlsx | 182131104 | GONZALES 1104 | UG | 12kV |  | 0.57195
PriUG_CircMiles.xlsx | 182151101 | LOS COCHES 1101 | UG | 12kV |  | 0.29843
PriUG_CircMiles.xlsx | 182151102 | LOS COCHES 1102 | UG | 12kV |  | 2.1124
PriUG_CircMiles.xlsx | 182191101 | SAN ARDO 1101 | UG | 12kV |  | 0.29756
PriUG_CircMiles.xlsx | 182191102 | SAN ARDO 1102 | UG | 12kV |  | 0.97139
PriUG_CircMiles.xlsx | 182201102 | SPENCE 1102 | UG | 12kV |  | 0.99301
PriUG_CircMiles.xlsx | 182201103 | SPENCE 1103 | UG | 12kV |  | 0.79929
PriUG_CircMiles.xlsx | 182201104 | SPENCE 1104 | UG | 12kV |  | 2.8196
PriUG_CircMiles.xlsx | 182201105 | SPENCE 1105 | UG | 12kV |  | 0.28492
PriUG_CircMiles.xlsx | 182221101 | DEL MONTE 1101 | UG | 12kV |  | 11.3437
PriUG_CircMiles.xlsx | 182222102 | DEL MONTE 2102 | UG | 4.16kV |  | 0.015375
PriUG_CircMiles.xlsx | 182222102 | DEL MONTE 2102 | UG | 12kV |  | 2.9659
PriUG_CircMiles.xlsx | 182222102 | DEL MONTE 2102 | UG | 21kV |  | 13.1227
PriUG_CircMiles.xlsx | 182222103 | DEL MONTE 2103 | UG | 4.16kV |  | 0.01531
PriUG_CircMiles.xlsx | 182222103 | DEL MONTE 2103 | UG | 21kV |  | 17.3356
PriUG_CircMiles.xlsx | 182222104 | DEL MONTE 2104 | UG | 12kV |  | 44.0879
PriUG_CircMiles.xlsx | 182222104 | DEL MONTE 2104 | UG | 21kV |  | 59.494
PriUG_CircMiles.xlsx | 182222105 | DEL MONTE 2105 | UG | 4.16kV |  | 0.0073961
PriUG_CircMiles.xlsx | 182222105 | DEL MONTE 2105 | UG | 21kV |  | 8.4651
PriUG_CircMiles.xlsx | 182261101 | BUENA VISTA 1101 | UG | 12kV |  | 0.41074
PriUG_CircMiles.xlsx | 182261102 | BUENA VISTA 1102 | UG | 12kV |  | 4.0534
PriUG_CircMiles.xlsx | 182261103 | BUENA VISTA 1103 | UG | 12kV |  | 2.7067
PriUG_CircMiles.xlsx | 182261104 | BUENA VISTA 1104 | UG | 12kV |  | 5.9422
PriUG_CircMiles.xlsx | 182261106 | BUENA VISTA 1106 | UG | 4.16kV |  | 0.12333
PriUG_CircMiles.xlsx | 182261106 | BUENA VISTA 1106 | UG | 12kV |  | 1.7995
PriUG_CircMiles.xlsx | 182291101 | HATTON 1101 | UG | 12kV |  | 98.7084
PriUG_CircMiles.xlsx | 182291102 | HATTON 1102 | UG | 12kV |  | 12.4535
PriUG_CircMiles.xlsx | 182300411 | INDUSTRIAL ACRES 0411 | UG | 4.16kV |  | 0.1796
PriUG_CircMiles.xlsx | 182300412 | INDUSTRIAL ACRES 0412 | UG | 4.16kV |  | 0.51315
PriUG_CircMiles.xlsx | 182300413 | INDUSTRIAL ACRES 0413 | UG | 4.16kV |  | 0.36362
PriUG_CircMiles.xlsx | 182300415 | INDUSTRIAL ACRES 0415 | UG | 4.16kV |  | 0.33581
PriUG_CircMiles.xlsx | 182331101 | GABILAN 1101 | UG | 12kV |  | 28.0648
PriUG_CircMiles.xlsx | 182331102 | GABILAN 1102 | UG | 12kV |  | 18.5396
PriUG_CircMiles.xlsx | 182352103 | CASTROVILLE 2103 | UG | 4.16kV |  | 0.0075758
PriUG_CircMiles.xlsx | 182352103 | CASTROVILLE 2103 | UG | 12kV |  | 5.6421
PriUG_CircMiles.xlsx | 182352103 | CASTROVILLE 2103 | UG | 21kV |  | 4.4569
PriUG_CircMiles.xlsx | 182352104 | CASTROVILLE 2104 | UG | 12kV |  | 4.6414
PriUG_CircMiles.xlsx | 182352104 | CASTROVILLE 2104 | UG | 21kV |  | 4.5137
PriUG_CircMiles.xlsx | 182371111 | LAURELES 1111 | UG | 12kV |  | 11.4259
PriUG_CircMiles.xlsx | 182371112 | LAURELES 1112 | UG | 12kV |  | 8.6401
PriUG_CircMiles.xlsx | 182381101 | DOLAN ROAD 1101 | UG | 12kV |  | 5.6138
PriUG_CircMiles.xlsx | 182381103 | DOLAN ROAD 1103 | UG | 12kV |  | 4.0108
PriUG_CircMiles.xlsx | 182381104 | DOLAN ROAD 1104 | UG | 4.16kV |  | 0.0090874
PriUG_CircMiles.xlsx | 182381104 | DOLAN ROAD 1104 | UG | 12kV |  | 2.7706
PriUG_CircMiles.xlsx | 182391103 | OILFIELDS 1103 | UG | 12kV |  | 18.0038
PriUG_CircMiles.xlsx | 182391103 | OILFIELDS 1103 | UG | 21kV |  | 8.6665
PriUG_CircMiles.xlsx | 182391104 | OILFIELDS 1104 | UG | 12kV |  | 0.21001
PriUG_CircMiles.xlsx | 182401101 | FORT ORD 1101 | UG | 12kV |  | 11.4047
PriUG_CircMiles.xlsx | 182401102 | FORT ORD 1102 | UG | 12kV |  | 0.015499
PriUG_CircMiles.xlsx | 182402105 | FORT ORD 2105 | UG | 12kV |  | 4.7787
PriUG_CircMiles.xlsx | 182402105 | FORT ORD 2105 | UG | 21kV |  | 8.6695
PriUG_CircMiles.xlsx | 182402106 | FORT ORD 2106 | UG | 12kV |  | 13.5648
PriUG_CircMiles.xlsx | 182402106 | FORT ORD 2106 | UG | 21kV |  | 11.7156
PriUG_CircMiles.xlsx | 182402107 | FORT ORD 2107 | UG | 12kV |  | 7.52
PriUG_CircMiles.xlsx | 182402107 | FORT ORD 2107 | UG | 21kV |  | 6.4304
PriUG_CircMiles.xlsx | 182402108 | FORT ORD 2108 | UG | 12kV |  | 1.4097
PriUG_CircMiles.xlsx | 182402108 | FORT ORD 2108 | UG | 21kV |  | 0.052863
PriUG_CircMiles.xlsx | 182440421 | PACIFIC GROVE 0421 | UG | 4.16kV |  | 0.9236
PriUG_CircMiles.xlsx | 182440422 | PACIFIC GROVE 0422 | UG | 4.16kV |  | 1.3632
PriUG_CircMiles.xlsx | 182440423 | PACIFIC GROVE 0423 | UG | 4.16kV |  | 0.21377
PriUG_CircMiles.xlsx | 182440424 | PACIFIC GROVE 0424 | UG | 4.16kV |  | 0.35197
PriUG_CircMiles.xlsx | 182461101 | BORONDA 1101 | UG | 12kV |  | 2.9187
PriUG_CircMiles.xlsx | 182461102 | BORONDA 1102 | UG | 12kV |  | 0.72048
PriUG_CircMiles.xlsx | 182492101 | HOLLISTER 2101 | UG | 21kV |  | 22.9996
PriUG_CircMiles.xlsx | 182492102 | HOLLISTER 2102 | UG | 21kV |  | 2.7524
PriUG_CircMiles.xlsx | 182492103 | HOLLISTER 2103 | UG | 21kV |  | 40.08
PriUG_CircMiles.xlsx | 182492104 | HOLLISTER 2104 | UG | 12kV |  | 0.40186
PriUG_CircMiles.xlsx | 182492104 | HOLLISTER 2104 | UG | 21kV |  | 15.5737
PriUG_CircMiles.xlsx | 182492105 | HOLLISTER 2105 | UG | 12kV |  | 4.2796
PriUG_CircMiles.xlsx | 182492105 | HOLLISTER 2105 | UG | 21kV |  | 30.013
PriUG_CircMiles.xlsx | 182492106 | HOLLISTER 2106 | UG | 12kV |  | 3.8734
PriUG_CircMiles.xlsx | 182492106 | HOLLISTER 2106 | UG | 21kV |  | 26.504
PriUG_CircMiles.xlsx | 182541101 | ATASCADERO 1101 | UG | 12kV |  | 5.012
PriUG_CircMiles.xlsx | 182541101 | ATASCADERO 1101 | UG | 21kV |  | 4.0162
PriUG_CircMiles.xlsx | 182541102 | ATASCADERO 1102 | UG | 12kV |  | 4.201
PriUG_CircMiles.xlsx | 182541103 | ATASCADERO 1103 | UG | 12kV |  | 20.8912
PriUG_CircMiles.xlsx | 182551101 | CAYUCOS 1101 | UG | 12kV |  | 7.4358
PriUG_CircMiles.xlsx | 182551102 | CAYUCOS 1102 | UG | 12kV |  | 3.4701
PriUG_CircMiles.xlsx | 182561101 | CHOLAME 1101 | UG | 12kV |  | 4.7952
PriUG_CircMiles.xlsx | 182562102 | CHOLAME 2102 | UG | 12kV |  | 0.76171
PriUG_CircMiles.xlsx | 182562102 | CHOLAME 2102 | UG | 21kV |  | 1.4823
PriUG_CircMiles.xlsx | 182571101 | DIVIDE 1101 | UG | 12kV |  | 3.2442
PriUG_CircMiles.xlsx | 182571102 | DIVIDE 1102 | UG | 12kV |  | 29.2214
PriUG_CircMiles.xlsx | 182571103 | DIVIDE 1103 | UG | 12kV |  | 0.063555
PriUG_CircMiles.xlsx | 182581105 | GOLDTREE 1105 | UG | 12kV |  | 3.6852
PriUG_CircMiles.xlsx | 182581107 | GOLDTREE 1107 | UG | 12kV |  | 0.28719
PriUG_CircMiles.xlsx | 182581108 | GOLDTREE 1108 | UG | 12kV |  | 6.1213
PriUG_CircMiles.xlsx | 182601102 | OCEANO 1102 | UG | 12kV |  | 18.7121
PriUG_CircMiles.xlsx | 182601103 | OCEANO 1103 | UG | 12kV |  | 28.4508
PriUG_CircMiles.xlsx | 182601103 | OCEANO 1103 | UG | 21kV |  | 1.4343
PriUG_CircMiles.xlsx | 182601104 | OCEANO 1104 | UG | 12kV |  | 32.0005
PriUG_CircMiles.xlsx | 182601105 | OCEANO 1105 | UG | 12kV |  | 18.7811
PriUG_CircMiles.xlsx | 182601106 | OCEANO 1106 | UG | 12kV |  | 8.7054
PriUG_CircMiles.xlsx | 182601108 | OCEANO 1108 | UG | 12kV |  | 9.409
PriUG_CircMiles.xlsx | 182611101 | PASO ROBLES 1101 | UG | 12kV |  | 6.1724
PriUG_CircMiles.xlsx | 182611102 | PASO ROBLES 1102 | UG | 12kV |  | 17.0745
PriUG_CircMiles.xlsx | 182611103 | PASO ROBLES 1103 | UG | 12kV |  | 30.1451
PriUG_CircMiles.xlsx | 182611104 | PASO ROBLES 1104 | UG | 12kV |  | 12.3522
PriUG_CircMiles.xlsx | 182611106 | PASO ROBLES 1106 | UG | 21kV |  | 29.2808
PriUG_CircMiles.xlsx | 182611107 | PASO ROBLES 1107 | UG | 4.16kV |  | 0.0079933
PriUG_CircMiles.xlsx | 182611107 | PASO ROBLES 1107 | UG | 12kV |  | 18.6262
PriUG_CircMiles.xlsx | 182611108 | PASO ROBLES 1108 | UG | 12kV |  | 6.8879
PriUG_CircMiles.xlsx | 182611108 | PASO ROBLES 1108 | UG | 21kV |  | 22.1485
PriUG_CircMiles.xlsx | 182631101 | SAN LUIS OBISPO 1101 | UG | 12kV |  | 3.8049
PriUG_CircMiles.xlsx | 182631102 | SAN LUIS OBISPO 1102 | UG | 12kV |  | 8.7089
PriUG_CircMiles.xlsx | 182631103 | SAN LUIS OBISPO 1103 | UG | 12kV |  | 31.5697
PriUG_CircMiles.xlsx | 182631104 | SAN LUIS OBISPO 1104 | UG | 12kV |  | 29.9787
PriUG_CircMiles.xlsx | 182631105 | SAN LUIS OBISPO 1105 | UG | 12kV |  | 4.0253
PriUG_CircMiles.xlsx | 182631107 | SAN LUIS OBISPO 1107 | UG | 12kV |  | 31.8388
PriUG_CircMiles.xlsx | 182631108 | SAN LUIS OBISPO 1108 | UG | 12kV |  | 19.766
PriUG_CircMiles.xlsx | 182661104 | SAN MIGUEL 1104 | UG | 12kV |  | 10.2004
PriUG_CircMiles.xlsx | 182661105 | SAN MIGUEL 1105 | UG | 12kV |  | 5.1176
PriUG_CircMiles.xlsx | 182661106 | SAN MIGUEL 1106 | UG | 12kV |  | 1.6773
PriUG_CircMiles.xlsx | 182661106 | SAN MIGUEL 1106 | UG | 21kV |  | 0.042073
PriUG_CircMiles.xlsx | 182661107 | SAN MIGUEL 1107 | UG | 12kV |  | 0.19165
PriUG_CircMiles.xlsx | 182671105 | SANTA MARIA 1105 | UG | 12kV |  | 18.8711
PriUG_CircMiles.xlsx | 182671106 | SANTA MARIA 1106 | UG | 12kV |  | 13.7002
PriUG_CircMiles.xlsx | 182671107 | SANTA MARIA 1107 | UG | 12kV |  | 2.1496
PriUG_CircMiles.xlsx | 182671108 | SANTA MARIA 1108 | UG | 12kV |  | 13.9509
PriUG_CircMiles.xlsx | 182671109 | SANTA MARIA 1109 | UG | 12kV |  | 8.1157
PriUG_CircMiles.xlsx | 182671110 | SANTA MARIA 1110 | UG | 12kV |  | 7.9649
PriUG_CircMiles.xlsx | 182671111 | SANTA MARIA 1111 | UG | 12kV |  | 10.8115
PriUG_CircMiles.xlsx | 182671112 | SANTA MARIA 1112 | UG |  |  | 0.098127
PriUG_CircMiles.xlsx | 182671112 | SANTA MARIA 1112 | UG | 12kV |  | 14.4869
PriUG_CircMiles.xlsx | 182681101 | ZACA 1101 | UG | 12kV |  | 4.805
PriUG_CircMiles.xlsx | 182681102 | ZACA 1102 | UG | 12kV |  | 26.7041
PriUG_CircMiles.xlsx | 182721101 | SANTA YNEZ 1101 | UG | 12kV |  | 15.9771
PriUG_CircMiles.xlsx | 182721102 | SANTA YNEZ 1102 | UG | 12kV |  | 17.7137
PriUG_CircMiles.xlsx | 182721104 | SANTA YNEZ 1104 | UG | 12kV |  | 25.0794
PriUG_CircMiles.xlsx | 182731101 | RESERVATION ROAD 1101 | UG | 12kV |  | 14.9682
PriUG_CircMiles.xlsx | 182731102 | RESERVATION ROAD 1102 | UG | 12kV |  | 25.9613
PriUG_CircMiles.xlsx | 182742101 | SAN BENITO 2101 | UG | 21kV |  | 12.8253
PriUG_CircMiles.xlsx | 182742102 | SAN BENITO 2102 | UG | 21kV |  | 1.1411
PriUG_CircMiles.xlsx | 182742103 | SAN BENITO 2103 | UG | 21kV |  | 0.029573
PriUG_CircMiles.xlsx | 182742104 | SAN BENITO 2104 | UG | 21kV |  | 5.4988
PriUG_CircMiles.xlsx | 182771101 | CAMBRIA 1101 | UG | 12kV |  | 3.9041
PriUG_CircMiles.xlsx | 182771102 | CAMBRIA 1102 | UG | 12kV |  | 7.2483
PriUG_CircMiles.xlsx | 182801101 | BAYWOOD 1101 | UG | 12kV |  | 2.6642
PriUG_CircMiles.xlsx | 182811101 | SISQUOC 1101 | UG | 12kV |  | 5.3941
PriUG_CircMiles.xlsx | 182811102 | SISQUOC 1102 | UG | 12kV |  | 4.2905
PriUG_CircMiles.xlsx | 182811103 | SISQUOC 1103 | UG | 12kV |  | 0.91453
PriUG_CircMiles.xlsx | 182811104 | SISQUOC 1104 | UG | 12kV |  | 2.9143
PriUG_CircMiles.xlsx | 182821101 | MESA 1101 | UG | 12kV |  | 9.0406
PriUG_CircMiles.xlsx | 182821102 | MESA 1102 | UG | 12kV |  | 1.2384
PriUG_CircMiles.xlsx | 182821103 | MESA 1103 | UG | 12kV |  | 59.0089
PriUG_CircMiles.xlsx | 182821104 | MESA 1104 | UG | 12kV |  | 0.6085
PriUG_CircMiles.xlsx | 182852201 | VIEJO 2201 | UG | 4.16kV |  | 2.0769
PriUG_CircMiles.xlsx | 182852201 | VIEJO 2201 | UG | 21kV |  | 11.7246
PriUG_CircMiles.xlsx | 182852202 | VIEJO 2202 | UG | 4.16kV |  | 7.5008
PriUG_CircMiles.xlsx | 182852202 | VIEJO 2202 | UG | 21kV |  | 14.9078
PriUG_CircMiles.xlsx | 182852203 | VIEJO 2203 | UG | 4.16kV |  | 1.469
PriUG_CircMiles.xlsx | 182852203 | VIEJO 2203 | UG | 21kV |  | 3.5371
PriUG_CircMiles.xlsx | 182852204 | VIEJO 2204 | UG | 4.16kV |  | 0.87356
PriUG_CircMiles.xlsx | 182852204 | VIEJO 2204 | UG | 21kV |  | 7.8532
PriUG_CircMiles.xlsx | 182941101 | OTTER 1101 | UG | 12kV |  | 3.1059
PriUG_CircMiles.xlsx | 182941102 | OTTER 1102 | UG | 12kV |  | 10.8701
PriUG_CircMiles.xlsx | 182951101 | FOOTHILL 1101 | UG | 12kV |  | 0.012345
PriUG_CircMiles.xlsx | 182951101 | FOOTHILL 1101 | UG | 21kV |  | 1.9187
PriUG_CircMiles.xlsx | 182951102 | FOOTHILL 1102 | UG | 12kV |  | 21.2267
PriUG_CircMiles.xlsx | 182961107 | PRUNEDALE 1107 | UG | 12kV |  | 18.7159
PriUG_CircMiles.xlsx | 182961110 | PRUNEDALE 1110 | UG | 12kV |  | 19.3188
PriUG_CircMiles.xlsx | 182971101 | PURISIMA 1101 | UG | 12kV |  | 11.1149
PriUG_CircMiles.xlsx | 182981102 | JOLON 1102 | UG | 12kV |  | 3.1583
PriUG_CircMiles.xlsx | 182981102 | JOLON 1102 | UG | 21kV |  | 0.03018
PriUG_CircMiles.xlsx | 182981103 | JOLON 1103 | UG | 12kV |  | 0.49614
PriUG_CircMiles.xlsx | 183011101 | MORRO BAY 1101 | UG | 12kV |  | 8.1428
PriUG_CircMiles.xlsx | 183011102 | MORRO BAY 1102 | UG | 12kV |  | 1.6188
PriUG_CircMiles.xlsx | 183011102 | MORRO BAY 1102 | UG | 21kV |  | 9.5911
PriUG_CircMiles.xlsx | 183031101 | PALMER 1101 | UG | 12kV |  | 9.7429
PriUG_CircMiles.xlsx | 183041101 | BUELLTON 1101 | UG | 12kV |  | 26.6417
PriUG_CircMiles.xlsx | 183041102 | BUELLTON 1102 | UG | 12kV |  | 22.1644
PriUG_CircMiles.xlsx | 183052108 | TEMPLETON 2108 | UG | 12kV |  | 0.31818
PriUG_CircMiles.xlsx | 183052108 | TEMPLETON 2108 | UG | 21kV |  | 8.8836
PriUG_CircMiles.xlsx | 183052109 | TEMPLETON 2109 | UG | 12kV |  | 10.2178
PriUG_CircMiles.xlsx | 183052109 | TEMPLETON 2109 | UG | 21kV |  | 18.8511
PriUG_CircMiles.xlsx | 183052110 | TEMPLETON 2110 | UG | 12kV |  | 15.5144
PriUG_CircMiles.xlsx | 183052110 | TEMPLETON 2110 | UG | 21kV |  | 21.2323
PriUG_CircMiles.xlsx | 183052111 | TEMPLETON 2111 | UG | 21kV |  | 13.9369
PriUG_CircMiles.xlsx | 183052112 | TEMPLETON 2112 | UG | 4.16kV |  | 0.0047348
PriUG_CircMiles.xlsx | 183052112 | TEMPLETON 2112 | UG | 12kV |  | 3.691
PriUG_CircMiles.xlsx | 183052112 | TEMPLETON 2112 | UG | 21kV |  | 12.4218
PriUG_CircMiles.xlsx | 183052113 | TEMPLETON 2113 | UG | 12kV |  | 17.8372
PriUG_CircMiles.xlsx | 183052113 | TEMPLETON 2113 | UG | 21kV |  | 11.7436
PriUG_CircMiles.xlsx | 183071101 | PERRY 1101 | UG | 12kV |  | 6.8513
PriUG_CircMiles.xlsx | 183101103 | CABRILLO 1103 | UG | 12kV |  | 8.2528
PriUG_CircMiles.xlsx | 183101104 | CABRILLO 1104 | UG | 12kV |  | 5.7362
PriUG_CircMiles.xlsx | 183150403 | MANZANITA 0403 | UG | 4.16kV |  | 1.177
PriUG_CircMiles.xlsx | 183150404 | MANZANITA 0404 | UG | 4.16kV |  | 1.4399
PriUG_CircMiles.xlsx | 183181101 | SAN JUSTO 1101 | UG | 12kV |  | 3.7954
PriUG_CircMiles.xlsx | 183221111 | TRES PINOS 1111 | UG | 12kV |  | 0.98337
PriUG_CircMiles.xlsx | 183582101 | BURNS 2101 | UG | 21kV |  | 0.014678
PriUG_CircMiles.xlsx | 189001101 | DIABLO CANYON 1101 | UG | 12kV |  | 2.5761
PriUG_CircMiles.xlsx | 189001102 | DIABLO CANYON 1102 | UG | 12kV |  | 2.1613
PriUG_CircMiles.xlsx | 192021105 | ARCATA 1105 | UG | 12kV |  | 9.0274
PriUG_CircMiles.xlsx | 192021106 | ARCATA 1106 | UG | 12kV |  | 4.2387
PriUG_CircMiles.xlsx | 192021121 | ARCATA 1121 | UG | 12kV |  | 6.0693
PriUG_CircMiles.xlsx | 192021122 | ARCATA 1122 | UG | 12kV |  | 6.6063
PriUG_CircMiles.xlsx | 192021123 | ARCATA 1123 | UG | 12kV |  | 0.15179
PriUG_CircMiles.xlsx | 192101101 | MAPLE CREEK 1101 | UG | 12kV |  | 0.16208
PriUG_CircMiles.xlsx | 192121103 | EUREKA A 1103 | UG | 12kV |  | 0.85833
PriUG_CircMiles.xlsx | 192121106 | EUREKA A 1106 | UG | 12kV |  | 5.823
PriUG_CircMiles.xlsx | 192121107 | EUREKA A 1107 | UG | 12kV |  | 3.0138
PriUG_CircMiles.xlsx | 192151131 | NEWBURG 1131 | UG | 12kV |  | 7.42
PriUG_CircMiles.xlsx | 192151132 | NEWBURG 1132 | UG | 12kV |  | 11.8232
PriUG_CircMiles.xlsx | 192151133 | NEWBURG 1133 | UG | 12kV |  | 1.1253
PriUG_CircMiles.xlsx | 192171101 | WILLOW CREEK 1101 | UG | 12kV |  | 4.0197
PriUG_CircMiles.xlsx | 192171102 | WILLOW CREEK 1102 | UG | 12kV |  | 1.3587
PriUG_CircMiles.xlsx | 192171103 | WILLOW CREEK 1103 | UG | 12kV |  | 2.5373
PriUG_CircMiles.xlsx | 192181101 | BLUE LAKE 1101 | UG | 12kV |  | 0.18755
PriUG_CircMiles.xlsx | 192181102 | BLUE LAKE 1102 | UG | 12kV |  | 4.481
PriUG_CircMiles.xlsx | 192221101 | GARBERVILLE 1101 | UG | 12kV |  | 3.2889
PriUG_CircMiles.xlsx | 192221102 | GARBERVILLE 1102 | UG | 12kV |  | 8.8278
PriUG_CircMiles.xlsx | 192221103 | GARBERVILLE 1103 | UG | 12kV |  | 1.2587
PriUG_CircMiles.xlsx | 192231101 | TRINIDAD 1101 | UG | 12kV |  | 2.7128
PriUG_CircMiles.xlsx | 192231102 | TRINIDAD 1102 | UG | 12kV |  | 3.3816
PriUG_CircMiles.xlsx | 192251101 | RIO DELL 1101 | UG | 12kV |  | 1.399
PriUG_CircMiles.xlsx | 192251102 | RIO DELL 1102 | UG | 12kV |  | 7.5834
PriUG_CircMiles.xlsx | 192261101 | ORICK 1101 | UG | 12kV |  | 0.95855
PriUG_CircMiles.xlsx | 192261102 | ORICK 1102 | UG | 12kV |  | 1.231
PriUG_CircMiles.xlsx | 192291121 | CARLOTTA 1121 | UG | 12kV |  | 1.9826
PriUG_CircMiles.xlsx | 192311141 | FRUITLAND 1141 | UG | 12kV |  | 0.019055
PriUG_CircMiles.xlsx | 192311142 | FRUITLAND 1142 | UG | 12kV |  | 0.68141
PriUG_CircMiles.xlsx | 192321121 | FORT SEWARD 1121 | UG | 12kV |  | 0.068974
PriUG_CircMiles.xlsx | 192321122 | FORT SEWARD 1122 | UG | 12kV |  | 0.12242
PriUG_CircMiles.xlsx | 192331101 | EUREKA E 1101 | UG | 12kV |  | 1.8117
PriUG_CircMiles.xlsx | 192331104 | EUREKA E 1104 | UG | 12kV |  | 1.7942
PriUG_CircMiles.xlsx | 192331105 | EUREKA E 1105 | UG | 12kV |  | 0.29081
PriUG_CircMiles.xlsx | 192341101 | HUMBOLDT BAY 1101 | UG | 12kV |  | 3.9047
PriUG_CircMiles.xlsx | 192341102 | HUMBOLDT BAY 1102 | UG | 12kV |  | 11.5833
PriUG_CircMiles.xlsx | 192361101 | BIG LAGOON 1101 | UG | 12kV |  | 0.50743
PriUG_CircMiles.xlsx | 192381102 | EEL RIVER 1102 | UG | 12kV |  | 4.4762
PriUG_CircMiles.xlsx | 192381103 | EEL RIVER 1103 | UG | 12kV |  | 1.2078
PriUG_CircMiles.xlsx | 192391101 | JANES CREEK 1101 | UG | 12kV |  | 8.6029
PriUG_CircMiles.xlsx | 192391102 | JANES CREEK 1102 | UG | 12kV |  | 3.8001
PriUG_CircMiles.xlsx | 192391103 | JANES CREEK 1103 | UG | 12kV |  | 22.5916
PriUG_CircMiles.xlsx | 192391104 | JANES CREEK 1104 | UG | 12kV |  | 1.6378
PriUG_CircMiles.xlsx | 192401101 | HOOPA 1101 | UG | 12kV |  | 3.5203
PriUG_CircMiles.xlsx | 192401101 | HOOPA 1101 | UG | 21kV |  | 8.4938
PriUG_CircMiles.xlsx | 192411101 | LOW GAP 1101 | UG | 12kV |  | 0.56327
PriUG_CircMiles.xlsx | 192431108 | HARRIS 1108 | UG | 12kV |  | 7.9679
PriUG_CircMiles.xlsx | 192431109 | HARRIS 1109 | UG | 12kV |  | 7.1149
PriUG_CircMiles.xlsx | 192451103 | FAIRHAVEN 1103 | UG | 12kV |  | 0.31486
PriUG_CircMiles.xlsx | 192451104 | FAIRHAVEN 1104 | UG | 12kV |  | 1.6721
PriUG_CircMiles.xlsx | 252021101 | ANTELOPE 1101 | UG | 12kV |  | 0.047966
PriUG_CircMiles.xlsx | 252021102 | ANTELOPE 1102 | UG | 12kV |  | 0.19761
PriUG_CircMiles.xlsx | 252041101 | AIRWAYS 1101 | UG | 12kV |  | 22.3547
PriUG_CircMiles.xlsx | 252041102 | AIRWAYS 1102 | UG | 12kV |  | 31.2276
PriUG_CircMiles.xlsx | 252041103 | AIRWAYS 1103 | UG | 12kV |  | 21.2644
PriUG_CircMiles.xlsx | 252041104 | AIRWAYS 1104 | UG | 12kV |  | 30.2757
PriUG_CircMiles.xlsx | 252041105 | AIRWAYS 1105 | UG | 12kV |  | 24.6801
PriUG_CircMiles.xlsx | 252041106 | AIRWAYS 1106 | UG | 12kV |  | 12.3612
PriUG_CircMiles.xlsx | 252041107 | AIRWAYS 1107 | UG | 12kV |  | 31.216
PriUG_CircMiles.xlsx | 252041108 | AIRWAYS 1108 | UG | 12kV |  | 11.5464
PriUG_CircMiles.xlsx | 252051102 | ASHLAN AVE 1102 | UG | 12kV |  | 1.6078
PriUG_CircMiles.xlsx | 252051103 | ASHLAN AVE 1103 | UG | 12kV |  | 2.4774
PriUG_CircMiles.xlsx | 252051104 | ASHLAN AVE 1104 | UG | 12kV |  | 1.7155
PriUG_CircMiles.xlsx | 252051106 | ASHLAN AVE 1106 | UG | 12kV |  | 3.3623
PriUG_CircMiles.xlsx | 252051107 | ASHLAN AVE 1107 | UG | 12kV |  | 3.274
PriUG_CircMiles.xlsx | 252051108 | ASHLAN AVE 1108 | UG | 12kV |  | 2.4332
PriUG_CircMiles.xlsx | 252051109 | ASHLAN AVE 1109 | UG | 12kV |  | 9.7199
PriUG_CircMiles.xlsx | 252051111 | ASHLAN AVE 1111 | UG | 12kV |  | 5.2986
PriUG_CircMiles.xlsx | 252051112 | ASHLAN AVE 1112 | UG | 12kV |  | 15.773
PriUG_CircMiles.xlsx | 252051113 | ASHLAN AVE 1113 | UG | 12kV |  | 16.258
PriUG_CircMiles.xlsx | 252051114 | ASHLAN AVE 1114 | UG | 12kV |  | 1.4826
PriUG_CircMiles.xlsx | 252051116 | ASHLAN AVE 1116 | UG | 12kV |  | 0.65948
PriUG_CircMiles.xlsx | 252052101 | ASHLAN AVE 2101 | UG | 21kV |  | 11.2571
PriUG_CircMiles.xlsx | 252052105 | ASHLAN AVE 2105 | UG | 21kV |  | 11.7082
PriUG_CircMiles.xlsx | 252052110 | ASHLAN AVE 2110 | UG | 21kV |  | 11.6188
PriUG_CircMiles.xlsx | 252052115 | ASHLAN AVE 2115 | UG | 21kV |  | 4.348
PriUG_CircMiles.xlsx | 252052117 | ASHLAN AVE 2117 | UG | 21kV |  | 17.6459
PriUG_CircMiles.xlsx | 252052118 | ASHLAN AVE 2118 | UG | 21kV |  | 6.9165
PriUG_CircMiles.xlsx | 252052119 | ASHLAN AVE 2119 | UG | 21kV |  | 7.6613
PriUG_CircMiles.xlsx | 252062109 | SHEPHERD 2109 | UG | 21kV |  | 24.8093
PriUG_CircMiles.xlsx | 252062110 | SHEPHERD 2110 | UG | 21kV |  | 26.0884
PriUG_CircMiles.xlsx | 252062111 | SHEPHERD 2111 | UG | 21kV |  | 17.4535
PriUG_CircMiles.xlsx | 252062112 | SHEPHERD 2112 | UG | 12kV |  | 20.5252
PriUG_CircMiles.xlsx | 252081101 | TAFT 1101 | UG | 12kV |  | 1.9134
PriUG_CircMiles.xlsx | 252081103 | TAFT 1103 | UG | 12kV |  | 0.55994
PriUG_CircMiles.xlsx | 252081104 | TAFT 1104 | UG | 12kV |  | 12.2783
PriUG_CircMiles.xlsx | 252081106 | TAFT 1106 | UG | 12kV |  | 3.6942
PriUG_CircMiles.xlsx | 252081108 | TAFT 1108 | UG | 12kV |  | 0.1289
PriUG_CircMiles.xlsx | 252091101 | CANAL 1101 | UG | 12kV |  | 19.9642
PriUG_CircMiles.xlsx | 252091102 | CANAL 1102 | UG | 12kV |  | 13.1263
PriUG_CircMiles.xlsx | 252091103 | CANAL 1103 | UG | 12kV |  | 24.385
PriUG_CircMiles.xlsx | 252091104 | CANAL 1104 | UG | 12kV |  | 3.4948
PriUG_CircMiles.xlsx | 252091105 | CANAL 1105 | UG | 12kV |  | 7.1737
PriUG_CircMiles.xlsx | 252091106 | CANAL 1106 | UG | 12kV |  | 11.7494
PriUG_CircMiles.xlsx | 252151102 | ANGIOLA 1102 | UG | 12kV |  | 0.47354
PriUG_CircMiles.xlsx | 252151103 | ANGIOLA 1103 | UG | 12kV |  | 0.45657
PriUG_CircMiles.xlsx | 252151104 | ANGIOLA 1104 | UG | 12kV |  | 0.32882
PriUG_CircMiles.xlsx | 252161106 | COALINGA NO 1 1106 | UG | 12kV |  | 2.732
PriUG_CircMiles.xlsx | 252161107 | COALINGA NO 1 1107 | UG | 12kV |  | 3.7397
PriUG_CircMiles.xlsx | 252161108 | COALINGA NO 1 1108 | UG | 12kV |  | 8.9208
PriUG_CircMiles.xlsx | 252161109 | COALINGA NO 1 1109 | UG | 12kV |  | 7.8228
PriUG_CircMiles.xlsx | 252171101 | CORCORAN 1101 | UG | 12kV |  | 1.2087
PriUG_CircMiles.xlsx | 252171102 | CORCORAN 1102 | UG | 12kV |  | 1.9194
PriUG_CircMiles.xlsx | 252171104 | CORCORAN 1104 | UG | 12kV |  | 0.70298
PriUG_CircMiles.xlsx | 252171106 | CORCORAN 1106 | UG | 12kV |  | 3.6525
PriUG_CircMiles.xlsx | 252171108 | CORCORAN 1108 | UG | 12kV |  | 5.3602
PriUG_CircMiles.xlsx | 252171112 | CORCORAN 1112 | UG | 12kV |  | 7.3667
PriUG_CircMiles.xlsx | 252171116 | CORCORAN 1116 | UG | 12kV |  | 1.9788
PriUG_CircMiles.xlsx | 252171117 | CORCORAN 1117 | UG | 12kV |  | 1.2088
PriUG_CircMiles.xlsx | 252171118 | CORCORAN 1118 | UG | 12kV |  | 0.91835
PriUG_CircMiles.xlsx | 252192101 | BEAR VALLEY 2101 | UG | 12kV |  | 0.25863
PriUG_CircMiles.xlsx | 252192101 | BEAR VALLEY 2101 | UG | 21kV |  | 0.21728
PriUG_CircMiles.xlsx | 252192105 | BEAR VALLEY 2105 | UG | 12kV |  | 1.7704
PriUG_CircMiles.xlsx | 252192105 | BEAR VALLEY 2105 | UG | 21kV |  | 0.016952
PriUG_CircMiles.xlsx | 252211101 | BIOLA 1101 | UG | 12kV |  | 1.306
PriUG_CircMiles.xlsx | 252211102 | BIOLA 1102 | UG | 12kV |  | 0.0096769
PriUG_CircMiles.xlsx | 252211103 | BIOLA 1103 | UG | 12kV |  | 1.7064
PriUG_CircMiles.xlsx | 252211104 | BIOLA 1104 | UG | 12kV |  | 0.081415
PriUG_CircMiles.xlsx | 252241102 | KINGSBURG 1102 | UG | 12kV |  | 8.2977
PriUG_CircMiles.xlsx | 252241108 | KINGSBURG 1108 | UG | 12kV |  | 9.4412
PriUG_CircMiles.xlsx | 252241110 | KINGSBURG 1110 | UG | 12kV |  | 1.3208
PriUG_CircMiles.xlsx | 252241111 | KINGSBURG 1111 | UG | 12kV |  | 5.2188
PriUG_CircMiles.xlsx | 252241112 | KINGSBURG 1112 | UG | 12kV |  | 11.1535
PriUG_CircMiles.xlsx | 252241113 | KINGSBURG 1113 | UG | 12kV |  | 0.78156
PriUG_CircMiles.xlsx | 252241114 | KINGSBURG 1114 | UG | 12kV |  | 0.35217
PriUG_CircMiles.xlsx | 252241116 | KINGSBURG 1116 | UG | 12kV |  | 6.2201
PriUG_CircMiles.xlsx | 252261101 | LIVINGSTON 1101 | UG | 12kV |  | 1.968
PriUG_CircMiles.xlsx | 252261102 | LIVINGSTON 1102 | UG | 12kV |  | 0.1122
PriUG_CircMiles.xlsx | 252261104 | LIVINGSTON 1104 | UG | 12kV |  | 4.129
PriUG_CircMiles.xlsx | 252261105 | LIVINGSTON 1105 | UG | 12kV |  | 1.6458
PriUG_CircMiles.xlsx | 252261106 | LIVINGSTON 1106 | UG | 12kV |  | 8.2943
PriUG_CircMiles.xlsx | 252261106 | LIVINGSTON 1106 | UG | 21kV |  | 0.019474
PriUG_CircMiles.xlsx | 252281102 | CALIFORNIA AVE 1102 | UG | 12kV |  | 4.8721
PriUG_CircMiles.xlsx | 252281103 | CALIFORNIA AVE 1103 | UG | 12kV |  | 1.0662
PriUG_CircMiles.xlsx | 252281104 | CALIFORNIA AVE 1104 | UG | 12kV |  | 0.17923
PriUG_CircMiles.xlsx | 252281106 | CALIFORNIA AVE 1106 | UG | 12kV |  | 16.884
PriUG_CircMiles.xlsx | 252281108 | CALIFORNIA AVE 1108 | UG | 12kV |  | 3.6186
PriUG_CircMiles.xlsx | 252281110 | CALIFORNIA AVE 1110 | UG | 12kV |  | 1.7439
PriUG_CircMiles.xlsx | 252281111 | CALIFORNIA AVE 1111 | UG | 12kV |  | 2.6633
PriUG_CircMiles.xlsx | 252281112 | CALIFORNIA AVE 1112 | UG | 12kV |  | 4.2619
PriUG_CircMiles.xlsx | 252281113 | CALIFORNIA AVE 1113 | UG | 12kV |  | 11.3879
PriUG_CircMiles.xlsx | 252281114 | CALIFORNIA AVE 1114 | UG | 12kV |  | 2.3101
PriUG_CircMiles.xlsx | 252281116 | CALIFORNIA AVE 1116 | UG | 12kV |  | 6.9093
PriUG_CircMiles.xlsx | 252281117 | CALIFORNIA AVE 1117 | UG | 12kV |  | 3.2966
PriUG_CircMiles.xlsx | 252291102 | PARLIER 1102 | UG | 12kV |  | 9.8311
PriUG_CircMiles.xlsx | 252291103 | PARLIER 1103 | UG | 12kV |  | 0.80293
PriUG_CircMiles.xlsx | 252291104 | PARLIER 1104 | UG | 12kV |  | 6.1424
PriUG_CircMiles.xlsx | 252291105 | PARLIER 1105 | UG | 12kV |  | 0.10885
PriUG_CircMiles.xlsx | 252301102 | CAMDEN 1102 | UG | 12kV |  | 3.9475
PriUG_CircMiles.xlsx | 252301103 | CAMDEN 1103 | UG | 12kV |  | 1.0792
PriUG_CircMiles.xlsx | 252301104 | CAMDEN 1104 | UG | 12kV |  | 0.54353
PriUG_CircMiles.xlsx | 252301105 | CAMDEN 1105 | UG | 12kV |  | 1.0328
PriUG_CircMiles.xlsx | 252311101 | MENDOTA 1101 | UG | 12kV |  | 0.16926
PriUG_CircMiles.xlsx | 252311102 | MENDOTA 1102 | UG | 12kV |  | 3.6422
PriUG_CircMiles.xlsx | 252311103 | MENDOTA 1103 | UG | 12kV |  | 12.3529
PriUG_CircMiles.xlsx | 252311104 | MENDOTA 1104 | UG | 12kV |  | 0.40318
PriUG_CircMiles.xlsx | 252321103 | CARNERAS 1103 | UG | 12kV |  | 0.053137
PriUG_CircMiles.xlsx | 252341101 | REEDLEY 1101 | UG | 12kV |  | 13.368
PriUG_CircMiles.xlsx | 252341104 | REEDLEY 1104 | UG | 12kV |  | 2.5738
PriUG_CircMiles.xlsx | 252341106 | REEDLEY 1106 | UG | 12kV |  | 0.35598
PriUG_CircMiles.xlsx | 252341110 | REEDLEY 1110 | UG | 12kV |  | 9.5627
PriUG_CircMiles.xlsx | 252341112 | REEDLEY 1112 | UG | 12kV |  | 4.4187
PriUG_CircMiles.xlsx | 252351104 | SANGER 1104 | UG | 12kV |  | 16.7926
PriUG_CircMiles.xlsx | 252351106 | SANGER 1106 | UG | 12kV |  | 4.6429
PriUG_CircMiles.xlsx | 252351108 | SANGER 1108 | UG | 12kV |  | 13.7952
PriUG_CircMiles.xlsx | 252351110 | SANGER 1110 | UG | 12kV |  | 4.2555
PriUG_CircMiles.xlsx | 252351112 | SANGER 1112 | UG | 12kV |  | 0.15477
PriUG_CircMiles.xlsx | 252351114 | SANGER 1114 | UG | 12kV |  | 6.1761
PriUG_CircMiles.xlsx | 252351116 | SANGER 1116 | UG | 12kV |  | 6.3343
PriUG_CircMiles.xlsx | 252351118 | SANGER 1118 | UG | 12kV |  | 16.5701
PriUG_CircMiles.xlsx | 252361106 | SAN JOAQUIN 1106 | UG | 12kV |  | 2.1154
PriUG_CircMiles.xlsx | 252361108 | SAN JOAQUIN 1108 | UG | 12kV |  | 2.7178
PriUG_CircMiles.xlsx | 252361112 | SAN JOAQUIN 1112 | UG | 12kV |  | 2.4669
PriUG_CircMiles.xlsx | 252371101 | CARUTHERS 1101 | UG | 12kV |  | 0.75185
PriUG_CircMiles.xlsx | 252371102 | CARUTHERS 1102 | UG | 12kV |  | 3.65
PriUG_CircMiles.xlsx | 252371104 | CARUTHERS 1104 | UG | 12kV |  | 0.60903
PriUG_CircMiles.xlsx | 252371105 | CARUTHERS 1105 | UG | 12kV |  | 0.10135
PriUG_CircMiles.xlsx | 252381105 | COALINGA NO 2 1105 | UG | 12kV |  | 0.89761
PriUG_CircMiles.xlsx | 252381106 | COALINGA NO 2 1106 | UG | 12kV |  | 1.6195
PriUG_CircMiles.xlsx | 252381107 | COALINGA NO 2 1107 | UG | 12kV |  | 5.3661
PriUG_CircMiles.xlsx | 252411104 | COPPERMINE 1104 | UG | 12kV |  | 25.9691
PriUG_CircMiles.xlsx | 252411106 | COPPERMINE 1106 | UG | 12kV |  | 13.415
PriUG_CircMiles.xlsx | 252411112 | COPPERMINE 1112 | UG | 12kV |  | 0.015373
PriUG_CircMiles.xlsx | 252412110 | COPPERMINE 2110 | UG | 21kV |  | 0.019103
PriUG_CircMiles.xlsx | 252421102 | DAIRYLAND 1102 | UG | 12kV |  | 0.39019
PriUG_CircMiles.xlsx | 252421105 | DAIRYLAND 1105 | UG | 12kV |  | 0.3687
PriUG_CircMiles.xlsx | 252421109 | DAIRYLAND 1109 | UG | 12kV |  | 1.5878
PriUG_CircMiles.xlsx | 252421111 | DAIRYLAND 1111 | UG | 12kV |  | 0.93868
PriUG_CircMiles.xlsx | 252421112 | DAIRYLAND 1112 | UG | 12kV |  | 0.68823
PriUG_CircMiles.xlsx | 252421113 | DAIRYLAND 1113 | UG | 12kV |  | 0.96238
PriUG_CircMiles.xlsx | 252441104 | ELK HILLS 1104 | UG | 12kV |  | 4.2723
PriUG_CircMiles.xlsx | 252441106 | ELK HILLS 1106 | UG | 12kV |  | 5.6692
PriUG_CircMiles.xlsx | 252451101 | EL NIDO 1101 | UG | 12kV |  | 0.077216
PriUG_CircMiles.xlsx | 252451102 | EL NIDO 1102 | UG | 12kV |  | 0.68758
PriUG_CircMiles.xlsx | 252451103 | EL NIDO 1103 | UG | 12kV |  | 0.36021
PriUG_CircMiles.xlsx | 252451104 | EL NIDO 1104 | UG | 12kV |  | 0.8556
PriUG_CircMiles.xlsx | 252451106 | EL NIDO 1106 | UG | 22kV |  | 0.013398
PriUG_CircMiles.xlsx | 252461101 | FAMOSO 1101 | UG | 12kV |  | 0.19129
PriUG_CircMiles.xlsx | 252461102 | FAMOSO 1102 | UG | 12kV |  | 0.10799
PriUG_CircMiles.xlsx | 252461103 | FAMOSO 1103 | UG | 12kV |  | 2.4908
PriUG_CircMiles.xlsx | 252461105 | FAMOSO 1105 | UG | 12kV |  | 0.10967
PriUG_CircMiles.xlsx | 252461107 | FAMOSO 1107 | UG | 12kV |  | 0.24441
PriUG_CircMiles.xlsx | 252521103 | SAN JOAQUIN #2 1103 | UG | 12kV |  | 0.72244
PriUG_CircMiles.xlsx | 252521103 | SAN JOAQUIN #2 1103 | UG | 21kV |  | 0.013351
PriUG_CircMiles.xlsx | 252531101 | SAN JOAQUIN #3 1101 | UG | 12kV |  | 1.7637
PriUG_CircMiles.xlsx | 252531102 | SAN JOAQUIN #3 1102 | UG | 12kV |  | 0.01888
PriUG_CircMiles.xlsx | 252531102 | SAN JOAQUIN #3 1102 | UG | 21kV |  | 0.010228
PriUG_CircMiles.xlsx | 252531103 | SAN JOAQUIN #3 1103 | UG | 12kV |  | 1.709
PriUG_CircMiles.xlsx | 252551104 | TEMBLOR 1104 | UG | 12kV |  | 0.45377
PriUG_CircMiles.xlsx | 252551104 | TEMBLOR 1104 | UG | 21kV |  | 0.018547
PriUG_CircMiles.xlsx | 252552103 | TEMBLOR 2103 | UG | 12kV |  | 0.064623
PriUG_CircMiles.xlsx | 252552103 | TEMBLOR 2103 | UG | 21kV |  | 0.064876
PriUG_CircMiles.xlsx | 252561101 | KERCKHOFF 1101 | UG | 12kV |  | 0.096197
PriUG_CircMiles.xlsx | 252611101 | MIDWAY 1101 | UG | 12kV |  | 0.29765
PriUG_CircMiles.xlsx | 252611102 | MIDWAY 1102 | UG | 12kV |  | 0.29756
PriUG_CircMiles.xlsx | 252611103 | MIDWAY 1103 | UG | 12kV |  | 2.3902
PriUG_CircMiles.xlsx | 252611104 | MIDWAY 1104 | UG | 12kV |  | 0.2491
PriUG_CircMiles.xlsx | 252661101 | GUERNSEY 1101 | UG | 12kV |  | 3.7646
PriUG_CircMiles.xlsx | 252661102 | GUERNSEY 1102 | UG | 12kV |  | 2.8957
PriUG_CircMiles.xlsx | 252661103 | GUERNSEY 1103 | UG | 12kV |  | 1.3331
PriUG_CircMiles.xlsx | 252661104 | GUERNSEY 1104 | UG | 12kV |  | 1.2684
PriUG_CircMiles.xlsx | 252661105 | GUERNSEY 1105 | UG | 12kV |  | 2.4442
PriUG_CircMiles.xlsx | 252661106 | GUERNSEY 1106 | UG | 12kV |  | 1.9581
PriUG_CircMiles.xlsx | 252661108 | GUERNSEY 1108 | UG | 12kV |  | 2.4484
PriUG_CircMiles.xlsx | 252681102 | HENRIETTA 1102 | UG | 12kV |  | 0.95824
PriUG_CircMiles.xlsx | 252681104 | HENRIETTA 1104 | UG | 12kV |  | 0.32194
PriUG_CircMiles.xlsx | 252681106 | HENRIETTA 1106 | UG | 12kV |  | 0.38818
PriUG_CircMiles.xlsx | 252681108 | HENRIETTA 1108 | UG | 12kV |  | 0.31341
PriUG_CircMiles.xlsx | 252681110 | HENRIETTA 1110 | UG | 12kV |  | 0.68839
PriUG_CircMiles.xlsx | 252691104 | INDIAN FLAT 1104 | UG | 12kV |  | 7.27
PriUG_CircMiles.xlsx | 252691104 | INDIAN FLAT 1104 | UG | 21kV |  | 9.4366
PriUG_CircMiles.xlsx | 252701104 | KEARNEY 1104 | UG | 12kV |  | 1.0127
PriUG_CircMiles.xlsx | 252701106 | KEARNEY 1106 | UG | 12kV |  | 0.27769
PriUG_CircMiles.xlsx | 252701110 | KEARNEY 1110 | UG | 12kV |  | 13.5682
PriUG_CircMiles.xlsx | 252701113 | KEARNEY 1113 | UG | 12kV |  | 0.080822
PriUG_CircMiles.xlsx | 252701114 | KEARNEY 1114 | UG | 12kV |  | 6.2919
PriUG_CircMiles.xlsx | 252711101 | KERMAN 1101 | UG | 12kV |  | 0.31742
PriUG_CircMiles.xlsx | 252711102 | KERMAN 1102 | UG | 12kV |  | 17.2802
PriUG_CircMiles.xlsx | 252711103 | KERMAN 1103 | UG | 12kV |  | 7.4292
PriUG_CircMiles.xlsx | 252711104 | KERMAN 1104 | UG | 12kV |  | 0.35232
PriUG_CircMiles.xlsx | 252711106 | KERMAN 1106 | UG | 12kV |  | 0.34553
PriUG_CircMiles.xlsx | 252711108 | KERMAN 1108 | UG | 12kV |  | 13.9305
PriUG_CircMiles.xlsx | 252721103 | KERN OIL 1103 | UG | 12kV |  | 3.2955
PriUG_CircMiles.xlsx | 252721104 | KERN OIL 1104 | UG | 12kV |  | 1.4962
PriUG_CircMiles.xlsx | 252721104 | KERN OIL 1104 | UG | 21kV |  | 0.074759
PriUG_CircMiles.xlsx | 252721106 | KERN OIL 1106 | UG | 12kV |  | 4.3534
PriUG_CircMiles.xlsx | 252721106 | KERN OIL 1106 | UG | 21kV |  | 0.0095423
PriUG_CircMiles.xlsx | 252721107 | KERN OIL 1107 | UG | 12kV |  | 7.3656
PriUG_CircMiles.xlsx | 252721108 | KERN OIL 1108 | UG | 12kV |  | 15.9503
PriUG_CircMiles.xlsx | 252721109 | KERN OIL 1109 | UG | 12kV |  | 8.6343
PriUG_CircMiles.xlsx | 252721110 | KERN OIL 1110 | UG | 12kV |  | 11.0776
PriUG_CircMiles.xlsx | 252721114 | KERN OIL 1114 | UG | 12kV |  | 3.5246
PriUG_CircMiles.xlsx | 252721116 | KERN OIL 1116 | UG | 12kV |  | 20.7802
PriUG_CircMiles.xlsx | 252731101 | KETTLEMAN HILLS 1101 | UG | 12kV |  | 0.3566
PriUG_CircMiles.xlsx | 252731101 | KETTLEMAN HILLS 1101 | UG | 21kV |  | 0.015665
PriUG_CircMiles.xlsx | 252732104 | KETTLEMAN HILLS 2104 | UG | 12kV |  | 0.36769
PriUG_CircMiles.xlsx | 252732104 | KETTLEMAN HILLS 2104 | UG | 21kV |  | 1.3167
PriUG_CircMiles.xlsx | 252761104 | MADERA 1104 | UG | 12kV |  | 9.2567
PriUG_CircMiles.xlsx | 252761106 | MADERA 1106 | UG | 12kV |  | 11.4175
PriUG_CircMiles.xlsx | 252761112 | MADERA 1112 | UG | 12kV |  | 7.0014
PriUG_CircMiles.xlsx | 252761114 | MADERA 1114 | UG | 12kV |  | 7.0459
PriUG_CircMiles.xlsx | 252761116 | MADERA 1116 | UG | 12kV |  | 2.3733
PriUG_CircMiles.xlsx | 252761118 | MADERA 1118 | UG | 12kV |  | 17.3544
PriUG_CircMiles.xlsx | 252761119 | MADERA 1119 | UG | 12kV |  | 6.2313
PriUG_CircMiles.xlsx | 252771101 | MAGUNDEN 1101 | UG | 12kV |  | 5.9968
PriUG_CircMiles.xlsx | 252771101 | MAGUNDEN 1101 | UG | 21kV |  | 0.0039378
PriUG_CircMiles.xlsx | 252771104 | MAGUNDEN 1104 | UG | 12kV |  | 1.541
PriUG_CircMiles.xlsx | 252771105 | MAGUNDEN 1105 | UG | 12kV |  | 6.1431
PriUG_CircMiles.xlsx | 252771106 | MAGUNDEN 1106 | UG | 12kV |  | 6.1313
PriUG_CircMiles.xlsx | 252771108 | MAGUNDEN 1108 | UG | 12kV |  | 7.184
PriUG_CircMiles.xlsx | 252772108 | MAGUNDEN 2108 | UG | 12kV |  | 0.10824
PriUG_CircMiles.xlsx | 252772108 | MAGUNDEN 2108 | UG | 21kV |  | 26.1757
PriUG_CircMiles.xlsx | 252772109 | MAGUNDEN 2109 | UG | 21kV |  | 5.0913
PriUG_CircMiles.xlsx | 252781101 | MCKITTRICK 1101 | UG | 12kV |  | 0.20498
PriUG_CircMiles.xlsx | 252801108 | MERCED 1108 | UG | 12kV |  | 7.574
PriUG_CircMiles.xlsx | 252801114 | MERCED 1114 | UG | 12kV |  | 3.1511
PriUG_CircMiles.xlsx | 252801116 | MERCED 1116 | UG | 12kV |  | 5.5535
PriUG_CircMiles.xlsx | 252802101 | MERCED 2101 | UG | 21kV |  | 18.0495
PriUG_CircMiles.xlsx | 252802102 | MERCED 2102 | UG | 12kV |  | 0.83415
PriUG_CircMiles.xlsx | 252802102 | MERCED 2102 | UG | 21kV |  | 9.7132
PriUG_CircMiles.xlsx | 252811102 | MERCED FALLS 1102 | UG | 12kV |  | 1.3812
PriUG_CircMiles.xlsx | 252811102 | MERCED FALLS 1102 | UG | 21kV |  | 0.14443
PriUG_CircMiles.xlsx | 252821101 | OLD RIVER 1101 | UG | 12kV |  | 1.4716
PriUG_CircMiles.xlsx | 252821102 | OLD RIVER 1102 | UG | 12kV |  | 0.92175
PriUG_CircMiles.xlsx | 252821103 | OLD RIVER 1103 | UG | 12kV |  | 3.0991
PriUG_CircMiles.xlsx | 252821104 | OLD RIVER 1104 | UG | 12kV |  | 3.9848
PriUG_CircMiles.xlsx | 252821105 | OLD RIVER 1105 | UG | 12kV |  | 1.7693
PriUG_CircMiles.xlsx | 252841101 | OROSI 1101 | UG | 12kV |  | 3.958
PriUG_CircMiles.xlsx | 252841102 | OROSI 1102 | UG | 12kV |  | 0.0063424
PriUG_CircMiles.xlsx | 252841103 | OROSI 1103 | UG | 12kV |  | 0.18953
PriUG_CircMiles.xlsx | 252841104 | OROSI 1104 | UG | 12kV |  | 7.768
PriUG_CircMiles.xlsx | 252852101 | PINEDALE 2101 | UG | 21kV |  | 37.912
PriUG_CircMiles.xlsx | 252852102 | PINEDALE 2102 | UG | 21kV |  | 35.8179
PriUG_CircMiles.xlsx | 252852103 | PINEDALE 2103 | UG | 21kV |  | 15.3766
PriUG_CircMiles.xlsx | 252852105 | PINEDALE 2105 | UG | 21kV |  | 21.8533
PriUG_CircMiles.xlsx | 252852106 | PINEDALE 2106 | UG | 21kV |  | 22.2052
PriUG_CircMiles.xlsx | 252852107 | PINEDALE 2107 | UG | 21kV |  | 13.445
PriUG_CircMiles.xlsx | 252852109 | PINEDALE 2109 | UG | 21kV |  | 14.7371
PriUG_CircMiles.xlsx | 252852110 | PINEDALE 2110 | UG | 21kV |  | 20.538
PriUG_CircMiles.xlsx | 252852111 | PINEDALE 2111 | UG | 21kV |  | 26.7121
PriUG_CircMiles.xlsx | 252861101 | RIO BRAVO 1101 | UG | 12kV |  | 3.3514
PriUG_CircMiles.xlsx | 252861102 | RIO BRAVO 1102 | UG | 12kV |  | 5.8577
PriUG_CircMiles.xlsx | 252861103 | RIO BRAVO 1103 | UG | 12kV |  | 0.8783
PriUG_CircMiles.xlsx | 252861104 | RIO BRAVO 1104 | UG | 12kV |  | 0.25757
PriUG_CircMiles.xlsx | 252861104 | RIO BRAVO 1104 | UG | 21kV |  | 5.8896
PriUG_CircMiles.xlsx | 252861106 | RIO BRAVO 1106 | UG | 12kV |  | 0.74652
PriUG_CircMiles.xlsx | 252891105 | SCHINDLER 1105 | UG | 12kV |  | 0.49245
PriUG_CircMiles.xlsx | 252891107 | SCHINDLER 1107 | UG | 12kV |  | 0.43282
PriUG_CircMiles.xlsx | 252891108 | SCHINDLER 1108 | UG | 12kV |  | 0.97014
PriUG_CircMiles.xlsx | 252891109 | SCHINDLER 1109 | UG | 12kV |  | 0.89209
PriUG_CircMiles.xlsx | 252891110 | SCHINDLER 1110 | UG | 12kV |  | 0.96072
PriUG_CircMiles.xlsx | 252891111 | SCHINDLER 1111 | UG | 12kV |  | 0.34666
PriUG_CircMiles.xlsx | 252891112 | SCHINDLER 1112 | UG | 12kV |  | 1.4603
PriUG_CircMiles.xlsx | 252891114 | SCHINDLER 1114 | UG | 12kV |  | 0.74641
PriUG_CircMiles.xlsx | 252891116 | SCHINDLER 1116 | UG | 12kV |  | 0.31921
PriUG_CircMiles.xlsx | 252901104 | SEMITROPIC 1104 | UG | 12kV |  | 0.1429
PriUG_CircMiles.xlsx | 252901106 | SEMITROPIC 1106 | UG | 12kV |  | 0.32528
PriUG_CircMiles.xlsx | 252901108 | SEMITROPIC 1108 | UG | 12kV |  | 0.052216
PriUG_CircMiles.xlsx | 252901110 | SEMITROPIC 1110 | UG | 12kV |  | 15.9394
PriUG_CircMiles.xlsx | 252901112 | SEMITROPIC 1112 | UG | 12kV |  | 0.12155
PriUG_CircMiles.xlsx | 252921108 | STONE CORRAL 1108 | UG | 12kV |  | 0.62586
PriUG_CircMiles.xlsx | 252921109 | STONE CORRAL 1109 | UG | 12kV |  | 0.16247
PriUG_CircMiles.xlsx | 252921110 | STONE CORRAL 1110 | UG | 12kV |  | 0.30101
PriUG_CircMiles.xlsx | 252931102 | TEJON 1102 | UG | 12kV |  | 12.0713
PriUG_CircMiles.xlsx | 252931103 | TEJON 1103 | UG | 12kV |  | 0.25271
PriUG_CircMiles.xlsx | 252931105 | TEJON 1105 | UG | 12kV |  | 0.12424
PriUG_CircMiles.xlsx | 252931106 | TEJON 1106 | UG | 12kV |  | 1.1618
PriUG_CircMiles.xlsx | 252941106 | TIVY VALLEY 1106 | UG | 12kV |  | 6.3006
PriUG_CircMiles.xlsx | 252941107 | TIVY VALLEY 1107 | UG | 12kV |  | 5.3264
PriUG_CircMiles.xlsx | 252950001 | TULARE LAKE 0001 | UG | 12kV |  | 3.8084
PriUG_CircMiles.xlsx | 252950001 | TULARE LAKE 0001 | UG | 21kV |  | 0.18822
PriUG_CircMiles.xlsx | 252951108 | TULARE LAKE 1108 | UG | 12kV |  | 0.015991
PriUG_CircMiles.xlsx | 252951108 | TULARE LAKE 1108 | UG | 21kV |  | 0.70238
PriUG_CircMiles.xlsx | 252961101 | WASCO 1101 | UG | 12kV |  | 0.027438
PriUG_CircMiles.xlsx | 252961102 | WASCO 1102 | UG | 12kV |  | 8.5875
PriUG_CircMiles.xlsx | 252961104 | WASCO 1104 | UG | 12kV |  | 0.59118
PriUG_CircMiles.xlsx | 252971101 | WEEDPATCH 1101 | UG | 12kV |  | 5.6573
PriUG_CircMiles.xlsx | 252971102 | WEEDPATCH 1102 | UG | 12kV |  | 12.6307
PriUG_CircMiles.xlsx | 252971103 | WEEDPATCH 1103 | UG | 12kV |  | 3.3071
PriUG_CircMiles.xlsx | 252971106 | WEEDPATCH 1106 | UG | 12kV |  | 0.76747
PriUG_CircMiles.xlsx | 253141103 | CUYAMA 1103 | UG | 12kV |  | 0.72666
PriUG_CircMiles.xlsx | 253141104 | CUYAMA 1104 | UG | 12kV |  | 0.15358
PriUG_CircMiles.xlsx | 253142101 | CUYAMA 2101 | UG | 12kV |  | 0.054265
PriUG_CircMiles.xlsx | 253142101 | CUYAMA 2101 | UG | 21kV |  | 1.0765
PriUG_CircMiles.xlsx | 253142102 | CUYAMA 2102 | UG | 21kV |  | 1.0916
PriUG_CircMiles.xlsx | 253151102 | GIFFEN 1102 | UG | 12kV |  | 0.70378
PriUG_CircMiles.xlsx | 253151103 | GIFFEN 1103 | UG | 12kV |  | 0.9955
PriUG_CircMiles.xlsx | 253151103 | GIFFEN 1103 | UG | 21kV |  | 0.34754
PriUG_CircMiles.xlsx | 253151106 | GIFFEN 1106 | UG | 12kV |  | 0.017986
PriUG_CircMiles.xlsx | 253151107 | GIFFEN 1107 | UG | 12kV |  | 0.086822
PriUG_CircMiles.xlsx | 253161106 | HURON 1106 | UG | 12kV |  | 0.42746
PriUG_CircMiles.xlsx | 253161107 | HURON 1107 | UG | 12kV |  | 0.049229
PriUG_CircMiles.xlsx | 253161108 | HURON 1108 | UG | 12kV |  | 0.19197
PriUG_CircMiles.xlsx | 253161109 | HURON 1109 | UG | 12kV |  | 0.049923
PriUG_CircMiles.xlsx | 253161112 | HURON 1112 | UG | 12kV |  | 6.008
PriUG_CircMiles.xlsx | 253161116 | HURON 1116 | UG | 12kV |  | 1.218
PriUG_CircMiles.xlsx | 253181101 | MC FARLAND 1101 | UG | 12kV |  | 8.395
PriUG_CircMiles.xlsx | 253181102 | MC FARLAND 1102 | UG | 12kV |  | 0.30587
PriUG_CircMiles.xlsx | 253181104 | MC FARLAND 1104 | UG | 12kV |  | 5.8856
PriUG_CircMiles.xlsx | 253181105 | MC FARLAND 1105 | UG | 12kV |  | 0.17943
PriUG_CircMiles.xlsx | 253191101 | SAN BERNARD 1101 | UG | 12kV |  | 0.29846
PriUG_CircMiles.xlsx | 253191102 | SAN BERNARD 1102 | UG | 12kV |  | 0.069821
PriUG_CircMiles.xlsx | 253191104 | SAN BERNARD 1104 | UG | 12kV |  | 0.11522
PriUG_CircMiles.xlsx | 253371101 | BAKERSFIELD 1101 | UG | 12kV |  | 1.2871
PriUG_CircMiles.xlsx | 253371102 | BAKERSFIELD 1102 | UG | 12kV |  | 0.49722
PriUG_CircMiles.xlsx | 253371105 | BAKERSFIELD 1105 | UG | 12kV |  | 0.74732
PriUG_CircMiles.xlsx | 253371106 | BAKERSFIELD 1106 | UG | 4.16kV |  | 0.022625
PriUG_CircMiles.xlsx | 253371106 | BAKERSFIELD 1106 | UG | 12kV |  | 0.25977
PriUG_CircMiles.xlsx | 253371107 | BAKERSFIELD 1107 | UG | 12kV |  | 2.3261
PriUG_CircMiles.xlsx | 253371110 | BAKERSFIELD 1110 | UG | 12kV |  | 5.8098
PriUG_CircMiles.xlsx | 253371114 | BAKERSFIELD 1114 | UG | 12kV |  | 0.42608
PriUG_CircMiles.xlsx | 253371115 | BAKERSFIELD 1115 | UG | 12kV |  | 2.2002
PriUG_CircMiles.xlsx | 253371116 | BAKERSFIELD 1116 | UG | 12kV |  | 1.2606
PriUG_CircMiles.xlsx | 253371118 | BAKERSFIELD 1118 | UG | 12kV |  | 8.3279
PriUG_CircMiles.xlsx | 253372104 | BAKERSFIELD 2104 | UG | 21kV |  | 7.017
PriUG_CircMiles.xlsx | 253372106 | BAKERSFIELD 2106 | UG | 21kV |  | 1.3953
PriUG_CircMiles.xlsx | 253372108 | BAKERSFIELD 2108 | UG | 21kV |  | 0.15615
PriUG_CircMiles.xlsx | 253372109 | BAKERSFIELD 2109 | UG | 21kV |  | 4.8229
PriUG_CircMiles.xlsx | 253391101 | FRUITVALE 1101 | UG | 12kV |  | 0.15984
PriUG_CircMiles.xlsx | 253391103 | FRUITVALE 1103 | UG | 12kV |  | 10.2722
PriUG_CircMiles.xlsx | 253391104 | FRUITVALE 1104 | UG | 12kV |  | 18.6729
PriUG_CircMiles.xlsx | 253391105 | FRUITVALE 1105 | UG | 12kV |  | 0.73023
PriUG_CircMiles.xlsx | 253391106 | FRUITVALE 1106 | UG | 12kV |  | 11.2284
PriUG_CircMiles.xlsx | 253392108 | FRUITVALE 2108 | UG | 12kV |  | 0.013697
PriUG_CircMiles.xlsx | 253392108 | FRUITVALE 2108 | UG | 21kV |  | 3.2815
PriUG_CircMiles.xlsx | 253401101 | HAMMONDS 1101 | UG | 12kV |  | 0.55714
PriUG_CircMiles.xlsx | 253401102 | HAMMONDS 1102 | UG | 12kV |  | 0.1952
PriUG_CircMiles.xlsx | 253401104 | HAMMONDS 1104 | UG | 12kV |  | 0.71658
PriUG_CircMiles.xlsx | 253411102 | LAKEVIEW 1102 | UG | 12kV |  | 0.42351
PriUG_CircMiles.xlsx | 253411103 | LAKEVIEW 1103 | UG | 12kV |  | 1.26
PriUG_CircMiles.xlsx | 253411106 | LAKEVIEW 1106 | UG | 12kV |  | 0.25356
PriUG_CircMiles.xlsx | 253411107 | LAKEVIEW 1107 | UG | 12kV |  | 0.55275
PriUG_CircMiles.xlsx | 253422101 | PANAMA 2101 | UG | 12kV |  | 8.3283
PriUG_CircMiles.xlsx | 253422101 | PANAMA 2101 | UG | 21kV |  | 22.4597
PriUG_CircMiles.xlsx | 253422102 | PANAMA 2102 | UG | 21kV |  | 26.608
PriUG_CircMiles.xlsx | 253441101 | CALFLAX 1101 | UG | 12kV |  | 0.37346
PriUG_CircMiles.xlsx | 253441102 | CALFLAX 1102 | UG | 12kV |  | 0.16748
PriUG_CircMiles.xlsx | 253441103 | CALFLAX 1103 | UG | 12kV |  | 0.36649
PriUG_CircMiles.xlsx | 253441104 | CALFLAX 1104 | UG | 12kV |  | 0.033836
PriUG_CircMiles.xlsx | 253451101 | DEVILS DEN 1101 | UG | 12kV |  | 0.079646
PriUG_CircMiles.xlsx | 253451102 | DEVILS DEN 1102 | UG | 12kV |  | 0.047834
PriUG_CircMiles.xlsx | 253461101 | CARRIZO PLAINS 1101 | UG | 12kV |  | 0.54313
PriUG_CircMiles.xlsx | 253471101 | FIREBAUGH 1101 | UG | 12kV |  | 4.146
PriUG_CircMiles.xlsx | 253471102 | FIREBAUGH 1102 | UG | 12kV |  | 7.6772
PriUG_CircMiles.xlsx | 253471103 | FIREBAUGH 1103 | UG | 12kV |  | 2.621
PriUG_CircMiles.xlsx | 253481101 | WHEELER RIDGE 1101 | UG | 12kV |  | 0.71166
PriUG_CircMiles.xlsx | 253481102 | WHEELER RIDGE 1102 | UG | 12kV |  | 1.2926
PriUG_CircMiles.xlsx | 253481103 | WHEELER RIDGE 1103 | UG | 12kV |  | 0.11086
PriUG_CircMiles.xlsx | 253491110 | LERDO 1110 | UG | 12kV |  | 2.3448
PriUG_CircMiles.xlsx | 253491111 | LERDO 1111 | UG | 12kV |  | 3.2486
PriUG_CircMiles.xlsx | 253491112 | LERDO 1112 | UG | 12kV |  | 0.065072
PriUG_CircMiles.xlsx | 253491113 | LERDO 1113 | UG | 12kV |  | 1.354
PriUG_CircMiles.xlsx | 253491114 | LERDO 1114 | UG | 12kV |  | 0.6325
PriUG_CircMiles.xlsx | 253491115 | LERDO 1115 | UG | 12kV |  | 0.24917
PriUG_CircMiles.xlsx | 253491116 | LERDO 1116 | UG | 12kV |  | 1.0499
PriUG_CircMiles.xlsx | 253531101 | BOWLES 1101 | UG | 12kV |  | 0.49237
PriUG_CircMiles.xlsx | 253531102 | BOWLES 1102 | UG | 12kV |  | 0.62341
PriUG_CircMiles.xlsx | 253531103 | BOWLES 1103 | UG | 12kV |  | 3.7492
PriUG_CircMiles.xlsx | 253541102 | SANTA RITA 1102 | UG | 12kV |  | 0.42404
PriUG_CircMiles.xlsx | 253541105 | SANTA RITA 1105 | UG | 12kV |  | 0.31469
PriUG_CircMiles.xlsx | 253551101 | SMYRNA 1101 | UG | 12kV |  | 0.11256
PriUG_CircMiles.xlsx | 253551102 | SMYRNA 1102 | UG | 12kV |  | 0.58653
PriUG_CircMiles.xlsx | 253551104 | SMYRNA 1104 | UG | 12kV |  | 0.25064
PriUG_CircMiles.xlsx | 253551105 | SMYRNA 1105 | UG | 12kV |  | 0.62424
PriUG_CircMiles.xlsx | 253551106 | SMYRNA 1106 | UG | 12kV |  | 1.0617
PriUG_CircMiles.xlsx | 253571101 | BARTON 1101 | UG | 12kV |  | 7.5267
PriUG_CircMiles.xlsx | 253571102 | BARTON 1102 | UG | 12kV |  | 8.2589
PriUG_CircMiles.xlsx | 253571104 | BARTON 1104 | UG | 12kV |  | 2.8075
PriUG_CircMiles.xlsx | 253571105 | BARTON 1105 | UG | 12kV |  | 15.6667
PriUG_CircMiles.xlsx | 253571106 | BARTON 1106 | UG | 12kV |  | 1.4161
PriUG_CircMiles.xlsx | 253571108 | BARTON 1108 | UG | 12kV |  | 3.3997
PriUG_CircMiles.xlsx | 253571109 | BARTON 1109 | UG | 12kV |  | 8.7932
PriUG_CircMiles.xlsx | 253571110 | BARTON 1110 | UG | 12kV |  | 4.0342
PriUG_CircMiles.xlsx | 253571111 | BARTON 1111 | UG | 12kV |  | 9.585
PriUG_CircMiles.xlsx | 253571112 | BARTON 1112 | UG | 12kV |  | 10.9872
PriUG_CircMiles.xlsx | 253571114 | BARTON 1114 | UG | 12kV |  | 5.7992
PriUG_CircMiles.xlsx | 253571115 | BARTON 1115 | UG | 12kV |  | 21.2295
PriUG_CircMiles.xlsx | 253571116 | BARTON 1116 | UG | 12kV |  | 7.9348
PriUG_CircMiles.xlsx | 253591101 | CANTUA 1101 | UG | 12kV |  | 0.61646
PriUG_CircMiles.xlsx | 253591102 | CANTUA 1102 | UG | 12kV |  | 0.27396
PriUG_CircMiles.xlsx | 253591103 | CANTUA 1103 | UG | 12kV |  | 0.35081
PriUG_CircMiles.xlsx | 253591104 | CANTUA 1104 | UG | 12kV |  | 0.012939
PriUG_CircMiles.xlsx | 253591105 | CANTUA 1105 | UG | 12kV |  | 0.26961
PriUG_CircMiles.xlsx | 253591106 | CANTUA 1106 | UG | 12kV |  | 0.041982
PriUG_CircMiles.xlsx | 253601101 | LEMOORE 1101 | UG | 12kV |  | 12.7218
PriUG_CircMiles.xlsx | 253601102 | LEMOORE 1102 | UG | 12kV |  | 15.5225
PriUG_CircMiles.xlsx | 253601103 | LEMOORE 1103 | UG | 12kV |  | 16.5835
PriUG_CircMiles.xlsx | 253601104 | LEMOORE 1104 | UG | 12kV |  | 3.8686
PriUG_CircMiles.xlsx | 253601105 | LEMOORE 1105 | UG | 12kV |  | 17.965
PriUG_CircMiles.xlsx | 253611102 | ATWATER 1102 | UG | 12kV |  | 0.92316
PriUG_CircMiles.xlsx | 253611103 | ATWATER 1103 | UG | 12kV |  | 15.9076
PriUG_CircMiles.xlsx | 253611104 | ATWATER 1104 | UG | 12kV |  | 14.9644
PriUG_CircMiles.xlsx | 253611105 | ATWATER 1105 | UG | 12kV |  | 18.6296
PriUG_CircMiles.xlsx | 253611106 | ATWATER 1106 | UG | 12kV |  | 13.2386
PriUG_CircMiles.xlsx | 253611107 | ATWATER 1107 | UG | 12kV |  | 17.6041
PriUG_CircMiles.xlsx | 253611108 | ATWATER 1108 | UG | 12kV |  | 6.2935
PriUG_CircMiles.xlsx | 253611108 | ATWATER 1108 | UG | 21kV |  | 0.010505
PriUG_CircMiles.xlsx | 253642101 | POSO MOUNTAIN 2101 | UG | 12kV |  | 0.017738
PriUG_CircMiles.xlsx | 253642101 | POSO MOUNTAIN 2101 | UG | 21kV |  | 0.099693
PriUG_CircMiles.xlsx | 253642104 | POSO MOUNTAIN 2104 | UG | 21kV |  | 0.5072
PriUG_CircMiles.xlsx | 253651102 | SHAFTER 1102 | UG | 12kV |  | 1.1459
PriUG_CircMiles.xlsx | 253651103 | SHAFTER 1103 | UG | 12kV |  | 0.78243
PriUG_CircMiles.xlsx | 253651104 | SHAFTER 1104 | UG | 12kV |  | 6.0586
PriUG_CircMiles.xlsx | 253651111 | SHAFTER 1111 | UG | 12kV |  | 5.3431
PriUG_CircMiles.xlsx | 253651112 | SHAFTER 1112 | UG | 12kV |  | 0.72142
PriUG_CircMiles.xlsx | 253661101 | STROUD 1101 | UG | 12kV |  | 0.23345
PriUG_CircMiles.xlsx | 253661102 | STROUD 1102 | UG | 12kV |  | 0.67832
PriUG_CircMiles.xlsx | 253661104 | STROUD 1104 | UG | 12kV |  | 0.40282
PriUG_CircMiles.xlsx | 253661107 | STROUD 1107 | UG | 12kV |  | 0.91402
PriUG_CircMiles.xlsx | 253661108 | STROUD 1108 | UG | 12kV |  | 0.94162
PriUG_CircMiles.xlsx | 253671101 | PANOCHE 1101 | UG | 12kV |  | 1.2158
PriUG_CircMiles.xlsx | 253671102 | PANOCHE 1102 | UG | 12kV |  | 0.6335
PriUG_CircMiles.xlsx | 253671103 | PANOCHE 1103 | UG | 12kV |  | 5.7834
PriUG_CircMiles.xlsx | 253701101 | WESTPARK 1101 | UG | 12kV |  | 1.2824
PriUG_CircMiles.xlsx | 253701102 | WESTPARK 1102 | UG | 12kV |  | 2.3429
PriUG_CircMiles.xlsx | 253701103 | WESTPARK 1103 | UG | 12kV |  | 2.1448
PriUG_CircMiles.xlsx | 253701104 | WESTPARK 1104 | UG | 12kV |  | 2.0897
PriUG_CircMiles.xlsx | 253701105 | WESTPARK 1105 | UG | 12kV |  | 3.4518
PriUG_CircMiles.xlsx | 253701106 | WESTPARK 1106 | UG | 2.4kV |  | 0.0037474
PriUG_CircMiles.xlsx | 253701106 | WESTPARK 1106 | UG | 12kV |  | 2.7145
PriUG_CircMiles.xlsx | 253701107 | WESTPARK 1107 | UG | 12kV |  | 5.5694
PriUG_CircMiles.xlsx | 253701108 | WESTPARK 1108 | UG | 12kV |  | 1.0102
PriUG_CircMiles.xlsx | 253701109 | WESTPARK 1109 | UG | 12kV |  | 7.9989
PriUG_CircMiles.xlsx | 253701110 | WESTPARK 1110 | UG | 12kV |  | 2.3827
PriUG_CircMiles.xlsx | 253701111 | WESTPARK 1111 | UG | 12kV |  | 3.5748
PriUG_CircMiles.xlsx | 253701112 | WESTPARK 1112 | UG | 12kV |  | 1.2052
PriUG_CircMiles.xlsx | 253711101 | HARDWICK 1101 | UG | 12kV |  | 1.2259
PriUG_CircMiles.xlsx | 253711102 | HARDWICK 1102 | UG | 12kV |  | 1.0057
PriUG_CircMiles.xlsx | 253731101 | WEST FRESNO 1101 | UG | 12kV |  | 1.9462
PriUG_CircMiles.xlsx | 253731102 | WEST FRESNO 1102 | UG | 12kV |  | 5.8591
PriUG_CircMiles.xlsx | 253731103 | WEST FRESNO 1103 | UG | 12kV |  | 0.54302
PriUG_CircMiles.xlsx | 253731104 | WEST FRESNO 1104 | UG | 12kV |  | 14.0478
PriUG_CircMiles.xlsx | 253731105 | WEST FRESNO 1105 | UG | 12kV |  | 2.6268
PriUG_CircMiles.xlsx | 253731106 | WEST FRESNO 1106 | UG | 12kV |  | 4.8109
PriUG_CircMiles.xlsx | 253731107 | WEST FRESNO 1107 | UG | 12kV |  | 3.5965
PriUG_CircMiles.xlsx | 253731108 | WEST FRESNO 1108 | UG | 12kV |  | 5.7016
PriUG_CircMiles.xlsx | 253731109 | WEST FRESNO 1109 | UG | 12kV |  | 1.7955
PriUG_CircMiles.xlsx | 253731110 | WEST FRESNO 1110 | UG | 12kV |  | 5.1588
PriUG_CircMiles.xlsx | 253731111 | WEST FRESNO 1111 | UG | 12kV |  | 8.1293
PriUG_CircMiles.xlsx | 253731112 | WEST FRESNO 1112 | UG | 12kV |  | 12.4433
PriUG_CircMiles.xlsx | 253801101 | ARVIN 1101 | UG | 12kV |  | 3.0614
PriUG_CircMiles.xlsx | 253801102 | ARVIN 1102 | UG | 12kV |  | 0.70934
PriUG_CircMiles.xlsx | 253801103 | ARVIN 1103 | UG | 12kV |  | 0.24453
PriUG_CircMiles.xlsx | 253871103 | COPUS 1103 | UG | 12kV |  | 0.2335
PriUG_CircMiles.xlsx | 253871104 | COPUS 1104 | UG | 12kV |  | 0.23241
PriUG_CircMiles.xlsx | 253881102 | EL CAPITAN 1102 | UG | 12kV |  | 14.5384
PriUG_CircMiles.xlsx | 253881102 | EL CAPITAN 1102 | UG | 21kV |  | 0.002641
PriUG_CircMiles.xlsx | 253881103 | EL CAPITAN 1103 | UG | 12kV |  | 4.1066
PriUG_CircMiles.xlsx | 253881104 | EL CAPITAN 1104 | UG | 12kV |  | 13.759
PriUG_CircMiles.xlsx | 253881105 | EL CAPITAN 1105 | UG | 12kV |  | 13.1609
PriUG_CircMiles.xlsx | 253881106 | EL CAPITAN 1106 | UG | 12kV |  | 8.9617
PriUG_CircMiles.xlsx | 253882109 | EL CAPITAN 2109 | UG | 21kV |  | 28.7062
PriUG_CircMiles.xlsx | 253882110 | EL CAPITAN 2110 | UG | 21kV |  | 32.2401
PriUG_CircMiles.xlsx | 253911102 | LAMONT 1102 | UG | 12kV |  | 1.0647
PriUG_CircMiles.xlsx | 253911103 | LAMONT 1103 | UG | 12kV |  | 3.2383
PriUG_CircMiles.xlsx | 253911104 | LAMONT 1104 | UG | 12kV |  | 0.40631
PriUG_CircMiles.xlsx | 253911105 | LAMONT 1105 | UG | 12kV |  | 0.75017
PriUG_CircMiles.xlsx | 253911106 | LAMONT 1106 | UG | 12kV |  | 4.8904
PriUG_CircMiles.xlsx | 253911107 | LAMONT 1107 | UG | 12kV |  | 4.3337
PriUG_CircMiles.xlsx | 253921101 | MANCHESTER 1101 | UG | 12kV |  | 4.5749
PriUG_CircMiles.xlsx | 253921102 | MANCHESTER 1102 | UG | 12kV |  | 2.1349
PriUG_CircMiles.xlsx | 253921103 | MANCHESTER 1103 | UG | 12kV |  | 2.7293
PriUG_CircMiles.xlsx | 253921104 | MANCHESTER 1104 | UG | 12kV |  | 1.6467
PriUG_CircMiles.xlsx | 253921105 | MANCHESTER 1105 | UG | 12kV |  | 8.5707
PriUG_CircMiles.xlsx | 253921106 | MANCHESTER 1106 | UG | 12kV |  | 1.572
PriUG_CircMiles.xlsx | 253921107 | MANCHESTER 1107 | UG | 12kV |  | 2.0933
PriUG_CircMiles.xlsx | 253921108 | MANCHESTER 1108 | UG | 12kV |  | 0.52246
PriUG_CircMiles.xlsx | 253921109 | MANCHESTER 1109 | UG | 12kV |  | 1.7508
PriUG_CircMiles.xlsx | 253921110 | MANCHESTER 1110 | UG | 12kV |  | 4.356
PriUG_CircMiles.xlsx | 253921111 | MANCHESTER 1111 | UG | 12kV |  | 2.9888
PriUG_CircMiles.xlsx | 253921112 | MANCHESTER 1112 | UG | 12kV |  | 3.5479
PriUG_CircMiles.xlsx | 253931101 | GATES 1101 | UG | 12kV |  | 0.67705
PriUG_CircMiles.xlsx | 253931102 | GATES 1102 | UG | 12kV |  | 0.33794
PriUG_CircMiles.xlsx | 253931104 | GATES 1104 | UG | 12kV |  | 0.48465
PriUG_CircMiles.xlsx | 253931105 | GATES 1105 | UG | 12kV |  | 0.41285
PriUG_CircMiles.xlsx | 253931106 | GATES 1106 | UG | 12kV |  | 0.59256
PriUG_CircMiles.xlsx | 253931107 | GATES 1107 | UG | 12kV |  | 0.22588
PriUG_CircMiles.xlsx | 253931108 | GATES 1108 | UG | 12kV |  | 0.17711
PriUG_CircMiles.xlsx | 253931109 | GATES 1109 | UG | 12kV |  | 0.13212
PriUG_CircMiles.xlsx | 253931110 | GATES 1110 | UG | 12kV |  | 0.88452
PriUG_CircMiles.xlsx | 253951103 | COLUMBUS 1103 | UG | 12kV |  | 4.5059
PriUG_CircMiles.xlsx | 253951104 | COLUMBUS 1104 | UG | 12kV |  | 4.8107
PriUG_CircMiles.xlsx | 253951105 | COLUMBUS 1105 | UG | 12kV |  | 7.1099
PriUG_CircMiles.xlsx | 253951106 | COLUMBUS 1106 | UG | 12kV |  | 1.8842
PriUG_CircMiles.xlsx | 253951109 | COLUMBUS 1109 | UG | 12kV |  | 21.5179
PriUG_CircMiles.xlsx | 253951110 | COLUMBUS 1110 | UG | 12kV |  | 6.9557
PriUG_CircMiles.xlsx | 253961101 | BULLARD 1101 | UG | 12kV |  | 9.0099
PriUG_CircMiles.xlsx | 253961102 | BULLARD 1102 | UG | 12kV |  | 7.1575
PriUG_CircMiles.xlsx | 253961103 | BULLARD 1103 | UG | 12kV |  | 3.0343
PriUG_CircMiles.xlsx | 253961104 | BULLARD 1104 | UG | 12kV |  | 2.6931
PriUG_CircMiles.xlsx | 253961105 | BULLARD 1105 | UG | 12kV |  | 5.6878
PriUG_CircMiles.xlsx | 253961106 | BULLARD 1106 | UG | 12kV |  | 3.7519
PriUG_CircMiles.xlsx | 253961107 | BULLARD 1107 | UG | 12kV |  | 4.1064
PriUG_CircMiles.xlsx | 253961108 | BULLARD 1108 | UG | 12kV |  | 3.5113
PriUG_CircMiles.xlsx | 253961109 | BULLARD 1109 | UG | 12kV |  | 4.1264
PriUG_CircMiles.xlsx | 253961110 | BULLARD 1110 | UG | 12kV |  | 8.7229
PriUG_CircMiles.xlsx | 253961113 | BULLARD 1113 | UG | 12kV |  | 7.0354
PriUG_CircMiles.xlsx | 253962111 | BULLARD 2111 | UG | 21kV |  | 10.2679
PriUG_CircMiles.xlsx | 253962112 | BULLARD 2112 | UG | 21kV |  | 15.5403
PriUG_CircMiles.xlsx | 253962114 | BULLARD 2114 | UG | 21kV |  | 26.2126
PriUG_CircMiles.xlsx | 253981102 | EL PECO 1102 | UG | 12kV |  | 0.46748
PriUG_CircMiles.xlsx | 253981105 | EL PECO 1105 | UG | 12kV |  | 0.44431
PriUG_CircMiles.xlsx | 253981106 | EL PECO 1106 | UG | 12kV |  | 0.65604
PriUG_CircMiles.xlsx | 254001103 | ALPAUGH 1103 | UG | 12kV |  | 1.5022
PriUG_CircMiles.xlsx | 254001104 | ALPAUGH 1104 | UG | 12kV |  | 3.3133
PriUG_CircMiles.xlsx | 254001106 | ALPAUGH 1106 | UG | 12kV |  | 0.53109
PriUG_CircMiles.xlsx | 254041101 | DOS PALOS 1101 | UG | 12kV |  | 5.2312
PriUG_CircMiles.xlsx | 254051101 | SANTA NELLA 1101 | UG | 12kV |  | 3.2341
PriUG_CircMiles.xlsx | 254051104 | SANTA NELLA 1104 | UG | 12kV |  | 7.598
PriUG_CircMiles.xlsx | 254061102 | DUNLAP 1102 | UG | 12kV |  | 0.19237
PriUG_CircMiles.xlsx | 254061102 | DUNLAP 1102 | UG | 21kV |  | 34.961
PriUG_CircMiles.xlsx | 254061103 | DUNLAP 1103 | UG | 12kV |  | 5.7426
PriUG_CircMiles.xlsx | 254071105 | STOCKDALE 1105 | UG | 12kV |  | 17.3907
PriUG_CircMiles.xlsx | 254071106 | STOCKDALE 1106 | UG | 12kV |  | 10.5887
PriUG_CircMiles.xlsx | 254071108 | STOCKDALE 1108 | UG | 12kV |  | 10.9972
PriUG_CircMiles.xlsx | 254071109 | STOCKDALE 1109 | UG | 12kV |  | 13.5941
PriUG_CircMiles.xlsx | 254071109 | STOCKDALE 1109 | UG | 21kV |  | 0.96009
PriUG_CircMiles.xlsx | 254071110 | STOCKDALE 1110 | UG | 12kV |  | 11.6324
PriUG_CircMiles.xlsx | 254071111 | STOCKDALE 1111 | UG | 12kV |  | 6.3752
PriUG_CircMiles.xlsx | 254072105 | STOCKDALE 2105 | UG | 12kV |  | 6.3771
PriUG_CircMiles.xlsx | 254072105 | STOCKDALE 2105 | UG | 21kV |  | 31.0286
PriUG_CircMiles.xlsx | 254072106 | STOCKDALE 2106 | UG | 21kV |  | 12.5526
PriUG_CircMiles.xlsx | 254072107 | STOCKDALE 2107 | UG | 21kV |  | 36.7334
PriUG_CircMiles.xlsx | 254072108 | STOCKDALE 2108 | UG | 21kV |  | 33.5215
PriUG_CircMiles.xlsx | 254072109 | STOCKDALE 2109 | UG | 21kV |  | 35.2517
PriUG_CircMiles.xlsx | 254072110 | STOCKDALE 2110 | UG | 21kV |  | 17.738
PriUG_CircMiles.xlsx | 254072111 | STOCKDALE 2111 | UG | 21kV |  | 30.3518
PriUG_CircMiles.xlsx | 254072112 | STOCKDALE 2112 | UG | 12kV |  | 2.9135
PriUG_CircMiles.xlsx | 254072112 | STOCKDALE 2112 | UG | 21kV |  | 48.2403
PriUG_CircMiles.xlsx | 254072113 | STOCKDALE 2113 | UG | 21kV |  | 12.8346
PriUG_CircMiles.xlsx | 254072114 | STOCKDALE 2114 | UG | 21kV |  | 19.2548
PriUG_CircMiles.xlsx | 254072115 | STOCKDALE 2115 | UG | 21kV |  | 29.5458
PriUG_CircMiles.xlsx | 254081101 | CLOVIS 1101 | UG | 12kV |  | 17.4517
PriUG_CircMiles.xlsx | 254081102 | CLOVIS 1102 | UG | 12kV |  | 13.2811
PriUG_CircMiles.xlsx | 254081103 | CLOVIS 1103 | UG | 12kV |  | 22.2741
PriUG_CircMiles.xlsx | 254081104 | CLOVIS 1104 | UG | 12kV |  | 23.0693
PriUG_CircMiles.xlsx | 254081105 | CLOVIS 1105 | UG | 12kV |  | 16.3504
PriUG_CircMiles.xlsx | 254081106 | CLOVIS 1106 | UG | 12kV |  | 10.7123
PriUG_CircMiles.xlsx | 254081107 | CLOVIS 1107 | UG | 12kV |  | 19.815
PriUG_CircMiles.xlsx | 254081108 | CLOVIS 1108 | UG | 12kV |  | 25.39
PriUG_CircMiles.xlsx | 254082109 | CLOVIS 2109 | UG | 21kV |  | 23.703
PriUG_CircMiles.xlsx | 254082110 | CLOVIS 2110 | UG | 21kV |  | 7.5095
PriUG_CircMiles.xlsx | 254082111 | CLOVIS 2111 | UG | 21kV |  | 18.2465
PriUG_CircMiles.xlsx | 254091102 | DINUBA 1102 | UG | 12kV |  | 11.9832
PriUG_CircMiles.xlsx | 254091104 | DINUBA 1104 | UG | 12kV |  | 2.5164
PriUG_CircMiles.xlsx | 254091105 | DINUBA 1105 | UG | 12kV |  | 4.7332
PriUG_CircMiles.xlsx | 254091106 | DINUBA 1106 | UG | 12kV |  | 2.1631
PriUG_CircMiles.xlsx | 254101101 | CHOWCHILLA 1101 | UG | 12kV |  | 12.3365
PriUG_CircMiles.xlsx | 254101102 | CHOWCHILLA 1102 | UG | 12kV |  | 18.7586
PriUG_CircMiles.xlsx | 254101103 | CHOWCHILLA 1103 | UG | 12kV |  | 2.4638
PriUG_CircMiles.xlsx | 254101104 | CHOWCHILLA 1104 | UG | 12kV |  | 1.4507
PriUG_CircMiles.xlsx | 254101105 | CHOWCHILLA 1105 | UG | 12kV |  | 2.0685
PriUG_CircMiles.xlsx | 254101106 | CHOWCHILLA 1106 | UG | 12kV |  | 1.0811
PriUG_CircMiles.xlsx | 254121101 | MC CALL 1101 | UG | 12kV |  | 4.81
PriUG_CircMiles.xlsx | 254121102 | MC CALL 1102 | UG | 12kV |  | 11.0635
PriUG_CircMiles.xlsx | 254121103 | MC CALL 1103 | UG | 12kV |  | 6.9487
PriUG_CircMiles.xlsx | 254121104 | MC CALL 1104 | UG | 12kV |  | 10.7912
PriUG_CircMiles.xlsx | 254121105 | MC CALL 1105 | UG | 12kV |  | 12.2136
PriUG_CircMiles.xlsx | 254121106 | MC CALL 1106 | UG | 12kV |  | 5.3422
PriUG_CircMiles.xlsx | 254121107 | MC CALL 1107 | UG | 12kV |  | 8.7609
PriUG_CircMiles.xlsx | 254121108 | MC CALL 1108 | UG | 12kV |  | 3.3351
PriUG_CircMiles.xlsx | 254151101 | AUBERRY 1101 | UG | 12kV |  | 14.4117
PriUG_CircMiles.xlsx | 254151102 | AUBERRY 1102 | UG | 12kV |  | 3.6281
PriUG_CircMiles.xlsx | 254181101 | RESERVE OIL 1101 | UG | 12kV |  | 0.88335
PriUG_CircMiles.xlsx | 254201101 | GOOSE LAKE 1101 | UG | 12kV |  | 0.034026
PriUG_CircMiles.xlsx | 254201103 | GOOSE LAKE 1103 | UG | 12kV |  | 0.27596
PriUG_CircMiles.xlsx | 254201106 | GOOSE LAKE 1106 | UG | 12kV |  | 0.41214
PriUG_CircMiles.xlsx | 254202104 | GOOSE LAKE 2104 | UG | 12kV |  | 2.6251
PriUG_CircMiles.xlsx | 254202104 | GOOSE LAKE 2104 | UG | 21kV |  | 0.96429
PriUG_CircMiles.xlsx | 254211101 | MARICOPA 1101 | UG | 12kV |  | 0.053103
PriUG_CircMiles.xlsx | 254211102 | MARICOPA 1102 | UG | 12kV |  | 0.12358
PriUG_CircMiles.xlsx | 254242103 | FELLOWS 2103 | UG | 12kV |  | 0.030759
PriUG_CircMiles.xlsx | 254242103 | FELLOWS 2103 | UG | 21kV |  | 0.14209
PriUG_CircMiles.xlsx | 254242104 | FELLOWS 2104 | UG | 12kV |  | 0.023141
PriUG_CircMiles.xlsx | 254242104 | FELLOWS 2104 | UG | 21kV |  | 0.33421
PriUG_CircMiles.xlsx | 254251101 | MALAGA 1101 | UG | 12kV |  | 13.7704
PriUG_CircMiles.xlsx | 254251102 | MALAGA 1102 | UG | 12kV |  | 4.6279
PriUG_CircMiles.xlsx | 254251103 | MALAGA 1103 | UG | 12kV |  | 20.316
PriUG_CircMiles.xlsx | 254251104 | MALAGA 1104 | UG | 12kV |  | 23.2734
PriUG_CircMiles.xlsx | 254251105 | MALAGA 1105 | UG | 12kV |  | 0.16711
PriUG_CircMiles.xlsx | 254251106 | MALAGA 1106 | UG | 12kV |  | 6.3344
PriUG_CircMiles.xlsx | 254251107 | MALAGA 1107 | UG | 12kV |  | 0.47448
PriUG_CircMiles.xlsx | 254251108 | MALAGA 1108 | UG | 12kV |  | 3.2367
PriUG_CircMiles.xlsx | 254251109 | MALAGA 1109 | UG | 12kV |  | 10.9461
PriUG_CircMiles.xlsx | 254251110 | MALAGA 1110 | UG | 12kV |  | 11.7582
PriUG_CircMiles.xlsx | 254251111 | MALAGA 1111 | UG | 12kV |  | 3.6515
PriUG_CircMiles.xlsx | 254272107 | CASSIDY 2107 | UG | 12kV |  | 0.6283
PriUG_CircMiles.xlsx | 254272107 | CASSIDY 2107 | UG | 21kV |  | 0.01556
PriUG_CircMiles.xlsx | 254272108 | CASSIDY 2108 | UG | 12kV |  | 5.0282
PriUG_CircMiles.xlsx | 254272108 | CASSIDY 2108 | UG | 21kV |  | 26.6423
PriUG_CircMiles.xlsx | 254291102 | WELLFIELD 1102 | UG | 12kV |  | 0.21902
PriUG_CircMiles.xlsx | 254291104 | WELLFIELD 1104 | UG | 12kV |  | 0.031322
PriUG_CircMiles.xlsx | 254301101 | WILSON 1101 | UG | 12kV |  | 5.2354
PriUG_CircMiles.xlsx | 254301102 | WILSON 1102 | UG | 12kV |  | 1.3217
PriUG_CircMiles.xlsx | 254301102 | WILSON 1102 | UG | 21kV |  | 0.0074665
PriUG_CircMiles.xlsx | 254301103 | WILSON 1103 | UG | 12kV |  | 5.9187
PriUG_CircMiles.xlsx | 254311105 | ORTIGA 1105 | UG | 12kV |  | 9.8858
PriUG_CircMiles.xlsx | 254311106 | ORTIGA 1106 | UG | 12kV |  | 11.2914
PriUG_CircMiles.xlsx | 254401101 | TWISSELMAN 1101 | UG | 12kV |  | 0.070236
PriUG_CircMiles.xlsx | 254401102 | TWISSELMAN 1102 | UG | 12kV |  | 0.26208
PriUG_CircMiles.xlsx | 254401104 | TWISSELMAN 1104 | UG | 12kV |  | 0.092744
PriUG_CircMiles.xlsx | 254402105 | TWISSELMAN 2105 | UG | 21kV |  | 0.39537
PriUG_CircMiles.xlsx | 254411104 | MC MULLIN 1104 | UG | 12kV |  | 0.38434
PriUG_CircMiles.xlsx | 254411105 | MC MULLIN 1105 | UG |  |  | 0.010606
PriUG_CircMiles.xlsx | 254411105 | MC MULLIN 1105 | UG | 12kV |  | 0.83287
PriUG_CircMiles.xlsx | 254411106 | MC MULLIN 1106 | UG | 12kV |  | 0.59066
PriUG_CircMiles.xlsx | 254421101 | OAKHURST 1101 | UG | 12kV |  | 14.8168
PriUG_CircMiles.xlsx | 254421102 | OAKHURST 1102 | UG | 12kV |  | 3.6873
PriUG_CircMiles.xlsx | 254421103 | OAKHURST 1103 | UG | 12kV |  | 17.585
PriUG_CircMiles.xlsx | 254432102 | COARSEGOLD 2102 | UG | 12kV |  | 2.1533
PriUG_CircMiles.xlsx | 254432102 | COARSEGOLD 2102 | UG | 21kV |  | 0.18811
PriUG_CircMiles.xlsx | 254432103 | COARSEGOLD 2103 | UG | 12kV |  | 0.1359
PriUG_CircMiles.xlsx | 254432103 | COARSEGOLD 2103 | UG | 21kV |  | 0.66835
PriUG_CircMiles.xlsx | 254432104 | COARSEGOLD 2104 | UG | 12kV |  | 2.312
PriUG_CircMiles.xlsx | 254432104 | COARSEGOLD 2104 | UG | 21kV |  | 0.88903
PriUG_CircMiles.xlsx | 254441105 | RAINBOW 1105 | UG | 12kV |  | 10.6728
PriUG_CircMiles.xlsx | 254441106 | RAINBOW 1106 | UG | 12kV |  | 10.5934
PriUG_CircMiles.xlsx | 254452101 | MARIPOSA 2101 | UG | 12kV |  | 0.16527
PriUG_CircMiles.xlsx | 254452101 | MARIPOSA 2101 | UG | 21kV |  | 2.1754
PriUG_CircMiles.xlsx | 254452102 | MARIPOSA 2102 | UG | 21kV |  | 3.9842
PriUG_CircMiles.xlsx | 254461109 | NEWHALL 1109 | UG | 12kV |  | 0.12937
PriUG_CircMiles.xlsx | 254461111 | NEWHALL 1111 | UG | 12kV |  | 0.37227
PriUG_CircMiles.xlsx | 254501102 | CHARCA 1102 | UG |  |  | 0.0081647
PriUG_CircMiles.xlsx | 254501102 | CHARCA 1102 | UG | 12kV |  | 1.2685
PriUG_CircMiles.xlsx | 254501103 | CHARCA 1103 | UG | 12kV |  | 0.2586
PriUG_CircMiles.xlsx | 254501106 | CHARCA 1106 | UG | 12kV |  | 11.9261
PriUG_CircMiles.xlsx | 254531106 | WAHTOKE 1106 | UG | 12kV |  | 9.5227
PriUG_CircMiles.xlsx | 254531107 | WAHTOKE 1107 | UG | 12kV |  | 10.9923
PriUG_CircMiles.xlsx | 254531108 | WAHTOKE 1108 | UG | 12kV |  | 0.86029
PriUG_CircMiles.xlsx | 254531109 | WAHTOKE 1109 | UG | 12kV |  | 10.1914
PriUG_CircMiles.xlsx | 254531110 | WAHTOKE 1110 | UG | 12kV |  | 12.9087
PriUG_CircMiles.xlsx | 254531111 | WAHTOKE 1111 | UG | 12kV |  | 1.9862
PriUG_CircMiles.xlsx | 254541103 | GANSO 1103 | UG | 12kV |  | 1.222
PriUG_CircMiles.xlsx | 254541104 | GANSO 1104 | UG | 12kV |  | 0.85826
PriUG_CircMiles.xlsx | 254552102 | FIGARDEN 2102 | UG | 12kV |  | 2.16
PriUG_CircMiles.xlsx | 254552102 | FIGARDEN 2102 | UG | 21kV |  | 40.4506
PriUG_CircMiles.xlsx | 254552103 | FIGARDEN 2103 | UG | 21kV |  | 30.9635
PriUG_CircMiles.xlsx | 254552104 | FIGARDEN 2104 | UG | 21kV |  | 24.0674
PriUG_CircMiles.xlsx | 254552105 | FIGARDEN 2105 | UG | 21kV |  | 22.1462
PriUG_CircMiles.xlsx | 254552107 | FIGARDEN 2107 | UG | 21kV |  | 37.7257
PriUG_CircMiles.xlsx | 254552108 | FIGARDEN 2108 | UG | 21kV |  | 29.0392
PriUG_CircMiles.xlsx | 254552109 | FIGARDEN 2109 | UG | 21kV |  | 18.5183
PriUG_CircMiles.xlsx | 254552110 | FIGARDEN 2110 | UG |  |  | 0.25058
PriUG_CircMiles.xlsx | 254552110 | FIGARDEN 2110 | UG | 21kV |  | 37.4319
PriUG_CircMiles.xlsx | 254552111 | FIGARDEN 2111 | UG | 21kV |  | 26.2275
PriUG_CircMiles.xlsx | 254552112 | FIGARDEN 2112 | UG | 12kV |  | 0.71078
PriUG_CircMiles.xlsx | 254552112 | FIGARDEN 2112 | UG | 21kV |  | 38.6885
PriUG_CircMiles.xlsx | 254552113 | FIGARDEN 2113 | UG | 12kV |  | 0.0054863
PriUG_CircMiles.xlsx | 254552113 | FIGARDEN 2113 | UG | 21kV |  | 31.5093
PriUG_CircMiles.xlsx | 254561103 | TUPMAN 1103 | UG | 12kV |  | 2.2828
PriUG_CircMiles.xlsx | 254561104 | TUPMAN 1104 | UG | 12kV |  | 1.8584
PriUG_CircMiles.xlsx | 254561105 | TUPMAN 1105 | UG | 12kV |  | 0.44214
PriUG_CircMiles.xlsx | 254561106 | TUPMAN 1106 | UG | 12kV |  | 1.5215
PriUG_CircMiles.xlsx | 254572101 | RENFRO 2101 | UG | 21kV |  | 35.7014
PriUG_CircMiles.xlsx | 254572102 | RENFRO 2102 | UG | 21kV |  | 23.8055
PriUG_CircMiles.xlsx | 254572103 | RENFRO 2103 | UG | 12kV |  | 16.8268
PriUG_CircMiles.xlsx | 254572103 | RENFRO 2103 | UG | 21kV |  | 0.059641
PriUG_CircMiles.xlsx | 254572105 | RENFRO 2105 | UG | 12kV |  | 9.6821
PriUG_CircMiles.xlsx | 254572105 | RENFRO 2105 | UG | 21kV |  | 17.9589
PriUG_CircMiles.xlsx | 254572107 | RENFRO 2107 | UG | 21kV |  | 31.7335
PriUG_CircMiles.xlsx | 254582101 | 7TH STANDARD 2101 | UG | 21kV |  | 39.5984
PriUG_CircMiles.xlsx | 254582102 | 7TH STANDARD 2102 | UG | 21kV |  | 17.1469
PriUG_CircMiles.xlsx | 254582103 | 7TH STANDARD 2103 | UG | 12kV |  | 12.8271
PriUG_CircMiles.xlsx | 254582104 | 7TH STANDARD 2104 | UG | 21kV |  | 0.70913
PriUG_CircMiles.xlsx | 254601103 | SAND CREEK 1103 | UG | 12kV |  | 0.029815
PriUG_CircMiles.xlsx | 254611104 | STOREY 1104 | UG | 12kV |  | 7.4288
PriUG_CircMiles.xlsx | 254611105 | STOREY 1105 | UG | 12kV |  | 27.9767
PriUG_CircMiles.xlsx | 254611106 | STOREY 1106 | UG | 12kV |  | 11.0717
PriUG_CircMiles.xlsx | 254611107 | STOREY 1107 | UG | 12kV |  | 7.3066
PriUG_CircMiles.xlsx | 254611108 | STOREY 1108 | UG | 12kV |  | 3.55
PriUG_CircMiles.xlsx | 254611109 | STOREY 1109 | UG | 12kV |  | 10.818
PriUG_CircMiles.xlsx | 254611109 | STOREY 1109 | UG | 21kV |  | 1.023
PriUG_CircMiles.xlsx | 254611111 | STOREY 1111 | UG | 12kV |  | 14.2475
PriUG_CircMiles.xlsx | 254641110 | WRIGHT 1110 | UG | 12kV |  | 0.96499
PriUG_CircMiles.xlsx | 254681102 | BLACKWELL 1102 | UG | 12kV |  | 0.23477
PriUG_CircMiles.xlsx | 254682101 | BLACKWELL 2101 | UG | 12kV |  | 0.0066202
PriUG_CircMiles.xlsx | 254682101 | BLACKWELL 2101 | UG | 21kV |  | 0.0072937
PriUG_CircMiles.xlsx | 254691101 | NORCO 1101 | UG | 12kV |  | 1.7807
PriUG_CircMiles.xlsx | 254691102 | NORCO 1102 | UG | 12kV |  | 0.019268
PriUG_CircMiles.xlsx | 254702103 | CRESSEY 2103 | UG | 12kV |  | 1.0785
PriUG_CircMiles.xlsx | 254702103 | CRESSEY 2103 | UG | 21kV |  | 0.59681
PriUG_CircMiles.xlsx | 254702104 | CRESSEY 2104 | UG | 21kV |  | 1.362
PriUG_CircMiles.xlsx | 254761101 | ROSEDALE 1101 | UG | 12kV |  | 16.8509
PriUG_CircMiles.xlsx | 254762102 | ROSEDALE 2102 | UG | 21kV |  | 15.8478
PriUG_CircMiles.xlsx | 254771101 | JACOBS CORNER 1101 | UG | 12kV |  | 3.7695
PriUG_CircMiles.xlsx | 254771102 | JACOBS CORNER 1102 | UG | 12kV |  | 0.15047
PriUG_CircMiles.xlsx | 254801101 | RANCHERS COTTON 1101 | UG | 12kV |  | 4.398
PriUG_CircMiles.xlsx | 254901101 | GALLO 1101 | UG | 12kV |  | 0.056216
PriUG_CircMiles.xlsx | 254901102 | GALLO 1102 | UG | 12kV |  | 0.064419
PriUG_CircMiles.xlsx | 254912101 | WOODCHUCK 2101 | UG | 21kV |  | 2.5507
PriUG_CircMiles.xlsx | 255002101 | AVENAL 2101 | UG | 12kV |  | 0.089555
PriUG_CircMiles.xlsx | 255002101 | AVENAL 2101 | UG | 21kV |  | 4.3921
PriUG_CircMiles.xlsx | 255002102 | AVENAL 2102 | UG | 21kV |  | 0.11287
PriUG_CircMiles.xlsx | 255002103 | AVENAL 2103 | UG | 21kV |  | 0.10862
PriUG_CircMiles.xlsx | 255121101 | BORDEN 1101 | UG | 12kV |  | 3.6554
PriUG_CircMiles.xlsx | 255121102 | BORDEN 1102 | UG | 12kV |  | 13.8719
PriUG_CircMiles.xlsx | 255121103 | BORDEN 1103 | UG | 12kV |  | 2.3832
PriUG_CircMiles.xlsx | 255262101 | KERN POWER 2101 | UG | 21kV |  | 24.7665
PriUG_CircMiles.xlsx | 255262102 | KERN POWER 2102 | UG | 21kV |  | 8.3975
PriUG_CircMiles.xlsx | 255262103 | KERN POWER 2103 | UG | 21kV |  | 32.5329
PriUG_CircMiles.xlsx | 255262104 | KERN POWER 2104 | UG | 21kV |  | 25.4815
PriUG_CircMiles.xlsx | 255262105 | KERN POWER 2105 | UG | 21kV |  | 33.2528
PriUG_CircMiles.xlsx | 255292101 | WOODWARD 2101 | UG |  |  | 0.21816
PriUG_CircMiles.xlsx | 255292101 | WOODWARD 2101 | UG | 12kV |  | 0.12682
PriUG_CircMiles.xlsx | 255292101 | WOODWARD 2101 | UG | 21kV |  | 43.6628
PriUG_CircMiles.xlsx | 255292102 | WOODWARD 2102 | UG | 21kV |  | 34.2725
PriUG_CircMiles.xlsx | 255292103 | WOODWARD 2103 | UG | 21kV |  | 16.0443
PriUG_CircMiles.xlsx | 255292104 | WOODWARD 2104 | UG | 21kV |  | 27.9107
PriUG_CircMiles.xlsx | 255292105 | WOODWARD 2105 | UG | 21kV |  | 27.364
PriUG_CircMiles.xlsx | 255292106 | WOODWARD 2106 | UG | 21kV |  | 23.9105
PriUG_CircMiles.xlsx | 255292107 | WOODWARD 2107 | UG | 21kV |  | 15.6964
PriUG_CircMiles.xlsx | 255292108 | WOODWARD 2108 | UG | 12kV |  | 0.72066
PriUG_CircMiles.xlsx | 255292108 | WOODWARD 2108 | UG | 21kV |  | 25.2602
PriUG_CircMiles.xlsx | 255292109 | WOODWARD 2109 | UG | 21kV |  | 29.2595
PriUG_CircMiles.xlsx | 255322101 | TEVIS 2101 | UG | 12kV |  | 0.11623
PriUG_CircMiles.xlsx | 255322101 | TEVIS 2101 | UG | 21kV |  | 31.197
PriUG_CircMiles.xlsx | 255322102 | TEVIS 2102 | UG | 21kV |  | 36.4765
PriUG_CircMiles.xlsx | 255322103 | TEVIS 2103 | UG | 21kV |  | 11.7894
PriUG_CircMiles.xlsx | 255322104 | TEVIS 2104 | UG | 21kV |  | 58.3058
PriUG_CircMiles.xlsx | 255322105 | TEVIS 2105 | UG | 21kV |  | 31.7781
PriUG_CircMiles.xlsx | 255331101 | SHARON 1101 | UG | 12kV |  | 0.014116
PriUG_CircMiles.xlsx | 255361104 | LE GRAND 1104 | UG | 12kV |  | 2.6673
PriUG_CircMiles.xlsx | 255361106 | LE GRAND 1106 | UG | 12kV |  | 0.49465
PriUG_CircMiles.xlsx | 255361110 | LE GRAND 1110 | UG | 12kV |  | 2.5762
PriUG_CircMiles.xlsx | 255361112 | LE GRAND 1112 | UG | 12kV |  | 0.25725
PriUG_CircMiles.xlsx | 255371102 | ORO LOMA 1102 | UG | 12kV |  | 0.73678
PriUG_CircMiles.xlsx | 255371103 | ORO LOMA 1103 | UG | 12kV |  | 0.73703
PriUG_CircMiles.xlsx | 255371106 | ORO LOMA 1106 | UG | 12kV |  | 0.31411
PriUG_CircMiles.xlsx | 255371108 | ORO LOMA 1108 | UG | 12kV |  | 0.061062
PriUG_CircMiles.xlsx | 255371115 | ORO LOMA 1115 | UG | 12kV |  | 3.9883
PriUG_CircMiles.xlsx | 255371116 | ORO LOMA 1116 | UG | 12kV |  | 0.95726
PriUG_CircMiles.xlsx | 255371117 | ORO LOMA 1117 | UG | 12kV |  | 0.69049
PriUG_CircMiles.xlsx | 255371118 | ORO LOMA 1118 | UG | 12kV |  | 0.59255
PriUG_CircMiles.xlsx | 255391101 | BONITA 1101 | UG | 12kV |  | 0.39725
PriUG_CircMiles.xlsx | 255391102 | BONITA 1102 | UG | 12kV |  | 6.7655
PriUG_CircMiles.xlsx | 255391103 | BONITA 1103 | UG | 12kV |  | 0.055762
PriUG_CircMiles.xlsx | 255451101 | CAL WATER 1101 | UG | 12kV |  | 0.064587
PriUG_CircMiles.xlsx | 255451102 | CAL WATER 1102 | UG | 12kV |  | 38.8931
PriUG_CircMiles.xlsx | 255451103 | CAL WATER 1103 | UG | 12kV |  | 25.5025
PriUG_CircMiles.xlsx | 258881001 | SO. CAL. EDISON 1001 | UG | 12kV |  | 0.019493
PriUG_CircMiles.xlsx | C-L | OAKLAND L | UG | 4.16kV |  | 1.0864
PriUG_CircMiles.xlsx | C-X-1 | OAKLAND C -X-1 | UG | 12kV |  | 3.3519
PriUG_CircMiles.xlsx | C-X-2 | OAKLAND X -X-2 | UG | 12kV |  | 3.4152
PriUG_CircMiles.xlsx | D-K-3-1 | OAKLAND D -3-1 | UG | 12kV |  | 2.39
PriUG_CircMiles.xlsx | D-K-3-3 | OAKLAND D -3-3 | UG | 12kV |  | 2.39
PriUG_CircMiles.xlsx | D-K-4-1 | OAKLAND D -4-1 | UG | 12kV |  | 2.3924
PriUG_CircMiles.xlsx | D-K-4-2 | OAKLAND D -4-2 | UG | 12kV |  | 2.3916
PriUG_CircMiles.xlsx | D-K-5-2 | OAKLAND D -5-2 | UG | 12kV |  | 2.4413
PriUG_CircMiles.xlsx | D-K-6-1 | OAKLAND D -6-1 | UG |  |  | 0.10769
PriUG_CircMiles.xlsx | D-K-6-1 | OAKLAND D -6-1 | UG | 12kV |  | 2.333
PriUG_CircMiles.xlsx | D-K-6-2 | OAKLAND D -6-2 | UG |  |  | 0.21473
PriUG_CircMiles.xlsx | D-K-6-2 | OAKLAND D -6-2 | UG | 12kV |  | 2.2278
PriUG_CircMiles.xlsx | JX-3A |  | UG |  |  | 0.083777
PriUG_CircMiles.xlsx | JX-3B |  | UG |  |  | 0.080688
PriUG_CircMiles.xlsx | y-1123 |  | UG |  |  | 0.028709

## Transmission GIS OLD (hidden)
File Source | TLINE_NAME | Type | RATEDKV | High Fire Threat District | SUM_LEN_MI | TLINE_NAME | Sum of SUM_LEN_MI | TLINE_NAME | RATEDKV | Sum of SUM_LEN_MI
ETRAN_CIRC_HFTD_MILES.xlsx | 230KV CAP BANK TIE LINE | OH | 230 |  | 0.27354 | 230KV CAP BANK TIE LINE | 0.27354 | 230KV CAP BANK TIE LINE | 230 | 0.27354
ETRAN_CIRC_HFTD_MILES.xlsx | 7TH STANDARD-KERN | OH | 115 |  | 6.7529 | 7TH STANDARD-KERN | 6.7529 | 7TH STANDARD-KERN | 115 | 6.7529
ETRAN_CIRC_HFTD_MILES.xlsx | ADOBE SW STA-LAMONT | OH | 115 |  | 21.2033 | ADOBE SW STA-LAMONT | 21.2033 | ADOBE SW STA-LAMONT | 115 | 21.2033
ETRAN_CIRC_HFTD_MILES.xlsx | AEC SITE #1 TAP | OH | 115 |  | 1.6049 | AEC SITE #1 TAP | 1.6049 | AEC SITE #1 TAP | 115 | 1.6049
ETRAN_CIRC_HFTD_MILES.xlsx | AEC SITE #2 TAP | OH | 115 |  | 2.1598 | AEC SITE #2 TAP | 2.1598 | AEC SITE #2 TAP | 115 | 2.1598
ETRAN_CIRC_HFTD_MILES.xlsx | AERA ENERGY TAP | OH | 70 |  | 0.34774 | AERA ENERGY TAP | 0.34774 | AERA ENERGY TAP | 70 | 0.34774
ETRAN_CIRC_HFTD_MILES.xlsx | AGNEW TAP | OH | 115 |  | 1.3024 | AGNEW TAP | 1.3024 | AGNEW TAP | 115 | 1.3024
ETRAN_CIRC_HFTD_MILES.xlsx | AIR PRODUCTS TAP | OH | 115 |  | 0.28596 | AIR PRODUCTS TAP | 0.28596 | AIR PRODUCTS TAP | 115 | 0.28596
ETRAN_CIRC_HFTD_MILES.xlsx | ALMADEN-LOS GATOS | OH | 60 |  | 6.381 | ALMADEN-LOS GATOS | 6.381 | ALMADEN-LOS GATOS | 60 | 6.381
ETRAN_CIRC_HFTD_MILES.xlsx | ALMENDRA JCT-NICOLAUS | OH | 60 |  | 24.8964 | ALMENDRA JCT-NICOLAUS | 24.8964 | ALMENDRA JCT-NICOLAUS | 60 | 24.8964
ETRAN_CIRC_HFTD_MILES.xlsx | AMERIGAS TAP | OH | 115 |  | 0.4912 | AMERIGAS TAP | 0.4912 | AMERIGAS TAP | 115 | 0.4912
ETRAN_CIRC_HFTD_MILES.xlsx | AMES DISTRIBUTION-AMES | OH | 115 |  | 0.097411 | AMES DISTRIBUTION-AMES | 0.097411 | AMES DISTRIBUTION-AMES | 115 | 0.097411
ETRAN_CIRC_HFTD_MILES.xlsx | AMFOR TAP | OH | 60 |  | 1.0847 | AMFOR TAP | 1.0847 | AMFOR TAP | 60 | 1.0847
ETRAN_CIRC_HFTD_MILES.xlsx | ANTELOPE TAP | OH | 70 |  | 4.329 | ANTELOPE TAP | 4.329 | ANTELOPE TAP | 70 | 4.329
ETRAN_CIRC_HFTD_MILES.xlsx | APPLE HILL #1 TAP | OH | 115 | Tier 2 - Elevated | 1.4187 | APPLE HILL #1 TAP | 1.4187 | APPLE HILL #1 TAP | 115 | 1.4187
ETRAN_CIRC_HFTD_MILES.xlsx | APPLE HILL #2 TAP | OH | 115 | Tier 2 - Elevated | 1.4269 | APPLE HILL #2 TAP | 1.4269 | APPLE HILL #2 TAP | 115 | 1.4269
ETRAN_CIRC_HFTD_MILES.xlsx | APPLIED MATERIALS-BRITTON | OH | 115 |  | 0.46961 | APPLIED MATERIALS-BRITTON | 0.46961 | APPLIED MATERIALS-BRITTON | 115 | 0.46961
ETRAN_CIRC_HFTD_MILES.xlsx | ARBUCKLE TAP | OH | 60 |  | 0.81663 | ARBUCKLE TAP | 0.81663 | ARBUCKLE TAP | 60 | 0.81663
ETRAN_CIRC_HFTD_MILES.xlsx | ARBURUA TAP | OH | 70 |  | 3.5704 | ARBURUA TAP | 3.5704 | ARBURUA TAP | 70 | 3.5704
ETRAN_CIRC_HFTD_MILES.xlsx | ARCATA-HUMBOLDT | OH | 60 |  | 7.279 | ARCATA-HUMBOLDT | 7.279 | ARCATA-HUMBOLDT | 60 | 7.279
ETRAN_CIRC_HFTD_MILES.xlsx | ARCO-CARNERAS | OH | 70 |  | 18.0439 | ARCO-CARNERAS | 18.0439 | ARCO-CARNERAS | 70 | 18.0439
ETRAN_CIRC_HFTD_MILES.xlsx | ARCO-CHOLAME | OH | 70 |  | 21.9411 | ARCO-CHOLAME | 26.7399 | ARCO-CHOLAME | 70 | 26.7399
ETRAN_CIRC_HFTD_MILES.xlsx | ARCO-CHOLAME | OH | 70 | Tier 2 - Elevated | 4.7988 | ARCO-MIDWAY | 43.3601 | ARCO-MIDWAY | 230 | 43.3601
ETRAN_CIRC_HFTD_MILES.xlsx | ARCO-MIDWAY | OH | 230 |  | 43.3601 | ARCO-POLONIO PASS PP | 21.2705 | ARCO-POLONIO PASS PP | 70 | 21.2705
ETRAN_CIRC_HFTD_MILES.xlsx | ARCO-POLONIO PASS PP | OH | 70 |  | 14.0139 | ARCO-TULARE LAKE | 16.106 | ARCO-TULARE LAKE | 70 | 16.106
ETRAN_CIRC_HFTD_MILES.xlsx | ARCO-POLONIO PASS PP | OH | 70 | Tier 2 - Elevated | 7.2566 | ARCO-TWISSELMAN | 6.4565 | ARCO-TWISSELMAN | 70 | 6.4565
ETRAN_CIRC_HFTD_MILES.xlsx | ARCO-TULARE LAKE | OH | 70 |  | 16.106 | ARMSTRONG TAP | 0.44147 | ARMSTRONG TAP | 70 | 0.44147
ETRAN_CIRC_HFTD_MILES.xlsx | ARCO-TWISSELMAN | OH | 70 |  | 6.4565 | ARVIN EDISON TAP | 1.0636 | ARVIN EDISON TAP | 115 | 1.0636
ETRAN_CIRC_HFTD_MILES.xlsx | ARMSTRONG TAP | OH | 70 |  | 0.44147 | ATASCADERO-CAYUCOS | 11.7963 | ATASCADERO-CAYUCOS | 70 | 11.7963
ETRAN_CIRC_HFTD_MILES.xlsx | ARVIN EDISON TAP | OH | 115 |  | 1.0636 | ATASCADERO-SAN LUIS OBISPO | 15.4733 | ATASCADERO-SAN LUIS OBISPO | 70 | 15.4733
ETRAN_CIRC_HFTD_MILES.xlsx | ATASCADERO-CAYUCOS | OH | 70 |  | 2.8406 | ATLANTIC-GOLD HILL | 11.1132 | ATLANTIC-GOLD HILL | 230 | 11.1132
ETRAN_CIRC_HFTD_MILES.xlsx | ATASCADERO-CAYUCOS | OH | 70 | Tier 2 - Elevated | 3.594 | ATLANTIC-PLEASANT GROVE #1 | 5.3318 | ATLANTIC-PLEASANT GROVE #1 | 115 | 5.3318
ETRAN_CIRC_HFTD_MILES.xlsx | ATASCADERO-CAYUCOS | OH | 70 | Tier 3 - Extreme | 5.3617 | ATLANTIC-PLEASANT GROVE #2 | 5.3642 | ATLANTIC-PLEASANT GROVE #2 | 115 | 5.3642
ETRAN_CIRC_HFTD_MILES.xlsx | ATASCADERO-SAN LUIS OBISPO | OH | 70 |  | 4.362 | ATWATER-CRESSEY | 5.9063 | ATWATER-CRESSEY | 115 | 5.9063
ETRAN_CIRC_HFTD_MILES.xlsx | ATASCADERO-SAN LUIS OBISPO | OH | 70 | Tier 2 - Elevated | 7.8102 | ATWATER-EL CAPITAN | 7.3093 | ATWATER-EL CAPITAN | 115 | 7.3093
ETRAN_CIRC_HFTD_MILES.xlsx | ATASCADERO-SAN LUIS OBISPO | OH | 70 | Tier 3 - Extreme | 3.3011 | ATWATER-LIVINGSTON-MERCED | 24.2626 | ATWATER-LIVINGSTON-MERCED | 115 | 24.2626
ETRAN_CIRC_HFTD_MILES.xlsx | ATLANTIC-GOLD HILL | OH | 230 |  | 11.1132 | AUBERRY TAP | 2.2896 | AUBERRY TAP | 70 | 2.2896
ETRAN_CIRC_HFTD_MILES.xlsx | ATLANTIC-PLEASANT GROVE #1 | OH | 115 |  | 5.3318 | AUBURN TAP | 0.74731 | AUBURN TAP | 60 | 0.74731
ETRAN_CIRC_HFTD_MILES.xlsx | ATLANTIC-PLEASANT GROVE #2 | OH | 115 |  | 5.3642 | AVENAL TAP | 5.4044 | AVENAL TAP | 70 | 5.4044
ETRAN_CIRC_HFTD_MILES.xlsx | ATWATER-CRESSEY | OH | 115 |  | 5.9063 | BADGER CREEK (PSE) TAP | 1.0698 | BADGER CREEK (PSE) TAP | 115 | 1.0698
ETRAN_CIRC_HFTD_MILES.xlsx | ATWATER-EL CAPITAN | OH | 115 |  | 7.3093 | BADGER HILL TAP | 1.5603 | BADGER HILL TAP | 70 | 1.5603
ETRAN_CIRC_HFTD_MILES.xlsx | ATWATER-LIVINGSTON-MERCED | OH | 115 |  | 24.2626 | BAHIA-MORAGA | 26.9211 | BAHIA-MORAGA | 230 | 26.9211
ETRAN_CIRC_HFTD_MILES.xlsx | AUBERRY TAP | OH | 70 | Tier 2 - Elevated | 2.2896 | BAIR-BELMONT | 3.639 | BAIR-BELMONT | 115 | 3.639
ETRAN_CIRC_HFTD_MILES.xlsx | AUBURN TAP | OH | 60 |  | 0.74731 | BAIR-COOLEY LANDING #1 | 5.5548 | BAIR-COOLEY LANDING #1 | 60 | 5.5548
ETRAN_CIRC_HFTD_MILES.xlsx | AVENAL TAP | OH | 70 |  | 5.4044 | BAIR-COOLEY LANDING #2 | 5.5998 | BAIR-COOLEY LANDING #2 | 60 | 5.5998
ETRAN_CIRC_HFTD_MILES.xlsx | BADGER CREEK (PSE) TAP | OH | 115 |  | 1.0698 | BAKERSFIELD #1 TAP | 7.285 | BAKERSFIELD #1 TAP | 230 | 7.285
ETRAN_CIRC_HFTD_MILES.xlsx | BADGER HILL TAP | OH | 70 |  | 1.5603 | BALCH-MCCALL | 39.7558 | BALCH-MCCALL | 230 | 39.7558
ETRAN_CIRC_HFTD_MILES.xlsx | BAHIA-MORAGA | OH | 230 |  | 10.3696 | BALCH-SANGER | 35.6251 | BALCH-SANGER | 115 | 35.6251
ETRAN_CIRC_HFTD_MILES.xlsx | BAHIA-MORAGA | OH | 230 | Tier 2 - Elevated | 12.2512 | BARKER SLOUGH TAP | 1.6167 | BARKER SLOUGH TAP | 115 | 1.6167
ETRAN_CIRC_HFTD_MILES.xlsx | BAHIA-MORAGA | OH | 230 | Tier 3 - Extreme | 4.3004 | BARTON-AIRWAYS-SANGER | 11.6471 | BARTON-AIRWAYS-SANGER | 115 | 11.6471
ETRAN_CIRC_HFTD_MILES.xlsx | BAIR-BELMONT | OH | 115 |  | 3.639 | BASALT #1 TAP | 1.1797 | BASALT #1 TAP | 60 | 1.1797
ETRAN_CIRC_HFTD_MILES.xlsx | BAIR-COOLEY LANDING #1 | OH | 60 |  | 5.5548 | BEALE AFB (WAPA) #1 TAP | 0.10843 | BEALE AFB (WAPA) #1 TAP | 60 | 0.10843
ETRAN_CIRC_HFTD_MILES.xlsx | BAIR-COOLEY LANDING #2 | OH | 60 |  | 5.5998 | BEALE AFB (WAPA) #2 TAP | 0.14031 | BEALE AFB (WAPA) #2 TAP | 60 | 0.14031
ETRAN_CIRC_HFTD_MILES.xlsx | BAKERSFIELD #1 TAP | OH | 230 |  | 7.285 | BEAR MTN TAP | 1.2683 | BEAR MTN TAP | 115 | 1.2683
ETRAN_CIRC_HFTD_MILES.xlsx | BALCH-MCCALL | OH | 230 |  | 19.5535 | BEARDSLEY TAP | 2.1957 | BEARDSLEY TAP | 115 | 2.1957
ETRAN_CIRC_HFTD_MILES.xlsx | BALCH-MCCALL | OH | 230 | Tier 2 - Elevated | 20.2024 | BELDEN TAP | 0.018444 | BELDEN TAP | 230 | 0.018444
ETRAN_CIRC_HFTD_MILES.xlsx | BALCH-SANGER | OH | 115 |  | 15.7625 | BELLE HAVEN #1 TAP | 0.42393 | BELLE HAVEN #1 TAP | 60 | 0.42393
ETRAN_CIRC_HFTD_MILES.xlsx | BALCH-SANGER | OH | 115 | Tier 2 - Elevated | 19.8627 | BELLE HAVEN #2 TAP | 0.40519 | BELLE HAVEN #2 TAP | 60 | 0.40519
ETRAN_CIRC_HFTD_MILES.xlsx | BARKER SLOUGH TAP | OH | 115 |  | 1.6167 | BELLOTA-COTTLE | 19.8676 | BELLOTA-COTTLE | 230 | 19.8676
ETRAN_CIRC_HFTD_MILES.xlsx | BARTON-AIRWAYS-SANGER | OH | 115 |  | 11.6471 | BELLOTA-RIVERBANK-MELONES SW STA | 24.5587 | BELLOTA-RIVERBANK-MELONES SW STA | 115 | 24.5587
ETRAN_CIRC_HFTD_MILES.xlsx | BASALT #1 TAP | OH | 60 |  | 1.1797 | BELLOTA-TESLA #2 | 37.9431 | BELLOTA-TESLA #2 | 230 | 37.9431
ETRAN_CIRC_HFTD_MILES.xlsx | BEALE AFB (WAPA) #1 TAP | OH | 60 | Tier 2 - Elevated | 0.10843 | BELLOTA-WARNERVILLE | 22.4682 | BELLOTA-WARNERVILLE | 230 | 22.4682
ETRAN_CIRC_HFTD_MILES.xlsx | BEALE AFB (WAPA) #2 TAP | OH | 60 | Tier 2 - Elevated | 0.14031 | BELLOTA-WEBER | 14.2625 | BELLOTA-WEBER | 230 | 14.2625
ETRAN_CIRC_HFTD_MILES.xlsx | BEAR MTN TAP | OH | 115 |  | 1.2683 | BELL-PLACER | 7.9364 | BELL-PLACER | 115 | 7.9364
ETRAN_CIRC_HFTD_MILES.xlsx | BEARDSLEY TAP | OH | 115 |  | 0.03133 | BELRIDGE TAP | 6.9368 | BELRIDGE TAP | 115 | 6.9368
ETRAN_CIRC_HFTD_MILES.xlsx | BEARDSLEY TAP | OH | 115 | Tier 2 - Elevated | 0.01454 | BERRENDA A TAP | 2.2535 | BERRENDA A TAP | 70 | 2.2535
ETRAN_CIRC_HFTD_MILES.xlsx | BEARDSLEY TAP | OH | 115 | Tier 3 - Extreme | 2.1498 | BERRENDA C TAP | 1.8688 | BERRENDA C TAP | 70 | 1.8688
ETRAN_CIRC_HFTD_MILES.xlsx | BELDEN TAP | OH | 230 | Tier 2 - Elevated | 0.018444 | BIG BEND-CLAYTON #1 | 0.019078 | BIG BEND-CLAYTON #1 | 115 | 0.019078
ETRAN_CIRC_HFTD_MILES.xlsx | BELL-PLACER | OH | 115 |  | 5.0774 | BIOLA-GLASS-MADERA | 18.8285 | BIOLA-GLASS-MADERA | 70 | 18.8285
ETRAN_CIRC_HFTD_MILES.xlsx | BELL-PLACER | OH | 115 | Tier 2 - Elevated | 2.859 | BIRDS LANDING SW STA-CONTRA COSTA PP | 10.2038 | BIRDS LANDING SW STA-CONTRA COSTA PP | 230 | 10.2038
ETRAN_CIRC_HFTD_MILES.xlsx | BELLE HAVEN #1 TAP | OH | 60 |  | 0.42393 | BIRDS LANDING SW STA-CONTRA COSTA SUB | 9.4625 | BIRDS LANDING SW STA-CONTRA COSTA SUB | 230 | 9.4625
ETRAN_CIRC_HFTD_MILES.xlsx | BELLE HAVEN #2 TAP | OH | 60 |  | 0.40519 | BIRDS LANDING SW STA-RUSSELL | 0.11369 | BIRDS LANDING SW STA-RUSSELL | 230 | 0.11369
ETRAN_CIRC_HFTD_MILES.xlsx | BELLOTA-COTTLE | OH | 230 |  | 19.8676 | BIRDS LANDING SW STA-SHILOH | 0.10635 | BIRDS LANDING SW STA-SHILOH | 230 | 0.10635
ETRAN_CIRC_HFTD_MILES.xlsx | BELLOTA-RIVERBANK-MELONES SW STA | OH | 115 |  | 13.3643 | BIXLER TAP | 0.54659 | BIXLER TAP | 60 | 0.54659
ETRAN_CIRC_HFTD_MILES.xlsx | BELLOTA-RIVERBANK-MELONES SW STA | OH | 115 | Tier 2 - Elevated | 11.1944 | BLACK TAP | 0.50995 | BLACK TAP | 230 | 0.50995
ETRAN_CIRC_HFTD_MILES.xlsx | BELLOTA-TESLA #2 | OH | 230 |  | 37.9431 | BLUE CHIP MILLING TAP | 0.42218 | BLUE CHIP MILLING TAP | 60 | 0.42218
ETRAN_CIRC_HFTD_MILES.xlsx | BELLOTA-WARNERVILLE | OH | 230 |  | 22.4682 | BLUE LAKE TAP | 3.704 | BLUE LAKE TAP | 60 | 3.704
ETRAN_CIRC_HFTD_MILES.xlsx | BELLOTA-WEBER | OH | 230 |  | 14.2625 | BOGUE-RIO OSO | 21.2441 | BOGUE-RIO OSO | 115 | 21.2441
ETRAN_CIRC_HFTD_MILES.xlsx | BELRIDGE TAP | OH | 115 |  | 6.9368 | BOLLMAN #1 TAP | 2.1369 | BOLLMAN #1 TAP | 115 | 2.1369
ETRAN_CIRC_HFTD_MILES.xlsx | BERRENDA A TAP | OH | 70 |  | 2.2535 | BOLLMAN #2 TAP | 2.1914 | BOLLMAN #2 TAP | 115 | 2.1914
ETRAN_CIRC_HFTD_MILES.xlsx | BERRENDA C TAP | OH | 70 |  | 1.8688 | BOLTHOUSE FARMS TAP | 0.11312 | BOLTHOUSE FARMS TAP | 115 | 0.11312
ETRAN_CIRC_HFTD_MILES.xlsx | BIG BEND-CLAYTON #1 | OH | 115 |  | 0.019078 | BONITA TAP | 3.0373 | BONITA TAP | 70 | 3.0373
ETRAN_CIRC_HFTD_MILES.xlsx | BIOLA-GLASS-MADERA | OH | 70 |  | 18.8285 | BORDEN-COPPERMINE | 19.9428 | BORDEN-COPPERMINE | 70 | 19.9428
ETRAN_CIRC_HFTD_MILES.xlsx | BIRDS LANDING SW STA-CONTRA COSTA PP | OH | 230 |  | 10.2038 | BORDEN-GLASS | 6.6394 | BORDEN-GLASS | 70 | 6.6394
ETRAN_CIRC_HFTD_MILES.xlsx | BIRDS LANDING SW STA-CONTRA COSTA SUB | OH | 230 |  | 9.4625 | BORDEN-GREGG #1 | 6.2187 | BORDEN-GREGG #1 | 230 | 6.2187
ETRAN_CIRC_HFTD_MILES.xlsx | BIRDS LANDING SW STA-RUSSELL | OH | 230 |  | 0.11369 | BORDEN-GREGG #2 | 6.208 | BORDEN-GREGG #2 | 230 | 6.208
ETRAN_CIRC_HFTD_MILES.xlsx | BIRDS LANDING SW STA-SHILOH | OH | 230 |  | 0.10635 | BORDEN-LOTUS PV | 0.16079 | BORDEN-LOTUS PV | 70 | 0.16079
ETRAN_CIRC_HFTD_MILES.xlsx | BIXLER TAP | OH | 60 |  | 0.54659 | BORDEN-MADERA #1 | 4.9137 | BORDEN-MADERA #1 | 70 | 4.9137
ETRAN_CIRC_HFTD_MILES.xlsx | BLACK TAP | OH | 230 | Tier 2 - Elevated | 0.50995 | BORDEN-MADERA #2 | 5.8147 | BORDEN-MADERA #2 | 70 | 5.8147
ETRAN_CIRC_HFTD_MILES.xlsx | BLUE CHIP MILLING TAP | OH | 60 |  | 0.42218 | BOSWELL TAP | 1.3935 | BOSWELL TAP | 70 | 1.3935
ETRAN_CIRC_HFTD_MILES.xlsx | BLUE LAKE TAP | OH | 60 |  | 3.704 | BRENTWOOD-KELSO | 16.4134 | BRENTWOOD-KELSO | 230 | 16.4134
ETRAN_CIRC_HFTD_MILES.xlsx | BOGUE-RIO OSO | OH | 115 |  | 21.2441 | BRICEBURG JCT-MARIPOSA TAP | 7.7792 | BRICEBURG JCT-MARIPOSA TAP | 70 | 7.7792
ETRAN_CIRC_HFTD_MILES.xlsx | BOLLMAN #1 TAP | OH | 115 |  | 2.1369 | BRIDGEVILLE-COTTONWOOD | 86.062 | BRIDGEVILLE-COTTONWOOD | 115 | 86.062
ETRAN_CIRC_HFTD_MILES.xlsx | BOLLMAN #2 TAP | OH | 115 |  | 2.1914 | BRIDGEVILLE-GARBERVILLE | 36.1554 | BRIDGEVILLE-GARBERVILLE | 60 | 36.1554
ETRAN_CIRC_HFTD_MILES.xlsx | BOLTHOUSE FARMS TAP | OH | 115 |  | 0.11312 | BRIGHTON-BELLOTA | 42.5104 | BRIGHTON-BELLOTA | 230 | 42.5104
ETRAN_CIRC_HFTD_MILES.xlsx | BONITA TAP | OH | 70 |  | 3.0373 | BRIGHTON-CLAYTON #1 | 1.4309 | BRIGHTON-CLAYTON #1 | 115 | 1.4309
ETRAN_CIRC_HFTD_MILES.xlsx | BORDEN-COPPERMINE | OH | 70 |  | 19.9428 | BRIGHTON-CLAYTON #2 | 1.4305 | BRIGHTON-CLAYTON #2 | 115 | 1.4305
ETRAN_CIRC_HFTD_MILES.xlsx | BORDEN-GLASS | OH | 70 |  | 6.6394 | BRIGHTON-DAVIS | 60.09 | BRIGHTON-DAVIS | 115 | 60.09
ETRAN_CIRC_HFTD_MILES.xlsx | BORDEN-GREGG #1 | OH | 230 |  | 6.2187 | BRIGHTON-GRAND ISLAND #1 | 25.1315 | BRIGHTON-GRAND ISLAND #1 | 115 | 25.1315
ETRAN_CIRC_HFTD_MILES.xlsx | BORDEN-GREGG #2 | OH | 230 |  | 6.208 | BRIGHTON-GRAND ISLAND #2 | 25.176 | BRIGHTON-GRAND ISLAND #2 | 115 | 25.176
ETRAN_CIRC_HFTD_MILES.xlsx | BORDEN-LOTUS PV | OH | 70 |  | 0.16079 | BRIONES TAP | 7.0036 | BRIONES TAP | 60 | 7.0036
ETRAN_CIRC_HFTD_MILES.xlsx | BORDEN-MADERA #1 | OH | 70 |  | 4.9137 | BRITTON-MONTA VISTA | 7.1707 | BRITTON-MONTA VISTA | 115 | 7.1707
ETRAN_CIRC_HFTD_MILES.xlsx | BORDEN-MADERA #2 | OH | 70 |  | 5.8147 | BRUNSWICK #1 TAP | 6.9807 | BRUNSWICK #1 TAP | 115 | 6.9807
ETRAN_CIRC_HFTD_MILES.xlsx | BOSWELL TAP | OH | 70 |  | 1.3935 | BRUNSWICK #2 TAP | 6.999 | BRUNSWICK #2 TAP | 115 | 6.999
ETRAN_CIRC_HFTD_MILES.xlsx | BRENTWOOD-KELSO | OH | 230 |  | 11.214 | BUCKS CREEK-ROCK CREEK-CRESTA | 9.3701 | BUCKS CREEK-ROCK CREEK-CRESTA | 230 | 9.3701
ETRAN_CIRC_HFTD_MILES.xlsx | BRENTWOOD-KELSO | OH | 230 | Tier 2 - Elevated | 5.1994 | BUELLTON TAP | 1.7517 | BUELLTON TAP | 115 | 1.7517
ETRAN_CIRC_HFTD_MILES.xlsx | BRICEBURG JCT-MARIPOSA TAP | OH | 70 | Tier 2 - Elevated | 7.7792 | BUENA VISTA BIOMASS POWER TAP | 1.0119 | BUENA VISTA BIOMASS POWER TAP | 60 | 1.0119
ETRAN_CIRC_HFTD_MILES.xlsx | BRIDGEVILLE-COTTONWOOD | OH | 115 |  | 6.0437 | BUENA VISTA PUMPING PLANT #1 TAP | 1.1812 | BUENA VISTA PUMPING PLANT #1 TAP | 230 | 1.1812
ETRAN_CIRC_HFTD_MILES.xlsx | BRIDGEVILLE-COTTONWOOD | OH | 115 | Tier 2 - Elevated | 79.0216 | BUENA VISTA PUMPING PLANT #2 TAP | 1.2089 | BUENA VISTA PUMPING PLANT #2 TAP | 230 | 1.2089
ETRAN_CIRC_HFTD_MILES.xlsx | BRIDGEVILLE-COTTONWOOD | OH | 115 | Tier 3 - Extreme | 0.99672 | BURNEY FOREST PRODUCTS TAP | 0.042169 | BURNEY FOREST PRODUCTS TAP | 230 | 0.042169
ETRAN_CIRC_HFTD_MILES.xlsx | BRIDGEVILLE-GARBERVILLE | OH | 60 |  | 19.2221 | BURNEY TAP | 1.0869 | BURNEY TAP | 60 | 1.0869
ETRAN_CIRC_HFTD_MILES.xlsx | BRIDGEVILLE-GARBERVILLE | OH | 60 | Tier 2 - Elevated | 7.1354 | BURNS-LONE STAR #1 | 5.4362 | BURNS-LONE STAR #1 | 60 | 5.4362
ETRAN_CIRC_HFTD_MILES.xlsx | BRIDGEVILLE-GARBERVILLE | OH | 60 | Tier 3 - Extreme | 9.7979 | BURNS-LONE STAR #2 | 6.3069 | BURNS-LONE STAR #2 | 60 | 6.3069
ETRAN_CIRC_HFTD_MILES.xlsx | BRIGHTON-BELLOTA | OH | 230 |  | 42.5104 | BUTTE VALLEY-CARIBOU | 7.4371 | BUTTE VALLEY-CARIBOU | 115 | 7.4371
ETRAN_CIRC_HFTD_MILES.xlsx | BRIGHTON-CLAYTON #1 | OH | 115 | Tier 2 - Elevated | 1.4309 | BUTTE-CHICO #1 | 0.78989 | BUTTE-CHICO #1 | 60 | 0.78989
ETRAN_CIRC_HFTD_MILES.xlsx | BRIGHTON-CLAYTON #2 | OH | 115 | Tier 2 - Elevated | 1.4305 | BUTTE-CHICO #2 | 0.73724 | BUTTE-CHICO #2 | 60 | 0.73724
ETRAN_CIRC_HFTD_MILES.xlsx | BRIGHTON-DAVIS | OH | 115 |  | 60.09 | BUTTE-ESQUON | 9.8727 | BUTTE-ESQUON | 60 | 9.8727
ETRAN_CIRC_HFTD_MILES.xlsx | BRIGHTON-GRAND ISLAND #1 | OH | 115 |  | 25.1315 | BUTTE-SYCAMORE CREEK | 18.1673 | BUTTE-SYCAMORE CREEK | 115 | 18.1673
ETRAN_CIRC_HFTD_MILES.xlsx | BRIGHTON-GRAND ISLAND #2 | OH | 115 |  | 25.176 | CABRILLO-SANTA YNEZ SW STA | 14.5901 | CABRILLO-SANTA YNEZ SW STA | 115 | 14.5901
ETRAN_CIRC_HFTD_MILES.xlsx | BRIONES TAP | OH | 60 |  | 2.4926 | CACHE SLOUGH TAP | 6.8476 | CACHE SLOUGH TAP | 60 | 6.8476
ETRAN_CIRC_HFTD_MILES.xlsx | BRIONES TAP | OH | 60 | Tier 2 - Elevated | 4.2924 | CADET TAP | 0.12383 | CADET TAP | 70 | 0.12383
ETRAN_CIRC_HFTD_MILES.xlsx | BRIONES TAP | OH | 60 | Tier 3 - Extreme | 0.21865 | CAL PEAK-VACA | 0.11461 | CAL PEAK-VACA | 115 | 0.11461
ETRAN_CIRC_HFTD_MILES.xlsx | BRITTON-MONTA VISTA | OH | 115 |  | 7.1707 | CAL WATER TAP | 2.1489 | CAL WATER TAP | 115 | 2.1489
ETRAN_CIRC_HFTD_MILES.xlsx | BRUNSWICK #1 TAP | OH | 115 |  | 0.4282 | CALIENTE SW STA-MIDWAY #1 | 27.165 | CALIENTE SW STA-MIDWAY #1 | 230 | 27.165
ETRAN_CIRC_HFTD_MILES.xlsx | BRUNSWICK #1 TAP | OH | 115 | Tier 2 - Elevated | 0.60721 | CALIENTE SW STA-MIDWAY #2 | 27.1645 | CALIENTE SW STA-MIDWAY #2 | 230 | 27.1645
ETRAN_CIRC_HFTD_MILES.xlsx | BRUNSWICK #1 TAP | OH | 115 | Tier 3 - Extreme | 5.9453 | CALIFORNIA AVE-KEARNEY | 3.1979 | CALIFORNIA AVE-KEARNEY | 70 | 3.1979
ETRAN_CIRC_HFTD_MILES.xlsx | BRUNSWICK #2 TAP | OH | 115 |  | 0.39906 | CALIFORNIA AVE-MCCALL | 23.6582 | CALIFORNIA AVE-MCCALL | 115 | 23.6582
ETRAN_CIRC_HFTD_MILES.xlsx | BRUNSWICK #2 TAP | OH | 115 | Tier 2 - Elevated | 0.63455 | CALIFORNIA FLATS SW STA-GATES | 22.5839 | CALIFORNIA FLATS SW STA-GATES | 230 | 22.5839
ETRAN_CIRC_HFTD_MILES.xlsx | BRUNSWICK #2 TAP | OH | 115 | Tier 3 - Extreme | 5.9654 | CALLENDER SW STA-MESA | 13.7652 | CALLENDER SW STA-MESA | 115 | 13.7652
ETRAN_CIRC_HFTD_MILES.xlsx | BUCKS CREEK-ROCK CREEK-CRESTA | OH | 230 | Tier 2 - Elevated | 9.3028 | CALVO TAP | 0.54164 | CALVO TAP | 60 | 0.54164
ETRAN_CIRC_HFTD_MILES.xlsx | BUCKS CREEK-ROCK CREEK-CRESTA | OH | 230 | Tier 3 - Extreme | 0.067288 | CAMANCHE PUMPING PLANT TAP | 0.45038 | CAMANCHE PUMPING PLANT TAP | 230 | 0.45038
ETRAN_CIRC_HFTD_MILES.xlsx | BUELLTON TAP | OH | 115 |  | 0.36387 | CAMANCHE TAP | 6.7118 | CAMANCHE TAP | 115 | 6.7118
ETRAN_CIRC_HFTD_MILES.xlsx | BUELLTON TAP | OH | 115 | Tier 2 - Elevated | 1.3878 | CAMDEN-KINGSBURG | 14.928 | CAMDEN-KINGSBURG | 70 | 14.928
ETRAN_CIRC_HFTD_MILES.xlsx | BUENA VISTA BIOMASS POWER TAP | OH | 60 |  | 0.69188 | CAMP EVERS-PAUL SWEET | 5.2178 | CAMP EVERS-PAUL SWEET | 115 | 5.2178
ETRAN_CIRC_HFTD_MILES.xlsx | BUENA VISTA BIOMASS POWER TAP | OH | 60 | Tier 2 - Elevated | 0.32003 | CANANDAIGUA WINERY TAP | 0.29425 | CANANDAIGUA WINERY TAP | 70 | 0.29425
ETRAN_CIRC_HFTD_MILES.xlsx | BUENA VISTA PUMPING PLANT #1 TAP | OH | 230 |  | 1.1812 | CANTUA TAP | 1.8269 | CANTUA TAP | 115 | 1.8269
ETRAN_CIRC_HFTD_MILES.xlsx | BUENA VISTA PUMPING PLANT #2 TAP | OH | 230 |  | 1.2089 | CAPE HORN TAP | 0.31076 | CAPE HORN TAP | 60 | 0.31076
ETRAN_CIRC_HFTD_MILES.xlsx | BURNEY FOREST PRODUCTS TAP | OH | 230 |  | 0.042169 | CARBERRY SW STA-ROUND MTN | 12.6111 | CARBERRY SW STA-ROUND MTN | 230 | 12.6111
ETRAN_CIRC_HFTD_MILES.xlsx | BURNEY TAP | OH | 60 |  | 1.0869 | CARBONA #2 TAP | 5.6405 | CARBONA #2 TAP | 60 | 5.6405
ETRAN_CIRC_HFTD_MILES.xlsx | BURNS-LONE STAR #1 | OH | 60 | Tier 2 - Elevated | 2.2078 | CARIBOU #2 | 42.0057 | CARIBOU #2 | 60 | 42.0057
ETRAN_CIRC_HFTD_MILES.xlsx | BURNS-LONE STAR #1 | OH | 60 | Tier 3 - Extreme | 3.2284 | CARIBOU-PALERMO | 55.0494 | CARIBOU-PALERMO | 115 | 55.0494
ETRAN_CIRC_HFTD_MILES.xlsx | BURNS-LONE STAR #2 | OH | 60 | Tier 2 - Elevated | 1.4036 | CARIBOU-PLUMAS JCT | 3.1692 | CARIBOU-PLUMAS JCT | 60 | 3.1692
ETRAN_CIRC_HFTD_MILES.xlsx | BURNS-LONE STAR #2 | OH | 60 | Tier 3 - Extreme | 4.9034 | CARIBOU-TABLE MTN | 54.3371 | CARIBOU-TABLE MTN | 230 | 54.3371
ETRAN_CIRC_HFTD_MILES.xlsx | BUTTE-CHICO #1 | OH | 60 |  | 0.78989 | CARIBOU-WESTWOOD | 21.099 | CARIBOU-WESTWOOD | 60 | 21.099
ETRAN_CIRC_HFTD_MILES.xlsx | BUTTE-CHICO #2 | OH | 60 |  | 0.73724 | CARNATION TAP | 0.60809 | CARNATION TAP | 70 | 0.60809
ETRAN_CIRC_HFTD_MILES.xlsx | BUTTE-ESQUON | OH | 60 |  | 9.8727 | CARNERAS-TAFT | 34.9185 | CARNERAS-TAFT | 70 | 34.9185
ETRAN_CIRC_HFTD_MILES.xlsx | BUTTE-SYCAMORE CREEK | OH | 115 |  | 18.1673 | CARQUINEZ #1 TAP | 0.50579 | CARQUINEZ #1 TAP | 115 | 0.50579
ETRAN_CIRC_HFTD_MILES.xlsx | BUTTE VALLEY-CARIBOU | OH | 115 |  | 0.345 | CARQUINEZ #2 TAP | 0.51653 | CARQUINEZ #2 TAP | 115 | 0.51653
ETRAN_CIRC_HFTD_MILES.xlsx | BUTTE VALLEY-CARIBOU | OH | 115 | Tier 2 - Elevated | 7.0921 | CARRIZO PLAINS TAP | 0.044755 | CARRIZO PLAINS TAP | 115 | 0.044755
ETRAN_CIRC_HFTD_MILES.xlsx | CABRILLO-SANTA YNEZ SW STA | OH | 115 |  | 1.4082 | CARUTHERS-LEMOORE NAS-CAMDEN | 25.1662 | CARUTHERS-LEMOORE NAS-CAMDEN | 70 | 25.1662
ETRAN_CIRC_HFTD_MILES.xlsx | CABRILLO-SANTA YNEZ SW STA | OH | 115 | Tier 2 - Elevated | 13.1819 | CASCADE-BENTON-DESCHUTES | 15.9792 | CASCADE-BENTON-DESCHUTES | 60 | 15.9792
ETRAN_CIRC_HFTD_MILES.xlsx | CACHE SLOUGH TAP | OH | 60 |  | 6.8476 | CASCADE-COTTONWOOD | 19.4603 | CASCADE-COTTONWOOD | 115 | 19.4603
ETRAN_CIRC_HFTD_MILES.xlsx | CADET TAP | OH | 70 |  | 0.12383 | CASTAIC TAP | 0.020208 | CASTAIC TAP | 70 | 0.020208
ETRAN_CIRC_HFTD_MILES.xlsx | CAL PEAK-VACA | OH | 115 |  | 0.11461 | CAWELO B TAP | 0.40281 | CAWELO B TAP | 70 | 0.40281
ETRAN_CIRC_HFTD_MILES.xlsx | CAL WATER TAP | OH | 115 |  | 2.1489 | CAWELO C TAP | 1.335 | CAWELO C TAP | 115 | 1.335
ETRAN_CIRC_HFTD_MILES.xlsx | CALIENTE SW STA-MIDWAY #1 | OH | 230 |  | 27.165 | CAYUCOS-CAMBRIA | 17.7303 | CAYUCOS-CAMBRIA | 70 | 17.7303
ETRAN_CIRC_HFTD_MILES.xlsx | CALIENTE SW STA-MIDWAY #2 | OH | 230 |  | 27.1645 | CELERON TAP | 0.038844 | CELERON TAP | 70 | 0.038844
ETRAN_CIRC_HFTD_MILES.xlsx | CALIFORNIA AVE-KEARNEY | OH | 70 |  | 3.1979 | CENTERVILLE-TABLE MTN | 21.5057 | CENTERVILLE-TABLE MTN | 60 | 21.5057
ETRAN_CIRC_HFTD_MILES.xlsx | CALIFORNIA AVE-MCCALL | OH | 115 |  | 23.6582 | CENTERVILLE-TABLE MTN-OROVILLE | 26.1055 | CENTERVILLE-TABLE MTN-OROVILLE | 60 | 26.1055
ETRAN_CIRC_HFTD_MILES.xlsx | CALIFORNIA FLATS SW STA-GATES | OH | 230 |  | 21.0838 | CERTAINTEED TAP | 2.5272 | CERTAINTEED TAP | 115 | 2.5272
ETRAN_CIRC_HFTD_MILES.xlsx | CALIFORNIA FLATS SW STA-GATES | OH | 230 | Tier 2 - Elevated | 1.5001 | CHARCA-FAMOSO | 7.1478 | CHARCA-FAMOSO | 115 | 7.1478
ETRAN_CIRC_HFTD_MILES.xlsx | CALLENDER SW STA-MESA | OH | 115 |  | 8.1504 | CHCF TAP | 2.9988 | CHCF TAP | 115 | 2.9988
ETRAN_CIRC_HFTD_MILES.xlsx | CALLENDER SW STA-MESA | OH | 115 | Tier 2 - Elevated | 5.6148 | CHENEY #1 TAP | 4.104 | CHENEY #1 TAP | 115 | 4.104
ETRAN_CIRC_HFTD_MILES.xlsx | CALVO TAP | OH | 60 |  | 0.54164 | CHENEY #2 TAP | 1.9669 | CHENEY #2 TAP | 115 | 1.9669
ETRAN_CIRC_HFTD_MILES.xlsx | CAMANCHE PUMPING PLANT TAP | OH | 230 |  | 0.45038 | CHEVRON (LOST HILLS) TAP | 14.7546 | CHEVRON (LOST HILLS) TAP | 70 | 14.7546
ETRAN_CIRC_HFTD_MILES.xlsx | CAMANCHE TAP | OH | 115 |  | 6.7118 | CHEVRON PIPELINE KETTLEMAN TAP | 1.17 | CHEVRON PIPELINE KETTLEMAN TAP | 70 | 1.17
ETRAN_CIRC_HFTD_MILES.xlsx | CAMDEN-KINGSBURG | OH | 70 |  | 14.928 | CHINESE CAMP (ULTRA POWER) TAP | 2.0865 | CHINESE CAMP (ULTRA POWER) TAP | 115 | 2.0865
ETRAN_CIRC_HFTD_MILES.xlsx | CAMP EVERS-PAUL SWEET | OH | 115 |  | 0.62313 | CHOWCHILLA #1 TAP | 1.2371 | CHOWCHILLA #1 TAP | 115 | 1.2371
ETRAN_CIRC_HFTD_MILES.xlsx | CAMP EVERS-PAUL SWEET | OH | 115 | Tier 3 - Extreme | 4.5947 | CHOWCHILLA-KERCKHOFF | 42.5236 | CHOWCHILLA-KERCKHOFF | 115 | 42.5236
ETRAN_CIRC_HFTD_MILES.xlsx | CANANDAIGUA WINERY TAP | OH | 70 |  | 0.29425 | CHRISTIE-FRANKLIN #1 | 5.0103 | CHRISTIE-FRANKLIN #1 | 60 | 5.0103
ETRAN_CIRC_HFTD_MILES.xlsx | CANTUA TAP | OH | 115 |  | 1.8269 | CHRISTIE-FRANKLIN #2 | 3.4372 | CHRISTIE-FRANKLIN #2 | 60 | 3.4372
ETRAN_CIRC_HFTD_MILES.xlsx | CAPE HORN TAP | OH | 60 | Tier 2 - Elevated | 0.31076 | CHRISTIE-FRANKLIN #2 (12KV) | 1.628 | CHRISTIE-FRANKLIN #2 (12KV) | 60 | 1.628
ETRAN_CIRC_HFTD_MILES.xlsx | CARBERRY SW STA-ROUND MTN | OH | 230 | Tier 2 - Elevated | 12.3618 | CHRISTIE-SOBRANTE | 7.8401 | CHRISTIE-SOBRANTE | 115 | 7.8401
ETRAN_CIRC_HFTD_MILES.xlsx | CARBERRY SW STA-ROUND MTN | OH | 230 | Tier 3 - Extreme | 0.2493 | CHRISTIE-WILLOW PASS | 15.927 | CHRISTIE-WILLOW PASS | 60 | 15.927
ETRAN_CIRC_HFTD_MILES.xlsx | CARBONA #2 TAP | OH | 60 |  | 5.6405 | CHUALAR TAP | 1.4265 | CHUALAR TAP | 60 | 1.4265
ETRAN_CIRC_HFTD_MILES.xlsx | CARIBOU-PALERMO | OH | 115 |  | 5.0535 | CIC TAP | 0.12737 | CIC TAP | 60 | 0.12737
ETRAN_CIRC_HFTD_MILES.xlsx | CARIBOU-PALERMO | OH | 115 | Tier 2 - Elevated | 36.3104 | CISCO GROVE TAP | 0.34087 | CISCO GROVE TAP | 60 | 0.34087
ETRAN_CIRC_HFTD_MILES.xlsx | CARIBOU-PALERMO | OH | 115 | Tier 3 - Extreme | 13.6856 | CITY #1 TAP | 0.068192 | CITY #1 TAP | 115 | 0.068192
ETRAN_CIRC_HFTD_MILES.xlsx | CARIBOU-PLUMAS JCT | OH | 60 |  | 2.1976 | CITY #2 TAP | 1.3698 | CITY #2 TAP | 115 | 1.3698
ETRAN_CIRC_HFTD_MILES.xlsx | CARIBOU-PLUMAS JCT | OH | 60 | Tier 2 - Elevated | 0.97163 | CLAY-MARTEL | 8.443 | CLAY-MARTEL | 60 | 8.443
ETRAN_CIRC_HFTD_MILES.xlsx | CARIBOU-TABLE MTN | OH | 230 |  | 5.8985 | CLAYTON-MEADOW LANE | 7.0564 | CLAYTON-MEADOW LANE | 115 | 7.0564
ETRAN_CIRC_HFTD_MILES.xlsx | CARIBOU-TABLE MTN | OH | 230 | Tier 2 - Elevated | 39.349 | CLEAR LAKE-HOPLAND | 11.5354 | CLEAR LAKE-HOPLAND | 60 | 11.5354
ETRAN_CIRC_HFTD_MILES.xlsx | CARIBOU-TABLE MTN | OH | 230 | Tier 3 - Extreme | 9.0896 | CLEAR LAKE-KONOCTI | 10.9934 | CLEAR LAKE-KONOCTI | 60 | 10.9934
ETRAN_CIRC_HFTD_MILES.xlsx | CARIBOU-WESTWOOD | OH | 60 |  | 1.0543 | COALINGA #1-COALINGA #2 | 8.6124 | COALINGA #1-COALINGA #2 | 70 | 8.6124
ETRAN_CIRC_HFTD_MILES.xlsx | CARIBOU-WESTWOOD | OH | 60 | Tier 2 - Elevated | 20.0447 | COALINGA #1-SAN MIGUEL | 38.0123 | COALINGA #1-SAN MIGUEL | 70 | 38.0123
ETRAN_CIRC_HFTD_MILES.xlsx | CARIBOU #2 | OH | 60 |  | 2.8752 | COALINGA COGEN TAP | 4.9079 | COALINGA COGEN TAP | 70 | 4.9079
ETRAN_CIRC_HFTD_MILES.xlsx | CARIBOU #2 | OH | 60 | Tier 2 - Elevated | 38.3401 | COBURN-BASIC ENERGY | 3.3875 | COBURN-BASIC ENERGY | 60 | 3.3875
ETRAN_CIRC_HFTD_MILES.xlsx | CARIBOU #2 | OH | 60 | Tier 3 - Extreme | 0.79042 | COBURN-LAS AGUILAS SW STA | 63.9659 | COBURN-LAS AGUILAS SW STA | 230 | 63.9659
ETRAN_CIRC_HFTD_MILES.xlsx | CARNATION TAP | OH | 70 |  | 0.60809 | COBURN-OIL FIELDS #1 | 29.4629 | COBURN-OIL FIELDS #1 | 60 | 29.4629
ETRAN_CIRC_HFTD_MILES.xlsx | CARNERAS-TAFT | OH | 70 |  | 34.9185 | COBURN-OIL FIELDS #2 | 31.0521 | COBURN-OIL FIELDS #2 | 60 | 31.0521
ETRAN_CIRC_HFTD_MILES.xlsx | CARQUINEZ #1 TAP | OH | 115 |  | 0.50579 | COGENERATION NATIONAL TAP | 0.56367 | COGENERATION NATIONAL TAP | 60 | 0.56367
ETRAN_CIRC_HFTD_MILES.xlsx | CARQUINEZ #2 TAP | OH | 115 |  | 0.51653 | COLEMAN HATCHERY TAP | 0.56357 | COLEMAN HATCHERY TAP | 60 | 0.56357
ETRAN_CIRC_HFTD_MILES.xlsx | CARRIZO PLAINS TAP | OH | 115 |  | 0.044755 | COLEMAN-COTTONWOOD | 8.5807 | COLEMAN-COTTONWOOD | 60 | 8.5807
ETRAN_CIRC_HFTD_MILES.xlsx | CARUTHERS-LEMOORE NAS-CAMDEN | OH | 70 |  | 25.1662 | COLEMAN-RED BLUFF | 48.3013 | COLEMAN-RED BLUFF | 60 | 48.3013
ETRAN_CIRC_HFTD_MILES.xlsx | CASCADE-BENTON-DESCHUTES | OH | 60 |  | 6.4062 | COLEMAN-SOUTH | 13.383 | COLEMAN-SOUTH | 60 | 13.383
ETRAN_CIRC_HFTD_MILES.xlsx | CASCADE-BENTON-DESCHUTES | OH | 60 | Tier 2 - Elevated | 9.573 | COLES LEVEE TAP | 0.21864 | COLES LEVEE TAP | 115 | 0.21864
ETRAN_CIRC_HFTD_MILES.xlsx | CASCADE-COTTONWOOD | OH | 115 |  | 7.2885 | COLGATE PH-COLGATE SW STA | 0.1869 | COLGATE PH-COLGATE SW STA | 60 | 0.1869
ETRAN_CIRC_HFTD_MILES.xlsx | CASCADE-COTTONWOOD | OH | 115 | Tier 2 - Elevated | 12.1718 | COLGATE-ALLEGHANY | 24.5228 | COLGATE-ALLEGHANY | 60 | 24.5228
ETRAN_CIRC_HFTD_MILES.xlsx | CASTAIC TAP | OH | 70 | Tier 2 - Elevated | 0.020208 | COLGATE-CHALLENGE | 13.0446 | COLGATE-CHALLENGE | 60 | 13.0446
ETRAN_CIRC_HFTD_MILES.xlsx | CAWELO B TAP | OH | 70 |  | 0.40281 | COLGATE-GRASS VALLEY | 13.1692 | COLGATE-GRASS VALLEY | 60 | 13.1692
ETRAN_CIRC_HFTD_MILES.xlsx | CAWELO C TAP | OH | 115 |  | 1.335 | COLGATE-PALERMO | 22.6491 | COLGATE-PALERMO | 60 | 22.6491
ETRAN_CIRC_HFTD_MILES.xlsx | CAYUCOS-CAMBRIA | OH | 70 |  | 10.0341 | COLGATE-RIO OSO | 40.8875 | COLGATE-RIO OSO | 230 | 40.8875
ETRAN_CIRC_HFTD_MILES.xlsx | CAYUCOS-CAMBRIA | OH | 70 | Tier 2 - Elevated | 7.6962 | COLGATE-SMARTVILLE #1 | 11.2583 | COLGATE-SMARTVILLE #1 | 60 | 11.2583
ETRAN_CIRC_HFTD_MILES.xlsx | CELERON TAP | OH | 70 |  | 0.038844 | COLGATE-SMARTVILLE #2 | 11.188 | COLGATE-SMARTVILLE #2 | 60 | 11.188
ETRAN_CIRC_HFTD_MILES.xlsx | CENTERVILLE-TABLE MTN | OH | 60 |  | 13.5935 | COLLINS PINE TAP | 0.9959 | COLLINS PINE TAP | 60 | 0.9959
ETRAN_CIRC_HFTD_MILES.xlsx | CENTERVILLE-TABLE MTN | OH | 60 | Tier 2 - Elevated | 3.8142 | COLUMBIA SOLAR 115kV TAP | 0.51281 | COLUMBIA SOLAR 115kV TAP | 115 | 0.51281
ETRAN_CIRC_HFTD_MILES.xlsx | CENTERVILLE-TABLE MTN | OH | 60 | Tier 3 - Extreme | 4.098 | COLUSA JCT #1 | 16.9816 | COLUSA JCT #1 | 60 | 16.9816
ETRAN_CIRC_HFTD_MILES.xlsx | CENTERVILLE-TABLE MTN-OROVILLE | OH | 60 |  | 15.92 | CONTRA COSTA #1 | 11.1513 | CONTRA COSTA #1 | 115 | 11.1513
ETRAN_CIRC_HFTD_MILES.xlsx | CENTERVILLE-TABLE MTN-OROVILLE | OH | 60 | Tier 2 - Elevated | 6.3399 | CONTRA COSTA #2 | 1.4095 | CONTRA COSTA #2 | 115 | 1.4095
ETRAN_CIRC_HFTD_MILES.xlsx | CENTERVILLE-TABLE MTN-OROVILLE | OH | 60 | Tier 3 - Extreme | 3.8456 | CONTRA COSTA PP-CONTRA COSTA SUB | 1.8892 | CONTRA COSTA PP-CONTRA COSTA SUB | 230 | 1.8892
ETRAN_CIRC_HFTD_MILES.xlsx | CERTAINTEED TAP | OH | 115 |  | 2.5272 | CONTRA COSTA-BALFOUR | 11.5474 | CONTRA COSTA-BALFOUR | 60 | 11.5474
ETRAN_CIRC_HFTD_MILES.xlsx | CHARCA-FAMOSO | OH | 115 |  | 7.1478 | CONTRA COSTA-BRENTWOOD | 10.0629 | CONTRA COSTA-BRENTWOOD | 230 | 10.0629
ETRAN_CIRC_HFTD_MILES.xlsx | CHCF TAP | OH | 115 |  | 2.9988 | CONTRA COSTA-DELTA SWITCHYARD | 18.4634 | CONTRA COSTA-DELTA SWITCHYARD | 230 | 18.4634
ETRAN_CIRC_HFTD_MILES.xlsx | CHENEY #1 TAP | OH | 115 |  | 4.104 | CONTRA COSTA-LAS POSITAS | 23.8265 | CONTRA COSTA-LAS POSITAS | 230 | 23.8265
ETRAN_CIRC_HFTD_MILES.xlsx | CHENEY #2 TAP | OH | 115 |  | 1.9669 | CONTRA COSTA-LONE TREE | 5.6109 | CONTRA COSTA-LONE TREE | 230 | 5.6109
ETRAN_CIRC_HFTD_MILES.xlsx | CHEVRON (LOST HILLS) TAP | OH | 70 |  | 14.7546 | CONTRA COSTA-MORAGA #1 | 26.7584 | CONTRA COSTA-MORAGA #1 | 230 | 26.7584
ETRAN_CIRC_HFTD_MILES.xlsx | CHEVRON PIPELINE KETTLEMAN TAP | OH | 70 |  | 1.17 | CONTRA COSTA-MORAGA #2 | 26.8339 | CONTRA COSTA-MORAGA #2 | 230 | 26.8339
ETRAN_CIRC_HFTD_MILES.xlsx | CHINESE CAMP (ULTRA POWER) TAP | OH | 115 |  | 0.54185 | CONTRA COSTA-PITTSBURG | 6.2834 | CONTRA COSTA-PITTSBURG | 60 | 6.2834
ETRAN_CIRC_HFTD_MILES.xlsx | CHINESE CAMP (ULTRA POWER) TAP | OH | 115 | Tier 2 - Elevated | 1.5446 | CONTRA COSTA-SHELL CHEMICAL#1(21KV) | 9.553 | CONTRA COSTA-SHELL CHEMICAL#1(21KV) | 60 | 9.553
ETRAN_CIRC_HFTD_MILES.xlsx | CHOWCHILLA-KERCKHOFF | OH | 115 |  | 33.0279 | COOLEY LANDING-LOS ALTOS | 14.8839 | COOLEY LANDING-LOS ALTOS | 60 | 14.8839
ETRAN_CIRC_HFTD_MILES.xlsx | CHOWCHILLA-KERCKHOFF | OH | 115 | Tier 2 - Elevated | 9.4957 | COOLEY LANDING-LOS ALTOS (I2KV) | 1.4065 | COOLEY LANDING-LOS ALTOS (I2KV) | 60 | 1.4065
ETRAN_CIRC_HFTD_MILES.xlsx | CHOWCHILLA #1 TAP | OH | 115 |  | 1.2371 | COOLEY LANDING-PALO ALTO | 2.7239 | COOLEY LANDING-PALO ALTO | 115 | 2.7239
ETRAN_CIRC_HFTD_MILES.xlsx | CHRISTIE-FRANKLIN #1 | OH | 60 |  | 3.165 | COOLEY LANDING-STANFORD | 6.0359 | COOLEY LANDING-STANFORD | 60 | 6.0359
ETRAN_CIRC_HFTD_MILES.xlsx | CHRISTIE-FRANKLIN #1 | OH | 60 | Tier 2 - Elevated | 1.8453 | COPPERMINE-TIVY VALLEY | 24.0068 | COPPERMINE-TIVY VALLEY | 70 | 24.0068
ETRAN_CIRC_HFTD_MILES.xlsx | CHRISTIE-FRANKLIN #2 | OH | 60 |  | 1.5973 | COPUS-OLD RIVER | 19.6145 | COPUS-OLD RIVER | 70 | 19.6145
ETRAN_CIRC_HFTD_MILES.xlsx | CHRISTIE-FRANKLIN #2 | OH | 60 | Tier 2 - Elevated | 1.8399 | CORCORAN-ANGIOLA | 8.9417 | CORCORAN-ANGIOLA | 70 | 8.9417
ETRAN_CIRC_HFTD_MILES.xlsx | CHRISTIE-FRANKLIN #2 (12KV) | OH | 60 |  | 1.628 | CORCORAN-GUERNSEY | 13.49 | CORCORAN-GUERNSEY | 70 | 13.49
ETRAN_CIRC_HFTD_MILES.xlsx | CHRISTIE-SOBRANTE | OH | 115 |  | 0.10061 | CORCORAN-OLIVE SW STA | 36.824 | CORCORAN-OLIVE SW STA | 115 | 36.824
ETRAN_CIRC_HFTD_MILES.xlsx | CHRISTIE-SOBRANTE | OH | 115 | Tier 2 - Elevated | 7.7395 | CORDELIA #1 TAP | 7.6939 | CORDELIA #1 TAP | 60 | 7.6939
ETRAN_CIRC_HFTD_MILES.xlsx | CHRISTIE-WILLOW PASS | OH | 60 |  | 12.0937 | CORDELIA #2 TAP | 6.8684 | CORDELIA #2 TAP | 60 | 6.8684
ETRAN_CIRC_HFTD_MILES.xlsx | CHRISTIE-WILLOW PASS | OH | 60 | Tier 2 - Elevated | 3.8333 | CORDELIA INTERIM PUMPING PLANT TAP | 0.35804 | CORDELIA INTERIM PUMPING PLANT TAP | 60 | 0.35804
ETRAN_CIRC_HFTD_MILES.xlsx | CHUALAR TAP | OH | 60 |  | 1.4265 | CORONA-LAKEVILLE | 5.7864 | CORONA-LAKEVILLE | 115 | 5.7864
ETRAN_CIRC_HFTD_MILES.xlsx | CIC TAP | OH | 60 |  | 0.12737 | CORTINA #1 | 26.2869 | CORTINA #1 | 60 | 26.2869
ETRAN_CIRC_HFTD_MILES.xlsx | CISCO GROVE TAP | OH | 60 |  | 0.34087 | CORTINA #2 | 26.606 | CORTINA #2 | 60 | 26.606
ETRAN_CIRC_HFTD_MILES.xlsx | CITY #1 TAP | OH | 115 |  | 0.068192 | CORTINA #3 | 24.7991 | CORTINA #3 | 60 | 24.7991
ETRAN_CIRC_HFTD_MILES.xlsx | CITY #2 TAP | OH | 115 |  | 1.3698 | CORTINA #4 | 45.2742 | CORTINA #4 | 60 | 45.2742
ETRAN_CIRC_HFTD_MILES.xlsx | CLAY-MARTEL | OH | 60 |  | 0.95709 | CORTINA-MENDOCINO #1 | 60.9541 | CORTINA-MENDOCINO #1 | 115 | 60.9541
ETRAN_CIRC_HFTD_MILES.xlsx | CLAY-MARTEL | OH | 60 | Tier 2 - Elevated | 7.4859 | CORTINA-VACA | 53.2926 | CORTINA-VACA | 230 | 53.2926
ETRAN_CIRC_HFTD_MILES.xlsx | CLAYTON-MEADOW LANE | OH | 115 |  | 7.0564 | COTTLE-MELONES | 25.9392 | COTTLE-MELONES | 230 | 25.9392
ETRAN_CIRC_HFTD_MILES.xlsx | CLEAR LAKE-HOPLAND | OH | 60 |  | 4.2048 | COTTONWOOD #1 | 48.1554 | COTTONWOOD #1 | 60 | 48.1554
ETRAN_CIRC_HFTD_MILES.xlsx | CLEAR LAKE-HOPLAND | OH | 60 | Tier 2 - Elevated | 7.3306 | COTTONWOOD #2 | 23.635 | COTTONWOOD #2 | 60 | 23.635
ETRAN_CIRC_HFTD_MILES.xlsx | CLEAR LAKE-KONOCTI | OH | 60 |  | 6.0555 | COTTONWOOD-BENTON #1 | 15.5289 | COTTONWOOD-BENTON #1 | 60 | 15.5289
ETRAN_CIRC_HFTD_MILES.xlsx | CLEAR LAKE-KONOCTI | OH | 60 | Tier 2 - Elevated | 4.9379 | COTTONWOOD-BENTON #2 | 14.6726 | COTTONWOOD-BENTON #2 | 60 | 14.6726
ETRAN_CIRC_HFTD_MILES.xlsx | COALINGA #1-COALINGA #2 | OH | 70 |  | 8.6124 | COTTONWOOD-DELEVAN #1 | 71.5512 | COTTONWOOD-DELEVAN #1 | 230 | 71.5512
ETRAN_CIRC_HFTD_MILES.xlsx | COALINGA #1-SAN MIGUEL | OH | 70 |  | 20.5647 | COTTONWOOD-GLENN | 48.3286 | COTTONWOOD-GLENN | 230 | 48.3286
ETRAN_CIRC_HFTD_MILES.xlsx | COALINGA #1-SAN MIGUEL | OH | 70 | Tier 2 - Elevated | 17.4476 | COTTONWOOD-PANORAMA | 2.9459 | COTTONWOOD-PANORAMA | 115 | 2.9459
ETRAN_CIRC_HFTD_MILES.xlsx | COALINGA COGEN TAP | OH | 70 |  | 4.9079 | COTTONWOOD-RED BLUFF | 16.7823 | COTTONWOOD-RED BLUFF | 60 | 16.7823
ETRAN_CIRC_HFTD_MILES.xlsx | COBURN-BASIC ENERGY | OH | 60 |  | 3.3875 | COVE ROAD TAP | 0.10596 | COVE ROAD TAP | 230 | 0.10596
ETRAN_CIRC_HFTD_MILES.xlsx | COBURN-LAS AGUILAS SW STA | OH | 230 |  | 22.8057 | CRAG VIEW-CASCADE | 21.6065 | CRAG VIEW-CASCADE | 115 | 21.6065
ETRAN_CIRC_HFTD_MILES.xlsx | COBURN-LAS AGUILAS SW STA | OH | 230 | Tier 2 - Elevated | 41.1601 | CRAZY HORSE CANYON-HOLLISTER | 17.2169 | CRAZY HORSE CANYON-HOLLISTER | 115 | 17.2169
ETRAN_CIRC_HFTD_MILES.xlsx | COBURN-OIL FIELDS #1 | OH | 60 |  | 29.4629 | CRAZY HORSE CANYON-SALINAS-SOLEDAD #1 | 35.3435 | CRAZY HORSE CANYON-SALINAS-SOLEDAD #1 | 115 | 35.3435
ETRAN_CIRC_HFTD_MILES.xlsx | COBURN-OIL FIELDS #2 | OH | 60 |  | 31.0521 | CRAZY HORSE CANYON-SALINAS-SOLEDAD #2 | 35.4084 | CRAZY HORSE CANYON-SALINAS-SOLEDAD #2 | 115 | 35.4084
ETRAN_CIRC_HFTD_MILES.xlsx | COGENERATION NATIONAL TAP | OH | 60 |  | 0.56367 | CRAZY HORSE CANYON-SAN BENITO | 8.952 | CRAZY HORSE CANYON-SAN BENITO | 115 | 8.952
ETRAN_CIRC_HFTD_MILES.xlsx | COLEMAN-COTTONWOOD | OH | 60 |  | 7.4708 | CRESCENT SW STA-SCHINDLER | 10.8034 | CRESCENT SW STA-SCHINDLER | 70 | 10.8034
ETRAN_CIRC_HFTD_MILES.xlsx | COLEMAN-COTTONWOOD | OH | 60 | Tier 2 - Elevated | 1.1098 | CRESCENT SW STA-SCULPIN PV | 0.043939 | CRESCENT SW STA-SCULPIN PV | 70 | 0.043939
ETRAN_CIRC_HFTD_MILES.xlsx | COLEMAN-RED BLUFF | OH | 60 |  | 28.0493 | CRESCENT SW STA-STROUD | 3.6125 | CRESCENT SW STA-STROUD | 70 | 3.6125
ETRAN_CIRC_HFTD_MILES.xlsx | COLEMAN-RED BLUFF | OH | 60 | Tier 2 - Elevated | 20.2519 | CRESTA-RIO OSO | 64.785 | CRESTA-RIO OSO | 230 | 64.785
ETRAN_CIRC_HFTD_MILES.xlsx | COLEMAN-SOUTH | OH | 60 | Tier 2 - Elevated | 13.383 | CROW CREEK SW STA-FRONTIER SOLAR PV | 0.019878 | CROW CREEK SW STA-FRONTIER SOLAR PV | 60 | 0.019878
ETRAN_CIRC_HFTD_MILES.xlsx | COLEMAN HATCHERY TAP | OH | 60 |  | 0.56357 | CROW CREEK SW STA-NEWMAN | 11.1449 | CROW CREEK SW STA-NEWMAN | 60 | 11.1449
ETRAN_CIRC_HFTD_MILES.xlsx | COLES LEVEE TAP | OH | 115 |  | 0.21864 | CROWS LANDING TAP | 5.2802 | CROWS LANDING TAP | 60 | 5.2802
ETRAN_CIRC_HFTD_MILES.xlsx | COLGATE-ALLEGHANY | OH | 60 | Tier 2 - Elevated | 4.6108 | CRUSHER TAP | 1.9446 | CRUSHER TAP | 60 | 1.9446
ETRAN_CIRC_HFTD_MILES.xlsx | COLGATE-ALLEGHANY | OH | 60 | Tier 3 - Extreme | 19.912 | CRYSTAL SPRINGS TAP | 0.28078 | CRYSTAL SPRINGS TAP | 60 | 0.28078
ETRAN_CIRC_HFTD_MILES.xlsx | COLGATE-CHALLENGE | OH | 60 | Tier 2 - Elevated | 1.4265 | CYMRIC TAP | 0.18006 | CYMRIC TAP | 115 | 0.18006
ETRAN_CIRC_HFTD_MILES.xlsx | COLGATE-CHALLENGE | OH | 60 | Tier 3 - Extreme | 11.6181 | DAIRYLAND-MENDOTA | 28.6866 | DAIRYLAND-MENDOTA | 115 | 28.6866
ETRAN_CIRC_HFTD_MILES.xlsx | COLGATE-GRASS VALLEY | OH | 60 |  | 1.2607 | DANISH CREAMERY TAP | 1.2024 | DANISH CREAMERY TAP | 115 | 1.2024
ETRAN_CIRC_HFTD_MILES.xlsx | COLGATE-GRASS VALLEY | OH | 60 | Tier 2 - Elevated | 10.0361 | DE FRANCESCO TAP | 1.0232 | DE FRANCESCO TAP | 115 | 1.0232
ETRAN_CIRC_HFTD_MILES.xlsx | COLGATE-GRASS VALLEY | OH | 60 | Tier 3 - Extreme | 1.8723 | DEAN FOODS TAP | 0.51365 | DEAN FOODS TAP | 60 | 0.51365
ETRAN_CIRC_HFTD_MILES.xlsx | COLGATE-PALERMO | OH | 60 |  | 0.9245 | DEEPWATER #1 TAP | 2.2866 | DEEPWATER #1 TAP | 115 | 2.2866
ETRAN_CIRC_HFTD_MILES.xlsx | COLGATE-PALERMO | OH | 60 | Tier 2 - Elevated | 21.7246 | DEEPWATER #2 TAP | 2.4531 | DEEPWATER #2 TAP | 115 | 2.4531
ETRAN_CIRC_HFTD_MILES.xlsx | COLGATE-RIO OSO | OH | 230 |  | 29.025 | DEER CREEK-DRUM | 6.2379 | DEER CREEK-DRUM | 60 | 6.2379
ETRAN_CIRC_HFTD_MILES.xlsx | COLGATE-RIO OSO | OH | 230 | Tier 2 - Elevated | 11.8625 | DEL MAR-ATLANTIC #1 | 2.7774 | DEL MAR-ATLANTIC #1 | 60 | 2.7774
ETRAN_CIRC_HFTD_MILES.xlsx | COLGATE-SMARTVILLE #1 | OH | 60 | Tier 2 - Elevated | 11.2583 | DEL MAR-ATLANTIC #2 | 4.4249 | DEL MAR-ATLANTIC #2 | 60 | 4.4249
ETRAN_CIRC_HFTD_MILES.xlsx | COLGATE-SMARTVILLE #2 | OH | 60 | Tier 2 - Elevated | 11.188 | DEL MONTE-FORT ORD #1 | 6.1268 | DEL MONTE-FORT ORD #1 | 60 | 6.1268
ETRAN_CIRC_HFTD_MILES.xlsx | COLGATE PH-COLGATE SW STA | OH | 60 | Tier 2 - Elevated | 0.1869 | DEL MONTE-FORT ORD #2 | 5.6033 | DEL MONTE-FORT ORD #2 | 60 | 5.6033
ETRAN_CIRC_HFTD_MILES.xlsx | COLLINS PINE TAP | OH | 60 |  | 0.91021 | DEL MONTE-MONTEREY | 2.5287 | DEL MONTE-MONTEREY | 60 | 2.5287
ETRAN_CIRC_HFTD_MILES.xlsx | COLLINS PINE TAP | OH | 60 | Tier 2 - Elevated | 0.085684 | DEL MONTE-VIEJO | 7.9167 | DEL MONTE-VIEJO | 60 | 7.9167
ETRAN_CIRC_HFTD_MILES.xlsx | COLUMBIA SOLAR 115kV TAP | OH | 115 |  | 0.51281 | DELEVAN-CORTINA | 17.9661 | DELEVAN-CORTINA | 230 | 17.9661
ETRAN_CIRC_HFTD_MILES.xlsx | COLUSA JCT #1 | OH | 60 |  | 16.9816 | DELEVAN-VACA #1 | 71.0356 | DELEVAN-VACA #1 | 230 | 71.0356
ETRAN_CIRC_HFTD_MILES.xlsx | CONTRA COSTA-BALFOUR | OH | 60 |  | 11.5474 | DELEVAN-VACA #2 | 71.071 | DELEVAN-VACA #2 | 230 | 71.071
ETRAN_CIRC_HFTD_MILES.xlsx | CONTRA COSTA-BRENTWOOD | OH | 230 |  | 10.0629 | DELEVAN-VACA #3 | 71.0849 | DELEVAN-VACA #3 | 230 | 71.0849
ETRAN_CIRC_HFTD_MILES.xlsx | CONTRA COSTA-DELTA SWITCHYARD | OH | 230 |  | 13.2697 | DELTA SWITCHING YARD-TESLA | 7.7048 | DELTA SWITCHING YARD-TESLA | 230 | 7.7048
ETRAN_CIRC_HFTD_MILES.xlsx | CONTRA COSTA-DELTA SWITCHYARD | OH | 230 | Tier 2 - Elevated | 5.1937 | DELTA-MTN GATE JCT | 15.1445 | DELTA-MTN GATE JCT | 60 | 15.1445
ETRAN_CIRC_HFTD_MILES.xlsx | CONTRA COSTA-LAS POSITAS | OH | 230 |  | 11.9619 | DERRICK TAP | 0.85339 | DERRICK TAP | 70 | 0.85339
ETRAN_CIRC_HFTD_MILES.xlsx | CONTRA COSTA-LAS POSITAS | OH | 230 | Tier 2 - Elevated | 10.9842 | DESABLA-CENTERVILLE | 5.8607 | DESABLA-CENTERVILLE | 60 | 5.8607
ETRAN_CIRC_HFTD_MILES.xlsx | CONTRA COSTA-LAS POSITAS | OH | 230 | Tier 3 - Extreme | 0.88038 | DIABLO PP STANDBY SUPPLY | 0.46447 | DIABLO PP STANDBY SUPPLY | 230 | 0.46447
ETRAN_CIRC_HFTD_MILES.xlsx | CONTRA COSTA-LONE TREE | OH | 230 |  | 5.6109 | DIABLO UNIT #1 | 0.53849 | DIABLO UNIT #1 | 500 | 0.53849
ETRAN_CIRC_HFTD_MILES.xlsx | CONTRA COSTA-MORAGA #1 | OH | 230 |  | 11.0965 | DIABLO UNIT #2 | 0.5738 | DIABLO UNIT #2 | 500 | 0.5738
ETRAN_CIRC_HFTD_MILES.xlsx | CONTRA COSTA-MORAGA #1 | OH | 230 | Tier 2 - Elevated | 11.3597 | DIABLO-GATES #1 | 79.2346 | DIABLO-GATES #1 | 500 | 79.2346
ETRAN_CIRC_HFTD_MILES.xlsx | CONTRA COSTA-MORAGA #1 | OH | 230 | Tier 3 - Extreme | 4.3022 | DIABLO-MIDWAY #2 | 84.0709 | DIABLO-MIDWAY #2 | 500 | 84.0709
ETRAN_CIRC_HFTD_MILES.xlsx | CONTRA COSTA-MORAGA #2 | OH | 230 |  | 11.1248 | DIABLO-MIDWAY #3 | 84.6727 | DIABLO-MIDWAY #3 | 500 | 84.6727
ETRAN_CIRC_HFTD_MILES.xlsx | CONTRA COSTA-MORAGA #2 | OH | 230 | Tier 2 - Elevated | 11.3276 | DINOSAUR POINT TAP | 1.9955 | DINOSAUR POINT TAP | 70 | 1.9955
ETRAN_CIRC_HFTD_MILES.xlsx | CONTRA COSTA-MORAGA #2 | OH | 230 | Tier 3 - Extreme | 4.3815 | DINUBA ENERGY TAP | 3.1623 | DINUBA ENERGY TAP | 70 | 3.1623
ETRAN_CIRC_HFTD_MILES.xlsx | CONTRA COSTA-PITTSBURG | OH | 60 |  | 6.2834 | DINUBA-OROSI | 9.8254 | DINUBA-OROSI | 70 | 9.8254
ETRAN_CIRC_HFTD_MILES.xlsx | CONTRA COSTA-SHELL CHEMICAL#1(21KV) | OH | 60 |  | 9.553 | DISCOVERY TAP | 2.0972 | DISCOVERY TAP | 115 | 2.0972
ETRAN_CIRC_HFTD_MILES.xlsx | CONTRA COSTA #1 | OH | 115 |  | 11.1513 | DISTRICT 1001 TAP | 1.47 | DISTRICT 1001 TAP | 60 | 1.47
ETRAN_CIRC_HFTD_MILES.xlsx | CONTRA COSTA #2 | OH | 115 |  | 1.4095 | DISTRICT 1500 TAP | 3.6128 | DISTRICT 1500 TAP | 60 | 3.6128
ETRAN_CIRC_HFTD_MILES.xlsx | CONTRA COSTA PP-CONTRA COSTA SUB | OH | 230 |  | 1.8892 | DIVIDE-CABRILLO #1 | 14.5988 | DIVIDE-CABRILLO #1 | 115 | 14.5988
ETRAN_CIRC_HFTD_MILES.xlsx | COOLEY LANDING-LOS ALTOS | OH | 60 |  | 14.8839 | DIVIDE-VANDENBERG #1 | 6.6422 | DIVIDE-VANDENBERG #1 | 70 | 6.6422
ETRAN_CIRC_HFTD_MILES.xlsx | COOLEY LANDING-LOS ALTOS (I2KV) | OH | 60 |  | 1.4065 | DIVIDE-VANDENBERG #2 | 6.568 | DIVIDE-VANDENBERG #2 | 70 | 6.568
ETRAN_CIRC_HFTD_MILES.xlsx | COOLEY LANDING-PALO ALTO | OH | 115 |  | 2.7239 | DIXON LANDING-MCKEE | 8.3045 | DIXON LANDING-MCKEE | 115 | 8.3045
ETRAN_CIRC_HFTD_MILES.xlsx | COOLEY LANDING-STANFORD | OH | 60 |  | 6.0359 | DIXON-VACA #1 | 18.3458 | DIXON-VACA #1 | 60 | 18.3458
ETRAN_CIRC_HFTD_MILES.xlsx | COPPERMINE-TIVY VALLEY | OH | 70 |  | 23.1161 | DIXON-VACA #2 | 26.7697 | DIXON-VACA #2 | 60 | 26.7697
ETRAN_CIRC_HFTD_MILES.xlsx | COPPERMINE-TIVY VALLEY | OH | 70 | Tier 2 - Elevated | 0.89062 | DOLAN RD #1 TAP | 0.31504 | DOLAN RD #1 TAP | 115 | 0.31504
ETRAN_CIRC_HFTD_MILES.xlsx | COPUS-OLD RIVER | OH | 70 |  | 19.6145 | DOLAN RD #2 TAP | 0.33071 | DOLAN RD #2 TAP | 115 | 0.33071
ETRAN_CIRC_HFTD_MILES.xlsx | CORCORAN-ANGIOLA | OH | 70 |  | 8.9417 | DONNELLS-MI-WUK | 18.4617 | DONNELLS-MI-WUK | 115 | 18.4617
ETRAN_CIRC_HFTD_MILES.xlsx | CORCORAN-GUERNSEY | OH | 70 |  | 13.49 | DOS AMIGOS PUMPING PLANT-PANOCHE | 23.6791 | DOS AMIGOS PUMPING PLANT-PANOCHE | 230 | 23.6791
ETRAN_CIRC_HFTD_MILES.xlsx | CORCORAN-OLIVE SW STA | OH | 115 |  | 36.824 | DOUBLE C (PSE) TAP | 0.058864 | DOUBLE C (PSE) TAP | 115 | 0.058864
ETRAN_CIRC_HFTD_MILES.xlsx | CORDELIA #1 TAP | OH | 60 |  | 3.1311 | DRUM PH #2 TAP | 0.087865 | DRUM PH #2 TAP | 115 | 0.087865
ETRAN_CIRC_HFTD_MILES.xlsx | CORDELIA #1 TAP | OH | 60 | Tier 2 - Elevated | 4.5628 | DRUM-GRASS VALLEY-WEIMAR | 31.1694 | DRUM-GRASS VALLEY-WEIMAR | 60 | 31.1694
ETRAN_CIRC_HFTD_MILES.xlsx | CORDELIA #2 TAP | OH | 60 |  | 3.8752 | DRUM-HIGGINS | 47.7372 | DRUM-HIGGINS | 115 | 47.7372
ETRAN_CIRC_HFTD_MILES.xlsx | CORDELIA #2 TAP | OH | 60 | Tier 2 - Elevated | 2.9932 | DRUM-RIO OSO #1 | 44.641 | DRUM-RIO OSO #1 | 115 | 44.641
ETRAN_CIRC_HFTD_MILES.xlsx | CORDELIA INTERIM PUMPING PLANT TAP | OH | 60 |  | 0.35804 | DRUM-RIO OSO #2 | 44.6512 | DRUM-RIO OSO #2 | 115 | 44.6512
ETRAN_CIRC_HFTD_MILES.xlsx | CORONA-LAKEVILLE | OH | 115 |  | 5.7864 | DRUM-SPAULDING | 9.3642 | DRUM-SPAULDING | 60 | 9.3642
ETRAN_CIRC_HFTD_MILES.xlsx | CORTINA-MENDOCINO #1 | OH | 115 |  | 7.6205 | DRUM-SUMMIT #1 | 27.363 | DRUM-SUMMIT #1 | 115 | 27.363
ETRAN_CIRC_HFTD_MILES.xlsx | CORTINA-MENDOCINO #1 | OH | 115 | Tier 2 - Elevated | 48.7777 | DRUM-SUMMIT #2 | 28.3633 | DRUM-SUMMIT #2 | 115 | 28.3633
ETRAN_CIRC_HFTD_MILES.xlsx | CORTINA-MENDOCINO #1 | OH | 115 | Tier 3 - Extreme | 4.5559 | DU PONT TAP | 0.52288 | DU PONT TAP | 60 | 0.52288
ETRAN_CIRC_HFTD_MILES.xlsx | CORTINA-VACA | OH | 230 |  | 51.0426 | DUMBARTON-NEWARK | 7.1443 | DUMBARTON-NEWARK | 115 | 7.1443
ETRAN_CIRC_HFTD_MILES.xlsx | CORTINA-VACA | OH | 230 | Tier 2 - Elevated | 2.25 | DUNLAP TAP | 16.2058 | DUNLAP TAP | 70 | 16.2058
ETRAN_CIRC_HFTD_MILES.xlsx | CORTINA #1 | OH | 60 |  | 26.2869 | DUTCH FLAT #2 TAP | 0.42729 | DUTCH FLAT #2 TAP | 115 | 0.42729
ETRAN_CIRC_HFTD_MILES.xlsx | CORTINA #2 | OH | 60 |  | 26.606 | EAGLE ROCK-CORTINA | 43.385 | EAGLE ROCK-CORTINA | 115 | 43.385
ETRAN_CIRC_HFTD_MILES.xlsx | CORTINA #3 | OH | 60 |  | 24.7991 | EAGLE ROCK-FULTON-SILVERADO | 46.9441 | EAGLE ROCK-FULTON-SILVERADO | 115 | 46.9441
ETRAN_CIRC_HFTD_MILES.xlsx | CORTINA #4 | OH | 60 |  | 45.2742 | EAGLE ROCK-REDBUD | 23.3112 | EAGLE ROCK-REDBUD | 115 | 23.3112
ETRAN_CIRC_HFTD_MILES.xlsx | COTTLE-MELONES | OH | 230 |  | 20.6517 | EAST DUBLIN (BART) TAP | 0.044522 | EAST DUBLIN (BART) TAP | 60 | 0.044522
ETRAN_CIRC_HFTD_MILES.xlsx | COTTLE-MELONES | OH | 230 | Tier 2 - Elevated | 5.2875 | EAST GRAND-SAN MATEO | 7.888 | EAST GRAND-SAN MATEO | 115 | 7.888
ETRAN_CIRC_HFTD_MILES.xlsx | COTTONWOOD-BENTON #1 | OH | 60 |  | 10.0012 | EASTSHORE-CERBERUS | 0.48453 | EASTSHORE-CERBERUS | 115 | 0.48453
ETRAN_CIRC_HFTD_MILES.xlsx | COTTONWOOD-BENTON #1 | OH | 60 | Tier 2 - Elevated | 5.5277 | EASTSHORE-DUMBARTON | 12.3759 | EASTSHORE-DUMBARTON | 115 | 12.3759
ETRAN_CIRC_HFTD_MILES.xlsx | COTTONWOOD-BENTON #2 | OH | 60 |  | 2.0775 | EASTSHORE-MT EDEN #1 | 1.04 | EASTSHORE-MT EDEN #1 | 115 | 1.04
ETRAN_CIRC_HFTD_MILES.xlsx | COTTONWOOD-BENTON #2 | OH | 60 | Tier 2 - Elevated | 9.6037 | EASTSHORE-MT EDEN #2 | 0.99871 | EASTSHORE-MT EDEN #2 | 115 | 0.99871
ETRAN_CIRC_HFTD_MILES.xlsx | COTTONWOOD-BENTON #2 | OH | 60 | Tier 3 - Extreme | 2.9914 | EASTSHORE-SAN MATEO | 12.4278 | EASTSHORE-SAN MATEO | 230 | 12.4278
ETRAN_CIRC_HFTD_MILES.xlsx | COTTONWOOD-DELEVAN #1 | OH | 230 |  | 61.8385 | EBMUD TAP | 0.022039 | EBMUD TAP | 115 | 0.022039
ETRAN_CIRC_HFTD_MILES.xlsx | COTTONWOOD-DELEVAN #1 | OH | 230 | Tier 2 - Elevated | 9.7127 | EDES #1 TAP | 0.047077 | EDES #1 TAP | 115 | 0.047077
ETRAN_CIRC_HFTD_MILES.xlsx | COTTONWOOD-GLENN | OH | 230 |  | 38.6146 | EDES #2 TAP | 0.038751 | EDES #2 TAP | 115 | 0.038751
ETRAN_CIRC_HFTD_MILES.xlsx | COTTONWOOD-GLENN | OH | 230 | Tier 2 - Elevated | 9.7139 | EEL RIVER TAP | 2.3105 | EEL RIVER TAP | 60 | 2.3105
ETRAN_CIRC_HFTD_MILES.xlsx | COTTONWOOD-PANORAMA | OH | 115 |  | 0.86871 | EIGHT MILE ROAD-STAGG | 7.1985 | EIGHT MILE ROAD-STAGG | 230 | 7.1985
ETRAN_CIRC_HFTD_MILES.xlsx | COTTONWOOD-PANORAMA | OH | 115 | Tier 2 - Elevated | 2.0772 | EIGHT MILE ROAD-TESLA | 26.6402 | EIGHT MILE ROAD-TESLA | 230 | 26.6402
ETRAN_CIRC_HFTD_MILES.xlsx | COTTONWOOD-RED BLUFF | OH | 60 |  | 6.2364 | EISEN TAP | 1.861 | EISEN TAP | 70 | 1.861
ETRAN_CIRC_HFTD_MILES.xlsx | COTTONWOOD-RED BLUFF | OH | 60 | Tier 2 - Elevated | 10.5458 | EL CAPITAN-WILSON | 8.1213 | EL CAPITAN-WILSON | 115 | 8.1213
ETRAN_CIRC_HFTD_MILES.xlsx | COTTONWOOD #1 | OH | 60 |  | 38.4404 | EL DORADO-MISSOURI FLAT #1 | 14.4253 | EL DORADO-MISSOURI FLAT #1 | 115 | 14.4253
ETRAN_CIRC_HFTD_MILES.xlsx | COTTONWOOD #1 | OH | 60 | Tier 2 - Elevated | 9.715 | EL DORADO-MISSOURI FLAT #2 | 14.4053 | EL DORADO-MISSOURI FLAT #2 | 115 | 14.4053
ETRAN_CIRC_HFTD_MILES.xlsx | COTTONWOOD #2 | OH | 60 |  | 13.9197 | EL PATIO-SAN JOSE A | 7.0764 | EL PATIO-SAN JOSE A | 115 | 7.0764
ETRAN_CIRC_HFTD_MILES.xlsx | COTTONWOOD #2 | OH | 60 | Tier 2 - Elevated | 9.7153 | EL PECO TAP | 3.0179 | EL PECO TAP | 70 | 3.0179
ETRAN_CIRC_HFTD_MILES.xlsx | COVE ROAD TAP | OH | 230 | Tier 2 - Elevated | 0.10596 | ELECTRA-BELLOTA | 29.2328 | ELECTRA-BELLOTA | 230 | 29.2328
ETRAN_CIRC_HFTD_MILES.xlsx | CRAG VIEW-CASCADE | OH | 115 |  | 1.2351 | ELK CREEK TAP | 20.4431 | ELK CREEK TAP | 60 | 20.4431
ETRAN_CIRC_HFTD_MILES.xlsx | CRAG VIEW-CASCADE | OH | 115 | Tier 2 - Elevated | 17.9606 | ELK-GUALALA | 29.0138 | ELK-GUALALA | 60 | 29.0138
ETRAN_CIRC_HFTD_MILES.xlsx | CRAG VIEW-CASCADE | OH | 115 | Tier 3 - Extreme | 2.4107 | ELLIS TAP | 0.16574 | ELLIS TAP | 115 | 0.16574
ETRAN_CIRC_HFTD_MILES.xlsx | CRAZY HORSE CANYON-HOLLISTER | OH | 115 |  | 14.5149 | EMIDIO TAP | 3.0493 | EMIDIO TAP | 70 | 3.0493
ETRAN_CIRC_HFTD_MILES.xlsx | CRAZY HORSE CANYON-HOLLISTER | OH | 115 | Tier 2 - Elevated | 2.7019 | ENCINAL TAP | 1.4326 | ENCINAL TAP | 60 | 1.4326
ETRAN_CIRC_HFTD_MILES.xlsx | CRAZY HORSE CANYON-SALINAS-SOLEDAD #1 | OH | 115 |  | 19.5244 | ESSEX JCT-ARCATA-FAIRHAVEN | 16.0549 | ESSEX JCT-ARCATA-FAIRHAVEN | 60 | 16.0549
ETRAN_CIRC_HFTD_MILES.xlsx | CRAZY HORSE CANYON-SALINAS-SOLEDAD #1 | OH | 115 | Tier 2 - Elevated | 15.819 | ESSEX JCT-ORICK | 31.2908 | ESSEX JCT-ORICK | 60 | 31.2908
ETRAN_CIRC_HFTD_MILES.xlsx | CRAZY HORSE CANYON-SALINAS-SOLEDAD #2 | OH | 115 |  | 19.5718 | EUREKA-STA A | 0.21984 | EUREKA-STA A | 60 | 0.21984
ETRAN_CIRC_HFTD_MILES.xlsx | CRAZY HORSE CANYON-SALINAS-SOLEDAD #2 | OH | 115 | Tier 2 - Elevated | 15.8365 | EVERGREEN-ALMADEN | 4.9583 | EVERGREEN-ALMADEN | 60 | 4.9583
ETRAN_CIRC_HFTD_MILES.xlsx | CRAZY HORSE CANYON-SAN BENITO | OH | 115 |  | 6.3145 | EVERGREEN-MABURY | 5.4842 | EVERGREEN-MABURY | 60 | 5.4842
ETRAN_CIRC_HFTD_MILES.xlsx | CRAZY HORSE CANYON-SAN BENITO | OH | 115 | Tier 2 - Elevated | 2.6376 | EXCELSIOR SW STA-FIVE POINTS PV | 0.031251 | EXCELSIOR SW STA-FIVE POINTS PV | 115 | 0.031251
ETRAN_CIRC_HFTD_MILES.xlsx | CRESCENT SW STA-SCHINDLER | OH | 70 |  | 10.8034 | EXCELSIOR SW STA-SCHINDLER #1 | 5.2352 | EXCELSIOR SW STA-SCHINDLER #1 | 115 | 5.2352
ETRAN_CIRC_HFTD_MILES.xlsx | CRESCENT SW STA-SCULPIN PV | OH | 70 |  | 0.043939 | EXCELSIOR SW STA-SCHINDLER #2 | 5.2303 | EXCELSIOR SW STA-SCHINDLER #2 | 115 | 5.2303
ETRAN_CIRC_HFTD_MILES.xlsx | CRESCENT SW STA-STROUD | OH | 70 |  | 3.6125 | EXCHEQUER-INDIAN FLAT | 29.9061 | EXCHEQUER-INDIAN FLAT | 70 | 29.9061
ETRAN_CIRC_HFTD_MILES.xlsx | CRESTA-RIO OSO | OH | 230 |  | 37.6652 | EXCHEQUER-LE GRAND | 29.7522 | EXCHEQUER-LE GRAND | 115 | 29.7522
ETRAN_CIRC_HFTD_MILES.xlsx | CRESTA-RIO OSO | OH | 230 | Tier 2 - Elevated | 18.1944 | EXCHEQUER-MARIPOSA | 19.476 | EXCHEQUER-MARIPOSA | 70 | 19.476
ETRAN_CIRC_HFTD_MILES.xlsx | CRESTA-RIO OSO | OH | 230 | Tier 3 - Extreme | 8.9254 | FAIRHAVEN #1 | 0.46997 | FAIRHAVEN #1 | 60 | 0.46997
ETRAN_CIRC_HFTD_MILES.xlsx | CROW CREEK SW STA-FRONTIER SOLAR PV | OH | 60 |  | 0.019878 | FAIRHAVEN POWER CO TAP | 0.49964 | FAIRHAVEN POWER CO TAP | 60 | 0.49964
ETRAN_CIRC_HFTD_MILES.xlsx | CROW CREEK SW STA-NEWMAN | OH | 60 |  | 11.1449 | FAIRHAVEN-HUMBOLDT | 15.4435 | FAIRHAVEN-HUMBOLDT | 60 | 15.4435
ETRAN_CIRC_HFTD_MILES.xlsx | CROWS LANDING TAP | OH | 60 |  | 5.2802 | FAIRVIEW-MARTINEZ SW STA | 0.096721 | FAIRVIEW-MARTINEZ SW STA | 115 | 0.096721
ETRAN_CIRC_HFTD_MILES.xlsx | CRUSHER TAP | OH | 60 | Tier 2 - Elevated | 1.9446 | FAIRWAY #1 TAP | 2.8321 | FAIRWAY #1 TAP | 115 | 2.8321
ETRAN_CIRC_HFTD_MILES.xlsx | CRYSTAL SPRINGS TAP | OH | 60 | Tier 2 - Elevated | 0.28078 | FAIRWAY #2 TAP | 1.5177 | FAIRWAY #2 TAP | 115 | 1.5177
ETRAN_CIRC_HFTD_MILES.xlsx | CYMRIC TAP | OH | 115 |  | 0.18006 | FELLOWS-MIDSUN | 4.9161 | FELLOWS-MIDSUN | 115 | 4.9161
ETRAN_CIRC_HFTD_MILES.xlsx | DAIRYLAND-MENDOTA | OH | 115 |  | 28.6866 | FELLOWS-TAFT | 7.9292 | FELLOWS-TAFT | 115 | 7.9292
ETRAN_CIRC_HFTD_MILES.xlsx | DANISH CREAMERY TAP | OH | 115 |  | 1.2024 | FIBREBOARD STANDARD TAP | 0.01625 | FIBREBOARD STANDARD TAP | 115 | 0.01625
ETRAN_CIRC_HFTD_MILES.xlsx | DE FRANCESCO TAP | OH | 115 |  | 1.0232 | FIBREBOARD TAP | 1.0348 | FIBREBOARD TAP | 115 | 1.0348
ETRAN_CIRC_HFTD_MILES.xlsx | DEAN FOODS TAP | OH | 60 |  | 0.51365 | FITCH MTN #1 TAP | 0.86226 | FITCH MTN #1 TAP | 60 | 0.86226
ETRAN_CIRC_HFTD_MILES.xlsx | DEEPWATER #1 TAP | OH | 115 |  | 2.2866 | FITCH MTN #2 TAP | 0.068777 | FITCH MTN #2 TAP | 60 | 0.068777
ETRAN_CIRC_HFTD_MILES.xlsx | DEEPWATER #2 TAP | OH | 115 |  | 2.4531 | FIVE POINTS SW STA-HURON-GATES | 19.7806 | FIVE POINTS SW STA-HURON-GATES | 70 | 19.7806
ETRAN_CIRC_HFTD_MILES.xlsx | DEER CREEK-DRUM | OH | 60 | Tier 3 - Extreme | 6.2379 | FIVE POINTS SW-WHITNEY POINT PV | 0.055301 | FIVE POINTS SW-WHITNEY POINT PV | 70 | 0.055301
ETRAN_CIRC_HFTD_MILES.xlsx | DEL MAR-ATLANTIC #1 | OH | 60 |  | 2.7774 | FLINT TAP | 1.9567 | FLINT TAP | 115 | 1.9567
ETRAN_CIRC_HFTD_MILES.xlsx | DEL MAR-ATLANTIC #2 | OH | 60 |  | 4.4249 | FMC-SAN JOSE B | 1.6061 | FMC-SAN JOSE B | 115 | 1.6061
ETRAN_CIRC_HFTD_MILES.xlsx | DEL MONTE-FORT ORD #1 | OH | 60 |  | 5.8774 | FORBESTOWN TAP | 0.21531 | FORBESTOWN TAP | 115 | 0.21531
ETRAN_CIRC_HFTD_MILES.xlsx | DEL MONTE-FORT ORD #1 | OH | 60 | Tier 2 - Elevated | 0.24946 | FORKS OF THE BUTTE TAP | 0.20205 | FORKS OF THE BUTTE TAP | 60 | 0.20205
ETRAN_CIRC_HFTD_MILES.xlsx | DEL MONTE-FORT ORD #2 | OH | 60 |  | 5.5456 | FORT BRAGG-ELK | 24.0141 | FORT BRAGG-ELK | 60 | 24.0141
ETRAN_CIRC_HFTD_MILES.xlsx | DEL MONTE-FORT ORD #2 | OH | 60 | Tier 2 - Elevated | 0.057678 | FORT ROSS-GUALALA | 29.7564 | FORT ROSS-GUALALA | 60 | 29.7564
ETRAN_CIRC_HFTD_MILES.xlsx | DEL MONTE-MONTEREY | OH | 60 |  | 2.5287 | FORT SEWARD TAP | 7.6998 | FORT SEWARD TAP | 60 | 7.6998
ETRAN_CIRC_HFTD_MILES.xlsx | DEL MONTE-VIEJO | OH | 60 |  | 2.6159 | FREC-BOGUE | 0.17953 | FREC-BOGUE | 115 | 0.17953
ETRAN_CIRC_HFTD_MILES.xlsx | DEL MONTE-VIEJO | OH | 60 | Tier 2 - Elevated | 5.3008 | FRENCH MEADOWS-MIDDLE FORK | 13.1852 | FRENCH MEADOWS-MIDDLE FORK | 60 | 13.1852
ETRAN_CIRC_HFTD_MILES.xlsx | DELEVAN-CORTINA | OH | 230 |  | 17.9661 | FRESH EXPRESS TAP | 0.56057 | FRESH EXPRESS TAP | 60 | 0.56057
ETRAN_CIRC_HFTD_MILES.xlsx | DELEVAN-VACA #1 | OH | 230 |  | 68.9735 | FRESNO COGEN (AGRICO) TAP | 3.1718 | FRESNO COGEN (AGRICO) TAP | 70 | 3.1718
ETRAN_CIRC_HFTD_MILES.xlsx | DELEVAN-VACA #1 | OH | 230 | Tier 2 - Elevated | 2.0621 | FRIANT-COPPERMINE | 8.299 | FRIANT-COPPERMINE | 70 | 8.299
ETRAN_CIRC_HFTD_MILES.xlsx | DELEVAN-VACA #2 | OH | 230 |  | 69.3973 | FRITO LAY TAP | 0.51985 | FRITO LAY TAP | 115 | 0.51985
ETRAN_CIRC_HFTD_MILES.xlsx | DELEVAN-VACA #2 | OH | 230 | Tier 2 - Elevated | 1.6737 | FROGTOWN #1 TAP | 0.11998 | FROGTOWN #1 TAP | 115 | 0.11998
ETRAN_CIRC_HFTD_MILES.xlsx | DELEVAN-VACA #3 | OH | 230 |  | 69.5986 | FROGTOWN #2 TAP | 0.11121 | FROGTOWN #2 TAP | 115 | 0.11121
ETRAN_CIRC_HFTD_MILES.xlsx | DELEVAN-VACA #3 | OH | 230 | Tier 2 - Elevated | 1.4862 | FRUITLAND TAP | 4.2583 | FRUITLAND TAP | 60 | 4.2583
ETRAN_CIRC_HFTD_MILES.xlsx | DELTA-MTN GATE JCT | OH | 60 |  | 1.2793 | FRUITVALE TAP | 0.11716 | FRUITVALE TAP | 70 | 0.11716
ETRAN_CIRC_HFTD_MILES.xlsx | DELTA-MTN GATE JCT | OH | 60 | Tier 2 - Elevated | 11.6851 | FULTON JCT-VACA | 11.9288 | FULTON JCT-VACA | 115 | 11.9288
ETRAN_CIRC_HFTD_MILES.xlsx | DELTA-MTN GATE JCT | OH | 60 | Tier 3 - Extreme | 2.1801 | FULTON-CALISTOGA | 62.8392 | FULTON-CALISTOGA | 60 | 62.8392
ETRAN_CIRC_HFTD_MILES.xlsx | DELTA SWITCHING YARD-TESLA | OH | 230 |  | 7.7048 | FULTON-HOPLAND | 41.1803 | FULTON-HOPLAND | 60 | 41.1803
ETRAN_CIRC_HFTD_MILES.xlsx | DERRICK TAP | OH | 70 |  | 0.85339 | FULTON-IGNACIO #1 | 40.7288 | FULTON-IGNACIO #1 | 230 | 40.7288
ETRAN_CIRC_HFTD_MILES.xlsx | DESABLA-CENTERVILLE | OH | 60 | Tier 3 - Extreme | 5.8607 | FULTON-LAKEVILLE | 25.5057 | FULTON-LAKEVILLE | 230 | 25.5057
ETRAN_CIRC_HFTD_MILES.xlsx | DIABLO-GATES #1 | OH | 500 |  | 52.1809 | FULTON-LAKEVILLE-IGNACIO | 15.8441 | FULTON-LAKEVILLE-IGNACIO | 230 | 15.8441
ETRAN_CIRC_HFTD_MILES.xlsx | DIABLO-GATES #1 | OH | 500 | Tier 2 - Elevated | 16.5029 | FULTON-MOLINO-COTATI | 20.5238 | FULTON-MOLINO-COTATI | 60 | 20.5238
ETRAN_CIRC_HFTD_MILES.xlsx | DIABLO-GATES #1 | OH | 500 | Tier 3 - Extreme | 10.5507 | FULTON-PUEBLO | 59.9471 | FULTON-PUEBLO | 115 | 59.9471
ETRAN_CIRC_HFTD_MILES.xlsx | DIABLO-MIDWAY #2 | OH | 500 |  | 39.1452 | FULTON-SANTA ROSA #1 | 6.6928 | FULTON-SANTA ROSA #1 | 115 | 6.6928
ETRAN_CIRC_HFTD_MILES.xlsx | DIABLO-MIDWAY #2 | OH | 500 | Tier 2 - Elevated | 29.4551 | FULTON-SANTA ROSA #2 | 6.2851 | FULTON-SANTA ROSA #2 | 115 | 6.2851
ETRAN_CIRC_HFTD_MILES.xlsx | DIABLO-MIDWAY #2 | OH | 500 | Tier 3 - Extreme | 15.4706 | FULTON-WINDSOR | 6.5898 | FULTON-WINDSOR | 60 | 6.5898
ETRAN_CIRC_HFTD_MILES.xlsx | DIABLO-MIDWAY #3 | OH | 500 |  | 39.7713 | GALLO-CRESSEY | 14.4279 | GALLO-CRESSEY | 115 | 14.4279
ETRAN_CIRC_HFTD_MILES.xlsx | DIABLO-MIDWAY #3 | OH | 500 | Tier 2 - Elevated | 29.3374 | GALLO-LIVINGSTON | 4.1995 | GALLO-LIVINGSTON | 115 | 4.1995
ETRAN_CIRC_HFTD_MILES.xlsx | DIABLO-MIDWAY #3 | OH | 500 | Tier 3 - Extreme | 15.564 | GARBERVILLE-LAYTONVILLE | 39.9812 | GARBERVILLE-LAYTONVILLE | 60 | 39.9812
ETRAN_CIRC_HFTD_MILES.xlsx | DIABLO PP STANDBY SUPPLY | OH | 230 | Tier 3 - Extreme | 0.46447 | GARCIA TAP | 3.0411 | GARCIA TAP | 60 | 3.0411
ETRAN_CIRC_HFTD_MILES.xlsx | DIABLO UNIT #1 | OH | 500 | Tier 3 - Extreme | 0.53849 | GARDNER TAP | 3.7668 | GARDNER TAP | 70 | 3.7668
ETRAN_CIRC_HFTD_MILES.xlsx | DIABLO UNIT #2 | OH | 500 | Tier 3 - Extreme | 0.5738 | GATES-ARCO | 35.177 | GATES-ARCO | 230 | 35.177
ETRAN_CIRC_HFTD_MILES.xlsx | DINOSAUR POINT TAP | OH | 70 |  | 1.4851 | GATES-COALINGA #2 | 17.2602 | GATES-COALINGA #2 | 70 | 17.2602
ETRAN_CIRC_HFTD_MILES.xlsx | DINOSAUR POINT TAP | OH | 70 | Tier 2 - Elevated | 0.51044 | GATES-HURON | 4.5009 | GATES-HURON | 70 | 4.5009
ETRAN_CIRC_HFTD_MILES.xlsx | DINUBA-OROSI | OH | 70 |  | 9.8254 | GATES-JAYNE SW STA | 0.68267 | GATES-JAYNE SW STA | 70 | 0.68267
ETRAN_CIRC_HFTD_MILES.xlsx | DINUBA ENERGY TAP | OH | 70 |  | 3.1623 | GATES-MIDWAY | 127.6382 | GATES-MIDWAY | 230 | 63.8566
ETRAN_CIRC_HFTD_MILES.xlsx | DISCOVERY TAP | OH | 115 |  | 2.0972 | GATES-MUSTANG SW STA #1 | 12.9609 | GATES-MIDWAY | 500 | 63.7816
ETRAN_CIRC_HFTD_MILES.xlsx | DISTRICT 1001 TAP | OH | 60 |  | 1.47 | GATES-MUSTANG SW STA #2 | 12.9853 | GATES-MUSTANG SW STA #1 | 230 | 12.9609
ETRAN_CIRC_HFTD_MILES.xlsx | DISTRICT 1500 TAP | OH | 60 |  | 3.6128 | GATES-PANOCHE #1 | 43.7934 | GATES-MUSTANG SW STA #2 | 230 | 12.9853
ETRAN_CIRC_HFTD_MILES.xlsx | DIVIDE-CABRILLO #1 | OH | 115 |  | 8.3114 | GATES-PANOCHE #2 | 43.8018 | GATES-PANOCHE #1 | 230 | 43.7934
ETRAN_CIRC_HFTD_MILES.xlsx | DIVIDE-CABRILLO #1 | OH | 115 | Tier 2 - Elevated | 6.2874 | GATES-TULARE LAKE | 18.335 | GATES-PANOCHE #2 | 230 | 43.8018
ETRAN_CIRC_HFTD_MILES.xlsx | DIVIDE-VANDENBERG #1 | OH | 70 |  | 1.1275 | GEYSERS #11-EAGLE ROCK | 0.63501 | GATES-TULARE LAKE | 70 | 18.335
ETRAN_CIRC_HFTD_MILES.xlsx | DIVIDE-VANDENBERG #1 | OH | 70 | Tier 2 - Elevated | 5.5147 | GEYSERS #12-FULTON | 24.0936 | GEYSERS #11-EAGLE ROCK | 115 | 0.63501
ETRAN_CIRC_HFTD_MILES.xlsx | DIVIDE-VANDENBERG #2 | OH | 70 |  | 1.1205 | GEYSERS #13 TAP | 2.0602 | GEYSERS #12-FULTON | 230 | 24.0936
ETRAN_CIRC_HFTD_MILES.xlsx | DIVIDE-VANDENBERG #2 | OH | 70 | Tier 2 - Elevated | 5.4475 | GEYSERS #16 TAP | 1.287 | GEYSERS #13 TAP | 230 | 2.0602
ETRAN_CIRC_HFTD_MILES.xlsx | DIXON-VACA #1 | OH | 60 |  | 18.3458 | GEYSERS #17-FULTON | 26.1387 | GEYSERS #16 TAP | 230 | 1.287
ETRAN_CIRC_HFTD_MILES.xlsx | DIXON-VACA #2 | OH | 60 |  | 26.7697 | GEYSERS #18 TAP | 0.73728 | GEYSERS #17-FULTON | 230 | 26.1387
ETRAN_CIRC_HFTD_MILES.xlsx | DIXON LANDING-MCKEE | OH | 115 |  | 8.3045 | GEYSERS #20 TAP | 0.028091 | GEYSERS #18 TAP | 230 | 0.73728
ETRAN_CIRC_HFTD_MILES.xlsx | DOLAN RD #1 TAP | OH | 115 |  | 0.31504 | GEYSERS #3-CLOVERDALE | 12.0739 | GEYSERS #20 TAP | 230 | 0.028091
ETRAN_CIRC_HFTD_MILES.xlsx | DOLAN RD #2 TAP | OH | 115 |  | 0.33071 | GEYSERS #3-EAGLE ROCK | 1.7719 | GEYSERS #3-CLOVERDALE | 115 | 12.0739
ETRAN_CIRC_HFTD_MILES.xlsx | DONNELLS-MI-WUK | OH | 115 | Tier 3 - Extreme | 18.4617 | GEYSERS #5-GEYSERS #3 | 0.48609 | GEYSERS #3-EAGLE ROCK | 115 | 1.7719
ETRAN_CIRC_HFTD_MILES.xlsx | DOS AMIGOS PUMPING PLANT-PANOCHE | OH | 230 |  | 23.6791 | GEYSERS #7-EAGLE ROCK | 1.4005 | GEYSERS #5-GEYSERS #3 | 115 | 0.48609
ETRAN_CIRC_HFTD_MILES.xlsx | DOUBLE C (PSE) TAP | OH | 115 |  | 0.058864 | GEYSERS #9-LAKEVILLE | 41.698 | GEYSERS #7-EAGLE ROCK | 115 | 1.4005
ETRAN_CIRC_HFTD_MILES.xlsx | DRUM-GRASS VALLEY-WEIMAR | OH | 60 |  | 1.2516 | GIFFEN TAP | 4.9486 | GEYSERS #9-LAKEVILLE | 230 | 41.698
ETRAN_CIRC_HFTD_MILES.xlsx | DRUM-GRASS VALLEY-WEIMAR | OH | 60 | Tier 2 - Elevated | 12.7233 | GILL RANCH TAP | 9.152 | GIFFEN TAP | 70 | 4.9486
ETRAN_CIRC_HFTD_MILES.xlsx | DRUM-GRASS VALLEY-WEIMAR | OH | 60 | Tier 3 - Extreme | 17.1945 | GILROY ENERGY TAP | 0.27774 | GILL RANCH TAP | 115 | 9.152
ETRAN_CIRC_HFTD_MILES.xlsx | DRUM-HIGGINS | OH | 115 |  | 1.1201 | GISH TAP | 0.95652 | GILROY ENERGY TAP | 115 | 0.27774
ETRAN_CIRC_HFTD_MILES.xlsx | DRUM-HIGGINS | OH | 115 | Tier 2 - Elevated | 25.9622 | GLENN #1 | 33.3744 | GISH TAP | 115 | 0.95652
ETRAN_CIRC_HFTD_MILES.xlsx | DRUM-HIGGINS | OH | 115 | Tier 3 - Extreme | 20.6549 | GLENN #2 | 34.6857 | GLENN #1 | 60 | 33.3744
ETRAN_CIRC_HFTD_MILES.xlsx | DRUM-RIO OSO #1 | OH | 115 |  | 12.6836 | GLENN #3 | 28.5083 | GLENN #2 | 60 | 34.6857
ETRAN_CIRC_HFTD_MILES.xlsx | DRUM-RIO OSO #1 | OH | 115 | Tier 2 - Elevated | 17.8974 | GLENN #4 | 12.5364 | GLENN #3 | 60 | 28.5083
ETRAN_CIRC_HFTD_MILES.xlsx | DRUM-RIO OSO #1 | OH | 115 | Tier 3 - Extreme | 14.06 | GLENN #5 | 7.4106 | GLENN #4 | 60 | 12.5364
ETRAN_CIRC_HFTD_MILES.xlsx | DRUM-RIO OSO #2 | OH | 115 |  | 12.7088 | GLENN-DELEVAN | 37.4234 | GLENN #5 | 60 | 7.4106
ETRAN_CIRC_HFTD_MILES.xlsx | DRUM-RIO OSO #2 | OH | 115 | Tier 2 - Elevated | 17.8644 | GOLD HILL #1 | 27.85 | GLENN-DELEVAN | 230 | 37.4234
ETRAN_CIRC_HFTD_MILES.xlsx | DRUM-RIO OSO #2 | OH | 115 | Tier 3 - Extreme | 14.0779 | GOLD HILL-BELLOTA-LOCKEFORD | 87.2797 | GOLD HILL #1 | 60 | 27.85
ETRAN_CIRC_HFTD_MILES.xlsx | DRUM-SPAULDING | OH | 60 | Tier 2 - Elevated | 2.4799 | GOLD HILL-CLARKSVILLE | 5.7714 | GOLD HILL-BELLOTA-LOCKEFORD | 115 | 87.2797
ETRAN_CIRC_HFTD_MILES.xlsx | DRUM-SPAULDING | OH | 60 | Tier 3 - Extreme | 6.8843 | GOLD HILL-EIGHT MILE ROAD | 48.8031 | GOLD HILL-CLARKSVILLE | 115 | 5.7714
ETRAN_CIRC_HFTD_MILES.xlsx | DRUM-SUMMIT #1 | OH | 115 |  | 5.1493 | GOLD HILL-LODI STIG | 46.6716 | GOLD HILL-EIGHT MILE ROAD | 230 | 48.8031
ETRAN_CIRC_HFTD_MILES.xlsx | DRUM-SUMMIT #1 | OH | 115 | Tier 2 - Elevated | 15.1021 | GOLDEN VALLEY TAP | 1.5948 | GOLD HILL-LODI STIG | 230 | 46.6716
ETRAN_CIRC_HFTD_MILES.xlsx | DRUM-SUMMIT #1 | OH | 115 | Tier 3 - Extreme | 6.4913 | GOLDTREE TAP | 2.2997 | GOLDEN VALLEY TAP | 115 | 1.5948
ETRAN_CIRC_HFTD_MILES.xlsx | DRUM-SUMMIT #1 | OH | 115 | Zone 1 - HHZ | 0.62039 | GONZALES #1 TAP | 0.20033 | GOLDTREE TAP | 115 | 2.2997
ETRAN_CIRC_HFTD_MILES.xlsx | DRUM-SUMMIT #2 | OH | 115 |  | 5.0654 | GONZALES #2 TAP | 0.29738 | GONZALES #1 TAP | 60 | 0.20033
ETRAN_CIRC_HFTD_MILES.xlsx | DRUM-SUMMIT #2 | OH | 115 | Tier 2 - Elevated | 16.363 | GRANITE ROCK TAP | 2.3886 | GONZALES #2 TAP | 60 | 0.29738
ETRAN_CIRC_HFTD_MILES.xlsx | DRUM-SUMMIT #2 | OH | 115 | Tier 3 - Extreme | 6.4945 | GRANT-EASTSHORE #1 | 4.3349 | GRANITE ROCK TAP | 60 | 2.3886
ETRAN_CIRC_HFTD_MILES.xlsx | DRUM-SUMMIT #2 | OH | 115 | Zone 1 - HHZ | 0.44031 | GRANT-EASTSHORE #2 | 4.2049 | GRANT-EASTSHORE #1 | 115 | 4.3349
ETRAN_CIRC_HFTD_MILES.xlsx | DRUM PH #2 TAP | OH | 115 | Tier 3 - Extreme | 0.087865 | GRAPEVINE TAP | 0.14152 | GRANT-EASTSHORE #2 | 115 | 4.2049
ETRAN_CIRC_HFTD_MILES.xlsx | DU PONT TAP | OH | 60 |  | 0.52288 | GREEN VALLEY-CAMP EVERS | 18.5606 | GRAPEVINE TAP | 70 | 0.14152
ETRAN_CIRC_HFTD_MILES.xlsx | DUMBARTON-NEWARK | OH | 115 |  | 7.1443 | GREEN VALLEY-LLAGAS | 24.8451 | GREEN VALLEY-CAMP EVERS | 115 | 18.5606
ETRAN_CIRC_HFTD_MILES.xlsx | DUNLAP TAP | OH | 70 |  | 2.4244 | GREEN VALLEY-PAUL SWEET | 15.843 | GREEN VALLEY-LLAGAS | 115 | 24.8451
ETRAN_CIRC_HFTD_MILES.xlsx | DUNLAP TAP | OH | 70 | Tier 2 - Elevated | 13.7815 | GREEN VALLEY-WATSONVILLE | 4.7382 | GREEN VALLEY-PAUL SWEET | 115 | 15.843
ETRAN_CIRC_HFTD_MILES.xlsx | DUTCH FLAT #2 TAP | OH | 115 | Tier 3 - Extreme | 0.42729 | GREENLEAF #1 TAP | 4.8445 | GREEN VALLEY-WATSONVILLE | 60 | 4.7382
ETRAN_CIRC_HFTD_MILES.xlsx | EAGLE ROCK-CORTINA | OH | 115 |  | 5.7458 | GREENLEAF #2 TAP | 0.62236 | GREENLEAF #1 TAP | 115 | 4.8445
ETRAN_CIRC_HFTD_MILES.xlsx | EAGLE ROCK-CORTINA | OH | 115 | Tier 2 - Elevated | 23.0122 | GREGG-ASHLAN | 6.9969 | GREENLEAF #2 TAP | 60 | 0.62236
ETRAN_CIRC_HFTD_MILES.xlsx | EAGLE ROCK-CORTINA | OH | 115 | Tier 3 - Extreme | 14.6269 | GREGG-HERNDON #1 | 0.59833 | GREGG-ASHLAN | 230 | 6.9969
ETRAN_CIRC_HFTD_MILES.xlsx | EAGLE ROCK-FULTON-SILVERADO | OH | 115 |  | 2.6754 | GREGG-HERNDON #2 | 0.63147 | GREGG-HERNDON #1 | 230 | 0.59833
ETRAN_CIRC_HFTD_MILES.xlsx | EAGLE ROCK-FULTON-SILVERADO | OH | 115 | Tier 2 - Elevated | 2.4523 | GRIZZLY TAP (SVP) | 0.16418 | GREGG-HERNDON #2 | 230 | 0.63147
ETRAN_CIRC_HFTD_MILES.xlsx | EAGLE ROCK-FULTON-SILVERADO | OH | 115 | Tier 3 - Extreme | 41.8163 | GRONEMEYER TAP | 0.83293 | GRIZZLY TAP (SVP) | 115 | 0.16418
ETRAN_CIRC_HFTD_MILES.xlsx | EAGLE ROCK-REDBUD | OH | 115 |  | 0.3183 | GUARDIAN #1 TAP | 0.75121 | GRONEMEYER TAP | 60 | 0.83293
ETRAN_CIRC_HFTD_MILES.xlsx | EAGLE ROCK-REDBUD | OH | 115 | Tier 2 - Elevated | 13.0573 | GUARDIAN #2 TAP | 0.12554 | GUARDIAN #1 TAP | 115 | 0.75121
ETRAN_CIRC_HFTD_MILES.xlsx | EAGLE ROCK-REDBUD | OH | 115 | Tier 3 - Extreme | 9.9356 | GUERNSEY-HENRIETTA | 18.437 | GUARDIAN #2 TAP | 115 | 0.12554
ETRAN_CIRC_HFTD_MILES.xlsx | EAST DUBLIN (BART) TAP | OH | 60 |  | 0.044522 | GUSTINE #1 TAP | 7.5015 | GUERNSEY-HENRIETTA | 70 | 18.437
ETRAN_CIRC_HFTD_MILES.xlsx | EAST GRAND-SAN MATEO | OH | 115 |  | 7.888 | GUSTINE #2 TAP | 4.4351 | GUSTINE #1 TAP | 60 | 7.5015
ETRAN_CIRC_HFTD_MILES.xlsx | EASTSHORE-CERBERUS | OH | 115 |  | 0.48453 | GWF #4 TAP | 0.24806 | GUSTINE #2 TAP | 60 | 4.4351
ETRAN_CIRC_HFTD_MILES.xlsx | EASTSHORE-DUMBARTON | OH | 115 |  | 12.3759 | GWF HANFORD COGEN TAP | 0.31629 | GWF #4 TAP | 60 | 0.24806
ETRAN_CIRC_HFTD_MILES.xlsx | EASTSHORE-MT EDEN #1 | OH | 115 |  | 1.04 | GWF-HENRIETTA | 0.12337 | GWF HANFORD COGEN TAP | 70 | 0.31629
ETRAN_CIRC_HFTD_MILES.xlsx | EASTSHORE-MT EDEN #2 | OH | 115 |  | 0.99871 | GWF-KINGSBURG | 21.6415 | GWF-HENRIETTA | 70 | 0.12337
ETRAN_CIRC_HFTD_MILES.xlsx | EASTSHORE-SAN MATEO | OH | 230 |  | 12.4278 | HAAS-MCCALL | 44.2055 | GWF-KINGSBURG | 115 | 21.6415
ETRAN_CIRC_HFTD_MILES.xlsx | EBMUD TAP | OH | 115 |  | 0.022039 | HAAS-WOODCHUCK | 6.7908 | HAAS-MCCALL | 230 | 44.2055
ETRAN_CIRC_HFTD_MILES.xlsx | EDES #1 TAP | OH | 115 |  | 0.047077 | HALSEY-PLACER | 4.9358 | HAAS-WOODCHUCK | 70 | 6.7908
ETRAN_CIRC_HFTD_MILES.xlsx | EDES #2 TAP | OH | 115 |  | 0.038751 | HAMILTON BRANCH-CHESTER | 12.2663 | HALSEY-PLACER | 60 | 4.9358
ETRAN_CIRC_HFTD_MILES.xlsx | EEL RIVER TAP | OH | 60 |  | 2.3105 | HAMMER-COUNTRY CLUB | 8.8198 | HAMILTON BRANCH-CHESTER | 60 | 12.2663
ETRAN_CIRC_HFTD_MILES.xlsx | EIGHT MILE ROAD-STAGG | OH | 230 |  | 7.1985 | HARDWICK TAP | 2.7364 | HAMMER-COUNTRY CLUB | 60 | 8.8198
ETRAN_CIRC_HFTD_MILES.xlsx | EIGHT MILE ROAD-TESLA | OH | 230 |  | 26.6402 | HARRINGTON TAP | 0.52839 | HARDWICK TAP | 70 | 2.7364
ETRAN_CIRC_HFTD_MILES.xlsx | EISEN TAP | OH | 70 |  | 1.861 | HARTLEY-CLEARLAKE | 6.6618 | HARRINGTON TAP | 60 | 0.52839
ETRAN_CIRC_HFTD_MILES.xlsx | EL CAPITAN-WILSON | OH | 115 |  | 8.1213 | HAT CREEK #1-PIT #1 | 6.0784 | HARTLEY-CLEARLAKE | 60 | 6.6618
ETRAN_CIRC_HFTD_MILES.xlsx | EL DORADO-MISSOURI FLAT #1 | OH | 115 |  | 1.6706 | HAT CREEK #1-WESTWOOD | 55.7381 | HAT CREEK #1-PIT #1 | 60 | 6.0784
ETRAN_CIRC_HFTD_MILES.xlsx | EL DORADO-MISSOURI FLAT #1 | OH | 115 | Tier 2 - Elevated | 8.9112 | HEADGATE TAP | 0.96741 | HAT CREEK #1-WESTWOOD | 60 | 55.7381
ETRAN_CIRC_HFTD_MILES.xlsx | EL DORADO-MISSOURI FLAT #1 | OH | 115 | Tier 3 - Extreme | 3.8435 | HEALDSBURG #1 TAP | 0.24734 | HEADGATE TAP | 60 | 0.96741
ETRAN_CIRC_HFTD_MILES.xlsx | EL DORADO-MISSOURI FLAT #2 | OH | 115 |  | 1.7093 | HEALDSBURG #2 TAP | 0.15908 | HEALDSBURG #1 TAP | 60 | 0.24734
ETRAN_CIRC_HFTD_MILES.xlsx | EL DORADO-MISSOURI FLAT #2 | OH | 115 | Tier 2 - Elevated | 8.8531 | HEINZ TAP | 0.79229 | HEALDSBURG #2 TAP | 60 | 0.15908
ETRAN_CIRC_HFTD_MILES.xlsx | EL DORADO-MISSOURI FLAT #2 | OH | 115 | Tier 3 - Extreme | 3.843 | HELM-CRESCENT SW STA | 4.9211 | HEINZ TAP | 115 | 0.79229
ETRAN_CIRC_HFTD_MILES.xlsx | EL PATIO-SAN JOSE A | OH | 115 |  | 7.0764 | HELM-KERMAN | 13.2468 | HELM-CRESCENT SW STA | 70 | 4.9211
ETRAN_CIRC_HFTD_MILES.xlsx | EL PECO TAP | OH | 70 |  | 3.0179 | HELM-MCCALL | 30.8439 | HELM-KERMAN | 70 | 13.2468
ETRAN_CIRC_HFTD_MILES.xlsx | ELECTRA-BELLOTA | OH | 230 |  | 16.454 | HELMS-GREGG #1 | 60.6696 | HELM-MCCALL | 230 | 30.8439
ETRAN_CIRC_HFTD_MILES.xlsx | ELECTRA-BELLOTA | OH | 230 | Tier 2 - Elevated | 12.7788 | HELMS-GREGG #2 | 60.6769 | HELMS-GREGG #1 | 230 | 60.6696
ETRAN_CIRC_HFTD_MILES.xlsx | ELK-GUALALA | OH | 60 |  | 6.4296 | HELM-STROUD | 7.4349 | HELMS-GREGG #2 | 230 | 60.6769
ETRAN_CIRC_HFTD_MILES.xlsx | ELK-GUALALA | OH | 60 | Tier 2 - Elevated | 22.5842 | HENRIETTA-KENT SW STA | 1.4716 | HELM-STROUD | 70 | 7.4349
ETRAN_CIRC_HFTD_MILES.xlsx | ELK CREEK TAP | OH | 60 |  | 16.861 | HENRIETTA-LEMOORE | 9.3703 | HENRIETTA-KENT SW STA | 70 | 1.4716
ETRAN_CIRC_HFTD_MILES.xlsx | ELK CREEK TAP | OH | 60 | Tier 2 - Elevated | 3.5821 | HENRIETTA-LEMOORE NAS | 1.6862 | HENRIETTA-LEMOORE | 70 | 9.3703
ETRAN_CIRC_HFTD_MILES.xlsx | ELLIS TAP | OH | 115 |  | 0.16574 | HENRIETTA-LEPRINO SW STA | 6.0263 | HENRIETTA-LEMOORE NAS | 70 | 1.6862
ETRAN_CIRC_HFTD_MILES.xlsx | EMIDIO TAP | OH | 70 |  | 3.0493 | HERDLYN-BALFOUR | 20.472 | HENRIETTA-LEPRINO SW STA | 115 | 6.0263
ETRAN_CIRC_HFTD_MILES.xlsx | ENCINAL TAP | OH | 60 |  | 1.4326 | HERDLYN-TRACY | 2.0613 | HERDLYN-BALFOUR | 60 | 20.472
ETRAN_CIRC_HFTD_MILES.xlsx | ESSEX JCT-ARCATA-FAIRHAVEN | OH | 60 |  | 16.0549 | HERNDON-ASHLAN | 6.3891 | HERDLYN-TRACY | 70 | 2.0613
ETRAN_CIRC_HFTD_MILES.xlsx | ESSEX JCT-ORICK | OH | 60 |  | 29.7159 | HERNDON-BARTON | 12.6782 | HERNDON-ASHLAN | 230 | 6.3891
ETRAN_CIRC_HFTD_MILES.xlsx | ESSEX JCT-ORICK | OH | 60 | Zone 1 - HHZ | 1.5749 | HERNDON-BULLARD #1 | 11.4312 | HERNDON-BARTON | 115 | 12.6782
ETRAN_CIRC_HFTD_MILES.xlsx | EUREKA-STA A | OH | 60 |  | 0.21984 | HERNDON-BULLARD #2 | 11.422 | HERNDON-BULLARD #1 | 115 | 11.4312
ETRAN_CIRC_HFTD_MILES.xlsx | EVERGREEN-ALMADEN | OH | 60 |  | 4.9583 | HERNDON-KEARNEY | 10.8135 | HERNDON-BULLARD #2 | 115 | 11.422
ETRAN_CIRC_HFTD_MILES.xlsx | EVERGREEN-MABURY | OH | 60 |  | 5.4842 | HERNDON-MANCHESTER | 9.2691 | HERNDON-KEARNEY | 230 | 10.8135
ETRAN_CIRC_HFTD_MILES.xlsx | EXCELSIOR SW STA-FIVE POINTS PV | OH | 115 |  | 0.031251 | HERNDON-WOODWARD | 12.9719 | HERNDON-MANCHESTER | 115 | 9.2691
ETRAN_CIRC_HFTD_MILES.xlsx | EXCELSIOR SW STA-SCHINDLER #1 | OH | 115 |  | 5.2352 | HICKS-METCALF | 9.0731 | HERNDON-WOODWARD | 115 | 12.9719
ETRAN_CIRC_HFTD_MILES.xlsx | EXCELSIOR SW STA-SCHINDLER #2 | OH | 115 |  | 5.2303 | HIGGINS-BELL | 18.7668 | HICKS-METCALF | 230 | 9.0731
ETRAN_CIRC_HFTD_MILES.xlsx | EXCHEQUER-INDIAN FLAT | OH | 70 |  | 0.72231 | HILLSDALE JCT-HALF MOON BAY | 6.8154 | HIGGINS-BELL | 115 | 18.7668
ETRAN_CIRC_HFTD_MILES.xlsx | EXCHEQUER-INDIAN FLAT | OH | 70 | Tier 2 - Elevated | 25.1824 | HONCUT TAP | 1.6375 | HILLSDALE JCT-HALF MOON BAY | 60 | 6.8154
ETRAN_CIRC_HFTD_MILES.xlsx | EXCHEQUER-INDIAN FLAT | OH | 70 | Tier 3 - Extreme | 4.0013 | HOWLAND ROAD TAP | 0.90204 | HONCUT TAP | 115 | 1.6375
ETRAN_CIRC_HFTD_MILES.xlsx | EXCHEQUER-LE GRAND | OH | 115 |  | 29.7522 | H-P #3 | 0.17107 | HOWLAND ROAD TAP | 115 | 0.90204
ETRAN_CIRC_HFTD_MILES.xlsx | EXCHEQUER-MARIPOSA | OH | 70 |  | 8.8574 | HUMBOLDT #1 | 11.083 | H-P #3 | 115 | 0.17107
ETRAN_CIRC_HFTD_MILES.xlsx | EXCHEQUER-MARIPOSA | OH | 70 | Tier 2 - Elevated | 10.6186 | HUMBOLDT BAY-EUREKA | 5.6097 | HUMBOLDT #1 | 60 | 11.083
ETRAN_CIRC_HFTD_MILES.xlsx | FAIRHAVEN-HUMBOLDT | OH | 60 |  | 15.4435 | HUMBOLDT BAY-HUMBOLDT #1 | 14.7241 | HUMBOLDT BAY-EUREKA | 60 | 5.6097
ETRAN_CIRC_HFTD_MILES.xlsx | FAIRHAVEN #1 | OH | 60 |  | 0.46997 | HUMBOLDT BAY-HUMBOLDT #2 | 6.4998 | HUMBOLDT BAY-HUMBOLDT #1 | 60 | 8.4129
ETRAN_CIRC_HFTD_MILES.xlsx | FAIRHAVEN POWER CO TAP | OH | 60 |  | 0.49964 | HUMBOLDT BAY-RIO DELL JCT | 18.3956 | HUMBOLDT BAY-HUMBOLDT #1 | 115 | 6.3112
ETRAN_CIRC_HFTD_MILES.xlsx | FAIRVIEW-MARTINEZ SW STA | OH | 115 |  | 0.096721 | HUMBOLDT-BRIDGEVILLE | 30.277 | HUMBOLDT BAY-HUMBOLDT #2 | 60 | 6.4998
ETRAN_CIRC_HFTD_MILES.xlsx | FAIRWAY #1 TAP | OH | 115 |  | 2.8321 | HUMBOLDT-EUREKA | 4.7433 | HUMBOLDT BAY-RIO DELL JCT | 60 | 18.3956
ETRAN_CIRC_HFTD_MILES.xlsx | FAIRWAY #2 TAP | OH | 115 |  | 1.5177 | HUMBOLDT-MAPLE CREEK | 14.1313 | HUMBOLDT-BRIDGEVILLE | 115 | 30.277
ETRAN_CIRC_HFTD_MILES.xlsx | FELLOWS-MIDSUN | OH | 115 |  | 4.9161 | HUMBOLDT-TRINITY | 68.5751 | HUMBOLDT-EUREKA | 60 | 4.7433
ETRAN_CIRC_HFTD_MILES.xlsx | FELLOWS-TAFT | OH | 115 |  | 7.9292 | IBM BAILEY AVE TAP | 1.9962 | HUMBOLDT-MAPLE CREEK | 60 | 14.1313
ETRAN_CIRC_HFTD_MILES.xlsx | FIBREBOARD STANDARD TAP | OH | 115 | Tier 2 - Elevated | 0.01625 | IBM HARRY RD #1 TAP | 0.57999 | HUMBOLDT-TRINITY | 115 | 68.5751
ETRAN_CIRC_HFTD_MILES.xlsx | FIBREBOARD TAP | OH | 115 |  | 1.0348 | IBM HARRY RD #2 TAP | 0.5776 | IBM BAILEY AVE TAP | 115 | 1.9962
ETRAN_CIRC_HFTD_MILES.xlsx | FITCH MTN #1 TAP | OH | 60 |  | 0.71051 | IGNACIO-ALTO | 17.7943 | IBM HARRY RD #1 TAP | 115 | 0.57999
ETRAN_CIRC_HFTD_MILES.xlsx | FITCH MTN #1 TAP | OH | 60 | Tier 2 - Elevated | 0.15175 | IGNACIO-ALTO-SAUSALITO #1 | 17.9534 | IBM HARRY RD #2 TAP | 115 | 0.5776
ETRAN_CIRC_HFTD_MILES.xlsx | FITCH MTN #2 TAP | OH | 60 |  | 0.068777 | IGNACIO-ALTO-SAUSALITO #2 | 17.9471 | IGNACIO-ALTO | 60 | 17.7943
ETRAN_CIRC_HFTD_MILES.xlsx | FIVE POINTS SW-WHITNEY POINT PV | OH | 70 |  | 0.055301 | IGNACIO-BOLINAS #1 | 15.0167 | IGNACIO-ALTO-SAUSALITO #1 | 60 | 17.9534
ETRAN_CIRC_HFTD_MILES.xlsx | FIVE POINTS SW STA-HURON-GATES | OH | 70 |  | 19.7806 | IGNACIO-BOLINAS #2 | 28.2186 | IGNACIO-ALTO-SAUSALITO #2 | 60 | 17.9471
ETRAN_CIRC_HFTD_MILES.xlsx | FLINT TAP | OH | 115 |  | 0.47709 | IGNACIO-LAS GALLINAS | 4.1546 | IGNACIO-BOLINAS #1 | 60 | 15.0167
ETRAN_CIRC_HFTD_MILES.xlsx | FLINT TAP | OH | 115 | Tier 2 - Elevated | 1.4796 | IGNACIO-MARE ISLAND #1 | 39.49 | IGNACIO-BOLINAS #2 | 60 | 28.2186
ETRAN_CIRC_HFTD_MILES.xlsx | FMC-SAN JOSE B | OH | 115 |  | 1.6061 | IGNACIO-MARE ISLAND #2 | 43.0778 | IGNACIO-LAS GALLINAS | 115 | 4.1546
ETRAN_CIRC_HFTD_MILES.xlsx | FORBESTOWN TAP | OH | 115 | Tier 3 - Extreme | 0.21531 | IGNACIO-SAN RAFAEL #1 | 11.5363 | IGNACIO-MARE ISLAND #1 | 115 | 39.49
ETRAN_CIRC_HFTD_MILES.xlsx | FORKS OF THE BUTTE TAP | OH | 60 | Tier 3 - Extreme | 0.20205 | IGNACIO-SOBRANTE | 42.4941 | IGNACIO-MARE ISLAND #2 | 115 | 43.0778
ETRAN_CIRC_HFTD_MILES.xlsx | FORT BRAGG-ELK | OH | 60 |  | 2.4345 | IGNACIO-STAFFORD | 6.133 | IGNACIO-SAN RAFAEL #1 | 115 | 11.5363
ETRAN_CIRC_HFTD_MILES.xlsx | FORT BRAGG-ELK | OH | 60 | Tier 2 - Elevated | 21.5797 | IMHOFF TAP | 1.4254 | IGNACIO-SOBRANTE | 230 | 42.4941
ETRAN_CIRC_HFTD_MILES.xlsx | FORT ROSS-GUALALA | OH | 60 |  | 0.14353 | INDIAN FLAT-YOSEMITE | 5.0048 | IGNACIO-STAFFORD | 60 | 6.133
ETRAN_CIRC_HFTD_MILES.xlsx | FORT ROSS-GUALALA | OH | 60 | Tier 2 - Elevated | 29.6129 | INDUSTRIAL TAP | 0.96635 | IMHOFF TAP | 115 | 1.4254
ETRAN_CIRC_HFTD_MILES.xlsx | FORT SEWARD TAP | OH | 60 |  | 4.8009 | INGRAM CREEK TAP | 0.49688 | INDIAN FLAT-YOSEMITE | 70 | 5.0048
ETRAN_CIRC_HFTD_MILES.xlsx | FORT SEWARD TAP | OH | 60 | Tier 2 - Elevated | 2.8989 | IONE TAP | 4.0943 | INDUSTRIAL TAP | 60 | 0.96635
ETRAN_CIRC_HFTD_MILES.xlsx | FREC-BOGUE | OH | 115 |  | 0.17953 | IUKA TAP | 0.49367 | INGRAM CREEK TAP | 115 | 0.49688
ETRAN_CIRC_HFTD_MILES.xlsx | FRENCH MEADOWS-MIDDLE FORK | OH | 60 | Tier 3 - Extreme | 13.1852 | JAMESON CANYON PUMPING PLANT TAP | 0.19363 | IONE TAP | 60 | 4.0943
ETRAN_CIRC_HFTD_MILES.xlsx | FRESH EXPRESS TAP | OH | 60 |  | 0.56057 | JANES CREEK TAP | 1.7824 | IUKA TAP | 60 | 0.49367
ETRAN_CIRC_HFTD_MILES.xlsx | FRESNO COGEN (AGRICO) TAP | OH | 70 |  | 3.1718 | JARVIS-CRYOGENICS | 0.026236 | JAMESON CANYON PUMPING PLANT TAP | 115 | 0.19363
ETRAN_CIRC_HFTD_MILES.xlsx | FRIANT-COPPERMINE | OH | 70 |  | 8.299 | JAYNE SW STA-COALINGA | 11.814 | JANES CREEK TAP | 60 | 1.7824
ETRAN_CIRC_HFTD_MILES.xlsx | FRITO LAY TAP | OH | 115 |  | 0.51985 | JEFFERSON #1 | 9.0491 | JARVIS-CRYOGENICS | 115 | 0.026236
ETRAN_CIRC_HFTD_MILES.xlsx | FROGTOWN #1 TAP | OH | 115 | Tier 2 - Elevated | 0.11998 | JEFFERSON-HILLSDALE JCT | 14.7298 | JAYNE SW STA-COALINGA | 70 | 11.814
ETRAN_CIRC_HFTD_MILES.xlsx | FROGTOWN #2 TAP | OH | 115 | Tier 2 - Elevated | 0.11121 | JEFFERSON-LAS PULGAS | 6.0004 | JEFFERSON #1 | 60 | 9.0491
ETRAN_CIRC_HFTD_MILES.xlsx | FRUITLAND TAP | OH | 60 |  | 0.40868 | JEFFERSON-MARTIN | 3.3008 | JEFFERSON-HILLSDALE JCT | 60 | 14.7298
ETRAN_CIRC_HFTD_MILES.xlsx | FRUITLAND TAP | OH | 60 | Tier 2 - Elevated | 3.8496 | JEFFERSON-STANFORD | 7.6361 | JEFFERSON-LAS PULGAS | 60 | 6.0004
ETRAN_CIRC_HFTD_MILES.xlsx | FRUITVALE TAP | OH | 70 |  | 0.11716 | JENNINGS TAP | 0.13627 | JEFFERSON-MARTIN | 230 | 3.3008
ETRAN_CIRC_HFTD_MILES.xlsx | FULTON-CALISTOGA | OH | 60 |  | 8.1828 | JESSUP TAP | 0.85987 | JEFFERSON-STANFORD | 60 | 7.6361
ETRAN_CIRC_HFTD_MILES.xlsx | FULTON-CALISTOGA | OH | 60 | Tier 2 - Elevated | 3.0905 | JOLON TAP | 15.8738 | JENNINGS TAP | 60 | 0.13627
ETRAN_CIRC_HFTD_MILES.xlsx | FULTON-CALISTOGA | OH | 60 | Tier 3 - Extreme | 51.5659 | KAMM TAP | 0.51603 | JESSUP TAP | 115 | 0.85987
ETRAN_CIRC_HFTD_MILES.xlsx | FULTON-HOPLAND | OH | 60 |  | 8.1016 | KANAKA TAP | 2.5915 | JOLON TAP | 60 | 15.8738
ETRAN_CIRC_HFTD_MILES.xlsx | FULTON-HOPLAND | OH | 60 | Tier 2 - Elevated | 26.2261 | KANSAS PV-LEPRINO SW STA | 0.1691 | KAMM TAP | 115 | 0.51603
ETRAN_CIRC_HFTD_MILES.xlsx | FULTON-HOPLAND | OH | 60 | Tier 3 - Extreme | 6.8526 | KASSON #1 | 0.18943 | KANAKA TAP | 115 | 2.5915
ETRAN_CIRC_HFTD_MILES.xlsx | FULTON-IGNACIO #1 | OH | 230 |  | 18.3101 | KASSON-BANTA #1 | 1.047 | KANSAS PV-LEPRINO SW STA | 115 | 0.1691
ETRAN_CIRC_HFTD_MILES.xlsx | FULTON-IGNACIO #1 | OH | 230 | Tier 2 - Elevated | 7.5475 | KASSON-CARBONA | 7.3202 | KASSON #1 | 60 | 0.18943
ETRAN_CIRC_HFTD_MILES.xlsx | FULTON-IGNACIO #1 | OH | 230 | Tier 3 - Extreme | 14.8712 | KASSON-LOUISE | 9.1154 | KASSON-BANTA #1 | 60 | 1.047
ETRAN_CIRC_HFTD_MILES.xlsx | FULTON-LAKEVILLE | OH | 230 |  | 3.8482 | KEARNEY ALTERNATE TIE | 0.30226 | KASSON-CARBONA | 60 | 7.3202
ETRAN_CIRC_HFTD_MILES.xlsx | FULTON-LAKEVILLE | OH | 230 | Tier 2 - Elevated | 6.4247 | KEARNEY TIE | 0.15138 | KASSON-LOUISE | 60 | 9.1154
ETRAN_CIRC_HFTD_MILES.xlsx | FULTON-LAKEVILLE | OH | 230 | Tier 3 - Extreme | 15.2328 | KEARNEY-BIOLA | 19.1426 | KEARNEY ALTERNATE TIE | 70 | 0.30226
ETRAN_CIRC_HFTD_MILES.xlsx | FULTON-LAKEVILLE-IGNACIO | OH | 230 |  | 2.4905 | KEARNEY-BOWLES | 9.2941 | KEARNEY TIE | 70 | 0.15138
ETRAN_CIRC_HFTD_MILES.xlsx | FULTON-LAKEVILLE-IGNACIO | OH | 230 | Tier 2 - Elevated | 5.9325 | KEARNEY-CARUTHERS | 12.0517 | KEARNEY-BIOLA | 70 | 19.1426
ETRAN_CIRC_HFTD_MILES.xlsx | FULTON-LAKEVILLE-IGNACIO | OH | 230 | Tier 3 - Extreme | 7.4211 | KEARNEY-KERMAN | 10.984 | KEARNEY-BOWLES | 70 | 9.2941
ETRAN_CIRC_HFTD_MILES.xlsx | FULTON-MOLINO-COTATI | OH | 60 |  | 18.7521 | KELLEY TAP | 2.7881 | KEARNEY-CARUTHERS | 70 | 12.0517
ETRAN_CIRC_HFTD_MILES.xlsx | FULTON-MOLINO-COTATI | OH | 60 | Tier 2 - Elevated | 1.7717 | KELSO-TESLA | 7.9545 | KEARNEY-KERMAN | 70 | 10.984
ETRAN_CIRC_HFTD_MILES.xlsx | FULTON-PUEBLO | OH | 115 |  | 22.3311 | KENT SW STA-TULARE LAKE | 15.9287 | KELLEY TAP | 70 | 2.7881
ETRAN_CIRC_HFTD_MILES.xlsx | FULTON-PUEBLO | OH | 115 | Tier 2 - Elevated | 18.9101 | KERCKHOFF #1-KERCKHOFF #2 | 1.5837 | KELSO-TESLA | 230 | 7.9545
ETRAN_CIRC_HFTD_MILES.xlsx | FULTON-PUEBLO | OH | 115 | Tier 3 - Extreme | 18.6575 | KERCKHOFF-CLOVIS-SANGER #1 | 37.0491 | KENT SW STA-TULARE LAKE | 70 | 15.9287
ETRAN_CIRC_HFTD_MILES.xlsx | FULTON-PUEBLO | OH | 115 | Zone 1 - HHZ | 0.048381 | KERCKHOFF-CLOVIS-SANGER #2 | 32.0544 | KERCKHOFF #1-KERCKHOFF #2 | 115 | 1.5837
ETRAN_CIRC_HFTD_MILES.xlsx | FULTON-SANTA ROSA #1 | OH | 115 |  | 6.6928 | KERN CANYON-MAGUNDEN-WEEDPATCH | 20.6925 | KERCKHOFF-CLOVIS-SANGER #1 | 115 | 37.0491
ETRAN_CIRC_HFTD_MILES.xlsx | FULTON-SANTA ROSA #2 | OH | 115 |  | 6.2851 | KERN OIL-DEXZEL | 0.44131 | KERCKHOFF-CLOVIS-SANGER #2 | 115 | 32.0544
ETRAN_CIRC_HFTD_MILES.xlsx | FULTON-WINDSOR | OH | 60 |  | 6.5898 | KERN OIL-WITCO | 4.2041 | KERN CANYON-MAGUNDEN-WEEDPATCH | 70 | 20.6925
ETRAN_CIRC_HFTD_MILES.xlsx | FULTON JCT-VACA | OH | 115 |  | 9.1 | KERN-FRUITVALE | 0.15565 | KERN OIL-DEXZEL | 115 | 0.44131
ETRAN_CIRC_HFTD_MILES.xlsx | FULTON JCT-VACA | OH | 115 | Tier 2 - Elevated | 2.8288 | KERN-KERN FRONT | 12.5003 | KERN OIL-WITCO | 115 | 4.2041
ETRAN_CIRC_HFTD_MILES.xlsx | GALLO-CRESSEY | OH | 115 |  | 14.4279 | KERN-KERN OIL-FAMOSO | 24.6928 | KERN-FRUITVALE | 70 | 0.15565
ETRAN_CIRC_HFTD_MILES.xlsx | GALLO-LIVINGSTON | OH | 115 |  | 4.1995 | KERN-LIVE OAK | 10.828 | KERN-KERN FRONT | 115 | 12.5003
ETRAN_CIRC_HFTD_MILES.xlsx | GARBERVILLE-LAYTONVILLE | OH | 60 |  | 29.6902 | KERN-MAGUNDEN | 20.5938 | KERN-KERN OIL-FAMOSO | 70 | 24.6928
ETRAN_CIRC_HFTD_MILES.xlsx | GARBERVILLE-LAYTONVILLE | OH | 60 | Tier 2 - Elevated | 10.291 | KERN-MAGUNDEN-WITCO | 19.5661 | KERN-LIVE OAK | 115 | 10.828
ETRAN_CIRC_HFTD_MILES.xlsx | GARCIA TAP | OH | 60 | Tier 2 - Elevated | 3.0411 | KERN-OLD RIVER #1 | 11.9383 | KERN-MAGUNDEN | 70 | 20.5938
ETRAN_CIRC_HFTD_MILES.xlsx | GARDNER TAP | OH | 70 |  | 3.7668 | KERN-OLD RIVER #2 | 23.0728 | KERN-MAGUNDEN-WITCO | 115 | 19.5661
ETRAN_CIRC_HFTD_MILES.xlsx | GATES-ARCO | OH | 230 |  | 35.177 | KERN-ROSEDALE | 1.7671 | KERN-OLD RIVER #1 | 70 | 11.9383
ETRAN_CIRC_HFTD_MILES.xlsx | GATES-COALINGA #2 | OH | 70 |  | 17.2602 | KERN-TEVIS-STOCKDALE | 15.948 | KERN-OLD RIVER #2 | 70 | 23.0728
ETRAN_CIRC_HFTD_MILES.xlsx | GATES-HURON | OH | 70 |  | 4.5009 | KERN-TEVIS-STOCKDALE (21KV) | 3.706 | KERN-ROSEDALE | 115 | 1.7671
ETRAN_CIRC_HFTD_MILES.xlsx | GATES-JAYNE SW STA | OH | 70 |  | 0.68267 | KERN-TEVIS-STOCKDALE-LAMONT | 21.5231 | KERN-TEVIS-STOCKDALE | 115 | 15.948
ETRAN_CIRC_HFTD_MILES.xlsx | GATES-MIDWAY | OH | 230 |  | 63.8566 | KERNWATER TAP | 0.6699 | KERN-TEVIS-STOCKDALE (21KV) | 115 | 3.706
ETRAN_CIRC_HFTD_MILES.xlsx | GATES-MIDWAY | OH | 500 |  | 63.7816 | KERN-WESTPARK #1 | 3.8255 | KERN-TEVIS-STOCKDALE-LAMONT | 115 | 21.5231
ETRAN_CIRC_HFTD_MILES.xlsx | GATES-MUSTANG SW STA #1 | OH | 230 |  | 12.9609 | KERN-WESTPARK #2 | 3.8147 | KERNWATER TAP | 115 | 0.6699
ETRAN_CIRC_HFTD_MILES.xlsx | GATES-MUSTANG SW STA #2 | OH | 230 |  | 12.9853 | KESWICK-CASCADE | 9.3574 | KERN-WESTPARK #1 | 115 | 3.8255
ETRAN_CIRC_HFTD_MILES.xlsx | GATES-PANOCHE #1 | OH | 230 |  | 43.7934 | KESWICK-TRINITY | 30.4114 | KERN-WESTPARK #2 | 115 | 3.8147
ETRAN_CIRC_HFTD_MILES.xlsx | GATES-PANOCHE #2 | OH | 230 |  | 43.8018 | KETTLEMAN HILLS TAP | 1.0154 | KESWICK-CASCADE | 60 | 9.3574
ETRAN_CIRC_HFTD_MILES.xlsx | GATES-TULARE LAKE | OH | 70 |  | 18.335 | KIFER-FMC | 6.0173 | KESWICK-TRINITY | 60 | 30.4114
ETRAN_CIRC_HFTD_MILES.xlsx | GEYSERS #11-EAGLE ROCK | OH | 115 | Tier 3 - Extreme | 0.63501 | KILARC-CEDAR CREEK | 13.3333 | KETTLEMAN HILLS TAP | 70 | 1.0154
ETRAN_CIRC_HFTD_MILES.xlsx | GEYSERS #12-FULTON | OH | 230 |  | 1.6166 | KILARC-DESCHUTES | 27.2886 | KIFER-FMC | 115 | 6.0173
ETRAN_CIRC_HFTD_MILES.xlsx | GEYSERS #12-FULTON | OH | 230 | Tier 2 - Elevated | 3.5746 | KILARC-VOLTA TIE | 1.9305 | KILARC-CEDAR CREEK | 60 | 13.3333
ETRAN_CIRC_HFTD_MILES.xlsx | GEYSERS #12-FULTON | OH | 230 | Tier 3 - Extreme | 18.9024 | KING CITY-COBURN #1 | 21.8918 | KILARC-DESCHUTES | 60 | 27.2886
ETRAN_CIRC_HFTD_MILES.xlsx | GEYSERS #13 TAP | OH | 230 | Tier 3 - Extreme | 2.0602 | KING CITY-COBURN #2 | 15.7856 | KILARC-VOLTA TIE | 60 | 1.9305
ETRAN_CIRC_HFTD_MILES.xlsx | GEYSERS #16 TAP | OH | 230 | Tier 3 - Extreme | 1.287 | KINGS RIVER-SANGER-REEDLEY | 43.3548 | KING CITY-COBURN #1 | 60 | 21.8918
ETRAN_CIRC_HFTD_MILES.xlsx | GEYSERS #17-FULTON | OH | 230 |  | 1.5595 | KINGSBURG COGEN TAP | 1.2248 | KING CITY-COBURN #2 | 60 | 15.7856
ETRAN_CIRC_HFTD_MILES.xlsx | GEYSERS #17-FULTON | OH | 230 | Tier 2 - Elevated | 3.5653 | KINGSBURG-CORCORAN #1 | 27.4831 | KINGS RIVER-SANGER-REEDLEY | 115 | 43.3548
ETRAN_CIRC_HFTD_MILES.xlsx | GEYSERS #17-FULTON | OH | 230 | Tier 3 - Extreme | 21.0139 | KINGSBURG-LEMOORE | 27.5802 | KINGSBURG COGEN TAP | 115 | 1.2248
ETRAN_CIRC_HFTD_MILES.xlsx | GEYSERS #18 TAP | OH | 230 | Tier 3 - Extreme | 0.73728 | KINGSBURG-WAUKENA SW STA | 25.2617 | KINGSBURG-CORCORAN #1 | 115 | 27.4831
ETRAN_CIRC_HFTD_MILES.xlsx | GEYSERS #20 TAP | OH | 230 | Tier 3 - Extreme | 0.028091 | KM GREEN TAP | 0.19507 | KINGSBURG-LEMOORE | 70 | 27.5802
ETRAN_CIRC_HFTD_MILES.xlsx | GEYSERS #3-CLOVERDALE | OH | 115 |  | 1.1533 | KONOCTI-EAGLE ROCK | 9.6594 | KINGSBURG-WAUKENA SW STA | 115 | 25.2617
ETRAN_CIRC_HFTD_MILES.xlsx | GEYSERS #3-CLOVERDALE | OH | 115 | Tier 2 - Elevated | 0.024709 | KONOCTI-MIDDLETOWN | 19.8679 | KM GREEN TAP | 115 | 0.19507
ETRAN_CIRC_HFTD_MILES.xlsx | GEYSERS #3-CLOVERDALE | OH | 115 | Tier 3 - Extreme | 10.896 | KYOHO TAP | 2.1991 | KONOCTI-EAGLE ROCK | 60 | 9.6594
ETRAN_CIRC_HFTD_MILES.xlsx | GEYSERS #3-EAGLE ROCK | OH | 115 | Tier 3 - Extreme | 1.7719 | LAGUNA TAP | 1.6802 | KONOCTI-MIDDLETOWN | 60 | 19.8679
ETRAN_CIRC_HFTD_MILES.xlsx | GEYSERS #5-GEYSERS #3 | OH | 115 | Tier 3 - Extreme | 0.48609 | LAGUNITAS TAP | 0.59587 | KYOHO TAP | 115 | 2.1991
ETRAN_CIRC_HFTD_MILES.xlsx | GEYSERS #7-EAGLE ROCK | OH | 115 | Tier 3 - Extreme | 1.4005 | LAKEVILLE #1 | 11.1606 | LAGUNA TAP | 60 | 1.6802
ETRAN_CIRC_HFTD_MILES.xlsx | GEYSERS #9-LAKEVILLE | OH | 230 |  | 2.0859 | LAKEVILLE #2 | 21.62 | LAGUNITAS TAP | 60 | 0.59587
ETRAN_CIRC_HFTD_MILES.xlsx | GEYSERS #9-LAKEVILLE | OH | 230 | Tier 2 - Elevated | 7.037 | LAKEVILLE-IGNACIO #1 | 15.4883 | LAKEVILLE #1 | 60 | 11.1606
ETRAN_CIRC_HFTD_MILES.xlsx | GEYSERS #9-LAKEVILLE | OH | 230 | Tier 3 - Extreme | 32.575 | LAKEVILLE-IGNACIO #2 | 14.5323 | LAKEVILLE #2 | 60 | 21.62
ETRAN_CIRC_HFTD_MILES.xlsx | GIFFEN TAP | OH | 70 |  | 4.9486 | LAKEVILLE-PETALUMA C | 5.3624 | LAKEVILLE-IGNACIO #1 | 230 | 15.4883
ETRAN_CIRC_HFTD_MILES.xlsx | GILL RANCH TAP | OH | 115 |  | 9.152 | LAKEVILLE-SOBRANTE #2 | 47.8874 | LAKEVILLE-IGNACIO #2 | 230 | 14.5323
ETRAN_CIRC_HFTD_MILES.xlsx | GILROY ENERGY TAP | OH | 115 |  | 0.27774 | LAKEVILLE-SONOMA #1 | 6.6841 | LAKEVILLE-PETALUMA C | 60 | 5.3624
ETRAN_CIRC_HFTD_MILES.xlsx | GISH TAP | OH | 115 |  | 0.95652 | LAKEVILLE-SONOMA #2 | 7.182 | LAKEVILLE-SOBRANTE #2 | 230 | 47.8874
ETRAN_CIRC_HFTD_MILES.xlsx | GLENN-DELEVAN | OH | 230 |  | 37.4234 | LAKEVILLE-TULUCAY | 17.2194 | LAKEVILLE-SONOMA #1 | 115 | 6.6841
ETRAN_CIRC_HFTD_MILES.xlsx | GLENN #1 | OH | 60 |  | 33.3744 | LAKEWOOD-CLAYTON | 5.5157 | LAKEVILLE-SONOMA #2 | 115 | 7.182
ETRAN_CIRC_HFTD_MILES.xlsx | GLENN #2 | OH | 60 |  | 34.6857 | LAKEWOOD-MEADOW LANE-CLAYTON | 9.5469 | LAKEVILLE-TULUCAY | 230 | 17.2194
ETRAN_CIRC_HFTD_MILES.xlsx | GLENN #3 | OH | 60 |  | 28.5083 | LAMBIE SW STA-BIRDS LANDING SW STA | 7.035 | LAKEWOOD-CLAYTON | 115 | 5.5157
ETRAN_CIRC_HFTD_MILES.xlsx | GLENN #4 | OH | 60 |  | 12.5364 | LAMMERS-KASSON | 8.2313 | LAKEWOOD-MEADOW LANE-CLAYTON | 115 | 9.5469
ETRAN_CIRC_HFTD_MILES.xlsx | GLENN #5 | OH | 60 |  | 7.4106 | LAMONT-GRIMMWAY MALAGA | 3.5482 | LAMBIE SW STA-BIRDS LANDING SW STA | 230 | 7.035
ETRAN_CIRC_HFTD_MILES.xlsx | GOLD HILL-BELLOTA-LOCKEFORD | OH | 115 |  | 87.2797 | LAS AGUILAS SW STA-PANOCHE #1 | 17.442 | LAMMERS-KASSON | 115 | 8.2313
ETRAN_CIRC_HFTD_MILES.xlsx | GOLD HILL-CLARKSVILLE | OH | 115 |  | 5.7714 | LAS AGUILAS SW STA-PANOCHE #2 | 17.4445 | LAMONT-GRIMMWAY MALAGA | 115 | 3.5482
ETRAN_CIRC_HFTD_MILES.xlsx | GOLD HILL-EIGHT MILE ROAD | OH | 230 |  | 48.8031 | LAS GALLINAS-SAN RAFAEL | 4.4585 | LAS AGUILAS SW STA-PANOCHE #1 | 230 | 17.442
ETRAN_CIRC_HFTD_MILES.xlsx | GOLD HILL-LODI STIG | OH | 230 |  | 46.6716 | LAS PALMAS TAP | 0.85432 | LAS AGUILAS SW STA-PANOCHE #2 | 230 | 17.4445
ETRAN_CIRC_HFTD_MILES.xlsx | GOLD HILL #1 | OH | 60 |  | 10.6729 | LAS PERILLAS TAP | 0.39218 | LAS GALLINAS-SAN RAFAEL | 115 | 4.4585
ETRAN_CIRC_HFTD_MILES.xlsx | GOLD HILL #1 | OH | 60 | Tier 2 - Elevated | 8.6351 | LAS PLUMAS TAP | 0.47684 | LAS PALMAS TAP | 115 | 0.85432
ETRAN_CIRC_HFTD_MILES.xlsx | GOLD HILL #1 | OH | 60 | Tier 3 - Extreme | 8.542 | LAS POSITAS-NEWARK | 20.9252 | LAS PERILLAS TAP | 70 | 0.39218
ETRAN_CIRC_HFTD_MILES.xlsx | GOLDEN VALLEY TAP | OH | 115 |  | 1.5948 | LAS POSITAS-VASCO | 1.499 | LAS PLUMAS TAP | 115 | 0.47684
ETRAN_CIRC_HFTD_MILES.xlsx | GOLDTREE TAP | OH | 115 |  | 1.2509 | LAURELES-OTTER | 15.556 | LAS POSITAS-NEWARK | 230 | 20.9252
ETRAN_CIRC_HFTD_MILES.xlsx | GOLDTREE TAP | OH | 115 | Tier 2 - Elevated | 1.0487 | LAWRENCE LIVERMORE LAB #2 TAP | 9.4135 | LAS POSITAS-VASCO | 60 | 1.499
ETRAN_CIRC_HFTD_MILES.xlsx | GONZALES #1 TAP | OH | 60 |  | 0.20033 | LAWRENCE-MONTA VISTA | 9.5048 | LAURELES-OTTER | 60 | 15.556
ETRAN_CIRC_HFTD_MILES.xlsx | GONZALES #2 TAP | OH | 60 |  | 0.29738 | LAYTONVILLE-COVELO | 16.0928 | LAWRENCE LIVERMORE LAB #2 TAP | 115 | 9.4135
ETRAN_CIRC_HFTD_MILES.xlsx | GRANITE ROCK TAP | OH | 60 |  | 0.03983 | LAYTONVILLE-WILLITS | 23.1407 | LAWRENCE-MONTA VISTA | 115 | 9.5048
ETRAN_CIRC_HFTD_MILES.xlsx | GRANITE ROCK TAP | OH | 60 | Tier 2 - Elevated | 2.3488 | LE GRAND-CHOWCHILLA | 10.9407 | LAYTONVILLE-COVELO | 60 | 16.0928
ETRAN_CIRC_HFTD_MILES.xlsx | GRANT-EASTSHORE #1 | OH | 115 |  | 4.3349 | LE GRAND-DAIRYLAND | 11.4022 | LAYTONVILLE-WILLITS | 60 | 23.1407
ETRAN_CIRC_HFTD_MILES.xlsx | GRANT-EASTSHORE #2 | OH | 115 |  | 4.2049 | LEE TAP | 5.8542 | LE GRAND-CHOWCHILLA | 115 | 10.9407
ETRAN_CIRC_HFTD_MILES.xlsx | GRAPEVINE TAP | OH | 70 | Tier 2 - Elevated | 0.14152 | LEPRINO FOODS (TRACY) TAP | 0.019646 | LE GRAND-DAIRYLAND | 115 | 11.4022
ETRAN_CIRC_HFTD_MILES.xlsx | GREEN VALLEY-CAMP EVERS | OH | 115 |  | 5.1429 | LEPRINO FOODS-LEPRINO SW STA | 6.4074 | LEE TAP | 60 | 5.8542
ETRAN_CIRC_HFTD_MILES.xlsx | GREEN VALLEY-CAMP EVERS | OH | 115 | Tier 2 - Elevated | 3.0231 | LEPRINO SW STA-GWF HANFORD SW STA | 12.3808 | LEPRINO FOODS (TRACY) TAP | 115 | 0.019646
ETRAN_CIRC_HFTD_MILES.xlsx | GREEN VALLEY-CAMP EVERS | OH | 115 | Tier 3 - Extreme | 10.3946 | LEPRINO SW STA-HENRIETTA PV | 0.060228 | LEPRINO FOODS-LEPRINO SW STA | 115 | 6.4074
ETRAN_CIRC_HFTD_MILES.xlsx | GREEN VALLEY-LLAGAS | OH | 115 |  | 10.2907 | LEPRINO TAP | 0.47419 | LEPRINO SW STA-GWF HANFORD SW STA | 115 | 12.3808
ETRAN_CIRC_HFTD_MILES.xlsx | GREEN VALLEY-LLAGAS | OH | 115 | Tier 2 - Elevated | 8.4106 | LERDO-FAMOSO | 13.4471 | LEPRINO SW STA-HENRIETTA PV | 115 | 0.060228
ETRAN_CIRC_HFTD_MILES.xlsx | GREEN VALLEY-LLAGAS | OH | 115 | Tier 3 - Extreme | 6.1437 | LERDO-KERN OIL-7TH STANDARD | 16.3544 | LEPRINO TAP | 70 | 0.47419
ETRAN_CIRC_HFTD_MILES.xlsx | GREEN VALLEY-PAUL SWEET | OH | 115 |  | 4.4685 | LIGHTNER TAP | 3.0558 | LERDO-FAMOSO | 115 | 13.4471
ETRAN_CIRC_HFTD_MILES.xlsx | GREEN VALLEY-PAUL SWEET | OH | 115 | Tier 2 - Elevated | 4.2381 | LINCOLN-PLEASANT GROVE | 7.3841 | LERDO-KERN OIL-7TH STANDARD | 115 | 16.3544
ETRAN_CIRC_HFTD_MILES.xlsx | GREEN VALLEY-PAUL SWEET | OH | 115 | Tier 3 - Extreme | 7.1365 | LINDE TAP | 0.61839 | LIGHTNER TAP | 70 | 3.0558
ETRAN_CIRC_HFTD_MILES.xlsx | GREEN VALLEY-WATSONVILLE | OH | 60 |  | 4.7382 | LIVE OAK TAP | 3.9715 | LINCOLN-PLEASANT GROVE | 115 | 7.3841
ETRAN_CIRC_HFTD_MILES.xlsx | GREENLEAF #1 TAP | OH | 115 |  | 4.8445 | LIVE OAK-KERN OIL | 4.3967 | LINDE TAP | 115 | 0.61839
ETRAN_CIRC_HFTD_MILES.xlsx | GREENLEAF #2 TAP | OH | 60 |  | 0.62236 | LIVERMORE-LAS POSITAS | 3.6308 | LIVE OAK TAP | 115 | 3.9715
ETRAN_CIRC_HFTD_MILES.xlsx | GREGG-ASHLAN | OH | 230 |  | 6.9969 | LIVINGSTON-LIVINGSTON JCT | 23.3601 | LIVE OAK-KERN OIL | 115 | 4.3967
ETRAN_CIRC_HFTD_MILES.xlsx | GREGG-HERNDON #1 | OH | 230 |  | 0.59833 | LLAGAS-GILROY FOODS | 1.98 | LIVERMORE-LAS POSITAS | 60 | 3.6308
ETRAN_CIRC_HFTD_MILES.xlsx | GREGG-HERNDON #2 | OH | 230 |  | 0.63147 | LLAGAS-HOLLISTER | 21.5582 | LIVINGSTON-LIVINGSTON JCT | 70 | 23.3601
ETRAN_CIRC_HFTD_MILES.xlsx | GRIZZLY TAP (SVP) | OH | 115 | Tier 2 - Elevated | 0.10093 | LOCKEFORD #1 | 12.8532 | LLAGAS-GILROY FOODS | 115 | 1.98
ETRAN_CIRC_HFTD_MILES.xlsx | GRIZZLY TAP (SVP) | OH | 115 | Tier 3 - Extreme | 0.063253 | LOCKEFORD-BELLOTA | 12.3242 | LLAGAS-HOLLISTER | 115 | 21.5582
ETRAN_CIRC_HFTD_MILES.xlsx | GRONEMEYER TAP | OH | 60 |  | 0.83293 | LOCKEFORD-INDUSTRIAL | 6.0307 | LOCKEFORD #1 | 60 | 12.8532
ETRAN_CIRC_HFTD_MILES.xlsx | GUARDIAN #1 TAP | OH | 115 |  | 0.75121 | LOCKEFORD-LODI #2 | 9.5211 | LOCKEFORD-BELLOTA | 230 | 12.3242
ETRAN_CIRC_HFTD_MILES.xlsx | GUARDIAN #2 TAP | OH | 115 |  | 0.12554 | LOCKEFORD-LODI #3 | 15.424 | LOCKEFORD-INDUSTRIAL | 60 | 6.0307
ETRAN_CIRC_HFTD_MILES.xlsx | GUERNSEY-HENRIETTA | OH | 70 |  | 18.437 | LOCKHEED #1 TAP | 1.7231 | LOCKEFORD-LODI #2 | 60 | 9.5211
ETRAN_CIRC_HFTD_MILES.xlsx | GUSTINE #1 TAP | OH | 60 |  | 7.5015 | LOCKHEED #2 TAP | 1.2795 | LOCKEFORD-LODI #3 | 60 | 15.424
ETRAN_CIRC_HFTD_MILES.xlsx | GUSTINE #2 TAP | OH | 60 |  | 4.4351 | LODI STIG-EIGHT MILE ROAD | 2.1754 | LOCKHEED #1 TAP | 115 | 1.7231
ETRAN_CIRC_HFTD_MILES.xlsx | GWF-HENRIETTA | OH | 70 |  | 0.12337 | LODI-INDUSTRIAL | 0.98126 | LOCKHEED #2 TAP | 115 | 1.2795
ETRAN_CIRC_HFTD_MILES.xlsx | GWF-KINGSBURG | OH | 115 |  | 21.6415 | LONE STAR TAP | 1.1821 | LODI STIG-EIGHT MILE ROAD | 230 | 2.1754
ETRAN_CIRC_HFTD_MILES.xlsx | GWF #4 TAP | OH | 60 |  | 0.24806 | LOS BANOS-DOS AMIGOS | 14.3111 | LODI-INDUSTRIAL | 60 | 0.98126
ETRAN_CIRC_HFTD_MILES.xlsx | GWF HANFORD COGEN TAP | OH | 70 |  | 0.31629 | LOS BANOS-GATES #1 | 80.854 | LONE STAR TAP | 60 | 1.1821
ETRAN_CIRC_HFTD_MILES.xlsx | H-P #3 | OH | 115 |  | 0.17107 | LOS BANOS-LIVINGSTON JCT-CANAL | 14.2939 | LOS BANOS-DOS AMIGOS | 230 | 14.3111
ETRAN_CIRC_HFTD_MILES.xlsx | HAAS-MCCALL | OH | 230 |  | 19.5354 | LOS BANOS-MERCY SPRINGS SW STA | 14.7325 | LOS BANOS-GATES #1 | 500 | 80.854
ETRAN_CIRC_HFTD_MILES.xlsx | HAAS-MCCALL | OH | 230 | Tier 2 - Elevated | 24.6701 | LOS BANOS-MIDWAY #2 | 144.8198 | LOS BANOS-LIVINGSTON JCT-CANAL | 70 | 14.2939
ETRAN_CIRC_HFTD_MILES.xlsx | HAAS-WOODCHUCK | OH | 70 |  | 2.9982 | LOS BANOS-O'NEILL PGP | 3.8751 | LOS BANOS-MERCY SPRINGS SW STA | 70 | 14.7325
ETRAN_CIRC_HFTD_MILES.xlsx | HAAS-WOODCHUCK | OH | 70 | Tier 2 - Elevated | 3.7925 | LOS BANOS-PACHECO | 20.7799 | LOS BANOS-MIDWAY #2 | 500 | 144.8198
ETRAN_CIRC_HFTD_MILES.xlsx | HALSEY-PLACER | OH | 60 |  | 3.3523 | LOS BANOS-PADRE FLAT SW STA | 3.6895 | LOS BANOS-O'NEILL PGP | 70 | 3.8751
ETRAN_CIRC_HFTD_MILES.xlsx | HALSEY-PLACER | OH | 60 | Tier 2 - Elevated | 1.5835 | LOS BANOS-PANOCHE #2 | 37.1258 | LOS BANOS-PACHECO | 70 | 20.7799
ETRAN_CIRC_HFTD_MILES.xlsx | HAMILTON BRANCH-CHESTER | OH | 60 |  | 2.1736 | LOS BANOS-QUINTO SW STA | 12.0631 | LOS BANOS-PADRE FLAT SW STA | 230 | 3.6895
ETRAN_CIRC_HFTD_MILES.xlsx | HAMILTON BRANCH-CHESTER | OH | 60 | Tier 2 - Elevated | 10.0927 | LOS BANOS-SAN LUIS PUMPS #2 | 3.4313 | LOS BANOS-PANOCHE #2 | 230 | 37.1258
ETRAN_CIRC_HFTD_MILES.xlsx | HAMMER-COUNTRY CLUB | OH | 60 |  | 8.8198 | LOS COCHES TAP | 1.3428 | LOS BANOS-QUINTO SW STA | 230 | 12.0631
ETRAN_CIRC_HFTD_MILES.xlsx | HARDWICK TAP | OH | 70 |  | 2.7364 | LOS ESTEROS-AGNEW | 1.3745 | LOS BANOS-SAN LUIS PUMPS #2 | 230 | 3.4313
ETRAN_CIRC_HFTD_MILES.xlsx | HARRINGTON TAP | OH | 60 |  | 0.52839 | LOS ESTEROS-METCALF | 37.2877 | LOS COCHES TAP | 60 | 1.3428
ETRAN_CIRC_HFTD_MILES.xlsx | HARTLEY-CLEARLAKE | OH | 60 |  | 3.4765 | LOS ESTEROS-MONTAGUE | 4.6368 | LOS ESTEROS-AGNEW | 115 | 1.3745
ETRAN_CIRC_HFTD_MILES.xlsx | HARTLEY-CLEARLAKE | OH | 60 | Tier 2 - Elevated | 3.1853 | LOS ESTEROS-NORTECH | 1.9839 | LOS ESTEROS-METCALF | 230 | 37.2877
ETRAN_CIRC_HFTD_MILES.xlsx | HAT CREEK #1-PIT #1 | OH | 60 | Tier 2 - Elevated | 6.0784 | LOS ESTEROS-TRIMBLE | 3.7335 | LOS ESTEROS-MONTAGUE | 115 | 4.6368
ETRAN_CIRC_HFTD_MILES.xlsx | HAT CREEK #1-WESTWOOD | OH | 60 |  | 9.0933 | LOST HILLS TAP | 2.8866 | LOS ESTEROS-NORTECH | 115 | 1.9839
ETRAN_CIRC_HFTD_MILES.xlsx | HAT CREEK #1-WESTWOOD | OH | 60 | Tier 2 - Elevated | 46.6448 | LOUISIANA PACIFIC (OROVILLE) TAP | 0.16146 | LOS ESTEROS-TRIMBLE | 115 | 3.7335
ETRAN_CIRC_HFTD_MILES.xlsx | HEADGATE TAP | OH | 60 |  | 0.96741 | LOWER LAKE-HOMESTAKE | 16.1167 | LOST HILLS TAP | 70 | 2.8866
ETRAN_CIRC_HFTD_MILES.xlsx | HEALDSBURG #1 TAP | OH | 60 |  | 0.24734 | LP FLAKEBOARD TAP | 0.50843 | LOUISIANA PACIFIC (OROVILLE) TAP | 60 | 0.16146
ETRAN_CIRC_HFTD_MILES.xlsx | HEALDSBURG #2 TAP | OH | 60 |  | 0.15908 | LUCERNE #1 TAP | 0.23337 | LOWER LAKE-HOMESTAKE | 115 | 16.1167
ETRAN_CIRC_HFTD_MILES.xlsx | HEINZ TAP | OH | 115 |  | 0.79229 | LUCERNE #2 TAP | 0.22513 | LP FLAKEBOARD TAP | 60 | 0.50843
ETRAN_CIRC_HFTD_MILES.xlsx | HELM-CRESCENT SW STA | OH | 70 |  | 4.9211 | LYOTH TAP | 1.3357 | LUCERNE #1 TAP | 115 | 0.23337
ETRAN_CIRC_HFTD_MILES.xlsx | HELM-KERMAN | OH | 70 |  | 13.2468 | MABURY TAP | 2.8055 | LUCERNE #2 TAP | 115 | 0.22513
ETRAN_CIRC_HFTD_MILES.xlsx | HELM-MCCALL | OH | 230 |  | 30.8439 | MADISON-VACA | 22.9927 | LYOTH TAP | 60 | 1.3357
ETRAN_CIRC_HFTD_MILES.xlsx | HELM-STROUD | OH | 70 |  | 7.4349 | MALACHA TAP | 0.12499 | MABURY TAP | 115 | 2.8055
ETRAN_CIRC_HFTD_MILES.xlsx | HELMS-GREGG #1 | OH | 230 |  | 33.8934 | MALAGA-KRCD | 0.98951 | MADISON-VACA | 115 | 22.9927
ETRAN_CIRC_HFTD_MILES.xlsx | HELMS-GREGG #1 | OH | 230 | Tier 2 - Elevated | 25.1115 | MALIN-ROUND MTN #2 | 46.8984 | MALACHA TAP | 230 | 0.12499
ETRAN_CIRC_HFTD_MILES.xlsx | HELMS-GREGG #1 | OH | 230 | Zone 1 - HHZ | 1.6647 | MANCHESTER-AIRWAYS-SANGER | 15.0709 | MALAGA-KRCD | 115 | 0.98951
ETRAN_CIRC_HFTD_MILES.xlsx | HELMS-GREGG #2 | OH | 230 |  | 34.1192 | MANTECA #1 | 34.5272 | MALIN-ROUND MTN #2 | 500 | 46.8984
ETRAN_CIRC_HFTD_MILES.xlsx | HELMS-GREGG #2 | OH | 230 | Tier 2 - Elevated | 25.1195 | MANTECA-LOUISE | 12.532 | MANCHESTER-AIRWAYS-SANGER | 115 | 15.0709
ETRAN_CIRC_HFTD_MILES.xlsx | HELMS-GREGG #2 | OH | 230 | Zone 1 - HHZ | 1.4382 | MANTECA-VIERRA | 3.9787 | MANTECA #1 | 60 | 34.5272
ETRAN_CIRC_HFTD_MILES.xlsx | HENRIETTA-KENT SW STA | OH | 70 |  | 1.4716 | MANVILLE TAP | 5.537 | MANTECA-LOUISE | 60 | 12.532
ETRAN_CIRC_HFTD_MILES.xlsx | HENRIETTA-LEMOORE | OH | 70 |  | 9.3703 | MAPLE CREEK-HOOPA | 29.1298 | MANTECA-VIERRA | 115 | 3.9787
ETRAN_CIRC_HFTD_MILES.xlsx | HENRIETTA-LEMOORE NAS | OH | 70 |  | 1.6862 | MARICOPA-COPUS | 7.8591 | MANVILLE TAP | 115 | 5.537
ETRAN_CIRC_HFTD_MILES.xlsx | HENRIETTA-LEPRINO SW STA | OH | 115 |  | 6.0263 | MARSH TAP | 3.9735 | MAPLE CREEK-HOOPA | 60 | 29.1298
ETRAN_CIRC_HFTD_MILES.xlsx | HERDLYN-BALFOUR | OH | 60 |  | 20.472 | MARTIN-DALY CITY #1 | 3.9264 | MARICOPA-COPUS | 70 | 7.8591
ETRAN_CIRC_HFTD_MILES.xlsx | HERDLYN-TRACY | OH | 70 |  | 2.0613 | MARTIN-DALY CITY #2 | 3.9311 | MARSH TAP | 60 | 3.9735
ETRAN_CIRC_HFTD_MILES.xlsx | HERNDON-ASHLAN | OH | 230 |  | 6.3891 | MARTIN-EAST GRAND | 3.9568 | MARTIN-DALY CITY #1 | 115 | 3.9264
ETRAN_CIRC_HFTD_MILES.xlsx | HERNDON-BARTON | OH | 115 |  | 12.6782 | MARTINEZ-SOBRANTE | 16.3979 | MARTIN-DALY CITY #2 | 115 | 3.9311
ETRAN_CIRC_HFTD_MILES.xlsx | HERNDON-BULLARD #1 | OH | 115 |  | 11.4312 | MARTIN-MILLBRAE #1 | 7.2769 | MARTIN-EAST GRAND | 115 | 3.9568
ETRAN_CIRC_HFTD_MILES.xlsx | HERNDON-BULLARD #2 | OH | 115 |  | 11.422 | MARTIN-SF AIRPORT | 5.4329 | MARTINEZ-SOBRANTE | 115 | 16.3979
ETRAN_CIRC_HFTD_MILES.xlsx | HERNDON-KEARNEY | OH | 230 |  | 10.8135 | MARTIN-SNEATH LANE | 7.1924 | MARTIN-MILLBRAE #1 | 115 | 7.2769
ETRAN_CIRC_HFTD_MILES.xlsx | HERNDON-MANCHESTER | OH | 115 |  | 9.2691 | MCCALL-KINGSBURG #1 | 11.6462 | MARTIN-SF AIRPORT | 115 | 5.4329
ETRAN_CIRC_HFTD_MILES.xlsx | HERNDON-WOODWARD | OH | 115 |  | 12.9719 | MCCALL-KINGSBURG #2 | 11.5677 | MARTIN-SNEATH LANE | 60 | 7.1924
ETRAN_CIRC_HFTD_MILES.xlsx | HICKS-METCALF | OH | 230 |  | 5.6891 | MCCALL-MALAGA | 10.9613 | MCCALL-KINGSBURG #1 | 115 | 11.6462
ETRAN_CIRC_HFTD_MILES.xlsx | HICKS-METCALF | OH | 230 | Tier 2 - Elevated | 3.384 | MCCALL-REEDLEY | 15.2029 | MCCALL-KINGSBURG #2 | 115 | 11.5677
ETRAN_CIRC_HFTD_MILES.xlsx | HIGGINS-BELL | OH | 115 |  | 3.7274 | MCCALL-SANGER #1 | 9.2254 | MCCALL-MALAGA | 115 | 10.9613
ETRAN_CIRC_HFTD_MILES.xlsx | HIGGINS-BELL | OH | 115 | Tier 2 - Elevated | 15.0394 | MCCALL-SANGER #2 | 9.2042 | MCCALL-REEDLEY | 115 | 15.2029
ETRAN_CIRC_HFTD_MILES.xlsx | HILLSDALE JCT-HALF MOON BAY | OH | 60 |  | 2.1412 | MCCALL-SANGER #3 | 8.3006 | MCCALL-SANGER #1 | 115 | 9.2254
ETRAN_CIRC_HFTD_MILES.xlsx | HILLSDALE JCT-HALF MOON BAY | OH | 60 | Tier 2 - Elevated | 3.2502 | MCCALL-WEST FRESNO #2 | 19.608 | MCCALL-SANGER #2 | 115 | 9.2042
ETRAN_CIRC_HFTD_MILES.xlsx | HILLSDALE JCT-HALF MOON BAY | OH | 60 | Tier 3 - Extreme | 1.4241 | MCDONALD TAP | 5.8803 | MCCALL-SANGER #3 | 115 | 8.3006
ETRAN_CIRC_HFTD_MILES.xlsx | HONCUT TAP | OH | 115 |  | 1.6375 | MCFARLAND TAP | 5.9872 | MCCALL-WEST FRESNO #2 | 115 | 19.608
ETRAN_CIRC_HFTD_MILES.xlsx | HOWLAND ROAD TAP | OH | 115 |  | 0.90204 | MCKEE-PIERCY | 7.7499 | MCDONALD TAP | 60 | 5.8803
ETRAN_CIRC_HFTD_MILES.xlsx | HUMBOLDT-BRIDGEVILLE | OH | 115 |  | 23.1308 | MCSWAIN TAP | 1.3691 | MCFARLAND TAP | 70 | 5.9872
ETRAN_CIRC_HFTD_MILES.xlsx | HUMBOLDT-BRIDGEVILLE | OH | 115 | Tier 2 - Elevated | 7.1462 | MELONES-CURTIS | 14.8026 | MCKEE-PIERCY | 115 | 7.7499
ETRAN_CIRC_HFTD_MILES.xlsx | HUMBOLDT-EUREKA | OH | 60 |  | 4.7433 | MELONES-RACETRACK | 10.2006 | MCSWAIN TAP | 70 | 1.3691
ETRAN_CIRC_HFTD_MILES.xlsx | HUMBOLDT-MAPLE CREEK | OH | 60 |  | 6.0862 | MELONES-WILSON | 61.61 | MELONES-CURTIS | 115 | 14.8026
ETRAN_CIRC_HFTD_MILES.xlsx | HUMBOLDT-MAPLE CREEK | OH | 60 | Tier 2 - Elevated | 8.0451 | MENDOCINO #1 | 7.4763 | MELONES-RACETRACK | 115 | 10.2006
ETRAN_CIRC_HFTD_MILES.xlsx | HUMBOLDT-TRINITY | OH | 115 |  | 5.4875 | MENDOCINO-HARTLEY | 23.1654 | MELONES-WILSON | 230 | 61.61
ETRAN_CIRC_HFTD_MILES.xlsx | HUMBOLDT-TRINITY | OH | 115 | Tier 2 - Elevated | 63.0875 | MENDOCINO-PHILO JCT-HOPLAND | 23.4884 | MENDOCINO #1 | 60 | 7.4763
ETRAN_CIRC_HFTD_MILES.xlsx | HUMBOLDT #1 | OH | 60 |  | 11.083 | MENDOCINO-REDBUD | 34.8322 | MENDOCINO-HARTLEY | 60 | 23.1654
ETRAN_CIRC_HFTD_MILES.xlsx | HUMBOLDT BAY-EUREKA | OH | 60 |  | 5.6097 | MENDOCINO-UKIAH | 9.8296 | MENDOCINO-PHILO JCT-HOPLAND | 60 | 23.4884
ETRAN_CIRC_HFTD_MILES.xlsx | HUMBOLDT BAY-HUMBOLDT #1 | OH | 60 |  | 8.4129 | MENDOCINO-WILLITS | 14.5168 | MENDOCINO-REDBUD | 115 | 34.8322
ETRAN_CIRC_HFTD_MILES.xlsx | HUMBOLDT BAY-HUMBOLDT #1 | OH | 115 |  | 3.7413 | MENDOCINO-WILLITS-FORT BRAGG | 43.7742 | MENDOCINO-UKIAH | 115 | 9.8296
ETRAN_CIRC_HFTD_MILES.xlsx | HUMBOLDT BAY-HUMBOLDT #1 | OH | 115 | Tier 2 - Elevated | 2.466 | MENDOTA BIOMASS TAP | 3.8447 | MENDOCINO-WILLITS | 60 | 14.5168
ETRAN_CIRC_HFTD_MILES.xlsx | HUMBOLDT BAY-HUMBOLDT #1 | OH | 115 | Zone 1 - HHZ | 0.10389 | MENDOTA-NORTH STAR SOLAR | 0.031475 | MENDOCINO-WILLITS-FORT BRAGG | 60 | 43.7742
ETRAN_CIRC_HFTD_MILES.xlsx | HUMBOLDT BAY-HUMBOLDT #2 | OH | 60 |  | 3.9325 | MENDOTA-SAN JOAQUIN-HELM | 23.5956 | MENDOTA BIOMASS TAP | 70 | 3.8447
ETRAN_CIRC_HFTD_MILES.xlsx | HUMBOLDT BAY-HUMBOLDT #2 | OH | 60 | Tier 2 - Elevated | 2.4557 | MENLO TAP | 0.36201 | MENDOTA-NORTH STAR SOLAR | 115 | 0.031475
ETRAN_CIRC_HFTD_MILES.xlsx | HUMBOLDT BAY-HUMBOLDT #2 | OH | 60 | Zone 1 - HHZ | 0.11162 | MERCED #1 | 39.8831 | MENDOTA-SAN JOAQUIN-HELM | 70 | 23.5956
ETRAN_CIRC_HFTD_MILES.xlsx | HUMBOLDT BAY-RIO DELL JCT | OH | 60 |  | 16.401 | MERCED FALLS-EXCHEQUER | 6.5082 | MENLO TAP | 60 | 0.36201
ETRAN_CIRC_HFTD_MILES.xlsx | HUMBOLDT BAY-RIO DELL JCT | OH | 60 | Tier 2 - Elevated | 1.9946 | MERCED-MERCED FALLS | 20.9268 | MERCED #1 | 70 | 39.8831
ETRAN_CIRC_HFTD_MILES.xlsx | IBM BAILEY AVE TAP | OH | 115 |  | 1.9962 | MERCY SPRINGS SW STA-CANAL-ORO LOMA | 23.3187 | MERCED FALLS-EXCHEQUER | 70 | 6.5082
ETRAN_CIRC_HFTD_MILES.xlsx | IBM HARRY RD #1 TAP | OH | 115 | Tier 2 - Elevated | 0.57999 | MESA-DIVIDE #1 | 14.708 | MERCED-MERCED FALLS | 70 | 20.9268
ETRAN_CIRC_HFTD_MILES.xlsx | IBM HARRY RD #2 TAP | OH | 115 | Tier 2 - Elevated | 0.5776 | MESA-DIVIDE #2 | 14.7201 | MERCY SPRINGS SW STA-CANAL-ORO LOMA | 70 | 23.3187
ETRAN_CIRC_HFTD_MILES.xlsx | IGNACIO-ALTO | OH | 60 |  | 13.7233 | MESA-SANTA MARIA | 4.3598 | MESA-DIVIDE #1 | 115 | 14.708
ETRAN_CIRC_HFTD_MILES.xlsx | IGNACIO-ALTO | OH | 60 | Tier 2 - Elevated | 3.0593 | MESA-SISQUOC | 17.6039 | MESA-DIVIDE #2 | 115 | 14.7201
ETRAN_CIRC_HFTD_MILES.xlsx | IGNACIO-ALTO | OH | 60 | Tier 3 - Extreme | 1.0117 | METCALF SUB INTER-TIE 230KV | 0.47503 | MESA-SANTA MARIA | 115 | 4.3598
ETRAN_CIRC_HFTD_MILES.xlsx | IGNACIO-ALTO-SAUSALITO #1 | OH | 60 |  | 13.1069 | METCALF-COYOTE PUMPING PLANT | 7.8569 | MESA-SISQUOC | 115 | 17.6039
ETRAN_CIRC_HFTD_MILES.xlsx | IGNACIO-ALTO-SAUSALITO #1 | OH | 60 | Tier 2 - Elevated | 4.8465 | METCALF-EDENVALE #1 | 5.7306 | METCALF SUB INTER-TIE 230KV | 230 | 0.47503
ETRAN_CIRC_HFTD_MILES.xlsx | IGNACIO-ALTO-SAUSALITO #2 | OH | 60 |  | 13.1223 | METCALF-EDENVALE #2 | 5.6035 | METCALF-COYOTE PUMPING PLANT | 115 | 7.8569
ETRAN_CIRC_HFTD_MILES.xlsx | IGNACIO-ALTO-SAUSALITO #2 | OH | 60 | Tier 2 - Elevated | 4.8248 | METCALF-EL PATIO #1 | 14.3789 | METCALF-EDENVALE #1 | 115 | 5.7306
ETRAN_CIRC_HFTD_MILES.xlsx | IGNACIO-BOLINAS #1 | OH | 60 |  | 0.12292 | METCALF-EL PATIO #2 | 14.4094 | METCALF-EDENVALE #2 | 115 | 5.6035
ETRAN_CIRC_HFTD_MILES.xlsx | IGNACIO-BOLINAS #1 | OH | 60 | Tier 2 - Elevated | 4.6476 | METCALF-EVERGREEN #1 | 10.6328 | METCALF-EL PATIO #1 | 115 | 14.3789
ETRAN_CIRC_HFTD_MILES.xlsx | IGNACIO-BOLINAS #1 | OH | 60 | Tier 3 - Extreme | 10.2462 | METCALF-GREEN VALLEY | 25.2826 | METCALF-EL PATIO #2 | 115 | 14.4094
ETRAN_CIRC_HFTD_MILES.xlsx | IGNACIO-BOLINAS #2 | OH | 60 |  | 2.0982 | METCALF-HICKS 1 & 2 | 6.6188 | METCALF-EVERGREEN #1 | 115 | 10.6328
ETRAN_CIRC_HFTD_MILES.xlsx | IGNACIO-BOLINAS #2 | OH | 60 | Tier 2 - Elevated | 13.6558 | METCALF-MONTA VISTA #3 | 28.5919 | METCALF-GREEN VALLEY | 115 | 25.2826
ETRAN_CIRC_HFTD_MILES.xlsx | IGNACIO-BOLINAS #2 | OH | 60 | Tier 3 - Extreme | 12.4646 | METCALF-MORGAN HILL | 9.7203 | METCALF-HICKS 1 & 2 | 115 | 6.6188
ETRAN_CIRC_HFTD_MILES.xlsx | IGNACIO-LAS GALLINAS | OH | 115 |  | 4.0712 | METCALF-MOSS LANDING #1 | 35.7623 | METCALF-MONTA VISTA #3 | 230 | 28.5919
ETRAN_CIRC_HFTD_MILES.xlsx | IGNACIO-LAS GALLINAS | OH | 115 | Tier 2 - Elevated | 0.083379 | METCALF-MOSS LANDING #2 | 35.7591 | METCALF-MORGAN HILL | 115 | 9.7203
ETRAN_CIRC_HFTD_MILES.xlsx | IGNACIO-MARE ISLAND #1 | OH | 115 |  | 39.49 | METCALF-SALINAS #1 | 1.9382 | METCALF-MOSS LANDING #1 | 230 | 35.7623
ETRAN_CIRC_HFTD_MILES.xlsx | IGNACIO-MARE ISLAND #2 | OH | 115 |  | 43.0778 | METCALF-SALINAS #2 (12KV) | 6.7962 | METCALF-MOSS LANDING #2 | 230 | 35.7591
ETRAN_CIRC_HFTD_MILES.xlsx | IGNACIO-SAN RAFAEL #1 | OH | 115 |  | 8.4621 | MIDDLE FORK #1 | 9.4308 | METCALF-SALINAS #1 | 115 | 1.9382
ETRAN_CIRC_HFTD_MILES.xlsx | IGNACIO-SAN RAFAEL #1 | OH | 115 | Tier 2 - Elevated | 2.4567 | MIDDLE FORK-GOLD HILL | 44.084 | METCALF-SALINAS #2 (12KV) | 115 | 6.7962
ETRAN_CIRC_HFTD_MILES.xlsx | IGNACIO-SAN RAFAEL #1 | OH | 115 | Tier 3 - Extreme | 0.61744 | MIDDLE RIVER TAP | 7.0162 | MIDDLE FORK #1 | 60 | 9.4308
ETRAN_CIRC_HFTD_MILES.xlsx | IGNACIO-SOBRANTE | OH | 230 |  | 30.5544 | MIDSET TAP | 0.72456 | MIDDLE FORK-GOLD HILL | 230 | 44.084
ETRAN_CIRC_HFTD_MILES.xlsx | IGNACIO-SOBRANTE | OH | 230 | Tier 2 - Elevated | 11.9397 | MIDSUN-MIDWAY | 18.8583 | MIDDLE RIVER TAP | 60 | 7.0162
ETRAN_CIRC_HFTD_MILES.xlsx | IGNACIO-STAFFORD | OH | 60 |  | 5.5314 | MIDWAY-KERN #1 | 41.0633 | MIDSET TAP | 115 | 0.72456
ETRAN_CIRC_HFTD_MILES.xlsx | IGNACIO-STAFFORD | OH | 60 | Tier 2 - Elevated | 0.60157 | MIDWAY-KERN #3 | 20.9351 | MIDSUN-MIDWAY | 115 | 18.8583
ETRAN_CIRC_HFTD_MILES.xlsx | IMHOFF TAP | OH | 115 |  | 1.4254 | MIDWAY-KERN #4 | 20.7843 | MIDWAY-KERN #1 | 230 | 41.0633
ETRAN_CIRC_HFTD_MILES.xlsx | INDIAN FLAT-YOSEMITE | OH | 70 | Tier 2 - Elevated | 5.0048 | MIDWAY-RENFRO-TUPMAN | 22.5971 | MIDWAY-KERN #3 | 230 | 20.9351
ETRAN_CIRC_HFTD_MILES.xlsx | INDUSTRIAL TAP | OH | 60 |  | 0.96635 | MIDWAY-SHAFTER | 13.6256 | MIDWAY-KERN #4 | 230 | 20.7843
ETRAN_CIRC_HFTD_MILES.xlsx | INGRAM CREEK TAP | OH | 115 |  | 0.49688 | MIDWAY-SUNSET | 0.56618 | MIDWAY-RENFRO-TUPMAN | 115 | 22.5971
ETRAN_CIRC_HFTD_MILES.xlsx | IONE TAP | OH | 60 |  | 1.0997 | MIDWAY-TAFT | 19.327 | MIDWAY-SHAFTER | 115 | 13.6256
ETRAN_CIRC_HFTD_MILES.xlsx | IONE TAP | OH | 60 | Tier 2 - Elevated | 2.9945 | MIDWAY-TEMBLOR | 14.5283 | MIDWAY-SUNSET | 230 | 0.56618
ETRAN_CIRC_HFTD_MILES.xlsx | IUKA TAP | OH | 60 |  | 0.49367 | MIDWAY-TUPMAN-RIO BRAVO-RENFRO | 26.592 | MIDWAY-TAFT | 115 | 19.327
ETRAN_CIRC_HFTD_MILES.xlsx | JAMESON CANYON PUMPING PLANT TAP | OH | 115 |  | 0.19363 | MIDWAY-WHEELER RIDGE #1 | 52.6814 | MIDWAY-TEMBLOR | 115 | 14.5283
ETRAN_CIRC_HFTD_MILES.xlsx | JANES CREEK TAP | OH | 60 |  | 1.7824 | MIDWAY-WHEELER RIDGE #2 | 52.6513 | MIDWAY-TUPMAN-RIO BRAVO-RENFRO | 115 | 26.592
ETRAN_CIRC_HFTD_MILES.xlsx | JARVIS-CRYOGENICS | OH | 115 |  | 0.026236 | MIDWAY-WHIRLWIND | 52.7668 | MIDWAY-WHEELER RIDGE #1 | 230 | 52.6814
ETRAN_CIRC_HFTD_MILES.xlsx | JAYNE SW STA-COALINGA | OH | 70 |  | 11.814 | MILLBRAE-SAN MATEO #1 | 4.7102 | MIDWAY-WHEELER RIDGE #2 | 230 | 52.6513
ETRAN_CIRC_HFTD_MILES.xlsx | JEFFERSON-HILLSDALE JCT | OH | 60 |  | 12.4381 | MILLBRAE-SNEATH LANE | 6.4924 | MIDWAY-WHIRLWIND | 500 | 52.7668
ETRAN_CIRC_HFTD_MILES.xlsx | JEFFERSON-HILLSDALE JCT | OH | 60 | Tier 2 - Elevated | 2.2917 | MILLER #1 TAP | 21.2593 | MILLBRAE-SAN MATEO #1 | 115 | 4.7102
ETRAN_CIRC_HFTD_MILES.xlsx | JEFFERSON-LAS PULGAS | OH | 60 |  | 5.8889 | MILLER #2 TAP | 12.3211 | MILLBRAE-SNEATH LANE | 60 | 6.4924
ETRAN_CIRC_HFTD_MILES.xlsx | JEFFERSON-LAS PULGAS | OH | 60 | Tier 2 - Elevated | 0.11149 | MILPITAS-SWIFT | 8.862 | MILLER #1 TAP | 115 | 21.2593
ETRAN_CIRC_HFTD_MILES.xlsx | JEFFERSON-MARTIN | OH | 230 |  | 2.2531 | MISSION POWER TAP | 1.9297 | MILLER #2 TAP | 115 | 12.3211
ETRAN_CIRC_HFTD_MILES.xlsx | JEFFERSON-MARTIN | OH | 230 | Tier 2 - Elevated | 1.0478 | MISSOURI FLAT-GOLD HILL #1 | 19.7291 | MILPITAS-SWIFT | 115 | 8.862
ETRAN_CIRC_HFTD_MILES.xlsx | JEFFERSON-STANFORD | OH | 60 |  | 5.1249 | MISSOURI FLAT-GOLD HILL #2 | 19.6873 | MISSION POWER TAP | 115 | 1.9297
ETRAN_CIRC_HFTD_MILES.xlsx | JEFFERSON-STANFORD | OH | 60 | Tier 2 - Elevated | 2.5113 | MI-WUK-CURTIS | 8.4041 | MISSOURI FLAT-GOLD HILL #1 | 115 | 19.7291
ETRAN_CIRC_HFTD_MILES.xlsx | JEFFERSON #1 | OH | 60 |  | 6.7382 | MOCO TAP | 1.6414 | MISSOURI FLAT-GOLD HILL #2 | 115 | 19.6873
ETRAN_CIRC_HFTD_MILES.xlsx | JEFFERSON #1 | OH | 60 | Tier 2 - Elevated | 2.3109 | MOFFETT FIELD TAP | 0.16306 | MI-WUK-CURTIS | 115 | 8.4041
ETRAN_CIRC_HFTD_MILES.xlsx | JENNINGS TAP | OH | 60 |  | 0.13627 | MONTA VISTA-BURNS | 18.0642 | MOCO TAP | 70 | 1.6414
ETRAN_CIRC_HFTD_MILES.xlsx | JESSUP TAP | OH | 115 |  | 0.52779 | MONTA VISTA-COYOTE SW STA | 27.8256 | MOFFETT FIELD TAP | 115 | 0.16306
ETRAN_CIRC_HFTD_MILES.xlsx | JESSUP TAP | OH | 115 | Tier 2 - Elevated | 0.33208 | MONTA VISTA-HICKS | 13.2664 | MONTA VISTA-BURNS | 60 | 18.0642
ETRAN_CIRC_HFTD_MILES.xlsx | JOLON TAP | OH | 60 |  | 0.45575 | MONTA VISTA-JEFFERSON #1 | 19.7212 | MONTA VISTA-COYOTE SW STA | 230 | 27.8256
ETRAN_CIRC_HFTD_MILES.xlsx | JOLON TAP | OH | 60 | Tier 2 - Elevated | 15.418 | MONTA VISTA-JEFFERSON #2 | 19.7338 | MONTA VISTA-HICKS | 230 | 13.2664
ETRAN_CIRC_HFTD_MILES.xlsx | KAMM TAP | OH | 115 |  | 0.51603 | MONTA VISTA-LOS ALTOS | 7.1296 | MONTA VISTA-JEFFERSON #1 | 230 | 19.7212
ETRAN_CIRC_HFTD_MILES.xlsx | KANAKA TAP | OH | 115 | Tier 2 - Elevated | 1.8767 | MONTA VISTA-LOS GATOS | 10.8832 | MONTA VISTA-JEFFERSON #2 | 230 | 19.7338
ETRAN_CIRC_HFTD_MILES.xlsx | KANAKA TAP | OH | 115 | Tier 3 - Extreme | 0.71477 | MONTA VISTA-PERMANENTE | 1.1895 | MONTA VISTA-LOS ALTOS | 60 | 7.1296
ETRAN_CIRC_HFTD_MILES.xlsx | KANSAS PV-LEPRINO SW STA | OH | 115 |  | 0.1691 | MONTA VISTA-SARATOGA | 5.486 | MONTA VISTA-LOS GATOS | 60 | 10.8832
ETRAN_CIRC_HFTD_MILES.xlsx | KASSON-BANTA #1 | OH | 60 |  | 1.047 | MONTA VISTA-WOLFE | 2.72 | MONTA VISTA-PERMANENTE | 60 | 1.1895
ETRAN_CIRC_HFTD_MILES.xlsx | KASSON-CARBONA | OH | 60 |  | 7.3202 | MONTAGUE-TRIMBLE | 2.0671 | MONTA VISTA-SARATOGA | 230 | 5.486
ETRAN_CIRC_HFTD_MILES.xlsx | KASSON-LOUISE | OH | 60 |  | 9.1154 | MONTE RIO-FORT ROSS | 14.3045 | MONTA VISTA-WOLFE | 115 | 2.72
ETRAN_CIRC_HFTD_MILES.xlsx | KASSON #1 | OH | 60 |  | 0.18943 | MONTE RIO-FULTON | 22.5576 | MONTAGUE-TRIMBLE | 115 | 2.0671
ETRAN_CIRC_HFTD_MILES.xlsx | KEARNEY-BIOLA | OH | 70 |  | 19.1426 | MONTEZUMA SW STA-BIRDS LANDING SW STA | 0.54395 | MONTE RIO-FORT ROSS | 60 | 14.3045
ETRAN_CIRC_HFTD_MILES.xlsx | KEARNEY-BOWLES | OH | 70 |  | 9.2941 | MONTICELLO PH TAP | 0.62441 | MONTE RIO-FULTON | 60 | 22.5576
ETRAN_CIRC_HFTD_MILES.xlsx | KEARNEY-CARUTHERS | OH | 70 |  | 12.0517 | MORAGA-CASTRO VALLEY | 14.9192 | MONTEZUMA SW STA-BIRDS LANDING SW STA | 230 | 0.54395
ETRAN_CIRC_HFTD_MILES.xlsx | KEARNEY-KERMAN | OH | 70 |  | 10.984 | MORAGA-CLAREMONT #1 | 5.2802 | MONTICELLO PH TAP | 115 | 0.62441
ETRAN_CIRC_HFTD_MILES.xlsx | KEARNEY ALTERNATE TIE | OH | 70 |  | 0.30226 | MORAGA-CLAREMONT #2 | 5.3041 | MORAGA-CASTRO VALLEY | 230 | 14.9192
ETRAN_CIRC_HFTD_MILES.xlsx | KEARNEY TIE | OH | 70 |  | 0.15138 | MORAGA-LAKEWOOD | 15.112 | MORAGA-CLAREMONT #1 | 115 | 5.2802
ETRAN_CIRC_HFTD_MILES.xlsx | KELLEY TAP | OH | 70 |  | 2.7881 | MORAGA-OAKLAND #1 | 5.0439 | MORAGA-CLAREMONT #2 | 115 | 5.3041
ETRAN_CIRC_HFTD_MILES.xlsx | KELSO-TESLA | OH | 230 |  | 7.9545 | MORAGA-OAKLAND #2 | 5.0429 | MORAGA-LAKEWOOD | 115 | 15.112
ETRAN_CIRC_HFTD_MILES.xlsx | KENT SW STA-TULARE LAKE | OH | 70 |  | 15.9287 | MORAGA-OAKLAND #3 | 5.0501 | MORAGA-OAKLAND #1 | 115 | 5.0439
ETRAN_CIRC_HFTD_MILES.xlsx | KERCKHOFF-CLOVIS-SANGER #1 | OH | 115 |  | 29.202 | MORAGA-OAKLAND #4 | 5.0484 | MORAGA-OAKLAND #2 | 115 | 5.0429
ETRAN_CIRC_HFTD_MILES.xlsx | KERCKHOFF-CLOVIS-SANGER #1 | OH | 115 | Tier 2 - Elevated | 7.8471 | MORAGA-OAKLAND J | 17.6674 | MORAGA-OAKLAND #3 | 115 | 5.0501
ETRAN_CIRC_HFTD_MILES.xlsx | KERCKHOFF-CLOVIS-SANGER #2 | OH | 115 |  | 24.2051 | MORAGA-SAN LEANDRO #1 | 11.1428 | MORAGA-OAKLAND #4 | 115 | 5.0484
ETRAN_CIRC_HFTD_MILES.xlsx | KERCKHOFF-CLOVIS-SANGER #2 | OH | 115 | Tier 2 - Elevated | 7.8493 | MORAGA-SAN LEANDRO #2 | 11.0112 | MORAGA-OAKLAND J | 115 | 17.6674
ETRAN_CIRC_HFTD_MILES.xlsx | KERCKHOFF #1-KERCKHOFF #2 | OH | 115 | Tier 2 - Elevated | 1.5837 | MORAGA-SAN LEANDRO #3 | 11.0032 | MORAGA-SAN LEANDRO #1 | 115 | 11.1428
ETRAN_CIRC_HFTD_MILES.xlsx | KERN-FRUITVALE | OH | 70 |  | 0.15565 | MORGAN HILL-LLAGAS | 10.8364 | MORAGA-SAN LEANDRO #2 | 115 | 11.0112
ETRAN_CIRC_HFTD_MILES.xlsx | KERN-KERN FRONT | OH | 115 |  | 12.5003 | MORRO BAY-CALIFORNIA FLATS SW STA | 46.1948 | MORAGA-SAN LEANDRO #3 | 115 | 11.0032
ETRAN_CIRC_HFTD_MILES.xlsx | KERN-KERN OIL-FAMOSO | OH | 70 |  | 24.6928 | MORRO BAY-DIABLO | 15.7766 | MORGAN HILL-LLAGAS | 115 | 10.8364
ETRAN_CIRC_HFTD_MILES.xlsx | KERN-LIVE OAK | OH | 115 |  | 10.828 | MORRO BAY-MESA | 35.2699 | MORRO BAY-CALIFORNIA FLATS SW STA | 230 | 46.1948
ETRAN_CIRC_HFTD_MILES.xlsx | KERN-MAGUNDEN | OH | 70 |  | 20.5938 | MORRO BAY-SAN LUIS OBISPO #1 | 16.0106 | MORRO BAY-DIABLO | 230 | 15.7766
ETRAN_CIRC_HFTD_MILES.xlsx | KERN-MAGUNDEN-WITCO | OH | 115 |  | 19.5661 | MORRO BAY-SAN LUIS OBISPO #2 | 16.0155 | MORRO BAY-MESA | 230 | 35.2699
ETRAN_CIRC_HFTD_MILES.xlsx | KERN-OLD RIVER #1 | OH | 70 |  | 11.9383 | MORRO BAY-SOLAR SW STA #1 | 45.5513 | MORRO BAY-SAN LUIS OBISPO #1 | 115 | 16.0106
ETRAN_CIRC_HFTD_MILES.xlsx | KERN-OLD RIVER #2 | OH | 70 |  | 23.0728 | MORRO BAY-SOLAR SW STA #2 | 45.5555 | MORRO BAY-SAN LUIS OBISPO #2 | 115 | 16.0155
ETRAN_CIRC_HFTD_MILES.xlsx | KERN-ROSEDALE | OH | 115 |  | 1.7671 | MORRO BAY-TEMPLETON | 16.4272 | MORRO BAY-SOLAR SW STA #1 | 230 | 45.5513
ETRAN_CIRC_HFTD_MILES.xlsx | KERN-TEVIS-STOCKDALE | OH | 115 |  | 15.948 | MOSS LANDING-COBURN | 64.031 | MORRO BAY-SOLAR SW STA #2 | 230 | 45.5555
ETRAN_CIRC_HFTD_MILES.xlsx | KERN-TEVIS-STOCKDALE-LAMONT | OH | 115 |  | 21.5231 | MOSS LANDING-CRAZY HORSE CANYON #1 | 10.5211 | MORRO BAY-TEMPLETON | 230 | 16.4272
ETRAN_CIRC_HFTD_MILES.xlsx | KERN-TEVIS-STOCKDALE (21KV) | OH | 115 |  | 3.706 | MOSS LANDING-CRAZY HORSE CANYON #2 | 10.5945 | MOSS LANDING-COBURN | 230 | 64.031
ETRAN_CIRC_HFTD_MILES.xlsx | KERN-WESTPARK #1 | OH | 115 |  | 3.8255 | MOSS LANDING-DEL MONTE #1 | 23.254 | MOSS LANDING-CRAZY HORSE CANYON #1 | 115 | 10.5211
ETRAN_CIRC_HFTD_MILES.xlsx | KERN-WESTPARK #2 | OH | 115 |  | 3.8147 | MOSS LANDING-DEL MONTE #2 | 23.2924 | MOSS LANDING-CRAZY HORSE CANYON #2 | 115 | 10.5945
ETRAN_CIRC_HFTD_MILES.xlsx | KERN CANYON-MAGUNDEN-WEEDPATCH | OH | 70 |  | 20.6925 | MOSS LANDING-GREEN VALLEY #1 | 14.224 | MOSS LANDING-DEL MONTE #1 | 115 | 23.254
ETRAN_CIRC_HFTD_MILES.xlsx | KERN OIL-DEXZEL | OH | 115 |  | 0.44131 | MOSS LANDING-GREEN VALLEY #2 | 14.2154 | MOSS LANDING-DEL MONTE #2 | 115 | 23.2924
ETRAN_CIRC_HFTD_MILES.xlsx | KERN OIL-WITCO | OH | 115 |  | 4.2041 | MOSS LANDING-LAS AGUILAS SW STA - 230 kV | 51.894 | MOSS LANDING-GREEN VALLEY #1 | 115 | 14.224
ETRAN_CIRC_HFTD_MILES.xlsx | KERNWATER TAP | OH | 115 |  | 0.6699 | MOSS LANDING-LOS BANOS | 51.3297 | MOSS LANDING-GREEN VALLEY #2 | 115 | 14.2154
ETRAN_CIRC_HFTD_MILES.xlsx | KESWICK-CASCADE | OH | 60 |  | 0.34151 | MOSS LANDING-METCALF | 34.9769 | MOSS LANDING-LAS AGUILAS SW STA - 230 kV | 230 | 51.894
ETRAN_CIRC_HFTD_MILES.xlsx | KESWICK-CASCADE | OH | 60 | Tier 2 - Elevated | 8.4595 | MOSS LANDING-SALINAS #1 | 11.9855 | MOSS LANDING-LOS BANOS | 500 | 51.3297
ETRAN_CIRC_HFTD_MILES.xlsx | KESWICK-CASCADE | OH | 60 | Tier 3 - Extreme | 0.55643 | MOSS LANDING-SALINAS #2 | 12.0253 | MOSS LANDING-METCALF | 500 | 34.9769
ETRAN_CIRC_HFTD_MILES.xlsx | KESWICK-TRINITY | OH | 60 |  | 1.3151 | MTN GATE JCT-CASCADE | 6.5682 | MOSS LANDING-SALINAS #1 | 115 | 11.9855
ETRAN_CIRC_HFTD_MILES.xlsx | KESWICK-TRINITY | OH | 60 | Tier 2 - Elevated | 23.625 | MTN GATE TAP | 0.70385 | MOSS LANDING-SALINAS #2 | 115 | 12.0253
ETRAN_CIRC_HFTD_MILES.xlsx | KESWICK-TRINITY | OH | 60 | Tier 3 - Extreme | 5.4713 | MTN QUARRIES TAP | 2.633 | MTN GATE JCT-CASCADE | 60 | 6.5682
ETRAN_CIRC_HFTD_MILES.xlsx | KETTLEMAN HILLS TAP | OH | 70 |  | 1.0154 | MTN VIEW-MONTA VISTA | 4.7967 | MTN GATE TAP | 60 | 0.70385
ETRAN_CIRC_HFTD_MILES.xlsx | KIFER-FMC | OH | 115 |  | 6.0173 | MULE CREEK TAP | 0.010873 | MTN QUARRIES TAP | 60 | 2.633
ETRAN_CIRC_HFTD_MILES.xlsx | KILARC-CEDAR CREEK | OH | 60 | Tier 3 - Extreme | 13.3333 | MUSTANG SW STA-GREGG | 45.4724 | MTN VIEW-MONTA VISTA | 115 | 4.7967
ETRAN_CIRC_HFTD_MILES.xlsx | KILARC-DESCHUTES | OH | 60 |  | 3.9372 | MUSTANG SW STA-MCCALL | 42.1051 | MULE CREEK TAP | 60 | 0.010873
ETRAN_CIRC_HFTD_MILES.xlsx | KILARC-DESCHUTES | OH | 60 | Tier 2 - Elevated | 22.6841 | MUSTANG TAP | 0.71463 | MUSTANG SW STA-GREGG | 230 | 45.4724
ETRAN_CIRC_HFTD_MILES.xlsx | KILARC-DESCHUTES | OH | 60 | Tier 3 - Extreme | 0.66731 | NARROWS #1 TAP | 2.646 | MUSTANG SW STA-MCCALL | 230 | 42.1051
ETRAN_CIRC_HFTD_MILES.xlsx | KILARC-VOLTA TIE | OH | 60 |  | 1.2718 | NARROWS #2 TAP | 3.0965 | MUSTANG TAP | 70 | 0.71463
ETRAN_CIRC_HFTD_MILES.xlsx | KILARC-VOLTA TIE | OH | 60 | Tier 2 - Elevated | 0.65868 | NAVY LAB TAP | 0.19241 | NARROWS #1 TAP | 60 | 2.646
ETRAN_CIRC_HFTD_MILES.xlsx | KING CITY-COBURN #1 | OH | 60 |  | 21.8918 | NEW HOGAN TAP | 2.33 | NARROWS #2 TAP | 60 | 3.0965
ETRAN_CIRC_HFTD_MILES.xlsx | KING CITY-COBURN #2 | OH | 60 |  | 15.7856 | NEWARK-AMES #1 | 8.3003 | NAVY LAB TAP | 60 | 0.19241
ETRAN_CIRC_HFTD_MILES.xlsx | KINGS RIVER-SANGER-REEDLEY | OH | 115 |  | 28.8467 | NEWARK-AMES #2 | 8.2822 | NEW HOGAN TAP | 60 | 2.33
ETRAN_CIRC_HFTD_MILES.xlsx | KINGS RIVER-SANGER-REEDLEY | OH | 115 | Tier 2 - Elevated | 14.5081 | NEWARK-AMES #3 | 8.2752 | NEWARK-AMES #1 | 115 | 8.3003
ETRAN_CIRC_HFTD_MILES.xlsx | KINGSBURG-CORCORAN #1 | OH | 115 |  | 27.4831 | NEWARK-AMES DISTRIBUTION | 8.2516 | NEWARK-AMES #2 | 115 | 8.2822
ETRAN_CIRC_HFTD_MILES.xlsx | KINGSBURG-LEMOORE | OH | 70 |  | 27.5802 | NEWARK-APPLIED MATERIALS | 11.3708 | NEWARK-AMES #3 | 115 | 8.2752
ETRAN_CIRC_HFTD_MILES.xlsx | KINGSBURG-WAUKENA SW STA | OH | 115 |  | 25.2617 | NEWARK-DECOTO | 6.2797 | NEWARK-AMES DISTRIBUTION | 115 | 8.2516
ETRAN_CIRC_HFTD_MILES.xlsx | KINGSBURG COGEN TAP | OH | 115 |  | 1.2248 | NEWARK-DIXON LANDING | 4.6906 | NEWARK-APPLIED MATERIALS | 115 | 11.3708
ETRAN_CIRC_HFTD_MILES.xlsx | KM GREEN TAP | OH | 115 | Tier 2 - Elevated | 0.19507 | NEWARK-FREMONT #1 | 3.7129 | NEWARK-DECOTO | 60 | 6.2797
ETRAN_CIRC_HFTD_MILES.xlsx | KONOCTI-EAGLE ROCK | OH | 60 |  | 1.8962 | NEWARK-FREMONT #2 | 3.7492 | NEWARK-DIXON LANDING | 115 | 4.6906
ETRAN_CIRC_HFTD_MILES.xlsx | KONOCTI-EAGLE ROCK | OH | 60 | Tier 2 - Elevated | 0.22875 | NEWARK-JARVIS #1 | 14.2503 | NEWARK-FREMONT #1 | 115 | 3.7129
ETRAN_CIRC_HFTD_MILES.xlsx | KONOCTI-EAGLE ROCK | OH | 60 | Tier 3 - Extreme | 7.5344 | NEWARK-JARVIS #2 | 14.4821 | NEWARK-FREMONT #2 | 115 | 3.7492
ETRAN_CIRC_HFTD_MILES.xlsx | KONOCTI-MIDDLETOWN | OH | 60 |  | 3.5851 | NEWARK-KIFER | 10.6055 | NEWARK-JARVIS #1 | 115 | 14.2503
ETRAN_CIRC_HFTD_MILES.xlsx | KONOCTI-MIDDLETOWN | OH | 60 | Tier 2 - Elevated | 15.4144 | NEWARK-LAWRENCE | 10.2493 | NEWARK-JARVIS #2 | 115 | 14.4821
ETRAN_CIRC_HFTD_MILES.xlsx | KONOCTI-MIDDLETOWN | OH | 60 | Tier 3 - Extreme | 0.86842 | NEWARK-LAWRENCE LAB | 12.2134 | NEWARK-KIFER | 115 | 10.6055
ETRAN_CIRC_HFTD_MILES.xlsx | KYOHO TAP | OH | 115 |  | 2.1991 | NEWARK-LIVERMORE | 19.0462 | NEWARK-LAWRENCE | 115 | 10.2493
ETRAN_CIRC_HFTD_MILES.xlsx | LAGUNA TAP | OH | 60 |  | 1.6802 | NEWARK-LOS ESTEROS | 5.6485 | NEWARK-LAWRENCE LAB | 115 | 12.2134
ETRAN_CIRC_HFTD_MILES.xlsx | LAGUNITAS TAP | OH | 60 |  | 0.59587 | NEWARK-MILPITAS #1 | 8.482 | NEWARK-LIVERMORE | 60 | 19.0462
ETRAN_CIRC_HFTD_MILES.xlsx | LAKEVILLE-IGNACIO #1 | OH | 230 |  | 14.6 | NEWARK-MILPITAS #2 | 10.3009 | NEWARK-LOS ESTEROS | 230 | 5.6485
ETRAN_CIRC_HFTD_MILES.xlsx | LAKEVILLE-IGNACIO #1 | OH | 230 | Tier 2 - Elevated | 0.88832 | NEWARK-NORTHERN RECEIVING STATION #1 | 8.757 | NEWARK-MILPITAS #1 | 115 | 8.482
ETRAN_CIRC_HFTD_MILES.xlsx | LAKEVILLE-IGNACIO #2 | OH | 230 |  | 13.8271 | NEWARK-NORTHERN RECEIVING STATION #2 | 8.6694 | NEWARK-MILPITAS #2 | 115 | 10.3009
ETRAN_CIRC_HFTD_MILES.xlsx | LAKEVILLE-IGNACIO #2 | OH | 230 | Tier 2 - Elevated | 0.70524 | NEWARK-NUMMI | 4.9384 | NEWARK-NORTHERN RECEIVING STATION #1 | 115 | 8.757
ETRAN_CIRC_HFTD_MILES.xlsx | LAKEVILLE-PETALUMA C | OH | 60 |  | 5.3624 | NEWARK-RAVENSWOOD | 8.9071 | NEWARK-NORTHERN RECEIVING STATION #2 | 115 | 8.6694
ETRAN_CIRC_HFTD_MILES.xlsx | LAKEVILLE-SOBRANTE #2 | OH | 230 |  | 36.8648 | NEWARK-SIERRA PAPERBOARD TAP | 0.28979 | NEWARK-NUMMI | 115 | 4.9384
ETRAN_CIRC_HFTD_MILES.xlsx | LAKEVILLE-SOBRANTE #2 | OH | 230 | Tier 2 - Elevated | 11.0226 | NEWARK-TRIMBLE | 12.3634 | NEWARK-RAVENSWOOD | 230 | 8.9071
ETRAN_CIRC_HFTD_MILES.xlsx | LAKEVILLE-SONOMA #1 | OH | 115 |  | 4.1459 | NEWARK-VALLECITOS | 12.3903 | NEWARK-SIERRA PAPERBOARD TAP | 60 | 0.28979
ETRAN_CIRC_HFTD_MILES.xlsx | LAKEVILLE-SONOMA #1 | OH | 115 | Tier 2 - Elevated | 2.5382 | NICOLAUS-CATLETT JCT | 24.6124 | NEWARK-TRIMBLE | 115 | 12.3634
ETRAN_CIRC_HFTD_MILES.xlsx | LAKEVILLE-SONOMA #2 | OH | 115 |  | 4.6416 | NICOLAUS-CATLETT JCT (12KV) | 14.1776 | NEWARK-VALLECITOS | 60 | 12.3903
ETRAN_CIRC_HFTD_MILES.xlsx | LAKEVILLE-SONOMA #2 | OH | 115 | Tier 2 - Elevated | 2.5404 | NICOLAUS-MARYSVILLE | 18.7351 | NICOLAUS-CATLETT JCT | 60 | 24.6124
ETRAN_CIRC_HFTD_MILES.xlsx | LAKEVILLE-TULUCAY | OH | 230 |  | 15.4206 | NICOLAUS-PLAINFIELD | 30.6331 | NICOLAUS-CATLETT JCT (12KV) | 60 | 14.1776
ETRAN_CIRC_HFTD_MILES.xlsx | LAKEVILLE-TULUCAY | OH | 230 | Tier 2 - Elevated | 1.7987 | NICOLAUS-WILKINS SLOUGH | 42.7246 | NICOLAUS-MARYSVILLE | 60 | 18.7351
ETRAN_CIRC_HFTD_MILES.xlsx | LAKEVILLE #1 | OH | 60 |  | 2.574 | NORTECH-NORTHERN RECEIVING STATION | 2.2125 | NICOLAUS-PLAINFIELD | 60 | 30.6331
ETRAN_CIRC_HFTD_MILES.xlsx | LAKEVILLE #1 | OH | 60 | Tier 2 - Elevated | 7.4225 | NORTH DUBLIN-CAYETANO | 3.0195 | NICOLAUS-WILKINS SLOUGH | 60 | 42.7246
ETRAN_CIRC_HFTD_MILES.xlsx | LAKEVILLE #1 | OH | 60 | Tier 3 - Extreme | 1.1641 | NORTH DUBLIN-VINEYARD | 3.023 | NORTECH-NORTHERN RECEIVING STATION | 115 | 2.2125
ETRAN_CIRC_HFTD_MILES.xlsx | LAKEVILLE #2 | OH | 60 |  | 15.4197 | NORTH TOWER-MARTINEZ JCT #1 (21KV) | 2.6057 | NORTH DUBLIN-CAYETANO | 230 | 3.0195
ETRAN_CIRC_HFTD_MILES.xlsx | LAKEVILLE #2 | OH | 60 | Tier 2 - Elevated | 6.2004 | NORTHERN RECEIVING STATION-SCOTT #1 | 2.0777 | NORTH DUBLIN-VINEYARD | 230 | 3.023
ETRAN_CIRC_HFTD_MILES.xlsx | LAKEWOOD-CLAYTON | OH | 115 |  | 4.3845 | NORTHERN RECEIVING STATION-SCOTT #2 | 1.982 | NORTH TOWER-MARTINEZ JCT #1 (21KV) | 115 | 2.6057
ETRAN_CIRC_HFTD_MILES.xlsx | LAKEWOOD-CLAYTON | OH | 115 | Tier 2 - Elevated | 1.1311 | NOTRE DAME-BUTTE | 2.0241 | NORTHERN RECEIVING STATION-SCOTT #1 | 115 | 2.0777
ETRAN_CIRC_HFTD_MILES.xlsx | LAKEWOOD-MEADOW LANE-CLAYTON | OH | 115 |  | 8.4166 | OAK PARK TAP | 0.8708 | NORTHERN RECEIVING STATION-SCOTT #2 | 115 | 1.982
ETRAN_CIRC_HFTD_MILES.xlsx | LAKEWOOD-MEADOW LANE-CLAYTON | OH | 115 | Tier 2 - Elevated | 1.1303 | OAKHURST TAP | 18.1588 | NOTRE DAME-BUTTE | 115 | 2.0241
ETRAN_CIRC_HFTD_MILES.xlsx | LAMBIE SW STA-BIRDS LANDING SW STA | OH | 230 |  | 7.035 | OAKLAND C-MARITIME | 2.3612 | OAK PARK TAP | 60 | 0.8708
ETRAN_CIRC_HFTD_MILES.xlsx | LAMMERS-KASSON | OH | 115 |  | 8.2313 | OAKLAND C-TURBINES | 0.194 | OAKHURST TAP | 115 | 18.1588
ETRAN_CIRC_HFTD_MILES.xlsx | LAMONT-GRIMMWAY MALAGA | OH | 115 |  | 3.5482 | OAKLAND J-GRANT | 7.4644 | OAKLAND C-MARITIME | 115 | 2.3612
ETRAN_CIRC_HFTD_MILES.xlsx | LAS AGUILAS SW STA-PANOCHE #1 | OH | 230 |  | 17.442 | OCEANO-CALLENDER SW STA | 4.2186 | OAKLAND C-TURBINES | 115 | 0.194
ETRAN_CIRC_HFTD_MILES.xlsx | LAS AGUILAS SW STA-PANOCHE #2 | OH | 230 |  | 17.4445 | OIL CITY TAP | 0.047649 | OAKLAND J-GRANT | 115 | 7.4644
ETRAN_CIRC_HFTD_MILES.xlsx | LAS GALLINAS-SAN RAFAEL | OH | 115 |  | 4.4585 | OILFIELDS-SALINAS RIVER | 1.4565 | OCEANO-CALLENDER SW STA | 115 | 4.2186
ETRAN_CIRC_HFTD_MILES.xlsx | LAS PALMAS TAP | OH | 115 |  | 0.85432 | OILFIELDS-SARGENT CANYON | 2.0209 | OIL CITY TAP | 70 | 0.047649
ETRAN_CIRC_HFTD_MILES.xlsx | LAS PERILLAS TAP | OH | 70 |  | 0.39218 | OLEUM-G #1 | 11.2891 | OILFIELDS-SALINAS RIVER | 60 | 1.4565
ETRAN_CIRC_HFTD_MILES.xlsx | LAS PLUMAS TAP | OH | 115 |  | 0.47684 | OLEUM-G #2 | 11.3021 | OILFIELDS-SARGENT CANYON | 60 | 2.0209
ETRAN_CIRC_HFTD_MILES.xlsx | LAS POSITAS-NEWARK | OH | 230 |  | 16.5893 | OLEUM-MARTINEZ | 10.5019 | OLEUM-G #1 | 115 | 11.2891
ETRAN_CIRC_HFTD_MILES.xlsx | LAS POSITAS-NEWARK | OH | 230 | Tier 2 - Elevated | 4.3359 | OLEUM-NORTH TOWER-CHRISTIE | 8.3115 | OLEUM-G #2 | 115 | 11.3021
ETRAN_CIRC_HFTD_MILES.xlsx | LAS POSITAS-VASCO | OH | 60 |  | 1.499 | OLEUM-UNOCAL #1 | 0.014938 | OLEUM-MARTINEZ | 115 | 10.5019
ETRAN_CIRC_HFTD_MILES.xlsx | LAURELES-OTTER | OH | 60 |  | 0.21143 | OLEUM-UNOCAL #2 | 0.048501 | OLEUM-NORTH TOWER-CHRISTIE | 115 | 8.3115
ETRAN_CIRC_HFTD_MILES.xlsx | LAURELES-OTTER | OH | 60 | Tier 2 - Elevated | 3.1182 | OLIVE SW STA-SMYRNA | 22.0847 | OLEUM-UNOCAL #1 | 115 | 0.014938
ETRAN_CIRC_HFTD_MILES.xlsx | LAURELES-OTTER | OH | 60 | Tier 3 - Extreme | 12.2264 | ORO FINO TAP | 1.3004 | OLEUM-UNOCAL #2 | 115 | 0.048501
ETRAN_CIRC_HFTD_MILES.xlsx | LAWRENCE-MONTA VISTA | OH | 115 |  | 9.5048 | ORO LOMA-CANAL #1 | 24.5567 | OLIVE SW STA-SMYRNA | 115 | 22.0847
ETRAN_CIRC_HFTD_MILES.xlsx | LAWRENCE LIVERMORE LAB #2 TAP | OH | 115 |  | 9.4135 | ORO LOMA-MENDOTA | 29.5848 | ORO FINO TAP | 60 | 1.3004
ETRAN_CIRC_HFTD_MILES.xlsx | LAYTONVILLE-COVELO | OH | 60 |  | 9.5003 | OWENS ILLINOIS TAP | 0.67866 | ORO LOMA-CANAL #1 | 70 | 24.5567
ETRAN_CIRC_HFTD_MILES.xlsx | LAYTONVILLE-COVELO | OH | 60 | Tier 2 - Elevated | 6.5925 | OXBOW TAP | 0.15039 | ORO LOMA-MENDOTA | 70 | 29.5848
ETRAN_CIRC_HFTD_MILES.xlsx | LAYTONVILLE-WILLITS | OH | 60 |  | 7.7195 | OXFORD TAP | 3.8687 | OWENS ILLINOIS TAP | 115 | 0.67866
ETRAN_CIRC_HFTD_MILES.xlsx | LAYTONVILLE-WILLITS | OH | 60 | Tier 2 - Elevated | 15.4213 | PACIFIC ETHANOL TAP | 0.67707 | OXBOW TAP | 60 | 0.15039
ETRAN_CIRC_HFTD_MILES.xlsx | LE GRAND-CHOWCHILLA | OH | 115 |  | 10.9407 | PACIFIC LUMBER (SCOTIA) TAP | 0.52485 | OXFORD TAP | 115 | 3.8687
ETRAN_CIRC_HFTD_MILES.xlsx | LE GRAND-DAIRYLAND | OH | 115 |  | 11.4022 | PACIFIC OROVILLE POWER TAP | 0.77621 | PACIFIC ETHANOL TAP | 60 | 0.67707
ETRAN_CIRC_HFTD_MILES.xlsx | LEE TAP | OH | 60 |  | 5.8542 | PADRE FLAT SW STA-PANOCHE | 33.5751 | PACIFIC LUMBER (SCOTIA) TAP | 60 | 0.52485
ETRAN_CIRC_HFTD_MILES.xlsx | LEPRINO FOODS-LEPRINO SW STA | OH | 115 |  | 6.4074 | PALERMO-BOGUE | 35.7381 | PACIFIC OROVILLE POWER TAP | 60 | 0.77621
ETRAN_CIRC_HFTD_MILES.xlsx | LEPRINO FOODS (TRACY) TAP | OH | 115 |  | 0.019646 | PALERMO-COLGATE | 29.6025 | PADRE FLAT SW STA-PANOCHE | 230 | 33.5751
ETRAN_CIRC_HFTD_MILES.xlsx | LEPRINO SW STA-GWF HANFORD SW STA | OH | 115 |  | 12.3808 | PALERMO-NICOLAUS | 41.1802 | PALERMO-BOGUE | 115 | 35.7381
ETRAN_CIRC_HFTD_MILES.xlsx | LEPRINO SW STA-HENRIETTA PV | OH | 115 |  | 0.060228 | PALERMO-OROVILLE #1 | 6.9667 | PALERMO-COLGATE | 230 | 29.6025
ETRAN_CIRC_HFTD_MILES.xlsx | LEPRINO TAP | OH | 70 |  | 0.47419 | PALERMO-OROVILLE #2 | 10.1333 | PALERMO-NICOLAUS | 115 | 41.1802
ETRAN_CIRC_HFTD_MILES.xlsx | LERDO-FAMOSO | OH | 115 |  | 13.4471 | PALERMO-PEASE | 26.5263 | PALERMO-OROVILLE #1 | 60 | 6.9667
ETRAN_CIRC_HFTD_MILES.xlsx | LERDO-KERN OIL-7TH STANDARD | OH | 115 |  | 16.3544 | PALERMO-WYANDOTTE | 5.3022 | PALERMO-OROVILLE #2 | 60 | 10.1333
ETRAN_CIRC_HFTD_MILES.xlsx | LIGHTNER TAP | OH | 70 |  | 3.0558 | PANOCHE-CAL PEAK-STARWOOD | 0.098951 | PALERMO-PEASE | 115 | 26.5263
ETRAN_CIRC_HFTD_MILES.xlsx | LINCOLN-PLEASANT GROVE | OH | 115 |  | 7.3841 | PANOCHE-EXCELSIOR SW STA #1 | 28.5004 | PALERMO-WYANDOTTE | 115 | 5.3022
ETRAN_CIRC_HFTD_MILES.xlsx | LINDE TAP | OH | 115 |  | 0.61839 | PANOCHE-EXCELSIOR SW STA #2 | 28.5002 | PANOCHE-CAL PEAK-STARWOOD | 115 | 0.098951
ETRAN_CIRC_HFTD_MILES.xlsx | LIVE OAK-KERN OIL | OH | 115 |  | 4.3967 | PANOCHE-MENDOTA | 10.0834 | PANOCHE-EXCELSIOR SW STA #1 | 115 | 28.5004
ETRAN_CIRC_HFTD_MILES.xlsx | LIVE OAK TAP | OH | 115 |  | 3.9715 | PANOCHE-ORO LOMA | 18.9556 | PANOCHE-EXCELSIOR SW STA #2 | 115 | 28.5002
ETRAN_CIRC_HFTD_MILES.xlsx | LIVERMORE-LAS POSITAS | OH | 60 |  | 3.6308 | PANOCHE-PANOCHE ENERGY CENTER | 0.093805 | PANOCHE-MENDOTA | 115 | 10.0834
ETRAN_CIRC_HFTD_MILES.xlsx | LIVINGSTON-LIVINGSTON JCT | OH | 70 |  | 23.3601 | PANOCHE-TRANQUILLITY SW STA #1 | 12.1427 | PANOCHE-ORO LOMA | 115 | 18.9556
ETRAN_CIRC_HFTD_MILES.xlsx | LLAGAS-GILROY FOODS | OH | 115 |  | 1.98 | PANOCHE-TRANQUILLITY SW STA #2 | 12.1358 | PANOCHE-PANOCHE ENERGY CENTER | 230 | 0.093805
ETRAN_CIRC_HFTD_MILES.xlsx | LLAGAS-HOLLISTER | OH | 115 |  | 21.5582 | PARADISE-BUTTE | 13.5759 | PANOCHE-TRANQUILLITY SW STA #1 | 230 | 12.1427
ETRAN_CIRC_HFTD_MILES.xlsx | LOCKEFORD-BELLOTA | OH | 230 |  | 12.3242 | PARADISE-TABLE MTN | 33.721 | PANOCHE-TRANQUILLITY SW STA #2 | 230 | 12.1358
ETRAN_CIRC_HFTD_MILES.xlsx | LOCKEFORD-INDUSTRIAL | OH | 60 |  | 6.0307 | PARAMOUNT FARMS TAP | 0.56848 | PARADISE-BUTTE | 115 | 13.5759
ETRAN_CIRC_HFTD_MILES.xlsx | LOCKEFORD-LODI #2 | OH | 60 |  | 9.5211 | PARDEE #1 TAP | 4.326 | PARADISE-TABLE MTN | 115 | 33.721
ETRAN_CIRC_HFTD_MILES.xlsx | LOCKEFORD-LODI #3 | OH | 60 |  | 15.424 | PARDEE #2 TAP | 0.085588 | PARAMOUNT FARMS TAP | 115 | 0.56848
ETRAN_CIRC_HFTD_MILES.xlsx | LOCKEFORD #1 | OH | 60 |  | 12.8532 | PARKWAY-MORAGA | 23.6382 | PARDEE #1 TAP | 60 | 4.326
ETRAN_CIRC_HFTD_MILES.xlsx | LOCKHEED #1 TAP | OH | 115 |  | 1.7231 | PASO ROBLES-TEMPLETON | 4.8956 | PARDEE #2 TAP | 60 | 0.085588
ETRAN_CIRC_HFTD_MILES.xlsx | LOCKHEED #2 TAP | OH | 115 |  | 1.2795 | PEABODY-BIRDS LANDING SW STA | 19.8516 | PARKWAY-MORAGA | 230 | 23.6382
ETRAN_CIRC_HFTD_MILES.xlsx | LODI-INDUSTRIAL | OH | 60 |  | 0.98126 | PEACHTON-PEASE | 16.3422 | PASO ROBLES-TEMPLETON | 70 | 4.8956
ETRAN_CIRC_HFTD_MILES.xlsx | LODI STIG-EIGHT MILE ROAD | OH | 230 |  | 2.1754 | PEASE-HARTER | 15.88 | PEABODY-BIRDS LANDING SW STA | 230 | 19.8516
ETRAN_CIRC_HFTD_MILES.xlsx | LONE STAR TAP | OH | 60 |  | 0.42383 | PEASE-MARYSVILLE-HARTER | 10.3054 | PEACHTON-PEASE | 60 | 16.3422
ETRAN_CIRC_HFTD_MILES.xlsx | LONE STAR TAP | OH | 60 | Tier 2 - Elevated | 0.75827 | PEASE-RIO OSO | 27.6133 | PEASE-HARTER | 60 | 15.88
ETRAN_CIRC_HFTD_MILES.xlsx | LOS BANOS-DOS AMIGOS | OH | 230 |  | 14.3111 | PENN ZIER TAP | 4.9932 | PEASE-MARYSVILLE-HARTER | 60 | 10.3054
ETRAN_CIRC_HFTD_MILES.xlsx | LOS BANOS-GATES #1 | OH | 500 |  | 80.854 | PENNGROVE SUB TAP | 0.80623 | PEASE-RIO OSO | 115 | 27.6133
ETRAN_CIRC_HFTD_MILES.xlsx | LOS BANOS-LIVINGSTON JCT-CANAL | OH | 70 |  | 14.2939 | PENTLAND TAP | 0.55001 | PENN ZIER TAP | 70 | 4.9932
ETRAN_CIRC_HFTD_MILES.xlsx | LOS BANOS-MERCY SPRINGS SW STA | OH | 70 |  | 14.7325 | PEORIA TAP | 0.8477 | PENNGROVE SUB TAP | 115 | 0.80623
ETRAN_CIRC_HFTD_MILES.xlsx | LOS BANOS-MIDWAY #2 | OH | 500 |  | 144.8198 | PERMANENTE #1 TAP | 0.31463 | PENTLAND TAP | 70 | 0.55001
ETRAN_CIRC_HFTD_MILES.xlsx | LOS BANOS-O'NEILL PGP | OH | 70 |  | 3.8751 | PERMANENTE #2 TAP | 0.50842 | PEORIA TAP | 115 | 0.8477
ETRAN_CIRC_HFTD_MILES.xlsx | LOS BANOS-PACHECO | OH | 70 |  | 20.7799 | PHILO JCT-ELK | 37.251 | PERMANENTE #1 TAP | 60 | 0.31463
ETRAN_CIRC_HFTD_MILES.xlsx | LOS BANOS-PADRE FLAT SW STA | OH | 230 |  | 3.6895 | PIERCY-METCALF | 4.7218 | PERMANENTE #2 TAP | 60 | 0.50842
ETRAN_CIRC_HFTD_MILES.xlsx | LOS BANOS-PANOCHE #2 | OH | 230 |  | 37.1258 | PINE GROVE TAP | 2.6689 | PHILO JCT-ELK | 60 | 37.251
ETRAN_CIRC_HFTD_MILES.xlsx | LOS BANOS-QUINTO SW STA | OH | 230 |  | 12.0631 | PIT #1-COTTONWOOD | 59.7517 | PIERCY-METCALF | 115 | 4.7218
ETRAN_CIRC_HFTD_MILES.xlsx | LOS BANOS-SAN LUIS PUMPS #2 | OH | 230 |  | 3.4313 | PIT #1-HAT CREEK #2-BURNEY | 12.959 | PINE GROVE TAP | 60 | 2.6689
ETRAN_CIRC_HFTD_MILES.xlsx | LOS COCHES TAP | OH | 60 |  | 1.3428 | PIT #1-MCARTHUR | 7.3002 | PIT #1-COTTONWOOD | 230 | 59.7517
ETRAN_CIRC_HFTD_MILES.xlsx | LOS ESTEROS-AGNEW | OH | 115 |  | 1.3745 | PIT #3-CARBERRY SW STA | 10.9081 | PIT #1-HAT CREEK #2-BURNEY | 60 | 12.959
ETRAN_CIRC_HFTD_MILES.xlsx | LOS ESTEROS-METCALF | OH | 230 |  | 11.0213 | PIT #3-PIT #1 | 22.6854 | PIT #1-MCARTHUR | 60 | 7.3002
ETRAN_CIRC_HFTD_MILES.xlsx | LOS ESTEROS-METCALF | OH | 230 | Tier 2 - Elevated | 26.2664 | PIT #4 TAP | 7.0302 | PIT #3-CARBERRY SW STA | 230 | 10.9081
ETRAN_CIRC_HFTD_MILES.xlsx | LOS ESTEROS-MONTAGUE | OH | 115 |  | 4.6368 | PIT #5-ROUND MTN #1 | 13.1235 | PIT #3-PIT #1 | 230 | 22.6854
ETRAN_CIRC_HFTD_MILES.xlsx | LOS ESTEROS-NORTECH | OH | 115 |  | 1.9839 | PIT #5-ROUND MTN #2 | 13.1072 | PIT #4 TAP | 230 | 7.0302
ETRAN_CIRC_HFTD_MILES.xlsx | LOS ESTEROS-TRIMBLE | OH | 115 |  | 3.7335 | PIT #6 JCT-ROUND MTN | 8.153 | PIT #5-ROUND MTN #1 | 230 | 13.1235
ETRAN_CIRC_HFTD_MILES.xlsx | LOST HILLS TAP | OH | 70 |  | 2.8866 | PIT #6 TAP | 3.4294 | PIT #5-ROUND MTN #2 | 230 | 13.1072
ETRAN_CIRC_HFTD_MILES.xlsx | LOUISIANA PACIFIC (OROVILLE) TAP | OH | 60 |  | 0.16146 | PIT #7 TAP | 3.5899 | PIT #6 JCT-ROUND MTN | 230 | 8.153
ETRAN_CIRC_HFTD_MILES.xlsx | LOWER LAKE-HOMESTAKE | OH | 115 |  | 0.75417 | PITTSBURG #1 TAP (NO FLY) | 1.1517 | PIT #6 TAP | 230 | 3.4294
ETRAN_CIRC_HFTD_MILES.xlsx | LOWER LAKE-HOMESTAKE | OH | 115 | Tier 2 - Elevated | 15.3626 | PITTSBURG #2 TAP | 1.1863 | PIT #7 TAP | 230 | 3.5899
ETRAN_CIRC_HFTD_MILES.xlsx | LP FLAKEBOARD TAP | OH | 60 |  | 0.50843 | PITTSBURG-CLAYTON #1 | 16.8196 | PITTSBURG #1 TAP (NO FLY) | 60 | 1.1517
ETRAN_CIRC_HFTD_MILES.xlsx | LUCERNE #1 TAP | OH | 115 | Tier 2 - Elevated | 0.23337 | PITTSBURG-COLUMBIA STEEL | 9.233 | PITTSBURG #2 TAP | 60 | 1.1863
ETRAN_CIRC_HFTD_MILES.xlsx | LUCERNE #2 TAP | OH | 115 | Tier 2 - Elevated | 0.22513 | PITTSBURG-EASTSHORE | 34.9158 | PITTSBURG-CLAYTON #1 | 115 | 16.8196
ETRAN_CIRC_HFTD_MILES.xlsx | LYOTH TAP | OH | 60 |  | 1.3357 | PITTSBURG-KIRKER-COLUMBIA STEEL | 9.2572 | PITTSBURG-COLUMBIA STEEL | 115 | 9.233
ETRAN_CIRC_HFTD_MILES.xlsx | MABURY TAP | OH | 115 |  | 2.8055 | PITTSBURG-LOS MEDANOS #1 | 0.54406 | PITTSBURG-EASTSHORE | 230 | 34.9158
ETRAN_CIRC_HFTD_MILES.xlsx | MADISON-VACA | OH | 115 |  | 20.1559 | PITTSBURG-LOS MEDANOS #2 | 0.54255 | PITTSBURG-KIRKER-COLUMBIA STEEL | 115 | 9.2572
ETRAN_CIRC_HFTD_MILES.xlsx | MADISON-VACA | OH | 115 | Tier 2 - Elevated | 2.8369 | PITTSBURG-MARTINEZ #1 | 17.2266 | PITTSBURG-LOS MEDANOS #1 | 115 | 0.54406
ETRAN_CIRC_HFTD_MILES.xlsx | MALACHA TAP | OH | 230 | Tier 2 - Elevated | 0.12499 | PITTSBURG-MARTINEZ #2 | 15.8288 | PITTSBURG-LOS MEDANOS #2 | 115 | 0.54255
ETRAN_CIRC_HFTD_MILES.xlsx | MALAGA-KRCD | OH | 115 |  | 0.98951 | PITTSBURG-SAN MATEO | 47.3987 | PITTSBURG-MARTINEZ #1 | 115 | 17.2266
ETRAN_CIRC_HFTD_MILES.xlsx | MALIN-ROUND MTN #2 | OH | 500 | Tier 2 - Elevated | 46.8984 | PITTSBURG-SAN RAMON | 21.6554 | PITTSBURG-MARTINEZ #2 | 115 | 15.8288
ETRAN_CIRC_HFTD_MILES.xlsx | MANCHESTER-AIRWAYS-SANGER | OH | 115 |  | 15.0709 | PITTSBURG-TASSAJARA | 17.3617 | PITTSBURG-SAN MATEO | 230 | 47.3987
ETRAN_CIRC_HFTD_MILES.xlsx | MANTECA-LOUISE | OH | 60 |  | 12.532 | PITTSBURG-TESLA #1 | 31.3456 | PITTSBURG-SAN RAMON | 230 | 21.6554
ETRAN_CIRC_HFTD_MILES.xlsx | MANTECA-VIERRA | OH | 115 |  | 3.9787 | PITTSBURG-TESLA #2 | 31.3194 | PITTSBURG-TASSAJARA | 230 | 17.3617
ETRAN_CIRC_HFTD_MILES.xlsx | MANTECA #1 | OH | 60 |  | 34.5272 | PITTSBURG-TESORO | 11.2725 | PITTSBURG-TESLA #1 | 230 | 31.3456
ETRAN_CIRC_HFTD_MILES.xlsx | MANVILLE TAP | OH | 115 |  | 2.8043 | PITTSBURG-TIDEWATER | 11.2668 | PITTSBURG-TESLA #2 | 230 | 31.3194
ETRAN_CIRC_HFTD_MILES.xlsx | MANVILLE TAP | OH | 115 | Tier 2 - Elevated | 2.7327 | PLACER-DEL MAR | 10.8099 | PITTSBURG-TESORO | 230 | 11.2725
ETRAN_CIRC_HFTD_MILES.xlsx | MAPLE CREEK-HOOPA | OH | 60 |  | 4.2178 | PLACER-GOLD HILL #1 | 20.6661 | PITTSBURG-TIDEWATER | 230 | 11.2668
ETRAN_CIRC_HFTD_MILES.xlsx | MAPLE CREEK-HOOPA | OH | 60 | Tier 2 - Elevated | 11.3784 | PLACER-GOLD HILL #2 | 20.6711 | PLACER-DEL MAR | 60 | 10.8099
ETRAN_CIRC_HFTD_MILES.xlsx | MAPLE CREEK-HOOPA | OH | 60 | Tier 3 - Extreme | 13.5336 | PLUMAS-SIERRA TAP | 0.75171 | PLACER-GOLD HILL #1 | 115 | 20.6661
ETRAN_CIRC_HFTD_MILES.xlsx | MARICOPA-COPUS | OH | 70 |  | 7.8591 | POE-RIO OSO | 56.0904 | PLACER-GOLD HILL #2 | 115 | 20.6711
ETRAN_CIRC_HFTD_MILES.xlsx | MARSH TAP | OH | 60 |  | 3.9735 | PORT COSTA BRICK TAP | 1.8907 | PLUMAS-SIERRA TAP | 60 | 0.75171
ETRAN_CIRC_HFTD_MILES.xlsx | MARTIN-DALY CITY #1 | OH | 115 |  | 3.9264 | POST OFFICE TAP | 0.75217 | POE-RIO OSO | 230 | 56.0904
ETRAN_CIRC_HFTD_MILES.xlsx | MARTIN-DALY CITY #2 | OH | 115 |  | 3.9311 | POTTER VALLEY-MENDOCINO | 10.9416 | PORT COSTA BRICK TAP | 60 | 1.8907
ETRAN_CIRC_HFTD_MILES.xlsx | MARTIN-EAST GRAND | OH | 115 |  | 3.9568 | POTTER VALLEY-WILLITS | 13.1582 | POST OFFICE TAP | 115 | 0.75217
ETRAN_CIRC_HFTD_MILES.xlsx | MARTIN-MILLBRAE #1 | OH | 115 |  | 7.2769 | PSE MCKITTRICK TAP | 5.2117 | POTTER VALLEY-MENDOCINO | 60 | 10.9416
ETRAN_CIRC_HFTD_MILES.xlsx | MARTIN-SF AIRPORT | OH | 115 |  | 5.4329 | P-X #2 | 0.27955 | POTTER VALLEY-WILLITS | 60 | 13.1582
ETRAN_CIRC_HFTD_MILES.xlsx | MARTIN-SNEATH LANE | OH | 60 |  | 6.3987 | QUEBEC TAP | 4.3465 | PSE MCKITTRICK TAP | 115 | 5.2117
ETRAN_CIRC_HFTD_MILES.xlsx | MARTIN-SNEATH LANE | OH | 60 | Tier 2 - Elevated | 0.79373 | QUINTO SW STA-WESTLEY | 57.5511 | P-X #2 | 115 | 0.27955
ETRAN_CIRC_HFTD_MILES.xlsx | MARTINEZ-SOBRANTE | OH | 115 |  | 2.7909 | RACETRACK TAP | 3.5478 | QUEBEC TAP | 115 | 4.3465
ETRAN_CIRC_HFTD_MILES.xlsx | MARTINEZ-SOBRANTE | OH | 115 | Tier 2 - Elevated | 13.6069 | RADUM-LIVERMORE | 4.659 | QUINTO SW STA-WESTLEY | 230 | 57.5511
ETRAN_CIRC_HFTD_MILES.xlsx | MCCALL-KINGSBURG #1 | OH | 115 |  | 11.6462 | RADUM-VALLECITOS | 10.6217 | RACETRACK TAP | 115 | 3.5478
ETRAN_CIRC_HFTD_MILES.xlsx | MCCALL-KINGSBURG #2 | OH | 115 |  | 11.5677 | RAINBOW TAP | 2.5875 | RADUM-LIVERMORE | 60 | 4.659
ETRAN_CIRC_HFTD_MILES.xlsx | MCCALL-MALAGA | OH | 115 |  | 10.9613 | RALPH TAP | 0.058227 | RADUM-VALLECITOS | 60 | 10.6217
ETRAN_CIRC_HFTD_MILES.xlsx | MCCALL-REEDLEY | OH | 115 |  | 15.2029 | RANCHERS COTTON TAP | 2.0952 | RAINBOW TAP | 115 | 2.5875
ETRAN_CIRC_HFTD_MILES.xlsx | MCCALL-SANGER #1 | OH | 115 |  | 9.2254 | RANCHO SECO-BELLOTA #1 | 27.3879 | RALPH TAP | 230 | 0.058227
ETRAN_CIRC_HFTD_MILES.xlsx | MCCALL-SANGER #2 | OH | 115 |  | 9.2042 | RANCHO SECO-BELLOTA #2 | 27.3635 | RANCHERS COTTON TAP | 115 | 2.0952
ETRAN_CIRC_HFTD_MILES.xlsx | MCCALL-SANGER #3 | OH | 115 |  | 8.3006 | RAVENSWOOD-AMES #1 | 7.0737 | RANCHO SECO-BELLOTA #1 | 230 | 27.3879
ETRAN_CIRC_HFTD_MILES.xlsx | MCCALL-WEST FRESNO #2 | OH | 115 |  | 19.608 | RAVENSWOOD-AMES #2 | 7.0856 | RANCHO SECO-BELLOTA #2 | 230 | 27.3635
ETRAN_CIRC_HFTD_MILES.xlsx | MCDONALD TAP | OH | 60 |  | 5.8803 | RAVENSWOOD-BAIR #1 | 7.4274 | RAVENSWOOD-AMES #1 | 115 | 7.0737
ETRAN_CIRC_HFTD_MILES.xlsx | MCFARLAND TAP | OH | 70 |  | 5.9872 | RAVENSWOOD-BAIR #2 | 11.2877 | RAVENSWOOD-AMES #2 | 115 | 7.0856
ETRAN_CIRC_HFTD_MILES.xlsx | MCKEE-PIERCY | OH | 115 |  | 7.7499 | RAVENSWOOD-COOLEY LANDING #1 | 1.6171 | RAVENSWOOD-BAIR #1 | 115 | 7.4274
ETRAN_CIRC_HFTD_MILES.xlsx | MCSWAIN TAP | OH | 70 |  | 0.80066 | RAVENSWOOD-COOLEY LANDING #2 | 1.6192 | RAVENSWOOD-BAIR #2 | 115 | 11.2877
ETRAN_CIRC_HFTD_MILES.xlsx | MCSWAIN TAP | OH | 70 | Tier 2 - Elevated | 0.56845 | RAVENSWOOD-PALO ALTO #1 | 4.2705 | RAVENSWOOD-COOLEY LANDING #1 | 115 | 1.6171
ETRAN_CIRC_HFTD_MILES.xlsx | MELONES-CURTIS | OH | 115 |  | 0.73294 | RAVENSWOOD-PALO ALTO #2 | 4.2636 | RAVENSWOOD-COOLEY LANDING #2 | 115 | 1.6192
ETRAN_CIRC_HFTD_MILES.xlsx | MELONES-CURTIS | OH | 115 | Tier 2 - Elevated | 14.0696 | RAVENSWOOD-SAN MATEO | 12.0381 | RAVENSWOOD-PALO ALTO #1 | 115 | 4.2705
ETRAN_CIRC_HFTD_MILES.xlsx | MELONES-RACETRACK | OH | 115 | Tier 2 - Elevated | 10.2006 | RAVENSWOOD-SAN MATEO #1 | 11.8906 | RAVENSWOOD-PALO ALTO #2 | 115 | 4.2636
ETRAN_CIRC_HFTD_MILES.xlsx | MELONES-WILSON | OH | 230 |  | 56.3766 | RAVENSWOOD-SAN MATEO #2 | 11.8811 | RAVENSWOOD-SAN MATEO | 115 | 12.0381
ETRAN_CIRC_HFTD_MILES.xlsx | MELONES-WILSON | OH | 230 | Tier 2 - Elevated | 5.2335 | RED BANK TAP | 0.68118 | RAVENSWOOD-SAN MATEO #1 | 230 | 11.8906
ETRAN_CIRC_HFTD_MILES.xlsx | MENDOCINO-HARTLEY | OH | 60 |  | 1.4044 | REEDLEY-DINUBA #1 | 7.7007 | RAVENSWOOD-SAN MATEO #2 | 230 | 11.8811
ETRAN_CIRC_HFTD_MILES.xlsx | MENDOCINO-HARTLEY | OH | 60 | Tier 2 - Elevated | 21.761 | REEDLEY-OROSI | 10.8873 | RED BANK TAP | 60 | 0.68118
ETRAN_CIRC_HFTD_MILES.xlsx | MENDOCINO-PHILO JCT-HOPLAND | OH | 60 |  | 6.3872 | RESERVE OIL TAP | 0.57923 | REEDLEY-DINUBA #1 | 70 | 7.7007
ETRAN_CIRC_HFTD_MILES.xlsx | MENDOCINO-PHILO JCT-HOPLAND | OH | 60 | Tier 2 - Elevated | 17.1012 | RINCON #1 TAP | 0.56915 | REEDLEY-OROSI | 70 | 10.8873
ETRAN_CIRC_HFTD_MILES.xlsx | MENDOCINO-REDBUD | OH | 115 |  | 2.2188 | RINCON #2 TAP | 0.55054 | RESERVE OIL TAP | 70 | 0.57923
ETRAN_CIRC_HFTD_MILES.xlsx | MENDOCINO-REDBUD | OH | 115 | Tier 2 - Elevated | 32.6134 | RIO BRAVO (FRESNO) TAP | 0.32204 | RINCON #1 TAP | 115 | 0.56915
ETRAN_CIRC_HFTD_MILES.xlsx | MENDOCINO-UKIAH | OH | 115 |  | 2.3405 | RIO BRAVO (ROCKLIN) TAP | 0.40369 | RINCON #2 TAP | 115 | 0.55054
ETRAN_CIRC_HFTD_MILES.xlsx | MENDOCINO-UKIAH | OH | 115 | Tier 2 - Elevated | 7.4892 | RIO BRAVO HYDRO | 0.23957 | RIO BRAVO (FRESNO) TAP | 115 | 0.32204
ETRAN_CIRC_HFTD_MILES.xlsx | MENDOCINO-WILLITS | OH | 60 |  | 2.4202 | RIO BRAVO TOMATO TAP | 0.43299 | RIO BRAVO (ROCKLIN) TAP | 115 | 0.40369
ETRAN_CIRC_HFTD_MILES.xlsx | MENDOCINO-WILLITS | OH | 60 | Tier 2 - Elevated | 8.3266 | RIO BRAVO-KERN OIL | 7.2843 | RIO BRAVO HYDRO | 70 | 0.23957
ETRAN_CIRC_HFTD_MILES.xlsx | MENDOCINO-WILLITS | OH | 60 | Tier 3 - Extreme | 3.7699 | RIO DELL JCT-BRIDGEVILLE | 21.2512 | RIO BRAVO TOMATO TAP | 115 | 0.43299
ETRAN_CIRC_HFTD_MILES.xlsx | MENDOCINO-WILLITS-FORT BRAGG | OH | 60 |  | 3.2289 | RIO DELL TAP | 5.3633 | RIO BRAVO-KERN OIL | 115 | 7.2843
ETRAN_CIRC_HFTD_MILES.xlsx | MENDOCINO-WILLITS-FORT BRAGG | OH | 60 | Tier 2 - Elevated | 36.7634 | RIO OSO-ATLANTIC | 17.6842 | RIO DELL JCT-BRIDGEVILLE | 60 | 21.2512
ETRAN_CIRC_HFTD_MILES.xlsx | MENDOCINO-WILLITS-FORT BRAGG | OH | 60 | Tier 3 - Extreme | 3.7819 | RIO OSO-BRIGHTON | 27.1743 | RIO DELL TAP | 60 | 5.3633
ETRAN_CIRC_HFTD_MILES.xlsx | MENDOCINO #1 | OH | 60 |  | 0.2409 | RIO OSO-GOLD HILL | 28.6349 | RIO OSO-ATLANTIC | 230 | 17.6842
ETRAN_CIRC_HFTD_MILES.xlsx | MENDOCINO #1 | OH | 60 | Tier 2 - Elevated | 7.2354 | RIO OSO-LINCOLN | 11.0238 | RIO OSO-BRIGHTON | 230 | 27.1743
ETRAN_CIRC_HFTD_MILES.xlsx | MENDOTA-NORTH STAR SOLAR | OH | 115 |  | 0.031475 | RIO OSO-NICOLAUS | 5.3922 | RIO OSO-GOLD HILL | 230 | 28.6349
ETRAN_CIRC_HFTD_MILES.xlsx | MENDOTA-SAN JOAQUIN-HELM | OH | 70 |  | 23.5956 | RIO OSO-WEST SACRAMENTO | 43.5554 | RIO OSO-LINCOLN | 115 | 11.0238
ETRAN_CIRC_HFTD_MILES.xlsx | MENDOTA BIOMASS TAP | OH | 70 |  | 3.8447 | RIO OSO-WOODLAND #1 | 45.2452 | RIO OSO-NICOLAUS | 115 | 5.3922
ETRAN_CIRC_HFTD_MILES.xlsx | MENLO TAP | OH | 60 |  | 0.36201 | RIO OSO-WOODLAND #2 | 53.3572 | RIO OSO-WEST SACRAMENTO | 115 | 43.5554
ETRAN_CIRC_HFTD_MILES.xlsx | MERCED-MERCED FALLS | OH | 70 |  | 20.9268 | RIPON-MANTECA | 9.1353 | RIO OSO-WOODLAND #1 | 115 | 45.2452
ETRAN_CIRC_HFTD_MILES.xlsx | MERCED #1 | OH | 70 |  | 39.8831 | RIVER ROCK TAP | 1.2068 | RIO OSO-WOODLAND #2 | 115 | 53.3572
ETRAN_CIRC_HFTD_MILES.xlsx | MERCED FALLS-EXCHEQUER | OH | 70 |  | 2.1739 | RIVERBANK JCT SW STA-RIPON | 18.0031 | RIPON-MANTECA | 115 | 9.1353
ETRAN_CIRC_HFTD_MILES.xlsx | MERCED FALLS-EXCHEQUER | OH | 70 | Tier 2 - Elevated | 4.3343 | ROBERTSON TAP | 0.82185 | RIVER ROCK TAP | 70 | 1.2068
ETRAN_CIRC_HFTD_MILES.xlsx | MERCY SPRINGS SW STA-CANAL-ORO LOMA | OH | 70 |  | 23.3187 | ROCK CREEK-POE | 26.9837 | RIVERBANK JCT SW STA-RIPON | 115 | 18.0031
ETRAN_CIRC_HFTD_MILES.xlsx | MESA-DIVIDE #1 | OH | 115 |  | 14.708 | ROLLINS TAP | 0.7306 | ROBERTSON TAP | 60 | 0.82185
ETRAN_CIRC_HFTD_MILES.xlsx | MESA-DIVIDE #2 | OH | 115 |  | 14.7201 | ROSE TAP | 0.30661 | ROCK CREEK-POE | 230 | 26.9837
ETRAN_CIRC_HFTD_MILES.xlsx | MESA-SANTA MARIA | OH | 115 |  | 4.2881 | ROSSMOOR #1 TAP | 0.68899 | ROLLINS TAP | 60 | 0.7306
ETRAN_CIRC_HFTD_MILES.xlsx | MESA-SANTA MARIA | OH | 115 | Tier 2 - Elevated | 0.071665 | ROSSMOOR #2 TAP | 0.65982 | ROSE TAP | 70 | 0.30661
ETRAN_CIRC_HFTD_MILES.xlsx | MESA-SISQUOC | OH | 115 |  | 16.5522 | ROUGH & READY TAP | 0.9457 | ROSSMOOR #1 TAP | 230 | 0.68899
ETRAN_CIRC_HFTD_MILES.xlsx | MESA-SISQUOC | OH | 115 | Tier 2 - Elevated | 1.0517 | ROUND MTN-COTTONWOOD #2 | 33.6669 | ROSSMOOR #2 TAP | 230 | 0.65982
ETRAN_CIRC_HFTD_MILES.xlsx | METCALF-COYOTE PUMPING PLANT | OH | 115 |  | 7.8569 | ROUND MTN-COTTONWOOD #3 | 33.3564 | ROUGH & READY TAP | 60 | 0.9457
ETRAN_CIRC_HFTD_MILES.xlsx | METCALF-EDENVALE #1 | OH | 115 |  | 4.4388 | ROUND MTN-TABLE MTN #1 | 89.0297 | ROUND MTN-COTTONWOOD #2 | 230 | 33.6669
ETRAN_CIRC_HFTD_MILES.xlsx | METCALF-EDENVALE #1 | OH | 115 | Tier 2 - Elevated | 1.2918 | ROUND MTN-TABLE MTN #2 | 89.0227 | ROUND MTN-COTTONWOOD #3 | 230 | 33.3564
ETRAN_CIRC_HFTD_MILES.xlsx | METCALF-EDENVALE #2 | OH | 115 |  | 4.3069 | RUSSELL CITY ENERGY CENTER-EASTSHORE #1 | 1.1947 | ROUND MTN-TABLE MTN #1 | 500 | 89.0297
ETRAN_CIRC_HFTD_MILES.xlsx | METCALF-EDENVALE #2 | OH | 115 | Tier 2 - Elevated | 1.2965 | RUSSELL CITY ENERGY CENTER-EASTSHORE #2 | 1.204 | ROUND MTN-TABLE MTN #2 | 500 | 89.0227
ETRAN_CIRC_HFTD_MILES.xlsx | METCALF-EL PATIO #1 | OH | 115 |  | 10.9975 | SAFEWAY TAP | 0.68286 | RUSSELL CITY ENERGY CENTER-EASTSHORE #1 | 230 | 1.1947
ETRAN_CIRC_HFTD_MILES.xlsx | METCALF-EL PATIO #1 | OH | 115 | Tier 2 - Elevated | 3.3814 | SALADO-CROW CREEK SW STA | 3.7707 | RUSSELL CITY ENERGY CENTER-EASTSHORE #2 | 230 | 1.204
ETRAN_CIRC_HFTD_MILES.xlsx | METCALF-EL PATIO #2 | OH | 115 |  | 11.0274 | SALADO-NEWMAN #2 | 21.5625 | SAFEWAY TAP | 115 | 0.68286
ETRAN_CIRC_HFTD_MILES.xlsx | METCALF-EL PATIO #2 | OH | 115 | Tier 2 - Elevated | 3.382 | SALINAS-FIRESTONE #1 | 6.1508 | SALADO-CROW CREEK SW STA | 60 | 3.7707
ETRAN_CIRC_HFTD_MILES.xlsx | METCALF-EVERGREEN #1 | OH | 115 |  | 10.6328 | SALINAS-FIRESTONE #2 | 13.315 | SALADO-NEWMAN #2 | 60 | 21.5625
ETRAN_CIRC_HFTD_MILES.xlsx | METCALF-GREEN VALLEY | OH | 115 |  | 14.9429 | SALINAS-FORT ORD #1 | 10.2163 | SALINAS-FIRESTONE #1 | 60 | 6.1508
ETRAN_CIRC_HFTD_MILES.xlsx | METCALF-GREEN VALLEY | OH | 115 | Tier 2 - Elevated | 4.5933 | SALINAS-FORT ORD #2 | 10.1245 | SALINAS-FIRESTONE #2 | 60 | 13.315
ETRAN_CIRC_HFTD_MILES.xlsx | METCALF-GREEN VALLEY | OH | 115 | Tier 3 - Extreme | 5.7463 | SALINAS-LAGUNITAS | 5.7817 | SALINAS-FORT ORD #1 | 60 | 10.2163
ETRAN_CIRC_HFTD_MILES.xlsx | METCALF-HICKS 1 & 2 | OH | 115 |  | 3.7926 | SALINAS-LAURELES | 27.4573 | SALINAS-FORT ORD #2 | 60 | 10.1245
ETRAN_CIRC_HFTD_MILES.xlsx | METCALF-HICKS 1 & 2 | OH | 115 | Tier 2 - Elevated | 2.8262 | SALMON CREEK TAP | 10.5103 | SALINAS-LAGUNITAS | 60 | 5.7817
ETRAN_CIRC_HFTD_MILES.xlsx | METCALF-MONTA VISTA #3 | OH | 230 |  | 5.8848 | SALT SPRINGS-TIGER CREEK | 16.485 | SALINAS-LAURELES | 60 | 27.4573
ETRAN_CIRC_HFTD_MILES.xlsx | METCALF-MONTA VISTA #3 | OH | 230 | Tier 2 - Elevated | 9.5897 | SAN ANDREAS (CCSF) TAP | 0.38895 | SALMON CREEK TAP | 60 | 10.5103
ETRAN_CIRC_HFTD_MILES.xlsx | METCALF-MONTA VISTA #3 | OH | 230 | Tier 3 - Extreme | 13.1173 | SAN ARDO TAP | 0.34252 | SALT SPRINGS-TIGER CREEK | 115 | 16.485
ETRAN_CIRC_HFTD_MILES.xlsx | METCALF-MORGAN HILL | OH | 115 |  | 8.519 | SAN BENITO-HOLLISTER | 8.3005 | SAN ANDREAS (CCSF) TAP | 60 | 0.38895
ETRAN_CIRC_HFTD_MILES.xlsx | METCALF-MORGAN HILL | OH | 115 | Tier 2 - Elevated | 1.2013 | SAN BERNARD-TEJON | 6.955 | SAN ARDO TAP | 60 | 0.34252
ETRAN_CIRC_HFTD_MILES.xlsx | METCALF-MOSS LANDING #1 | OH | 230 |  | 18.7271 | SAN BRUNO TAP | 1.1272 | SAN BENITO-HOLLISTER | 115 | 8.3005
ETRAN_CIRC_HFTD_MILES.xlsx | METCALF-MOSS LANDING #1 | OH | 230 | Tier 2 - Elevated | 9.8624 | SAN FRANCISCO #2 | 3.1452 | SAN BERNARD-TEJON | 70 | 6.955
ETRAN_CIRC_HFTD_MILES.xlsx | METCALF-MOSS LANDING #1 | OH | 230 | Tier 3 - Extreme | 7.1728 | SAN JOAQUIN COGEN TAP | 0.035285 | SAN BRUNO TAP | 60 | 1.1272
ETRAN_CIRC_HFTD_MILES.xlsx | METCALF-MOSS LANDING #2 | OH | 230 |  | 18.712 | SAN JOSE A-SAN JOSE B | 1.1517 | SAN FRANCISCO #2 | 115 | 3.1452
ETRAN_CIRC_HFTD_MILES.xlsx | METCALF-MOSS LANDING #2 | OH | 230 | Tier 2 - Elevated | 9.8736 | SAN JOSE B-STONE-EVERGREEN | 8.5574 | SAN JOAQUIN COGEN TAP | 115 | 0.035285
ETRAN_CIRC_HFTD_MILES.xlsx | METCALF-MOSS LANDING #2 | OH | 230 | Tier 3 - Extreme | 7.1734 | SAN LEANDRO-OAKLND J #1 | 6.6964 | SAN JOSE A-SAN JOSE B | 115 | 1.1517
ETRAN_CIRC_HFTD_MILES.xlsx | METCALF-SALINAS #1 | OH | 115 |  | 1.9382 | SAN LUIS #3 TAP | 16.1099 | SAN JOSE B-STONE-EVERGREEN | 115 | 8.5574
ETRAN_CIRC_HFTD_MILES.xlsx | METCALF-SALINAS #2 (12KV) | OH | 115 |  | 6.7962 | SAN LUIS #5 TAP | 1.8823 | SAN LEANDRO-OAKLND J #1 | 115 | 6.6964
ETRAN_CIRC_HFTD_MILES.xlsx | METCALF SUB INTER-TIE 230KV | OH | 230 |  | 0.47503 | SAN LUIS OBISPO-CAYUCOS | 23.3945 | SAN LUIS #3 TAP | 115 | 16.1099
ETRAN_CIRC_HFTD_MILES.xlsx | MI-WUK-CURTIS | OH | 115 |  | 0.096637 | SAN LUIS OBISPO-OCEANO | 19.9012 | SAN LUIS #5 TAP | 115 | 1.8823
ETRAN_CIRC_HFTD_MILES.xlsx | MI-WUK-CURTIS | OH | 115 | Tier 2 - Elevated | 3.6882 | SAN LUIS OBISPO-SANTA MARIA | 25.9554 | SAN LUIS OBISPO-CAYUCOS | 70 | 23.3945
ETRAN_CIRC_HFTD_MILES.xlsx | MI-WUK-CURTIS | OH | 115 | Tier 3 - Extreme | 4.6192 | SAN LUIS OBISPO-SANTA MARIA * | 13.3277 | SAN LUIS OBISPO-OCEANO | 115 | 19.9012
ETRAN_CIRC_HFTD_MILES.xlsx | MIDDLE FORK-GOLD HILL | OH | 230 |  | 6.6616 | SAN MATEO-BAIR | 13.9883 | SAN LUIS OBISPO-SANTA MARIA | 115 | 25.9554
ETRAN_CIRC_HFTD_MILES.xlsx | MIDDLE FORK-GOLD HILL | OH | 230 | Tier 2 - Elevated | 12.0102 | SAN MATEO-BAY MEADOWS #1 | 4.2961 | SAN LUIS OBISPO-SANTA MARIA * | 70 | 13.3277
ETRAN_CIRC_HFTD_MILES.xlsx | MIDDLE FORK-GOLD HILL | OH | 230 | Tier 3 - Extreme | 25.4123 | SAN MATEO-BAY MEADOWS #2 | 4.2594 | SAN MATEO-BAIR | 60 | 13.9883
ETRAN_CIRC_HFTD_MILES.xlsx | MIDDLE FORK #1 | OH | 60 | Tier 3 - Extreme | 9.4308 | SAN MATEO-BELMONT | 7.1989 | SAN MATEO-BAY MEADOWS #1 | 115 | 4.2961
ETRAN_CIRC_HFTD_MILES.xlsx | MIDDLE RIVER TAP | OH | 60 |  | 7.0162 | SAN MATEO-HILLSDALE JCT | 6.8851 | SAN MATEO-BAY MEADOWS #2 | 115 | 4.2594
ETRAN_CIRC_HFTD_MILES.xlsx | MIDSET TAP | OH | 115 |  | 0.72456 | SAN MATEO-MARTIN #3 | 11.5497 | SAN MATEO-BELMONT | 115 | 7.1989
ETRAN_CIRC_HFTD_MILES.xlsx | MIDSUN-MIDWAY | OH | 115 |  | 18.8583 | SAN MATEO-MARTIN #4 | 11.6398 | SAN MATEO-HILLSDALE JCT | 60 | 6.8851
ETRAN_CIRC_HFTD_MILES.xlsx | MIDWAY-KERN #1 | OH | 230 |  | 41.0633 | SAN MATEO-MARTIN #6 | 11.6813 | SAN MATEO-MARTIN #3 | 115 | 11.5497
ETRAN_CIRC_HFTD_MILES.xlsx | MIDWAY-KERN #3 | OH | 230 |  | 20.9351 | SAN MIGUEL-PASO ROBLES | 9.9185 | SAN MATEO-MARTIN #4 | 115 | 11.6398
ETRAN_CIRC_HFTD_MILES.xlsx | MIDWAY-KERN #4 | OH | 230 |  | 20.7843 | SAN RAMON RESEARCH CENTER TAP | 3.2655 | SAN MATEO-MARTIN #6 | 115 | 11.6813
ETRAN_CIRC_HFTD_MILES.xlsx | MIDWAY-RENFRO-TUPMAN | OH | 115 |  | 22.5971 | SAN RAMON-MORAGA | 22.237 | SAN MIGUEL-PASO ROBLES | 70 | 9.9185
ETRAN_CIRC_HFTD_MILES.xlsx | MIDWAY-SHAFTER | OH | 115 |  | 13.6256 | SAN RAMON-RADUM | 7.0559 | SAN RAMON RESEARCH CENTER TAP | 230 | 3.2655
ETRAN_CIRC_HFTD_MILES.xlsx | MIDWAY-SUNSET | OH | 230 |  | 0.56618 | SANDBAR TAP | 0.095695 | SAN RAMON-MORAGA | 230 | 22.237
ETRAN_CIRC_HFTD_MILES.xlsx | MIDWAY-TAFT | OH | 115 |  | 19.327 | SANGER COGEN TAP | 0.83287 | SAN RAMON-RADUM | 60 | 7.0559
ETRAN_CIRC_HFTD_MILES.xlsx | MIDWAY-TEMBLOR | OH | 115 |  | 14.5283 | SANGER-CALIFORNIA AVE | 9.3285 | SANDBAR TAP | 115 | 0.095695
ETRAN_CIRC_HFTD_MILES.xlsx | MIDWAY-TUPMAN-RIO BRAVO-RENFRO | OH | 115 |  | 26.592 | SANGER-CALIFORNIA AVE #1 | 9.2265 | SANGER COGEN TAP | 115 | 0.83287
ETRAN_CIRC_HFTD_MILES.xlsx | MIDWAY-WHEELER RIDGE #1 | OH | 230 |  | 52.6814 | SANGER-MALAGA | 8.8177 | SANGER-CALIFORNIA AVE | 115 | 9.3285
ETRAN_CIRC_HFTD_MILES.xlsx | MIDWAY-WHEELER RIDGE #2 | OH | 230 |  | 52.6513 | SANGER-REEDLEY | 20.4191 | SANGER-CALIFORNIA AVE #1 | 70 | 9.2265
ETRAN_CIRC_HFTD_MILES.xlsx | MIDWAY-WHIRLWIND | OH | 500 |  | 44.1715 | SANTA FE GEOTHERMAL TAP | 1.0396 | SANGER-MALAGA | 115 | 8.8177
ETRAN_CIRC_HFTD_MILES.xlsx | MIDWAY-WHIRLWIND | OH | 500 | Tier 2 - Elevated | 8.5954 | SANTA MARIA COGEN TAP | 0.24219 | SANGER-REEDLEY | 115 | 20.4191
ETRAN_CIRC_HFTD_MILES.xlsx | MILLBRAE-SAN MATEO #1 | OH | 115 |  | 4.7102 | SANTA MARIA-SISQUOC | 10.5678 | SANTA FE GEOTHERMAL TAP | 230 | 1.0396
ETRAN_CIRC_HFTD_MILES.xlsx | MILLBRAE-SNEATH LANE | OH | 60 |  | 4.3429 | SANTA PAULA-MILLBRAE | 0.090915 | SANTA MARIA COGEN TAP | 115 | 0.24219
ETRAN_CIRC_HFTD_MILES.xlsx | MILLBRAE-SNEATH LANE | OH | 60 | Tier 2 - Elevated | 2.1495 | SANTA ROSA-CORONA | 14.3875 | SANTA MARIA-SISQUOC | 115 | 10.5678
ETRAN_CIRC_HFTD_MILES.xlsx | MILLER #1 TAP | OH | 115 |  | 21.2593 | SANTA TERESA-EDENVALE | 0.14624 | SANTA PAULA-MILLBRAE | 115 | 0.090915
ETRAN_CIRC_HFTD_MILES.xlsx | MILLER #2 TAP | OH | 115 |  | 12.3211 | SANTA YNEZ TAP | 4.0577 | SANTA ROSA-CORONA | 115 | 14.3875
ETRAN_CIRC_HFTD_MILES.xlsx | MILPITAS-SWIFT | OH | 115 |  | 8.862 | SARATOGA-VASONA | 3.4113 | SANTA TERESA-EDENVALE | 115 | 0.14624
ETRAN_CIRC_HFTD_MILES.xlsx | MISSION POWER TAP | OH | 115 | Tier 3 - Extreme | 1.9297 | SARGENT SW STA-HOLLISTER | 1.5412 | SANTA YNEZ TAP | 115 | 4.0577
ETRAN_CIRC_HFTD_MILES.xlsx | MISSOURI FLAT-GOLD HILL #1 | OH | 115 |  | 9.0406 | SCHINDLER-COALINGA #2 | 17.2413 | SARATOGA-VASONA | 230 | 3.4113
ETRAN_CIRC_HFTD_MILES.xlsx | MISSOURI FLAT-GOLD HILL #1 | OH | 115 | Tier 2 - Elevated | 4.7381 | SCHINDLER-FIVE POINTS SW STA | 1.7037 | SARGENT SW STA-HOLLISTER | 115 | 1.5412
ETRAN_CIRC_HFTD_MILES.xlsx | MISSOURI FLAT-GOLD HILL #1 | OH | 115 | Tier 3 - Extreme | 5.9504 | SCHULTE SW STA-KASSON-MANTECA | 16.5837 | SCHINDLER-COALINGA #2 | 70 | 17.2413
ETRAN_CIRC_HFTD_MILES.xlsx | MISSOURI FLAT-GOLD HILL #2 | OH | 115 |  | 9.0235 | SCHULTE SW STA-LAMMERS | 0.69115 | SCHINDLER-FIVE POINTS SW STA | 70 | 1.7037
ETRAN_CIRC_HFTD_MILES.xlsx | MISSOURI FLAT-GOLD HILL #2 | OH | 115 | Tier 2 - Elevated | 4.7523 | SEBASTIANI TAP | 0.014199 | SCHULTE SW STA-KASSON-MANTECA | 115 | 16.5837
ETRAN_CIRC_HFTD_MILES.xlsx | MISSOURI FLAT-GOLD HILL #2 | OH | 115 | Tier 3 - Extreme | 5.9115 | SEMITROPIC-CHARCA | 6.9079 | SCHULTE SW STA-LAMMERS | 115 | 0.69115
ETRAN_CIRC_HFTD_MILES.xlsx | MOCO TAP | OH | 70 |  | 1.6414 | SEMITROPIC-MIDWAY #1 | 14.1045 | SEBASTIANI TAP | 60 | 0.014199
ETRAN_CIRC_HFTD_MILES.xlsx | MOFFETT FIELD TAP | OH | 115 |  | 0.16306 | SEMITROPIC-MIDWAY #2 | 20.1061 | SEMITROPIC-CHARCA | 115 | 6.9079
ETRAN_CIRC_HFTD_MILES.xlsx | MONTA VISTA-BURNS | OH | 60 |  | 1.0827 | SEMITROPIC-WASCO | 6.3244 | SEMITROPIC-MIDWAY #1 | 115 | 14.1045
ETRAN_CIRC_HFTD_MILES.xlsx | MONTA VISTA-BURNS | OH | 60 | Tier 2 - Elevated | 4.5304 | SENTER #1 TAP | 0.22574 | SEMITROPIC-MIDWAY #2 | 115 | 20.1061
ETRAN_CIRC_HFTD_MILES.xlsx | MONTA VISTA-BURNS | OH | 60 | Tier 3 - Extreme | 12.4511 | SEQUOIA TAP | 0.40241 | SEMITROPIC-WASCO | 70 | 6.3244
ETRAN_CIRC_HFTD_MILES.xlsx | MONTA VISTA-COYOTE SW STA | OH | 230 |  | 5.0954 | SERRAMONTE TAP | 2.5526 | SENTER #1 TAP | 60 | 0.22574
ETRAN_CIRC_HFTD_MILES.xlsx | MONTA VISTA-COYOTE SW STA | OH | 230 | Tier 2 - Elevated | 9.6021 | SF AIRPORT-SAN MATEO | 6.0865 | SEQUOIA TAP | 60 | 0.40241
ETRAN_CIRC_HFTD_MILES.xlsx | MONTA VISTA-COYOTE SW STA | OH | 230 | Tier 3 - Extreme | 13.128 | SHAFTER-RIO BRAVO | 8.3059 | SERRAMONTE TAP | 115 | 2.5526
ETRAN_CIRC_HFTD_MILES.xlsx | MONTA VISTA-HICKS | OH | 230 |  | 12.8877 | SHARON PRISON TAP | 2.5744 | SF AIRPORT-SAN MATEO | 115 | 6.0865
ETRAN_CIRC_HFTD_MILES.xlsx | MONTA VISTA-HICKS | OH | 230 | Tier 2 - Elevated | 0.37873 | SHILOH II-BIRDS LANDING SW STA | 3.4854 | SHAFTER-RIO BRAVO | 115 | 8.3059
ETRAN_CIRC_HFTD_MILES.xlsx | MONTA VISTA-JEFFERSON #1 | OH | 230 |  | 2.8772 | SHREDDER TAP | 1.377 | SHARON PRISON TAP | 115 | 2.5744
ETRAN_CIRC_HFTD_MILES.xlsx | MONTA VISTA-JEFFERSON #1 | OH | 230 | Tier 2 - Elevated | 10.4983 | SIERRA #1 | 5.472 | SHILOH II-BIRDS LANDING SW STA | 230 | 3.4854
ETRAN_CIRC_HFTD_MILES.xlsx | MONTA VISTA-JEFFERSON #1 | OH | 230 | Tier 3 - Extreme | 6.3458 | SIERRA #2 | 4.8631 | SHREDDER TAP | 115 | 1.377
ETRAN_CIRC_HFTD_MILES.xlsx | MONTA VISTA-JEFFERSON #2 | OH | 230 |  | 2.8775 | SIERRA (PSE) TAP | 1.8052 | SIERRA #1 | 115 | 5.472
ETRAN_CIRC_HFTD_MILES.xlsx | MONTA VISTA-JEFFERSON #2 | OH | 230 | Tier 2 - Elevated | 10.4968 | SIERRA PAC IND (QUINCY) TAP | 0.17208 | SIERRA #2 | 115 | 4.8631
ETRAN_CIRC_HFTD_MILES.xlsx | MONTA VISTA-JEFFERSON #2 | OH | 230 | Tier 3 - Extreme | 6.3596 | SIERRA PACIFIC IND TAP | 0.06239 | SIERRA (PSE) TAP | 115 | 1.8052
ETRAN_CIRC_HFTD_MILES.xlsx | MONTA VISTA-LOS ALTOS | OH | 60 |  | 7.1296 | SIERRA PINES LIMITED | 0.39938 | SIERRA PAC IND (QUINCY) TAP | 60 | 0.17208
ETRAN_CIRC_HFTD_MILES.xlsx | MONTA VISTA-LOS GATOS | OH | 60 |  | 8.9095 | SILVERADO-FULTON JCT | 26.1575 | SIERRA PACIFIC IND TAP | 115 | 0.06239
ETRAN_CIRC_HFTD_MILES.xlsx | MONTA VISTA-LOS GATOS | OH | 60 | Tier 2 - Elevated | 1.9737 | SIMPSON-KORBEL TAP | 0.38599 | SIERRA PINES LIMITED | 60 | 0.39938
ETRAN_CIRC_HFTD_MILES.xlsx | MONTA VISTA-PERMANENTE | OH | 60 |  | 1.0761 | SISQUOC-GAREY | 5.0207 | SILVERADO-FULTON JCT | 115 | 26.1575
ETRAN_CIRC_HFTD_MILES.xlsx | MONTA VISTA-PERMANENTE | OH | 60 | Tier 2 - Elevated | 0.11341 | SISQUOC-SANTA YNEZ SW STA | 22.1065 | SIMPSON-KORBEL TAP | 60 | 0.38599
ETRAN_CIRC_HFTD_MILES.xlsx | MONTA VISTA-SARATOGA | OH | 230 |  | 5.1183 | SKAGGS ISLAND #1 TAP | 0.59048 | SISQUOC-GAREY | 115 | 5.0207
ETRAN_CIRC_HFTD_MILES.xlsx | MONTA VISTA-SARATOGA | OH | 230 | Tier 2 - Elevated | 0.36768 | SKAGGS ISLAND #2 TAP | 0.60039 | SISQUOC-SANTA YNEZ SW STA | 115 | 22.1065
ETRAN_CIRC_HFTD_MILES.xlsx | MONTA VISTA-WOLFE | OH | 115 |  | 2.72 | SLAC TAP | 1.4104 | SKAGGS ISLAND #1 TAP | 115 | 0.59048
ETRAN_CIRC_HFTD_MILES.xlsx | MONTAGUE-TRIMBLE | OH | 115 |  | 2.0671 | SLY CREEK TAP | 5.3363 | SKAGGS ISLAND #2 TAP | 115 | 0.60039
ETRAN_CIRC_HFTD_MILES.xlsx | MONTE RIO-FORT ROSS | OH | 60 |  | 2.3645 | SMARTVILLE TAP | 0.090319 | SLAC TAP | 60 | 1.4104
ETRAN_CIRC_HFTD_MILES.xlsx | MONTE RIO-FORT ROSS | OH | 60 | Tier 2 - Elevated | 4.7255 | SMARTVILLE-CAMP FAR WEST | 17.8134 | SLY CREEK TAP | 115 | 5.3363
ETRAN_CIRC_HFTD_MILES.xlsx | MONTE RIO-FORT ROSS | OH | 60 | Tier 3 - Extreme | 7.2145 | SMARTVILLE-CAMP FAR WEST (12KV) | 7.1487 | SMARTVILLE TAP | 60 | 0.090319
ETRAN_CIRC_HFTD_MILES.xlsx | MONTE RIO-FULTON | OH | 60 |  | 15.3085 | SMARTVILLE-MARYSVILLE | 20.1505 | SMARTVILLE-CAMP FAR WEST | 60 | 17.8134
ETRAN_CIRC_HFTD_MILES.xlsx | MONTE RIO-FULTON | OH | 60 | Tier 2 - Elevated | 0.13457 | SMARTVILLE-NICOLAUS #1 | 29.5964 | SMARTVILLE-CAMP FAR WEST (12KV) | 60 | 7.1487
ETRAN_CIRC_HFTD_MILES.xlsx | MONTE RIO-FULTON | OH | 60 | Tier 3 - Extreme | 7.1145 | SMARTVILLE-NICOLAUS #2 | 30.156 | SMARTVILLE-MARYSVILLE | 60 | 20.1505
ETRAN_CIRC_HFTD_MILES.xlsx | MONTEZUMA SW STA-BIRDS LANDING SW STA | OH | 230 |  | 0.54395 | SMYRNA-SEMITROPIC-MIDWAY | 44.632 | SMARTVILLE-NICOLAUS #1 | 60 | 29.5964
ETRAN_CIRC_HFTD_MILES.xlsx | MONTICELLO PH TAP | OH | 115 |  | 0.016746 | SNEATH LANE-HALF MOON BAY | 15.4067 | SMARTVILLE-NICOLAUS #2 | 60 | 30.156
ETRAN_CIRC_HFTD_MILES.xlsx | MONTICELLO PH TAP | OH | 115 | Tier 2 - Elevated | 0.60766 | SNEATH LANE-PACIFICA | 3.2625 | SMYRNA-SEMITROPIC-MIDWAY | 115 | 44.632
ETRAN_CIRC_HFTD_MILES.xlsx | MORAGA-CASTRO VALLEY | OH | 230 |  | 3.8055 | SOBRANTE-G #2 | 5.3941 | SNEATH LANE-HALF MOON BAY | 60 | 15.4067
ETRAN_CIRC_HFTD_MILES.xlsx | MORAGA-CASTRO VALLEY | OH | 230 | Tier 2 - Elevated | 3.1578 | SOBRANTE-GRIZZLY-CLAREMONT #1 | 19.5806 | SNEATH LANE-PACIFICA | 60 | 3.2625
ETRAN_CIRC_HFTD_MILES.xlsx | MORAGA-CASTRO VALLEY | OH | 230 | Tier 3 - Extreme | 7.9559 | SOBRANTE-GRIZZLY-CLAREMONT #2 | 19.2979 | SOBRANTE-G #2 | 115 | 5.3941
ETRAN_CIRC_HFTD_MILES.xlsx | MORAGA-CLAREMONT #1 | OH | 115 | Tier 2 - Elevated | 0.19354 | SOBRANTE-MORAGA | 5.6848 | SOBRANTE-GRIZZLY-CLAREMONT #1 | 115 | 19.5806
ETRAN_CIRC_HFTD_MILES.xlsx | MORAGA-CLAREMONT #1 | OH | 115 | Tier 3 - Extreme | 5.0866 | SOBRANTE-R #1 | 5.5251 | SOBRANTE-GRIZZLY-CLAREMONT #2 | 115 | 19.2979
ETRAN_CIRC_HFTD_MILES.xlsx | MORAGA-CLAREMONT #2 | OH | 115 | Tier 2 - Elevated | 0.19382 | SOBRANTE-R #2 | 5.5342 | SOBRANTE-MORAGA | 115 | 5.6848
ETRAN_CIRC_HFTD_MILES.xlsx | MORAGA-CLAREMONT #2 | OH | 115 | Tier 3 - Extreme | 5.1103 | SOLAR SW STA-CALIENTE SW STA #1 | 8.219 | SOBRANTE-R #1 | 115 | 5.5251
ETRAN_CIRC_HFTD_MILES.xlsx | MORAGA-LAKEWOOD | OH | 115 |  | 8.4582 | SOLAR SW STA-CALIENTE SW STA #2 | 8.2196 | SOBRANTE-R #2 | 115 | 5.5342
ETRAN_CIRC_HFTD_MILES.xlsx | MORAGA-LAKEWOOD | OH | 115 | Tier 2 - Elevated | 5.4419 | SOLAR TANNEHILL TAP | 2.6528 | SOLAR SW STA-CALIENTE SW STA #1 | 230 | 8.219
ETRAN_CIRC_HFTD_MILES.xlsx | MORAGA-LAKEWOOD | OH | 115 | Tier 3 - Extreme | 1.2119 | SOLEDAD #1 | 19.3837 | SOLAR SW STA-CALIENTE SW STA #2 | 230 | 8.2196
ETRAN_CIRC_HFTD_MILES.xlsx | MORAGA-OAKLAND #1 | OH | 115 |  | 0.97902 | SOLEDAD #2 | 18.8624 | SOLAR TANNEHILL TAP | 70 | 2.6528
ETRAN_CIRC_HFTD_MILES.xlsx | MORAGA-OAKLAND #1 | OH | 115 | Tier 2 - Elevated | 0.7889 | SOLEDAD #3 | 1.628 | SOLEDAD #1 | 60 | 19.3837
ETRAN_CIRC_HFTD_MILES.xlsx | MORAGA-OAKLAND #1 | OH | 115 | Tier 3 - Extreme | 3.276 | SOLEDAD #4 | 6.081 | SOLEDAD #2 | 60 | 18.8624
ETRAN_CIRC_HFTD_MILES.xlsx | MORAGA-OAKLAND #2 | OH | 115 |  | 0.97583 | SONOMA-PUEBLO | 18.4838 | SOLEDAD #3 | 60 | 1.628
ETRAN_CIRC_HFTD_MILES.xlsx | MORAGA-OAKLAND #2 | OH | 115 | Tier 2 - Elevated | 0.79101 | SPAULDING #3-SPAULDING #1 | 1.0908 | SOLEDAD #4 | 60 | 6.081
ETRAN_CIRC_HFTD_MILES.xlsx | MORAGA-OAKLAND #2 | OH | 115 | Tier 3 - Extreme | 3.2761 | SPAULDING-SUMMIT | 19.647 | SONOMA-PUEBLO | 115 | 18.4838
ETRAN_CIRC_HFTD_MILES.xlsx | MORAGA-OAKLAND #3 | OH | 115 |  | 0.97496 | SPI (BURNEY) TAP | 0.054445 | SPAULDING #3-SPAULDING #1 | 60 | 1.0908
ETRAN_CIRC_HFTD_MILES.xlsx | MORAGA-OAKLAND #3 | OH | 115 | Tier 2 - Elevated | 0.79331 | SPRING GAP TAP | 1.6405 | SPAULDING-SUMMIT | 60 | 19.647
ETRAN_CIRC_HFTD_MILES.xlsx | MORAGA-OAKLAND #3 | OH | 115 | Tier 3 - Extreme | 3.2818 | STAGG-COUNTRY CLUB #1 | 2.4346 | SPI (BURNEY) TAP | 230 | 0.054445
ETRAN_CIRC_HFTD_MILES.xlsx | MORAGA-OAKLAND #4 | OH | 115 |  | 0.97055 | STAGG-COUNTRY CLUB #2 | 2.4639 | SPRING GAP TAP | 115 | 1.6405
ETRAN_CIRC_HFTD_MILES.xlsx | MORAGA-OAKLAND #4 | OH | 115 | Tier 2 - Elevated | 0.79586 | STAGG-HAMMER | 4.2482 | STAGG-COUNTRY CLUB #1 | 60 | 2.4346
ETRAN_CIRC_HFTD_MILES.xlsx | MORAGA-OAKLAND #4 | OH | 115 | Tier 3 - Extreme | 3.2819 | STAGG-TESLA | 23.6442 | STAGG-COUNTRY CLUB #2 | 60 | 2.4639
ETRAN_CIRC_HFTD_MILES.xlsx | MORAGA-OAKLAND J | OH | 115 |  | 8.1074 | STANISLAUS RECOVERY TAP | 0.10561 | STAGG-HAMMER | 60 | 4.2482
ETRAN_CIRC_HFTD_MILES.xlsx | MORAGA-OAKLAND J | OH | 115 | Tier 2 - Elevated | 1.8478 | STANISLAUS-MANTECA #2 | 53.9484 | STAGG-TESLA | 230 | 23.6442
ETRAN_CIRC_HFTD_MILES.xlsx | MORAGA-OAKLAND J | OH | 115 | Tier 3 - Extreme | 7.7121 | STANISLAUS-MELONES SW STA-MANTECA #1 | 61.1465 | STANISLAUS RECOVERY TAP | 60 | 0.10561
ETRAN_CIRC_HFTD_MILES.xlsx | MORAGA-SAN LEANDRO #1 | OH | 115 |  | 1.572 | STANISLAUS-MELONES SW STA-RIVERBANK JCT SW STA | 43.7953 | STANISLAUS-MANTECA #2 | 115 | 53.9484
ETRAN_CIRC_HFTD_MILES.xlsx | MORAGA-SAN LEANDRO #1 | OH | 115 | Tier 2 - Elevated | 1.8428 | STANISLAUS-NEWARK #1 (12KV) | 15.0431 | STANISLAUS-MELONES SW STA-MANTECA #1 | 115 | 61.1465
ETRAN_CIRC_HFTD_MILES.xlsx | MORAGA-SAN LEANDRO #1 | OH | 115 | Tier 3 - Extreme | 7.728 | STANISLAUS-NEWARK #2 (12KV) | 18.1659 | STANISLAUS-MELONES SW STA-RIVERBANK JCT SW STA | 115 | 43.7953
ETRAN_CIRC_HFTD_MILES.xlsx | MORAGA-SAN LEANDRO #2 | OH | 115 |  | 1.4406 | STAUFFER TAP | 0.58308 | STANISLAUS-NEWARK #1 (12KV) | 115 | 15.0431
ETRAN_CIRC_HFTD_MILES.xlsx | MORAGA-SAN LEANDRO #2 | OH | 115 | Tier 2 - Elevated | 1.8447 | STELLING-MONTA VISTA | 1.6068 | STANISLAUS-NEWARK #2 (12KV) | 115 | 18.1659
ETRAN_CIRC_HFTD_MILES.xlsx | MORAGA-SAN LEANDRO #2 | OH | 115 | Tier 3 - Extreme | 7.7258 | STELLING-WOLFE | 1.4551 | STAUFFER TAP | 60 | 0.58308
ETRAN_CIRC_HFTD_MILES.xlsx | MORAGA-SAN LEANDRO #3 | OH | 115 |  | 1.4413 | STOCKDALE #2 TAP | 6.1614 | STELLING-MONTA VISTA | 115 | 1.6068
ETRAN_CIRC_HFTD_MILES.xlsx | MORAGA-SAN LEANDRO #3 | OH | 115 | Tier 2 - Elevated | 1.8474 | STOCKTON A #1 | 5.5817 | STELLING-WOLFE | 115 | 1.4551
ETRAN_CIRC_HFTD_MILES.xlsx | MORAGA-SAN LEANDRO #3 | OH | 115 | Tier 3 - Extreme | 7.7145 | STOCKTON A-LOCKEFORD-BELLOTA #1 | 34.7973 | STOCKDALE #2 TAP | 230 | 6.1614
ETRAN_CIRC_HFTD_MILES.xlsx | MORGAN HILL-LLAGAS | OH | 115 |  | 6.8005 | STOCKTON A-LOCKEFORD-BELLOTA #2 | 34.4926 | STOCKTON A #1 | 60 | 5.5817
ETRAN_CIRC_HFTD_MILES.xlsx | MORGAN HILL-LLAGAS | OH | 115 | Tier 2 - Elevated | 4.0359 | STOCKTON A-WEBER #1 | 13.1964 | STOCKTON A-LOCKEFORD-BELLOTA #1 | 115 | 34.7973
ETRAN_CIRC_HFTD_MILES.xlsx | MORRO BAY-CALIFORNIA FLATS SW STA | OH | 230 |  | 30.9832 | STOCKTON A-WEBER #2 | 9.8756 | STOCKTON A-LOCKEFORD-BELLOTA #2 | 115 | 34.4926
ETRAN_CIRC_HFTD_MILES.xlsx | MORRO BAY-CALIFORNIA FLATS SW STA | OH | 230 | Tier 2 - Elevated | 9.7578 | STOCKTON A-WEBER #3 | 9.8151 | STOCKTON A-WEBER #1 | 60 | 13.1964
ETRAN_CIRC_HFTD_MILES.xlsx | MORRO BAY-CALIFORNIA FLATS SW STA | OH | 230 | Tier 3 - Extreme | 5.4539 | STOCKTON-NEWARK | 14.5915 | STOCKTON A-WEBER #2 | 60 | 9.8756
ETRAN_CIRC_HFTD_MILES.xlsx | MORRO BAY-DIABLO | OH | 230 |  | 3.3476 | STONE CORRAL TAP | 7.5559 | STOCKTON A-WEBER #3 | 60 | 9.8151
ETRAN_CIRC_HFTD_MILES.xlsx | MORRO BAY-DIABLO | OH | 230 | Tier 2 - Elevated | 7.2452 | STONE-EVERGREEN-METCALF | 12.8575 | STOCKTON-NEWARK | 60 | 14.5915
ETRAN_CIRC_HFTD_MILES.xlsx | MORRO BAY-DIABLO | OH | 230 | Tier 3 - Extreme | 5.1838 | STONY POINT TAP | 3.0755 | STONE CORRAL TAP | 70 | 7.5559
ETRAN_CIRC_HFTD_MILES.xlsx | MORRO BAY-MESA | OH | 230 |  | 6.204 | SUMIDEN WIRE PRODUCTS TAP | 0.19487 | STONE-EVERGREEN-METCALF | 115 | 12.8575
ETRAN_CIRC_HFTD_MILES.xlsx | MORRO BAY-MESA | OH | 230 | Tier 2 - Elevated | 26.5963 | SUNOL TAP | 0.081164 | STONY POINT TAP | 115 | 3.0755
ETRAN_CIRC_HFTD_MILES.xlsx | MORRO BAY-MESA | OH | 230 | Tier 3 - Extreme | 2.4695 | SURF TAP | 11.378 | SUMIDEN WIRE PRODUCTS TAP | 60 | 0.19487
ETRAN_CIRC_HFTD_MILES.xlsx | MORRO BAY-SAN LUIS OBISPO #1 | OH | 115 |  | 4.6911 | SUTTER HOME SW STA-LOCKEFORD-LODI | 29.7655 | SUNOL TAP | 60 | 0.081164
ETRAN_CIRC_HFTD_MILES.xlsx | MORRO BAY-SAN LUIS OBISPO #1 | OH | 115 | Tier 2 - Elevated | 11.3195 | SUTTER HOME SW STA-STAGG | 17.1263 | SURF TAP | 115 | 11.378
ETRAN_CIRC_HFTD_MILES.xlsx | MORRO BAY-SAN LUIS OBISPO #2 | OH | 115 |  | 4.6946 | SUTTER HOME-SUTTER HOME SW STA | 0.027171 | SUTTER HOME SW STA-LOCKEFORD-LODI | 60 | 29.7655
ETRAN_CIRC_HFTD_MILES.xlsx | MORRO BAY-SAN LUIS OBISPO #2 | OH | 115 | Tier 2 - Elevated | 11.3208 | SWIFT-METCALF | 8.9307 | SUTTER HOME SW STA-STAGG | 60 | 17.1263
ETRAN_CIRC_HFTD_MILES.xlsx | MORRO BAY-SOLAR SW STA #1 | OH | 230 |  | 9.3113 | SYCAMORE CREEK-NOTRE DAME-TABLE MTN | 20.3258 | SUTTER HOME-SUTTER HOME SW STA | 60 | 0.027171
ETRAN_CIRC_HFTD_MILES.xlsx | MORRO BAY-SOLAR SW STA #1 | OH | 230 | Tier 2 - Elevated | 24.3683 | SYCAMORE TAP | 2.0421 | SWIFT-METCALF | 115 | 8.9307
ETRAN_CIRC_HFTD_MILES.xlsx | MORRO BAY-SOLAR SW STA #1 | OH | 230 | Tier 3 - Extreme | 11.8717 | TABLE MTN-BUTTE #1 | 19.5415 | SYCAMORE CREEK-NOTRE DAME-TABLE MTN | 115 | 20.3258
ETRAN_CIRC_HFTD_MILES.xlsx | MORRO BAY-SOLAR SW STA #2 | OH | 230 |  | 9.3293 | TABLE MTN-BUTTE #2 | 15.8199 | SYCAMORE TAP | 70 | 2.0421
ETRAN_CIRC_HFTD_MILES.xlsx | MORRO BAY-SOLAR SW STA #2 | OH | 230 | Tier 2 - Elevated | 24.4702 | TABLE MTN-PALERMO | 14.569 | TABLE MTN-BUTTE #1 | 115 | 19.5415
ETRAN_CIRC_HFTD_MILES.xlsx | MORRO BAY-SOLAR SW STA #2 | OH | 230 | Tier 3 - Extreme | 11.756 | TABLE MTN-PEACHTON | 14.8397 | TABLE MTN-BUTTE #2 | 115 | 15.8199
ETRAN_CIRC_HFTD_MILES.xlsx | MORRO BAY-TEMPLETON | OH | 230 |  | 6.6761 | TABLE MTN-RIO OSO | 50.1806 | TABLE MTN-PALERMO | 230 | 14.569
ETRAN_CIRC_HFTD_MILES.xlsx | MORRO BAY-TEMPLETON | OH | 230 | Tier 2 - Elevated | 4.3038 | TABLE MTN-TESLA | 134.9851 | TABLE MTN-PEACHTON | 60 | 14.8397
ETRAN_CIRC_HFTD_MILES.xlsx | MORRO BAY-TEMPLETON | OH | 230 | Tier 3 - Extreme | 5.4473 | TABLE MTN-VACA | 83.3008 | TABLE MTN-RIO OSO | 230 | 50.1806
ETRAN_CIRC_HFTD_MILES.xlsx | MOSS LANDING-COBURN | OH | 230 |  | 28.8677 | TAFT-CHALK CLIFF | 7.1786 | TABLE MTN-TESLA | 500 | 134.9851
ETRAN_CIRC_HFTD_MILES.xlsx | MOSS LANDING-COBURN | OH | 230 | Tier 2 - Elevated | 35.1633 | TAFT-CUYAMA #1 | 19.2504 | TABLE MTN-VACA | 500 | 83.3008
ETRAN_CIRC_HFTD_MILES.xlsx | MOSS LANDING-CRAZY HORSE CANYON #1 | OH | 115 |  | 10.5211 | TAFT-CUYAMA #2 | 18.7425 | TAFT-CHALK CLIFF | 115 | 7.1786
ETRAN_CIRC_HFTD_MILES.xlsx | MOSS LANDING-CRAZY HORSE CANYON #2 | OH | 115 |  | 10.5945 | TAFT-ELK HILLS | 12.3872 | TAFT-CUYAMA #1 | 70 | 19.2504
ETRAN_CIRC_HFTD_MILES.xlsx | MOSS LANDING-DEL MONTE #1 | OH | 115 |  | 17.5266 | TAFT-MARICOPA | 5.9839 | TAFT-CUYAMA #2 | 70 | 18.7425
ETRAN_CIRC_HFTD_MILES.xlsx | MOSS LANDING-DEL MONTE #1 | OH | 115 | Tier 2 - Elevated | 5.7274 | TASSAJARA-NEWARK | 31.8039 | TAFT-ELK HILLS | 70 | 12.3872
ETRAN_CIRC_HFTD_MILES.xlsx | MOSS LANDING-DEL MONTE #2 | OH | 115 |  | 17.5592 | TECUYA TAP | 1.9139 | TAFT-MARICOPA | 70 | 5.9839
ETRAN_CIRC_HFTD_MILES.xlsx | MOSS LANDING-DEL MONTE #2 | OH | 115 | Tier 2 - Elevated | 5.7332 | TEICHERT TAP | 2.1079 | TASSAJARA-NEWARK | 230 | 31.8039
ETRAN_CIRC_HFTD_MILES.xlsx | MOSS LANDING-GREEN VALLEY #1 | OH | 115 |  | 14.224 | TEJON-LEBEC | 12.9961 | TECUYA TAP | 70 | 1.9139
ETRAN_CIRC_HFTD_MILES.xlsx | MOSS LANDING-GREEN VALLEY #2 | OH | 115 |  | 14.2154 | TEMBLOR-KERNRIDGE | 4.7765 | TEICHERT TAP | 115 | 2.1079
ETRAN_CIRC_HFTD_MILES.xlsx | MOSS LANDING-LAS AGUILAS SW STA - 230 kV | OH | 230 |  | 23.863 | TEMBLOR-SAN LUIS OBISPO | 57.7875 | TEJON-LEBEC | 70 | 12.9961
ETRAN_CIRC_HFTD_MILES.xlsx | MOSS LANDING-LAS AGUILAS SW STA - 230 kV | OH | 230 | Tier 2 - Elevated | 28.031 | TEMPLETON-ATASCADERO | 8.8171 | TEMBLOR-KERNRIDGE | 115 | 4.7765
ETRAN_CIRC_HFTD_MILES.xlsx | MOSS LANDING-LOS BANOS | OH | 500 |  | 39.6894 | TEMPLETON-GATES | 52.1811 | TEMBLOR-SAN LUIS OBISPO | 115 | 57.7875
ETRAN_CIRC_HFTD_MILES.xlsx | MOSS LANDING-LOS BANOS | OH | 500 | Tier 2 - Elevated | 11.6404 | TERMINOUS TAP | 3.0069 | TEMPLETON-ATASCADERO | 70 | 8.8171
ETRAN_CIRC_HFTD_MILES.xlsx | MOSS LANDING-METCALF | OH | 500 |  | 13.5261 | TES TAP | 3.278 | TEMPLETON-GATES | 230 | 52.1811
ETRAN_CIRC_HFTD_MILES.xlsx | MOSS LANDING-METCALF | OH | 500 | Tier 2 - Elevated | 14.2843 | TESLA-LAWRENCE LAB | 9.0002 | TERMINOUS TAP | 60 | 3.0069
ETRAN_CIRC_HFTD_MILES.xlsx | MOSS LANDING-METCALF | OH | 500 | Tier 3 - Extreme | 7.1665 | TESLA-LOS BANOS #1 | 57.1404 | TES TAP | 230 | 3.278
ETRAN_CIRC_HFTD_MILES.xlsx | MOSS LANDING-SALINAS #1 | OH | 115 |  | 11.9855 | TESLA-METCALF | 35.3094 | TESLA-LAWRENCE LAB | 115 | 9.0002
ETRAN_CIRC_HFTD_MILES.xlsx | MOSS LANDING-SALINAS #2 | OH | 115 |  | 12.0253 | TESLA-NEWARK #1 | 28.1938 | TESLA-LOS BANOS #1 | 500 | 57.1404
ETRAN_CIRC_HFTD_MILES.xlsx | MTN GATE JCT-CASCADE | OH | 60 | Tier 2 - Elevated | 6.5682 | TESLA-NEWARK #2 | 40.8796 | TESLA-METCALF | 500 | 35.3094
ETRAN_CIRC_HFTD_MILES.xlsx | MTN GATE TAP | OH | 60 | Tier 2 - Elevated | 0.70385 | TESLA-RAVENSWOOD | 37.1433 | TESLA-NEWARK #1 | 230 | 28.1938
ETRAN_CIRC_HFTD_MILES.xlsx | MTN QUARRIES TAP | OH | 60 |  | 0.64874 | TESLA-SALADO #1 | 32.0735 | TESLA-NEWARK #2 | 230 | 40.8796
ETRAN_CIRC_HFTD_MILES.xlsx | MTN QUARRIES TAP | OH | 60 | Tier 2 - Elevated | 1.9843 | TESLA-SALADO-MANTECA | 53.962 | TESLA-RAVENSWOOD | 230 | 37.1433
ETRAN_CIRC_HFTD_MILES.xlsx | MTN VIEW-MONTA VISTA | OH | 115 |  | 4.7967 | TESLA-SCHULTE SW STA #1 | 7.3885 | TESLA-SALADO #1 | 115 | 32.0735
ETRAN_CIRC_HFTD_MILES.xlsx | MULE CREEK TAP | OH | 60 |  | 0.010873 | TESLA-SCHULTE SW STA #2 | 7.3432 | TESLA-SALADO-MANTECA | 115 | 53.962
ETRAN_CIRC_HFTD_MILES.xlsx | MUSTANG SW STA-GREGG | OH | 230 |  | 45.4724 | TESLA-STOCKTON COGEN JCT | 44.4381 | TESLA-SCHULTE SW STA #1 | 115 | 7.3885
ETRAN_CIRC_HFTD_MILES.xlsx | MUSTANG SW STA-MCCALL | OH | 230 |  | 42.1051 | TESLA-TRACY | 26.3608 | TESLA-SCHULTE SW STA #2 | 115 | 7.3432
ETRAN_CIRC_HFTD_MILES.xlsx | MUSTANG TAP | OH | 70 | Tier 2 - Elevated | 0.71463 | TESLA-TRACY #1 | 5.6801 | TESLA-STOCKTON COGEN JCT | 115 | 44.4381
ETRAN_CIRC_HFTD_MILES.xlsx | NARROWS #1 TAP | OH | 60 | Tier 2 - Elevated | 2.646 | TESLA-TRACY #2 | 5.6805 | TESLA-TRACY | 115 | 25.2263
ETRAN_CIRC_HFTD_MILES.xlsx | NARROWS #2 TAP | OH | 60 | Tier 2 - Elevated | 3.0965 | TESLA-WESTLEY | 45.0576 | TESLA-TRACY | 500 | 1.1345
ETRAN_CIRC_HFTD_MILES.xlsx | NAVY LAB TAP | OH | 60 |  | 0.19241 | TESORO-SOBRANTE | 12.3242 | TESLA-TRACY #1 | 230 | 5.6801
ETRAN_CIRC_HFTD_MILES.xlsx | NEW HOGAN TAP | OH | 60 |  | 0.8706 | TEXACO (LOST HILLS) TAP | 0.0085342 | TESLA-TRACY #2 | 230 | 5.6805
ETRAN_CIRC_HFTD_MILES.xlsx | NEW HOGAN TAP | OH | 60 | Tier 2 - Elevated | 1.4593 | TEXACO BASIC SCHOOL TAP | 0.75202 | TESLA-WESTLEY | 230 | 45.0576
ETRAN_CIRC_HFTD_MILES.xlsx | NEWARK-AMES #1 | OH | 115 |  | 8.3003 | TEXACO BUENA VISTA HILLS TAP | 0.10283 | TESORO-SOBRANTE | 230 | 12.3242
ETRAN_CIRC_HFTD_MILES.xlsx | NEWARK-AMES #2 | OH | 115 |  | 8.2822 | TEXACO TAP | 0.72392 | TEXACO (LOST HILLS) TAP | 70 | 0.0085342
ETRAN_CIRC_HFTD_MILES.xlsx | NEWARK-AMES #3 | OH | 115 |  | 8.2752 | THERMAL ENERGY TAP | 0.71679 | TEXACO BASIC SCHOOL TAP | 70 | 0.75202
ETRAN_CIRC_HFTD_MILES.xlsx | NEWARK-AMES DISTRIBUTION | OH | 115 |  | 8.2516 | TIGER CREEK-ELECTRA | 13.6488 | TEXACO BUENA VISTA HILLS TAP | 70 | 0.10283
ETRAN_CIRC_HFTD_MILES.xlsx | NEWARK-APPLIED MATERIALS | OH | 115 |  | 11.3708 | TIGER CREEK-VALLEY SPRINGS | 24.2216 | TEXACO TAP | 60 | 0.72392
ETRAN_CIRC_HFTD_MILES.xlsx | NEWARK-DECOTO | OH | 60 |  | 6.2797 | TIVY VALLEY-REEDLEY | 12.3019 | THERMAL ENERGY TAP | 115 | 0.71679
ETRAN_CIRC_HFTD_MILES.xlsx | NEWARK-DIXON LANDING | OH | 115 |  | 4.6906 | TOCALOMA TAP | 1.0295 | TIGER CREEK-ELECTRA | 230 | 13.6488
ETRAN_CIRC_HFTD_MILES.xlsx | NEWARK-FREMONT #1 | OH | 115 |  | 3.7129 | TORNADO TAP | 0.061656 | TIGER CREEK-VALLEY SPRINGS | 230 | 24.2216
ETRAN_CIRC_HFTD_MILES.xlsx | NEWARK-FREMONT #2 | OH | 115 |  | 3.7492 | TRACY-LOS BANOS | 56.2278 | TIVY VALLEY-REEDLEY | 70 | 12.3019
ETRAN_CIRC_HFTD_MILES.xlsx | NEWARK-JARVIS #1 | OH | 115 |  | 14.2503 | TRANQUILLITY SW STA-HELM | 12.6846 | TOCALOMA TAP | 60 | 1.0295
ETRAN_CIRC_HFTD_MILES.xlsx | NEWARK-JARVIS #2 | OH | 115 |  | 14.4821 | TRANQUILLITY SW STA-KEARNEY | 36.8642 | TORNADO TAP | 70 | 0.061656
ETRAN_CIRC_HFTD_MILES.xlsx | NEWARK-KIFER | OH | 115 |  | 10.6055 | TRAVIS TAP | 2.8809 | TRACY-LOS BANOS | 500 | 56.2278
ETRAN_CIRC_HFTD_MILES.xlsx | NEWARK-LAWRENCE | OH | 115 |  | 10.2493 | TRIMBLE-SAN JOSE B | 2.5348 | TRANQUILLITY SW STA-HELM | 230 | 12.6846
ETRAN_CIRC_HFTD_MILES.xlsx | NEWARK-LAWRENCE LAB | OH | 115 |  | 9.3225 | TRINIDAD TAP | 1.3399 | TRANQUILLITY SW STA-KEARNEY | 230 | 36.8642
ETRAN_CIRC_HFTD_MILES.xlsx | NEWARK-LAWRENCE LAB | OH | 115 | Tier 2 - Elevated | 2.8909 | TRINITY-COTTONWOOD | 45.9694 | TRAVIS TAP | 60 | 2.8809
ETRAN_CIRC_HFTD_MILES.xlsx | NEWARK-LIVERMORE | OH | 60 |  | 15.1096 | TRINITY-MAPLE CREEK | 55.4934 | TRIMBLE-SAN JOSE B | 115 | 2.5348
ETRAN_CIRC_HFTD_MILES.xlsx | NEWARK-LIVERMORE | OH | 60 | Tier 2 - Elevated | 3.9366 | TULE-SPRINGVILLE | 15.2369 | TRINIDAD TAP | 60 | 1.3399
ETRAN_CIRC_HFTD_MILES.xlsx | NEWARK-LOS ESTEROS | OH | 230 |  | 5.6485 | TULLOCH TAP | 0.3054 | TRINITY-COTTONWOOD | 115 | 45.9694
ETRAN_CIRC_HFTD_MILES.xlsx | NEWARK-MILPITAS #1 | OH | 115 |  | 8.482 | TULUCAY-NAPA #1 | 9.7164 | TRINITY-MAPLE CREEK | 60 | 55.4934
ETRAN_CIRC_HFTD_MILES.xlsx | NEWARK-MILPITAS #2 | OH | 115 |  | 10.3009 | TULUCAY-NAPA #2 | 3.9292 | TULE-SPRINGVILLE | 70 | 15.2369
ETRAN_CIRC_HFTD_MILES.xlsx | NEWARK-NORTHERN RECEIVING STATION #1 | OH | 115 |  | 8.757 | TULUCAY-VACA | 23.6328 | TULLOCH TAP | 115 | 0.3054
ETRAN_CIRC_HFTD_MILES.xlsx | NEWARK-NORTHERN RECEIVING STATION #2 | OH | 115 |  | 8.6694 | TUPMAN-NORCO TAP | 6.6732 | TULUCAY-NAPA #1 | 60 | 9.7164
ETRAN_CIRC_HFTD_MILES.xlsx | NEWARK-NUMMI | OH | 115 |  | 4.9384 | UC DAVIS #1 TAP | 1.6409 | TULUCAY-NAPA #2 | 60 | 3.9292
ETRAN_CIRC_HFTD_MILES.xlsx | NEWARK-RAVENSWOOD | OH | 230 |  | 8.9071 | UC DAVIS #2 TAP | 1.6079 | TULUCAY-VACA | 230 | 23.6328
ETRAN_CIRC_HFTD_MILES.xlsx | NEWARK-SIERRA PAPERBOARD TAP | OH | 60 |  | 0.28979 | UKIAH-HOPLAND-CLOVERDALE | 31.1658 | TUPMAN-NORCO TAP | 115 | 6.6732
ETRAN_CIRC_HFTD_MILES.xlsx | NEWARK-TRIMBLE | OH | 115 |  | 12.3634 | ULTRA POWER TAP | 1.1688 | UC DAVIS #1 TAP | 115 | 1.6409
ETRAN_CIRC_HFTD_MILES.xlsx | NEWARK-VALLECITOS | OH | 60 |  | 10.1584 | ULTRAPOWER (OGLE) TAP | 2.4531 | UC DAVIS #2 TAP | 115 | 1.6079
ETRAN_CIRC_HFTD_MILES.xlsx | NEWARK-VALLECITOS | OH | 60 | Tier 2 - Elevated | 2.2319 | UNION CHEMICAL TAP | 1.038 | UKIAH-HOPLAND-CLOVERDALE | 115 | 31.1658
ETRAN_CIRC_HFTD_MILES.xlsx | NICOLAUS-CATLETT JCT | OH | 60 |  | 24.6124 | UNION OIL TAP | 0.49831 | ULTRA POWER TAP | 60 | 1.1688
ETRAN_CIRC_HFTD_MILES.xlsx | NICOLAUS-CATLETT JCT (12KV) | OH | 60 |  | 14.1776 | UNITED COGEN INC TAP | 0.67905 | ULTRAPOWER (OGLE) TAP | 115 | 2.4531
ETRAN_CIRC_HFTD_MILES.xlsx | NICOLAUS-MARYSVILLE | OH | 60 |  | 18.7351 | UNIVERSITY COGEN TAP | 0.21996 | UNION CHEMICAL TAP | 60 | 1.038
ETRAN_CIRC_HFTD_MILES.xlsx | NICOLAUS-PLAINFIELD | OH | 60 |  | 30.6331 | URICH TAP | 0.20865 | UNION OIL TAP | 115 | 0.49831
ETRAN_CIRC_HFTD_MILES.xlsx | NICOLAUS-WILKINS SLOUGH | OH | 60 |  | 42.7246 | US WINDPOWER #3 TAP | 0.060274 | UNITED COGEN INC TAP | 115 | 0.67905
ETRAN_CIRC_HFTD_MILES.xlsx | NORTECH-NORTHERN RECEIVING STATION | OH | 115 |  | 2.2125 | US WINDPOWER TAP | 1.524 | UNIVERSITY COGEN TAP | 115 | 0.21996
ETRAN_CIRC_HFTD_MILES.xlsx | NORTH DUBLIN-CAYETANO | OH | 230 | Tier 2 - Elevated | 3.0195 | VACA DIXON-MORAGA #1 | 3.081 | URICH TAP | 60 | 0.20865
ETRAN_CIRC_HFTD_MILES.xlsx | NORTH DUBLIN-VINEYARD | OH | 230 | Tier 2 - Elevated | 3.023 | VACA-BAHIA | 33.9033 | US WINDPOWER #3 TAP | 230 | 0.060274
ETRAN_CIRC_HFTD_MILES.xlsx | NORTH TOWER-MARTINEZ JCT #1 (21KV) | OH | 115 |  | 0.85309 | VACA-LAKEVILLE #1 | 40.9324 | US WINDPOWER TAP | 60 | 1.524
ETRAN_CIRC_HFTD_MILES.xlsx | NORTH TOWER-MARTINEZ JCT #1 (21KV) | OH | 115 | Tier 2 - Elevated | 1.7526 | VACA-LAMBIE SW STA | 13.9506 | VACA DIXON-MORAGA #1 | 230 | 3.081
ETRAN_CIRC_HFTD_MILES.xlsx | NORTHERN RECEIVING STATION-SCOTT #1 | OH | 115 |  | 2.0777 | VACA-PARKWAY | 27.7562 | VACA-BAHIA | 230 | 33.9033
ETRAN_CIRC_HFTD_MILES.xlsx | NORTHERN RECEIVING STATION-SCOTT #2 | OH | 115 |  | 1.982 | VACA-PEABODY | 9.6894 | VACA-LAKEVILLE #1 | 230 | 40.9324
ETRAN_CIRC_HFTD_MILES.xlsx | NOTRE DAME-BUTTE | OH | 115 |  | 2.0241 | VACA-PLAINFIELD | 29.8333 | VACA-LAMBIE SW STA | 230 | 13.9506
ETRAN_CIRC_HFTD_MILES.xlsx | OAK PARK TAP | OH | 60 |  | 0.8708 | VACA-SUISUN | 23.0644 | VACA-PARKWAY | 230 | 27.7562
ETRAN_CIRC_HFTD_MILES.xlsx | OAKHURST TAP | OH | 115 |  | 0.68489 | VACA-SUISUN-JAMESON | 25.4644 | VACA-PEABODY | 230 | 9.6894
ETRAN_CIRC_HFTD_MILES.xlsx | OAKHURST TAP | OH | 115 | Tier 2 - Elevated | 16.5858 | VACA-TESLA | 56.9971 | VACA-PLAINFIELD | 60 | 29.8333
ETRAN_CIRC_HFTD_MILES.xlsx | OAKHURST TAP | OH | 115 | Tier 3 - Extreme | 0.88809 | VACA-VACAVILLE-CORDELIA | 22.0292 | VACA-SUISUN | 115 | 23.0644
ETRAN_CIRC_HFTD_MILES.xlsx | OAKLAND C-MARITIME | OH | 115 |  | 2.3612 | VACA-VACAVILLE-JAMESON-NORTH TOWER | 36.1774 | VACA-SUISUN-JAMESON | 115 | 25.4644
ETRAN_CIRC_HFTD_MILES.xlsx | OAKLAND C-TURBINES | OH | 115 |  | 0.194 | VALLEY CHILDRENS HOSPITAL TAP | 0.034014 | VACA-TESLA | 500 | 56.9971
ETRAN_CIRC_HFTD_MILES.xlsx | OAKLAND J-GRANT | OH | 115 |  | 7.4644 | VALLEY SPRINGS #1 | 27.2733 | VACA-VACAVILLE-CORDELIA | 115 | 22.0292
ETRAN_CIRC_HFTD_MILES.xlsx | OCEANO-CALLENDER SW STA | OH | 115 |  | 1.2203 | VALLEY SPRINGS #2 | 25.6485 | VACA-VACAVILLE-JAMESON-NORTH TOWER | 115 | 36.1774
ETRAN_CIRC_HFTD_MILES.xlsx | OCEANO-CALLENDER SW STA | OH | 115 | Tier 2 - Elevated | 2.9983 | VALLEY SPRINGS-BELLOTA | 20.6676 | VALLEY CHILDRENS HOSPITAL TAP | 115 | 0.034014
ETRAN_CIRC_HFTD_MILES.xlsx | OIL CITY TAP | OH | 70 |  | 0.047649 | VALLEY SPRINGS-CALAVERAS CEMENT | 7.9094 | VALLEY SPRINGS #1 | 60 | 27.2733
ETRAN_CIRC_HFTD_MILES.xlsx | OILFIELDS-SALINAS RIVER | OH | 60 |  | 1.4565 | VALLEY SPRINGS-CLAY | 17.2955 | VALLEY SPRINGS #2 | 60 | 25.6485
ETRAN_CIRC_HFTD_MILES.xlsx | OILFIELDS-SARGENT CANYON | OH | 60 |  | 2.0209 | VALLEY SPRINGS-MARTELL #1 | 12.7522 | VALLEY SPRINGS-BELLOTA | 230 | 20.6676
ETRAN_CIRC_HFTD_MILES.xlsx | OLEUM-G #1 | OH | 115 |  | 2.2753 | VALLEY VIEW #1 TAP | 0.96174 | VALLEY SPRINGS-CALAVERAS CEMENT | 60 | 7.9094
ETRAN_CIRC_HFTD_MILES.xlsx | OLEUM-G #1 | OH | 115 | Tier 2 - Elevated | 6.9516 | VALLEY VIEW #2 TAP | 0.9691 | VALLEY SPRINGS-CLAY | 60 | 17.2955
ETRAN_CIRC_HFTD_MILES.xlsx | OLEUM-G #1 | OH | 115 | Tier 3 - Extreme | 2.0621 | VASCO-HERDLYN | 10.9733 | VALLEY SPRINGS-MARTELL #1 | 60 | 12.7522
ETRAN_CIRC_HFTD_MILES.xlsx | OLEUM-G #2 | OH | 115 |  | 2.2863 | VASONA-METCALF | 13.2858 | VALLEY VIEW #1 TAP | 115 | 0.96174
ETRAN_CIRC_HFTD_MILES.xlsx | OLEUM-G #2 | OH | 115 | Tier 2 - Elevated | 6.9547 | VEDDER TAP | 11.0925 | VALLEY VIEW #2 TAP | 115 | 0.9691
ETRAN_CIRC_HFTD_MILES.xlsx | OLEUM-G #2 | OH | 115 | Tier 3 - Extreme | 2.0611 | VICTOR TAP | 0.062849 | VASCO-HERDLYN | 60 | 10.9733
ETRAN_CIRC_HFTD_MILES.xlsx | OLEUM-MARTINEZ | OH | 115 |  | 3.4694 | VIEJO-MONTEREY | 2.2839 | VASONA-METCALF | 230 | 13.2858
ETRAN_CIRC_HFTD_MILES.xlsx | OLEUM-MARTINEZ | OH | 115 | Tier 2 - Elevated | 7.0325 | VIERRA-TRACY-KASSON | 10.4915 | VEDDER TAP | 115 | 11.0925
ETRAN_CIRC_HFTD_MILES.xlsx | OLEUM-NORTH TOWER-CHRISTIE | OH | 115 |  | 1.7624 | VINEYARD-NEWARK | 14.3585 | VICTOR TAP | 60 | 0.062849
ETRAN_CIRC_HFTD_MILES.xlsx | OLEUM-NORTH TOWER-CHRISTIE | OH | 115 | Tier 2 - Elevated | 6.5491 | VOLTA-DESCHUTES | 20.8561 | VIEJO-MONTEREY | 60 | 2.2839
ETRAN_CIRC_HFTD_MILES.xlsx | OLEUM-UNOCAL #1 | OH | 115 |  | 0.014938 | VOLTA-SOUTH | 4.86 | VIERRA-TRACY-KASSON | 115 | 10.4915
ETRAN_CIRC_HFTD_MILES.xlsx | OLEUM-UNOCAL #2 | OH | 115 |  | 0.048501 | WADHAM TAP | 1.6752 | VINEYARD-NEWARK | 230 | 14.3585
ETRAN_CIRC_HFTD_MILES.xlsx | OLIVE SW STA-SMYRNA | OH | 115 |  | 22.0847 | WARNERVILLE-WILSON | 38.3953 | VOLTA-DESCHUTES | 60 | 20.8561
ETRAN_CIRC_HFTD_MILES.xlsx | ORO FINO TAP | OH | 60 | Tier 3 - Extreme | 1.3004 | WASCO PRISON TAP | 0.54434 | VOLTA-SOUTH | 60 | 4.86
ETRAN_CIRC_HFTD_MILES.xlsx | ORO LOMA-CANAL #1 | OH | 70 |  | 24.5567 | WASCO-FAMOSO | 7.1273 | WADHAM TAP | 60 | 1.6752
ETRAN_CIRC_HFTD_MILES.xlsx | ORO LOMA-MENDOTA | OH | 70 |  | 29.5848 | WASHOE TAP | 1.0445 | WARNERVILLE-WILSON | 230 | 38.3953
ETRAN_CIRC_HFTD_MILES.xlsx | OWENS ILLINOIS TAP | OH | 115 |  | 0.67866 | WATERSHED TAP | 0.28209 | WASCO PRISON TAP | 115 | 0.54434
ETRAN_CIRC_HFTD_MILES.xlsx | OXBOW TAP | OH | 60 | Tier 3 - Extreme | 0.15039 | WATSONVILLE-SALINAS | 28.3941 | WASCO-FAMOSO | 70 | 7.1273
ETRAN_CIRC_HFTD_MILES.xlsx | OXFORD TAP | OH | 115 |  | 3.8687 | WAUKENA SW STA-CORCORAN | 2.3723 | WASHOE TAP | 60 | 1.0445
ETRAN_CIRC_HFTD_MILES.xlsx | P-X #2 | OH | 115 |  | 0.27955 | WEBER-FRENCH CAMP #1 | 6.068 | WATERSHED TAP | 60 | 0.28209
ETRAN_CIRC_HFTD_MILES.xlsx | PACIFIC ETHANOL TAP | OH | 60 |  | 0.67707 | WEBER-FRENCH CAMP #2 | 10.8904 | WATSONVILLE-SALINAS | 60 | 28.3941
ETRAN_CIRC_HFTD_MILES.xlsx | PACIFIC LUMBER (SCOTIA) TAP | OH | 60 |  | 0.52485 | WEBER-MORMON JCT | 17.6741 | WAUKENA SW STA-CORCORAN | 115 | 2.3723
ETRAN_CIRC_HFTD_MILES.xlsx | PACIFIC OROVILLE POWER TAP | OH | 60 |  | 0.77621 | WEBER-TESLA | 23.7065 | WEBER-FRENCH CAMP #1 | 60 | 6.068
ETRAN_CIRC_HFTD_MILES.xlsx | PADRE FLAT SW STA-PANOCHE | OH | 230 |  | 33.5751 | WEEDPATCH-SAN BERNARD | 9.2554 | WEBER-FRENCH CAMP #2 | 60 | 10.8904
ETRAN_CIRC_HFTD_MILES.xlsx | PALERMO-BOGUE | OH | 115 |  | 34.4963 | WEEDPATCH-WELLFIELD | 5.8846 | WEBER-MORMON JCT | 60 | 17.6741
ETRAN_CIRC_HFTD_MILES.xlsx | PALERMO-BOGUE | OH | 115 | Tier 2 - Elevated | 1.2418 | WEIMAR #1 | 13.9846 | WEBER-TESLA | 230 | 23.7065
ETRAN_CIRC_HFTD_MILES.xlsx | PALERMO-COLGATE | OH | 230 |  | 12.7394 | WEIMAR-HALSEY | 6.2777 | WEEDPATCH-SAN BERNARD | 70 | 9.2554
ETRAN_CIRC_HFTD_MILES.xlsx | PALERMO-COLGATE | OH | 230 | Tier 2 - Elevated | 16.8631 | WESIX TAP | 2.5054 | WEEDPATCH-WELLFIELD | 70 | 5.8846
ETRAN_CIRC_HFTD_MILES.xlsx | PALERMO-NICOLAUS | OH | 115 |  | 39.9875 | WEST FRESNO-CALIFORNIA AVE | 4.9044 | WEIMAR #1 | 60 | 13.9846
ETRAN_CIRC_HFTD_MILES.xlsx | PALERMO-NICOLAUS | OH | 115 | Tier 2 - Elevated | 1.1927 | WEST POINT-VALLEY SPRINGS | 21.6716 | WEIMAR-HALSEY | 60 | 6.2777
ETRAN_CIRC_HFTD_MILES.xlsx | PALERMO-OROVILLE #1 | OH | 60 |  | 5.7833 | WEST SAC COM TOWERS | 0.018473 | WESIX TAP | 70 | 2.5054
ETRAN_CIRC_HFTD_MILES.xlsx | PALERMO-OROVILLE #1 | OH | 60 | Tier 2 - Elevated | 1.1833 | WEST SACRAMENTO-BRIGHTON | 13.9708 | WEST FRESNO-CALIFORNIA AVE | 115 | 4.9044
ETRAN_CIRC_HFTD_MILES.xlsx | PALERMO-OROVILLE #2 | OH | 60 |  | 7.2746 | WEST SACRAMENTO-DAVIS | 12.1428 | WEST POINT-VALLEY SPRINGS | 60 | 21.6716
ETRAN_CIRC_HFTD_MILES.xlsx | PALERMO-OROVILLE #2 | OH | 60 | Tier 2 - Elevated | 2.8587 | WESTINGHOUSE TAP | 7.9975 | WEST SAC COM TOWERS | 60 | 0.018473
ETRAN_CIRC_HFTD_MILES.xlsx | PALERMO-PEASE | OH | 115 |  | 25.4435 | WESTLANDS #1 RA PUMPING PLANT TAP | 1.0536 | WEST SACRAMENTO-BRIGHTON | 115 | 13.9708
ETRAN_CIRC_HFTD_MILES.xlsx | PALERMO-PEASE | OH | 115 | Tier 2 - Elevated | 1.0829 | WESTLANDS #18 RA TAP | 3.5199 | WEST SACRAMENTO-DAVIS | 115 | 12.1428
ETRAN_CIRC_HFTD_MILES.xlsx | PALERMO-WYANDOTTE | OH | 115 |  | 4.0428 | WESTPARK-MAGUNDEN | 12.2861 | WESTINGHOUSE TAP | 60 | 7.9975
ETRAN_CIRC_HFTD_MILES.xlsx | PALERMO-WYANDOTTE | OH | 115 | Tier 2 - Elevated | 1.2595 | WHEELER RIDGE-ADOBE SW STA | 1.3415 | WESTLANDS #1 RA PUMPING PLANT TAP | 115 | 1.0536
ETRAN_CIRC_HFTD_MILES.xlsx | PANOCHE-CAL PEAK-STARWOOD | OH | 115 |  | 0.098951 | WHEELER RIDGE-LAKEVIEW | 7.5068 | WESTLANDS #18 RA TAP | 115 | 3.5199
ETRAN_CIRC_HFTD_MILES.xlsx | PANOCHE-EXCELSIOR SW STA #1 | OH | 115 |  | 28.5004 | WHEELER RIDGE-SAN BERNARD | 5.8824 | WESTPARK-MAGUNDEN | 115 | 12.2861
ETRAN_CIRC_HFTD_MILES.xlsx | PANOCHE-EXCELSIOR SW STA #2 | OH | 115 |  | 28.5002 | WHEELER RIDGE-TEJON | 5.0108 | WHEELER RIDGE-ADOBE SW STA | 115 | 1.3415
ETRAN_CIRC_HFTD_MILES.xlsx | PANOCHE-MENDOTA | OH | 115 |  | 10.0834 | WHEELER RIDGE-WEEDPATCH | 22.3806 | WHEELER RIDGE-LAKEVIEW | 70 | 7.5068
ETRAN_CIRC_HFTD_MILES.xlsx | PANOCHE-ORO LOMA | OH | 115 |  | 18.9556 | WHISMAN-MONTA VISTA | 5.9719 | WHEELER RIDGE-SAN BERNARD | 70 | 5.8824
ETRAN_CIRC_HFTD_MILES.xlsx | PANOCHE-PANOCHE ENERGY CENTER | OH | 230 |  | 0.093805 | WHISMAN-MTN VIEW | 3.5436 | WHEELER RIDGE-TEJON | 70 | 5.0108
ETRAN_CIRC_HFTD_MILES.xlsx | PANOCHE-TRANQUILLITY SW STA #1 | OH | 230 |  | 12.1427 | WILLOW PASS-CONTRA COSTA | 10.8224 | WHEELER RIDGE-WEEDPATCH | 70 | 22.3806
ETRAN_CIRC_HFTD_MILES.xlsx | PANOCHE-TRANQUILLITY SW STA #2 | OH | 230 |  | 12.1358 | WILSON-ATWATER #2 | 15.4132 | WHISMAN-MONTA VISTA | 115 | 5.9719
ETRAN_CIRC_HFTD_MILES.xlsx | PARADISE-BUTTE | OH | 115 |  | 5.3605 | WILSON-BORDEN #1 | 35.3089 | WHISMAN-MTN VIEW | 115 | 3.5436
ETRAN_CIRC_HFTD_MILES.xlsx | PARADISE-BUTTE | OH | 115 | Tier 2 - Elevated | 7.5917 | WILSON-BORDEN #2 | 35.3703 | WILLOW PASS-CONTRA COSTA | 60 | 10.8224
ETRAN_CIRC_HFTD_MILES.xlsx | PARADISE-BUTTE | OH | 115 | Tier 3 - Extreme | 0.62365 | WILSON-DAIRYLAND (12KV) | 11.3718 | WILSON-ATWATER #2 | 115 | 15.4132
ETRAN_CIRC_HFTD_MILES.xlsx | PARADISE-TABLE MTN | OH | 115 |  | 7.0883 | WILSON-LE GRAND | 14.106 | WILSON-BORDEN #1 | 230 | 35.3089
ETRAN_CIRC_HFTD_MILES.xlsx | PARADISE-TABLE MTN | OH | 115 | Tier 2 - Elevated | 19.9305 | WILSON-MERCED #1 | 5.5819 | WILSON-BORDEN #2 | 230 | 35.3703
ETRAN_CIRC_HFTD_MILES.xlsx | PARADISE-TABLE MTN | OH | 115 | Tier 3 - Extreme | 6.7022 | WILSON-MERCED #2 | 6.2018 | WILSON-DAIRYLAND (12KV) | 115 | 11.3718
ETRAN_CIRC_HFTD_MILES.xlsx | PARAMOUNT FARMS TAP | OH | 115 |  | 0.56848 | WILSON-ORO LOMA | 43.5593 | WILSON-LE GRAND | 115 | 14.106
ETRAN_CIRC_HFTD_MILES.xlsx | PARDEE #1 TAP | OH | 60 | Tier 2 - Elevated | 4.326 | WIND FARMS | 3.751 | WILSON-MERCED #1 | 115 | 5.5819
ETRAN_CIRC_HFTD_MILES.xlsx | PARDEE #2 TAP | OH | 60 | Tier 2 - Elevated | 0.085588 | WIND GAP PUMPING PLANT #2 TAP | 1.6239 | WILSON-MERCED #2 | 115 | 6.2018
ETRAN_CIRC_HFTD_MILES.xlsx | PARKWAY-MORAGA | OH | 230 |  | 7.0862 | WINDMASTER TAP | 0.11158 | WILSON-ORO LOMA | 115 | 43.5593
ETRAN_CIRC_HFTD_MILES.xlsx | PARKWAY-MORAGA | OH | 230 | Tier 2 - Elevated | 12.2413 | WINDSOR-FITCH MOUNTAIN | 21.2423 | WIND FARMS | 60 | 3.751
ETRAN_CIRC_HFTD_MILES.xlsx | PARKWAY-MORAGA | OH | 230 | Tier 3 - Extreme | 4.3107 | WINTU TAP | 1.8551 | WIND GAP PUMPING PLANT #2 TAP | 230 | 1.6239
ETRAN_CIRC_HFTD_MILES.xlsx | PASO ROBLES-TEMPLETON | OH | 70 |  | 4.8956 | WISHON-COPPERMINE | 19.9867 | WINDMASTER TAP | 230 | 0.11158
ETRAN_CIRC_HFTD_MILES.xlsx | PEABODY-BIRDS LANDING SW STA | OH | 230 |  | 19.8516 | WISHON-SAN JOAQUIN #3 | 7.6396 | WINDSOR-FITCH MOUNTAIN | 60 | 21.2423
ETRAN_CIRC_HFTD_MILES.xlsx | PEACHTON-PEASE | OH | 60 |  | 16.3422 | WITCO (REFINERY) TAP | 0.029278 | WINTU TAP | 60 | 1.8551
ETRAN_CIRC_HFTD_MILES.xlsx | PEASE-HARTER | OH | 60 |  | 15.88 | WOHLER TAP | 1.4353 | WISHON-COPPERMINE | 70 | 19.9867
ETRAN_CIRC_HFTD_MILES.xlsx | PEASE-MARYSVILLE-HARTER | OH | 60 |  | 10.3054 | WOODBRIDGE TAP | 0.52793 | WISHON-SAN JOAQUIN #3 | 70 | 7.6396
ETRAN_CIRC_HFTD_MILES.xlsx | PEASE-RIO OSO | OH | 115 |  | 27.6133 | WOODLAND BIOMASS TAP | 0.86993 | WITCO (REFINERY) TAP | 115 | 0.029278
ETRAN_CIRC_HFTD_MILES.xlsx | PENN ZIER TAP | OH | 70 |  | 4.9932 | WOODLAND-DAVIS | 11.7467 | WOHLER TAP | 60 | 1.4353
ETRAN_CIRC_HFTD_MILES.xlsx | PENNGROVE SUB TAP | OH | 115 |  | 0.80623 | WOODLEAF-PALERMO | 19.6245 | WOODBRIDGE TAP | 60 | 0.52793
ETRAN_CIRC_HFTD_MILES.xlsx | PENTLAND TAP | OH | 70 |  | 0.55001 | WOODWARD-SHEPHERD | 4.8356 | WOODLAND BIOMASS TAP | 115 | 0.86993
ETRAN_CIRC_HFTD_MILES.xlsx | PEORIA TAP | OH | 115 | Tier 2 - Elevated | 0.8477 | WRIGHT TAP | 1.1754 | WOODLAND-DAVIS | 115 | 11.7467
ETRAN_CIRC_HFTD_MILES.xlsx | PERMANENTE #1 TAP | OH | 60 |  | 0.18499 | YANKE (NORTH FORK) TAP | 0.42347 | WOODLEAF-PALERMO | 115 | 19.6245
ETRAN_CIRC_HFTD_MILES.xlsx | PERMANENTE #1 TAP | OH | 60 | Tier 2 - Elevated | 0.12965 | YUBA CITY COGEN TAP | 0.79886 | WOODWARD-SHEPHERD | 115 | 4.8356
ETRAN_CIRC_HFTD_MILES.xlsx | PERMANENTE #2 TAP | OH | 60 |  | 0.16921 | ZAMORA TAP | 1.9187 | WRIGHT TAP | 70 | 1.1754
ETRAN_CIRC_HFTD_MILES.xlsx | PERMANENTE #2 TAP | OH | 60 | Tier 2 - Elevated | 0.33921 | ZANKER #1 TAP | 0.59793 | YANKE (NORTH FORK) TAP | 70 | 0.42347
ETRAN_CIRC_HFTD_MILES.xlsx | PHILO JCT-ELK | OH | 60 |  | 4.3023 | ZANKER #2 TAP | 0.72098 | YUBA CITY COGEN TAP | 60 | 0.79886
ETRAN_CIRC_HFTD_MILES.xlsx | PHILO JCT-ELK | OH | 60 | Tier 2 - Elevated | 32.9487 | ZOND WIND TAP | 1.1889 | ZAMORA TAP | 115 | 1.9187
ETRAN_CIRC_HFTD_MILES.xlsx | PIERCY-METCALF | OH | 115 |  | 4.7218 | Total Result | 17621.0019 | ZANKER #1 TAP | 115 | 0.59793
ETRAN_CIRC_HFTD_MILES.xlsx | PINE GROVE TAP | OH | 60 | Tier 2 - Elevated | 2.1876 |  |  | ZANKER #2 TAP | 115 | 0.72098
ETRAN_CIRC_HFTD_MILES.xlsx | PINE GROVE TAP | OH | 60 | Tier 3 - Extreme | 0.4813 |  |  | ZOND WIND TAP | 60 | 1.1889
ETRAN_CIRC_HFTD_MILES.xlsx | PIT #1-COTTONWOOD | OH | 230 |  | 10.0905 |  |  | Grand Total |  | 17621.0019
ETRAN_CIRC_HFTD_MILES.xlsx | PIT #1-COTTONWOOD | OH | 230 | Tier 2 - Elevated | 42.0374
ETRAN_CIRC_HFTD_MILES.xlsx | PIT #1-COTTONWOOD | OH | 230 | Tier 3 - Extreme | 7.6237
ETRAN_CIRC_HFTD_MILES.xlsx | PIT #1-HAT CREEK #2-BURNEY | OH | 60 |  | 2.3301
ETRAN_CIRC_HFTD_MILES.xlsx | PIT #1-HAT CREEK #2-BURNEY | OH | 60 | Tier 2 - Elevated | 10.6289
ETRAN_CIRC_HFTD_MILES.xlsx | PIT #1-MCARTHUR | OH | 60 |  | 4.2187
ETRAN_CIRC_HFTD_MILES.xlsx | PIT #1-MCARTHUR | OH | 60 | Tier 2 - Elevated | 3.0815
ETRAN_CIRC_HFTD_MILES.xlsx | PIT #3-CARBERRY SW STA | OH | 230 |  | 1.7267
ETRAN_CIRC_HFTD_MILES.xlsx | PIT #3-CARBERRY SW STA | OH | 230 | Tier 2 - Elevated | 9.1814
ETRAN_CIRC_HFTD_MILES.xlsx | PIT #3-PIT #1 | OH | 230 |  | 3.3606
ETRAN_CIRC_HFTD_MILES.xlsx | PIT #3-PIT #1 | OH | 230 | Tier 2 - Elevated | 19.3248
ETRAN_CIRC_HFTD_MILES.xlsx | PIT #4 TAP | OH | 230 | Tier 2 - Elevated | 7.0302
ETRAN_CIRC_HFTD_MILES.xlsx | PIT #5-ROUND MTN #1 | OH | 230 | Tier 2 - Elevated | 13.1235
ETRAN_CIRC_HFTD_MILES.xlsx | PIT #5-ROUND MTN #2 | OH | 230 | Tier 2 - Elevated | 13.1072
ETRAN_CIRC_HFTD_MILES.xlsx | PIT #6 JCT-ROUND MTN | OH | 230 | Tier 2 - Elevated | 8.153
ETRAN_CIRC_HFTD_MILES.xlsx | PIT #6 TAP | OH | 230 | Tier 2 - Elevated | 3.4294
ETRAN_CIRC_HFTD_MILES.xlsx | PIT #7 TAP | OH | 230 | Tier 2 - Elevated | 3.5899
ETRAN_CIRC_HFTD_MILES.xlsx | PITTSBURG-CLAYTON #1 | OH | 115 |  | 10.807
ETRAN_CIRC_HFTD_MILES.xlsx | PITTSBURG-CLAYTON #1 | OH | 115 | Tier 2 - Elevated | 6.0125
ETRAN_CIRC_HFTD_MILES.xlsx | PITTSBURG-COLUMBIA STEEL | OH | 115 |  | 8.0209
ETRAN_CIRC_HFTD_MILES.xlsx | PITTSBURG-COLUMBIA STEEL | OH | 115 | Tier 2 - Elevated | 1.212
ETRAN_CIRC_HFTD_MILES.xlsx | PITTSBURG-EASTSHORE | OH | 230 |  | 15.2299
ETRAN_CIRC_HFTD_MILES.xlsx | PITTSBURG-EASTSHORE | OH | 230 | Tier 2 - Elevated | 7.7806
ETRAN_CIRC_HFTD_MILES.xlsx | PITTSBURG-EASTSHORE | OH | 230 | Tier 3 - Extreme | 11.9054
ETRAN_CIRC_HFTD_MILES.xlsx | PITTSBURG-KIRKER-COLUMBIA STEEL | OH | 115 |  | 8.1232
ETRAN_CIRC_HFTD_MILES.xlsx | PITTSBURG-KIRKER-COLUMBIA STEEL | OH | 115 | Tier 2 - Elevated | 1.134
ETRAN_CIRC_HFTD_MILES.xlsx | PITTSBURG-LOS MEDANOS #1 | OH | 115 |  | 0.54406
ETRAN_CIRC_HFTD_MILES.xlsx | PITTSBURG-LOS MEDANOS #2 | OH | 115 |  | 0.54255
ETRAN_CIRC_HFTD_MILES.xlsx | PITTSBURG-MARTINEZ #1 | OH | 115 |  | 16.8882
ETRAN_CIRC_HFTD_MILES.xlsx | PITTSBURG-MARTINEZ #1 | OH | 115 | Tier 2 - Elevated | 0.33845
ETRAN_CIRC_HFTD_MILES.xlsx | PITTSBURG-MARTINEZ #2 | OH | 115 |  | 15.446
ETRAN_CIRC_HFTD_MILES.xlsx | PITTSBURG-MARTINEZ #2 | OH | 115 | Tier 2 - Elevated | 0.38286
ETRAN_CIRC_HFTD_MILES.xlsx | PITTSBURG-SAN MATEO | OH | 230 |  | 27.7241
ETRAN_CIRC_HFTD_MILES.xlsx | PITTSBURG-SAN MATEO | OH | 230 | Tier 2 - Elevated | 7.7818
ETRAN_CIRC_HFTD_MILES.xlsx | PITTSBURG-SAN MATEO | OH | 230 | Tier 3 - Extreme | 11.8928
ETRAN_CIRC_HFTD_MILES.xlsx | PITTSBURG-SAN RAMON | OH | 230 |  | 7.8519
ETRAN_CIRC_HFTD_MILES.xlsx | PITTSBURG-SAN RAMON | OH | 230 | Tier 2 - Elevated | 7.7043
ETRAN_CIRC_HFTD_MILES.xlsx | PITTSBURG-SAN RAMON | OH | 230 | Tier 3 - Extreme | 6.0991
ETRAN_CIRC_HFTD_MILES.xlsx | PITTSBURG-TASSAJARA | OH | 230 |  | 4.6092
ETRAN_CIRC_HFTD_MILES.xlsx | PITTSBURG-TASSAJARA | OH | 230 | Tier 2 - Elevated | 6.6458
ETRAN_CIRC_HFTD_MILES.xlsx | PITTSBURG-TASSAJARA | OH | 230 | Tier 3 - Extreme | 6.1067
ETRAN_CIRC_HFTD_MILES.xlsx | PITTSBURG-TESLA #1 | OH | 230 |  | 13.35
ETRAN_CIRC_HFTD_MILES.xlsx | PITTSBURG-TESLA #1 | OH | 230 | Tier 2 - Elevated | 17.9956
ETRAN_CIRC_HFTD_MILES.xlsx | PITTSBURG-TESLA #2 | OH | 230 |  | 13.2872
ETRAN_CIRC_HFTD_MILES.xlsx | PITTSBURG-TESLA #2 | OH | 230 | Tier 2 - Elevated | 18.0322
ETRAN_CIRC_HFTD_MILES.xlsx | PITTSBURG-TESORO | OH | 230 |  | 11.2725
ETRAN_CIRC_HFTD_MILES.xlsx | PITTSBURG-TIDEWATER | OH | 230 |  | 11.2668
ETRAN_CIRC_HFTD_MILES.xlsx | PITTSBURG #1 TAP (NO FLY) | OH | 60 |  | 1.1517
ETRAN_CIRC_HFTD_MILES.xlsx | PITTSBURG #2 TAP | OH | 60 |  | 1.1863
ETRAN_CIRC_HFTD_MILES.xlsx | PLACER-DEL MAR | OH | 60 |  | 6.2922
ETRAN_CIRC_HFTD_MILES.xlsx | PLACER-DEL MAR | OH | 60 | Tier 2 - Elevated | 4.5177
ETRAN_CIRC_HFTD_MILES.xlsx | PLACER-GOLD HILL #1 | OH | 115 |  | 10.7459
ETRAN_CIRC_HFTD_MILES.xlsx | PLACER-GOLD HILL #1 | OH | 115 | Tier 2 - Elevated | 9.9202
ETRAN_CIRC_HFTD_MILES.xlsx | PLACER-GOLD HILL #2 | OH | 115 |  | 10.756
ETRAN_CIRC_HFTD_MILES.xlsx | PLACER-GOLD HILL #2 | OH | 115 | Tier 2 - Elevated | 9.9151
ETRAN_CIRC_HFTD_MILES.xlsx | PLUMAS-SIERRA TAP | OH | 60 |  | 0.67916
ETRAN_CIRC_HFTD_MILES.xlsx | PLUMAS-SIERRA TAP | OH | 60 | Tier 2 - Elevated | 0.058857
ETRAN_CIRC_HFTD_MILES.xlsx | PLUMAS-SIERRA TAP | OH | 60 | Tier 3 - Extreme | 0.013701
ETRAN_CIRC_HFTD_MILES.xlsx | POE-RIO OSO | OH | 230 |  | 37.6669
ETRAN_CIRC_HFTD_MILES.xlsx | POE-RIO OSO | OH | 230 | Tier 2 - Elevated | 14.0118
ETRAN_CIRC_HFTD_MILES.xlsx | POE-RIO OSO | OH | 230 | Tier 3 - Extreme | 4.4117
ETRAN_CIRC_HFTD_MILES.xlsx | PORT COSTA BRICK TAP | OH | 60 |  | 0.013468
ETRAN_CIRC_HFTD_MILES.xlsx | PORT COSTA BRICK TAP | OH | 60 | Tier 2 - Elevated | 1.8773
ETRAN_CIRC_HFTD_MILES.xlsx | POST OFFICE TAP | OH | 115 |  | 0.75217
ETRAN_CIRC_HFTD_MILES.xlsx | POTTER VALLEY-MENDOCINO | OH | 60 |  | 2.5621
ETRAN_CIRC_HFTD_MILES.xlsx | POTTER VALLEY-MENDOCINO | OH | 60 | Tier 2 - Elevated | 8.3795
ETRAN_CIRC_HFTD_MILES.xlsx | POTTER VALLEY-WILLITS | OH | 60 |  | 1.2897
ETRAN_CIRC_HFTD_MILES.xlsx | POTTER VALLEY-WILLITS | OH | 60 | Tier 2 - Elevated | 6.3608
ETRAN_CIRC_HFTD_MILES.xlsx | POTTER VALLEY-WILLITS | OH | 60 | Tier 3 - Extreme | 5.5076
ETRAN_CIRC_HFTD_MILES.xlsx | PSE MCKITTRICK TAP | OH | 115 |  | 5.2117
ETRAN_CIRC_HFTD_MILES.xlsx | QUEBEC TAP | OH | 115 |  | 4.3465
ETRAN_CIRC_HFTD_MILES.xlsx | QUINTO SW STA-WESTLEY | OH | 230 |  | 50.7384
ETRAN_CIRC_HFTD_MILES.xlsx | QUINTO SW STA-WESTLEY | OH | 230 | Tier 2 - Elevated | 6.8127
ETRAN_CIRC_HFTD_MILES.xlsx | RACETRACK TAP | OH | 115 | Tier 2 - Elevated | 3.5478
ETRAN_CIRC_HFTD_MILES.xlsx | RADUM-LIVERMORE | OH | 60 |  | 4.659
ETRAN_CIRC_HFTD_MILES.xlsx | RADUM-VALLECITOS | OH | 60 |  | 10.6217
ETRAN_CIRC_HFTD_MILES.xlsx | RAINBOW TAP | OH | 115 |  | 2.5875
ETRAN_CIRC_HFTD_MILES.xlsx | RALPH TAP | OH | 230 |  | 0.058227
ETRAN_CIRC_HFTD_MILES.xlsx | RANCHERS COTTON TAP | OH | 115 |  | 2.0952
ETRAN_CIRC_HFTD_MILES.xlsx | RANCHO SECO-BELLOTA #1 | OH | 230 |  | 27.3879
ETRAN_CIRC_HFTD_MILES.xlsx | RANCHO SECO-BELLOTA #2 | OH | 230 |  | 27.3635
ETRAN_CIRC_HFTD_MILES.xlsx | RAVENSWOOD-AMES #1 | OH | 115 |  | 7.0737
ETRAN_CIRC_HFTD_MILES.xlsx | RAVENSWOOD-AMES #2 | OH | 115 |  | 7.0856
ETRAN_CIRC_HFTD_MILES.xlsx | RAVENSWOOD-BAIR #1 | OH | 115 |  | 7.4274
ETRAN_CIRC_HFTD_MILES.xlsx | RAVENSWOOD-BAIR #2 | OH | 115 |  | 11.2877
ETRAN_CIRC_HFTD_MILES.xlsx | RAVENSWOOD-COOLEY LANDING #1 | OH | 115 |  | 1.6171
ETRAN_CIRC_HFTD_MILES.xlsx | RAVENSWOOD-COOLEY LANDING #2 | OH | 115 |  | 1.6192
ETRAN_CIRC_HFTD_MILES.xlsx | RAVENSWOOD-PALO ALTO #1 | OH | 115 |  | 4.2705
ETRAN_CIRC_HFTD_MILES.xlsx | RAVENSWOOD-PALO ALTO #2 | OH | 115 |  | 4.2636
ETRAN_CIRC_HFTD_MILES.xlsx | RAVENSWOOD-SAN MATEO | OH | 115 |  | 12.0381
ETRAN_CIRC_HFTD_MILES.xlsx | RAVENSWOOD-SAN MATEO #1 | OH | 230 |  | 11.8906
ETRAN_CIRC_HFTD_MILES.xlsx | RAVENSWOOD-SAN MATEO #2 | OH | 230 |  | 11.8811
ETRAN_CIRC_HFTD_MILES.xlsx | RED BANK TAP | OH | 60 |  | 0.68118
ETRAN_CIRC_HFTD_MILES.xlsx | REEDLEY-DINUBA #1 | OH | 70 |  | 7.7007
ETRAN_CIRC_HFTD_MILES.xlsx | REEDLEY-OROSI | OH | 70 |  | 10.8873
ETRAN_CIRC_HFTD_MILES.xlsx | RESERVE OIL TAP | OH | 70 |  | 0.57923
ETRAN_CIRC_HFTD_MILES.xlsx | RINCON #1 TAP | OH | 115 | Tier 2 - Elevated | 0.48653
ETRAN_CIRC_HFTD_MILES.xlsx | RINCON #1 TAP | OH | 115 | Tier 3 - Extreme | 0.082626
ETRAN_CIRC_HFTD_MILES.xlsx | RINCON #2 TAP | OH | 115 | Tier 2 - Elevated | 0.4827
ETRAN_CIRC_HFTD_MILES.xlsx | RINCON #2 TAP | OH | 115 | Tier 3 - Extreme | 0.067835
ETRAN_CIRC_HFTD_MILES.xlsx | RIO BRAVO-KERN OIL | OH | 115 |  | 7.2843
ETRAN_CIRC_HFTD_MILES.xlsx | RIO BRAVO (FRESNO) TAP | OH | 115 |  | 0.32204
ETRAN_CIRC_HFTD_MILES.xlsx | RIO BRAVO (ROCKLIN) TAP | OH | 115 |  | 0.40369
ETRAN_CIRC_HFTD_MILES.xlsx | RIO BRAVO HYDRO | OH | 70 |  | 0.23957
ETRAN_CIRC_HFTD_MILES.xlsx | RIO BRAVO TOMATO TAP | OH | 115 |  | 0.43299
ETRAN_CIRC_HFTD_MILES.xlsx | RIO DELL JCT-BRIDGEVILLE | OH | 60 |  | 6.1962
ETRAN_CIRC_HFTD_MILES.xlsx | RIO DELL JCT-BRIDGEVILLE | OH | 60 | Tier 2 - Elevated | 15.0551
ETRAN_CIRC_HFTD_MILES.xlsx | RIO DELL TAP | OH | 60 |  | 4.5718
ETRAN_CIRC_HFTD_MILES.xlsx | RIO DELL TAP | OH | 60 | Tier 2 - Elevated | 0.79146
ETRAN_CIRC_HFTD_MILES.xlsx | RIO OSO-ATLANTIC | OH | 230 |  | 17.6842
ETRAN_CIRC_HFTD_MILES.xlsx | RIO OSO-BRIGHTON | OH | 230 |  | 27.1743
ETRAN_CIRC_HFTD_MILES.xlsx | RIO OSO-GOLD HILL | OH | 230 |  | 28.6349
ETRAN_CIRC_HFTD_MILES.xlsx | RIO OSO-LINCOLN | OH | 115 |  | 11.0238
ETRAN_CIRC_HFTD_MILES.xlsx | RIO OSO-NICOLAUS | OH | 115 |  | 5.3922
ETRAN_CIRC_HFTD_MILES.xlsx | RIO OSO-WEST SACRAMENTO | OH | 115 |  | 43.5554
ETRAN_CIRC_HFTD_MILES.xlsx | RIO OSO-WOODLAND #1 | OH | 115 |  | 45.2452
ETRAN_CIRC_HFTD_MILES.xlsx | RIO OSO-WOODLAND #2 | OH | 115 |  | 53.3572
ETRAN_CIRC_HFTD_MILES.xlsx | RIPON-MANTECA | OH | 115 |  | 9.1353
ETRAN_CIRC_HFTD_MILES.xlsx | RIVER ROCK TAP | OH | 70 |  | 1.2068
ETRAN_CIRC_HFTD_MILES.xlsx | RIVERBANK JCT SW STA-RIPON | OH | 115 |  | 18.0031
ETRAN_CIRC_HFTD_MILES.xlsx | ROBERTSON TAP | OH | 60 |  | 0.82185
ETRAN_CIRC_HFTD_MILES.xlsx | ROCK CREEK-POE | OH | 230 | Tier 2 - Elevated | 20.133
ETRAN_CIRC_HFTD_MILES.xlsx | ROCK CREEK-POE | OH | 230 | Tier 3 - Extreme | 6.8507
ETRAN_CIRC_HFTD_MILES.xlsx | ROLLINS TAP | OH | 60 | Tier 2 - Elevated | 0.3889
ETRAN_CIRC_HFTD_MILES.xlsx | ROLLINS TAP | OH | 60 | Tier 3 - Extreme | 0.34171
ETRAN_CIRC_HFTD_MILES.xlsx | ROSE TAP | OH | 70 |  | 0.30661
ETRAN_CIRC_HFTD_MILES.xlsx | ROSSMOOR #1 TAP | OH | 230 |  | 0.2093
ETRAN_CIRC_HFTD_MILES.xlsx | ROSSMOOR #1 TAP | OH | 230 | Tier 3 - Extreme | 0.47969
ETRAN_CIRC_HFTD_MILES.xlsx | ROSSMOOR #2 TAP | OH | 230 |  | 0.20441
ETRAN_CIRC_HFTD_MILES.xlsx | ROSSMOOR #2 TAP | OH | 230 | Tier 3 - Extreme | 0.45541
ETRAN_CIRC_HFTD_MILES.xlsx | ROUGH & READY TAP | OH | 60 |  | 0.9457
ETRAN_CIRC_HFTD_MILES.xlsx | ROUND MTN-COTTONWOOD #2 | OH | 230 |  | 7.8872
ETRAN_CIRC_HFTD_MILES.xlsx | ROUND MTN-COTTONWOOD #2 | OH | 230 | Tier 2 - Elevated | 22.0498
ETRAN_CIRC_HFTD_MILES.xlsx | ROUND MTN-COTTONWOOD #2 | OH | 230 | Tier 3 - Extreme | 3.7299
ETRAN_CIRC_HFTD_MILES.xlsx | ROUND MTN-COTTONWOOD #3 | OH | 230 |  | 7.0156
ETRAN_CIRC_HFTD_MILES.xlsx | ROUND MTN-COTTONWOOD #3 | OH | 230 | Tier 2 - Elevated | 19.1667
ETRAN_CIRC_HFTD_MILES.xlsx | ROUND MTN-COTTONWOOD #3 | OH | 230 | Tier 3 - Extreme | 7.174
ETRAN_CIRC_HFTD_MILES.xlsx | ROUND MTN-TABLE MTN #1 | OH | 500 |  | 12.659
ETRAN_CIRC_HFTD_MILES.xlsx | ROUND MTN-TABLE MTN #1 | OH | 500 | Tier 2 - Elevated | 64.6323
ETRAN_CIRC_HFTD_MILES.xlsx | ROUND MTN-TABLE MTN #1 | OH | 500 | Tier 3 - Extreme | 11.7384
ETRAN_CIRC_HFTD_MILES.xlsx | ROUND MTN-TABLE MTN #2 | OH | 500 |  | 10.0538
ETRAN_CIRC_HFTD_MILES.xlsx | ROUND MTN-TABLE MTN #2 | OH | 500 | Tier 2 - Elevated | 67.1951
ETRAN_CIRC_HFTD_MILES.xlsx | ROUND MTN-TABLE MTN #2 | OH | 500 | Tier 3 - Extreme | 11.7738
ETRAN_CIRC_HFTD_MILES.xlsx | RUSSELL CITY ENERGY CENTER-EASTSHORE #1 | OH | 230 |  | 1.1947
ETRAN_CIRC_HFTD_MILES.xlsx | RUSSELL CITY ENERGY CENTER-EASTSHORE #2 | OH | 230 |  | 1.204
ETRAN_CIRC_HFTD_MILES.xlsx | SAFEWAY TAP | OH | 115 |  | 0.68286
ETRAN_CIRC_HFTD_MILES.xlsx | SALADO-CROW CREEK SW STA | OH | 60 |  | 3.7707
ETRAN_CIRC_HFTD_MILES.xlsx | SALADO-NEWMAN #2 | OH | 60 |  | 21.5625
ETRAN_CIRC_HFTD_MILES.xlsx | SALINAS-FIRESTONE #1 | OH | 60 |  | 6.1508
ETRAN_CIRC_HFTD_MILES.xlsx | SALINAS-FIRESTONE #2 | OH | 60 |  | 13.315
ETRAN_CIRC_HFTD_MILES.xlsx | SALINAS-FORT ORD #1 | OH | 60 |  | 7.2004
ETRAN_CIRC_HFTD_MILES.xlsx | SALINAS-FORT ORD #1 | OH | 60 | Tier 2 - Elevated | 3.016
ETRAN_CIRC_HFTD_MILES.xlsx | SALINAS-FORT ORD #2 | OH | 60 |  | 7.12
ETRAN_CIRC_HFTD_MILES.xlsx | SALINAS-FORT ORD #2 | OH | 60 | Tier 2 - Elevated | 3.0044
ETRAN_CIRC_HFTD_MILES.xlsx | SALINAS-LAGUNITAS | OH | 60 |  | 5.7817
ETRAN_CIRC_HFTD_MILES.xlsx | SALINAS-LAURELES | OH | 60 |  | 9.2112
ETRAN_CIRC_HFTD_MILES.xlsx | SALINAS-LAURELES | OH | 60 | Tier 2 - Elevated | 18.2461
ETRAN_CIRC_HFTD_MILES.xlsx | SALMON CREEK TAP | OH | 60 |  | 4.0776
ETRAN_CIRC_HFTD_MILES.xlsx | SALMON CREEK TAP | OH | 60 | Tier 2 - Elevated | 5.3934
ETRAN_CIRC_HFTD_MILES.xlsx | SALMON CREEK TAP | OH | 60 | Tier 3 - Extreme | 1.0393
ETRAN_CIRC_HFTD_MILES.xlsx | SALT SPRINGS-TIGER CREEK | OH | 115 | Tier 2 - Elevated | 14.8232
ETRAN_CIRC_HFTD_MILES.xlsx | SALT SPRINGS-TIGER CREEK | OH | 115 | Tier 3 - Extreme | 1.6618
ETRAN_CIRC_HFTD_MILES.xlsx | SAN ANDREAS (CCSF) TAP | OH | 60 |  | 0.38895
ETRAN_CIRC_HFTD_MILES.xlsx | SAN ARDO TAP | OH | 60 |  | 0.34252
ETRAN_CIRC_HFTD_MILES.xlsx | SAN BENITO-HOLLISTER | OH | 115 |  | 8.3005
ETRAN_CIRC_HFTD_MILES.xlsx | SAN BERNARD-TEJON | OH | 70 |  | 6.955
ETRAN_CIRC_HFTD_MILES.xlsx | SAN BRUNO TAP | OH | 60 |  | 0.60769
ETRAN_CIRC_HFTD_MILES.xlsx | SAN BRUNO TAP | OH | 60 | Tier 2 - Elevated | 0.51947
ETRAN_CIRC_HFTD_MILES.xlsx | SAN FRANCISCO #2 | OH | 115 |  | 3.1452
ETRAN_CIRC_HFTD_MILES.xlsx | SAN JOAQUIN COGEN TAP | OH | 115 |  | 0.035285
ETRAN_CIRC_HFTD_MILES.xlsx | SAN JOSE A-SAN JOSE B | OH | 115 |  | 1.1517
ETRAN_CIRC_HFTD_MILES.xlsx | SAN JOSE B-STONE-EVERGREEN | OH | 115 |  | 8.5574
ETRAN_CIRC_HFTD_MILES.xlsx | SAN LEANDRO-OAKLND J #1 | OH | 115 |  | 6.6964
ETRAN_CIRC_HFTD_MILES.xlsx | SAN LUIS #3 TAP | OH | 115 |  | 16.1099
ETRAN_CIRC_HFTD_MILES.xlsx | SAN LUIS #5 TAP | OH | 115 |  | 1.8823
ETRAN_CIRC_HFTD_MILES.xlsx | SAN LUIS OBISPO-CAYUCOS | OH | 70 |  | 10.0091
ETRAN_CIRC_HFTD_MILES.xlsx | SAN LUIS OBISPO-CAYUCOS | OH | 70 | Tier 2 - Elevated | 13.3853
ETRAN_CIRC_HFTD_MILES.xlsx | SAN LUIS OBISPO-OCEANO | OH | 115 |  | 8.0288
ETRAN_CIRC_HFTD_MILES.xlsx | SAN LUIS OBISPO-OCEANO | OH | 115 | Tier 2 - Elevated | 9.7255
ETRAN_CIRC_HFTD_MILES.xlsx | SAN LUIS OBISPO-OCEANO | OH | 115 | Tier 3 - Extreme | 2.1469
ETRAN_CIRC_HFTD_MILES.xlsx | SAN LUIS OBISPO-SANTA MARIA | OH | 115 |  | 12.6886
ETRAN_CIRC_HFTD_MILES.xlsx | SAN LUIS OBISPO-SANTA MARIA | OH | 115 | Tier 2 - Elevated | 11.1099
ETRAN_CIRC_HFTD_MILES.xlsx | SAN LUIS OBISPO-SANTA MARIA | OH | 115 | Tier 3 - Extreme | 2.1569
ETRAN_CIRC_HFTD_MILES.xlsx | SAN LUIS OBISPO-SANTA MARIA * | OH | 70 |  | 5.6151
ETRAN_CIRC_HFTD_MILES.xlsx | SAN LUIS OBISPO-SANTA MARIA * | OH | 70 | Tier 2 - Elevated | 5.9601
ETRAN_CIRC_HFTD_MILES.xlsx | SAN LUIS OBISPO-SANTA MARIA * | OH | 70 | Tier 3 - Extreme | 1.7526
ETRAN_CIRC_HFTD_MILES.xlsx | SAN MATEO-BAIR | OH | 60 |  | 13.9883
ETRAN_CIRC_HFTD_MILES.xlsx | SAN MATEO-BAY MEADOWS #1 | OH | 115 |  | 4.2961
ETRAN_CIRC_HFTD_MILES.xlsx | SAN MATEO-BAY MEADOWS #2 | OH | 115 |  | 4.2594
ETRAN_CIRC_HFTD_MILES.xlsx | SAN MATEO-BELMONT | OH | 115 |  | 7.1989
ETRAN_CIRC_HFTD_MILES.xlsx | SAN MATEO-HILLSDALE JCT | OH | 60 |  | 5.7305
ETRAN_CIRC_HFTD_MILES.xlsx | SAN MATEO-HILLSDALE JCT | OH | 60 | Tier 2 - Elevated | 1.1546
ETRAN_CIRC_HFTD_MILES.xlsx | SAN MATEO-MARTIN #3 | OH | 115 |  | 11.5497
ETRAN_CIRC_HFTD_MILES.xlsx | SAN MATEO-MARTIN #4 | OH | 115 |  | 11.6398
ETRAN_CIRC_HFTD_MILES.xlsx | SAN MATEO-MARTIN #6 | OH | 115 |  | 11.6813
ETRAN_CIRC_HFTD_MILES.xlsx | SAN MIGUEL-PASO ROBLES | OH | 70 |  | 9.9185
ETRAN_CIRC_HFTD_MILES.xlsx | SAN RAMON-MORAGA | OH | 230 |  | 5.332
ETRAN_CIRC_HFTD_MILES.xlsx | SAN RAMON-MORAGA | OH | 230 | Tier 2 - Elevated | 3.2368
ETRAN_CIRC_HFTD_MILES.xlsx | SAN RAMON-MORAGA | OH | 230 | Tier 3 - Extreme | 13.6681
ETRAN_CIRC_HFTD_MILES.xlsx | SAN RAMON-RADUM | OH | 60 |  | 7.0559
ETRAN_CIRC_HFTD_MILES.xlsx | SAN RAMON RESEARCH CENTER TAP | OH | 230 |  | 3.2655
ETRAN_CIRC_HFTD_MILES.xlsx | SANDBAR TAP | OH | 115 | Tier 3 - Extreme | 0.095695
ETRAN_CIRC_HFTD_MILES.xlsx | SANGER-CALIFORNIA AVE | OH | 115 |  | 9.3285
ETRAN_CIRC_HFTD_MILES.xlsx | SANGER-CALIFORNIA AVE #1 | OH | 70 |  | 9.2265
ETRAN_CIRC_HFTD_MILES.xlsx | SANGER-MALAGA | OH | 115 |  | 8.8177
ETRAN_CIRC_HFTD_MILES.xlsx | SANGER-REEDLEY | OH | 115 |  | 20.4191
ETRAN_CIRC_HFTD_MILES.xlsx | SANGER COGEN TAP | OH | 115 |  | 0.83287
ETRAN_CIRC_HFTD_MILES.xlsx | SANTA FE GEOTHERMAL TAP | OH | 230 | Tier 3 - Extreme | 1.0396
ETRAN_CIRC_HFTD_MILES.xlsx | SANTA MARIA-SISQUOC | OH | 115 |  | 10.5678
ETRAN_CIRC_HFTD_MILES.xlsx | SANTA MARIA COGEN TAP | OH | 115 |  | 0.24219
ETRAN_CIRC_HFTD_MILES.xlsx | SANTA PAULA-MILLBRAE | OH | 115 |  | 0.090915
ETRAN_CIRC_HFTD_MILES.xlsx | SANTA ROSA-CORONA | OH | 115 |  | 13.2994
ETRAN_CIRC_HFTD_MILES.xlsx | SANTA ROSA-CORONA | OH | 115 | Tier 2 - Elevated | 1.0881
ETRAN_CIRC_HFTD_MILES.xlsx | SANTA TERESA-EDENVALE | OH | 115 |  | 0.14624
ETRAN_CIRC_HFTD_MILES.xlsx | SANTA YNEZ TAP | OH | 115 |  | 0.56359
ETRAN_CIRC_HFTD_MILES.xlsx | SANTA YNEZ TAP | OH | 115 | Tier 2 - Elevated | 3.4941
ETRAN_CIRC_HFTD_MILES.xlsx | SARATOGA-VASONA | OH | 230 |  | 3.4113
ETRAN_CIRC_HFTD_MILES.xlsx | SARGENT SW STA-HOLLISTER | OH | 115 |  | 1.5412
ETRAN_CIRC_HFTD_MILES.xlsx | SCHINDLER-COALINGA #2 | OH | 70 |  | 17.2413
ETRAN_CIRC_HFTD_MILES.xlsx | SCHINDLER-FIVE POINTS SW STA | OH | 70 |  | 1.7037
ETRAN_CIRC_HFTD_MILES.xlsx | SCHULTE SW STA-KASSON-MANTECA | OH | 115 |  | 16.5837
ETRAN_CIRC_HFTD_MILES.xlsx | SCHULTE SW STA-LAMMERS | OH | 115 |  | 0.69115
ETRAN_CIRC_HFTD_MILES.xlsx | SEBASTIANI TAP | OH | 60 |  | 0.014199
ETRAN_CIRC_HFTD_MILES.xlsx | SEMITROPIC-CHARCA | OH | 115 |  | 6.9079
ETRAN_CIRC_HFTD_MILES.xlsx | SEMITROPIC-MIDWAY #1 | OH | 115 |  | 14.1045
ETRAN_CIRC_HFTD_MILES.xlsx | SEMITROPIC-MIDWAY #2 | OH | 115 |  | 20.1061
ETRAN_CIRC_HFTD_MILES.xlsx | SEMITROPIC-WASCO | OH | 70 |  | 6.3244
ETRAN_CIRC_HFTD_MILES.xlsx | SENTER #1 TAP | OH | 60 |  | 0.22574
ETRAN_CIRC_HFTD_MILES.xlsx | SEQUOIA TAP | OH | 60 |  | 0.40241
ETRAN_CIRC_HFTD_MILES.xlsx | SERRAMONTE TAP | OH | 115 |  | 2.5526
ETRAN_CIRC_HFTD_MILES.xlsx | SF AIRPORT-SAN MATEO | OH | 115 |  | 6.0865
ETRAN_CIRC_HFTD_MILES.xlsx | SHAFTER-RIO BRAVO | OH | 115 |  | 8.3059
ETRAN_CIRC_HFTD_MILES.xlsx | SHARON PRISON TAP | OH | 115 |  | 2.5744
ETRAN_CIRC_HFTD_MILES.xlsx | SHILOH II-BIRDS LANDING SW STA | OH | 230 |  | 3.4854
ETRAN_CIRC_HFTD_MILES.xlsx | SHREDDER TAP | OH | 115 |  | 1.377
ETRAN_CIRC_HFTD_MILES.xlsx | SIERRA #1 | OH | 115 |  | 5.472
ETRAN_CIRC_HFTD_MILES.xlsx | SIERRA #2 | OH | 115 |  | 4.8631
ETRAN_CIRC_HFTD_MILES.xlsx | SIERRA (PSE) TAP | OH | 115 |  | 1.8052
ETRAN_CIRC_HFTD_MILES.xlsx | SIERRA PAC IND (QUINCY) TAP | OH | 60 |  | 0.17208
ETRAN_CIRC_HFTD_MILES.xlsx | SIERRA PACIFIC IND TAP | OH | 115 |  | 0.06239
ETRAN_CIRC_HFTD_MILES.xlsx | SIERRA PINES LIMITED | OH | 60 |  | 0.39938
ETRAN_CIRC_HFTD_MILES.xlsx | SILVERADO-FULTON JCT | OH | 115 |  | 4.2805
ETRAN_CIRC_HFTD_MILES.xlsx | SILVERADO-FULTON JCT | OH | 115 | Tier 2 - Elevated | 16.8555
ETRAN_CIRC_HFTD_MILES.xlsx | SILVERADO-FULTON JCT | OH | 115 | Tier 3 - Extreme | 5.0215
ETRAN_CIRC_HFTD_MILES.xlsx | SIMPSON-KORBEL TAP | OH | 60 |  | 0.38599
ETRAN_CIRC_HFTD_MILES.xlsx | SISQUOC-GAREY | OH | 115 |  | 4.6545
ETRAN_CIRC_HFTD_MILES.xlsx | SISQUOC-GAREY | OH | 115 | Tier 2 - Elevated | 0.13347
ETRAN_CIRC_HFTD_MILES.xlsx | SISQUOC-GAREY | OH | 115 | Tier 3 - Extreme | 0.23272
ETRAN_CIRC_HFTD_MILES.xlsx | SISQUOC-SANTA YNEZ SW STA | OH | 115 |  | 6.0037
ETRAN_CIRC_HFTD_MILES.xlsx | SISQUOC-SANTA YNEZ SW STA | OH | 115 | Tier 2 - Elevated | 16.1028
ETRAN_CIRC_HFTD_MILES.xlsx | SKAGGS ISLAND #1 TAP | OH | 115 |  | 0.59048
ETRAN_CIRC_HFTD_MILES.xlsx | SKAGGS ISLAND #2 TAP | OH | 115 |  | 0.60039
ETRAN_CIRC_HFTD_MILES.xlsx | SLAC TAP | OH | 60 |  | 1.4104
ETRAN_CIRC_HFTD_MILES.xlsx | SLY CREEK TAP | OH | 115 | Tier 3 - Extreme | 5.3363
ETRAN_CIRC_HFTD_MILES.xlsx | SMARTVILLE-CAMP FAR WEST | OH | 60 |  | 8.5321
ETRAN_CIRC_HFTD_MILES.xlsx | SMARTVILLE-CAMP FAR WEST | OH | 60 | Tier 2 - Elevated | 9.2813
ETRAN_CIRC_HFTD_MILES.xlsx | SMARTVILLE-CAMP FAR WEST (12KV) | OH | 60 |  | 7.1487
ETRAN_CIRC_HFTD_MILES.xlsx | SMARTVILLE-MARYSVILLE | OH | 60 |  | 15.278
ETRAN_CIRC_HFTD_MILES.xlsx | SMARTVILLE-MARYSVILLE | OH | 60 | Tier 2 - Elevated | 4.8725
ETRAN_CIRC_HFTD_MILES.xlsx | SMARTVILLE-NICOLAUS #1 | OH | 60 |  | 24.8457
ETRAN_CIRC_HFTD_MILES.xlsx | SMARTVILLE-NICOLAUS #1 | OH | 60 | Tier 2 - Elevated | 4.7507
ETRAN_CIRC_HFTD_MILES.xlsx | SMARTVILLE-NICOLAUS #2 | OH | 60 |  | 25.3282
ETRAN_CIRC_HFTD_MILES.xlsx | SMARTVILLE-NICOLAUS #2 | OH | 60 | Tier 2 - Elevated | 4.8278
ETRAN_CIRC_HFTD_MILES.xlsx | SMARTVILLE TAP | OH | 60 | Tier 2 - Elevated | 0.090319
ETRAN_CIRC_HFTD_MILES.xlsx | SMYRNA-SEMITROPIC-MIDWAY | OH | 115 |  | 44.632
ETRAN_CIRC_HFTD_MILES.xlsx | SNEATH LANE-HALF MOON BAY | OH | 60 |  | 1.8707
ETRAN_CIRC_HFTD_MILES.xlsx | SNEATH LANE-HALF MOON BAY | OH | 60 | Tier 2 - Elevated | 2.3618
ETRAN_CIRC_HFTD_MILES.xlsx | SNEATH LANE-HALF MOON BAY | OH | 60 | Tier 3 - Extreme | 11.1742
ETRAN_CIRC_HFTD_MILES.xlsx | SNEATH LANE-PACIFICA | OH | 60 |  | 0.58254
ETRAN_CIRC_HFTD_MILES.xlsx | SNEATH LANE-PACIFICA | OH | 60 | Tier 2 - Elevated | 1.318
ETRAN_CIRC_HFTD_MILES.xlsx | SNEATH LANE-PACIFICA | OH | 60 | Tier 3 - Extreme | 1.362
ETRAN_CIRC_HFTD_MILES.xlsx | SOBRANTE-G #2 | OH | 115 |  | 0.091297
ETRAN_CIRC_HFTD_MILES.xlsx | SOBRANTE-G #2 | OH | 115 | Tier 2 - Elevated | 1.4419
ETRAN_CIRC_HFTD_MILES.xlsx | SOBRANTE-G #2 | OH | 115 | Tier 3 - Extreme | 3.8609
ETRAN_CIRC_HFTD_MILES.xlsx | SOBRANTE-GRIZZLY-CLAREMONT #1 | OH | 115 |  | 2.241
ETRAN_CIRC_HFTD_MILES.xlsx | SOBRANTE-GRIZZLY-CLAREMONT #1 | OH | 115 | Tier 2 - Elevated | 5.0521
ETRAN_CIRC_HFTD_MILES.xlsx | SOBRANTE-GRIZZLY-CLAREMONT #1 | OH | 115 | Tier 3 - Extreme | 12.2876
ETRAN_CIRC_HFTD_MILES.xlsx | SOBRANTE-GRIZZLY-CLAREMONT #2 | OH | 115 |  | 2.5261
ETRAN_CIRC_HFTD_MILES.xlsx | SOBRANTE-GRIZZLY-CLAREMONT #2 | OH | 115 | Tier 2 - Elevated | 4.6249
ETRAN_CIRC_HFTD_MILES.xlsx | SOBRANTE-GRIZZLY-CLAREMONT #2 | OH | 115 | Tier 3 - Extreme | 12.1469
ETRAN_CIRC_HFTD_MILES.xlsx | SOBRANTE-MORAGA | OH | 115 |  | 2.428
ETRAN_CIRC_HFTD_MILES.xlsx | SOBRANTE-MORAGA | OH | 115 | Tier 2 - Elevated | 3.0561
ETRAN_CIRC_HFTD_MILES.xlsx | SOBRANTE-MORAGA | OH | 115 | Tier 3 - Extreme | 0.2007
ETRAN_CIRC_HFTD_MILES.xlsx | SOBRANTE-R #1 | OH | 115 |  | 0.26908
ETRAN_CIRC_HFTD_MILES.xlsx | SOBRANTE-R #1 | OH | 115 | Tier 2 - Elevated | 1.3981
ETRAN_CIRC_HFTD_MILES.xlsx | SOBRANTE-R #1 | OH | 115 | Tier 3 - Extreme | 3.8579
ETRAN_CIRC_HFTD_MILES.xlsx | SOBRANTE-R #2 | OH | 115 |  | 0.27656
ETRAN_CIRC_HFTD_MILES.xlsx | SOBRANTE-R #2 | OH | 115 | Tier 2 - Elevated | 1.4012
ETRAN_CIRC_HFTD_MILES.xlsx | SOBRANTE-R #2 | OH | 115 | Tier 3 - Extreme | 3.8564
ETRAN_CIRC_HFTD_MILES.xlsx | SOLAR SW STA-CALIENTE SW STA #1 | OH | 230 |  | 8.219
ETRAN_CIRC_HFTD_MILES.xlsx | SOLAR SW STA-CALIENTE SW STA #2 | OH | 230 |  | 8.2196
ETRAN_CIRC_HFTD_MILES.xlsx | SOLAR TANNEHILL TAP | OH | 70 |  | 2.6528
ETRAN_CIRC_HFTD_MILES.xlsx | SOLEDAD #1 | OH | 60 |  | 19.3837
ETRAN_CIRC_HFTD_MILES.xlsx | SOLEDAD #2 | OH | 60 |  | 18.8624
ETRAN_CIRC_HFTD_MILES.xlsx | SOLEDAD #3 | OH | 60 |  | 1.628
ETRAN_CIRC_HFTD_MILES.xlsx | SOLEDAD #4 | OH | 60 |  | 6.081
ETRAN_CIRC_HFTD_MILES.xlsx | SONOMA-PUEBLO | OH | 115 |  | 15.8461
ETRAN_CIRC_HFTD_MILES.xlsx | SONOMA-PUEBLO | OH | 115 | Tier 2 - Elevated | 2.5892
ETRAN_CIRC_HFTD_MILES.xlsx | SONOMA-PUEBLO | OH | 115 | Zone 1 - HHZ | 0.048424
ETRAN_CIRC_HFTD_MILES.xlsx | SPAULDING-SUMMIT | OH | 60 |  | 4.8634
ETRAN_CIRC_HFTD_MILES.xlsx | SPAULDING-SUMMIT | OH | 60 | Tier 2 - Elevated | 14.7084
ETRAN_CIRC_HFTD_MILES.xlsx | SPAULDING-SUMMIT | OH | 60 | Zone 1 - HHZ | 0.07517
ETRAN_CIRC_HFTD_MILES.xlsx | SPAULDING #3-SPAULDING #1 | OH | 60 | Tier 2 - Elevated | 1.0908
ETRAN_CIRC_HFTD_MILES.xlsx | SPI (BURNEY) TAP | OH | 230 | Tier 2 - Elevated | 0.054445
ETRAN_CIRC_HFTD_MILES.xlsx | SPRING GAP TAP | OH | 115 | Tier 3 - Extreme | 1.6405
ETRAN_CIRC_HFTD_MILES.xlsx | STAGG-COUNTRY CLUB #1 | OH | 60 |  | 2.4346
ETRAN_CIRC_HFTD_MILES.xlsx | STAGG-COUNTRY CLUB #2 | OH | 60 |  | 2.4639
ETRAN_CIRC_HFTD_MILES.xlsx | STAGG-HAMMER | OH | 60 |  | 4.2482
ETRAN_CIRC_HFTD_MILES.xlsx | STAGG-TESLA | OH | 230 |  | 23.6442
ETRAN_CIRC_HFTD_MILES.xlsx | STANISLAUS-MANTECA #2 | OH | 115 |  | 28.9748
ETRAN_CIRC_HFTD_MILES.xlsx | STANISLAUS-MANTECA #2 | OH | 115 | Tier 2 - Elevated | 24.9737
ETRAN_CIRC_HFTD_MILES.xlsx | STANISLAUS-MELONES SW STA-MANTECA #1 | OH | 115 |  | 29.017
ETRAN_CIRC_HFTD_MILES.xlsx | STANISLAUS-MELONES SW STA-MANTECA #1 | OH | 115 | Tier 2 - Elevated | 32.1295
ETRAN_CIRC_HFTD_MILES.xlsx | STANISLAUS-MELONES SW STA-RIVERBANK JCT SW STA | OH | 115 |  | 11.7064
ETRAN_CIRC_HFTD_MILES.xlsx | STANISLAUS-MELONES SW STA-RIVERBANK JCT SW STA | OH | 115 | Tier 2 - Elevated | 32.0888
ETRAN_CIRC_HFTD_MILES.xlsx | STANISLAUS-NEWARK #1 (12KV) | OH | 115 |  | 12.2085
ETRAN_CIRC_HFTD_MILES.xlsx | STANISLAUS-NEWARK #1 (12KV) | OH | 115 | Tier 2 - Elevated | 2.8275
ETRAN_CIRC_HFTD_MILES.xlsx | STANISLAUS-NEWARK #1 (12KV) | OH | 115 | Zone 1 - HHZ | 0.0071379
ETRAN_CIRC_HFTD_MILES.xlsx | STANISLAUS-NEWARK #2 (12KV) | OH | 115 |  | 15.275
ETRAN_CIRC_HFTD_MILES.xlsx | STANISLAUS-NEWARK #2 (12KV) | OH | 115 | Tier 2 - Elevated | 2.8909
ETRAN_CIRC_HFTD_MILES.xlsx | STANISLAUS RECOVERY TAP | OH | 60 |  | 0.10561
ETRAN_CIRC_HFTD_MILES.xlsx | STAUFFER TAP | OH | 60 |  | 0.58308
ETRAN_CIRC_HFTD_MILES.xlsx | STELLING-MONTA VISTA | OH | 115 |  | 1.6068
ETRAN_CIRC_HFTD_MILES.xlsx | STELLING-WOLFE | OH | 115 |  | 1.4551
ETRAN_CIRC_HFTD_MILES.xlsx | STOCKDALE #2 TAP | OH | 230 |  | 6.1614
ETRAN_CIRC_HFTD_MILES.xlsx | STOCKTON-NEWARK | OH | 60 |  | 14.5915
ETRAN_CIRC_HFTD_MILES.xlsx | STOCKTON A-LOCKEFORD-BELLOTA #1 | OH | 115 |  | 34.7973
ETRAN_CIRC_HFTD_MILES.xlsx | STOCKTON A-LOCKEFORD-BELLOTA #2 | OH | 115 |  | 34.4926
ETRAN_CIRC_HFTD_MILES.xlsx | STOCKTON A-WEBER #1 | OH | 60 |  | 13.1964
ETRAN_CIRC_HFTD_MILES.xlsx | STOCKTON A-WEBER #2 | OH | 60 |  | 9.8756
ETRAN_CIRC_HFTD_MILES.xlsx | STOCKTON A-WEBER #3 | OH | 60 |  | 9.8151
ETRAN_CIRC_HFTD_MILES.xlsx | STOCKTON A #1 | OH | 60 |  | 5.5817
ETRAN_CIRC_HFTD_MILES.xlsx | STONE-EVERGREEN-METCALF | OH | 115 |  | 12.8575
ETRAN_CIRC_HFTD_MILES.xlsx | STONE CORRAL TAP | OH | 70 |  | 7.5559
ETRAN_CIRC_HFTD_MILES.xlsx | STONY POINT TAP | OH | 115 |  | 3.0755
ETRAN_CIRC_HFTD_MILES.xlsx | SUMIDEN WIRE PRODUCTS TAP | OH | 60 |  | 0.19487
ETRAN_CIRC_HFTD_MILES.xlsx | SUNOL TAP | OH | 60 |  | 0.081164
ETRAN_CIRC_HFTD_MILES.xlsx | SURF TAP | OH | 115 |  | 9.2994
ETRAN_CIRC_HFTD_MILES.xlsx | SURF TAP | OH | 115 | Tier 2 - Elevated | 2.0786
ETRAN_CIRC_HFTD_MILES.xlsx | SUTTER HOME-SUTTER HOME SW STA | OH | 60 |  | 0.027171
ETRAN_CIRC_HFTD_MILES.xlsx | SUTTER HOME SW STA-LOCKEFORD-LODI | OH | 60 |  | 29.7655
ETRAN_CIRC_HFTD_MILES.xlsx | SUTTER HOME SW STA-STAGG | OH | 60 |  | 17.1263
ETRAN_CIRC_HFTD_MILES.xlsx | SWIFT-METCALF | OH | 115 |  | 8.9307
ETRAN_CIRC_HFTD_MILES.xlsx | SYCAMORE CREEK-NOTRE DAME-TABLE MTN | OH | 115 |  | 20.3258
ETRAN_CIRC_HFTD_MILES.xlsx | SYCAMORE TAP | OH | 70 |  | 2.0421
ETRAN_CIRC_HFTD_MILES.xlsx | TABLE MTN-BUTTE #1 | OH | 115 |  | 19.5415
ETRAN_CIRC_HFTD_MILES.xlsx | TABLE MTN-BUTTE #2 | OH | 115 |  | 15.8199
ETRAN_CIRC_HFTD_MILES.xlsx | TABLE MTN-PALERMO | OH | 230 |  | 6.7167
ETRAN_CIRC_HFTD_MILES.xlsx | TABLE MTN-PALERMO | OH | 230 | Tier 2 - Elevated | 7.8523
ETRAN_CIRC_HFTD_MILES.xlsx | TABLE MTN-PEACHTON | OH | 60 |  | 14.8397
ETRAN_CIRC_HFTD_MILES.xlsx | TABLE MTN-RIO OSO | OH | 230 |  | 37.7982
ETRAN_CIRC_HFTD_MILES.xlsx | TABLE MTN-RIO OSO | OH | 230 | Tier 2 - Elevated | 12.3825
ETRAN_CIRC_HFTD_MILES.xlsx | TABLE MTN-TESLA | OH | 500 |  | 134.9851
ETRAN_CIRC_HFTD_MILES.xlsx | TABLE MTN-VACA | OH | 500 |  | 83.3008
ETRAN_CIRC_HFTD_MILES.xlsx | TAFT-CHALK CLIFF | OH | 115 |  | 7.1786
ETRAN_CIRC_HFTD_MILES.xlsx | TAFT-CUYAMA #1 | OH | 70 |  | 19.2504
ETRAN_CIRC_HFTD_MILES.xlsx | TAFT-CUYAMA #2 | OH | 70 |  | 18.7425
ETRAN_CIRC_HFTD_MILES.xlsx | TAFT-ELK HILLS | OH | 70 |  | 12.3872
ETRAN_CIRC_HFTD_MILES.xlsx | TAFT-MARICOPA | OH | 70 |  | 5.9839
ETRAN_CIRC_HFTD_MILES.xlsx | TASSAJARA-NEWARK | OH | 230 |  | 13.4404
ETRAN_CIRC_HFTD_MILES.xlsx | TASSAJARA-NEWARK | OH | 230 | Tier 2 - Elevated | 6.9987
ETRAN_CIRC_HFTD_MILES.xlsx | TASSAJARA-NEWARK | OH | 230 | Tier 3 - Extreme | 11.3648
ETRAN_CIRC_HFTD_MILES.xlsx | TECUYA TAP | OH | 70 |  | 1.9139
ETRAN_CIRC_HFTD_MILES.xlsx | TEICHERT TAP | OH | 115 |  | 2.1079
ETRAN_CIRC_HFTD_MILES.xlsx | TEJON-LEBEC | OH | 70 |  | 7.309
ETRAN_CIRC_HFTD_MILES.xlsx | TEJON-LEBEC | OH | 70 | Tier 2 - Elevated | 5.6871
ETRAN_CIRC_HFTD_MILES.xlsx | TEMBLOR-KERNRIDGE | OH | 115 |  | 4.7765
ETRAN_CIRC_HFTD_MILES.xlsx | TEMBLOR-SAN LUIS OBISPO | OH | 115 |  | 26.7619
ETRAN_CIRC_HFTD_MILES.xlsx | TEMBLOR-SAN LUIS OBISPO | OH | 115 | Tier 2 - Elevated | 19.5899
ETRAN_CIRC_HFTD_MILES.xlsx | TEMBLOR-SAN LUIS OBISPO | OH | 115 | Tier 3 - Extreme | 11.4357
ETRAN_CIRC_HFTD_MILES.xlsx | TEMPLETON-ATASCADERO | OH | 70 |  | 3.7179
ETRAN_CIRC_HFTD_MILES.xlsx | TEMPLETON-ATASCADERO | OH | 70 | Tier 2 - Elevated | 5.0992
ETRAN_CIRC_HFTD_MILES.xlsx | TEMPLETON-GATES | OH | 230 |  | 45.2143
ETRAN_CIRC_HFTD_MILES.xlsx | TEMPLETON-GATES | OH | 230 | Tier 2 - Elevated | 6.9668
ETRAN_CIRC_HFTD_MILES.xlsx | TERMINOUS TAP | OH | 60 |  | 3.0069
ETRAN_CIRC_HFTD_MILES.xlsx | TES TAP | OH | 230 |  | 3.278
ETRAN_CIRC_HFTD_MILES.xlsx | TESLA-LAWRENCE LAB | OH | 115 |  | 9.0002
ETRAN_CIRC_HFTD_MILES.xlsx | TESLA-LOS BANOS #1 | OH | 500 |  | 53.4636
ETRAN_CIRC_HFTD_MILES.xlsx | TESLA-LOS BANOS #1 | OH | 500 | Tier 2 - Elevated | 3.6769
ETRAN_CIRC_HFTD_MILES.xlsx | TESLA-METCALF | OH | 500 |  | 7.5162
ETRAN_CIRC_HFTD_MILES.xlsx | TESLA-METCALF | OH | 500 | Tier 2 - Elevated | 27.7932
ETRAN_CIRC_HFTD_MILES.xlsx | TESLA-NEWARK #1 | OH | 230 |  | 23.4123
ETRAN_CIRC_HFTD_MILES.xlsx | TESLA-NEWARK #1 | OH | 230 | Tier 2 - Elevated | 4.7814
ETRAN_CIRC_HFTD_MILES.xlsx | TESLA-NEWARK #2 | OH | 230 |  | 32.7438
ETRAN_CIRC_HFTD_MILES.xlsx | TESLA-NEWARK #2 | OH | 230 | Tier 2 - Elevated | 8.1358
ETRAN_CIRC_HFTD_MILES.xlsx | TESLA-RAVENSWOOD | OH | 230 |  | 32.2181
ETRAN_CIRC_HFTD_MILES.xlsx | TESLA-RAVENSWOOD | OH | 230 | Tier 2 - Elevated | 4.9252
ETRAN_CIRC_HFTD_MILES.xlsx | TESLA-SALADO-MANTECA | OH | 115 |  | 49.9961
ETRAN_CIRC_HFTD_MILES.xlsx | TESLA-SALADO-MANTECA | OH | 115 | Tier 2 - Elevated | 3.966
ETRAN_CIRC_HFTD_MILES.xlsx | TESLA-SALADO #1 | OH | 115 |  | 28.6148
ETRAN_CIRC_HFTD_MILES.xlsx | TESLA-SALADO #1 | OH | 115 | Tier 2 - Elevated | 3.4587
ETRAN_CIRC_HFTD_MILES.xlsx | TESLA-SCHULTE SW STA #1 | OH | 115 |  | 7.3885
ETRAN_CIRC_HFTD_MILES.xlsx | TESLA-SCHULTE SW STA #2 | OH | 115 |  | 7.3432
ETRAN_CIRC_HFTD_MILES.xlsx | TESLA-STOCKTON COGEN JCT | OH | 115 |  | 44.4381
ETRAN_CIRC_HFTD_MILES.xlsx | TESLA-TRACY | OH | 115 |  | 25.2263
ETRAN_CIRC_HFTD_MILES.xlsx | TESLA-TRACY | OH | 500 |  | 1.1345
ETRAN_CIRC_HFTD_MILES.xlsx | TESLA-TRACY #1 | OH | 230 |  | 5.6801
ETRAN_CIRC_HFTD_MILES.xlsx | TESLA-TRACY #2 | OH | 230 |  | 5.6805
ETRAN_CIRC_HFTD_MILES.xlsx | TESLA-WESTLEY | OH | 230 |  | 45.0576
ETRAN_CIRC_HFTD_MILES.xlsx | TESORO-SOBRANTE | OH | 230 |  | 5.9695
ETRAN_CIRC_HFTD_MILES.xlsx | TESORO-SOBRANTE | OH | 230 | Tier 2 - Elevated | 5.7995
ETRAN_CIRC_HFTD_MILES.xlsx | TESORO-SOBRANTE | OH | 230 | Tier 3 - Extreme | 0.55534
ETRAN_CIRC_HFTD_MILES.xlsx | TEXACO (LOST HILLS) TAP | OH | 70 |  | 0.0085342
ETRAN_CIRC_HFTD_MILES.xlsx | TEXACO BASIC SCHOOL TAP | OH | 70 |  | 0.75202
ETRAN_CIRC_HFTD_MILES.xlsx | TEXACO BUENA VISTA HILLS TAP | OH | 70 |  | 0.10283
ETRAN_CIRC_HFTD_MILES.xlsx | TEXACO TAP | OH | 60 |  | 0.72392
ETRAN_CIRC_HFTD_MILES.xlsx | THERMAL ENERGY TAP | OH | 115 |  | 0.71679
ETRAN_CIRC_HFTD_MILES.xlsx | TIGER CREEK-ELECTRA | OH | 230 | Tier 2 - Elevated | 5.0655
ETRAN_CIRC_HFTD_MILES.xlsx | TIGER CREEK-ELECTRA | OH | 230 | Tier 3 - Extreme | 8.5833
ETRAN_CIRC_HFTD_MILES.xlsx | TIGER CREEK-VALLEY SPRINGS | OH | 230 |  | 3.289
ETRAN_CIRC_HFTD_MILES.xlsx | TIGER CREEK-VALLEY SPRINGS | OH | 230 | Tier 2 - Elevated | 12.215
ETRAN_CIRC_HFTD_MILES.xlsx | TIGER CREEK-VALLEY SPRINGS | OH | 230 | Tier 3 - Extreme | 8.7176
ETRAN_CIRC_HFTD_MILES.xlsx | TIVY VALLEY-REEDLEY | OH | 70 |  | 12.3019
ETRAN_CIRC_HFTD_MILES.xlsx | TOCALOMA TAP | OH | 60 | Tier 2 - Elevated | 1.0295
ETRAN_CIRC_HFTD_MILES.xlsx | TORNADO TAP | OH | 70 |  | 0.061656
ETRAN_CIRC_HFTD_MILES.xlsx | TRACY-LOS BANOS | OH | 500 |  | 52.6541
ETRAN_CIRC_HFTD_MILES.xlsx | TRACY-LOS BANOS | OH | 500 | Tier 2 - Elevated | 3.5737
ETRAN_CIRC_HFTD_MILES.xlsx | TRANQUILLITY SW STA-HELM | OH | 230 |  | 12.6846
ETRAN_CIRC_HFTD_MILES.xlsx | TRANQUILLITY SW STA-KEARNEY | OH | 230 |  | 36.8642
ETRAN_CIRC_HFTD_MILES.xlsx | TRAVIS TAP | OH | 60 |  | 2.8809
ETRAN_CIRC_HFTD_MILES.xlsx | TRIMBLE-SAN JOSE B | OH | 115 |  | 2.5348
ETRAN_CIRC_HFTD_MILES.xlsx | TRINIDAD TAP | OH | 60 |  | 1.3399
ETRAN_CIRC_HFTD_MILES.xlsx | TRINITY-COTTONWOOD | OH | 115 |  | 3.1598
ETRAN_CIRC_HFTD_MILES.xlsx | TRINITY-COTTONWOOD | OH | 115 | Tier 2 - Elevated | 31.9202
ETRAN_CIRC_HFTD_MILES.xlsx | TRINITY-COTTONWOOD | OH | 115 | Tier 3 - Extreme | 10.8894
ETRAN_CIRC_HFTD_MILES.xlsx | TRINITY-MAPLE CREEK | OH | 60 |  | 0.51657
ETRAN_CIRC_HFTD_MILES.xlsx | TRINITY-MAPLE CREEK | OH | 60 | Tier 2 - Elevated | 54.9769
ETRAN_CIRC_HFTD_MILES.xlsx | TULE-SPRINGVILLE | OH | 70 | Tier 2 - Elevated | 15.2369
ETRAN_CIRC_HFTD_MILES.xlsx | TULLOCH TAP | OH | 115 |  | 0.025518
ETRAN_CIRC_HFTD_MILES.xlsx | TULLOCH TAP | OH | 115 | Tier 2 - Elevated | 0.27988
ETRAN_CIRC_HFTD_MILES.xlsx | TULUCAY-NAPA #1 | OH | 60 |  | 4.7287
ETRAN_CIRC_HFTD_MILES.xlsx | TULUCAY-NAPA #1 | OH | 60 | Tier 2 - Elevated | 4.9877
ETRAN_CIRC_HFTD_MILES.xlsx | TULUCAY-NAPA #2 | OH | 60 |  | 3.9292
ETRAN_CIRC_HFTD_MILES.xlsx | TULUCAY-VACA | OH | 230 |  | 6.9503
ETRAN_CIRC_HFTD_MILES.xlsx | TULUCAY-VACA | OH | 230 | Tier 2 - Elevated | 16.6825
ETRAN_CIRC_HFTD_MILES.xlsx | TUPMAN-NORCO TAP | OH | 115 |  | 6.6732
ETRAN_CIRC_HFTD_MILES.xlsx | UC DAVIS #1 TAP | OH | 115 |  | 1.6409
ETRAN_CIRC_HFTD_MILES.xlsx | UC DAVIS #2 TAP | OH | 115 |  | 1.6079
ETRAN_CIRC_HFTD_MILES.xlsx | UKIAH-HOPLAND-CLOVERDALE | OH | 115 |  | 6.9134
ETRAN_CIRC_HFTD_MILES.xlsx | UKIAH-HOPLAND-CLOVERDALE | OH | 115 | Tier 2 - Elevated | 17.1225
ETRAN_CIRC_HFTD_MILES.xlsx | UKIAH-HOPLAND-CLOVERDALE | OH | 115 | Tier 3 - Extreme | 7.1299
ETRAN_CIRC_HFTD_MILES.xlsx | ULTRA POWER TAP | OH | 60 |  | 1.1688
ETRAN_CIRC_HFTD_MILES.xlsx | ULTRAPOWER (OGLE) TAP | OH | 115 |  | 2.4531
ETRAN_CIRC_HFTD_MILES.xlsx | UNION CHEMICAL TAP | OH | 60 |  | 0.47201
ETRAN_CIRC_HFTD_MILES.xlsx | UNION CHEMICAL TAP | OH | 60 | Tier 2 - Elevated | 0.56599
ETRAN_CIRC_HFTD_MILES.xlsx | UNION OIL TAP | OH | 115 |  | 0.49831
ETRAN_CIRC_HFTD_MILES.xlsx | UNITED COGEN INC TAP | OH | 115 |  | 0.67905
ETRAN_CIRC_HFTD_MILES.xlsx | UNIVERSITY COGEN TAP | OH | 115 |  | 0.21996
ETRAN_CIRC_HFTD_MILES.xlsx | URICH TAP | OH | 60 |  | 0.20865
ETRAN_CIRC_HFTD_MILES.xlsx | US WINDPOWER #3 TAP | OH | 230 | Tier 3 - Extreme | 0.060274
ETRAN_CIRC_HFTD_MILES.xlsx | US WINDPOWER TAP | OH | 60 |  | 1.524
ETRAN_CIRC_HFTD_MILES.xlsx | VACA-BAHIA | OH | 230 |  | 20.3708
ETRAN_CIRC_HFTD_MILES.xlsx | VACA-BAHIA | OH | 230 | Tier 2 - Elevated | 13.5325
ETRAN_CIRC_HFTD_MILES.xlsx | VACA-LAKEVILLE #1 | OH | 230 |  | 22.4485
ETRAN_CIRC_HFTD_MILES.xlsx | VACA-LAKEVILLE #1 | OH | 230 | Tier 2 - Elevated | 18.4839
ETRAN_CIRC_HFTD_MILES.xlsx | VACA-LAMBIE SW STA | OH | 230 |  | 13.9506
ETRAN_CIRC_HFTD_MILES.xlsx | VACA-PARKWAY | OH | 230 |  | 14.2075
ETRAN_CIRC_HFTD_MILES.xlsx | VACA-PARKWAY | OH | 230 | Tier 2 - Elevated | 13.5487
ETRAN_CIRC_HFTD_MILES.xlsx | VACA-PEABODY | OH | 230 |  | 9.6894
ETRAN_CIRC_HFTD_MILES.xlsx | VACA-PLAINFIELD | OH | 60 |  | 29.8333
ETRAN_CIRC_HFTD_MILES.xlsx | VACA-SUISUN | OH | 115 |  | 15.0113
ETRAN_CIRC_HFTD_MILES.xlsx | VACA-SUISUN | OH | 115 | Tier 2 - Elevated | 8.0531
ETRAN_CIRC_HFTD_MILES.xlsx | VACA-SUISUN-JAMESON | OH | 115 |  | 17.4172
ETRAN_CIRC_HFTD_MILES.xlsx | VACA-SUISUN-JAMESON | OH | 115 | Tier 2 - Elevated | 8.0471
ETRAN_CIRC_HFTD_MILES.xlsx | VACA-TESLA | OH | 500 |  | 56.9971
ETRAN_CIRC_HFTD_MILES.xlsx | VACA-VACAVILLE-CORDELIA | OH | 115 |  | 13.9655
ETRAN_CIRC_HFTD_MILES.xlsx | VACA-VACAVILLE-CORDELIA | OH | 115 | Tier 2 - Elevated | 8.0637
ETRAN_CIRC_HFTD_MILES.xlsx | VACA-VACAVILLE-JAMESON-NORTH TOWER | OH | 115 |  | 28.1299
ETRAN_CIRC_HFTD_MILES.xlsx | VACA-VACAVILLE-JAMESON-NORTH TOWER | OH | 115 | Tier 2 - Elevated | 8.0475
ETRAN_CIRC_HFTD_MILES.xlsx | VACA DIXON-MORAGA #1 | OH | 230 |  | 3.081
ETRAN_CIRC_HFTD_MILES.xlsx | VALLEY CHILDRENS HOSPITAL TAP | OH | 115 |  | 0.034014
ETRAN_CIRC_HFTD_MILES.xlsx | VALLEY SPRINGS-BELLOTA | OH | 230 |  | 15.2579
ETRAN_CIRC_HFTD_MILES.xlsx | VALLEY SPRINGS-BELLOTA | OH | 230 | Tier 2 - Elevated | 5.4097
ETRAN_CIRC_HFTD_MILES.xlsx | VALLEY SPRINGS-CALAVERAS CEMENT | OH | 60 |  | 0.30434
ETRAN_CIRC_HFTD_MILES.xlsx | VALLEY SPRINGS-CALAVERAS CEMENT | OH | 60 | Tier 2 - Elevated | 7.605
ETRAN_CIRC_HFTD_MILES.xlsx | VALLEY SPRINGS-CLAY | OH | 60 |  | 6.4075
ETRAN_CIRC_HFTD_MILES.xlsx | VALLEY SPRINGS-CLAY | OH | 60 | Tier 2 - Elevated | 10.888
ETRAN_CIRC_HFTD_MILES.xlsx | VALLEY SPRINGS-MARTELL #1 | OH | 60 |  | 5.4215
ETRAN_CIRC_HFTD_MILES.xlsx | VALLEY SPRINGS-MARTELL #1 | OH | 60 | Tier 2 - Elevated | 7.3307
ETRAN_CIRC_HFTD_MILES.xlsx | VALLEY SPRINGS #1 | OH | 60 |  | 16.9062
ETRAN_CIRC_HFTD_MILES.xlsx | VALLEY SPRINGS #1 | OH | 60 | Tier 2 - Elevated | 10.3671
ETRAN_CIRC_HFTD_MILES.xlsx | VALLEY SPRINGS #2 | OH | 60 |  | 16.3389
ETRAN_CIRC_HFTD_MILES.xlsx | VALLEY SPRINGS #2 | OH | 60 | Tier 2 - Elevated | 9.3095
ETRAN_CIRC_HFTD_MILES.xlsx | VALLEY VIEW #1 TAP | OH | 115 |  | 0.95627
ETRAN_CIRC_HFTD_MILES.xlsx | VALLEY VIEW #1 TAP | OH | 115 | Tier 2 - Elevated | 0.0054626
ETRAN_CIRC_HFTD_MILES.xlsx | VALLEY VIEW #2 TAP | OH | 115 |  | 0.95846
ETRAN_CIRC_HFTD_MILES.xlsx | VALLEY VIEW #2 TAP | OH | 115 | Tier 2 - Elevated | 0.010634
ETRAN_CIRC_HFTD_MILES.xlsx | VASCO-HERDLYN | OH | 60 |  | 10.9733
ETRAN_CIRC_HFTD_MILES.xlsx | VASONA-METCALF | OH | 230 |  | 9.9023
ETRAN_CIRC_HFTD_MILES.xlsx | VASONA-METCALF | OH | 230 | Tier 2 - Elevated | 3.3834
ETRAN_CIRC_HFTD_MILES.xlsx | VEDDER TAP | OH | 115 |  | 6.2526
ETRAN_CIRC_HFTD_MILES.xlsx | VEDDER TAP | OH | 115 | Tier 2 - Elevated | 4.8399
ETRAN_CIRC_HFTD_MILES.xlsx | VICTOR TAP | OH | 60 |  | 0.062849
ETRAN_CIRC_HFTD_MILES.xlsx | VIEJO-MONTEREY | OH | 60 |  | 1.653
ETRAN_CIRC_HFTD_MILES.xlsx | VIEJO-MONTEREY | OH | 60 | Tier 2 - Elevated | 0.63091
ETRAN_CIRC_HFTD_MILES.xlsx | VIERRA-TRACY-KASSON | OH | 115 |  | 10.4915
ETRAN_CIRC_HFTD_MILES.xlsx | VINEYARD-NEWARK | OH | 230 |  | 11.5724
ETRAN_CIRC_HFTD_MILES.xlsx | VINEYARD-NEWARK | OH | 230 | Tier 2 - Elevated | 2.7861
ETRAN_CIRC_HFTD_MILES.xlsx | VOLTA-DESCHUTES | OH | 60 |  | 0.75799
ETRAN_CIRC_HFTD_MILES.xlsx | VOLTA-DESCHUTES | OH | 60 | Tier 2 - Elevated | 12.5195
ETRAN_CIRC_HFTD_MILES.xlsx | VOLTA-DESCHUTES | OH | 60 | Tier 3 - Extreme | 7.5786
ETRAN_CIRC_HFTD_MILES.xlsx | VOLTA-SOUTH | OH | 60 | Tier 2 - Elevated | 3.8753
ETRAN_CIRC_HFTD_MILES.xlsx | VOLTA-SOUTH | OH | 60 | Tier 3 - Extreme | 0.98474
ETRAN_CIRC_HFTD_MILES.xlsx | WADHAM TAP | OH | 60 |  | 1.6752
ETRAN_CIRC_HFTD_MILES.xlsx | WARNERVILLE-WILSON | OH | 230 |  | 38.3953
ETRAN_CIRC_HFTD_MILES.xlsx | WASCO-FAMOSO | OH | 70 |  | 7.1273
ETRAN_CIRC_HFTD_MILES.xlsx | WASCO PRISON TAP | OH | 115 |  | 0.54434
ETRAN_CIRC_HFTD_MILES.xlsx | WASHOE TAP | OH | 60 | Tier 2 - Elevated | 1.0445
ETRAN_CIRC_HFTD_MILES.xlsx | WATERSHED TAP | OH | 60 |  | 0.28209
ETRAN_CIRC_HFTD_MILES.xlsx | WATSONVILLE-SALINAS | OH | 60 |  | 20.1651
ETRAN_CIRC_HFTD_MILES.xlsx | WATSONVILLE-SALINAS | OH | 60 | Tier 2 - Elevated | 8.229
ETRAN_CIRC_HFTD_MILES.xlsx | WAUKENA SW STA-CORCORAN | OH | 115 |  | 2.3723
ETRAN_CIRC_HFTD_MILES.xlsx | WEBER-FRENCH CAMP #1 | OH | 60 |  | 6.068
ETRAN_CIRC_HFTD_MILES.xlsx | WEBER-FRENCH CAMP #2 | OH | 60 |  | 10.8904
ETRAN_CIRC_HFTD_MILES.xlsx | WEBER-MORMON JCT | OH | 60 |  | 17.6741
ETRAN_CIRC_HFTD_MILES.xlsx | WEBER-TESLA | OH | 230 |  | 23.7065
ETRAN_CIRC_HFTD_MILES.xlsx | WEEDPATCH-SAN BERNARD | OH | 70 |  | 9.2554
ETRAN_CIRC_HFTD_MILES.xlsx | WEEDPATCH-WELLFIELD | OH | 70 |  | 5.8846
ETRAN_CIRC_HFTD_MILES.xlsx | WEIMAR-HALSEY | OH | 60 | Tier 2 - Elevated | 6.2777
ETRAN_CIRC_HFTD_MILES.xlsx | WEIMAR #1 | OH | 60 | Tier 2 - Elevated | 4.0908
ETRAN_CIRC_HFTD_MILES.xlsx | WEIMAR #1 | OH | 60 | Tier 3 - Extreme | 9.8938
ETRAN_CIRC_HFTD_MILES.xlsx | WESIX TAP | OH | 70 |  | 2.5054
ETRAN_CIRC_HFTD_MILES.xlsx | WEST FRESNO-CALIFORNIA AVE | OH | 115 |  | 4.9044
ETRAN_CIRC_HFTD_MILES.xlsx | WEST POINT-VALLEY SPRINGS | OH | 60 |  | 4.102
ETRAN_CIRC_HFTD_MILES.xlsx | WEST POINT-VALLEY SPRINGS | OH | 60 | Tier 2 - Elevated | 12.1333
ETRAN_CIRC_HFTD_MILES.xlsx | WEST POINT-VALLEY SPRINGS | OH | 60 | Tier 3 - Extreme | 5.4363
ETRAN_CIRC_HFTD_MILES.xlsx | WEST SAC COM TOWERS | OH | 60 |  | 0.018473
ETRAN_CIRC_HFTD_MILES.xlsx | WEST SACRAMENTO-BRIGHTON | OH | 115 |  | 13.9708
ETRAN_CIRC_HFTD_MILES.xlsx | WEST SACRAMENTO-DAVIS | OH | 115 |  | 12.1428
ETRAN_CIRC_HFTD_MILES.xlsx | WESTINGHOUSE TAP | OH | 60 |  | 7.9975
ETRAN_CIRC_HFTD_MILES.xlsx | WESTLANDS #1 RA PUMPING PLANT TAP | OH | 115 |  | 1.0536
ETRAN_CIRC_HFTD_MILES.xlsx | WESTLANDS #18 RA TAP | OH | 115 |  | 3.5199
ETRAN_CIRC_HFTD_MILES.xlsx | WESTPARK-MAGUNDEN | OH | 115 |  | 12.2861
ETRAN_CIRC_HFTD_MILES.xlsx | WHEELER RIDGE-ADOBE SW STA | OH | 115 |  | 1.3415
ETRAN_CIRC_HFTD_MILES.xlsx | WHEELER RIDGE-LAKEVIEW | OH | 70 |  | 7.5068
ETRAN_CIRC_HFTD_MILES.xlsx | WHEELER RIDGE-SAN BERNARD | OH | 70 |  | 5.8824
ETRAN_CIRC_HFTD_MILES.xlsx | WHEELER RIDGE-TEJON | OH | 70 |  | 5.0108
ETRAN_CIRC_HFTD_MILES.xlsx | WHEELER RIDGE-WEEDPATCH | OH | 70 |  | 22.3806
ETRAN_CIRC_HFTD_MILES.xlsx | WHISMAN-MONTA VISTA | OH | 115 |  | 5.9719
ETRAN_CIRC_HFTD_MILES.xlsx | WHISMAN-MTN VIEW | OH | 115 |  | 3.5436
ETRAN_CIRC_HFTD_MILES.xlsx | WILLOW PASS-CONTRA COSTA | OH | 60 |  | 10.8224
ETRAN_CIRC_HFTD_MILES.xlsx | WILSON-ATWATER #2 | OH | 115 |  | 15.4132
ETRAN_CIRC_HFTD_MILES.xlsx | WILSON-BORDEN #1 | OH | 230 |  | 35.3089
ETRAN_CIRC_HFTD_MILES.xlsx | WILSON-BORDEN #2 | OH | 230 |  | 35.3703
ETRAN_CIRC_HFTD_MILES.xlsx | WILSON-DAIRYLAND (12KV) | OH | 115 |  | 11.3718
ETRAN_CIRC_HFTD_MILES.xlsx | WILSON-LE GRAND | OH | 115 |  | 14.106
ETRAN_CIRC_HFTD_MILES.xlsx | WILSON-MERCED #1 | OH | 115 |  | 5.5819
ETRAN_CIRC_HFTD_MILES.xlsx | WILSON-MERCED #2 | OH | 115 |  | 6.2018
ETRAN_CIRC_HFTD_MILES.xlsx | WILSON-ORO LOMA | OH | 115 |  | 43.5593
ETRAN_CIRC_HFTD_MILES.xlsx | WIND FARMS | OH | 60 |  | 3.751
ETRAN_CIRC_HFTD_MILES.xlsx | WIND GAP PUMPING PLANT #2 TAP | OH | 230 |  | 1.6239
ETRAN_CIRC_HFTD_MILES.xlsx | WINDMASTER TAP | OH | 230 |  | 0.11158
ETRAN_CIRC_HFTD_MILES.xlsx | WINDSOR-FITCH MOUNTAIN | OH | 60 |  | 18.0136
ETRAN_CIRC_HFTD_MILES.xlsx | WINDSOR-FITCH MOUNTAIN | OH | 60 | Tier 2 - Elevated | 2.5706
ETRAN_CIRC_HFTD_MILES.xlsx | WINDSOR-FITCH MOUNTAIN | OH | 60 | Tier 3 - Extreme | 0.65811
ETRAN_CIRC_HFTD_MILES.xlsx | WINTU TAP | OH | 60 |  | 1.4023
ETRAN_CIRC_HFTD_MILES.xlsx | WINTU TAP | OH | 60 | Tier 2 - Elevated | 0.45283
ETRAN_CIRC_HFTD_MILES.xlsx | WISHON-COPPERMINE | OH | 70 |  | 5.8734
ETRAN_CIRC_HFTD_MILES.xlsx | WISHON-COPPERMINE | OH | 70 | Tier 2 - Elevated | 14.003
ETRAN_CIRC_HFTD_MILES.xlsx | WISHON-COPPERMINE | OH | 70 | Tier 3 - Extreme | 0.11024
ETRAN_CIRC_HFTD_MILES.xlsx | WISHON-SAN JOAQUIN #3 | OH | 70 | Tier 2 - Elevated | 2.778
ETRAN_CIRC_HFTD_MILES.xlsx | WISHON-SAN JOAQUIN #3 | OH | 70 | Tier 3 - Extreme | 4.8616
ETRAN_CIRC_HFTD_MILES.xlsx | WITCO (REFINERY) TAP | OH | 115 |  | 0.029278
ETRAN_CIRC_HFTD_MILES.xlsx | WOHLER TAP | OH | 60 |  | 1.4353
ETRAN_CIRC_HFTD_MILES.xlsx | WOODBRIDGE TAP | OH | 60 |  | 0.52793
ETRAN_CIRC_HFTD_MILES.xlsx | WOODLAND-DAVIS | OH | 115 |  | 11.7467
ETRAN_CIRC_HFTD_MILES.xlsx | WOODLAND BIOMASS TAP | OH | 115 |  | 0.86993
ETRAN_CIRC_HFTD_MILES.xlsx | WOODLEAF-PALERMO | OH | 115 |  | 1.989
ETRAN_CIRC_HFTD_MILES.xlsx | WOODLEAF-PALERMO | OH | 115 | Tier 2 - Elevated | 11.1039
ETRAN_CIRC_HFTD_MILES.xlsx | WOODLEAF-PALERMO | OH | 115 | Tier 3 - Extreme | 6.5316
ETRAN_CIRC_HFTD_MILES.xlsx | WOODWARD-SHEPHERD | OH | 115 |  | 4.8356
ETRAN_CIRC_HFTD_MILES.xlsx | WRIGHT TAP | OH | 70 |  | 1.1754
ETRAN_CIRC_HFTD_MILES.xlsx | YANKE (NORTH FORK) TAP | OH | 70 | Tier 3 - Extreme | 0.42347
ETRAN_CIRC_HFTD_MILES.xlsx | YUBA CITY COGEN TAP | OH | 60 |  | 0.79886
ETRAN_CIRC_HFTD_MILES.xlsx | ZAMORA TAP | OH | 115 |  | 1.9187
ETRAN_CIRC_HFTD_MILES.xlsx | ZANKER #1 TAP | OH | 115 |  | 0.59793
ETRAN_CIRC_HFTD_MILES.xlsx | ZANKER #2 TAP | OH | 115 |  | 0.72098
ETRAN_CIRC_HFTD_MILES.xlsx | ZOND WIND TAP | OH | 60 |  | 1.1889
ETRAN_CIRC_MILES.xlsx | A-H-W #1 | UG | 115 |  | 4.9485
ETRAN_CIRC_MILES.xlsx | A-H-W #2 | UG | 115 |  | 5.0616
ETRAN_CIRC_MILES.xlsx | A-P #1 | UG | 115 |  | 2.464
ETRAN_CIRC_MILES.xlsx | A-X #1 | UG | 115 |  | 2.6737
ETRAN_CIRC_MILES.xlsx | A-Y #1 | UG | 115 |  | 3.3292
ETRAN_CIRC_MILES.xlsx | A-Y #1 (UNDERGROUND IDLE) | UG | 0 |  | 0.34717
ETRAN_CIRC_MILES.xlsx | A-Y #2 | UG | 115 |  | 2.8478
ETRAN_CIRC_MILES.xlsx | APPLIED MATERIALS-BRITTON | UG | 115 |  | 0.73675
ETRAN_CIRC_MILES.xlsx | BORDEN-GLASS; XLPE; 70 KV | UG | 70 |  | 0.3929
ETRAN_CIRC_MILES.xlsx | ZA-1 | UG | 230 |  | 3.4062
ETRAN_CIRC_MILES.xlsx | EAST GRAND-SAN MATEO | UG | 115 |  | 0.21655
ETRAN_CIRC_MILES.xlsx | C-L #1 | UG | 115 |  | 1.0982
ETRAN_CIRC_MILES.xlsx | C-X #2 | UG | 115 |  | 3.376
ETRAN_CIRC_MILES.xlsx | C-X #3 | UG | 115 |  | 3.6725
ETRAN_CIRC_MILES.xlsx | NORTH DUBLIN-VINEYARD | UG | 230 |  | 5.119
ETRAN_CIRC_MILES.xlsx | PITTSBURG-LOS MEDANOS #2 | UG | 115 |  | 0.89074
ETRAN_CIRC_MILES.xlsx | MONTA VISTA-WOLFE | UG | 115 |  | 1.1179
ETRAN_CIRC_MILES.xlsx | JEFFERSON-MARTIN | UG | 230 |  | 12.6768
ETRAN_CIRC_MILES.xlsx | COOLEY LANDING-STANFORD | UG | 60 |  | 1.5938
ETRAN_CIRC_MILES.xlsx | KIFER-FMC | UG | 115 |  | 1.1092
ETRAN_CIRC_MILES.xlsx | DEL MAR-ATLANTIC #1 | UG | 60 |  | 1.177
ETRAN_CIRC_MILES.xlsx | MARTIN-MILLBRAE #1 | UG | 115 |  | 0.21699
ETRAN_CIRC_MILES.xlsx | D-L #1 | UG | 115 |  | 2.3098
ETRAN_CIRC_MILES.xlsx | K-D #1 | UG | 115 |  | 2.4354
ETRAN_CIRC_MILES.xlsx | C&H SUGAR | UG | 230 |  | 1.3323
ETRAN_CIRC_MILES.xlsx | LAKEVILLE-SONOMA #1 | UG | 115 |  | 0.54873
ETRAN_CIRC_MILES.xlsx | EAST GRAND-SAN MATEO | UG | 115 |  | 0.21655
ETRAN_CIRC_MILES.xlsx | EBMUD TAP | UG | 115 |  | 0.93652
ETRAN_CIRC_MILES.xlsx | FIGARDEN #1 TAP | UG | 230 |  | 0.85134
ETRAN_CIRC_MILES.xlsx | FIGARDEN #2 TAP | UG | 230 |  | 0.83077
ETRAN_CIRC_MILES.xlsx | FULTON-LAKEVILLE | UG | 230 |  | 1.1913
ETRAN_CIRC_MILES.xlsx | SVP-NORTHERN RECEIVING STA | UG | 230 |  | 2.3645
ETRAN_CIRC_MILES.xlsx | GEYSERS #9-LAKEVILLE | UG | 230 |  | 1.2369
ETRAN_CIRC_MILES.xlsx | H-P #1 | UG | 115 |  | 3.8035
ETRAN_CIRC_MILES.xlsx | H-P #3 | UG | 115 |  | 3.5869
ETRAN_CIRC_MILES.xlsx | H-P #4 | UG | 115 |  | 5.1582
ETRAN_CIRC_MILES.xlsx | H-Y #1 | UG | 115 |  | 7.2267
ETRAN_CIRC_MILES.xlsx | H-Z #1 | UG | 230 |  | 6.9153
ETRAN_CIRC_MILES.xlsx | H-Z #2 | UG | 230 |  | 6.961
ETRAN_CIRC_MILES.xlsx | JEFFERSON-LAS PULGAS | UG | 60 |  | 0.18358
ETRAN_CIRC_MILES.xlsx | JEFFERSON-MARTIN | UG | 230 |  | 24.4001
ETRAN_CIRC_MILES.xlsx | JEFFERSON-STANFORD (UNDERGROUND) | UG | 60 |  | 1.516
ETRAN_CIRC_MILES.xlsx | K-D #1 | UG | 115 |  | 2.4354
ETRAN_CIRC_MILES.xlsx | K-D #2 | UG | 115 |  | 2.5663
ETRAN_CIRC_MILES.xlsx | KIFER-FMC | UG | 115 |  | 1.1092
ETRAN_CIRC_MILES.xlsx | LAKEVILLE-SONOMA #1 | UG | 115 |  | 0.54873
ETRAN_CIRC_MILES.xlsx | JEFFERSON-STANFORD (UNDERGROUND) | UG | 60 |  | 1.516
ETRAN_CIRC_MILES.xlsx | SAN MATEO-MARTIN #6 | UG | 115 |  | 0.22577
ETRAN_CIRC_MILES.xlsx | LONE TREE-CAYETANO | UG | 230 |  | 2.2976
ETRAN_CIRC_MILES.xlsx | A-Y #1 (UNDERGROUND IDLE) | UG | 0 |  | 0.34717
ETRAN_CIRC_MILES.xlsx | JEFFERSON-LAS PULGAS | UG | 60 |  | 0.18358
ETRAN_CIRC_MILES.xlsx | LOS ESTEROS-METCALF | UG | 230 |  | 2.7328
ETRAN_CIRC_MILES.xlsx | MARTIN-MILLBRAE #1 | UG | 115 |  | 0.21699
ETRAN_CIRC_MILES.xlsx | MARTIN-SF AIRPORT | UG | 115 |  | 0.22678
ETRAN_CIRC_MILES.xlsx | REDWOOD SOLAR | UG | 115 |  | 0.2409
ETRAN_CIRC_MILES.xlsx | MONTA VISTA-WOLFE | UG | 115 |  | 1.1179
ETRAN_CIRC_MILES.xlsx | H-P #1 | UG | 115 |  | 3.8035
ETRAN_CIRC_MILES.xlsx | NEWARK-APPLIED MATERIALS | UG | 115 |  | 0.74171
ETRAN_CIRC_MILES.xlsx | NEWARK-LOS ESTEROS | UG | 230 |  | 2.7494
ETRAN_CIRC_MILES.xlsx | NORTH DUBLIN-CAYETANO | UG | 230 |  | 2.8076
ETRAN_CIRC_MILES.xlsx | C-X #2 | UG | 115 |  | 3.376
ETRAN_CIRC_MILES.xlsx | NORTH DUBLIN-VINEYARD | UG | 230 |  | 11.0748
ETRAN_CIRC_MILES.xlsx | P-X #1 | UG |  |  | 0.076102
ETRAN_CIRC_MILES.xlsx | P-X #1 | UG | 115 |  | 4.0111
ETRAN_CIRC_MILES.xlsx | P-X #2 (UNDERGROUND) | UG | 115 |  | 3.9525
ETRAN_CIRC_MILES.xlsx | FIGARDEN #2 TAP | UG | 230 |  | 0.83077
ETRAN_CIRC_MILES.xlsx | H-X #1 | UG |  |  | 0.042733
ETRAN_CIRC_MILES.xlsx | SAN MATEO-MARTIN | UG |  |  | 0.23519
ETRAN_CIRC_MILES.xlsx | SOBRANTE-R #1 | UG | 115 |  | 0.32544
ETRAN_CIRC_MILES.xlsx | PITTSBURG-LOS MEDANOS #1 | UG | 115 |  | 0.88067
ETRAN_CIRC_MILES.xlsx | PITTSBURG-LOS MEDANOS #2 | UG | 115 |  | 0.89074
ETRAN_CIRC_MILES.xlsx | C-D | UG |  |  | 0.061282
ETRAN_CIRC_MILES.xlsx | H-X #1 | UG |  |  | 0.24311
ETRAN_CIRC_MILES.xlsx | H-A #2 | UG |  |  | 0.006378
ETRAN_CIRC_MILES.xlsx | REDWOOD SOLAR | UG | 115 |  | 0.2409
ETRAN_CIRC_MILES.xlsx | H-P #3 | UG | 115 |  | 3.5869
ETRAN_CIRC_MILES.xlsx | SAN MATEO-MARTIN | UG | 230 |  | 13.0039
ETRAN_CIRC_MILES.xlsx | SAN MATEO-MARTIN #3 | UG | 115 |  | 0.20895
ETRAN_CIRC_MILES.xlsx | SAN MATEO-MARTIN #4 | UG | 115 |  | 0.2083
ETRAN_CIRC_MILES.xlsx | SAN MATEO-MARTIN #6 | UG | 115 |  | 0.22577
ETRAN_CIRC_MILES.xlsx | SOBRANTE-R #2 | UG | 115 |  | 0.30443
ETRAN_CIRC_MILES.xlsx | H-Y #1 | UG |  |  | 0.042324
ETRAN_CIRC_MILES.xlsx | H-P #4 | UG | 115 |  | 5.1582
ETRAN_CIRC_MILES.xlsx | H-Y #1 | UG |  |  | 0.024063
ETRAN_CIRC_MILES.xlsx | SAN MATEO-MARTIN | UG |  |  | 0.34813
ETRAN_CIRC_MILES.xlsx | H-A #1 | UG |  |  | 0.022648
ETRAN_CIRC_MILES.xlsx | SOBRANTE-R #1 | UG | 115 |  | 4.4837
ETRAN_CIRC_MILES.xlsx | SOBRANTE-R #2 | UG | 115 |  | 4.4188
ETRAN_CIRC_MILES.xlsx | H-P #2 | UG |  |  | 0.8111
ETRAN_CIRC_MILES.xlsx | C-X #1 | UG |  |  | 0.33959
ETRAN_CIRC_MILES.xlsx | APPLIED MATERIALS-BRITTON | UG | 115 |  | 0.73675
ETRAN_CIRC_MILES.xlsx | STELLING-MONTA VISTA | UG | 115 |  | 1.1384
ETRAN_CIRC_MILES.xlsx | PITTSBURG-LOS MEDANOS #1 | UG | 115 |  | 0.88067
ETRAN_CIRC_MILES.xlsx | COOLEY LANDING-STANFORD | UG | 60 |  | 1.5938
ETRAN_CIRC_MILES.xlsx | K-D #2 | UG | 115 |  | 2.5663
ETRAN_CIRC_MILES.xlsx | TRIMBLE-SAN JOSE B | UG | 115 |  | 1.1096
ETRAN_CIRC_MILES.xlsx | VINEYARD-NEWARK | UG | 230 |  | 5.9396
ETRAN_CIRC_MILES.xlsx | JEFFERSON-MARTIN | UG | 230 |  | 0.18965
ETRAN_CIRC_MILES.xlsx | SAN MATEO-MARTIN #4 | UG | 115 |  | 0.2083
ETRAN_CIRC_MILES.xlsx | SAN MATEO-MARTIN #3 | UG | 115 |  | 0.20895
ETRAN_CIRC_MILES.xlsx | MARTIN-SF AIRPORT | UG | 115 |  | 0.22678
ETRAN_CIRC_MILES.xlsx | X-Y #1 | UG | 115 |  | 0.56685
ETRAN_CIRC_MILES.xlsx | ZA-1 | UG | 230 |  | 3.4062

## DPCache_Distribution GIS (hidden)
Circuit ID | Circuit Name | Type | Nominal Voltage | High Fire Threat District | LEN_MI
012011108 | OAKLAND C 1108 | OH | 12kV |  | 2.0413
012011109 | OAKLAND C 1109 | OH | 12kV |  | 3.2978
012011110 | OAKLAND C 1110 | OH | 12kV |  | 1.2474
012011112 | OAKLAND C 1112 | OH | 12kV |  | 1.1572
012011113 | OAKLAND C 1113 | OH | 12kV |  | 3.3598
012011114 | OAKLAND C 1114 | OH | 12kV |  | 3.2813
012011115 | OAKLAND C 1115 | OH | 12kV |  | 1.1448
012011116 | OAKLAND C 1116 | OH | 12kV |  | 2.4464
012011117 | OAKLAND C 1117 | OH | 12kV |  | 2.983
012011118 | OAKLAND C 1118 | OH | 12kV |  | 3.2694
012011119 | OAKLAND C 1119 | OH | 12kV |  | 0.43485
012011120 | OAKLAND C 1120 | OH | 12kV |  | 3.0347
012011121 | OAKLAND C 1121 | OH | 12kV |  | 1.9024
012011132 | OAKLAND C 1132 | OH | 12kV |  | 1.2173
012011133 | OAKLAND C 1133 | OH | 12kV |  | 0.026857
012011134 | OAKLAND C 1134 | OH | 12kV |  | 1.4676
012021103 | CLAYTON 1103 | OH | 12kV |  | 4.4423
012021104 | CLAYTON 1104 | OH | 12kV |  | 13.3672
012022211 | CLAYTON 2211 | OH | 21kV |  | 10.4751
012022212 | CLAYTON 2212 | OH | 21kV |  | 11.1765
012022212 | CLAYTON 2212 | OH | 21kV | Tier 2 - Elevated | 18.7103
012022212 | CLAYTON 2212 | OH | 21kV | Tier 3 - Extreme | 28.834
012022213 | CLAYTON 2213 | OH | 21kV |  | 2.3306
012022213 | CLAYTON 2213 | OH | 21kV | Tier 2 - Elevated | 3.7989
012022214 | CLAYTON 2214 | OH | 21kV |  | 5.8448
012022215 | CLAYTON 2215 | OH | 21kV |  | 22.3457
012022215 | CLAYTON 2215 | OH | 21kV | Tier 2 - Elevated | 5.4369
012022215 | CLAYTON 2215 | OH | 21kV | Tier 3 - Extreme | 2.919
012022216 | CLAYTON 2216 | OH | 21kV |  | 17.5456
012022217 | CLAYTON 2217 | OH | 21kV |  | 20.0132
012022217 | CLAYTON 2217 | OH | 21kV | Tier 2 - Elevated | 0.072659
012022218 | CLAYTON 2218 | OH | 21kV |  | 8.3209
012040406 | OAKLAND D 0406 | OH | 4.16kV |  | 3.2001
012040407 | OAKLAND D 0407 | OH | 4.16kV |  | 0.33075
012040408 | OAKLAND D 0408 | OH | 4.16kV |  | 4.2536
012040410 | OAKLAND D 0410 | OH | 4.16kV |  | 2.7512
012041101 | OAKLAND D 1101 | OH | 12kV |  | 0.16496
012041102 | OAKLAND D 1102 | OH | 12kV |  | 2.7544
012041103 | OAKLAND D 1103 | OH | 12kV |  | 0.33908
012041104 | OAKLAND D 1104 | OH | 12kV |  | 5.9291
012041105 | OAKLAND D 1105 | OH |  |  | 0.0018265
012041105 | OAKLAND D 1105 | OH | 12kV |  | 8.3434
012041106 | OAKLAND D 1106 | OH | 12kV |  | 8.8059
012041107 | OAKLAND D 1107 | OH | 12kV |  | 2.5069
012041110 | OAKLAND D 1110 | OH | 12kV |  | 5.4671
012041111 | OAKLAND D 1111 | OH | 12kV |  | 7.7922
012041112 | OAKLAND D 1112 | OH | 12kV |  | 9.5239
012041112 | OAKLAND D 1112 | OH | 12kV | Tier 2 - Elevated | 0.41732
012041112 | OAKLAND D 1112 | OH | 12kV | Tier 3 - Extreme | 1.9465
012041115 | OAKLAND D 1115 | OH | 12kV |  | 2.7065
012041116 | OAKLAND D 1116 | OH | 12kV |  | 2.806
012041117 | OAKLAND D 1117 | OH | 12kV |  | 0.50133
012041130 | OAKLAND D 1130 | OH | 12kV |  | 6.4847
012041131 | OAKLAND D 1131 | OH | 12kV |  | 7.7609
012041132 | OAKLAND D 1132 | OH | 12kV |  | 2.8798
012041133 | OAKLAND D 1133 | OH | 12kV |  | 2.9692
012041134 | OAKLAND D 1134 | OH | 12kV |  | 0.61371
012041202 | OAKLAND D 1202 | OH | 12kV |  | 0.2395
012060401 | BERKELEY F 0401 | OH | 4.16kV |  | 0.0014204
012060402 | BERKELEY F 0402 | OH | 4.16kV |  | 2.0062
012060402 | BERKELEY F 0402 | OH | 4.16kV | Tier 2 - Elevated | 0.12473
012060403 | BERKELEY F 0403 | OH | 4.16kV |  | 2.1862
012060404 | BERKELEY F 0404 | OH | 4.16kV |  | 3.6801
012060405 | BERKELEY F 0405 | OH | 4.16kV |  | 1.0556
012060406 | BERKELEY F 0406 | OH | 4.16kV |  | 3.794
012060407 | BERKELEY F 0407 | OH | 4.16kV |  | 0.0054018
012060408 | BERKELEY F 0408 | OH | 4.16kV |  | 0.79438
012060409 | BERKELEY F 0409 | OH | 4.16kV |  | 3.5792
012060410 | BERKELEY F 0410 | OH | 4.16kV |  | 2.8799
012060411 | BERKELEY F 0411 | OH | 4.16kV |  | 4.4136
012061102 | BERKELEY F 1102 | OH | 12kV |  | 0.27248
012061103 | BERKELEY F 1103 | OH | 12kV |  | 4.2929
012061103 | BERKELEY F 1103 | OH | 12kV | Tier 3 - Extreme | 1.9639
012061104 | BERKELEY F 1104 | OH | 4.16kV |  | 0.0016466
012061104 | BERKELEY F 1104 | OH | 12kV |  | 3.2524
012061105 | BERKELEY F 1105 | OH | 12kV |  | 9.5814
012061105 | BERKELEY F 1105 | OH | 12kV | Tier 2 - Elevated | 1.7846
012080401 | OAKLAND I 0401 | OH | 4.16kV |  | 3.2385
012080402 | OAKLAND I 0402 | OH | 4.16kV |  | 5.1146
012090401 | OAKLAND J 0401 | OH | 4.16kV |  | 4.6318
012090403 | OAKLAND J 0403 | OH | 4.16kV |  | 6.2738
012090408 | OAKLAND J 0408 | OH | 4.16kV |  | 4.5725
012090409 | OAKLAND J 0409 | OH | 4.16kV |  | 3.0055
012091101 | OAKLAND J 1101 | OH | 12kV |  | 10.3589
012091102 | OAKLAND J 1102 | OH | 12kV |  | 12.3078
012091102 | OAKLAND J 1102 | OH | 12kV | Tier 2 - Elevated | 6.0625
012091103 | OAKLAND J 1103 | OH | 12kV |  | 2.7728
012091104 | OAKLAND J 1104 | OH | 12kV |  | 6.7078
012091105 | OAKLAND J 1105 | OH | 12kV |  | 17.0448
012091105 | OAKLAND J 1105 | OH | 12kV | Tier 2 - Elevated | 1.49
012091106 | OAKLAND J 1106 | OH | 12kV |  | 17.7704
012091106 | OAKLAND J 1106 | OH | 12kV | Tier 2 - Elevated | 1.8981
012091108 | OAKLAND J 1108 | OH | 12kV |  | 9.2441
012091109 | OAKLAND J 1109 | OH | 12kV |  | 0.040601
012091110 | OAKLAND J 1110 | OH | 12kV |  | 2.0742
012091111 | OAKLAND J 1111 | OH | 12kV |  | 4.672
012091112 | OAKLAND J 1112 | OH | 12kV |  | 5.562
012091114 | OAKLAND J 1114 | OH | 12kV |  | 0.0024624
012091115 | OAKLAND J 1115 | OH | 12kV |  | 3.9768
012091116 | OAKLAND J 1116 | OH | 12kV |  | 23.1817
012091116 | OAKLAND J 1116 | OH | 12kV | Tier 2 - Elevated | 0.4779
012091117 | OAKLAND J 1117 | OH | 12kV |  | 13.1828
012091118 | OAKLAND J 1118 | OH | 12kV |  | 11.5084
012091118 | OAKLAND J 1118 | OH | 12kV | Tier 2 - Elevated | 0.30082
012101101 | OAKLAND K 1101 | OH | 12kV |  | 4.7151
012101101 | OAKLAND K 1101 | OH | 12kV | Tier 2 - Elevated | 1.4346
012101101 | OAKLAND K 1101 | OH | 12kV | Tier 3 - Extreme | 1.132
012101102 | OAKLAND K 1102 | OH | 12kV | Tier 3 - Extreme | 14.9847
012101103 | OAKLAND K 1103 | OH | 12kV |  | 4.7342
012101103 | OAKLAND K 1103 | OH | 12kV | Tier 2 - Elevated | 4.8747
012101103 | OAKLAND K 1103 | OH | 12kV | Tier 3 - Extreme | 1.1238
012101104 | OAKLAND K 1104 | OH | 12kV | Tier 2 - Elevated | 5.3469
012101104 | OAKLAND K 1104 | OH | 12kV | Tier 3 - Extreme | 9.6194
012111101 | OAKLAND L 1101 | OH | 12kV |  | 5.7615
012111102 | OAKLAND L 1102 | OH | 12kV |  | 1.2828
012111103 | OAKLAND L 1103 | OH | 12kV |  | 4.774
012111105 | OAKLAND L 1105 | OH | 12kV |  | 2.5865
012111106 | OAKLAND L 1106 | OH | 12kV |  | 0.34579
012111107 | OAKLAND L 1107 | OH | 12kV |  | 1.4615
012111108 | OAKLAND L 1108 | OH | 12kV |  | 0.0014205
012141101 | LIVERMORE 1101 | OH | 12kV |  | 6.0425
012141102 | LIVERMORE 1102 | OH | 12kV |  | 4.2255
012141103 | LIVERMORE 1103 | OH | 12kV |  | 4.6052
012141103 | LIVERMORE 1103 | OH | 21kV |  | 0.0028409
012141104 | LIVERMORE 1104 | OH | 12kV |  | 8.6328
012160401 | PITTSBURG 0401 | OH | 4.16kV |  | 1.0542
012160402 | PITTSBURG 0402 | OH | 4.16kV |  | 1.8696
012200403 | WALNUT CREEK 0403 | OH | 4.16kV |  | 0.51077
012200404 | WALNUT CREEK 0404 | OH | 4.16kV |  | 6.4395
012221101 | NEWARK 1101 | OH | 12kV |  | 1.5127
012221102 | NEWARK 1102 | OH | 12kV |  | 8.877
012221103 | NEWARK 1103 | OH | 12kV |  | 18.2733
012221104 | NEWARK 1104 | OH | 12kV |  | 0.26405
012221105 | NEWARK 1105 | OH | 12kV |  | 1.6178
012221106 | NEWARK 1106 | OH | 12kV |  | 17.9696
012221107 | NEWARK 1107 | OH | 12kV |  | 21.4837
012221108 | NEWARK 1108 | OH | 12kV |  | 1.0727
012222102 | NEWARK 2102 | OH | 21kV |  | 2.6822
012222103 | NEWARK 2103 | OH | 12kV |  | 0.013182
012222103 | NEWARK 2103 | OH | 21kV |  | 18.1638
012222104 | NEWARK 2104 | OH | 21kV |  | 6.6722
012222105 | NEWARK 2105 | OH | 12kV |  | 0.02204
012222105 | NEWARK 2105 | OH | 21kV |  | 2.6376
012222107 | NEWARK 2107 | OH | 21kV |  | 6.8596
012222108 | NEWARK 2108 | OH | 21kV |  | 4.8391
012222109 | NEWARK 2109 | OH | 21kV |  | 0.0028559
012222110 | NEWARK 2110 | OH | 21kV |  | 3.1905
012240401 | HAYWARD O 0401 | OH | 4.16kV |  | 3.3612
012240402 | HAYWARD O 0402 | OH | 4.16kV |  | 3.71
012330401 | MIRA VISTA 0401 | OH | 4.16kV |  | 8.7115
012330403 | MIRA VISTA 0403 | OH | 4.16kV |  | 7.0902
012350401 | ORINDA 0401 | OH | 4.16kV |  | 1.9038
012350401 | ORINDA 0401 | OH | 4.16kV | Tier 2 - Elevated | 3.3831
012350401 | ORINDA 0401 | OH | 4.16kV | Tier 3 - Extreme | 0.098331
012350402 | ORINDA 0402 | OH | 4.16kV |  | 0.26513
012350402 | ORINDA 0402 | OH | 4.16kV | Tier 2 - Elevated | 3.1584
012350402 | ORINDA 0402 | OH | 4.16kV | Tier 3 - Extreme | 3.1868
012501101 | EL CERRITO G 1101 | OH | 12kV |  | 10.1023
012501102 | EL CERRITO G 1102 | OH | 12kV |  | 7.8135
012501103 | EL CERRITO G 1103 | OH | 12kV |  | 9.2243
012501104 | EL CERRITO G 1104 | OH | 12kV |  | 7.9268
012501105 | EL CERRITO G 1105 | OH | 12kV |  | 5.0648
012501105 | EL CERRITO G 1105 | OH | 12kV | Tier 2 - Elevated | 13.9759
012501105 | EL CERRITO G 1105 | OH | 12kV | Tier 3 - Extreme | 5.1603
012501106 | EL CERRITO G 1106 | OH | 12kV |  | 4.6475
012501107 | EL CERRITO G 1107 | OH | 12kV |  | 3.5951
012501108 | EL CERRITO G 1108 | OH | 12kV |  | 14.4025
012501108 | EL CERRITO G 1108 | OH | 12kV | Tier 2 - Elevated | 0.0026986
012501109 | EL CERRITO G 1109 | OH | 12kV |  | 8.3595
012501110 | EL CERRITO G 1110 | OH | 12kV |  | 9.4653
012501110 | EL CERRITO G 1110 | OH | 12kV | Tier 2 - Elevated | 0.68241
012501111 | EL CERRITO G 1111 | OH | 12kV |  | 12.493
012501111 | EL CERRITO G 1111 | OH | 12kV | Tier 2 - Elevated | 0.20222
012501112 | EL CERRITO G 1112 | OH | 12kV |  | 22.5062
012501112 | EL CERRITO G 1112 | OH | 12kV | Tier 2 - Elevated | 0.34356
012501112 | EL CERRITO G 1112 | OH | 12kV | Tier 3 - Extreme | 1.651
012501113 | EL CERRITO G 1113 | OH | 12kV |  | 9.4638
012501113 | EL CERRITO G 1113 | OH | 12kV | Tier 2 - Elevated | 0.096348
012501114 | EL CERRITO G 1114 | OH | 12kV |  | 6.786
012520401 | RICHMOND Q 0401 | OH | 4.16kV |  | 5.9502
012520402 | RICHMOND Q 0402 | OH | 4.16kV |  | 3.6082
012540401 | OAKLAND X 0401 | OH | 4.16kV |  | 5.5536
012540402 | OAKLAND X 0402 | OH | 4.16kV |  | 1.7684
012541101 | OAKLAND X 1101 | OH | 12kV |  | 4.7918
012541101 | OAKLAND X 1101 | OH | 12kV | Tier 2 - Elevated | 0.49567
012541102 | OAKLAND X 1102 | OH | 12kV |  | 6.3685
012541103 | OAKLAND X 1103 | OH | 12kV |  | 7.6181
012541104 | OAKLAND X 1104 | OH | 12kV |  | 1.1619
012541104 | OAKLAND X 1104 | OH | 12kV | Tier 2 - Elevated | 1.3479
012541104 | OAKLAND X 1104 | OH | 12kV | Tier 3 - Extreme | 10.8905
012541105 | OAKLAND X 1105 | OH | 12kV |  | 12.4886
012541105 | OAKLAND X 1105 | OH | 12kV | Tier 2 - Elevated | 2.339
012541106 | OAKLAND X 1106 | OH | 4.16kV | Tier 3 - Extreme | 0.0028409
012541106 | OAKLAND X 1106 | OH | 12kV |  | 7.9318
012541106 | OAKLAND X 1106 | OH | 12kV | Tier 2 - Elevated | 11.3055
012541106 | OAKLAND X 1106 | OH | 12kV | Tier 3 - Extreme | 4.1336
012541107 | OAKLAND X 1107 | OH | 12kV |  | 12.9264
012541109 | OAKLAND X 1109 | OH | 12kV |  | 7.0686
012541110 | OAKLAND X 1110 | OH | 12kV |  | 0.43337
012541111 | OAKLAND X 1111 | OH | 12kV |  | 1.0241
012541112 | OAKLAND X 1112 | OH | 12kV |  | 3.94
012541114 | OAKLAND X 1114 | OH | 12kV |  | 5.0828
012541115 | OAKLAND X 1115 | OH | 12kV |  | 12.613
012600401 | OAK 0401 | OH | 4.16kV |  | 1.9651
012600401 | OAK 0401 | OH | 4.16kV | Tier 2 - Elevated | 3.451
012640401 | BECK STREET 0401 | OH | 4.16kV |  | 1.5796
012650401 | FAIRMOUNT 0401 | OH | 4.16kV |  | 4.3634
012650401 | FAIRMOUNT 0401 | OH | 4.16kV | Tier 2 - Elevated | 1.3521
012650402 | FAIRMOUNT 0402 | OH | 4.16kV |  | 5.0742
012660401 | BERKELEY T 0401 | OH | 4.16kV |  | 0.65873
012660402 | BERKELEY T 0402 | OH | 4.16kV |  | 4.3569
012660403 | BERKELEY T 0403 | OH | 4.16kV |  | 0.8644
012660404 | BERKELEY T 0404 | OH | 4.16kV |  | 1.2065
012670401 | 8TH AVENUE 0401 | OH | 4.16kV |  | 4.8857
012690401 | FLORENCE 0401 | OH | 4.16kV |  | 3.4662
012690401 | FLORENCE 0401 | OH | 4.16kV | Tier 2 - Elevated | 0.82268
012840401 | RIDGE 0401 | OH | 4.16kV | Tier 2 - Elevated | 2.6534
012840402 | RIDGE 0402 | OH | 4.16kV |  | 0.68298
012840402 | RIDGE 0402 | OH | 4.16kV | Tier 2 - Elevated | 1.7292
012960401 | CONCORD NO 1 0401 | OH | 4.16kV |  | 4.7524
012960402 | CONCORD NO 1 0402 | OH | 4.16kV |  | 2.8669
012980401 | WARD 0401 | OH | 4.16kV |  | 4.5217
013020401 | BARRETT 0401 | OH | 4.16kV |  | 6.5757
013020402 | BARRETT 0402 | OH | 4.16kV |  | 5.8929
013030401 | BANCROFT 0401 | OH | 4.16kV |  | 8.2186
013030401 | BANCROFT 0401 | OH | 4.16kV | Tier 2 - Elevated | 0.002308
013030402 | BANCROFT 0402 | OH | 4.16kV |  | 4.4712
013030402 | BANCROFT 0402 | OH | 4.16kV | Tier 2 - Elevated | 0.10812
013090401 | BRYANT 0401 | OH | 4.16kV |  | 5.607
013090401 | BRYANT 0401 | OH | 4.16kV | Tier 2 - Elevated | 0.11043
013090402 | BRYANT 0402 | OH | 4.16kV |  | 2.0348
013090402 | BRYANT 0402 | OH | 4.16kV | Tier 2 - Elevated | 1.5173
013090402 | BRYANT 0402 | OH | 4.16kV | Tier 3 - Extreme | 0.41459
013111101 | SAN LEANDRO U 1101 | OH | 12kV |  | 3.8928
013111102 | SAN LEANDRO U 1102 | OH | 12kV |  | 8.2132
013111103 | SAN LEANDRO U 1103 | OH | 12kV |  | 1.9303
013111104 | SAN LEANDRO U 1104 | OH | 12kV |  | 6.2426
013111105 | SAN LEANDRO U 1105 | OH | 4.16kV |  | 4.2164
013111105 | SAN LEANDRO U 1105 | OH | 12kV |  | 3.5113
013111106 | SAN LEANDRO U 1106 | OH | 12kV |  | 12.3498
013111107 | SAN LEANDRO U 1107 | OH | 12kV |  | 15.1094
013111108 | SAN LEANDRO U 1108 | OH | 12kV |  | 8.4826
013111109 | SAN LEANDRO U 1109 | OH | 12kV |  | 7.3396
013111109 | SAN LEANDRO U 1109 | OH | 12kV | Tier 2 - Elevated | 11.5869
013111109 | SAN LEANDRO U 1109 | OH | 12kV | Tier 3 - Extreme | 0.8561
013111110 | SAN LEANDRO U 1110 | OH | 12kV |  | 20.5239
013111111 | SAN LEANDRO U 1111 | OH | 12kV |  | 2.2946
013111112 | SAN LEANDRO U 1112 | OH | 12kV |  | 4.0009
013111113 | SAN LEANDRO U 1113 | OH | 12kV |  | 7.1107
013111114 | SAN LEANDRO U 1114 | OH | 12kV |  | 19.4096
013111114 | SAN LEANDRO U 1114 | OH | 12kV | Tier 2 - Elevated | 9.5279
013111115 | SAN LEANDRO U 1115 | OH | 12kV |  | 1.4778
013111116 | SAN LEANDRO U 1116 | OH | 12kV |  | 7.9551
013111151 | SAN LEANDRO U 1151 | OH | 4.16kV |  | 1.8534
013111151 | SAN LEANDRO U 1151 | OH | 12kV |  | 4.0926
013140401 | SOLANO 0401 | OH | 4.16kV |  | 1.8283
013140402 | SOLANO 0402 | OH | 4.16kV |  | 6.3232
013151101 | RADUM 1101 | OH | 12kV |  | 1.6247
013151102 | RADUM 1102 | OH | 12kV |  | 1.1494
013151105 | RADUM 1105 | OH | 12kV |  | 8.811
013151105 | RADUM 1105 | OH | 12kV | Tier 2 - Elevated | 1.8683
013151105 | RADUM 1105 | OH | 12kV | Tier 3 - Extreme | 1.1666
013170401 | HOLLYWOOD 0401 | OH | 4.16kV |  | 2.5626
013170401 | HOLLYWOOD 0401 | OH | 4.16kV | Tier 2 - Elevated | 2.7321
013180401 | PALO SECO 0401 | OH | 4.16kV |  | 0.017997
013180401 | PALO SECO 0401 | OH | 4.16kV | Tier 2 - Elevated | 4.7313
013210401 | BROOKSIDE 0401 | OH | 4.16kV |  | 3.7014
013232101 | LONE TREE 2101 | OH | 21kV |  | 2.6684
013232102 | LONE TREE 2102 | OH | 21kV |  | 16.7286
013232105 | LONE TREE 2105 | OH | 21kV |  | 9.6808
013232105 | LONE TREE 2105 | OH | 21kV | Tier 2 - Elevated | 11.076
013240402 | WHITNEY 0402 | OH | 4.16kV |  | 1.7946
013260401 | SOTO 0401 | OH | 4.16kV |  | 4.1401
013260402 | SOTO 0402 | OH | 4.16kV |  | 2.0517
013300401 | PLEASANT HILL 0401 | OH | 4.16kV |  | 4.5185
013310401 | RUSSELL 0401 | OH | 4.16kV |  | 3.4089
013310402 | RUSSELL 0402 | OH | 4.16kV |  | 3.3348
013320401 | BOSTON 0401 | OH | 4.16kV |  | 4.2102
013320401 | BOSTON 0401 | OH | 4.16kV | Tier 2 - Elevated | 0.20548
013320401 | BOSTON 0401 | OH | 12kV |  | 0.038088
013320401 | BOSTON 0401 | OH | 22kV |  | 0.12402
013340401 | SPRUCE 0401 | OH | 4.16kV | Tier 2 - Elevated | 3.6956
013340401 | SPRUCE 0401 | OH | 4.16kV | Tier 3 - Extreme | 0.41083
013340402 | SPRUCE 0402 | OH | 4.16kV |  | 2.1589
013340402 | SPRUCE 0402 | OH | 4.16kV | Tier 2 - Elevated | 1.4353
013350401 | WALDO 0401 | OH | 4.16kV |  | 4.1
013350401 | WALDO 0401 | OH | 4.16kV | Tier 2 - Elevated | 1.5971
013350402 | WALDO 0402 | OH | 4.16kV |  | 2.1946
013350402 | WALDO 0402 | OH | 4.16kV | Tier 2 - Elevated | 2.953
013380401 | WOOD 0401 | OH | 4.16kV |  | 3.1593
013380401 | WOOD 0401 | OH | 4.16kV | Tier 2 - Elevated | 0.15217
013432206 | FAIRVIEW 2206 | OH | 21kV |  | 14.2455
013432207 | FAIRVIEW 2207 | OH | 2.4kV | Tier 2 - Elevated | 3.7995
013432207 | FAIRVIEW 2207 | OH | 4.16kV |  | 6.2958
013432207 | FAIRVIEW 2207 | OH | 4.16kV | Tier 2 - Elevated | 3.6191
013432207 | FAIRVIEW 2207 | OH | 12kV |  | 0.17254
013432207 | FAIRVIEW 2207 | OH | 12kV | Tier 2 - Elevated | 0.012522
013432207 | FAIRVIEW 2207 | OH | 21kV |  | 23.0887
013432207 | FAIRVIEW 2207 | OH | 21kV | Tier 2 - Elevated | 13.5465
013432208 | FAIRVIEW 2208 | OH | 21kV |  | 9.9954
013460401 | SAN LORENZO 0401 | OH | 4.16kV |  | 4.3666
013460402 | SAN LORENZO 0402 | OH | 4.16kV |  | 3.9666
013471118 | RICHMOND R 1118 | OH | 12kV |  | 2.9749
013471119 | RICHMOND R 1119 | OH | 12kV |  | 3.5803
013471120 | RICHMOND R 1120 | OH | 12kV |  | 2.9742
013471121 | RICHMOND R 1121 | OH | 12kV |  | 4.4716
013471122 | RICHMOND R 1122 | OH | 12kV |  | 3.8618
013471123 | RICHMOND R 1123 | OH | 12kV |  | 1.3297
013471124 | RICHMOND R 1124 | OH | 12kV |  | 6.786
013471125 | RICHMOND R 1125 | OH | 12kV |  | 4.6382
013471126 | RICHMOND R 1126 | OH | 12kV |  | 13.0357
013471127 | RICHMOND R 1127 | OH | 12kV |  | 20.2936
013471128 | RICHMOND R 1128 | OH | 12kV |  | 7.5982
013471129 | RICHMOND R 1129 | OH | 12kV |  | 14.2291
013471130 | RICHMOND R 1130 | OH | 12kV |  | 15.9735
013480401 | ESTUDILLO 0401 | OH | 4.16kV |  | 3.9412
013480401 | ESTUDILLO 0401 | OH | 4.16kV | Tier 2 - Elevated | 0.78632
013501101 | JARVIS 1101 | OH | 12kV |  | 13.2772
013501101 | JARVIS 1101 | OH | 12kV | Tier 2 - Elevated | 0.58097
013501103 | JARVIS 1103 | OH | 12kV |  | 2.8281
013501104 | JARVIS 1104 | OH | 12kV |  | 4.462
013501105 | JARVIS 1105 | OH | 12kV |  | 6.8385
013501106 | JARVIS 1106 | OH | 12kV |  | 4.8163
013501107 | JARVIS 1107 | OH | 12kV |  | 0.0045607
013501108 | JARVIS 1108 | OH | 12kV |  | 16.9676
013501108 | JARVIS 1108 | OH | 12kV | Tier 2 - Elevated | 0.69561
013501109 | JARVIS 1109 | OH | 12kV |  | 4.1121
013501110 | JARVIS 1110 | OH | 12kV |  | 5.994
013501111 | JARVIS 1111 | OH | 12kV |  | 18.1087
013501111 | JARVIS 1111 | OH | 12kV | Tier 2 - Elevated | 0.026127
013501111 | JARVIS 1111 | OH | 12kV | Tier 3 - Extreme | 1.0049
013501112 | JARVIS 1112 | OH | 12kV |  | 7.2525
013520401 | MAPLE 0401 | OH | 4.16kV |  | 3.6571
013531101 | LAKEWOOD 1101 | OH | 12kV |  | 0.71882
013531102 | LAKEWOOD 1102 | OH | 12kV |  | 9.5136
013531102 | LAKEWOOD 1102 | OH | 12kV | Tier 2 - Elevated | 0.092866
013531103 | LAKEWOOD 1103 | OH | 12kV |  | 2.5781
013531104 | LAKEWOOD 1104 | OH | 12kV |  | 11.7405
013532107 | LAKEWOOD 2107 | OH | 21kV |  | 21.1843
013532107 | LAKEWOOD 2107 | OH | 21kV | Tier 2 - Elevated | 7.7541
013532108 | LAKEWOOD 2108 | OH | 21kV |  | 0.52793
013532109 | LAKEWOOD 2109 | OH | 21kV |  | 6.844
013532109 | LAKEWOOD 2109 | OH | 21kV | Tier 3 - Extreme | 0.42442
013532110 | LAKEWOOD 2110 | OH | 21kV |  | 22.6451
013532111 | LAKEWOOD 2111 | OH | 21kV |  | 2.2868
013532112 | LAKEWOOD 2112 | OH | 21kV |  | 8.8893
013532223 | LAKEWOOD 2223 | OH | 21kV |  | 9.1487
013532224 | LAKEWOOD 2224 | OH | 21kV |  | 23.5169
013532224 | LAKEWOOD 2224 | OH | 21kV | Tier 3 - Extreme | 0.81695
013532225 | LAKEWOOD 2225 | OH | 21kV |  | 4.3491
013532226 | LAKEWOOD 2226 | OH | 21kV |  | 8.0161
013532227 | LAKEWOOD 2227 | OH | 21kV |  | 7.8529
013532227 | LAKEWOOD 2227 | OH | 21kV | Tier 3 - Extreme | 0.037708
013550401 | GILL 0401 | OH | 4.16kV |  | 3.2485
013550402 | GILL 0402 | OH | 4.16kV |  | 3.9178
013560401 | SARANAP 0401 | OH | 4.16kV |  | 2.4568
013580401 | ROBLES 0401 | OH | 4.16kV |  | 7.0891
013590401 | GEARY 0401 | OH | 4.16kV |  | 4.2723
013600401 | LAS AROMAS 0401 | OH | 4.16kV |  | 1.0083
013600401 | LAS AROMAS 0401 | OH | 4.16kV | Tier 2 - Elevated | 5.2434
013652103 | CONTRA COSTA 2103 | OH | 21kV |  | 22.5147
013652104 | CONTRA COSTA 2104 | OH | 21kV |  | 10.8759
013652105 | CONTRA COSTA 2105 | OH | 21kV |  | 0.040056
013652106 | CONTRA COSTA 2106 | OH | 21kV |  | 0.023808
013652107 | CONTRA COSTA 2107 | OH | 21kV |  | 12.7665
013652108 | CONTRA COSTA 2108 | OH | 21kV |  | 0.8753
013652109 | CONTRA COSTA 2109 | OH | 21kV |  | 15.2433
013652110 | CONTRA COSTA 2110 | OH | 21kV |  | 0.55395
013652112 | CONTRA COSTA 2112 | OH | 21kV |  | 0.037845
013652113 | CONTRA COSTA 2113 | OH | 21kV |  | 13.9224
013652114 | CONTRA COSTA 2114 | OH | 21kV |  | 1.9097
013652115 | CONTRA COSTA 2115 | OH | 21kV |  | 6.7651
013652116 | CONTRA COSTA 2116 | OH | 21kV |  | 23.1447
013660401 | PARSONS 0401 | OH | 4.16kV |  | 1.3192
013660402 | PARSONS 0402 | OH | 4.16kV |  | 3.4277
013681101 | EDES 1101 | OH | 12kV |  | 8.5735
013681103 | EDES 1103 | OH | 12kV |  | 17.7756
013681105 | EDES 1105 | OH | 12kV |  | 2.9787
013681110 | EDES 1110 | OH | 12kV |  | 4.2585
013681111 | EDES 1111 | OH | 12kV |  | 4.2243
013681112 | EDES 1112 | OH | 12kV |  | 1.8324
013681112 | EDES 1112 | OH | 12kV | Tier 2 - Elevated | 14.6985
013681112 | EDES 1112 | OH | 12kV | Tier 3 - Extreme | 0.58271
013681113 | EDES 1113 | OH | 12kV |  | 5.28
013681114 | EDES 1114 | OH | 12kV |  | 10.4697
013700401 | ARLINGTON 0401 | OH | 4.16kV |  | 3.2153
013700401 | ARLINGTON 0401 | OH | 4.16kV | Tier 2 - Elevated | 0.77905
013740401 | WALL 0401 | OH | 4.16kV |  | 5.379
013751101 | VASCO 1101 | OH | 12kV |  | 2.5554
013751102 | VASCO 1102 | OH | 12kV |  | 42.5426
013751102 | VASCO 1102 | OH | 12kV | Tier 2 - Elevated | 45.8677
013751103 | VASCO 1103 | OH | 12kV |  | 13.7639
013761101 | MT EDEN 1101 | OH | 12kV |  | 6.7125
013761102 | MT EDEN 1102 | OH | 12kV |  | 6.6094
013761103 | MT EDEN 1103 | OH | 12kV |  | 13.1221
013761104 | MT EDEN 1104 | OH | 12kV |  | 13.9987
013761105 | MT EDEN 1105 | OH | 12kV |  | 7.0075
013761106 | MT EDEN 1106 | OH | 12kV |  | 6.1538
013761107 | MT EDEN 1107 | OH | 12kV |  | 6.8382
013761108 | MT EDEN 1108 | OH | 12kV |  | 23.3518
013761109 | MT EDEN 1109 | OH | 12kV |  | 16.9412
013761110 | MT EDEN 1110 | OH | 12kV |  | 3.3032
013761111 | MT EDEN 1111 | OH | 12kV |  | 3.2378
013761112 | MT EDEN 1112 | OH | 12kV |  | 16.5073
013761113 | MT EDEN 1113 | OH | 12kV |  | 2.633
013761114 | MT EDEN 1114 | OH | 12kV |  | 3.5746
013780401 | VIRGINIA 0401 | OH | 4.16kV |  | 4.0371
013801101 | MORAGA 1101 | OH | 12kV |  | 0.92708
013801101 | MORAGA 1101 | OH | 12kV | Tier 2 - Elevated | 3.2915
013801101 | MORAGA 1101 | OH | 12kV | Tier 3 - Extreme | 15.9644
013801102 | MORAGA 1102 | OH | 12kV |  | 4.3481
013801102 | MORAGA 1102 | OH | 12kV | Tier 2 - Elevated | 2.006
013801102 | MORAGA 1102 | OH | 12kV | Tier 3 - Extreme | 2.9278
013801103 | MORAGA 1103 | OH | 12kV |  | 15.9471
013801103 | MORAGA 1103 | OH | 12kV | Tier 2 - Elevated | 2.1049
013801103 | MORAGA 1103 | OH | 12kV | Tier 3 - Extreme | 0.13947
013801104 | MORAGA 1104 | OH | 12kV |  | 7.5237
013801104 | MORAGA 1104 | OH | 12kV | Tier 2 - Elevated | 13.627
013801104 | MORAGA 1104 | OH | 12kV | Tier 3 - Extreme | 0.011768
013801105 | MORAGA 1105 | OH | 12kV |  | 12.0423
013801105 | MORAGA 1105 | OH | 12kV | Tier 2 - Elevated | 0.81738
013801105 | MORAGA 1105 | OH | 12kV | Tier 3 - Extreme | 6.9238
013810401 | WAYNE 0401 | OH | 4.16kV |  | 2.4743
013810401 | WAYNE 0401 | OH | 4.16kV | Tier 3 - Extreme | 0.15156
013840401 | STUART 0401 | OH | 4.16kV |  | 2.9385
013840402 | STUART 0402 | OH | 4.16kV |  | 3.6553
013840403 | STUART 0403 | OH | 4.16kV |  | 3.1153
013840404 | STUART 0404 | OH | 4.16kV |  | 1.0704
013840405 | STUART 0405 | OH | 4.16kV |  | 2.805
013840406 | STUART 0406 | OH | 4.16kV |  | 2.9367
013850401 | BABEL 0401 | OH | 4.16kV |  | 4.0079
013911101 | WILLOW PASS 1101 | OH | 12kV |  | 5.9361
013911101 | WILLOW PASS 1101 | OH | 12kV | Tier 2 - Elevated | 1.1237
013911102 | WILLOW PASS 1102 | OH | 12kV |  | 5.3352
013912107 | WILLOW PASS 2107 | OH | 21kV |  | 2.9541
013912107 | WILLOW PASS 2107 | OH | 21kV | Tier 2 - Elevated | 0.65885
013912108 | WILLOW PASS 2108 | OH | 21kV |  | 14.0887
013912108 | WILLOW PASS 2108 | OH | 21kV | Tier 2 - Elevated | 0.23271
013921101 | FRANKLIN 1101 | OH | 12kV |  | 8.1616
013921101 | FRANKLIN 1101 | OH | 12kV | Tier 2 - Elevated | 1.3718
013921102 | FRANKLIN 1102 | OH | 12kV |  | 4.3853
013921103 | FRANKLIN 1103 | OH | 12kV |  | 12.403
013921104 | FRANKLIN 1104 | OH | 12kV |  | 7.3578
013921104 | FRANKLIN 1104 | OH | 12kV | Tier 2 - Elevated | 7.7163
014052101 | NORTH DUBLIN 2101 | OH | 21kV |  | 0.46249
014052101 | NORTH DUBLIN 2101 | OH | 21kV | Tier 2 - Elevated | 1.786
014052103 | NORTH DUBLIN 2103 | OH | 12kV |  | 0.036821
014052103 | NORTH DUBLIN 2103 | OH | 12kV | Tier 2 - Elevated | 0.75726
014052103 | NORTH DUBLIN 2103 | OH | 21kV |  | 2.9967
014052103 | NORTH DUBLIN 2103 | OH | 21kV | Tier 2 - Elevated | 18.3417
014091102 | CASTRO VALLEY 1102 | OH | 12kV |  | 20.9162
014091102 | CASTRO VALLEY 1102 | OH | 12kV | Tier 2 - Elevated | 1.1328
014091103 | CASTRO VALLEY 1103 | OH | 12kV |  | 15.651
014091104 | CASTRO VALLEY 1104 | OH | 12kV |  | 7.3088
014091105 | CASTRO VALLEY 1105 | OH | 12kV |  | 25.6816
014091105 | CASTRO VALLEY 1105 | OH | 12kV | Tier 2 - Elevated | 2.1799
014091107 | CASTRO VALLEY 1107 | OH | 12kV |  | 16.0599
014091108 | CASTRO VALLEY 1108 | OH | 12kV |  | 24.305
014091108 | CASTRO VALLEY 1108 | OH | 12kV | Tier 2 - Elevated | 4.1505
014091108 | CASTRO VALLEY 1108 | OH | 12kV | Tier 3 - Extreme | 12.6159
014091109 | CASTRO VALLEY 1109 | OH | 12kV |  | 3.9754
014091110 | CASTRO VALLEY 1110 | OH | 12kV |  | 2.537
014091110 | CASTRO VALLEY 1110 | OH | 12kV | Tier 2 - Elevated | 6.6447
014091110 | CASTRO VALLEY 1110 | OH | 12kV | Tier 3 - Extreme | 15.5769
014091111 | CASTRO VALLEY 1111 | OH | 12kV |  | 2.7538
014091111 | CASTRO VALLEY 1111 | OH | 12kV | Tier 2 - Elevated | 3.9086
014091111 | CASTRO VALLEY 1111 | OH | 12kV | Tier 3 - Extreme | 1.9486
014101101 | ALHAMBRA 1101 | OH | 12kV |  | 8.4097
014101102 | ALHAMBRA 1102 | OH | 4.16kV |  | 0.16282
014101102 | ALHAMBRA 1102 | OH | 12kV |  | 13.8349
014101102 | ALHAMBRA 1102 | OH | 12kV | Tier 2 - Elevated | 0.12969
014101105 | ALHAMBRA 1105 | OH | 4.16kV | Tier 2 - Elevated | 5.3338
014101105 | ALHAMBRA 1105 | OH | 12kV |  | 7.2935
014101105 | ALHAMBRA 1105 | OH | 12kV | Tier 2 - Elevated | 31.7473
014101105 | ALHAMBRA 1105 | OH | 12kV | Tier 3 - Extreme | 0.85241
014161101 | ROSSMOOR 1101 | OH | 12kV |  | 17.6682
014161101 | ROSSMOOR 1101 | OH | 12kV | Tier 2 - Elevated | 10.7348
014161101 | ROSSMOOR 1101 | OH | 12kV | Tier 3 - Extreme | 2.133
014161102 | ROSSMOOR 1102 | OH | 12kV |  | 1.0007
014161102 | ROSSMOOR 1102 | OH | 12kV | Tier 3 - Extreme | 0.44693
014161103 | ROSSMOOR 1103 | OH | 12kV |  | 2.5652
014161104 | ROSSMOOR 1104 | OH | 12kV |  | 19.1811
014161104 | ROSSMOOR 1104 | OH | 12kV | Tier 2 - Elevated | 0.30214
014161105 | ROSSMOOR 1105 | OH | 12kV |  | 4.2715
014161106 | ROSSMOOR 1106 | OH | 12kV |  | 16.6088
014161106 | ROSSMOOR 1106 | OH | 12kV | Tier 2 - Elevated | 3.0098
014161106 | ROSSMOOR 1106 | OH | 12kV | Tier 3 - Extreme | 1.4062
014161107 | ROSSMOOR 1107 | OH | 12kV |  | 10.4649
014161107 | ROSSMOOR 1107 | OH | 12kV | Tier 3 - Extreme | 0.032032
014161108 | ROSSMOOR 1108 | OH | 12kV |  | 10.2633
014161108 | ROSSMOOR 1108 | OH | 12kV | Tier 2 - Elevated | 4.0828
014161108 | ROSSMOOR 1108 | OH | 12kV | Tier 3 - Extreme | 7.7865
014161109 | ROSSMOOR 1109 | OH | 12kV |  | 0.15111
014161109 | ROSSMOOR 1109 | OH | 12kV | Tier 3 - Extreme | 0.0096675
014232101 | SAN RAMON 2101 | OH | 21kV |  | 0.47568
014232101 | SAN RAMON 2101 | OH | 21kV | Tier 2 - Elevated | 0.59676
014232102 | SAN RAMON 2102 | OH | 21kV |  | 0.812
014232102 | SAN RAMON 2102 | OH | 21kV | Tier 2 - Elevated | 1.522
014232103 | SAN RAMON 2103 | OH | 21kV |  | 2.769
014232103 | SAN RAMON 2103 | OH | 21kV | Tier 3 - Extreme | 0.0028409
014232104 | SAN RAMON 2104 | OH | 21kV |  | 20.5998
014232105 | SAN RAMON 2105 | OH | 21kV |  | 3.5
014232106 | SAN RAMON 2106 | OH | 21kV |  | 4.6291
014232106 | SAN RAMON 2106 | OH | 21kV | Tier 3 - Extreme | 0.46659
014232107 | SAN RAMON 2107 | OH | 21kV |  | 13.0143
014232107 | SAN RAMON 2107 | OH | 21kV | Tier 2 - Elevated | 0.18284
014232107 | SAN RAMON 2107 | OH | 21kV | Tier 3 - Extreme | 14.3452
014232108 | SAN RAMON 2108 | OH | 21kV |  | 0.92503
014232108 | SAN RAMON 2108 | OH | 21kV | Tier 3 - Extreme | 16.427
014232110 | SAN RAMON 2110 | OH | 21kV |  | 0.10253
014232111 | SAN RAMON 2111 | OH | 21kV |  | 9.4371
014232114 | SAN RAMON 2114 | OH | 21kV |  | 1.6966
014232116 | SAN RAMON 2116 | OH | 21kV |  | 0.0028409
014232117 | SAN RAMON 2117 | OH | 21kV |  | 1.1085
014232117 | SAN RAMON 2117 | OH | 21kV | Tier 2 - Elevated | 0.56811
014232118 | SAN RAMON 2118 | OH | 21kV |  | 0.87121
014232119 | SAN RAMON 2119 | OH | 21kV |  | 3.3296
014232119 | SAN RAMON 2119 | OH | 21kV | Tier 2 - Elevated | 0.59182
014241101 | SUNOL 1101 | OH | 4.16kV | Tier 3 - Extreme | 2.3885
014241101 | SUNOL 1101 | OH | 12kV |  | 22.5498
014241101 | SUNOL 1101 | OH | 12kV | Tier 2 - Elevated | 23.22
014241101 | SUNOL 1101 | OH | 12kV | Tier 3 - Extreme | 7.1819
014261101 | POINT PINOLE 1101 | OH | 12kV |  | 20.9878
014261102 | POINT PINOLE 1102 | OH | 12kV |  | 14.0651
014261103 | POINT PINOLE 1103 | OH | 12kV |  | 0.036425
014302102 | MEADOW LANE 2102 | OH | 21kV |  | 0.0056818
014302103 | MEADOW LANE 2103 | OH | 21kV |  | 20.7554
014302104 | MEADOW LANE 2104 | OH | 21kV |  | 4.1654
014302105 | MEADOW LANE 2105 | OH | 21kV |  | 14.3796
014302106 | MEADOW LANE 2106 | OH |  |  | 0.0028409
014302106 | MEADOW LANE 2106 | OH | 21kV |  | 22.5203
014302106 | MEADOW LANE 2106 | OH | 21kV | Tier 2 - Elevated | 0.10837
014302106 | MEADOW LANE 2106 | OH | 21kV | Tier 3 - Extreme | 0.73642
014302107 | MEADOW LANE 2107 | OH | 21kV |  | 8.4366
014302108 | MEADOW LANE 2108 | OH | 21kV |  | 19.6736
014302109 | MEADOW LANE 2109 | OH | 21kV |  | 0.58444
014302110 | MEADOW LANE 2110 | OH | 21kV |  | 6.6923
014321101 | BALFOUR 1101 | OH | 12kV |  | 51.6311
014341103 | VALLEY VIEW 1103 | OH | 12kV |  | 17.6416
014341103 | VALLEY VIEW 1103 | OH | 12kV | Tier 3 - Extreme | 0.58758
014341105 | VALLEY VIEW 1105 | OH | 12kV |  | 14.7039
014341105 | VALLEY VIEW 1105 | OH | 12kV | Tier 2 - Elevated | 3.9814
014341106 | VALLEY VIEW 1106 | OH | 12kV |  | 12.1669
014341106 | VALLEY VIEW 1106 | OH | 12kV | Tier 2 - Elevated | 6.7641
014341106 | VALLEY VIEW 1106 | OH | 12kV | Tier 3 - Extreme | 1.9666
014351103 | FREMONT 1103 | OH | 12kV |  | 4.3675
014351104 | FREMONT 1104 | OH | 12kV |  | 20.5462
014351104 | FREMONT 1104 | OH | 12kV | Tier 2 - Elevated | 1.0843
014351107 | FREMONT 1107 | OH | 12kV |  | 14.4916
014351108 | FREMONT 1108 | OH | 12kV |  | 4.8807
014351109 | FREMONT 1109 | OH | 12kV |  | 13.3189
014351110 | FREMONT 1110 | OH | 12kV |  | 10.7931
014351111 | FREMONT 1111 | OH | 12kV |  | 0.15654
014351112 | FREMONT 1112 | OH | 12kV |  | 0.020926
014371105 | SAN PABLO 1105 | OH | 12kV |  | 15.6308
014371106 | SAN PABLO 1106 | OH | 12kV |  | 0.64866
014381102 | GRANT 1102 | OH | 12kV |  | 5.0713
014381103 | GRANT 1103 | OH | 12kV |  | 4.1933
014381104 | GRANT 1104 | OH | 12kV |  | 15.2965
014381105 | GRANT 1105 | OH | 12kV |  | 13.9672
014381106 | GRANT 1106 | OH | 12kV |  | 17.0195
014381107 | GRANT 1107 | OH | 12kV |  | 3.6928
014381108 | GRANT 1108 | OH | 12kV |  | 22.5928
014402103 | LAS POSITAS 2103 | OH | 21kV |  | 3.0037
014402104 | LAS POSITAS 2104 | OH | 21kV |  | 14.2506
014402105 | LAS POSITAS 2105 | OH | 21kV |  | 3.7794
014402106 | LAS POSITAS 2106 | OH | 21kV |  | 16.1697
014402107 | LAS POSITAS 2107 | OH | 21kV |  | 8.4184
014402108 | LAS POSITAS 2108 | OH | 21kV |  | 13.6648
014402108 | LAS POSITAS 2108 | OH | 21kV | Tier 2 - Elevated | 7.0989
014402109 | LAS POSITAS 2109 | OH | 21kV |  | 13.2438
014402110 | LAS POSITAS 2110 | OH | 12kV |  | 4.0796
014402110 | LAS POSITAS 2110 | OH | 21kV |  | 15.6005
014422109 | CAYETANO 2109 | OH | 21kV |  | 15.6451
014422109 | CAYETANO 2109 | OH | 21kV | Tier 2 - Elevated | 21.8268
014422109 | CAYETANO 2109 | OH | 21kV | Tier 3 - Extreme | 12.0966
014422111 | CAYETANO 2111 | OH | 21kV |  | 7.0314
014422111 | CAYETANO 2111 | OH | 21kV | Tier 2 - Elevated | 5.2014
014452103 | KIRKER 2103 | OH | 4.16kV |  | 0.56081
014452103 | KIRKER 2103 | OH | 21kV |  | 7.4518
014452104 | KIRKER 2104 | OH | 4.16kV | Tier 2 - Elevated | 4.4261
014452104 | KIRKER 2104 | OH | 21kV |  | 13.5759
014452104 | KIRKER 2104 | OH | 21kV | Tier 2 - Elevated | 1.2988
014452105 | KIRKER 2105 | OH | 21kV |  | 9.5764
014452106 | KIRKER 2106 | OH | 2.4kV |  | 0.028717
014452106 | KIRKER 2106 | OH | 21kV |  | 17.0194
014452107 | KIRKER 2107 | OH | 12kV |  | 5.1303
014452107 | KIRKER 2107 | OH | 21kV |  | 3.3555
014452108 | KIRKER 2108 | OH | 21kV |  | 9.5716
014452109 | KIRKER 2109 | OH | 21kV |  | 8.6269
014471102 | DUMBARTON 1102 | OH | 12kV |  | 16.4598
014471103 | DUMBARTON 1103 | OH | 12kV |  | 1.4765
014471104 | DUMBARTON 1104 | OH | 12kV |  | 13.1821
014471106 | DUMBARTON 1106 | OH | 12kV |  | 7.2532
014471107 | DUMBARTON 1107 | OH | 12kV |  | 10.9822
014471108 | DUMBARTON 1108 | OH | 12kV |  | 3.9449
014471109 | DUMBARTON 1109 | OH | 12kV |  | 3.7149
014471110 | DUMBARTON 1110 | OH | 12kV |  | 6.9369
014472111 | DUMBARTON 2111 | OH | 12kV |  | 0.57999
014472111 | DUMBARTON 2111 | OH | 21kV |  | 5.7623
014502104 | VINEYARD 2104 | OH | 21kV |  | 3.8656
014502105 | VINEYARD 2105 | OH | 21kV |  | 3.9274
014502106 | VINEYARD 2106 | OH | 21kV |  | 5.4992
014502107 | VINEYARD 2107 | OH | 12kV |  | 0.0036162
014502107 | VINEYARD 2107 | OH | 21kV |  | 10.7595
014502107 | VINEYARD 2107 | OH | 21kV | Tier 2 - Elevated | 2.9993
014502108 | VINEYARD 2108 | OH | 21kV |  | 8.3071
014502108 | VINEYARD 2108 | OH | 21kV | Tier 3 - Extreme | 5.158
014502109 | VINEYARD 2109 | OH | 21kV |  | 4.7097
014502110 | VINEYARD 2110 | OH | 12kV |  | 0.20065
014502110 | VINEYARD 2110 | OH | 21kV |  | 5.0982
014502110 | VINEYARD 2110 | OH | 21kV | Tier 2 - Elevated | 5.9045
014592105 | BRENTWOOD 2105 | OH | 12kV |  | 21.2439
014592105 | BRENTWOOD 2105 | OH | 12kV | Tier 2 - Elevated | 1.2711
014592105 | BRENTWOOD 2105 | OH | 21kV |  | 57.2199
014592105 | BRENTWOOD 2105 | OH | 21kV | Tier 2 - Elevated | 9.1502
014592106 | BRENTWOOD 2106 | OH | 21kV |  | 3.8781
014592108 | BRENTWOOD 2108 | OH | 21kV |  | 6.1426
014592109 | BRENTWOOD 2109 | OH | 21kV |  | 1.2845
014592110 | BRENTWOOD 2110 | OH | 21kV |  | 3.4424
014592111 | BRENTWOOD 2111 | OH | 21kV |  | 7.4087
014592112 | BRENTWOOD 2112 | OH | 4.16kV |  | 0.0154
014592112 | BRENTWOOD 2112 | OH | 12kV |  | 14.7364
014592112 | BRENTWOOD 2112 | OH | 21kV |  | 83.9196
014592113 | BRENTWOOD 2113 | OH | 21kV |  | 8.1592
014652104 | TIDEWATER 2104 | OH | 21kV |  | 25.9987
014652105 | TIDEWATER 2105 | OH | 21kV |  | 14.0823
014652106 | TIDEWATER 2106 | OH | 4.16kV |  | 0.0028409
014652106 | TIDEWATER 2106 | OH | 12kV |  | 0.040882
014652106 | TIDEWATER 2106 | OH | 21kV |  | 32.2491
014652106 | TIDEWATER 2106 | OH | 21kV | Tier 2 - Elevated | 4.8562
014652107 | TIDEWATER 2107 | OH | 21kV |  | 21.882
014652108 | TIDEWATER 2108 | OH | 4.16kV |  | 1.6173
014652108 | TIDEWATER 2108 | OH | 21kV |  | 7.9601
014652109 | TIDEWATER 2109 | OH | 21kV |  | 31.656
014652110 | TIDEWATER 2110 | OH | 21kV |  | 10.1723
014662103 | TASSAJARA 2103 | OH | 21kV |  | 19.0735
014662103 | TASSAJARA 2103 | OH | 21kV | Tier 2 - Elevated | 0.29558
014662103 | TASSAJARA 2103 | OH | 21kV | Tier 3 - Extreme | 0.18404
014662104 | TASSAJARA 2104 | OH | 21kV |  | 3.7599
014662104 | TASSAJARA 2104 | OH | 21kV | Tier 2 - Elevated | 4.3796
014662104 | TASSAJARA 2104 | OH | 21kV | Tier 3 - Extreme | 1.5679
014662106 | TASSAJARA 2106 | OH | 21kV |  | 2.7181
014662106 | TASSAJARA 2106 | OH | 21kV | Tier 2 - Elevated | 0.34773
014662107 | TASSAJARA 2107 | OH | 21kV |  | 8.5296
014662108 | TASSAJARA 2108 | OH | 21kV |  | 19.9855
014662108 | TASSAJARA 2108 | OH | 21kV | Tier 3 - Extreme | 1.5476
014662109 | TASSAJARA 2109 | OH | 21kV |  | 1.1385
014662109 | TASSAJARA 2109 | OH | 21kV | Tier 2 - Elevated | 2.8964
014662112 | TASSAJARA 2112 | OH | 4.16kV | Tier 3 - Extreme | 0.42733
014662112 | TASSAJARA 2112 | OH | 12kV | Tier 3 - Extreme | 5.5558
014662112 | TASSAJARA 2112 | OH | 21kV |  | 8.1363
014662112 | TASSAJARA 2112 | OH | 21kV | Tier 2 - Elevated | 3.657
014662112 | TASSAJARA 2112 | OH | 21kV | Tier 3 - Extreme | 0.90122
014662113 | TASSAJARA 2113 | OH | 21kV |  | 1.1038
014662113 | TASSAJARA 2113 | OH | 21kV | Tier 3 - Extreme | 3.8193
014671101 | SOBRANTE 1101 | OH | 12kV |  | 6.6493
014671101 | SOBRANTE 1101 | OH | 12kV | Tier 2 - Elevated | 14.9381
014671102 | SOBRANTE 1102 | OH | 12kV |  | 0.34904
014671102 | SOBRANTE 1102 | OH | 12kV | Tier 2 - Elevated | 26.0449
014671102 | SOBRANTE 1102 | OH | 12kV | Tier 3 - Extreme | 1.2561
014671103 | SOBRANTE 1103 | OH | 12kV |  | 0.83483
014671103 | SOBRANTE 1103 | OH | 12kV | Tier 2 - Elevated | 2.5255
014671103 | SOBRANTE 1103 | OH | 12kV | Tier 3 - Extreme | 1.8187
014692101 | RESEARCH 2101 | OH | 21kV |  | 7.7874
014692102 | RESEARCH 2102 | OH | 21kV |  | 18.5575
014692102 | RESEARCH 2102 | OH | 21kV | Tier 3 - Extreme | 2.1734
014722101 | DIXON LANDING 2101 | OH | 12kV |  | 7.7187
014722101 | DIXON LANDING 2101 | OH | 21kV |  | 3.1104
014722102 | DIXON LANDING 2102 | OH | 12kV |  | 6.9958
014722102 | DIXON LANDING 2102 | OH | 21kV |  | 3.8609
014722103 | DIXON LANDING 2103 | OH | 21kV |  | 3.1052
014722109 | DIXON LANDING 2109 | OH | 21kV |  | 10.5993
014722111 | DIXON LANDING 2111 | OH | 21kV |  | 0.1306
018090401 | MCAVOY TAP 0401 | OH | 4.16kV |  | 2.0128
018100401 | SHORE ACRES BANK 0401 | OH | 4.16kV |  | 5.0401
018120401 | PIPER BANK 0401 | OH | 4.16kV |  | 1.5609
018150401 | BETHEL BANK 0401 | OH | 4.16kV |  | 0.77639
018320401 | JERSEY ISLAND 0401 | OH | 4.16kV |  | 2.8816
022010401 | MISSION (X) 0401 | OH | 4.16kV |  | 1.6343
022011102 | MISSION (X) 1102 | OH | 12kV |  | 0.1757
022011107 | MISSION (X) 1107 | OH | 12kV |  | 0.39113
022011108 | MISSION (X) 1108 | OH | 12kV |  | 5.2461
022011109 | MISSION (X) 1109 | OH | 12kV |  | 1.5573
022011110 | MISSION (X) 1110 | OH | 12kV |  | 5.7202
022011113 | MISSION (X) 1113 | OH | 12kV |  | 2.6281
022011116 | MISSION (X) 1116 | OH | 12kV |  | 2.973
022011118 | MISSION (X) 1118 | OH | 12kV |  | 0.60134
022011124 | MISSION (X) 1124 | OH | 12kV |  | 0.71697
022011125 | MISSION (X) 1125 | OH | 12kV |  | 0.96504
022031101 | POTRERO PP (A) 1101 | OH | 12kV |  | 7.1982
022031102 | POTRERO PP (A) 1102 | OH | 12kV |  | 0.48234
022031103 | POTRERO PP (A) 1103 | OH | 12kV |  | 1.8049
022031104 | POTRERO PP (A) 1104 | OH | 12kV |  | 0.48843
022031105 | POTRERO PP (A) 1105 | OH | 12kV |  | 1.5678
022031107 | POTRERO PP (A) 1107 | OH | 4.16kV |  | 0.02016
022031107 | POTRERO PP (A) 1107 | OH | 12kV |  | 0.86887
022031108 | POTRERO PP (A) 1108 | OH | 12kV |  | 3.5881
022031109 | POTRERO PP (A) 1109 | OH | 12kV |  | 5.1425
022031110 | POTRERO PP (A) 1110 | OH | 12kV |  | 6.4655
022031112 | POTRERO PP (A) 1112 | OH | 12kV |  | 0.92878
022031113 | POTRERO PP (A) 1113 | OH | 12kV |  | 1.8264
022031114 | POTRERO PP (A) 1114 | OH | 12kV |  | 0.071214
022031115 | POTRERO PP (A) 1115 | OH | 12kV |  | 0.84277
022031116 | POTRERO PP (A) 1116 | OH | 12kV |  | 2.1397
022031117 | POTRERO PP (A) 1117 | OH | 12kV |  | 4.8768
022031118 | POTRERO PP (A) 1118 | OH | 12kV |  | 4.2863
022031119 | POTRERO PP (A) 1119 | OH | 12kV |  | 2.51
022031121 | POTRERO PP (A) 1121 | OH | 12kV |  | 0.16609
022070401 | SF E 0401 | OH | 4.16kV |  | 3.5253
022070405 | SF E 0405 | OH | 4.16kV |  | 2.2038
022070406 | SF E 0406 | OH | 4.16kV |  | 1.4643
022070407 | SF E 0407 | OH | 4.16kV |  | 0.94277
022070408 | SF E 0408 | OH | 4.16kV |  | 2.7961
022070409 | SF E 0409 | OH | 4.16kV |  | 1.8485
022070410 | SF E 0410 | OH | 4.16kV |  | 1.8707
022071101 | SF E 1101 | OH | 12kV |  | 1.1298
022071103 | SF E 1103 | OH | 12kV |  | 3.1617
022071105 | SF E 1105 | OH | 12kV |  | 2.4323
022071107 | SF E 1107 | OH | 12kV |  | 3.5369
022090401 | SF G 0401 | OH | 4.16kV |  | 0.67422
022090402 | SF G 0402 | OH | 4.16kV |  | 1.5612
022090403 | SF G 0403 | OH | 4.16kV |  | 0.71211
022090404 | SF G 0404 | OH | 4.16kV |  | 0.95646
022090405 | SF G 0405 | OH | 4.16kV |  | 1.4702
022090406 | SF G 0406 | OH | 4.16kV |  | 1.2769
022090407 | SF G 0407 | OH | 4.16kV |  | 1.3562
022090408 | SF G 0408 | OH | 4.16kV |  | 1.3007
022090409 | SF G 0409 | OH | 4.16kV |  | 0.99126
022090410 | SF G 0410 | OH | 4.16kV |  | 0.58192
022090412 | SF G 0412 | OH | 4.16kV |  | 1.1007
022090413 | SF G 0413 | OH | 4.16kV |  | 0.97936
022090414 | SF G 0414 | OH | 4.16kV |  | 0.91928
022091101 | SF G 1101 | OH | 12kV |  | 1.0212
022091102 | SF G 1102 | OH | 12kV |  | 0.56588
022100401 | SF H 0401 | OH | 4.16kV |  | 4.6132
022100402 | SF H 0402 | OH | 4.16kV |  | 4.2399
022100403 | SF H 0403 | OH | 4.16kV |  | 1.0658
022100404 | SF H 0404 | OH | 4.16kV |  | 2.7155
022100405 | SF H 0405 | OH | 4.16kV |  | 2.4598
022101101 | SF H 1101 | OH | 12kV |  | 6.3552
022101102 | SF H 1102 | OH | 12kV |  | 6.9055
022101103 | SF H 1103 | OH | 12kV |  | 8.6958
022101104 | SF H 1104 | OH | 12kV |  | 0.64741
022101105 | SF H 1105 | OH | 12kV |  | 10.3306
022101106 | SF H 1106 | OH | 12kV |  | 9.0717
022101107 | SF H 1107 | OH | 12kV |  | 8.2298
022101108 | SF H 1108 | OH | 12kV |  | 13.3617
022101109 | SF H 1109 | OH | 12kV |  | 4.7254
022101110 | SF H 1110 | OH | 12kV |  | 6.8606
022101111 | SF H 1111 | OH | 12kV |  | 4.018
022130401 | SF K 0401 | OH | 4.16kV |  | 2.4806
022130402 | SF K 0402 | OH | 4.16kV |  | 3.3123
022130403 | SF K 0403 | OH | 4.16kV |  | 2.4848
022130404 | SF K 0404 | OH | 4.16kV |  | 0.97495
022130405 | SF K 0405 | OH | 4.16kV |  | 2.8108
022130406 | SF K 0406 | OH | 4.16kV |  | 1.7163
022130407 | SF K 0407 | OH | 4.16kV |  | 1.2821
022130408 | SF K 0408 | OH | 4.16kV |  | 1.355
022130409 | SF K 0409 | OH | 4.16kV |  | 2.385
022130410 | SF K 0410 | OH | 4.16kV |  | 2.0289
022130411 | SF K 0411 | OH | 4.16kV |  | 2.3126
022131101 | SF K 1101 | OH | 12kV |  | 6.7365
022220402 | SF J 0402 | OH | 4.16kV |  | 0.8931
022220404 | SF J 0404 | OH | 4.16kV |  | 0.52041
022220406 | SF J 0406 | OH | 4.16kV |  | 0.51436
022220407 | SF J 0407 | OH | 4.16kV |  | 0.0028409
022220409 | SF J 0409 | OH | 4.16kV |  | 0.15039
022221108 | SF J 1108 | OH | 12kV |  | 0.0018939
022260401 | SF L 0401 | OH | 4.16kV |  | 2.4767
022260402 | SF L 0402 | OH | 4.16kV |  | 0.0019886
022260403 | SF L 0403 | OH | 4.16kV |  | 0.21891
022260404 | SF L 0404 | OH | 4.16kV |  | 0.79794
022260405 | SF L 0405 | OH | 4.16kV |  | 2.2982
022260406 | SF L 0406 | OH | 4.16kV |  | 2.136
022260407 | SF L 0407 | OH | 4.16kV |  | 0.5456
022260408 | SF L 0408 | OH | 4.16kV |  | 2.444
022260409 | SF L 0409 | OH | 4.16kV |  | 0.15009
022261101 | SF L 1101 | OH | 12kV |  | 2.4303
022261102 | SF L 1102 | OH | 12kV |  | 7.951
022261103 | SF L 1103 | OH | 12kV |  | 1.9662
022270401 | SF M 0401 | OH | 4.16kV |  | 3.7312
022270402 | SF M 0402 | OH | 4.16kV |  | 1.9394
022270403 | SF M 0403 | OH | 4.16kV |  | 3.6858
022270404 | SF M 0404 | OH | 4.16kV |  | 3.5649
022270405 | SF M 0405 | OH | 4.16kV |  | 2.3116
022270406 | SF M 0406 | OH | 4.16kV |  | 2.9077
022280401 | SF N 0401 | OH | 4.16kV |  | 3.129
022280402 | SF N 0402 | OH | 4.16kV |  | 1.0059
022280403 | SF N 0403 | OH | 4.16kV |  | 2.4872
022280405 | SF N 0405 | OH | 4.16kV |  | 1.0698
022280406 | SF N 0406 | OH | 4.16kV |  | 0.8062
022280408 | SF N 0408 | OH | 4.16kV |  | 3.1195
022281101 | SF N 1101 | OH | 12kV |  | 0.2745
022281102 | SF N 1102 | OH | 12kV |  | 6.0878
022331101 | HUNTERS POINT (P) 1101 | OH | 12kV |  | 3.6893
022331102 | HUNTERS POINT (P) 1102 | OH | 12kV |  | 8.3535
022331103 | HUNTERS POINT (P) 1103 | OH | 12kV |  | 4.6518
022331104 | HUNTERS POINT (P) 1104 | OH | 12kV |  | 3.8547
022331105 | HUNTERS POINT (P) 1105 | OH | 12kV |  | 10.6735
022331106 | HUNTERS POINT (P) 1106 | OH | 12kV |  | 1.5404
022331107 | HUNTERS POINT (P) 1107 | OH | 12kV |  | 5.548
022331108 | HUNTERS POINT (P) 1108 | OH | 12kV |  | 5.598
022331109 | HUNTERS POINT (P) 1109 | OH | 12kV |  | 1.6048
022340402 | BEACH (Q) 0402 | OH | 4.16kV |  | 2.0354
022390401 | 18TH STREET 0401 | OH | 4.16kV |  | 1.2652
022390402 | 18TH STREET 0402 | OH | 4.16kV |  | 1.8168
022400401 | JUDAH 0401 | OH | 4.16kV |  | 3.69
022400402 | JUDAH 0402 | OH | 4.16kV |  | 2.1314
022440401 | LAWNDALE 0401 | OH | 4.16kV |  | 4.7254
022440402 | LAWNDALE 0402 | OH | 4.16kV |  | 4.7459
022470401 | ACTON 0401 | OH | 4.16kV |  | 3.855
022470402 | ACTON 0402 | OH | 4.16kV |  | 4.4397
022480401 | CASTRO 0401 | OH | 4.16kV |  | 2.9253
022480402 | CASTRO 0402 | OH | 4.16kV |  | 2.6213
022490401 | YOSEMITE 0401 | OH | 4.16kV |  | 3.5483
022490402 | YOSEMITE 0402 | OH | 4.16kV |  | 2.4022
022490403 | YOSEMITE 0403 | OH | 4.16kV |  | 0.0022313
022500401 | TARAVAL 0401 | OH | 4.16kV |  | 1.8162
022500402 | TARAVAL 0402 | OH | 4.16kV |  | 3.0475
022500403 | TARAVAL 0403 | OH | 4.16kV |  | 3.4697
022510401 | NORIEGA 0401 | OH | 4.16kV |  | 1.5596
022510402 | NORIEGA 0402 | OH | 4.16kV |  | 1.7271
022530401 | 6TH AVENUE 0401 | OH | 4.16kV |  | 1.2675
022530402 | 6TH AVENUE 0402 | OH | 4.16kV |  | 1.2159
022530403 | 6TH AVENUE 0403 | OH | 4.16kV |  | 1.7802
022550401 | 21ST AVENUE 0401 | OH | 4.16kV |  | 1.8965
022550402 | 21ST AVENUE 0402 | OH | 4.16kV |  | 3.2692
022550403 | 21ST AVENUE 0403 | OH | 4.16kV |  | 1.8434
022570401 | EAST GRAND 0401 | OH | 4.16kV |  | 4.8647
022570404 | EAST GRAND 0404 | OH | 4.16kV |  | 3.8248
022571101 | EAST GRAND 1101 | OH | 12kV |  | 7.9681
022571102 | EAST GRAND 1102 | OH | 12kV |  | 2.0736
022571103 | EAST GRAND 1103 | OH | 12kV |  | 1.5083
022571104 | EAST GRAND 1104 | OH | 12kV |  | 15.6119
022571105 | EAST GRAND 1105 | OH | 12kV |  | 5.5735
022571106 | EAST GRAND 1106 | OH | 12kV |  | 3.7321
022571107 | EAST GRAND 1107 | OH | 12kV |  | 13.7174
022571108 | EAST GRAND 1108 | OH | 12kV |  | 3.8748
022571109 | EAST GRAND 1109 | OH | 12kV |  | 8.3468
022571110 | EAST GRAND 1110 | OH | 12kV |  | 3.4209
022571111 | EAST GRAND 1111 | OH | 12kV |  | 0.8958
022571113 | EAST GRAND 1113 | OH | 12kV |  | 0.48566
022571114 | EAST GRAND 1114 | OH | 12kV |  | 0.0028409
022571115 | EAST GRAND 1115 | OH | 12kV |  | 0.0028892
022580401 | OCEAN 0401 | OH | 4.16kV |  | 3.6748
022580402 | OCEAN 0402 | OH | 4.16kV |  | 2.9565
022590401 | RANDOLPH 0401 | OH | 4.16kV |  | 0.0045454
022590402 | RANDOLPH 0402 | OH | 4.16kV |  | 1.265
022590403 | RANDOLPH 0403 | OH | 4.16kV |  | 3.1239
022600401 | WESTLAKE 0401 | OH | 4.16kV |  | 0.81341
022600403 | WESTLAKE 0403 | OH | 4.16kV |  | 1.7559
022610401 | PORTOLA 0401 | OH | 4.16kV |  | 2.4507
022610402 | PORTOLA 0402 | OH | 4.16kV |  | 3.4971
022640401 | DALY CITY 0401 | OH | 4.16kV |  | 5.6519
022641101 | DALY CITY 1101 | OH | 12kV |  | 3.4209
022641102 | DALY CITY 1102 | OH | 12kV |  | 7.5526
022641103 | DALY CITY 1103 | OH | 12kV |  | 4.7363
022641104 | DALY CITY 1104 | OH | 12kV |  | 11.0119
022641105 | DALY CITY 1105 | OH | 12kV |  | 10.6763
022641106 | DALY CITY 1106 | OH | 12kV |  | 9.9083
022641107 | DALY CITY 1107 | OH | 12kV |  | 5.3049
022641108 | DALY CITY 1108 | OH | 12kV |  | 2.9607
022641109 | DALY CITY 1109 | OH | 12kV |  | 6.2259
022641110 | DALY CITY 1110 | OH | 12kV |  | 1.7813
022641111 | DALY CITY 1111 | OH | 12kV |  | 6.931
022641112 | DALY CITY 1112 | OH | 12kV |  | 14.0405
022641115 | DALY CITY 1115 | OH | 12kV |  | 0.031524
022670401 | SILVER 0401 | OH | 4.16kV |  | 5.0412
022680401 | PLYMOUTH 0401 | OH | 4.16kV |  | 4.7246
022690401 | MILLBRAE 0401 | OH | 4.16kV |  | 2.8227
022690403 | MILLBRAE 0403 | OH | 4.16kV |  | 4.8887
022690404 | MILLBRAE 0404 | OH | 4.16kV |  | 7.0927
022691101 | MILLBRAE 1101 | OH | 12kV |  | 4.0345
022691102 | MILLBRAE 1102 | OH | 12kV |  | 4.7642
022691103 | MILLBRAE 1103 | OH | 12kV |  | 0.18413
022691104 | MILLBRAE 1104 | OH | 12kV |  | 15.8909
022691105 | MILLBRAE 1105 | OH | 12kV |  | 0.26345
022691106 | MILLBRAE 1106 | OH |  |  | 0.0067174
022691106 | MILLBRAE 1106 | OH | 12kV |  | 3.71
022691107 | MILLBRAE 1107 | OH | 12kV |  | 4.7439
022691108 | MILLBRAE 1108 | OH | 12kV |  | 14.1533
022700401 | SAN BRUNO 0401 | OH | 4.16kV |  | 3.6083
022700402 | SAN BRUNO 0402 | OH | 4.16kV |  | 3.1059
022700403 | SAN BRUNO 0403 | OH | 4.16kV |  | 5.0577
022721101 | SNEATH LANE 1101 | OH | 12kV |  | 7.1502
022721101 | SNEATH LANE 1101 | OH | 12kV | Tier 2 - Elevated | 2.2678
022721102 | SNEATH LANE 1102 | OH | 12kV |  | 9.288
022721102 | SNEATH LANE 1102 | OH | 12kV | Tier 2 - Elevated | 1.2424
022721106 | SNEATH LANE 1106 | OH | 12kV |  | 8.9483
022721106 | SNEATH LANE 1106 | OH | 12kV | Tier 2 - Elevated | 2.6644
022721107 | SNEATH LANE 1107 | OH | 12kV |  | 9.6206
022721107 | SNEATH LANE 1107 | OH | 12kV | Tier 2 - Elevated | 1.0082
022780401 | MARINA (F) 0401 | OH | 4.16kV |  | 0.52836
022780402 | MARINA (F) 0402 | OH | 4.16kV |  | 0.48249
022780403 | MARINA (F) 0403 | OH | 4.16kV |  | 0.042966
022780404 | MARINA (F) 0404 | OH | 4.16kV |  | 0.36735
022780405 | MARINA (F) 0405 | OH | 4.16kV |  | 0.13855
022780407 | MARINA (F) 0407 | OH | 4.16kV |  | 1.4193
022780408 | MARINA (F) 0408 | OH | 4.16kV |  | 0.51713
022781101 | MARINA (F) 1101 | OH | 12kV |  | 0.0037892
022781102 | MARINA (F) 1102 | OH | 12kV |  | 0.0014205
022781103 | MARINA (F) 1103 | OH | 12kV |  | 0.0014205
022801107 | LARKIN (Y) 1107 | OH | 12kV |  | 2.3581
022801108 | LARKIN (Y) 1108 | OH | 12kV |  | 0.1103
022801109 | LARKIN (Y) 1109 | OH | 12kV |  | 0.29856
022801110 | LARKIN (Y) 1110 | OH | 12kV |  | 1.1875
022801111 | LARKIN (Y) 1111 | OH | 12kV |  | 0.11595
022801119 | LARKIN (Y) 1119 | OH | 12kV |  | 1.7328
022801120 | LARKIN (Y) 1120 | OH | 12kV |  | 2.1201
022801127 | LARKIN (Y) 1127 | OH | 12kV |  | 1.4895
022801128 | LARKIN (Y) 1128 | OH | 12kV |  | 0.11142
022801135 | LARKIN (Y) 1135 | OH | 12kV |  | 1.6589
022801136 | LARKIN (Y) 1136 | OH | 12kV |  | 1.0473
022801137 | LARKIN (Y) 1137 | OH | 12kV |  | 0.0093364
022801138 | LARKIN (Y) 1138 | OH | 12kV |  | 1.4769
022801140 | LARKIN (Y) 1140 | OH | 12kV |  | 0.083323
022801141 | LARKIN (Y) 1141 | OH | 12kV |  | 0.0339
022811101 | PACIFICA 1101 | OH | 12kV |  | 8.4144
022811101 | PACIFICA 1101 | OH | 12kV | Tier 2 - Elevated | 0.72596
022811101 | PACIFICA 1101 | OH | 12kV | Tier 3 - Extreme | 0.041503
022811102 | PACIFICA 1102 | OH | 12kV |  | 17.4081
022811102 | PACIFICA 1102 | OH | 12kV | Tier 2 - Elevated | 1.3782
022811102 | PACIFICA 1102 | OH | 12kV | Tier 3 - Extreme | 1.3425
022811103 | PACIFICA 1103 | OH | 12kV |  | 13.1717
022811103 | PACIFICA 1103 | OH | 12kV | Tier 2 - Elevated | 0.76605
022811103 | PACIFICA 1103 | OH | 12kV | Tier 3 - Extreme | 0.18512
022811104 | PACIFICA 1104 | OH | 12kV |  | 6.4816
022811104 | PACIFICA 1104 | OH | 12kV | Tier 2 - Elevated | 0.71342
022850402 | SULLIVAN 0402 | OH | 4.16kV |  | 3.2005
022861103 | SERRAMONTE 1103 | OH | 12kV |  | 13.1538
022861104 | SERRAMONTE 1104 | OH | 12kV |  | 12.6222
022871112 | EMBARCADERO (Z) 1112 | OH | 12kV |  | 0.0014205
022871113 | EMBARCADERO (Z) 1113 | OH | 12kV |  | 0.10839
022871114 | EMBARCADERO (Z) 1114 | OH | 12kV |  | 0.0018939
022871115 | EMBARCADERO (Z) 1115 | OH | 12kV |  | 0.24201
022871116 | EMBARCADERO (Z) 1116 | OH | 12kV |  | 0.68668
022871118 | EMBARCADERO (Z) 1118 | OH | 12kV |  | 0.42747
022871119 | EMBARCADERO (Z) 1119 | OH | 12kV |  | 0.623
022871120 | EMBARCADERO (Z) 1120 | OH | 12kV |  | 0.32218
022871122 | EMBARCADERO (Z) 1122 | OH | 12kV |  | 0.0089577
022871123 | EMBARCADERO (Z) 1123 | OH | 12kV |  | 0.5803
024011102 | BAY MEADOWS 1102 | OH | 12kV |  | 5.0244
024011103 | BAY MEADOWS 1103 | OH | 12kV |  | 6.8322
024011104 | BAY MEADOWS 1104 | OH | 4.16kV |  | 0.71566
024011104 | BAY MEADOWS 1104 | OH | 12kV |  | 16.0006
024011105 | BAY MEADOWS 1105 | OH | 12kV |  | 6.6315
024011106 | BAY MEADOWS 1106 | OH | 12kV |  | 0.86263
024011107 | BAY MEADOWS 1107 | OH | 12kV |  | 3.1763
024011108 | BAY MEADOWS 1108 | OH | 12kV |  | 1.0478
024012101 | BAY MEADOWS 2101 | OH | 21kV |  | 14.763
024012102 | BAY MEADOWS 2102 | OH | 21kV |  | 10.2768
024012102 | BAY MEADOWS 2102 | OH | 21kV | Tier 2 - Elevated | 3.9845
024012103 | BAY MEADOWS 2103 | OH | 21kV |  | 0.0028409
024020401 | BELLE HAVEN 0401 | OH | 4.16kV |  | 9.4267
024020402 | BELLE HAVEN 0402 | OH | 4.16kV |  | 4.6675
024020403 | BELLE HAVEN 0403 | OH | 4.16kV |  | 5.5076
024020404 | BELLE HAVEN 0404 | OH | 4.16kV |  | 8.6681
024020405 | BELLE HAVEN 0405 | OH | 4.16kV |  | 7.416
024020406 | BELLE HAVEN 0406 | OH | 4.16kV |  | 9.2673
024020407 | BELLE HAVEN 0407 | OH | 4.16kV |  | 6.3046
024020408 | BELLE HAVEN 0408 | OH | 4.16kV |  | 5.2799
024020409 | BELLE HAVEN 0409 | OH | 4.16kV |  | 3.8616
024021101 | BELLE HAVEN 1101 | OH | 12kV |  | 1.585
024021102 | BELLE HAVEN 1102 | OH | 12kV |  | 1.6846
024021103 | BELLE HAVEN 1103 | OH | 12kV |  | 2.9026
024021104 | BELLE HAVEN 1104 | OH | 12kV |  | 5.6887
024021105 | BELLE HAVEN 1105 | OH | 12kV |  | 10.6072
024021106 | BELLE HAVEN 1106 | OH | 12kV |  | 16.295
024021107 | BELLE HAVEN 1107 | OH | 12kV |  | 1.2726
024030401 | BELMONT 0401 | OH | 4.16kV |  | 5.901
024030402 | BELMONT 0402 | OH | 4.16kV |  | 6.9579
024030403 | BELMONT 0403 | OH | 4.16kV |  | 4.658
024030406 | BELMONT 0406 | OH | 4.16kV |  | 5.0242
024031102 | BELMONT 1102 | OH | 12kV |  | 15.1584
024031103 | BELMONT 1103 | OH | 12kV |  | 15.3151
024031103 | BELMONT 1103 | OH | 12kV | Tier 2 - Elevated | 3.3815
024031104 | BELMONT 1104 | OH | 12kV |  | 7.044
024031105 | BELMONT 1105 | OH | 12kV |  | 0.63726
024031106 | BELMONT 1106 | OH | 12kV |  | 1.6371
024031107 | BELMONT 1107 | OH | 12kV |  | 1.0346
024031109 | BELMONT 1109 | OH | 12kV |  | 0.0033713
024031110 | BELMONT 1110 | OH | 12kV |  | 24.0298
024031110 | BELMONT 1110 | OH | 12kV | Tier 2 - Elevated | 0.11218
024040401 | BERESFORD 0401 | OH | 4.16kV |  | 1.0764
024040402 | BERESFORD 0402 | OH | 4.16kV |  | 2.3652
024040403 | BERESFORD 0403 | OH | 4.16kV |  | 6.7793
024040403 | BERESFORD 0403 | OH | 4.16kV | Tier 2 - Elevated | 5.3667
024040404 | BERESFORD 0404 | OH | 4.16kV |  | 5.7447
024050401 | BURLINGAME 0401 | OH | 4.16kV |  | 3.1016
024050402 | BURLINGAME 0402 | OH | 4.16kV |  | 5.8859
024050403 | BURLINGAME 0403 | OH | 4.16kV |  | 3.8615
024050404 | BURLINGAME 0404 | OH | 4.16kV |  | 3.9791
024050405 | BURLINGAME 0405 | OH | 4.16kV |  | 3.2535
024052101 | BURLINGAME 2101 | OH | 12kV |  | 0.019246
024052101 | BURLINGAME 2101 | OH | 21kV |  | 6.8147
024060401 | CAROLANDS 0401 | OH | 4.16kV |  | 4.4829
024060402 | CAROLANDS 0402 | OH | 4.16kV |  | 0.033498
024060403 | CAROLANDS 0403 | OH | 4.16kV |  | 13.3466
024060404 | CAROLANDS 0404 | OH | 4.16kV |  | 6.0656
024060404 | CAROLANDS 0404 | OH | 4.16kV | Tier 2 - Elevated | 4.1862
024080401 | EMERALD LAKE 0401 | OH | 4.16kV |  | 4.0595
024080401 | EMERALD LAKE 0401 | OH | 4.16kV | Tier 2 - Elevated | 6.8781
024080401 | EMERALD LAKE 0401 | OH | 4.16kV | Tier 3 - Extreme | 2.1563
024080402 | EMERALD LAKE 0402 | OH | 4.16kV |  | 1.1641
024080402 | EMERALD LAKE 0402 | OH | 4.16kV | Tier 2 - Elevated | 8.2791
024090404 | GLENWOOD 0404 | OH | 4.16kV |  | 6.0494
024090405 | GLENWOOD 0405 | OH | 4.16kV |  | 5.7416
024090406 | GLENWOOD 0406 | OH | 4.16kV |  | 2.286
024091101 | GLENWOOD 1101 | OH | 12kV |  | 5.4375
024091102 | GLENWOOD 1102 | OH | 12kV |  | 7.1517
024101101 | HALF MOON BAY 1101 | OH | 12kV |  | 22.7029
024101101 | HALF MOON BAY 1101 | OH | 12kV | Tier 2 - Elevated | 13.5551
024101101 | HALF MOON BAY 1101 | OH | 12kV | Tier 3 - Extreme | 12.8336
024101102 | HALF MOON BAY 1102 | OH | 12kV |  | 39.6903
024101102 | HALF MOON BAY 1102 | OH | 12kV | Tier 2 - Elevated | 2.9057
024101102 | HALF MOON BAY 1102 | OH | 12kV | Tier 3 - Extreme | 5.5332
024101103 | HALF MOON BAY 1103 | OH | 2.4kV | Tier 2 - Elevated | 1.62
024101103 | HALF MOON BAY 1103 | OH | 4.16kV | Tier 2 - Elevated | 9.0417
024101103 | HALF MOON BAY 1103 | OH | 12kV |  | 42.9417
024101103 | HALF MOON BAY 1103 | OH | 12kV | Tier 2 - Elevated | 109.3021
024101103 | HALF MOON BAY 1103 | OH | 12kV | Tier 3 - Extreme | 1.4242
024110401 | HILLSDALE 0401 | OH | 4.16kV |  | 7.1891
024110401 | HILLSDALE 0401 | OH | 12kV |  | 0.27492
024110402 | HILLSDALE 0402 | OH | 4.16kV |  | 8.0346
024110403 | HILLSDALE 0403 | OH | 4.16kV |  | 3.2715
024110404 | HILLSDALE 0404 | OH | 4.16kV |  | 5.687
024110405 | HILLSDALE 0405 | OH | 4.16kV |  | 5.891
024120401 | LAS PULGAS 0401 | OH | 4.16kV |  | 5.7299
024120401 | LAS PULGAS 0401 | OH | 4.16kV | Tier 2 - Elevated | 0.34593
024120402 | LAS PULGAS 0402 | OH | 4.16kV |  | 2.5659
024120403 | LAS PULGAS 0403 | OH | 4.16kV |  | 7.8433
024120404 | LAS PULGAS 0404 | OH | 4.16kV |  | 4.0508
024130401 | MENLO 0401 | OH | 4.16kV |  | 6.384
024130402 | MENLO 0402 | OH | 4.16kV |  | 7.5632
024130403 | MENLO 0403 | OH | 4.16kV |  | 8.515
024130404 | MENLO 0404 | OH | 4.16kV |  | 7.8945
024131101 | MENLO 1101 | OH | 12kV |  | 1.5097
024131102 | MENLO 1102 | OH | 4.16kV |  | 3.109
024131102 | MENLO 1102 | OH | 4.16kV | Tier 2 - Elevated | 7.2943
024131102 | MENLO 1102 | OH | 12kV |  | 32.3268
024131102 | MENLO 1102 | OH | 12kV | Tier 2 - Elevated | 21.3103
024131102 | MENLO 1102 | OH | 12kV | Tier 3 - Extreme | 0.014771
024131103 | MENLO 1103 | OH | 4.16kV |  | 1.8111
024131103 | MENLO 1103 | OH | 4.16kV | Tier 2 - Elevated | 4.6413
024131103 | MENLO 1103 | OH | 12kV |  | 15.4972
024131103 | MENLO 1103 | OH | 12kV | Tier 2 - Elevated | 42.9132
024131104 | MENLO 1104 | OH | 12kV |  | 16.6842
024141101 | RALSTON 1101 | OH | 4.16kV |  | 0.019365
024141101 | RALSTON 1101 | OH | 12kV |  | 5.5107
024141101 | RALSTON 1101 | OH | 12kV | Tier 2 - Elevated | 8.519
024141101 | RALSTON 1101 | OH | 12kV | Tier 3 - Extreme | 0.41361
024141102 | RALSTON 1102 | OH | 12kV |  | 7.005
024141102 | RALSTON 1102 | OH | 12kV | Tier 2 - Elevated | 3.7299
024160402 | REDWOOD CITY 0402 | OH | 4.16kV |  | 1.2484
024160403 | REDWOOD CITY 0403 | OH | 4.16kV |  | 2.1561
024160404 | REDWOOD CITY 0404 | OH | 4.16kV |  | 1.6076
024160405 | REDWOOD CITY 0405 | OH | 4.16kV |  | 3.354
024160406 | REDWOOD CITY 0406 | OH | 4.16kV |  | 6.6383
024160408 | REDWOOD CITY 0408 | OH | 4.16kV |  | 6.0298
024160409 | REDWOOD CITY 0409 | OH | 4.16kV |  | 4.9401
024160410 | REDWOOD CITY 0410 | OH | 4.16kV |  | 5.4126
024161101 | REDWOOD CITY 1101 | OH | 12kV |  | 2.2714
024161102 | REDWOOD CITY 1102 | OH | 12kV |  | 1.6167
024161103 | REDWOOD CITY 1103 | OH | 12kV |  | 1.6602
024161104 | REDWOOD CITY 1104 | OH | 12kV |  | 0.99222
024161105 | REDWOOD CITY 1105 | OH | 12kV |  | 5.6756
024180401 | SAN CARLOS 0401 | OH | 4.16kV |  | 1.6288
024180402 | SAN CARLOS 0402 | OH | 4.16kV |  | 4.3054
024180403 | SAN CARLOS 0403 | OH | 4.16kV |  | 6.9237
024180404 | SAN CARLOS 0404 | OH | 4.16kV |  | 8.7281
024180405 | SAN CARLOS 0405 | OH | 4.16kV |  | 8.1796
024180406 | SAN CARLOS 0406 | OH | 4.16kV |  | 6.5569
024181101 | SAN CARLOS 1101 | OH | 12kV |  | 1.5468
024181102 | SAN CARLOS 1102 | OH | 12kV |  | 0.46387
024181103 | SAN CARLOS 1103 | OH | 4.16kV |  | 0.0065992
024181103 | SAN CARLOS 1103 | OH | 12kV |  | 12.6725
024181103 | SAN CARLOS 1103 | OH | 12kV | Tier 2 - Elevated | 3.8258
024181104 | SAN CARLOS 1104 | OH | 4.16kV |  | 0.40799
024181104 | SAN CARLOS 1104 | OH | 4.16kV | Tier 2 - Elevated | 4.7778
024181104 | SAN CARLOS 1104 | OH | 12kV |  | 11.0458
024181104 | SAN CARLOS 1104 | OH | 12kV | Tier 2 - Elevated | 5.9346
024190404 | SAN MATEO 0404 | OH | 4.16kV |  | 5.1007
024190407 | SAN MATEO 0407 | OH | 4.16kV |  | 3.7044
024190408 | SAN MATEO 0408 | OH | 4.16kV |  | 5.6181
024190409 | SAN MATEO 0409 | OH | 4.16kV |  | 3.1265
024190410 | SAN MATEO 0410 | OH | 4.16kV |  | 5.1488
024192101 | SAN MATEO 2101 | OH | 21kV |  | 10.4956
024192102 | SAN MATEO 2102 | OH | 21kV |  | 12.7695
024240402 | WATERSHED 0402 | OH | 4.16kV |  | 1.1576
024240402 | WATERSHED 0402 | OH | 4.16kV | Tier 3 - Extreme | 0.030387
024251101 | WOODSIDE 1101 | OH | 4.16kV |  | 0.052044
024251101 | WOODSIDE 1101 | OH | 4.16kV | Tier 2 - Elevated | 0.05039
024251101 | WOODSIDE 1101 | OH | 4.16kV | Tier 3 - Extreme | 23.2206
024251101 | WOODSIDE 1101 | OH | 12kV |  | 18.7553
024251101 | WOODSIDE 1101 | OH | 12kV | Tier 2 - Elevated | 0.43628
024251101 | WOODSIDE 1101 | OH | 12kV | Tier 3 - Extreme | 19.5423
024251102 | WOODSIDE 1102 | OH | 12kV |  | 17.0436
024251102 | WOODSIDE 1102 | OH | 12kV | Tier 2 - Elevated | 0.059726
024251104 | WOODSIDE 1104 | OH | 4.16kV |  | 2.4205
024251104 | WOODSIDE 1104 | OH | 4.16kV | Tier 2 - Elevated | 3.1967
024251104 | WOODSIDE 1104 | OH | 4.16kV | Tier 3 - Extreme | 2.3145
024251104 | WOODSIDE 1104 | OH | 12kV |  | 21.6778
024251104 | WOODSIDE 1104 | OH | 12kV | Tier 2 - Elevated | 10.1019
024251104 | WOODSIDE 1104 | OH | 12kV | Tier 3 - Extreme | 4.8167
024251105 | WOODSIDE 1105 | OH | 12kV |  | 6.4032
024261101 | BAIR 1101 | OH | 12kV |  | 0.055851
024261103 | BAIR 1103 | OH | 4.16kV |  | 0.0122
024261103 | BAIR 1103 | OH | 12kV |  | 0.52214
024261105 | BAIR 1105 | OH | 12kV |  | 2.2969
042011101 | SAN RAFAEL 1101 | OH | 12kV |  | 14.5241
042011101 | SAN RAFAEL 1101 | OH | 12kV | Tier 2 - Elevated | 0.26752
042011101 | SAN RAFAEL 1101 | OH | 12kV | Tier 3 - Extreme | 8.8366
042011102 | SAN RAFAEL 1102 | OH | 12kV |  | 4.8459
042011103 | SAN RAFAEL 1103 | OH | 12kV |  | 5.8723
042011104 | SAN RAFAEL 1104 | OH | 12kV |  | 13.355
042011104 | SAN RAFAEL 1104 | OH | 12kV | Tier 2 - Elevated | 9.7143
042011104 | SAN RAFAEL 1104 | OH | 12kV | Tier 3 - Extreme | 1.8807
042011105 | SAN RAFAEL 1105 | OH | 12kV |  | 21.4046
042011105 | SAN RAFAEL 1105 | OH | 12kV | Tier 2 - Elevated | 1.629
042011106 | SAN RAFAEL 1106 | OH | 12kV |  | 18.2088
042011106 | SAN RAFAEL 1106 | OH | 12kV | Tier 2 - Elevated | 2.8037
042011107 | SAN RAFAEL 1107 | OH | 12kV |  | 7.9166
042011107 | SAN RAFAEL 1107 | OH | 12kV | Tier 2 - Elevated | 3.0191
042011107 | SAN RAFAEL 1107 | OH | 12kV | Tier 3 - Extreme | 18.2371
042011108 | SAN RAFAEL 1108 | OH | 12kV |  | 7.6735
042011108 | SAN RAFAEL 1108 | OH | 12kV | Tier 2 - Elevated | 1.3739
042011108 | SAN RAFAEL 1108 | OH | 12kV | Tier 3 - Extreme | 37.6716
042011109 | SAN RAFAEL 1109 | OH | 12kV |  | 16.5036
042011109 | SAN RAFAEL 1109 | OH | 12kV | Tier 2 - Elevated | 9.8185
042011110 | SAN RAFAEL 1110 | OH | 12kV |  | 0.0056818
042021102 | NAPA 1102 | OH | 12kV |  | 32.0825
042021102 | NAPA 1102 | OH | 12kV | Tier 2 - Elevated | 0.26858
042021103 | NAPA 1103 | OH | 12kV |  | 14.833
042021105 | NAPA 1105 | OH | 12kV |  | 15.5892
042021106 | NAPA 1106 | OH | 12kV |  | 1.2397
042021109 | NAPA 1109 | OH | 12kV |  | 11.6668
042021110 | NAPA 1110 | OH | 12kV |  | 13.2758
042021112 | NAPA 1112 | OH | 12kV |  | 32.6273
042021112 | NAPA 1112 | OH | 12kV | Tier 2 - Elevated | 19.2346
042031120 | ALTO 1120 | OH | 12kV |  | 16.4782
042031120 | ALTO 1120 | OH | 12kV | Tier 2 - Elevated | 3.9064
042031121 | ALTO 1121 | OH | 12kV |  | 16.5613
042031121 | ALTO 1121 | OH | 12kV | Zone 1 - HHZ | 0.34319
042031122 | ALTO 1122 | OH | 12kV |  | 8.926
042031122 | ALTO 1122 | OH | 12kV | Tier 2 - Elevated | 3.6504
042031122 | ALTO 1122 | OH | 12kV | Tier 3 - Extreme | 9.1408
042031122 | ALTO 1122 | OH | 12kV | Zone 1 - HHZ | 0.17539
042031123 | ALTO 1123 | OH | 12kV |  | 9.8558
042031123 | ALTO 1123 | OH | 12kV | Tier 2 - Elevated | 0.46802
042031124 | ALTO 1124 | OH | 12kV |  | 7.051
042031124 | ALTO 1124 | OH | 12kV | Tier 3 - Extreme | 28.2136
042031125 | ALTO 1125 | OH | 2.4kV | Tier 3 - Extreme | 0.12697
042031125 | ALTO 1125 | OH | 4.16kV | Tier 3 - Extreme | 0.18721
042031125 | ALTO 1125 | OH | 12kV |  | 7.4661
042031125 | ALTO 1125 | OH | 12kV | Tier 2 - Elevated | 10.9089
042031125 | ALTO 1125 | OH | 12kV | Tier 3 - Extreme | 26.0626
042041102 | NORTH TOWER 1102 | OH | 12kV |  | 18.7106
042041103 | NORTH TOWER 1103 | OH | 12kV |  | 13.0329
042041104 | NORTH TOWER 1104 | OH | 12kV |  | 19.7363
042041108 | NORTH TOWER 1108 | OH | 12kV |  | 13.296
042042101 | NORTH TOWER 2101 | OH | 21kV |  | 3.8856
042042101 | NORTH TOWER 2101 | OH | 21kV | Tier 2 - Elevated | 0.4984
042042104 | NORTH TOWER 2104 | OH | 21kV |  | 4.2092
042051101 | PARKWAY 1101 | OH | 2.4kV |  | 0.014703
042051101 | PARKWAY 1101 | OH | 12kV |  | 7.103
042051102 | PARKWAY 1102 | OH | 12kV |  | 0.0028409
042051103 | PARKWAY 1103 | OH | 12kV |  | 6.7276
042091101 | MIRABEL 1101 | OH | 12kV |  | 22.521
042091101 | MIRABEL 1101 | OH | 12kV | Tier 2 - Elevated | 8.9183
042091101 | MIRABEL 1101 | OH | 12kV | Tier 3 - Extreme | 19.9151
042091102 | MIRABEL 1102 | OH | 12kV |  | 20.8834
042091102 | MIRABEL 1102 | OH | 12kV | Tier 2 - Elevated | 4.8062
042091102 | MIRABEL 1102 | OH | 12kV | Tier 3 - Extreme | 31.9534
042120411 | PETALUMA A 0411 | OH | 4.16kV |  | 3.063
042120413 | PETALUMA A 0413 | OH | 4.16kV |  | 2.3578
042141101 | CLEAR LAKE 1101 | OH | 12kV |  | 94.8121
042141101 | CLEAR LAKE 1101 | OH | 12kV | Tier 2 - Elevated | 12.8685
042141101 | CLEAR LAKE 1101 | OH | 12kV | Tier 3 - Extreme | 6.115
042141102 | CLEAR LAKE 1102 | OH | 12kV |  | 33.1283
042141102 | CLEAR LAKE 1102 | OH | 12kV | Tier 2 - Elevated | 3.982
042151101 | SANTA ROSA A 1101 | OH | 12kV |  | 4.5193
042151102 | SANTA ROSA A 1102 | OH | 12kV |  | 11.8623
042151103 | SANTA ROSA A 1103 | OH | 12kV |  | 11.1251
042151104 | SANTA ROSA A 1104 | OH | 12kV |  | 13.3848
042151104 | SANTA ROSA A 1104 | OH | 12kV | Tier 2 - Elevated | 5.2392
042151104 | SANTA ROSA A 1104 | OH | 12kV | Tier 3 - Extreme | 37.522
042151105 | SANTA ROSA A 1105 | OH | 12kV |  | 9.371
042151106 | SANTA ROSA A 1106 | OH | 12kV |  | 9.9633
042151107 | SANTA ROSA A 1107 | OH | 12kV |  | 3.2739
042151107 | SANTA ROSA A 1107 | OH | 12kV | Tier 3 - Extreme | 2.8752
042151108 | SANTA ROSA A 1108 | OH | 12kV |  | 6.6698
042151108 | SANTA ROSA A 1108 | OH | 12kV | Tier 2 - Elevated | 0.12628
042151109 | SANTA ROSA A 1109 | OH | 12kV |  | 5.919
042151110 | SANTA ROSA A 1110 | OH | 12kV |  | 24.6335
042151111 | SANTA ROSA A 1111 | OH | 12kV |  | 20.4921
042151111 | SANTA ROSA A 1111 | OH | 12kV | Tier 2 - Elevated | 5.6124
042151112 | SANTA ROSA A 1112 | OH | 12kV |  | 12.7715
042211101 | NOVATO 1101 | OH | 12kV |  | 0.56604
042211102 | NOVATO 1102 | OH | 12kV |  | 0.58673
042211103 | NOVATO 1103 | OH | 12kV |  | 2.9466
042211104 | NOVATO 1104 | OH | 12kV |  | 21.0339
042211104 | NOVATO 1104 | OH | 12kV | Tier 2 - Elevated | 3.4963
042251101 | HOPLAND 1101 | OH | 12kV |  | 49.0491
042251101 | HOPLAND 1101 | OH | 12kV | Tier 2 - Elevated | 81.741
042261101 | BOLINAS 1101 | OH | 12kV |  | 17.0887
042261101 | BOLINAS 1101 | OH | 12kV | Tier 2 - Elevated | 7.4245
042261101 | BOLINAS 1101 | OH | 12kV | Tier 3 - Extreme | 27.1892
042271102 | COTATI 1102 | OH | 12kV |  | 19.4167
042271102 | COTATI 1102 | OH | 12kV | Tier 2 - Elevated | 15.6453
042271103 | COTATI 1103 | OH | 12kV |  | 26.9612
042271103 | COTATI 1103 | OH | 12kV | Tier 2 - Elevated | 46.731
042271103 | COTATI 1103 | OH | 21kV | Tier 2 - Elevated | 37.2075
042271104 | COTATI 1104 | OH | 12kV |  | 8.1369
042271104 | COTATI 1104 | OH | 12kV | Tier 2 - Elevated | 8.3915
042271105 | COTATI 1105 | OH | 12kV |  | 88.6124
042271105 | COTATI 1105 | OH | 12kV | Tier 2 - Elevated | 42.8712
042281104 | POTTER VALLEY P H 1104 | OH | 12kV |  | 14.1058
042281104 | POTTER VALLEY P H 1104 | OH | 12kV | Tier 2 - Elevated | 4.3887
042281104 | POTTER VALLEY P H 1104 | OH | 12kV | Tier 3 - Extreme | 0.31504
042281105 | POTTER VALLEY P H 1105 | OH | 12kV |  | 25.3885
042281105 | POTTER VALLEY P H 1105 | OH | 12kV | Tier 2 - Elevated | 43.7971
042281105 | POTTER VALLEY P H 1105 | OH | 12kV | Tier 3 - Extreme | 4.6443
042291101 | OLEMA 1101 | OH | 4.16kV | Tier 2 - Elevated | 2.8709
042291101 | OLEMA 1101 | OH | 12kV |  | 52.3548
042291101 | OLEMA 1101 | OH | 12kV | Tier 2 - Elevated | 53.0584
042291101 | OLEMA 1101 | OH | 12kV | Tier 3 - Extreme | 11.7576
042301101 | TULUCAY 1101 | OH | 12kV |  | 16.0196
042301101 | TULUCAY 1101 | OH | 12kV | Tier 2 - Elevated | 3.8424
042450411 | VALLEJO B 0411 | OH | 4.16kV |  | 7.0657
042450413 | VALLEJO B 0413 | OH | 4.16kV |  | 6.4664
042450414 | VALLEJO B 0414 | OH | 4.16kV |  | 8.3143
042450415 | VALLEJO B 0415 | OH | 4.16kV |  | 7.6123
042451101 | VALLEJO B 1101 | OH | 12kV |  | 16.3037
042451102 | VALLEJO B 1102 | OH | 12kV |  | 2.4871
042461101 | BASALT 1101 | OH | 12kV |  | 10.9254
042461104 | BASALT 1104 | OH | 12kV |  | 0.66863
042461105 | BASALT 1105 | OH | 12kV |  | 1.7147
042461106 | BASALT 1106 | OH | 12kV |  | 67.4183
042461106 | BASALT 1106 | OH | 12kV | Tier 2 - Elevated | 1.6734
042481101 | IGNACIO 1101 | OH | 12kV |  | 5.4069
042481101 | IGNACIO 1101 | OH | 12kV | Tier 2 - Elevated | 5.832
042481101 | IGNACIO 1101 | OH | 12kV | Tier 3 - Extreme | 0.50309
042481102 | IGNACIO 1102 | OH | 12kV |  | 8.5231
042481103 | IGNACIO 1103 | OH | 12kV |  | 2.1323
042481103 | IGNACIO 1103 | OH | 12kV | Tier 2 - Elevated | 0.61955
042481104 | IGNACIO 1104 | OH | 12kV |  | 51.8977
042481104 | IGNACIO 1104 | OH | 12kV | Tier 2 - Elevated | 6.3232
042481105 | IGNACIO 1105 | OH | 12kV |  | 15.5486
042481105 | IGNACIO 1105 | OH | 12kV | Tier 2 - Elevated | 4.7245
042490401 | SAUSALITO 0401 | OH | 4.16kV |  | 2.0057
042490402 | SAUSALITO 0402 | OH | 4.16kV |  | 2.9404
042491101 | SAUSALITO 1101 | OH | 12kV |  | 5.4251
042491101 | SAUSALITO 1101 | OH | 12kV | Tier 2 - Elevated | 1.2388
042491102 | SAUSALITO 1102 | OH | 4.16kV | Tier 2 - Elevated | 0.012908
042491102 | SAUSALITO 1102 | OH | 12kV |  | 8.8628
042491102 | SAUSALITO 1102 | OH | 12kV | Tier 2 - Elevated | 9.0921
042550401 | VALLEJO C 0401 | OH | 4.16kV |  | 2.8025
042561101 | FULTON 1101 | OH | 12kV |  | 6.2234
042561102 | FULTON 1102 | OH | 12kV |  | 34.1939
042561102 | FULTON 1102 | OH | 12kV | Tier 2 - Elevated | 26.4214
042561102 | FULTON 1102 | OH | 12kV | Tier 3 - Extreme | 1.638
042561103 | FULTON 1103 | OH | 12kV |  | 0.0094663
042561104 | FULTON 1104 | OH | 12kV |  | 8.0566
042561104 | FULTON 1104 | OH | 12kV | Tier 2 - Elevated | 0.39693
042561105 | FULTON 1105 | OH | 12kV |  | 41.5869
042561106 | FULTON 1106 | OH | 12kV |  | 4.8812
042561107 | FULTON 1107 | OH | 12kV |  | 13.382
042561107 | FULTON 1107 | OH | 12kV | Tier 2 - Elevated | 0.0098655
042561107 | FULTON 1107 | OH | 12kV | Tier 3 - Extreme | 35.8624
042571101 | MOLINO 1101 | OH | 12kV |  | 56.6143
042571101 | MOLINO 1101 | OH | 12kV | Tier 2 - Elevated | 26.4394
042571101 | MOLINO 1101 | OH | 12kV | Tier 3 - Extreme | 7.1036
042571102 | MOLINO 1102 | OH | 12kV |  | 51.5642
042571102 | MOLINO 1102 | OH | 12kV | Tier 2 - Elevated | 19.7593
042571102 | MOLINO 1102 | OH | 12kV | Tier 3 - Extreme | 90.0652
042571103 | MOLINO 1103 | OH | 4.16kV |  | 0.062629
042571103 | MOLINO 1103 | OH | 12kV |  | 77.6307
042571104 | MOLINO 1104 | OH | 12kV |  | 58.8158
042571104 | MOLINO 1104 | OH | 12kV | Tier 2 - Elevated | 2.3783
042601101 | PHILO 1101 | OH | 12kV |  | 19.5094
042601101 | PHILO 1101 | OH | 12kV | Tier 2 - Elevated | 73.8086
042601102 | PHILO 1102 | OH | 12kV |  | 17.4947
042601102 | PHILO 1102 | OH | 12kV | Tier 2 - Elevated | 89.1442
042631101 | PETALUMA C 1101 | OH | 12kV |  | 0.50539
042631102 | PETALUMA C 1102 | OH | 12kV |  | 4.223
042631105 | PETALUMA C 1105 | OH | 4.16kV |  | 0.0054442
042631105 | PETALUMA C 1105 | OH | 12kV |  | 10.5464
042631106 | PETALUMA C 1106 | OH | 12kV |  | 8.9983
042631108 | PETALUMA C 1108 | OH | 12kV |  | 42.8981
042631108 | PETALUMA C 1108 | OH | 12kV | Tier 2 - Elevated | 75.825
042631109 | PETALUMA C 1109 | OH | 12kV |  | 17.93
042631109 | PETALUMA C 1109 | OH | 12kV | Tier 2 - Elevated | 48.7942
042631110 | PETALUMA C 1110 | OH | 4.16kV |  | 0.24833
042651101 | HIGHWAY 1101 | OH | 12kV |  | 11.2295
042651102 | HIGHWAY 1102 | OH | 12kV |  | 23.1578
042651103 | HIGHWAY 1103 | OH | 12kV |  | 6.2725
042651104 | HIGHWAY 1104 | OH | 12kV |  | 6.4217
042651105 | HIGHWAY 1105 | OH | 12kV |  | 1.2816
042651106 | HIGHWAY 1106 | OH | 12kV |  | 15.4201
042661102 | WILLITS 1102 | OH | 12kV |  | 6.5164
042661102 | WILLITS 1102 | OH | 12kV | Tier 2 - Elevated | 4.7551
042661103 | WILLITS 1103 | OH | 12kV |  | 14.0477
042661103 | WILLITS 1103 | OH | 12kV | Tier 2 - Elevated | 94.1716
042661103 | WILLITS 1103 | OH | 12kV | Tier 3 - Extreme | 49.3511
042661104 | WILLITS 1104 | OH | 12kV |  | 8.6514
042661104 | WILLITS 1104 | OH | 12kV | Tier 2 - Elevated | 36.3666
042661104 | WILLITS 1104 | OH | 12kV | Tier 3 - Extreme | 50.9842
042681101 | LAYTONVILLE 1101 | OH | 12kV |  | 27.952
042681101 | LAYTONVILLE 1101 | OH | 12kV | Tier 2 - Elevated | 51.9072
042681102 | LAYTONVILLE 1102 | OH | 12kV |  | 14.3618
042681102 | LAYTONVILLE 1102 | OH | 12kV | Tier 2 - Elevated | 71.9377
042681102 | LAYTONVILLE 1102 | OH | 12kV | Tier 3 - Extreme | 3.3182
042681102 | LAYTONVILLE 1102 | OH | 21kV | Tier 2 - Elevated | 36.0829
042711101 | CALISTOGA 1101 | OH | 12kV |  | 16.8902
042711101 | CALISTOGA 1101 | OH | 12kV | Tier 2 - Elevated | 15.6593
042711101 | CALISTOGA 1101 | OH | 12kV | Tier 3 - Extreme | 84.6104
042711102 | CALISTOGA 1102 | OH | 12kV |  | 21.9483
042711102 | CALISTOGA 1102 | OH | 12kV | Tier 2 - Elevated | 1.5382
042711102 | CALISTOGA 1102 | OH | 12kV | Tier 3 - Extreme | 22.4144
042721102 | SONOMA 1102 | OH | 12kV |  | 12.1001
042721102 | SONOMA 1102 | OH | 12kV | Tier 3 - Extreme | 6.0217
042721103 | SONOMA 1103 | OH | 12kV |  | 12.7286
042721103 | SONOMA 1103 | OH | 12kV | Tier 3 - Extreme | 12.6738
042721104 | SONOMA 1104 | OH | 12kV |  | 39.8003
042721104 | SONOMA 1104 | OH | 12kV | Tier 2 - Elevated | 19.9035
042721105 | SONOMA 1105 | OH | 12kV |  | 49.6941
042721105 | SONOMA 1105 | OH | 12kV | Tier 2 - Elevated | 9.8619
042721105 | SONOMA 1105 | OH | 12kV | Tier 3 - Extreme | 3.4532
042721106 | SONOMA 1106 | OH | 12kV |  | 10.2378
042721106 | SONOMA 1106 | OH | 12kV | Tier 3 - Extreme | 0.87586
042721107 | SONOMA 1107 | OH | 12kV |  | 48.6116
042721107 | SONOMA 1107 | OH | 12kV | Tier 2 - Elevated | 4.0081
042751111 | FITCH MOUNTAIN 1111 | OH | 12kV |  | 30.234
042751111 | FITCH MOUNTAIN 1111 | OH | 12kV | Tier 2 - Elevated | 0.37623
042751112 | FITCH MOUNTAIN 1112 | OH | 12kV |  | 0.0086406
042751113 | FITCH MOUNTAIN 1113 | OH | 4.16kV | Tier 2 - Elevated | 0.070246
042751113 | FITCH MOUNTAIN 1113 | OH | 12kV |  | 68.5143
042751113 | FITCH MOUNTAIN 1113 | OH | 12kV | Tier 2 - Elevated | 50.284
042751113 | FITCH MOUNTAIN 1113 | OH | 12kV | Tier 3 - Extreme | 30.1771
042761101 | FORT BRAGG A 1101 | OH | 12kV |  | 10.5407
042761101 | FORT BRAGG A 1101 | OH | 12kV | Tier 2 - Elevated | 70.6499
042761102 | FORT BRAGG A 1102 | OH | 12kV |  | 15.4663
042761102 | FORT BRAGG A 1102 | OH | 12kV | Tier 2 - Elevated | 65.991
042761103 | FORT BRAGG A 1103 | OH | 12kV |  | 2.5638
042761103 | FORT BRAGG A 1103 | OH | 12kV | Tier 2 - Elevated | 0.10625
042761104 | FORT BRAGG A 1104 | OH | 12kV |  | 14.0259
042761104 | FORT BRAGG A 1104 | OH | 12kV | Tier 2 - Elevated | 25.0051
042771111 | UKIAH 1111 | OH | 12kV |  | 16.4211
042771111 | UKIAH 1111 | OH | 12kV | Tier 2 - Elevated | 22.4869
042771113 | UKIAH 1113 | OH | 12kV |  | 8.3069
042771113 | UKIAH 1113 | OH | 12kV | Tier 2 - Elevated | 7.6301
042771114 | UKIAH 1114 | OH | 4.16kV |  | 0.011775
042771114 | UKIAH 1114 | OH | 12kV |  | 49.6388
042771114 | UKIAH 1114 | OH | 12kV | Tier 2 - Elevated | 53.763
042771115 | UKIAH 1115 | OH | 12kV |  | 8.5304
042771115 | UKIAH 1115 | OH | 12kV | Tier 2 - Elevated | 16.8851
042811111 | MONTE RIO 1111 | OH | 12kV |  | 6.7264
042811111 | MONTE RIO 1111 | OH | 12kV | Tier 2 - Elevated | 13.4259
042811111 | MONTE RIO 1111 | OH | 12kV | Tier 3 - Extreme | 43.8057
042811112 | MONTE RIO 1112 | OH | 12kV | Tier 3 - Extreme | 19.641
042811113 | MONTE RIO 1113 | OH | 12kV | Tier 3 - Extreme | 61.2053
042821101 | CLOVERDALE 1101 | OH | 12kV |  | 12.2905
042821101 | CLOVERDALE 1101 | OH | 12kV | Tier 2 - Elevated | 24.3564
042821102 | CLOVERDALE 1102 | OH | 12kV |  | 31.6153
042821102 | CLOVERDALE 1102 | OH | 12kV | Tier 2 - Elevated | 30.7495
042821102 | CLOVERDALE 1102 | OH | 12kV | Tier 3 - Extreme | 47.0281
042841111 | GUALALA 1111 | OH | 12kV |  | 4.655
042841111 | GUALALA 1111 | OH | 12kV | Tier 2 - Elevated | 33.2381
042841112 | GUALALA 1112 | OH | 12kV |  | 4.4671
042841112 | GUALALA 1112 | OH | 12kV | Tier 2 - Elevated | 42.966
042851121 | FORT ROSS 1121 | OH | 12kV |  | 1.7094
042851121 | FORT ROSS 1121 | OH | 12kV | Tier 2 - Elevated | 70.0767
042851121 | FORT ROSS 1121 | OH | 12kV | Tier 3 - Extreme | 21.9667
042861101 | ANNAPOLIS 1101 | OH | 12kV | Tier 2 - Elevated | 51.0938
042871101 | UPPER LAKE 1101 | OH | 12kV |  | 36.247
042871101 | UPPER LAKE 1101 | OH | 12kV | Tier 2 - Elevated | 48.4193
042871101 | UPPER LAKE 1101 | OH | 12kV | Tier 3 - Extreme | 1.5123
042891101 | GEYSERVILLE 1101 | OH | 12kV |  | 68.2266
042891101 | GEYSERVILLE 1101 | OH | 12kV | Tier 2 - Elevated | 70.6177
042891102 | GEYSERVILLE 1102 | OH | 12kV |  | 63.9105
042891102 | GEYSERVILLE 1102 | OH | 12kV | Tier 2 - Elevated | 34.5132
042891102 | GEYSERVILLE 1102 | OH | 12kV | Tier 3 - Extreme | 19.9666
042951101 | MENDOCINO 1101 | OH | 12kV |  | 42.4991
042951101 | MENDOCINO 1101 | OH | 12kV | Tier 2 - Elevated | 18.8472
042951101 | MENDOCINO 1101 | OH | 12kV | Tier 3 - Extreme | 13.3654
042951102 | MENDOCINO 1102 | OH | 12kV |  | 0.046492
042981101 | ELK 1101 | OH | 12kV |  | 33.6054
042981101 | ELK 1101 | OH | 12kV | Tier 2 - Elevated | 73.0347
042991103 | LAS GALLINAS A 1103 | OH | 12kV |  | 5.2918
042991104 | LAS GALLINAS A 1104 | OH | 12kV |  | 12.7041
042991104 | LAS GALLINAS A 1104 | OH | 12kV | Tier 2 - Elevated | 0.28184
042991105 | LAS GALLINAS A 1105 | OH | 12kV |  | 10.1461
042991105 | LAS GALLINAS A 1105 | OH | 12kV | Tier 2 - Elevated | 2.9481
042991105 | LAS GALLINAS A 1105 | OH | 12kV | Tier 3 - Extreme | 8.5018
042991106 | LAS GALLINAS A 1106 | OH | 12kV |  | 14.6408
042991106 | LAS GALLINAS A 1106 | OH | 12kV | Tier 2 - Elevated | 1.1476
042991106 | LAS GALLINAS A 1106 | OH | 12kV | Tier 3 - Extreme | 0.021314
042991107 | LAS GALLINAS A 1107 | OH | 12kV |  | 8.3471
042991107 | LAS GALLINAS A 1107 | OH | 12kV | Tier 2 - Elevated | 0.019877
043021101 | WOODACRE 1101 | OH | 12kV |  | 7.7852
043021101 | WOODACRE 1101 | OH | 12kV | Tier 2 - Elevated | 7.8028
043021101 | WOODACRE 1101 | OH | 12kV | Tier 3 - Extreme | 26.6342
043021102 | WOODACRE 1102 | OH | 2.4kV | Tier 3 - Extreme | 1.2467
043021102 | WOODACRE 1102 | OH | 12kV |  | 0.38563