043021102 | WOODACRE 1102 | OH | 12kV | Tier 2 - Elevated | 11.4043
043021102 | WOODACRE 1102 | OH | 12kV | Tier 3 - Extreme | 18.0383
043040401 | GARCIA 0401 | OH | 4.8kV | Tier 2 - Elevated | 2.4353
043051101 | MONTICELLO 1101 | OH | 12kV |  | 16.1269
043051101 | MONTICELLO 1101 | OH | 12kV | Tier 2 - Elevated | 107.7494
043061101 | COVELO 1101 | OH | 12kV |  | 103.173
043061101 | COVELO 1101 | OH | 12kV | Tier 2 - Elevated | 17.5263
043071101 | DUNBAR 1101 | OH |  | Tier 3 - Extreme | 0.038138
043071101 | DUNBAR 1101 | OH | 12kV |  | 25.0505
043071101 | DUNBAR 1101 | OH | 12kV | Tier 2 - Elevated | 16.9655
043071101 | DUNBAR 1101 | OH | 12kV | Tier 3 - Extreme | 22.5031
043071102 | DUNBAR 1102 | OH | 12kV |  | 8.7753
043071102 | DUNBAR 1102 | OH | 12kV | Tier 2 - Elevated | 42.1816
043071102 | DUNBAR 1102 | OH | 12kV | Tier 3 - Extreme | 7.1958
043071103 | DUNBAR 1103 | OH | 12kV |  | 24.3178
043071103 | DUNBAR 1103 | OH | 12kV | Tier 2 - Elevated | 2.6135
043071103 | DUNBAR 1103 | OH | 12kV | Tier 3 - Extreme | 26.4344
043081101 | BIG RIVER 1101 | OH | 7.2kV | Tier 2 - Elevated | 0.0075171
043081101 | BIG RIVER 1101 | OH | 12kV |  | 16.2009
043081101 | BIG RIVER 1101 | OH | 12kV | Tier 2 - Elevated | 69.935
043091101 | GREENBRAE 1101 | OH | 12kV |  | 1.922
043091102 | GREENBRAE 1102 | OH | 12kV |  | 7.3265
043091102 | GREENBRAE 1102 | OH | 12kV | Tier 3 - Extreme | 5.7337
043091103 | GREENBRAE 1103 | OH | 12kV |  | 7.1495
043091103 | GREENBRAE 1103 | OH | 12kV | Tier 2 - Elevated | 0.75441
043091104 | GREENBRAE 1104 | OH | 12kV |  | 18.2012
043091104 | GREENBRAE 1104 | OH | 12kV | Tier 2 - Elevated | 0.18369
043141101 | MIDDLETOWN 1101 | OH | 12kV |  | 15.9812
043141101 | MIDDLETOWN 1101 | OH | 12kV | Tier 2 - Elevated | 9.6027
043141101 | MIDDLETOWN 1101 | OH | 12kV | Tier 3 - Extreme | 81.3653
043141102 | MIDDLETOWN 1102 | OH | 12kV |  | 17.6648
043141102 | MIDDLETOWN 1102 | OH | 12kV | Tier 2 - Elevated | 38.4018
043141102 | MIDDLETOWN 1102 | OH | 12kV | Tier 3 - Extreme | 0.067331
043141103 | MIDDLETOWN 1103 | OH | 12kV |  | 14.7569
043141103 | MIDDLETOWN 1103 | OH | 12kV | Tier 2 - Elevated | 14.3415
043141103 | MIDDLETOWN 1103 | OH | 12kV | Tier 3 - Extreme | 10.1131
043150241 | TOCALOMA 0241 | OH | 4.16kV | Tier 2 - Elevated | 0.031224
043161101 | SALMON CREEK 1101 | OH | 12kV |  | 25.0842
043161101 | SALMON CREEK 1101 | OH | 12kV | Tier 2 - Elevated | 14.9786
043161101 | SALMON CREEK 1101 | OH | 12kV | Tier 3 - Extreme | 7.1964
043181102 | BELLEVUE 1102 | OH | 12kV |  | 43.4659
043181102 | BELLEVUE 1102 | OH | 12kV | Tier 2 - Elevated | 0.15897
043181104 | BELLEVUE 1104 | OH | 12kV |  | 12.5939
043182101 | BELLEVUE 2101 | OH | 21kV |  | 15.7436
043182103 | BELLEVUE 2103 | OH | 12kV |  | 25.2674
043182103 | BELLEVUE 2103 | OH | 12kV | Tier 2 - Elevated | 11.1752
043182103 | BELLEVUE 2103 | OH | 12kV | Tier 3 - Extreme | 7.0191
043182103 | BELLEVUE 2103 | OH | 21kV |  | 18.9539
043182103 | BELLEVUE 2103 | OH | 21kV | Tier 2 - Elevated | 7.7673
043182105 | BELLEVUE 2105 | OH | 21kV |  | 4.0157
043191101 | REDBUD 1101 | OH | 12kV |  | 25.2462
043191101 | REDBUD 1101 | OH | 12kV | Tier 2 - Elevated | 21.4847
043191101 | REDBUD 1101 | OH | 12kV | Tier 3 - Extreme | 23.6021
043191102 | REDBUD 1102 | OH | 12kV |  | 29.8722
043191102 | REDBUD 1102 | OH | 12kV | Tier 2 - Elevated | 27.7729
043191102 | REDBUD 1102 | OH | 12kV | Tier 3 - Extreme | 0.65477
043201101 | STAFFORD 1101 | OH | 12kV |  | 18.5427
043201101 | STAFFORD 1101 | OH | 12kV | Tier 2 - Elevated | 3.4659
043201102 | STAFFORD 1102 | OH | 12kV |  | 16.1544
043201102 | STAFFORD 1102 | OH | 12kV | Tier 2 - Elevated | 19.6524
043201102 | STAFFORD 1102 | OH | 12kV | Tier 3 - Extreme | 1.5415
043211101 | HARTLEY 1101 | OH | 12kV |  | 37.4113
043211101 | HARTLEY 1101 | OH | 12kV | Tier 2 - Elevated | 28.033
043211102 | HARTLEY 1102 | OH | 12kV |  | 23.4146
043211102 | HARTLEY 1102 | OH | 12kV | Tier 2 - Elevated | 4.106
043251101 | BAHIA 1101 | OH | 12kV |  | 3.0642
043251102 | BAHIA 1102 | OH | 12kV |  | 14.1349
043251103 | BAHIA 1103 | OH | 12kV |  | 11.0517
043251104 | BAHIA 1104 | OH | 12kV |  | 18.3888
043251105 | BAHIA 1105 | OH | 12kV |  | 13.9784
043281103 | CARQUINEZ 1103 | OH | 12kV |  | 14.7035
043281104 | CARQUINEZ 1104 | OH | 12kV |  | 0.38068
043281105 | CARQUINEZ 1105 | OH | 12kV |  | 5.7384
043291102 | PUEBLO 1102 | OH | 12kV |  | 8.8858
043291102 | PUEBLO 1102 | OH | 12kV | Zone 1 - HHZ | 0.095614
043291103 | PUEBLO 1103 | OH | 12kV |  | 8.0998
043291104 | PUEBLO 1104 | OH | 12kV |  | 22.4306
043291104 | PUEBLO 1104 | OH | 12kV | Tier 2 - Elevated | 28.9464
043291104 | PUEBLO 1104 | OH | 12kV | Zone 1 - HHZ | 0.04803
043291105 | PUEBLO 1105 | OH | 12kV |  | 49.5464
043291105 | PUEBLO 1105 | OH | 12kV | Tier 2 - Elevated | 20.8132
043291105 | PUEBLO 1105 | OH | 12kV | Zone 1 - HHZ | 0.046778
043292101 | PUEBLO 2101 | OH | 21kV |  | 11.6165
043292102 | PUEBLO 2102 | OH | 21kV |  | 77.193
043292102 | PUEBLO 2102 | OH | 21kV | Tier 2 - Elevated | 0.73768
043292102 | PUEBLO 2102 | OH | 21kV | Tier 3 - Extreme | 21.2693
043292103 | PUEBLO 2103 | OH | 12kV |  | 5.417
043292103 | PUEBLO 2103 | OH | 12kV | Tier 2 - Elevated | 3.136
043292103 | PUEBLO 2103 | OH | 21kV |  | 27.5502
043292103 | PUEBLO 2103 | OH | 21kV | Tier 2 - Elevated | 4.959
043292103 | PUEBLO 2103 | OH | 21kV | Tier 3 - Extreme | 37.9311
043301104 | MONROE 1104 | OH | 12kV |  | 5.1711
043301105 | MONROE 1105 | OH | 12kV |  | 10.925
043301106 | MONROE 1106 | OH | 12kV |  | 14.6513
043302102 | MONROE 2102 | OH | 21kV |  | 4.8768
043302103 | MONROE 2103 | OH |  |  | 0.042625
043302103 | MONROE 2103 | OH | 21kV |  | 11.0261
043302103 | MONROE 2103 | OH | 21kV | Tier 3 - Extreme | 0.45477
043302107 | MONROE 2107 | OH | 12kV |  | 0.31732
043302107 | MONROE 2107 | OH | 21kV |  | 9.4419
043302107 | MONROE 2107 | OH | 21kV | Tier 3 - Extreme | 0.61022
043311102 | KONOCTI 1102 | OH | 12kV |  | 20.9964
043311102 | KONOCTI 1102 | OH | 12kV | Tier 2 - Elevated | 61.6998
043311102 | KONOCTI 1102 | OH | 12kV | Tier 3 - Extreme | 64.318
043311108 | KONOCTI 1108 | OH | 12kV |  | 12.624
043311108 | KONOCTI 1108 | OH | 12kV | Tier 2 - Elevated | 20.3866
043321101 | RINCON 1101 | OH | 12kV |  | 15.5314
043321101 | RINCON 1101 | OH | 12kV | Tier 2 - Elevated | 4.311
043321101 | RINCON 1101 | OH | 12kV | Tier 3 - Extreme | 16.6092
043321102 | RINCON 1102 | OH | 12kV |  | 16.6489
043321102 | RINCON 1102 | OH | 12kV | Tier 2 - Elevated | 3.0769
043321102 | RINCON 1102 | OH | 12kV | Tier 3 - Extreme | 0.011239
043321103 | RINCON 1103 | OH | 12kV |  | 3.2457
043321103 | RINCON 1103 | OH | 12kV | Tier 2 - Elevated | 3.7935
043321103 | RINCON 1103 | OH | 12kV | Tier 3 - Extreme | 40.4892
043321104 | RINCON 1104 | OH | 12kV |  | 9.7167
043321104 | RINCON 1104 | OH | 12kV | Tier 2 - Elevated | 0.47003
043321104 | RINCON 1104 | OH | 12kV | Tier 3 - Extreme | 1.9205
043341101 | SKAGGS ISLAND 1101 | OH | 12kV |  | 0.048245
043351103 | LUCERNE 1103 | OH | 12kV |  | 26.2251
043351103 | LUCERNE 1103 | OH | 12kV | Tier 2 - Elevated | 26.629
043351106 | LUCERNE 1106 | OH | 12kV |  | 10.7058
043351106 | LUCERNE 1106 | OH | 12kV | Tier 2 - Elevated | 36.0211
043361101 | HIGHLANDS 1101 | OH | 12kV | Tier 2 - Elevated | 0.026409
043361102 | HIGHLANDS 1102 | OH | 12kV |  | 24.2439
043361102 | HIGHLANDS 1102 | OH | 12kV | Tier 2 - Elevated | 29.3765
043361102 | HIGHLANDS 1102 | OH | 12kV | Tier 3 - Extreme | 6.4763
043361103 | HIGHLANDS 1103 | OH | 12kV |  | 13.7843
043361103 | HIGHLANDS 1103 | OH | 12kV | Tier 2 - Elevated | 110.4148
043361104 | HIGHLANDS 1104 | OH | 12kV |  | 17.2616
043361104 | HIGHLANDS 1104 | OH | 12kV | Tier 2 - Elevated | 12.174
043371101 | LAKEVILLE 1101 | OH | 12kV |  | 19.6637
043371102 | LAKEVILLE 1102 | OH | 12kV |  | 32.2237
043371102 | LAKEVILLE 1102 | OH | 12kV | Tier 2 - Elevated | 18.0591
043371102 | LAKEVILLE 1102 | OH | 12kV | Tier 3 - Extreme | 0.06823
043371105 | LAKEVILLE 1105 | OH | 12kV |  | 4.213
043381101 | POINT ARENA 1101 | OH | 12kV |  | 21.985
043381101 | POINT ARENA 1101 | OH | 12kV | Tier 2 - Elevated | 44.2688
043411101 | CALPELLA 1101 | OH | 12kV |  | 19.3146
043411101 | CALPELLA 1101 | OH | 12kV | Tier 2 - Elevated | 78.1147
043411101 | CALPELLA 1101 | OH | 12kV | Tier 3 - Extreme | 4.0312
043411102 | CALPELLA 1102 | OH | 12kV |  | 20.2134
043411102 | CALPELLA 1102 | OH | 12kV | Tier 2 - Elevated | 6.0045
043432102 | SILVERADO 2102 | OH | 12kV |  | 4.8041
043432102 | SILVERADO 2102 | OH | 12kV | Tier 2 - Elevated | 11.7717
043432102 | SILVERADO 2102 | OH | 12kV | Tier 3 - Extreme | 30.1587
043432102 | SILVERADO 2102 | OH | 21kV |  | 47.5168
043432102 | SILVERADO 2102 | OH | 21kV | Tier 2 - Elevated | 12.032
043432102 | SILVERADO 2102 | OH | 21kV | Tier 3 - Extreme | 2.9669
043432103 | SILVERADO 2103 | OH | 12kV |  | 0.19097
043432103 | SILVERADO 2103 | OH | 21kV |  | 21.5819
043432103 | SILVERADO 2103 | OH | 21kV | Tier 2 - Elevated | 0.026083
043432103 | SILVERADO 2103 | OH | 21kV | Tier 3 - Extreme | 11.4358
043432104 | SILVERADO 2104 | OH | 12kV |  | 23.4895
043432104 | SILVERADO 2104 | OH | 12kV | Tier 2 - Elevated | 37.0734
043432104 | SILVERADO 2104 | OH | 12kV | Tier 3 - Extreme | 26.7743
043432104 | SILVERADO 2104 | OH | 21kV |  | 5.5456
043432104 | SILVERADO 2104 | OH | 21kV | Tier 2 - Elevated | 0.65362
043432104 | SILVERADO 2104 | OH | 21kV | Tier 3 - Extreme | 49.9096
043432105 | SILVERADO 2105 | OH | 21kV |  | 26.9874
043432105 | SILVERADO 2105 | OH | 21kV | Tier 2 - Elevated | 1.6813
043432105 | SILVERADO 2105 | OH | 21kV | Tier 3 - Extreme | 35.2293
043471101 | PENNGROVE 1101 | OH | 12kV |  | 21.6191
043471101 | PENNGROVE 1101 | OH | 12kV | Tier 2 - Elevated | 20.2272
043491101 | CORONA 1101 | OH | 12kV |  | 22.7835
043491102 | CORONA 1102 | OH | 12kV |  | 1.3772
043491103 | CORONA 1103 | OH | 12kV |  | 16.9739
043491103 | CORONA 1103 | OH | 12kV | Tier 2 - Elevated | 0.45898
043501101 | WINDSOR 1101 | OH | 12kV |  | 6.4606
043501102 | WINDSOR 1102 | OH | 12kV |  | 14.8942
043501103 | WINDSOR 1103 | OH | 12kV |  | 9.2653
043501103 | WINDSOR 1103 | OH | 12kV | Tier 2 - Elevated | 2.0304
048011144 | CALPINE 1144 | OH | 21kV | Tier 2 - Elevated | 2.2298
048011144 | CALPINE 1144 | OH | 21kV | Tier 3 - Extreme | 28.1754
048011146 | CALPINE 1146 | OH | 12kV | Tier 3 - Extreme | 0.18151
048011146 | CALPINE 1146 | OH | 21kV | Tier 3 - Extreme | 5.527
062021100 | COLUSA 1100 | OH | 12kV |  | 50.3149
062021101 | COLUSA 1101 | OH | 12kV |  | 64.21
062031101 | WOODLAND 1101 | OH | 12kV |  | 7.1896
062031102 | WOODLAND 1102 | OH | 12kV |  | 13.5077
062031103 | WOODLAND 1103 | OH | 12kV |  | 1.2342
062031104 | WOODLAND 1104 | OH | 12kV |  | 5.852
062031105 | WOODLAND 1105 | OH | 12kV |  | 2.6951
062031106 | WOODLAND 1106 | OH | 12kV |  | 28.1606
062031107 | WOODLAND 1107 | OH | 12kV |  | 11.1584
062031108 | WOODLAND 1108 | OH | 12kV |  | 21.2367
062031109 | WOODLAND 1109 | OH | 12kV |  | 10.667
062031110 | WOODLAND 1110 | OH | 12kV |  | 10.9127
062031111 | WOODLAND 1111 | OH | 12kV |  | 0.23155
062031112 | WOODLAND 1112 | OH | 12kV |  | 12.8503
062031113 | WOODLAND 1113 | OH | 12kV |  | 20.8812
062041101 | DAVIS 1101 | OH | 12kV |  | 37.5389
062041102 | DAVIS 1102 | OH | 12kV |  | 6.4783
062041103 | DAVIS 1103 | OH | 12kV |  | 5.8595
062041104 | DAVIS 1104 | OH | 12kV |  | 5.7001
062041105 | DAVIS 1105 | OH | 12kV |  | 7.8203
062041106 | DAVIS 1106 | OH | 12kV |  | 42.1004
062041107 | DAVIS 1107 | OH | 12kV |  | 81.0482
062041108 | DAVIS 1108 | OH | 12kV |  | 3.337
062041109 | DAVIS 1109 | OH | 12kV |  | 4.75
062041110 | DAVIS 1110 | OH | 12kV |  | 1.8306
062041111 | DAVIS 1111 | OH | 12kV |  | 7.2731
062041112 | DAVIS 1112 | OH | 12kV |  | 45.9619
062051101 | WILLIAMS 1101 | OH | 12kV |  | 25.261
062051102 | WILLIAMS 1102 | OH | 12kV |  | 99.0867
062061102 | DIXON 1102 | OH | 12kV |  | 21.2261
062061103 | DIXON 1103 | OH | 12kV |  | 126.7601
062061104 | DIXON 1104 | OH | 12kV |  | 11.6735
062061105 | DIXON 1105 | OH | 12kV |  | 23.7398
062061106 | DIXON 1106 | OH | 12kV |  | 0.57599
062071101 | COLUSA JUNCTION 1101 | OH | 12kV |  | 29.0583
062081101 | ARBUCKLE 1101 | OH | 12kV |  | 42.7793
062081102 | ARBUCKLE 1102 | OH | 12kV |  | 62.3502
062081103 | ARBUCKLE 1103 | OH | 12kV |  | 0.042474
062081104 | ARBUCKLE 1104 | OH | 12kV |  | 100.5668
062081104 | ARBUCKLE 1104 | OH | 12kV | Tier 2 - Elevated | 1.9232
062131101 | SUISUN 1101 | OH | 12kV |  | 6.9361
062131102 | SUISUN 1102 | OH | 12kV |  | 9.8116
062131103 | SUISUN 1103 | OH | 12kV |  | 2.4656
062131104 | SUISUN 1104 | OH | 12kV |  | 4.814
062131105 | SUISUN 1105 | OH | 12kV |  | 5.379
062131106 | SUISUN 1106 | OH | 12kV |  | 5.0235
062131107 | SUISUN 1107 | OH | 12kV |  | 9.6666
062131108 | SUISUN 1108 | OH | 12kV |  | 6.594
062131109 | SUISUN 1109 | OH | 12kV |  | 8.0735
062131109 | SUISUN 1109 | OH | 12kV | Tier 2 - Elevated | 0.002932
062131110 | SUISUN 1110 | OH | 12kV |  | 2.923
062131111 | SUISUN 1111 | OH | 12kV |  | 0.62769
062131112 | SUISUN 1112 | OH | 12kV |  | 2.8452
062462223 | GRAND ISLAND 2223 | OH | 4.16kV |  | 24.8977
062462223 | GRAND ISLAND 2223 | OH | 12kV |  | 14.0994
062462223 | GRAND ISLAND 2223 | OH | 21kV |  | 57.764
062462224 | GRAND ISLAND 2224 | OH | 21kV |  | 62.8618
062462225 | GRAND ISLAND 2225 | OH | 21kV |  | 65.2008
062462226 | GRAND ISLAND 2226 | OH | 12kV |  | 0.0363
062462226 | GRAND ISLAND 2226 | OH | 21kV |  | 21.0756
062462227 | GRAND ISLAND 2227 | OH | 12kV |  | 106.3237
062462227 | GRAND ISLAND 2227 | OH | 21kV |  | 53.7627
062541101 | MERIDIAN 1101 | OH | 12kV |  | 57.7273
062541102 | MERIDIAN 1102 | OH | 12kV |  | 71.9015
062701101 | CORDELIA 1101 | OH | 12kV |  | 0.019146
062701102 | CORDELIA 1102 | OH | 12kV |  | 0.042729
062701104 | CORDELIA 1104 | OH | 12kV |  | 61.5557
062701110 | CORDELIA 1110 | OH | 12kV |  | 8.9526
062701112 | CORDELIA 1112 | OH | 12kV |  | 16.1134
062721101 | KNIGHTS LANDING 1101 | OH | 12kV |  | 45.0947
062721102 | KNIGHTS LANDING 1102 | OH | 12kV |  | 118.9172
062771101 | WILKINS SLOUGH 1101 | OH | 12kV |  | 52.4854
062771102 | WILKINS SLOUGH 1102 | OH | 12kV |  | 62.3133
062771103 | WILKINS SLOUGH 1103 | OH | 12kV |  | 34.2214
062831101 | RICE 1101 | OH | 12kV |  | 53.0982
062831102 | RICE 1102 | OH | 12kV |  | 62.1793
062831103 | RICE 1103 | OH | 12kV |  | 78.0894
062831104 | RICE 1104 | OH | 12kV |  | 32.909
062881102 | MAXWELL 1102 | OH | 12kV |  | 60.0392
062881105 | MAXWELL 1105 | OH | 12kV |  | 84.7488
062881105 | MAXWELL 1105 | OH | 12kV | Tier 2 - Elevated | 3.9182
062881106 | MAXWELL 1106 | OH | 12kV |  | 29.6122
063121101 | CORTINA 1101 | OH | 12kV |  | 75.2618
063121101 | CORTINA 1101 | OH | 12kV | Tier 2 - Elevated | 1.3303
063131104 | WEST SACRAMENTO 1104 | OH | 12kV |  | 11.9923
063131105 | WEST SACRAMENTO 1105 | OH | 12kV |  | 6.3059
063131106 | WEST SACRAMENTO 1106 | OH | 12kV |  | 2.8536
063131107 | WEST SACRAMENTO 1107 | OH | 12kV |  | 18.7292
063131108 | WEST SACRAMENTO 1108 | OH | 12kV |  | 8.7457
063131109 | WEST SACRAMENTO 1109 | OH | 12kV |  | 38.7672
063131110 | WEST SACRAMENTO 1110 | OH | 12kV |  | 8.4974
063131111 | WEST SACRAMENTO 1111 | OH | 12kV |  | 0.0056819
063142101 | RUSSELL (SMUD) 2101 | OH | 21kV |  | 5.125
063171103 | MADISON 1103 | OH | 12kV |  | 72.3833
063171105 | MADISON 1105 | OH | 12kV |  | 84.2862
063171105 | MADISON 1105 | OH | 12kV | Tier 2 - Elevated | 0.43078
063172101 | MADISON 2101 | OH | 12kV |  | 24.8138
063172101 | MADISON 2101 | OH | 12kV | Tier 2 - Elevated | 2.389
063172101 | MADISON 2101 | OH | 21kV |  | 137.3565
063172101 | MADISON 2101 | OH | 21kV | Tier 2 - Elevated | 2.3954
063191105 | ZAMORA 1105 | OH | 12kV |  | 45.7274
063191106 | ZAMORA 1106 | OH | 12kV |  | 52.6358
063191107 | ZAMORA 1107 | OH | 12kV |  | 76.892
063321101 | WINTERS 1101 | OH | 12kV |  | 12.9231
063321102 | WINTERS 1102 | OH | 12kV |  | 38.8057
063441101 | PLAINFIELD 1101 | OH | 12kV |  | 61.8513
063441105 | PLAINFIELD 1105 | OH | 12kV |  | 8.6779
063441106 | PLAINFIELD 1106 | OH | 12kV |  | 48.3477
063591101 | VACA DIXON 1101 | OH | 12kV |  | 8.3935
063591101 | VACA DIXON 1101 | OH | 12kV | Tier 2 - Elevated | 0.83287
063591102 | VACA DIXON 1102 | OH | 12kV |  | 1.9557
063591103 | VACA DIXON 1103 | OH | 12kV |  | 126.5273
063591104 | VACA DIXON 1104 | OH | 12kV |  | 7.4936
063591105 | VACA DIXON 1105 | OH | 12kV |  | 67.9359
063591105 | VACA DIXON 1105 | OH | 12kV | Tier 2 - Elevated | 23.758
063591106 | VACA DIXON 1106 | OH | 12kV |  | 11.1424
063591109 | VACA DIXON 1109 | OH | 12kV |  | 2.1333
063601102 | VACAVILLE 1102 | OH | 12kV |  | 1.004
063601103 | VACAVILLE 1103 | OH | 12kV |  | 11.1157
063601104 | VACAVILLE 1104 | OH | 12kV |  | 2.2085
063601104 | VACAVILLE 1104 | OH | 12kV | Tier 2 - Elevated | 15.4624
063601105 | VACAVILLE 1105 | OH | 12kV |  | 2.9675
063601106 | VACAVILLE 1106 | OH | 12kV |  | 1.7558
063601107 | VACAVILLE 1107 | OH | 12kV |  | 1.9063
063601108 | VACAVILLE 1108 | OH | 12kV |  | 19.207
063601108 | VACAVILLE 1108 | OH | 12kV | Tier 2 - Elevated | 28.0836
063601109 | VACAVILLE 1109 | OH | 12kV |  | 3.3354
063601109 | VACAVILLE 1109 | OH | 12kV | Tier 2 - Elevated | 0.51138
063601110 | VACAVILLE 1110 | OH | 12kV |  | 2.3567
063601111 | VACAVILLE 1111 | OH | 12kV |  | 6.2527
063601111 | VACAVILLE 1111 | OH | 12kV | Tier 2 - Elevated | 11.3318
063601112 | VACAVILLE 1112 | OH | 12kV |  | 3.1149
063601112 | VACAVILLE 1112 | OH | 12kV | Tier 2 - Elevated | 0.18788
063621105 | DEEPWATER 1105 | OH | 12kV |  | 4.1123
063621106 | DEEPWATER 1106 | OH | 12kV |  | 0.060056
063621107 | DEEPWATER 1107 | OH | 12kV |  | 28.7267
063621108 | DEEPWATER 1108 | OH | 12kV |  | 0.085531
063621109 | DEEPWATER 1109 | OH | 12kV |  | 4.1572
063642102 | PEABODY 2102 | OH | 12kV |  | 3.5475
063642102 | PEABODY 2102 | OH | 21kV |  | 3.4444
063642104 | PEABODY 2104 | OH | 21kV |  | 6.714
063642105 | PEABODY 2105 | OH | 12kV |  | 53.5437
063642105 | PEABODY 2105 | OH | 21kV |  | 7.9902
063642106 | PEABODY 2106 | OH | 12kV |  | 1.3537
063642106 | PEABODY 2106 | OH | 12kV | Tier 2 - Elevated | 0.29649
063642106 | PEABODY 2106 | OH | 21kV |  | 0.68408
063642106 | PEABODY 2106 | OH | 21kV | Tier 2 - Elevated | 0.39324
063642107 | PEABODY 2107 | OH | 12kV |  | 186.7782
063642107 | PEABODY 2107 | OH | 21kV |  | 7.5549
063642108 | PEABODY 2108 | OH | 12kV |  | 0.013081
063642108 | PEABODY 2108 | OH | 21kV |  | 2.8165
063642108 | PEABODY 2108 | OH | 21kV | Tier 2 - Elevated | 0.33636
063642109 | PEABODY 2109 | OH | 21kV |  | 3.6503
063642112 | PEABODY 2112 | OH | 12kV |  | 0.49544
063642112 | PEABODY 2112 | OH | 21kV |  | 3.1031
063642113 | PEABODY 2113 | OH | 12kV |  | 2.0954
063642113 | PEABODY 2113 | OH | 21kV |  | 6.8705
063642113 | PEABODY 2113 | OH | 21kV | Tier 2 - Elevated | 1.1311
063681102 | PUTAH CREEK 1102 | OH | 12kV |  | 24.2731
063681102 | PUTAH CREEK 1102 | OH | 12kV | Tier 2 - Elevated | 26.9852
063681103 | PUTAH CREEK 1103 | OH | 12kV |  | 32.8836
063681103 | PUTAH CREEK 1103 | OH | 12kV | Tier 2 - Elevated | 3.6539
063681105 | PUTAH CREEK 1105 | OH | 12kV |  | 82.0715
063681105 | PUTAH CREEK 1105 | OH | 12kV | Tier 2 - Elevated | 1.7222
063801101 | JAMESON 1101 | OH | 12kV |  | 0.0056818
063801102 | JAMESON 1102 | OH | 12kV |  | 12.2842
063801102 | JAMESON 1102 | OH | 12kV | Tier 2 - Elevated | 8.1107
063801103 | JAMESON 1103 | OH | 12kV |  | 8.6433
063801103 | JAMESON 1103 | OH | 12kV | Tier 2 - Elevated | 2.2397
063801104 | JAMESON 1104 | OH | 12kV |  | 0.083536
063801105 | JAMESON 1105 | OH | 12kV |  | 47.951
063801105 | JAMESON 1105 | OH | 12kV | Tier 2 - Elevated | 16.2262
063811101 | DUNNIGAN 1101 | OH | 12kV |  | 77.9865
068661101 | BATAVIA 1101 | OH | 12kV |  | 0.078752
068670401 | MAINE PRAIRIE 0401 | OH | 4.16kV |  | 0.06262
069551101 | DELEVAN 1101 | OH | 12kV |  | 0.59506
069551102 | DELEVAN 1102 | OH | 12kV |  | 0.61093
082012101 | EVERGREEN 2101 | OH | 21kV |  | 2.5311
082012102 | EVERGREEN 2102 | OH | 21kV |  | 10.7542
082012103 | EVERGREEN 2103 | OH | 21kV |  | 19.1694
082012104 | EVERGREEN 2104 | OH | 12kV |  | 0.017824
082012104 | EVERGREEN 2104 | OH | 21kV |  | 3.5275
082012105 | EVERGREEN 2105 | OH | 21kV |  | 4.6095
082021101 | LOS GATOS 1101 | OH | 12kV |  | 9.073
082021101 | LOS GATOS 1101 | OH | 12kV | Tier 2 - Elevated | 11.8954
082021102 | LOS GATOS 1102 | OH | 12kV |  | 5.017
082021102 | LOS GATOS 1102 | OH | 12kV | Tier 2 - Elevated | 1.0967
082021106 | LOS GATOS 1106 | OH | 12kV |  | 0.83713
082021106 | LOS GATOS 1106 | OH | 12kV | Tier 2 - Elevated | 2.4267
082021106 | LOS GATOS 1106 | OH | 12kV | Tier 3 - Extreme | 67.3292
082021107 | LOS GATOS 1107 | OH | 12kV |  | 0.74581
082021107 | LOS GATOS 1107 | OH | 12kV | Tier 2 - Elevated | 12.7851
082021107 | LOS GATOS 1107 | OH | 12kV | Tier 3 - Extreme | 80.5869
082021108 | LOS GATOS 1108 | OH | 12kV |  | 1.7264
082021108 | LOS GATOS 1108 | OH | 12kV | Tier 2 - Elevated | 3.2763
082021108 | LOS GATOS 1108 | OH | 12kV | Tier 3 - Extreme | 1.1269
082031102 | MOUNTAIN VIEW 1102 | OH | 12kV |  | 14.282
082031103 | MOUNTAIN VIEW 1103 | OH | 12kV |  | 2.8564
082031104 | MOUNTAIN VIEW 1104 | OH | 12kV |  | 7.9355
082031105 | MOUNTAIN VIEW 1105 | OH | 12kV |  | 13.4012
082031106 | MOUNTAIN VIEW 1106 | OH | 12kV |  | 7.3446
082031107 | MOUNTAIN VIEW 1107 | OH | 12kV |  | 19.2921
082031108 | MOUNTAIN VIEW 1108 | OH | 12kV |  | 14.6665
082031109 | MOUNTAIN VIEW 1109 | OH | 12kV |  | 9.8946
082031110 | MOUNTAIN VIEW 1110 | OH | 12kV |  | 9.3447
082031111 | MOUNTAIN VIEW 1111 | OH | 12kV |  | 1.7362
082031112 | MOUNTAIN VIEW 1112 | OH | 12kV |  | 0.9735
082031113 | MOUNTAIN VIEW 1113 | OH | 12kV |  | 3.957
082031114 | MOUNTAIN VIEW 1114 | OH | 12kV |  | 6.632
082160401 | LOYOLA 0401 | OH | 4.16kV |  | 8.2563
082160403 | LOYOLA 0403 | OH | 4.16kV |  | 8.8747
082161101 | LOYOLA 1101 | OH | 12kV |  | 20.1609
082161102 | LOYOLA 1102 | OH |  |  | 0.0030943
082161102 | LOYOLA 1102 | OH | 12kV |  | 51.0679
082161102 | LOYOLA 1102 | OH | 12kV | Tier 2 - Elevated | 0.02565
082191101 | MABURY 1101 | OH | 12kV |  | 4.2166
082191103 | MABURY 1103 | OH | 12kV |  | 7.8914
082191104 | MABURY 1104 | OH | 12kV |  | 13.768
082191105 | MABURY 1105 | OH | 12kV |  | 0.85046
082191106 | MABURY 1106 | OH | 12kV |  | 15.0577
082241103 | LOS ALTOS 1103 | OH | 12kV |  | 6.816
082241104 | LOS ALTOS 1104 | OH | 12kV |  | 8.9209
082241105 | LOS ALTOS 1105 | OH | 12kV |  | 1.785
082241106 | LOS ALTOS 1106 | OH | 12kV |  | 10.0366
082241107 | LOS ALTOS 1107 | OH | 12kV |  | 2.9735
082250403 | SAN JOSE A 0403 | OH | 4.16kV |  | 3.9689
082250404 | SAN JOSE A 0404 | OH | 4.16kV |  | 1.7389
082250405 | SAN JOSE A 0405 | OH | 4.16kV |  | 1.8349
082250407 | SAN JOSE A 0407 | OH | 4.16kV |  | 1.8017
082250408 | SAN JOSE A 0408 | OH | 4.16kV |  | 2.4103
082250410 | SAN JOSE A 0410 | OH |  |  | 0.0084666
082250410 | SAN JOSE A 0410 | OH | 4.16kV |  | 4.6553
082251109 | SAN JOSE A 1109 | OH | 4.16kV |  | 0.0028409
082251109 | SAN JOSE A 1109 | OH | 12kV |  | 0.58265
082251110 | SAN JOSE A 1110 | OH | 12kV |  | 9.5253
082251111 | SAN JOSE A 1111 | OH | 12kV |  | 0.12304
082251112 | SAN JOSE A 1112 | OH | 12kV |  | 10.5846
082261101 | SAN JOSE B 1101 | OH | 12kV |  | 0.15793
082261102 | SAN JOSE B 1102 | OH | 12kV |  | 0.26099
082261104 | SAN JOSE B 1104 | OH | 12kV |  | 0.49437
082261105 | SAN JOSE B 1105 | OH | 12kV |  | 8.6545
082261106 | SAN JOSE B 1106 | OH | 12kV |  | 0.69965
082261107 | SAN JOSE B 1107 | OH | 12kV |  | 4.9131
082261108 | SAN JOSE B 1108 | OH | 12kV |  | 8.0841
082261109 | SAN JOSE B 1109 | OH | 12kV |  | 0.38427
082261110 | SAN JOSE B 1110 | OH | 4.16kV |  | 3.2468
082261110 | SAN JOSE B 1110 | OH | 12kV |  | 10.0641
082261111 | SAN JOSE B 1111 | OH | 12kV |  | 0.080824
082261112 | SAN JOSE B 1112 | OH | 12kV |  | 12.891
082261113 | SAN JOSE B 1113 | OH | 12kV |  | 0.10098
082261114 | SAN JOSE B 1114 | OH | 12kV |  | 0.68321
082261115 | SAN JOSE B 1115 | OH | 12kV |  | 0.35944
082261116 | SAN JOSE B 1116 | OH | 12kV |  | 5.0288
082261117 | SAN JOSE B 1117 | OH | 12kV |  | 3.6587
082311101 | ALMADEN 1101 | OH | 12kV |  | 18.2447
082311102 | ALMADEN 1102 | OH | 12kV |  | 21.8736
082311110 | ALMADEN 1110 | OH | 12kV |  | 12.9144
082311111 | ALMADEN 1111 | OH | 12kV |  | 9.8121
082462107 | NORTECH 2107 | OH | 21kV |  | 0.11213
082462109 | NORTECH 2109 | OH | 21kV |  | 3.1502
082462110 | NORTECH 2110 | OH | 21kV |  | 9.4428
082462111 | NORTECH 2111 | OH | 21kV |  | 0.71332
082831101 | MILPITAS 1101 | OH | 12kV |  | 4.1022
082831103 | MILPITAS 1103 | OH | 12kV |  | 0.071354
082831104 | MILPITAS 1104 | OH | 21kV |  | 1.042
082831105 | MILPITAS 1105 | OH | 12kV |  | 4.6428
082831105 | MILPITAS 1105 | OH | 12kV | Tier 2 - Elevated | 0.068167
082831106 | MILPITAS 1106 | OH | 12kV |  | 3.1454
082831108 | MILPITAS 1108 | OH | 12kV |  | 13.2785
082831108 | MILPITAS 1108 | OH | 12kV | Tier 2 - Elevated | 0.016742
082831109 | MILPITAS 1109 | OH | 12kV |  | 19.5913
082831109 | MILPITAS 1109 | OH | 12kV | Tier 2 - Elevated | 30.0203
082832110 | MILPITAS 2110 | OH | 12kV |  | 10.367
082832111 | MILPITAS 2111 | OH | 21kV |  | 1.8014
082832112 | MILPITAS 2112 | OH | 12kV |  | 0.24194
082832112 | MILPITAS 2112 | OH | 21kV |  | 0.62318
082832113 | MILPITAS 2113 | OH | 21kV |  | 0.1151
082832114 | MILPITAS 2114 | OH | 21kV |  | 0.17129
082841101 | BIG BASIN 1101 | OH | 12kV | Tier 3 - Extreme | 55.0208
082841102 | BIG BASIN 1102 | OH | 12kV | Tier 2 - Elevated | 5.4139
082841102 | BIG BASIN 1102 | OH | 12kV | Tier 3 - Extreme | 63.9419
082921101 | EL PATIO 1101 | OH | 12kV |  | 0.0028409
082921102 | EL PATIO 1102 | OH | 12kV |  | 0.98219
082921103 | EL PATIO 1103 | OH | 12kV |  | 13.1179
082921104 | EL PATIO 1104 | OH | 12kV |  | 11.8717
082921105 | EL PATIO 1105 | OH | 12kV |  | 6.992
082921107 | EL PATIO 1107 | OH | 12kV |  | 15.6034
082921108 | EL PATIO 1108 | OH | 12kV |  | 6.7659
082921109 | EL PATIO 1109 | OH | 12kV |  | 10.5454
082921111 | EL PATIO 1111 | OH | 12kV |  | 0.77272
082921112 | EL PATIO 1112 | OH | 12kV |  | 19.6458
082921113 | EL PATIO 1113 | OH | 12kV |  | 4.7563
082921114 | EL PATIO 1114 | OH | 12kV |  | 0.60041
082921116 | EL PATIO 1116 | OH | 12kV |  | 8.8284
082921117 | EL PATIO 1117 | OH | 12kV |  | 4.1658
082921118 | EL PATIO 1118 | OH | 12kV |  | 10.8759
082921119 | EL PATIO 1119 | OH | 12kV |  | 8.2525
082931101 | POINT MORETTI 1101 | OH | 4.16kV |  | 1.8633
082931101 | POINT MORETTI 1101 | OH | 4.16kV | Tier 2 - Elevated | 1.3271
082931101 | POINT MORETTI 1101 | OH | 12kV |  | 5.6451
082931101 | POINT MORETTI 1101 | OH | 12kV | Tier 2 - Elevated | 15.648
082931101 | POINT MORETTI 1101 | OH | 12kV | Tier 3 - Extreme | 29.8714
082931101 | POINT MORETTI 1101 | OH | 21kV | Tier 3 - Extreme | 9.0285
082951101 | EDENVALE 1101 | OH | 12kV |  | 9.6938
082951102 | EDENVALE 1102 | OH | 12kV |  | 5.2124
082951102 | EDENVALE 1102 | OH | 12kV | Tier 2 - Elevated | 0.51904
082951103 | EDENVALE 1103 | OH | 12kV |  | 0.31264
082952106 | EDENVALE 2106 | OH | 21kV |  | 16.8917
082952107 | EDENVALE 2107 | OH | 21kV |  | 33.9811
082952107 | EDENVALE 2107 | OH | 21kV | Tier 2 - Elevated | 2.3518
082952108 | EDENVALE 2108 | OH | 21kV |  | 2.8707
082952109 | EDENVALE 2109 | OH | 21kV |  | 2.4663
082952110 | EDENVALE 2110 | OH | 21kV |  | 0.86811
082952111 | EDENVALE 2111 | OH | 21kV |  | 0.43304
082952112 | EDENVALE 2112 | OH | 21kV |  | 1.3231
082952113 | EDENVALE 2113 | OH | 21kV |  | 2.4057
082952113 | EDENVALE 2113 | OH | 21kV | Tier 2 - Elevated | 0.015266
083001103 | LOCKHEED NO 2 1103 | OH | 12kV |  | 0.53044
083001106 | LOCKHEED NO 2 1106 | OH | 12kV |  | 0.37358
083001107 | LOCKHEED NO 2 1107 | OH | 12kV |  | 0.84913
083001108 | LOCKHEED NO 2 1108 | OH | 12kV |  | 1.2539
083010401 | ARANA 0401 | OH | 4.16kV |  | 3.3951
083010402 | ARANA 0402 | OH | 4.16kV |  | 2.9789
083040401 | BEN LOMOND 0401 | OH | 4.16kV | Tier 3 - Extreme | 21.0634
083041101 | BEN LOMOND 1101 | OH | 12kV | Tier 3 - Extreme | 15.1374
083050402 | BIG TREES 0402 | OH | 4.16kV |  | 0.16738
083050402 | BIG TREES 0402 | OH | 4.16kV | Tier 2 - Elevated | 0.28
083050402 | BIG TREES 0402 | OH | 4.16kV | Tier 3 - Extreme | 16.2848
083110401 | CASSERLY 0401 | OH | 4.16kV |  | 3.0709
083140401 | FELTON 0401 | OH | 4.16kV |  | 0.072251
083140401 | FELTON 0401 | OH | 4.16kV | Tier 2 - Elevated | 0.81116
083140401 | FELTON 0401 | OH | 4.16kV | Tier 3 - Extreme | 1.6727
083182101 | LLAGAS 2101 | OH | 21kV |  | 80.6497
083182101 | LLAGAS 2101 | OH | 21kV | Tier 2 - Elevated | 21.2273
083182102 | LLAGAS 2102 | OH | 21kV |  | 12.6351
083182103 | LLAGAS 2103 | OH | 4.16kV |  | 5.2202
083182103 | LLAGAS 2103 | OH | 21kV |  | 11.545
083182104 | LLAGAS 2104 | OH | 4.16kV |  | 0.57851
083182104 | LLAGAS 2104 | OH | 4.16kV | Tier 2 - Elevated | 2.7125
083182104 | LLAGAS 2104 | OH | 21kV |  | 26.8265
083182105 | LLAGAS 2105 | OH | 21kV |  | 17.1127
083182105 | LLAGAS 2105 | OH | 21kV | Tier 2 - Elevated | 0.46108
083182105 | LLAGAS 2105 | OH | 21kV | Tier 3 - Extreme | 0.12645
083182106 | LLAGAS 2106 | OH | 21kV |  | 31.2671
083182106 | LLAGAS 2106 | OH | 21kV | Tier 2 - Elevated | 1.7132
083182107 | LLAGAS 2107 | OH | 21kV |  | 16.1705
083182107 | LLAGAS 2107 | OH | 21kV | Tier 2 - Elevated | 2.6401
083182107 | LLAGAS 2107 | OH | 21kV | Tier 3 - Extreme | 3.6288
083192101 | GREEN VALLEY 2101 | OH | 4.16kV |  | 0.21689
083192101 | GREEN VALLEY 2101 | OH | 21kV |  | 115.4007
083192101 | GREEN VALLEY 2101 | OH | 21kV | Tier 2 - Elevated | 7.6371
083192101 | GREEN VALLEY 2101 | OH | 21kV | Tier 3 - Extreme | 32.9817
083192102 | GREEN VALLEY 2102 | OH | 12kV |  | 12.5292
083192102 | GREEN VALLEY 2102 | OH | 21kV |  | 33.6724
083192103 | GREEN VALLEY 2103 | OH | 12kV |  | 4.695
083192103 | GREEN VALLEY 2103 | OH | 21kV |  | 64.06
083192104 | GREEN VALLEY 2104 | OH | 4.16kV |  | 7.3478
083192104 | GREEN VALLEY 2104 | OH | 21kV |  | 22.8153
083230401 | CLIFF DRIVE 0401 | OH | 4.16kV |  | 7.7672
083230402 | CLIFF DRIVE 0402 | OH | 4.16kV |  | 3.5935
083242104 | MORGAN HILL 2104 | OH | 21kV |  | 15.1833
083242104 | MORGAN HILL 2104 | OH | 21kV | Tier 2 - Elevated | 5.8004
083242105 | MORGAN HILL 2105 | OH | 4.16kV | Tier 3 - Extreme | 7.6041
083242105 | MORGAN HILL 2105 | OH | 21kV |  | 32.5403
083242105 | MORGAN HILL 2105 | OH | 21kV | Tier 2 - Elevated | 35.48
083242105 | MORGAN HILL 2105 | OH | 21kV | Tier 3 - Extreme | 6.6622
083242106 | MORGAN HILL 2106 | OH | 21kV |  | 38.9734
083242106 | MORGAN HILL 2106 | OH | 21kV | Tier 2 - Elevated | 0.12319
083242108 | MORGAN HILL 2108 | OH | 21kV |  | 13.0748
083242109 | MORGAN HILL 2109 | OH | 21kV |  | 24.0881
083242109 | MORGAN HILL 2109 | OH | 21kV | Tier 2 - Elevated | 2.5033
083242110 | MORGAN HILL 2110 | OH | 4.16kV |  | 7.1534
083242110 | MORGAN HILL 2110 | OH | 21kV |  | 23.6586
083242110 | MORGAN HILL 2110 | OH | 21kV | Tier 2 - Elevated | 2.2079
083242111 | MORGAN HILL 2111 | OH | 12kV |  | 2.5463
083242111 | MORGAN HILL 2111 | OH | 12kV | Tier 2 - Elevated | 22.5743
083242111 | MORGAN HILL 2111 | OH | 12kV | Tier 3 - Extreme | 16.4957
083242111 | MORGAN HILL 2111 | OH | 21kV |  | 18.5947
083242111 | MORGAN HILL 2111 | OH | 21kV | Tier 2 - Elevated | 12.6485
083252101 | PAUL SWEET 2101 | OH | 4.16kV |  | 6.5011
083252101 | PAUL SWEET 2101 | OH | 21kV |  | 12.2006
083252102 | PAUL SWEET 2102 | OH | 21kV |  | 27.2812
083252102 | PAUL SWEET 2102 | OH | 21kV | Tier 2 - Elevated | 1.319
083252102 | PAUL SWEET 2102 | OH | 21kV | Tier 3 - Extreme | 0.45448
083252103 | PAUL SWEET 2103 | OH | 4.16kV |  | 6.4965
083252103 | PAUL SWEET 2103 | OH | 21kV |  | 10.6101
083252104 | PAUL SWEET 2104 | OH | 4.16kV |  | 2.872
083252104 | PAUL SWEET 2104 | OH | 21kV |  | 18.3693
083252104 | PAUL SWEET 2104 | OH | 21kV | Tier 3 - Extreme | 17.2031
083252105 | PAUL SWEET 2105 | OH | 21kV |  | 1.989
083252105 | PAUL SWEET 2105 | OH | 21kV | Tier 2 - Elevated | 0.028542
083252105 | PAUL SWEET 2105 | OH | 21kV | Tier 3 - Extreme | 6.8122
083252106 | PAUL SWEET 2106 | OH | 21kV |  | 10.2153
083252106 | PAUL SWEET 2106 | OH | 21kV | Tier 2 - Elevated | 3.7049
083252106 | PAUL SWEET 2106 | OH | 21kV | Tier 3 - Extreme | 30.769
083252107 | PAUL SWEET 2107 | OH | 4.16kV |  | 2.5864
083252107 | PAUL SWEET 2107 | OH | 4.16kV | Tier 2 - Elevated | 0.50247
083252107 | PAUL SWEET 2107 | OH | 21kV |  | 45.3251
083252107 | PAUL SWEET 2107 | OH | 21kV | Tier 2 - Elevated | 4.095
083252107 | PAUL SWEET 2107 | OH | 21kV | Tier 3 - Extreme | 7.4649
083252108 | PAUL SWEET 2108 | OH | 21kV |  | 22.6714
083252109 | PAUL SWEET 2109 | OH | 4.16kV |  | 3.558
083252109 | PAUL SWEET 2109 | OH | 21kV |  | 23.556
083252109 | PAUL SWEET 2109 | OH | 21kV | Tier 2 - Elevated | 2.8827
083252109 | PAUL SWEET 2109 | OH | 21kV | Tier 3 - Extreme | 0.91884
083260401 | RIO DEL MAR 0401 | OH | 4.16kV |  | 5.1817
083260401 | RIO DEL MAR 0401 | OH | 4.16kV | Tier 2 - Elevated | 1.9094
083300402 | SOQUEL 0402 | OH | 4.16kV |  | 6.5765
083330411 | WATSONVILLE 0411 | OH | 4.16kV |  | 2.3065
083330413 | WATSONVILLE 0413 | OH | 4.16kV |  | 1.2208
083330414 | WATSONVILLE 0414 | OH | 4.16kV |  | 1.2808
083332101 | WATSONVILLE 2101 | OH | 21kV |  | 102.528
083371103 | SARATOGA 1103 | OH | 12kV |  | 5.8848
083371103 | SARATOGA 1103 | OH | 12kV | Tier 2 - Elevated | 4.5471
083371104 | SARATOGA 1104 | OH | 12kV |  | 15.0874
083371104 | SARATOGA 1104 | OH | 12kV | Tier 2 - Elevated | 2.9149
083371105 | SARATOGA 1105 | OH | 12kV |  | 6.6019
083371105 | SARATOGA 1105 | OH | 12kV | Tier 2 - Elevated | 10.0042
083371106 | SARATOGA 1106 | OH | 12kV |  | 11.3597
083371106 | SARATOGA 1106 | OH | 12kV | Tier 2 - Elevated | 14.2521
083371106 | SARATOGA 1106 | OH | 12kV | Tier 3 - Extreme | 1.1936
083371107 | SARATOGA 1107 | OH | 12kV |  | 10.9829
083371107 | SARATOGA 1107 | OH | 12kV | Tier 2 - Elevated | 13.9887
083371107 | SARATOGA 1107 | OH | 12kV | Tier 3 - Extreme | 20.5814
083371108 | SARATOGA 1108 | OH | 12kV |  | 18.5455
083371109 | SARATOGA 1109 | OH | 12kV |  | 25.3306
083371110 | SARATOGA 1110 | OH | 12kV |  | 19.9894
083371111 | SARATOGA 1111 | OH | 12kV |  | 23.9373
083371112 | SARATOGA 1112 | OH | 12kV |  | 8.44
083371113 | SARATOGA 1113 | OH | 12kV |  | 25.6018
083371114 | SARATOGA 1114 | OH | 12kV |  | 21.1004
083371115 | SARATOGA 1115 | OH | 12kV |  | 9.8207
083371115 | SARATOGA 1115 | OH | 12kV | Tier 2 - Elevated | 2.8241
083392102 | SWIFT 2102 | OH | 21kV |  | 2.6065
083392102 | SWIFT 2102 | OH | 21kV | Tier 2 - Elevated | 0.35912
083392106 | SWIFT 2106 | OH | 21kV |  | 21.2794
083392107 | SWIFT 2107 | OH | 21kV |  | 10.0326
083392107 | SWIFT 2107 | OH | 21kV | Tier 2 - Elevated | 1.8896
083392108 | SWIFT 2108 | OH | 21kV |  | 4.9161
083392109 | SWIFT 2109 | OH | 21kV |  | 5.3118
083392109 | SWIFT 2109 | OH | 21kV | Tier 2 - Elevated | 0.14722
083392110 | SWIFT 2110 | OH | 12kV |  | 4.8253
083392110 | SWIFT 2110 | OH | 12kV | Tier 2 - Elevated | 82.5536
083392110 | SWIFT 2110 | OH | 21kV |  | 0.09069
083392111 | SWIFT 2111 | OH | 21kV |  | 8.5775
083421102 | LAWRENCE 1102 | OH | 12kV |  | 0.084996
083421103 | LAWRENCE 1103 | OH | 12kV |  | 0.22636
083421104 | LAWRENCE 1104 | OH | 12kV |  | 9.3812
083421105 | LAWRENCE 1105 | OH | 12kV |  | 1.0731
083421106 | LAWRENCE 1106 | OH | 12kV |  | 2.7673
083421107 | LAWRENCE 1107 | OH | 12kV |  | 4.682
083421108 | LAWRENCE 1108 | OH | 12kV |  | 0.97254
083421109 | LAWRENCE 1109 | OH | 12kV |  | 1.9647
083421110 | LAWRENCE 1110 | OH | 12kV |  | 4.9228
083421111 | LAWRENCE 1111 | OH | 12kV |  | 3.7103
083421112 | LAWRENCE 1112 | OH | 12kV |  | 11.0636
083421113 | LAWRENCE 1113 | OH | 12kV |  | 0.61162
083431108 | HICKS 1108 | OH | 12kV |  | 12.16
083431109 | HICKS 1109 | OH | 12kV |  | 14.9729
083431110 | HICKS 1110 | OH | 12kV |  | 8.0155
083431111 | HICKS 1111 | OH | 12kV |  | 21.9281
083431112 | HICKS 1112 | OH | 12kV |  | 0.028022
083431113 | HICKS 1113 | OH | 12kV |  | 19.2412
083431114 | HICKS 1114 | OH | 12kV |  | 9.5057
083431115 | HICKS 1115 | OH | 12kV |  | 15.3639
083431115 | HICKS 1115 | OH | 12kV | Tier 2 - Elevated | 0.052614
083431116 | HICKS 1116 | OH | 12kV |  | 20.2929
083431116 | HICKS 1116 | OH | 12kV | Tier 2 - Elevated | 13.9299
083432101 | HICKS 2101 | OH | 12kV |  | 7.3324
083432101 | HICKS 2101 | OH | 12kV | Tier 2 - Elevated | 1.5495
083432101 | HICKS 2101 | OH | 21kV |  | 22.7931
083432101 | HICKS 2101 | OH | 21kV | Tier 2 - Elevated | 8.6035
083432101 | HICKS 2101 | OH | 21kV | Tier 3 - Extreme | 2.2425
083432102 | HICKS 2102 | OH | 21kV |  | 3.9234
083432103 | HICKS 2103 | OH | 12kV |  | 2.3331
083432103 | HICKS 2103 | OH | 12kV | Tier 2 - Elevated | 0.022018
083432103 | HICKS 2103 | OH | 21kV |  | 12.5465
083432103 | HICKS 2103 | OH | 21kV | Tier 2 - Elevated | 4.7455
083432103 | HICKS 2103 | OH | 21kV | Tier 3 - Extreme | 5.5158
083432105 | HICKS 2105 | OH | 21kV |  | 9.6909
083432111 | HICKS 2111 | OH | 21kV |  | 4.583
083481102 | STELLING 1102 | OH | 12kV |  | 0.69216
083481103 | STELLING 1103 | OH | 12kV |  | 2.8548
083481104 | STELLING 1104 | OH | 12kV |  | 14.4651
083481105 | STELLING 1105 | OH | 12kV |  | 0.40055
083481106 | STELLING 1106 | OH | 12kV |  | 0.0028409
083481107 | STELLING 1107 | OH | 12kV |  | 5.941
083481108 | STELLING 1108 | OH | 12kV |  | 31.8044
083481109 | STELLING 1109 | OH | 12kV |  | 15.6697
083481109 | STELLING 1109 | OH | 12kV | Tier 2 - Elevated | 0.88152
083481110 | STELLING 1110 | OH | 2.4kV | Tier 2 - Elevated | 1.0675
083481110 | STELLING 1110 | OH | 12kV |  | 17.0794
083481110 | STELLING 1110 | OH | 12kV | Tier 2 - Elevated | 21.1284
083481110 | STELLING 1110 | OH | 12kV | Tier 3 - Extreme | 10.521
083481111 | STELLING 1111 | OH | 12kV |  | 26.833
083481112 | STELLING 1112 | OH | 12kV |  | 2.1873
083481113 | STELLING 1113 | OH | 12kV |  | 17.1593
083500401 | SEACLIFF 0401 | OH | 4.16kV |  | 1.3822
083500401 | SEACLIFF 0401 | OH | 4.16kV | Tier 2 - Elevated | 1.3005
083500401 | SEACLIFF 0401 | OH | 4.16kV | Tier 3 - Extreme | 6.6218
083500402 | SEACLIFF 0402 | OH | 4.16kV |  | 1.4874
083500402 | SEACLIFF 0402 | OH | 4.16kV | Tier 2 - Elevated | 0.0053447
083500402 | SEACLIFF 0402 | OH | 4.16kV | Tier 3 - Extreme | 0.063605
083510403 | ERTA 0403 | OH | 4.16kV |  | 2.9768
083510404 | ERTA 0404 | OH | 4.16kV |  | 6.5208
083531103 | MC KEE 1103 | OH | 12kV |  | 21.3534
083531103 | MC KEE 1103 | OH | 12kV | Tier 2 - Elevated | 0.58371
083531104 | MC KEE 1104 | OH | 12kV |  | 15.5711
083531105 | MC KEE 1105 | OH | 12kV |  | 8.3207
083531106 | MC KEE 1106 | OH | 12kV |  | 15.1809
083531107 | MC KEE 1107 | OH | 12kV |  | 35.3911
083531107 | MC KEE 1107 | OH | 12kV | Tier 2 - Elevated | 2.6699
083531108 | MC KEE 1108 | OH | 12kV |  | 9.798
083531108 | MC KEE 1108 | OH | 12kV | Tier 2 - Elevated | 0.65945
083531109 | MC KEE 1109 | OH | 12kV |  | 1.7687
083531110 | MC KEE 1110 | OH | 12kV |  | 1.6661
083531111 | MC KEE 1111 | OH | 12kV |  | 17.9144
083531111 | MC KEE 1111 | OH | 12kV | Tier 2 - Elevated | 8.7301
083531112 | MC KEE 1112 | OH | 12kV |  | 16.6624
083611104 | BRITTON 1104 | OH | 12kV |  | 1.1834
083611105 | BRITTON 1105 | OH | 12kV |  | 5.1954
083611106 | BRITTON 1106 | OH | 12kV |  | 3.7206
083611107 | BRITTON 1107 | OH | 12kV |  | 2.9296
083611108 | BRITTON 1108 | OH | 12kV |  | 1.7277
083611109 | BRITTON 1109 | OH | 12kV |  | 7.3556
083611110 | BRITTON 1110 | OH | 12kV |  | 14.3785
083611111 | BRITTON 1111 | OH | 12kV |  | 1.2715
083611112 | BRITTON 1112 | OH | 12kV |  | 1.9154
083611113 | BRITTON 1113 | OH | 12kV |  | 1.3734
083611114 | BRITTON 1114 | OH | 12kV |  | 5.0096
083611115 | BRITTON 1115 | OH | 12kV |  | 1.1226
083622103 | CAMP EVERS 2103 | OH | 21kV |  | 14.4974
083622103 | CAMP EVERS 2103 | OH | 21kV | Tier 2 - Elevated | 0.75807
083622103 | CAMP EVERS 2103 | OH | 21kV | Tier 3 - Extreme | 44.4091
083622104 | CAMP EVERS 2104 | OH | 21kV |  | 9.247
083622104 | CAMP EVERS 2104 | OH | 21kV | Tier 2 - Elevated | 0.56797
083622104 | CAMP EVERS 2104 | OH | 21kV | Tier 3 - Extreme | 26.662
083622105 | CAMP EVERS 2105 | OH | 4.16kV |  | 0.011831
083622105 | CAMP EVERS 2105 | OH | 4.16kV | Tier 3 - Extreme | 10.5648
083622105 | CAMP EVERS 2105 | OH | 21kV |  | 2.8659
083622105 | CAMP EVERS 2105 | OH | 21kV | Tier 2 - Elevated | 2.1199
083622105 | CAMP EVERS 2105 | OH | 21kV | Tier 3 - Extreme | 75.1954
083622106 | CAMP EVERS 2106 | OH | 12kV | Tier 3 - Extreme | 25.0845
083622106 | CAMP EVERS 2106 | OH | 21kV |  | 10.8823
083622106 | CAMP EVERS 2106 | OH | 21kV | Tier 2 - Elevated | 1.9387
083622106 | CAMP EVERS 2106 | OH | 21kV | Tier 3 - Extreme | 99.3605
083631101 | WHISMAN 1101 | OH | 12kV |  | 5.1528
083631102 | WHISMAN 1102 | OH | 12kV |  | 1.7801
083631103 | WHISMAN 1103 | OH | 12kV |  | 2.6679
083631104 | WHISMAN 1104 | OH | 12kV |  | 0.0028632
083631105 | WHISMAN 1105 | OH | 12kV |  | 1.1603
083631106 | WHISMAN 1106 | OH | 12kV |  | 7.1208
083631107 | WHISMAN 1107 | OH | 12kV |  | 0.12876
083631108 | WHISMAN 1108 | OH | 12kV |  | 7.3655
083631110 | WHISMAN 1110 | OH | 12kV |  | 1.9806
083631111 | WHISMAN 1111 | OH | 12kV |  | 2.195
083671104 | WOLFE 1104 | OH | 12kV |  | 6.7971
083671105 | WOLFE 1105 | OH | 12kV |  | 7.2919
083671106 | WOLFE 1106 | OH | 12kV |  | 9.1319
083671107 | WOLFE 1107 | OH | 12kV |  | 10.638
083671109 | WOLFE 1109 | OH | 12kV |  | 8.8869
083671110 | WOLFE 1110 | OH | 12kV |  | 2.0133
083671113 | WOLFE 1113 | OH | 12kV |  | 17.285
083671114 | WOLFE 1114 | OH | 12kV |  | 2.9202
083692104 | ROB ROY 2104 | OH | 21kV |  | 35.9099
083692104 | ROB ROY 2104 | OH | 21kV | Tier 2 - Elevated | 59.087
083692104 | ROB ROY 2104 | OH | 21kV | Tier 3 - Extreme | 39.4337
083692105 | ROB ROY 2105 | OH | 4.16kV |  | 0.0095427
083692105 | ROB ROY 2105 | OH | 21kV |  | 45.5747
083692105 | ROB ROY 2105 | OH | 21kV | Tier 2 - Elevated | 12.7304
083692105 | ROB ROY 2105 | OH | 21kV | Tier 3 - Extreme | 27.0194
083701101 | STONE 1101 | OH | 12kV |  | 19.9644
083701104 | STONE 1104 | OH | 12kV |  | 5.5417
083701107 | STONE 1107 | OH | 4.16kV |  | 0.1075
083701107 | STONE 1107 | OH | 12kV |  | 16.1034
083701108 | STONE 1108 | OH | 12kV |  | 4.3876
083701109 | STONE 1109 | OH | 12kV |  | 8.2612
083701110 | STONE 1110 | OH | 12kV |  | 11.8309
083750401 | ROLAND 0401 | OH | 4.16kV |  | 2.8679
083750402 | ROLAND 0402 | OH | 4.16kV |  | 4.6779
083771101 | VASONA 1101 | OH | 12kV |  | 10.4326
083771102 | VASONA 1102 | OH | 12kV |  | 15.3668
083771102 | VASONA 1102 | OH | 12kV | Tier 2 - Elevated | 0.12234
083771103 | VASONA 1103 | OH | 12kV |  | 15.5235
083771104 | VASONA 1104 | OH | 12kV |  | 3.7274
083771105 | VASONA 1105 | OH | 12kV |  | 11.6103
083771108 | VASONA 1108 | OH | 12kV |  | 10.9759
083801103 | TRIMBLE 1103 | OH | 12kV |  | 2.7458
083801104 | TRIMBLE 1104 | OH | 12kV |  | 0.40924
083801105 | TRIMBLE 1105 | OH | 12kV |  | 1.69
083801106 | TRIMBLE 1106 | OH | 12kV |  | 0.64104
083801107 | TRIMBLE 1107 | OH | 12kV |  | 1.0457
083801110 | TRIMBLE 1110 | OH | 12kV |  | 0.59199
083802114 | TRIMBLE 2114 | OH | 12kV |  | 0.0028409
083802115 | TRIMBLE 2115 | OH | 21kV |  | 0.31317
083802116 | TRIMBLE 2116 | OH | 12kV |  | 2.3415
083802116 | TRIMBLE 2116 | OH | 21kV |  | 1.0387
083802118 | TRIMBLE 2118 | OH | 21kV |  | 0.93146
083871101 | FMC 1101 | OH | 12kV |  | 16.5979
083871109 | FMC 1109 | OH | 12kV |  | 1.0166
083871110 | FMC 1110 | OH | 12kV |  | 1.3568
083871111 | FMC 1111 | OH | 12kV |  | 1.5549
083892101 | MONTAGUE 2101 | OH | 21kV |  | 0.87112
083892102 | MONTAGUE 2102 | OH | 21kV |  | 0.80496
083892103 | MONTAGUE 2103 | OH | 21kV |  | 0.94372
083892104 | MONTAGUE 2104 | OH | 21kV |  | 0.83794
083892105 | MONTAGUE 2105 | OH | 21kV |  | 0.77863
083892106 | MONTAGUE 2106 | OH | 21kV |  | 0.0037879
083892108 | MONTAGUE 2108 | OH | 21kV |  | 0.92681
083892109 | MONTAGUE 2109 | OH | 21kV |  | 0.81133
083901101 | AMES 1101 | OH | 12kV |  | 0.12362
083901102 | AMES 1102 | OH | 12kV |  | 3.6198
083912109 | PIERCY 2109 | OH | 21kV |  | 19.9161
083912110 | PIERCY 2110 | OH | 21kV |  | 7.7701
083912110 | PIERCY 2110 | OH | 21kV | Tier 2 - Elevated | 19.6558
083912111 | PIERCY 2111 | OH | 21kV |  | 0.91256
101321101 | PIT NO 5 1101 | OH | 12kV | Tier 2 - Elevated | 23.7592
102041101 | NOTRE DAME 1101 | OH | 12kV |  | 1.5965
102041102 | NOTRE DAME 1102 | OH | 12kV |  | 10.6051
102041103 | NOTRE DAME 1103 | OH | 12kV |  | 7.2417
102041103 | NOTRE DAME 1103 | OH | 12kV | Tier 2 - Elevated | 0.56787
102041104 | NOTRE DAME 1104 | OH | 12kV |  | 8.1705
102041104 | NOTRE DAME 1104 | OH | 12kV | Tier 2 - Elevated | 9.7225
102041104 | NOTRE DAME 1104 | OH | 12kV | Tier 3 - Extreme | 17.8882
102050401 | CHICO A 0401 | OH | 4.16kV |  | 2.1977
102050402 | CHICO A 0402 | OH | 4.16kV |  | 5.6528
102051101 | CHICO A 1101 | OH | 12kV |  | 8.0962
102051102 | CHICO A 1102 | OH | 4.16kV |  | 2.8818
102051102 | CHICO A 1102 | OH | 12kV |  | 7.1081
102051103 | CHICO A 1103 | OH | 12kV |  | 4.8664
102111101 | CAPAY 1101 | OH | 12kV |  | 56.7331
102111102 | CAPAY 1102 | OH | 12kV |  | 66.5488
102121101 | HAMILTON A 1101 | OH | 12kV |  | 37.5092
102121102 | HAMILTON A 1102 | OH | 12kV |  | 32.6606
102171101 | ESQUON 1101 | OH | 12kV |  | 70.5139
102171102 | ESQUON 1102 | OH | 12kV |  | 48.9222
102171103 | ESQUON 1103 | OH | 12kV |  | 20.3493
102211101 | BUCKS CREEK 1101 | OH | 12kV | Tier 2 - Elevated | 3.6286
102211101 | BUCKS CREEK 1101 | OH | 12kV | Tier 3 - Extreme | 1.1745
102211102 | BUCKS CREEK 1102 | OH | 21kV | Tier 2 - Elevated | 22.6752
102211102 | BUCKS CREEK 1102 | OH | 21kV | Tier 3 - Extreme | 6.8497
102211103 | BUCKS CREEK 1103 | OH | 12kV |  | 0.34168
102211103 | BUCKS CREEK 1103 | OH | 12kV | Tier 2 - Elevated | 2.4953
102211103 | BUCKS CREEK 1103 | OH | 12kV | Tier 3 - Extreme | 10.2672
102251101 | CRESTA 1101 | OH | 12kV | Tier 2 - Elevated | 0.80979
102251101 | CRESTA 1101 | OH | 12kV | Tier 3 - Extreme | 0.38959
102361101 | HAMILTON BRANCH 1101 | OH | 12kV |  | 10.1514
102361101 | HAMILTON BRANCH 1101 | OH | 12kV | Tier 2 - Elevated | 24.3084
102491101 | CHICO B 1101 | OH | 12kV |  | 4.8857
102491103 | CHICO B 1103 | OH | 12kV |  | 7.8912
102491105 | CHICO B 1105 | OH | 12kV |  | 10.9233
102491106 | CHICO B 1106 | OH | 12kV |  | 1.9956
102520402 | OROVILLE 0402 | OH | 4.16kV |  | 1.6126
102520403 | OROVILLE 0403 | OH | 4.16kV |  | 2.0349
102521101 | OROVILLE 1101 | OH | 12kV |  | 23.5347
102521102 | OROVILLE 1102 | OH | 12kV |  | 6.2756
102521103 | OROVILLE 1103 | OH | 12kV |  | 10.356
102521104 | OROVILLE 1104 | OH | 12kV |  | 9.8777
102530401 | GRAYS FLAT 0401 | OH | 4.16kV | Tier 2 - Elevated | 10.6102
102541101 | VOLTA 1101 | OH | 12kV |  | 2.1429
102541101 | VOLTA 1101 | OH | 12kV | Tier 2 - Elevated | 144.5643
102541101 | VOLTA 1101 | OH | 12kV | Tier 3 - Extreme | 8.1582
102541102 | VOLTA 1102 | OH | 12kV |  | 0.81166
102541102 | VOLTA 1102 | OH | 12kV | Tier 2 - Elevated | 41.7147
102541102 | VOLTA 1102 | OH | 12kV | Tier 3 - Extreme | 87.276
102551101 | EAST QUINCY 1101 | OH | 12kV |  | 13.6316
102551101 | EAST QUINCY 1101 | OH | 12kV | Tier 2 - Elevated | 2.1581
102551101 | EAST QUINCY 1101 | OH | 12kV | Tier 3 - Extreme | 1.6768
102601101 | GLENN 1101 | OH | 480V |  | 0.0018939
102601101 | GLENN 1101 | OH | 12kV |  | 136.5784
102601101 | GLENN 1101 | OH | 12kV | Tier 2 - Elevated | 0.26324
102650401 | CHICO C 0401 | OH | 4.16kV |  | 2.7739
102701101 | ORLAND B 1101 | OH | 12kV |  | 29.3243
102701102 | ORLAND B 1102 | OH | 12kV |  | 18.8262
102701103 | ORLAND B 1103 | OH | 4.16kV |  | 0.0075757
102701103 | ORLAND B 1103 | OH | 12kV |  | 106.5178
102741101 | WILLOWS A 1101 | OH | 12kV |  | 4.2768
102741103 | WILLOWS A 1103 | OH | 12kV |  | 9.8286
102741104 | WILLOWS A 1104 | OH | 12kV |  | 9.3873
102781101 | ELK CREEK 1101 | OH | 12kV |  | 78.1896
102781101 | ELK CREEK 1101 | OH | 12kV | Tier 2 - Elevated | 73.0236
102781101 | ELK CREEK 1101 | OH | 21kV |  | 13.8275
102781101 | ELK CREEK 1101 | OH | 21kV | Tier 2 - Elevated | 16.2679
102812101 | BIG MEADOWS 2101 | OH | 4.16kV |  | 5.4461
102812101 | BIG MEADOWS 2101 | OH | 4.16kV | Tier 2 - Elevated | 5.566
102812101 | BIG MEADOWS 2101 | OH | 12kV |  | 4.1995
102812101 | BIG MEADOWS 2101 | OH | 12kV | Tier 2 - Elevated | 9.9154
102812101 | BIG MEADOWS 2101 | OH | 21kV |  | 10.5254
102812101 | BIG MEADOWS 2101 | OH | 21kV | Tier 2 - Elevated | 42.2989
102831102 | PARADISE 1102 | OH | 12kV |  | 0.002796
102831103 | PARADISE 1103 | OH | 12kV |  | 2.4835
102831103 | PARADISE 1103 | OH | 12kV | Tier 3 - Extreme | 7.3378
102831104 | PARADISE 1104 | OH | 12kV | Tier 3 - Extreme | 0.026376
102831104 | PARADISE 1104 | OH | 12kV |  | 22.5756
102831104 | PARADISE 1104 | OH | 12kV | Tier 2 - Elevated | 16.8868
102831104 | PARADISE 1104 | OH | 12kV | Tier 3 - Extreme | 59.0525
102831105 | PARADISE 1105 | OH | 12kV |  | 8.3243
102831105 | PARADISE 1105 | OH | 12kV | Tier 3 - Extreme | 42.6248
102831106 | PARADISE 1106 | OH | 12kV |  | 1.0331
102831106 | PARADISE 1106 | OH | 12kV | Tier 3 - Extreme | 14.2822
102841101 | ANITA 1101 | OH | 12kV |  | 35.6607
102841102 | ANITA 1102 | OH | 12kV |  | 35.5806
102841105 | ANITA 1105 | OH | 12kV |  | 15.9881
102841106 | ANITA 1106 | OH | 12kV |  | 89.873
102841106 | ANITA 1106 | OH | 12kV | Tier 2 - Elevated | 0.37636
102851101 | JACINTO 1101 | OH | 12kV |  | 77.3794
102851102 | JACINTO 1102 | OH | 12kV |  | 105.8213
102911102 | WYANDOTTE 1102 | OH | 12kV |  | 34.8485
102911102 | WYANDOTTE 1102 | OH | 12kV | Tier 2 - Elevated | 4.307
102911103 | WYANDOTTE 1103 | OH | 12kV |  | 12.9942
102911103 | WYANDOTTE 1103 | OH | 12kV | Tier 2 - Elevated | 15.9726
102911103 | WYANDOTTE 1103 | OH | 12kV | Tier 3 - Extreme | 63.3785
102911105 | WYANDOTTE 1105 | OH | 12kV |  | 8.9041
102911105 | WYANDOTTE 1105 | OH | 12kV | Tier 2 - Elevated | 16.089
102911105 | WYANDOTTE 1105 | OH | 12kV | Tier 3 - Extreme | 0.68145
102911106 | WYANDOTTE 1106 | OH | 12kV |  | 93.6365
102911106 | WYANDOTTE 1106 | OH | 12kV | Tier 2 - Elevated | 0.55003
102911107 | WYANDOTTE 1107 | OH | 12kV |  | 41.0836
102911107 | WYANDOTTE 1107 | OH | 12kV | Tier 2 - Elevated | 101.5505
102911107 | WYANDOTTE 1107 | OH | 12kV | Tier 3 - Extreme | 10.2815
102911109 | WYANDOTTE 1109 | OH | 12kV |  | 67.6098
102911109 | WYANDOTTE 1109 | OH | 12kV | Tier 2 - Elevated | 53.1982
102911110 | WYANDOTTE 1110 | OH | 12kV |  | 27.5266
102911110 | WYANDOTTE 1110 | OH | 12kV | Tier 2 - Elevated | 12.6738
102931101 | COTTONWOOD 1101 | OH | 12kV |  | 30.8981
102931101 | COTTONWOOD 1101 | OH | 12kV | Tier 2 - Elevated | 70.4242
102931102 | COTTONWOOD 1102 | OH | 12kV |  | 26.9189
102931102 | COTTONWOOD 1102 | OH | 12kV | Tier 2 - Elevated | 56.0397
102931103 | COTTONWOOD 1103 | OH | 12kV |  | 27.2468
102931103 | COTTONWOOD 1103 | OH | 12kV | Tier 2 - Elevated | 133.9034
102940401 | DAYTON ROAD 0401 | OH | 4.16kV |  | 2.3256
102971101 | SYCAMORE CREEK 1101 | OH | 12kV |  | 4.7924
102971102 | SYCAMORE CREEK 1102 | OH | 12kV |  | 7.5485
102971103 | SYCAMORE CREEK 1103 | OH | 12kV |  | 3.1369
102971104 | SYCAMORE CREEK 1104 | OH | 12kV |  | 8.1303
102971105 | SYCAMORE CREEK 1105 | OH | 12kV |  | 15.1262
102971107 | SYCAMORE CREEK 1107 | OH | 12kV |  | 6.0009
102971109 | SYCAMORE CREEK 1109 | OH | 12kV |  | 13.3216
102971109 | SYCAMORE CREEK 1109 | OH | 12kV | Tier 2 - Elevated | 0.12958
102971110 | SYCAMORE CREEK 1110 | OH | 12kV |  | 8.4152
102971111 | SYCAMORE CREEK 1111 | OH | 12kV |  | 12.5169
102971111 | SYCAMORE CREEK 1111 | OH | 12kV | Tier 2 - Elevated | 25.0982
102971111 | SYCAMORE CREEK 1111 | OH | 12kV | Tier 3 - Extreme | 27.548
103021101 | GANSNER 1101 | OH | 12kV |  | 10.5694
103021101 | GANSNER 1101 | OH | 12kV | Tier 2 - Elevated | 34.6667
103021101 | GANSNER 1101 | OH | 12kV | Tier 3 - Extreme | 3.0002
103031101 | ORO FINO 1101 | OH |  | Tier 3 - Extreme | 0.013168
103031101 | ORO FINO 1101 | OH | 12kV | Tier 3 - Extreme | 38.8877
103031102 | ORO FINO 1102 | OH | 12kV | Tier 2 - Elevated | 25.8795
103031102 | ORO FINO 1102 | OH | 12kV | Tier 3 - Extreme | 84.4376
103071103 | NORD 1103 | OH | 12kV |  | 19.2514
103071104 | NORD 1104 | OH | 12kV |  | 50.5056
103071105 | NORD 1105 | OH | 12kV |  | 6.9938
103071106 | NORD 1106 | OH | 12kV |  | 10.8036
103081103 | BUTTE 1103 | OH | 12kV |  | 60.1294
103081104 | BUTTE 1104 | OH | 12kV |  | 52.2144
103081105 | BUTTE 1105 | OH | 12kV |  | 7.7408
103081105 | BUTTE 1105 | OH | 12kV | Tier 2 - Elevated | 3.4562
103081105 | BUTTE 1105 | OH | 12kV | Tier 3 - Extreme | 27.2389
103081106 | BUTTE 1106 | OH | 12kV |  | 11.843
103081107 | BUTTE 1107 | OH | 12kV |  | 109.3057
103091101 | CLARK ROAD 1101 | OH | 12kV |  | 0.0028409
103091101 | CLARK ROAD 1101 | OH | 12kV | Tier 2 - Elevated | 0.017864
103091102 | CLARK ROAD 1102 | OH | 12kV |  | 14.1915
103091102 | CLARK ROAD 1102 | OH | 12kV | Tier 2 - Elevated | 89.8134
103091102 | CLARK ROAD 1102 | OH | 12kV | Tier 3 - Extreme | 33.3118
103104401 | SPANISH CREEK 4401 | OH | 2.4kV | Tier 2 - Elevated | 0.95219
103104401 | SPANISH CREEK 4401 | OH | 44kV |  | 1.4065
103104401 | SPANISH CREEK 4401 | OH | 44kV | Tier 2 - Elevated | 5.6161
103132101 | CRESCENT MILLS 2101 | OH | 12kV | Tier 2 - Elevated | 0.15225
103132101 | CRESCENT MILLS 2101 | OH | 21kV |  | 37.6122
103132101 | CRESCENT MILLS 2101 | OH | 21kV | Tier 2 - Elevated | 41.195
103142101 | LOGAN CREEK 2101 | OH | 12kV |  | 95.1249
103142101 | LOGAN CREEK 2101 | OH | 21kV |  | 43.0029
103142102 | LOGAN CREEK 2102 | OH | 12kV |  | 88.0169
103142102 | LOGAN CREEK 2102 | OH | 12kV | Tier 2 - Elevated | 3.4777
103142102 | LOGAN CREEK 2102 | OH | 21kV |  | 149.1719
103142103 | LOGAN CREEK 2103 | OH | 21kV |  | 3.1664
103142199 | LOGAN CREEK 2199 | OH | 21kV |  | 0.029407
103181101 | CHESTER 1101 | OH | 12kV |  | 6.0402
103181101 | CHESTER 1101 | OH | 12kV | Tier 2 - Elevated | 2.1237
103181102 | CHESTER 1102 | OH | 12kV |  | 2.9641
103181102 | CHESTER 1102 | OH | 12kV | Tier 2 - Elevated | 2.4196
103191101 | BANGOR 1101 | OH | 12kV |  | 35.4745
103191101 | BANGOR 1101 | OH | 12kV | Tier 2 - Elevated | 191.3906
103191101 | BANGOR 1101 | OH | 12kV | Tier 3 - Extreme | 1.7288
103201101 | CHALLENGE 1101 | OH | 12kV | Tier 2 - Elevated | 0.2331
103201101 | CHALLENGE 1101 | OH | 12kV | Tier 3 - Extreme | 48.1521
103201102 | CHALLENGE 1102 | OH | 12kV | Tier 2 - Elevated | 2.6383
103201102 | CHALLENGE 1102 | OH | 12kV | Tier 3 - Extreme | 60.4589
103211101 | HONCUT 1101 | OH | 12kV |  | 115.5078
103211102 | HONCUT 1102 | OH | 12kV |  | 119.0126
103221101 | KANAKA 1101 | OH | 12kV |  | 0.37276
103221101 | KANAKA 1101 | OH | 12kV | Tier 2 - Elevated | 20.7186
103221101 | KANAKA 1101 | OH | 12kV | Tier 3 - Extreme | 45.3038
103241101 | PEACHTON 1101 | OH | 12kV |  | 68.9241
103241102 | PEACHTON 1102 | OH | 12kV |  | 37.3806
103241103 | PEACHTON 1103 | OH | 12kV |  | 60.8534
103251101 | TRES VIAS 1101 | OH | 12kV |  | 98.5942
103261101 | ANDERSON 1101 | OH | 12kV |  | 8.8987
103261101 | ANDERSON 1101 | OH | 12kV | Tier 2 - Elevated | 11.3575
103261102 | ANDERSON 1102 | OH | 12kV |  | 3.7506
103261103 | ANDERSON 1103 | OH | 12kV |  | 24.4966
103261103 | ANDERSON 1103 | OH | 12kV | Tier 2 - Elevated | 7.1422
103271101 | ANTLER 1101 | OH | 12kV |  | 1.1027
103271101 | ANTLER 1101 | OH | 12kV | Tier 2 - Elevated | 52.7672
103271101 | ANTLER 1101 | OH | 12kV | Tier 3 - Extreme | 8.829
103301101 | BOGARD 1101 | OH | 12kV | Tier 2 - Elevated | 0.50052
103311101 | BURNEY 1101 | OH | 12kV |  | 8.842
103311101 | BURNEY 1101 | OH | 12kV | Tier 2 - Elevated | 51.1373
103311102 | BURNEY 1102 | OH | 12kV |  | 3.4158
103311102 | BURNEY 1102 | OH | 12kV | Tier 2 - Elevated | 0.63102
103321101 | CEDAR CREEK 1101 | OH | 12kV | Tier 2 - Elevated | 89.0566
103321101 | CEDAR CREEK 1101 | OH | 12kV | Tier 3 - Extreme | 21.1165
103331101 | CORNING 1101 | OH | 12kV |  | 92.5117
103331101 | CORNING 1101 | OH | 12kV | Tier 2 - Elevated | 47.3672
103331101 | CORNING 1101 | OH | 21kV |  | 19.1844
103331101 | CORNING 1101 | OH | 21kV | Tier 2 - Elevated | 2.3073
103331102 | CORNING 1102 | OH | 12kV |  | 108.3406
103331102 | CORNING 1102 | OH | 12kV | Tier 2 - Elevated | 79.9971
103331102 | CORNING 1102 | OH | 21kV |  | 12.251
103331103 | CORNING 1103 | OH | 12kV |  | 58.524
103331104 | CORNING 1104 | OH | 4.16kV |  | 6.2103
103331104 | CORNING 1104 | OH | 12kV |  | 111.3331
103341101 | DAIRYVILLE 1101 | OH | 12kV |  | 43.0079
103351101 | DESCHUTES 1101 | OH | 12kV |  | 23.6655
103351101 | DESCHUTES 1101 | OH | 12kV | Tier 2 - Elevated | 78.3298
103351101 | DESCHUTES 1101 | OH | 12kV | Tier 3 - Extreme | 7.5335
103351101 | DESCHUTES 1101 | OH | 21kV | Tier 2 - Elevated | 21.3944
103351104 | DESCHUTES 1104 | OH | 12kV |  | 53.2874
103351104 | DESCHUTES 1104 | OH | 12kV | Tier 2 - Elevated | 77.9069
103381101 | FRENCH GULCH 1101 | OH | 12kV | Tier 2 - Elevated | 15.8233
103381102 | FRENCH GULCH 1102 | OH | 12kV |  | 0.50026
103381102 | FRENCH GULCH 1102 | OH | 12kV | Tier 2 - Elevated | 18.2147
103391101 | GERBER 1101 | OH | 12kV |  | 55.2093
103391102 | GERBER 1102 | OH | 12kV |  | 86.3752
103401101 | GIRVAN 1101 | OH | 12kV |  | 5.367
103401101 | GIRVAN 1101 | OH | 12kV | Tier 2 - Elevated | 61.5901
103401101 | GIRVAN 1101 | OH | 12kV | Tier 3 - Extreme | 42.0912
103401102 | GIRVAN 1102 | OH | 12kV |  | 31.8103
103401102 | GIRVAN 1102 | OH | 12kV | Tier 2 - Elevated | 10.7413
103401102 | GIRVAN 1102 | OH | 12kV | Tier 3 - Extreme | 33.6245
103441101 | JESSUP 1101 | OH | 12kV |  | 15.7518
103441101 | JESSUP 1101 | OH | 12kV | Tier 2 - Elevated | 63.7664
103441101 | JESSUP 1101 | OH | 12kV | Tier 3 - Extreme | 0.20192
103441102 | JESSUP 1102 | OH | 12kV |  | 33.4355
103441102 | JESSUP 1102 | OH | 12kV | Tier 2 - Elevated | 53.9225
103441103 | JESSUP 1103 | OH | 12kV |  | 34.2002
103441103 | JESSUP 1103 | OH | 12kV | Tier 2 - Elevated | 3.9258
103451101 | KESWICK 1101 | OH | 12kV |  | 0.055335
103451101 | KESWICK 1101 | OH | 12kV | Tier 2 - Elevated | 3.3074
103451101 | KESWICK 1101 | OH | 12kV | Tier 3 - Extreme | 48.2115
103461101 | PANORAMA 1101 | OH | 12kV |  | 26.188
103461101 | PANORAMA 1101 | OH | 12kV | Tier 2 - Elevated | 13.013
103461102 | PANORAMA 1102 | OH | 12kV |  | 53.6074
103461102 | PANORAMA 1102 | OH | 12kV | Tier 2 - Elevated | 30.5872
103481101 | LOS MOLINOS 1101 | OH | 12kV |  | 55.6065
103481101 | LOS MOLINOS 1101 | OH | 12kV | Tier 2 - Elevated | 0.18929
103481102 | LOS MOLINOS 1102 | OH | 12kV |  | 57.3502
103491101 | MC ARTHUR 1101 | OH | 7.2kV | Tier 2 - Elevated | 1.6159
103491101 | MC ARTHUR 1101 | OH | 12kV |  | 79.3021
103491101 | MC ARTHUR 1101 | OH | 12kV | Tier 2 - Elevated | 32.1925
103491101 | MC ARTHUR 1101 | OH | 21kV |  | 34.9588
103491101 | MC ARTHUR 1101 | OH | 21kV | Tier 2 - Elevated | 29.6694
103491102 | MC ARTHUR 1102 | OH | 12kV |  | 29.2027
103491102 | MC ARTHUR 1102 | OH | 12kV | Tier 2 - Elevated | 1.1126
103501101 | PIT NO 7 1101 | OH | 480V | Tier 2 - Elevated | 0.005436
103501101 | PIT NO 7 1101 | OH | 12kV | Tier 2 - Elevated | 2.7024
103521102 | OREGON TRAIL 1102 | OH | 12kV |  | 4.8435
103521102 | OREGON TRAIL 1102 | OH | 12kV | Tier 2 - Elevated | 44.4322
103521103 | OREGON TRAIL 1103 | OH | 12kV |  | 2.935
103521103 | OREGON TRAIL 1103 | OH | 12kV | Tier 2 - Elevated | 116.9946
103521104 | OREGON TRAIL 1104 | OH | 12kV |  | 11.4567
103521104 | OREGON TRAIL 1104 | OH | 12kV | Tier 2 - Elevated | 43.698
103531103 | RAWSON 1103 | OH | 12kV |  | 37.1125
103531103 | RAWSON 1103 | OH | 12kV | Tier 2 - Elevated | 2.8183
103541101 | RED BLUFF 1101 | OH | 12kV |  | 26.8287
103541101 | RED BLUFF 1101 | OH | 12kV | Tier 2 - Elevated | 47.7369
103541102 | RED BLUFF 1102 | OH | 12kV |  | 1.48
103541103 | RED BLUFF 1103 | OH | 12kV |  | 21.1663
103541103 | RED BLUFF 1103 | OH | 12kV | Tier 2 - Elevated | 16.7875
103541104 | RED BLUFF 1104 | OH | 12kV |  | 27.2684
103541104 | RED BLUFF 1104 | OH | 12kV | Tier 2 - Elevated | 66.2105
103541105 | RED BLUFF 1105 | OH | 12kV |  | 24.0868
103541105 | RED BLUFF 1105 | OH | 12kV | Tier 2 - Elevated | 13.596
103551101 | RISING RIVER 1101 | OH | 12kV |  | 15.2439
103551101 | RISING RIVER 1101 | OH | 12kV | Tier 2 - Elevated | 43.8188
103561101 | STILLWATER 1101 | OH | 12kV |  | 0.70983
103561101 | STILLWATER 1101 | OH | 12kV | Tier 2 - Elevated | 35.9984
103561102 | STILLWATER 1102 | OH | 12kV |  | 0.12865
103561102 | STILLWATER 1102 | OH | 12kV | Tier 2 - Elevated | 78.9949
103571103 | TYLER 1103 | OH | 12kV |  | 7.2551
103571104 | TYLER 1104 | OH | 12kV |  | 24.0506
103571105 | TYLER 1105 | OH | 12kV |  | 50.9087
103571105 | TYLER 1105 | OH | 12kV | Tier 2 - Elevated | 60.1356
103581101 | VINA 1101 | OH | 12kV |  | 4.9305
103601101 | WHITMORE 1101 | OH | 12kV | Tier 2 - Elevated | 60.0853
103601101 | WHITMORE 1101 | OH | 12kV | Tier 3 - Extreme | 32.3757
103611101 | WILDWOOD 1101 | OH | 12kV | Tier 2 - Elevated | 32.3763
103721101 | PIT NO 1 1101 | OH | 12kV |  | 23.8789
103721101 | PIT NO 1 1101 | OH | 12kV | Tier 2 - Elevated | 29.0503
103732101 | PIT NO 3 2101 | OH | 12kV |  | 1.0277
103732101 | PIT NO 3 2101 | OH | 12kV | Tier 2 - Elevated | 43.0954
103732101 | PIT NO 3 2101 | OH | 21kV | Tier 2 - Elevated | 4.531
103751101 | BIG BEND 1101 | OH | 12kV | Tier 2 - Elevated | 14.6865
103751101 | BIG BEND 1101 | OH | 12kV | Tier 3 - Extreme | 42.6799
103751102 | BIG BEND 1102 | OH | 12kV |  | 0.10553
103751102 | BIG BEND 1102 | OH | 12kV | Tier 3 - Extreme | 38.1261
152011102 | MARYSVILLE 1102 | OH | 12kV |  | 7.4372
152011103 | MARYSVILLE 1103 | OH | 12kV |  | 11.9767
152011104 | MARYSVILLE 1104 | OH | 12kV |  | 5.5874
152011105 | MARYSVILLE 1105 | OH | 12kV |  | 8.5975
152011106 | MARYSVILLE 1106 | OH | 12kV |  | 3.5357
152011107 | MARYSVILLE 1107 | OH | 12kV |  | 8.5157
152011108 | MARYSVILLE 1108 | OH | 12kV |  | 51.5981
152031101 | GRASS VALLEY 1101 | OH | 12kV |  | 2.7236
152031101 | GRASS VALLEY 1101 | OH | 12kV | Tier 2 - Elevated | 13.7554
152031101 | GRASS VALLEY 1101 | OH | 12kV | Tier 3 - Extreme | 2.3106
152031102 | GRASS VALLEY 1102 | OH | 12kV |  | 5.7308
152031102 | GRASS VALLEY 1102 | OH | 12kV | Tier 2 - Elevated | 0.062035
152031103 | GRASS VALLEY 1103 | OH | 12kV |  | 1.6426
152031103 | GRASS VALLEY 1103 | OH | 12kV | Tier 2 - Elevated | 86.1644
152061101 | ROCKLIN 1101 | OH | 12kV |  | 5.1895
152061102 | ROCKLIN 1102 | OH | 12kV |  | 18.8544
152061103 | ROCKLIN 1103 | OH | 12kV |  | 5.0867
152061104 | ROCKLIN 1104 | OH | 12kV |  | 3.2956
152101101 | ALLEGHANY 1101 | OH |  | Tier 3 - Extreme | 0.10147
152101101 | ALLEGHANY 1101 | OH | 12kV |  | 10.8597
152101101 | ALLEGHANY 1101 | OH | 12kV | Tier 2 - Elevated | 26.9929
152101101 | ALLEGHANY 1101 | OH | 12kV | Tier 3 - Extreme | 32.3697
152101101 | ALLEGHANY 1101 | OH | 12kV | Zone 1 - HHZ | 7.1216
152101102 | ALLEGHANY 1102 | OH | 12kV | Tier 3 - Extreme | 18.0549
152111101 | BARRY 1101 | OH | 12kV |  | 32.0195
152111102 | BARRY 1102 | OH | 12kV |  | 17.7128
152111103 | BARRY 1103 | OH | 12kV |  | 33.0617
152151101 | EAST NICOLAUS 1101 | OH | 12kV |  | 68.808
152151102 | EAST NICOLAUS 1102 | OH | 12kV |  | 58.8489
152151103 | EAST NICOLAUS 1103 | OH | 12kV |  | 117.122
152161101 | AUBURN 1101 | OH | 12kV |  | 1.7859
152161101 | AUBURN 1101 | OH | 12kV | Tier 2 - Elevated | 3.1625
152161102 | AUBURN 1102 | OH | 12kV |  | 5.9605
152161102 | AUBURN 1102 | OH | 12kV | Tier 2 - Elevated | 2.9691
152181101 | FORESTHILL 1101 | OH | 12kV | Tier 2 - Elevated | 0.35097
152181101 | FORESTHILL 1101 | OH | 12kV | Tier 3 - Extreme | 64.569
152181102 | FORESTHILL 1102 | OH | 12kV | Tier 2 - Elevated | 7.7661
152181102 | FORESTHILL 1102 | OH | 12kV | Tier 3 - Extreme | 21.7539
152201101 | PIKE CITY 1101 | OH | 12kV | Tier 3 - Extreme | 34.0516
152201102 | PIKE CITY 1102 | OH | 12kV | Tier 3 - Extreme | 9.5168
152241101 | HALSEY 1101 | OH | 12kV |  | 0.0034033
152241101 | HALSEY 1101 | OH | 12kV | Tier 2 - Elevated | 68.6619
152241102 | HALSEY 1102 | OH | 12kV |  | 10.1359
152241102 | HALSEY 1102 | OH | 12kV | Tier 2 - Elevated | 57.9117
152251101 | SPAULDING 1101 | OH | 12kV |  | 3.2507
152251101 | SPAULDING 1101 | OH | 12kV | Tier 2 - Elevated | 19.3122
152251101 | SPAULDING 1101 | OH | 12kV | Tier 3 - Extreme | 1.1904
152251101 | SPAULDING 1101 | OH | 12kV | Zone 1 - HHZ | 0.37378
152261103 | DIAMOND SPRINGS 1103 | OH | 12kV |  | 18.7594
152261103 | DIAMOND SPRINGS 1103 | OH | 12kV | Tier 2 - Elevated | 22.2923
152261103 | DIAMOND SPRINGS 1103 | OH | 12kV | Tier 3 - Extreme | 10.1946
152261103 | DIAMOND SPRINGS 1103 | OH | 21kV | Tier 2 - Elevated | 0.0028409
152261104 | DIAMOND SPRINGS 1104 | OH | 12kV |  | 5.6927
152261104 | DIAMOND SPRINGS 1104 | OH | 12kV | Tier 2 - Elevated | 4.9136
152261104 | DIAMOND SPRINGS 1104 | OH | 12kV | Tier 3 - Extreme | 7.5046
152261105 | DIAMOND SPRINGS 1105 | OH | 12kV |  | 8.4244
152261105 | DIAMOND SPRINGS 1105 | OH | 12kV | Tier 2 - Elevated | 49.038
152261105 | DIAMOND SPRINGS 1105 | OH | 12kV | Tier 3 - Extreme | 76.057
152261106 | DIAMOND SPRINGS 1106 | OH | 12kV |  | 10.9042
152261106 | DIAMOND SPRINGS 1106 | OH | 12kV | Tier 2 - Elevated | 96.2837
152261106 | DIAMOND SPRINGS 1106 | OH | 21kV | Tier 2 - Elevated | 15.1995
152261107 | DIAMOND SPRINGS 1107 | OH | 12kV |  | 6.6085
152261107 | DIAMOND SPRINGS 1107 | OH | 12kV | Tier 2 - Elevated | 18.0662
152261107 | DIAMOND SPRINGS 1107 | OH | 12kV | Tier 3 - Extreme | 34.2915
152271101 | WISE 1101 | OH | 12kV |  | 7.8158
152271101 | WISE 1101 | OH | 12kV | Tier 2 - Elevated | 5.6633
152271102 | WISE 1102 | OH | 12kV |  | 5.4897
152271102 | WISE 1102 | OH | 12kV | Tier 2 - Elevated | 114.0261
152282101 | MOUNTAIN QUARRIES 2101 | OH | 21kV |  | 0.91051
152282101 | MOUNTAIN QUARRIES 2101 | OH | 21kV | Tier 2 - Elevated | 200.8811
152282101 | MOUNTAIN QUARRIES 2101 | OH | 21kV | Tier 3 - Extreme | 22.9153
152291101 | TAMARACK 1101 | OH | 12kV |  | 0.75557
152291101 | TAMARACK 1101 | OH | 12kV | Tier 2 - Elevated | 18.6198
152291101 | TAMARACK 1101 | OH | 12kV | Zone 1 - HHZ | 0.13442
152291102 | TAMARACK 1102 | OH | 12kV |  | 7.5135
152291102 | TAMARACK 1102 | OH | 12kV | Zone 1 - HHZ | 0.41063
152301101 | BONNIE NOOK 1101 | OH | 12kV | Tier 3 - Extreme | 24.2574
152301102 | BONNIE NOOK 1102 | OH | 12kV | Tier 3 - Extreme | 33.9932
152321101 | DRUM 1101 | OH | 12kV | Tier 2 - Elevated | 0.040693
152321101 | DRUM 1101 | OH | 12kV | Tier 3 - Extreme | 18.3216
152331105 | EAST MARYSVILLE 1105 | OH | 12kV |  | 39.3015
152331107 | EAST MARYSVILLE 1107 | OH | 12kV |  | 8.0071
152331108 | EAST MARYSVILLE 1108 | OH | 12kV |  | 67.8919
152431101 | SHADY GLEN 1101 | OH | 12kV |  | 6.2143
152431101 | SHADY GLEN 1101 | OH | 12kV | Tier 2 - Elevated | 39.6035
152431101 | SHADY GLEN 1101 | OH | 12kV | Tier 3 - Extreme | 0.26733
152431102 | SHADY GLEN 1102 | OH | 12kV |  | 1.7868
152431102 | SHADY GLEN 1102 | OH | 12kV | Tier 2 - Elevated | 25.9957
152431102 | SHADY GLEN 1102 | OH | 12kV | Tier 3 - Extreme | 13.6536
152442103 | PLEASANT GROVE 2103 | OH | 21kV |  | 1.8847
152442104 | PLEASANT GROVE 2104 | OH | 21kV |  | 2.4266
152442107 | PLEASANT GROVE 2107 | OH | 21kV |  | 0.016356
152442108 | PLEASANT GROVE 2108 | OH | 21kV |  | 2.0984
152442110 | PLEASANT GROVE 2110 | OH | 12kV |  | 28.8313
152442110 | PLEASANT GROVE 2110 | OH | 21kV |  | 6.0053
152461101 | PLACER 1101 | OH | 12kV |  | 6.4825
152461101 | PLACER 1101 | OH | 12kV | Tier 2 - Elevated | 1.2388
152461102 | PLACER 1102 | OH | 12kV |  | 0.27012
152461102 | PLACER 1102 | OH | 12kV | Tier 2 - Elevated | 1.8837
152461103 | PLACER 1103 | OH | 12kV |  | 17.4806
152461103 | PLACER 1103 | OH | 12kV | Tier 2 - Elevated | 12.0739
152461104 | PLACER 1104 | OH | 12kV |  | 12.9687
152461104 | PLACER 1104 | OH | 12kV | Tier 2 - Elevated | 0.52764
152471101 | COLUMBIA HILL 1101 | OH | 12kV | Tier 2 - Elevated | 17.4849
152471101 | COLUMBIA HILL 1101 | OH | 12kV | Tier 3 - Extreme | 72.6934
152481102 | BRUNSWICK 1102 | OH | 12kV |  | 2.6167
152481102 | BRUNSWICK 1102 | OH | 12kV | Tier 2 - Elevated | 4.6949
152481102 | BRUNSWICK 1102 | OH | 12kV | Tier 3 - Extreme | 46.8216
152481103 | BRUNSWICK 1103 | OH | 12kV |  | 7.5558
152481103 | BRUNSWICK 1103 | OH | 12kV | Tier 2 - Elevated | 16.3755
152481103 | BRUNSWICK 1103 | OH | 12kV | Tier 3 - Extreme | 39.0892
152481104 | BRUNSWICK 1104 | OH | 12kV |  | 1.999
152481104 | BRUNSWICK 1104 | OH | 12kV | Tier 2 - Elevated | 29.8233
152481104 | BRUNSWICK 1104 | OH | 12kV | Tier 3 - Extreme | 26.2838
152481105 | BRUNSWICK 1105 | OH | 12kV |  | 0.26514
152481105 | BRUNSWICK 1105 | OH | 12kV | Tier 2 - Elevated | 5.6935
152481105 | BRUNSWICK 1105 | OH | 12kV | Tier 3 - Extreme | 116.2667
152481106 | BRUNSWICK 1106 | OH | 12kV |  | 12.2154
152481106 | BRUNSWICK 1106 | OH | 12kV | Tier 2 - Elevated | 50.5972
152481106 | BRUNSWICK 1106 | OH | 12kV | Tier 3 - Extreme | 121.2005
152481107 | BRUNSWICK 1107 | OH |  |  | 0.0022727
152481107 | BRUNSWICK 1107 | OH | 12kV |  | 10.6485
152481107 | BRUNSWICK 1107 | OH | 12kV | Tier 2 - Elevated | 5.6648
152481107 | BRUNSWICK 1107 | OH | 12kV | Tier 3 - Extreme | 3.1612
152481110 | BRUNSWICK 1110 | OH | 12kV |  | 10.1734
152481110 | BRUNSWICK 1110 | OH | 12kV | Tier 2 - Elevated | 22.7843
152491101 | WEIMAR 1101 | OH | 12kV | Tier 2 - Elevated | 74.4328
152491102 | WEIMAR 1102 | OH | 12kV | Tier 2 - Elevated | 28.2673
152531101 | FLINT 1101 | OH | 12kV |  | 12.0615
152531101 | FLINT 1101 | OH | 12kV | Tier 2 - Elevated | 6.2548
152531102 | FLINT 1102 | OH | 12kV | Tier 2 - Elevated | 0.072455
152561103 | PENRYN 1103 | OH | 12kV |  | 12.8671
152561103 | PENRYN 1103 | OH | 12kV | Tier 2 - Elevated | 66.2418
152561105 | PENRYN 1105 | OH | 12kV |  | 57.3175
152561105 | PENRYN 1105 | OH | 12kV | Tier 2 - Elevated | 35.1857
152561106 | PENRYN 1106 | OH | 12kV |  | 25.1353
152561106 | PENRYN 1106 | OH | 12kV | Tier 2 - Elevated | 0.96961
152561107 | PENRYN 1107 | OH | 12kV |  | 48.0338
152561107 | PENRYN 1107 | OH | 12kV | Tier 2 - Elevated | 36.2366
152571101 | HORSESHOE 1101 | OH | 12kV |  | 31.4312
152571101 | HORSESHOE 1101 | OH | 12kV | Tier 2 - Elevated | 4.9437
152571102 | HORSESHOE 1102 | OH | 12kV |  | 14.8656
152571103 | HORSESHOE 1103 | OH | 12kV |  | 5.3598
152571104 | HORSESHOE 1104 | OH | 12kV |  | 9.6894
152571104 | HORSESHOE 1104 | OH | 12kV | Tier 2 - Elevated | 1.9726
152571105 | HORSESHOE 1105 | OH | 12kV |  | 2.2654
152571106 | HORSESHOE 1106 | OH | 12kV |  | 15.2932
152581103 | DEL MAR 1103 | OH | 12kV |  | 13.0051
152581104 | DEL MAR 1104 | OH | 12kV |  | 0.0034561
152582105 | DEL MAR 2105 | OH | 12kV |  | 0.15754
152582105 | DEL MAR 2105 | OH | 21kV |  | 13.6862
152582106 | DEL MAR 2106 | OH | 12kV |  | 3.4605
152582109 | DEL MAR 2109 | OH | 12kV | Tier 2 - Elevated | 0.0071408
152582109 | DEL MAR 2109 | OH | 21kV |  | 5.1947
152582109 | DEL MAR 2109 | OH | 21kV | Tier 2 - Elevated | 2.0242
152582110 | DEL MAR 2110 | OH | 21kV |  | 2.3186
152591101 | SUMMIT 1101 | OH | 12kV |  | 5.9655
152591101 | SUMMIT 1101 | OH | 12kV | Tier 2 - Elevated | 7.1902
152591101 | SUMMIT 1101 | OH | 12kV | Zone 1 - HHZ | 2.0165
152591102 | SUMMIT 1102 | OH | 12kV | Tier 2 - Elevated | 5.0221
152691103 | HIGGINS 1103 | OH | 12kV |  | 4.8606
152691103 | HIGGINS 1103 | OH | 12kV | Tier 2 - Elevated | 74.7678
152691104 | HIGGINS 1104 | OH | 12kV |  | 12.7792
152691104 | HIGGINS 1104 | OH | 12kV | Tier 2 - Elevated | 71.4841
152691107 | HIGGINS 1107 | OH | 12kV |  | 14.6611
152691107 | HIGGINS 1107 | OH | 12kV | Tier 2 - Elevated | 17.8519
152691108 | HIGGINS 1108 | OH | 12kV |  | 0.02041
152691109 | HIGGINS 1109 | OH | 12kV |  | 0.5812
152691109 | HIGGINS 1109 | OH | 12kV | Tier 2 - Elevated | 140.7561
152691110 | HIGGINS 1110 | OH | 12kV |  | 8.3261
152691110 | HIGGINS 1110 | OH | 12kV | Tier 2 - Elevated | 49.358
152701107 | BELL 1107 | OH | 12kV |  | 7.8272
152701107 | BELL 1107 | OH | 12kV | Tier 2 - Elevated | 42.6131
152701108 | BELL 1108 | OH | 12kV |  | 15.15
152701108 | BELL 1108 | OH | 12kV | Tier 2 - Elevated | 65.6412
152701109 | BELL 1109 | OH | 12kV |  | 4.1341
152701109 | BELL 1109 | OH | 12kV | Tier 2 - Elevated | 14.0315
152701110 | BELL 1110 | OH | 12kV |  | 11.1323
152701110 | BELL 1110 | OH | 12kV | Tier 2 - Elevated | 0.14876
152762101 | EL DORADO PH 2101 | OH | 12kV |  | 9.7787
152762101 | EL DORADO PH 2101 | OH | 12kV | Tier 2 - Elevated | 0.71906
152762101 | EL DORADO PH 2101 | OH | 12kV | Zone 1 - HHZ | 0.7347
152762101 | EL DORADO PH 2101 | OH | 21kV | Tier 2 - Elevated | 24.7634
152762101 | EL DORADO PH 2101 | OH | 21kV | Tier 3 - Extreme | 130.6861
152762102 | EL DORADO PH 2102 | OH | 12kV | Tier 3 - Extreme | 8.6092
152762102 | EL DORADO PH 2102 | OH | 21kV | Tier 3 - Extreme | 25.5757
152811101 | WHEATLAND 1101 | OH | 12kV |  | 0.0034831
152811102 | WHEATLAND 1102 | OH | 12kV |  | 30.3568
152811104 | WHEATLAND 1104 | OH | 12kV |  | 114.3896
152811105 | WHEATLAND 1105 | OH | 12kV |  | 65.1935
152811105 | WHEATLAND 1105 | OH | 12kV | Tier 2 - Elevated | 10.0381
152851102 | HARTER 1102 | OH | 12kV |  | 4.3857
152851104 | HARTER 1104 | OH | 12kV |  | 7.2314
152851105 | HARTER 1105 | OH | 12kV |  | 23.5242
152851106 | HARTER 1106 | OH | 12kV |  | 2.1179
152851107 | HARTER 1107 | OH | 12kV |  | 10.2391
152901101 | OLIVEHURST 1101 | OH | 12kV |  | 22.0756
152901102 | OLIVEHURST 1102 | OH | 12kV |  | 5.8221
152901103 | OLIVEHURST 1103 | OH | 12kV |  | 52.1859
152901104 | OLIVEHURST 1104 | OH | 12kV |  | 11.4323
152901105 | OLIVEHURST 1105 | OH | 12kV |  | 54.0398
152921101 | BROWNS VALLEY 1101 | OH | 12kV |  | 22.0646
152921101 | BROWNS VALLEY 1101 | OH | 12kV | Tier 2 - Elevated | 43.7697
153081109 | PLACERVILLE 1109 | OH | 12kV |  | 0.28372
153081109 | PLACERVILLE 1109 | OH | 12kV | Tier 2 - Elevated | 10.7654
153081110 | PLACERVILLE 1110 | OH | 12kV |  | 0.99089
153081110 | PLACERVILLE 1110 | OH | 12kV | Tier 2 - Elevated | 8.1616
153081110 | PLACERVILLE 1110 | OH | 12kV | Tier 3 - Extreme | 0.3228
153081110 | PLACERVILLE 1110 | OH | 21kV | Tier 2 - Elevated | 24.499
153081110 | PLACERVILLE 1110 | OH | 21kV | Tier 3 - Extreme | 0.47819
153081111 | PLACERVILLE 1111 | OH | 12kV |  | 3.2942
153081111 | PLACERVILLE 1111 | OH | 12kV | Tier 2 - Elevated | 15.5199
153081112 | PLACERVILLE 1112 | OH | 12kV |  | 2.2173
153081112 | PLACERVILLE 1112 | OH | 12kV | Tier 2 - Elevated | 27.5284
153082106 | PLACERVILLE 2106 | OH | 12kV | Tier 2 - Elevated | 11.166
153082106 | PLACERVILLE 2106 | OH | 12kV | Tier 3 - Extreme | 94.0562
153082106 | PLACERVILLE 2106 | OH | 21kV |  | 0.26095
153082106 | PLACERVILLE 2106 | OH | 21kV | Tier 2 - Elevated | 82.6488
153082106 | PLACERVILLE 2106 | OH | 21kV | Tier 3 - Extreme | 86.2251
153131151 | NARROWS PH 1151 | OH | 12kV | Tier 2 - Elevated | 0.17833
153132101 | NARROWS 2101 | OH | 12kV | Tier 2 - Elevated | 58.1175
153132101 | NARROWS 2101 | OH | 21kV | Tier 2 - Elevated | 3.3562
153132102 | NARROWS 2102 | OH | 21kV |  | 24.0641
153132102 | NARROWS 2102 | OH | 21kV | Tier 2 - Elevated | 93.5567
153132104 | NARROWS 2104 | OH | 21kV | Tier 2 - Elevated | 0.0028409
153132105 | NARROWS 2105 | OH | 12kV | Tier 2 - Elevated | 25.3578
153132105 | NARROWS 2105 | OH | 21kV |  | 19.5613
153132105 | NARROWS 2105 | OH | 21kV | Tier 2 - Elevated | 151.6356
153612103 | CLARKSVILLE 2103 | OH | 12kV |  | 13.0117
153612103 | CLARKSVILLE 2103 | OH | 12kV | Tier 2 - Elevated | 10.6274
153612103 | CLARKSVILLE 2103 | OH | 12kV | Tier 3 - Extreme | 19.6423
153612103 | CLARKSVILLE 2103 | OH | 21kV |  | 7.148
153612104 | CLARKSVILLE 2104 | OH | 12kV |  | 2.7323
153612104 | CLARKSVILLE 2104 | OH | 21kV |  | 9.9037
153612104 | CLARKSVILLE 2104 | OH | 21kV | Tier 2 - Elevated | 21.9411
153612104 | CLARKSVILLE 2104 | OH | 21kV | Tier 3 - Extreme | 42.0987
153612105 | CLARKSVILLE 2105 | OH | 21kV |  | 2.8652
153612105 | CLARKSVILLE 2105 | OH | 21kV | Tier 2 - Elevated | 4.6529
153612105 | CLARKSVILLE 2105 | OH | 21kV | Tier 3 - Extreme | 5.8848
153612106 | CLARKSVILLE 2106 | OH | 21kV |  | 1.7291
153612106 | CLARKSVILLE 2106 | OH | 21kV | Tier 2 - Elevated | 0.4727
153612109 | CLARKSVILLE 2109 | OH | 21kV |  | 8.3585
153612109 | CLARKSVILLE 2109 | OH | 21kV | Tier 2 - Elevated | 2.0126
153612109 | CLARKSVILLE 2109 | OH | 21kV | Tier 3 - Extreme | 1.9833
153612110 | CLARKSVILLE 2110 | OH | 21kV |  | 7.0354
153651103 | SHINGLE SPRINGS 1103 | OH | 12kV |  | 5.922
153651103 | SHINGLE SPRINGS 1103 | OH | 12kV | Tier 2 - Elevated | 3.1703
153651103 | SHINGLE SPRINGS 1103 | OH | 12kV | Tier 3 - Extreme | 4.6266
153651104 | SHINGLE SPRINGS 1104 | OH | 12kV |  | 16.2591
153651104 | SHINGLE SPRINGS 1104 | OH | 12kV | Tier 2 - Elevated | 6.8109
153651104 | SHINGLE SPRINGS 1104 | OH | 12kV | Tier 3 - Extreme | 37.1168
153652105 | SHINGLE SPRINGS 2105 | OH | 12kV |  | 0.49532
153652105 | SHINGLE SPRINGS 2105 | OH | 12kV | Tier 2 - Elevated | 1.9837
153652105 | SHINGLE SPRINGS 2105 | OH | 21kV |  | 1.8236
153652105 | SHINGLE SPRINGS 2105 | OH | 21kV | Tier 2 - Elevated | 2.3892
153652105 | SHINGLE SPRINGS 2105 | OH | 21kV | Tier 3 - Extreme | 26.2258
153652108 | SHINGLE SPRINGS 2108 | OH | 12kV |  | 6.5577
153652108 | SHINGLE SPRINGS 2108 | OH | 12kV | Tier 2 - Elevated | 5.0823
153652108 | SHINGLE SPRINGS 2108 | OH | 12kV | Tier 3 - Extreme | 0.0064225
153652108 | SHINGLE SPRINGS 2108 | OH | 21kV |  | 8.0224
153652108 | SHINGLE SPRINGS 2108 | OH | 21kV | Tier 2 - Elevated | 2.6358
153652108 | SHINGLE SPRINGS 2108 | OH | 21kV | Tier 3 - Extreme | 7.4854
153652109 | SHINGLE SPRINGS 2109 | OH | 12kV | Tier 2 - Elevated | 6.6307
153652109 | SHINGLE SPRINGS 2109 | OH | 21kV |  | 0.65089
153652109 | SHINGLE SPRINGS 2109 | OH | 21kV | Tier 2 - Elevated | 96.996
153652109 | SHINGLE SPRINGS 2109 | OH | 21kV | Tier 3 - Extreme | 109.3362
153652110 | SHINGLE SPRINGS 2110 | OH | 12kV |  | 1.7329
153652110 | SHINGLE SPRINGS 2110 | OH | 12kV | Tier 2 - Elevated | 7.1741
153652110 | SHINGLE SPRINGS 2110 | OH | 12kV | Tier 3 - Extreme | 55.0378
153652110 | SHINGLE SPRINGS 2110 | OH | 21kV |  | 0.61588
153652110 | SHINGLE SPRINGS 2110 | OH | 21kV | Tier 2 - Elevated | 0.19631
153652110 | SHINGLE SPRINGS 2110 | OH | 21kV | Tier 3 - Extreme | 0.43611
153661103 | APPLE HILL 1103 | OH | 12kV |  | 9.9521
153661103 | APPLE HILL 1103 | OH | 12kV | Tier 2 - Elevated | 35.5713
153661103 | APPLE HILL 1103 | OH | 12kV | Tier 3 - Extreme | 14.7614
153661103 | APPLE HILL 1103 | OH | 21kV | Tier 2 - Elevated | 0.0028409
153661104 | APPLE HILL 1104 | OH | 12kV |  | 4.6126
153661104 | APPLE HILL 1104 | OH | 12kV | Tier 2 - Elevated | 35.3888
153661104 | APPLE HILL 1104 | OH | 12kV | Tier 3 - Extreme | 55.684
153662102 | APPLE HILL 2102 | OH | 21kV | Tier 2 - Elevated | 0.056211
153662102 | APPLE HILL 2102 | OH | 12kV | Tier 2 - Elevated | 0.017199
153662102 | APPLE HILL 2102 | OH | 21kV |  | 12.7558
153662102 | APPLE HILL 2102 | OH | 21kV | Tier 2 - Elevated | 228.7269
153662102 | APPLE HILL 2102 | OH | 21kV | Tier 3 - Extreme | 104.3532
153701101 | LINCOLN 1101 | OH | 12kV |  | 36.4358
153701101 | LINCOLN 1101 | OH | 12kV | Tier 2 - Elevated | 16.071
153701102 | LINCOLN 1102 | OH | 12kV |  | 10.0098
153701104 | LINCOLN 1104 | OH | 12kV |  | 103.5656
153701104 | LINCOLN 1104 | OH | 12kV | Tier 2 - Elevated | 33.255
153701105 | LINCOLN 1105 | OH | 12kV |  | 32.3514
153702108 | LINCOLN 2108 | OH | 12kV |  | 1.8068
153702109 | LINCOLN 2109 | OH | 21kV |  | 0.33649
153711101 | TUDOR 1101 | OH | 12kV |  | 31.7193
153711102 | TUDOR 1102 | OH | 12kV |  | 23.2414
153731101 | PLUMAS 1101 | OH | 12kV |  | 32.3291
153731102 | PLUMAS 1102 | OH | 12kV |  | 5.6275
153732106 | PLUMAS 2106 | OH | 12kV |  | 27.099
153732106 | PLUMAS 2106 | OH | 21kV |  | 4.8581
153732107 | PLUMAS 2107 | OH | 12kV |  | 37.1136
153732107 | PLUMAS 2107 | OH | 21kV |  | 2.6596
153741101 | DOBBINS 1101 | OH | 12kV |  | 1.0169
153741101 | DOBBINS 1101 | OH | 12kV | Tier 2 - Elevated | 54.2742
153741101 | DOBBINS 1101 | OH | 12kV | Tier 3 - Extreme | 26.9185
153751101 | PEASE 1101 | OH | 12kV |  | 6.8117
153751102 | PEASE 1102 | OH | 12kV |  | 3.9801
153751103 | PEASE 1103 | OH | 12kV |  | 97.4918
153751104 | PEASE 1104 | OH | 12kV |  | 62.4529
153751105 | PEASE 1105 | OH | 12kV |  | 8.2708
153761101 | CATLETT 1101 | OH | 12kV |  | 0.025009
153761102 | CATLETT 1102 | OH | 12kV |  | 83.4624
153761105 | CATLETT 1105 | OH | 12kV |  | 54.144
153771101 | LIVE OAK 1101 | OH | 12kV |  | 25.1577
153771102 | LIVE OAK 1102 | OH | 12kV |  | 25.8347
153771104 | LIVE OAK 1104 | OH | 12kV |  | 115.5113
153781102 | BOGUE 1102 | OH | 12kV |  | 17.7188
153781103 | BOGUE 1103 | OH | 12kV |  | 16.1691
153781104 | BOGUE 1104 | OH | 12kV |  | 4.6246
153781105 | BOGUE 1105 | OH | 12kV |  | 10.4555
153781106 | BOGUE 1106 | OH | 12kV |  | 59.8823
153781107 | BOGUE 1107 | OH | 12kV |  | 15.9041
153791101 | SMARTVILLE 1101 | OH | 12kV |  | 0.27427
153791101 | SMARTVILLE 1101 | OH | 12kV | Tier 2 - Elevated | 16.0702
158031101 | ECHO SUMMIT 1101 | OH | 12kV |  | 8.8722
158031101 | ECHO SUMMIT 1101 | OH | 12kV | Tier 2 - Elevated | 5.9498
158031101 | ECHO SUMMIT 1101 | OH | 12kV | Zone 1 - HHZ | 0.042411
161380201 | TIGER CREEK 0201 | OH | 2.4kV | Tier 2 - Elevated | 2.0461
161380201 | TIGER CREEK 0201 | OH | 2.4kV | Tier 3 - Extreme | 1.7187
162071101 | LINDEN 1101 | OH | 12kV |  | 34.8081
162071103 | LINDEN 1103 | OH | 12kV |  | 41.4491
162071104 | LINDEN 1104 | OH | 12kV |  | 56.0615
162081101 | NEW HOPE 1101 | OH | 12kV |  | 38.5179
162081101 | NEW HOPE 1101 | OH | 21kV |  | 0.0035805
162081102 | NEW HOPE 1102 | OH | 12kV |  | 58.8663
162091101 | MIDDLE RIVER 1101 | OH | 12kV |  | 31.3973
162091102 | MIDDLE RIVER 1102 | OH | 12kV |  | 36.5856
162091103 | MIDDLE RIVER 1103 | OH | 12kV |  | 28.5438
162111101 | LODI 1101 | OH | 12kV |  | 28.4214
162111102 | LODI 1102 | OH | 4.8kV |  | 33.8391
162111102 | LODI 1102 | OH | 12kV |  | 89.1985
162161101 | ELECTRA 1101 | OH | 12kV |  | 3.5335
162161101 | ELECTRA 1101 | OH | 12kV | Tier 2 - Elevated | 81.5506
162161102 | ELECTRA 1102 | OH | 12kV |  | 2.4222
162161102 | ELECTRA 1102 | OH | 12kV | Tier 2 - Elevated | 17.0017
162211101 | CALAVERAS CEMENT 1101 | OH | 12kV |  | 16.88
162211101 | CALAVERAS CEMENT 1101 | OH | 12kV | Tier 2 - Elevated | 185.508
162211101 | CALAVERAS CEMENT 1101 | OH | 12kV | Tier 3 - Extreme | 7.7647
162211101 | CALAVERAS CEMENT 1101 | OH | 17kV | Tier 2 - Elevated | 33.777
162231101 | COLONY 1101 | OH | 12kV |  | 18.9565
162231102 | COLONY 1102 | OH | 12kV |  | 47.6802
162300401 | MONARCH 0401 | OH | 4.16kV |  | 3.1977
162300402 | MONARCH 0402 | OH | 4.16kV |  | 2.8436
162300403 | MONARCH 0403 | OH | 4.16kV |  | 4.6129
162370404 | STOCKTON A 0404 | OH | 4.16kV |  | 5.1724
162370405 | STOCKTON A 0405 | OH | 4.16kV |  | 0.38603
162370406 | STOCKTON A 0406 | OH | 4.16kV |  | 3.2845
162370410 | STOCKTON A 0410 | OH | 4.16kV |  | 6.3028
162371101 | STOCKTON A 1101 | OH | 12kV |  | 4.0695
162371102 | STOCKTON A 1102 | OH | 12kV |  | 6.4738
162371103 | STOCKTON A 1103 | OH | 12kV |  | 0.20218
162371104 | STOCKTON A 1104 | OH | 12kV |  | 15.9219
162371105 | STOCKTON A 1105 | OH | 12kV |  | 11.0017
162371106 | STOCKTON A 1106 | OH | 12kV |  | 19.1136
162371107 | STOCKTON A 1107 | OH | 12kV |  | 16.3257
162371108 | STOCKTON A 1108 | OH | 12kV |  | 8.9601
162371109 | STOCKTON A 1109 | OH | 12kV |  | 11.9024
162371110 | STOCKTON A 1110 | OH | 12kV |  | 10.1058
162371111 | STOCKTON A 1111 | OH | 12kV |  | 0.068472
162421101 | STAGG 1101 | OH | 12kV |  | 19.611
162421103 | STAGG 1103 | OH | 12kV |  | 6.0486
162421105 | STAGG 1105 | OH | 12kV |  | 12.1124
162421106 | STAGG 1106 | OH | 12kV |  | 1.8594
162422104 | STAGG 2104 | OH | 12kV |  | 19.8944
162422105 | STAGG 2105 | OH | 21kV |  | 4.5329
162422106 | STAGG 2106 | OH | 21kV |  | 5.4624
162422107 | STAGG 2107 | OH | 21kV |  | 6.0395
162422108 | STAGG 2108 | OH | 21kV |  | 5.8313
162471101 | BANTA 1101 | OH | 12kV |  | 23.1483
162471102 | BANTA 1102 | OH | 12kV |  | 15.2167
162471103 | BANTA 1103 | OH | 12kV |  | 60.0876
162611701 | MANTECA 1701 | OH | 17kV |  | 6.146
162611702 | MANTECA 1702 | OH | 17kV |  | 15.0495
162611703 | MANTECA 1703 | OH | 17kV |  | 16.1803
162611704 | MANTECA 1704 | OH | 17kV |  | 7.5546
162611705 | MANTECA 1705 | OH | 17kV |  | 34.9467
162611706 | MANTECA 1706 | OH | 17kV |  | 7.4845
162611707 | MANTECA 1707 | OH | 17kV |  | 11.1271
162611708 | MANTECA 1708 | OH | 17kV |  | 7.7028
162671101 | WESTLEY 1101 | OH | 12kV |  | 86.8275
162671102 | WESTLEY 1102 | OH | 12kV |  | 0.068049
162671103 | WESTLEY 1103 | OH | 12kV |  | 95.6123
162671103 | WESTLEY 1103 | OH | 12kV | Tier 2 - Elevated | 0.52319
162701701 | VIERRA 1701 | OH | 17kV |  | 15.1884
162701702 | VIERRA 1702 | OH | 17kV |  | 6.9466
162701703 | VIERRA 1703 | OH | 17kV |  | 5.7912
162701703 | VIERRA 1703 | OH | 21kV |  | 0.083635
162701706 | VIERRA 1706 | OH | 17kV |  | 6.8653
162701707 | VIERRA 1707 | OH | 17kV |  | 48.1997
162741101 | NEWMAN 1101 | OH | 12kV |  | 36.6405
162741102 | NEWMAN 1102 | OH | 12kV |  | 9.5475
162741105 | NEWMAN 1105 | OH | 12kV |  | 40.3849
162741106 | NEWMAN 1106 | OH | 12kV |  | 34.7926
162771101 | LAMMERS 1101 | OH | 12kV |  | 10.051
162771102 | LAMMERS 1102 | OH | 12kV |  | 5.8553
162771103 | LAMMERS 1103 | OH | 12kV |  | 6.8057
162771105 | LAMMERS 1105 | OH | 12kV |  | 1.7909
162771106 | LAMMERS 1106 | OH | 12kV |  | 2.4144
162771107 | LAMMERS 1107 | OH | 12kV |  | 9.1645
162821701 | STANISLAUS 1701 | OH | 17kV | Tier 2 - Elevated | 22.6172
162821701 | STANISLAUS 1701 | OH | 17kV | Tier 3 - Extreme | 22.6806
162821702 | STANISLAUS 1702 | OH | 17kV | Tier 2 - Elevated | 6.5918
162821702 | STANISLAUS 1702 | OH | 17kV | Tier 3 - Extreme | 78.8931
162831702 | SPRING GAP 1702 | OH | 17kV |  | 2.0227
162831702 | SPRING GAP 1702 | OH | 17kV | Tier 2 - Elevated | 0.67324
162831702 | SPRING GAP 1702 | OH | 17kV | Tier 3 - Extreme | 40.3965
162880402 | TRACY 0402 | OH | 4.16kV |  | 2.9177
162880405 | TRACY 0405 | OH | 4.16kV |  | 3.2371
162881102 | TRACY 1102 | OH | 12kV |  | 5.3271
162881103 | TRACY 1103 | OH | 12kV |  | 4.4116
162881104 | TRACY 1104 | OH | 12kV |  | 4.7311
162881105 | TRACY 1105 | OH | 12kV |  | 4.7267
162881106 | TRACY 1106 | OH | 12kV |  | 59.1494
162881107 | TRACY 1107 | OH | 12kV |  | 6.8989
162881109 | TRACY 1109 | OH | 12kV |  | 4.3398
162881110 | TRACY 1110 | OH | 12kV |  | 9.1241
162881111 | TRACY 1111 | OH | 12kV |  | 6.7868
162881112 | TRACY 1112 | OH | 12kV |  | 5.1308
162981702 | VALLEY HOME 1702 | OH | 17kV |  | 56.2875
162981703 | VALLEY HOME 1703 | OH | 17kV |  | 127.6426
162981704 | VALLEY HOME 1704 | OH | 17kV |  | 39.1786
162991101 | CORRAL 1101 | OH | 12kV |  | 69.0455
162991101 | CORRAL 1101 | OH | 12kV | Tier 2 - Elevated | 119.6558
162991102 | CORRAL 1102 | OH | 12kV |  | 16.0804
162991102 | CORRAL 1102 | OH | 12kV | Tier 2 - Elevated | 48.2921
162991103 | CORRAL 1103 | OH | 12kV |  | 62.9101
162991103 | CORRAL 1103 | OH | 12kV | Tier 2 - Elevated | 18.013
163011101 | MARTELL 1101 | OH | 12kV |  | 12.1437
163011101 | MARTELL 1101 | OH | 12kV | Tier 2 - Elevated | 70.6286
163011102 | MARTELL 1102 | OH | 12kV |  | 5.1775
163011102 | MARTELL 1102 | OH | 12kV | Tier 2 - Elevated | 6.9486
163011103 | MARTELL 1103 | OH | 12kV |  | 9.1474
163011103 | MARTELL 1103 | OH | 12kV | Tier 2 - Elevated | 20.2232
163021102 | TERMINOUS 1102 | OH | 12kV |  | 22.8162
163021103 | TERMINOUS 1103 | OH | 12kV |  | 31.734
163030402 | LATHROP 0402 | OH | 4.16kV |  | 0.036543
163071101 | CHANNEL 1101 | OH | 12kV |  | 9.8972
163071102 | CHANNEL 1102 | OH | 12kV |  | 8.3754
163081102 | ROUGH AND READY ISLA 1102 | OH | 12kV |  | 54.6138
163091101 | CARBONA 1101 | OH | 12kV |  | 40.5859
163091102 | CARBONA 1102 | OH | 12kV |  | 1.9333
163091103 | CARBONA 1103 | OH | 12kV |  | 4.5803
163091104 | CARBONA 1104 | OH | 12kV |  | 44.3177
163111101 | GUSTINE 1101 | OH | 12kV |  | 79.494
163111102 | GUSTINE 1102 | OH | 12kV |  | 137.187
163120401 | COUNTRY CLUB 0401 | OH | 4.16kV |  | 2.105
163120402 | COUNTRY CLUB 0402 | OH | 4.16kV |  | 5.1291
163120403 | COUNTRY CLUB 0403 | OH | 4.16kV |  | 2.7036
163121101 | COUNTRY CLUB 1101 | OH | 12kV |  | 12.0011
163121102 | COUNTRY CLUB 1102 | OH | 12kV |  | 1.3345
163121103 | COUNTRY CLUB 1103 | OH | 12kV |  | 6.2452
163121104 | COUNTRY CLUB 1104 | OH | 12kV |  | 7.1859
163121105 | COUNTRY CLUB 1105 | OH | 12kV |  | 1.6524
163121106 | COUNTRY CLUB 1106 | OH | 12kV |  | 8.9578
163130401 | EAST STOCKTON 0401 | OH | 4.16kV |  | 8.3419
163130402 | EAST STOCKTON 0402 | OH | 4.16kV |  | 9.7928
163131101 | EAST STOCKTON 1101 | OH | 12kV |  | 14.5542
163131102 | EAST STOCKTON 1102 | OH | 4.16kV |  | 0.01259
163131102 | EAST STOCKTON 1102 | OH | 12kV |  | 20.4304
163151101 | WATERLOO 1101 | OH | 12kV |  | 57.9827
163151102 | WATERLOO 1102 | OH | 12kV |  | 21.7136
163160401 | PINECREST 0401 | OH | 4.16kV |  | 0.078556
163160401 | PINECREST 0401 | OH | 4.16kV | Tier 2 - Elevated | 1.9436
163160401 | PINECREST 0401 | OH | 4.16kV | Tier 3 - Extreme | 1.1214
163191711 | RIVERBANK 1711 | OH | 17kV |  | 36.3206
163191712 | RIVERBANK 1712 | OH | 17kV |  | 54.567
163191713 | RIVERBANK 1713 | OH | 17kV |  | 54.0944
163191714 | RIVERBANK 1714 | OH | 17kV |  | 33.8057
163191715 | RIVERBANK 1715 | OH | 17kV |  | 92.043
163191716 | RIVERBANK 1716 | OH | 17kV |  | 26.9153
163201101 | WEST POINT 1101 | OH | 12kV | Tier 2 - Elevated | 0.040348
163201101 | WEST POINT 1101 | OH | 12kV | Tier 3 - Extreme | 63.3018
163201102 | WEST POINT 1102 | OH | 12kV |  | 0.50249
163201102 | WEST POINT 1102 | OH | 12kV | Tier 2 - Elevated | 68.2139
163201102 | WEST POINT 1102 | OH | 12kV | Tier 3 - Extreme | 185.5729
163211101 | MORMON 1101 | OH | 12kV |  | 66.8347
163211102 | MORMON 1102 | OH | 12kV |  | 87.8416
163211103 | MORMON 1103 | OH | 12kV |  | 19.1855
163220401 | STOCKTON ACRES 0401 | OH | 4.16kV |  | 2.3573
163220402 | STOCKTON ACRES 0402 | OH | 4.16kV |  | 3.0107
163231101 | NORTH BRANCH 1101 | OH | 12kV |  | 27.3245
163231101 | NORTH BRANCH 1101 | OH | 12kV | Tier 2 - Elevated | 63.1883
163240401 | TAR FLAT 0401 | OH | 4.16kV |  | 0.38695
163240401 | TAR FLAT 0401 | OH | 4.16kV | Tier 2 - Elevated | 3.2794
163240401 | TAR FLAT 0401 | OH | 4.16kV | Tier 3 - Extreme | 0.035362
163240402 | TAR FLAT 0402 | OH | 4.16kV |  | 1.1989
163240402 | TAR FLAT 0402 | OH | 4.16kV | Tier 2 - Elevated | 4.5677
163240402 | TAR FLAT 0402 | OH | 4.16kV | Tier 3 - Extreme | 0.85781
163251101 | CROWS LANDING 1101 | OH | 12kV |  | 44.5181
163251102 | CROWS LANDING 1102 | OH | 12kV |  | 7.5575
163270401 | OAK PARK 0401 | OH | 4.16kV |  | 2.475
163270402 | OAK PARK 0402 | OH | 4.16kV |  | 0.49947
163281101 | VICTOR 1101 | OH | 12kV |  | 6.8278
163281101 | VICTOR 1101 | OH | 21kV |  | 11.4362
163281102 | VICTOR 1102 | OH | 4.8kV |  | 27.0106
163281102 | VICTOR 1102 | OH | 12kV |  | 55.8906
163291101 | FRENCH CAMP 1101 | OH | 12kV |  | 16.4438
163291102 | FRENCH CAMP 1102 | OH | 12kV |  | 87.0523
163291103 | FRENCH CAMP 1103 | OH | 12kV |  | 1.2266
163291104 | FRENCH CAMP 1104 | OH | 12kV |  | 5.6108
163301101 | HAMMER 1101 | OH | 12kV |  | 5.5017
163301102 | HAMMER 1102 | OH | 12kV |  | 2.7632
163301103 | HAMMER 1103 | OH | 12kV |  | 3.7548
163301104 | HAMMER 1104 | OH | 12kV |  | 10.6378
163301105 | HAMMER 1105 | OH | 12kV |  | 10.8224
163301106 | HAMMER 1106 | OH | 12kV |  | 7.2348
163301108 | HAMMER 1108 | OH | 12kV |  | 6.0125
163301109 | HAMMER 1109 | OH | 12kV |  | 3.8343
163310401 | HARDING 0401 | OH | 4.16kV |  | 1.013
163310402 | HARDING 0402 | OH | 4.16kV |  | 3.8562
163310403 | HARDING 0403 | OH | 4.16kV |  | 1.8379
163310404 | HARDING 0404 | OH | 4.16kV |  | 2.688
163310405 | HARDING 0405 | OH | 4.16kV |  | 2.8455
163310406 | HARDING 0406 | OH | 4.16kV |  | 3.2032
163341101 | CLAY 1101 | OH | 12kV |  | 14.4083
163341101 | CLAY 1101 | OH | 12kV | Tier 2 - Elevated | 26.6067
163341102 | CLAY 1102 | OH | 12kV |  | 1.2688
163341102 | CLAY 1102 | OH | 12kV | Tier 2 - Elevated | 0.82654
163341103 | CLAY 1103 | OH | 12kV |  | 62.8421
163341103 | CLAY 1103 | OH | 12kV | Tier 2 - Elevated | 50.4639
163351701 | CURTIS 1701 | OH | 17kV |  | 7.8824
163351701 | CURTIS 1701 | OH | 17kV | Tier 2 - Elevated | 12.7317
163351702 | CURTIS 1702 | OH | 17kV |  | 8.1168
163351702 | CURTIS 1702 | OH | 17kV | Tier 2 - Elevated | 87.3086
163351702 | CURTIS 1702 | OH | 17kV | Tier 3 - Extreme | 22.4934
163351703 | CURTIS 1703 | OH | 17kV |  | 3.3848
163351703 | CURTIS 1703 | OH | 17kV | Tier 2 - Elevated | 178.1968
163351703 | CURTIS 1703 | OH | 17kV | Tier 3 - Extreme | 17.4233
163351704 | CURTIS 1704 | OH | 17kV |  | 0.57096
163351704 | CURTIS 1704 | OH | 17kV | Tier 2 - Elevated | 50.8935
163351704 | CURTIS 1704 | OH | 17kV | Tier 3 - Extreme | 24.3728
163351705 | CURTIS 1705 | OH | 17kV |  | 4.1357
163351705 | CURTIS 1705 | OH | 17kV | Tier 2 - Elevated | 69.994
163351705 | CURTIS 1705 | OH | 17kV | Tier 3 - Extreme | 14.3632
163451701 | FROGTOWN 1701 | OH | 17kV |  | 1.2351
163451701 | FROGTOWN 1701 | OH | 17kV | Tier 2 - Elevated | 64.1039
163451701 | FROGTOWN 1701 | OH | 17kV | Tier 3 - Extreme | 6.6497
163451702 | FROGTOWN 1702 | OH | 17kV |  | 25.6839
163451702 | FROGTOWN 1702 | OH | 17kV | Tier 2 - Elevated | 234.2098
163481101 | WEBER 1101 | OH | 12kV |  | 17.5486
163481102 | WEBER 1102 | OH | 12kV |  | 31.7539
163481103 | WEBER 1103 | OH | 12kV |  | 2.5615
163481105 | WEBER 1105 | OH | 12kV |  | 16.4874
163481107 | WEBER 1107 | OH | 12kV |  | 0.0049459
163481108 | WEBER 1108 | OH | 12kV |  | 14.0838
163481109 | WEBER 1109 | OH | 12kV |  | 55.781
163481110 | WEBER 1110 | OH | 12kV |  | 5.0535
163481112 | WEBER 1112 | OH | 12kV |  | 0.025381
163481113 | WEBER 1113 | OH | 12kV |  | 2.1222
163481114 | WEBER 1114 | OH | 12kV |  | 15.2185
163541101 | OLETA 1101 | OH | 12kV |  | 27.3003
163541101 | OLETA 1101 | OH | 12kV | Tier 2 - Elevated | 84.364
163541101 | OLETA 1101 | OH | 12kV | Tier 3 - Extreme | 4.6553
163541102 | OLETA 1102 | OH | 12kV |  | 42.922
163541102 | OLETA 1102 | OH | 12kV | Tier 2 - Elevated | 56.2424
163561101 | ALPINE 1101 | OH | 12kV |  | 0.87372
163571701 | AVENA 1701 | OH | 4.16kV |  | 13.7625
163571701 | AVENA 1701 | OH | 17kV |  | 76.9868
163571702 | AVENA 1702 | OH | 4.16kV |  | 2.7187
163571702 | AVENA 1702 | OH | 17kV |  | 77.8153
163621101 | WEST LANE 1101 | OH | 12kV |  | 10.3301
163621102 | WEST LANE 1102 | OH | 12kV |  | 14.5627
163621103 | WEST LANE 1103 | OH | 12kV |  | 4.341
163621103 | WEST LANE 1103 | OH | 21kV |  | 0.61748
163651101 | CHEROKEE 1101 | OH | 12kV |  | 19.8981
163651102 | CHEROKEE 1102 | OH | 12kV |  | 36.2903
163661701 | MIWUK 1701 | OH |  | Tier 3 - Extreme | 0.0033123
163661701 | MIWUK 1701 | OH | 480V | Tier 3 - Extreme | 0.0022758
163661701 | MIWUK 1701 | OH | 4.16kV | Tier 3 - Extreme | 0.041436
163661701 | MIWUK 1701 | OH | 17kV | Tier 2 - Elevated | 1.5393
163661701 | MIWUK 1701 | OH | 17kV | Tier 3 - Extreme | 75.2221
163661702 | MIWUK 1702 | OH | 4.16kV | Tier 3 - Extreme | 1.8991
163661702 | MIWUK 1702 | OH | 17kV | Tier 2 - Elevated | 2.6226
163661702 | MIWUK 1702 | OH | 17kV | Tier 3 - Extreme | 70.6761
163682101 | LOCKEFORD 2101 | OH | 12kV |  | 43.6174
163682101 | LOCKEFORD 2101 | OH | 21kV |  | 47.5322
163682102 | LOCKEFORD 2102 | OH | 12kV |  | 148.933
163682102 | LOCKEFORD 2102 | OH | 21kV |  | 102.8589
163692101 | SALT SPRINGS 2101 | OH | 12kV | Tier 2 - Elevated | 6.1715
163692101 | SALT SPRINGS 2101 | OH | 17kV |  | 3.5425
163692101 | SALT SPRINGS 2101 | OH | 17kV | Tier 2 - Elevated | 10.913
163692101 | SALT SPRINGS 2101 | OH | 17kV | Zone 1 - HHZ | 1.3511
163692102 | SALT SPRINGS 2102 | OH | 17kV |  | 0.070609
163692102 | SALT SPRINGS 2102 | OH | 17kV | Tier 2 - Elevated | 9.6782
163692102 | SALT SPRINGS 2102 | OH | 17kV | Tier 3 - Extreme | 42.3888
163701109 | METTLER 1109 | OH | 12kV |  | 20.3508
163701110 | METTLER 1110 | OH | 12kV |  | 38.8772
163711701 | COTTLE 1701 | OH | 17kV |  | 90.0665
163711702 | COTTLE 1702 | OH | 17kV |  | 36.964
163711703 | COTTLE 1703 | OH | 17kV |  | 26.7967
163711704 | COTTLE 1704 | OH | 17kV |  | 14.7871
163711707 | COTTLE 1707 | OH | 17kV |  | 47.6476
163711708 | COTTLE 1708 | OH | 17kV |  | 129.9593
163722104 | MOSHER 2104 | OH | 21kV |  | 0.014302
163722107 | MOSHER 2107 | OH | 21kV |  | 3.1345
163722108 | MOSHER 2108 | OH | 21kV |  | 1.8794
163722110 | MOSHER 2110 | OH | 21kV |  | 2.221
163722111 | MOSHER 2111 | OH | 12kV |  | 16.521
163722111 | MOSHER 2111 | OH | 21kV |  | 0.93341
163741102 | HERDLYN 1102 | OH | 12kV |  | 67.7413
163741103 | HERDLYN 1103 | OH | 12kV |  | 99.1717
163751101 | PINE GROVE 1101 | OH | 12kV | Tier 2 - Elevated | 72.1469
163751102 | PINE GROVE 1102 | OH | 12kV | Tier 2 - Elevated | 90.9273
163751102 | PINE GROVE 1102 | OH | 12kV | Tier 3 - Extreme | 85.5554
163761703 | RACETRACK 1703 | OH | 17kV |  | 6.1532
163761703 | RACETRACK 1703 | OH | 17kV | Tier 2 - Elevated | 54.8584
163761703 | RACETRACK 1703 | OH | 17kV | Tier 3 - Extreme | 1.4577
163761704 | RACETRACK 1704 | OH | 17kV | Tier 2 - Elevated | 45.501
163781701 | PEORIA 1701 | OH | 17kV |  | 7.7963
163781701 | PEORIA 1701 | OH | 17kV | Tier 2 - Elevated | 77.6956
163781704 | PEORIA 1704 | OH | 17kV |  | 59.2912
163781704 | PEORIA 1704 | OH | 17kV | Tier 2 - Elevated | 59.1209
163781705 | PEORIA 1705 | OH | 17kV |  | 12.471
163781705 | PEORIA 1705 | OH | 17kV | Tier 2 - Elevated | 58.3983
163801701 | RIPON 1701 | OH | 17kV |  | 64.3096
163801702 | RIPON 1702 | OH | 17kV |  | 21.6632
163801703 | RIPON 1703 | OH | 17kV |  | 36.1283
163801704 | RIPON 1704 | OH | 17kV |  | 58.8755
163881101 | IONE 1101 | OH | 12kV |  | 14.2477
163881101 | IONE 1101 | OH | 12kV | Tier 2 - Elevated | 14.7032
163912101 | EIGHT MILE 2101 | OH | 12kV |  | 61.2767
163912101 | EIGHT MILE 2101 | OH | 21kV |  | 5.1486
163912102 | EIGHT MILE 2102 | OH | 12kV |  | 20.3802
163912102 | EIGHT MILE 2102 | OH | 21kV |  | 9.216
163912103 | EIGHT MILE 2103 | OH | 21kV |  | 0.0028409
163912104 | EIGHT MILE 2104 | OH | 21kV |  | 1.3622
163912105 | EIGHT MILE 2105 | OH | 21kV |  | 0.49019
163912106 | EIGHT MILE 2106 | OH | 12kV |  | 28.516
163912106 | EIGHT MILE 2106 | OH | 21kV |  | 2.2094
168152101 | TRIDAM POWERHOUSE 2101 | OH | 21kV | Tier 3 - Extreme | 0.050328
168881101 | TOKAY 1101 | OH | 12kV |  | 12.3087
182011101 | SALINAS 1101 | OH | 4.16kV |  | 5.0686
182011101 | SALINAS 1101 | OH | 12kV |  | 3.2028
182011102 | SALINAS 1102 | OH | 12kV |  | 21.2172
182011103 | SALINAS 1103 | OH | 12kV |  | 10.7986
182011104 | SALINAS 1104 | OH | 4.16kV |  | 4.8236
182011104 | SALINAS 1104 | OH | 12kV |  | 26.6715
182011105 | SALINAS 1105 | OH | 12kV |  | 10.8986
182011106 | SALINAS 1106 | OH | 12kV |  | 18.6185
182011107 | SALINAS 1107 | OH | 12kV |  | 7.0782
182011108 | SALINAS 1108 | OH | 12kV |  | 2.8902
182011109 | SALINAS 1109 | OH | 4.16kV |  | 0.013147
182011109 | SALINAS 1109 | OH | 12kV |  | 20.6931
182031101 | KING CITY 1101 | OH | 12kV |  | 6.8907
182031102 | KING CITY 1102 | OH | 12kV |  | 21.5973
182031103 | KING CITY 1103 | OH | 12kV |  | 10.0074
182031103 | KING CITY 1103 | OH | 12kV | Tier 2 - Elevated | 17.9831
182031104 | KING CITY 1104 | OH | 12kV |  | 13.8549
182031105 | KING CITY 1105 | OH | 12kV |  | 3.0918
182031106 | KING CITY 1106 | OH | 12kV |  | 71.6968
182031107 | KING CITY 1107 | OH | 12kV |  | 0.016313
182031108 | KING CITY 1108 | OH | 12kV |  | 0.018036
182051114 | SOLEDAD 1114 | OH | 12kV |  | 17.5282
182051114 | SOLEDAD 1114 | OH | 12kV | Tier 2 - Elevated | 1.0669
182052101 | SOLEDAD 2101 | OH | 12kV |  | 25.3214
182052101 | SOLEDAD 2101 | OH | 12kV | Tier 2 - Elevated | 17.7221
182052101 | SOLEDAD 2101 | OH | 21kV |  | 41.6779
182052101 | SOLEDAD 2101 | OH | 21kV | Tier 2 - Elevated | 4.6923
182052102 | SOLEDAD 2102 | OH | 12kV |  | 43.8932
182052102 | SOLEDAD 2102 | OH | 12kV | Tier 2 - Elevated | 11.6392
182052102 | SOLEDAD 2102 | OH | 21kV |  | 2.0252
182061103 | FAIRWAY 1103 | OH | 12kV |  | 6.7028
182061104 | FAIRWAY 1104 | OH | 12kV |  | 22.9443
182061106 | FAIRWAY 1106 | OH | 12kV |  | 5.5037
182061107 | FAIRWAY 1107 | OH | 12kV |  | 19.2822
182061108 | FAIRWAY 1108 | OH | 12kV |  | 12.7529
182070401 | CAMPHORA 0401 | OH | 4.16kV |  | 0.45024
182071101 | CAMPHORA 1101 | OH | 12kV |  | 54.6128
182071101 | CAMPHORA 1101 | OH | 12kV | Tier 2 - Elevated | 3.6909
182082101 | LOS OSITOS 2101 | OH | 12kV |  | 14.1717
182082101 | LOS OSITOS 2101 | OH | 21kV |  | 12.886
182082102 | LOS OSITOS 2102 | OH | 12kV |  | 24.326
182082102 | LOS OSITOS 2102 | OH | 21kV |  | 24.0978
182082102 | LOS OSITOS 2102 | OH | 21kV | Tier 2 - Elevated | 3.4606
182082103 | LOS OSITOS 2103 | OH | 12kV |  | 64.2496
182082103 | LOS OSITOS 2103 | OH | 12kV | Tier 2 - Elevated | 44.634
182082103 | LOS OSITOS 2103 | OH | 21kV |  | 56.2112
182082103 | LOS OSITOS 2103 | OH | 21kV | Tier 2 - Elevated | 0.71598
182090401 | MONTEREY 0401 | OH | 4.16kV |  | 4.5519
182090402 | MONTEREY 0402 | OH | 4.16kV |  | 3.4343
182090402 | MONTEREY 0402 | OH | 4.16kV | Tier 2 - Elevated | 0.87157
182090403 | MONTEREY 0403 | OH | 4.16kV |  | 0.0028409
182131101 | GONZALES 1101 | OH | 12kV |  | 22.0299
182131101 | GONZALES 1101 | OH | 12kV | Tier 2 - Elevated | 3.8372
182131102 | GONZALES 1102 | OH | 12kV |  | 0.72236
182131103 | GONZALES 1103 | OH | 12kV |  | 6.6992
182131104 | GONZALES 1104 | OH | 12kV |  | 53.5459
182131104 | GONZALES 1104 | OH | 12kV | Tier 2 - Elevated | 0.70601
182151101 | LOS COCHES 1101 | OH | 12kV |  | 28.0334
182151101 | LOS COCHES 1101 | OH | 12kV | Tier 2 - Elevated | 2.3225
182151102 | LOS COCHES 1102 | OH | 12kV |  | 33.4181
182191101 | SAN ARDO 1101 | OH | 12kV |  | 53.4721
182191101 | SAN ARDO 1101 | OH | 12kV | Tier 2 - Elevated | 2.715
182191102 | SAN ARDO 1102 | OH | 12kV |  | 124.3004
182201102 | SPENCE 1102 | OH | 12kV |  | 31.1382
182201102 | SPENCE 1102 | OH | 12kV | Tier 2 - Elevated | 2.3503
182201103 | SPENCE 1103 | OH | 12kV |  | 9.1724
182201104 | SPENCE 1104 | OH | 12kV |  | 43.2703
182201104 | SPENCE 1104 | OH | 12kV | Tier 2 - Elevated | 9.0789
182201105 | SPENCE 1105 | OH | 12kV |  | 15.5099
182221101 | DEL MONTE 1101 | OH | 12kV |  | 14.3817
182221101 | DEL MONTE 1101 | OH | 12kV | Tier 2 - Elevated | 0.49343
182222102 | DEL MONTE 2102 | OH | 12kV |  | 1.9732
182222102 | DEL MONTE 2102 | OH | 21kV |  | 12.1763
182222102 | DEL MONTE 2102 | OH | 21kV | Tier 2 - Elevated | 0.6583
182222103 | DEL MONTE 2103 | OH | 4.16kV |  | 0.0028409
182222103 | DEL MONTE 2103 | OH | 21kV |  | 20.1281
182222103 | DEL MONTE 2103 | OH | 21kV | Tier 2 - Elevated | 12.3253
182222104 | DEL MONTE 2104 | OH | 12kV |  | 5.5796
182222104 | DEL MONTE 2104 | OH | 12kV | Tier 2 - Elevated | 38.2718
182222104 | DEL MONTE 2104 | OH | 21kV |  | 15.0537
182222104 | DEL MONTE 2104 | OH | 21kV | Tier 2 - Elevated | 21.3575
182222105 | DEL MONTE 2105 | OH | 4.16kV |  | 0.0028865
182222105 | DEL MONTE 2105 | OH | 21kV |  | 15.6345
182261101 | BUENA VISTA 1101 | OH | 12kV |  | 0.70229
182261102 | BUENA VISTA 1102 | OH | 12kV |  | 11.1125
182261103 | BUENA VISTA 1103 | OH | 12kV |  | 7.5817
182261104 | BUENA VISTA 1104 | OH | 12kV |  | 3.9717
182261106 | BUENA VISTA 1106 | OH | 12kV |  | 7.9697
182291101 | HATTON 1101 | OH | 12kV |  | 10.0433
182291101 | HATTON 1101 | OH | 12kV | Tier 2 - Elevated | 12.5698
182291101 | HATTON 1101 | OH | 12kV | Tier 3 - Extreme | 2.6931
182291102 | HATTON 1102 | OH | 12kV |  | 11.0267
182291102 | HATTON 1102 | OH | 12kV | Tier 2 - Elevated | 11.3448
182300411 | INDUSTRIAL ACRES 0411 | OH | 4.16kV |  | 2.0081
182300412 | INDUSTRIAL ACRES 0412 | OH | 4.16kV |  | 9.8331
182300413 | INDUSTRIAL ACRES 0413 | OH | 4.16kV |  | 3.7053
182300415 | INDUSTRIAL ACRES 0415 | OH | 4.16kV |  | 1.4323
182331101 | GABILAN 1101 | OH | 12kV |  | 67.9206
182331101 | GABILAN 1101 | OH | 12kV | Tier 2 - Elevated | 4.6464
182331102 | GABILAN 1102 | OH | 12kV |  | 9.7657
182352103 | CASTROVILLE 2103 | OH | 12kV |  | 53.1894
182352103 | CASTROVILLE 2103 | OH | 21kV |  | 28.5381
182352104 | CASTROVILLE 2104 | OH | 12kV |  | 6.5989
182352104 | CASTROVILLE 2104 | OH | 21kV |  | 43.8943
182371111 | LAURELES 1111 | OH | 12kV |  | 1.1169
182371111 | LAURELES 1111 | OH | 12kV | Tier 2 - Elevated | 99.9589
182371111 | LAURELES 1111 | OH | 12kV | Tier 3 - Extreme | 5.7222
182371112 | LAURELES 1112 | OH | 12kV |  | 10.1077
182371112 | LAURELES 1112 | OH | 12kV | Tier 2 - Elevated | 26.612
182381101 | DOLAN ROAD 1101 | OH | 12kV |  | 66.2755
182381101 | DOLAN ROAD 1101 | OH | 12kV | Tier 2 - Elevated | 2.8607
182381103 | DOLAN ROAD 1103 | OH | 12kV |  | 4.5263
182381104 | DOLAN ROAD 1104 | OH | 12kV |  | 5.0643
182391102 | OILFIELDS 1102 | OH | 12kV |  | 0.96758
182391103 | OILFIELDS 1103 | OH | 12kV |  | 0.096229
182391103 | OILFIELDS 1103 | OH | 12kV | Tier 2 - Elevated | 7.9844
182391103 | OILFIELDS 1103 | OH | 21kV |  | 28.0812
182391103 | OILFIELDS 1103 | OH | 21kV | Tier 2 - Elevated | 108.9047
182391104 | OILFIELDS 1104 | OH | 12kV |  | 38.0928
182401101 | FORT ORD 1101 | OH | 12kV |  | 16.8799
182402105 | FORT ORD 2105 | OH | 12kV |  | 4.157
182402105 | FORT ORD 2105 | OH | 21kV |  | 3.6674
182402106 | FORT ORD 2106 | OH | 4.16kV |  | 2.1051
182402106 | FORT ORD 2106 | OH | 12kV |  | 20.4157
182402106 | FORT ORD 2106 | OH | 12kV | Tier 2 - Elevated | 2.2305
182402107 | FORT ORD 2107 | OH | 12kV |  | 13.4049
182402107 | FORT ORD 2107 | OH | 12kV | Tier 2 - Elevated | 3.8101
182402107 | FORT ORD 2107 | OH | 21kV |  | 2.1479
182402108 | FORT ORD 2108 | OH | 12kV |  | 0.90123
182440421 | PACIFIC GROVE 0421 | OH | 4.16kV |  | 3.3393
182440422 | PACIFIC GROVE 0422 | OH | 4.16kV |  | 6.6046
182440422 | PACIFIC GROVE 0422 | OH | 4.16kV | Tier 2 - Elevated | 0.28808
182440423 | PACIFIC GROVE 0423 | OH | 4.16kV |  | 1.6772
182440424 | PACIFIC GROVE 0424 | OH | 4.16kV |  | 8.9656
182461101 | BORONDA 1101 | OH | 12kV |  | 7.9221
182461102 | BORONDA 1102 | OH | 12kV |  | 4.307
182492101 | HOLLISTER 2101 | OH | 21kV |  | 25.2024
182492102 | HOLLISTER 2102 | OH | 21kV |  | 80.6499
182492102 | HOLLISTER 2102 | OH | 21kV | Tier 2 - Elevated | 27.7797
182492103 | HOLLISTER 2103 | OH | 21kV |  | 13.5647
182492104 | HOLLISTER 2104 | OH | 12kV |  | 10.2268
182492104 | HOLLISTER 2104 | OH | 21kV |  | 106.5446
182492104 | HOLLISTER 2104 | OH | 21kV | Tier 2 - Elevated | 6.1458
182492105 | HOLLISTER 2105 | OH | 12kV |  | 60.7212
182492105 | HOLLISTER 2105 | OH | 12kV | Tier 2 - Elevated | 64.3598
182492105 | HOLLISTER 2105 | OH | 21kV |  | 38.262
182492106 | HOLLISTER 2106 | OH | 12kV |  | 13.5869
182492106 | HOLLISTER 2106 | OH | 12kV | Tier 2 - Elevated | 8.096
182492106 | HOLLISTER 2106 | OH | 21kV |  | 18.1037
182541101 | ATASCADERO 1101 | OH | 12kV |  | 14.8639
182541101 | ATASCADERO 1101 | OH | 12kV | Tier 2 - Elevated | 0.3227
182541101 | ATASCADERO 1101 | OH | 21kV |  | 1.8291
182541101 | ATASCADERO 1101 | OH | 21kV | Tier 2 - Elevated | 31.4933
182541101 | ATASCADERO 1101 | OH | 21kV | Tier 3 - Extreme | 13.7943
182541102 | ATASCADERO 1102 | OH | 12kV |  | 11.1734
182541102 | ATASCADERO 1102 | OH | 12kV | Tier 2 - Elevated | 0.96155
182541103 | ATASCADERO 1103 | OH | 12kV |  | 37.4844
182541103 | ATASCADERO 1103 | OH | 12kV | Tier 2 - Elevated | 58.8744
182541103 | ATASCADERO 1103 | OH | 12kV | Tier 3 - Extreme | 37.1299
182551101 | CAYUCOS 1101 | OH | 12kV |  | 45.6269
182551101 | CAYUCOS 1101 | OH | 12kV | Tier 2 - Elevated | 0.45788
182551102 | CAYUCOS 1102 | OH | 12kV |  | 43.3036
182551102 | CAYUCOS 1102 | OH | 12kV | Tier 2 - Elevated | 5.6538
182551102 | CAYUCOS 1102 | OH | 12kV | Tier 3 - Extreme | 8.9572
182561101 | CHOLAME 1101 | OH | 12kV |  | 97.2031
182562102 | CHOLAME 2102 | OH | 12kV |  | 80.5021
182562102 | CHOLAME 2102 | OH | 12kV | Tier 2 - Elevated | 38.6954
182562102 | CHOLAME 2102 | OH | 21kV |  | 75.7002
182562102 | CHOLAME 2102 | OH | 21kV | Tier 2 - Elevated | 20.5857
182571101 | DIVIDE 1101 | OH | 12kV |  | 15.53
182571102 | DIVIDE 1102 | OH | 12kV |  | 47.794
182571103 | DIVIDE 1103 | OH | 12kV |  | 18.4118
182571103 | DIVIDE 1103 | OH | 12kV | Tier 2 - Elevated | 2.4571
182581105 | GOLDTREE 1105 | OH | 12kV |  | 7.7922
182581105 | GOLDTREE 1105 | OH | 12kV | Tier 2 - Elevated | 6.8958
182581107 | GOLDTREE 1107 | OH | 12kV |  | 2.5522
182581107 | GOLDTREE 1107 | OH | 12kV | Tier 2 - Elevated | 0.92916
182581108 | GOLDTREE 1108 | OH | 12kV |  | 12.6426
182581108 | GOLDTREE 1108 | OH | 12kV | Tier 2 - Elevated | 2.0089
182601102 | OCEANO 1102 | OH | 12kV |  | 17.163
182601102 | OCEANO 1102 | OH | 12kV | Tier 2 - Elevated | 37.0652
182601103 | OCEANO 1103 | OH | 12kV |  | 10.2701
182601103 | OCEANO 1103 | OH | 12kV | Tier 2 - Elevated | 1.209
182601104 | OCEANO 1104 | OH | 12kV |  | 26.4695
182601104 | OCEANO 1104 | OH | 12kV | Tier 2 - Elevated | 79.5574
182601104 | OCEANO 1104 | OH | 12kV | Tier 3 - Extreme | 6.8829
182601105 | OCEANO 1105 | OH | 12kV |  | 23.1616
182601105 | OCEANO 1105 | OH | 12kV | Tier 2 - Elevated | 0.67925
182601106 | OCEANO 1106 | OH | 12kV |  | 27.2889
182601106 | OCEANO 1106 | OH | 12kV | Tier 2 - Elevated | 2.1378
182601108 | OCEANO 1108 | OH | 12kV |  | 10.8151
182611101 | PASO ROBLES 1101 | OH | 12kV |  | 5.3813
182611102 | PASO ROBLES 1102 | OH | 12kV |  | 6.4732
182611103 | PASO ROBLES 1103 | OH | 12kV |  | 22.2035
182611103 | PASO ROBLES 1103 | OH | 12kV | Tier 2 - Elevated | 39.3938
182611104 | PASO ROBLES 1104 | OH | 12kV |  | 29.2762
182611104 | PASO ROBLES 1104 | OH | 12kV | Tier 2 - Elevated | 38.0842
182611106 | PASO ROBLES 1106 | OH | 21kV |  | 11.9598
182611107 | PASO ROBLES 1107 | OH | 12kV |  | 37.3478
182611107 | PASO ROBLES 1107 | OH | 12kV | Tier 2 - Elevated | 0.18704
182611108 | PASO ROBLES 1108 | OH | 12kV |  | 8.7437
182611108 | PASO ROBLES 1108 | OH | 21kV |  | 3.7344
182631101 | SAN LUIS OBISPO 1101 | OH | 12kV |  | 11.5498
182631101 | SAN LUIS OBISPO 1101 | OH | 12kV | Tier 2 - Elevated | 15.8005
182631101 | SAN LUIS OBISPO 1101 | OH | 12kV | Tier 3 - Extreme | 10.493
182631102 | SAN LUIS OBISPO 1102 | OH | 12kV |  | 12.2274
182631102 | SAN LUIS OBISPO 1102 | OH | 12kV | Tier 2 - Elevated | 0.62311
182631103 | SAN LUIS OBISPO 1103 | OH | 12kV |  | 18.7982
182631103 | SAN LUIS OBISPO 1103 | OH | 12kV | Tier 2 - Elevated | 20.2145
182631104 | SAN LUIS OBISPO 1104 | OH | 12kV |  | 24.8638
182631104 | SAN LUIS OBISPO 1104 | OH | 12kV | Tier 2 - Elevated | 37.4233
182631104 | SAN LUIS OBISPO 1104 | OH | 12kV | Tier 3 - Extreme | 20.7697
182631105 | SAN LUIS OBISPO 1105 | OH | 12kV |  | 10.3347
182631105 | SAN LUIS OBISPO 1105 | OH | 12kV | Tier 2 - Elevated | 1.3894
182631107 | SAN LUIS OBISPO 1107 | OH | 12kV |  | 4.1165
182631107 | SAN LUIS OBISPO 1107 | OH | 12kV | Tier 2 - Elevated | 21.7421
182631107 | SAN LUIS OBISPO 1107 | OH | 12kV | Tier 3 - Extreme | 25.876
182631108 | SAN LUIS OBISPO 1108 | OH | 12kV |  | 9.1244
182631108 | SAN LUIS OBISPO 1108 | OH | 12kV | Tier 2 - Elevated | 1.6109
182661104 | SAN MIGUEL 1104 | OH |  | Tier 2 - Elevated | 0.032052
182661104 | SAN MIGUEL 1104 | OH | 12kV |  | 120.2798
182661104 | SAN MIGUEL 1104 | OH | 12kV | Tier 2 - Elevated | 23.8496
182661105 | SAN MIGUEL 1105 | OH | 12kV |  | 18.7695
182661105 | SAN MIGUEL 1105 | OH | 12kV | Tier 2 - Elevated | 1.3894
182661106 | SAN MIGUEL 1106 | OH | 12kV |  | 25.7228
182661106 | SAN MIGUEL 1106 | OH | 12kV | Tier 2 - Elevated | 35.1981
182661106 | SAN MIGUEL 1106 | OH | 21kV |  | 10.7707
182661106 | SAN MIGUEL 1106 | OH | 21kV | Tier 2 - Elevated | 2.6568
182661107 | SAN MIGUEL 1107 | OH | 12kV |  | 5.7371
182671105 | SANTA MARIA 1105 | OH | 12kV |  | 28.821
182671106 | SANTA MARIA 1106 | OH | 12kV |  | 17.0241
182671107 | SANTA MARIA 1107 | OH | 12kV |  | 4.9627
182671108 | SANTA MARIA 1108 | OH | 12kV |  | 21.839
182671108 | SANTA MARIA 1108 | OH | 12kV | Tier 2 - Elevated | 28.8558
182671108 | SANTA MARIA 1108 | OH | 12kV | Tier 3 - Extreme | 43.9726
182671109 | SANTA MARIA 1109 | OH | 12kV |  | 46.5751
182671110 | SANTA MARIA 1110 | OH | 12kV |  | 52.6434
182671111 | SANTA MARIA 1111 | OH | 12kV |  | 13.4856
182671112 | SANTA MARIA 1112 | OH | 12kV |  | 12.5348
182681101 | ZACA 1101 | OH | 12kV |  | 8.0801
182681101 | ZACA 1101 | OH | 12kV | Tier 2 - Elevated | 16.7027
182681101 | ZACA 1101 | OH | 12kV | Tier 3 - Extreme | 1.1696
182681102 | ZACA 1102 | OH | 12kV |  | 17.152
182681102 | ZACA 1102 | OH | 12kV | Tier 2 - Elevated | 40.7288
182681102 | ZACA 1102 | OH | 12kV | Tier 3 - Extreme | 22.3495
182721101 | SANTA YNEZ 1101 | OH | 12kV |  | 32.3303
182721101 | SANTA YNEZ 1101 | OH | 12kV | Tier 2 - Elevated | 12.6617
182721101 | SANTA YNEZ 1101 | OH | 12kV | Tier 3 - Extreme | 14.0964
182721102 | SANTA YNEZ 1102 | OH | 12kV |  | 19.97
182721102 | SANTA YNEZ 1102 | OH | 12kV | Tier 2 - Elevated | 8.9324
182721102 | SANTA YNEZ 1102 | OH | 12kV | Tier 3 - Extreme | 4.8157
182721104 | SANTA YNEZ 1104 | OH | 12kV |  | 42.5325
182721104 | SANTA YNEZ 1104 | OH | 12kV | Tier 2 - Elevated | 39.2177
182721104 | SANTA YNEZ 1104 | OH | 12kV | Tier 3 - Extreme | 4.5312
182731101 | RESERVATION ROAD 1101 | OH | 12kV |  | 5.811
182731101 | RESERVATION ROAD 1101 | OH | 12kV | Tier 2 - Elevated | 26.38
182731102 | RESERVATION ROAD 1102 | OH | 12kV |  | 39.6904
182731102 | RESERVATION ROAD 1102 | OH | 12kV | Tier 2 - Elevated | 19.1691
182742101 | SAN BENITO 2101 | OH | 21kV |  | 44.0536
182742101 | SAN BENITO 2101 | OH | 21kV | Tier 2 - Elevated | 4.4146
182742102 | SAN BENITO 2102 | OH | 21kV |  | 13.5606
182742103 | SAN BENITO 2103 | OH | 21kV |  | 0.59024
182742104 | SAN BENITO 2104 | OH | 21kV |  | 24.465
182742104 | SAN BENITO 2104 | OH | 21kV | Tier 2 - Elevated | 27.7283
182771101 | CAMBRIA 1101 | OH | 2.4kV | Tier 2 - Elevated | 0.019783
182771101 | CAMBRIA 1101 | OH | 12kV |  | 6.7894
182771101 | CAMBRIA 1101 | OH | 12kV | Tier 2 - Elevated | 24.3083
182771102 | CAMBRIA 1102 | OH | 12kV |  | 11.5042
182771102 | CAMBRIA 1102 | OH | 12kV | Tier 2 - Elevated | 15.3639
182801101 | BAYWOOD 1101 | OH | 12kV |  | 25.5523
182801101 | BAYWOOD 1101 | OH | 12kV | Tier 2 - Elevated | 3.4054
182811101 | SISQUOC 1101 | OH | 12kV |  | 27.1393
182811102 | SISQUOC 1102 | OH | 12kV |  | 65.4286
182811102 | SISQUOC 1102 | OH | 12kV | Tier 2 - Elevated | 21.099
182811102 | SISQUOC 1102 | OH | 12kV | Tier 3 - Extreme | 31.2259
182811103 | SISQUOC 1103 | OH | 12kV |  | 22.6998
182811103 | SISQUOC 1103 | OH | 12kV | Tier 2 - Elevated | 3.308
182811103 | SISQUOC 1103 | OH | 12kV | Tier 3 - Extreme | 24.5542
182811104 | SISQUOC 1104 | OH | 12kV |  | 32.6623
182821101 | MESA 1101 | OH | 12kV |  | 33.5993
182821101 | MESA 1101 | OH | 12kV | Tier 2 - Elevated | 37.1055
182821101 | MESA 1101 | OH | 12kV | Tier 3 - Extreme | 11.1531
182821102 | MESA 1102 | OH | 12kV |  | 5.2253
182821103 | MESA 1103 | OH | 12kV |  | 65.8037
182821103 | MESA 1103 | OH | 12kV | Tier 2 - Elevated | 9.9422
182821104 | MESA 1104 | OH | 12kV |  | 39.801
182852201 | VIEJO 2201 | OH | 4.16kV |  | 0.28375
182852201 | VIEJO 2201 | OH | 4.16kV | Tier 2 - Elevated | 1.7349
182852201 | VIEJO 2201 | OH | 21kV |  | 2.4463
182852201 | VIEJO 2201 | OH | 21kV | Tier 2 - Elevated | 12.9934
182852202 | VIEJO 2202 | OH | 4.16kV |  | 7.0106
182852202 | VIEJO 2202 | OH | 4.16kV | Tier 2 - Elevated | 1.3636
182852202 | VIEJO 2202 | OH | 21kV |  | 25.0098
182852202 | VIEJO 2202 | OH | 21kV | Tier 2 - Elevated | 13.2737
182852203 | VIEJO 2203 | OH | 4.16kV |  | 8.6209
182852203 | VIEJO 2203 | OH | 4.16kV | Tier 2 - Elevated | 0.2834
182852203 | VIEJO 2203 | OH | 21kV |  | 11.0861
182852203 | VIEJO 2203 | OH | 21kV | Tier 2 - Elevated | 2.8685
182852204 | VIEJO 2204 | OH | 4.16kV |  | 3.4433
182852204 | VIEJO 2204 | OH | 4.16kV | Tier 2 - Elevated | 0.011163
182852204 | VIEJO 2204 | OH | 21kV |  | 16.9777
182852204 | VIEJO 2204 | OH | 21kV | Tier 2 - Elevated | 4.2328
182941101 | OTTER 1101 | OH | 12kV |  | 5.3307
182941101 | OTTER 1101 | OH | 12kV | Tier 2 - Elevated | 6.5085
182941101 | OTTER 1101 | OH | 12kV | Tier 3 - Extreme | 15.0735
182941102 | OTTER 1102 | OH | 12kV |  | 1.5091
182941102 | OTTER 1102 | OH | 12kV | Tier 2 - Elevated | 48.6114
182941102 | OTTER 1102 | OH | 12kV | Tier 3 - Extreme | 4.5
182951101 | FOOTHILL 1101 | OH | 12kV | Tier 2 - Elevated | 0.022907
182951101 | FOOTHILL 1101 | OH | 21kV |  | 20.788
182951101 | FOOTHILL 1101 | OH | 21kV | Tier 2 - Elevated | 18.8012
182951102 | FOOTHILL 1102 | OH | 12kV |  | 15.1909
182951102 | FOOTHILL 1102 | OH | 12kV | Tier 2 - Elevated | 10.2206
182961107 | PRUNEDALE 1107 | OH | 12kV |  | 46.8595
182961110 | PRUNEDALE 1110 | OH | 12kV |  | 79.5599
182961110 | PRUNEDALE 1110 | OH | 12kV | Tier 2 - Elevated | 0.24195
182971101 | PURISIMA 1101 | OH | 12kV |  | 39.5087
182971101 | PURISIMA 1101 | OH | 12kV | Tier 2 - Elevated | 17.5441
182981102 | JOLON 1102 | OH | 12kV |  | 36.3556
182981102 | JOLON 1102 | OH | 12kV | Tier 2 - Elevated | 62.6953
182981102 | JOLON 1102 | OH | 21kV |  | 4.1102
182981102 | JOLON 1102 | OH | 21kV | Tier 2 - Elevated | 2.8634
182981103 | JOLON 1103 | OH | 12kV |  | 7.4689
182981103 | JOLON 1103 | OH | 12kV | Tier 2 - Elevated | 11.0725
183011101 | MORRO BAY 1101 | OH | 12kV |  | 40.8494
183011101 | MORRO BAY 1101 | OH | 12kV | Tier 2 - Elevated | 5.1017
183011101 | MORRO BAY 1101 | OH | 12kV | Tier 3 - Extreme | 0.55841
183011102 | MORRO BAY 1102 | OH | 12kV |  | 0.60093
183011102 | MORRO BAY 1102 | OH | 12kV | Tier 2 - Elevated | 4.8829
183011102 | MORRO BAY 1102 | OH | 12kV | Tier 3 - Extreme | 4.1327
183011102 | MORRO BAY 1102 | OH | 21kV |  | 35.3572
183011102 | MORRO BAY 1102 | OH | 21kV | Tier 2 - Elevated | 12.8634
183031101 | PALMER 1101 | OH | 12kV |  | 23.1379
183031101 | PALMER 1101 | OH | 12kV | Tier 2 - Elevated | 39.9771
183041101 | BUELLTON 1101 | OH | 12kV |  | 26.9237
183041101 | BUELLTON 1101 | OH | 12kV | Tier 2 - Elevated | 73.5633
183041101 | BUELLTON 1101 | OH | 12kV | Tier 3 - Extreme | 4.9676
183041102 | BUELLTON 1102 | OH | 12kV |  | 11.9492
183041102 | BUELLTON 1102 | OH | 12kV | Tier 2 - Elevated | 16.4089
183052108 | TEMPLETON 2108 | OH | 21kV |  | 30.7766
183052108 | TEMPLETON 2108 | OH | 21kV | Tier 2 - Elevated | 5.379
183052109 | TEMPLETON 2109 | OH | 12kV |  | 92.2247
183052109 | TEMPLETON 2109 | OH | 21kV |  | 121.6069
183052110 | TEMPLETON 2110 | OH | 12kV |  | 30.4431
183052110 | TEMPLETON 2110 | OH | 12kV | Tier 2 - Elevated | 98.4561
183052110 | TEMPLETON 2110 | OH | 12kV | Tier 3 - Extreme | 31.308
183052110 | TEMPLETON 2110 | OH | 21kV |  | 14.2422
183052110 | TEMPLETON 2110 | OH | 21kV | Tier 2 - Elevated | 1.5411
183052110 | TEMPLETON 2110 | OH | 21kV | Tier 3 - Extreme | 2.5907
183052111 | TEMPLETON 2111 | OH | 21kV |  | 17.1251
183052111 | TEMPLETON 2111 | OH | 21kV | Tier 2 - Elevated | 46.0356
183052111 | TEMPLETON 2111 | OH | 21kV | Tier 3 - Extreme | 0.87801
183052112 | TEMPLETON 2112 | OH | 12kV |  | 22.5016
183052112 | TEMPLETON 2112 | OH | 12kV | Tier 2 - Elevated | 2.1426
183052112 | TEMPLETON 2112 | OH | 21kV |  | 13.136
183052113 | TEMPLETON 2113 | OH | 12kV |  | 48.3001
183052113 | TEMPLETON 2113 | OH | 12kV | Tier 2 - Elevated | 104.1372
183052113 | TEMPLETON 2113 | OH | 12kV | Tier 3 - Extreme | 53.3904
183052113 | TEMPLETON 2113 | OH | 21kV |  | 77.6164
183052113 | TEMPLETON 2113 | OH | 21kV | Tier 2 - Elevated | 40.7371
183052113 | TEMPLETON 2113 | OH | 21kV | Tier 3 - Extreme | 0.70803
183071101 | PERRY 1101 | OH | 12kV |  | 17.9513
183071101 | PERRY 1101 | OH | 12kV | Tier 2 - Elevated | 55.8049
183071101 | PERRY 1101 | OH | 12kV | Tier 3 - Extreme | 7.2179
183101103 | CABRILLO 1103 | OH | 12kV |  | 45.213
183101103 | CABRILLO 1103 | OH | 12kV | Tier 2 - Elevated | 57.5278
183101104 | CABRILLO 1104 | OH | 12kV |  | 45.8224
183101104 | CABRILLO 1104 | OH | 12kV | Tier 2 - Elevated | 31.1941
183111101 | CMC 1101 | OH | 12kV | Tier 2 - Elevated | 2.0473
183111102 | CMC 1102 | OH | 12kV | Tier 2 - Elevated | 0.44493
183150403 | MANZANITA 0403 | OH | 4.16kV |  | 1.0258
183150404 | MANZANITA 0404 | OH | 4.16kV |  | 0.43509
183181101 | SAN JUSTO 1101 | OH | 12kV |  | 18.8386
183181101 | SAN JUSTO 1101 | OH | 12kV | Tier 2 - Elevated | 37.089
183221111 | TRES PINOS 1111 | OH | 12kV |  | 32.8491
183221111 | TRES PINOS 1111 | OH | 12kV | Tier 2 - Elevated | 0.0063994
183582101 | BURNS 2101 | OH | 21kV | Tier 3 - Extreme | 1.6801
188071701 | SCE REFUGIO 1701 | OH | 17kV | Tier 3 - Extreme | 0.29087
188881701 | SCE VEGAS 1701 | OH | 17kV | Tier 3 - Extreme | 0.16991
192021105 | ARCATA 1105 | OH | 12kV |  | 44.2277
192021106 | ARCATA 1106 | OH | 12kV |  | 10.344
192021121 | ARCATA 1121 | OH | 12kV |  | 22.1474
192021121 | ARCATA 1121 | OH | 12kV | Tier 2 - Elevated | 6.8123
192021122 | ARCATA 1122 | OH | 12kV |  | 47.6149
192021122 | ARCATA 1122 | OH | 12kV | Tier 2 - Elevated | 20.4412
192021123 | ARCATA 1123 | OH | 12kV |  | 6.1757
192021124 | ARCATA 1124 | OH | 12kV |  | 0.002643
192101101 | MAPLE CREEK 1101 | OH | 12kV |  | 23.7118
192101101 | MAPLE CREEK 1101 | OH | 12kV | Tier 2 - Elevated | 9.2872
192121103 | EUREKA A 1103 | OH | 12kV |  | 10.9097
192121106 | EUREKA A 1106 | OH | 12kV |  | 1.8095
192121107 | EUREKA A 1107 | OH | 12kV |  | 4.4906
192151131 | NEWBURG 1131 | OH | 12kV |  | 33.6517
192151131 | NEWBURG 1131 | OH | 12kV | Tier 2 - Elevated | 5.6705
192151132 | NEWBURG 1132 | OH | 12kV |  | 20.9741
192151132 | NEWBURG 1132 | OH | 12kV | Tier 2 - Elevated | 1.2789
192151133 | NEWBURG 1133 | OH | 12kV |  | 14.4058
192151133 | NEWBURG 1133 | OH | 12kV | Tier 2 - Elevated | 2.403
192171101 | WILLOW CREEK 1101 | OH | 12kV |  | 10.5628
192171101 | WILLOW CREEK 1101 | OH | 12kV | Tier 2 - Elevated | 20.0956
192171101 | WILLOW CREEK 1101 | OH | 12kV | Tier 3 - Extreme | 26.059
192171102 | WILLOW CREEK 1102 | OH | 12kV | Tier 2 - Elevated | 4.3005
192171102 | WILLOW CREEK 1102 | OH | 12kV | Tier 3 - Extreme | 5.3095
192171103 | WILLOW CREEK 1103 | OH | 12kV |  | 1.1226
192171103 | WILLOW CREEK 1103 | OH | 12kV | Tier 2 - Elevated | 83.8374
192171103 | WILLOW CREEK 1103 | OH | 12kV | Tier 3 - Extreme | 0.54076
192181101 | BLUE LAKE 1101 | OH | 12kV |  | 7.1022
192181101 | BLUE LAKE 1101 | OH | 12kV | Zone 1 - HHZ | 0.3054
192181102 | BLUE LAKE 1102 | OH | 12kV |  | 68.7768
192181102 | BLUE LAKE 1102 | OH | 12kV | Zone 1 - HHZ | 0.01662
192221101 | GARBERVILLE 1101 | OH | 12kV |  | 80.1409
192221101 | GARBERVILLE 1101 | OH | 12kV | Tier 2 - Elevated | 82.556
192221102 | GARBERVILLE 1102 | OH | 12kV |  | 14.7712
192221102 | GARBERVILLE 1102 | OH | 12kV | Tier 2 - Elevated | 122.7679
192221103 | GARBERVILLE 1103 | OH | 12kV |  | 1.7512
192221103 | GARBERVILLE 1103 | OH | 12kV | Tier 2 - Elevated | 0.47814
192231101 | TRINIDAD 1101 | OH | 12kV |  | 26.5402
192231102 | TRINIDAD 1102 | OH | 12kV |  | 20.2434
192251101 | RIO DELL 1101 | OH | 12kV |  | 19.3729
192251102 | RIO DELL 1102 | OH | 12kV |  | 22.7725
192251102 | RIO DELL 1102 | OH | 12kV | Tier 2 - Elevated | 49.2214
192251102 | RIO DELL 1102 | OH | 12kV | Zone 1 - HHZ | 0.81516
192261101 | ORICK 1101 | OH | 12kV |  | 7.9805
192261102 | ORICK 1102 | OH | 12kV |  | 23.2833
192291121 | CARLOTTA 1121 | OH | 12kV |  | 30.9162
192291121 | CARLOTTA 1121 | OH | 12kV | Tier 2 - Elevated | 17.4125
192311141 | FRUITLAND 1141 | OH | 12kV |  | 3.3219
192311141 | FRUITLAND 1141 | OH | 12kV | Tier 2 - Elevated | 23.8635
192311142 | FRUITLAND 1142 | OH | 12kV |  | 9.9727
192311142 | FRUITLAND 1142 | OH | 12kV | Tier 2 - Elevated | 57.6538
192311142 | FRUITLAND 1142 | OH | 12kV | Zone 1 - HHZ | 0.026343
192321121 | FORT SEWARD 1121 | OH | 12kV |  | 11.6883
192321121 | FORT SEWARD 1121 | OH | 12kV | Tier 2 - Elevated | 36.6587
192321122 | FORT SEWARD 1122 | OH | 12kV |  | 4.3766
192321122 | FORT SEWARD 1122 | OH | 12kV | Tier 2 - Elevated | 17.5501
192331101 | EUREKA E 1101 | OH | 12kV |  | 13.2905
192331104 | EUREKA E 1104 | OH | 12kV |  | 26.8639
192331104 | EUREKA E 1104 | OH | 12kV | Tier 2 - Elevated | 0.031094
192331105 | EUREKA E 1105 | OH | 12kV |  | 7.2277
192341101 | HUMBOLDT BAY 1101 | OH | 12kV |  | 13.0016
192341102 | HUMBOLDT BAY 1102 | OH | 12kV |  | 35.1898
192341102 | HUMBOLDT BAY 1102 | OH | 12kV | Tier 2 - Elevated | 6.3257
192361101 | BIG LAGOON 1101 | OH | 12kV |  | 3.6825
192361101 | BIG LAGOON 1101 | OH | 12kV | Zone 1 - HHZ | 0.25341
192381102 | EEL RIVER 1102 | OH | 12kV |  | 104.6931
192381102 | EEL RIVER 1102 | OH | 12kV | Tier 2 - Elevated | 40.0044
192381103 | EEL RIVER 1103 | OH | 12kV |  | 56.6484
192381103 | EEL RIVER 1103 | OH | 12kV | Tier 2 - Elevated | 3.0503
192391101 | JANES CREEK 1101 | OH | 12kV |  | 29.6715
192391102 | JANES CREEK 1102 | OH | 12kV |  | 6.2612
192391103 | JANES CREEK 1103 | OH | 12kV |  | 42.6393
192391104 | JANES CREEK 1104 | OH | 12kV |  | 2.6196
192401101 | HOOPA 1101 | OH | 12kV |  | 32.3604
192401101 | HOOPA 1101 | OH | 12kV | Tier 2 - Elevated | 92.2698
192401101 | HOOPA 1101 | OH | 12kV | Tier 3 - Extreme | 4.908
192401101 | HOOPA 1101 | OH | 21kV | Tier 2 - Elevated | 7.7962
192411101 | LOW GAP 1101 | OH | 12kV |  | 1.7793
192411101 | LOW GAP 1101 | OH | 12kV | Tier 2 - Elevated | 71.6125
192431108 | HARRIS 1108 | OH | 12kV |  | 30.9208
192431108 | HARRIS 1108 | OH | 12kV | Tier 2 - Elevated | 1.7496
192431109 | HARRIS 1109 | OH | 12kV |  | 36.1717
192431109 | HARRIS 1109 | OH | 12kV | Tier 2 - Elevated | 14.4838
192451103 | FAIRHAVEN 1103 | OH | 12kV |  | 9.4288
192451104 | FAIRHAVEN 1104 | OH | 12kV |  | 3.5937
192461101 | BRIDGEVILLE 1101 | OH | 12kV |  | 2.2593
192461101 | BRIDGEVILLE 1101 | OH | 12kV | Tier 2 - Elevated | 17.7326
192461101 | BRIDGEVILLE 1101 | OH | 12kV | Tier 3 - Extreme | 4.8275
192461102 | BRIDGEVILLE 1102 | OH | 12kV |  | 12.3301
192461102 | BRIDGEVILLE 1102 | OH | 12kV | Tier 2 - Elevated | 14.0229
192461102 | BRIDGEVILLE 1102 | OH | 12kV | Tier 3 - Extreme | 20.6399
192471101 | RUSS RANCH 1101 | OH | 12kV |  | 0.62914
251511101 | WISHON 1101 | OH | 12kV | Tier 2 - Elevated | 4.173
251511101 | WISHON 1101 | OH | 12kV | Tier 3 - Extreme | 3.454
252021101 | ANTELOPE 1101 | OH | 12kV |  | 38.9301
252021101 | ANTELOPE 1101 | OH | 12kV | Tier 2 - Elevated | 0.89988
252021102 | ANTELOPE 1102 | OH | 12kV |  | 25.3397
252041101 | AIRWAYS 1101 | OH | 12kV |  | 1.4643
252041102 | AIRWAYS 1102 | OH | 12kV |  | 7.7672
252041103 | AIRWAYS 1103 | OH | 12kV |  | 7.9869
252041104 | AIRWAYS 1104 | OH | 12kV |  | 2.0385
252041105 | AIRWAYS 1105 | OH | 12kV |  | 1.3388
252041106 | AIRWAYS 1106 | OH | 12kV |  | 8.7425
252041107 | AIRWAYS 1107 | OH | 12kV |  | 44.1841
252041108 | AIRWAYS 1108 | OH | 12kV |  | 11.67
252051102 | ASHLAN AVE 1102 | OH | 12kV |  | 13.1954
252051103 | ASHLAN AVE 1103 | OH | 12kV |  | 9.2719
252051104 | ASHLAN AVE 1104 | OH | 12kV |  | 14.1464
252051106 | ASHLAN AVE 1106 | OH | 12kV |  | 17.3902
252051107 | ASHLAN AVE 1107 | OH | 12kV |  | 8.3156
252051108 | ASHLAN AVE 1108 | OH | 12kV |  | 11.6549
252051109 | ASHLAN AVE 1109 | OH | 12kV |  | 15.6573
252051111 | ASHLAN AVE 1111 | OH | 12kV |  | 6.7546
252051112 | ASHLAN AVE 1112 | OH | 12kV |  | 9.5405
252051113 | ASHLAN AVE 1113 | OH | 12kV |  | 10.1332
252051114 | ASHLAN AVE 1114 | OH | 12kV |  | 8.3567
252051116 | ASHLAN AVE 1116 | OH | 12kV |  | 19.051
252052101 | ASHLAN AVE 2101 | OH | 21kV |  | 2.2384
252052105 | ASHLAN AVE 2105 | OH | 21kV |  | 16.394
252052110 | ASHLAN AVE 2110 | OH | 21kV |  | 6.8784
252052115 | ASHLAN AVE 2115 | OH | 21kV |  | 5.5113
252052117 | ASHLAN AVE 2117 | OH | 21kV |  | 1.8804
252052118 | ASHLAN AVE 2118 | OH | 21kV |  | 9.562
252052119 | ASHLAN AVE 2119 | OH | 21kV |  | 14.1628
252062109 | SHEPHERD 2109 | OH | 21kV |  | 4.9037
252062110 | SHEPHERD 2110 | OH | 21kV |  | 8.4985
252062111 | SHEPHERD 2111 | OH | 21kV |  | 42.6443
252062111 | SHEPHERD 2111 | OH | 21kV | Tier 2 - Elevated | 29.3703
252062112 | SHEPHERD 2112 | OH | 12kV |  | 8.109
252081101 | TAFT 1101 | OH | 12kV |  | 11.835
252081102 | TAFT 1102 | OH | 12kV |  | 0.052556
252081103 | TAFT 1103 | OH | 12kV |  | 27.4257
252081104 | TAFT 1104 | OH | 12kV |  | 13.3535
252081106 | TAFT 1106 | OH | 12kV |  | 7.1426
252081108 | TAFT 1108 | OH | 12kV |  | 9.1868
252091101 | CANAL 1101 | OH | 12kV |  | 69.1409
252091102 | CANAL 1102 | OH | 12kV |  | 17.1277
252091103 | CANAL 1103 | OH | 12kV |  | 55.3722
252091104 | CANAL 1104 | OH | 12kV |  | 13.0135
252091105 | CANAL 1105 | OH | 12kV |  | 6.6656
252091106 | CANAL 1106 | OH | 12kV |  | 7.6356
252151102 | ANGIOLA 1102 | OH | 12kV |  | 35.79
252151103 | ANGIOLA 1103 | OH | 12kV |  | 45.9901
252151104 | ANGIOLA 1104 | OH | 12kV |  | 19.9674
252161106 | COALINGA NO 1 1106 | OH | 12kV |  | 7.2203
252161107 | COALINGA NO 1 1107 | OH | 12kV |  | 3.8521
252161108 | COALINGA NO 1 1108 | OH | 12kV |  | 61.8631
252161109 | COALINGA NO 1 1109 | OH | 12kV |  | 27.2885
252171101 | CORCORAN 1101 | OH | 12kV |  | 0.52353
252171102 | CORCORAN 1102 | OH | 12kV |  | 0.036957
252171104 | CORCORAN 1104 | OH | 12kV |  | 26.8204
252171106 | CORCORAN 1106 | OH | 12kV |  | 41.4131
252171108 | CORCORAN 1108 | OH | 12kV |  | 25.7791
252171112 | CORCORAN 1112 | OH | 12kV |  | 42.042
252171116 | CORCORAN 1116 | OH | 12kV |  | 60.0198
252171117 | CORCORAN 1117 | OH | 12kV |  | 0.5394
252171118 | CORCORAN 1118 | OH | 12kV |  | 53.3952
252192101 | BEAR VALLEY 2101 | OH | 12kV |  | 66.5863
252192101 | BEAR VALLEY 2101 | OH | 12kV | Tier 2 - Elevated | 49.8129
252192101 | BEAR VALLEY 2101 | OH | 21kV | Tier 2 - Elevated | 50.9527
252192105 | BEAR VALLEY 2105 | OH | 12kV | Tier 2 - Elevated | 101.5784
252192105 | BEAR VALLEY 2105 | OH | 12kV | Tier 3 - Extreme | 7.7876
252192105 | BEAR VALLEY 2105 | OH | 21kV | Tier 2 - Elevated | 22.0931
252211101 | BIOLA 1101 | OH | 12kV |  | 90.0966
252211102 | BIOLA 1102 | OH | 12kV |  | 32.5696
252211103 | BIOLA 1103 | OH | 12kV |  | 80.2344
252211104 | BIOLA 1104 | OH | 12kV |  | 49.7715
252241102 | KINGSBURG 1102 | OH |  |  | 0.0080635
252241102 | KINGSBURG 1102 | OH | 12kV |  | 15.6656
252241108 | KINGSBURG 1108 | OH | 12kV |  | 41.6484
252241110 | KINGSBURG 1110 | OH | 12kV |  | 31.4736
252241111 | KINGSBURG 1111 | OH | 12kV |  | 108.5145
252241112 | KINGSBURG 1112 | OH | 12kV |  | 14.1009
252241113 | KINGSBURG 1113 | OH | 12kV |  | 73.7724
252241114 | KINGSBURG 1114 | OH | 12kV |  | 22.8342
252241116 | KINGSBURG 1116 | OH | 12kV |  | 114.8843
252261101 | LIVINGSTON 1101 | OH | 12kV |  | 103.5594
252261102 | LIVINGSTON 1102 | OH | 12kV |  | 13.622
252261104 | LIVINGSTON 1104 | OH | 12kV |  | 50.6001
252261105 | LIVINGSTON 1105 | OH | 12kV |  | 88.7617
252261106 | LIVINGSTON 1106 | OH | 12kV |  | 42.3463
252261106 | LIVINGSTON 1106 | OH | 21kV |  | 12.9796
252281102 | CALIFORNIA AVE 1102 | OH | 12kV |  | 11.3859
252281103 | CALIFORNIA AVE 1103 | OH | 12kV |  | 7.9984
252281104 | CALIFORNIA AVE 1104 | OH | 12kV |  | 3.5748
252281106 | CALIFORNIA AVE 1106 | OH | 12kV |  | 11.0486
252281108 | CALIFORNIA AVE 1108 | OH | 12kV |  | 9.6232
252281110 | CALIFORNIA AVE 1110 | OH | 12kV |  | 11.356
252281111 | CALIFORNIA AVE 1111 | OH | 12kV |  | 7.2613
252281112 | CALIFORNIA AVE 1112 | OH | 12kV |  | 4.9255
252281113 | CALIFORNIA AVE 1113 | OH | 12kV |  | 5.0903
252281114 | CALIFORNIA AVE 1114 | OH | 12kV |  | 20.6716
252281116 | CALIFORNIA AVE 1116 | OH | 12kV |  | 9.3971
252281117 | CALIFORNIA AVE 1117 | OH | 12kV |  | 1.2702
252291102 | PARLIER 1102 | OH | 12kV |  | 10.9849
252291103 | PARLIER 1103 | OH | 12kV |  | 40.7973
252291104 | PARLIER 1104 | OH | 12kV |  | 49.9728
252291105 | PARLIER 1105 | OH | 12kV |  | 21.4364
252301102 | CAMDEN 1102 | OH | 12kV |  | 62.8325
252301103 | CAMDEN 1103 | OH | 12kV |  | 133.5543
252301104 | CAMDEN 1104 | OH | 12kV |  | 67.2137
252301105 | CAMDEN 1105 | OH | 12kV |  | 53.626
252311101 | MENDOTA 1101 | OH | 12kV |  | 35.072
252311102 | MENDOTA 1102 | OH | 12kV |  | 116.2369
252311103 | MENDOTA 1103 | OH | 12kV |  | 15.8194
252311104 | MENDOTA 1104 | OH | 12kV |  | 40.8492
252321102 | CARNERAS 1102 | OH | 12kV |  | 16.806
252321103 | CARNERAS 1103 | OH | 12kV |  | 42.4179
252341101 | REEDLEY 1101 | OH | 12kV |  | 26.1426
252341104 | REEDLEY 1104 | OH | 12kV |  | 80.9406
252341104 | REEDLEY 1104 | OH | 12kV | Tier 2 - Elevated | 1.6884
252341106 | REEDLEY 1106 | OH | 12kV |  | 99.5666
252341110 | REEDLEY 1110 | OH | 12kV |  | 42.5247
252341112 | REEDLEY 1112 | OH | 12kV |  | 89.212
252341112 | REEDLEY 1112 | OH | 12kV | Tier 2 - Elevated | 0.77907
252351104 | SANGER 1104 | OH | 12kV |  | 9.5904
252351106 | SANGER 1106 | OH | 12kV |  | 14.0156
252351108 | SANGER 1108 | OH | 12kV |  | 81.4839
252351110 | SANGER 1110 | OH | 12kV |  | 29.4903
252351112 | SANGER 1112 | OH | 12kV |  | 11.4647
252351114 | SANGER 1114 | OH | 12kV |  | 63.2277
252351116 | SANGER 1116 | OH | 12kV |  | 13.6432
252351118 | SANGER 1118 | OH | 12kV |  | 26.4263
252361106 | SAN JOAQUIN 1106 | OH | 12kV |  | 51.9552
252361108 | SAN JOAQUIN 1108 | OH | 12kV |  | 40.8928
252361112 | SAN JOAQUIN 1112 | OH | 12kV |  | 41.8601
252371101 | CARUTHERS 1101 | OH | 12kV |  | 81.9288
252371102 | CARUTHERS 1102 | OH | 12kV |  | 62.317
252371104 | CARUTHERS 1104 | OH | 12kV |  | 82.7261
252371105 | CARUTHERS 1105 | OH | 12kV |  | 56.7498
252381104 | COALINGA NO 2 1104 | OH | 12kV |  | 0.16374
252381105 | COALINGA NO 2 1105 | OH | 12kV |  | 76.4286
252381106 | COALINGA NO 2 1106 | OH | 12kV |  | 43.5195
252381107 | COALINGA NO 2 1107 | OH | 12kV |  | 59.0302
252411104 | COPPERMINE 1104 | OH | 12kV |  | 93.0531
252411104 | COPPERMINE 1104 | OH | 12kV | Tier 2 - Elevated | 8.9702
252411106 | COPPERMINE 1106 | OH | 12kV |  | 7.997
252411112 | COPPERMINE 1112 | OH | 12kV |  | 15.8558
252412110 | COPPERMINE 2110 | OH | 21kV |  | 0.0028409
252421102 | DAIRYLAND 1102 | OH | 12kV |  | 61.4142
252421105 | DAIRYLAND 1105 | OH | 12kV |  | 60.3732
252421109 | DAIRYLAND 1109 | OH | 12kV |  | 79.9192
252421111 | DAIRYLAND 1111 | OH | 12kV |  | 48.4842
252421112 | DAIRYLAND 1112 | OH | 12kV |  | 75.6007
252421113 | DAIRYLAND 1113 | OH | 12kV |  | 83.5424
252441104 | ELK HILLS 1104 | OH | 12kV |  | 57.4907
252441106 | ELK HILLS 1106 | OH | 12kV |  | 21.362
252451101 | EL NIDO 1101 | OH | 12kV |  | 57.1429
252451102 | EL NIDO 1102 | OH | 12kV |  | 51.4164
252451103 | EL NIDO 1103 | OH | 12kV |  | 59.9447
252451104 | EL NIDO 1104 | OH | 12kV |  | 86.2565
252461101 | FAMOSO 1101 | OH | 12kV |  | 39.2627
252461102 | FAMOSO 1102 | OH | 12kV |  | 27.3124
252461103 | FAMOSO 1103 | OH | 12kV |  | 32.8597
252461105 | FAMOSO 1105 | OH | 12kV |  | 10.0144
252461107 | FAMOSO 1107 | OH | 12kV |  | 18.8519
252501101 | BALCH NO 1 1101 | OH | 12kV | Tier 2 - Elevated | 14.6994
252521103 | SAN JOAQUIN #2 1103 | OH | 12kV | Tier 2 - Elevated | 71.9642
252521103 | SAN JOAQUIN #2 1103 | OH | 12kV | Tier 3 - Extreme | 10.2001
252521103 | SAN JOAQUIN #2 1103 | OH | 21kV | Tier 2 - Elevated | 0.76638
252531101 | SAN JOAQUIN #3 1101 | OH | 12kV | Tier 2 - Elevated | 1.5698
252531101 | SAN JOAQUIN #3 1101 | OH | 12kV | Tier 3 - Extreme | 22.8169
252531102 | SAN JOAQUIN #3 1102 | OH | 12kV | Tier 2 - Elevated | 0.012652
252531102 | SAN JOAQUIN #3 1102 | OH | 21kV | Tier 2 - Elevated | 6.0735
252531102 | SAN JOAQUIN #3 1102 | OH | 21kV | Tier 3 - Extreme | 5.4279
252531103 | SAN JOAQUIN #3 1103 | OH | 12kV | Tier 2 - Elevated | 22.8616
252531103 | SAN JOAQUIN #3 1103 | OH | 12kV | Tier 3 - Extreme | 30.7129
252541101 | PETROL 1101 | OH | 12kV |  | 0.026941
252551104 | TEMBLOR 1104 | OH | 12kV |  | 49.1351
252551104 | TEMBLOR 1104 | OH | 21kV |  | 0.0028409
252552103 | TEMBLOR 2103 | OH | 12kV |  | 7.5587
252552103 | TEMBLOR 2103 | OH | 21kV |  | 23.0534
252561101 | KERCKHOFF 1101 | OH | 12kV | Tier 2 - Elevated | 34.7549
252611101 | MIDWAY 1101 | OH | 12kV |  | 47.6654
252611102 | MIDWAY 1102 | OH | 12kV |  | 42.3372
252611103 | MIDWAY 1103 | OH | 12kV |  | 18.9723
252611104 | MIDWAY 1104 | OH | 12kV |  | 45.1572
252621101 | CAWELO B 1101 | OH | 12kV |  | 0.012916
252631101 | CAWELO C 1101 | OH | 4.16kV |  | 0.018465
252661101 | GUERNSEY 1101 | OH | 12kV |  | 43.0378
252661102 | GUERNSEY 1102 | OH | 12kV |  | 47.0934
252661103 | GUERNSEY 1103 | OH | 12kV |  | 28.1926
252661104 | GUERNSEY 1104 | OH | 12kV |  | 30.2896
252661105 | GUERNSEY 1105 | OH | 12kV |  | 2.1667
252661106 | GUERNSEY 1106 | OH | 12kV |  | 36.054
252661108 | GUERNSEY 1108 | OH | 12kV |  | 2.1735
252681104 | HENRIETTA 1104 | OH | 12kV |  | 34.8886
252681106 | HENRIETTA 1106 | OH | 12kV |  | 44.5999
252681108 | HENRIETTA 1108 | OH | 12kV |  | 22.6989
252681110 | HENRIETTA 1110 | OH | 12kV |  | 68.4245
252691104 | INDIAN FLAT 1104 | OH | 12kV | Tier 2 - Elevated | 16.816
252701104 | KEARNEY 1104 | OH | 12kV |  | 73.2613
252701106 | KEARNEY 1106 | OH | 12kV |  | 40.9901
252701110 | KEARNEY 1110 | OH | 12kV |  | 51.4501
252701113 | KEARNEY 1113 | OH | 12kV |  | 0.62688
252701114 | KEARNEY 1114 | OH | 12kV |  | 12.3967
252711101 | KERMAN 1101 | OH | 12kV |  | 145.6648
252711102 | KERMAN 1102 | OH | 12kV |  | 59.0855
252711103 | KERMAN 1103 | OH | 12kV |  | 55.9478
252711104 | KERMAN 1104 | OH | 12kV |  | 65.9771
252711106 | KERMAN 1106 | OH | 12kV |  | 75.638
252711108 | KERMAN 1108 | OH | 12kV |  | 28.1772
252721103 | KERN OIL 1103 | OH | 12kV |  | 11.3606
252721104 | KERN OIL 1104 | OH | 12kV |  | 29.1919
252721104 | KERN OIL 1104 | OH | 21kV |  | 9.8528
252721106 | KERN OIL 1106 | OH | 12kV |  | 41.328
252721106 | KERN OIL 1106 | OH | 12kV | Tier 2 - Elevated | 0.42006
252721106 | KERN OIL 1106 | OH | 21kV |  | 0.097612
252721106 | KERN OIL 1106 | OH | 21kV | Tier 2 - Elevated | 0.85871
252721107 | KERN OIL 1107 | OH | 12kV |  | 22.7387
252721108 | KERN OIL 1108 | OH | 12kV |  | 7.664
252721109 | KERN OIL 1109 | OH | 12kV |  | 11.334
252721110 | KERN OIL 1110 | OH | 12kV |  | 8.5407
252721112 | KERN OIL 1112 | OH | 12kV |  | 0.066475
252721114 | KERN OIL 1114 | OH | 12kV |  | 21.5728
252721116 | KERN OIL 1116 | OH | 12kV |  | 4.5937
252731101 | KETTLEMAN HILLS 1101 | OH | 12kV |  | 28.582
252731101 | KETTLEMAN HILLS 1101 | OH | 21kV |  | 10.6412
252732104 | KETTLEMAN HILLS 2104 | OH | 12kV |  | 0.058574
252732104 | KETTLEMAN HILLS 2104 | OH | 21kV |  | 34.5866
252761102 | MADERA 1102 | OH | 12kV |  | 0.020971
252761104 | MADERA 1104 | OH | 12kV |  | 14.6356
252761106 | MADERA 1106 | OH | 12kV |  | 7.2194
252761112 | MADERA 1112 | OH | 12kV |  | 12.186
252761114 | MADERA 1114 | OH | 12kV |  | 9.7264
252761116 | MADERA 1116 | OH | 12kV |  | 2.9527
252761118 | MADERA 1118 | OH | 12kV |  | 9.0274
252761119 | MADERA 1119 | OH | 12kV |  | 126.8146
252771101 | MAGUNDEN 1101 | OH | 12kV |  | 19.4667
252771104 | MAGUNDEN 1104 | OH | 12kV |  | 5.1791
252771105 | MAGUNDEN 1105 | OH | 12kV |  | 13.7138
252771106 | MAGUNDEN 1106 | OH | 12kV |  | 16.0101
252771108 | MAGUNDEN 1108 | OH | 12kV |  | 30.6383
252772108 | MAGUNDEN 2108 | OH | 21kV |  | 45.4439
252772109 | MAGUNDEN 2109 | OH | 21kV |  | 14.3938
252781101 | MCKITTRICK 1101 | OH | 12kV |  | 52.6222
252801108 | MERCED 1108 | OH | 12kV |  | 18.9741
252801114 | MERCED 1114 | OH | 12kV |  | 108.5727
252801116 | MERCED 1116 | OH | 12kV |  | 77.828
252802101 | MERCED 2101 | OH | 21kV |  | 30.1465
252802102 | MERCED 2102 | OH | 12kV |  | 3.8068
252802102 | MERCED 2102 | OH | 21kV |  | 22.1305
252811102 | MERCED FALLS 1102 | OH | 2.4kV |  | 0.0050578
252811102 | MERCED FALLS 1102 | OH | 12kV |  | 11.0245
252811102 | MERCED FALLS 1102 | OH | 12kV | Tier 2 - Elevated | 108.7033
252811102 | MERCED FALLS 1102 | OH | 21kV |  | 59.5459
252811102 | MERCED FALLS 1102 | OH | 21kV | Tier 2 - Elevated | 11.3015
252821001 | OLD RIVER 1001 | OH | 12kV |  | 0.0041889
252821101 | OLD RIVER 1101 | OH | 12kV |  | 41.767
252821102 | OLD RIVER 1102 | OH | 12kV |  | 49.432
252821103 | OLD RIVER 1103 | OH | 12kV |  | 35.3978
252821104 | OLD RIVER 1104 | OH | 12kV |  | 59.3334
252821105 | OLD RIVER 1105 | OH | 12kV |  | 15.0511
252841101 | OROSI 1101 | OH | 12kV |  | 50.6282
252841102 | OROSI 1102 | OH | 12kV |  | 34.2043
252841102 | OROSI 1102 | OH | 12kV | Tier 2 - Elevated | 0.67297
252841103 | OROSI 1103 | OH | 12kV |  | 37.7148
252841104 | OROSI 1104 | OH | 12kV |  | 55.7626
252852101 | PINEDALE 2101 | OH | 21kV |  | 1.8245
252852102 | PINEDALE 2102 | OH | 21kV |  | 2.7431
252852103 | PINEDALE 2103 | OH | 21kV |  | 1.9808
252852105 | PINEDALE 2105 | OH | 21kV |  | 1.7572
252852106 | PINEDALE 2106 | OH | 21kV |  | 5.4121
252852107 | PINEDALE 2107 | OH | 21kV |  | 1.5828
252852109 | PINEDALE 2109 | OH | 21kV |  | 7.1363
252852110 | PINEDALE 2110 | OH | 21kV |  | 0.19156
252852111 | PINEDALE 2111 | OH | 21kV |  | 0.74948
252861101 | RIO BRAVO 1101 | OH | 12kV |  | 20.8887
252861102 | RIO BRAVO 1102 | OH | 12kV |  | 27.3511
252861103 | RIO BRAVO 1103 | OH | 12kV |  | 26.9279
252861104 | RIO BRAVO 1104 | OH | 21kV |  | 8.1721
252861106 | RIO BRAVO 1106 | OH | 12kV |  | 56.7613
252891104 | SCHINDLER 1104 | OH | 12kV |  | 0.0068408
252891105 | SCHINDLER 1105 | OH | 12kV |  | 42.0114
252891107 | SCHINDLER 1107 | OH | 12kV |  | 1.4289
252891108 | SCHINDLER 1108 | OH | 12kV |  | 2.3098
252891109 | SCHINDLER 1109 | OH | 12kV |  | 1.6683
252891110 | SCHINDLER 1110 | OH | 12kV |  | 48.0945
252891111 | SCHINDLER 1111 | OH | 12kV |  | 41.737
252891112 | SCHINDLER 1112 | OH | 12kV |  | 62.0475
252891114 | SCHINDLER 1114 | OH | 12kV |  | 58.8223
252891116 | SCHINDLER 1116 | OH | 12kV |  | 30.1053
252901104 | SEMITROPIC 1104 | OH | 12kV |  | 16.095
252901106 | SEMITROPIC 1106 | OH | 12kV |  | 27.1091
252901108 | SEMITROPIC 1108 | OH | 12kV |  | 11.768
252901110 | SEMITROPIC 1110 | OH | 12kV |  | 50.1036
252901112 | SEMITROPIC 1112 | OH | 12kV |  | 26.7288
252921108 | STONE CORRAL 1108 | OH | 12kV |  | 74.5071
252921108 | STONE CORRAL 1108 | OH | 12kV | Tier 2 - Elevated | 1.8555
252921109 | STONE CORRAL 1109 | OH | 12kV |  | 16.5206
252921110 | STONE CORRAL 1110 | OH | 12kV |  | 60.7105
252921110 | STONE CORRAL 1110 | OH | 12kV | Tier 2 - Elevated | 1.9087
252931102 | TEJON 1102 | OH | 12kV |  | 29.2763
252931102 | TEJON 1102 | OH | 12kV | Tier 2 - Elevated | 32.8753
252931103 | TEJON 1103 | OH | 12kV |  | 38.7066
252931103 | TEJON 1103 | OH | 12kV | Tier 2 - Elevated | 1.7698
252931105 | TEJON 1105 | OH | 12kV |  | 28.7166
252931106 | TEJON 1106 | OH | 12kV |  | 27.6673
252941106 | TIVY VALLEY 1106 | OH | 12kV |  | 26.8159
252941107 | TIVY VALLEY 1107 | OH | 12kV |  | 57.8884
252941107 | TIVY VALLEY 1107 | OH | 12kV | Tier 2 - Elevated | 117.3776
252950001 | TULARE LAKE 0001 | OH |  |  | 0.0028409
252950001 | TULARE LAKE 0001 | OH | 12kV |  | 60.0173
252950001 | TULARE LAKE 0001 | OH | 22kV |  | 0.23912
252950001 | TULARE LAKE 0001 | OH | 21kV |  | 6.4983
252951108 | TULARE LAKE 1108 | OH | 12kV |  | 0.086828
252951108 | TULARE LAKE 1108 | OH | 21kV |  | 48.6278
252961101 | WASCO 1101 | OH | 12kV |  | 12.0978
252961102 | WASCO 1102 | OH | 12kV |  | 7.9294
252961104 | WASCO 1104 | OH | 12kV |  | 10.3745
252971101 | WEEDPATCH 1101 | OH | 12kV |  | 20.3159
252971102 | WEEDPATCH 1102 | OH | 12kV |  | 18.2271
252971103 | WEEDPATCH 1103 | OH | 12kV |  | 18.0006
252971105 | WEEDPATCH 1105 | OH | 12kV |  | 0.9605
252971106 | WEEDPATCH 1106 | OH | 12kV |  | 64.5471
253141103 | CUYAMA 1103 | OH | 12kV |  | 76.8675
253141103 | CUYAMA 1103 | OH | 12kV | Tier 2 - Elevated | 2.5774
253141104 | CUYAMA 1104 | OH | 12kV |  | 17.8855
253142101 | CUYAMA 2101 | OH | 12kV |  | 3.0511
253142101 | CUYAMA 2101 | OH | 21kV |  | 59.9643
253142102 | CUYAMA 2102 | OH | 21kV |  | 35.7512
253151102 | GIFFEN 1102 | OH | 12kV |  | 41.5257
253151103 | GIFFEN 1103 | OH | 12kV |  | 40.0608
253151103 | GIFFEN 1103 | OH | 21kV |  | 11.6183
253151106 | GIFFEN 1106 | OH | 12kV |  | 2.1673
253151107 | GIFFEN 1107 | OH | 12kV |  | 2.6483
253161106 | HURON 1106 | OH | 12kV |  | 17.0514
253161107 | HURON 1107 | OH | 12kV |  | 0.33641
253161108 | HURON 1108 | OH | 12kV |  | 10.1544
253161109 | HURON 1109 | OH | 12kV |  | 0.34198
253161112 | HURON 1112 | OH | 12kV |  | 13.7864
253161116 | HURON 1116 | OH | 12kV |  | 19.2776
253181101 | MC FARLAND 1101 | OH | 12kV |  | 17.1995
253181102 | MC FARLAND 1102 | OH | 12kV |  | 42.7564
253181104 | MC FARLAND 1104 | OH | 12kV |  | 34.9642
253181105 | MC FARLAND 1105 | OH | 12kV |  | 19.8489
253191101 | SAN BERNARD 1101 | OH | 12kV |  | 43.4681
253191101 | SAN BERNARD 1101 | OH | 12kV | Tier 2 - Elevated | 1.0626
253191102 | SAN BERNARD 1102 | OH | 12kV |  | 12.0789
253191104 | SAN BERNARD 1104 | OH | 12kV |  | 16.6048
253371101 | BAKERSFIELD 1101 | OH | 12kV |  | 7.4461
253371102 | BAKERSFIELD 1102 | OH | 12kV |  | 17.5507
253371105 | BAKERSFIELD 1105 | OH | 12kV |  | 6.4334
253371106 | BAKERSFIELD 1106 | OH | 4.16kV |  | 0.0073173
253371106 | BAKERSFIELD 1106 | OH | 12kV |  | 11.8088
253371107 | BAKERSFIELD 1107 | OH | 12kV |  | 3.6794
253371110 | BAKERSFIELD 1110 | OH | 12kV |  | 5.9619
253371114 | BAKERSFIELD 1114 | OH | 12kV |  | 15.6945
253371115 | BAKERSFIELD 1115 | OH | 12kV |  | 5.6946
253371116 | BAKERSFIELD 1116 | OH | 12kV |  | 16.8277
253371118 | BAKERSFIELD 1118 | OH | 12kV |  | 11.4197
253372104 | BAKERSFIELD 2104 | OH | 21kV |  | 34.9531
253372106 | BAKERSFIELD 2106 | OH | 21kV |  | 31.681
253372107 | BAKERSFIELD 2107 | OH | 21kV |  | 0.011857
253372109 | BAKERSFIELD 2109 | OH | 21kV |  | 32.0924
253391101 | FRUITVALE 1101 | OH | 12kV |  | 3.3228
253391103 | FRUITVALE 1103 | OH | 12kV |  | 11.6525
253391104 | FRUITVALE 1104 | OH | 12kV |  | 13.52
253391105 | FRUITVALE 1105 | OH | 12kV |  | 3.3972
253391106 | FRUITVALE 1106 | OH | 12kV |  | 6.6221
253392108 | FRUITVALE 2108 | OH | 12kV |  | 0.012574
253392108 | FRUITVALE 2108 | OH | 21kV |  | 9.097
253401101 | HAMMONDS 1101 | OH | 12kV |  | 35.0882
253401102 | HAMMONDS 1102 | OH | 12kV |  | 43.6299
253401104 | HAMMONDS 1104 | OH | 12kV |  | 66.3028
253411102 | LAKEVIEW 1102 | OH | 12kV |  | 54.244
253411103 | LAKEVIEW 1103 | OH | 12kV |  | 22.4466
253411106 | LAKEVIEW 1106 | OH | 12kV |  | 41.8475
253411107 | LAKEVIEW 1107 | OH | 12kV |  | 25.9639
253422101 | PANAMA 2101 | OH | 12kV |  | 31.7091
253422101 | PANAMA 2101 | OH | 21kV |  | 6.9656
253422102 | PANAMA 2102 | OH | 21kV |  | 34.0414
253441101 | CALFLAX 1101 | OH | 12kV |  | 27.4193
253441102 | CALFLAX 1102 | OH | 12kV |  | 20.413
253441103 | CALFLAX 1103 | OH | 12kV |  | 29.2665
253441104 | CALFLAX 1104 | OH | 12kV |  | 18.598
253451101 | DEVILS DEN 1101 | OH | 12kV |  | 45.9096
253451102 | DEVILS DEN 1102 | OH | 12kV |  | 33.5276
253461101 | CARRIZO PLAINS 1101 | OH | 12kV |  | 106.2765
253471101 | FIREBAUGH 1101 | OH | 12kV |  | 58.5362
253471102 | FIREBAUGH 1102 | OH | 12kV |  | 30.5732
253471103 | FIREBAUGH 1103 | OH | 12kV |  | 75.3435
253481101 | WHEELER RIDGE 1101 | OH | 12kV |  | 67.9646
253481102 | WHEELER RIDGE 1102 | OH | 12kV |  | 34.2834
253481103 | WHEELER RIDGE 1103 | OH | 12kV |  | 39.7626
253491110 | LERDO 1110 | OH | 12kV |  | 11.9854
253491111 | LERDO 1111 | OH | 12kV |  | 36.2741
253491112 | LERDO 1112 | OH | 12kV |  | 18.487
253491113 | LERDO 1113 | OH | 12kV |  | 38.5354
253491114 | LERDO 1114 | OH | 12kV |  | 15.0644
253491115 | LERDO 1115 | OH | 12kV |  | 15.8626
253491116 | LERDO 1116 | OH | 12kV |  | 42.5434
253531101 | BOWLES 1101 | OH | 12kV |  | 70.4928
253531102 | BOWLES 1102 | OH | 12kV |  | 34.399
253531103 | BOWLES 1103 | OH | 12kV |  | 26.626
253531104 | BOWLES 1104 | OH | 12kV |  | 25.0434
253541102 | SANTA RITA 1102 | OH | 12kV |  | 86.7429
253541105 | SANTA RITA 1105 | OH | 12kV |  | 61.2863
253551101 | SMYRNA 1101 | OH | 12kV |  | 47.6743
253551102 | SMYRNA 1102 | OH | 12kV |  | 66.7226
253551104 | SMYRNA 1104 | OH | 12kV |  | 39.9078
253551105 | SMYRNA 1105 | OH | 12kV |  | 53.8293
253551106 | SMYRNA 1106 | OH | 12kV |  | 46.7563
253571101 | BARTON 1101 | OH | 12kV |  | 5.9753
253571102 | BARTON 1102 | OH | 12kV |  | 4.4902
253571104 | BARTON 1104 | OH | 12kV |  | 11.6686
253571105 | BARTON 1105 | OH | 12kV |  | 4.7786
253571106 | BARTON 1106 | OH | 12kV |  | 5.9574
253571108 | BARTON 1108 | OH | 12kV |  | 18.7858
253571109 | BARTON 1109 | OH | 12kV |  | 7.1663
253571110 | BARTON 1110 | OH | 12kV |  | 16.3378
253571111 | BARTON 1111 | OH | 12kV |  | 15.5623
253571112 | BARTON 1112 | OH | 12kV |  | 3.3668
253571114 | BARTON 1114 | OH | 12kV |  | 12.8291
253571115 | BARTON 1115 | OH | 12kV |  | 15.2909
253571116 | BARTON 1116 | OH | 12kV |  | 9.315
253591101 | CANTUA 1101 | OH | 12kV |  | 23.7955
253591102 | CANTUA 1102 | OH | 12kV |  | 43.6278
253591103 | CANTUA 1103 | OH | 12kV |  | 35.8609
253591104 | CANTUA 1104 | OH | 12kV |  | 0.17433
253591105 | CANTUA 1105 | OH | 12kV |  | 15.1366
253591106 | CANTUA 1106 | OH | 12kV |  | 0.15927
253601101 | LEMOORE 1101 | OH | 12kV |  | 41.6013
253601102 | LEMOORE 1102 | OH | 12kV |  | 11.7214
253601103 | LEMOORE 1103 | OH | 12kV |  | 14.5071
253601104 | LEMOORE 1104 | OH | 12kV |  | 49.9442
253601105 | LEMOORE 1105 | OH | 12kV |  | 12.0936
253611102 | ATWATER 1102 | OH | 12kV |  | 84.4602
253611103 | ATWATER 1103 | OH | 12kV |  | 38.0177
253611104 | ATWATER 1104 | OH | 12kV |  | 12.9211
253611105 | ATWATER 1105 | OH | 12kV |  | 13.1283
253611106 | ATWATER 1106 | OH | 12kV |  | 35.075
253611107 | ATWATER 1107 | OH | 12kV |  | 30.5777
253611108 | ATWATER 1108 | OH | 12kV |  | 54.1753
253611108 | ATWATER 1108 | OH | 21kV |  | 6.9721
253642101 | POSO MOUNTAIN 2101 | OH | 12kV | Tier 2 - Elevated | 0.017393
253642101 | POSO MOUNTAIN 2101 | OH | 21kV |  | 10.4849
253642101 | POSO MOUNTAIN 2101 | OH | 21kV | Tier 2 - Elevated | 49.0663
253642103 | POSO MOUNTAIN 2103 | OH | 12kV |  | 2.0973
253642103 | POSO MOUNTAIN 2103 | OH | 12kV | Tier 2 - Elevated | 18.573
253642104 | POSO MOUNTAIN 2104 | OH | 21kV |  | 4.4897
253642104 | POSO MOUNTAIN 2104 | OH | 21kV | Tier 2 - Elevated | 8.1901
253651101 | SHAFTER 1101 | OH | 12kV |  | 0.034279
253651102 | SHAFTER 1102 | OH | 12kV |  | 27.5927
253651103 | SHAFTER 1103 | OH | 12kV |  | 40.0001
253651104 | SHAFTER 1104 | OH | 12kV |  | 9.6144
253651111 | SHAFTER 1111 | OH | 12kV |  | 24.7285
253651112 | SHAFTER 1112 | OH | 12kV |  | 48.044
253661101 | STROUD 1101 | OH | 12kV |  | 32.0888
253661102 | STROUD 1102 | OH | 12kV |  | 34.4352
253661104 | STROUD 1104 | OH | 12kV |  | 31.2445
253671101 | PANOCHE 1101 | OH | 12kV |  | 27.6963
253671102 | PANOCHE 1102 | OH | 12kV |  | 44.2179
253671103 | PANOCHE 1103 | OH | 12kV |  | 78.4907
253671103 | PANOCHE 1103 | OH | 12kV | Tier 2 - Elevated | 43.7923
253701101 | WESTPARK 1101 | OH | 12kV |  | 11.3857
253701102 | WESTPARK 1102 | OH | 12kV |  | 3.7586
253701103 | WESTPARK 1103 | OH | 12kV |  | 15.6962
253701104 | WESTPARK 1104 | OH | 12kV |  | 10.4026
253701105 | WESTPARK 1105 | OH | 12kV |  | 2.2881
253701106 | WESTPARK 1106 | OH | 2.4kV |  | 0.020092
253701106 | WESTPARK 1106 | OH | 12kV |  | 2.7376
253701107 | WESTPARK 1107 | OH | 12kV |  | 5.4704
253701108 | WESTPARK 1108 | OH | 12kV |  | 20.9937
253701109 | WESTPARK 1109 | OH | 12kV |  | 9.8656
253701110 | WESTPARK 1110 | OH | 12kV |  | 12.9884
253701111 | WESTPARK 1111 | OH | 12kV |  | 5.2171
253701112 | WESTPARK 1112 | OH | 12kV |  | 6.9142
253711101 | HARDWICK 1101 | OH | 12kV |  | 72.2683
253711102 | HARDWICK 1102 | OH | 12kV |  | 98.329
253731101 | WEST FRESNO 1101 | OH | 12kV |  | 15.9312
253731102 | WEST FRESNO 1102 | OH | 12kV |  | 4.1404
253731103 | WEST FRESNO 1103 | OH | 12kV |  | 5.8845
253731104 | WEST FRESNO 1104 | OH | 12kV |  | 16.7325
253731105 | WEST FRESNO 1105 | OH | 12kV |  | 6.0389
253731106 | WEST FRESNO 1106 | OH | 12kV |  | 5.9379
253731107 | WEST FRESNO 1107 | OH | 12kV |  | 4.3671
253731108 | WEST FRESNO 1108 | OH | 12kV |  | 2.6184
253731109 | WEST FRESNO 1109 | OH | 2.4kV |  | 0.20496
253731109 | WEST FRESNO 1109 | OH | 12kV |  | 20.1324
253731110 | WEST FRESNO 1110 | OH | 12kV |  | 5.859
253731111 | WEST FRESNO 1111 | OH | 12kV |  | 34.3139
253731112 | WEST FRESNO 1112 | OH | 12kV |  | 23.8402
253801101 | ARVIN 1101 | OH | 12kV |  | 29.6103
253801101 | ARVIN 1101 | OH | 12kV | Tier 2 - Elevated | 0.10293
253801102 | ARVIN 1102 | OH | 12kV |  | 17.8675
253801103 | ARVIN 1103 | OH | 12kV |  | 13.2498
253871102 | COPUS 1102 | OH | 12kV |  | 30.8128
253871103 | COPUS 1103 | OH | 12kV |  | 24.7226
253871104 | COPUS 1104 | OH | 12kV |  | 39.1361
253880004 | EL CAPITAN 0004 | OH | 12kV |  | 0.0051314
253881102 | EL CAPITAN 1102 | OH | 12kV |  | 16.5961
253881103 | EL CAPITAN 1103 | OH | 12kV |  | 59.6166
253881104 | EL CAPITAN 1104 | OH | 12kV |  | 42.3383
253881105 | EL CAPITAN 1105 | OH | 12kV |  | 4.8406
253881106 | EL CAPITAN 1106 | OH | 12kV |  | 14.3473
253882109 | EL CAPITAN 2109 | OH | 21kV |  | 4.4699
253882110 | EL CAPITAN 2110 | OH | 21kV |  | 14.6852
253911102 | LAMONT 1102 | OH | 12kV |  | 67.9585
253911102 | LAMONT 1102 | OH | 12kV | Tier 2 - Elevated | 1.3209
253911103 | LAMONT 1103 | OH | 12kV |  | 26.9456
253911104 | LAMONT 1104 | OH | 12kV |  | 53.2803
253911105 | LAMONT 1105 | OH | 12kV |  | 37.0963
253911106 | LAMONT 1106 | OH | 12kV |  | 22.4834
253911107 | LAMONT 1107 | OH | 12kV |  | 46.234
253921101 | MANCHESTER 1101 | OH | 12kV |  | 12.8925
253921102 | MANCHESTER 1102 | OH | 12kV |  | 13.6248
253921103 | MANCHESTER 1103 | OH | 12kV |  | 7.1824
253921104 | MANCHESTER 1104 | OH | 12kV |  | 3.969
253921105 | MANCHESTER 1105 | OH | 12kV |  | 9.033
253921106 | MANCHESTER 1106 | OH | 12kV |  | 14.9121
253921107 | MANCHESTER 1107 | OH | 12kV |  | 8.6789
253921108 | MANCHESTER 1108 | OH | 12kV |  | 14.6386
253921109 | MANCHESTER 1109 | OH | 12kV |  | 15.9796
253921110 | MANCHESTER 1110 | OH | 12kV |  | 13.4157
253921111 | MANCHESTER 1111 | OH | 12kV |  | 14.442
253921112 | MANCHESTER 1112 | OH | 12kV |  | 15.9504
253931101 | GATES 1101 | OH | 12kV |  | 15.2733
253931102 | GATES 1102 | OH | 12kV |  | 40.8076
253931104 | GATES 1104 | OH | 12kV |  | 25.5291
253931105 | GATES 1105 | OH | 12kV |  | 18.5988
253931106 | GATES 1106 | OH | 12kV |  | 45.7158
253931107 | GATES 1107 | OH | 12kV |  | 2.5191
253931108 | GATES 1108 | OH | 12kV |  | 2.575
253931109 | GATES 1109 | OH | 12kV |  | 0.30006
253931110 | GATES 1110 | OH | 12kV |  | 44.5417
253951103 | COLUMBUS 1103 | OH | 12kV |  | 7.8749
253951104 | COLUMBUS 1104 | OH | 12kV |  | 8.2694
253951105 | COLUMBUS 1105 | OH | 12kV |  | 16.0555
253951106 | COLUMBUS 1106 | OH | 12kV |  | 14.3124
253951109 | COLUMBUS 1109 | OH | 12kV |  | 5.5782
253951110 | COLUMBUS 1110 | OH | 12kV |  | 6.5198
253961101 | BULLARD 1101 | OH | 12kV |  | 14.3395
253961102 | BULLARD 1102 | OH | 12kV |  | 2.7772
253961103 | BULLARD 1103 | OH | 12kV |  | 8.1148
253961104 | BULLARD 1104 | OH | 12kV |  | 8.0427
253961105 | BULLARD 1105 | OH | 12kV |  | 3.4681
253961106 | BULLARD 1106 | OH | 12kV |  | 3.6853
253961107 | BULLARD 1107 | OH | 12kV |  | 2.3963
253961108 | BULLARD 1108 | OH | 12kV |  | 1.6243
253961109 | BULLARD 1109 | OH | 12kV |  | 5.4022
253961110 | BULLARD 1110 | OH | 12kV |  | 4.2894
253961113 | BULLARD 1113 | OH | 12kV |  | 5.2151
253962111 | BULLARD 2111 | OH | 21kV |  | 4.4698
253962112 | BULLARD 2112 | OH | 21kV |  | 11.094
253962114 | BULLARD 2114 | OH | 21kV |  | 4.7078
253981102 | EL PECO 1102 | OH | 12kV |  | 52.1873
253981105 | EL PECO 1105 | OH | 12kV |  | 105.0655
253981106 | EL PECO 1106 | OH | 12kV |  | 34.0311
254001103 | ALPAUGH 1103 | OH | 12kV |  | 27.7494
254001104 | ALPAUGH 1104 | OH | 12kV |  | 56.4112
254001106 | ALPAUGH 1106 | OH | 12kV |  | 52.837
254041101 | DOS PALOS 1101 | OH | 12kV |  | 75.5702
254041102 | DOS PALOS 1102 | OH | 12kV |  | 0.21452
254051101 | SANTA NELLA 1101 | OH | 12kV |  | 38.5471
254051104 | SANTA NELLA 1104 | OH | 12kV |  | 52.293
254060001 | DUNLAP 0001 | OH | 12kV | Tier 2 - Elevated | 0.04167
254061102 | DUNLAP 1102 | OH | 12kV | Tier 2 - Elevated | 56.0377
254061102 | DUNLAP 1102 | OH | 21kV | Tier 2 - Elevated | 0.63941
254061103 | DUNLAP 1103 | OH | 2.4kV | Tier 2 - Elevated | 1.3645
254061103 | DUNLAP 1103 | OH | 12kV | Tier 2 - Elevated | 69.8633
254071105 | STOCKDALE 1105 | OH | 12kV |  | 5.0539
254071106 | STOCKDALE 1106 | OH | 12kV |  | 5.6028
254071108 | STOCKDALE 1108 | OH | 12kV |  | 3.8426
254071109 | STOCKDALE 1109 | OH | 12kV |  | 4.2752
254071109 | STOCKDALE 1109 | OH | 21kV |  | 0.20039
254071110 | STOCKDALE 1110 | OH | 12kV |  | 6.3146
254071111 | STOCKDALE 1111 | OH | 12kV |  | 8.6496
254072105 | STOCKDALE 2105 | OH | 12kV |  | 2.6387
254072105 | STOCKDALE 2105 | OH | 21kV |  | 2.3539
254072106 | STOCKDALE 2106 | OH | 21kV |  | 8.9541
254072107 | STOCKDALE 2107 | OH | 21kV |  | 1.8405
254072108 | STOCKDALE 2108 | OH | 21kV |  | 2.943
254072109 | STOCKDALE 2109 | OH | 21kV |  | 8.5081
254072110 | STOCKDALE 2110 | OH | 21kV |  | 8.7751
254072111 | STOCKDALE 2111 | OH | 21kV |  | 2.8775
254072112 | STOCKDALE 2112 | OH | 12kV |  | 20.9891
254072112 | STOCKDALE 2112 | OH | 21kV |  | 9.8163
254072113 | STOCKDALE 2113 | OH | 21kV |  | 15.8505
254072114 | STOCKDALE 2114 | OH | 21kV |  | 10.5253
254072115 | STOCKDALE 2115 | OH | 21kV |  | 0.44635
254081101 | CLOVIS 1101 | OH | 12kV |  | 3.9796
254081102 | CLOVIS 1102 | OH | 12kV |  | 28.4337
254081103 | CLOVIS 1103 | OH | 12kV |  | 1.9417
254081104 | CLOVIS 1104 | OH | 12kV |  | 0.0028409
254081105 | CLOVIS 1105 | OH | 12kV |  | 7.7256
254081106 | CLOVIS 1106 | OH | 12kV |  | 4.9908
254081107 | CLOVIS 1107 | OH | 12kV |  | 8.4773
254081108 | CLOVIS 1108 | OH | 12kV |  | 11.8047
254082109 | CLOVIS 2109 | OH | 21kV |  | 3.9014
254082110 | CLOVIS 2110 | OH | 21kV |  | 11.4717
254082111 | CLOVIS 2111 | OH | 21kV |  | 8.7989
254091100 | DINUBA 1100 | OH | 12kV |  | 0.0098687
254091102 | DINUBA 1102 | OH | 12kV |  | 22.6296
254091104 | DINUBA 1104 | OH | 12kV |  | 85.529
254091105 | DINUBA 1105 | OH | 12kV |  | 99.9678
254091106 | DINUBA 1106 | OH | 12kV |  | 10.3344
254101101 | CHOWCHILLA 1101 | OH | 12kV |  | 62.9635
254101102 | CHOWCHILLA 1102 | OH | 12kV |  | 17.3016
254101103 | CHOWCHILLA 1103 | OH | 12kV |  | 53.3747
254101104 | CHOWCHILLA 1104 | OH | 12kV |  | 80.4723
254101105 | CHOWCHILLA 1105 | OH | 12kV |  | 5.2504
254101106 | CHOWCHILLA 1106 | OH | 12kV |  | 54.7725
254121101 | MC CALL 1101 | OH | 12kV |  | 95.0962
254121102 | MC CALL 1102 | OH | 12kV |  | 25.1586
254121103 | MC CALL 1103 | OH | 12kV |  | 17.4972
254121104 | MC CALL 1104 | OH | 12kV |  | 16.6197
254121105 | MC CALL 1105 | OH | 12kV |  | 16.2173
254121106 | MC CALL 1106 | OH | 12kV |  | 77.3995
254121107 | MC CALL 1107 | OH | 12kV |  | 100.161
254121108 | MC CALL 1108 | OH | 12kV |  | 56.5013
254151101 | AUBERRY 1101 | OH |  | Tier 3 - Extreme | 0.0028409
254151101 | AUBERRY 1101 | OH | 12kV |  | 2.3118
254151101 | AUBERRY 1101 | OH | 12kV | Tier 2 - Elevated | 208.8199
254151101 | AUBERRY 1101 | OH | 12kV | Tier 3 - Extreme | 30.6119
254151102 | AUBERRY 1102 | OH | 12kV | Tier 2 - Elevated | 128.9045
254181101 | RESERVE OIL 1101 | OH | 12kV |  | 2.197
254201101 | GOOSE LAKE 1101 | OH | 12kV |  | 0.54411
254201103 | GOOSE LAKE 1103 | OH | 12kV |  | 74.4798
254201106 | GOOSE LAKE 1106 | OH | 12kV |  | 67.1115
254202104 | GOOSE LAKE 2104 | OH | 12kV |  | 6.0998
254202104 | GOOSE LAKE 2104 | OH | 21kV |  | 43.0594
254211101 | MARICOPA 1101 | OH | 12kV |  | 39.5639
254211102 | MARICOPA 1102 | OH | 12kV |  | 38.0781
254242103 | FELLOWS 2103 | OH | 12kV |  | 0.047162
254242103 | FELLOWS 2103 | OH | 21kV |  | 27.5879
254242104 | FELLOWS 2104 | OH | 12kV |  | 14.6764
254242104 | FELLOWS 2104 | OH | 21kV |  | 62.8529
254251101 | MALAGA 1101 | OH | 12kV |  | 3.7652
254251102 | MALAGA 1102 | OH | 12kV |  | 55.1933
254251103 | MALAGA 1103 | OH | 12kV |  | 23.6587
254251104 | MALAGA 1104 | OH | 12kV |  | 15.5511
254251105 | MALAGA 1105 | OH | 12kV |  | 0.64456
254251106 | MALAGA 1106 | OH | 12kV |  | 9.4536
254251107 | MALAGA 1107 | OH | 12kV |  | 2.651
254251108 | MALAGA 1108 | OH | 12kV |  | 20.2352
254251109 | MALAGA 1109 | OH | 12kV |  | 3.3031
254251110 | MALAGA 1110 | OH | 12kV |  | 15.4038
254251111 | MALAGA 1111 | OH | 12kV |  | 8.9798
254261101 | BERRENDA A 1101 | OH | 4.16kV |  | 0.02187
254272107 | CASSIDY 2107 | OH | 12kV |  | 66.9102
254272108 | CASSIDY 2108 | OH | 12kV |  | 36.9158
254272108 | CASSIDY 2108 | OH | 21kV |  | 7.9866
254281101 | LOST HILLS 1101 | OH | 2.4kV |  | 0.0059923
254291102 | WELLFIELD 1102 | OH | 12kV |  | 37.8739
254291103 | WELLFIELD 1103 | OH | 12kV |  | 0.31007
254291104 | WELLFIELD 1104 | OH | 12kV |  | 5.2691
254301101 | WILSON 1101 | OH | 12kV |  | 16.4941
254301102 | WILSON 1102 | OH | 12kV |  | 30.4652
254301103 | WILSON 1103 | OH | 12kV |  | 115.4708
254311105 | ORTIGA 1105 | OH | 12kV |  | 31.91
254311106 | ORTIGA 1106 | OH | 12kV |  | 53.7324
254371101 | BELRIDGE 1A 1101 | OH | 4.16kV |  | 0.073122
254381101 | BELRIDGE 1B 1101 | OH | 4.16kV |  | 0.014953
254401101 | TWISSELMAN 1101 | OH | 12kV |  | 0.01598
254401102 | TWISSELMAN 1102 | OH | 12kV |  | 49.0945
254401104 | TWISSELMAN 1104 | OH | 12kV |  | 0.015925
254402105 | TWISSELMAN 2105 | OH | 21kV |  | 89.1745
254411104 | MC MULLIN 1104 | OH | 12kV |  | 69.1573
254411105 | MC MULLIN 1105 | OH | 12kV |  | 58.1593
254411106 | MC MULLIN 1106 | OH | 12kV |  | 100.8825
254421101 | OAKHURST 1101 | OH | 12kV |  | 0.7708
254421101 | OAKHURST 1101 | OH | 12kV | Tier 2 - Elevated | 88.8705
254421101 | OAKHURST 1101 | OH | 12kV | Tier 3 - Extreme | 3.1435
254421102 | OAKHURST 1102 | OH | 12kV |  | 3.8842
254421102 | OAKHURST 1102 | OH | 12kV | Tier 2 - Elevated | 11.4541
254421102 | OAKHURST 1102 | OH | 12kV | Tier 3 - Extreme | 1.2338
254421103 | OAKHURST 1103 | OH | 12kV |  | 2.6466
254421103 | OAKHURST 1103 | OH | 12kV | Tier 2 - Elevated | 41.9959
254421103 | OAKHURST 1103 | OH | 12kV | Tier 3 - Extreme | 85.1597
254432102 | COARSEGOLD 2102 | OH | 21kV | Tier 2 - Elevated | 0.019192
254432102 | COARSEGOLD 2102 | OH | 12kV | Tier 3 - Extreme | 45.3721
254432102 | COARSEGOLD 2102 | OH | 21kV | Tier 2 - Elevated | 14.8775
254432102 | COARSEGOLD 2102 | OH | 21kV | Tier 3 - Extreme | 8.9737
254432103 | COARSEGOLD 2103 | OH | 12kV |  | 19.3378
254432103 | COARSEGOLD 2103 | OH | 12kV | Tier 2 - Elevated | 10.3769
254432103 | COARSEGOLD 2103 | OH | 21kV |  | 9.7316
254432103 | COARSEGOLD 2103 | OH | 21kV | Tier 2 - Elevated | 83.3264
254432104 | COARSEGOLD 2104 | OH | 12kV | Tier 2 - Elevated | 59.3158
254432104 | COARSEGOLD 2104 | OH | 12kV | Tier 3 - Extreme | 2.9306
254432104 | COARSEGOLD 2104 | OH | 21kV |  | 18.7431
254432104 | COARSEGOLD 2104 | OH | 21kV | Tier 2 - Elevated | 185.834
254441103 | RAINBOW 1103 | OH | 12kV |  | 0.27046
254441105 | RAINBOW 1105 | OH | 12kV |  | 27.583
254441106 | RAINBOW 1106 | OH | 12kV |  | 122.0738
254452101 | MARIPOSA 2101 | OH | 12kV | Tier 2 - Elevated | 16.7807
254452101 | MARIPOSA 2101 | OH | 12kV | Tier 3 - Extreme | 40.2956
254452101 | MARIPOSA 2101 | OH | 21kV |  | 4.9334
254452101 | MARIPOSA 2101 | OH | 21kV | Tier 2 - Elevated | 165.1841
254452101 | MARIPOSA 2101 | OH | 21kV | Tier 3 - Extreme | 38.6885
254452102 | MARIPOSA 2102 | OH | 12kV | Tier 2 - Elevated | 0.06034
254452102 | MARIPOSA 2102 | OH | 21kV |  | 12.8325
254452102 | MARIPOSA 2102 | OH | 21kV | Tier 2 - Elevated | 189.4649
254452102 | MARIPOSA 2102 | OH | 21kV | Tier 3 - Extreme | 57.4332
254461109 | NEWHALL 1109 | OH | 12kV |  | 74.3317
254461111 | NEWHALL 1111 | OH | 12kV |  | 75.9906
254480401 | BERRENDA C 0401 | OH | 4.16kV |  | 0.023126
254501102 | CHARCA 1102 | OH |  |  | 0.0087239
254501102 | CHARCA 1102 | OH | 12kV |  | 48.8348
254501103 | CHARCA 1103 | OH | 12kV |  | 41.91
254501106 | CHARCA 1106 | OH | 12kV |  | 18.9718
254511101 | TECUYA 1101 | OH | 2.4kV |  | 0.032549
254531106 | WAHTOKE 1106 | OH | 12kV |  | 13.9529
254531107 | WAHTOKE 1107 | OH | 12kV |  | 19.2922
254531108 | WAHTOKE 1108 | OH | 12kV |  | 108.5724
254531109 | WAHTOKE 1109 | OH | 12kV |  | 7.5245
254531110 | WAHTOKE 1110 | OH | 12kV |  | 39.919
254531111 | WAHTOKE 1111 | OH | 12kV |  | 29.9439
254541103 | GANSO 1103 | OH | 12kV |  | 49.2015
254541104 | GANSO 1104 | OH | 12kV |  | 51.1055
254552102 | FIGARDEN 2102 | OH | 12kV |  | 7.9392
254552102 | FIGARDEN 2102 | OH | 21kV |  | 17.0787
254552103 | FIGARDEN 2103 | OH | 21kV |  | 5.457
254552104 | FIGARDEN 2104 | OH | 21kV |  | 1.8094
254552105 | FIGARDEN 2105 | OH | 21kV |  | 12.6792
254552107 | FIGARDEN 2107 | OH | 21kV |  | 5.3792
254552108 | FIGARDEN 2108 | OH | 21kV |  | 5.9559
254552109 | FIGARDEN 2109 | OH | 21kV |  | 3.9025
254552110 | FIGARDEN 2110 | OH | 21kV |  | 15.6239
254552111 | FIGARDEN 2111 | OH | 21kV |  | 5.2679
254552112 | FIGARDEN 2112 | OH | 12kV |  | 18.7454
254552112 | FIGARDEN 2112 | OH | 21kV |  | 12.2967
254552113 | FIGARDEN 2113 | OH | 12kV |  | 4.0998
254552113 | FIGARDEN 2113 | OH | 21kV |  | 7.4147
254561103 | TUPMAN 1103 | OH | 12kV |  | 53.9086
254561104 | TUPMAN 1104 | OH | 12kV |  | 64.5691
254561105 | TUPMAN 1105 | OH | 12kV |  | 17.9607
254561106 | TUPMAN 1106 | OH | 12kV |  | 36.8361
254572101 | RENFRO 2101 | OH | 21kV |  | 30.4999
254572102 | RENFRO 2102 | OH | 21kV |  | 5.1265
254572103 | RENFRO 2103 | OH | 12kV |  | 28.6392
254572103 | RENFRO 2103 | OH | 21kV |  | 0.068817
254572105 | RENFRO 2105 | OH | 12kV |  | 3.2412
254572105 | RENFRO 2105 | OH | 21kV |  | 5.2161
254572107 | RENFRO 2107 | OH | 12kV |  | 0.0037131
254572107 | RENFRO 2107 | OH | 21kV |  | 6.7318
254582101 | 7TH STANDARD 2101 | OH | 21kV |  | 2.5627
254582102 | 7TH STANDARD 2102 | OH | 21kV |  | 15.3146
254582103 | 7TH STANDARD 2103 | OH | 12kV |  | 22.9007
254582104 | 7TH STANDARD 2104 | OH | 21kV |  | 0.039986
254601103 | SAND CREEK 1103 | OH | 12kV |  | 1.717
254601103 | SAND CREEK 1103 | OH | 12kV | Tier 2 - Elevated | 149.4717
254611104 | STOREY 1104 | OH | 12kV |  | 76.2982
254611105 | STOREY 1105 | OH | 12kV |  | 14.4101
254611106 | STOREY 1106 | OH | 12kV |  | 13.4707
254611107 | STOREY 1107 | OH | 12kV |  | 15.7996
254611108 | STOREY 1108 | OH | 12kV |  | 76.3412
254611109 | STOREY 1109 | OH | 12kV |  | 123.0246
254611109 | STOREY 1109 | OH | 21kV |  | 54.4454
254611111 | STOREY 1111 | OH | 12kV |  | 29.6572
254641110 | WRIGHT 1110 | OH | 12kV |  | 91.4428
254681102 | BLACKWELL 1102 | OH | 12kV |  | 30.3822
254682101 | BLACKWELL 2101 | OH | 12kV |  | 9.5859
254682101 | BLACKWELL 2101 | OH | 21kV |  | 13.3637
254691101 | NORCO 1101 | OH | 12kV |  | 38.1383
254691102 | NORCO 1102 | OH | 12kV |  | 7.5639
254702103 | CRESSEY 2103 | OH | 12kV |  | 68.6301
254702103 | CRESSEY 2103 | OH | 21kV |  | 69.8658
254702104 | CRESSEY 2104 | OH | 21kV |  | 94.7375
254761101 | ROSEDALE 1101 | OH | 12kV |  | 12.0592
254762102 | ROSEDALE 2102 | OH | 21kV |  | 3.7158
254771101 | JACOBS CORNER 1101 | OH | 12kV |  | 101.9454
254771102 | JACOBS CORNER 1102 | OH | 12kV |  | 11.7857
254801000 | RANCHERS COTTON 1000 | OH | 12kV |  | 0.013587
254801101 | RANCHERS COTTON 1101 | OH | 12kV |  | 12.9578
254821101 | CADET 1101 | OH | 12kV |  | 0.013727
254901101 | GALLO 1101 | OH | 12kV |  | 0.72409
254901102 | GALLO 1102 | OH | 12kV |  | 0.076183
254912101 | WOODCHUCK 2101 | OH | 21kV |  | 4.9946
254912101 | WOODCHUCK 2101 | OH | 21kV | Zone 1 - HHZ | 0.49102
254921101 | LAS PALMAS 1101 | OH | 12kV |  | 0.26806
254930401 | GARDNER 0401 | OH | 4.16kV |  | 0.011865
254941101 | BOSWELL 1101 | OH | 12kV |  | 0.015257
255002101 | AVENAL 2101 | OH | 12kV |  | 0.054839
255002101 | AVENAL 2101 | OH | 21kV |  | 63.1548
255002102 | AVENAL 2102 | OH | 21kV |  | 2.4695
255002103 | AVENAL 2103 | OH | 21kV |  | 2.4623
255121101 | BORDEN 1101 | OH | 12kV |  | 60.3192
255121102 | BORDEN 1102 | OH | 12kV |  | 27.0959
255121103 | BORDEN 1103 | OH | 12kV |  | 87.0925
255251101 | RIVER ROCK 1101 | OH | 12kV |  | 1.0008
255262101 | KERN POWER 2101 | OH | 21kV |  | 1.9917
255262102 | KERN POWER 2102 | OH | 21kV |  | 4.3406
255262103 | KERN POWER 2103 | OH | 21kV |  | 12.4283
255262104 | KERN POWER 2104 | OH | 21kV |  | 5.0559
255262105 | KERN POWER 2105 | OH | 21kV |  | 11.8096
255271101 | CELERON 1101 | OH | 12kV |  | 0.11966
255282101 | CARNATION 2101 | OH | 21kV |  | 0.0052642
255292101 | WOODWARD 2101 | OH | 12kV |  | 4.0037
255292101 | WOODWARD 2101 | OH | 21kV |  | 11.9507
255292102 | WOODWARD 2102 | OH | 21kV |  | 1.5769
255292104 | WOODWARD 2104 | OH | 21kV |  | 2.775
255292105 | WOODWARD 2105 | OH | 21kV |  | 0.36379
255292106 | WOODWARD 2106 | OH | 21kV |  | 0.29443
255292107 | WOODWARD 2107 | OH | 21kV |  | 9.4814
255292108 | WOODWARD 2108 | OH | 12kV |  | 34.8547
255292108 | WOODWARD 2108 | OH | 12kV | Tier 2 - Elevated | 17.5775
255292108 | WOODWARD 2108 | OH | 21kV |  | 36.2705
255292109 | WOODWARD 2109 | OH | 21kV |  | 1.9685
255311101 | PENTLAND 1101 | OH | 12kV |  | 0.014894
255322101 | TEVIS 2101 | OH | 12kV |  | 15.8125
255322101 | TEVIS 2101 | OH | 21kV |  | 8.5548
255322102 | TEVIS 2102 | OH | 21kV |  | 2.2817
255322103 | TEVIS 2103 | OH | 21kV |  | 3.2777
255322104 | TEVIS 2104 | OH | 21kV |  | 19.8595
255322105 | TEVIS 2105 | OH | 21kV |  | 1.9666
255331101 | SHARON 1101 | OH | 12kV |  | 1.5406
255361104 | LE GRAND 1104 | OH | 12kV |  | 52.572
255361106 | LE GRAND 1106 | OH | 12kV |  | 59.7518
255361110 | LE GRAND 1110 | OH | 12kV |  | 96.1011
255361112 | LE GRAND 1112 | OH | 12kV |  | 64.2329
255371102 | ORO LOMA 1102 | OH | 12kV |  | 1.0708
255371103 | ORO LOMA 1103 | OH | 12kV |  | 1.0966
255371106 | ORO LOMA 1106 | OH | 12kV |  | 74.1209
255371108 | ORO LOMA 1108 | OH | 12kV |  | 55.3363
255371115 | ORO LOMA 1115 | OH | 12kV |  | 73.6371
255371116 | ORO LOMA 1116 | OH | 12kV |  | 24.7429
255371117 | ORO LOMA 1117 | OH | 12kV |  | 50.2062
255371118 | ORO LOMA 1118 | OH | 12kV |  | 42.8455
255391101 | BONITA 1101 | OH | 12kV |  | 54.1947
255391102 | BONITA 1102 | OH | 12kV |  | 31.5136
255391103 | BONITA 1103 | OH | 12kV |  | 44.6905
255421101 | TEXACO EMIDIO 1101 | OH | 12kV |  | 0.0087274
255441101 | PACIFIC PIPE GRAPEVI 1101 | OH | 12kV |  | 0.014717
255451102 | CAL WATER 1102 | OH | 12kV |  | 22.6775
255451102 | CAL WATER 1102 | OH | 12kV | Tier 2 - Elevated | 3.7144
255451103 | CAL WATER 1103 | OH | 12kV |  | 9.2516
258111101 | SCE MCFARLAND 1101 | OH | 12kV |  | 0.49828
258131101 | SCE TEHACHAPI 1101 | OH | 12kV | Tier 2 - Elevated | 1.4266
258181101 | BOLTHOUSE FARMS 1101 | OH | 12kV |  | 0.015102
258191101 | SCE TEJON TIE 1101 | OH | 12kV |  | 0.049928
258591101 | TULE POWER HOUSE 1101 | OH | 12kV | Tier 2 - Elevated | 4.0937
258861101 | SO. CAL. EDISON #3 1101 | OH | 12kV |  | 0.15841
258861101 | SO. CAL. EDISON #3 1101 | OH | 12kV | Tier 2 - Elevated | 2.4524
258861101 | SO. CAL. EDISON #3 1101 | OH | 12kV | Tier 3 - Extreme | 7.2403
258881001 | SO. CAL. EDISON 1001 | OH | 12kV |  | 2.0202
303333311 | FICTITIOUS 3311 | OH |  |  | 0.0095095
012011101 | OAKLAND C 1101 | UG | 12kV |  | 2.4781
012011102 | OAKLAND C 1102 | UG | 12kV |  | 3.283
012011103 | OAKLAND C 1103 | UG | 12kV |  | 3.2318
012011104 | OAKLAND C 1104 | UG | 12kV |  | 3.0879
012011105 | OAKLAND C 1105 | UG | 12kV |  | 2.5826
012011106 | OAKLAND C 1106 | UG | 12kV |  | 3.4836
012011108 | OAKLAND C 1108 | UG | 12kV |  | 11.2415
012011109 | OAKLAND C 1109 | UG |  |  | 0.093332
012011109 | OAKLAND C 1109 | UG | 12kV |  | 8.4069
012011110 | OAKLAND C 1110 | UG | 12kV |  | 1.8363
012011111 | OAKLAND C 1111 | UG | 12kV |  | 0.21442
012011112 | OAKLAND C 1112 | UG | 12kV |  | 6.4404
012011113 | OAKLAND C 1113 | UG |  |  | 0.015475
012011113 | OAKLAND C 1113 | UG | 12kV |  | 5.3522
012011114 | OAKLAND C 1114 | UG | 12kV |  | 3.8534
012011115 | OAKLAND C 1115 | UG | 12kV |  | 5.8965
012011116 | OAKLAND C 1116 | UG | 12kV |  | 4.1079
012011117 | OAKLAND C 1117 | UG | 12kV |  | 4.9423
012011118 | OAKLAND C 1118 | UG | 12kV |  | 4.6602
012011119 | OAKLAND C 1119 | UG | 12kV |  | 1.1837
012011120 | OAKLAND C 1120 | UG | 12kV |  | 3.5598
012011121 | OAKLAND C 1121 | UG | 12kV |  | 2.2337
012011132 | OAKLAND C 1132 | UG | 12kV |  | 0.951
012011133 | OAKLAND C 1133 | UG | 12kV |  | 9.4455
012011134 | OAKLAND C 1134 | UG | 12kV |  | 3.073
012013401 | OAKLAND C 3401 | UG | 34.5kV |  | 0.39155
012013402 | OAKLAND C 3402 | UG | 34.5kV |  | 0.52716
012021103 | CLAYTON 1103 | UG | 12kV |  | 3.3857
012021104 | CLAYTON 1104 | UG | 12kV |  | 2.2652
012022211 | CLAYTON 2211 | UG | 21kV |  | 20.223
012022212 | CLAYTON 2212 | UG | 21kV |  | 31.0878
012022213 | CLAYTON 2213 | UG | 21kV |  | 29.9573
012022214 | CLAYTON 2214 | UG | 21kV |  | 10.3328
012022215 | CLAYTON 2215 | UG | 21kV |  | 38.0338
012022216 | CLAYTON 2216 | UG | 21kV |  | 19.7171
012022217 | CLAYTON 2217 | UG | 21kV |  | 22.4843
012022218 | CLAYTON 2218 | UG | 21kV |  | 5.9677
012040406 | OAKLAND D 0406 | UG | 4.16kV |  | 0.49571
012040407 | OAKLAND D 0407 | UG | 4.16kV |  | 2.1803
012040408 | OAKLAND D 0408 | UG | 4.16kV |  | 0.4126
012040410 | OAKLAND D 0410 | UG | 4.16kV |  | 0.43753
012040412 | OAKLAND D 0412 | UG | 4.16kV |  | 0.030019
012041101 | OAKLAND D 1101 | UG | 12kV |  | 2.603
012041102 | OAKLAND D 1102 | UG | 12kV |  | 1.274
012041103 | OAKLAND D 1103 | UG | 12kV |  | 2.515
012041104 | OAKLAND D 1104 | UG | 12kV |  | 1.4907
012041105 | OAKLAND D 1105 | UG | 12kV |  | 6.0315
012041106 | OAKLAND D 1106 | UG | 12kV |  | 2.5103
012041107 | OAKLAND D 1107 | UG | 12kV |  | 3.0197
012041110 | OAKLAND D 1110 | UG | 12kV |  | 7.1041
012041111 | OAKLAND D 1111 | UG | 12kV |  | 2.0072
012041112 | OAKLAND D 1112 | UG | 12kV |  | 2.6662
012041115 | OAKLAND D 1115 | UG | 12kV |  | 6.9116
012041116 | OAKLAND D 1116 | UG | 12kV |  | 6.3643
012041117 | OAKLAND D 1117 | UG | 12kV |  | 3.1846
012041130 | OAKLAND D 1130 | UG | 12kV |  | 1.7184
012041131 | OAKLAND D 1131 | UG | 12kV |  | 3.5783
012041132 | OAKLAND D 1132 | UG | 12kV |  | 11.6501
012041133 | OAKLAND D 1133 | UG | 12kV |  | 1.6893
012041134 | OAKLAND D 1134 | UG | 12kV |  | 0.36219
012041201 | OAKLAND D 1201 | UG | 12kV |  | 3.5783
012041202 | OAKLAND D 1202 | UG | 12kV |  | 3.1842
012041203 | OAKLAND D 1203 | UG | 12kV |  | 3.4586
012041204 | OAKLAND D 1204 | UG | 12kV |  | 3.4142
012041205 | OAKLAND D 1205 | UG | 12kV |  | 2.4542
012041206 | OAKLAND D 1206 | UG | 12kV |  | 2.4451
012060401 | BERKELEY F 0401 | UG | 4.16kV |  | 1.3477
012060402 | BERKELEY F 0402 | UG | 4.16kV |  | 0.55389
012060403 | BERKELEY F 0403 | UG | 4.16kV |  | 0.74507
012060404 | BERKELEY F 0404 | UG | 4.16kV |  | 0.21693
012060405 | BERKELEY F 0405 | UG | 4.16kV |  | 0.28124
012060406 | BERKELEY F 0406 | UG | 4.16kV |  | 0.53492
012060407 | BERKELEY F 0407 | UG | 4.16kV |  | 1.2431
012060408 | BERKELEY F 0408 | UG |  |  | 0.004912
012060408 | BERKELEY F 0408 | UG | 4.16kV |  | 0.14151
012060409 | BERKELEY F 0409 | UG | 4.16kV |  | 0.3305
012060410 | BERKELEY F 0410 | UG | 4.16kV |  | 0.18221
012060411 | BERKELEY F 0411 | UG | 4.16kV |  | 0.52114
012061101 | BERKELEY F 1101 | UG | 12kV |  | 1.7581
012061102 | BERKELEY F 1102 | UG | 12kV |  | 7.0501
012061103 | BERKELEY F 1103 | UG |  |  | 0.002857
012061103 | BERKELEY F 1103 | UG | 12kV |  | 8.418
012061104 | BERKELEY F 1104 | UG | 4.16kV |  | 0.0027411
012061104 | BERKELEY F 1104 | UG | 12kV |  | 3.7699
012061105 | BERKELEY F 1105 | UG | 12kV |  | 6.6758
012080401 | OAKLAND I 0401 | UG | 4.16kV |  | 0.22601
012080402 | OAKLAND I 0402 | UG | 4.16kV |  | 0.42076
012090401 | OAKLAND J 0401 | UG | 4.16kV |  | 0.48652
012090403 | OAKLAND J 0403 | UG | 4.16kV |  | 0.29498
012090408 | OAKLAND J 0408 | UG | 4.16kV |  | 0.43274
012090409 | OAKLAND J 0409 | UG | 4.16kV |  | 1.475
012091101 | OAKLAND J 1101 | UG | 12kV |  | 1.8738
012091102 | OAKLAND J 1102 | UG | 12kV |  | 11.2986
012091103 | OAKLAND J 1103 | UG | 12kV |  | 3.3911
012091104 | OAKLAND J 1104 | UG | 12kV |  | 1.79
012091105 | OAKLAND J 1105 | UG | 12kV |  | 3.2416
012091106 | OAKLAND J 1106 | UG | 12kV |  | 3.3462
012091108 | OAKLAND J 1108 | UG | 12kV |  | 3.9053
012091109 | OAKLAND J 1109 | UG | 12kV |  | 0.89088
012091110 | OAKLAND J 1110 | UG | 12kV |  | 1.8365
012091111 | OAKLAND J 1111 | UG | 12kV |  | 2.3387
012091112 | OAKLAND J 1112 | UG | 12kV |  | 2.3266
012091114 | OAKLAND J 1114 | UG | 12kV |  | 0.62328
012091115 | OAKLAND J 1115 | UG | 12kV |  | 5.9522
012091116 | OAKLAND J 1116 | UG | 12kV |  | 2.8684
012091117 | OAKLAND J 1117 | UG | 12kV |  | 7.1851
012091118 | OAKLAND J 1118 | UG | 12kV |  | 4.3799
012091152 | OAKLAND J 1152 | UG | 12kV |  | 3.2142
012091153 | OAKLAND J 1153 | UG | 12kV |  | 3.1898
012101101 | OAKLAND K 1101 | UG | 12kV |  | 9.3951
012101102 | OAKLAND K 1102 | UG | 12kV |  | 13.4173
012101103 | OAKLAND K 1103 | UG | 12kV |  | 10.9514
012101104 | OAKLAND K 1104 | UG | 12kV |  | 9.3825
012110401 | OAKLAND L 0401 | UG | 4.16kV |  | 0.49129
012110405 | OAKLAND L 0405 | UG | 4.16kV |  | 0.49167
012110406 | OAKLAND L 0406 | UG | 4.16kV |  | 0.83046
012111101 | OAKLAND L 1101 | UG | 12kV |  | 1.9771
012111102 | OAKLAND L 1102 | UG | 12kV |  | 6.0934
012111103 | OAKLAND L 1103 | UG | 12kV |  | 8.7759
012111104 | OAKLAND L 1104 | UG | 12kV |  | 1.4327
012111105 | OAKLAND L 1105 | UG | 12kV |  | 7.039
012111106 | OAKLAND L 1106 | UG | 12kV |  | 4.0118
012111107 | OAKLAND L 1107 | UG | 12kV |  | 1.887
012111108 | OAKLAND L 1108 | UG | 12kV |  | 11.3964
012111111 | OAKLAND L 1111 | UG | 12kV |  | 2.2083
012111112 | OAKLAND L 1112 | UG | 12kV |  | 1.5276
012111113 | OAKLAND L 1113 | UG | 12kV |  | 2.2731
012111114 | OAKLAND L 1114 | UG | 12kV |  | 2.5812
012111115 | OAKLAND L 1115 | UG | 12kV |  | 1.828
012111116 | OAKLAND L 1116 | UG | 12kV |  | 1.6031
012111201 | OAKLAND L 1201 | UG | 12kV |  | 2.1889
012111202 | OAKLAND L 1202 | UG | 12kV |  | 2.1887
012111204 | OAKLAND L 1204 | UG | 12kV |  | 2.1897
012111261 | OAKLAND L 1261 | UG | 12kV |  | 0.022721
012141101 | LIVERMORE 1101 | UG | 12kV |  | 2.3104
012141102 | LIVERMORE 1102 | UG | 12kV |  | 1.4206
012141103 | LIVERMORE 1103 | UG | 12kV |  | 4.7617
012141103 | LIVERMORE 1103 | UG | 21kV |  | 0.026177
012141104 | LIVERMORE 1104 | UG | 12kV |  | 11.2402
012160401 | PITTSBURG 0401 | UG | 4.16kV |  | 0.91753
012160402 | PITTSBURG 0402 | UG | 4.16kV |  | 0.044884
012200403 | WALNUT CREEK 0403 | UG | 4.16kV |  | 0.79518
012200404 | WALNUT CREEK 0404 | UG | 4.16kV |  | 0.1098
012221101 | NEWARK 1101 | UG | 12kV |  | 10.7661
012221102 | NEWARK 1102 | UG | 12kV |  | 12.0348
012221103 | NEWARK 1103 | UG | 12kV |  | 14.8886
012221104 | NEWARK 1104 | UG | 12kV |  | 9.8512
012221105 | NEWARK 1105 | UG | 12kV |  | 7.4231
012221106 | NEWARK 1106 | UG | 12kV |  | 5.457
012221107 | NEWARK 1107 | UG | 12kV |  | 7.7073
012221108 | NEWARK 1108 | UG | 12kV |  | 8.4687
012222102 | NEWARK 2102 | UG | 21kV |  | 22.627
012222103 | NEWARK 2103 | UG | 12kV |  | 0.0088802
012222103 | NEWARK 2103 | UG | 21kV |  | 27.3678
012222104 | NEWARK 2104 | UG | 21kV |  | 14.2585
012222105 | NEWARK 2105 | UG | 12kV |  | 0.0077356
012222105 | NEWARK 2105 | UG | 21kV |  | 22.4631
012222107 | NEWARK 2107 | UG | 21kV |  | 38.1509
012222108 | NEWARK 2108 | UG | 21kV |  | 24.6013
012222109 | NEWARK 2109 | UG | 21kV |  | 13.9941
012222110 | NEWARK 2110 | UG | 21kV |  | 3.0221
012240401 | HAYWARD O 0401 | UG | 4.16kV |  | 0.27639
012240402 | HAYWARD O 0402 | UG | 4.16kV |  | 0.19901
012330401 | MIRA VISTA 0401 | UG | 4.16kV |  | 0.56067
012330403 | MIRA VISTA 0403 | UG | 4.16kV |  | 0.30541
012350401 | ORINDA 0401 | UG | 4.16kV |  | 0.57985
012350402 | ORINDA 0402 | UG | 4.16kV |  | 0.41059
012501101 | EL CERRITO G 1101 | UG | 12kV |  | 4.4872
012501102 | EL CERRITO G 1102 | UG | 12kV |  | 8.4227
012501103 | EL CERRITO G 1103 | UG | 12kV |  | 6.9584
012501104 | EL CERRITO G 1104 | UG | 12kV |  | 2.0923
012501105 | EL CERRITO G 1105 | UG | 4.16kV |  | 0.015693
012501105 | EL CERRITO G 1105 | UG | 12kV |  | 15.6394
012501106 | EL CERRITO G 1106 | UG | 12kV |  | 10.9526
012501107 | EL CERRITO G 1107 | UG | 12kV |  | 0.78645
012501108 | EL CERRITO G 1108 | UG | 12kV |  | 6.0553
012501109 | EL CERRITO G 1109 | UG | 12kV |  | 4.1046
012501110 | EL CERRITO G 1110 | UG | 12kV |  | 2.2817
012501111 | EL CERRITO G 1111 | UG | 4.16kV |  | 0.013315
012501111 | EL CERRITO G 1111 | UG | 12kV |  | 6.0382
012501112 | EL CERRITO G 1112 | UG | 12kV |  | 9.1549
012501113 | EL CERRITO G 1113 | UG | 4.16kV |  | 0.0044493
012501113 | EL CERRITO G 1113 | UG | 12kV |  | 5.1116
012501114 | EL CERRITO G 1114 | UG | 12kV |  | 3.468
012501201 | EL CERRITO G 1201 | UG | 12kV |  | 3.9807
012501202 | EL CERRITO G 1202 | UG | 12kV |  | 3.9768
012501203 | EL CERRITO G 1203 | UG | 12kV |  | 3.9685
012501204 | EL CERRITO G 1204 | UG | 12kV |  | 3.9838
012503431 | EL CERRITO G 3431 | UG | 34.5kV |  | 0.40378
012503432 | EL CERRITO G 3432 | UG | 34.5kV |  | 0.39713
012520401 | RICHMOND Q 0401 | UG | 4.16kV |  | 1.5344
012520402 | RICHMOND Q 0402 | UG | 4.16kV |  | 0.24166
012540401 | OAKLAND X 0401 | UG | 4.16kV |  | 0.28755
012540402 | OAKLAND X 0402 | UG | 4.16kV |  | 1.0007
012541101 | OAKLAND X 1101 | UG | 12kV |  | 11.4988
012541102 | OAKLAND X 1102 | UG | 12kV |  | 1.6101
012541103 | OAKLAND X 1103 | UG | 12kV |  | 1.6917
012541104 | OAKLAND X 1104 | UG | 12kV |  | 8.4004
012541105 | OAKLAND X 1105 | UG | 4.16kV |  | 0.0022417
012541105 | OAKLAND X 1105 | UG | 12kV |  | 1.6899
012541106 | OAKLAND X 1106 | UG | 4.16kV |  | 0.12848
012541106 | OAKLAND X 1106 | UG | 12kV |  | 13.1876
012541107 | OAKLAND X 1107 | UG | 12kV |  | 5.758
012541108 | OAKLAND X 1108 | UG | 12kV |  | 0.023673
012541109 | OAKLAND X 1109 | UG | 12kV |  | 0.80095
012541110 | OAKLAND X 1110 | UG | 12kV |  | 0.79876
012541111 | OAKLAND X 1111 | UG | 12kV |  | 0.85243
012541112 | OAKLAND X 1112 | UG | 12kV |  | 5.1892
012541113 | OAKLAND X 1113 | UG | 12kV |  | 0.021985
012541114 | OAKLAND X 1114 | UG | 12kV |  | 1.4342
012541115 | OAKLAND X 1115 | UG | 12kV |  | 4.1262
012600401 | OAK 0401 | UG | 4.16kV |  | 0.62144
012640401 | BECK STREET 0401 | UG | 4.16kV |  | 1.6789
012650401 | FAIRMOUNT 0401 | UG | 4.16kV |  | 0.046208
012650402 | FAIRMOUNT 0402 | UG | 4.16kV |  | 0.38495
012660401 | BERKELEY T 0401 | UG | 4.16kV |  | 0.64138
012660402 | BERKELEY T 0402 | UG | 4.16kV |  | 0.86979
012660403 | BERKELEY T 0403 | UG | 4.16kV |  | 0.17482
012660404 | BERKELEY T 0404 | UG | 4.16kV |  | 0.31464
012670401 | 8TH AVENUE 0401 | UG | 4.16kV |  | 0.017867
012690401 | FLORENCE 0401 | UG | 4.16kV |  | 0.29575
012840401 | RIDGE 0401 | UG | 4.16kV |  | 0.057242
012840402 | RIDGE 0402 | UG | 4.16kV |  | 0.38718
012960401 | CONCORD NO 1 0401 | UG | 4.16kV |  | 0.77257
012960402 | CONCORD NO 1 0402 | UG | 4.16kV |  | 0.12499
012980401 | WARD 0401 | UG | 4.16kV |  | 1.0935
013020401 | BARRETT 0401 | UG | 4.16kV |  | 0.16721
013020402 | BARRETT 0402 | UG | 4.16kV |  | 1.0397
013030401 | BANCROFT 0401 | UG | 4.16kV |  | 1.5004
013030402 | BANCROFT 0402 | UG | 4.16kV |  | 0.41612
013090401 | BRYANT 0401 | UG | 4.16kV |  | 0.98023
013090402 | BRYANT 0402 | UG | 4.16kV |  | 0.055124
013111101 | SAN LEANDRO U 1101 | UG | 12kV |  | 5.2278
013111102 | SAN LEANDRO U 1102 | UG | 12kV |  | 4.3059
013111103 | SAN LEANDRO U 1103 | UG | 12kV |  | 4.7671
013111104 | SAN LEANDRO U 1104 | UG | 12kV |  | 3.8956
013111105 | SAN LEANDRO U 1105 | UG | 4.16kV |  | 0.71888
013111105 | SAN LEANDRO U 1105 | UG | 12kV |  | 5.1852
013111106 | SAN LEANDRO U 1106 | UG | 12kV |  | 5.8389
013111107 | SAN LEANDRO U 1107 | UG | 12kV |  | 12.6027
013111108 | SAN LEANDRO U 1108 | UG | 12kV |  | 3.3265
013111109 | SAN LEANDRO U 1109 | UG | 12kV |  | 12.4553
013111110 | SAN LEANDRO U 1110 | UG | 12kV |  | 3.6761
013111111 | SAN LEANDRO U 1111 | UG | 12kV |  | 3.5177
013111112 | SAN LEANDRO U 1112 | UG | 12kV |  | 2.4177
013111113 | SAN LEANDRO U 1113 | UG | 12kV |  | 5.1197
013111114 | SAN LEANDRO U 1114 | UG | 12kV |  | 5.614
013111115 | SAN LEANDRO U 1115 | UG | 12kV |  | 2.0023
013111116 | SAN LEANDRO U 1116 | UG | 12kV |  | 6.8592
013111151 | SAN LEANDRO U 1151 | UG | 4.16kV |  | 1.3608
013111151 | SAN LEANDRO U 1151 | UG | 12kV |  | 4.3804
013113410 | SAN LEANDRO U 3410 | UG | 34.5kV |  | 0.047009
013140401 | SOLANO 0401 | UG | 4.16kV |  | 0.60288
013140402 | SOLANO 0402 | UG | 4.16kV |  | 0.13447
013151101 | RADUM 1101 | UG | 12kV |  | 12.5676
013151102 | RADUM 1102 | UG | 12kV |  | 9.5872
013151105 | RADUM 1105 | UG | 12kV |  | 10.2034
013170401 | HOLLYWOOD 0401 | UG | 4.16kV |  | 1.0001
013180401 | PALO SECO 0401 | UG | 4.16kV |  | 2.6698
013210401 | BROOKSIDE 0401 | UG | 4.16kV |  | 0.34518
013232101 | LONE TREE 2101 | UG | 21kV |  | 43.4341
013232102 | LONE TREE 2102 | UG | 21kV |  | 35.9439
013232105 | LONE TREE 2105 | UG | 21kV |  | 30.8508
013240402 | WHITNEY 0402 | UG | 4.16kV |  | 1.011
013260401 | SOTO 0401 | UG | 4.16kV |  | 0.86795
013260402 | SOTO 0402 | UG | 4.16kV |  | 1.4071
013300401 | PLEASANT HILL 0401 | UG | 4.16kV |  | 0.49978
013310401 | RUSSELL 0401 | UG | 4.16kV |  | 0.18689
013310402 | RUSSELL 0402 | UG | 4.16kV |  | 0.29512
013320401 | BOSTON 0401 | UG | 4.16kV |  | 0.06404
013320401 | BOSTON 0401 | UG | 12kV |  | 0.002539
013340401 | SPRUCE 0401 | UG | 4.16kV |  | 1.2363
013340402 | SPRUCE 0402 | UG | 4.16kV |  | 0.90187
013350401 | WALDO 0401 | UG | 4.16kV |  | 0.39701
013350402 | WALDO 0402 | UG | 4.16kV |  | 0.22664
013380401 | WOOD 0401 | UG | 4.16kV |  | 2.8246
013432206 | FAIRVIEW 2206 | UG | 21kV |  | 22.2324
013432207 | FAIRVIEW 2207 | UG | 4.16kV |  | 0.57731
013432207 | FAIRVIEW 2207 | UG | 12kV |  | 1.2077
013432207 | FAIRVIEW 2207 | UG | 21kV |  | 9.7363
013432208 | FAIRVIEW 2208 | UG | 21kV |  | 19.0039
013460401 | SAN LORENZO 0401 | UG | 4.16kV |  | 0.11696
013460402 | SAN LORENZO 0402 | UG | 4.16kV |  | 0.11045
013471118 | RICHMOND R 1118 | UG | 12kV |  | 4.918
013471119 | RICHMOND R 1119 | UG | 12kV |  | 5.3881
013471120 | RICHMOND R 1120 | UG | 12kV |  | 1.3418
013471121 | RICHMOND R 1121 | UG | 12kV |  | 8.8105
013471122 | RICHMOND R 1122 | UG | 12kV |  | 1.5781
013471123 | RICHMOND R 1123 | UG | 12kV |  | 2.9624
013471124 | RICHMOND R 1124 | UG | 12kV |  | 1.509
013471125 | RICHMOND R 1125 | UG | 4.16kV |  | 0.022206
013471125 | RICHMOND R 1125 | UG | 12kV |  | 11.8366
013471126 | RICHMOND R 1126 | UG | 12kV |  | 9.0214
013471127 | RICHMOND R 1127 | UG | 12kV |  | 2.6902
013471128 | RICHMOND R 1128 | UG | 12kV |  | 7.815
013471129 | RICHMOND R 1129 | UG | 12kV |  | 4.2447
013471130 | RICHMOND R 1130 | UG | 12kV |  | 4.7869
013480401 | ESTUDILLO 0401 | UG | 4.16kV |  | 0.17282
013501101 | JARVIS 1101 | UG | 12kV |  | 19.2263
013501103 | JARVIS 1103 | UG | 12kV |  | 5.2973
013501104 | JARVIS 1104 | UG | 12kV |  | 5.8999
013501105 | JARVIS 1105 | UG | 12kV |  | 28.2417
013501106 | JARVIS 1106 | UG | 12kV |  | 1.9805
013501107 | JARVIS 1107 | UG | 12kV |  | 2.2902
013501108 | JARVIS 1108 | UG | 4.16kV |  | 0.0071717
013501108 | JARVIS 1108 | UG | 12kV |  | 11.552
013501109 | JARVIS 1109 | UG | 12kV |  | 13.407
013501110 | JARVIS 1110 | UG | 12kV |  | 19.8387
013501111 | JARVIS 1111 | UG | 12kV |  | 27.4212
013501112 | JARVIS 1112 | UG | 12kV |  | 37.2878
013503420 | JARVIS 3420 | UG | 34.5kV |  | 0.42491
013520401 | MAPLE 0401 | UG | 4.16kV |  | 0.052843
013531101 | LAKEWOOD 1101 | UG | 12kV |  | 2.2669
013531102 | LAKEWOOD 1102 | UG | 12kV |  | 4.907
013531103 | LAKEWOOD 1103 | UG | 12kV |  | 1.9686
013531104 | LAKEWOOD 1104 | UG | 12kV |  | 6.795
013532107 | LAKEWOOD 2107 | UG | 4.16kV |  | 0.0022504
013532107 | LAKEWOOD 2107 | UG | 21kV |  | 14.5541
013532108 | LAKEWOOD 2108 | UG | 21kV |  | 4.5056
013532109 | LAKEWOOD 2109 | UG | 21kV |  | 13.4998
013532110 | LAKEWOOD 2110 | UG | 21kV |  | 27.9556
013532111 | LAKEWOOD 2111 | UG | 21kV |  | 5.2225
013532112 | LAKEWOOD 2112 | UG | 21kV |  | 16.8141
013532223 | LAKEWOOD 2223 | UG | 21kV |  | 11.6128
013532224 | LAKEWOOD 2224 | UG | 21kV |  | 6.9111
013532225 | LAKEWOOD 2225 | UG | 21kV |  | 13.3435
013532226 | LAKEWOOD 2226 | UG | 21kV |  | 10.2174
013532227 | LAKEWOOD 2227 | UG | 21kV |  | 4.9113
013533450 | LAKEWOOD 3450 | UG | 34.5kV |  | 0.7766
013550401 | GILL 0401 | UG | 4.16kV |  | 0.24126
013550402 | GILL 0402 | UG | 4.16kV |  | 0.13584
013560401 | SARANAP 0401 | UG | 4.16kV |  | 1.1265
013580401 | ROBLES 0401 | UG | 4.16kV |  | 0.38107
013590401 | GEARY 0401 | UG | 4.16kV |  | 0.54051
013600401 | LAS AROMAS 0401 | UG | 4.16kV |  | 0.037316
013652103 | CONTRA COSTA 2103 | UG | 21kV |  | 10.2029
013652104 | CONTRA COSTA 2104 | UG | 21kV |  | 35.297
013652105 | CONTRA COSTA 2105 | UG | 21kV |  | 0.12227
013652107 | CONTRA COSTA 2107 | UG | 21kV |  | 32.6441
013652108 | CONTRA COSTA 2108 | UG | 21kV |  | 39.831
013652109 | CONTRA COSTA 2109 | UG |  |  | 0.12915
013652109 | CONTRA COSTA 2109 | UG | 21kV |  | 46.0754
013652110 | CONTRA COSTA 2110 | UG | 21kV |  | 37.8248
013652111 | CONTRA COSTA 2111 | UG | 21kV |  | 0.038938
013652112 | CONTRA COSTA 2112 | UG | 21kV |  | 59.1947
013652113 | CONTRA COSTA 2113 | UG | 21kV |  | 48.9179
013652114 | CONTRA COSTA 2114 | UG | 21kV |  | 37.8442
013652115 | CONTRA COSTA 2115 | UG | 21kV |  | 34.0416
013652116 | CONTRA COSTA 2116 | UG | 21kV |  | 19.6862
013660401 | PARSONS 0401 | UG | 4.16kV |  | 0.0076149
013660402 | PARSONS 0402 | UG | 4.16kV |  | 0.062126
013681101 | EDES 1101 | UG | 12kV |  | 2.1441
013681103 | EDES 1103 | UG | 12kV |  | 7.0317
013681104 | EDES 1104 | UG | 12kV |  | 1.6401
013681105 | EDES 1105 | UG | 12kV |  | 3.1915
013681110 | EDES 1110 | UG | 12kV |  | 3.5515
013681111 | EDES 1111 | UG | 12kV |  | 9.4268
013681112 | EDES 1112 | UG | 12kV |  | 13.3749
013681113 | EDES 1113 | UG | 12kV |  | 5.1012
013681114 | EDES 1114 | UG |  |  | 0.087017
013681114 | EDES 1114 | UG | 12kV |  | 4.2138
013681115 | EDES 1115 | UG | 12kV |  | 1.6371
013700401 | ARLINGTON 0401 | UG | 4.16kV |  | 0.13723
013740401 | WALL 0401 | UG | 4.16kV |  | 1.013
013751101 | VASCO 1101 | UG | 12kV |  | 10.8305
013751102 | VASCO 1102 | UG | 12kV |  | 15.7105
013751103 | VASCO 1103 | UG | 12kV |  | 1.3364
013761101 | MT EDEN 1101 | UG | 12kV |  | 12.8154
013761102 | MT EDEN 1102 | UG | 12kV |  | 5.246
013761103 | MT EDEN 1103 | UG | 12kV |  | 6.289
013761104 | MT EDEN 1104 | UG | 12kV |  | 9.9172
013761105 | MT EDEN 1105 | UG | 12kV |  | 4.2316
013761106 | MT EDEN 1106 | UG | 12kV |  | 9.4224
013761107 | MT EDEN 1107 | UG | 12kV |  | 18.5786
013761108 | MT EDEN 1108 | UG | 12kV |  | 5.1038
013761109 | MT EDEN 1109 | UG | 12kV |  | 9.2116
013761110 | MT EDEN 1110 | UG | 12kV |  | 2.9758
013761111 | MT EDEN 1111 | UG | 12kV |  | 22.2617
013761112 | MT EDEN 1112 | UG | 12kV |  | 12.0477
013761113 | MT EDEN 1113 | UG | 12kV |  | 7.3366
013761114 | MT EDEN 1114 | UG | 12kV |  | 6.5245
013780401 | VIRGINIA 0401 | UG | 4.16kV |  | 0.20363
013801101 | MORAGA 1101 | UG | 4.16kV |  | 0.087885
013801101 | MORAGA 1101 | UG | 12kV |  | 9.388
013801102 | MORAGA 1102 | UG | 4.16kV |  | 0.019722
013801102 | MORAGA 1102 | UG | 12kV |  | 5.0586
013801103 | MORAGA 1103 | UG | 12kV |  | 13.8362
013801104 | MORAGA 1104 | UG | 12kV |  | 5.1892
013801105 | MORAGA 1105 | UG | 12kV |  | 12.27
013810401 | WAYNE 0401 | UG | 4.16kV |  | 0.012008
013840401 | STUART 0401 | UG | 4.16kV |  | 0.022672
013840402 | STUART 0402 | UG | 4.16kV |  | 0.11131
013840403 | STUART 0403 | UG | 4.16kV |  | 0.18661
013840404 | STUART 0404 | UG | 4.16kV |  | 0.14872
013840405 | STUART 0405 | UG | 4.16kV |  | 0.16585
013840406 | STUART 0406 | UG | 4.16kV |  | 0.68402
013850401 | BABEL 0401 | UG | 4.16kV |  | 0.69034
013911101 | WILLOW PASS 1101 | UG | 12kV |  | 13.4437
013911102 | WILLOW PASS 1102 | UG | 12kV |  | 3.7188
013912107 | WILLOW PASS 2107 | UG | 21kV |  | 32.1727
013912108 | WILLOW PASS 2108 | UG | 4.16kV |  | 0.0034828
013912108 | WILLOW PASS 2108 | UG | 21kV |  | 32.9025
013921101 | FRANKLIN 1101 | UG | 12kV |  | 14.8693
013921102 | FRANKLIN 1102 | UG | 12kV |  | 38.3056
013921103 | FRANKLIN 1103 | UG | 12kV |  | 20.2422
013921104 | FRANKLIN 1104 | UG | 12kV |  | 42.1335
014052101 | NORTH DUBLIN 2101 | UG | 21kV |  | 45.9357
014052103 | NORTH DUBLIN 2103 | UG | 12kV |  | 0.012953
014052103 | NORTH DUBLIN 2103 | UG | 21kV |  | 38.1034
014091102 | CASTRO VALLEY 1102 | UG | 12kV |  | 19.2806
014091103 | CASTRO VALLEY 1103 | UG | 12kV |  | 9.6084
014091104 | CASTRO VALLEY 1104 | UG | 12kV |  | 11.4435
014091105 | CASTRO VALLEY 1105 | UG | 12kV |  | 3.6901
014091107 | CASTRO VALLEY 1107 | UG | 12kV |  | 6.7377
014091108 | CASTRO VALLEY 1108 | UG | 12kV |  | 14.1552
014091109 | CASTRO VALLEY 1109 | UG | 4.16kV |  | 0.003153
014091109 | CASTRO VALLEY 1109 | UG | 12kV |  | 10.4871
014091110 | CASTRO VALLEY 1110 | UG | 12kV |  | 24.639
014091111 | CASTRO VALLEY 1111 | UG | 12kV |  | 25.6655
014101101 | ALHAMBRA 1101 | UG | 12kV |  | 8.4207
014101102 | ALHAMBRA 1102 | UG | 12kV |  | 5.1211
014101105 | ALHAMBRA 1105 | UG | 4.16kV |  | 0.2069
014101105 | ALHAMBRA 1105 | UG | 12kV |  | 15.4939
014161101 | ROSSMOOR 1101 | UG | 12kV |  | 8.6747
014161102 | ROSSMOOR 1102 | UG | 12kV |  | 22.6485
014161103 | ROSSMOOR 1103 | UG | 12kV |  | 17.7356
014161104 | ROSSMOOR 1104 | UG | 12kV |  | 8.0672
014161105 | ROSSMOOR 1105 | UG | 12kV |  | 9.2357
014161106 | ROSSMOOR 1106 | UG | 12kV |  | 3.3312
014161107 | ROSSMOOR 1107 | UG | 12kV |  | 9.6992
014161108 | ROSSMOOR 1108 | UG | 12kV |  | 23.0401
014161109 | ROSSMOOR 1109 | UG | 12kV |  | 1.3134
014232101 | SAN RAMON 2101 | UG | 21kV |  | 53.3387
014232102 | SAN RAMON 2102 | UG | 21kV |  | 45.7035
014232103 | SAN RAMON 2103 | UG | 21kV |  | 26.2859
014232104 | SAN RAMON 2104 | UG | 21kV |  | 22.4493
014232105 | SAN RAMON 2105 | UG | 21kV |  | 14.6149
014232106 | SAN RAMON 2106 | UG | 21kV |  | 17.8549
014232107 | SAN RAMON 2107 | UG | 21kV |  | 38.4634
014232108 | SAN RAMON 2108 | UG | 21kV |  | 40.8137
014232110 | SAN RAMON 2110 | UG | 21kV |  | 29.5065
014232111 | SAN RAMON 2111 | UG | 21kV |  | 17.4449
014232112 | SAN RAMON 2112 | UG | 21kV |  | 1.7344
014232113 | SAN RAMON 2113 | UG | 21kV |  | 1.718
014232114 | SAN RAMON 2114 | UG | 21kV |  | 17.6218
014232116 | SAN RAMON 2116 | UG | 21kV |  | 16.1405
014232117 | SAN RAMON 2117 | UG | 21kV |  | 18.1558
014232118 | SAN RAMON 2118 | UG | 21kV |  | 25.4252
014232119 | SAN RAMON 2119 | UG | 21kV |  | 29.7603
014241101 | SUNOL 1101 | UG | 12kV |  | 4.6231
014261101 | POINT PINOLE 1101 | UG | 12kV |  | 16.2536
014261102 | POINT PINOLE 1102 | UG | 12kV |  | 10.5508
014261103 | POINT PINOLE 1103 | UG | 12kV |  | 0.14422
014302102 | MEADOW LANE 2102 | UG | 21kV |  | 4.0187
014302103 | MEADOW LANE 2103 | UG | 21kV |  | 10.7745
014302104 | MEADOW LANE 2104 | UG | 21kV |  | 11.924
014302105 | MEADOW LANE 2105 | UG | 21kV |  | 7.8928
014302106 | MEADOW LANE 2106 | UG | 21kV |  | 22.6389
014302107 | MEADOW LANE 2107 | UG | 21kV |  | 6.8703
014302108 | MEADOW LANE 2108 | UG | 4.16kV |  | 0.006209
014302108 | MEADOW LANE 2108 | UG | 21kV |  | 12.3668
014302109 | MEADOW LANE 2109 | UG | 21kV |  | 13.4448
014302110 | MEADOW LANE 2110 | UG | 21kV |  | 9.5435
014321101 | BALFOUR 1101 | UG | 12kV |  | 4.5694
014341103 | VALLEY VIEW 1103 | UG | 12kV |  | 13.8727
014341105 | VALLEY VIEW 1105 | UG | 12kV |  | 12.3958
014341106 | VALLEY VIEW 1106 | UG | 12kV |  | 31.5345
014351103 | FREMONT 1103 | UG | 12kV |  | 23.2734
014351104 | FREMONT 1104 | UG | 12kV |  | 28.1122
014351105 | FREMONT 1105 | UG | 12kV |  | 4.6533
014351106 | FREMONT 1106 | UG | 12kV |  | 0.068594
014351107 | FREMONT 1107 | UG | 12kV |  | 17.6651
014351108 | FREMONT 1108 | UG | 12kV |  | 13.7941
014351109 | FREMONT 1109 | UG | 12kV |  | 31.6602
014351109 | FREMONT 1109 | UG | 21kV |  | 0.0099326
014351110 | FREMONT 1110 | UG | 12kV |  | 20.8079
014351111 | FREMONT 1111 | UG | 12kV |  | 7.9313
014351112 | FREMONT 1112 | UG | 12kV |  | 8.1317
014371105 | SAN PABLO 1105 | UG | 12kV |  | 13.5365
014371106 | SAN PABLO 1106 | UG |  |  | 0.12283
014371106 | SAN PABLO 1106 | UG | 12kV |  | 16.9611
014381102 | GRANT 1102 | UG | 12kV |  | 8.6531
014381103 | GRANT 1103 | UG | 12kV |  | 11.161
014381104 | GRANT 1104 | UG | 12kV |  | 9.5209
014381105 | GRANT 1105 | UG | 12kV |  | 5.4791
014381106 | GRANT 1106 | UG | 12kV |  | 14.4745
014381107 | GRANT 1107 | UG | 12kV |  | 6.3945
014381108 | GRANT 1108 | UG | 12kV |  | 5.481
014402103 | LAS POSITAS 2103 | UG | 21kV |  | 15.4281
014402104 | LAS POSITAS 2104 | UG | 21kV |  | 23.6404
014402105 | LAS POSITAS 2105 | UG |  |  | 0.015111
014402105 | LAS POSITAS 2105 | UG | 12kV |  | 0.55928
014402105 | LAS POSITAS 2105 | UG | 21kV |  | 38.4684
014402106 | LAS POSITAS 2106 | UG | 21kV |  | 21.6879
014402107 | LAS POSITAS 2107 | UG | 21kV |  | 45.7844
014402108 | LAS POSITAS 2108 | UG | 21kV |  | 56.3291
014402109 | LAS POSITAS 2109 | UG |  |  | 0.052804
014402109 | LAS POSITAS 2109 | UG | 21kV |  | 36.0683
014402110 | LAS POSITAS 2110 | UG |  |  | 0.061123
014402110 | LAS POSITAS 2110 | UG | 12kV |  | 4.5885
014402110 | LAS POSITAS 2110 | UG | 21kV |  | 14.2445
014422109 | CAYETANO 2109 | UG | 21kV |  | 29.5778
014422111 | CAYETANO 2111 | UG | 21kV |  | 21.9359
014452103 | KIRKER 2103 | UG | 4.16kV |  | 0.065124
014452103 | KIRKER 2103 | UG | 21kV |  | 49.0474
014452104 | KIRKER 2104 | UG | 4.16kV |  | 0.5683
014452104 | KIRKER 2104 | UG | 21kV |  | 27.7987
014452105 | KIRKER 2105 | UG | 21kV |  | 44.8206
014452106 | KIRKER 2106 | UG | 2.4kV |  | 0.18243
014452106 | KIRKER 2106 | UG | 21kV |  | 14.5091
014452107 | KIRKER 2107 | UG | 12kV |  | 10.481
014452107 | KIRKER 2107 | UG | 21kV |  | 11.1002
014452108 | KIRKER 2108 | UG | 21kV |  | 9.1384
014452109 | KIRKER 2109 | UG | 21kV |  | 17.6271
014471102 | DUMBARTON 1102 | UG | 12kV |  | 18.855
014471103 | DUMBARTON 1103 | UG | 12kV |  | 35.5928
014471104 | DUMBARTON 1104 | UG | 12kV |  | 8.8292
014471105 | DUMBARTON 1105 | UG | 12kV |  | 2.1214
014471106 | DUMBARTON 1106 | UG | 12kV |  | 42.6711
014471107 | DUMBARTON 1107 | UG | 12kV |  | 21.8321
014471108 | DUMBARTON 1108 | UG | 12kV |  | 36.0065
014471109 | DUMBARTON 1109 | UG | 12kV |  | 25.5111
014471110 | DUMBARTON 1110 | UG | 12kV |  | 17.8863
014471112 | DUMBARTON 1112 | UG | 12kV |  | 7.6842
014472111 | DUMBARTON 2111 | UG | 12kV |  | 0.046203
014472111 | DUMBARTON 2111 | UG | 21kV |  | 16.1168
014502104 | VINEYARD 2104 | UG | 21kV |  | 29.7607
014502105 | VINEYARD 2105 | UG | 21kV |  | 32.7742
014502106 | VINEYARD 2106 | UG | 21kV |  | 30.5693
014502107 | VINEYARD 2107 | UG | 12kV |  | 0.010224
014502107 | VINEYARD 2107 | UG | 21kV |  | 36.3325
014502108 | VINEYARD 2108 | UG | 21kV |  | 45.0195
014502109 | VINEYARD 2109 | UG | 21kV |  | 39.0892
014502110 | VINEYARD 2110 | UG | 12kV |  | 1.7867
014502110 | VINEYARD 2110 | UG | 21kV |  | 57.2695
014592105 | BRENTWOOD 2105 | UG | 12kV |  | 0.83507
014592105 | BRENTWOOD 2105 | UG | 21kV |  | 26.6395
014592106 | BRENTWOOD 2106 | UG |  |  | 0.028637
014592106 | BRENTWOOD 2106 | UG | 21kV |  | 51.6008
014592108 | BRENTWOOD 2108 | UG | 21kV |  | 41.1872
014592109 | BRENTWOOD 2109 | UG | 21kV |  | 35.4421
014592110 | BRENTWOOD 2110 | UG | 21kV |  | 0.7332
014592111 | BRENTWOOD 2111 | UG |  |  | 0.0092279
014592111 | BRENTWOOD 2111 | UG | 21kV |  | 55.8543
014592112 | BRENTWOOD 2112 | UG | 12kV |  | 0.16175
014592112 | BRENTWOOD 2112 | UG | 21kV |  | 62.2469
014592113 | BRENTWOOD 2113 | UG | 21kV |  | 60.6534
014652104 | TIDEWATER 2104 | UG | 21kV |  | 16.2111
014652105 | TIDEWATER 2105 | UG | 21kV |  | 10.5933
014652106 | TIDEWATER 2106 | UG | 4.16kV |  | 0.012533
014652106 | TIDEWATER 2106 | UG | 12kV |  | 0.010206
014652106 | TIDEWATER 2106 | UG | 21kV |  | 14.1706
014652107 | TIDEWATER 2107 | UG | 21kV |  | 25.3368
014652108 | TIDEWATER 2108 | UG | 4.16kV |  | 0.92554
014652108 | TIDEWATER 2108 | UG | 21kV |  | 12.9993
014652109 | TIDEWATER 2109 | UG | 21kV |  | 20.7937
014652110 | TIDEWATER 2110 | UG | 21kV |  | 18.0085
014662103 | TASSAJARA 2103 | UG | 21kV |  | 47.0136
014662104 | TASSAJARA 2104 | UG | 21kV |  | 42.9964
014662105 | TASSAJARA 2105 | UG | 21kV |  | 0.0081815
014662106 | TASSAJARA 2106 | UG |  |  | 0.01838
014662106 | TASSAJARA 2106 | UG | 21kV |  | 33.1764
014662107 | TASSAJARA 2107 | UG | 21kV |  | 39.0906
014662108 | TASSAJARA 2108 | UG | 4.16kV |  | 0.0016322
014662108 | TASSAJARA 2108 | UG | 21kV |  | 25.8334
014662109 | TASSAJARA 2109 | UG | 21kV |  | 34.9934
014662110 | TASSAJARA 2110 | UG | 21kV |  | 0.0062054
014662112 | TASSAJARA 2112 | UG | 4.16kV |  | 0.7842
014662112 | TASSAJARA 2112 | UG | 12kV |  | 0.23646
014662112 | TASSAJARA 2112 | UG | 21kV |  | 37.2475
014662113 | TASSAJARA 2113 | UG | 21kV |  | 60.1211
014662114 | TASSAJARA 2114 | UG | 21kV |  | 5.755
014671101 | SOBRANTE 1101 | UG | 12kV |  | 7.1192
014671102 | SOBRANTE 1102 | UG | 12kV |  | 13.6313
014671103 | SOBRANTE 1103 | UG | 12kV |  | 6.4526
014692101 | RESEARCH 2101 | UG | 21kV |  | 34.4918
014692102 | RESEARCH 2102 | UG | 21kV |  | 33.5738
014692103 | RESEARCH 2103 | UG | 21kV |  | 0.083639
014722101 | DIXON LANDING 2101 | UG | 12kV |  | 8.0054
014722101 | DIXON LANDING 2101 | UG | 21kV |  | 10.4002
014722102 | DIXON LANDING 2102 | UG | 12kV |  | 3.7092
014722102 | DIXON LANDING 2102 | UG | 21kV |  | 2.9399
014722103 | DIXON LANDING 2103 | UG | 21kV |  | 11.9649
014722105 | DIXON LANDING 2105 | UG | 21kV |  | 0.55086
014722106 | DIXON LANDING 2106 | UG | 12kV |  | 0.027272
014722106 | DIXON LANDING 2106 | UG | 21kV |  | 7.1167
014722107 | DIXON LANDING 2107 | UG | 21kV |  | 5.1408
014722109 | DIXON LANDING 2109 | UG | 21kV |  | 35.3394
014722110 | DIXON LANDING 2110 | UG | 21kV |  | 0.15499
014722111 | DIXON LANDING 2111 | UG | 21kV |  | 13.0441
018100401 | SHORE ACRES BANK 0401 | UG | 4.16kV |  | 0.13984
019003401 | EAST PORTAL 3401 | UG | 34.5kV |  | 0.15413
022010401 | MISSION (X) 0401 | UG | 4.16kV |  | 0.90665
022010402 | MISSION (X) 0402 | UG | 4.16kV |  | 2.9664
022011101 | MISSION (X) 1101 | UG | 12kV |  | 4.2953
022011102 | MISSION (X) 1102 | UG | 12kV |  | 5.1614
022011104 | MISSION (X) 1104 | UG | 12kV |  | 4.8779
022011105 | MISSION (X) 1105 | UG | 12kV |  | 2.2529
022011106 | MISSION (X) 1106 | UG | 12kV |  | 2.1626
022011107 | MISSION (X) 1107 | UG | 12kV |  | 6.0433
022011108 | MISSION (X) 1108 | UG | 12kV |  | 6.6792
022011109 | MISSION (X) 1109 | UG | 12kV |  | 6.172
022011110 | MISSION (X) 1110 | UG | 12kV |  | 11.3378
022011111 | MISSION (X) 1111 | UG | 12kV |  | 6.3677
022011112 | MISSION (X) 1112 | UG | 12kV |  | 2.405
022011113 | MISSION (X) 1113 | UG | 12kV |  | 7.866
022011114 | MISSION (X) 1114 | UG | 12kV |  | 2.0043
022011115 | MISSION (X) 1115 | UG | 12kV |  | 1.7701
022011116 | MISSION (X) 1116 | UG | 12kV |  | 6.85
022011117 | MISSION (X) 1117 | UG | 12kV |  | 4.7099
022011118 | MISSION (X) 1118 | UG | 12kV |  | 9.9655
022011120 | MISSION (X) 1120 | UG | 12kV |  | 5.2337
022011121 | MISSION (X) 1121 | UG | 12kV |  | 1.4505
022011123 | MISSION (X) 1123 | UG | 12kV |  | 5.3108
022011124 | MISSION (X) 1124 | UG | 12kV |  | 6.4322
022011125 | MISSION (X) 1125 | UG | 12kV |  | 9.8731
022011126 | MISSION (X) 1126 | UG | 12kV |  | 2.2093
022011127 | MISSION (X) 1127 | UG | 12kV |  | 0.84629
022011128 | MISSION (X) 1128 | UG | 12kV |  | 0.66099
022011153 | MISSION (X) 1153 | UG | 12kV |  | 4.4826
022011154 | MISSION (X) 1154 | UG | 12kV |  | 5.6778
022011160 | MISSION (X) 1160 | UG | 12kV |  | 6.1223
022011162 | MISSION (X) 1162 | UG | 12kV |  | 5.3719
022011201 | MISSION (X) 1201 | UG | 12kV |  | 4.4104
022011202 | MISSION (X) 1202 | UG | 12kV |  | 4.3641
022011203 | MISSION (X) 1203 | UG | 12kV |  | 2.0066
022011204 | MISSION (X) 1204 | UG | 12kV |  | 1.8983
022011207 | MISSION (X) 1207 | UG | 12kV |  | 4.4066
022011208 | MISSION (X) 1208 | UG | 12kV |  | 4.4336
022011210 | MISSION (X) 1210 | UG | 12kV |  | 3.6876
022011211 | MISSION (X) 1211 | UG | 12kV |  | 3.6863
022011212 | MISSION (X) 1212 | UG | 12kV |  | 3.7386
022011215 | MISSION (X) 1215 | UG | 12kV |  | 3.7366
022011223 | MISSION (X) 1223 | UG | 12kV |  | 2.657
022011224 | MISSION (X) 1224 | UG | 12kV |  | 1.8939
022011225 | MISSION (X) 1225 | UG | 12kV |  | 2.0014
022031101 | POTRERO PP (A) 1101 | UG | 12kV |  | 5.9085
022031102 | POTRERO PP (A) 1102 | UG | 12kV |  | 2.6801
022031103 | POTRERO PP (A) 1103 | UG | 12kV |  | 3.7538
022031104 | POTRERO PP (A) 1104 | UG | 12kV |  | 8.9266
022031105 | POTRERO PP (A) 1105 | UG | 12kV |  | 1.9207
022031106 | POTRERO PP (A) 1106 | UG | 12kV |  | 3.4292
022031107 | POTRERO PP (A) 1107 | UG | 12kV |  | 0.5809
022031108 | POTRERO PP (A) 1108 | UG | 12kV |  | 4.5253
022031109 | POTRERO PP (A) 1109 | UG | 12kV |  | 8.4234
022031110 | POTRERO PP (A) 1110 | UG | 12kV |  | 4.4279
022031111 | POTRERO PP (A) 1111 | UG | 12kV |  | 0.96719
022031112 | POTRERO PP (A) 1112 | UG | 12kV |  | 5.9849
022031113 | POTRERO PP (A) 1113 | UG | 12kV |  | 6.2356
022031114 | POTRERO PP (A) 1114 | UG | 12kV |  | 6.8753
022031115 | POTRERO PP (A) 1115 | UG | 12kV |  | 6.7765
022031116 | POTRERO PP (A) 1116 | UG | 12kV |  | 0.46602
022031117 | POTRERO PP (A) 1117 | UG | 12kV |  | 3.6749
022031118 | POTRERO PP (A) 1118 | UG | 12kV |  | 6.7422
022031119 | POTRERO PP (A) 1119 | UG | 12kV |  | 3.4095
022031121 | POTRERO PP (A) 1121 | UG | 12kV |  | 0.31315
022031218 | POTRERO PP (A) 1218 | UG | 12kV |  | 2.9123
022031219 | POTRERO PP (A) 1219 | UG | 12kV |  | 2.9127
022031220 | POTRERO PP (A) 1220 | UG | 12kV |  | 3.074
022031221 | POTRERO PP (A) 1221 | UG | 12kV |  | 3.0708
022070401 | SF E 0401 | UG | 4.16kV |  | 2.3956
022070405 | SF E 0405 | UG | 4.16kV |  | 0.62488
022070406 | SF E 0406 | UG | 4.16kV |  | 0.21506
022070407 | SF E 0407 | UG | 4.16kV |  | 2.4419
022070408 | SF E 0408 | UG | 4.16kV |  | 0.30228
022070409 | SF E 0409 | UG | 4.16kV |  | 1.6901
022070410 | SF E 0410 | UG | 4.16kV |  | 2.0573
022071101 | SF E 1101 | UG | 12kV |  | 4.809
022071103 | SF E 1103 | UG | 12kV |  | 8.8204
022071105 | SF E 1105 | UG | 12kV |  | 8.2977
022071107 | SF E 1107 | UG | 12kV |  | 11.114
022071199 | SF E 1199 | UG | 12kV |  | 0.0078279
022090401 | SF G 0401 | UG | 4.16kV |  | 0.13292
022090402 | SF G 0402 | UG | 4.16kV |  | 0.23487
022090403 | SF G 0403 | UG | 4.16kV |  | 1.6108
022090404 | SF G 0404 | UG | 4.16kV |  | 1.5581
022090405 | SF G 0405 | UG | 4.16kV |  | 0.38637
022090406 | SF G 0406 | UG | 4.16kV |  | 1.5194
022090407 | SF G 0407 | UG | 4.16kV |  | 0.73961
022090408 | SF G 0408 | UG | 4.16kV |  | 2.3877
022090409 | SF G 0409 | UG | 4.16kV |  | 1.0339
022090410 | SF G 0410 | UG | 4.16kV |  | 0.57605
022090411 | SF G 0411 | UG | 4.16kV |  | 2.1402
022090412 | SF G 0412 | UG | 4.16kV |  | 1.0666
022090413 | SF G 0413 | UG | 4.16kV |  | 1.9449
022090414 | SF G 0414 | UG | 4.16kV |  | 1.1365
022091101 | SF G 1101 | UG | 12kV |  | 6.4644
022091102 | SF G 1102 | UG | 12kV |  | 3.7261
022100401 | SF H 0401 | UG | 4.16kV |  | 0.83572
022100402 | SF H 0402 | UG | 4.16kV |  | 0.77961
022100403 | SF H 0403 | UG | 4.16kV |  | 0.63744
022100404 | SF H 0404 | UG | 4.16kV |  | 0.10598
022100405 | SF H 0405 | UG | 4.16kV |  | 0.40398
022101101 | SF H 1101 | UG | 12kV |  | 1.5565
022101102 | SF H 1102 | UG | 12kV |  | 9.8818
022101103 | SF H 1103 | UG | 12kV |  | 8.4207
022101104 | SF H 1104 | UG | 12kV |  | 10.7213
022101105 | SF H 1105 | UG | 12kV |  | 15.4821
022101106 | SF H 1106 | UG | 12kV |  | 3.3344
022101107 | SF H 1107 | UG | 12kV |  | 3.6107
022101108 | SF H 1108 | UG | 12kV |  | 3.821
022101109 | SF H 1109 | UG |  |  | 0.0032232
022101109 | SF H 1109 | UG | 12kV |  | 11.2523
022101110 | SF H 1110 | UG | 12kV |  | 7.4922
022101111 | SF H 1111 | UG | 12kV |  | 3.0349
022101112 | SF H 1112 | UG | 12kV |  | 2.2276
022101232 | SF H 1232 | UG | 12kV |  | 3.4403
022101233 | SF H 1233 | UG | 12kV |  | 3.4409
022101234 | SF H 1234 | UG | 12kV |  | 4.9238
022101235 | SF H 1235 | UG | 12kV |  | 6.122
022101236 | SF H 1236 | UG | 12kV |  | 6.1319
022101237 | SF H 1237 | UG | 12kV |  | 6.1198
022101238 | SF H 1238 | UG | 12kV |  | 3.4405
022130401 | SF K 0401 | UG | 4.16kV |  | 1.6459
022130402 | SF K 0402 | UG | 4.16kV |  | 0.098578
022130403 | SF K 0403 | UG | 4.16kV |  | 0.79088
022130404 | SF K 0404 | UG | 4.16kV |  | 0.18263
022130405 | SF K 0405 | UG | 4.16kV |  | 0.45149
022130406 | SF K 0406 | UG | 4.16kV |  | 0.16947
022130407 | SF K 0407 | UG | 4.16kV |  | 2.0075
022130408 | SF K 0408 | UG | 4.16kV |  | 1.3522
022130409 | SF K 0409 | UG | 4.16kV |  | 1.0689
022130410 | SF K 0410 | UG | 4.16kV |  | 0.89689
022130411 | SF K 0411 | UG | 4.16kV |  | 0.13741
022131101 | SF K 1101 | UG | 12kV |  | 3.6058
022220402 | SF J 0402 | UG | 4.16kV |  | 1.6267
022220403 | SF J 0403 | UG | 4.16kV |  | 2.2206
022220404 | SF J 0404 | UG | 4.16kV |  | 1.2736
022220406 | SF J 0406 | UG | 4.16kV |  | 2.3006
022220407 | SF J 0407 | UG | 4.16kV |  | 2.0181
022220409 | SF J 0409 | UG | 4.16kV |  | 0.90847
022221101 | SF J 1101 | UG | 12kV |  | 0.97814
022221102 | SF J 1102 | UG | 12kV |  | 1.4353
022221103 | SF J 1103 | UG | 12kV |  | 1.0328
022221104 | SF J 1104 | UG | 12kV |  | 0.97508
022221105 | SF J 1105 | UG | 12kV |  | 1.3868
022221106 | SF J 1106 | UG | 12kV |  | 1.6144
022221107 | SF J 1107 | UG | 12kV |  | 2.3609
022221108 | SF J 1108 | UG | 12kV |  | 5.1081
022260401 | SF L 0401 | UG | 4.16kV |  | 2.7131
022260402 | SF L 0402 | UG | 4.16kV |  | 3.8388
022260403 | SF L 0403 | UG | 4.16kV |  | 2.229
022260404 | SF L 0404 | UG | 4.16kV |  | 1.8719
022260405 | SF L 0405 | UG | 4.16kV |  | 2.3897
022260406 | SF L 0406 | UG | 4.16kV |  | 4.2424
022260407 | SF L 0407 | UG | 4.16kV |  | 0.92363
022260408 | SF L 0408 | UG | 4.16kV |  | 1.0446
022260409 | SF L 0409 | UG | 4.16kV |  | 1.8486
022261101 | SF L 1101 | UG | 12kV |  | 4.6702
022261102 | SF L 1102 | UG | 12kV |  | 2.7726
022261103 | SF L 1103 | UG | 12kV |  | 5.8574
022270401 | SF M 0401 | UG | 4.16kV |  | 0.44386
022270402 | SF M 0402 | UG | 4.16kV |  | 1.3748
022270403 | SF M 0403 | UG | 4.16kV |  | 0.32459
022270404 | SF M 0404 | UG | 4.16kV |  | 0.85455
022270405 | SF M 0405 | UG | 4.16kV |  | 2.0376
022270406 | SF M 0406 | UG | 4.16kV |  | 1.5313
022280401 | SF N 0401 | UG | 4.16kV |  | 0.095767
022280402 | SF N 0402 | UG | 4.16kV |  | 1.1367
022280403 | SF N 0403 | UG | 4.16kV |  | 1.7167
022280404 | SF N 0404 | UG | 4.16kV |  | 0.97294
022280405 | SF N 0405 | UG | 4.16kV |  | 1.1092
022280406 | SF N 0406 | UG | 4.16kV |  | 2.991
022280408 | SF N 0408 | UG | 4.16kV |  | 2.552
022281101 | SF N 1101 | UG | 12kV |  | 2.2656
022281102 | SF N 1102 | UG | 12kV |  | 4.4745
022331100 | HUNTERS POINT (P) 1100 | UG | 12kV |  | 1.1003
022331101 | HUNTERS POINT (P) 1101 | UG | 12kV |  | 2.5392
022331102 | HUNTERS POINT (P) 1102 | UG | 12kV |  | 11.7859
022331103 | HUNTERS POINT (P) 1103 | UG | 12kV |  | 8.4277
022331104 | HUNTERS POINT (P) 1104 | UG | 12kV |  | 2.0465
022331105 | HUNTERS POINT (P) 1105 | UG | 12kV |  | 2.1407
022331106 | HUNTERS POINT (P) 1106 | UG | 12kV |  | 5.4408
022331107 | HUNTERS POINT (P) 1107 | UG | 12kV |  | 4.8052
022331108 | HUNTERS POINT (P) 1108 | UG | 12kV |  | 7.8574
022331109 | HUNTERS POINT (P) 1109 | UG | 12kV |  | 1.7023
022340402 | BEACH (Q) 0402 | UG | 4.16kV |  | 2.5189
022390401 | 18TH STREET 0401 | UG | 4.16kV |  | 0.048531
022390402 | 18TH STREET 0402 | UG | 4.16kV |  | 2.5727
022400401 | JUDAH 0401 | UG | 4.16kV |  | 0.32764
022400402 | JUDAH 0402 | UG | 4.16kV |  | 0.77494
022440401 | LAWNDALE 0401 | UG | 4.16kV |  | 0.91812
022440402 | LAWNDALE 0402 | UG | 4.16kV |  | 2.8292
022470401 | ACTON 0401 | UG | 4.16kV |  | 0.13343
022470402 | ACTON 0402 | UG | 4.16kV |  | 0.34576
022480401 | CASTRO 0401 | UG | 4.16kV |  | 0.074451
022480402 | CASTRO 0402 | UG | 4.16kV |  | 1.779
022490401 | YOSEMITE 0401 | UG | 4.16kV |  | 1.1997
022490402 | YOSEMITE 0402 | UG | 4.16kV |  | 0.56537
022490403 | YOSEMITE 0403 | UG | 4.16kV |  | 0.032821
022500401 | TARAVAL 0401 | UG | 4.16kV |  | 0.39291
022500402 | TARAVAL 0402 | UG | 4.16kV |  | 0.40459
022500403 | TARAVAL 0403 | UG | 4.16kV |  | 0.26419
022510401 | NORIEGA 0401 | UG | 4.16kV |  | 0.048729
022510402 | NORIEGA 0402 | UG | 4.16kV |  | 0.13341
022530401 | 6TH AVENUE 0401 | UG | 4.16kV |  | 0.83165
022530402 | 6TH AVENUE 0402 | UG | 4.16kV |  | 1.4764
022530403 | 6TH AVENUE 0403 | UG | 4.16kV |  | 0.77045
022550401 | 21ST AVENUE 0401 | UG | 4.16kV |  | 0.050898
022550402 | 21ST AVENUE 0402 | UG | 4.16kV |  | 0.2992
022550403 | 21ST AVENUE 0403 | UG | 4.16kV |  | 0.12902
022570401 | EAST GRAND 0401 | UG | 4.16kV |  | 0.9646
022570404 | EAST GRAND 0404 | UG | 4.16kV |  | 0.95023
022571101 | EAST GRAND 1101 | UG | 12kV |  | 8.7217
022571102 | EAST GRAND 1102 | UG | 12kV |  | 1.6682
022571103 | EAST GRAND 1103 | UG | 12kV |  | 5.0168
022571104 | EAST GRAND 1104 | UG | 12kV |  | 10.2781
022571105 | EAST GRAND 1105 | UG | 12kV |  | 3.1577
022571106 | EAST GRAND 1106 | UG | 12kV |  | 5.5139
022571107 | EAST GRAND 1107 | UG | 12kV |  | 9.3368
022571108 | EAST GRAND 1108 | UG | 12kV |  | 3.3762
022571109 | EAST GRAND 1109 | UG | 12kV |  | 8.8684
022571110 | EAST GRAND 1110 | UG | 12kV |  | 3.7611
022571111 | EAST GRAND 1111 | UG | 12kV |  | 3.8404
022571112 | EAST GRAND 1112 | UG | 12kV |  | 3.398
022571113 | EAST GRAND 1113 | UG | 12kV |  | 7.0962
022571114 | EAST GRAND 1114 | UG | 12kV |  | 1.76
022571115 | EAST GRAND 1115 | UG | 12kV |  | 2.9009
022580401 | OCEAN 0401 | UG | 4.16kV |  | 1.9609
022580402 | OCEAN 0402 | UG | 4.16kV |  | 2.9537
022590401 | RANDOLPH 0401 | UG | 4.16kV |  | 3.0965
022590402 | RANDOLPH 0402 | UG | 4.16kV |  | 4.0547
022590403 | RANDOLPH 0403 | UG | 4.16kV |  | 0.73532
022600401 | WESTLAKE 0401 | UG | 4.16kV |  | 1.1016
022600403 | WESTLAKE 0403 | UG | 4.16kV |  | 1.3832
022610401 | PORTOLA 0401 | UG | 4.16kV |  | 2.6912
022610402 | PORTOLA 0402 | UG | 4.16kV |  | 2.7244
022640401 | DALY CITY 0401 | UG | 4.16kV |  | 0.53107
022641101 | DALY CITY 1101 | UG | 12kV |  | 5.8469
022641102 | DALY CITY 1102 | UG | 12kV |  | 8.1499
022641103 | DALY CITY 1103 | UG | 12kV |  | 3.6323
022641104 | DALY CITY 1104 | UG | 12kV |  | 9.8797
022641105 | DALY CITY 1105 | UG | 12kV |  | 10.687
022641106 | DALY CITY 1106 | UG | 12kV |  | 13.3335
022641107 | DALY CITY 1107 | UG | 12kV |  | 6.054
022641108 | DALY CITY 1108 | UG | 12kV |  | 10.4767
022641109 | DALY CITY 1109 | UG | 12kV |  | 2.614
022641110 | DALY CITY 1110 | UG | 12kV |  | 15.4994
022641111 | DALY CITY 1111 | UG | 12kV |  | 7.9856
022641112 | DALY CITY 1112 | UG | 12kV |  | 7.6162
022641115 | DALY CITY 1115 | UG | 12kV |  | 0.016782
022670401 | SILVER 0401 | UG | 4.16kV |  | 0.37689
022680401 | PLYMOUTH 0401 | UG | 4.16kV |  | 0.21736
022690401 | MILLBRAE 0401 | UG | 4.16kV |  | 0.56895
022690403 | MILLBRAE 0403 | UG | 4.16kV |  | 0.86117
022690404 | MILLBRAE 0404 | UG | 4.16kV |  | 0.11873
022691101 | MILLBRAE 1101 | UG | 12kV |  | 3.5117
022691102 | MILLBRAE 1102 | UG | 12kV |  | 9.1055
022691103 | MILLBRAE 1103 | UG | 12kV |  | 0.12568
022691104 | MILLBRAE 1104 | UG | 12kV |  | 12.9488
022691105 | MILLBRAE 1105 | UG | 12kV |  | 0.10719
022691106 | MILLBRAE 1106 | UG |  |  | 0.13097
022691106 | MILLBRAE 1106 | UG | 12kV |  | 2.5347
022691107 | MILLBRAE 1107 | UG | 12kV |  | 1.6078
022691108 | MILLBRAE 1108 | UG | 12kV |  | 5.0637
022700401 | SAN BRUNO 0401 | UG | 4.16kV |  | 0.24054
022700402 | SAN BRUNO 0402 | UG | 4.16kV |  | 0.92287
022700403 | SAN BRUNO 0403 | UG | 4.16kV |  | 0.35187
022721101 | SNEATH LANE 1101 | UG | 12kV |  | 1.9299
022721102 | SNEATH LANE 1102 | UG | 12kV |  | 10.707
022721106 | SNEATH LANE 1106 | UG | 12kV |  | 7.8959
022721107 | SNEATH LANE 1107 | UG | 12kV |  | 6.2019
022780401 | MARINA (F) 0401 | UG | 4.16kV |  | 1.5521
022780402 | MARINA (F) 0402 | UG | 4.16kV |  | 1.2434
022780403 | MARINA (F) 0403 | UG | 4.16kV |  | 1.1354
022780404 | MARINA (F) 0404 | UG | 4.16kV |  | 1.4897
022780405 | MARINA (F) 0405 | UG | 4.16kV |  | 3.1111
022780406 | MARINA (F) 0406 | UG | 4.16kV |  | 0.010754
022780407 | MARINA (F) 0407 | UG | 4.16kV |  | 1.1804
022780408 | MARINA (F) 0408 | UG | 4.16kV |  | 0.3452
022781101 | MARINA (F) 1101 | UG | 12kV |  | 10.4868
022781102 | MARINA (F) 1102 | UG | 12kV |  | 4.5695
022781103 | MARINA (F) 1103 | UG | 12kV |  | 1.6865
022781199 | MARINA (F) 1199 | UG | 12kV |  | 0.0057127
022781201 | MARINA (F) 1201 | UG | 12kV |  | 1.6293
022801101 | LARKIN (Y) 1101 | UG | 12kV |  | 4.3181
022801102 | LARKIN (Y) 1102 | UG | 12kV |  | 3.8176
022801103 | LARKIN (Y) 1103 | UG | 12kV |  | 2.6039
022801104 | LARKIN (Y) 1104 | UG | 12kV |  | 2.5655
022801105 | LARKIN (Y) 1105 | UG | 12kV |  | 3.7837
022801106 | LARKIN (Y) 1106 | UG | 12kV |  | 3.1932
022801107 | LARKIN (Y) 1107 | UG | 12kV |  | 10.5562
022801108 | LARKIN (Y) 1108 | UG | 12kV |  | 5.1251
022801109 | LARKIN (Y) 1109 | UG |  |  | 0.0055044
022801109 | LARKIN (Y) 1109 | UG | 12kV |  | 7.7436
022801110 | LARKIN (Y) 1110 | UG | 12kV |  | 10.6074
022801111 | LARKIN (Y) 1111 | UG | 12kV |  | 9.0217
022801112 | LARKIN (Y) 1112 | UG | 12kV |  | 2.337
022801113 | LARKIN (Y) 1113 | UG | 12kV |  | 2.4063
022801114 | LARKIN (Y) 1114 | UG | 12kV |  | 2.7678
022801115 | LARKIN (Y) 1115 | UG | 12kV |  | 2.405
022801116 | LARKIN (Y) 1116 | UG | 12kV |  | 2.5225
022801117 | LARKIN (Y) 1117 | UG | 12kV |  | 2.5843
022801119 | LARKIN (Y) 1119 | UG | 12kV |  | 6.6897
022801120 | LARKIN (Y) 1120 | UG | 12kV |  | 7.7798
022801121 | LARKIN (Y) 1121 | UG | 12kV |  | 2.6521
022801122 | LARKIN (Y) 1122 | UG | 12kV |  | 2.6208
022801123 | LARKIN (Y) 1123 | UG | 12kV |  | 2.6169
022801124 | LARKIN (Y) 1124 | UG | 12kV |  | 2.543
022801125 | LARKIN (Y) 1125 | UG | 12kV |  | 2.7987
022801126 | LARKIN (Y) 1126 | UG | 12kV |  | 2.8159
022801127 | LARKIN (Y) 1127 | UG | 12kV |  | 8.2352
022801128 | LARKIN (Y) 1128 | UG | 12kV |  | 4.4844
022801129 | LARKIN (Y) 1129 | UG | 12kV |  | 2.016
022801130 | LARKIN (Y) 1130 | UG | 12kV |  | 2.3703
022801131 | LARKIN (Y) 1131 | UG | 12kV |  | 2.4143
022801132 | LARKIN (Y) 1132 | UG | 12kV |  | 2.5414
022801133 | LARKIN (Y) 1133 | UG | 12kV |  | 2.0949
022801134 | LARKIN (Y) 1134 | UG | 12kV |  | 2.1355
022801135 | LARKIN (Y) 1135 | UG | 12kV |  | 12.5638
022801136 | LARKIN (Y) 1136 | UG | 12kV |  | 6.2733
022801137 | LARKIN (Y) 1137 | UG | 12kV |  | 9.7101
022801138 | LARKIN (Y) 1138 | UG | 12kV |  | 5.1249
022801140 | LARKIN (Y) 1140 | UG | 12kV |  | 6.7646
022801141 | LARKIN (Y) 1141 | UG | 12kV |  | 5.6097
022801251 | LARKIN (Y) 1251 | UG | 12kV |  | 2.3798
022801252 | LARKIN (Y) 1252 | UG | 12kV |  | 2.375
022801253 | LARKIN (Y) 1253 | UG | 12kV |  | 2.2607
022801254 | LARKIN (Y) 1254 | UG | 12kV |  | 2.2499
022811101 | PACIFICA 1101 | UG | 12kV |  | 1.6151
022811102 | PACIFICA 1102 | UG | 12kV |  | 8.0331
022811103 | PACIFICA 1103 | UG | 12kV |  | 4.2032
022811104 | PACIFICA 1104 | UG | 12kV |  | 2.6854
022850402 | SULLIVAN 0402 | UG | 4.16kV |  | 0.66882
022861103 | SERRAMONTE 1103 | UG | 12kV |  | 4.2794
022861104 | SERRAMONTE 1104 | UG | 12kV |  | 13.2055
022871102 | EMBARCADERO (Z) 1102 | UG | 12kV |  | 1.9305
022871103 | EMBARCADERO (Z) 1103 | UG | 12kV |  | 2.3958
022871106 | EMBARCADERO (Z) 1106 | UG | 12kV |  | 1.7564
022871107 | EMBARCADERO (Z) 1107 | UG | 12kV |  | 3.0718
022871110 | EMBARCADERO (Z) 1110 | UG | 12kV |  | 4.2299
022871111 | EMBARCADERO (Z) 1111 | UG | 12kV |  | 2.543
022871112 | EMBARCADERO (Z) 1112 | UG | 12kV |  | 5.0693
022871113 | EMBARCADERO (Z) 1113 | UG | 12kV |  | 3.435
022871114 | EMBARCADERO (Z) 1114 | UG | 12kV |  | 5.733
022871115 | EMBARCADERO (Z) 1115 | UG | 12kV |  | 6.1414
022871116 | EMBARCADERO (Z) 1116 | UG | 12kV |  | 3.482
022871117 | EMBARCADERO (Z) 1117 | UG | 12kV |  | 2.796
022871118 | EMBARCADERO (Z) 1118 | UG | 12kV |  | 6.7605
022871119 | EMBARCADERO (Z) 1119 | UG | 12kV |  | 8.3574
022871120 | EMBARCADERO (Z) 1120 | UG | 12kV |  | 3.8261
022871121 | EMBARCADERO (Z) 1121 | UG | 12kV |  | 3.4256
022871122 | EMBARCADERO (Z) 1122 | UG | 12kV |  | 5.5706
022871123 | EMBARCADERO (Z) 1123 | UG | 12kV |  | 10.3061
022871261 | EMBARCADERO (Z) 1261 | UG | 12kV |  | 0.79336
022871262 | EMBARCADERO (Z) 1262 | UG | 12kV |  | 0.77224
022871263 | EMBARCADERO (Z) 1263 | UG | 12kV |  | 0.79323
022871264 | EMBARCADERO (Z) 1264 | UG | 12kV |  | 0.77454
022871265 | EMBARCADERO (Z) 1265 | UG | 12kV |  | 0.78506
022873401 | EMBARCADERO (Z) 3401 | UG | 34.5kV |  | 2.0802
022873403 | EMBARCADERO (Z) 3403 | UG | 34.5kV |  | 3.578
022873404 | EMBARCADERO (Z) 3404 | UG | 34.5kV |  | 1.8818
022873405 | EMBARCADERO (Z) 3405 | UG | 34.5kV |  | 1.5792
022873406 | EMBARCADERO (Z) 3406 | UG | 34.5kV |  | 3.5969
022873407 | EMBARCADERO (Z) 3407 | UG | 34.5kV |  | 3.213
022873408 | EMBARCADERO (Z) 3408 | UG | 34.5kV |  | 1.8924
022873409 | EMBARCADERO (Z) 3409 | UG | 34.5kV |  | 1.4322
022873410 | EMBARCADERO (Z) 3410 | UG | 34.5kV |  | 3.1555
022873411 | EMBARCADERO (Z) 3411 | UG | 34.5kV |  | 0.27852
022873412 | EMBARCADERO (Z) 3412 | UG | 34.5kV |  | 0.2781
022893401 | BAYSHORE 3401 | UG | 34.5kV |  | 1.1185
022893402 | BAYSHORE 3402 | UG | 34.5kV |  | 1.1413
024011102 | BAY MEADOWS 1102 | UG | 12kV |  | 4.3375
024011103 | BAY MEADOWS 1103 | UG | 12kV |  | 2.5569
024011104 | BAY MEADOWS 1104 | UG | 4.16kV |  | 0.94394
024011104 | BAY MEADOWS 1104 | UG | 12kV |  | 2.104
024011105 | BAY MEADOWS 1105 | UG | 12kV |  | 4.5582
024011106 | BAY MEADOWS 1106 | UG | 12kV |  | 33.5942
024011107 | BAY MEADOWS 1107 | UG | 12kV |  | 6.9093
024011108 | BAY MEADOWS 1108 | UG | 12kV |  | 28.083
024012101 | BAY MEADOWS 2101 | UG | 21kV |  | 2.9964
024012102 | BAY MEADOWS 2102 | UG | 12kV |  | 0.02392
024012102 | BAY MEADOWS 2102 | UG | 21kV |  | 28.7351
024012103 | BAY MEADOWS 2103 | UG | 21kV |  | 9.0676
024012104 | BAY MEADOWS 2104 | UG | 21kV |  | 10.1454
024012105 | BAY MEADOWS 2105 | UG | 21kV |  | 8.9484
024012106 | BAY MEADOWS 2106 | UG | 21kV |  | 9.0194
024012107 | BAY MEADOWS 2107 | UG | 21kV |  | 0.057098
024020401 | BELLE HAVEN 0401 | UG | 4.16kV |  | 0.98549
024020402 | BELLE HAVEN 0402 | UG | 4.16kV |  | 1.8041
024020403 | BELLE HAVEN 0403 | UG | 4.16kV |  | 2.9648
024020404 | BELLE HAVEN 0404 | UG | 4.16kV |  | 2.5431
024020405 | BELLE HAVEN 0405 | UG | 4.16kV |  | 0.72861
024020406 | BELLE HAVEN 0406 | UG | 4.16kV |  | 0.036074
024020407 | BELLE HAVEN 0407 | UG | 4.16kV |  | 1.2531
024020408 | BELLE HAVEN 0408 | UG | 4.16kV |  | 0.78081
024020409 | BELLE HAVEN 0409 | UG | 4.16kV |  | 5.1928
024021101 | BELLE HAVEN 1101 | UG | 12kV |  | 1.2651
024021102 | BELLE HAVEN 1102 | UG | 12kV |  | 8.1463
024021103 | BELLE HAVEN 1103 | UG | 12kV |  | 1.9024
024021104 | BELLE HAVEN 1104 | UG | 12kV |  | 8.1962
024021105 | BELLE HAVEN 1105 | UG | 12kV |  | 11.5171
024021106 | BELLE HAVEN 1106 | UG | 4.16kV |  | 0.013336
024021106 | BELLE HAVEN 1106 | UG | 12kV |  | 12.4489
024021107 | BELLE HAVEN 1107 | UG | 12kV |  | 4.0986
024030401 | BELMONT 0401 | UG | 4.16kV |  | 1.3499
024030402 | BELMONT 0402 | UG | 4.16kV |  | 0.75162
024030403 | BELMONT 0403 | UG | 4.16kV |  | 0.93093
024030406 | BELMONT 0406 | UG | 4.16kV |  | 2.4484
024031101 | BELMONT 1101 | UG | 12kV |  | 22.3347
024031102 | BELMONT 1102 | UG | 12kV |  | 9.8096
024031103 | BELMONT 1103 | UG | 12kV |  | 8.3306
024031104 | BELMONT 1104 | UG | 12kV |  | 4.0488
024031105 | BELMONT 1105 | UG | 12kV |  | 26.296
024031106 | BELMONT 1106 | UG | 12kV |  | 3.8789
024031107 | BELMONT 1107 | UG | 12kV |  | 6.0895
024031108 | BELMONT 1108 | UG | 12kV |  | 4.0499
024031109 | BELMONT 1109 | UG | 12kV |  | 17.4635
024031110 | BELMONT 1110 | UG | 12kV |  | 6.9449
024031111 | BELMONT 1111 | UG | 12kV |  | 5.5073
024040401 | BERESFORD 0401 | UG | 4.16kV |  | 0.7355
024040402 | BERESFORD 0402 | UG | 4.16kV |  | 2.5576
024040403 | BERESFORD 0403 | UG | 4.16kV |  | 2.659
024040404 | BERESFORD 0404 | UG | 4.16kV |  | 0.7768
024040405 | BERESFORD 0405 | UG | 4.16kV |  | 0.013881
024050401 | BURLINGAME 0401 | UG | 4.16kV |  | 2.3594
024050402 | BURLINGAME 0402 | UG | 4.16kV |  | 0.36902
024050403 | BURLINGAME 0403 | UG | 4.16kV |  | 1.5302
024050404 | BURLINGAME 0404 | UG | 4.16kV |  | 1.5934
024050405 | BURLINGAME 0405 | UG | 4.16kV |  | 0.2853
024052101 | BURLINGAME 2101 | UG | 12kV |  | 0.0044226
024052101 | BURLINGAME 2101 | UG | 21kV |  | 1.571
024060401 | CAROLANDS 0401 | UG | 4.16kV |  | 11.1748
024060402 | CAROLANDS 0402 | UG | 4.16kV |  | 0.17767
024060403 | CAROLANDS 0403 | UG | 4.16kV |  | 2.7194
024060404 | CAROLANDS 0404 | UG | 4.16kV |  | 6.7382
024080401 | EMERALD LAKE 0401 | UG | 4.16kV |  | 1.7592
024080402 | EMERALD LAKE 0402 | UG | 4.16kV |  | 0.16529
024090404 | GLENWOOD 0404 | UG | 4.16kV |  | 2.4718
024090405 | GLENWOOD 0405 | UG | 4.16kV |  | 0.56396
024090406 | GLENWOOD 0406 | UG | 4.16kV |  | 0.89928
024091101 | GLENWOOD 1101 | UG | 12kV |  | 6.6451
024091102 | GLENWOOD 1102 | UG |  |  | 0.010682
024091102 | GLENWOOD 1102 | UG | 12kV |  | 6.3197
024101101 | HALF MOON BAY 1101 | UG | 12kV |  | 10.6909
024101102 | HALF MOON BAY 1102 | UG | 12kV |  | 12.8296
024101103 | HALF MOON BAY 1103 | UG | 4.16kV |  | 0.62556
024101103 | HALF MOON BAY 1103 | UG | 12kV |  | 29.2117
024110401 | HILLSDALE 0401 | UG | 4.16kV |  | 0.075565
024110402 | HILLSDALE 0402 | UG | 4.16kV |  | 0.61526
024110403 | HILLSDALE 0403 | UG | 4.16kV |  | 0.40288
024110404 | HILLSDALE 0404 | UG | 4.16kV |  | 0.51986
024110405 | HILLSDALE 0405 | UG | 4.16kV |  | 0.37765
024120401 | LAS PULGAS 0401 | UG | 4.16kV |  | 0.3235
024120402 | LAS PULGAS 0402 | UG | 4.16kV |  | 1.3214
024120403 | LAS PULGAS 0403 | UG | 4.16kV |  | 0.45653
024120404 | LAS PULGAS 0404 | UG | 4.16kV |  | 0.57773
024130401 | MENLO 0401 | UG | 4.16kV |  | 0.32888
024130402 | MENLO 0402 | UG | 4.16kV |  | 3.0642
024130403 | MENLO 0403 | UG | 4.16kV |  | 1.2059
024130404 | MENLO 0404 | UG |  |  | 0.0047147
024130404 | MENLO 0404 | UG | 4.16kV |  | 1.5322
024131101 | MENLO 1101 | UG | 12kV |  | 12.8029
024131102 | MENLO 1102 | UG | 4.16kV |  | 2.1111
024131102 | MENLO 1102 | UG | 12kV |  | 16.0162
024131103 | MENLO 1103 | UG | 4.16kV |  | 1.7841
024131103 | MENLO 1103 | UG | 12kV |  | 19.434
024131104 | MENLO 1104 | UG | 12kV |  | 10.942
024141101 | RALSTON 1101 | UG | 12kV |  | 8.6158
024141102 | RALSTON 1102 | UG | 12kV |  | 12.7232
024160402 | REDWOOD CITY 0402 | UG | 4.16kV |  | 1.702
024160403 | REDWOOD CITY 0403 | UG | 4.16kV |  | 3.7082
024160404 | REDWOOD CITY 0404 | UG | 4.16kV |  | 1.4798
024160405 | REDWOOD CITY 0405 | UG | 4.16kV |  | 1.6579
024160406 | REDWOOD CITY 0406 | UG | 4.16kV |  | 2.1734
024160407 | REDWOOD CITY 0407 | UG | 4.16kV |  | 0.23701
024160408 | REDWOOD CITY 0408 | UG | 4.16kV |  | 1.8223
024160409 | REDWOOD CITY 0409 | UG | 4.16kV |  | 1.3752
024160410 | REDWOOD CITY 0410 | UG | 4.16kV |  | 1.017
024161101 | REDWOOD CITY 1101 | UG | 12kV |  | 2.4537
024161102 | REDWOOD CITY 1102 | UG | 12kV |  | 1.9933
024161103 | REDWOOD CITY 1103 | UG | 12kV |  | 10.5556
024161104 | REDWOOD CITY 1104 | UG | 12kV |  | 6.775
024161105 | REDWOOD CITY 1105 | UG | 12kV |  | 2.8433
024180401 | SAN CARLOS 0401 | UG | 4.16kV |  | 1.9395
024180402 | SAN CARLOS 0402 | UG | 4.16kV |  | 0.76474
024180403 | SAN CARLOS 0403 | UG | 4.16kV |  | 0.055735
024180404 | SAN CARLOS 0404 | UG | 4.16kV |  | 0.24641
024180405 | SAN CARLOS 0405 | UG | 4.16kV |  | 0.76019
024180406 | SAN CARLOS 0406 | UG | 4.16kV |  | 0.35641
024181101 | SAN CARLOS 1101 | UG | 12kV |  | 1.3335
024181102 | SAN CARLOS 1102 | UG | 12kV |  | 4.0051
024181103 | SAN CARLOS 1103 | UG | 12kV |  | 2.9315
024181104 | SAN CARLOS 1104 | UG | 4.16kV |  | 0.26196
024181104 | SAN CARLOS 1104 | UG | 12kV |  | 7.3793
024190404 | SAN MATEO 0404 | UG | 4.16kV |  | 0.74769
024190407 | SAN MATEO 0407 | UG | 4.16kV |  | 1.6577
024190408 | SAN MATEO 0408 | UG | 4.16kV |  | 1.5696
024190409 | SAN MATEO 0409 | UG | 4.16kV |  | 0.85412
024190410 | SAN MATEO 0410 | UG | 4.16kV |  | 1.0841
024192101 | SAN MATEO 2101 | UG | 12kV |  | 0.12392
024192101 | SAN MATEO 2101 | UG | 21kV |  | 9.9166
024192102 | SAN MATEO 2102 | UG | 21kV |  | 9.7231
024240401 | WATERSHED 0401 | UG | 4.16kV |  | 0.047108
024240402 | WATERSHED 0402 | UG | 4.16kV |  | 0.078488
024251101 | WOODSIDE 1101 | UG | 4.16kV |  | 1.6793
024251101 | WOODSIDE 1101 | UG | 12kV |  | 10.666
024251102 | WOODSIDE 1102 | UG | 12kV |  | 5.8667
024251104 | WOODSIDE 1104 | UG | 4.16kV |  | 1.921
024251104 | WOODSIDE 1104 | UG | 12kV |  | 15.2098
024251105 | WOODSIDE 1105 | UG | 12kV |  | 8.6587
024261101 | BAIR 1101 | UG | 12kV |  | 0.46141
024261102 | BAIR 1102 | UG | 12kV |  | 5.2929
024261103 | BAIR 1103 | UG | 4.16kV |  | 0.036446
024261103 | BAIR 1103 | UG | 12kV |  | 5.9267
024261104 | BAIR 1104 | UG | 12kV |  | 2.664
024261105 | BAIR 1105 | UG | 12kV |  | 5.3901
028281199 | MUNI MARINA 1199 | UG | 12kV |  | 0.0056818
042011101 | SAN RAFAEL 1101 | UG | 12kV |  | 8.2344
042011102 | SAN RAFAEL 1102 | UG | 12kV |  | 12.2047
042011103 | SAN RAFAEL 1103 | UG | 12kV |  | 7.6374
042011104 | SAN RAFAEL 1104 | UG | 12kV |  | 7.6494
042011105 | SAN RAFAEL 1105 | UG | 12kV |  | 19.8601
042011106 | SAN RAFAEL 1106 | UG | 12kV |  | 7.087
042011107 | SAN RAFAEL 1107 | UG | 12kV |  | 11.9553
042011108 | SAN RAFAEL 1108 | UG | 12kV |  | 7.0877
042011109 | SAN RAFAEL 1109 | UG | 12kV |  | 6.9474
042011110 | SAN RAFAEL 1110 | UG | 12kV |  | 1.5006
042021102 | NAPA 1102 | UG | 12kV |  | 5.492
042021103 | NAPA 1103 | UG | 12kV |  | 2.7523
042021105 | NAPA 1105 | UG | 12kV |  | 3.9161
042021106 | NAPA 1106 | UG | 12kV |  | 8.0093
042021109 | NAPA 1109 | UG | 12kV |  | 10.6162
042021110 | NAPA 1110 | UG | 12kV |  | 11.2456
042021112 | NAPA 1112 | UG | 12kV |  | 11.4669
042031120 | ALTO 1120 | UG | 12kV |  | 19.5701
042031121 | ALTO 1121 | UG | 12kV |  | 35.5783
042031122 | ALTO 1122 | UG | 12kV |  | 6.5148
042031123 | ALTO 1123 | UG | 12kV |  | 8.3486
042031124 | ALTO 1124 | UG | 12kV |  | 4.1552
042031125 | ALTO 1125 | UG | 2.4kV |  | 0.23809
042031125 | ALTO 1125 | UG | 12kV |  | 5.1751
042041101 | NORTH TOWER 1101 | UG | 12kV |  | 0.016484
042041102 | NORTH TOWER 1102 | UG | 12kV |  | 28.7329
042041103 | NORTH TOWER 1103 | UG | 12kV |  | 13.4193
042041104 | NORTH TOWER 1104 | UG | 12kV |  | 18.7328
042041108 | NORTH TOWER 1108 | UG | 12kV |  | 27.0974
042042101 | NORTH TOWER 2101 | UG | 21kV |  | 2.3403
042042104 | NORTH TOWER 2104 | UG | 21kV |  | 0.57194
042051101 | PARKWAY 1101 | UG | 2.4kV |  | 0.0032005
042051101 | PARKWAY 1101 | UG | 12kV |  | 18.4469
042051102 | PARKWAY 1102 | UG | 12kV |  | 23.3737
042051103 | PARKWAY 1103 | UG | 12kV |  | 20.5495
042091101 | MIRABEL 1101 | UG | 12kV |  | 3.0703
042091102 | MIRABEL 1102 | UG | 12kV |  | 4.0886
042120411 | PETALUMA A 0411 | UG | 4.16kV |  | 0.30026
042120413 | PETALUMA A 0413 | UG | 4.16kV |  | 0.63301
042141101 | CLEAR LAKE 1101 | UG | 12kV |  | 2.4191
042141102 | CLEAR LAKE 1102 | UG | 12kV |  | 6.9295
042151101 | SANTA ROSA A 1101 | UG | 12kV |  | 4.8964
042151102 | SANTA ROSA A 1102 | UG | 12kV |  | 18.8935
042151103 | SANTA ROSA A 1103 | UG | 12kV |  | 23.1144
042151104 | SANTA ROSA A 1104 | UG | 12kV |  | 17.2697
042151105 | SANTA ROSA A 1105 | UG | 12kV |  | 4.7664
042151106 | SANTA ROSA A 1106 | UG | 12kV |  | 12.0568
042151107 | SANTA ROSA A 1107 | UG | 12kV |  | 5.5734
042151108 | SANTA ROSA A 1108 | UG | 12kV |  | 20.1039
042151109 | SANTA ROSA A 1109 | UG | 12kV |  | 5.7263
042151110 | SANTA ROSA A 1110 | UG | 12kV |  | 10.665
042151111 | SANTA ROSA A 1111 | UG | 12kV |  | 18.8956
042151112 | SANTA ROSA A 1112 | UG | 12kV |  | 4.3298
042211101 | NOVATO 1101 | UG | 12kV |  | 0.077955
042211102 | NOVATO 1102 | UG | 12kV |  | 5.7336
042211103 | NOVATO 1103 | UG | 12kV |  | 10.631
042211104 | NOVATO 1104 | UG | 12kV |  | 23.162
042251101 | HOPLAND 1101 | UG | 12kV |  | 4.4707
042261101 | BOLINAS 1101 | UG | 12kV |  | 7.8597
042271102 | COTATI 1102 | UG | 12kV |  | 29.6287
042271103 | COTATI 1103 | UG | 12kV |  | 7.4636
042271103 | COTATI 1103 | UG | 21kV |  | 0.6149
042271104 | COTATI 1104 | UG | 12kV |  | 2.9122
042271105 | COTATI 1105 | UG | 12kV |  | 7.3853
042281104 | POTTER VALLEY P H 1104 | UG | 12kV |  | 0.080979
042281105 | POTTER VALLEY P H 1105 | UG | 12kV |  | 1.3134
042291101 | OLEMA 1101 | UG | 12kV |  | 17.589
042301101 | TULUCAY 1101 | UG | 12kV |  | 16.5159
042450411 | VALLEJO B 0411 | UG | 4.16kV |  | 0.7185
042450413 | VALLEJO B 0413 | UG | 4.16kV |  | 0.056846
042450414 | VALLEJO B 0414 | UG | 4.16kV |  | 0.37344
042450415 | VALLEJO B 0415 | UG | 4.16kV |  | 0.048151
042451101 | VALLEJO B 1101 | UG | 12kV |  | 7.1175
042451102 | VALLEJO B 1102 | UG | 12kV |  | 0.68592
042461101 | BASALT 1101 | UG | 2.4kV |  | 0.0043711
042461101 | BASALT 1101 | UG | 12kV |  | 8.3084
042461104 | BASALT 1104 | UG | 12kV |  | 0.43645
042461105 | BASALT 1105 | UG | 12kV |  | 8.8954
042461106 | BASALT 1106 | UG | 12kV |  | 15.8143
042481101 | IGNACIO 1101 | UG | 12kV |  | 15.8054
042481102 | IGNACIO 1102 | UG | 12kV |  | 8.6122
042481103 | IGNACIO 1103 | UG | 4.16kV |  | 0.049435
042481103 | IGNACIO 1103 | UG | 12kV |  | 14.4576
042481104 | IGNACIO 1104 | UG | 12kV |  | 11.9664
042481105 | IGNACIO 1105 | UG | 12kV |  | 17.4793
042490401 | SAUSALITO 0401 | UG | 4.16kV |  | 0.089819
042490402 | SAUSALITO 0402 | UG | 4.16kV |  | 0.19877
042491101 | SAUSALITO 1101 | UG | 12kV |  | 9.5885
042491102 | SAUSALITO 1102 | UG | 4.16kV |  | 0.0072224
042491102 | SAUSALITO 1102 | UG | 12kV |  | 9.2974
042561101 | FULTON 1101 | UG | 12kV |  | 15.2729
042561102 | FULTON 1102 | UG | 12kV |  | 46.199
042561104 | FULTON 1104 | UG | 12kV |  | 24.2932
042561105 | FULTON 1105 | UG | 12kV |  | 16.3127
042561106 | FULTON 1106 | UG | 12kV |  | 4.6554
042561107 | FULTON 1107 | UG | 12kV |  | 27.0485
042571101 | MOLINO 1101 | UG | 12kV |  | 14.1907
042571102 | MOLINO 1102 | UG | 12kV |  | 17.0557
042571103 | MOLINO 1103 | UG | 12kV |  | 16.297
042571104 | MOLINO 1104 | UG | 12kV |  | 9.9907
042601101 | PHILO 1101 | UG | 12kV |  | 3.3738
042601102 | PHILO 1102 | UG | 12kV |  | 3.5553
042631101 | PETALUMA C 1101 | UG | 12kV |  | 0.12211
042631102 | PETALUMA C 1102 | UG | 12kV |  | 12.2173
042631105 | PETALUMA C 1105 | UG | 12kV |  | 8.5778
042631106 | PETALUMA C 1106 | UG | 12kV |  | 18.6445
042631108 | PETALUMA C 1108 | UG | 12kV |  | 13.6463
042631109 | PETALUMA C 1109 | UG | 12kV |  | 19.6263
042631110 | PETALUMA C 1110 | UG | 4.16kV |  | 0.82549
042631110 | PETALUMA C 1110 | UG | 12kV |  | 0.025371
042651101 | HIGHWAY 1101 | UG | 12kV |  | 29.9525
042651102 | HIGHWAY 1102 | UG | 12kV |  | 15.1006
042651103 | HIGHWAY 1103 | UG | 12kV |  | 7.1927
042651104 | HIGHWAY 1104 | UG | 12kV |  | 24.534
042651105 | HIGHWAY 1105 | UG | 12kV |  | 10.0617
042651106 | HIGHWAY 1106 | UG | 12kV |  | 21.3169
042651107 | HIGHWAY 1107 | UG | 12kV |  | 2.8758
042661102 | WILLITS 1102 | UG | 12kV |  | 2.5644
042661103 | WILLITS 1103 | UG | 12kV |  | 4.186
042661104 | WILLITS 1104 | UG | 12kV |  | 5.9218
042681101 | LAYTONVILLE 1101 | UG | 12kV |  | 0.42295
042681102 | LAYTONVILLE 1102 | UG | 12kV |  | 3.4144
042681102 | LAYTONVILLE 1102 | UG | 21kV |  | 0.011803
042711101 | CALISTOGA 1101 | UG | 12kV |  | 10.5531
042711102 | CALISTOGA 1102 | UG | 4.16kV |  | 0.0065506
042711102 | CALISTOGA 1102 | UG | 12kV |  | 9.3176
042721102 | SONOMA 1102 | UG | 12kV |  | 12.812
042721103 | SONOMA 1103 | UG | 12kV |  | 10.5955
042721104 | SONOMA 1104 | UG | 12kV |  | 16.9351
042721105 | SONOMA 1105 | UG | 12kV |  | 11.041
042721106 | SONOMA 1106 | UG | 12kV |  | 11.1994
042721107 | SONOMA 1107 | UG | 12kV |  | 7.1275
042751111 | FITCH MOUNTAIN 1111 | UG | 12kV |  | 1.3551
042751113 | FITCH MOUNTAIN 1113 | UG | 12kV |  | 12.8736
042761101 | FORT BRAGG A 1101 | UG | 12kV |  | 7.632
042761102 | FORT BRAGG A 1102 | UG | 12kV |  | 4.734
042761103 | FORT BRAGG A 1103 | UG | 12kV |  | 5.5918
042761104 | FORT BRAGG A 1104 | UG | 12kV |  | 1.3773
042771111 | UKIAH 1111 | UG | 12kV |  | 5.1783
042771113 | UKIAH 1113 | UG | 12kV |  | 0.76311
042771114 | UKIAH 1114 | UG | 12kV |  | 5.9337
042771115 | UKIAH 1115 | UG | 12kV |  | 5.4783
042811111 | MONTE RIO 1111 | UG | 12kV |  | 1.0934
042811112 | MONTE RIO 1112 | UG | 12kV |  | 0.79662
042811113 | MONTE RIO 1113 | UG | 12kV |  | 1.5269
042821101 | CLOVERDALE 1101 | UG | 12kV |  | 9.7086
042821102 | CLOVERDALE 1102 | UG | 12kV |  | 16.3712
042841111 | GUALALA 1111 | UG |  |  | 0.053327
042841111 | GUALALA 1111 | UG | 12kV |  | 46.8778
042841112 | GUALALA 1112 | UG | 12kV |  | 6.3033
042851121 | FORT ROSS 1121 | UG | 12kV |  | 3.782
042861101 | ANNAPOLIS 1101 | UG | 12kV |  | 1.3255
042871101 | UPPER LAKE 1101 | UG | 12kV |  | 0.84637
042891101 | GEYSERVILLE 1101 | UG | 12kV |  | 8.9545
042891102 | GEYSERVILLE 1102 | UG | 12kV |  | 9.3687
042951101 | MENDOCINO 1101 | UG | 12kV |  | 4.305
042981101 | ELK 1101 | UG | 12kV |  | 13.2505
042991103 | LAS GALLINAS A 1103 | UG | 12kV |  | 9.4301
042991104 | LAS GALLINAS A 1104 | UG | 12kV |  | 3.5547
042991105 | LAS GALLINAS A 1105 | UG | 12kV |  | 18.6434
042991106 | LAS GALLINAS A 1106 | UG | 12kV |  | 18.0889
042991107 | LAS GALLINAS A 1107 | UG | 12kV |  | 12.1331
043021101 | WOODACRE 1101 | UG | 12kV |  | 5.673
043021102 | WOODACRE 1102 | UG | 2.4kV |  | 0.2619
043021102 | WOODACRE 1102 | UG | 12kV |  | 5.9933
043051101 | MONTICELLO 1101 | UG | 12kV |  | 9.3906
043061101 | COVELO 1101 | UG | 12kV |  | 0.99261
043071101 | DUNBAR 1101 | UG | 12kV |  | 24.7552
043071102 | DUNBAR 1102 | UG | 12kV |  | 7.3997
043071103 | DUNBAR 1103 | UG | 12kV |  | 9.6385
043081101 | BIG RIVER 1101 | UG | 7.2kV |  | 4.984
043081101 | BIG RIVER 1101 | UG | 12kV |  | 11.5732
043091101 | GREENBRAE 1101 | UG | 12kV |  | 5.0441
043091102 | GREENBRAE 1102 | UG | 12kV |  | 13.1228
043091103 | GREENBRAE 1103 | UG | 12kV |  | 8.0516
043091104 | GREENBRAE 1104 | UG | 12kV |  | 11.8091
043141101 | MIDDLETOWN 1101 | UG | 12kV |  | 4.1986
043141102 | MIDDLETOWN 1102 | UG | 12kV |  | 2.5017
043141103 | MIDDLETOWN 1103 | UG | 12kV |  | 1.069
043161101 | SALMON CREEK 1101 | UG | 12kV |  | 22.6079
043181102 | BELLEVUE 1102 | UG | 12kV |  | 3.2836
043181102 | BELLEVUE 1102 | UG | 21kV |  | 3.8306
043181104 | BELLEVUE 1104 | UG | 12kV |  | 21.1366
043182101 | BELLEVUE 2101 | UG | 21kV |  | 30.5899
043182103 | BELLEVUE 2103 | UG | 12kV |  | 8.9955
043182103 | BELLEVUE 2103 | UG | 21kV |  | 46.3045
043182105 | BELLEVUE 2105 | UG | 21kV |  | 34.1188
043191101 | REDBUD 1101 | UG | 12kV |  | 1.6394
043191102 | REDBUD 1102 | UG | 12kV |  | 3.0082
043201101 | STAFFORD 1101 | UG | 12kV |  | 13.5414
043201102 | STAFFORD 1102 | UG | 12kV |  | 15.3121
043211101 | HARTLEY 1101 | UG | 12kV |  | 6.4972
043211102 | HARTLEY 1102 | UG | 12kV |  | 4.6758
043251101 | BAHIA 1101 | UG | 12kV |  | 42.5754
043251102 | BAHIA 1102 | UG | 12kV |  | 11.7492
043251103 | BAHIA 1103 | UG | 12kV |  | 7.7841
043251104 | BAHIA 1104 | UG | 12kV |  | 35.1206
043251105 | BAHIA 1105 | UG | 12kV |  | 10.2361
043281103 | CARQUINEZ 1103 | UG | 12kV |  | 13.7009
043281104 | CARQUINEZ 1104 | UG | 12kV |  | 0.84241
043281105 | CARQUINEZ 1105 | UG | 12kV |  | 8.5073
043291102 | PUEBLO 1102 | UG | 12kV |  | 11.4509
043291103 | PUEBLO 1103 | UG | 12kV |  | 9.1403
043291104 | PUEBLO 1104 | UG | 12kV |  | 20.0827
043291105 | PUEBLO 1105 | UG | 12kV |  | 8.2398
043292101 | PUEBLO 2101 | UG | 21kV |  | 14.0105
043292102 | PUEBLO 2102 | UG | 21kV |  | 24.8197
043292103 | PUEBLO 2103 | UG | 12kV |  | 18.8466
043292103 | PUEBLO 2103 | UG | 21kV |  | 22.0765
043301104 | MONROE 1104 | UG | 12kV |  | 11.7034
043301105 | MONROE 1105 | UG | 12kV |  | 29.1728
043301106 | MONROE 1106 | UG | 12kV |  | 28.4997
043302102 | MONROE 2102 | UG | 21kV |  | 8.4346
043302103 | MONROE 2103 | UG | 4.16kV |  | 0.0094951
043302103 | MONROE 2103 | UG | 21kV |  | 54.9964
043302107 | MONROE 2107 | UG | 12kV |  | 0.73697
043302107 | MONROE 2107 | UG | 21kV |  | 10.9825
043311102 | KONOCTI 1102 | UG | 12kV |  | 9.3272
043311108 | KONOCTI 1108 | UG | 12kV |  | 0.42956
043321101 | RINCON 1101 | UG | 12kV |  | 25.477
043321102 | RINCON 1102 | UG | 12kV |  | 13.0614
043321103 | RINCON 1103 | UG | 12kV |  | 14.2759
043321104 | RINCON 1104 | UG | 12kV |  | 23.2731
043341101 | SKAGGS ISLAND 1101 | UG | 12kV |  | 2.0472
043351103 | LUCERNE 1103 | UG | 12kV |  | 3.1062
043351106 | LUCERNE 1106 | UG | 12kV |  | 2.8831
043361102 | HIGHLANDS 1102 | UG | 12kV |  | 4.0011
043361103 | HIGHLANDS 1103 | UG | 12kV |  | 4.1721
043361104 | HIGHLANDS 1104 | UG | 12kV |  | 3.4568
043371101 | LAKEVILLE 1101 | UG | 12kV |  | 16.2665
043371102 | LAKEVILLE 1102 | UG | 12kV |  | 13.7425
043371105 | LAKEVILLE 1105 | UG | 12kV |  | 30.4471
043381101 | POINT ARENA 1101 | UG | 12kV |  | 6.2451
043411101 | CALPELLA 1101 | UG | 12kV |  | 4.0645
043411102 | CALPELLA 1102 | UG | 12kV |  | 4.8617
043432102 | SILVERADO 2102 | UG | 12kV |  | 7.0297
043432102 | SILVERADO 2102 | UG | 21kV |  | 13.361
043432103 | SILVERADO 2103 | UG | 12kV |  | 0.080235
043432103 | SILVERADO 2103 | UG | 21kV |  | 21.5975
043432104 | SILVERADO 2104 | UG | 12kV |  | 1.7192
043432104 | SILVERADO 2104 | UG | 21kV |  | 11.3219
043432105 | SILVERADO 2105 | UG | 21kV |  | 14.8329
043471101 | PENNGROVE 1101 | UG | 12kV |  | 15.5191
043471102 | PENNGROVE 1102 | UG | 12kV |  | 0.046609
043491101 | CORONA 1101 | UG | 12kV |  | 16.8258
043491102 | CORONA 1102 | UG | 12kV |  | 7.8972
043491103 | CORONA 1103 | UG | 12kV |  | 20.722
043501101 | WINDSOR 1101 | UG | 12kV |  | 16.303
043501102 | WINDSOR 1102 | UG | 12kV |  | 14.2352
043501103 | WINDSOR 1103 | UG | 12kV |  | 13.0654
048011144 | CALPINE 1144 | UG | 21kV |  | 0.55711
048011146 | CALPINE 1146 | UG | 12kV |  | 0.054164
048011146 | CALPINE 1146 | UG | 21kV |  | 0.16836
062021100 | COLUSA 1100 | UG | 12kV |  | 5.1743
062021101 | COLUSA 1101 | UG | 12kV |  | 2.1518
062031101 | WOODLAND 1101 | UG | 12kV |  | 13.3722
062031102 | WOODLAND 1102 | UG | 12kV |  | 7.327
062031103 | WOODLAND 1103 | UG | 12kV |  | 16.7487
062031104 | WOODLAND 1104 | UG | 12kV |  | 7.1796
062031105 | WOODLAND 1105 | UG | 12kV |  | 19.1416
062031106 | WOODLAND 1106 | UG | 12kV |  | 12.0484
062031107 | WOODLAND 1107 | UG | 12kV |  | 2.9752
062031108 | WOODLAND 1108 | UG | 12kV |  | 9.4084
062031109 | WOODLAND 1109 | UG | 12kV |  | 9.2927
062031110 | WOODLAND 1110 | UG | 12kV |  | 9.9119
062031111 | WOODLAND 1111 | UG | 12kV |  | 0.12872
062031112 | WOODLAND 1112 | UG | 12kV |  | 8.3224
062031113 | WOODLAND 1113 | UG | 12kV |  | 3.3592
062041101 | DAVIS 1101 | UG | 12kV |  | 21.1396
062041102 | DAVIS 1102 | UG | 12kV |  | 18.3277
062041103 | DAVIS 1103 | UG | 12kV |  | 21.7919
062041104 | DAVIS 1104 | UG | 12kV |  | 14.7851
062041105 | DAVIS 1105 | UG | 12kV |  | 8.9111
062041106 | DAVIS 1106 | UG | 12kV |  | 14.138
062041107 | DAVIS 1107 | UG | 12kV |  | 3.4828
062041108 | DAVIS 1108 | UG | 12kV |  | 18.7369
062041109 | DAVIS 1109 | UG | 12kV |  | 19.3101
062041110 | DAVIS 1110 | UG | 12kV |  | 4.1255
062041111 | DAVIS 1111 | UG | 12kV |  | 10.669
062041112 | DAVIS 1112 | UG | 12kV |  | 13.9478
062051101 | WILLIAMS 1101 | UG | 12kV |  | 1.937
062051102 | WILLIAMS 1102 | UG | 12kV |  | 10.534
062061102 | DIXON 1102 | UG | 12kV |  | 46.1605
062061103 | DIXON 1103 | UG | 12kV |  | 3.1925
062061104 | DIXON 1104 | UG | 12kV |  | 4.6387
062061105 | DIXON 1105 | UG | 12kV |  | 18.4382
062061106 | DIXON 1106 | UG | 12kV |  | 1.4262
062071101 | COLUSA JUNCTION 1101 | UG | 12kV |  | 8.7412
062081101 | ARBUCKLE 1101 | UG | 12kV |  | 3.4925
062081102 | ARBUCKLE 1102 | UG | 12kV |  | 0.25489
062081104 | ARBUCKLE 1104 | UG | 12kV |  | 4.5884
062131101 | SUISUN 1101 | UG | 12kV |  | 10.0673
062131102 | SUISUN 1102 | UG | 12kV |  | 2.8222
062131103 | SUISUN 1103 | UG | 12kV |  | 17.265
062131104 | SUISUN 1104 | UG | 12kV |  | 19.8748
062131105 | SUISUN 1105 | UG | 12kV |  | 12.3389
062131106 | SUISUN 1106 | UG | 12kV |  | 5.2003
062131107 | SUISUN 1107 | UG | 12kV |  | 9.2717
062131108 | SUISUN 1108 | UG | 12kV |  | 15.0874
062131109 | SUISUN 1109 | UG | 12kV |  | 26.2551
062131110 | SUISUN 1110 | UG | 12kV |  | 4.1833
062131111 | SUISUN 1111 | UG | 12kV |  | 9.5378
062131112 | SUISUN 1112 | UG | 12kV |  | 9.5922
062462223 | GRAND ISLAND 2223 | UG | 4.16kV |  | 0.23798
062462223 | GRAND ISLAND 2223 | UG | 12kV |  | 0.023228
062462223 | GRAND ISLAND 2223 | UG | 21kV |  | 3.9961
062462224 | GRAND ISLAND 2224 | UG | 21kV |  | 0.65026
062462225 | GRAND ISLAND 2225 | UG | 21kV |  | 4.9676
062462226 | GRAND ISLAND 2226 | UG | 12kV |  | 0.053175
062462226 | GRAND ISLAND 2226 | UG | 21kV |  | 45.745
062462227 | GRAND ISLAND 2227 | UG | 12kV |  | 0.84655
062462227 | GRAND ISLAND 2227 | UG | 21kV |  | 0.64103
062541101 | MERIDIAN 1101 | UG | 12kV |  | 0.28815
062541102 | MERIDIAN 1102 | UG | 12kV |  | 0.7717
062701104 | CORDELIA 1104 | UG | 12kV |  | 7.1402
062701110 | CORDELIA 1110 | UG | 12kV |  | 20.3856
062701112 | CORDELIA 1112 | UG | 12kV |  | 30.1592
062721101 | KNIGHTS LANDING 1101 | UG | 12kV |  | 0.53443
062721102 | KNIGHTS LANDING 1102 | UG | 12kV |  | 1.0829
062771101 | WILKINS SLOUGH 1101 | UG | 12kV |  | 0.20545
062771102 | WILKINS SLOUGH 1102 | UG | 12kV |  | 0.18978
062771103 | WILKINS SLOUGH 1103 | UG | 12kV |  | 0.20352
062831101 | RICE 1101 | UG | 12kV |  | 0.92295
062831102 | RICE 1102 | UG | 12kV |  | 1.0788
062831103 | RICE 1103 | UG | 12kV |  | 1.3113
062831104 | RICE 1104 | UG | 12kV |  | 0.57509
062881102 | MAXWELL 1102 | UG | 12kV |  | 0.66003
062881105 | MAXWELL 1105 | UG | 12kV |  | 1.9863
062881106 | MAXWELL 1106 | UG | 12kV |  | 0.61202
063121101 | CORTINA 1101 | UG | 12kV |  | 1.0157
063131104 | WEST SACRAMENTO 1104 | UG | 12kV |  | 9.8449
063131105 | WEST SACRAMENTO 1105 | UG | 12kV |  | 9.6835
063131106 | WEST SACRAMENTO 1106 | UG | 12kV |  | 5.0964
063131107 | WEST SACRAMENTO 1107 | UG | 12kV |  | 4.0916
063131108 | WEST SACRAMENTO 1108 | UG | 12kV |  | 5.8266
063131109 | WEST SACRAMENTO 1109 | UG | 12kV |  | 8.7285
063131110 | WEST SACRAMENTO 1110 | UG | 12kV |  | 13.1593
063131111 | WEST SACRAMENTO 1111 | UG | 12kV |  | 10.1364
063142101 | RUSSELL (SMUD) 2101 | UG | 21kV |  | 0.049022
063171103 | MADISON 1103 | UG | 12kV |  | 7.0928
063171105 | MADISON 1105 | UG | 12kV |  | 0.98886
063172101 | MADISON 2101 | UG | 12kV |  | 4.1627
063172101 | MADISON 2101 | UG | 21kV |  | 5.3007
063191105 | ZAMORA 1105 | UG | 12kV |  | 0.60501
063191106 | ZAMORA 1106 | UG | 12kV |  | 0.22976
063191107 | ZAMORA 1107 | UG | 12kV |  | 0.39525
063321101 | WINTERS 1101 | UG | 12kV |  | 2.0267
063321102 | WINTERS 1102 | UG | 12kV |  | 0.15469
063441101 | PLAINFIELD 1101 | UG | 12kV |  | 9.7124
063441105 | PLAINFIELD 1105 | UG | 12kV |  | 8.0167
063441106 | PLAINFIELD 1106 | UG | 12kV |  | 32.5324
063591101 | VACA DIXON 1101 | UG | 12kV |  | 17.5544
063591102 | VACA DIXON 1102 | UG | 12kV |  | 14.781
063591103 | VACA DIXON 1103 | UG | 12kV |  | 3.5393
063591104 | VACA DIXON 1104 | UG | 12kV |  | 17.81
063591105 | VACA DIXON 1105 | UG | 12kV |  | 2.1429
063591106 | VACA DIXON 1106 | UG | 12kV |  | 21.3889
063591107 | VACA DIXON 1107 | UG | 12kV |  | 2.197
063591109 | VACA DIXON 1109 | UG | 12kV |  | 16.365
063601102 | VACAVILLE 1102 | UG | 12kV |  | 9.8856
063601103 | VACAVILLE 1103 | UG | 12kV |  | 6.276
063601104 | VACAVILLE 1104 | UG | 12kV |  | 10.8115
063601105 | VACAVILLE 1105 | UG | 12kV |  | 13.0688
063601106 | VACAVILLE 1106 | UG | 12kV |  | 16.8031
063601107 | VACAVILLE 1107 | UG | 12kV |  | 20.0133
063601108 | VACAVILLE 1108 | UG | 12kV |  | 11.9503
063601109 | VACAVILLE 1109 | UG | 12kV |  | 14.1038
063601110 | VACAVILLE 1110 | UG | 12kV |  | 14.0286
063601111 | VACAVILLE 1111 | UG | 12kV |  | 17.9884
063601112 | VACAVILLE 1112 | UG | 12kV |  | 21.2284
063621105 | DEEPWATER 1105 | UG | 12kV |  | 8.2952
063621106 | DEEPWATER 1106 | UG | 12kV |  | 23.2175
063621107 | DEEPWATER 1107 | UG | 12kV |  | 21.4065
063621108 | DEEPWATER 1108 | UG | 12kV |  | 13.4542
063621109 | DEEPWATER 1109 | UG | 12kV |  | 21.9277
063642102 | PEABODY 2102 | UG | 12kV |  | 2.9481
063642102 | PEABODY 2102 | UG | 21kV |  | 5.4282
063642104 | PEABODY 2104 | UG | 21kV |  | 17.866
063642105 | PEABODY 2105 | UG | 12kV |  | 14.0592
063642105 | PEABODY 2105 | UG | 21kV |  | 32.7913
063642106 | PEABODY 2106 | UG | 12kV |  | 0.19573
063642106 | PEABODY 2106 | UG | 21kV |  | 33.9288
063642107 | PEABODY 2107 | UG | 12kV |  | 3.9144
063642107 | PEABODY 2107 | UG | 21kV |  | 39.8464
063642108 | PEABODY 2108 | UG | 12kV |  | 2.471
063642108 | PEABODY 2108 | UG | 21kV |  | 47.4692
063642109 | PEABODY 2109 | UG | 21kV |  | 3.9501
063642112 | PEABODY 2112 | UG | 12kV |  | 6.7993
063642112 | PEABODY 2112 | UG | 21kV |  | 40.5722
063642113 | PEABODY 2113 | UG | 12kV |  | 5.9579
063642113 | PEABODY 2113 | UG | 21kV |  | 35.686
063681102 | PUTAH CREEK 1102 | UG | 12kV |  | 1.2091
063681103 | PUTAH CREEK 1103 | UG | 12kV |  | 12.3964
063681105 | PUTAH CREEK 1105 | UG | 12kV |  | 6.9752
063801101 | JAMESON 1101 | UG | 12kV |  | 17.0334
063801102 | JAMESON 1102 | UG | 12kV |  | 29.9329
063801103 | JAMESON 1103 | UG | 12kV |  | 17.8037
063801104 | JAMESON 1104 | UG | 12kV |  | 23.757
063801105 | JAMESON 1105 | UG | 12kV |  | 23.4104
063811101 | DUNNIGAN 1101 | UG | 12kV |  | 3.6351
068670401 | MAINE PRAIRIE 0401 | UG | 4.16kV |  | 0.019448
069551101 | DELEVAN 1101 | UG | 12kV |  | 0.033785
069551102 | DELEVAN 1102 | UG | 12kV |  | 0.046275
082012101 | EVERGREEN 2101 | UG | 21kV |  | 29.4055
082012102 | EVERGREEN 2102 | UG | 21kV |  | 21.7615
082012103 | EVERGREEN 2103 | UG | 21kV |  | 22.3569
082012104 | EVERGREEN 2104 | UG | 12kV |  | 0.0053289
082012104 | EVERGREEN 2104 | UG | 21kV |  | 15.4412
082012105 | EVERGREEN 2105 | UG | 12kV |  | 0.051617
082012105 | EVERGREEN 2105 | UG | 21kV |  | 28.9695
082021101 | LOS GATOS 1101 | UG | 12kV |  | 5.4831
082021102 | LOS GATOS 1102 | UG | 12kV |  | 3.659
082021106 | LOS GATOS 1106 | UG | 12kV |  | 2.8903
082021107 | LOS GATOS 1107 | UG | 12kV |  | 9.5538
082021108 | LOS GATOS 1108 | UG | 12kV |  | 2.8528
082031102 | MOUNTAIN VIEW 1102 | UG | 12kV |  | 7.4795
082031103 | MOUNTAIN VIEW 1103 | UG | 12kV |  | 4.4073
082031104 | MOUNTAIN VIEW 1104 | UG | 12kV |  | 10.3647
082031105 | MOUNTAIN VIEW 1105 | UG | 12kV |  | 7.168
082031106 | MOUNTAIN VIEW 1106 | UG | 12kV |  | 9.4616
082031107 | MOUNTAIN VIEW 1107 | UG | 12kV |  | 6.7357
082031108 | MOUNTAIN VIEW 1108 | UG | 12kV |  | 7.861
082031109 | MOUNTAIN VIEW 1109 | UG | 12kV |  | 8.8127
082031110 | MOUNTAIN VIEW 1110 | UG | 12kV |  | 5.9018
082031111 | MOUNTAIN VIEW 1111 | UG | 12kV |  | 8.0342
082031112 | MOUNTAIN VIEW 1112 | UG | 12kV |  | 3.909
082031113 | MOUNTAIN VIEW 1113 | UG | 12kV |  | 10.9804
082031114 | MOUNTAIN VIEW 1114 | UG | 12kV |  | 2.0682
082160401 | LOYOLA 0401 | UG | 4.16kV |  | 0.15889
082160403 | LOYOLA 0403 | UG | 4.16kV |  | 0.072941
082161101 | LOYOLA 1101 | UG | 12kV |  | 8.4296
082161102 | LOYOLA 1102 | UG | 12kV |  | 19.6629
082191101 | MABURY 1101 | UG | 12kV |  | 8.461
082191103 | MABURY 1103 | UG | 12kV |  | 1.5833
082191104 | MABURY 1104 | UG | 12kV |  | 4.0862
082191105 | MABURY 1105 | UG | 12kV |  | 10.2505
082191106 | MABURY 1106 | UG | 12kV |  | 7.2002
082241103 | LOS ALTOS 1103 | UG | 12kV |  | 0.19373
082241104 | LOS ALTOS 1104 | UG | 12kV |  | 2.0393
082241105 | LOS ALTOS 1105 | UG | 12kV |  | 4.2005
082241106 | LOS ALTOS 1106 | UG | 12kV |  | 2.6164
082241107 | LOS ALTOS 1107 | UG | 12kV |  | 2.8186
082250403 | SAN JOSE A 0403 | UG | 4.16kV |  | 0.9775
082250404 | SAN JOSE A 0404 | UG | 4.16kV |  | 2.2145
082250405 | SAN JOSE A 0405 | UG | 4.16kV |  | 2.6606
082250407 | SAN JOSE A 0407 | UG | 4.16kV |  | 0.45051
082250408 | SAN JOSE A 0408 | UG | 4.16kV |  | 2.244
082250410 | SAN JOSE A 0410 | UG | 4.16kV |  | 1.5002
082251109 | SAN JOSE A 1109 | UG | 12kV |  | 2.7177
082251110 | SAN JOSE A 1110 | UG | 12kV |  | 9.1334
082251111 | SAN JOSE A 1111 | UG | 12kV |  | 2.0499
082251112 | SAN JOSE A 1112 | UG | 12kV |  | 8.474
082251113 | SAN JOSE A 1113 | UG | 12kV |  | 1.6012
082261101 | SAN JOSE B 1101 | UG | 12kV |  | 3.2703
082261102 | SAN JOSE B 1102 | UG | 12kV |  | 6.2088
082261103 | SAN JOSE B 1103 | UG | 12kV |  | 3.6903
082261104 | SAN JOSE B 1104 | UG | 12kV |  | 5.1049
082261105 | SAN JOSE B 1105 | UG | 12kV |  | 5.6045
082261106 | SAN JOSE B 1106 | UG | 12kV |  | 4.8017
082261107 | SAN JOSE B 1107 | UG | 12kV |  | 5.6559
082261108 | SAN JOSE B 1108 | UG | 12kV |  | 6.6634
082261109 | SAN JOSE B 1109 | UG | 12kV |  | 1.7472
082261110 | SAN JOSE B 1110 | UG | 4.16kV |  | 0.68868
082261110 | SAN JOSE B 1110 | UG | 12kV |  | 7.3795
082261111 | SAN JOSE B 1111 | UG | 12kV |  | 3.6916
082261112 | SAN JOSE B 1112 | UG | 12kV |  | 9.7694
082261113 | SAN JOSE B 1113 | UG | 12kV |  | 3.1487
082261114 | SAN JOSE B 1114 | UG | 12kV |  | 5.0314
082261115 | SAN JOSE B 1115 | UG | 12kV |  | 2.4689
082261116 | SAN JOSE B 1116 | UG | 12kV |  | 5.7057
082261117 | SAN JOSE B 1117 | UG | 12kV |  | 7.1267
082311101 | ALMADEN 1101 | UG | 12kV |  | 3.1842
082311102 | ALMADEN 1102 | UG | 12kV |  | 4.2292
082311103 | ALMADEN 1103 | UG | 12kV |  | 0.036147
082311110 | ALMADEN 1110 | UG | 12kV |  | 8.3915
082311111 | ALMADEN 1111 | UG | 12kV |  | 16.6376
082342101 | RIVER OAKS 2101 | UG | 21kV |  | 3.298
082342102 | RIVER OAKS 2102 | UG | 21kV |  | 7.5726
082342106 | RIVER OAKS 2106 | UG | 21kV |  | 1.8727
082342107 | RIVER OAKS 2107 | UG | 21kV |  | 2.9611
082342108 | RIVER OAKS 2108 | UG | 21kV |  | 6.337
082462106 | NORTECH 2106 | UG | 21kV |  | 1.2943
082462107 | NORTECH 2107 | UG | 12kV |  | 0.020534
082462107 | NORTECH 2107 | UG | 21kV |  | 13.6658
082462109 | NORTECH 2109 | UG | 21kV |  | 3.6987
082462110 | NORTECH 2110 | UG | 21kV |  | 9.6575
082462111 | NORTECH 2111 | UG | 21kV |  | 3.1719
082831101 | MILPITAS 1101 | UG | 12kV |  | 18.7584
082831103 | MILPITAS 1103 | UG | 12kV |  | 13.3822
082831104 | MILPITAS 1104 | UG | 21kV |  | 6.6543
082831105 | MILPITAS 1105 | UG | 12kV |  | 31.9528
082831106 | MILPITAS 1106 | UG | 12kV |  | 14.8396
082831108 | MILPITAS 1108 | UG | 12kV |  | 20.3607
082831109 | MILPITAS 1109 | UG | 12kV |  | 17.38
082832110 | MILPITAS 2110 | UG | 12kV |  | 24.9931
082832111 | MILPITAS 2111 | UG | 21kV |  | 11.9791
082832112 | MILPITAS 2112 | UG | 12kV |  | 8.9734
082832112 | MILPITAS 2112 | UG | 21kV |  | 6.951
082832113 | MILPITAS 2113 | UG | 21kV |  | 5.6686
082832114 | MILPITAS 2114 | UG | 21kV |  | 8.6296
082832115 | MILPITAS 2115 | UG | 21kV |  | 3.9286
082841101 | BIG BASIN 1101 | UG | 12kV |  | 2.0713
082841102 | BIG BASIN 1102 | UG | 12kV |  | 5.0107
082921101 | EL PATIO 1101 | UG | 12kV |  | 2.8711
082921102 | EL PATIO 1102 | UG | 12kV |  | 3.3319
082921103 | EL PATIO 1103 | UG | 12kV |  | 5.2887
082921104 | EL PATIO 1104 | UG | 12kV |  | 7.1193
082921105 | EL PATIO 1105 | UG | 12kV |  | 8.285
082921107 | EL PATIO 1107 | UG | 12kV |  | 7.0375
082921108 | EL PATIO 1108 | UG | 12kV |  | 4.1126
082921109 | EL PATIO 1109 | UG | 12kV |  | 9.5899
082921110 | EL PATIO 1110 | UG | 12kV |  | 0.0066432
082921111 | EL PATIO 1111 | UG | 12kV |  | 2.0925
082921112 | EL PATIO 1112 | UG | 12kV |  | 4.2568
082921113 | EL PATIO 1113 | UG | 12kV |  | 8.1208
082921114 | EL PATIO 1114 | UG | 12kV |  | 7.0338
082921116 | EL PATIO 1116 | UG | 12kV |  | 8.281
082921117 | EL PATIO 1117 | UG | 12kV |  | 6.3514
082921118 | EL PATIO 1118 | UG | 12kV |  | 4.0389
082921119 | EL PATIO 1119 | UG | 12kV |  | 5.6681
082931101 | POINT MORETTI 1101 | UG | 4.16kV |  | 1.0617
082931101 | POINT MORETTI 1101 | UG | 12kV |  | 3.7526
082931101 | POINT MORETTI 1101 | UG | 21kV |  | 0.16456
082951101 | EDENVALE 1101 | UG | 12kV |  | 10.2073
082951102 | EDENVALE 1102 | UG | 12kV |  | 18.7107
082951103 | EDENVALE 1103 | UG | 12kV |  | 20.663
082952105 | EDENVALE 2105 | UG | 21kV |  | 8.0989
082952106 | EDENVALE 2106 | UG | 21kV |  | 22.9357
082952107 | EDENVALE 2107 | UG | 21kV |  | 34.5522
082952108 | EDENVALE 2108 | UG | 21kV |  | 30.0104
082952109 | EDENVALE 2109 | UG |  |  | 0.034921
082952109 | EDENVALE 2109 | UG | 21kV |  | 39.8914
082952110 | EDENVALE 2110 | UG | 21kV |  | 4.2604
082952111 | EDENVALE 2111 | UG | 21kV |  | 21.3358
082952112 | EDENVALE 2112 | UG | 21kV |  | 9.9278
082952113 | EDENVALE 2113 | UG | 21kV |  | 30.5357
082991101 | LOCKHEED NO 1 1101 | UG | 12kV |  | 0.038992
082991102 | LOCKHEED NO 1 1102 | UG | 12kV |  | 0.033733
082991103 | LOCKHEED NO 1 1103 | UG | 12kV |  | 0.03025
082991104 | LOCKHEED NO 1 1104 | UG | 12kV |  | 0.029025
082991105 | LOCKHEED NO 1 1105 | UG | 12kV |  | 3.1628
082991106 | LOCKHEED NO 1 1106 | UG | 12kV |  | 0.02697
082991107 | LOCKHEED NO 1 1107 | UG | 12kV |  | 2.1575
082991108 | LOCKHEED NO 1 1108 | UG | 12kV |  | 0.21705
082991109 | LOCKHEED NO 1 1109 | UG | 12kV |  | 0.031642
082991110 | LOCKHEED NO 1 1110 | UG | 12kV |  | 0.84137
083001103 | LOCKHEED NO 2 1103 | UG | 12kV |  | 1.8213
083001106 | LOCKHEED NO 2 1106 | UG | 12kV |  | 3.4051
083001107 | LOCKHEED NO 2 1107 | UG | 12kV |  | 3.5508
083001108 | LOCKHEED NO 2 1108 | UG | 12kV |  | 5.344
083010401 | ARANA 0401 | UG | 4.16kV |  | 0.62787
083010402 | ARANA 0402 | UG | 4.16kV |  | 1.1111
083040401 | BEN LOMOND 0401 | UG | 4.16kV |  | 0.5498
083041101 | BEN LOMOND 1101 | UG | 12kV |  | 0.34059
083050402 | BIG TREES 0402 | UG | 4.16kV |  | 0.1081
083110401 | CASSERLY 0401 | UG | 4.16kV |  | 0.014677
083140401 | FELTON 0401 | UG | 4.16kV |  | 0.65993
083182101 | LLAGAS 2101 | UG | 21kV |  | 20.632
083182102 | LLAGAS 2102 | UG | 21kV |  | 17.6444
083182103 | LLAGAS 2103 | UG | 4.16kV |  | 0.0077158
083182103 | LLAGAS 2103 | UG | 21kV |  | 45.4855
083182104 | LLAGAS 2104 | UG | 4.16kV |  | 0.0057241
083182104 | LLAGAS 2104 | UG | 21kV |  | 2.0683
083182105 | LLAGAS 2105 | UG | 21kV |  | 31.5185
083182106 | LLAGAS 2106 | UG | 21kV |  | 14.1559
083182107 | LLAGAS 2107 | UG | 21kV |  | 42.6079
083192101 | GREEN VALLEY 2101 | UG | 21kV |  | 10.4476
083192102 | GREEN VALLEY 2102 | UG | 12kV |  | 0.14118
083192102 | GREEN VALLEY 2102 | UG | 21kV |  | 17.4237
083192103 | GREEN VALLEY 2103 | UG | 12kV |  | 3.1441
083192103 | GREEN VALLEY 2103 | UG | 21kV |  | 16.9316
083192104 | GREEN VALLEY 2104 | UG | 4.16kV |  | 4.7528
083192104 | GREEN VALLEY 2104 | UG | 21kV |  | 8.1627
083230401 | CLIFF DRIVE 0401 | UG | 4.16kV |  | 2.8138
083230402 | CLIFF DRIVE 0402 | UG | 4.16kV |  | 2.0692
083242104 | MORGAN HILL 2104 | UG | 21kV |  | 42.5333
083242105 | MORGAN HILL 2105 | UG | 4.16kV |  | 0.65139
083242105 | MORGAN HILL 2105 | UG | 21kV |  | 38.7028
083242106 | MORGAN HILL 2106 | UG | 21kV |  | 20.6017
083242108 | MORGAN HILL 2108 | UG |  |  | 0.015152
083242108 | MORGAN HILL 2108 | UG | 12kV |  | 0.72375
083242108 | MORGAN HILL 2108 | UG | 21kV |  | 22.1842
083242109 | MORGAN HILL 2109 | UG | 21kV |  | 40.0029
083242110 | MORGAN HILL 2110 | UG | 4.16kV |  | 0.61514
083242110 | MORGAN HILL 2110 | UG | 21kV |  | 17.1923
083242111 | MORGAN HILL 2111 | UG |  |  | 0.27141
083242111 | MORGAN HILL 2111 | UG | 12kV |  | 6.1699
083242111 | MORGAN HILL 2111 | UG | 21kV |  | 26.9961
083252101 | PAUL SWEET 2101 | UG | 4.16kV |  | 1.1553
083252101 | PAUL SWEET 2101 | UG | 21kV |  | 2.6557
083252102 | PAUL SWEET 2102 | UG | 4.16kV |  | 0.0087883
083252102 | PAUL SWEET 2102 | UG | 21kV |  | 10.4299
083252103 | PAUL SWEET 2103 | UG | 4.16kV |  | 1.177
083252103 | PAUL SWEET 2103 | UG | 21kV |  | 8.4908
083252104 | PAUL SWEET 2104 | UG | 4.16kV |  | 2.2384
083252104 | PAUL SWEET 2104 | UG | 21kV |  | 15.8374
083252105 | PAUL SWEET 2105 | UG | 21kV |  | 1.528
083252106 | PAUL SWEET 2106 | UG | 21kV |  | 3.033
083252107 | PAUL SWEET 2107 | UG | 21kV |  | 18.0795
083252108 | PAUL SWEET 2108 | UG | 21kV |  | 8.0907
083252109 | PAUL SWEET 2109 | UG | 4.16kV |  | 1.8443
083252109 | PAUL SWEET 2109 | UG | 21kV |  | 17.8971
083260401 | RIO DEL MAR 0401 | UG | 4.16kV |  | 0.28135
083300402 | SOQUEL 0402 | UG | 4.16kV |  | 0.27524
083330411 | WATSONVILLE 0411 | UG | 4.16kV |  | 0.91182
083330413 | WATSONVILLE 0413 | UG | 4.16kV |  | 0.065097
083330414 | WATSONVILLE 0414 | UG | 4.16kV |  | 0.067156
083332101 | WATSONVILLE 2101 | UG | 21kV |  | 8.9125
083371103 | SARATOGA 1103 | UG | 12kV |  | 7.9205
083371104 | SARATOGA 1104 | UG | 12kV |  | 11.4056
083371105 | SARATOGA 1105 | UG | 12kV |  | 13.1457
083371106 | SARATOGA 1106 | UG | 12kV |  | 8.5133
083371107 | SARATOGA 1107 | UG | 12kV |  | 13.4382
083371108 | SARATOGA 1108 | UG | 12kV |  | 5.8852
083371109 | SARATOGA 1109 | UG | 12kV |  | 4.9895
083371110 | SARATOGA 1110 | UG | 12kV |  | 3.613
083371111 | SARATOGA 1111 | UG | 12kV |  | 8.181
083371112 | SARATOGA 1112 | UG | 12kV |  | 5.4267
083371113 | SARATOGA 1113 | UG | 12kV |  | 8.0508
083371114 | SARATOGA 1114 | UG | 12kV |  | 10.4748
083371115 | SARATOGA 1115 | UG | 12kV |  | 16.262
083392102 | SWIFT 2102 | UG | 21kV |  | 36.1371
083392106 | SWIFT 2106 | UG | 21kV |  | 18.0995
083392107 | SWIFT 2107 | UG | 21kV |  | 35.0519
083392108 | SWIFT 2108 | UG | 21kV |  | 52.4419
083392109 | SWIFT 2109 | UG | 21kV |  | 39.3936
083392110 | SWIFT 2110 | UG | 12kV |  | 16.5901
083392110 | SWIFT 2110 | UG | 21kV |  | 6.8953
083392111 | SWIFT 2111 | UG | 21kV |  | 24.5846
083421102 | LAWRENCE 1102 | UG | 12kV |  | 3.5499
083421103 | LAWRENCE 1103 | UG | 12kV |  | 7.2347
083421104 | LAWRENCE 1104 | UG | 12kV |  | 5.9998
083421105 | LAWRENCE 1105 | UG | 12kV |  | 6.6968
083421106 | LAWRENCE 1106 | UG | 12kV |  | 7.7907
083421107 | LAWRENCE 1107 | UG | 12kV |  | 2.499
083421108 | LAWRENCE 1108 | UG | 12kV |  | 3.5216
083421109 | LAWRENCE 1109 | UG | 12kV |  | 2.4948
083421110 | LAWRENCE 1110 | UG | 12kV |  | 5.064
083421111 | LAWRENCE 1111 | UG | 12kV |  | 9.0698
083421112 | LAWRENCE 1112 | UG | 12kV |  | 8.8565
083421113 | LAWRENCE 1113 | UG | 12kV |  | 4.6803
083431108 | HICKS 1108 | UG | 12kV |  | 7.6428
083431109 | HICKS 1109 | UG | 12kV |  | 7.4955
083431110 | HICKS 1110 | UG | 12kV |  | 14.1545
083431111 | HICKS 1111 | UG | 12kV |  | 3.4532
083431112 | HICKS 1112 | UG | 12kV |  | 0.41273
083431113 | HICKS 1113 | UG | 12kV |  | 4.8762
083431114 | HICKS 1114 | UG | 12kV |  | 6.2446
083431115 | HICKS 1115 | UG | 12kV |  | 4.3056
083431116 | HICKS 1116 | UG | 12kV |  | 9.2583
083431117 | HICKS 1117 | UG | 12kV |  | 0.004666
083432101 | HICKS 2101 | UG | 12kV |  | 2.3661
083432101 | HICKS 2101 | UG | 21kV |  | 45.5636
083432102 | HICKS 2102 | UG | 21kV |  | 10.1298
083432103 | HICKS 2103 | UG | 12kV |  | 7.8058
083432103 | HICKS 2103 | UG | 21kV |  | 20.0951
083432105 | HICKS 2105 | UG | 21kV |  | 28.9196
083432106 | HICKS 2106 | UG | 21kV |  | 0.022506
083432111 | HICKS 2111 | UG | 21kV |  | 30.2336
083481102 | STELLING 1102 | UG | 12kV |  | 1.9395
083481103 | STELLING 1103 | UG | 12kV |  | 5.7111
083481104 | STELLING 1104 | UG | 12kV |  | 6.5242
083481105 | STELLING 1105 | UG | 12kV |  | 3.7233
083481106 | STELLING 1106 | UG | 12kV |  | 0.98228
083481107 | STELLING 1107 | UG | 12kV |  | 8.8404
083481108 | STELLING 1108 | UG | 12kV |  | 7.1741
083481109 | STELLING 1109 | UG | 12kV |  | 15.3511
083481110 | STELLING 1110 | UG | 12kV |  | 17.9618
083481111 | STELLING 1111 | UG | 12kV |  | 11.347
083481112 | STELLING 1112 | UG | 12kV |  | 0.66849
083481113 | STELLING 1113 | UG | 12kV |  | 5.6852
083500401 | SEACLIFF 0401 | UG | 4.16kV |  | 1.9311
083500402 | SEACLIFF 0402 | UG | 4.16kV |  | 1.2691
083510403 | ERTA 0403 | UG | 4.16kV |  | 0.97016
083510404 | ERTA 0404 | UG | 4.16kV |  | 0.87108
083531103 | MC KEE 1103 | UG | 12kV |  | 6.1058
083531104 | MC KEE 1104 | UG | 12kV |  | 12.5488
083531105 | MC KEE 1105 | UG | 12kV |  | 12.6185
083531106 | MC KEE 1106 | UG | 12kV |  | 10.8939
083531107 | MC KEE 1107 | UG | 12kV |  | 7.3858
083531108 | MC KEE 1108 | UG | 12kV |  | 22.8681
083531109 | MC KEE 1109 | UG | 12kV |  | 7.8958
083531110 | MC KEE 1110 | UG | 12kV |  | 32.8892
083531111 | MC KEE 1111 | UG | 12kV |  | 9.9713
083531112 | MC KEE 1112 | UG | 12kV |  | 10.9184
083611104 | BRITTON 1104 | UG | 12kV |  | 7.9636
083611105 | BRITTON 1105 | UG | 12kV |  | 7.6219
083611106 | BRITTON 1106 | UG | 12kV |  | 13.8005
083611107 | BRITTON 1107 | UG | 12kV |  | 9.9015
083611108 | BRITTON 1108 | UG | 12kV |  | 6.6162
083611109 | BRITTON 1109 | UG | 12kV |  | 6.9219
083611110 | BRITTON 1110 | UG | 12kV |  | 13.1368
083611111 | BRITTON 1111 | UG | 12kV |  | 8.1687
083611112 | BRITTON 1112 | UG | 12kV |  | 6.833
083611113 | BRITTON 1113 | UG | 12kV |  | 7.8525
083611114 | BRITTON 1114 | UG | 12kV |  | 8.0593
083611115 | BRITTON 1115 | UG | 12kV |  | 6.0433
083622103 | CAMP EVERS 2103 | UG | 21kV |  | 9.3029
083622104 | CAMP EVERS 2104 | UG | 21kV |  | 18.2548
083622105 | CAMP EVERS 2105 | UG | 4.16kV |  | 0.013098
083622105 | CAMP EVERS 2105 | UG | 21kV |  | 3.3879
083622106 | CAMP EVERS 2106 | UG | 4.16kV |  | 0.003281
083622106 | CAMP EVERS 2106 | UG | 12kV |  | 2.7262
083622106 | CAMP EVERS 2106 | UG | 21kV |  | 16.8428
083631101 | WHISMAN 1101 | UG | 12kV |  | 3.5816
083631102 | WHISMAN 1102 | UG | 12kV |  | 3.6642
083631103 | WHISMAN 1103 | UG | 12kV |  | 2.2237
083631104 | WHISMAN 1104 | UG | 12kV |  | 5.8713
083631105 | WHISMAN 1105 | UG | 12kV |  | 7.3307
083631106 | WHISMAN 1106 | UG | 12kV |  | 4.5281
083631107 | WHISMAN 1107 | UG | 12kV |  | 0.95007
083631108 | WHISMAN 1108 | UG | 12kV |  | 7.5727
083631109 | WHISMAN 1109 | UG | 12kV |  | 4.4807
083631110 | WHISMAN 1110 | UG | 12kV |  | 5.8224
083631111 | WHISMAN 1111 | UG | 12kV |  | 4.8698
083631112 | WHISMAN 1112 | UG | 12kV |  | 3.3042
083671103 | WOLFE 1103 | UG | 12kV |  | 1.2
083671104 | WOLFE 1104 | UG | 12kV |  | 5.6085
083671105 | WOLFE 1105 | UG | 12kV |  | 7.3144
083671106 | WOLFE 1106 | UG | 12kV |  | 6.1883
083671107 | WOLFE 1107 | UG | 12kV |  | 4.7593
083671108 | WOLFE 1108 | UG | 12kV |  | 1.4291
083671109 | WOLFE 1109 | UG | 12kV |  | 8.6394
083671110 | WOLFE 1110 | UG | 12kV |  | 10.2395
083671113 | WOLFE 1113 | UG | 12kV |  | 9.3414
083671114 | WOLFE 1114 | UG | 12kV |  | 18.4327
083692104 | ROB ROY 2104 | UG | 21kV |  | 18.7361
083692105 | ROB ROY 2105 | UG | 4.16kV |  | 0.0054692
083692105 | ROB ROY 2105 | UG | 21kV |  | 30.0743
083701101 | STONE 1101 | UG | 12kV |  | 4.7006
083701104 | STONE 1104 | UG | 12kV |  | 7.8855
083701105 | STONE 1105 | UG | 12kV |  | 2.9221
083701106 | STONE 1106 | UG | 12kV |  | 0.01314
083701107 | STONE 1107 | UG | 4.16kV |  | 0.6999
083701107 | STONE 1107 | UG | 12kV |  | 4.5419
083701108 | STONE 1108 | UG | 12kV |  | 8.4425
083701109 | STONE 1109 | UG | 12kV |  | 9.0052
083701110 | STONE 1110 | UG | 12kV |  | 7.008
083750401 | ROLAND 0401 | UG | 4.16kV |  | 0.022354
083750402 | ROLAND 0402 | UG | 4.16kV |  | 0.90745
083771101 | VASONA 1101 | UG | 12kV |  | 10.772
083771102 | VASONA 1102 | UG | 12kV |  | 9.601
083771103 | VASONA 1103 | UG | 12kV |  | 12.4987
083771104 | VASONA 1104 | UG | 12kV |  | 5.4268
083771105 | VASONA 1105 | UG | 12kV |  | 7.3149
083771106 | VASONA 1106 | UG | 12kV |  | 1.0217
083771108 | VASONA 1108 | UG | 12kV |  | 3.5851
083791101 | SIGNETICS 1101 | UG | 12kV |  | 0.023147
083801101 | TRIMBLE 1101 | UG | 12kV |  | 5.2529
083801103 | TRIMBLE 1103 | UG | 12kV |  | 8.7348
083801104 | TRIMBLE 1104 | UG | 12kV |  | 4.2281
083801105 | TRIMBLE 1105 | UG |  |  | 0.025323
083801105 | TRIMBLE 1105 | UG | 12kV |  | 8.7681
083801106 | TRIMBLE 1106 | UG | 12kV |  | 6.9412
083801107 | TRIMBLE 1107 | UG | 12kV |  | 10.944
083801108 | TRIMBLE 1108 | UG | 12kV |  | 0.019379
083801109 | TRIMBLE 1109 | UG | 12kV |  | 4.3175
083801110 | TRIMBLE 1110 | UG | 12kV |  | 4.4844
083801111 | TRIMBLE 1111 | UG | 12kV |  | 5.2143
083802114 | TRIMBLE 2114 | UG | 12kV |  | 1.6774
083802114 | TRIMBLE 2114 | UG | 21kV |  | 9.0291
083802115 | TRIMBLE 2115 | UG | 21kV |  | 10.2132
083802116 | TRIMBLE 2116 | UG | 12kV |  | 2.6156
083802116 | TRIMBLE 2116 | UG | 21kV |  | 11.7291
083802117 | TRIMBLE 2117 | UG | 21kV |  | 6.2604
083802118 | TRIMBLE 2118 | UG | 21kV |  | 14.027
083802119 | TRIMBLE 2119 | UG | 21kV |  | 5.3593
083851101 | SPANSION 1101 | UG | 12kV |  | 0.018562
083871101 | FMC 1101 | UG | 12kV |  | 4.3588
083871109 | FMC 1109 | UG | 12kV |  | 7.1668
083871110 | FMC 1110 | UG | 12kV |  | 6.6025
083871111 | FMC 1111 | UG | 12kV |  | 4.6529
083892101 | MONTAGUE 2101 | UG | 21kV |  | 7.3537
083892102 | MONTAGUE 2102 | UG | 21kV |  | 11.3958
083892103 | MONTAGUE 2103 | UG |  |  | 0.012308
083892103 | MONTAGUE 2103 | UG | 21kV |  | 4.9197
083892104 | MONTAGUE 2104 | UG | 21kV |  | 19.7333
083892105 | MONTAGUE 2105 | UG | 21kV |  | 7.8805
083892106 | MONTAGUE 2106 | UG | 21kV |  | 9.6826
083892107 | MONTAGUE 2107 | UG | 21kV |  | 7.516
083892108 | MONTAGUE 2108 | UG | 21kV |  | 9.1464
083892109 | MONTAGUE 2109 | UG | 21kV |  | 8.4507
083901101 | AMES 1101 | UG | 12kV |  | 5.8212
083901102 | AMES 1102 | UG | 12kV |  | 5.7383
083912109 | PIERCY 2109 | UG | 21kV |  | 17.8241
083912110 | PIERCY 2110 | UG | 21kV |  | 39.9588
083912111 | PIERCY 2111 | UG | 21kV |  | 15.8043
101321101 | PIT NO 5 1101 | UG | 12kV |  | 3.9717
102041101 | NOTRE DAME 1101 | UG | 12kV |  | 6.2686
102041102 | NOTRE DAME 1102 | UG | 12kV |  | 11.6828
102041103 | NOTRE DAME 1103 | UG | 12kV |  | 27.3184
102041104 | NOTRE DAME 1104 | UG |  |  | 0.088741
102041104 | NOTRE DAME 1104 | UG | 12kV |  | 18.7633
102050401 | CHICO A 0401 | UG | 4.16kV |  | 0.046587
102050402 | CHICO A 0402 | UG | 4.16kV |  | 0.14166
102051101 | CHICO A 1101 | UG | 12kV |  | 0.51139
102051102 | CHICO A 1102 | UG | 4.16kV |  | 1.3865
102051102 | CHICO A 1102 | UG | 12kV |  | 6.1648
102051103 | CHICO A 1103 | UG | 12kV |  | 1.8722
102111101 | CAPAY 1101 | UG | 12kV |  | 0.010484
102111102 | CAPAY 1102 | UG | 12kV |  | 0.85341
102121101 | HAMILTON A 1101 | UG | 12kV |  | 0.85073
102121102 | HAMILTON A 1102 | UG | 12kV |  | 1.308
102171101 | ESQUON 1101 | UG | 12kV |  | 0.66063
102171102 | ESQUON 1102 | UG | 12kV |  | 0.80779
102171103 | ESQUON 1103 | UG | 12kV |  | 0.037397
102211102 | BUCKS CREEK 1102 | UG | 12kV |  | 0.010851
102211102 | BUCKS CREEK 1102 | UG | 21kV |  | 0.011177
102211103 | BUCKS CREEK 1103 | UG | 12kV |  | 12.7881
102251101 | CRESTA 1101 | UG | 12kV |  | 2.585
102361101 | HAMILTON BRANCH 1101 | UG | 12kV |  | 25.9505
102491101 | CHICO B 1101 | UG | 12kV |  | 7.7518
102491102 | CHICO B 1102 | UG | 12kV |  | 0.45349
102491103 | CHICO B 1103 | UG | 12kV |  | 8.6445
102491105 | CHICO B 1105 | UG | 12kV |  | 3.1529
102491106 | CHICO B 1106 | UG | 12kV |  | 2.7694
102520402 | OROVILLE 0402 | UG | 4.16kV |  | 0.96094
102520403 | OROVILLE 0403 | UG | 4.16kV |  | 0.087598
102521101 | OROVILLE 1101 | UG | 12kV |  | 8.1451
102521102 | OROVILLE 1102 | UG | 12kV |  | 1.9043
102521103 | OROVILLE 1103 | UG | 12kV |  | 0.98924
102521104 | OROVILLE 1104 | UG | 12kV |  | 3.9042
102530401 | GRAYS FLAT 0401 | UG | 4.16kV |  | 0.16871
102541101 | VOLTA 1101 | UG | 12kV |  | 16.2293
102541102 | VOLTA 1102 | UG | 12kV |  | 27.5347
102551101 | EAST QUINCY 1101 | UG | 12kV |  | 5.6753
102601101 | GLENN 1101 | UG | 12kV |  | 6.3698
102650401 | CHICO C 0401 | UG | 4.16kV |  | 0.0078519
102701101 | ORLAND B 1101 | UG | 12kV |  | 4.1679
102701102 | ORLAND B 1102 | UG | 12kV |  | 3.7126
102701103 | ORLAND B 1103 | UG | 4.16kV |  | 0.0048577
102701103 | ORLAND B 1103 | UG | 12kV |  | 4.5595
102741101 | WILLOWS A 1101 | UG | 12kV |  | 6.184
102741103 | WILLOWS A 1103 | UG | 12kV |  | 5.0404
102741104 | WILLOWS A 1104 | UG | 12kV |  | 0.6992
102781101 | ELK CREEK 1101 | UG | 12kV |  | 1.7574
102781101 | ELK CREEK 1101 | UG | 21kV |  | 0.081253
102812101 | BIG MEADOWS 2101 | UG | 4.16kV |  | 0.44536
102812101 | BIG MEADOWS 2101 | UG | 12kV |  | 5.0925
102812101 | BIG MEADOWS 2101 | UG | 21kV |  | 18.3694
102831102 | PARADISE 1102 | UG | 12kV |  | 0.046101
102831103 | PARADISE 1103 | UG | 12kV |  | 14.6159
102831104 | PARADISE 1104 | UG | 12kV |  | 50.0639
102831105 | PARADISE 1105 | UG | 12kV |  | 17.0163
102831106 | PARADISE 1106 | UG | 12kV |  | 13.9926
102841101 | ANITA 1101 | UG | 12kV |  | 2.9236
102841102 | ANITA 1102 | UG | 12kV |  | 0.010316
102841105 | ANITA 1105 | UG | 12kV |  | 15.3196
102841106 | ANITA 1106 | UG | 12kV |  | 11.1905
102851101 | JACINTO 1101 | UG | 12kV |  | 1.2425
102851102 | JACINTO 1102 | UG | 12kV |  | 0.25942
102911102 | WYANDOTTE 1102 | UG | 12kV |  | 9.9435
102911103 | WYANDOTTE 1103 | UG | 12kV |  | 12.7967
102911105 | WYANDOTTE 1105 | UG | 12kV |  | 0.092541
102911106 | WYANDOTTE 1106 | UG | 12kV |  | 4.0354
102911107 | WYANDOTTE 1107 | UG | 12kV |  | 2.1235
102911109 | WYANDOTTE 1109 | UG | 12kV |  | 7.4654
102911110 | WYANDOTTE 1110 | UG | 12kV |  | 15.8247
102931101 | COTTONWOOD 1101 | UG | 12kV |  | 3.3142
102931102 | COTTONWOOD 1102 | UG | 12kV |  | 7.884
102931103 | COTTONWOOD 1103 | UG | 12kV |  | 13.5008
102940401 | DAYTON ROAD 0401 | UG | 4.16kV |  | 0.38401
102971101 | SYCAMORE CREEK 1101 | UG | 12kV |  | 16.0288
102971102 | SYCAMORE CREEK 1102 | UG | 12kV |  | 10.6452
102971103 | SYCAMORE CREEK 1103 | UG | 12kV |  | 9.6872
102971104 | SYCAMORE CREEK 1104 | UG | 12kV |  | 3.8566
102971105 | SYCAMORE CREEK 1105 | UG | 12kV |  | 4.0389
102971107 | SYCAMORE CREEK 1107 | UG | 12kV |  | 12.1036
102971109 | SYCAMORE CREEK 1109 | UG | 12kV |  | 25.0211
102971110 | SYCAMORE CREEK 1110 | UG | 12kV |  | 13.5257
102971111 | SYCAMORE CREEK 1111 | UG | 12kV |  | 14.2901
103021101 | GANSNER 1101 | UG | 12kV |  | 6.3441
103031101 | ORO FINO 1101 | UG | 12kV |  | 1.3212
103031102 | ORO FINO 1102 | UG | 12kV |  | 4.0933
103071103 | NORD 1103 | UG | 12kV |  | 12.3648
103071104 | NORD 1104 | UG | 12kV |  | 2.4648
103071105 | NORD 1105 | UG | 12kV |  | 17.1436
103071106 | NORD 1106 | UG | 12kV |  | 9.2937
103081103 | BUTTE 1103 | UG | 12kV |  | 8.0384
103081104 | BUTTE 1104 | UG | 12kV |  | 7.3896
103081105 | BUTTE 1105 | UG | 12kV |  | 11.479
103081106 | BUTTE 1106 | UG | 12kV |  | 8.1039
103081107 | BUTTE 1107 | UG | 12kV |  | 2.566
103091101 | CLARK ROAD 1101 | UG | 12kV |  | 3.7201
103091102 | CLARK ROAD 1102 | UG | 12kV |  | 5.3915
103132101 | CRESCENT MILLS 2101 | UG | 12kV |  | 4.7555
103132101 | CRESCENT MILLS 2101 | UG | 21kV |  | 1.5393
103142101 | LOGAN CREEK 2101 | UG | 12kV |  | 2.3373
103142101 | LOGAN CREEK 2101 | UG | 21kV |  | 0.23073
103142102 | LOGAN CREEK 2102 | UG | 12kV |  | 0.50608
103142102 | LOGAN CREEK 2102 | UG | 21kV |  | 1.943
103142103 | LOGAN CREEK 2103 | UG | 21kV |  | 0.11982
103142199 | LOGAN CREEK 2199 | UG | 21kV |  | 0.26873
103181101 | CHESTER 1101 | UG | 12kV |  | 3.2141
103181102 | CHESTER 1102 | UG | 12kV |  | 7.3478
103181102 | CHESTER 1102 | UG | 21kV |  | 16.315
103191101 | BANGOR 1101 | UG | 12kV |  | 2.8483
103201101 | CHALLENGE 1101 | UG | 12kV |  | 0.64331
103201102 | CHALLENGE 1102 | UG | 12kV |  | 0.79872
103211101 | HONCUT 1101 | UG | 12kV |  | 0.80866
103211102 | HONCUT 1102 | UG | 12kV |  | 3.0659
103221101 | KANAKA 1101 | UG | 12kV |  | 1.9982
103241101 | PEACHTON 1101 | UG | 12kV |  | 0.14035
103241102 | PEACHTON 1102 | UG | 12kV |  | 0.41015
103241103 | PEACHTON 1103 | UG | 12kV |  | 0.34853
103251101 | TRES VIAS 1101 | UG | 12kV |  | 3.8012
103261101 | ANDERSON 1101 | UG | 12kV |  | 8.0049
103261102 | ANDERSON 1102 | UG | 12kV |  | 9.8957
103261103 | ANDERSON 1103 | UG | 12kV |  | 3.538
103271101 | ANTLER 1101 | UG | 12kV |  | 4.0769
103301101 | BOGARD 1101 | UG | 12kV |  | 0.34507
103311101 | BURNEY 1101 | UG | 12kV |  | 15.7527
103311102 | BURNEY 1102 | UG | 12kV |  | 3.8848
103321101 | CEDAR CREEK 1101 | UG | 12kV |  | 1.3626
103331101 | CORNING 1101 | UG | 12kV |  | 4.7137
103331101 | CORNING 1101 | UG | 21kV |  | 0.247
103331102 | CORNING 1102 | UG | 12kV |  | 1.9686
103331102 | CORNING 1102 | UG | 21kV |  | 0.2498
103331103 | CORNING 1103 | UG | 12kV |  | 4.7638
103331104 | CORNING 1104 | UG | 4.16kV |  | 0.051759
103331104 | CORNING 1104 | UG | 12kV |  | 5.5452
103341101 | DAIRYVILLE 1101 | UG | 12kV |  | 0.39524
103351101 | DESCHUTES 1101 | UG | 12kV |  | 2.9028
103351101 | DESCHUTES 1101 | UG | 21kV |  | 0.54871
103351104 | DESCHUTES 1104 | UG | 12kV |  | 9.6404
103381101 | FRENCH GULCH 1101 | UG | 12kV |  | 1.6783
103381102 | FRENCH GULCH 1102 | UG | 12kV |  | 0.1062
103391101 | GERBER 1101 | UG | 12kV |  | 0.10716
103391102 | GERBER 1102 | UG | 12kV |  | 4.1534
103401101 | GIRVAN 1101 | UG | 12kV |  | 7.4776
103401102 | GIRVAN 1102 | UG | 12kV |  | 9.9895
103441101 | JESSUP 1101 | UG | 12kV |  | 7.9339
103441102 | JESSUP 1102 | UG | 12kV |  | 4.5555
103441103 | JESSUP 1103 | UG | 12kV |  | 5.734
103451101 | KESWICK 1101 | UG | 12kV |  | 4.0087
103461101 | PANORAMA 1101 | UG | 12kV |  | 1.6329
103461102 | PANORAMA 1102 | UG | 12kV |  | 8.1606
103481101 | LOS MOLINOS 1101 | UG | 12kV |  | 1.3697
103481102 | LOS MOLINOS 1102 | UG | 12kV |  | 2.2341
103491101 | MC ARTHUR 1101 | UG | 7.2kV |  | 6.9146
103491101 | MC ARTHUR 1101 | UG | 12kV |  | 2.6863
103491101 | MC ARTHUR 1101 | UG | 21kV |  | 0.27402
103491102 | MC ARTHUR 1102 | UG | 12kV |  | 1.9586
103521102 | OREGON TRAIL 1102 | UG | 12kV |  | 6.0866
103521103 | OREGON TRAIL 1103 | UG | 12kV |  | 7.8764
103521104 | OREGON TRAIL 1104 | UG | 12kV |  | 2.8505
103531103 | RAWSON 1103 | UG | 4.16kV |  | 0.018664
103531103 | RAWSON 1103 | UG | 12kV |  | 14.0051
103541101 | RED BLUFF 1101 | UG | 12kV |  | 2.4303
103541102 | RED BLUFF 1102 | UG | 12kV |  | 1.5515
103541103 | RED BLUFF 1103 | UG | 12kV |  | 7.7123
103541104 | RED BLUFF 1104 | UG | 12kV |  | 5.5335
103541105 | RED BLUFF 1105 | UG | 12kV |  | 8.749
103551101 | RISING RIVER 1101 | UG | 12kV |  | 1.2948
103561101 | STILLWATER 1101 | UG | 12kV |  | 0.79781
103561102 | STILLWATER 1102 | UG | 12kV |  | 2.4075
103571103 | TYLER 1103 | UG | 12kV |  | 5.5792
103571104 | TYLER 1104 | UG | 12kV |  | 1.4609
103571105 | TYLER 1105 | UG | 12kV |  | 7.9139
103581101 | VINA 1101 | UG | 12kV |  | 0.29824
103601101 | WHITMORE 1101 | UG | 12kV |  | 1.0248
103611101 | WILDWOOD 1101 | UG | 12kV |  | 0.16865
103721101 | PIT NO 1 1101 | UG | 12kV |  | 4.6499
103732101 | PIT NO 3 2101 | UG | 12kV |  | 3.7829
103732101 | PIT NO 3 2101 | UG | 21kV |  | 0.0096201
103751101 | BIG BEND 1101 | UG | 12kV |  | 0.96621
103751102 | BIG BEND 1102 | UG | 12kV |  | 0.07022
152011102 | MARYSVILLE 1102 | UG | 12kV |  | 2.2662
152011103 | MARYSVILLE 1103 | UG | 12kV |  | 1.9923
152011104 | MARYSVILLE 1104 | UG | 12kV |  | 0.50408
152011105 | MARYSVILLE 1105 | UG | 12kV |  | 5.9998
152011106 | MARYSVILLE 1106 | UG | 12kV |  | 4.1044
152011107 | MARYSVILLE 1107 | UG | 12kV |  | 5.8011
152011108 | MARYSVILLE 1108 | UG | 12kV |  | 5.9587
152031101 | GRASS VALLEY 1101 | UG | 12kV |  | 5.2555
152031102 | GRASS VALLEY 1102 | UG | 12kV |  | 3.1548
152031103 | GRASS VALLEY 1103 | UG | 12kV |  | 5.74
152061101 | ROCKLIN 1101 | UG | 12kV |  | 12.1521
152061102 | ROCKLIN 1102 | UG | 12kV |  | 10.595
152061103 | ROCKLIN 1103 | UG | 12kV |  | 7.3963
152061104 | ROCKLIN 1104 | UG | 12kV |  | 3.5218
152101101 | ALLEGHANY 1101 | UG | 480V |  | 0.0060456
152101101 | ALLEGHANY 1101 | UG | 12kV |  | 1.8123
152101102 | ALLEGHANY 1102 | UG | 480V |  | 0.0054879
152101102 | ALLEGHANY 1102 | UG | 12kV |  | 0.57185
152111101 | BARRY 1101 | UG | 12kV |  | 2.8762
152111102 | BARRY 1102 | UG | 12kV |  | 0.28433
152111103 | BARRY 1103 | UG | 12kV |  | 0.40201
152151101 | EAST NICOLAUS 1101 | UG | 12kV |  | 0.39558
152151102 | EAST NICOLAUS 1102 | UG | 12kV |  | 0.87535
152151103 | EAST NICOLAUS 1103 | UG | 12kV |  | 0.91301
152161101 | AUBURN 1101 | UG | 12kV |  | 1.0724
152161102 | AUBURN 1102 | UG | 12kV |  | 3.176
152181101 | FORESTHILL 1101 | UG | 12kV |  | 13.4135
152181102 | FORESTHILL 1102 | UG | 12kV |  | 4.9655
152201101 | PIKE CITY 1101 | UG | 12kV |  | 1.2232
152241101 | HALSEY 1101 | UG | 12kV |  | 15.7076
152241102 | HALSEY 1102 | UG | 12kV |  | 5.2255
152251101 | SPAULDING 1101 | UG | 7.2kV |  | 0.045051
152251101 | SPAULDING 1101 | UG | 12kV |  | 1.7002
152261103 | DIAMOND SPRINGS 1103 | UG | 12kV |  | 6.3407
152261103 | DIAMOND SPRINGS 1103 | UG | 21kV |  | 0.031668
152261104 | DIAMOND SPRINGS 1104 | UG | 12kV |  | 4.3623
152261105 | DIAMOND SPRINGS 1105 | UG | 12kV |  | 7.4275
152261106 | DIAMOND SPRINGS 1106 | UG | 12kV |  | 11.2382
152261106 | DIAMOND SPRINGS 1106 | UG | 21kV |  | 0.0082398
152261107 | DIAMOND SPRINGS 1107 | UG | 12kV |  | 14.9777
152271101 | WISE 1101 | UG | 12kV |  | 10.4871
152271102 | WISE 1102 | UG | 12kV |  | 6.9398
152282101 | MOUNTAIN QUARRIES 2101 | UG | 21kV |  | 12.8886
152291101 | TAMARACK 1101 | UG | 12kV |  | 0.34862
152291102 | TAMARACK 1102 | UG | 12kV |  | 0.065957
152301101 | BONNIE NOOK 1101 | UG | 12kV |  | 1.2299
152301102 | BONNIE NOOK 1102 | UG | 12kV |  | 5.2546
152321101 | DRUM 1101 | UG | 12kV |  | 0.57199
152331105 | EAST MARYSVILLE 1105 | UG | 12kV |  | 8.1953
152331107 | EAST MARYSVILLE 1107 | UG | 12kV |  | 3.9502
152331108 | EAST MARYSVILLE 1108 | UG | 12kV |  | 1.5086
152431101 | SHADY GLEN 1101 | UG | 12kV |  | 5.1437
152431102 | SHADY GLEN 1102 | UG | 12kV |  | 4.5358
152442103 | PLEASANT GROVE 2103 | UG | 21kV |  | 35.664
152442104 | PLEASANT GROVE 2104 | UG | 12kV |  | 0.014697
152442104 | PLEASANT GROVE 2104 | UG | 21kV |  | 41.124
152442107 | PLEASANT GROVE 2107 | UG | 21kV |  | 31.4928
152442108 | PLEASANT GROVE 2108 | UG | 21kV |  | 50.4804
152442109 | PLEASANT GROVE 2109 | UG | 21kV |  | 44.902
152442110 | PLEASANT GROVE 2110 | UG | 12kV |  | 11.1406
152442110 | PLEASANT GROVE 2110 | UG | 21kV |  | 16.7496
152461101 | PLACER 1101 | UG | 12kV |  | 3.454
152461102 | PLACER 1102 | UG | 12kV |  | 0.013368
152461103 | PLACER 1103 | UG | 12kV |  | 9.7545
152461104 | PLACER 1104 | UG | 12kV |  | 9.5585
152471101 | COLUMBIA HILL 1101 | UG | 12kV |  | 6.3243
152481102 | BRUNSWICK 1102 | UG | 12kV |  | 9.4396
152481103 | BRUNSWICK 1103 | UG | 12kV |  | 11.2779
152481104 | BRUNSWICK 1104 | UG | 12kV |  | 16.0708
152481105 | BRUNSWICK 1105 | UG | 12kV |  | 29.3635
152481106 | BRUNSWICK 1106 | UG | 12kV |  | 9.7314
152481107 | BRUNSWICK 1107 | UG | 12kV |  | 4.0903
152481110 | BRUNSWICK 1110 | UG | 12kV |  | 15.494
152491101 | WEIMAR 1101 | UG | 12kV |  | 3.7487
152491102 | WEIMAR 1102 | UG | 12kV |  | 1.0665
152531101 | FLINT 1101 | UG | 12kV |  | 14.492
152561103 | PENRYN 1103 | UG | 12kV |  | 5.3435
152561105 | PENRYN 1105 | UG | 12kV |  | 2.8713
152561106 | PENRYN 1106 | UG | 12kV |  | 10.4391
152561107 | PENRYN 1107 | UG | 12kV |  | 18.0924
152571101 | HORSESHOE 1101 | UG | 12kV |  | 14.02
152571102 | HORSESHOE 1102 | UG | 12kV |  | 15.1632
152571103 | HORSESHOE 1103 | UG | 12kV |  | 20.9467
152571104 | HORSESHOE 1104 | UG | 12kV |  | 11.2104
152571105 | HORSESHOE 1105 | UG | 12kV |  | 21.3544
152571106 | HORSESHOE 1106 | UG | 12kV |  | 20.4392
152581103 | DEL MAR 1103 | UG | 12kV |  | 6.4426
152581104 | DEL MAR 1104 | UG | 12kV |  | 5.5056
152582105 | DEL MAR 2105 | UG | 12kV |  | 0.27901
152582105 | DEL MAR 2105 | UG | 21kV |  | 20.3243
152582106 | DEL MAR 2106 | UG | 12kV |  | 28.3878
152582106 | DEL MAR 2106 | UG | 21kV |  | 4.917
152582109 | DEL MAR 2109 | UG | 12kV |  | 0.27681
152582109 | DEL MAR 2109 | UG | 21kV |  | 60.6859
152582110 | DEL MAR 2110 | UG |  |  | 0.0023858
152582110 | DEL MAR 2110 | UG | 21kV |  | 44.9165
152591101 | SUMMIT 1101 | UG | 12kV |  | 7.3208
152591102 | SUMMIT 1102 | UG | 12kV |  | 8.2771
152691103 | HIGGINS 1103 | UG | 12kV |  | 3.6834
152691104 | HIGGINS 1104 | UG | 12kV |  | 0.85453
152691107 | HIGGINS 1107 | UG | 12kV |  | 4.0307
152691109 | HIGGINS 1109 | UG | 12kV |  | 5.1143
152691110 | HIGGINS 1110 | UG | 12kV |  | 6.3636
152701107 | BELL 1107 | UG | 12kV |  | 11.508
152701108 | BELL 1108 | UG | 12kV |  | 17.2935
152701109 | BELL 1109 | UG | 12kV |  | 8.5263
152701110 | BELL 1110 | UG | 12kV |  | 13.4113
152762101 | EL DORADO PH 2101 | UG | 12kV |  | 0.06274
152762101 | EL DORADO PH 2101 | UG | 21kV |  | 8.4302
152762102 | EL DORADO PH 2102 | UG | 12kV |  | 0.1566
152762102 | EL DORADO PH 2102 | UG | 21kV |  | 2.0326
152811102 | WHEATLAND 1102 | UG | 12kV |  | 6.7115
152811104 | WHEATLAND 1104 | UG | 12kV |  | 0.79433
152811105 | WHEATLAND 1105 | UG | 12kV |  | 1.6704
152851102 | HARTER 1102 | UG | 12kV |  | 15.164
152851104 | HARTER 1104 | UG | 12kV |  | 7.5171
152851105 | HARTER 1105 | UG | 12kV |  | 13.6676
152851106 | HARTER 1106 | UG | 12kV |  | 9.3647
152851107 | HARTER 1107 | UG | 12kV |  | 6.8464
152901101 | OLIVEHURST 1101 | UG | 12kV |  | 8.9401
152901102 | OLIVEHURST 1102 | UG | 12kV |  | 4.9512
152901103 | OLIVEHURST 1103 | UG | 12kV |  | 18.5724
152901104 | OLIVEHURST 1104 | UG | 12kV |  | 7.8677
152901105 | OLIVEHURST 1105 | UG | 12kV |  | 5.5883
152921101 | BROWNS VALLEY 1101 | UG | 12kV |  | 0.22734
153081109 | PLACERVILLE 1109 | UG | 12kV |  | 2.1982
153081110 | PLACERVILLE 1110 | UG | 12kV |  | 3.9615
153081110 | PLACERVILLE 1110 | UG | 21kV |  | 1.001
153081111 | PLACERVILLE 1111 | UG | 12kV |  | 4.3193
153081112 | PLACERVILLE 1112 | UG | 12kV |  | 7.2622
153082106 | PLACERVILLE 2106 | UG | 12kV |  | 9.2162
153082106 | PLACERVILLE 2106 | UG | 21kV |  | 5.3735
153132101 | NARROWS 2101 | UG | 12kV |  | 0.88602
153132101 | NARROWS 2101 | UG | 21kV |  | 0.50339
153132102 | NARROWS 2102 | UG | 21kV |  | 4.9384
153132104 | NARROWS 2104 | UG | 21kV |  | 0.025218
153132105 | NARROWS 2105 | UG | 12kV |  | 0.68462
153132105 | NARROWS 2105 | UG | 21kV |  | 4.6602
153612103 | CLARKSVILLE 2103 | UG | 12kV |  | 1.1124
153612103 | CLARKSVILLE 2103 | UG | 21kV |  | 42.9563
153612104 | CLARKSVILLE 2104 | UG | 12kV |  | 0.034445
153612104 | CLARKSVILLE 2104 | UG | 21kV |  | 34.7194
153612105 | CLARKSVILLE 2105 | UG |  |  | 0.059093
153612105 | CLARKSVILLE 2105 | UG | 21kV |  | 62.0722
153612106 | CLARKSVILLE 2106 | UG | 21kV |  | 67.6477
153612109 | CLARKSVILLE 2109 | UG | 21kV |  | 43.0607
153612110 | CLARKSVILLE 2110 | UG | 21kV |  | 52.3555
153651103 | SHINGLE SPRINGS 1103 | UG | 12kV |  | 10.1357
153651104 | SHINGLE SPRINGS 1104 | UG | 12kV |  | 1.543
153652105 | SHINGLE SPRINGS 2105 | UG | 12kV |  | 6.6298
153652105 | SHINGLE SPRINGS 2105 | UG | 21kV |  | 22.0712
153652108 | SHINGLE SPRINGS 2108 | UG | 12kV |  | 6.7551
153652108 | SHINGLE SPRINGS 2108 | UG | 21kV |  | 5.5016
153652109 | SHINGLE SPRINGS 2109 | UG | 12kV |  | 1.2537
153652109 | SHINGLE SPRINGS 2109 | UG | 21kV |  | 6.7199
153652110 | SHINGLE SPRINGS 2110 | UG | 12kV |  | 3.8638
153652110 | SHINGLE SPRINGS 2110 | UG | 21kV |  | 0.99573
153661103 | APPLE HILL 1103 | UG | 12kV |  | 6.0524
153661103 | APPLE HILL 1103 | UG | 21kV |  | 0.052639
153661104 | APPLE HILL 1104 | UG | 12kV |  | 3.5288
153662102 | APPLE HILL 2102 | UG | 12kV |  | 0.01119
153662102 | APPLE HILL 2102 | UG | 21kV |  | 5.5427
153701101 | LINCOLN 1101 | UG | 12kV |  | 16.7423
153701102 | LINCOLN 1102 | UG | 12kV |  | 18.5358
153701102 | LINCOLN 1102 | UG | 21kV |  | 3.7934
153701104 | LINCOLN 1104 | UG | 12kV |  | 2.6497
153701105 | LINCOLN 1105 | UG | 12kV |  | 14.3436
153702108 | LINCOLN 2108 | UG | 12kV |  | 20.4924
153702108 | LINCOLN 2108 | UG | 21kV |  | 0.027189
153702109 | LINCOLN 2109 | UG | 21kV |  | 36.9601
153711101 | TUDOR 1101 | UG | 12kV |  | 0.17764
153711102 | TUDOR 1102 | UG | 12kV |  | 0.12196
153731101 | PLUMAS 1101 | UG | 12kV |  | 0.63932
153731102 | PLUMAS 1102 | UG | 12kV |  | 6.7905
153732106 | PLUMAS 2106 | UG | 12kV |  | 0.24736
153732106 | PLUMAS 2106 | UG | 21kV |  | 18.887
153732107 | PLUMAS 2107 | UG | 12kV |  | 0.80567
153732107 | PLUMAS 2107 | UG | 21kV |  | 17.3822
153741101 | DOBBINS 1101 | UG | 12kV |  | 3.2002
153751101 | PEASE 1101 | UG | 12kV |  | 14.6043
153751102 | PEASE 1102 | UG | 12kV |  | 1.1723
153751103 | PEASE 1103 | UG | 12kV |  | 1.4994
153751104 | PEASE 1104 | UG | 12kV |  | 8.9863
153751105 | PEASE 1105 | UG | 12kV |  | 15.9903
153761102 | CATLETT 1102 | UG | 12kV |  | 0.85936
153761105 | CATLETT 1105 | UG | 12kV |  | 1.8377
153771101 | LIVE OAK 1101 | UG | 12kV |  | 6.5009
153771102 | LIVE OAK 1102 | UG | 12kV |  | 3.2772
153771104 | LIVE OAK 1104 | UG | 12kV |  | 12.2346
153781102 | BOGUE 1102 | UG | 12kV |  | 9.2692
153781103 | BOGUE 1103 | UG | 12kV |  | 9.5116
153781104 | BOGUE 1104 | UG | 12kV |  | 19.4646
153781105 | BOGUE 1105 | UG | 12kV |  | 23.9178
153781106 | BOGUE 1106 | UG | 12kV |  | 9.7648
153781107 | BOGUE 1107 | UG | 12kV |  | 5.7662
153791101 | SMARTVILLE 1101 | UG | 12kV |  | 1.3512
158031101 | ECHO SUMMIT 1101 | UG | 12kV |  | 4.1448
162071101 | LINDEN 1101 | UG | 12kV |  | 1.8039
162071103 | LINDEN 1103 | UG | 12kV |  | 1.9067
162071104 | LINDEN 1104 | UG | 12kV |  | 1.2144
162081101 | NEW HOPE 1101 | UG | 12kV |  | 1.0464
162081101 | NEW HOPE 1101 | UG | 21kV |  | 0.037463
162081102 | NEW HOPE 1102 | UG | 12kV |  | 0.30408
162091101 | MIDDLE RIVER 1101 | UG | 12kV |  | 0.19761
162091102 | MIDDLE RIVER 1102 | UG | 12kV |  | 0.2314
162091103 | MIDDLE RIVER 1103 | UG | 12kV |  | 0.043002
162111101 | LODI 1101 | UG | 12kV |  | 12.3949
162111102 | LODI 1102 | UG | 4.8kV |  | 2.1032
162111102 | LODI 1102 | UG | 12kV |  | 8.8225
162161101 | ELECTRA 1101 | UG | 12kV |  | 5.1054
162161102 | ELECTRA 1102 | UG | 12kV |  | 5.9168
162211101 | CALAVERAS CEMENT 1101 | UG | 12kV |  | 12.3075
162211101 | CALAVERAS CEMENT 1101 | UG | 17kV |  | 0.07741
162231101 | COLONY 1101 | UG | 12kV |  | 0.15751
162231102 | COLONY 1102 | UG | 12kV |  | 0.70207
162300401 | MONARCH 0401 | UG | 4.16kV |  | 0.0091591
162300402 | MONARCH 0402 | UG | 4.16kV |  | 0.43177
162300403 | MONARCH 0403 | UG | 4.16kV |  | 0.023384
162370403 | STOCKTON A 0403 | UG | 4.16kV |  | 0.019993
162370404 | STOCKTON A 0404 | UG | 4.16kV |  | 0.078234
162370405 | STOCKTON A 0405 | UG | 4.16kV |  | 2.8219
162370406 | STOCKTON A 0406 | UG | 4.16kV |  | 0.73584
162370410 | STOCKTON A 0410 | UG | 4.16kV |  | 0.12202
162371101 | STOCKTON A 1101 | UG | 12kV |  | 3.3202
162371102 | STOCKTON A 1102 | UG | 12kV |  | 2.7362
162371103 | STOCKTON A 1103 | UG | 12kV |  | 3.5872
162371104 | STOCKTON A 1104 | UG | 12kV |  | 1.8099
162371105 | STOCKTON A 1105 | UG | 12kV |  | 5.0092
162371106 | STOCKTON A 1106 | UG | 12kV |  | 4.7667
162371107 | STOCKTON A 1107 | UG | 12kV |  | 14.2683
162371108 | STOCKTON A 1108 | UG | 12kV |  | 1.2569
162371109 | STOCKTON A 1109 | UG | 12kV |  | 2.3065
162371110 | STOCKTON A 1110 | UG | 12kV |  | 20.1387
162371111 | STOCKTON A 1111 | UG | 12kV |  | 6.1428
162421101 | STAGG 1101 | UG | 12kV |  | 3.9203
162421103 | STAGG 1103 | UG | 12kV |  | 4.9537
162421105 | STAGG 1105 | UG | 12kV |  | 2.9622
162421106 | STAGG 1106 | UG |  |  | 0.070747
162421106 | STAGG 1106 | UG | 12kV |  | 6.2924
162422103 | STAGG 2103 | UG | 21kV |  | 24.2285
162422104 | STAGG 2104 | UG | 12kV |  | 0.085073
162422104 | STAGG 2104 | UG | 21kV |  | 35.6549
162422105 | STAGG 2105 | UG | 21kV |  | 33.679
162422106 | STAGG 2106 | UG | 21kV |  | 21.5831
162422107 | STAGG 2107 | UG | 21kV |  | 23.3015
162422108 | STAGG 2108 | UG | 21kV |  | 18.7579
162471101 | BANTA 1101 | UG | 12kV |  | 0.21177
162471102 | BANTA 1102 | UG | 12kV |  | 2.7035
162471103 | BANTA 1103 | UG | 12kV |  | 1.1371
162611701 | MANTECA 1701 | UG | 17kV |  | 41.8454
162611702 | MANTECA 1702 | UG | 17kV |  | 15.6125
162611703 | MANTECA 1703 | UG | 17kV |  | 19.7856
162611704 | MANTECA 1704 | UG | 17kV |  | 18.4617
162611705 | MANTECA 1705 | UG | 17kV |  | 14.7245
162611706 | MANTECA 1706 | UG | 17kV |  | 16.8552
162611707 | MANTECA 1707 | UG | 17kV |  | 23.875
162611708 | MANTECA 1708 | UG | 17kV |  | 19.9329
162671101 | WESTLEY 1101 | UG | 12kV |  | 0.85001
162671103 | WESTLEY 1103 | UG | 12kV |  | 3.4945
162701701 | VIERRA 1701 | UG | 17kV |  | 24.017
162701702 | VIERRA 1702 | UG | 17kV |  | 19.96
162701703 | VIERRA 1703 | UG | 17kV |  | 6.8551
162701703 | VIERRA 1703 | UG | 21kV |  | 13.2973
162701706 | VIERRA 1706 | UG | 17kV |  | 16.011
162701706 | VIERRA 1706 | UG | 21kV |  | 25.2481
162701707 | VIERRA 1707 | UG | 17kV |  | 42.2584
162741101 | NEWMAN 1101 | UG | 12kV |  | 1.7593
162741102 | NEWMAN 1102 | UG | 12kV |  | 2.3543
162741105 | NEWMAN 1105 | UG | 12kV |  | 7.4228
162741106 | NEWMAN 1106 | UG | 12kV |  | 14.2485
162771101 | LAMMERS 1101 | UG | 12kV |  | 9.561
162771102 | LAMMERS 1102 | UG | 12kV |  | 18.3573
162771103 | LAMMERS 1103 | UG | 12kV |  | 16.0949
162771105 | LAMMERS 1105 | UG | 12kV |  | 22.6227
162771106 | LAMMERS 1106 | UG | 12kV |  | 23.1255
162771107 | LAMMERS 1107 | UG | 12kV |  | 16.3614
162821701 | STANISLAUS 1701 | UG | 17kV |  | 16.5173
162821702 | STANISLAUS 1702 | UG | 17kV |  | 11.7498
162831702 | SPRING GAP 1702 | UG | 17kV |  | 3.9807
162880402 | TRACY 0402 | UG | 4.16kV |  | 0.062884
162880405 | TRACY 0405 | UG | 4.16kV |  | 0.046368
162881102 | TRACY 1102 | UG | 12kV |  | 8.7526
162881103 | TRACY 1103 | UG | 12kV |  | 17.6804
162881104 | TRACY 1104 | UG | 12kV |  | 1.3161
162881105 | TRACY 1105 | UG | 12kV |  | 19.9714
162881106 | TRACY 1106 | UG | 12kV |  | 6.5116
162881107 | TRACY 1107 | UG | 12kV |  | 13.1321
162881109 | TRACY 1109 | UG | 12kV |  | 14.4549
162881110 | TRACY 1110 | UG | 12kV |  | 6.3185
162881111 | TRACY 1111 | UG | 12kV |  | 6.1925
162881112 | TRACY 1112 | UG | 12kV |  | 20.56
162981702 | VALLEY HOME 1702 | UG | 17kV |  | 1.6795
162981703 | VALLEY HOME 1703 | UG | 4.16kV |  | 0.080548
162981703 | VALLEY HOME 1703 | UG | 17kV |  | 1.9798
162981704 | VALLEY HOME 1704 | UG | 17kV |  | 0.2335
162991101 | CORRAL 1101 | UG | 12kV |  | 5.589
162991102 | CORRAL 1102 | UG | 12kV |  | 15.1591
162991103 | CORRAL 1103 | UG | 12kV |  | 0.19107
162991104 | CORRAL 1104 | UG | 12kV |  | 0.015388
163011101 | MARTELL 1101 | UG | 12kV |  | 11.3241
163011102 | MARTELL 1102 | UG | 12kV |  | 4.6918
163011103 | MARTELL 1103 | UG | 12kV |  | 6.9832
163021102 | TERMINOUS 1102 | UG | 12kV |  | 1.8315
163021103 | TERMINOUS 1103 | UG | 12kV |  | 0.20532
163071101 | CHANNEL 1101 | UG | 12kV |  | 1.3289
163071102 | CHANNEL 1102 | UG | 12kV |  | 2.9651
163081102 | ROUGH AND READY ISLA 1102 | UG | 12kV |  | 18.7471
163091101 | CARBONA 1101 | UG | 12kV |  | 32.7017
163091102 | CARBONA 1102 | UG | 12kV |  | 12.337
163091103 | CARBONA 1103 | UG | 12kV |  | 19.031
163091104 | CARBONA 1104 | UG | 12kV |  | 9.282
163111101 | GUSTINE 1101 | UG | 12kV |  | 2.8708
163111102 | GUSTINE 1102 | UG | 12kV |  | 6.4215
163120401 | COUNTRY CLUB 0401 | UG | 4.16kV |  | 0.53245
163120402 | COUNTRY CLUB 0402 | UG | 4.16kV |  | 1.535
163120403 | COUNTRY CLUB 0403 | UG | 4.16kV |  | 1.3867
163121101 | COUNTRY CLUB 1101 | UG | 12kV |  | 1.5799
163121102 | COUNTRY CLUB 1102 | UG | 12kV |  | 3.552
163121103 | COUNTRY CLUB 1103 | UG | 12kV |  | 2.2948
163121104 | COUNTRY CLUB 1104 | UG | 12kV |  | 2.539
163121105 | COUNTRY CLUB 1105 | UG | 12kV |  | 3.9061
163121106 | COUNTRY CLUB 1106 | UG | 12kV |  | 0.48694
163130401 | EAST STOCKTON 0401 | UG | 4.16kV |  | 0.025696
163130402 | EAST STOCKTON 0402 | UG | 4.16kV |  | 0.0040776
163131101 | EAST STOCKTON 1101 | UG | 12kV |  | 1.319
163131102 | EAST STOCKTON 1102 | UG | 4.16kV |  | 0.0041404
163131102 | EAST STOCKTON 1102 | UG | 12kV |  | 1.1808
163151101 | WATERLOO 1101 | UG | 12kV |  | 0.8047
163151102 | WATERLOO 1102 | UG | 12kV |  | 1.9774
163191711 | RIVERBANK 1711 | UG | 17kV |  | 9.3858
163191712 | RIVERBANK 1712 | UG | 17kV |  | 3.125
163191713 | RIVERBANK 1713 | UG | 17kV |  | 9.8749
163191714 | RIVERBANK 1714 | UG | 17kV |  | 8.0258
163191715 | RIVERBANK 1715 | UG | 17kV |  | 9.2318
163191716 | RIVERBANK 1716 | UG | 17kV |  | 15.4714
163201101 | WEST POINT 1101 | UG | 12kV |  | 5.4699
163201102 | WEST POINT 1102 | UG | 12kV |  | 2.5552
163211101 | MORMON 1101 | UG | 12kV |  | 2.9841
163211102 | MORMON 1102 | UG | 12kV |  | 2.1198
163211103 | MORMON 1103 | UG | 12kV |  | 2.5003
163220402 | STOCKTON ACRES 0402 | UG | 4.16kV |  | 0.1993
163231101 | NORTH BRANCH 1101 | UG | 12kV |  | 6.0586
163240401 | TAR FLAT 0401 | UG | 4.16kV |  | 0.038847
163251101 | CROWS LANDING 1101 | UG | 12kV |  | 0.27877
163251102 | CROWS LANDING 1102 | UG | 12kV |  | 0.33578
163270401 | OAK PARK 0401 | UG | 4.16kV |  | 0.028555
163270402 | OAK PARK 0402 | UG | 4.16kV |  | 0.03059
163281101 | VICTOR 1101 | UG | 12kV |  | 0.66553
163281101 | VICTOR 1101 | UG | 21kV |  | 5.9204
163281102 | VICTOR 1102 | UG | 4.8kV |  | 0.10589
163281102 | VICTOR 1102 | UG | 12kV |  | 2.6975
163291101 | FRENCH CAMP 1101 | UG | 12kV |  | 2.5091
163291102 | FRENCH CAMP 1102 | UG | 12kV |  | 3.2879
163291103 | FRENCH CAMP 1103 | UG | 12kV |  | 0.19406
163291104 | FRENCH CAMP 1104 | UG | 12kV |  | 24.3073
163301101 | HAMMER 1101 | UG | 12kV |  | 2.5571
163301102 | HAMMER 1102 | UG | 12kV |  | 11.472
163301103 | HAMMER 1103 | UG | 12kV |  | 3.6564
163301104 | HAMMER 1104 | UG | 12kV |  | 2.913
163301105 | HAMMER 1105 | UG | 12kV |  | 2.5279
163301106 | HAMMER 1106 | UG | 12kV |  | 7.1916
163301108 | HAMMER 1108 | UG | 12kV |  | 5.6505
163301109 | HAMMER 1109 | UG | 12kV |  | 4.6889
163310401 | HARDING 0401 | UG | 4.16kV |  | 0.55484
163310402 | HARDING 0402 | UG | 4.16kV |  | 0.18388
163310403 | HARDING 0403 | UG | 4.16kV |  | 0.64038
163310404 | HARDING 0404 | UG | 4.16kV |  | 0.035662
163310405 | HARDING 0405 | UG | 4.16kV |  | 0.10524
163310406 | HARDING 0406 | UG | 4.16kV |  | 0.11321
163341101 | CLAY 1101 | UG | 12kV |  | 5.6884
163341102 | CLAY 1102 | UG | 12kV |  | 0.021197
163341103 | CLAY 1103 | UG | 12kV |  | 8.8145
163351701 | CURTIS 1701 | UG | 17kV |  | 8.426
163351702 | CURTIS 1702 | UG | 17kV |  | 8.1853
163351703 | CURTIS 1703 | UG | 17kV |  | 8.0549
163351704 | CURTIS 1704 | UG | 17kV |  | 14.6096
163351705 | CURTIS 1705 | UG | 17kV |  | 8.7089
163451701 | FROGTOWN 1701 | UG | 17kV |  | 9.7953
163451702 | FROGTOWN 1702 | UG | 17kV |  | 19.5885
163481101 | WEBER 1101 | UG | 12kV |  | 7.6025
163481102 | WEBER 1102 | UG | 12kV |  | 10.8107
163481103 | WEBER 1103 | UG | 12kV |  | 3.8257
163481105 | WEBER 1105 | UG | 12kV |  | 2.8706
163481106 | WEBER 1106 | UG | 12kV |  | 0.059145
163481107 | WEBER 1107 | UG | 12kV |  | 7.1546
163481108 | WEBER 1108 | UG | 12kV |  | 11.3239
163481109 | WEBER 1109 | UG | 12kV |  | 7.9034
163481110 | WEBER 1110 | UG | 12kV |  | 4.3992
163481111 | WEBER 1111 | UG | 12kV |  | 0.77871
163481112 | WEBER 1112 | UG | 12kV |  | 0.097558
163481113 | WEBER 1113 | UG | 12kV |  | 12.5575
163481114 | WEBER 1114 | UG | 12kV |  | 7.1396
163541101 | OLETA 1101 | UG | 12kV |  | 6.4983
163541102 | OLETA 1102 | UG | 12kV |  | 5.3556
163561101 | ALPINE 1101 | UG | 12kV |  | 6.5341
163561102 | ALPINE 1102 | UG | 12kV |  | 2.8803
163571701 | AVENA 1701 | UG | 4.16kV |  | 0.19931
163571701 | AVENA 1701 | UG | 17kV |  | 0.99777
163571702 | AVENA 1702 | UG | 17kV |  | 0.58864
163621101 | WEST LANE 1101 | UG | 12kV |  | 6.8608
163621102 | WEST LANE 1102 | UG | 12kV |  | 6.836
163621103 | WEST LANE 1103 | UG | 12kV |  | 7.7439
163621103 | WEST LANE 1103 | UG | 21kV |  | 1.9872
163651101 | CHEROKEE 1101 | UG | 12kV |  | 7.5062
163651102 | CHEROKEE 1102 | UG | 12kV |  | 3.0097
163661701 | MIWUK 1701 | UG | 480V |  | 2.9988
163661701 | MIWUK 1701 | UG | 4.16kV |  | 0.45888
163661701 | MIWUK 1701 | UG | 17kV |  | 4.2357
163661702 | MIWUK 1702 | UG | 4.16kV |  | 0.35697
163661702 | MIWUK 1702 | UG | 17kV |  | 5.019
163682101 | LOCKEFORD 2101 | UG | 12kV |  | 1.888
163682101 | LOCKEFORD 2101 | UG | 21kV |  | 1.2587
163682102 | LOCKEFORD 2102 | UG | 12kV |  | 3.7155
163682102 | LOCKEFORD 2102 | UG | 21kV |  | 1.861
163692101 | SALT SPRINGS 2101 | UG | 12kV |  | 0.086419
163692101 | SALT SPRINGS 2101 | UG | 17kV |  | 10.5678
163692101 | SALT SPRINGS 2101 | UG | 21kV |  | 13.0701
163692102 | SALT SPRINGS 2102 | UG | 17kV |  | 4.9283
163692102 | SALT SPRINGS 2102 | UG | 21kV |  | 12.9935
163701109 | METTLER 1109 | UG | 12kV |  | 2.659
163701110 | METTLER 1110 | UG | 12kV |  | 5.9852
163711701 | COTTLE 1701 | UG | 17kV |  | 20.1775
163711702 | COTTLE 1702 | UG | 17kV |  | 15.1638
163711703 | COTTLE 1703 | UG | 17kV |  | 3.7803
163711704 | COTTLE 1704 | UG | 17kV |  | 11.0841
163711707 | COTTLE 1707 | UG | 17kV |  | 10.8788
163711708 | COTTLE 1708 | UG | 17kV |  | 2.9366
163722104 | MOSHER 2104 | UG | 21kV |  | 30.0613
163722105 | MOSHER 2105 | UG | 21kV |  | 15.4775
163722107 | MOSHER 2107 | UG | 12kV |  | 0.82234
163722107 | MOSHER 2107 | UG | 21kV |  | 18.7092
163722108 | MOSHER 2108 | UG | 21kV |  | 31.7231
163722110 | MOSHER 2110 | UG | 12kV |  | 0.0169
163722110 | MOSHER 2110 | UG | 21kV |  | 13.0155
163722111 | MOSHER 2111 | UG | 12kV |  | 2.6242
163722111 | MOSHER 2111 | UG | 21kV |  | 21.4886
163741102 | HERDLYN 1102 | UG |  |  | 0.12504
163741102 | HERDLYN 1102 | UG | 12kV |  | 18.3065
163741103 | HERDLYN 1103 | UG | 12kV |  | 0.29487
163751101 | PINE GROVE 1101 | UG | 12kV |  | 4.6746
163751102 | PINE GROVE 1102 | UG | 12kV |  | 13.8217
163761703 | RACETRACK 1703 | UG | 17kV |  | 13.1624
163761704 | RACETRACK 1704 | UG | 17kV |  | 1.3295
163781701 | PEORIA 1701 | UG | 17kV |  | 2.9948
163781704 | PEORIA 1704 | UG | 17kV |  | 32.8948
163781705 | PEORIA 1705 | UG | 17kV |  | 6.8443
163801701 | RIPON 1701 | UG | 17kV |  | 12.9094
163801702 | RIPON 1702 | UG |  |  | 0.016667
163801702 | RIPON 1702 | UG | 17kV |  | 14.7965
163801703 | RIPON 1703 | UG | 17kV |  | 13.7128
163801704 | RIPON 1704 | UG | 17kV |  | 1.2423
163881101 | IONE 1101 | UG | 12kV |  | 12.208
163912101 | EIGHT MILE 2101 | UG | 12kV |  | 3.809
163912101 | EIGHT MILE 2101 | UG | 21kV |  | 21.5343
163912102 | EIGHT MILE 2102 | UG | 12kV |  | 4.3181
163912102 | EIGHT MILE 2102 | UG | 21kV |  | 19.562
163912103 | EIGHT MILE 2103 | UG | 21kV |  | 20.8059
163912104 | EIGHT MILE 2104 | UG | 21kV |  | 31.2191
163912105 | EIGHT MILE 2105 | UG | 21kV |  | 27.1692
163912106 | EIGHT MILE 2106 | UG | 12kV |  | 0.32145
163912106 | EIGHT MILE 2106 | UG | 21kV |  | 0.4809
168152101 | TRIDAM POWERHOUSE 2101 | UG | 480V |  | 0.038999
168152101 | TRIDAM POWERHOUSE 2101 | UG | 21kV |  | 0.41027
168881101 | TOKAY 1101 | UG | 12kV |  | 0.00858
182011101 | SALINAS 1101 | UG | 4.16kV |  | 0.13233
182011101 | SALINAS 1101 | UG | 12kV |  | 3.9535
182011102 | SALINAS 1102 | UG | 12kV |  | 15.2996
182011103 | SALINAS 1103 | UG | 12kV |  | 26.7957
182011104 | SALINAS 1104 | UG | 4.16kV |  | 2.2168
182011104 | SALINAS 1104 | UG | 12kV |  | 10.0426
182011105 | SALINAS 1105 | UG | 12kV |  | 25.4422
182011106 | SALINAS 1106 | UG | 12kV |  | 11.1897
182011107 | SALINAS 1107 | UG | 12kV |  | 7.5549
182011108 | SALINAS 1108 | UG | 12kV |  | 3.5071
182011109 | SALINAS 1109 | UG | 12kV |  | 14.5632
182031101 | KING CITY 1101 | UG | 12kV |  | 2.9067
182031102 | KING CITY 1102 | UG | 12kV |  | 2.8335
182031103 | KING CITY 1103 | UG | 12kV |  | 13.2703
182031104 | KING CITY 1104 | UG | 12kV |  | 2.2383
182031105 | KING CITY 1105 | UG | 12kV |  | 6.7743
182031106 | KING CITY 1106 | UG | 12kV |  | 2.4615
182031107 | KING CITY 1107 | UG | 12kV |  | 0.0035577
182031108 | KING CITY 1108 | UG | 12kV |  | 0.0041464
182051114 | SOLEDAD 1114 | UG | 12kV |  | 9.5743
182052101 | SOLEDAD 2101 | UG | 12kV |  | 14.2054
182052101 | SOLEDAD 2101 | UG | 21kV |  | 1.4154
182052102 | SOLEDAD 2102 | UG | 12kV |  | 3.726
182052102 | SOLEDAD 2102 | UG | 21kV |  | 0.33651
182061103 | FAIRWAY 1103 | UG | 12kV |  | 24.8775
182061104 | FAIRWAY 1104 | UG | 12kV |  | 15.5113
182061106 | FAIRWAY 1106 | UG | 12kV |  | 12.9909
182061107 | FAIRWAY 1107 | UG | 12kV |  | 11.2965
182061108 | FAIRWAY 1108 | UG | 12kV |  | 34.4458
182070401 | CAMPHORA 0401 | UG | 4.16kV |  | 0.016638
182071101 | CAMPHORA 1101 | UG | 12kV |  | 2.0087
182082101 | LOS OSITOS 2101 | UG | 12kV |  | 11.7259
182082101 | LOS OSITOS 2101 | UG | 21kV |  | 3.7367
182082102 | LOS OSITOS 2102 | UG | 12kV |  | 0.1018
182082102 | LOS OSITOS 2102 | UG | 21kV |  | 0.13243
182082103 | LOS OSITOS 2103 | UG | 12kV |  | 4.8941
182082103 | LOS OSITOS 2103 | UG | 21kV |  | 5.061
182090401 | MONTEREY 0401 | UG | 4.16kV |  | 0.35063
182090402 | MONTEREY 0402 | UG | 4.16kV |  | 1.06
182090403 | MONTEREY 0403 | UG | 4.16kV |  | 0.1444
182090404 | MONTEREY 0404 | UG | 4.16kV |  | 1.1618
182090405 | MONTEREY 0405 | UG | 4.16kV |  | 0.8074
182131101 | GONZALES 1101 | UG | 12kV |  | 8.6789
182131102 | GONZALES 1102 | UG | 12kV |  | 0.71055
182131103 | GONZALES 1103 | UG | 12kV |  | 2.0112
182131104 | GONZALES 1104 | UG | 12kV |  | 0.57195
182151101 | LOS COCHES 1101 | UG | 12kV |  | 0.29843
182151102 | LOS COCHES 1102 | UG | 12kV |  | 2.1124
182191101 | SAN ARDO 1101 | UG | 12kV |  | 0.29756
182191102 | SAN ARDO 1102 | UG | 12kV |  | 0.97139
182201102 | SPENCE 1102 | UG | 12kV |  | 0.99301
182201103 | SPENCE 1103 | UG | 12kV |  | 0.79929
182201104 | SPENCE 1104 | UG | 12kV |  | 2.8196
182201105 | SPENCE 1105 | UG | 12kV |  | 0.28492
182221101 | DEL MONTE 1101 | UG | 12kV |  | 11.3437
182222102 | DEL MONTE 2102 | UG | 4.16kV |  | 0.015375
182222102 | DEL MONTE 2102 | UG | 12kV |  | 2.9659
182222102 | DEL MONTE 2102 | UG | 21kV |  | 13.1227
182222103 | DEL MONTE 2103 | UG | 4.16kV |  | 0.01531
182222103 | DEL MONTE 2103 | UG | 21kV |  | 17.3356
182222104 | DEL MONTE 2104 | UG | 12kV |  | 44.0879
182222104 | DEL MONTE 2104 | UG | 21kV |  | 59.494
182222105 | DEL MONTE 2105 | UG | 4.16kV |  | 0.0073961
182222105 | DEL MONTE 2105 | UG | 21kV |  | 8.4651
182261101 | BUENA VISTA 1101 | UG | 12kV |  | 0.41074
182261102 | BUENA VISTA 1102 | UG | 12kV |  | 4.0534
182261103 | BUENA VISTA 1103 | UG | 12kV |  | 2.7067
182261104 | BUENA VISTA 1104 | UG | 12kV |  | 5.9422
182261106 | BUENA VISTA 1106 | UG | 4.16kV |  | 0.12333
182261106 | BUENA VISTA 1106 | UG | 12kV |  | 1.7995
182291101 | HATTON 1101 | UG | 12kV |  | 98.7084
182291102 | HATTON 1102 | UG | 12kV |  | 12.4535
182300411 | INDUSTRIAL ACRES 0411 | UG | 4.16kV |  | 0.1796
182300412 | INDUSTRIAL ACRES 0412 | UG | 4.16kV |  | 0.51315
182300413 | INDUSTRIAL ACRES 0413 | UG | 4.16kV |  | 0.36362
182300415 | INDUSTRIAL ACRES 0415 | UG | 4.16kV |  | 0.33581
182331101 | GABILAN 1101 | UG | 12kV |  | 28.0648
182331102 | GABILAN 1102 | UG | 12kV |  | 18.5396
182352103 | CASTROVILLE 2103 | UG | 4.16kV |  | 0.0075758
182352103 | CASTROVILLE 2103 | UG | 12kV |  | 5.6421
182352103 | CASTROVILLE 2103 | UG | 21kV |  | 4.4569
182352104 | CASTROVILLE 2104 | UG | 12kV |  | 4.6414
182352104 | CASTROVILLE 2104 | UG | 21kV |  | 4.5137
182371111 | LAURELES 1111 | UG | 12kV |  | 11.4259
182371112 | LAURELES 1112 | UG | 12kV |  | 8.6401
182381101 | DOLAN ROAD 1101 | UG | 12kV |  | 5.6138
182381103 | DOLAN ROAD 1103 | UG | 12kV |  | 4.0108
182381104 | DOLAN ROAD 1104 | UG | 4.16kV |  | 0.0090874
182381104 | DOLAN ROAD 1104 | UG | 12kV |  | 2.7706
182391103 | OILFIELDS 1103 | UG | 12kV |  | 18.0038
182391103 | OILFIELDS 1103 | UG | 21kV |  | 8.6665
182391104 | OILFIELDS 1104 | UG | 12kV |  | 0.21001
182401101 | FORT ORD 1101 | UG | 12kV |  | 11.4047
182401102 | FORT ORD 1102 | UG | 12kV |  | 0.015499
182402105 | FORT ORD 2105 | UG | 12kV |  | 4.7787
182402105 | FORT ORD 2105 | UG | 21kV |  | 8.6695
182402106 | FORT ORD 2106 | UG | 12kV |  | 13.5648
182402106 | FORT ORD 2106 | UG | 21kV |  | 11.7156
182402107 | FORT ORD 2107 | UG | 12kV |  | 7.52
182402107 | FORT ORD 2107 | UG | 21kV |  | 6.4304
182402108 | FORT ORD 2108 | UG | 12kV |  | 1.4097
182402108 | FORT ORD 2108 | UG | 21kV |  | 0.052863
182440421 | PACIFIC GROVE 0421 | UG | 4.16kV |  | 0.9236
182440422 | PACIFIC GROVE 0422 | UG | 4.16kV |  | 1.3632
182440423 | PACIFIC GROVE 0423 | UG | 4.16kV |  | 0.21377
182440424 | PACIFIC GROVE 0424 | UG | 4.16kV |  | 0.35197
182461101 | BORONDA 1101 | UG | 12kV |  | 2.9187
182461102 | BORONDA 1102 | UG | 12kV |  | 0.72048
182492101 | HOLLISTER 2101 | UG | 21kV |  | 22.9996
182492102 | HOLLISTER 2102 | UG | 21kV |  | 2.7524
182492103 | HOLLISTER 2103 | UG | 21kV |  | 40.08
182492104 | HOLLISTER 2104 | UG | 12kV |  | 0.40186
182492104 | HOLLISTER 2104 | UG | 21kV |  | 15.5737
182492105 | HOLLISTER 2105 | UG | 12kV |  | 4.2796
182492105 | HOLLISTER 2105 | UG | 21kV |  | 30.013
182492106 | HOLLISTER 2106 | UG | 12kV |  | 3.8734
182492106 | HOLLISTER 2106 | UG | 21kV |  | 26.504
182541101 | ATASCADERO 1101 | UG | 12kV |  | 5.012
182541101 | ATASCADERO 1101 | UG | 21kV |  | 4.0162
182541102 | ATASCADERO 1102 | UG | 12kV |  | 4.201
182541103 | ATASCADERO 1103 | UG | 12kV |  | 20.8912
182551101 | CAYUCOS 1101 | UG | 12kV |  | 7.4358
182551102 | CAYUCOS 1102 | UG | 12kV |  | 3.4701
182561101 | CHOLAME 1101 | UG | 12kV |  | 4.7952
182562102 | CHOLAME 2102 | UG | 12kV |  | 0.76171
182562102 | CHOLAME 2102 | UG | 21kV |  | 1.4823
182571101 | DIVIDE 1101 | UG | 12kV |  | 3.2442
182571102 | DIVIDE 1102 | UG | 12kV |  | 29.2214
182571103 | DIVIDE 1103 | UG | 12kV |  | 0.063555
182581105 | GOLDTREE 1105 | UG | 12kV |  | 3.6852
182581107 | GOLDTREE 1107 | UG | 12kV |  | 0.28719
182581108 | GOLDTREE 1108 | UG | 12kV |  | 6.1213
182601102 | OCEANO 1102 | UG | 12kV |  | 18.7121
182601103 | OCEANO 1103 | UG | 12kV |  | 28.4508
182601103 | OCEANO 1103 | UG | 21kV |  | 1.4343
182601104 | OCEANO 1104 | UG | 12kV |  | 32.0005
182601105 | OCEANO 1105 | UG | 12kV |  | 18.7811
182601106 | OCEANO 1106 | UG | 12kV |  | 8.7054
182601108 | OCEANO 1108 | UG | 12kV |  | 9.409
182611101 | PASO ROBLES 1101 | UG | 12kV |  | 6.1724
182611102 | PASO ROBLES 1102 | UG | 12kV |  | 17.0745
182611103 | PASO ROBLES 1103 | UG | 12kV |  | 30.1451
182611104 | PASO ROBLES 1104 | UG | 12kV |  | 12.3522
182611106 | PASO ROBLES 1106 | UG | 21kV |  | 29.2808
182611107 | PASO ROBLES 1107 | UG | 4.16kV |  | 0.0079933
182611107 | PASO ROBLES 1107 | UG | 12kV |  | 18.6262
182611108 | PASO ROBLES 1108 | UG | 12kV |  | 6.8879
182611108 | PASO ROBLES 1108 | UG | 21kV |  | 22.1485
182631101 | SAN LUIS OBISPO 1101 | UG | 12kV |  | 3.8049
182631102 | SAN LUIS OBISPO 1102 | UG | 12kV |  | 8.7089
182631103 | SAN LUIS OBISPO 1103 | UG | 12kV |  | 31.5697
182631104 | SAN LUIS OBISPO 1104 | UG | 12kV |  | 29.9787
182631105 | SAN LUIS OBISPO 1105 | UG | 12kV |  | 4.0253
182631107 | SAN LUIS OBISPO 1107 | UG | 12kV |  | 31.8388
182631108 | SAN LUIS OBISPO 1108 | UG | 12kV |  | 19.766
182661104 | SAN MIGUEL 1104 | UG | 12kV |  | 10.2004
182661105 | SAN MIGUEL 1105 | UG | 12kV |  | 5.1176
182661106 | SAN MIGUEL 1106 | UG | 12kV |  | 1.6773
182661106 | SAN MIGUEL 1106 | UG | 21kV |  | 0.042073
182661107 | SAN MIGUEL 1107 | UG | 12kV |  | 0.19165
182671105 | SANTA MARIA 1105 | UG | 12kV |  | 18.8711
182671106 | SANTA MARIA 1106 | UG | 12kV |  | 13.7002
182671107 | SANTA MARIA 1107 | UG | 12kV |  | 2.1496
182671108 | SANTA MARIA 1108 | UG | 12kV |  | 13.9509
182671109 | SANTA MARIA 1109 | UG | 12kV |  | 8.1157
182671110 | SANTA MARIA 1110 | UG | 12kV |  | 7.9649
182671111 | SANTA MARIA 1111 | UG | 12kV |  | 10.8115
182671112 | SANTA MARIA 1112 | UG |  |  | 0.098127
182671112 | SANTA MARIA 1112 | UG | 12kV |  | 14.4869
182681101 | ZACA 1101 | UG | 12kV |  | 4.805
182681102 | ZACA 1102 | UG | 12kV |  | 26.7041
182721101 | SANTA YNEZ 1101 | UG | 12kV |  | 15.9771
182721102 | SANTA YNEZ 1102 | UG | 12kV |  | 17.7137
182721104 | SANTA YNEZ 1104 | UG | 12kV |  | 25.0794
182731101 | RESERVATION ROAD 1101 | UG | 12kV |  | 14.9682
182731102 | RESERVATION ROAD 1102 | UG | 12kV |  | 25.9613
182742101 | SAN BENITO 2101 | UG | 21kV |  | 12.8253
182742102 | SAN BENITO 2102 | UG | 21kV |  | 1.1411
182742103 | SAN BENITO 2103 | UG | 21kV |  | 0.029573
182742104 | SAN BENITO 2104 | UG | 21kV |  | 5.4988
182771101 | CAMBRIA 1101 | UG | 12kV |  | 3.9041
182771102 | CAMBRIA 1102 | UG | 12kV |  | 7.2483
182801101 | BAYWOOD 1101 | UG | 12kV |  | 2.6642
182811101 | SISQUOC 1101 | UG | 12kV |  | 5.3941
182811102 | SISQUOC 1102 | UG | 12kV |  | 4.2905
182811103 | SISQUOC 1103 | UG | 12kV |  | 0.91453
182811104 | SISQUOC 1104 | UG | 12kV |  | 2.9143
182821101 | MESA 1101 | UG | 12kV |  | 9.0406
182821102 | MESA 1102 | UG | 12kV |  | 1.2384
182821103 | MESA 1103 | UG | 12kV |  | 59.0089
182821104 | MESA 1104 | UG | 12kV |  | 0.6085
182852201 | VIEJO 2201 | UG | 4.16kV |  | 2.0769
182852201 | VIEJO 2201 | UG | 21kV |  | 11.7246
182852202 | VIEJO 2202 | UG | 4.16kV |  | 7.5008
182852202 | VIEJO 2202 | UG | 21kV |  | 14.9078
182852203 | VIEJO 2203 | UG | 4.16kV |  | 1.469
182852203 | VIEJO 2203 | UG | 21kV |  | 3.5371
182852204 | VIEJO 2204 | UG | 4.16kV |  | 0.87356
182852204 | VIEJO 2204 | UG | 21kV |  | 7.8532
182941101 | OTTER 1101 | UG | 12kV |  | 3.1059
182941102 | OTTER 1102 | UG | 12kV |  | 10.8701
182951101 | FOOTHILL 1101 | UG | 12kV |  | 0.012345
182951101 | FOOTHILL 1101 | UG | 21kV |  | 1.9187
182951102 | FOOTHILL 1102 | UG | 12kV |  | 21.2267
182961107 | PRUNEDALE 1107 | UG | 12kV |  | 18.7159
182961110 | PRUNEDALE 1110 | UG | 12kV |  | 19.3188
182971101 | PURISIMA 1101 | UG | 12kV |  | 11.1149
182981102 | JOLON 1102 | UG | 12kV |  | 3.1583
182981102 | JOLON 1102 | UG | 21kV |  | 0.03018
182981103 | JOLON 1103 | UG | 12kV |  | 0.49614
183011101 | MORRO BAY 1101 | UG | 12kV |  | 8.1428
183011102 | MORRO BAY 1102 | UG | 12kV |  | 1.6188
183011102 | MORRO BAY 1102 | UG | 21kV |  | 9.5911
183031101 | PALMER 1101 | UG | 12kV |  | 9.7429
183041101 | BUELLTON 1101 | UG | 12kV |  | 26.6417
183041102 | BUELLTON 1102 | UG | 12kV |  | 22.1644
183052108 | TEMPLETON 2108 | UG | 12kV |  | 0.31818
183052108 | TEMPLETON 2108 | UG | 21kV |  | 8.8836
183052109 | TEMPLETON 2109 | UG | 12kV |  | 10.2178
183052109 | TEMPLETON 2109 | UG | 21kV |  | 18.8511
183052110 | TEMPLETON 2110 | UG | 12kV |  | 15.5144
183052110 | TEMPLETON 2110 | UG | 21kV |  | 21.2323
183052111 | TEMPLETON 2111 | UG | 21kV |  | 13.9369
183052112 | TEMPLETON 2112 | UG | 4.16kV |  | 0.0047348
183052112 | TEMPLETON 2112 | UG | 12kV |  | 3.691
183052112 | TEMPLETON 2112 | UG | 21kV |  | 12.4218
183052113 | TEMPLETON 2113 | UG | 12kV |  | 17.8372
183052113 | TEMPLETON 2113 | UG | 21kV |  | 11.7436
183071101 | PERRY 1101 | UG | 12kV |  | 6.8513
183101103 | CABRILLO 1103 | UG | 12kV |  | 8.2528
183101104 | CABRILLO 1104 | UG | 12kV |  | 5.7362
183150403 | MANZANITA 0403 | UG | 4.16kV |  | 1.177
183150404 | MANZANITA 0404 | UG | 4.16kV |  | 1.4399
183181101 | SAN JUSTO 1101 | UG | 12kV |  | 3.7954
183221111 | TRES PINOS 1111 | UG | 12kV |  | 0.98337
183582101 | BURNS 2101 | UG | 21kV |  | 0.014678
189001101 | DIABLO CANYON 1101 | UG | 12kV |  | 2.5761
189001102 | DIABLO CANYON 1102 | UG | 12kV |  | 2.1613
192021105 | ARCATA 1105 | UG | 12kV |  | 9.0274
192021106 | ARCATA 1106 | UG | 12kV |  | 4.2387
192021121 | ARCATA 1121 | UG | 12kV |  | 6.0693
192021122 | ARCATA 1122 | UG | 12kV |  | 6.6063
192021123 | ARCATA 1123 | UG | 12kV |  | 0.15179
192101101 | MAPLE CREEK 1101 | UG | 12kV |  | 0.16208
192121103 | EUREKA A 1103 | UG | 12kV |  | 0.85833
192121106 | EUREKA A 1106 | UG | 12kV |  | 5.823
192121107 | EUREKA A 1107 | UG | 12kV |  | 3.0138
192151131 | NEWBURG 1131 | UG | 12kV |  | 7.42
192151132 | NEWBURG 1132 | UG | 12kV |  | 11.8232
192151133 | NEWBURG 1133 | UG | 12kV |  | 1.1253
192171101 | WILLOW CREEK 1101 | UG | 12kV |  | 4.0197
192171102 | WILLOW CREEK 1102 | UG | 12kV |  | 1.3587
192171103 | WILLOW CREEK 1103 | UG | 12kV |  | 2.5373
192181101 | BLUE LAKE 1101 | UG | 12kV |  | 0.18755
192181102 | BLUE LAKE 1102 | UG | 12kV |  | 4.481
192221101 | GARBERVILLE 1101 | UG | 12kV |  | 3.2889
192221102 | GARBERVILLE 1102 | UG | 12kV |  | 8.8278
192221103 | GARBERVILLE 1103 | UG | 12kV |  | 1.2587
192231101 | TRINIDAD 1101 | UG | 12kV |  | 2.7128
192231102 | TRINIDAD 1102 | UG | 12kV |  | 3.3816
192251101 | RIO DELL 1101 | UG | 12kV |  | 1.399
192251102 | RIO DELL 1102 | UG | 12kV |  | 7.5834
192261101 | ORICK 1101 | UG | 12kV |  | 0.95855
192261102 | ORICK 1102 | UG | 12kV |  | 1.231
192291121 | CARLOTTA 1121 | UG | 12kV |  | 1.9826
192311141 | FRUITLAND 1141 | UG | 12kV |  | 0.019055
192311142 | FRUITLAND 1142 | UG | 12kV |  | 0.68141
192321121 | FORT SEWARD 1121 | UG | 12kV |  | 0.068974
192321122 | FORT SEWARD 1122 | UG | 12kV |  | 0.12242
192331101 | EUREKA E 1101 | UG | 12kV |  | 1.8117
192331104 | EUREKA E 1104 | UG | 12kV |  | 1.7942
192331105 | EUREKA E 1105 | UG | 12kV |  | 0.29081
192341101 | HUMBOLDT BAY 1101 | UG | 12kV |  | 3.9047
192341102 | HUMBOLDT BAY 1102 | UG | 12kV |  | 11.5833
192361101 | BIG LAGOON 1101 | UG | 12kV |  | 0.50743
192381102 | EEL RIVER 1102 | UG | 12kV |  | 4.4762
192381103 | EEL RIVER 1103 | UG | 12kV |  | 1.2078
192391101 | JANES CREEK 1101 | UG | 12kV |  | 8.6029
192391102 | JANES CREEK 1102 | UG | 12kV |  | 3.8001
192391103 | JANES CREEK 1103 | UG | 12kV |  | 22.5916
192391104 | JANES CREEK 1104 | UG | 12kV |  | 1.6378
192401101 | HOOPA 1101 | UG | 12kV |  | 3.5203
192401101 | HOOPA 1101 | UG | 21kV |  | 8.4938
192411101 | LOW GAP 1101 | UG | 12kV |  | 0.56327
192431108 | HARRIS 1108 | UG | 12kV |  | 7.9679
192431109 | HARRIS 1109 | UG | 12kV |  | 7.1149
192451103 | FAIRHAVEN 1103 | UG | 12kV |  | 0.31486
192451104 | FAIRHAVEN 1104 | UG | 12kV |  | 1.6721
252021101 | ANTELOPE 1101 | UG | 12kV |  | 0.047966
252021102 | ANTELOPE 1102 | UG | 12kV |  | 0.19761
252041101 | AIRWAYS 1101 | UG | 12kV |  | 22.3547
252041102 | AIRWAYS 1102 | UG | 12kV |  | 31.2276
252041103 | AIRWAYS 1103 | UG | 12kV |  | 21.2644
252041104 | AIRWAYS 1104 | UG | 12kV |  | 30.2757
252041105 | AIRWAYS 1105 | UG | 12kV |  | 24.6801
252041106 | AIRWAYS 1106 | UG | 12kV |  | 12.3612
252041107 | AIRWAYS 1107 | UG | 12kV |  | 31.216
252041108 | AIRWAYS 1108 | UG | 12kV |  | 11.5464
252051102 | ASHLAN AVE 1102 | UG | 12kV |  | 1.6078
252051103 | ASHLAN AVE 1103 | UG | 12kV |  | 2.4774
252051104 | ASHLAN AVE 1104 | UG | 12kV |  | 1.7155
252051106 | ASHLAN AVE 1106 | UG | 12kV |  | 3.3623
252051107 | ASHLAN AVE 1107 | UG | 12kV |  | 3.274
252051108 | ASHLAN AVE 1108 | UG | 12kV |  | 2.4332
252051109 | ASHLAN AVE 1109 | UG | 12kV |  | 9.7199
252051111 | ASHLAN AVE 1111 | UG | 12kV |  | 5.2986
252051112 | ASHLAN AVE 1112 | UG | 12kV |  | 15.773
252051113 | ASHLAN AVE 1113 | UG | 12kV |  | 16.258
252051114 | ASHLAN AVE 1114 | UG | 12kV |  | 1.4826
252051116 | ASHLAN AVE 1116 | UG | 12kV |  | 0.65948
252052101 | ASHLAN AVE 2101 | UG | 21kV |  | 11.2571
252052105 | ASHLAN AVE 2105 | UG | 21kV |  | 11.7082
252052110 | ASHLAN AVE 2110 | UG | 21kV |  | 11.6188
252052115 | ASHLAN AVE 2115 | UG | 21kV |  | 4.348
252052117 | ASHLAN AVE 2117 | UG | 21kV |  | 17.6459
252052118 | ASHLAN AVE 2118 | UG | 21kV |  | 6.9165
252052119 | ASHLAN AVE 2119 | UG | 21kV |  | 7.6613
252062109 | SHEPHERD 2109 | UG | 21kV |  | 24.8093
252062110 | SHEPHERD 2110 | UG | 21kV |  | 26.0884
252062111 | SHEPHERD 2111 | UG | 21kV |  | 17.4535
252062112 | SHEPHERD 2112 | UG | 12kV |  | 20.5252
252081101 | TAFT 1101 | UG | 12kV |  | 1.9134
252081103 | TAFT 1103 | UG | 12kV |  | 0.55994
252081104 | TAFT 1104 | UG | 12kV |  | 12.2783
252081106 | TAFT 1106 | UG | 12kV |  | 3.6942
252081108 | TAFT 1108 | UG | 12kV |  | 0.1289
252091101 | CANAL 1101 | UG | 12kV |  | 19.9642
252091102 | CANAL 1102 | UG | 12kV |  | 13.1263
252091103 | CANAL 1103 | UG | 12kV |  | 24.385
252091104 | CANAL 1104 | UG | 12kV |  | 3.4948
252091105 | CANAL 1105 | UG | 12kV |  | 7.1737
252091106 | CANAL 1106 | UG | 12kV |  | 11.7494
252151102 | ANGIOLA 1102 | UG | 12kV |  | 0.47354
252151103 | ANGIOLA 1103 | UG | 12kV |  | 0.45657
252151104 | ANGIOLA 1104 | UG | 12kV |  | 0.32882
252161106 | COALINGA NO 1 1106 | UG | 12kV |  | 2.732
252161107 | COALINGA NO 1 1107 | UG | 12kV |  | 3.7397
252161108 | COALINGA NO 1 1108 | UG | 12kV |  | 8.9208
252161109 | COALINGA NO 1 1109 | UG | 12kV |  | 7.8228
252171101 | CORCORAN 1101 | UG | 12kV |  | 1.2087
252171102 | CORCORAN 1102 | UG | 12kV |  | 1.9194
252171104 | CORCORAN 1104 | UG | 12kV |  | 0.70298
252171106 | CORCORAN 1106 | UG | 12kV |  | 3.6525
252171108 | CORCORAN 1108 | UG | 12kV |  | 5.3602
252171112 | CORCORAN 1112 | UG | 12kV |  | 7.3667
252171116 | CORCORAN 1116 | UG | 12kV |  | 1.9788
252171117 | CORCORAN 1117 | UG | 12kV |  | 1.2088
252171118 | CORCORAN 1118 | UG | 12kV |  | 0.91835
252192101 | BEAR VALLEY 2101 | UG | 12kV |  | 0.25863
252192101 | BEAR VALLEY 2101 | UG | 21kV |  | 0.21728
252192105 | BEAR VALLEY 2105 | UG | 12kV |  | 1.7704
252192105 | BEAR VALLEY 2105 | UG | 21kV |  | 0.016952
252211101 | BIOLA 1101 | UG | 12kV |  | 1.306
252211102 | BIOLA 1102 | UG | 12kV |  | 0.0096769
252211103 | BIOLA 1103 | UG | 12kV |  | 1.7064
252211104 | BIOLA 1104 | UG | 12kV |  | 0.081415
252241102 | KINGSBURG 1102 | UG | 12kV |  | 8.2977
252241108 | KINGSBURG 1108 | UG | 12kV |  | 9.4412
252241110 | KINGSBURG 1110 | UG | 12kV |  | 1.3208
252241111 | KINGSBURG 1111 | UG | 12kV |  | 5.2188
252241112 | KINGSBURG 1112 | UG | 12kV |  | 11.1535
252241113 | KINGSBURG 1113 | UG | 12kV |  | 0.78156
252241114 | KINGSBURG 1114 | UG | 12kV |  | 0.35217
252241116 | KINGSBURG 1116 | UG | 12kV |  | 6.2201
252261101 | LIVINGSTON 1101 | UG | 12kV |  | 1.968
252261102 | LIVINGSTON 1102 | UG | 12kV |  | 0.1122
252261104 | LIVINGSTON 1104 | UG | 12kV |  | 4.129
252261105 | LIVINGSTON 1105 | UG | 12kV |  | 1.6458
252261106 | LIVINGSTON 1106 | UG | 12kV |  | 8.2943
252261106 | LIVINGSTON 1106 | UG | 21kV |  | 0.019474
252281102 | CALIFORNIA AVE 1102 | UG | 12kV |  | 4.8721
252281103 | CALIFORNIA AVE 1103 | UG | 12kV |  | 1.0662
252281104 | CALIFORNIA AVE 1104 | UG | 12kV |  | 0.17923
252281106 | CALIFORNIA AVE 1106 | UG | 12kV |  | 16.884
252281108 | CALIFORNIA AVE 1108 | UG | 12kV |  | 3.6186
252281110 | CALIFORNIA AVE 1110 | UG | 12kV |  | 1.7439
252281111 | CALIFORNIA AVE 1111 | UG | 12kV |  | 2.6633
252281112 | CALIFORNIA AVE 1112 | UG | 12kV |  | 4.2619
252281113 | CALIFORNIA AVE 1113 | UG | 12kV |  | 11.3879
252281114 | CALIFORNIA AVE 1114 | UG | 12kV |  | 2.3101
252281116 | CALIFORNIA AVE 1116 | UG | 12kV |  | 6.9093
252281117 | CALIFORNIA AVE 1117 | UG | 12kV |  | 3.2966
252291102 | PARLIER 1102 | UG | 12kV |  | 9.8311
252291103 | PARLIER 1103 | UG | 12kV |  | 0.80293
252291104 | PARLIER 1104 | UG | 12kV |  | 6.1424
252291105 | PARLIER 1105 | UG | 12kV |  | 0.10885
252301102 | CAMDEN 1102 | UG | 12kV |  | 3.9475
252301103 | CAMDEN 1103 | UG | 12kV |  | 1.0792
252301104 | CAMDEN 1104 | UG | 12kV |  | 0.54353
252301105 | CAMDEN 1105 | UG | 12kV |  | 1.0328
252311101 | MENDOTA 1101 | UG | 12kV |  | 0.16926
252311102 | MENDOTA 1102 | UG | 12kV |  | 3.6422
252311103 | MENDOTA 1103 | UG | 12kV |  | 12.3529
252311104 | MENDOTA 1104 | UG | 12kV |  | 0.40318
252321103 | CARNERAS 1103 | UG | 12kV |  | 0.053137
252341101 | REEDLEY 1101 | UG | 12kV |  | 13.368
252341104 | REEDLEY 1104 | UG | 12kV |  | 2.5738
252341106 | REEDLEY 1106 | UG | 12kV |  | 0.35598
252341110 | REEDLEY 1110 | UG | 12kV |  | 9.5627
252341112 | REEDLEY 1112 | UG | 12kV |  | 4.4187
252351104 | SANGER 1104 | UG | 12kV |  | 16.7926
252351106 | SANGER 1106 | UG | 12kV |  | 4.6429
252351108 | SANGER 1108 | UG | 12kV |  | 13.7952
252351110 | SANGER 1110 | UG | 12kV |  | 4.2555
252351112 | SANGER 1112 | UG | 12kV |  | 0.15477
252351114 | SANGER 1114 | UG | 12kV |  | 6.1761
252351116 | SANGER 1116 | UG | 12kV |  | 6.3343
252351118 | SANGER 1118 | UG | 12kV |  | 16.5701
252361106 | SAN JOAQUIN 1106 | UG | 12kV |  | 2.1154
252361108 | SAN JOAQUIN 1108 | UG | 12kV |  | 2.7178
252361112 | SAN JOAQUIN 1112 | UG | 12kV |  | 2.4669
252371101 | CARUTHERS 1101 | UG | 12kV |  | 0.75185
252371102 | CARUTHERS 1102 | UG | 12kV |  | 3.65
252371104 | CARUTHERS 1104 | UG | 12kV |  | 0.60903
252371105 | CARUTHERS 1105 | UG | 12kV |  | 0.10135
252381105 | COALINGA NO 2 1105 | UG | 12kV |  | 0.89761
252381106 | COALINGA NO 2 1106 | UG | 12kV |  | 1.6195
252381107 | COALINGA NO 2 1107 | UG | 12kV |  | 5.3661
252411104 | COPPERMINE 1104 | UG | 12kV |  | 25.9691
252411106 | COPPERMINE 1106 | UG | 12kV |  | 13.415
252411112 | COPPERMINE 1112 | UG | 12kV |  | 0.015373
252412110 | COPPERMINE 2110 | UG | 21kV |  | 0.019103
252421102 | DAIRYLAND 1102 | UG | 12kV |  | 0.39019
252421105 | DAIRYLAND 1105 | UG | 12kV |  | 0.3687
252421109 | DAIRYLAND 1109 | UG | 12kV |  | 1.5878
252421111 | DAIRYLAND 1111 | UG | 12kV |  | 0.93868
252421112 | DAIRYLAND 1112 | UG | 12kV |  | 0.68823
252421113 | DAIRYLAND 1113 | UG | 12kV |  | 0.96238
252441104 | ELK HILLS 1104 | UG | 12kV |  | 4.2723
252441106 | ELK HILLS 1106 | UG | 12kV |  | 5.6692
252451101 | EL NIDO 1101 | UG | 12kV |  | 0.077216
252451102 | EL NIDO 1102 | UG | 12kV |  | 0.68758
252451103 | EL NIDO 1103 | UG | 12kV |  | 0.36021
252451104 | EL NIDO 1104 | UG | 12kV |  | 0.8556
252451106 | EL NIDO 1106 | UG | 22kV |  | 0.013398
252461101 | FAMOSO 1101 | UG | 12kV |  | 0.19129
252461102 | FAMOSO 1102 | UG | 12kV |  | 0.10799
252461103 | FAMOSO 1103 | UG | 12kV |  | 2.4908
252461105 | FAMOSO 1105 | UG | 12kV |  | 0.10967
252461107 | FAMOSO 1107 | UG | 12kV |  | 0.24441
252521103 | SAN JOAQUIN #2 1103 | UG | 12kV |  | 0.72244
252521103 | SAN JOAQUIN #2 1103 | UG | 21kV |  | 0.013351
252531101 | SAN JOAQUIN #3 1101 | UG | 12kV |  | 1.7637
252531102 | SAN JOAQUIN #3 1102 | UG | 12kV |  | 0.01888
252531102 | SAN JOAQUIN #3 1102 | UG | 21kV |  | 0.010228
252531103 | SAN JOAQUIN #3 1103 | UG | 12kV |  | 1.709
252551104 | TEMBLOR 1104 | UG | 12kV |  | 0.45377
252551104 | TEMBLOR 1104 | UG | 21kV |  | 0.018547
252552103 | TEMBLOR 2103 | UG | 12kV |  | 0.064623
252552103 | TEMBLOR 2103 | UG | 21kV |  | 0.064876
252561101 | KERCKHOFF 1101 | UG | 12kV |  | 0.096197
252611101 | MIDWAY 1101 | UG | 12kV |  | 0.29765
252611102 | MIDWAY 1102 | UG | 12kV |  | 0.29756
252611103 | MIDWAY 1103 | UG | 12kV |  | 2.3902
252611104 | MIDWAY 1104 | UG | 12kV |  | 0.2491
252661101 | GUERNSEY 1101 | UG | 12kV |  | 3.7646
252661102 | GUERNSEY 1102 | UG | 12kV |  | 2.8957
252661103 | GUERNSEY 1103 | UG | 12kV |  | 1.3331
252661104 | GUERNSEY 1104 | UG | 12kV |  | 1.2684
252661105 | GUERNSEY 1105 | UG | 12kV |  | 2.4442
252661106 | GUERNSEY 1106 | UG | 12kV |  | 1.9581
252661108 | GUERNSEY 1108 | UG | 12kV |  | 2.4484
252681102 | HENRIETTA 1102 | UG | 12kV |  | 0.95824
252681104 | HENRIETTA 1104 | UG | 12kV |  | 0.32194
252681106 | HENRIETTA 1106 | UG | 12kV |  | 0.38818
252681108 | HENRIETTA 1108 | UG | 12kV |  | 0.31341
252681110 | HENRIETTA 1110 | UG | 12kV |  | 0.68839
252691104 | INDIAN FLAT 1104 | UG | 12kV |  | 7.27
252691104 | INDIAN FLAT 1104 | UG | 21kV |  | 9.4366
252701104 | KEARNEY 1104 | UG | 12kV |  | 1.0127
252701106 | KEARNEY 1106 | UG | 12kV |  | 0.27769
252701110 | KEARNEY 1110 | UG | 12kV |  | 13.5682
252701113 | KEARNEY 1113 | UG | 12kV |  | 0.080822
252701114 | KEARNEY 1114 | UG | 12kV |  | 6.2919
252711101 | KERMAN 1101 | UG | 12kV |  | 0.31742
252711102 | KERMAN 1102 | UG | 12kV |  | 17.2802
252711103 | KERMAN 1103 | UG | 12kV |  | 7.4292
252711104 | KERMAN 1104 | UG | 12kV |  | 0.35232
252711106 | KERMAN 1106 | UG | 12kV |  | 0.34553
252711108 | KERMAN 1108 | UG | 12kV |  | 13.9305
252721103 | KERN OIL 1103 | UG | 12kV |  | 3.2955
252721104 | KERN OIL 1104 | UG | 12kV |  | 1.4962
252721104 | KERN OIL 1104 | UG | 21kV |  | 0.074759
252721106 | KERN OIL 1106 | UG | 12kV |  | 4.3534
252721106 | KERN OIL 1106 | UG | 21kV |  | 0.0095423
252721107 | KERN OIL 1107 | UG | 12kV |  | 7.3656
252721108 | KERN OIL 1108 | UG | 12kV |  | 15.9503
252721109 | KERN OIL 1109 | UG | 12kV |  | 8.6343
252721110 | KERN OIL 1110 | UG | 12kV |  | 11.0776
252721114 | KERN OIL 1114 | UG | 12kV |  | 3.5246
252721116 | KERN OIL 1116 | UG | 12kV |  | 20.7802
252731101 | KETTLEMAN HILLS 1101 | UG | 12kV |  | 0.3566
252731101 | KETTLEMAN HILLS 1101 | UG | 21kV |  | 0.015665
252732104 | KETTLEMAN HILLS 2104 | UG | 12kV |  | 0.36769
252732104 | KETTLEMAN HILLS 2104 | UG | 21kV |  | 1.3167
252761104 | MADERA 1104 | UG | 12kV |  | 9.2567
252761106 | MADERA 1106 | UG | 12kV |  | 11.4175
252761112 | MADERA 1112 | UG | 12kV |  | 7.0014
252761114 | MADERA 1114 | UG | 12kV |  | 7.0459
252761116 | MADERA 1116 | UG | 12kV |  | 2.3733
252761118 | MADERA 1118 | UG | 12kV |  | 17.3544
252761119 | MADERA 1119 | UG | 12kV |  | 6.2313
252771101 | MAGUNDEN 1101 | UG | 12kV |  | 5.9968
252771101 | MAGUNDEN 1101 | UG | 21kV |  | 0.0039378
252771104 | MAGUNDEN 1104 | UG | 12kV |  | 1.541
252771105 | MAGUNDEN 1105 | UG | 12kV |  | 6.1431
252771106 | MAGUNDEN 1106 | UG | 12kV |  | 6.1313
252771108 | MAGUNDEN 1108 | UG | 12kV |  | 7.184
252772108 | MAGUNDEN 2108 | UG | 12kV |  | 0.10824
252772108 | MAGUNDEN 2108 | UG | 21kV |  | 26.1757
252772109 | MAGUNDEN 2109 | UG | 21kV |  | 5.0913
252781101 | MCKITTRICK 1101 | UG | 12kV |  | 0.20498
252801108 | MERCED 1108 | UG | 12kV |  | 7.574
252801114 | MERCED 1114 | UG | 12kV |  | 3.1511
252801116 | MERCED 1116 | UG | 12kV |  | 5.5535
252802101 | MERCED 2101 | UG | 21kV |  | 18.0495
252802102 | MERCED 2102 | UG | 12kV |  | 0.83415
252802102 | MERCED 2102 | UG | 21kV |  | 9.7132
252811102 | MERCED FALLS 1102 | UG | 12kV |  | 1.3812
252811102 | MERCED FALLS 1102 | UG | 21kV |  | 0.14443
252821101 | OLD RIVER 1101 | UG | 12kV |  | 1.4716
252821102 | OLD RIVER 1102 | UG | 12kV |  | 0.92175
252821103 | OLD RIVER 1103 | UG | 12kV |  | 3.0991
252821104 | OLD RIVER 1104 | UG | 12kV |  | 3.9848
252821105 | OLD RIVER 1105 | UG | 12kV |  | 1.7693
252841101 | OROSI 1101 | UG | 12kV |  | 3.958
252841102 | OROSI 1102 | UG | 12kV |  | 0.0063424
252841103 | OROSI 1103 | UG | 12kV |  | 0.18953
252841104 | OROSI 1104 | UG | 12kV |  | 7.768
252852101 | PINEDALE 2101 | UG | 21kV |  | 37.912
252852102 | PINEDALE 2102 | UG | 21kV |  | 35.8179
252852103 | PINEDALE 2103 | UG | 21kV |  | 15.3766
252852105 | PINEDALE 2105 | UG | 21kV |  | 21.8533
252852106 | PINEDALE 2106 | UG | 21kV |  | 22.2052
252852107 | PINEDALE 2107 | UG | 21kV |  | 13.445
252852109 | PINEDALE 2109 | UG | 21kV |  | 14.7371
252852110 | PINEDALE 2110 | UG | 21kV |  | 20.538
252852111 | PINEDALE 2111 | UG | 21kV |  | 26.7121
252861101 | RIO BRAVO 1101 | UG | 12kV |  | 3.3514
252861102 | RIO BRAVO 1102 | UG | 12kV |  | 5.8577
252861103 | RIO BRAVO 1103 | UG | 12kV |  | 0.8783
252861104 | RIO BRAVO 1104 | UG | 12kV |  | 0.25757
252861104 | RIO BRAVO 1104 | UG | 21kV |  | 5.8896
252861106 | RIO BRAVO 1106 | UG | 12kV |  | 0.74652
252891105 | SCHINDLER 1105 | UG | 12kV |  | 0.49245
252891107 | SCHINDLER 1107 | UG | 12kV |  | 0.43282
252891108 | SCHINDLER 1108 | UG | 12kV |  | 0.97014
252891109 | SCHINDLER 1109 | UG | 12kV |  | 0.89209
252891110 | SCHINDLER 1110 | UG | 12kV |  | 0.96072
252891111 | SCHINDLER 1111 | UG | 12kV |  | 0.34666
252891112 | SCHINDLER 1112 | UG | 12kV |  | 1.4603
252891114 | SCHINDLER 1114 | UG | 12kV |  | 0.74641
252891116 | SCHINDLER 1116 | UG | 12kV |  | 0.31921
252901104 | SEMITROPIC 1104 | UG | 12kV |  | 0.1429
252901106 | SEMITROPIC 1106 | UG | 12kV |  | 0.32528
252901108 | SEMITROPIC 1108 | UG | 12kV |  | 0.052216
252901110 | SEMITROPIC 1110 | UG | 12kV |  | 15.9394
252901112 | SEMITROPIC 1112 | UG | 12kV |  | 0.12155
252921108 | STONE CORRAL 1108 | UG | 12kV |  | 0.62586
252921109 | STONE CORRAL 1109 | UG | 12kV |  | 0.16247
252921110 | STONE CORRAL 1110 | UG | 12kV |  | 0.30101
252931102 | TEJON 1102 | UG | 12kV |  | 12.0713
252931103 | TEJON 1103 | UG | 12kV |  | 0.25271
252931105 | TEJON 1105 | UG | 12kV |  | 0.12424
252931106 | TEJON 1106 | UG | 12kV |  | 1.1618
252941106 | TIVY VALLEY 1106 | UG | 12kV |  | 6.3006
252941107 | TIVY VALLEY 1107 | UG | 12kV |  | 5.3264
252950001 | TULARE LAKE 0001 | UG | 12kV |  | 3.8084
252950001 | TULARE LAKE 0001 | UG | 21kV |  | 0.18822
252951108 | TULARE LAKE 1108 | UG | 12kV |  | 0.015991
252951108 | TULARE LAKE 1108 | UG | 21kV |  | 0.70238
252961101 | WASCO 1101 | UG | 12kV |  | 0.027438
252961102 | WASCO 1102 | UG | 12kV |  | 8.5875
252961104 | WASCO 1104 | UG | 12kV |  | 0.59118
252971101 | WEEDPATCH 1101 | UG | 12kV |  | 5.6573
252971102 | WEEDPATCH 1102 | UG | 12kV |  | 12.6307
252971103 | WEEDPATCH 1103 | UG | 12kV |  | 3.3071
252971106 | WEEDPATCH 1106 | UG | 12kV |  | 0.76747
253141103 | CUYAMA 1103 | UG | 12kV |  | 0.72666
253141104 | CUYAMA 1104 | UG | 12kV |  | 0.15358
253142101 | CUYAMA 2101 | UG | 12kV |  | 0.054265
253142101 | CUYAMA 2101 | UG | 21kV |  | 1.0765
253142102 | CUYAMA 2102 | UG | 21kV |  | 1.0916
253151102 | GIFFEN 1102 | UG | 12kV |  | 0.70378
253151103 | GIFFEN 1103 | UG | 12kV |  | 0.9955
253151103 | GIFFEN 1103 | UG | 21kV |  | 0.34754
253151106 | GIFFEN 1106 | UG | 12kV |  | 0.017986
253151107 | GIFFEN 1107 | UG | 12kV |  | 0.086822
253161106 | HURON 1106 | UG | 12kV |  | 0.42746
253161107 | HURON 1107 | UG | 12kV |  | 0.049229
253161108 | HURON 1108 | UG | 12kV |  | 0.19197
253161109 | HURON 1109 | UG | 12kV |  | 0.049923
253161112 | HURON 1112 | UG | 12kV |  | 6.008
253161116 | HURON 1116 | UG | 12kV |  | 1.218
253181101 | MC FARLAND 1101 | UG | 12kV |  | 8.395
253181102 | MC FARLAND 1102 | UG | 12kV |  | 0.30587
253181104 | MC FARLAND 1104 | UG | 12kV |  | 5.8856
253181105 | MC FARLAND 1105 | UG | 12kV |  | 0.17943
253191101 | SAN BERNARD 1101 | UG | 12kV |  | 0.29846
253191102 | SAN BERNARD 1102 | UG | 12kV |  | 0.069821
253191104 | SAN BERNARD 1104 | UG | 12kV |  | 0.11522
253371101 | BAKERSFIELD 1101 | UG | 12kV |  | 1.2871
253371102 | BAKERSFIELD 1102 | UG | 12kV |  | 0.49722
253371105 | BAKERSFIELD 1105 | UG | 12kV |  | 0.74732
253371106 | BAKERSFIELD 1106 | UG | 4.16kV |  | 0.022625
253371106 | BAKERSFIELD 1106 | UG | 12kV |  | 0.25977
253371107 | BAKERSFIELD 1107 | UG | 12kV |  | 2.3261
253371110 | BAKERSFIELD 1110 | UG | 12kV |  | 5.8098
253371114 | BAKERSFIELD 1114 | UG | 12kV |  | 0.42608
253371115 | BAKERSFIELD 1115 | UG | 12kV |  | 2.2002
253371116 | BAKERSFIELD 1116 | UG | 12kV |  | 1.2606
253371118 | BAKERSFIELD 1118 | UG | 12kV |  | 8.3279
253372104 | BAKERSFIELD 2104 | UG | 21kV |  | 7.017
253372106 | BAKERSFIELD 2106 | UG | 21kV |  | 1.3953
253372108 | BAKERSFIELD 2108 | UG | 21kV |  | 0.15615
253372109 | BAKERSFIELD 2109 | UG | 21kV |  | 4.8229
253391101 | FRUITVALE 1101 | UG | 12kV |  | 0.15984
253391103 | FRUITVALE 1103 | UG | 12kV |  | 10.2722
253391104 | FRUITVALE 1104 | UG | 12kV |  | 18.6729
253391105 | FRUITVALE 1105 | UG | 12kV |  | 0.73023
253391106 | FRUITVALE 1106 | UG | 12kV |  | 11.2284
253392108 | FRUITVALE 2108 | UG | 12kV |  | 0.013697
253392108 | FRUITVALE 2108 | UG | 21kV |  | 3.2815
253401101 | HAMMONDS 1101 | UG | 12kV |  | 0.55714
253401102 | HAMMONDS 1102 | UG | 12kV |  | 0.1952
253401104 | HAMMONDS 1104 | UG | 12kV |  | 0.71658
253411102 | LAKEVIEW 1102 | UG | 12kV |  | 0.42351
253411103 | LAKEVIEW 1103 | UG | 12kV |  | 1.26
253411106 | LAKEVIEW 1106 | UG | 12kV |  | 0.25356
253411107 | LAKEVIEW 1107 | UG | 12kV |  | 0.55275
253422101 | PANAMA 2101 | UG | 12kV |  | 8.3283
253422101 | PANAMA 2101 | UG | 21kV |  | 22.4597
253422102 | PANAMA 2102 | UG | 21kV |  | 26.608
253441101 | CALFLAX 1101 | UG | 12kV |  | 0.37346
253441102 | CALFLAX 1102 | UG | 12kV |  | 0.16748
253441103 | CALFLAX 1103 | UG | 12kV |  | 0.36649
253441104 | CALFLAX 1104 | UG | 12kV |  | 0.033836
253451101 | DEVILS DEN 1101 | UG | 12kV |  | 0.079646
253451102 | DEVILS DEN 1102 | UG | 12kV |  | 0.047834
253461101 | CARRIZO PLAINS 1101 | UG | 12kV |  | 0.54313
253471101 | FIREBAUGH 1101 | UG | 12kV |  | 4.146
253471102 | FIREBAUGH 1102 | UG | 12kV |  | 7.6772
253471103 | FIREBAUGH 1103 | UG | 12kV |  | 2.621
253481101 | WHEELER RIDGE 1101 | UG | 12kV |  | 0.71166
253481102 | WHEELER RIDGE 1102 | UG | 12kV |  | 1.2926
253481103 | WHEELER RIDGE 1103 | UG | 12kV |  | 0.11086
253491110 | LERDO 1110 | UG | 12kV |  | 2.3448
253491111 | LERDO 1111 | UG | 12kV |  | 3.2486
253491112 | LERDO 1112 | UG | 12kV |  | 0.065072
253491113 | LERDO 1113 | UG | 12kV |  | 1.354
253491114 | LERDO 1114 | UG | 12kV |  | 0.6325
253491115 | LERDO 1115 | UG | 12kV |  | 0.24917
253491116 | LERDO 1116 | UG | 12kV |  | 1.0499
253531101 | BOWLES 1101 | UG | 12kV |  | 0.49237
253531102 | BOWLES 1102 | UG | 12kV |  | 0.62341
253531103 | BOWLES 1103 | UG | 12kV |  | 3.7492
253541102 | SANTA RITA 1102 | UG | 12kV |  | 0.42404
253541105 | SANTA RITA 1105 | UG | 12kV |  | 0.31469
253551101 | SMYRNA 1101 | UG | 12kV |  | 0.11256
253551102 | SMYRNA 1102 | UG | 12kV |  | 0.58653
253551104 | SMYRNA 1104 | UG | 12kV |  | 0.25064
253551105 | SMYRNA 1105 | UG | 12kV |  | 0.62424
253551106 | SMYRNA 1106 | UG | 12kV |  | 1.0617
253571101 | BARTON 1101 | UG | 12kV |  | 7.5267
253571102 | BARTON 1102 | UG | 12kV |  | 8.2589
253571104 | BARTON 1104 | UG | 12kV |  | 2.8075
253571105 | BARTON 1105 | UG | 12kV |  | 15.6667
253571106 | BARTON 1106 | UG | 12kV |  | 1.4161
253571108 | BARTON 1108 | UG | 12kV |  | 3.3997
253571109 | BARTON 1109 | UG | 12kV |  | 8.7932
253571110 | BARTON 1110 | UG | 12kV |  | 4.0342
253571111 | BARTON 1111 | UG | 12kV |  | 9.585
253571112 | BARTON 1112 | UG | 12kV |  | 10.9872
253571114 | BARTON 1114 | UG | 12kV |  | 5.7992
253571115 | BARTON 1115 | UG | 12kV |  | 21.2295
253571116 | BARTON 1116 | UG | 12kV |  | 7.9348
253591101 | CANTUA 1101 | UG | 12kV |  | 0.61646
253591102 | CANTUA 1102 | UG | 12kV |  | 0.27396
253591103 | CANTUA 1103 | UG | 12kV |  | 0.35081
253591104 | CANTUA 1104 | UG | 12kV |  | 0.012939
253591105 | CANTUA 1105 | UG | 12kV |  | 0.26961
253591106 | CANTUA 1106 | UG | 12kV |  | 0.041982
253601101 | LEMOORE 1101 | UG | 12kV |  | 12.7218
253601102 | LEMOORE 1102 | UG | 12kV |  | 15.5225
253601103 | LEMOORE 1103 | UG | 12kV |  | 16.5835
253601104 | LEMOORE 1104 | UG | 12kV |  | 3.8686
253601105 | LEMOORE 1105 | UG | 12kV |  | 17.965
253611102 | ATWATER 1102 | UG | 12kV |  | 0.92316
253611103 | ATWATER 1103 | UG | 12kV |  | 15.9076
253611104 | ATWATER 1104 | UG | 12kV |  | 14.9644
253611105 | ATWATER 1105 | UG | 12kV |  | 18.6296
253611106 | ATWATER 1106 | UG | 12kV |  | 13.2386
253611107 | ATWATER 1107 | UG | 12kV |  | 17.6041
253611108 | ATWATER 1108 | UG | 12kV |  | 6.2935
253611108 | ATWATER 1108 | UG | 21kV |  | 0.010505
253642101 | POSO MOUNTAIN 2101 | UG | 12kV |  | 0.017738
253642101 | POSO MOUNTAIN 2101 | UG | 21kV |  | 0.099693
253642104 | POSO MOUNTAIN 2104 | UG | 21kV |  | 0.5072
253651102 | SHAFTER 1102 | UG | 12kV |  | 1.1459
253651103 | SHAFTER 1103 | UG | 12kV |  | 0.78243
253651104 | SHAFTER 1104 | UG | 12kV |  | 6.0586
253651111 | SHAFTER 1111 | UG | 12kV |  | 5.3431
253651112 | SHAFTER 1112 | UG | 12kV |  | 0.72142
253661101 | STROUD 1101 | UG | 12kV |  | 0.23345
253661102 | STROUD 1102 | UG | 12kV |  | 0.67832
253661104 | STROUD 1104 | UG | 12kV |  | 0.40282
253661107 | STROUD 1107 | UG | 12kV |  | 0.91402
253661108 | STROUD 1108 | UG | 12kV |  | 0.94162
253671101 | PANOCHE 1101 | UG | 12kV |  | 1.2158
253671102 | PANOCHE 1102 | UG | 12kV |  | 0.6335
253671103 | PANOCHE 1103 | UG | 12kV |  | 5.7834
253701101 | WESTPARK 1101 | UG | 12kV |  | 1.2824
253701102 | WESTPARK 1102 | UG | 12kV |  | 2.3429
253701103 | WESTPARK 1103 | UG | 12kV |  | 2.1448
253701104 | WESTPARK 1104 | UG | 12kV |  | 2.0897
253701105 | WESTPARK 1105 | UG | 12kV |  | 3.4518
253701106 | WESTPARK 1106 | UG | 2.4kV |  | 0.0037474
253701106 | WESTPARK 1106 | UG | 12kV |  | 2.7145
253701107 | WESTPARK 1107 | UG | 12kV |  | 5.5694
253701108 | WESTPARK 1108 | UG | 12kV |  | 1.0102
253701109 | WESTPARK 1109 | UG | 12kV |  | 7.9989
253701110 | WESTPARK 1110 | UG | 12kV |  | 2.3827
253701111 | WESTPARK 1111 | UG | 12kV |  | 3.5748
253701112 | WESTPARK 1112 | UG | 12kV |  | 1.2052
253711101 | HARDWICK 1101 | UG | 12kV |  | 1.2259
253711102 | HARDWICK 1102 | UG | 12kV |  | 1.0057
253731101 | WEST FRESNO 1101 | UG | 12kV |  | 1.9462
253731102 | WEST FRESNO 1102 | UG | 12kV |  | 5.8591
253731103 | WEST FRESNO 1103 | UG | 12kV |  | 0.54302
253731104 | WEST FRESNO 1104 | UG | 12kV |  | 14.0478
253731105 | WEST FRESNO 1105 | UG | 12kV |  | 2.6268
253731106 | WEST FRESNO 1106 | UG | 12kV |  | 4.8109
253731107 | WEST FRESNO 1107 | UG | 12kV |  | 3.5965
253731108 | WEST FRESNO 1108 | UG | 12kV |  | 5.7016
253731109 | WEST FRESNO 1109 | UG | 12kV |  | 1.7955
253731110 | WEST FRESNO 1110 | UG | 12kV |  | 5.1588
253731111 | WEST FRESNO 1111 | UG | 12kV |  | 8.1293
253731112 | WEST FRESNO 1112 | UG | 12kV |  | 12.4433
253801101 | ARVIN 1101 | UG | 12kV |  | 3.0614
253801102 | ARVIN 1102 | UG | 12kV |  | 0.70934
253801103 | ARVIN 1103 | UG | 12kV |  | 0.24453
253871103 | COPUS 1103 | UG | 12kV |  | 0.2335
253871104 | COPUS 1104 | UG | 12kV |  | 0.23241
253881102 | EL CAPITAN 1102 | UG | 12kV |  | 14.5384
253881102 | EL CAPITAN 1102 | UG | 21kV |  | 0.002641
253881103 | EL CAPITAN 1103 | UG | 12kV |  | 4.1066
253881104 | EL CAPITAN 1104 | UG | 12kV |  | 13.759
253881105 | EL CAPITAN 1105 | UG | 12kV |  | 13.1609
253881106 | EL CAPITAN 1106 | UG | 12kV |  | 8.9617
253882109 | EL CAPITAN 2109 | UG | 21kV |  | 28.7062
253882110 | EL CAPITAN 2110 | UG | 21kV |  | 32.2401
253911102 | LAMONT 1102 | UG | 12kV |  | 1.0647
253911103 | LAMONT 1103 | UG | 12kV |  | 3.2383
253911104 | LAMONT 1104 | UG | 12kV |  | 0.40631
253911105 | LAMONT 1105 | UG | 12kV |  | 0.75017
253911106 | LAMONT 1106 | UG | 12kV |  | 4.8904
253911107 | LAMONT 1107 | UG | 12kV |  | 4.3337
253921101 | MANCHESTER 1101 | UG | 12kV |  | 4.5749
253921102 | MANCHESTER 1102 | UG | 12kV |  | 2.1349
253921103 | MANCHESTER 1103 | UG | 12kV |  | 2.7293
253921104 | MANCHESTER 1104 | UG | 12kV |  | 1.6467
253921105 | MANCHESTER 1105 | UG | 12kV |  | 8.5707
253921106 | MANCHESTER 1106 | UG | 12kV |  | 1.572
253921107 | MANCHESTER 1107 | UG | 12kV |  | 2.0933
253921108 | MANCHESTER 1108 | UG | 12kV |  | 0.52246
253921109 | MANCHESTER 1109 | UG | 12kV |  | 1.7508
253921110 | MANCHESTER 1110 | UG | 12kV |  | 4.356
253921111 | MANCHESTER 1111 | UG | 12kV |  | 2.9888
253921112 | MANCHESTER 1112 | UG | 12kV |  | 3.5479
253931101 | GATES 1101 | UG | 12kV |  | 0.67705
253931102 | GATES 1102 | UG | 12kV |  | 0.33794
253931104 | GATES 1104 | UG | 12kV |  | 0.48465
253931105 | GATES 1105 | UG | 12kV |  | 0.41285
253931106 | GATES 1106 | UG | 12kV |  | 0.59256
253931107 | GATES 1107 | UG | 12kV |  | 0.22588
253931108 | GATES 1108 | UG | 12kV |  | 0.17711
253931109 | GATES 1109 | UG | 12kV |  | 0.13212
253931110 | GATES 1110 | UG | 12kV |  | 0.88452
253951103 | COLUMBUS 1103 | UG | 12kV |  | 4.5059
253951104 | COLUMBUS 1104 | UG | 12kV |  | 4.8107
253951105 | COLUMBUS 1105 | UG | 12kV |  | 7.1099
253951106 | COLUMBUS 1106 | UG | 12kV |  | 1.8842
253951109 | COLUMBUS 1109 | UG | 12kV |  | 21.5179
253951110 | COLUMBUS 1110 | UG | 12kV |  | 6.9557
253961101 | BULLARD 1101 | UG | 12kV |  | 9.0099
253961102 | BULLARD 1102 | UG | 12kV |  | 7.1575
253961103 | BULLARD 1103 | UG | 12kV |  | 3.0343
253961104 | BULLARD 1104 | UG | 12kV |  | 2.6931
253961105 | BULLARD 1105 | UG | 12kV |  | 5.6878
253961106 | BULLARD 1106 | UG | 12kV |  | 3.7519
253961107 | BULLARD 1107 | UG | 12kV |  | 4.1064
253961108 | BULLARD 1108 | UG | 12kV |  | 3.5113
253961109 | BULLARD 1109 | UG | 12kV |  | 4.1264
253961110 | BULLARD 1110 | UG | 12kV |  | 8.7229
253961113 | BULLARD 1113 | UG | 12kV |  | 7.0354
253962111 | BULLARD 2111 | UG | 21kV |  | 10.2679
253962112 | BULLARD 2112 | UG | 21kV |  | 15.5403
253962114 | BULLARD 2114 | UG | 21kV |  | 26.2126
253981102 | EL PECO 1102 | UG | 12kV |  | 0.46748
253981105 | EL PECO 1105 | UG | 12kV |  | 0.44431
253981106 | EL PECO 1106 | UG | 12kV |  | 0.65604
254001103 | ALPAUGH 1103 | UG | 12kV |  | 1.5022
254001104 | ALPAUGH 1104 | UG | 12kV |  | 3.3133
254001106 | ALPAUGH 1106 | UG | 12kV |  | 0.53109
254041101 | DOS PALOS 1101 | UG | 12kV |  | 5.2312
254051101 | SANTA NELLA 1101 | UG | 12kV |  | 3.2341
254051104 | SANTA NELLA 1104 | UG | 12kV |  | 7.598
254061102 | DUNLAP 1102 | UG | 12kV |  | 0.19237
254061102 | DUNLAP 1102 | UG | 21kV |  | 34.961
254061103 | DUNLAP 1103 | UG | 12kV |  | 5.7426
254071105 | STOCKDALE 1105 | UG | 12kV |  | 17.3907
254071106 | STOCKDALE 1106 | UG | 12kV |  | 10.5887
254071108 | STOCKDALE 1108 | UG | 12kV |  | 10.9972
254071109 | STOCKDALE 1109 | UG | 12kV |  | 13.5941
254071109 | STOCKDALE 1109 | UG | 21kV |  | 0.96009
254071110 | STOCKDALE 1110 | UG | 12kV |  | 11.6324
254071111 | STOCKDALE 1111 | UG | 12kV |  | 6.3752
254072105 | STOCKDALE 2105 | UG | 12kV |  | 6.3771
254072105 | STOCKDALE 2105 | UG | 21kV |  | 31.0286
254072106 | STOCKDALE 2106 | UG | 21kV |  | 12.5526
254072107 | STOCKDALE 2107 | UG | 21kV |  | 36.7334
254072108 | STOCKDALE 2108 | UG | 21kV |  | 33.5215
254072109 | STOCKDALE 2109 | UG | 21kV |  | 35.2517
254072110 | STOCKDALE 2110 | UG | 21kV |  | 17.738
254072111 | STOCKDALE 2111 | UG | 21kV |  | 30.3518
254072112 | STOCKDALE 2112 | UG | 12kV |  | 2.9135
254072112 | STOCKDALE 2112 | UG | 21kV |  | 48.2403
254072113 | STOCKDALE 2113 | UG | 21kV |  | 12.8346
254072114 | STOCKDALE 2114 | UG | 21kV |  | 19.2548
254072115 | STOCKDALE 2115 | UG | 21kV |  | 29.5458
254081101 | CLOVIS 1101 | UG | 12kV |  | 17.4517
254081102 | CLOVIS 1102 | UG | 12kV |  | 13.2811
254081103 | CLOVIS 1103 | UG | 12kV |  | 22.2741
254081104 | CLOVIS 1104 | UG | 12kV |  | 23.0693
254081105 | CLOVIS 1105 | UG | 12kV |  | 16.3504
254081106 | CLOVIS 1106 | UG | 12kV |  | 10.7123
254081107 | CLOVIS 1107 | UG | 12kV |  | 19.815
254081108 | CLOVIS 1108 | UG | 12kV |  | 25.39
254082109 | CLOVIS 2109 | UG | 21kV |  | 23.703
254082110 | CLOVIS 2110 | UG | 21kV |  | 7.5095
254082111 | CLOVIS 2111 | UG | 21kV |  | 18.2465
254091102 | DINUBA 1102 | UG | 12kV |  | 11.9832
254091104 | DINUBA 1104 | UG | 12kV |  | 2.5164
254091105 | DINUBA 1105 | UG | 12kV |  | 4.7332
254091106 | DINUBA 1106 | UG | 12kV |  | 2.1631
254101101 | CHOWCHILLA 1101 | UG | 12kV |  | 12.3365
254101102 | CHOWCHILLA 1102 | UG | 12kV |  | 18.7586
254101103 | CHOWCHILLA 1103 | UG | 12kV |  | 2.4638
254101104 | CHOWCHILLA 1104 | UG | 12kV |  | 1.4507
254101105 | CHOWCHILLA 1105 | UG | 12kV |  | 2.0685
254101106 | CHOWCHILLA 1106 | UG | 12kV |  | 1.0811
254121101 | MC CALL 1101 | UG | 12kV |  | 4.81
254121102 | MC CALL 1102 | UG | 12kV |  | 11.0635
254121103 | MC CALL 1103 | UG | 12kV |  | 6.9487
254121104 | MC CALL 1104 | UG | 12kV |  | 10.7912
254121105 | MC CALL 1105 | UG | 12kV |  | 12.2136
254121106 | MC CALL 1106 | UG | 12kV |  | 5.3422
254121107 | MC CALL 1107 | UG | 12kV |  | 8.7609
254121108 | MC CALL 1108 | UG | 12kV |  | 3.3351
254151101 | AUBERRY 1101 | UG | 12kV |  | 14.4117
254151102 | AUBERRY 1102 | UG | 12kV |  | 3.6281
254181101 | RESERVE OIL 1101 | UG | 12kV |  | 0.88335
254201101 | GOOSE LAKE 1101 | UG | 12kV |  | 0.034026
254201103 | GOOSE LAKE 1103 | UG | 12kV |  | 0.27596
254201106 | GOOSE LAKE 1106 | UG | 12kV |  | 0.41214
254202104 | GOOSE LAKE 2104 | UG | 12kV |  | 2.6251
254202104 | GOOSE LAKE 2104 | UG | 21kV |  | 0.96429
254211101 | MARICOPA 1101 | UG | 12kV |  | 0.053103
254211102 | MARICOPA 1102 | UG | 12kV |  | 0.12358
254242103 | FELLOWS 2103 | UG | 12kV |  | 0.030759
254242103 | FELLOWS 2103 | UG | 21kV |  | 0.14209
254242104 | FELLOWS 2104 | UG | 12kV |  | 0.023141
254242104 | FELLOWS 2104 | UG | 21kV |  | 0.33421
254251101 | MALAGA 1101 | UG | 12kV |  | 13.7704
254251102 | MALAGA 1102 | UG | 12kV |  | 4.6279
254251103 | MALAGA 1103 | UG | 12kV |  | 20.316
254251104 | MALAGA 1104 | UG | 12kV |  | 23.2734
254251105 | MALAGA 1105 | UG | 12kV |  | 0.16711
254251106 | MALAGA 1106 | UG | 12kV |  | 6.3344
254251107 | MALAGA 1107 | UG | 12kV |  | 0.47448
254251108 | MALAGA 1108 | UG | 12kV |  | 3.2367
254251109 | MALAGA 1109 | UG | 12kV |  | 10.9461
254251110 | MALAGA 1110 | UG | 12kV |  | 11.7582
254251111 | MALAGA 1111 | UG | 12kV |  | 3.6515
254272107 | CASSIDY 2107 | UG | 12kV |  | 0.6283
254272107 | CASSIDY 2107 | UG | 21kV |  | 0.01556
254272108 | CASSIDY 2108 | UG | 12kV |  | 5.0282
254272108 | CASSIDY 2108 | UG | 21kV |  | 26.6423
254291102 | WELLFIELD 1102 | UG | 12kV |  | 0.21902
254291104 | WELLFIELD 1104 | UG | 12kV |  | 0.031322
254301101 | WILSON 1101 | UG | 12kV |  | 5.2354
254301102 | WILSON 1102 | UG | 12kV |  | 1.3217
254301102 | WILSON 1102 | UG | 21kV |  | 0.0074665
254301103 | WILSON 1103 | UG | 12kV |  | 5.9187
254311105 | ORTIGA 1105 | UG | 12kV |  | 9.8858
254311106 | ORTIGA 1106 | UG | 12kV |  | 11.2914
254401101 | TWISSELMAN 1101 | UG | 12kV |  | 0.070236
254401102 | TWISSELMAN 1102 | UG | 12kV |  | 0.26208
254401104 | TWISSELMAN 1104 | UG | 12kV |  | 0.092744
254402105 | TWISSELMAN 2105 | UG | 21kV |  | 0.39537
254411104 | MC MULLIN 1104 | UG | 12kV |  | 0.38434
254411105 | MC MULLIN 1105 | UG |  |  | 0.010606
254411105 | MC MULLIN 1105 | UG | 12kV |  | 0.83287
254411106 | MC MULLIN 1106 | UG | 12kV |  | 0.59066
254421101 | OAKHURST 1101 | UG | 12kV |  | 14.8168
254421102 | OAKHURST 1102 | UG | 12kV |  | 3.6873
254421103 | OAKHURST 1103 | UG | 12kV |  | 17.585
254432102 | COARSEGOLD 2102 | UG | 12kV |  | 2.1533
254432102 | COARSEGOLD 2102 | UG | 21kV |  | 0.18811
254432103 | COARSEGOLD 2103 | UG | 12kV |  | 0.1359
254432103 | COARSEGOLD 2103 | UG | 21kV |  | 0.66835
254432104 | COARSEGOLD 2104 | UG | 12kV |  | 2.312
254432104 | COARSEGOLD 2104 | UG | 21kV |  | 0.88903
254441105 | RAINBOW 1105 | UG | 12kV |  | 10.6728
254441106 | RAINBOW 1106 | UG | 12kV |  | 10.5934
254452101 | MARIPOSA 2101 | UG | 12kV |  | 0.16527
254452101 | MARIPOSA 2101 | UG | 21kV |  | 2.1754
254452102 | MARIPOSA 2102 | UG | 21kV |  | 3.9842
254461109 | NEWHALL 1109 | UG | 12kV |  | 0.12937
254461111 | NEWHALL 1111 | UG | 12kV |  | 0.37227
254501102 | CHARCA 1102 | UG |  |  | 0.0081647
254501102 | CHARCA 1102 | UG | 12kV |  | 1.2685
254501103 | CHARCA 1103 | UG | 12kV |  | 0.2586
254501106 | CHARCA 1106 | UG | 12kV |  | 11.9261
254531106 | WAHTOKE 1106 | UG | 12kV |  | 9.5227
254531107 | WAHTOKE 1107 | UG | 12kV |  | 10.9923
254531108 | WAHTOKE 1108 | UG | 12kV |  | 0.86029
254531109 | WAHTOKE 1109 | UG | 12kV |  | 10.1914
254531110 | WAHTOKE 1110 | UG | 12kV |  | 12.9087
254531111 | WAHTOKE 1111 | UG | 12kV |  | 1.9862
254541103 | GANSO 1103 | UG | 12kV |  | 1.222
254541104 | GANSO 1104 | UG | 12kV |  | 0.85826
254552102 | FIGARDEN 2102 | UG | 12kV |  | 2.16
254552102 | FIGARDEN 2102 | UG | 21kV |  | 40.4506
254552103 | FIGARDEN 2103 | UG | 21kV |  | 30.9635
254552104 | FIGARDEN 2104 | UG | 21kV |  | 24.0674
254552105 | FIGARDEN 2105 | UG | 21kV |  | 22.1462
254552107 | FIGARDEN 2107 | UG | 21kV |  | 37.7257
254552108 | FIGARDEN 2108 | UG | 21kV |  | 29.0392
254552109 | FIGARDEN 2109 | UG | 21kV |  | 18.5183
254552110 | FIGARDEN 2110 | UG |  |  | 0.25058
254552110 | FIGARDEN 2110 | UG | 21kV |  | 37.4319
254552111 | FIGARDEN 2111 | UG | 21kV |  | 26.2275
254552112 | FIGARDEN 2112 | UG | 12kV |  | 0.71078
254552112 | FIGARDEN 2112 | UG | 21kV |  | 38.6885
254552113 | FIGARDEN 2113 | UG | 12kV |  | 0.0054863
254552113 | FIGARDEN 2113 | UG | 21kV |  | 31.5093
254561103 | TUPMAN 1103 | UG | 12kV |  | 2.2828
254561104 | TUPMAN 1104 | UG | 12kV |  | 1.8584
254561105 | TUPMAN 1105 | UG | 12kV |  | 0.44214
254561106 | TUPMAN 1106 | UG | 12kV |  | 1.5215
254572101 | RENFRO 2101 | UG | 21kV |  | 35.7014
254572102 | RENFRO 2102 | UG | 21kV |  | 23.8055
254572103 | RENFRO 2103 | UG | 12kV |  | 16.8268
254572103 | RENFRO 2103 | UG | 21kV |  | 0.059641
254572105 | RENFRO 2105 | UG | 12kV |  | 9.6821
254572105 | RENFRO 2105 | UG | 21kV |  | 17.9589
254572107 | RENFRO 2107 | UG | 21kV |  | 31.7335
254582101 | 7TH STANDARD 2101 | UG | 21kV |  | 39.5984
254582102 | 7TH STANDARD 2102 | UG | 21kV |  | 17.1469
254582103 | 7TH STANDARD 2103 | UG | 12kV |  | 12.8271
254582104 | 7TH STANDARD 2104 | UG | 21kV |  | 0.70913
254601103 | SAND CREEK 1103 | UG | 12kV |  | 0.029815
254611104 | STOREY 1104 | UG | 12kV |  | 7.4288
254611105 | STOREY 1105 | UG | 12kV |  | 27.9767
254611106 | STOREY 1106 | UG | 12kV |  | 11.0717
254611107 | STOREY 1107 | UG | 12kV |  | 7.3066
254611108 | STOREY 1108 | UG | 12kV |  | 3.55
254611109 | STOREY 1109 | UG | 12kV |  | 10.818
254611109 | STOREY 1109 | UG | 21kV |  | 1.023
254611111 | STOREY 1111 | UG | 12kV |  | 14.2475
254641110 | WRIGHT 1110 | UG | 12kV |  | 0.96499
254681102 | BLACKWELL 1102 | UG | 12kV |  | 0.23477
254682101 | BLACKWELL 2101 | UG | 12kV |  | 0.0066202
254682101 | BLACKWELL 2101 | UG | 21kV |  | 0.0072937
254691101 | NORCO 1101 | UG | 12kV |  | 1.7807
254691102 | NORCO 1102 | UG | 12kV |  | 0.019268
254702103 | CRESSEY 2103 | UG | 12kV |  | 1.0785
254702103 | CRESSEY 2103 | UG | 21kV |  | 0.59681
254702104 | CRESSEY 2104 | UG | 21kV |  | 1.362
254761101 | ROSEDALE 1101 | UG | 12kV |  | 16.8509
254762102 | ROSEDALE 2102 | UG | 21kV |  | 15.8478
254771101 | JACOBS CORNER 1101 | UG | 12kV |  | 3.7695
254771102 | JACOBS CORNER 1102 | UG | 12kV |  | 0.15047
254801101 | RANCHERS COTTON 1101 | UG | 12kV |  | 4.398
254901101 | GALLO 1101 | UG | 12kV |  | 0.056216
254901102 | GALLO 1102 | UG | 12kV |  | 0.064419
254912101 | WOODCHUCK 2101 | UG | 21kV |  | 2.5507
255002101 | AVENAL 2101 | UG | 12kV |  | 0.089555
255002101 | AVENAL 2101 | UG | 21kV |  | 4.3921
255002102 | AVENAL 2102 | UG | 21kV |  | 0.11287
255002103 | AVENAL 2103 | UG | 21kV |  | 0.10862
255121101 | BORDEN 1101 | UG | 12kV |  | 3.6554
255121102 | BORDEN 1102 | UG | 12kV |  | 13.8719
255121103 | BORDEN 1103 | UG | 12kV |  | 2.3832
255262101 | KERN POWER 2101 | UG | 21kV |  | 24.7665
255262102 | KERN POWER 2102 | UG | 21kV |  | 8.3975
255262103 | KERN POWER 2103 | UG | 21kV |  | 32.5329
255262104 | KERN POWER 2104 | UG | 21kV |  | 25.4815
255262105 | KERN POWER 2105 | UG | 21kV |  | 33.2528
255292101 | WOODWARD 2101 | UG |  |  | 0.21816
255292101 | WOODWARD 2101 | UG | 12kV |  | 0.12682
255292101 | WOODWARD 2101 | UG | 21kV |  | 43.6628
255292102 | WOODWARD 2102 | UG | 21kV |  | 34.2725
255292103 | WOODWARD 2103 | UG | 21kV |  | 16.0443
255292104 | WOODWARD 2104 | UG | 21kV |  | 27.9107
255292105 | WOODWARD 2105 | UG | 21kV |  | 27.364
255292106 | WOODWARD 2106 | UG | 21kV |  | 23.9105
255292107 | WOODWARD 2107 | UG | 21kV |  | 15.6964
255292108 | WOODWARD 2108 | UG | 12kV |  | 0.72066
255292108 | WOODWARD 2108 | UG | 21kV |  | 25.2602
255292109 | WOODWARD 2109 | UG | 21kV |  | 29.2595
255322101 | TEVIS 2101 | UG | 12kV |  | 0.11623
255322101 | TEVIS 2101 | UG | 21kV |  | 31.197
255322102 | TEVIS 2102 | UG | 21kV |  | 36.4765
255322103 | TEVIS 2103 | UG | 21kV |  | 11.7894
255322104 | TEVIS 2104 | UG | 21kV |  | 58.3058
255322105 | TEVIS 2105 | UG | 21kV |  | 31.7781
255331101 | SHARON 1101 | UG | 12kV |  | 0.014116
255361104 | LE GRAND 1104 | UG | 12kV |  | 2.6673
255361106 | LE GRAND 1106 | UG | 12kV |  | 0.49465
255361110 | LE GRAND 1110 | UG | 12kV |  | 2.5762
255361112 | LE GRAND 1112 | UG | 12kV |  | 0.25725
255371102 | ORO LOMA 1102 | UG | 12kV |  | 0.73678
255371103 | ORO LOMA 1103 | UG | 12kV |  | 0.73703
255371106 | ORO LOMA 1106 | UG | 12kV |  | 0.31411
255371108 | ORO LOMA 1108 | UG | 12kV |  | 0.061062
255371115 | ORO LOMA 1115 | UG | 12kV |  | 3.9883
255371116 | ORO LOMA 1116 | UG | 12kV |  | 0.95726
255371117 | ORO LOMA 1117 | UG | 12kV |  | 0.69049
255371118 | ORO LOMA 1118 | UG | 12kV |  | 0.59255
255391101 | BONITA 1101 | UG | 12kV |  | 0.39725
255391102 | BONITA 1102 | UG | 12kV |  | 6.7655
255391103 | BONITA 1103 | UG | 12kV |  | 0.055762
255451101 | CAL WATER 1101 | UG | 12kV |  | 0.064587
255451102 | CAL WATER 1102 | UG | 12kV |  | 38.8931
255451103 | CAL WATER 1103 | UG | 12kV |  | 25.5025
258881001 | SO. CAL. EDISON 1001 | UG | 12kV |  | 0.019493
C-L | OAKLAND L | UG | 4.16kV |  | 1.0864
C-X-1 | OAKLAND C -X-1 | UG | 12kV |  | 3.3519
C-X-2 | OAKLAND X -X-2 | UG | 12kV |  | 3.4152
D-K-3-1 | OAKLAND D -3-1 | UG | 12kV |  | 2.39
D-K-3-3 | OAKLAND D -3-3 | UG | 12kV |  | 2.39
D-K-4-1 | OAKLAND D -4-1 | UG | 12kV |  | 2.3924
D-K-4-2 | OAKLAND D -4-2 | UG | 12kV |  | 2.3916
D-K-5-2 | OAKLAND D -5-2 | UG | 12kV |  | 2.4413
D-K-6-1 | OAKLAND D -6-1 | UG |  |  | 0.10769
D-K-6-1 | OAKLAND D -6-1 | UG | 12kV |  | 2.333
D-K-6-2 | OAKLAND D -6-2 | UG |  |  | 0.21473
D-K-6-2 | OAKLAND D -6-2 | UG | 12kV |  | 2.2278
JX-3A |  | UG |  |  | 0.083777
JX-3B |  | UG |  |  | 0.080688
y-1123 |  | UG |  |  | 0.028709

## DPCache_Transmission GIS (hidden)
TLINE_NAME | RATEDKV | High Fire Threat District | SUM_LEN_MI
230KV CAP BANK TIE LINE | 230 |  | 0.27354
7TH STANDARD-KERN | 115 |  | 6.7529
ADOBE SW STA-LAMONT | 115 |  | 21.2033
AEC SITE #1 TAP | 115 |  | 1.6049
AEC SITE #2 TAP | 115 |  | 2.1598
AERA ENERGY TAP | 70 |  | 0.34774
AGNEW TAP | 115 |  | 1.3024
AIR PRODUCTS TAP | 115 |  | 0.28596
ALMADEN-LOS GATOS | 60 |  | 6.381
ALMENDRA JCT-NICOLAUS | 60 |  | 24.8964
AMERIGAS TAP | 115 |  | 0.4912
AMES DISTRIBUTION-AMES | 115 |  | 0.097411
AMFOR TAP | 60 |  | 1.0847
ANTELOPE TAP | 70 |  | 4.329
APPLE HILL #1 TAP | 115 | Tier 2 - Elevated | 1.4187
APPLE HILL #2 TAP | 115 | Tier 2 - Elevated | 1.4269
APPLIED MATERIALS-BRITTON | 115 |  | 0.46961
ARBUCKLE TAP | 60 |  | 0.81663
ARBURUA TAP | 70 |  | 3.5704
ARCATA-HUMBOLDT | 60 |  | 7.279
ARCO-CARNERAS | 70 |  | 18.0439
ARCO-CHOLAME | 70 |  | 21.9411
ARCO-CHOLAME | 70 | Tier 2 - Elevated | 4.7988
ARCO-MIDWAY | 230 |  | 43.3601
ARCO-POLONIO PASS PP | 70 |  | 14.0139
ARCO-POLONIO PASS PP | 70 | Tier 2 - Elevated | 7.2566
ARCO-TULARE LAKE | 70 |  | 16.106
ARCO-TWISSELMAN | 70 |  | 6.4565
ARMSTRONG TAP | 70 |  | 0.44147
ARVIN EDISON TAP | 115 |  | 1.0636
ATASCADERO-CAYUCOS | 70 |  | 2.8406
ATASCADERO-CAYUCOS | 70 | Tier 2 - Elevated | 3.594
ATASCADERO-CAYUCOS | 70 | Tier 3 - Extreme | 5.3617
ATASCADERO-SAN LUIS OBISPO | 70 |  | 4.362
ATASCADERO-SAN LUIS OBISPO | 70 | Tier 2 - Elevated | 7.8102
ATASCADERO-SAN LUIS OBISPO | 70 | Tier 3 - Extreme | 3.3011
ATLANTIC-GOLD HILL | 230 |  | 11.1132
ATLANTIC-PLEASANT GROVE #1 | 115 |  | 5.3318
ATLANTIC-PLEASANT GROVE #2 | 115 |  | 5.3642
ATWATER-CRESSEY | 115 |  | 5.9063
ATWATER-EL CAPITAN | 115 |  | 7.3093
ATWATER-LIVINGSTON-MERCED | 115 |  | 24.2626
AUBERRY TAP | 70 | Tier 2 - Elevated | 2.2896
AUBURN TAP | 60 |  | 0.74731
AVENAL TAP | 70 |  | 5.4044
BADGER CREEK (PSE) TAP | 115 |  | 1.0698
BADGER HILL TAP | 70 |  | 1.5603
BAHIA-MORAGA | 230 |  | 10.3696
BAHIA-MORAGA | 230 | Tier 2 - Elevated | 12.2512
BAHIA-MORAGA | 230 | Tier 3 - Extreme | 4.3004
BAIR-BELMONT | 115 |  | 3.639
BAIR-COOLEY LANDING #1 | 60 |  | 5.5548
BAIR-COOLEY LANDING #2 | 60 |  | 5.5998
BAKERSFIELD #1 TAP | 230 |  | 7.285
BALCH-MCCALL | 230 |  | 19.5535
BALCH-MCCALL | 230 | Tier 2 - Elevated | 20.2024
BALCH-SANGER | 115 |  | 15.7625
BALCH-SANGER | 115 | Tier 2 - Elevated | 19.8627
BARKER SLOUGH TAP | 115 |  | 1.6167
BARTON-AIRWAYS-SANGER | 115 |  | 11.6471
BASALT #1 TAP | 60 |  | 1.1797
BEALE AFB (WAPA) #1 TAP | 60 | Tier 2 - Elevated | 0.10843
BEALE AFB (WAPA) #2 TAP | 60 | Tier 2 - Elevated | 0.14031
BEAR MTN TAP | 115 |  | 1.2683
BEARDSLEY TAP | 115 |  | 0.03133
BEARDSLEY TAP | 115 | Tier 2 - Elevated | 0.01454
BEARDSLEY TAP | 115 | Tier 3 - Extreme | 2.1498
BELDEN TAP | 230 | Tier 2 - Elevated | 0.018444
BELL-PLACER | 115 |  | 5.0774
BELL-PLACER | 115 | Tier 2 - Elevated | 2.859
BELLE HAVEN #1 TAP | 60 |  | 0.42393
BELLE HAVEN #2 TAP | 60 |  | 0.40519
BELLOTA-COTTLE | 230 |  | 19.8676
BELLOTA-RIVERBANK-MELONES SW STA | 115 |  | 13.3643
BELLOTA-RIVERBANK-MELONES SW STA | 115 | Tier 2 - Elevated | 11.1944
BELLOTA-TESLA #2 | 230 |  | 37.9431
BELLOTA-WARNERVILLE | 230 |  | 22.4682
BELLOTA-WEBER | 230 |  | 14.2625
BELRIDGE TAP | 115 |  | 6.9368
BERRENDA A TAP | 70 |  | 2.2535
BERRENDA C TAP | 70 |  | 1.8688
BIG BEND-CLAYTON #1 | 115 |  | 0.019078
BIOLA-GLASS-MADERA | 70 |  | 18.8285
BIRDS LANDING SW STA-CONTRA COSTA PP | 230 |  | 10.2038
BIRDS LANDING SW STA-CONTRA COSTA SUB | 230 |  | 9.4625
BIRDS LANDING SW STA-RUSSELL | 230 |  | 0.11369
BIRDS LANDING SW STA-SHILOH | 230 |  | 0.10635
BIXLER TAP | 60 |  | 0.54659
BLACK TAP | 230 | Tier 2 - Elevated | 0.50995
BLUE CHIP MILLING TAP | 60 |  | 0.42218
BLUE LAKE TAP | 60 |  | 3.704
BOGUE-RIO OSO | 115 |  | 21.2441
BOLLMAN #1 TAP | 115 |  | 2.1369
BOLLMAN #2 TAP | 115 |  | 2.1914
BOLTHOUSE FARMS TAP | 115 |  | 0.11312
BONITA TAP | 70 |  | 3.0373
BORDEN-COPPERMINE | 70 |  | 19.9428
BORDEN-GLASS | 70 |  | 6.6394
BORDEN-GREGG #1 | 230 |  | 6.2187
BORDEN-GREGG #2 | 230 |  | 6.208
BORDEN-LOTUS PV | 70 |  | 0.16079
BORDEN-MADERA #1 | 70 |  | 4.9137
BORDEN-MADERA #2 | 70 |  | 5.8147
BOSWELL TAP | 70 |  | 1.3935
BRENTWOOD-KELSO | 230 |  | 11.214
BRENTWOOD-KELSO | 230 | Tier 2 - Elevated | 5.1994
BRICEBURG JCT-MARIPOSA TAP | 70 | Tier 2 - Elevated | 7.7792
BRIDGEVILLE-COTTONWOOD | 115 |  | 6.0437
BRIDGEVILLE-COTTONWOOD | 115 | Tier 2 - Elevated | 79.0216
BRIDGEVILLE-COTTONWOOD | 115 | Tier 3 - Extreme | 0.99672
BRIDGEVILLE-GARBERVILLE | 60 |  | 19.2221
BRIDGEVILLE-GARBERVILLE | 60 | Tier 2 - Elevated | 7.1354
BRIDGEVILLE-GARBERVILLE | 60 | Tier 3 - Extreme | 9.7979
BRIGHTON-BELLOTA | 230 |  | 42.5104
BRIGHTON-CLAYTON #1 | 115 | Tier 2 - Elevated | 1.4309
BRIGHTON-CLAYTON #2 | 115 | Tier 2 - Elevated | 1.4305
BRIGHTON-DAVIS | 115 |  | 60.09
BRIGHTON-GRAND ISLAND #1 | 115 |  | 25.1315
BRIGHTON-GRAND ISLAND #2 | 115 |  | 25.176
BRIONES TAP | 60 |  | 2.4926
BRIONES TAP | 60 | Tier 2 - Elevated | 4.2924
BRIONES TAP | 60 | Tier 3 - Extreme | 0.21865
BRITTON-MONTA VISTA | 115 |  | 7.1707
BRUNSWICK #1 TAP | 115 |  | 0.4282
BRUNSWICK #1 TAP | 115 | Tier 2 - Elevated | 0.60721
BRUNSWICK #1 TAP | 115 | Tier 3 - Extreme | 5.9453
BRUNSWICK #2 TAP | 115 |  | 0.39906
BRUNSWICK #2 TAP | 115 | Tier 2 - Elevated | 0.63455
BRUNSWICK #2 TAP | 115 | Tier 3 - Extreme | 5.9654
BUCKS CREEK-ROCK CREEK-CRESTA | 230 | Tier 2 - Elevated | 9.3028
BUCKS CREEK-ROCK CREEK-CRESTA | 230 | Tier 3 - Extreme | 0.067288
BUELLTON TAP | 115 |  | 0.36387
BUELLTON TAP | 115 | Tier 2 - Elevated | 1.3878
BUENA VISTA BIOMASS POWER TAP | 60 |  | 0.69188
BUENA VISTA BIOMASS POWER TAP | 60 | Tier 2 - Elevated | 0.32003
BUENA VISTA PUMPING PLANT #1 TAP | 230 |  | 1.1812
BUENA VISTA PUMPING PLANT #2 TAP | 230 |  | 1.2089
BURNEY FOREST PRODUCTS TAP | 230 |  | 0.042169
BURNEY TAP | 60 |  | 1.0869
BURNS-LONE STAR #1 | 60 | Tier 2 - Elevated | 2.2078
BURNS-LONE STAR #1 | 60 | Tier 3 - Extreme | 3.2284
BURNS-LONE STAR #2 | 60 | Tier 2 - Elevated | 1.4036
BURNS-LONE STAR #2 | 60 | Tier 3 - Extreme | 4.9034
BUTTE-CHICO #1 | 60 |  | 0.78989
BUTTE-CHICO #2 | 60 |  | 0.73724
BUTTE-ESQUON | 60 |  | 9.8727
BUTTE-SYCAMORE CREEK | 115 |  | 18.1673
BUTTE VALLEY-CARIBOU | 115 |  | 0.345
BUTTE VALLEY-CARIBOU | 115 | Tier 2 - Elevated | 7.0921
CABRILLO-SANTA YNEZ SW STA | 115 |  | 1.4082
CABRILLO-SANTA YNEZ SW STA | 115 | Tier 2 - Elevated | 13.1819
CACHE SLOUGH TAP | 60 |  | 6.8476
CADET TAP | 70 |  | 0.12383
CAL PEAK-VACA | 115 |  | 0.11461
CAL WATER TAP | 115 |  | 2.1489
CALIENTE SW STA-MIDWAY #1 | 230 |  | 27.165
CALIENTE SW STA-MIDWAY #2 | 230 |  | 27.1645
CALIFORNIA AVE-KEARNEY | 70 |  | 3.1979
CALIFORNIA AVE-MCCALL | 115 |  | 23.6582
CALIFORNIA FLATS SW STA-GATES | 230 |  | 21.0838
CALIFORNIA FLATS SW STA-GATES | 230 | Tier 2 - Elevated | 1.5001
CALLENDER SW STA-MESA | 115 |  | 8.1504
CALLENDER SW STA-MESA | 115 | Tier 2 - Elevated | 5.6148
CALVO TAP | 60 |  | 0.54164
CAMANCHE PUMPING PLANT TAP | 230 |  | 0.45038
CAMANCHE TAP | 115 |  | 6.7118
CAMDEN-KINGSBURG | 70 |  | 14.928
CAMP EVERS-PAUL SWEET | 115 |  | 0.62313
CAMP EVERS-PAUL SWEET | 115 | Tier 3 - Extreme | 4.5947
CANANDAIGUA WINERY TAP | 70 |  | 0.29425
CANTUA TAP | 115 |  | 1.8269
CAPE HORN TAP | 60 | Tier 2 - Elevated | 0.31076
CARBERRY SW STA-ROUND MTN | 230 | Tier 2 - Elevated | 12.3618
CARBERRY SW STA-ROUND MTN | 230 | Tier 3 - Extreme | 0.2493
CARBONA #2 TAP | 60 |  | 5.6405
CARIBOU-PALERMO | 115 |  | 5.0535
CARIBOU-PALERMO | 115 | Tier 2 - Elevated | 36.3104
CARIBOU-PALERMO | 115 | Tier 3 - Extreme | 13.6856
CARIBOU-PLUMAS JCT | 60 |  | 2.1976
CARIBOU-PLUMAS JCT | 60 | Tier 2 - Elevated | 0.97163
CARIBOU-TABLE MTN | 230 |  | 5.8985
CARIBOU-TABLE MTN | 230 | Tier 2 - Elevated | 39.349
CARIBOU-TABLE MTN | 230 | Tier 3 - Extreme | 9.0896
CARIBOU-WESTWOOD | 60 |  | 1.0543
CARIBOU-WESTWOOD | 60 | Tier 2 - Elevated | 20.0447
CARIBOU #2 | 60 |  | 2.8752
CARIBOU #2 | 60 | Tier 2 - Elevated | 38.3401
CARIBOU #2 | 60 | Tier 3 - Extreme | 0.79042
CARNATION TAP | 70 |  | 0.60809
CARNERAS-TAFT | 70 |  | 34.9185
CARQUINEZ #1 TAP | 115 |  | 0.50579
CARQUINEZ #2 TAP | 115 |  | 0.51653
CARRIZO PLAINS TAP | 115 |  | 0.044755
CARUTHERS-LEMOORE NAS-CAMDEN | 70 |  | 25.1662
CASCADE-BENTON-DESCHUTES | 60 |  | 6.4062
CASCADE-BENTON-DESCHUTES | 60 | Tier 2 - Elevated | 9.573
CASCADE-COTTONWOOD | 115 |  | 7.2885
CASCADE-COTTONWOOD | 115 | Tier 2 - Elevated | 12.1718
CASTAIC TAP | 70 | Tier 2 - Elevated | 0.020208
CAWELO B TAP | 70 |  | 0.40281
CAWELO C TAP | 115 |  | 1.335
CAYUCOS-CAMBRIA | 70 |  | 10.0341
CAYUCOS-CAMBRIA | 70 | Tier 2 - Elevated | 7.6962
CELERON TAP | 70 |  | 0.038844
CENTERVILLE-TABLE MTN | 60 |  | 13.5935
CENTERVILLE-TABLE MTN | 60 | Tier 2 - Elevated | 3.8142
CENTERVILLE-TABLE MTN | 60 | Tier 3 - Extreme | 4.098
CENTERVILLE-TABLE MTN-OROVILLE | 60 |  | 15.92
CENTERVILLE-TABLE MTN-OROVILLE | 60 | Tier 2 - Elevated | 6.3399
CENTERVILLE-TABLE MTN-OROVILLE | 60 | Tier 3 - Extreme | 3.8456
CERTAINTEED TAP | 115 |  | 2.5272
CHARCA-FAMOSO | 115 |  | 7.1478
CHCF TAP | 115 |  | 2.9988
CHENEY #1 TAP | 115 |  | 4.104
CHENEY #2 TAP | 115 |  | 1.9669
CHEVRON (LOST HILLS) TAP | 70 |  | 14.7546
CHEVRON PIPELINE KETTLEMAN TAP | 70 |  | 1.17
CHINESE CAMP (ULTRA POWER) TAP | 115 |  | 0.54185
CHINESE CAMP (ULTRA POWER) TAP | 115 | Tier 2 - Elevated | 1.5446
CHOWCHILLA-KERCKHOFF | 115 |  | 33.0279
CHOWCHILLA-KERCKHOFF | 115 | Tier 2 - Elevated | 9.4957
CHOWCHILLA #1 TAP | 115 |  | 1.2371
CHRISTIE-FRANKLIN #1 | 60 |  | 3.165
CHRISTIE-FRANKLIN #1 | 60 | Tier 2 - Elevated | 1.8453
CHRISTIE-FRANKLIN #2 | 60 |  | 1.5973
CHRISTIE-FRANKLIN #2 | 60 | Tier 2 - Elevated | 1.8399
CHRISTIE-FRANKLIN #2 (12KV) | 60 |  | 1.628
CHRISTIE-SOBRANTE | 115 |  | 0.10061
CHRISTIE-SOBRANTE | 115 | Tier 2 - Elevated | 7.7395
CHRISTIE-WILLOW PASS | 60 |  | 12.0937
CHRISTIE-WILLOW PASS | 60 | Tier 2 - Elevated | 3.8333
CHUALAR TAP | 60 |  | 1.4265
CIC TAP | 60 |  | 0.12737
CISCO GROVE TAP | 60 |  | 0.34087
CITY #1 TAP | 115 |  | 0.068192
CITY #2 TAP | 115 |  | 1.3698
CLAY-MARTEL | 60 |  | 0.95709
CLAY-MARTEL | 60 | Tier 2 - Elevated | 7.4859
CLAYTON-MEADOW LANE | 115 |  | 7.0564
CLEAR LAKE-HOPLAND | 60 |  | 4.2048
CLEAR LAKE-HOPLAND | 60 | Tier 2 - Elevated | 7.3306
CLEAR LAKE-KONOCTI | 60 |  | 6.0555
CLEAR LAKE-KONOCTI | 60 | Tier 2 - Elevated | 4.9379
COALINGA #1-COALINGA #2 | 70 |  | 8.6124
COALINGA #1-SAN MIGUEL | 70 |  | 20.5647
COALINGA #1-SAN MIGUEL | 70 | Tier 2 - Elevated | 17.4476
COALINGA COGEN TAP | 70 |  | 4.9079
COBURN-BASIC ENERGY | 60 |  | 3.3875
COBURN-LAS AGUILAS SW STA | 230 |  | 22.8057
COBURN-LAS AGUILAS SW STA | 230 | Tier 2 - Elevated | 41.1601
COBURN-OIL FIELDS #1 | 60 |  | 29.4629
COBURN-OIL FIELDS #2 | 60 |  | 31.0521
COGENERATION NATIONAL TAP | 60 |  | 0.56367
COLEMAN-COTTONWOOD | 60 |  | 7.4708
COLEMAN-COTTONWOOD | 60 | Tier 2 - Elevated | 1.1098
COLEMAN-RED BLUFF | 60 |  | 28.0493
COLEMAN-RED BLUFF | 60 | Tier 2 - Elevated | 20.2519
COLEMAN-SOUTH | 60 | Tier 2 - Elevated | 13.383
COLEMAN HATCHERY TAP | 60 |  | 0.56357
COLES LEVEE TAP | 115 |  | 0.21864
COLGATE-ALLEGHANY | 60 | Tier 2 - Elevated | 4.6108
COLGATE-ALLEGHANY | 60 | Tier 3 - Extreme | 19.912
COLGATE-CHALLENGE | 60 | Tier 2 - Elevated | 1.4265
COLGATE-CHALLENGE | 60 | Tier 3 - Extreme | 11.6181
COLGATE-GRASS VALLEY | 60 |  | 1.2607
COLGATE-GRASS VALLEY | 60 | Tier 2 - Elevated | 10.0361
COLGATE-GRASS VALLEY | 60 | Tier 3 - Extreme | 1.8723
COLGATE-PALERMO | 60 |  | 0.9245
COLGATE-PALERMO | 60 | Tier 2 - Elevated | 21.7246
COLGATE-RIO OSO | 230 |  | 29.025
COLGATE-RIO OSO | 230 | Tier 2 - Elevated | 11.8625
COLGATE-SMARTVILLE #1 | 60 | Tier 2 - Elevated | 11.2583
COLGATE-SMARTVILLE #2 | 60 | Tier 2 - Elevated | 11.188
COLGATE PH-COLGATE SW STA | 60 | Tier 2 - Elevated | 0.1869
COLLINS PINE TAP | 60 |  | 0.91021
COLLINS PINE TAP | 60 | Tier 2 - Elevated | 0.085684
COLUMBIA SOLAR 115kV TAP | 115 |  | 0.51281
COLUSA JCT #1 | 60 |  | 16.9816
CONTRA COSTA-BALFOUR | 60 |  | 11.5474
CONTRA COSTA-BRENTWOOD | 230 |  | 10.0629
CONTRA COSTA-DELTA SWITCHYARD | 230 |  | 13.2697
CONTRA COSTA-DELTA SWITCHYARD | 230 | Tier 2 - Elevated | 5.1937
CONTRA COSTA-LAS POSITAS | 230 |  | 11.9619
CONTRA COSTA-LAS POSITAS | 230 | Tier 2 - Elevated | 10.9842
CONTRA COSTA-LAS POSITAS | 230 | Tier 3 - Extreme | 0.88038
CONTRA COSTA-LONE TREE | 230 |  | 5.6109
CONTRA COSTA-MORAGA #1 | 230 |  | 11.0965
CONTRA COSTA-MORAGA #1 | 230 | Tier 2 - Elevated | 11.3597
CONTRA COSTA-MORAGA #1 | 230 | Tier 3 - Extreme | 4.3022
CONTRA COSTA-MORAGA #2 | 230 |  | 11.1248
CONTRA COSTA-MORAGA #2 | 230 | Tier 2 - Elevated | 11.3276
CONTRA COSTA-MORAGA #2 | 230 | Tier 3 - Extreme | 4.3815
CONTRA COSTA-PITTSBURG | 60 |  | 6.2834
CONTRA COSTA-SHELL CHEMICAL#1(21KV) | 60 |  | 9.553
CONTRA COSTA #1 | 115 |  | 11.1513
CONTRA COSTA #2 | 115 |  | 1.4095
CONTRA COSTA PP-CONTRA COSTA SUB | 230 |  | 1.8892
COOLEY LANDING-LOS ALTOS | 60 |  | 14.8839
COOLEY LANDING-LOS ALTOS (I2KV) | 60 |  | 1.4065
COOLEY LANDING-PALO ALTO | 115 |  | 2.7239
COOLEY LANDING-STANFORD | 60 |  | 6.0359
COPPERMINE-TIVY VALLEY | 70 |  | 23.1161
COPPERMINE-TIVY VALLEY | 70 | Tier 2 - Elevated | 0.89062
COPUS-OLD RIVER | 70 |  | 19.6145
CORCORAN-ANGIOLA | 70 |  | 8.9417
CORCORAN-GUERNSEY | 70 |  | 13.49
CORCORAN-OLIVE SW STA | 115 |  | 36.824
CORDELIA #1 TAP | 60 |  | 3.1311
CORDELIA #1 TAP | 60 | Tier 2 - Elevated | 4.5628
CORDELIA #2 TAP | 60 |  | 3.8752
CORDELIA #2 TAP | 60 | Tier 2 - Elevated | 2.9932
CORDELIA INTERIM PUMPING PLANT TAP | 60 |  | 0.35804
CORONA-LAKEVILLE | 115 |  | 5.7864
CORTINA-MENDOCINO #1 | 115 |  | 7.6205
CORTINA-MENDOCINO #1 | 115 | Tier 2 - Elevated | 48.7777
CORTINA-MENDOCINO #1 | 115 | Tier 3 - Extreme | 4.5559
CORTINA-VACA | 230 |  | 51.0426
CORTINA-VACA | 230 | Tier 2 - Elevated | 2.25
CORTINA #1 | 60 |  | 26.2869
CORTINA #2 | 60 |  | 26.606
CORTINA #3 | 60 |  | 24.7991
CORTINA #4 | 60 |  | 45.2742
COTTLE-MELONES | 230 |  | 20.6517
COTTLE-MELONES | 230 | Tier 2 - Elevated | 5.2875
COTTONWOOD-BENTON #1 | 60 |  | 10.0012
COTTONWOOD-BENTON #1 | 60 | Tier 2 - Elevated | 5.5277
COTTONWOOD-BENTON #2 | 60 |  | 2.0775
COTTONWOOD-BENTON #2 | 60 | Tier 2 - Elevated | 9.6037
COTTONWOOD-BENTON #2 | 60 | Tier 3 - Extreme | 2.9914
COTTONWOOD-DELEVAN #1 | 230 |  | 61.8385
COTTONWOOD-DELEVAN #1 | 230 | Tier 2 - Elevated | 9.7127
COTTONWOOD-GLENN | 230 |  | 38.6146
COTTONWOOD-GLENN | 230 | Tier 2 - Elevated | 9.7139
COTTONWOOD-PANORAMA | 115 |  | 0.86871
COTTONWOOD-PANORAMA | 115 | Tier 2 - Elevated | 2.0772
COTTONWOOD-RED BLUFF | 60 |  | 6.2364
COTTONWOOD-RED BLUFF | 60 | Tier 2 - Elevated | 10.5458
COTTONWOOD #1 | 60 |  | 38.4404
COTTONWOOD #1 | 60 | Tier 2 - Elevated | 9.715
COTTONWOOD #2 | 60 |  | 13.9197
COTTONWOOD #2 | 60 | Tier 2 - Elevated | 9.7153
COVE ROAD TAP | 230 | Tier 2 - Elevated | 0.10596
CRAG VIEW-CASCADE | 115 |  | 1.2351
CRAG VIEW-CASCADE | 115 | Tier 2 - Elevated | 17.9606
CRAG VIEW-CASCADE | 115 | Tier 3 - Extreme | 2.4107
CRAZY HORSE CANYON-HOLLISTER | 115 |  | 14.5149
CRAZY HORSE CANYON-HOLLISTER | 115 | Tier 2 - Elevated | 2.7019
CRAZY HORSE CANYON-SALINAS-SOLEDAD #1 | 115 |  | 19.5244
CRAZY HORSE CANYON-SALINAS-SOLEDAD #1 | 115 | Tier 2 - Elevated | 15.819
CRAZY HORSE CANYON-SALINAS-SOLEDAD #2 | 115 |  | 19.5718
CRAZY HORSE CANYON-SALINAS-SOLEDAD #2 | 115 | Tier 2 - Elevated | 15.8365
CRAZY HORSE CANYON-SAN BENITO | 115 |  | 6.3145
CRAZY HORSE CANYON-SAN BENITO | 115 | Tier 2 - Elevated | 2.6376
CRESCENT SW STA-SCHINDLER | 70 |  | 10.8034
CRESCENT SW STA-SCULPIN PV | 70 |  | 0.043939
CRESCENT SW STA-STROUD | 70 |  | 3.6125
CRESTA-RIO OSO | 230 |  | 37.6652
CRESTA-RIO OSO | 230 | Tier 2 - Elevated | 18.1944
CRESTA-RIO OSO | 230 | Tier 3 - Extreme | 8.9254
CROW CREEK SW STA-FRONTIER SOLAR PV | 60 |  | 0.019878
CROW CREEK SW STA-NEWMAN | 60 |  | 11.1449
CROWS LANDING TAP | 60 |  | 5.2802
CRUSHER TAP | 60 | Tier 2 - Elevated | 1.9446
CRYSTAL SPRINGS TAP | 60 | Tier 2 - Elevated | 0.28078
CYMRIC TAP | 115 |  | 0.18006
DAIRYLAND-MENDOTA | 115 |  | 28.6866
DANISH CREAMERY TAP | 115 |  | 1.2024
DE FRANCESCO TAP | 115 |  | 1.0232
DEAN FOODS TAP | 60 |  | 0.51365
DEEPWATER #1 TAP | 115 |  | 2.2866
DEEPWATER #2 TAP | 115 |  | 2.4531
DEER CREEK-DRUM | 60 | Tier 3 - Extreme | 6.2379
DEL MAR-ATLANTIC #1 | 60 |  | 2.7774
DEL MAR-ATLANTIC #2 | 60 |  | 4.4249
DEL MONTE-FORT ORD #1 | 60 |  | 5.8774
DEL MONTE-FORT ORD #1 | 60 | Tier 2 - Elevated | 0.24946
DEL MONTE-FORT ORD #2 | 60 |  | 5.5456
DEL MONTE-FORT ORD #2 | 60 | Tier 2 - Elevated | 0.057678
DEL MONTE-MONTEREY | 60 |  | 2.5287
DEL MONTE-VIEJO | 60 |  | 2.6159
DEL MONTE-VIEJO | 60 | Tier 2 - Elevated | 5.3008
DELEVAN-CORTINA | 230 |  | 17.9661
DELEVAN-VACA #1 | 230 |  | 68.9735
DELEVAN-VACA #1 | 230 | Tier 2 - Elevated | 2.0621
DELEVAN-VACA #2 | 230 |  | 69.3973
DELEVAN-VACA #2 | 230 | Tier 2 - Elevated | 1.6737
DELEVAN-VACA #3 | 230 |  | 69.5986
DELEVAN-VACA #3 | 230 | Tier 2 - Elevated | 1.4862
DELTA-MTN GATE JCT | 60 |  | 1.2793
DELTA-MTN GATE JCT | 60 | Tier 2 - Elevated | 11.6851
DELTA-MTN GATE JCT | 60 | Tier 3 - Extreme | 2.1801
DELTA SWITCHING YARD-TESLA | 230 |  | 7.7048
DERRICK TAP | 70 |  | 0.85339
DESABLA-CENTERVILLE | 60 | Tier 3 - Extreme | 5.8607
DIABLO-GATES #1 | 500 |  | 52.1809
DIABLO-GATES #1 | 500 | Tier 2 - Elevated | 16.5029
DIABLO-GATES #1 | 500 | Tier 3 - Extreme | 10.5507
DIABLO-MIDWAY #2 | 500 |  | 39.1452
DIABLO-MIDWAY #2 | 500 | Tier 2 - Elevated | 29.4551
DIABLO-MIDWAY #2 | 500 | Tier 3 - Extreme | 15.4706
DIABLO-MIDWAY #3 | 500 |  | 39.7713
DIABLO-MIDWAY #3 | 500 | Tier 2 - Elevated | 29.3374
DIABLO-MIDWAY #3 | 500 | Tier 3 - Extreme | 15.564
DIABLO PP STANDBY SUPPLY | 230 | Tier 3 - Extreme | 0.46447
DIABLO UNIT #1 | 500 | Tier 3 - Extreme | 0.53849
DIABLO UNIT #2 | 500 | Tier 3 - Extreme | 0.5738
DINOSAUR POINT TAP | 70 |  | 1.4851
DINOSAUR POINT TAP | 70 | Tier 2 - Elevated | 0.51044
DINUBA-OROSI | 70 |  | 9.8254
DINUBA ENERGY TAP | 70 |  | 3.1623
DISCOVERY TAP | 115 |  | 2.0972
DISTRICT 1001 TAP | 60 |  | 1.47
DISTRICT 1500 TAP | 60 |  | 3.6128
DIVIDE-CABRILLO #1 | 115 |  | 8.3114
DIVIDE-CABRILLO #1 | 115 | Tier 2 - Elevated | 6.2874
DIVIDE-VANDENBERG #1 | 70 |  | 1.1275
DIVIDE-VANDENBERG #1 | 70 | Tier 2 - Elevated | 5.5147
DIVIDE-VANDENBERG #2 | 70 |  | 1.1205
DIVIDE-VANDENBERG #2 | 70 | Tier 2 - Elevated | 5.4475
DIXON-VACA #1 | 60 |  | 18.3458
DIXON-VACA #2 | 60 |  | 26.7697
DIXON LANDING-MCKEE | 115 |  | 8.3045
DOLAN RD #1 TAP | 115 |  | 0.31504
DOLAN RD #2 TAP | 115 |  | 0.33071
DONNELLS-MI-WUK | 115 | Tier 3 - Extreme | 18.4617
DOS AMIGOS PUMPING PLANT-PANOCHE | 230 |  | 23.6791
DOUBLE C (PSE) TAP | 115 |  | 0.058864
DRUM-GRASS VALLEY-WEIMAR | 60 |  | 1.2516
DRUM-GRASS VALLEY-WEIMAR | 60 | Tier 2 - Elevated | 12.7233
DRUM-GRASS VALLEY-WEIMAR | 60 | Tier 3 - Extreme | 17.1945
DRUM-HIGGINS | 115 |  | 1.1201
DRUM-HIGGINS | 115 | Tier 2 - Elevated | 25.9622
DRUM-HIGGINS | 115 | Tier 3 - Extreme | 20.6549
DRUM-RIO OSO #1 | 115 |  | 12.6836
DRUM-RIO OSO #1 | 115 | Tier 2 - Elevated | 17.8974
DRUM-RIO OSO #1 | 115 | Tier 3 - Extreme | 14.06
DRUM-RIO OSO #2 | 115 |  | 12.7088
DRUM-RIO OSO #2 | 115 | Tier 2 - Elevated | 17.8644
DRUM-RIO OSO #2 | 115 | Tier 3 - Extreme | 14.0779
DRUM-SPAULDING | 60 | Tier 2 - Elevated | 2.4799
DRUM-SPAULDING | 60 | Tier 3 - Extreme | 6.8843
DRUM-SUMMIT #1 | 115 |  | 5.1493
DRUM-SUMMIT #1 | 115 | Tier 2 - Elevated | 15.1021
DRUM-SUMMIT #1 | 115 | Tier 3 - Extreme | 6.4913
DRUM-SUMMIT #1 | 115 | Zone 1 - HHZ | 0.62039
DRUM-SUMMIT #2 | 115 |  | 5.0654
DRUM-SUMMIT #2 | 115 | Tier 2 - Elevated | 16.363
DRUM-SUMMIT #2 | 115 | Tier 3 - Extreme | 6.4945
DRUM-SUMMIT #2 | 115 | Zone 1 - HHZ | 0.44031
DRUM PH #2 TAP | 115 | Tier 3 - Extreme | 0.087865
DU PONT TAP | 60 |  | 0.52288
DUMBARTON-NEWARK | 115 |  | 7.1443
DUNLAP TAP | 70 |  | 2.4244
DUNLAP TAP | 70 | Tier 2 - Elevated | 13.7815
DUTCH FLAT #2 TAP | 115 | Tier 3 - Extreme | 0.42729
EAGLE ROCK-CORTINA | 115 |  | 5.7458
EAGLE ROCK-CORTINA | 115 | Tier 2 - Elevated | 23.0122
EAGLE ROCK-CORTINA | 115 | Tier 3 - Extreme | 14.6269
EAGLE ROCK-FULTON-SILVERADO | 115 |  | 2.6754
EAGLE ROCK-FULTON-SILVERADO | 115 | Tier 2 - Elevated | 2.4523
EAGLE ROCK-FULTON-SILVERADO | 115 | Tier 3 - Extreme | 41.8163
EAGLE ROCK-REDBUD | 115 |  | 0.3183
EAGLE ROCK-REDBUD | 115 | Tier 2 - Elevated | 13.0573
EAGLE ROCK-REDBUD | 115 | Tier 3 - Extreme | 9.9356
EAST DUBLIN (BART) TAP | 60 |  | 0.044522
EAST GRAND-SAN MATEO | 115 |  | 7.888
EASTSHORE-CERBERUS | 115 |  | 0.48453
EASTSHORE-DUMBARTON | 115 |  | 12.3759
EASTSHORE-MT EDEN #1 | 115 |  | 1.04
EASTSHORE-MT EDEN #2 | 115 |  | 0.99871
EASTSHORE-SAN MATEO | 230 |  | 12.4278
EBMUD TAP | 115 |  | 0.022039
EDES #1 TAP | 115 |  | 0.047077
EDES #2 TAP | 115 |  | 0.038751
EEL RIVER TAP | 60 |  | 2.3105
EIGHT MILE ROAD-STAGG | 230 |  | 7.1985
EIGHT MILE ROAD-TESLA | 230 |  | 26.6402
EISEN TAP | 70 |  | 1.861
EL CAPITAN-WILSON | 115 |  | 8.1213
EL DORADO-MISSOURI FLAT #1 | 115 |  | 1.6706
EL DORADO-MISSOURI FLAT #1 | 115 | Tier 2 - Elevated | 8.9112
EL DORADO-MISSOURI FLAT #1 | 115 | Tier 3 - Extreme | 3.8435
EL DORADO-MISSOURI FLAT #2 | 115 |  | 1.7093
EL DORADO-MISSOURI FLAT #2 | 115 | Tier 2 - Elevated | 8.8531
EL DORADO-MISSOURI FLAT #2 | 115 | Tier 3 - Extreme | 3.843
EL PATIO-SAN JOSE A | 115 |  | 7.0764
EL PECO TAP | 70 |  | 3.0179
ELECTRA-BELLOTA | 230 |  | 16.454
ELECTRA-BELLOTA | 230 | Tier 2 - Elevated | 12.7788
ELK-GUALALA | 60 |  | 6.4296
ELK-GUALALA | 60 | Tier 2 - Elevated | 22.5842
ELK CREEK TAP | 60 |  | 16.861
ELK CREEK TAP | 60 | Tier 2 - Elevated | 3.5821
ELLIS TAP | 115 |  | 0.16574
EMIDIO TAP | 70 |  | 3.0493
ENCINAL TAP | 60 |  | 1.4326
ESSEX JCT-ARCATA-FAIRHAVEN | 60 |  | 16.0549
ESSEX JCT-ORICK | 60 |  | 29.7159
ESSEX JCT-ORICK | 60 | Zone 1 - HHZ | 1.5749
EUREKA-STA A | 60 |  | 0.21984
EVERGREEN-ALMADEN | 60 |  | 4.9583
EVERGREEN-MABURY | 60 |  | 5.4842
EXCELSIOR SW STA-FIVE POINTS PV | 115 |  | 0.031251
EXCELSIOR SW STA-SCHINDLER #1 | 115 |  | 5.2352
EXCELSIOR SW STA-SCHINDLER #2 | 115 |  | 5.2303
EXCHEQUER-INDIAN FLAT | 70 |  | 0.72231
EXCHEQUER-INDIAN FLAT | 70 | Tier 2 - Elevated | 25.1824
EXCHEQUER-INDIAN FLAT | 70 | Tier 3 - Extreme | 4.0013
EXCHEQUER-LE GRAND | 115 |  | 29.7522
EXCHEQUER-MARIPOSA | 70 |  | 8.8574
EXCHEQUER-MARIPOSA | 70 | Tier 2 - Elevated | 10.6186
FAIRHAVEN-HUMBOLDT | 60 |  | 15.4435
FAIRHAVEN #1 | 60 |  | 0.46997
FAIRHAVEN POWER CO TAP | 60 |  | 0.49964
FAIRVIEW-MARTINEZ SW STA | 115 |  | 0.096721
FAIRWAY #1 TAP | 115 |  | 2.8321
FAIRWAY #2 TAP | 115 |  | 1.5177
FELLOWS-MIDSUN | 115 |  | 4.9161
FELLOWS-TAFT | 115 |  | 7.9292
FIBREBOARD STANDARD TAP | 115 | Tier 2 - Elevated | 0.01625
FIBREBOARD TAP | 115 |  | 1.0348
FITCH MTN #1 TAP | 60 |  | 0.71051
FITCH MTN #1 TAP | 60 | Tier 2 - Elevated | 0.15175
FITCH MTN #2 TAP | 60 |  | 0.068777
FIVE POINTS SW-WHITNEY POINT PV | 70 |  | 0.055301
FIVE POINTS SW STA-HURON-GATES | 70 |  | 19.7806
FLINT TAP | 115 |  | 0.47709
FLINT TAP | 115 | Tier 2 - Elevated | 1.4796
FMC-SAN JOSE B | 115 |  | 1.6061
FORBESTOWN TAP | 115 | Tier 3 - Extreme | 0.21531
FORKS OF THE BUTTE TAP | 60 | Tier 3 - Extreme | 0.20205
FORT BRAGG-ELK | 60 |  | 2.4345
FORT BRAGG-ELK | 60 | Tier 2 - Elevated | 21.5797
FORT ROSS-GUALALA | 60 |  | 0.14353
FORT ROSS-GUALALA | 60 | Tier 2 - Elevated | 29.6129
FORT SEWARD TAP | 60 |  | 4.8009
FORT SEWARD TAP | 60 | Tier 2 - Elevated | 2.8989
FREC-BOGUE | 115 |  | 0.17953
FRENCH MEADOWS-MIDDLE FORK | 60 | Tier 3 - Extreme | 13.1852
FRESH EXPRESS TAP | 60 |  | 0.56057
FRESNO COGEN (AGRICO) TAP | 70 |  | 3.1718
FRIANT-COPPERMINE | 70 |  | 8.299
FRITO LAY TAP | 115 |  | 0.51985
FROGTOWN #1 TAP | 115 | Tier 2 - Elevated | 0.11998
FROGTOWN #2 TAP | 115 | Tier 2 - Elevated | 0.11121
FRUITLAND TAP | 60 |  | 0.40868
FRUITLAND TAP | 60 | Tier 2 - Elevated | 3.8496
FRUITVALE TAP | 70 |  | 0.11716
FULTON-CALISTOGA | 60 |  | 8.1828
FULTON-CALISTOGA | 60 | Tier 2 - Elevated | 3.0905
FULTON-CALISTOGA | 60 | Tier 3 - Extreme | 51.5659
FULTON-HOPLAND | 60 |  | 8.1016
FULTON-HOPLAND | 60 | Tier 2 - Elevated | 26.2261
FULTON-HOPLAND | 60 | Tier 3 - Extreme | 6.8526
FULTON-IGNACIO #1 | 230 |  | 18.3101
FULTON-IGNACIO #1 | 230 | Tier 2 - Elevated | 7.5475
FULTON-IGNACIO #1 | 230 | Tier 3 - Extreme | 14.8712
FULTON-LAKEVILLE | 230 |  | 3.8482
FULTON-LAKEVILLE | 230 | Tier 2 - Elevated | 6.4247
FULTON-LAKEVILLE | 230 | Tier 3 - Extreme | 15.2328
FULTON-LAKEVILLE-IGNACIO | 230 |  | 2.4905
FULTON-LAKEVILLE-IGNACIO | 230 | Tier 2 - Elevated | 5.9325
FULTON-LAKEVILLE-IGNACIO | 230 | Tier 3 - Extreme | 7.4211
FULTON-MOLINO-COTATI | 60 |  | 18.7521
FULTON-MOLINO-COTATI | 60 | Tier 2 - Elevated | 1.7717
FULTON-PUEBLO | 115 |  | 22.3311
FULTON-PUEBLO | 115 | Tier 2 - Elevated | 18.9101
FULTON-PUEBLO | 115 | Tier 3 - Extreme | 18.6575
FULTON-PUEBLO | 115 | Zone 1 - HHZ | 0.048381
FULTON-SANTA ROSA #1 | 115 |  | 6.6928
FULTON-SANTA ROSA #2 | 115 |  | 6.2851
FULTON-WINDSOR | 60 |  | 6.5898
FULTON JCT-VACA | 115 |  | 9.1
FULTON JCT-VACA | 115 | Tier 2 - Elevated | 2.8288
GALLO-CRESSEY | 115 |  | 14.4279
GALLO-LIVINGSTON | 115 |  | 4.1995
GARBERVILLE-LAYTONVILLE | 60 |  | 29.6902
GARBERVILLE-LAYTONVILLE | 60 | Tier 2 - Elevated | 10.291
GARCIA TAP | 60 | Tier 2 - Elevated | 3.0411
GARDNER TAP | 70 |  | 3.7668
GATES-ARCO | 230 |  | 35.177
GATES-COALINGA #2 | 70 |  | 17.2602
GATES-HURON | 70 |  | 4.5009
GATES-JAYNE SW STA | 70 |  | 0.68267
GATES-MIDWAY | 230 |  | 63.8566
GATES-MIDWAY | 500 |  | 63.7816
GATES-MUSTANG SW STA #1 | 230 |  | 12.9609
GATES-MUSTANG SW STA #2 | 230 |  | 12.9853
GATES-PANOCHE #1 | 230 |  | 43.7934
GATES-PANOCHE #2 | 230 |  | 43.8018
GATES-TULARE LAKE | 70 |  | 18.335
GEYSERS #11-EAGLE ROCK | 115 | Tier 3 - Extreme | 0.63501
GEYSERS #12-FULTON | 230 |  | 1.6166
GEYSERS #12-FULTON | 230 | Tier 2 - Elevated | 3.5746
GEYSERS #12-FULTON | 230 | Tier 3 - Extreme | 18.9024
GEYSERS #13 TAP | 230 | Tier 3 - Extreme | 2.0602
GEYSERS #16 TAP | 230 | Tier 3 - Extreme | 1.287
GEYSERS #17-FULTON | 230 |  | 1.5595
GEYSERS #17-FULTON | 230 | Tier 2 - Elevated | 3.5653
GEYSERS #17-FULTON | 230 | Tier 3 - Extreme | 21.0139
GEYSERS #18 TAP | 230 | Tier 3 - Extreme | 0.73728
GEYSERS #20 TAP | 230 | Tier 3 - Extreme | 0.028091
GEYSERS #3-CLOVERDALE | 115 |  | 1.1533
GEYSERS #3-CLOVERDALE | 115 | Tier 2 - Elevated | 0.024709
GEYSERS #3-CLOVERDALE | 115 | Tier 3 - Extreme | 10.896
GEYSERS #3-EAGLE ROCK | 115 | Tier 3 - Extreme | 1.7719
GEYSERS #5-GEYSERS #3 | 115 | Tier 3 - Extreme | 0.48609
GEYSERS #7-EAGLE ROCK | 115 | Tier 3 - Extreme | 1.4005
GEYSERS #9-LAKEVILLE | 230 |  | 2.0859
GEYSERS #9-LAKEVILLE | 230 | Tier 2 - Elevated | 7.037
GEYSERS #9-LAKEVILLE | 230 | Tier 3 - Extreme | 32.575
GIFFEN TAP | 70 |  | 4.9486
GILL RANCH TAP | 115 |  | 9.152
GILROY ENERGY TAP | 115 |  | 0.27774
GISH TAP | 115 |  | 0.95652
GLENN-DELEVAN | 230 |  | 37.4234
GLENN #1 | 60 |  | 33.3744
GLENN #2 | 60 |  | 34.6857
GLENN #3 | 60 |  | 28.5083
GLENN #4 | 60 |  | 12.5364
GLENN #5 | 60 |  | 7.4106
GOLD HILL-BELLOTA-LOCKEFORD | 115 |  | 87.2797
GOLD HILL-CLARKSVILLE | 115 |  | 5.7714
GOLD HILL-EIGHT MILE ROAD | 230 |  | 48.8031
GOLD HILL-LODI STIG | 230 |  | 46.6716
GOLD HILL #1 | 60 |  | 10.6729
GOLD HILL #1 | 60 | Tier 2 - Elevated | 8.6351
GOLD HILL #1 | 60 | Tier 3 - Extreme | 8.542
GOLDEN VALLEY TAP | 115 |  | 1.5948
GOLDTREE TAP | 115 |  | 1.2509
GOLDTREE TAP | 115 | Tier 2 - Elevated | 1.0487
GONZALES #1 TAP | 60 |  | 0.20033
GONZALES #2 TAP | 60 |  | 0.29738
GRANITE ROCK TAP | 60 |  | 0.03983
GRANITE ROCK TAP | 60 | Tier 2 - Elevated | 2.3488
GRANT-EASTSHORE #1 | 115 |  | 4.3349
GRANT-EASTSHORE #2 | 115 |  | 4.2049
GRAPEVINE TAP | 70 | Tier 2 - Elevated | 0.14152
GREEN VALLEY-CAMP EVERS | 115 |  | 5.1429
GREEN VALLEY-CAMP EVERS | 115 | Tier 2 - Elevated | 3.0231
GREEN VALLEY-CAMP EVERS | 115 | Tier 3 - Extreme | 10.3946
GREEN VALLEY-LLAGAS | 115 |  | 10.2907
GREEN VALLEY-LLAGAS | 115 | Tier 2 - Elevated | 8.4106
GREEN VALLEY-LLAGAS | 115 | Tier 3 - Extreme | 6.1437
GREEN VALLEY-PAUL SWEET | 115 |  | 4.4685
GREEN VALLEY-PAUL SWEET | 115 | Tier 2 - Elevated | 4.2381
GREEN VALLEY-PAUL SWEET | 115 | Tier 3 - Extreme | 7.1365
GREEN VALLEY-WATSONVILLE | 60 |  | 4.7382
GREENLEAF #1 TAP | 115 |  | 4.8445
GREENLEAF #2 TAP | 60 |  | 0.62236
GREGG-ASHLAN | 230 |  | 6.9969
GREGG-HERNDON #1 | 230 |  | 0.59833
GREGG-HERNDON #2 | 230 |  | 0.63147
GRIZZLY TAP (SVP) | 115 | Tier 2 - Elevated | 0.10093
GRIZZLY TAP (SVP) | 115 | Tier 3 - Extreme | 0.063253
GRONEMEYER TAP | 60 |  | 0.83293
GUARDIAN #1 TAP | 115 |  | 0.75121
GUARDIAN #2 TAP | 115 |  | 0.12554
GUERNSEY-HENRIETTA | 70 |  | 18.437
GUSTINE #1 TAP | 60 |  | 7.5015
GUSTINE #2 TAP | 60 |  | 4.4351
GWF-HENRIETTA | 70 |  | 0.12337
GWF-KINGSBURG | 115 |  | 21.6415
GWF #4 TAP | 60 |  | 0.24806
GWF HANFORD COGEN TAP | 70 |  | 0.31629
H-P #3 | 115 |  | 0.17107
HAAS-MCCALL | 230 |  | 19.5354
HAAS-MCCALL | 230 | Tier 2 - Elevated | 24.6701
HAAS-WOODCHUCK | 70 |  | 2.9982
HAAS-WOODCHUCK | 70 | Tier 2 - Elevated | 3.7925
HALSEY-PLACER | 60 |  | 3.3523
HALSEY-PLACER | 60 | Tier 2 - Elevated | 1.5835
HAMILTON BRANCH-CHESTER | 60 |  | 2.1736
HAMILTON BRANCH-CHESTER | 60 | Tier 2 - Elevated | 10.0927
HAMMER-COUNTRY CLUB | 60 |  | 8.8198
HARDWICK TAP | 70 |  | 2.7364
HARRINGTON TAP | 60 |  | 0.52839
HARTLEY-CLEARLAKE | 60 |  | 3.4765
HARTLEY-CLEARLAKE | 60 | Tier 2 - Elevated | 3.1853
HAT CREEK #1-PIT #1 | 60 | Tier 2 - Elevated | 6.0784
HAT CREEK #1-WESTWOOD | 60 |  | 9.0933
HAT CREEK #1-WESTWOOD | 60 | Tier 2 - Elevated | 46.6448
HEADGATE TAP | 60 |  | 0.96741
HEALDSBURG #1 TAP | 60 |  | 0.24734
HEALDSBURG #2 TAP | 60 |  | 0.15908
HEINZ TAP | 115 |  | 0.79229
HELM-CRESCENT SW STA | 70 |  | 4.9211
HELM-KERMAN | 70 |  | 13.2468
HELM-MCCALL | 230 |  | 30.8439
HELM-STROUD | 70 |  | 7.4349
HELMS-GREGG #1 | 230 |  | 33.8934
HELMS-GREGG #1 | 230 | Tier 2 - Elevated | 25.1115
HELMS-GREGG #1 | 230 | Zone 1 - HHZ | 1.6647
HELMS-GREGG #2 | 230 |  | 34.1192
HELMS-GREGG #2 | 230 | Tier 2 - Elevated | 25.1195
HELMS-GREGG #2 | 230 | Zone 1 - HHZ | 1.4382
HENRIETTA-KENT SW STA | 70 |  | 1.4716
HENRIETTA-LEMOORE | 70 |  | 9.3703
HENRIETTA-LEMOORE NAS | 70 |  | 1.6862
HENRIETTA-LEPRINO SW STA | 115 |  | 6.0263
HERDLYN-BALFOUR | 60 |  | 20.472
HERDLYN-TRACY | 70 |  | 2.0613
HERNDON-ASHLAN | 230 |  | 6.3891
HERNDON-BARTON | 115 |  | 12.6782
HERNDON-BULLARD #1 | 115 |  | 11.4312
HERNDON-BULLARD #2 | 115 |  | 11.422
HERNDON-KEARNEY | 230 |  | 10.8135
HERNDON-MANCHESTER | 115 |  | 9.2691
HERNDON-WOODWARD | 115 |  | 12.9719
HICKS-METCALF | 230 |  | 5.6891
HICKS-METCALF | 230 | Tier 2 - Elevated | 3.384
HIGGINS-BELL | 115 |  | 3.7274
HIGGINS-BELL | 115 | Tier 2 - Elevated | 15.0394
HILLSDALE JCT-HALF MOON BAY | 60 |  | 2.1412
HILLSDALE JCT-HALF MOON BAY | 60 | Tier 2 - Elevated | 3.2502
HILLSDALE JCT-HALF MOON BAY | 60 | Tier 3 - Extreme | 1.4241
HONCUT TAP | 115 |  | 1.6375
HOWLAND ROAD TAP | 115 |  | 0.90204
HUMBOLDT-BRIDGEVILLE | 115 |  | 23.1308
HUMBOLDT-BRIDGEVILLE | 115 | Tier 2 - Elevated | 7.1462
HUMBOLDT-EUREKA | 60 |  | 4.7433
HUMBOLDT-MAPLE CREEK | 60 |  | 6.0862
HUMBOLDT-MAPLE CREEK | 60 | Tier 2 - Elevated | 8.0451
HUMBOLDT-TRINITY | 115 |  | 5.4875
HUMBOLDT-TRINITY | 115 | Tier 2 - Elevated | 63.0875
HUMBOLDT #1 | 60 |  | 11.083
HUMBOLDT BAY-EUREKA | 60 |  | 5.6097
HUMBOLDT BAY-HUMBOLDT #1 | 60 |  | 8.4129
HUMBOLDT BAY-HUMBOLDT #1 | 115 |  | 3.7413
HUMBOLDT BAY-HUMBOLDT #1 | 115 | Tier 2 - Elevated | 2.466
HUMBOLDT BAY-HUMBOLDT #1 | 115 | Zone 1 - HHZ | 0.10389
HUMBOLDT BAY-HUMBOLDT #2 | 60 |  | 3.9325
HUMBOLDT BAY-HUMBOLDT #2 | 60 | Tier 2 - Elevated | 2.4557
HUMBOLDT BAY-HUMBOLDT #2 | 60 | Zone 1 - HHZ | 0.11162
HUMBOLDT BAY-RIO DELL JCT | 60 |  | 16.401
HUMBOLDT BAY-RIO DELL JCT | 60 | Tier 2 - Elevated | 1.9946
IBM BAILEY AVE TAP | 115 |  | 1.9962
IBM HARRY RD #1 TAP | 115 | Tier 2 - Elevated | 0.57999
IBM HARRY RD #2 TAP | 115 | Tier 2 - Elevated | 0.5776
IGNACIO-ALTO | 60 |  | 13.7233
IGNACIO-ALTO | 60 | Tier 2 - Elevated | 3.0593
IGNACIO-ALTO | 60 | Tier 3 - Extreme | 1.0117
IGNACIO-ALTO-SAUSALITO #1 | 60 |  | 13.1069
IGNACIO-ALTO-SAUSALITO #1 | 60 | Tier 2 - Elevated | 4.8465
IGNACIO-ALTO-SAUSALITO #2 | 60 |  | 13.1223
IGNACIO-ALTO-SAUSALITO #2 | 60 | Tier 2 - Elevated | 4.8248
IGNACIO-BOLINAS #1 | 60 |  | 0.12292
IGNACIO-BOLINAS #1 | 60 | Tier 2 - Elevated | 4.6476
IGNACIO-BOLINAS #1 | 60 | Tier 3 - Extreme | 10.2462
IGNACIO-BOLINAS #2 | 60 |  | 2.0982
IGNACIO-BOLINAS #2 | 60 | Tier 2 - Elevated | 13.6558
IGNACIO-BOLINAS #2 | 60 | Tier 3 - Extreme | 12.4646
IGNACIO-LAS GALLINAS | 115 |  | 4.0712
IGNACIO-LAS GALLINAS | 115 | Tier 2 - Elevated | 0.083379
IGNACIO-MARE ISLAND #1 | 115 |  | 39.49
IGNACIO-MARE ISLAND #2 | 115 |  | 43.0778
IGNACIO-SAN RAFAEL #1 | 115 |  | 8.4621
IGNACIO-SAN RAFAEL #1 | 115 | Tier 2 - Elevated | 2.4567
IGNACIO-SAN RAFAEL #1 | 115 | Tier 3 - Extreme | 0.61744
IGNACIO-SOBRANTE | 230 |  | 30.5544
IGNACIO-SOBRANTE | 230 | Tier 2 - Elevated | 11.9397
IGNACIO-STAFFORD | 60 |  | 5.5314
IGNACIO-STAFFORD | 60 | Tier 2 - Elevated | 0.60157
IMHOFF TAP | 115 |  | 1.4254
INDIAN FLAT-YOSEMITE | 70 | Tier 2 - Elevated | 5.0048
INDUSTRIAL TAP | 60 |  | 0.96635
INGRAM CREEK TAP | 115 |  | 0.49688
IONE TAP | 60 |  | 1.0997
IONE TAP | 60 | Tier 2 - Elevated | 2.9945
IUKA TAP | 60 |  | 0.49367
JAMESON CANYON PUMPING PLANT TAP | 115 |  | 0.19363
JANES CREEK TAP | 60 |  | 1.7824
JARVIS-CRYOGENICS | 115 |  | 0.026236
JAYNE SW STA-COALINGA | 70 |  | 11.814
JEFFERSON-HILLSDALE JCT | 60 |  | 12.4381
JEFFERSON-HILLSDALE JCT | 60 | Tier 2 - Elevated | 2.2917
JEFFERSON-LAS PULGAS | 60 |  | 5.8889
JEFFERSON-LAS PULGAS | 60 | Tier 2 - Elevated | 0.11149
JEFFERSON-MARTIN | 230 |  | 2.2531
JEFFERSON-MARTIN | 230 | Tier 2 - Elevated | 1.0478
JEFFERSON-STANFORD | 60 |  | 5.1249
JEFFERSON-STANFORD | 60 | Tier 2 - Elevated | 2.5113
JEFFERSON #1 | 60 |  | 6.7382
JEFFERSON #1 | 60 | Tier 2 - Elevated | 2.3109
JENNINGS TAP | 60 |  | 0.13627
JESSUP TAP | 115 |  | 0.52779
JESSUP TAP | 115 | Tier 2 - Elevated | 0.33208
JOLON TAP | 60 |  | 0.45575
JOLON TAP | 60 | Tier 2 - Elevated | 15.418
KAMM TAP | 115 |  | 0.51603
KANAKA TAP | 115 | Tier 2 - Elevated | 1.8767
KANAKA TAP | 115 | Tier 3 - Extreme | 0.71477
KANSAS PV-LEPRINO SW STA | 115 |  | 0.1691
KASSON-BANTA #1 | 60 |  | 1.047
KASSON-CARBONA | 60 |  | 7.3202
KASSON-LOUISE | 60 |  | 9.1154
KASSON #1 | 60 |  | 0.18943
KEARNEY-BIOLA | 70 |  | 19.1426
KEARNEY-BOWLES | 70 |  | 9.2941
KEARNEY-CARUTHERS | 70 |  | 12.0517
KEARNEY-KERMAN | 70 |  | 10.984
KEARNEY ALTERNATE TIE | 70 |  | 0.30226
KEARNEY TIE | 70 |  | 0.15138
KELLEY TAP | 70 |  | 2.7881
KELSO-TESLA | 230 |  | 7.9545
KENT SW STA-TULARE LAKE | 70 |  | 15.9287
KERCKHOFF-CLOVIS-SANGER #1 | 115 |  | 29.202
KERCKHOFF-CLOVIS-SANGER #1 | 115 | Tier 2 - Elevated | 7.8471
KERCKHOFF-CLOVIS-SANGER #2 | 115 |  | 24.2051
KERCKHOFF-CLOVIS-SANGER #2 | 115 | Tier 2 - Elevated | 7.8493
KERCKHOFF #1-KERCKHOFF #2 | 115 | Tier 2 - Elevated | 1.5837
KERN-FRUITVALE | 70 |  | 0.15565
KERN-KERN FRONT | 115 |  | 12.5003
KERN-KERN OIL-FAMOSO | 70 |  | 24.6928
KERN-LIVE OAK | 115 |  | 10.828
KERN-MAGUNDEN | 70 |  | 20.5938
KERN-MAGUNDEN-WITCO | 115 |  | 19.5661
KERN-OLD RIVER #1 | 70 |  | 11.9383
KERN-OLD RIVER #2 | 70 |  | 23.0728
KERN-ROSEDALE | 115 |  | 1.7671
KERN-TEVIS-STOCKDALE | 115 |  | 15.948
KERN-TEVIS-STOCKDALE-LAMONT | 115 |  | 21.5231
KERN-TEVIS-STOCKDALE (21KV) | 115 |  | 3.706
KERN-WESTPARK #1 | 115 |  | 3.8255
KERN-WESTPARK #2 | 115 |  | 3.8147
KERN CANYON-MAGUNDEN-WEEDPATCH | 70 |  | 20.6925
KERN OIL-DEXZEL | 115 |  | 0.44131
KERN OIL-WITCO | 115 |  | 4.2041
KERNWATER TAP | 115 |  | 0.6699
KESWICK-CASCADE | 60 |  | 0.34151
KESWICK-CASCADE | 60 | Tier 2 - Elevated | 8.4595
KESWICK-CASCADE | 60 | Tier 3 - Extreme | 0.55643
KESWICK-TRINITY | 60 |  | 1.3151
KESWICK-TRINITY | 60 | Tier 2 - Elevated | 23.625
KESWICK-TRINITY | 60 | Tier 3 - Extreme | 5.4713
KETTLEMAN HILLS TAP | 70 |  | 1.0154
KIFER-FMC | 115 |  | 6.0173
KILARC-CEDAR CREEK | 60 | Tier 3 - Extreme | 13.3333
KILARC-DESCHUTES | 60 |  | 3.9372
KILARC-DESCHUTES | 60 | Tier 2 - Elevated | 22.6841
KILARC-DESCHUTES | 60 | Tier 3 - Extreme | 0.66731
KILARC-VOLTA TIE | 60 |  | 1.2718
KILARC-VOLTA TIE | 60 | Tier 2 - Elevated | 0.65868
KING CITY-COBURN #1 | 60 |  | 21.8918
KING CITY-COBURN #2 | 60 |  | 15.7856
KINGS RIVER-SANGER-REEDLEY | 115 |  | 28.8467
KINGS RIVER-SANGER-REEDLEY | 115 | Tier 2 - Elevated | 14.5081
KINGSBURG-CORCORAN #1 | 115 |  | 27.4831
KINGSBURG-LEMOORE | 70 |  | 27.5802
KINGSBURG-WAUKENA SW STA | 115 |  | 25.2617
KINGSBURG COGEN TAP | 115 |  | 1.2248
KM GREEN TAP | 115 | Tier 2 - Elevated | 0.19507
KONOCTI-EAGLE ROCK | 60 |  | 1.8962
KONOCTI-EAGLE ROCK | 60 | Tier 2 - Elevated | 0.22875
KONOCTI-EAGLE ROCK | 60 | Tier 3 - Extreme | 7.5344
KONOCTI-MIDDLETOWN | 60 |  | 3.5851
KONOCTI-MIDDLETOWN | 60 | Tier 2 - Elevated | 15.4144
KONOCTI-MIDDLETOWN | 60 | Tier 3 - Extreme | 0.86842
KYOHO TAP | 115 |  | 2.1991
LAGUNA TAP | 60 |  | 1.6802
LAGUNITAS TAP | 60 |  | 0.59587
LAKEVILLE-IGNACIO #1 | 230 |  | 14.6
LAKEVILLE-IGNACIO #1 | 230 | Tier 2 - Elevated | 0.88832
LAKEVILLE-IGNACIO #2 | 230 |  | 13.8271
LAKEVILLE-IGNACIO #2 | 230 | Tier 2 - Elevated | 0.70524
LAKEVILLE-PETALUMA C | 60 |  | 5.3624
LAKEVILLE-SOBRANTE #2 | 230 |  | 36.8648
LAKEVILLE-SOBRANTE #2 | 230 | Tier 2 - Elevated | 11.0226
LAKEVILLE-SONOMA #1 | 115 |  | 4.1459
LAKEVILLE-SONOMA #1 | 115 | Tier 2 - Elevated | 2.5382
LAKEVILLE-SONOMA #2 | 115 |  | 4.6416
LAKEVILLE-SONOMA #2 | 115 | Tier 2 - Elevated | 2.5404
LAKEVILLE-TULUCAY | 230 |  | 15.4206
LAKEVILLE-TULUCAY | 230 | Tier 2 - Elevated | 1.7987
LAKEVILLE #1 | 60 |  | 2.574
LAKEVILLE #1 | 60 | Tier 2 - Elevated | 7.4225
LAKEVILLE #1 | 60 | Tier 3 - Extreme | 1.1641
LAKEVILLE #2 | 60 |  | 15.4197
LAKEVILLE #2 | 60 | Tier 2 - Elevated | 6.2004
LAKEWOOD-CLAYTON | 115 |  | 4.3845
LAKEWOOD-CLAYTON | 115 | Tier 2 - Elevated | 1.1311
LAKEWOOD-MEADOW LANE-CLAYTON | 115 |  | 8.4166
LAKEWOOD-MEADOW LANE-CLAYTON | 115 | Tier 2 - Elevated | 1.1303
LAMBIE SW STA-BIRDS LANDING SW STA | 230 |  | 7.035
LAMMERS-KASSON | 115 |  | 8.2313
LAMONT-GRIMMWAY MALAGA | 115 |  | 3.5482
LAS AGUILAS SW STA-PANOCHE #1 | 230 |  | 17.442
LAS AGUILAS SW STA-PANOCHE #2 | 230 |  | 17.4445
LAS GALLINAS-SAN RAFAEL | 115 |  | 4.4585
LAS PALMAS TAP | 115 |  | 0.85432
LAS PERILLAS TAP | 70 |  | 0.39218
LAS PLUMAS TAP | 115 |  | 0.47684
LAS POSITAS-NEWARK | 230 |  | 16.5893
LAS POSITAS-NEWARK | 230 | Tier 2 - Elevated | 4.3359
LAS POSITAS-VASCO | 60 |  | 1.499
LAURELES-OTTER | 60 |  | 0.21143
LAURELES-OTTER | 60 | Tier 2 - Elevated | 3.1182
LAURELES-OTTER | 60 | Tier 3 - Extreme | 12.2264
LAWRENCE-MONTA VISTA | 115 |  | 9.5048
LAWRENCE LIVERMORE LAB #2 TAP | 115 |  | 9.4135
LAYTONVILLE-COVELO | 60 |  | 9.5003
LAYTONVILLE-COVELO | 60 | Tier 2 - Elevated | 6.5925
LAYTONVILLE-WILLITS | 60 |  | 7.7195
LAYTONVILLE-WILLITS | 60 | Tier 2 - Elevated | 15.4213
LE GRAND-CHOWCHILLA | 115 |  | 10.9407
LE GRAND-DAIRYLAND | 115 |  | 11.4022
LEE TAP | 60 |  | 5.8542
LEPRINO FOODS-LEPRINO SW STA | 115 |  | 6.4074
LEPRINO FOODS (TRACY) TAP | 115 |  | 0.019646
LEPRINO SW STA-GWF HANFORD SW STA | 115 |  | 12.3808
LEPRINO SW STA-HENRIETTA PV | 115 |  | 0.060228
LEPRINO TAP | 70 |  | 0.47419
LERDO-FAMOSO | 115 |  | 13.4471
LERDO-KERN OIL-7TH STANDARD | 115 |  | 16.3544
LIGHTNER TAP | 70 |  | 3.0558
LINCOLN-PLEASANT GROVE | 115 |  | 7.3841
LINDE TAP | 115 |  | 0.61839
LIVE OAK-KERN OIL | 115 |  | 4.3967
LIVE OAK TAP | 115 |  | 3.9715
LIVERMORE-LAS POSITAS | 60 |  | 3.6308
LIVINGSTON-LIVINGSTON JCT | 70 |  | 23.3601
LLAGAS-GILROY FOODS | 115 |  | 1.98
LLAGAS-HOLLISTER | 115 |  | 21.5582
LOCKEFORD-BELLOTA | 230 |  | 12.3242
LOCKEFORD-INDUSTRIAL | 60 |  | 6.0307
LOCKEFORD-LODI #2 | 60 |  | 9.5211
LOCKEFORD-LODI #3 | 60 |  | 15.424
LOCKEFORD #1 | 60 |  | 12.8532
LOCKHEED #1 TAP | 115 |  | 1.7231
LOCKHEED #2 TAP | 115 |  | 1.2795
LODI-INDUSTRIAL | 60 |  | 0.98126
LODI STIG-EIGHT MILE ROAD | 230 |  | 2.1754
LONE STAR TAP | 60 |  | 0.42383
LONE STAR TAP | 60 | Tier 2 - Elevated | 0.75827
LOS BANOS-DOS AMIGOS | 230 |  | 14.3111
LOS BANOS-GATES #1 | 500 |  | 80.854
LOS BANOS-LIVINGSTON JCT-CANAL | 70 |  | 14.2939
LOS BANOS-MERCY SPRINGS SW STA | 70 |  | 14.7325
LOS BANOS-MIDWAY #2 | 500 |  | 144.8198
LOS BANOS-O'NEILL PGP | 70 |  | 3.8751
LOS BANOS-PACHECO | 70 |  | 20.7799
LOS BANOS-PADRE FLAT SW STA | 230 |  | 3.6895
LOS BANOS-PANOCHE #2 | 230 |  | 37.1258
LOS BANOS-QUINTO SW STA | 230 |  | 12.0631
LOS BANOS-SAN LUIS PUMPS #2 | 230 |  | 3.4313
LOS COCHES TAP | 60 |  | 1.3428
LOS ESTEROS-AGNEW | 115 |  | 1.3745
LOS ESTEROS-METCALF | 230 |  | 11.0213
LOS ESTEROS-METCALF | 230 | Tier 2 - Elevated | 26.2664
LOS ESTEROS-MONTAGUE | 115 |  | 4.6368
LOS ESTEROS-NORTECH | 115 |  | 1.9839
LOS ESTEROS-TRIMBLE | 115 |  | 3.7335
LOST HILLS TAP | 70 |  | 2.8866
LOUISIANA PACIFIC (OROVILLE) TAP | 60 |  | 0.16146
LOWER LAKE-HOMESTAKE | 115 |  | 0.75417
LOWER LAKE-HOMESTAKE | 115 | Tier 2 - Elevated | 15.3626
LP FLAKEBOARD TAP | 60 |  | 0.50843
LUCERNE #1 TAP | 115 | Tier 2 - Elevated | 0.23337
LUCERNE #2 TAP | 115 | Tier 2 - Elevated | 0.22513
LYOTH TAP | 60 |  | 1.3357
MABURY TAP | 115 |  | 2.8055
MADISON-VACA | 115 |  | 20.1559
MADISON-VACA | 115 | Tier 2 - Elevated | 2.8369
MALACHA TAP | 230 | Tier 2 - Elevated | 0.12499
MALAGA-KRCD | 115 |  | 0.98951
MALIN-ROUND MTN #2 | 500 | Tier 2 - Elevated | 46.8984
MANCHESTER-AIRWAYS-SANGER | 115 |  | 15.0709
MANTECA-LOUISE | 60 |  | 12.532
MANTECA-VIERRA | 115 |  | 3.9787
MANTECA #1 | 60 |  | 34.5272
MANVILLE TAP | 115 |  | 2.8043
MANVILLE TAP | 115 | Tier 2 - Elevated | 2.7327
MAPLE CREEK-HOOPA | 60 |  | 4.2178
MAPLE CREEK-HOOPA | 60 | Tier 2 - Elevated | 11.3784
MAPLE CREEK-HOOPA | 60 | Tier 3 - Extreme | 13.5336
MARICOPA-COPUS | 70 |  | 7.8591
MARSH TAP | 60 |  | 3.9735
MARTIN-DALY CITY #1 | 115 |  | 3.9264
MARTIN-DALY CITY #2 | 115 |  | 3.9311
MARTIN-EAST GRAND | 115 |  | 3.9568
MARTIN-MILLBRAE #1 | 115 |  | 7.2769
MARTIN-SF AIRPORT | 115 |  | 5.4329
MARTIN-SNEATH LANE | 60 |  | 6.3987
MARTIN-SNEATH LANE | 60 | Tier 2 - Elevated | 0.79373
MARTINEZ-SOBRANTE | 115 |  | 2.7909
MARTINEZ-SOBRANTE | 115 | Tier 2 - Elevated | 13.6069
MCCALL-KINGSBURG #1 | 115 |  | 11.6462
MCCALL-KINGSBURG #2 | 115 |  | 11.5677
MCCALL-MALAGA | 115 |  | 10.9613
MCCALL-REEDLEY | 115 |  | 15.2029
MCCALL-SANGER #1 | 115 |  | 9.2254
MCCALL-SANGER #2 | 115 |  | 9.2042
MCCALL-SANGER #3 | 115 |  | 8.3006
MCCALL-WEST FRESNO #2 | 115 |  | 19.608
MCDONALD TAP | 60 |  | 5.8803
MCFARLAND TAP | 70 |  | 5.9872
MCKEE-PIERCY | 115 |  | 7.7499
MCSWAIN TAP | 70 |  | 0.80066
MCSWAIN TAP | 70 | Tier 2 - Elevated | 0.56845
MELONES-CURTIS | 115 |  | 0.73294
MELONES-CURTIS | 115 | Tier 2 - Elevated | 14.0696
MELONES-RACETRACK | 115 | Tier 2 - Elevated | 10.2006
MELONES-WILSON | 230 |  | 56.3766
MELONES-WILSON | 230 | Tier 2 - Elevated | 5.2335
MENDOCINO-HARTLEY | 60 |  | 1.4044
MENDOCINO-HARTLEY | 60 | Tier 2 - Elevated | 21.761
MENDOCINO-PHILO JCT-HOPLAND | 60 |  | 6.3872
MENDOCINO-PHILO JCT-HOPLAND | 60 | Tier 2 - Elevated | 17.1012
MENDOCINO-REDBUD | 115 |  | 2.2188
MENDOCINO-REDBUD | 115 | Tier 2 - Elevated | 32.6134
MENDOCINO-UKIAH | 115 |  | 2.3405
MENDOCINO-UKIAH | 115 | Tier 2 - Elevated | 7.4892
MENDOCINO-WILLITS | 60 |  | 2.4202
MENDOCINO-WILLITS | 60 | Tier 2 - Elevated | 8.3266
MENDOCINO-WILLITS | 60 | Tier 3 - Extreme | 3.7699
MENDOCINO-WILLITS-FORT BRAGG | 60 |  | 3.2289
MENDOCINO-WILLITS-FORT BRAGG | 60 | Tier 2 - Elevated | 36.7634
MENDOCINO-WILLITS-FORT BRAGG | 60 | Tier 3 - Extreme | 3.7819
MENDOCINO #1 | 60 |  | 0.2409
MENDOCINO #1 | 60 | Tier 2 - Elevated | 7.2354
MENDOTA-NORTH STAR SOLAR | 115 |  | 0.031475
MENDOTA-SAN JOAQUIN-HELM | 70 |  | 23.5956
MENDOTA BIOMASS TAP | 70 |  | 3.8447
MENLO TAP | 60 |  | 0.36201
MERCED-MERCED FALLS | 70 |  | 20.9268
MERCED #1 | 70 |  | 39.8831
MERCED FALLS-EXCHEQUER | 70 |  | 2.1739
MERCED FALLS-EXCHEQUER | 70 | Tier 2 - Elevated | 4.3343
MERCY SPRINGS SW STA-CANAL-ORO LOMA | 70 |  | 23.3187
MESA-DIVIDE #1 | 115 |  | 14.708
MESA-DIVIDE #2 | 115 |  | 14.7201
MESA-SANTA MARIA | 115 |  | 4.2881
MESA-SANTA MARIA | 115 | Tier 2 - Elevated | 0.071665
MESA-SISQUOC | 115 |  | 16.5522
MESA-SISQUOC | 115 | Tier 2 - Elevated | 1.0517
METCALF-COYOTE PUMPING PLANT | 115 |  | 7.8569
METCALF-EDENVALE #1 | 115 |  | 4.4388
METCALF-EDENVALE #1 | 115 | Tier 2 - Elevated | 1.2918
METCALF-EDENVALE #2 | 115 |  | 4.3069
METCALF-EDENVALE #2 | 115 | Tier 2 - Elevated | 1.2965
METCALF-EL PATIO #1 | 115 |  | 10.9975
METCALF-EL PATIO #1 | 115 | Tier 2 - Elevated | 3.3814
METCALF-EL PATIO #2 | 115 |  | 11.0274
METCALF-EL PATIO #2 | 115 | Tier 2 - Elevated | 3.382
METCALF-EVERGREEN #1 | 115 |  | 10.6328
METCALF-GREEN VALLEY | 115 |  | 14.9429
METCALF-GREEN VALLEY | 115 | Tier 2 - Elevated | 4.5933
METCALF-GREEN VALLEY | 115 | Tier 3 - Extreme | 5.7463
METCALF-HICKS 1 & 2 | 115 |  | 3.7926
METCALF-HICKS 1 & 2 | 115 | Tier 2 - Elevated | 2.8262
METCALF-MONTA VISTA #3 | 230 |  | 5.8848
METCALF-MONTA VISTA #3 | 230 | Tier 2 - Elevated | 9.5897
METCALF-MONTA VISTA #3 | 230 | Tier 3 - Extreme | 13.1173
METCALF-MORGAN HILL | 115 |  | 8.519
METCALF-MORGAN HILL | 115 | Tier 2 - Elevated | 1.2013
METCALF-MOSS LANDING #1 | 230 |  | 18.7271
METCALF-MOSS LANDING #1 | 230 | Tier 2 - Elevated | 9.8624
METCALF-MOSS LANDING #1 | 230 | Tier 3 - Extreme | 7.1728
METCALF-MOSS LANDING #2 | 230 |  | 18.712
METCALF-MOSS LANDING #2 | 230 | Tier 2 - Elevated | 9.8736
METCALF-MOSS LANDING #2 | 230 | Tier 3 - Extreme | 7.1734
METCALF-SALINAS #1 | 115 |  | 1.9382
METCALF-SALINAS #2 (12KV) | 115 |  | 6.7962
METCALF SUB INTER-TIE 230KV | 230 |  | 0.47503
MI-WUK-CURTIS | 115 |  | 0.096637
MI-WUK-CURTIS | 115 | Tier 2 - Elevated | 3.6882
MI-WUK-CURTIS | 115 | Tier 3 - Extreme | 4.6192
MIDDLE FORK-GOLD HILL | 230 |  | 6.6616
MIDDLE FORK-GOLD HILL | 230 | Tier 2 - Elevated | 12.0102
MIDDLE FORK-GOLD HILL | 230 | Tier 3 - Extreme | 25.4123
MIDDLE FORK #1 | 60 | Tier 3 - Extreme | 9.4308
MIDDLE RIVER TAP | 60 |  | 7.0162
MIDSET TAP | 115 |  | 0.72456
MIDSUN-MIDWAY | 115 |  | 18.8583
MIDWAY-KERN #1 | 230 |  | 41.0633
MIDWAY-KERN #3 | 230 |  | 20.9351
MIDWAY-KERN #4 | 230 |  | 20.7843
MIDWAY-RENFRO-TUPMAN | 115 |  | 22.5971
MIDWAY-SHAFTER | 115 |  | 13.6256
MIDWAY-SUNSET | 230 |  | 0.56618
MIDWAY-TAFT | 115 |  | 19.327
MIDWAY-TEMBLOR | 115 |  | 14.5283
MIDWAY-TUPMAN-RIO BRAVO-RENFRO | 115 |  | 26.592
MIDWAY-WHEELER RIDGE #1 | 230 |  | 52.6814
MIDWAY-WHEELER RIDGE #2 | 230 |  | 52.6513
MIDWAY-WHIRLWIND | 500 |  | 44.1715
MIDWAY-WHIRLWIND | 500 | Tier 2 - Elevated | 8.5954
MILLBRAE-SAN MATEO #1 | 115 |  | 4.7102
MILLBRAE-SNEATH LANE | 60 |  | 4.3429
MILLBRAE-SNEATH LANE | 60 | Tier 2 - Elevated | 2.1495
MILLER #1 TAP | 115 |  | 21.2593
MILLER #2 TAP | 115 |  | 12.3211
MILPITAS-SWIFT | 115 |  | 8.862
MISSION POWER TAP | 115 | Tier 3 - Extreme | 1.9297
MISSOURI FLAT-GOLD HILL #1 | 115 |  | 9.0406
MISSOURI FLAT-GOLD HILL #1 | 115 | Tier 2 - Elevated | 4.7381
MISSOURI FLAT-GOLD HILL #1 | 115 | Tier 3 - Extreme | 5.9504
MISSOURI FLAT-GOLD HILL #2 | 115 |  | 9.0235
MISSOURI FLAT-GOLD HILL #2 | 115 | Tier 2 - Elevated | 4.7523
MISSOURI FLAT-GOLD HILL #2 | 115 | Tier 3 - Extreme | 5.9115
MOCO TAP | 70 |  | 1.6414
MOFFETT FIELD TAP | 115 |  | 0.16306
MONTA VISTA-BURNS | 60 |  | 1.0827
MONTA VISTA-BURNS | 60 | Tier 2 - Elevated | 4.5304
MONTA VISTA-BURNS | 60 | Tier 3 - Extreme | 12.4511
MONTA VISTA-COYOTE SW STA | 230 |  | 5.0954
MONTA VISTA-COYOTE SW STA | 230 | Tier 2 - Elevated | 9.6021
MONTA VISTA-COYOTE SW STA | 230 | Tier 3 - Extreme | 13.128
MONTA VISTA-HICKS | 230 |  | 12.8877
MONTA VISTA-HICKS | 230 | Tier 2 - Elevated | 0.37873
MONTA VISTA-JEFFERSON #1 | 230 |  | 2.8772
MONTA VISTA-JEFFERSON #1 | 230 | Tier 2 - Elevated | 10.4983
MONTA VISTA-JEFFERSON #1 | 230 | Tier 3 - Extreme | 6.3458
MONTA VISTA-JEFFERSON #2 | 230 |  | 2.8775
MONTA VISTA-JEFFERSON #2 | 230 | Tier 2 - Elevated | 10.4968
MONTA VISTA-JEFFERSON #2 | 230 | Tier 3 - Extreme | 6.3596
MONTA VISTA-LOS ALTOS | 60 |  | 7.1296
MONTA VISTA-LOS GATOS | 60 |  | 8.9095
MONTA VISTA-LOS GATOS | 60 | Tier 2 - Elevated | 1.9737
MONTA VISTA-PERMANENTE | 60 |  | 1.0761
MONTA VISTA-PERMANENTE | 60 | Tier 2 - Elevated | 0.11341
MONTA VISTA-SARATOGA | 230 |  | 5.1183
MONTA VISTA-SARATOGA | 230 | Tier 2 - Elevated | 0.36768
MONTA VISTA-WOLFE | 115 |  | 2.72
MONTAGUE-TRIMBLE | 115 |  | 2.0671
MONTE RIO-FORT ROSS | 60 |  | 2.3645
MONTE RIO-FORT ROSS | 60 | Tier 2 - Elevated | 4.7255
MONTE RIO-FORT ROSS | 60 | Tier 3 - Extreme | 7.2145
MONTE RIO-FULTON | 60 |  | 15.3085
MONTE RIO-FULTON | 60 | Tier 2 - Elevated | 0.13457
MONTE RIO-FULTON | 60 | Tier 3 - Extreme | 7.1145
MONTEZUMA SW STA-BIRDS LANDING SW STA | 230 |  | 0.54395
MONTICELLO PH TAP | 115 |  | 0.016746
MONTICELLO PH TAP | 115 | Tier 2 - Elevated | 0.60766
MORAGA-CASTRO VALLEY | 230 |  | 3.8055
MORAGA-CASTRO VALLEY | 230 | Tier 2 - Elevated | 3.1578
MORAGA-CASTRO VALLEY | 230 | Tier 3 - Extreme | 7.9559
MORAGA-CLAREMONT #1 | 115 | Tier 2 - Elevated | 0.19354
MORAGA-CLAREMONT #1 | 115 | Tier 3 - Extreme | 5.0866
MORAGA-CLAREMONT #2 | 115 | Tier 2 - Elevated | 0.19382
MORAGA-CLAREMONT #2 | 115 | Tier 3 - Extreme | 5.1103
MORAGA-LAKEWOOD | 115 |  | 8.4582
MORAGA-LAKEWOOD | 115 | Tier 2 - Elevated | 5.4419
MORAGA-LAKEWOOD | 115 | Tier 3 - Extreme | 1.2119
MORAGA-OAKLAND #1 | 115 |  | 0.97902
MORAGA-OAKLAND #1 | 115 | Tier 2 - Elevated | 0.7889
MORAGA-OAKLAND #1 | 115 | Tier 3 - Extreme | 3.276
MORAGA-OAKLAND #2 | 115 |  | 0.97583
MORAGA-OAKLAND #2 | 115 | Tier 2 - Elevated | 0.79101
MORAGA-OAKLAND #2 | 115 | Tier 3 - Extreme | 3.2761
MORAGA-OAKLAND #3 | 115 |  | 0.97496
MORAGA-OAKLAND #3 | 115 | Tier 2 - Elevated | 0.79331
MORAGA-OAKLAND #3 | 115 | Tier 3 - Extreme | 3.2818
MORAGA-OAKLAND #4 | 115 |  | 0.97055
MORAGA-OAKLAND #4 | 115 | Tier 2 - Elevated | 0.79586
MORAGA-OAKLAND #4 | 115 | Tier 3 - Extreme | 3.2819
MORAGA-OAKLAND J | 115 |  | 8.1074
MORAGA-OAKLAND J | 115 | Tier 2 - Elevated | 1.8478
MORAGA-OAKLAND J | 115 | Tier 3 - Extreme | 7.7121
MORAGA-SAN LEANDRO #1 | 115 |  | 1.572
MORAGA-SAN LEANDRO #1 | 115 | Tier 2 - Elevated | 1.8428
MORAGA-SAN LEANDRO #1 | 115 | Tier 3 - Extreme | 7.728
MORAGA-SAN LEANDRO #2 | 115 |  | 1.4406
MORAGA-SAN LEANDRO #2 | 115 | Tier 2 - Elevated | 1.8447
MORAGA-SAN LEANDRO #2 | 115 | Tier 3 - Extreme | 7.7258
MORAGA-SAN LEANDRO #3 | 115 |  | 1.4413
MORAGA-SAN LEANDRO #3 | 115 | Tier 2 - Elevated | 1.8474
MORAGA-SAN LEANDRO #3 | 115 | Tier 3 - Extreme | 7.7145
MORGAN HILL-LLAGAS | 115 |  | 6.8005
MORGAN HILL-LLAGAS | 115 | Tier 2 - Elevated | 4.0359
MORRO BAY-CALIFORNIA FLATS SW STA | 230 |  | 30.9832
MORRO BAY-CALIFORNIA FLATS SW STA | 230 | Tier 2 - Elevated | 9.7578
MORRO BAY-CALIFORNIA FLATS SW STA | 230 | Tier 3 - Extreme | 5.4539
MORRO BAY-DIABLO | 230 |  | 3.3476
MORRO BAY-DIABLO | 230 | Tier 2 - Elevated | 7.2452
MORRO BAY-DIABLO | 230 | Tier 3 - Extreme | 5.1838
MORRO BAY-MESA | 230 |  | 6.204
MORRO BAY-MESA | 230 | Tier 2 - Elevated | 26.5963
MORRO BAY-MESA | 230 | Tier 3 - Extreme | 2.4695
MORRO BAY-SAN LUIS OBISPO #1 | 115 |  | 4.6911
MORRO BAY-SAN LUIS OBISPO #1 | 115 | Tier 2 - Elevated | 11.3195
MORRO BAY-SAN LUIS OBISPO #2 | 115 |  | 4.6946
MORRO BAY-SAN LUIS OBISPO #2 | 115 | Tier 2 - Elevated | 11.3208
MORRO BAY-SOLAR SW STA #1 | 230 |  | 9.3113
MORRO BAY-SOLAR SW STA #1 | 230 | Tier 2 - Elevated | 24.3683
MORRO BAY-SOLAR SW STA #1 | 230 | Tier 3 - Extreme | 11.8717
MORRO BAY-SOLAR SW STA #2 | 230 |  | 9.3293
MORRO BAY-SOLAR SW STA #2 | 230 | Tier 2 - Elevated | 24.4702
MORRO BAY-SOLAR SW STA #2 | 230 | Tier 3 - Extreme | 11.756
MORRO BAY-TEMPLETON | 230 |  | 6.6761
MORRO BAY-TEMPLETON | 230 | Tier 2 - Elevated | 4.3038
MORRO BAY-TEMPLETON | 230 | Tier 3 - Extreme | 5.4473
MOSS LANDING-COBURN | 230 |  | 28.8677
MOSS LANDING-COBURN | 230 | Tier 2 - Elevated | 35.1633
MOSS LANDING-CRAZY HORSE CANYON #1 | 115 |  | 10.5211
MOSS LANDING-CRAZY HORSE CANYON #2 | 115 |  | 10.5945
MOSS LANDING-DEL MONTE #1 | 115 |  | 17.5266
MOSS LANDING-DEL MONTE #1 | 115 | Tier 2 - Elevated | 5.7274
MOSS LANDING-DEL MONTE #2 | 115 |  | 17.5592
MOSS LANDING-DEL MONTE #2 | 115 | Tier 2 - Elevated | 5.7332
MOSS LANDING-GREEN VALLEY #1 | 115 |  | 14.224
MOSS LANDING-GREEN VALLEY #2 | 115 |  | 14.2154
MOSS LANDING-LAS AGUILAS SW STA - 230 kV | 230 |  | 23.863
MOSS LANDING-LAS AGUILAS SW STA - 230 kV | 230 | Tier 2 - Elevated | 28.031
MOSS LANDING-LOS BANOS | 500 |  | 39.6894
MOSS LANDING-LOS BANOS | 500 | Tier 2 - Elevated | 11.6404
MOSS LANDING-METCALF | 500 |  | 13.5261
MOSS LANDING-METCALF | 500 | Tier 2 - Elevated | 14.2843
MOSS LANDING-METCALF | 500 | Tier 3 - Extreme | 7.1665
MOSS LANDING-SALINAS #1 | 115 |  | 11.9855
MOSS LANDING-SALINAS #2 | 115 |  | 12.0253
MTN GATE JCT-CASCADE | 60 | Tier 2 - Elevated | 6.5682
MTN GATE TAP | 60 | Tier 2 - Elevated | 0.70385
MTN QUARRIES TAP | 60 |  | 0.64874
MTN QUARRIES TAP | 60 | Tier 2 - Elevated | 1.9843
MTN VIEW-MONTA VISTA | 115 |  | 4.7967
MULE CREEK TAP | 60 |  | 0.010873
MUSTANG SW STA-GREGG | 230 |  | 45.4724
MUSTANG SW STA-MCCALL | 230 |  | 42.1051
MUSTANG TAP | 70 | Tier 2 - Elevated | 0.71463
NARROWS #1 TAP | 60 | Tier 2 - Elevated | 2.646
NARROWS #2 TAP | 60 | Tier 2 - Elevated | 3.0965
NAVY LAB TAP | 60 |  | 0.19241
NEW HOGAN TAP | 60 |  | 0.8706
NEW HOGAN TAP | 60 | Tier 2 - Elevated | 1.4593
NEWARK-AMES #1 | 115 |  | 8.3003
NEWARK-AMES #2 | 115 |  | 8.2822
NEWARK-AMES #3 | 115 |  | 8.2752
NEWARK-AMES DISTRIBUTION | 115 |  | 8.2516
NEWARK-APPLIED MATERIALS | 115 |  | 11.3708
NEWARK-DECOTO | 60 |  | 6.2797
NEWARK-DIXON LANDING | 115 |  | 4.6906
NEWARK-FREMONT #1 | 115 |  | 3.7129
NEWARK-FREMONT #2 | 115 |  | 3.7492
NEWARK-JARVIS #1 | 115 |  | 14.2503
NEWARK-JARVIS #2 | 115 |  | 14.4821
NEWARK-KIFER | 115 |  | 10.6055
NEWARK-LAWRENCE | 115 |  | 10.2493
NEWARK-LAWRENCE LAB | 115 |  | 9.3225
NEWARK-LAWRENCE LAB | 115 | Tier 2 - Elevated | 2.8909
NEWARK-LIVERMORE | 60 |  | 15.1096
NEWARK-LIVERMORE | 60 | Tier 2 - Elevated | 3.9366
NEWARK-LOS ESTEROS | 230 |  | 5.6485
NEWARK-MILPITAS #1 | 115 |  | 8.482
NEWARK-MILPITAS #2 | 115 |  | 10.3009
NEWARK-NORTHERN RECEIVING STATION #1 | 115 |  | 8.757
NEWARK-NORTHERN RECEIVING STATION #2 | 115 |  | 8.6694
NEWARK-NUMMI | 115 |  | 4.9384
NEWARK-RAVENSWOOD | 230 |  | 8.9071
NEWARK-SIERRA PAPERBOARD TAP | 60 |  | 0.28979
NEWARK-TRIMBLE | 115 |  | 12.3634
NEWARK-VALLECITOS | 60 |  | 10.1584
NEWARK-VALLECITOS | 60 | Tier 2 - Elevated | 2.2319
NICOLAUS-CATLETT JCT | 60 |  | 24.6124
NICOLAUS-CATLETT JCT (12KV) | 60 |  | 14.1776
NICOLAUS-MARYSVILLE | 60 |  | 18.7351
NICOLAUS-PLAINFIELD | 60 |  | 30.6331
NICOLAUS-WILKINS SLOUGH | 60 |  | 42.7246
NORTECH-NORTHERN RECEIVING STATION | 115 |  | 2.2125
NORTH DUBLIN-CAYETANO | 230 | Tier 2 - Elevated | 3.0195
NORTH DUBLIN-VINEYARD | 230 | Tier 2 - Elevated | 3.023
NORTH TOWER-MARTINEZ JCT #1 (21KV) | 115 |  | 0.85309
NORTH TOWER-MARTINEZ JCT #1 (21KV) | 115 | Tier 2 - Elevated | 1.7526
NORTHERN RECEIVING STATION-SCOTT #1 | 115 |  | 2.0777
NORTHERN RECEIVING STATION-SCOTT #2 | 115 |  | 1.982
NOTRE DAME-BUTTE | 115 |  | 2.0241
OAK PARK TAP | 60 |  | 0.8708
OAKHURST TAP | 115 |  | 0.68489
OAKHURST TAP | 115 | Tier 2 - Elevated | 16.5858
OAKHURST TAP | 115 | Tier 3 - Extreme | 0.88809
OAKLAND C-MARITIME | 115 |  | 2.3612
OAKLAND C-TURBINES | 115 |  | 0.194
OAKLAND J-GRANT | 115 |  | 7.4644
OCEANO-CALLENDER SW STA | 115 |  | 1.2203
OCEANO-CALLENDER SW STA | 115 | Tier 2 - Elevated | 2.9983
OIL CITY TAP | 70 |  | 0.047649
OILFIELDS-SALINAS RIVER | 60 |  | 1.4565
OILFIELDS-SARGENT CANYON | 60 |  | 2.0209
OLEUM-G #1 | 115 |  | 2.2753
OLEUM-G #1 | 115 | Tier 2 - Elevated | 6.9516
OLEUM-G #1 | 115 | Tier 3 - Extreme | 2.0621
OLEUM-G #2 | 115 |  | 2.2863
OLEUM-G #2 | 115 | Tier 2 - Elevated | 6.9547
OLEUM-G #2 | 115 | Tier 3 - Extreme | 2.0611
OLEUM-MARTINEZ | 115 |  | 3.4694
OLEUM-MARTINEZ | 115 | Tier 2 - Elevated | 7.0325
OLEUM-NORTH TOWER-CHRISTIE | 115 |  | 1.7624
OLEUM-NORTH TOWER-CHRISTIE | 115 | Tier 2 - Elevated | 6.5491
OLEUM-UNOCAL #1 | 115 |  | 0.014938
OLEUM-UNOCAL #2 | 115 |  | 0.048501
OLIVE SW STA-SMYRNA | 115 |  | 22.0847
ORO FINO TAP | 60 | Tier 3 - Extreme | 1.3004
ORO LOMA-CANAL #1 | 70 |  | 24.5567
ORO LOMA-MENDOTA | 70 |  | 29.5848
OWENS ILLINOIS TAP | 115 |  | 0.67866
OXBOW TAP | 60 | Tier 3 - Extreme | 0.15039
OXFORD TAP | 115 |  | 3.8687
P-X #2 | 115 |  | 0.27955
PACIFIC ETHANOL TAP | 60 |  | 0.67707
PACIFIC LUMBER (SCOTIA) TAP | 60 |  | 0.52485
PACIFIC OROVILLE POWER TAP | 60 |  | 0.77621
PADRE FLAT SW STA-PANOCHE | 230 |  | 33.5751
PALERMO-BOGUE | 115 |  | 34.4963
PALERMO-BOGUE | 115 | Tier 2 - Elevated | 1.2418
PALERMO-COLGATE | 230 |  | 12.7394
PALERMO-COLGATE | 230 | Tier 2 - Elevated | 16.8631
PALERMO-NICOLAUS | 115 |  | 39.9875
PALERMO-NICOLAUS | 115 | Tier 2 - Elevated | 1.1927
PALERMO-OROVILLE #1 | 60 |  | 5.7833
PALERMO-OROVILLE #1 | 60 | Tier 2 - Elevated | 1.1833
PALERMO-OROVILLE #2 | 60 |  | 7.2746
PALERMO-OROVILLE #2 | 60 | Tier 2 - Elevated | 2.8587
PALERMO-PEASE | 115 |  | 25.4435
PALERMO-PEASE | 115 | Tier 2 - Elevated | 1.0829
PALERMO-WYANDOTTE | 115 |  | 4.0428
PALERMO-WYANDOTTE | 115 | Tier 2 - Elevated | 1.2595
PANOCHE-CAL PEAK-STARWOOD | 115 |  | 0.098951
PANOCHE-EXCELSIOR SW STA #1 | 115 |  | 28.5004
PANOCHE-EXCELSIOR SW STA #2 | 115 |  | 28.5002
PANOCHE-MENDOTA | 115 |  | 10.0834
PANOCHE-ORO LOMA | 115 |  | 18.9556
PANOCHE-PANOCHE ENERGY CENTER | 230 |  | 0.093805
PANOCHE-TRANQUILLITY SW STA #1 | 230 |  | 12.1427
PANOCHE-TRANQUILLITY SW STA #2 | 230 |  | 12.1358
PARADISE-BUTTE | 115 |  | 5.3605
PARADISE-BUTTE | 115 | Tier 2 - Elevated | 7.5917
PARADISE-BUTTE | 115 | Tier 3 - Extreme | 0.62365
PARADISE-TABLE MTN | 115 |  | 7.0883
PARADISE-TABLE MTN | 115 | Tier 2 - Elevated | 19.9305
PARADISE-TABLE MTN | 115 | Tier 3 - Extreme | 6.7022
PARAMOUNT FARMS TAP | 115 |  | 0.56848
PARDEE #1 TAP | 60 | Tier 2 - Elevated | 4.326
PARDEE #2 TAP | 60 | Tier 2 - Elevated | 0.085588
PARKWAY-MORAGA | 230 |  | 7.0862
PARKWAY-MORAGA | 230 | Tier 2 - Elevated | 12.2413
PARKWAY-MORAGA | 230 | Tier 3 - Extreme | 4.3107
PASO ROBLES-TEMPLETON | 70 |  | 4.8956
PEABODY-BIRDS LANDING SW STA | 230 |  | 19.8516
PEACHTON-PEASE | 60 |  | 16.3422
PEASE-HARTER | 60 |  | 15.88
PEASE-MARYSVILLE-HARTER | 60 |  | 10.3054
PEASE-RIO OSO | 115 |  | 27.6133
PENN ZIER TAP | 70 |  | 4.9932
PENNGROVE SUB TAP | 115 |  | 0.80623
PENTLAND TAP | 70 |  | 0.55001
PEORIA TAP | 115 | Tier 2 - Elevated | 0.8477
PERMANENTE #1 TAP | 60 |  | 0.18499
PERMANENTE #1 TAP | 60 | Tier 2 - Elevated | 0.12965
PERMANENTE #2 TAP | 60 |  | 0.16921
PERMANENTE #2 TAP | 60 | Tier 2 - Elevated | 0.33921
PHILO JCT-ELK | 60 |  | 4.3023
PHILO JCT-ELK | 60 | Tier 2 - Elevated | 32.9487
PIERCY-METCALF | 115 |  | 4.7218
PINE GROVE TAP | 60 | Tier 2 - Elevated | 2.1876
PINE GROVE TAP | 60 | Tier 3 - Extreme | 0.4813
PIT #1-COTTONWOOD | 230 |  | 10.0905
PIT #1-COTTONWOOD | 230 | Tier 2 - Elevated | 42.0374
PIT #1-COTTONWOOD | 230 | Tier 3 - Extreme | 7.6237
PIT #1-HAT CREEK #2-BURNEY | 60 |  | 2.3301
PIT #1-HAT CREEK #2-BURNEY | 60 | Tier 2 - Elevated | 10.6289
PIT #1-MCARTHUR | 60 |  | 4.2187
PIT #1-MCARTHUR | 60 | Tier 2 - Elevated | 3.0815
PIT #3-CARBERRY SW STA | 230 |  | 1.7267
PIT #3-CARBERRY SW STA | 230 | Tier 2 - Elevated | 9.1814
PIT #3-PIT #1 | 230 |  | 3.3606
PIT #3-PIT #1 | 230 | Tier 2 - Elevated | 19.3248
PIT #4 TAP | 230 | Tier 2 - Elevated | 7.0302
PIT #5-ROUND MTN #1 | 230 | Tier 2 - Elevated | 13.1235
PIT #5-ROUND MTN #2 | 230 | Tier 2 - Elevated | 13.1072
PIT #6 JCT-ROUND MTN | 230 | Tier 2 - Elevated | 8.153
PIT #6 TAP | 230 | Tier 2 - Elevated | 3.4294
PIT #7 TAP | 230 | Tier 2 - Elevated | 3.5899
PITTSBURG-CLAYTON #1 | 115 |  | 10.807
PITTSBURG-CLAYTON #1 | 115 | Tier 2 - Elevated | 6.0125
PITTSBURG-COLUMBIA STEEL | 115 |  | 8.0209
PITTSBURG-COLUMBIA STEEL | 115 | Tier 2 - Elevated | 1.212
PITTSBURG-EASTSHORE | 230 |  | 15.2299
PITTSBURG-EASTSHORE | 230 | Tier 2 - Elevated | 7.7806
PITTSBURG-EASTSHORE | 230 | Tier 3 - Extreme | 11.9054
PITTSBURG-KIRKER-COLUMBIA STEEL | 115 |  | 8.1232
PITTSBURG-KIRKER-COLUMBIA STEEL | 115 | Tier 2 - Elevated | 1.134
PITTSBURG-LOS MEDANOS #1 | 115 |  | 0.54406
PITTSBURG-LOS MEDANOS #2 | 115 |  | 0.54255
PITTSBURG-MARTINEZ #1 | 115 |  | 16.8882
PITTSBURG-MARTINEZ #1 | 115 | Tier 2 - Elevated | 0.33845
PITTSBURG-MARTINEZ #2 | 115 |  | 15.446
PITTSBURG-MARTINEZ #2 | 115 | Tier 2 - Elevated | 0.38286
PITTSBURG-SAN MATEO | 230 |  | 27.7241
PITTSBURG-SAN MATEO | 230 | Tier 2 - Elevated | 7.7818
PITTSBURG-SAN MATEO | 230 | Tier 3 - Extreme | 11.8928
PITTSBURG-SAN RAMON | 230 |  | 7.8519
PITTSBURG-SAN RAMON | 230 | Tier 2 - Elevated | 7.7043
PITTSBURG-SAN RAMON | 230 | Tier 3 - Extreme | 6.0991
PITTSBURG-TASSAJARA | 230 |  | 4.6092
PITTSBURG-TASSAJARA | 230 | Tier 2 - Elevated | 6.6458
PITTSBURG-TASSAJARA | 230 | Tier 3 - Extreme | 6.1067
PITTSBURG-TESLA #1 | 230 |  | 13.35
PITTSBURG-TESLA #1 | 230 | Tier 2 - Elevated | 17.9956
PITTSBURG-TESLA #2 | 230 |  | 13.2872
PITTSBURG-TESLA #2 | 230 | Tier 2 - Elevated | 18.0322
PITTSBURG-TESORO | 230 |  | 11.2725
PITTSBURG-TIDEWATER | 230 |  | 11.2668
PITTSBURG #1 TAP (NO FLY) | 60 |  | 1.1517
PITTSBURG #2 TAP | 60 |  | 1.1863
PLACER-DEL MAR | 60 |  | 6.2922
PLACER-DEL MAR | 60 | Tier 2 - Elevated | 4.5177
PLACER-GOLD HILL #1 | 115 |  | 10.7459
PLACER-GOLD HILL #1 | 115 | Tier 2 - Elevated | 9.9202
PLACER-GOLD HILL #2 | 115 |  | 10.756
PLACER-GOLD HILL #2 | 115 | Tier 2 - Elevated | 9.9151
PLUMAS-SIERRA TAP | 60 |  | 0.67916
PLUMAS-SIERRA TAP | 60 | Tier 2 - Elevated | 0.058857
PLUMAS-SIERRA TAP | 60 | Tier 3 - Extreme | 0.013701
POE-RIO OSO | 230 |  | 37.6669
POE-RIO OSO | 230 | Tier 2 - Elevated | 14.0118
POE-RIO OSO | 230 | Tier 3 - Extreme | 4.4117
PORT COSTA BRICK TAP | 60 |  | 0.013468
PORT COSTA BRICK TAP | 60 | Tier 2 - Elevated | 1.8773
POST OFFICE TAP | 115 |  | 0.75217
POTTER VALLEY-MENDOCINO | 60 |  | 2.5621
POTTER VALLEY-MENDOCINO | 60 | Tier 2 - Elevated | 8.3795
POTTER VALLEY-WILLITS | 60 |  | 1.2897
POTTER VALLEY-WILLITS | 60 | Tier 2 - Elevated | 6.3608
POTTER VALLEY-WILLITS | 60 | Tier 3 - Extreme | 5.5076
PSE MCKITTRICK TAP | 115 |  | 5.2117
QUEBEC TAP | 115 |  | 4.3465
QUINTO SW STA-WESTLEY | 230 |  | 50.7384
QUINTO SW STA-WESTLEY | 230 | Tier 2 - Elevated | 6.8127
RACETRACK TAP | 115 | Tier 2 - Elevated | 3.5478
RADUM-LIVERMORE | 60 |  | 4.659
RADUM-VALLECITOS | 60 |  | 10.6217
RAINBOW TAP | 115 |  | 2.5875
RALPH TAP | 230 |  | 0.058227
RANCHERS COTTON TAP | 115 |  | 2.0952
RANCHO SECO-BELLOTA #1 | 230 |  | 27.3879
RANCHO SECO-BELLOTA #2 | 230 |  | 27.3635
RAVENSWOOD-AMES #1 | 115 |  | 7.0737
RAVENSWOOD-AMES #2 | 115 |  | 7.0856
RAVENSWOOD-BAIR #1 | 115 |  | 7.4274
RAVENSWOOD-BAIR #2 | 115 |  | 11.2877
RAVENSWOOD-COOLEY LANDING #1 | 115 |  | 1.6171
RAVENSWOOD-COOLEY LANDING #2 | 115 |  | 1.6192
RAVENSWOOD-PALO ALTO #1 | 115 |  | 4.2705
RAVENSWOOD-PALO ALTO #2 | 115 |  | 4.2636
RAVENSWOOD-SAN MATEO | 115 |  | 12.0381
RAVENSWOOD-SAN MATEO #1 | 230 |  | 11.8906
RAVENSWOOD-SAN MATEO #2 | 230 |  | 11.8811
RED BANK TAP | 60 |  | 0.68118
REEDLEY-DINUBA #1 | 70 |  | 7.7007
REEDLEY-OROSI | 70 |  | 10.8873
RESERVE OIL TAP | 70 |  | 0.57923
RINCON #1 TAP | 115 | Tier 2 - Elevated | 0.48653
RINCON #1 TAP | 115 | Tier 3 - Extreme | 0.082626
RINCON #2 TAP | 115 | Tier 2 - Elevated | 0.4827
RINCON #2 TAP | 115 | Tier 3 - Extreme | 0.067835
RIO BRAVO-KERN OIL | 115 |  | 7.2843
RIO BRAVO (FRESNO) TAP | 115 |  | 0.32204
RIO BRAVO (ROCKLIN) TAP | 115 |  | 0.40369
RIO BRAVO HYDRO | 70 |  | 0.23957
RIO BRAVO TOMATO TAP | 115 |  | 0.43299
RIO DELL JCT-BRIDGEVILLE | 60 |  | 6.1962
RIO DELL JCT-BRIDGEVILLE | 60 | Tier 2 - Elevated | 15.0551
RIO DELL TAP | 60 |  | 4.5718
RIO DELL TAP | 60 | Tier 2 - Elevated | 0.79146
RIO OSO-ATLANTIC | 230 |  | 17.6842
RIO OSO-BRIGHTON | 230 |  | 27.1743
RIO OSO-GOLD HILL | 230 |  | 28.6349
RIO OSO-LINCOLN | 115 |  | 11.0238
RIO OSO-NICOLAUS | 115 |  | 5.3922
RIO OSO-WEST SACRAMENTO | 115 |  | 43.5554
RIO OSO-WOODLAND #1 | 115 |  | 45.2452
RIO OSO-WOODLAND #2 | 115 |  | 53.3572
RIPON-MANTECA | 115 |  | 9.1353
RIVER ROCK TAP | 70 |  | 1.2068
RIVERBANK JCT SW STA-RIPON | 115 |  | 18.0031
ROBERTSON TAP | 60 |  | 0.82185
ROCK CREEK-POE | 230 | Tier 2 - Elevated | 20.133
ROCK CREEK-POE | 230 | Tier 3 - Extreme | 6.8507
ROLLINS TAP | 60 | Tier 2 - Elevated | 0.3889
ROLLINS TAP | 60 | Tier 3 - Extreme | 0.34171
ROSE TAP | 70 |  | 0.30661
ROSSMOOR #1 TAP | 230 |  | 0.2093
ROSSMOOR #1 TAP | 230 | Tier 3 - Extreme | 0.47969
ROSSMOOR #2 TAP | 230 |  | 0.20441
ROSSMOOR #2 TAP | 230 | Tier 3 - Extreme | 0.45541
ROUGH & READY TAP | 60 |  | 0.9457
ROUND MTN-COTTONWOOD #2 | 230 |  | 7.8872
ROUND MTN-COTTONWOOD #2 | 230 | Tier 2 - Elevated | 22.0498
ROUND MTN-COTTONWOOD #2 | 230 | Tier 3 - Extreme | 3.7299
ROUND MTN-COTTONWOOD #3 | 230 |  | 7.0156
ROUND MTN-COTTONWOOD #3 | 230 | Tier 2 - Elevated | 19.1667
ROUND MTN-COTTONWOOD #3 | 230 | Tier 3 - Extreme | 7.174
ROUND MTN-TABLE MTN #1 | 500 |  | 12.659
ROUND MTN-TABLE MTN #1 | 500 | Tier 2 - Elevated | 64.6323
ROUND MTN-TABLE MTN #1 | 500 | Tier 3 - Extreme | 11.7384
ROUND MTN-TABLE MTN #2 | 500 |  | 10.0538
ROUND MTN-TABLE MTN #2 | 500 | Tier 2 - Elevated | 67.1951
ROUND MTN-TABLE MTN #2 | 500 | Tier 3 - Extreme | 11.7738
RUSSELL CITY ENERGY CENTER-EASTSHORE #1 | 230 |  | 1.1947
RUSSELL CITY ENERGY CENTER-EASTSHORE #2 | 230 |  | 1.204
SAFEWAY TAP | 115 |  | 0.68286
SALADO-CROW CREEK SW STA | 60 |  | 3.7707
SALADO-NEWMAN #2 | 60 |  | 21.5625
SALINAS-FIRESTONE #1 | 60 |  | 6.1508
SALINAS-FIRESTONE #2 | 60 |  | 13.315
SALINAS-FORT ORD #1 | 60 |  | 7.2004
SALINAS-FORT ORD #1 | 60 | Tier 2 - Elevated | 3.016
SALINAS-FORT ORD #2 | 60 |  | 7.12
SALINAS-FORT ORD #2 | 60 | Tier 2 - Elevated | 3.0044
SALINAS-LAGUNITAS | 60 |  | 5.7817
SALINAS-LAURELES | 60 |  | 9.2112
SALINAS-LAURELES | 60 | Tier 2 - Elevated | 18.2461
SALMON CREEK TAP | 60 |  | 4.0776
SALMON CREEK TAP | 60 | Tier 2 - Elevated | 5.3934
SALMON CREEK TAP | 60 | Tier 3 - Extreme | 1.0393
SALT SPRINGS-TIGER CREEK | 115 | Tier 2 - Elevated | 14.8232
SALT SPRINGS-TIGER CREEK | 115 | Tier 3 - Extreme | 1.6618
SAN ANDREAS (CCSF) TAP | 60 |  | 0.38895
SAN ARDO TAP | 60 |  | 0.34252
SAN BENITO-HOLLISTER | 115 |  | 8.3005
SAN BERNARD-TEJON | 70 |  | 6.955
SAN BRUNO TAP | 60 |  | 0.60769
SAN BRUNO TAP | 60 | Tier 2 - Elevated | 0.51947
SAN FRANCISCO #2 | 115 |  | 3.1452
SAN JOAQUIN COGEN TAP | 115 |  | 0.035285
SAN JOSE A-SAN JOSE B | 115 |  | 1.1517
SAN JOSE B-STONE-EVERGREEN | 115 |  | 8.5574
SAN LEANDRO-OAKLND J #1 | 115 |  | 6.6964
SAN LUIS #3 TAP | 115 |  | 16.1099
SAN LUIS #5 TAP | 115 |  | 1.8823
SAN LUIS OBISPO-CAYUCOS | 70 |  | 10.0091
SAN LUIS OBISPO-CAYUCOS | 70 | Tier 2 - Elevated | 13.3853
SAN LUIS OBISPO-OCEANO | 115 |  | 8.0288
SAN LUIS OBISPO-OCEANO | 115 | Tier 2 - Elevated | 9.7255
SAN LUIS OBISPO-OCEANO | 115 | Tier 3 - Extreme | 2.1469
SAN LUIS OBISPO-SANTA MARIA | 115 |  | 12.6886
SAN LUIS OBISPO-SANTA MARIA | 115 | Tier 2 - Elevated | 11.1099
SAN LUIS OBISPO-SANTA MARIA | 115 | Tier 3 - Extreme | 2.1569
SAN LUIS OBISPO-SANTA MARIA * | 70 |  | 5.6151
SAN LUIS OBISPO-SANTA MARIA * | 70 | Tier 2 - Elevated | 5.9601
SAN LUIS OBISPO-SANTA MARIA * | 70 | Tier 3 - Extreme | 1.7526
SAN MATEO-BAIR | 60 |  | 13.9883
SAN MATEO-BAY MEADOWS #1 | 115 |  | 4.2961
SAN MATEO-BAY MEADOWS #2 | 115 |  | 4.2594
SAN MATEO-BELMONT | 115 |  | 7.1989
SAN MATEO-HILLSDALE JCT | 60 |  | 5.7305
SAN MATEO-HILLSDALE JCT | 60 | Tier 2 - Elevated | 1.1546
SAN MATEO-MARTIN #3 | 115 |  | 11.5497
SAN MATEO-MARTIN #4 | 115 |  | 11.6398
SAN MATEO-MARTIN #6 | 115 |  | 11.6813
SAN MIGUEL-PASO ROBLES | 70 |  | 9.9185
SAN RAMON-MORAGA | 230 |  | 5.332
SAN RAMON-MORAGA | 230 | Tier 2 - Elevated | 3.2368
SAN RAMON-MORAGA | 230 | Tier 3 - Extreme | 13.6681
SAN RAMON-RADUM | 60 |  | 7.0559
SAN RAMON RESEARCH CENTER TAP | 230 |  | 3.2655
SANDBAR TAP | 115 | Tier 3 - Extreme | 0.095695
SANGER-CALIFORNIA AVE | 115 |  | 9.3285
SANGER-CALIFORNIA AVE #1 | 70 |  | 9.2265
SANGER-MALAGA | 115 |  | 8.8177
SANGER-REEDLEY | 115 |  | 20.4191
SANGER COGEN TAP | 115 |  | 0.83287
SANTA FE GEOTHERMAL TAP | 230 | Tier 3 - Extreme | 1.0396
SANTA MARIA-SISQUOC | 115 |  | 10.5678
SANTA MARIA COGEN TAP | 115 |  | 0.24219
SANTA PAULA-MILLBRAE | 115 |  | 0.090915
SANTA ROSA-CORONA | 115 |  | 13.2994
SANTA ROSA-CORONA | 115 | Tier 2 - Elevated | 1.0881
SANTA TERESA-EDENVALE | 115 |  | 0.14624
SANTA YNEZ TAP | 115 |  | 0.56359
SANTA YNEZ TAP | 115 | Tier 2 - Elevated | 3.4941
SARATOGA-VASONA | 230 |  | 3.4113
SARGENT SW STA-HOLLISTER | 115 |  | 1.5412
SCHINDLER-COALINGA #2 | 70 |  | 17.2413
SCHINDLER-FIVE POINTS SW STA | 70 |  | 1.7037
SCHULTE SW STA-KASSON-MANTECA | 115 |  | 16.5837
SCHULTE SW STA-LAMMERS | 115 |  | 0.69115
SEBASTIANI TAP | 60 |  | 0.014199
SEMITROPIC-CHARCA | 115 |  | 6.9079
SEMITROPIC-MIDWAY #1 | 115 |  | 14.1045
SEMITROPIC-MIDWAY #2 | 115 |  | 20.1061
SEMITROPIC-WASCO | 70 |  | 6.3244
SENTER #1 TAP | 60 |  | 0.22574
SEQUOIA TAP | 60 |  | 0.40241
SERRAMONTE TAP | 115 |  | 2.5526
SF AIRPORT-SAN MATEO | 115 |  | 6.0865
SHAFTER-RIO BRAVO | 115 |  | 8.3059
SHARON PRISON TAP | 115 |  | 2.5744
SHILOH II-BIRDS LANDING SW STA | 230 |  | 3.4854
SHREDDER TAP | 115 |  | 1.377
SIERRA #1 | 115 |  | 5.472
SIERRA #2 | 115 |  | 4.8631
SIERRA (PSE) TAP | 115 |  | 1.8052
SIERRA PAC IND (QUINCY) TAP | 60 |  | 0.17208
SIERRA PACIFIC IND TAP | 115 |  | 0.06239
SIERRA PINES LIMITED | 60 |  | 0.39938
SILVERADO-FULTON JCT | 115 |  | 4.2805
SILVERADO-FULTON JCT | 115 | Tier 2 - Elevated | 16.8555
SILVERADO-FULTON JCT | 115 | Tier 3 - Extreme | 5.0215
SIMPSON-KORBEL TAP | 60 |  | 0.38599
SISQUOC-GAREY | 115 |  | 4.6545
SISQUOC-GAREY | 115 | Tier 2 - Elevated | 0.13347
SISQUOC-GAREY | 115 | Tier 3 - Extreme | 0.23272
SISQUOC-SANTA YNEZ SW STA | 115 |  | 6.0037
SISQUOC-SANTA YNEZ SW STA | 115 | Tier 2 - Elevated | 16.1028
SKAGGS ISLAND #1 TAP | 115 |  | 0.59048
SKAGGS ISLAND #2 TAP | 115 |  | 0.60039
SLAC TAP | 60 |  | 1.4104
SLY CREEK TAP | 115 | Tier 3 - Extreme | 5.3363
SMARTVILLE-CAMP FAR WEST | 60 |  | 8.5321
SMARTVILLE-CAMP FAR WEST | 60 | Tier 2 - Elevated | 9.2813
SMARTVILLE-CAMP FAR WEST (12KV) | 60 |  | 7.1487
SMARTVILLE-MARYSVILLE | 60 |  | 15.278
SMARTVILLE-MARYSVILLE | 60 | Tier 2 - Elevated | 4.8725
SMARTVILLE-NICOLAUS #1 | 60 |  | 24.8457
SMARTVILLE-NICOLAUS #1 | 60 | Tier 2 - Elevated | 4.7507
SMARTVILLE-NICOLAUS #2 | 60 |  | 25.3282
SMARTVILLE-NICOLAUS #2 | 60 | Tier 2 - Elevated | 4.8278
SMARTVILLE TAP | 60 | Tier 2 - Elevated | 0.090319
SMYRNA-SEMITROPIC-MIDWAY | 115 |  | 44.632
SNEATH LANE-HALF MOON BAY | 60 |  | 1.8707
SNEATH LANE-HALF MOON BAY | 60 | Tier 2 - Elevated | 2.3618
SNEATH LANE-HALF MOON BAY | 60 | Tier 3 - Extreme | 11.1742
SNEATH LANE-PACIFICA | 60 |  | 0.58254
SNEATH LANE-PACIFICA | 60 | Tier 2 - Elevated | 1.318
SNEATH LANE-PACIFICA | 60 | Tier 3 - Extreme | 1.362
SOBRANTE-G #2 | 115 |  | 0.091297
SOBRANTE-G #2 | 115 | Tier 2 - Elevated | 1.4419
SOBRANTE-G #2 | 115 | Tier 3 - Extreme | 3.8609
SOBRANTE-GRIZZLY-CLAREMONT #1 | 115 |  | 2.241
SOBRANTE-GRIZZLY-CLAREMONT #1 | 115 | Tier 2 - Elevated | 5.0521
SOBRANTE-GRIZZLY-CLAREMONT #1 | 115 | Tier 3 - Extreme | 12.2876
SOBRANTE-GRIZZLY-CLAREMONT #2 | 115 |  | 2.5261
SOBRANTE-GRIZZLY-CLAREMONT #2 | 115 | Tier 2 - Elevated | 4.6249
SOBRANTE-GRIZZLY-CLAREMONT #2 | 115 | Tier 3 - Extreme | 12.1469
SOBRANTE-MORAGA | 115 |  | 2.428
SOBRANTE-MORAGA | 115 | Tier 2 - Elevated | 3.0561
SOBRANTE-MORAGA | 115 | Tier 3 - Extreme | 0.2007
SOBRANTE-R #1 | 115 |  | 0.26908
SOBRANTE-R #1 | 115 | Tier 2 - Elevated | 1.3981
SOBRANTE-R #1 | 115 | Tier 3 - Extreme | 3.8579
SOBRANTE-R #2 | 115 |  | 0.27656
SOBRANTE-R #2 | 115 | Tier 2 - Elevated | 1.4012
SOBRANTE-R #2 | 115 | Tier 3 - Extreme | 3.8564
SOLAR SW STA-CALIENTE SW STA #1 | 230 |  | 8.219
SOLAR SW STA-CALIENTE SW STA #2 | 230 |  | 8.2196
SOLAR TANNEHILL TAP | 70 |  | 2.6528
SOLEDAD #1 | 60 |  | 19.3837
SOLEDAD #2 | 60 |  | 18.8624
SOLEDAD #3 | 60 |  | 1.628
SOLEDAD #4 | 60 |  | 6.081
SONOMA-PUEBLO | 115 |  | 15.8461
SONOMA-PUEBLO | 115 | Tier 2 - Elevated | 2.5892
SONOMA-PUEBLO | 115 | Zone 1 - HHZ | 0.048424
SPAULDING-SUMMIT | 60 |  | 4.8634
SPAULDING-SUMMIT | 60 | Tier 2 - Elevated | 14.7084
SPAULDING-SUMMIT | 60 | Zone 1 - HHZ | 0.07517
SPAULDING #3-SPAULDING #1 | 60 | Tier 2 - Elevated | 1.0908
SPI (BURNEY) TAP | 230 | Tier 2 - Elevated | 0.054445
SPRING GAP TAP | 115 | Tier 3 - Extreme | 1.6405
STAGG-COUNTRY CLUB #1 | 60 |  | 2.4346
STAGG-COUNTRY CLUB #2 | 60 |  | 2.4639
STAGG-HAMMER | 60 |  | 4.2482
STAGG-TESLA | 230 |  | 23.6442
STANISLAUS-MANTECA #2 | 115 |  | 28.9748
STANISLAUS-MANTECA #2 | 115 | Tier 2 - Elevated | 24.9737
STANISLAUS-MELONES SW STA-MANTECA #1 | 115 |  | 29.017
STANISLAUS-MELONES SW STA-MANTECA #1 | 115 | Tier 2 - Elevated | 32.1295
STANISLAUS-MELONES SW STA-RIVERBANK JCT SW STA | 115 |  | 11.7064
STANISLAUS-MELONES SW STA-RIVERBANK JCT SW STA | 115 | Tier 2 - Elevated | 32.0888
STANISLAUS-NEWARK #1 (12KV) | 115 |  | 12.2085
STANISLAUS-NEWARK #1 (12KV) | 115 | Tier 2 - Elevated | 2.8275
STANISLAUS-NEWARK #1 (12KV) | 115 | Zone 1 - HHZ | 0.0071379
STANISLAUS-NEWARK #2 (12KV) | 115 |  | 15.275
STANISLAUS-NEWARK #2 (12KV) | 115 | Tier 2 - Elevated | 2.8909
STANISLAUS RECOVERY TAP | 60 |  | 0.10561
STAUFFER TAP | 60 |  | 0.58308
STELLING-MONTA VISTA | 115 |  | 1.6068
STELLING-WOLFE | 115 |  | 1.4551
STOCKDALE #2 TAP | 230 |  | 6.1614
STOCKTON-NEWARK | 60 |  | 14.5915
STOCKTON A-LOCKEFORD-BELLOTA #1 | 115 |  | 34.7973
STOCKTON A-LOCKEFORD-BELLOTA #2 | 115 |  | 34.4926
STOCKTON A-WEBER #1 | 60 |  | 13.1964
STOCKTON A-WEBER #2 | 60 |  | 9.8756
STOCKTON A-WEBER #3 | 60 |  | 9.8151
STOCKTON A #1 | 60 |  | 5.5817
STONE-EVERGREEN-METCALF | 115 |  | 12.8575
STONE CORRAL TAP | 70 |  | 7.5559
STONY POINT TAP | 115 |  | 3.0755
SUMIDEN WIRE PRODUCTS TAP | 60 |  | 0.19487
SUNOL TAP | 60 |  | 0.081164
SURF TAP | 115 |  | 9.2994
SURF TAP | 115 | Tier 2 - Elevated | 2.0786
SUTTER HOME-SUTTER HOME SW STA | 60 |  | 0.027171
SUTTER HOME SW STA-LOCKEFORD-LODI | 60 |  | 29.7655
SUTTER HOME SW STA-STAGG | 60 |  | 17.1263
SWIFT-METCALF | 115 |  | 8.9307
SYCAMORE CREEK-NOTRE DAME-TABLE MTN | 115 |  | 20.3258
SYCAMORE TAP | 70 |  | 2.0421
TABLE MTN-BUTTE #1 | 115 |  | 19.5415
TABLE MTN-BUTTE #2 | 115 |  | 15.8199
TABLE MTN-PALERMO | 230 |  | 6.7167
TABLE MTN-PALERMO | 230 | Tier 2 - Elevated | 7.8523
TABLE MTN-PEACHTON | 60 |  | 14.8397
TABLE MTN-RIO OSO | 230 |  | 37.7982
TABLE MTN-RIO OSO | 230 | Tier 2 - Elevated | 12.3825
TABLE MTN-TESLA | 500 |  | 134.9851
TABLE MTN-VACA | 500 |  | 83.3008
TAFT-CHALK CLIFF | 115 |  | 7.1786
TAFT-CUYAMA #1 | 70 |  | 19.2504
TAFT-CUYAMA #2 | 70 |  | 18.7425
TAFT-ELK HILLS | 70 |  | 12.3872
TAFT-MARICOPA | 70 |  | 5.9839
TASSAJARA-NEWARK | 230 |  | 13.4404
TASSAJARA-NEWARK | 230 | Tier 2 - Elevated | 6.9987
TASSAJARA-NEWARK | 230 | Tier 3 - Extreme | 11.3648
TECUYA TAP | 70 |  | 1.9139
TEICHERT TAP | 115 |  | 2.1079
TEJON-LEBEC | 70 |  | 7.309
TEJON-LEBEC | 70 | Tier 2 - Elevated | 5.6871
TEMBLOR-KERNRIDGE | 115 |  | 4.7765
TEMBLOR-SAN LUIS OBISPO | 115 |  | 26.7619
TEMBLOR-SAN LUIS OBISPO | 115 | Tier 2 - Elevated | 19.5899
TEMBLOR-SAN LUIS OBISPO | 115 | Tier 3 - Extreme | 11.4357
TEMPLETON-ATASCADERO | 70 |  | 3.7179
TEMPLETON-ATASCADERO | 70 | Tier 2 - Elevated | 5.0992
TEMPLETON-GATES | 230 |  | 45.2143
TEMPLETON-GATES | 230 | Tier 2 - Elevated | 6.9668
TERMINOUS TAP | 60 |  | 3.0069
TES TAP | 230 |  | 3.278
TESLA-LAWRENCE LAB | 115 |  | 9.0002
TESLA-LOS BANOS #1 | 500 |  | 53.4636
TESLA-LOS BANOS #1 | 500 | Tier 2 - Elevated | 3.6769
TESLA-METCALF | 500 |  | 7.5162
TESLA-METCALF | 500 | Tier 2 - Elevated | 27.7932
TESLA-NEWARK #1 | 230 |  | 23.4123
TESLA-NEWARK #1 | 230 | Tier 2 - Elevated | 4.7814
TESLA-NEWARK #2 | 230 |  | 32.7438
TESLA-NEWARK #2 | 230 | Tier 2 - Elevated | 8.1358
TESLA-RAVENSWOOD | 230 |  | 32.2181
TESLA-RAVENSWOOD | 230 | Tier 2 - Elevated | 4.9252
TESLA-SALADO-MANTECA | 115 |  | 49.9961
TESLA-SALADO-MANTECA | 115 | Tier 2 - Elevated | 3.966
TESLA-SALADO #1 | 115 |  | 28.6148
TESLA-SALADO #1 | 115 | Tier 2 - Elevated | 3.4587
TESLA-SCHULTE SW STA #1 | 115 |  | 7.3885
TESLA-SCHULTE SW STA #2 | 115 |  | 7.3432
TESLA-STOCKTON COGEN JCT | 115 |  | 44.4381
TESLA-TRACY | 115 |  | 25.2263
TESLA-TRACY | 500 |  | 1.1345
TESLA-TRACY #1 | 230 |  | 5.6801
TESLA-TRACY #2 | 230 |  | 5.6805
TESLA-WESTLEY | 230 |  | 45.0576
TESORO-SOBRANTE | 230 |  | 5.9695
TESORO-SOBRANTE | 230 | Tier 2 - Elevated | 5.7995
TESORO-SOBRANTE | 230 | Tier 3 - Extreme | 0.55534
TEXACO (LOST HILLS) TAP | 70 |  | 0.0085342
TEXACO BASIC SCHOOL TAP | 70 |  | 0.75202
TEXACO BUENA VISTA HILLS TAP | 70 |  | 0.10283
TEXACO TAP | 60 |  | 0.72392
THERMAL ENERGY TAP | 115 |  | 0.71679
TIGER CREEK-ELECTRA | 230 | Tier 2 - Elevated | 5.0655
TIGER CREEK-ELECTRA | 230 | Tier 3 - Extreme | 8.5833
TIGER CREEK-VALLEY SPRINGS | 230 |  | 3.289
TIGER CREEK-VALLEY SPRINGS | 230 | Tier 2 - Elevated | 12.215
TIGER CREEK-VALLEY SPRINGS | 230 | Tier 3 - Extreme | 8.7176
TIVY VALLEY-REEDLEY | 70 |  | 12.3019
TOCALOMA TAP | 60 | Tier 2 - Elevated | 1.0295
TORNADO TAP | 70 |  | 0.061656
TRACY-LOS BANOS | 500 |  | 52.6541
TRACY-LOS BANOS | 500 | Tier 2 - Elevated | 3.5737
TRANQUILLITY SW STA-HELM | 230 |  | 12.6846
TRANQUILLITY SW STA-KEARNEY | 230 |  | 36.8642
TRAVIS TAP | 60 |  | 2.8809
TRIMBLE-SAN JOSE B | 115 |  | 2.5348
TRINIDAD TAP | 60 |  | 1.3399
TRINITY-COTTONWOOD | 115 |  | 3.1598
TRINITY-COTTONWOOD | 115 | Tier 2 - Elevated | 31.9202
TRINITY-COTTONWOOD | 115 | Tier 3 - Extreme | 10.8894
TRINITY-MAPLE CREEK | 60 |  | 0.51657
TRINITY-MAPLE CREEK | 60 | Tier 2 - Elevated | 54.9769
TULE-SPRINGVILLE | 70 | Tier 2 - Elevated | 15.2369
TULLOCH TAP | 115 |  | 0.025518
TULLOCH TAP | 115 | Tier 2 - Elevated | 0.27988
TULUCAY-NAPA #1 | 60 |  | 4.7287
TULUCAY-NAPA #1 | 60 | Tier 2 - Elevated | 4.9877
TULUCAY-NAPA #2 | 60 |  | 3.9292
TULUCAY-VACA | 230 |  | 6.9503
TULUCAY-VACA | 230 | Tier 2 - Elevated | 16.6825
TUPMAN-NORCO TAP | 115 |  | 6.6732
UC DAVIS #1 TAP | 115 |  | 1.6409
UC DAVIS #2 TAP | 115 |  | 1.6079
UKIAH-HOPLAND-CLOVERDALE | 115 |  | 6.9134
UKIAH-HOPLAND-CLOVERDALE | 115 | Tier 2 - Elevated | 17.1225
UKIAH-HOPLAND-CLOVERDALE | 115 | Tier 3 - Extreme | 7.1299
ULTRA POWER TAP | 60 |  | 1.1688
ULTRAPOWER (OGLE) TAP | 115 |  | 2.4531
UNION CHEMICAL TAP | 60 |  | 0.47201
UNION CHEMICAL TAP | 60 | Tier 2 - Elevated | 0.56599
UNION OIL TAP | 115 |  | 0.49831
UNITED COGEN INC TAP | 115 |  | 0.67905
UNIVERSITY COGEN TAP | 115 |  | 0.21996
URICH TAP | 60 |  | 0.20865
US WINDPOWER #3 TAP | 230 | Tier 3 - Extreme | 0.060274
US WINDPOWER TAP | 60 |  | 1.524
VACA-BAHIA | 230 |  | 20.3708
VACA-BAHIA | 230 | Tier 2 - Elevated | 13.5325
VACA-LAKEVILLE #1 | 230 |  | 22.4485
VACA-LAKEVILLE #1 | 230 | Tier 2 - Elevated | 18.4839
VACA-LAMBIE SW STA | 230 |  | 13.9506
VACA-PARKWAY | 230 |  | 14.2075
VACA-PARKWAY | 230 | Tier 2 - Elevated | 13.5487
VACA-PEABODY | 230 |  | 9.6894
VACA-PLAINFIELD | 60 |  | 29.8333
VACA-SUISUN | 115 |  | 15.0113
VACA-SUISUN | 115 | Tier 2 - Elevated | 8.0531
VACA-SUISUN-JAMESON | 115 |  | 17.4172
VACA-SUISUN-JAMESON | 115 | Tier 2 - Elevated | 8.0471
VACA-TESLA | 500 |  | 56.9971
VACA-VACAVILLE-CORDELIA | 115 |  | 13.9655
VACA-VACAVILLE-CORDELIA | 115 | Tier 2 - Elevated | 8.0637
VACA-VACAVILLE-JAMESON-NORTH TOWER | 115 |  | 28.1299
VACA-VACAVILLE-JAMESON-NORTH TOWER | 115 | Tier 2 - Elevated | 8.0475
VACA DIXON-MORAGA #1 | 230 |  | 3.081
VALLEY CHILDRENS HOSPITAL TAP | 115 |  | 0.034014
VALLEY SPRINGS-BELLOTA | 230 |  | 15.2579
VALLEY SPRINGS-BELLOTA | 230 | Tier 2 - Elevated | 5.4097
VALLEY SPRINGS-CALAVERAS CEMENT | 60 |  | 0.30434
VALLEY SPRINGS-CALAVERAS CEMENT | 60 | Tier 2 - Elevated | 7.605
VALLEY SPRINGS-CLAY | 60 |  | 6.4075
VALLEY SPRINGS-CLAY | 60 | Tier 2 - Elevated | 10.888
VALLEY SPRINGS-MARTELL #1 | 60 |  | 5.4215
VALLEY SPRINGS-MARTELL #1 | 60 | Tier 2 - Elevated | 7.3307
VALLEY SPRINGS #1 | 60 |  | 16.9062
VALLEY SPRINGS #1 | 60 | Tier 2 - Elevated | 10.3671
VALLEY SPRINGS #2 | 60 |  | 16.3389
VALLEY SPRINGS #2 | 60 | Tier 2 - Elevated | 9.3095
VALLEY VIEW #1 TAP | 115 |  | 0.95627
VALLEY VIEW #1 TAP | 115 | Tier 2 - Elevated | 0.0054626
VALLEY VIEW #2 TAP | 115 |  | 0.95846
VALLEY VIEW #2 TAP | 115 | Tier 2 - Elevated | 0.010634
VASCO-HERDLYN | 60 |  | 10.9733
VASONA-METCALF | 230 |  | 9.9023
VASONA-METCALF | 230 | Tier 2 - Elevated | 3.3834
VEDDER TAP | 115 |  | 6.2526
VEDDER TAP | 115 | Tier 2 - Elevated | 4.8399
VICTOR TAP | 60 |  | 0.062849
VIEJO-MONTEREY | 60 |  | 1.653
VIEJO-MONTEREY | 60 | Tier 2 - Elevated | 0.63091
VIERRA-TRACY-KASSON | 115 |  | 10.4915
VINEYARD-NEWARK | 230 |  | 11.5724
VINEYARD-NEWARK | 230 | Tier 2 - Elevated | 2.7861
VOLTA-DESCHUTES | 60 |  | 0.75799
VOLTA-DESCHUTES | 60 | Tier 2 - Elevated | 12.5195
VOLTA-DESCHUTES | 60 | Tier 3 - Extreme | 7.5786
VOLTA-SOUTH | 60 | Tier 2 - Elevated | 3.8753
VOLTA-SOUTH | 60 | Tier 3 - Extreme | 0.98474
WADHAM TAP | 60 |  | 1.6752
WARNERVILLE-WILSON | 230 |  | 38.3953
WASCO-FAMOSO | 70 |  | 7.1273
WASCO PRISON TAP | 115 |  | 0.54434
WASHOE TAP | 60 | Tier 2 - Elevated | 1.0445
WATERSHED TAP | 60 |  | 0.28209
WATSONVILLE-SALINAS | 60 |  | 20.1651
WATSONVILLE-SALINAS | 60 | Tier 2 - Elevated | 8.229
WAUKENA SW STA-CORCORAN | 115 |  | 2.3723
WEBER-FRENCH CAMP #1 | 60 |  | 6.068
WEBER-FRENCH CAMP #2 | 60 |  | 10.8904
WEBER-MORMON JCT | 60 |  | 17.6741
WEBER-TESLA | 230 |  | 23.7065
WEEDPATCH-SAN BERNARD | 70 |  | 9.2554
WEEDPATCH-WELLFIELD | 70 |  | 5.8846
WEIMAR-HALSEY | 60 | Tier 2 - Elevated | 6.2777
WEIMAR #1 | 60 | Tier 2 - Elevated | 4.0908
WEIMAR #1 | 60 | Tier 3 - Extreme | 9.8938
WESIX TAP | 70 |  | 2.5054
WEST FRESNO-CALIFORNIA AVE | 115 |  | 4.9044
WEST POINT-VALLEY SPRINGS | 60 |  | 4.102
WEST POINT-VALLEY SPRINGS | 60 | Tier 2 - Elevated | 12.1333
WEST POINT-VALLEY SPRINGS | 60 | Tier 3 - Extreme | 5.4363
WEST SAC COM TOWERS | 60 |  | 0.018473
WEST SACRAMENTO-BRIGHTON | 115 |  | 13.9708
WEST SACRAMENTO-DAVIS | 115 |  | 12.1428
WESTINGHOUSE TAP | 60 |  | 7.9975
WESTLANDS #1 RA PUMPING PLANT TAP | 115 |  | 1.0536
WESTLANDS #18 RA TAP | 115 |  | 3.5199
WESTPARK-MAGUNDEN | 115 |  | 12.2861
WHEELER RIDGE-ADOBE SW STA | 115 |  | 1.3415
WHEELER RIDGE-LAKEVIEW | 70 |  | 7.5068
WHEELER RIDGE-SAN BERNARD | 70 |  | 5.8824
WHEELER RIDGE-TEJON | 70 |  | 5.0108
WHEELER RIDGE-WEEDPATCH | 70 |  | 22.3806
WHISMAN-MONTA VISTA | 115 |  | 5.9719
WHISMAN-MTN VIEW | 115 |  | 3.5436
WILLOW PASS-CONTRA COSTA | 60 |  | 10.8224
WILSON-ATWATER #2 | 115 |  | 15.4132
WILSON-BORDEN #1 | 230 |  | 35.3089
WILSON-BORDEN #2 | 230 |  | 35.3703
WILSON-DAIRYLAND (12KV) | 115 |  | 11.3718
WILSON-LE GRAND | 115 |  | 14.106
WILSON-MERCED #1 | 115 |  | 5.5819
WILSON-MERCED #2 | 115 |  | 6.2018
WILSON-ORO LOMA | 115 |  | 43.5593
WIND FARMS | 60 |  | 3.751
WIND GAP PUMPING PLANT #2 TAP | 230 |  | 1.6239
WINDMASTER TAP | 230 |  | 0.11158
WINDSOR-FITCH MOUNTAIN | 60 |  | 18.0136
WINDSOR-FITCH MOUNTAIN | 60 | Tier 2 - Elevated | 2.5706
WINDSOR-FITCH MOUNTAIN | 60 | Tier 3 - Extreme | 0.65811
WINTU TAP | 60 |  | 1.4023
WINTU TAP | 60 | Tier 2 - Elevated | 0.45283
WISHON-COPPERMINE | 70 |  | 5.8734
WISHON-COPPERMINE | 70 | Tier 2 - Elevated | 14.003
WISHON-COPPERMINE | 70 | Tier 3 - Extreme | 0.11024
WISHON-SAN JOAQUIN #3 | 70 | Tier 2 - Elevated | 2.778
WISHON-SAN JOAQUIN #3 | 70 | Tier 3 - Extreme | 4.8616
WITCO (REFINERY) TAP | 115 |  | 0.029278
WOHLER TAP | 60 |  | 1.4353
WOODBRIDGE TAP | 60 |  | 0.52793
WOODLAND-DAVIS | 115 |  | 11.7467
WOODLAND BIOMASS TAP | 115 |  | 0.86993
WOODLEAF-PALERMO | 115 |  | 1.989
WOODLEAF-PALERMO | 115 | Tier 2 - Elevated | 11.1039
WOODLEAF-PALERMO | 115 | Tier 3 - Extreme | 6.5316
WOODWARD-SHEPHERD | 115 |  | 4.8356
WRIGHT TAP | 70 |  | 1.1754
YANKE (NORTH FORK) TAP | 70 | Tier 3 - Extreme | 0.42347
YUBA CITY COGEN TAP | 60 |  | 0.79886
ZAMORA TAP | 115 |  | 1.9187
ZANKER #1 TAP | 115 |  | 0.59793
ZANKER #2 TAP | 115 |  | 0.72098
ZOND WIND TAP | 60 |  | 1.1889