## Dx - EVM
Dx Prioritization Output - Enhanced Vegetation Management | [8 empty] | Planned 2019 implementation
Circuit Information |  |  | Independent Variables |  |  |  | Dependent Variable | Risk Scoring |  |  |  |  | Risk Tiers
Feeder name | District | Tier 2/3 OH Miles | Tagged trees per mile | # of tagged trees | HFTD Miles per Total Miles | Tier 3 per HFTD Miles | Ignition Indicator (1+ ignition occurred) | Likelihood of failure | Likelihood of spread and consequence | Egress Score | Consolidated Risk Score | Likelihood of failure | Likelihood of spread and consequence | Egress Score
MIWUK 1701 | YOSEMITE | 77.1453 | 7.4105 | 571.3 | 100% | 97.77% | 1 | 0.84354 | 102.1389 | 2.7773 | 239.2862 | High | High | High
WOODACRE 1101 | NORTH BAY | 36.2703 | 156.5268 | 6651.2 | 85.36% | 71.43% | 0 | 0.6809 | 102.1389 | 3.1852 | 221.5201 | High | High | High
MONTE RIO 1113 | SONOMA | 61.2941 | 99.1695 | 6079.1 | 99.99% | 100% | 1 | 0.93391 | 85.4511 | 2.601 | 207.5661 | High | High | High
STANISLAUS 1702 | YOSEMITE | 85.5755 | 16.3403 | 1397.79 | 100% | 92.5% | 0 | 0.76675 | 102.1389 | 2.4941 | 195.3255 | High | High | High
ORO FINO 1102 | NORTH VALLEY | 109.5969 | 17.2976 | 1899 | 99.83% | 75.7% | 1 | 0.68219 | 102.1389 | 2.501 | 174.2643 | High | High | High
MIWUK 1702 | YOSEMITE | 75.7688 | 0.82734 | 62.7 | 99.98% | 98.32% | 0 | 0.55447 | 102.1389 | 3.0491 | 172.6822 | High | High | High
WOODSIDE 1101 | PENINSULA | 42.209 | 285.1669 | 17974.3 | 66.97% | 99.11% | 0 | 0.89308 | 65.3912 | 2.8786 | 168.1085 | High | High | High
EL DORADO PH 2101 | SIERRA | 156.2859 | 130.0322 | 21677.5 | 93.75% | 82.3% | 0 | 0.97524 | 102.1389 | 1.4541 | 144.8389 | High | High | Low
MIDDLETOWN 1101 | HUMBOLDT | 93.5404 | 50.0386 | 5602.4 | 83.55% | 90.53% | 1 | 0.70848 | 102.1389 | 1.8992 | 137.4312 | High | High | Medium
MOLINO 1102 | SONOMA | 111.6641 | 99.4196 | 17711.5 | 62.68% | 81.73% | 1 | 0.97108 | 65.3912 | 2.116 | 134.3658 | High | High | Medium
ORO FINO 1101 | NORTH VALLEY | 46.3606 | 286.837 | 13336.6 | 99.71% | 100% | 1 | 0.45474 | 102.1389 | 2.8711 | 133.3506 | High | High | High
BRUNSWICK 1105 | SIERRA | 121.3812 | 4.8689 | 592.5 | 99.75% | 93.48% | 1 | 0.8365 | 102.1389 | 1.5525 | 132.6436 | High | High | Low
BRUNSWICK 1106 | SIERRA | 171.6273 | 45.8179 | 8382.6 | 93.81% | 72.18% | 1 | 0.84416 | 85.4511 | 1.8009 | 129.9055 | High | High | Medium
FITCH MOUNTAIN 1113 | SONOMA | 71.7242 | 123.815 | 18517.3 | 47.96% | 38.48% | 1 | 0.7917 | 85.4511 | 1.8073 | 122.2658 | High | High | Medium
MONTE RIO 1112 | SONOMA | 20.2317 | 256.0419 | 5214.6 | 99.34% | 100% | 0 | 0.56345 | 85.4511 | 2.5369 | 122.1459 | High | High | High
SALT SPRINGS 2102 | STOCKTON | 52.0669 | 274.3811 | 14280.22 | 100% | 78.88% | 0 | 0.65297 | 102.1389 | 1.7662 | 117.7973 | High | High | Medium
BRUNSWICK 1103 | SIERRA | 55.5518 | 74.8354 | 4688.5 | 88.67% | 72.71% | 1 | 0.6063 | 102.1389 | 1.874 | 116.0496 | High | High | Medium
WEST POINT 1101 | STOCKTON | 63.0247 | 94.79 | 5975.19 | 99.98% | 100% | 0 | 0.54643 | 102.1389 | 2.0741 | 115.7578 | High | High | Medium
CHALLENGE 1102 | NORTH VALLEY | 63.9131 | 158.4626 | 10015.8 | 100% | 97.43% | 0 | 0.62542 | 102.1389 | 1.7937 | 114.581 | High | High | Medium
FORESTHILL 1101 | SIERRA | 65.2463 | 222.4185 | 14478 | 100% | 100% | 1 | 0.63906 | 102.1389 | 1.6905 | 110.3457 | High | High | Medium
APPLE HILL 1104 | SIERRA | 91.8994 | 113.5688 | 10941.58 | 95.39% | 63.88% | 1 | 0.75734 | 102.1389 | 1.4126 | 109.2734 | High | High | Low
BRUNSWICK 1104 | SIERRA | 56.553 | 156.2805 | 9029.4 | 97.88% | 51.09% | 1 | 0.53349 | 102.1389 | 1.987 | 108.2731 | High | High | Medium
MIRABEL 1101 | SONOMA | 29.3053 | 373.4114 | 19421.8 | 56.34% | 71.1% | 1 | 0.45576 | 85.4511 | 2.3345 | 90.9172 | High | High | Medium
SYCAMORE CREEK 1111 | NORTH VALLEY | 53.4772 | 106.1279 | 6944.7 | 81.72% | 52.39% | 1 | 0.37047 | 102.1389 | 2.1453 | 81.1785 | High | High | Medium
BRUNSWICK 1102 | SIERRA | 51.0222 | 117.5978 | 6332.9 | 94.74% | 90.55% | 0 | 0.47031 | 102.1389 | 1.6284 | 78.2224 | High | High | Low
PARADISE 1106 | NORTH VALLEY | 24.5474 | 22.3524 | 1315 | 41.73% | 100% | 1 | 0.21864 | 102.1389 | 3.2416 | 72.3904 | Medium | High | High
EL DORADO PH 2102 | SIERRA | 34.253 | 248.1202 | 8500.5 | 99.98% | 100% | 0 | 0.43516 | 102.1389 | 1.6274 | 72.332 | High | High | Low
WILLITS 1104 | HUMBOLDT | 84.9199 | 117.6971 | 11210.5 | 89.16% | 56.68% | 1 | 0.79745 | 65.3912 | 1.33 | 69.3522 | High | High | Low
PIKE CITY 1101 | SIERRA | 34.5379 | 200.5189 | 6925.5 | 100% | 100% | 1 | 0.46619 | 102.1389 | 1.3946 | 66.4074 | High | High | Low
CHALLENGE 1101 | NORTH VALLEY | 48.3743 | 117.1487 | 5684.5 | 99.69% | 99.37% | 0 | 0.47698 | 102.1389 | 1.3623 | 66.3697 | High | High | Low
PARADISE 1101 | NORTH VALLEY | 23.8829 | 180.1078 | 5230.6 | 82.24% | 100% | 0 | 0.34527 | 65.3912 | 2.9331 | 66.2224 | High | High | High
BIG BEND 1102 | NORTH VALLEY | 38.1787 | 184.083 | 7027 | 100% | 100% | 0 | 0.35413 | 85.4511 | 2.0415 | 61.7771 | High | High | Medium
SILVERADO 2105 | NORTH BAY | 37.4725 | 150.701 | 9686.5 | 58.3% | 94.51% | 1 | 0.38023 | 65.3912 | 2.3865 | 59.3371 | High | High | Medium
PUEBLO 2102 | NORTH BAY | 21.5581 | 127.4127 | 12684 | 21.66% | 93.12% | 0 | 0.32308 | 85.4511 | 1.9904 | 54.9503 | High | High | Medium
SHADY GLEN 1102 | SIERRA | 39.0599 | 97.1034 | 4076.4 | 93.04% | 34.11% | 0 | 0.39355 | 85.4511 | 1.5463 | 51.9996 | High | High | Low
MOLINO 1101 | SONOMA | 33.6923 | 133.9868 | 12117.7 | 37.25% | 24.8% | 0 | 0.43165 | 65.3912 | 1.7461 | 49.2861 | High | High | Medium
SHINGLE SPRINGS 1104 | SIERRA | 42.6451 | 204.2501 | 12204.6 | 71.37% | 86.51% | 0 | 0.36466 | 65.3912 | 2.0063 | 47.8425 | High | High | Medium
BONNIE NOOK 1102 | SIERRA | 34.3352 | 243.2045 | 8351.4 | 99.99% | 100% | 0 | 0.39869 | 102.1389 | 1.155 | 47.034 | High | High | Low
PENRYN 1103 | SIERRA | 67.0371 | 107.5792 | 8477.8 | 85.07% | 0% | 0 | 0.46834 | 47.6367 | 2.0579 | 45.9118 | High | High | Medium
DIAMOND SPRINGS 1107 | SIERRA | 53.8326 | 183.5826 | 10826.6 | 91.28% | 63% | 0 | 0.39258 | 65.3912 | 1.7838 | 45.7924 | High | High | Medium
RINCON 1103 | SONOMA | 45.4469 | 162.6005 | 7799.7 | 94.74% | 89.85% | 0 | 0.54363 | 47.6367 | 1.7507 | 45.3385 | High | High | Medium
FORESTHILL 1102 | SIERRA | 29.7452 | 330.0154 | 9817.1 | 99.99% | 72.96% | 0 | 0.27132 | 102.1389 | 1.6253 | 45.0397 | Medium | High | Low
CLARKSVILLE 2104 | SIERRA | 65.9498 | 68.6078 | 5311.9 | 85.18% | 68.08% | 1 | 0.39857 | 47.6367 | 2.2889 | 43.4576 | High | High | Medium
TIGER CREEK 0201 | STOCKTON | 3.8998 | 49.9154 | 194.7 | 99.98% | 66.65% | 0 | 0.32439 | 65.3912 | 1.939 | 41.1306 | High | High | Medium
HIGHLANDS 1103 | HUMBOLDT | 111.6966 | 53.6769 | 6675.8 | 89.81% | 0% | 1 | 0.52144 | 35.3263 | 2.1747 | 40.059 | High | High | Medium
MORAGA 1105 | DIABLO | 9.2376 | 70.5672 | 1398 | 46.63% | 72.19% | 1 | 0.12304 | 102.1389 | 2.9115 | 36.5908 | Medium | High | High
SPANISH CREEK 4401 | NORTH VALLEY | 7.9163 | 52.7192 | 418 | 99.84% | 0% | 0 | 0.22342 | 85.4511 | 1.7867 | 34.1108 | Medium | High | Medium
CORRAL 1101 | STOCKTON | 121.6695 | 22.4845 | 4245 | 64.44% | 0% | 1 | 0.32273 | 47.6367 | 2.1917 | 33.6945 | High | High | Medium
BELL 1107 | SIERRA | 42.044 | 0.27863 | 14 | 83.68% | 0% | 1 | 0.27859 | 65.3912 | 1.8316 | 33.3663 | Medium | High | Medium
LAS GALLINAS A 1105 | NORTH BAY | 12.199 | 104.5283 | 2254.3 | 56.56% | 74.01% | 0 | 0.15567 | 65.3912 | 3.2653 | 33.238 | Medium | High | High
RACETRACK 1704 | YOSEMITE | 45.5677 | 97.5233 | 4506.3 | 98.62% | 0% | 1 | 0.3278 | 47.6367 | 2.0613 | 32.1874 | High | High | Medium
FULTON 1107 | SONOMA | 37.7898 | 9.2877 | 482 | 72.82% | 100% | 1 | 0.33283 | 47.6367 | 1.9961 | 31.647 | High | High | Medium
SAN RAMON 2108 | MISSION | 16.5718 | 120.3107 | 2100 | 94.94% | 100% | 0 | 0.21818 | 47.6367 | 2.8147 | 29.254 | Medium | High | High
PARADISE 1105 | NORTH VALLEY | 13.5303 | 193.9796 | 3835.5 | 68.43% | 100% | 1 | 0.15371 | 65.3912 | 2.9097 | 29.2471 | Medium | High | High
BEN LOMOND 1101 | CENTRAL COAST | 15.4019 | 408.4071 | 6255 | 100% | 100% | 0 | 0.31249 | 26.5534 | 3.5017 | 29.0556 | High | High | High
BONNIE NOOK 1101 | SIERRA | 24.4427 | 203.2987 | 4894.7 | 100% | 100% | 0 | 0.27204 | 85.4511 | 1.2213 | 28.3918 | Medium | High | Low
PARADISE 1102 | NORTH VALLEY | 15.078 | 209.2721 | 6818 | 46.28% | 100% | 0 | 0.13414 | 65.3912 | 3.0258 | 26.5402 | Medium | High | High
RINCON 1101 | SONOMA | 21.5282 | 78.8433 | 2741.8 | 61.91% | 82.79% | 0 | 0.22435 | 65.3912 | 1.7747 | 26.0369 | Medium | High | Medium
BRUNSWICK 1110 | SIERRA | 24.5712 | 64.2735 | 2208 | 71.53% | 0% | 0 | 0.2574 | 47.6367 | 2.1175 | 25.9649 | Medium | High | Medium
PETALUMA C 1108 | SONOMA | 73.6987 | 44.0843 | 5229.6 | 62.13% | 0% | 0 | 0.29967 | 65.3912 | 1.2912 | 25.3025 | High | High | Low
COTTONWOOD 1103 | NORTH VALLEY | 126.1767 | 75.3761 | 12151 | 78.27% | 0% | 1 | 0.57016 | 26.5534 | 1.5299 | 23.1621 | High | High | Low
PENNGROVE 1101 | SONOMA | 19.2167 | 0.1925 | 8 | 46.24% | 0% | 0 | 0.21065 | 65.3912 | 1.6185 | 22.2941 | Medium | High | Low
BELLEVUE 2103 | SONOMA | 28.6386 | 4.3285 | 306 | 40.51% | 33.51% | 0 | 0.19058 | 65.3912 | 1.6105 | 20.071 | Medium | High | Low
ROSSMOOR 1108 | DIABLO | 12.7515 | 167.0344 | 3459.5 | 61.57% | 55.79% | 0 | 0.099586 | 65.3912 | 2.9972 | 19.5179 | Low | High | High
LAYTONVILLE 1101 | HUMBOLDT | 51.196 | 53.2824 | 4252.7 | 64.14% | 0% | 1 | 0.47695 | 65.3912 | 0.62176 | 19.3917 | High | High | Low
BUCKS CREEK 1103 | NORTH VALLEY | 11.1849 | 94.6553 | 1236 | 85.66% | 78.68% | 0 | 0.29586 | 85.4511 | 0.75889 | 19.1861 | Medium | High | Low
BELL 1110 | SIERRA | 0.30639 | 0.52971 | 6 | 2.705% | 0% | 0 | 0.10309 | 85.4511 | 2.0427 | 17.994 | Low | High | Medium
CAMP EVERS 2104 | CENTRAL COAST | 27.8231 | 223.757 | 8211.5 | 75.82% | 98.69% | 0 | 0.49604 | 11.2183 | 3.2209 | 17.9234 | High | High | High
LAKEVILLE 1102 | SONOMA | 20.015 | 22.2542 | 1116.7 | 39.89% | 0% | 0 | 0.15735 | 65.3912 | 1.6756 | 17.2413 | Medium | High | Medium
WILLOW CREEK 1102 | HUMBOLDT | 9.6275 | 111.4738 | 1072.3 | 100% | 52.31% | 0 | 0.33882 | 65.3912 | 0.75226 | 16.667 | High | High | Low
BERKELEY F 1103 | EAST BAY | 1.8512 | 114.7029 | 715.7 | 29.67% | 100% | 0 | 0.07875 | 65.3912 | 3.1071 | 16.0001 | Low | High | High
PIKE CITY 1102 | SIERRA | 9.4149 | 129.3375 | 1217.7 | 100% | 100% | 0 | 0.2477 | 65.3912 | 0.96632 | 15.6516 | Medium | High | Low
PACIFICA 1101 | PENINSULA | 2.9053 | 0.10906 | 1 | 31.69% | 85.89% | 0 | 0.11762 | 47.6367 | 2.6487 | 14.8406 | Medium | High | High
VACA DIXON 1101 | SACRAMENTO | 0.82637 | 34.1483 | 320 | 8.819% | 0% | 0 | 0.098707 | 85.4511 | 1.7286 | 14.5797 | Low | High | Medium
CORNING 1101 | NORTH VALLEY | 50.3181 | 28.4447 | 4598 | 31.13% | 0% | 1 | 0.22804 | 35.3263 | 1.75 | 14.0977 | Medium | High | Medium
ALLEGHANY 1102 | SIERRA | 18.0939 | 139.6914 | 2490 | 100% | 100% | 1 | 0.22668 | 65.3912 | 0.94709 | 14.0387 | Medium | High | Low
COTATI 1105 | SONOMA | 37.492 | 0.33385 | 44 | 28.45% | 0% | 0 | 0.15878 | 65.3912 | 1.2994 | 13.4908 | Medium | High | Low
VINEYARD 2108 | MISSION | 3.1184 | 96.4724 | 1296 | 23.21% | 100% | 1 | 0.075819 | 65.3912 | 2.5523 | 12.6542 | Low | High | High
PANORAMA 1101 | NORTH VALLEY | 11.7268 | 41.5904 | 1624 | 30.03% | 0% | 0 | 0.14741 | 35.3263 | 2.3726 | 12.3554 | Medium | High | Medium
GARCIA 0401 | HUMBOLDT | 2.4735 | 195.6161 | 483.7 | 100% | 0% | 0 | 0.18633 | 65.3912 | 1.0043 | 12.2362 | Medium | High | Low
PASO ROBLES 1103 | LOS PADRES | 39.5134 | 0.016068 | 1 | 63.49% | 0% | 1 | 0.19775 | 35.3263 | 1.726 | 12.0574 | Medium | High | Medium
BRIDGEVILLE 1101 | HUMBOLDT | 22.5401 | 93.278 | 2318.5 | 90.68% | 3.572% | 1 | 0.40628 | 85.4511 | 0.34191 | 11.8701 | High | High | Low
PUTAH CREEK 1102 | SACRAMENTO | 26.0826 | 58.6358 | 3017.2 | 50.69% | 0% | 0 | 0.20919 | 47.6367 | 1.1824 | 11.7826 | Medium | High | Low
TASSAJARA 2108 | DIABLO | 1.2025 | 139.2395 | 2985.1 | 5.609% | 100% | 0 | 0.050229 | 85.4511 | 2.63 | 11.2884 | Low | High | High
SANTA ROSA A 1111 | SONOMA | 5.593 | 74.3305 | 1937.5 | 21.46% | 0.05081% | 0 | 0.1018 | 65.3912 | 1.6309 | 10.857 | Low | High | Low
SONOMA 1106 | SONOMA | 1.1258 | 52.424 | 576.9 | 10.23% | 100% | 0 | 0.094417 | 47.6367 | 2.3971 | 10.7815 | Low | High | High
EAST QUINCY 1101 | NORTH VALLEY | 3.3666 | 62.1461 | 1079 | 19.39% | 17.1% | 0 | 0.10361 | 47.6367 | 2.1529 | 10.6262 | Low | High | Medium
BUELLTON 1102 | LOS PADRES | 15.6243 | 87.2194 | 2386.2 | 57.11% | 0% | 0 | 0.15557 | 47.6367 | 1.3574 | 10.059 | Medium | High | Low
JARVIS 1101 | MISSION | 0.45193 | 32.174 | 452 | 3.217% | 0% | 0 | 0.075561 | 47.6367 | 2.7563 | 9.9213 | Low | High | High
PEABODY 2113 | SACRAMENTO | 1.6686 | 4.5925 | 44 | 17.42% | 0% | 0 | 0.1134 | 47.6367 | 1.8105 | 9.7799 | Medium | High | Medium
PUTAH CREEK 1103 | SACRAMENTO | 3.6658 | 57.1436 | 2096.9 | 9.99% | 0% | 0 | 0.10677 | 65.3912 | 1.3925 | 9.7223 | Low | High | Low
MEADOW LANE 2106 | DIABLO | 0.20712 | 132.7473 | 3117 | 0.8821% | 100% | 0 | 0.03891 | 85.4511 | 2.7735 | 9.2215 | Low | High | High
SAN RAMON 2102 | MISSION | 1.535 | 2.1422 | 5 | 65.77% | 0% | 0 | 0.15119 | 19.9979 | 2.9688 | 8.9761 | Medium | High | High
RED BLUFF 1104 | NORTH VALLEY | 69.4411 | 32.3911 | 3034.7 | 74.12% | 0% | 0 | 0.32066 | 19.9979 | 1.3797 | 8.8475 | High | High | Low
RESEARCH 2102 | DIABLO | 1.2814 | 172.3046 | 3568.6 | 6.187% | 100% | 0 | 0.038888 | 85.4511 | 2.5899 | 8.6062 | Low | High | High
COTATI 1102 | SONOMA | 15.7671 | 4.0219 | 141 | 44.97% | 0% | 0 | 0.15222 | 35.3263 | 1.5958 | 8.5813 | Medium | High | Low
FREMONT 1104 | MISSION | 2.6857 | 58.4301 | 1782.9 | 8.802% | 0% | 0 | 0.057909 | 65.3912 | 2.222 | 8.4141 | Low | High | Medium
MOLINO 1104 | SONOMA | 2.046 | 50.0802 | 3069.1 | 3.339% | 0% | 0 | 0.08155 | 65.3912 | 1.5463 | 8.2461 | Low | High | Low
UKIAH 1113 | HUMBOLDT | 6.3928 | 0.2519 | 4 | 40.26% | 0% | 0 | 0.17238 | 35.3263 | 1.3023 | 7.9304 | Medium | High | Low
SILVERADO 2103 | NORTH BAY | 9.8107 | 404.0574 | 13434.1 | 29.51% | 100% | 0 | 0.07608 | 47.6367 | 2.0797 | 7.5371 | Low | High | Medium
FULTON 1104 | SONOMA | 0.51664 | 11.6356 | 111 | 5.416% | 0% | 0 | 0.089226 | 47.6367 | 1.7166 | 7.2964 | Low | High | Medium
ROSSMOOR 1102 | DIABLO | 0.0028423 | 80.7015 | 115.5 | 0.1986% | 100% | 0 | 0.036984 | 65.3912 | 2.9669 | 7.1754 | Low | High | High
SAN RAMON 2101 | MISSION | 0.57317 | 20.5147 | 22 | 53.45% | 0% | 0 | 0.11568 | 19.9979 | 2.9563 | 6.839 | Medium | High | High
WYANDOTTE 1106 | NORTH VALLEY | 1.9508 | 33.0439 | 3091 | 2.086% | 0% | 0 | 0.11761 | 26.5534 | 2.1542 | 6.7275 | Medium | High | Medium
VALLEY VIEW 1103 | EAST BAY | 0.34789 | 2.2678 | 41 | 1.924% | 100% | 0 | 0.057126 | 35.3263 | 3.2827 | 6.6246 | Low | High | High
RESERVATION ROAD 1101 | CENTRAL COAST | 25.5742 | 163.2438 | 5215.1 | 80.05% | 0% | 1 | 0.21014 | 19.9979 | 1.5502 | 6.5145 | Medium | High | Low
PEABODY 2108 | SACRAMENTO | 0.82253 | 26.141 | 90.5 | 23.76% | 0% | 0 | 0.099538 | 35.3263 | 1.7932 | 6.3054 | Low | High | Medium
JAMESON 1102 | SACRAMENTO | 8.3727 | 110.5885 | 2231.1 | 41.5% | 0% | 0 | 0.11003 | 19.9979 | 2.8442 | 6.2585 | Low | High | High
MILPITAS 1108 | SAN JOSE | 0.28331 | 52.0143 | 691 | 2.133% | 0% | 0 | 0.047221 | 85.4511 | 1.432 | 5.7784 | Low | High | Low
JARVIS 1110 | MISSION | 0.094443 | 35.6649 | 214 | 1.574% | 0% | 0 | 0.048533 | 35.3263 | 3.0938 | 5.3042 | Low | High | High
SAN LUIS OBISPO 1108 | LOS PADRES | 1.2137 | 27.6591 | 435 | 7.717% | 0% | 0 | 0.073268 | 26.5534 | 2.3814 | 4.633 | Low | High | Medium
SANTA ROSA A 1108 | SONOMA | 0.13621 | 25.5587 | 183 | 1.902% | 0% | 0 | 0.051292 | 47.6367 | 1.6989 | 4.151 | Low | High | Medium
SEACLIFF 0402 | CENTRAL COAST | 0.96395 | 343.4682 | 533.2 | 62.09% | 63.7% | 0 | 0.032259 | 47.6367 | 2.6022 | 3.9989 | Low | High | High
CLEAR LAKE 1102 | HUMBOLDT | 3.7822 | 75.1062 | 2804 | 10.13% | 0% | 0 | 0.07809 | 26.5534 | 1.8761 | 3.8902 | Low | High | Medium
VACAVILLE 1109 | SACRAMENTO | 0.50066 | 60.9601 | 239 | 12.77% | 0% | 0 | 0.054836 | 35.3263 | 1.8589 | 3.6009 | Low | High | Medium
CAMP EVERS 2105 | CENTRAL COAST | 88.8213 | 214.3597 | 19560.9 | 97.34% | 98.85% | 1 | 0.99887 | 1 | 3.4754 | 3.4715 | High | Low | High
HORSESHOE 1104 | SIERRA | 1.0628 | 302.2247 | 3511.7 | 9.146% | 0% | 0 | 0.032736 | 35.3263 | 2.7724 | 3.2061 | Low | High | High
CAMP EVERS 2106 | CENTRAL COAST | 128.2102 | 99.8162 | 13913.2 | 91.98% | 98.66% | 1 | 0.99814 | 1 | 3.0301 | 3.0244 | High | Low | High
BIG BASIN 1101 | CENTRAL COAST | 56.1051 | 224.865 | 12617.6 | 99.99% | 100% | 0 | 0.97503 | 1 | 3.0189 | 2.9435 | High | Low | High
TASSAJARA 2106 | DIABLO | 0.13696 | 100.7735 | 314 | 4.395% | 0% | 0 | 0.043626 | 19.9979 | 3.279 | 2.8607 | Low | High | High
SAN MIGUEL 1105 | LOS PADRES | 0.96596 | 35.4496 | 719 | 4.763% | 0% | 0 | 0.095887 | 19.9979 | 1.399 | 2.6826 | Low | High | Low
BIG BASIN 1102 | CENTRAL COAST | 73.4523 | 685.0537 | 53077 | 94.8% | 94.78% | 1 | 0.99803 | 1 | 2.6614 | 2.6562 | High | Low | High
GOLDTREE 1105 | LOS PADRES | 7.1045 | 84.8773 | 1221.3 | 49.37% | 0% | 0 | 0.10706 | 11.2183 | 2.1281 | 2.5561 | Low | High | Medium
SILVERADO 2104 | NORTH BAY | 121.7013 | 168.4106 | 24366 | 84.12% | 64.08% | 1 | 0.93788 | 1 | 2.6952 | 2.5278 | High | Low | High
LOS GATOS 1106 | DE ANZA | 70.6799 | 255.34 | 18225.3 | 99.02% | 99.2% | 1 | 0.94316 | 1 | 2.548 | 2.4032 | High | Low | High
HALF MOON BAY 1103 | PENINSULA | 138.142 | 86.2493 | 15111.05 | 78.85% | 1.152% | 1 | 0.9705 | 1 | 2.4043 | 2.3334 | High | Low | High
ROB ROY 2104 | CENTRAL COAST | 102.3975 | 30.1005 | 4036.8 | 76.35% | 40.31% | 1 | 0.99347 | 1 | 2.3478 | 2.3325 | High | Low | Medium
PINE GROVE 1102 | STOCKTON | 177.6802 | 155.3906 | 27670.22 | 99.78% | 52.09% | 0 | 0.95059 | 1 | 2.448 | 2.3271 | High | Low | High
LOS GATOS 1107 | DE ANZA | 94.47 | 201.9318 | 19473.6 | 97.96% | 87.06% | 1 | 0.9298 | 1 | 2.42 | 2.2501 | High | Low | High
ROB ROY 2105 | CENTRAL COAST | 42.0766 | 296.2096 | 21276.5 | 58.58% | 71.18% | 1 | 0.84093 | 1 | 2.5914 | 2.1792 | High | Low | High
GOLDTREE 1107 | LOS PADRES | 1.1277 | 18.9072 | 69 | 30.9% | 0% | 0 | 0.085536 | 11.2183 | 2.2378 | 2.1473 | Low | High | Medium
SAN RAFAEL 1108 | NORTH BAY | 37.3748 | 160.2128 | 7528.8 | 79.53% | 97.7% | 1 | 0.54286 | 1 | 3.8165 | 2.0718 | High | Low | High
MONTE RIO 1111 | SONOMA | 58.0584 | 184.273 | 11931.2 | 89.67% | 78.57% | 0 | 0.86945 | 1 | 2.3469 | 2.0405 | High | Low | Medium
CLARKSVILLE 2110 | SIERRA | 0.17765 | 63.769 | 448.5 | 2.526% | 0% | 0 | 0.043535 | 19.9979 | 2.3396 | 2.0369 | Low | High | Medium
MORAGA 1102 | DIABLO | 3.3475 | 136.8517 | 1274.5 | 35.94% | 35.27% | 0 | 0.061173 | 11.2183 | 2.9081 | 1.9957 | Low | High | High
WEST POINT 1102 | STOCKTON | 230.9017 | 86.5887 | 22278.25 | 89.74% | 72% | 1 | 0.96739 | 1 | 2.0586 | 1.9915 | High | Low | Medium
ELECTRA 1102 | STOCKTON | 83.9596 | 134.607 | 2625.2 | 100% | 28.82% | 0 | 0.99252 | 1 | 1.9171 | 1.9028 | High | Low | Medium
OLEMA 1101 | NORTH BAY | 61.001 | 71.2227 | 8664.6 | 50.14% | 18.76% | 1 | 0.80779 | 1 | 2.3211 | 1.875 | High | Low | Medium
BIG RIVER 1101 | HUMBOLDT | 71.4583 | 101.7584 | 8757.6 | 83.03% | 0% | 1 | 0.88115 | 1 | 2.0103 | 1.7714 | High | Low | Medium
BEN LOMOND 0401 | CENTRAL COAST | 21.1277 | 328.4372 | 6922.7 | 100% | 100% | 0 | 0.50343 | 1 | 3.4434 | 1.7335 | High | Low | High
LAKEWOOD 2110 | DIABLO | 0.42837 | 128.5111 | 2940.5 | 1.872% | 100% | 0 | 0.04951 | 11.2183 | 3.0948 | 1.7189 | Low | High | High
BANGOR 1101 | NORTH VALLEY | 197.9775 | 62.6538 | 14347.5 | 86.45% | 0.7535% | 1 | 0.75918 | 1 | 2.2417 | 1.7019 | High | Low | Medium
ALTO 1125 | NORTH BAY | 37.0494 | 129.6468 | 5802.2 | 82.78% | 77.44% | 1 | 0.52563 | 1 | 3.2314 | 1.6985 | High | Low | High
GREEN VALLEY 2101 | CENTRAL COAST | 43.1017 | 158.6756 | 24887.3 | 27.48% | 83.01% | 1 | 0.85678 | 1 | 1.9816 | 1.6978 | High | Low | Medium
BRYANT 0402 | DIABLO | 1.2282 | 150.9373 | 1168.3 | 15.87% | 0% | 0 | 0.037528 | 14.9507 | 2.9149 | 1.6355 | Low | High | High
CALISTOGA 1101 | NORTH BAY | 91.75 | 165.8288 | 18630.5 | 81.67% | 85.96% | 1 | 0.84787 | 1 | 1.8867 | 1.5996 | High | Low | Medium
CLARKSVILLE 2109 | SIERRA | 5.0217 | 328.5061 | 4024.2 | 40.99% | 37.96% | 0 | 0.044201 | 14.9507 | 2.3528 | 1.5548 | Low | High | Medium
BELLEVUE 1102 | SONOMA | 0.13708 | 0.045922 | 2 | 0.3148% | 0% | 0 | 0.056099 | 19.9979 | 1.3772 | 1.5451 | Low | High | Low
PARADISE 1103 | NORTH VALLEY | 41.0163 | 140.6142 | 6365.1 | 90.61% | 65.43% | 1 | 0.54801 | 1 | 2.7927 | 1.5304 | High | Low | High
WOODACRE 1102 | NORTH BAY | 32.7082 | 184.4969 | 5733 | 100% | 49.48% | 0 | 0.39711 | 1 | 3.8248 | 1.5189 | High | Low | High
APPLE HILL 2102 | SIERRA | 336.4685 | 64.7636 | 22557.2 | 96.6% | 31.51% | 1 | 0.98048 | 1 | 1.5121 | 1.4826 | High | Low | Low
CURTIS 1702 | YOSEMITE | 111.3399 | 13.2129 | 1563.61 | 94.08% | 22.51% | 1 | 0.51745 | 1 | 2.8567 | 1.4782 | High | Low | High
MIRABEL 1102 | SONOMA | 36.4964 | 215.8593 | 12523.9 | 62.9% | 86.71% | 1 | 0.64889 | 1 | 2.2561 | 1.464 | High | Low | Medium
PLACERVILLE 2106 | SIERRA | 276.5055 | 0.40168 | 111 | 100% | 68.24% | 1 | 0.858 | 1 | 1.6591 | 1.4235 | High | Low | Low
WYANDOTTE 1107 | NORTH VALLEY | 100.7594 | 72.3283 | 10326.7 | 70.57% | 2.23% | 1 | 0.52043 | 1 | 2.7345 | 1.4231 | High | Low | High
FORT BRAGG A 1102 | HUMBOLDT | 64.6396 | 143.498 | 11604.9 | 79.93% | 0% | 1 | 0.9048 | 1 | 1.5679 | 1.4186 | High | Low | Low
SARATOGA 1107 | DE ANZA | 33.2409 | 226.5397 | 10305.7 | 73.07% | 48.48% | 0 | 0.53711 | 1 | 2.6156 | 1.4049 | High | Low | High
DIAMOND SPRINGS 1106 | SIERRA | 109.9116 | 247.6294 | 30350.4 | 89.68% | 0% | 0 | 0.87448 | 1 | 1.5783 | 1.3801 | High | Low | Low
NEWBURG 1132 | HUMBOLDT | 2.1979 | 0.043554 | 1 | 9.573% | 0% | 0 | 0.074726 | 14.9507 | 1.235 | 1.3797 | Low | High | Low
OCEANO 1104 | LOS PADRES | 87.6347 | 97.8791 | 11070.7 | 77.48% | 5.106% | 1 | 0.66048 | 1 | 2.0827 | 1.3756 | High | Low | Medium
HALSEY 1101 | SIERRA | 72.6826 | 281.9943 | 20821.7 | 98.44% | 0% | 1 | 0.69793 | 1 | 1.9508 | 1.3615 | High | Low | Medium
PUEBLO 2103 | NORTH BAY | 47.1879 | 166.9581 | 13136 | 59.98% | 82.28% | 1 | 0.64259 | 1 | 2.1163 | 1.3599 | High | Low | Medium
FORT ROSS 1121 | SONOMA | 93.2788 | 115.3428 | 10761 | 99.98% | 23.24% | 0 | 0.78851 | 1 | 1.6844 | 1.3282 | High | Low | Medium
NARROWS 2102 | SIERRA | 95.95 | 97.6526 | 11434.5 | 81.94% | 0% | 0 | 0.59701 | 1 | 2.209 | 1.3188 | High | Low | Medium
PAUL SWEET 2106 | CENTRAL COAST | 37.5441 | 251.8505 | 13205.3 | 71.6% | 84.81% | 1 | 0.46936 | 1 | 2.7736 | 1.3018 | High | Low | High
CURTIS 1703 | YOSEMITE | 195.8329 | 2.5397 | 510.69 | 97.39% | 8.933% | 1 | 0.62304 | 1 | 2.059 | 1.2828 | High | Low | Medium
KANAKA 1101 | NORTH VALLEY | 92.5364 | 7.1724 | 663.5 | 100% | 69.28% | 1 | 0.6185 | 1 | 2.0603 | 1.2743 | High | Low | Medium
CURTIS 1704 | YOSEMITE | 75.6221 | 24.9869 | 1911.21 | 98.87% | 32.9% | 0 | 0.51399 | 1 | 2.4706 | 1.2698 | High | Low | High
WYANDOTTE 1103 | NORTH VALLEY | 84.2744 | 37.6969 | 3685 | 86.21% | 80.44% | 1 | 0.48799 | 1 | 2.5396 | 1.2393 | High | Low | High
KONOCTI 1102 | HUMBOLDT | 119.7343 | 3.8196 | 562 | 81.38% | 49.82% | 1 | 0.5617 | 1 | 2.206 | 1.2391 | High | Low | Medium
PINE GROVE 1101 | STOCKTON | 73.0596 | 140.622 | 10247.6 | 100% | 0% | 0 | 0.56237 | 1 | 2.1837 | 1.2281 | High | Low | Medium
PINECREST 0401 | YOSEMITE | 1.957 | 323.5331 | 1031.1 | 61.41% | 49.36% | 0 | 0.058551 | 14.9507 | 1.3947 | 1.2209 | Low | High | Low
COLUMBIA HILL 1101 | SIERRA | 90.9452 | 2.545 | 230.7 | 100% | 81.67% | 1 | 0.74379 | 1 | 1.6251 | 1.2088 | High | Low | Low
GARBERVILLE 1102 | HUMBOLDT | 124.8867 | 8.5849 | 1151.7 | 93.09% | 0% | 1 | 0.9451 | 1 | 1.2368 | 1.1689 | High | Low | Low
BIG BEND 1101 | NORTH VALLEY | 56.7162 | 126.4735 | 7308.5 | 98.15% | 73.8% | 1 | 0.48296 | 1 | 2.4179 | 1.1677 | High | Low | High
MENLO 1103 | PENINSULA | 39.9636 | 46.9951 | 2660.2 | 70.6% | 0% | 1 | 0.57213 | 1 | 2.0361 | 1.1649 | High | Low | Medium
CURTIS 1705 | YOSEMITE | 84.6611 | 15.4976 | 1385.3 | 94.71% | 17.45% | 0 | 0.42065 | 1 | 2.7589 | 1.1605 | High | Low | High
MOUNTAIN QUARRIES 2101 | SIERRA | 224.6216 | 0.72682 | 164 | 99.55% | 11.18% | 1 | 0.60078 | 1 | 1.9176 | 1.1521 | High | Low | Medium
PARADISE 1104 | NORTH VALLEY | 37.9174 | 166.7696 | 8590 | 73.61% | 96.14% | 1 | 0.38991 | 1 | 2.9513 | 1.1508 | High | Low | High
FORT BRAGG A 1101 | HUMBOLDT | 70.4672 | 18.613 | 1514.3 | 86.61% | 0% | 1 | 0.77591 | 1 | 1.4603 | 1.133 | High | Low | Low
WISE 1102 | SIERRA | 114.9602 | 105.724 | 12547.7 | 96.86% | 0% | 1 | 0.62726 | 1 | 1.7985 | 1.1281 | High | Low | Medium
PERRY 1101 | LOS PADRES | 67.3591 | 69.6209 | 5626.6 | 83.35% | 9.487% | 1 | 0.49166 | 1 | 2.2943 | 1.128 | High | Low | Medium
STANISLAUS 1701 | YOSEMITE | 45.3745 | 171.8414 | 7829.23 | 99.59% | 52.72% | 0 | 0.43032 | 1 | 2.5728 | 1.1071 | High | Low | High
ELECTRA 1101 | STOCKTON | 83.2829 | 63.2177 | 5412.5 | 97.27% | 0% | 1 | 0.51415 | 1 | 2.1328 | 1.0966 | High | Low | Medium
BIG TREES 0402 | CENTRAL COAST | 16.1073 | 434.8182 | 7278.9 | 96.22% | 98.33% | 0 | 0.31612 | 1 | 3.4226 | 1.082 | High | Low | High
ELK 1101 | HUMBOLDT | 76.2893 | 43.1063 | 4571.1 | 71.94% | 0% | 1 | 0.80648 | 1 | 1.3373 | 1.0785 | High | Low | Low
GRASS VALLEY 1103 | SIERRA | 86.1203 | 94.5478 | 8361.3 | 97.38% | 0% | 0 | 0.52251 | 1 | 2.0518 | 1.0721 | High | Low | Medium
MONTICELLO 1101 | NORTH BAY | 109.7815 | 85.5856 | 10807.2 | 86.94% | 0% | 1 | 0.60413 | 1 | 1.7603 | 1.0634 | High | Low | Medium
MARTELL 1101 | STOCKTON | 73.5469 | 102.7281 | 8640.4 | 87.44% | 0% | 1 | 0.48855 | 1 | 2.176 | 1.0631 | High | Low | Medium
ALTO 1124 | NORTH BAY | 30.5495 | 331.9086 | 11694.3 | 86.71% | 100% | 0 | 0.3069 | 1 | 3.4528 | 1.0597 | High | Low | High
OREGON TRAIL 1103 | NORTH VALLEY | 116.3748 | 66.5339 | 7999.7 | 96.79% | 0% | 1 | 0.5573 | 1 | 1.8758 | 1.0454 | High | Low | Medium
VOLTA 1102 | NORTH VALLEY | 128.1663 | 157.4847 | 20468.8 | 98.61% | 66.76% | 1 | 0.85728 | 1 | 1.2176 | 1.0438 | High | Low | Low
OAKHURST 1103 | YOSEMITE | 128.8237 | 0.19057 | 25 | 98.2% | 69.49% | 1 | 0.64287 | 1 | 1.6217 | 1.0425 | High | Low | Low
FRUITLAND 1142 | HUMBOLDT | 59.3604 | 139.7042 | 9479.1 | 87.49% | 0% | 1 | 0.8564 | 1 | 1.2147 | 1.0403 | High | Low | Low
DOBBINS 1101 | SIERRA | 80.2916 | 165.4492 | 13557.7 | 97.98% | 35.11% | 0 | 0.58245 | 1 | 1.7818 | 1.0378 | High | Low | Medium
LAURELES 1111 | CENTRAL COAST | 105.4438 | 167.2407 | 17867.5 | 98.7% | 5.882% | 1 | 0.75833 | 1 | 1.3268 | 1.0062 | High | Low | Low
EMERALD LAKE 0402 | PENINSULA | 7.9738 | 1.2715 | 12 | 84.49% | 0% | 0 | 0.22432 | 1 | 4.4394 | 0.99583 | Medium | Low | High
GARBERVILLE 1101 | HUMBOLDT | 84.4121 | 19.9292 | 3227.6 | 52.12% | 0% | 1 | 0.81691 | 1 | 1.2027 | 0.98246 | High | Low | Low
COARSEGOLD 2104 | YOSEMITE | 248.3114 | 15.5338 | 4129.1 | 93.42% | 1.219% | 1 | 0.58022 | 1 | 1.6845 | 0.97737 | High | Low | Medium
MARIPOSA 2101 | YOSEMITE | 261.2126 | 13.1443 | 3482.59 | 98.59% | 34.76% | 1 | 0.78157 | 1 | 1.2358 | 0.96586 | High | Low | Low
OAKLAND X 1104 | EAST BAY | 12.9831 | 115.3827 | 1626.7 | 92.09% | 92.36% | 0 | 0.32976 | 1 | 2.8926 | 0.95388 | High | Low | High
WILLITS 1103 | HUMBOLDT | 141.581 | 101.7383 | 15609.56 | 92.28% | 34.63% | 1 | 0.94802 | 1 | 0.99475 | 0.94305 | High | Low | Low
STELLING 1110 | DE ANZA | 36.507 | 0.39919 | 20 | 72.87% | 36.18% | 0 | 0.42956 | 1 | 2.1628 | 0.92904 | High | Low | Medium
OTTER 1101 | CENTRAL COAST | 24.3091 | 146.8885 | 3957.5 | 90.23% | 61.35% | 1 | 0.49892 | 1 | 1.837 | 0.91651 | High | Low | Medium
HIGGINS 1103 | SIERRA | 75.3648 | 0.18705 | 15 | 93.98% | 0% | 1 | 0.46833 | 1 | 1.9391 | 0.90816 | High | Low | Medium
STILLWATER 1102 | NORTH VALLEY | 77.8002 | 106.8573 | 8440.1 | 98.5% | 0% | 0 | 0.49291 | 1 | 1.8073 | 0.89082 | High | Low | Medium
VIEJO 2201 | CENTRAL COAST | 15.761 | 271.832 | 5043 | 84.96% | 0% | 1 | 0.31308 | 1 | 2.8441 | 0.89045 | High | Low | High
RACETRACK 1703 | YOSEMITE | 56.2669 | 0.38757 | 24 | 90.87% | 2.511% | 1 | 0.37971 | 1 | 2.3259 | 0.88318 | High | Low | Medium
KESWICK 1101 | NORTH VALLEY | 50.8481 | 20.8645 | 1092 | 97.15% | 93.98% | 0 | 0.37921 | 1 | 2.294 | 0.86992 | High | Low | Medium
AUBERRY 1101 | FRESNO | 243.3723 | 57.7119 | 14182.11 | 99.04% | 14.06% | 1 | 0.84142 | 1 | 1.032 | 0.86836 | High | Low | Low
COARSEGOLD 2102 | YOSEMITE | 69.5656 | 83.9889 | 5882.5 | 99.32% | 79.94% | 0 | 0.57582 | 1 | 1.5055 | 0.86691 | High | Low | Low
FROGTOWN 1701 | STOCKTON | 70.5021 | 3.62 | 260.4 | 98.01% | 11.51% | 0 | 0.35892 | 1 | 2.4075 | 0.86409 | High | Low | High
CLARK ROAD 1102 | NORTH VALLEY | 117.7302 | 0.21135 | 29 | 85.8% | 28.19% | 1 | 0.37067 | 1 | 2.2993 | 0.85229 | High | Low | Medium
DUNBAR 1102 | SONOMA | 48.6409 | 0.94499 | 59 | 77.91% | 12.82% | 1 | 0.36183 | 1 | 2.3412 | 0.84711 | High | Low | Medium
ATASCADERO 1101 | LOS PADRES | 48.0205 | 175.2943 | 11084.4 | 75.94% | 30.41% | 1 | 0.4038 | 1 | 2.0754 | 0.83804 | High | Low | Medium
WILLOW CREEK 1103 | HUMBOLDT | 84.7815 | 171.8351 | 14798.7 | 98.44% | 0.5494% | 1 | 0.90591 | 1 | 0.92024 | 0.83365 | High | Low | Low
HALF MOON BAY 1101 | PENINSULA | 30.1489 | 94.6023 | 4633.8 | 61.55% | 62.01% | 1 | 0.28848 | 1 | 2.889 | 0.83344 | Medium | Low | High
SAN RAFAEL 1107 | NORTH BAY | 20.6975 | 176.315 | 4719.9 | 77.32% | 89.65% | 0 | 0.22296 | 1 | 3.7235 | 0.83019 | Medium | Low | High
LUCERNE 1106 | HUMBOLDT | 35.3522 | 69.4187 | 3263.9 | 75.19% | 0% | 1 | 0.33667 | 1 | 2.4545 | 0.82635 | High | Low | High
MORGAN HILL 2111 | SAN JOSE | 51.2335 | 89.7023 | 6563.3 | 70.02% | 29.88% | 1 | 0.44389 | 1 | 1.8491 | 0.82077 | High | Low | Medium
CLAYTON 2212 | DIABLO | 47.4011 | 1.4599 | 84 | 82.38% | 50.62% | 0 | 0.33511 | 1 | 2.4353 | 0.81609 | High | Low | High
HIGGINS 1109 | SIERRA | 140.5007 | 11.1731 | 1582.3 | 99.21% | 0% | 1 | 0.47196 | 1 | 1.7034 | 0.80392 | High | Low | Medium
HIGGINS 1110 | SIERRA | 51.0959 | 357.0037 | 20576.8 | 88.65% | 0% | 0 | 0.45253 | 1 | 1.7562 | 0.79475 | High | Low | Medium
HALSEY 1102 | SIERRA | 57.8088 | 0.48483 | 33 | 84.93% | 0% | 1 | 0.43624 | 1 | 1.8153 | 0.79189 | High | Low | Medium
OAKLAND X 1106 | EAST BAY | 16.5816 | 141.7435 | 3332.9 | 70.52% | 43.14% | 0 | 0.28371 | 1 | 2.791 | 0.79183 | Medium | Low | High
STILLWATER 1101 | NORTH VALLEY | 34.9345 | 118.2002 | 4354.2 | 94.83% | 0% | 0 | 0.40123 | 1 | 1.9609 | 0.78677 | High | Low | Medium
CASTRO VALLEY 1108 | MISSION | 22.9915 | 6.5541 | 168 | 89.7% | 69.23% | 0 | 0.28196 | 1 | 2.7723 | 0.78169 | Medium | Low | High
OAKLAND K 1102 | EAST BAY | 15.6371 | 153.4327 | 2398 | 100% | 100% | 1 | 0.27319 | 1 | 2.8557 | 0.78016 | Medium | Low | High
GIRVAN 1101 | NORTH VALLEY | 105.6311 | 61.117 | 6709.25 | 96.22% | 40.56% | 0 | 0.47263 | 1 | 1.6353 | 0.77289 | High | Low | Low
SHINGLE SPRINGS 2105 | SIERRA | 31.7746 | 67.1179 | 2235.2 | 95.41% | 85.39% | 0 | 0.33572 | 1 | 2.293 | 0.76981 | High | Low | Medium
TEMPLETON 2110 | LOS PADRES | 131.8393 | 37.268 | 6618 | 74.24% | 24.45% | 1 | 0.48709 | 1 | 1.5652 | 0.76238 | High | Low | Low
BEAR VALLEY 2105 | YOSEMITE | 133.2806 | 5.2436 | 697.9 | 100% | 9.068% | 1 | 0.56239 | 1 | 1.351 | 0.75981 | High | Low | Low
DESCHUTES 1101 | NORTH VALLEY | 109.6858 | 74.8939 | 9783.9 | 83.96% | 5.359% | 1 | 0.49693 | 1 | 1.5211 | 0.75589 | High | Low | Low
VOLTA 1101 | NORTH VALLEY | 153.0474 | 52.4817 | 8055.6 | 99.71% | 6.239% | 0 | 0.72021 | 1 | 1.0395 | 0.74866 | High | Low | Low
BIG MEADOWS 2101 | NORTH VALLEY | 57.1862 | 64.6614 | 5021 | 73.65% | 0% | 0 | 0.39165 | 1 | 1.9107 | 0.74835 | High | Low | Medium
NARROWS 2101 | SIERRA | 61.1189 | 1.0306 | 63 | 99.99% | 0% | 0 | 0.38331 | 1 | 1.9498 | 0.74739 | High | Low | Medium
SPRUCE 0401 | EAST BAY | 4.123 | 93.7879 | 386.5 | 100% | 23.86% | 0 | 0.18844 | 1 | 3.9252 | 0.73968 | Medium | Low | High
EL CERRITO G 1105 | EAST BAY | 18.498 | 89.1521 | 2163 | 76.24% | 31.71% | 0 | 0.20445 | 1 | 3.6127 | 0.73862 | Medium | Low | High
WEIMAR 1101 | SIERRA | 74.3116 | 6.8492 | 509 | 100% | 0% | 0 | 0.44451 | 1 | 1.6561 | 0.73613 | High | Low | Low
SAN LUIS OBISPO 1107 | LOS PADRES | 47.5671 | 128.564 | 6830.9 | 89.53% | 58.19% | 0 | 0.34103 | 1 | 2.1508 | 0.73348 | High | Low | Medium
ATASCADERO 1103 | LOS PADRES | 93.8432 | 106.8884 | 14248.6 | 70.4% | 41.58% | 0 | 0.50034 | 1 | 1.4655 | 0.73326 | High | Low | Low
OREGON TRAIL 1102 | NORTH VALLEY | 43.9113 | 52.4522 | 2580.5 | 89.26% | 0% | 0 | 0.34709 | 1 | 2.11 | 0.73237 | High | Low | Medium
GUALALA 1112 | HUMBOLDT | 46.2029 | 5.6547 | 265 | 98.59% | 0% | 1 | 0.50419 | 1 | 1.452 | 0.73207 | High | Low | Low
GUALALA 1111 | HUMBOLDT | 35.7279 | 5.0047 | 188.5 | 94.86% | 0% | 0 | 0.51384 | 1 | 1.4212 | 0.73027 | High | Low | Low
HOOPA 1101 | HUMBOLDT | 103.3689 | 45.8592 | 6148.1 | 77.1% | 2.741% | 1 | 0.92115 | 1 | 0.7914 | 0.729 | High | Low | Low
BOLINAS 1101 | NORTH BAY | 36.2161 | 152.1348 | 7849 | 70.2% | 79.57% | 1 | 0.24155 | 1 | 3.0084 | 0.72668 | Medium | Low | High
HAMILTON BRANCH 1101 | NORTH VALLEY | 26.7473 | 33.2133 | 1140 | 77.93% | 0% | 0 | 0.29319 | 1 | 2.4741 | 0.72539 | Medium | Low | High
SAND CREEK 1103 | FRESNO | 149.2192 | 22.7349 | 3443.9 | 98.51% | 0% | 0 | 0.50802 | 1 | 1.4193 | 0.72104 | High | Low | Low
TEMPLETON 2111 | LOS PADRES | 45.7387 | 252.6481 | 16081.1 | 71.86% | 0.6756% | 0 | 0.43041 | 1 | 1.6439 | 0.70754 | High | Low | Low
ANNAPOLIS 1101 | HUMBOLDT | 51.2424 | 153.2835 | 7851.9 | 100% | 0% | 0 | 0.69873 | 1 | 1.0113 | 0.7066 | High | Low | Low
SANTA ROSA A 1104 | SONOMA | 44.3006 | 126.4689 | 7084.8 | 79.08% | 85.89% | 0 | 0.38767 | 1 | 1.8117 | 0.70235 | High | Low | Medium
PHILO 1102 | HUMBOLDT | 87.2659 | 0.078916 | 8 | 86.08% | 0% | 1 | 0.6461 | 1 | 1.0843 | 0.70058 | High | Low | Low
ALHAMBRA 1105 | DIABLO | 37.4334 | 94.8612 | 4257 | 83.42% | 1.365% | 1 | 0.27084 | 1 | 2.579 | 0.69848 | Medium | Low | High
SOBRANTE 1102 | DIABLO | 27.4867 | 152.1974 | 4215 | 99.25% | 6.682% | 0 | 0.2569 | 1 | 2.6964 | 0.6927 | Medium | Low | High
DEL MONTE 2104 | CENTRAL COAST | 60.5977 | 162.8902 | 12940 | 76.28% | 0% | 0 | 0.38584 | 1 | 1.7925 | 0.69161 | High | Low | Medium
OLETA 1101 | STOCKTON | 89.0724 | 16.341 | 1902.7 | 76.5% | 6.991% | 0 | 0.30681 | 1 | 2.2468 | 0.68934 | High | Low | Medium
OLETA 1102 | STOCKTON | 58.6793 | 93.0145 | 9270.4 | 58.88% | 1.085% | 0 | 0.33146 | 1 | 2.0749 | 0.68774 | High | Low | Medium
CORRAL 1102 | STOCKTON | 49.8209 | 0.031174 | 2 | 77.66% | 0% | 1 | 0.28896 | 1 | 2.3748 | 0.68624 | Medium | Low | Medium
DESCHUTES 1104 | NORTH VALLEY | 80.0303 | 55.7135 | 7294.1 | 61.13% | 0% | 1 | 0.36212 | 1 | 1.8914 | 0.68492 | High | Low | Medium
PEORIA 1701 | YOSEMITE | 80.3858 | 2.7552 | 234 | 94.65% | 0% | 1 | 0.33799 | 1 | 2.0046 | 0.67751 | High | Low | Medium
PLACERVILLE 1112 | SIERRA | 27.7534 | 0.6342 | 19 | 92.64% | 0.05594% | 1 | 0.36226 | 1 | 1.862 | 0.67452 | High | Low | Medium
FELTON 0401 | CENTRAL COAST | 2.2987 | 63.2591 | 162.5 | 89.49% | 100% | 0 | 0.19109 | 1 | 3.5174 | 0.67216 | Medium | Low | High
WEIMAR 1102 | SIERRA | 23.0263 | 2.3451 | 54 | 100% | 0% | 0 | 0.3916 | 1 | 1.7125 | 0.67062 | High | Low | Medium
POINT ARENA 1101 | HUMBOLDT | 43.137 | 151.6844 | 10042.9 | 65.15% | 0% | 0 | 0.59484 | 1 | 1.0925 | 0.64989 | High | Low | Low
GIRVAN 1102 | NORTH VALLEY | 44.1977 | 51.5354 | 3919.7 | 58.11% | 74.49% | 1 | 0.3243 | 1 | 2.0036 | 0.64977 | High | Low | Medium
GANSNER 1101 | NORTH VALLEY | 38.7574 | 38.6947 | 1867 | 80.33% | 1.24% | 1 | 0.35862 | 1 | 1.8076 | 0.64822 | High | Low | Medium
MIDDLETOWN 1102 | HUMBOLDT | 39.5462 | 48.716 | 2738.7 | 70.34% | 0.6611% | 0 | 0.27646 | 1 | 2.3228 | 0.64216 | Medium | Low | Medium
OTTER 1102 | CENTRAL COAST | 53.8017 | 139.1766 | 7616.4 | 98.31% | 6.912% | 1 | 0.47954 | 1 | 1.332 | 0.63873 | High | Low | Low
WOODSIDE 1104 | PENINSULA | 13.9759 | 265.3381 | 9679.4 | 38.31% | 28.63% | 0 | 0.16337 | 1 | 3.8964 | 0.63657 | Medium | Low | High
WYANDOTTE 1109 | NORTH VALLEY | 52.4768 | 57.8365 | 7001.3 | 43.35% | 0% | 0 | 0.25504 | 1 | 2.495 | 0.63633 | Medium | Low | High
ANTLER 1101 | NORTH VALLEY | 60.0715 | 11.1936 | 704 | 95.51% | 6.842% | 1 | 0.46349 | 1 | 1.3699 | 0.63494 | High | Low | Low
SHADY GLEN 1101 | SIERRA | 41.667 | 138.676 | 6500.3 | 88.89% | 1.898% | 0 | 0.35351 | 1 | 1.7857 | 0.63127 | High | Low | Medium
OREGON TRAIL 1104 | NORTH VALLEY | 45.1213 | 128.9869 | 7087.6 | 82.12% | 0% | 1 | 0.3403 | 1 | 1.8465 | 0.62838 | High | Low | Medium
PEORIA 1705 | YOSEMITE | 59.0992 | 0.069953 | 5 | 82.68% | 0% | 1 | 0.29754 | 1 | 2.1069 | 0.62688 | High | Low | Medium
MARIPOSA 2102 | YOSEMITE | 245.1385 | 6.3765 | 1661.56 | 94.08% | 22.38% | 1 | 0.50363 | 1 | 1.2175 | 0.61319 | High | Low | Low
EMERALD LAKE 0401 | PENINSULA | 15.5314 | 136.1011 | 2877.3 | 73.47% | 27.29% | 0 | 0.15761 | 1 | 3.8666 | 0.60944 | Medium | Low | High
OCEANO 1102 | LOS PADRES | 36.4985 | 170.6492 | 9154 | 68.04% | 0% | 1 | 0.30224 | 1 | 2.0104 | 0.60762 | High | Low | Medium
PLACERVILLE 1110 | SIERRA | 34.3071 | 3.7768 | 132 | 98.16% | 4.685% | 1 | 0.34903 | 1 | 1.7162 | 0.59902 | High | Low | Medium
NORTH BRANCH 1101 | STOCKTON | 59.7793 | 24.8834 | 2229.9 | 66.71% | 0% | 0 | 0.25616 | 1 | 2.3237 | 0.59524 | Medium | Low | Medium
CALISTOGA 1102 | NORTH BAY | 23.8756 | 172.9752 | 7974 | 51.79% | 92.34% | 1 | 0.2553 | 1 | 2.3058 | 0.58866 | Medium | Low | Medium
DUNBAR 1103 | SONOMA | 30.1397 | 7.1433 | 388 | 55.49% | 92.61% | 0 | 0.23869 | 1 | 2.4649 | 0.58835 | Medium | Low | High
OILFIELDS 1103 | CENTRAL COAST | 115.2449 | 27.8747 | 4007.6 | 80.16% | 0% | 1 | 0.36659 | 1 | 1.5686 | 0.57502 | High | Low | Low
CLAYTON 2213 | DIABLO | 3.8789 | 30.8603 | 191.3 | 62.57% | 0% | 0 | 0.2147 | 1 | 2.6752 | 0.57436 | Medium | Low | High
NORTH DUBLIN 2103 | MISSION | 18.9008 | 73.7274 | 1635 | 85.23% | 0.2897% | 0 | 0.20907 | 1 | 2.7439 | 0.57368 | Medium | Low | High
MENLO 1102 | PENINSULA | 27.048 | 142.3143 | 9172.5 | 41.97% | 0.9515% | 0 | 0.24042 | 1 | 2.3772 | 0.57153 | Medium | Low | Medium
FORT SEWARD 1121 | HUMBOLDT | 38.0083 | 88.0582 | 4240.9 | 78.92% | 0% | 0 | 0.51133 | 1 | 1.1175 | 0.57139 | High | Low | Low
BUCKS CREEK 1101 | NORTH VALLEY | 20.005 | 20.9987 | 420 | 100% | 23.08% | 0 | 0.27046 | 1 | 2.0923 | 0.56587 | Medium | Low | Medium
SAN JOAQUIN #2 1103 | YOSEMITE | 82.7368 | 75.5396 | 6261.9 | 99.81% | 11.29% | 0 | 0.45754 | 1 | 1.2364 | 0.56572 | High | Low | Low
NOTRE DAME 1104 | NORTH VALLEY | 27.4274 | 59.5612 | 2333 | 70.02% | 63.41% | 1 | 0.22274 | 1 | 2.5324 | 0.56407 | Medium | Low | High
OAK 0401 | EAST BAY | 4.3198 | 91.1427 | 493 | 79.86% | 0% | 0 | 0.13597 | 1 | 4.1407 | 0.563 | Medium | Low | High
MORAGA 1104 | DIABLO | 16.8835 | 142.8466 | 3110 | 77.55% | 2.528% | 0 | 0.19957 | 1 | 2.8198 | 0.56276 | Medium | Low | High
REDBUD 1101 | HUMBOLDT | 47.7517 | 2.8354 | 199.5 | 67.87% | 51.84% | 0 | 0.2763 | 1 | 2.0254 | 0.55961 | Medium | Low | Medium
JESSUP 1101 | NORTH VALLEY | 65.0048 | 68.0599 | 5453 | 81.13% | 0.4339% | 1 | 0.36291 | 1 | 1.5369 | 0.55775 | High | Low | Low
OAKLAND K 1104 | EAST BAY | 15.128 | 222.4716 | 3360.9 | 100% | 68.04% | 0 | 0.1901 | 1 | 2.8976 | 0.55083 | Medium | Low | High
APPLE HILL 1103 | SIERRA | 58.8848 | 16.9136 | 1213.13 | 82.1% | 28.25% | 1 | 0.35946 | 1 | 1.5186 | 0.54587 | High | Low | Low
SARATOGA 1105 | DE ANZA | 9.8848 | 0.84274 | 14 | 59.5% | 0% | 0 | 0.20932 | 1 | 2.5772 | 0.53948 | Medium | Low | High
CABRILLO 1103 | LOS PADRES | 53.8552 | 28.4006 | 2761.5 | 55.39% | 0% | 1 | 0.21429 | 1 | 2.5143 | 0.5388 | Medium | Low | High
GEYSERVILLE 1101 | SONOMA | 69.1228 | 71.1042 | 9890.2 | 49.69% | 0% | 1 | 0.38011 | 1 | 1.4138 | 0.53738 | High | Low | Low
EDES 1112 | EAST BAY | 15.8364 | 103.0601 | 1771.5 | 92.13% | 4.695% | 0 | 0.22246 | 1 | 2.4124 | 0.53666 | Medium | Low | High
DUNBAR 1101 | SONOMA | 40.6225 | 4.3182 | 280 | 62.65% | 58.74% | 0 | 0.26425 | 1 | 2.0305 | 0.53655 | Medium | Low | Medium
NORTH DUBLIN 2101 | MISSION | 3.6193 | 9.24 | 40 | 83.61% | 0% | 0 | 0.19317 | 1 | 2.7631 | 0.53375 | Medium | Low | High
SONOMA 1103 | SONOMA | 13.7402 | 0.07711 | 2 | 52.98% | 100% | 0 | 0.24035 | 1 | 2.2177 | 0.53302 | Medium | Low | Medium
ARCATA 1122 | HUMBOLDT | 20.5455 | 163.2894 | 11115.5 | 30.18% | 0% | 1 | 0.2388 | 1 | 2.2303 | 0.5326 | Medium | Low | Medium
DUNLAP 1103 | FRESNO | 70.8013 | 75.8838 | 5398.1 | 99.53% | 0% | 0 | 0.53449 | 1 | 0.99361 | 0.53107 | High | Low | Low
SAN LUIS OBISPO 1104 | LOS PADRES | 50.6677 | 83.4369 | 7050 | 59.97% | 44.06% | 1 | 0.26401 | 1 | 2.0087 | 0.53031 | Medium | Low | Medium
CAYETANO 2109 | MISSION | 35.4993 | 13.1584 | 659 | 70.88% | 35.99% | 1 | 0.22211 | 1 | 2.3856 | 0.52985 | Medium | Low | Medium
DIAMOND SPRINGS 1103 | SIERRA | 33.9542 | 144.2323 | 7367.5 | 66.47% | 27.9% | 1 | 0.28798 | 1 | 1.8342 | 0.5282 | Medium | Low | Medium
FRENCH GULCH 1102 | NORTH VALLEY | 22.3415 | 79.3501 | 1770 | 100% | 13.78% | 0 | 0.32691 | 1 | 1.6111 | 0.5267 | High | Low | Low
WILLOW CREEK 1101 | HUMBOLDT | 47.0234 | 171.5062 | 9921.6 | 81.29% | 61.34% | 1 | 0.80386 | 1 | 0.65498 | 0.52651 | High | Low | Low
VIEJO 2202 | CENTRAL COAST | 14.2864 | 4.3971 | 206 | 30.49% | 0% | 1 | 0.19509 | 1 | 2.695 | 0.52576 | Medium | Low | High
FRENCH GULCH 1101 | NORTH VALLEY | 18.8732 | 86.0309 | 1622.5 | 100% | 0% | 0 | 0.33821 | 1 | 1.5534 | 0.52539 | High | Low | Low
PHILO 1101 | HUMBOLDT | 73.7188 | 0.24667 | 23 | 79.06% | 0% | 1 | 0.47445 | 1 | 1.1048 | 0.5242 | High | Low | Low
CLARKSVILLE 2103 | SIERRA | 33.626 | 35.6071 | 1778.5 | 67.32% | 59.03% | 1 | 0.27558 | 1 | 1.8952 | 0.52227 | Medium | Low | Medium
WALDO 0402 | EAST BAY | 3.0716 | 42.0757 | 216 | 59.83% | 0% | 0 | 0.13537 | 1 | 3.8554 | 0.5219 | Medium | Low | High
BROWNS VALLEY 1101 | SIERRA | 37.7491 | 47.3498 | 3021.8 | 59.15% | 0% | 1 | 0.26976 | 1 | 1.9284 | 0.5202 | Medium | Low | Medium
SAN JOAQUIN #3 1103 | YOSEMITE | 54.5173 | 108.2787 | 5905.4 | 99.96% | 58.36% | 0 | 0.46504 | 1 | 1.1123 | 0.51727 | High | Low | Low
CURTIS 1701 | YOSEMITE | 13.4152 | 1.2008 | 24.9 | 64.69% | 0% | 0 | 0.20009 | 1 | 2.5773 | 0.51568 | Medium | Low | High
HATTON 1102 | CENTRAL COAST | 10.7188 | 3.349 | 75 | 47.86% | 0% | 0 | 0.23467 | 1 | 2.1903 | 0.51402 | Medium | Low | Medium
CLAY 1101 | STOCKTON | 26.5733 | 64.6332 | 2666.8 | 64.4% | 0% | 0 | 0.23659 | 1 | 2.1529 | 0.50936 | Medium | Low | Medium
AUBERRY 1102 | FRESNO | 127.9128 | 35.9165 | 4605.1 | 99.76% | 0% | 1 | 0.45711 | 1 | 1.1132 | 0.50884 | High | Low | Low
LOS GATOS 1108 | DE ANZA | 4.2689 | 49.7215 | 303.5 | 69.94% | 12.91% | 0 | 0.17492 | 1 | 2.9083 | 0.50871 | Medium | Low | High
CASTRO VALLEY 1109 | MISSION | 5.7287 | 0.12153 | 1 | 69.62% | 49.57% | 0 | 0.18308 | 1 | 2.7674 | 0.50666 | Medium | Low | High
BELL 1108 | SIERRA | 66.6823 | 0.074134 | 6 | 82.39% | 0% | 0 | 0.28608 | 1 | 1.7453 | 0.49931 | Medium | Low | Medium
WYANDOTTE 1105 | NORTH VALLEY | 20.9182 | 45.9165 | 1101 | 87.24% | 0.3284% | 1 | 0.19533 | 1 | 2.5559 | 0.49925 | Medium | Low | High
LOW GAP 1101 | HUMBOLDT | 71.107 | 2.249 | 164 | 97.51% | 0% | 0 | 0.57857 | 1 | 0.86126 | 0.4983 | High | Low | Low
MARTELL 1103 | STOCKTON | 20.372 | 30.2173 | 893.9 | 68.87% | 0% | 0 | 0.22697 | 1 | 2.1763 | 0.49395 | Medium | Low | Medium
LAYTONVILLE 1102 | HUMBOLDT | 111.1176 | 22.1416 | 2687.9 | 91.53% | 2.684% | 1 | 0.66913 | 1 | 0.73466 | 0.49159 | High | Low | Low
JESSUP 1102 | NORTH VALLEY | 51.0333 | 64.1412 | 5572 | 58.75% | 0% | 0 | 0.32267 | 1 | 1.521 | 0.49077 | High | Low | Low
FORT BRAGG A 1104 | HUMBOLDT | 25.9146 | 98.8899 | 3769 | 67.99% | 0% | 0 | 0.31064 | 1 | 1.5649 | 0.48612 | High | Low | Low
RIDGE 0401 | EAST BAY | 2.662 | 150.4115 | 400.2 | 100% | 0% | 0 | 0.14736 | 1 | 3.2957 | 0.48566 | Medium | Low | High
HIGHLANDS 1102 | HUMBOLDT | 35.815 | 38.7995 | 2335.5 | 59.5% | 23.07% | 0 | 0.20558 | 1 | 2.3412 | 0.48129 | Medium | Low | Medium
WHITMORE 1101 | NORTH VALLEY | 92.5696 | 60.8238 | 5627.04 | 100% | 35.14% | 0 | 0.51164 | 1 | 0.93924 | 0.48055 | High | Low | Low
BELL 1109 | SIERRA | 13.433 | 0.4486 | 8 | 75.33% | 0% | 0 | 0.25005 | 1 | 1.9218 | 0.48055 | Medium | Low | Medium
RALSTON 1101 | PENINSULA | 8.6411 | 0.69774 | 10 | 60.29% | 0% | 0 | 0.1857 | 1 | 2.5532 | 0.47412 | Medium | Low | High
SAN RAFAEL 1109 | NORTH BAY | 10.8025 | 134.9188 | 3525.9 | 41.34% | 0% | 0 | 0.1313 | 1 | 3.5715 | 0.46894 | Medium | Low | High
CENTERVILLE 1101 | NORTH VALLEY | 36.3928 | 0 | 5396.6 | 0% | 96.65% | 1 | 0.17029 | 1 | 2.7454 | 0.46751 | Medium | Low | High
BUELLTON 1101 | LOS PADRES | 77.7776 | 37.5644 | 3943 | 74.1% | 2.521% | 1 | 0.2926 | 1 | 1.5921 | 0.46585 | Medium | Low | Low
COTTONWOOD 1102 | NORTH VALLEY | 59.3351 | 49.5356 | 4117.5 | 71.38% | 0% | 1 | 0.31871 | 1 | 1.4441 | 0.46026 | High | Low | Low
SUNOL 1101 | MISSION | 34.5067 | 79.6588 | 4405.1 | 62.4% | 34.83% | 0 | 0.2083 | 1 | 2.2066 | 0.45963 | Medium | Low | Medium
PAUL SWEET 2104 | CENTRAL COAST | 17.3184 | 177.171 | 6289.5 | 48.78% | 100% | 0 | 0.17204 | 1 | 2.666 | 0.45867 | Medium | Low | High
REDBUD 1102 | HUMBOLDT | 27.3864 | 27.6857 | 1619 | 46.83% | 5.522% | 0 | 0.19984 | 1 | 2.2912 | 0.45789 | Medium | Low | Medium
MORAGA 1101 | DIABLO | 18.7524 | 231.2458 | 4714.5 | 91.98% | 84.96% | 0 | 0.15195 | 1 | 2.9884 | 0.45408 | Medium | Low | High
LUCERNE 1103 | HUMBOLDT | 31.8489 | 0.075386 | 4 | 60.02% | 0% | 0 | 0.21456 | 1 | 2.0942 | 0.44933 | Medium | Low | Medium
HARRIS 1109 | HUMBOLDT | 13.0569 | 90.5332 | 4585.5 | 25.78% | 0% | 0 | 0.16591 | 1 | 2.7044 | 0.4487 | Medium | Low | High
LOS GATOS 1101 | DE ANZA | 9.9179 | 0.4769 | 10 | 47.3% | 0% | 0 | 0.16551 | 1 | 2.6755 | 0.44281 | Medium | Low | High
MORGAN HILL 2105 | SAN JOSE | 49.4076 | 60.3391 | 4988.4 | 59.76% | 26.88% | 1 | 0.24901 | 1 | 1.7734 | 0.4416 | Medium | Low | Medium
VALLEY VIEW 1106 | EAST BAY | 8.5618 | 3.2562 | 68 | 41% | 0% | 0 | 0.13774 | 1 | 3.1897 | 0.43936 | Medium | Low | High
COTATI 1103 | SONOMA | 82.6114 | 2.9792 | 332 | 74.13% | 0% | 1 | 0.33531 | 1 | 1.31 | 0.43924 | High | Low | Low
CRESCENT MILLS 2101 | NORTH VALLEY | 43.6463 | 62.7115 | 4950 | 55.3% | 0% | 0 | 0.28184 | 1 | 1.5412 | 0.43438 | Medium | Low | Low
STAFFORD 1102 | NORTH BAY | 21.3206 | 92.1724 | 3462.9 | 56.75% | 4.149% | 1 | 0.17116 | 1 | 2.5212 | 0.43153 | Medium | Low | High
INDIAN FLAT 1104 | YOSEMITE | 16.7358 | 46.4525 | 780.7 | 99.58% | 0% | 0 | 0.31705 | 1 | 1.3602 | 0.43126 | High | Low | Low
BURNEY 1101 | NORTH VALLEY | 51.5022 | 48.9487 | 2928.5 | 86.08% | 0% | 0 | 0.38258 | 1 | 1.1254 | 0.43057 | High | Low | Low
CLOVERDALE 1102 | SONOMA | 80.9762 | 48.6873 | 5260.3 | 74.95% | 58.94% | 0 | 0.41198 | 1 | 1.0437 | 0.42998 | High | Low | Low
TASSAJARA 2104 | DIABLO | 7.2573 | 128.4661 | 1249.5 | 74.62% | 25.11% | 0 | 0.14744 | 1 | 2.8959 | 0.42696 | Medium | Low | High
DUNLAP 1102 | FRESNO | 55.7604 | 79.3908 | 4445.3 | 99.59% | 0% | 1 | 0.47294 | 1 | 0.89144 | 0.42159 | High | Low | Low
SWIFT 2110 | SAN JOSE | 83.3204 | 0.95201 | 79 | 100% | 0% | 0 | 0.36227 | 1 | 1.1587 | 0.41975 | High | Low | Low
PUEBLO 1104 | NORTH BAY | 30.8506 | 212.953 | 11215.7 | 58.58% | 0% | 1 | 0.19921 | 1 | 2.1042 | 0.41918 | Medium | Low | Medium
COTTONWOOD 1101 | NORTH VALLEY | 70.4171 | 16.6714 | 1666 | 70.47% | 0% | 1 | 0.34668 | 1 | 1.202 | 0.4167 | High | Low | Low
CEDAR CREEK 1101 | NORTH VALLEY | 110.9 | 74 | 8214 | 99.91% | 16.25% | 0 | 0.60431 | 1 | 0.68853 | 0.41609 | High | Low | Low
GREENBRAE 1102 | NORTH BAY | 7.1787 | 133.0435 | 1734.9 | 55.05% | 100% | 0 | 0.126 | 1 | 3.2978 | 0.41551 | Medium | Low | High
DEL MONTE 2103 | CENTRAL COAST | 12.8349 | 162.3707 | 5647.4 | 36.9% | 0% | 0 | 0.17404 | 1 | 2.3874 | 0.41549 | Medium | Low | High
SAN RAMON 2107 | MISSION | 13.2045 | 78.7075 | 2176.6 | 47.75% | 97.71% | 0 | 0.14562 | 1 | 2.8353 | 0.41289 | Medium | Low | High
SAN LEANDRO U 1109 | MISSION | 12.917 | 50.8296 | 1000.5 | 65.62% | 7.254% | 0 | 0.21802 | 1 | 1.8932 | 0.41274 | Medium | Low | Medium
CASTRO VALLEY 1106 | MISSION | 19.2033 | 76.1582 | 3117.1 | 46.92% | 76.11% | 0 | 0.14998 | 1 | 2.707 | 0.406 | Medium | Low | High
HIGHLANDS 1104 | HUMBOLDT | 11.8923 | 0.23778 | 7 | 40.4% | 0% | 0 | 0.16341 | 1 | 2.4665 | 0.40305 | Medium | Low | High
CALPELLA 1101 | HUMBOLDT | 72.0108 | 65.4062 | 6000.3 | 78.5% | 5.015% | 1 | 0.38639 | 1 | 1.0408 | 0.40215 | High | Low | Low
LAS GALLINAS A 1106 | NORTH BAY | 4.998 | 42.8648 | 675 | 31.74% | 39.74% | 0 | 0.1226 | 1 | 3.2664 | 0.40047 | Medium | Low | High
RALSTON 1102 | PENINSULA | 3.2655 | 0.09353 | 1 | 30.54% | 0% | 0 | 0.11938 | 1 | 3.3318 | 0.39776 | Medium | Low | High
HIGGINS 1107 | SIERRA | 16.8285 | 2.8864 | 94 | 51.67% | 0% | 0 | 0.22612 | 1 | 1.7548 | 0.39679 | Medium | Low | Medium
SAN LUIS OBISPO 1101 | LOS PADRES | 27.4591 | 61.777 | 2353.4 | 72.08% | 37.5% | 0 | 0.20369 | 1 | 1.9385 | 0.39484 | Medium | Low | Medium
MAPLE CREEK 1101 | HUMBOLDT | 9.8748 | 0.39268 | 13 | 29.83% | 0% | 0 | 0.2005 | 1 | 1.9619 | 0.39336 | Medium | Low | Medium
SANTA MARIA 1108 | LOS PADRES | 73.0359 | 41.6543 | 3939.8 | 77.22% | 60.25% | 1 | 0.3454 | 1 | 1.1384 | 0.39321 | High | Low | Low
SAN JOAQUIN #3 1101 | YOSEMITE | 24.668 | 172.7328 | 4259.4 | 100% | 94.57% | 0 | 0.28198 | 1 | 1.3766 | 0.38818 | Medium | Low | Low
WYANDOTTE 1110 | NORTH VALLEY | 13.8013 | 69.0873 | 2755.5 | 34.6% | 0% | 0 | 0.12906 | 1 | 2.989 | 0.38577 | Medium | Low | High
SAN CARLOS 1104 | PENINSULA | 8.3888 | 79.6449 | 1757.5 | 38.02% | 0% | 0 | 0.10317 | 1 | 3.7132 | 0.38309 | Low | Low | High
SARATOGA 1106 | DE ANZA | 13.394 | 184.9638 | 4935 | 50.2% | 4.959% | 0 | 0.12542 | 1 | 3.0513 | 0.38269 | Medium | Low | High
MERCED FALLS 1102 | YOSEMITE | 120.7817 | 9.0416 | 1726.7 | 63.25% | 0% | 1 | 0.25626 | 1 | 1.4882 | 0.38136 | Medium | Low | Low
TAR FLAT 0402 | YOSEMITE | 5.4986 | 73.2444 | 485.2 | 83% | 23.55% | 0 | 0.16545 | 1 | 2.2965 | 0.37995 | Medium | Low | Medium
TAMARACK 1101 | SIERRA | 16.4477 | 84.0596 | 1509.4 | 91.6% | 0% | 0 | 0.41125 | 1 | 0.9203 | 0.37847 | High | Low | Low
PETALUMA C 1109 | SONOMA | 47.7751 | 37.3436 | 2497.5 | 71.44% | 0% | 0 | 0.24335 | 1 | 1.5475 | 0.37658 | Medium | Low | Low
PASO ROBLES 1104 | LOS PADRES | 37.5318 | 122.939 | 8272.1 | 55.78% | 0% | 0 | 0.23873 | 1 | 1.5762 | 0.3763 | Medium | Low | Low
PLACERVILLE 1111 | SIERRA | 13.2951 | 129.5107 | 2399.6 | 71.76% | 0% | 0 | 0.18947 | 1 | 1.9744 | 0.3741 | Medium | Low | Medium
SOBRANTE 1101 | DIABLO | 15.9136 | 157.462 | 3382 | 74.09% | 0.7306% | 0 | 0.13531 | 1 | 2.7637 | 0.37397 | Medium | Low | High
PALO SECO 0401 | EAST BAY | 4.7078 | 182.9243 | 867.5 | 99.27% | 18.75% | 0 | 0.12716 | 1 | 2.9264 | 0.37214 | Medium | Low | High
WISHON 1101 | YOSEMITE | 7.7822 | 27.8513 | 216.8 | 99.97% | 51.22% | 0 | 0.32238 | 1 | 1.1392 | 0.36726 | High | Low | Low
SUMMIT 1102 | SIERRA | 5.1556 | 81.6334 | 421 | 99.97% | 0% | 0 | 0.24499 | 1 | 1.4982 | 0.36703 | Medium | Low | Low
ZACA 1102 | LOS PADRES | 64.9618 | 56.5808 | 4540 | 80.96% | 36.17% | 1 | 0.31531 | 1 | 1.1576 | 0.365 | High | Low | Low
SONOMA 1102 | SONOMA | 5.4359 | 0.43651 | 8 | 29.66% | 100% | 0 | 0.14754 | 1 | 2.4622 | 0.36326 | Medium | Low | High
UPPER LAKE 1101 | HUMBOLDT | 53.0863 | 91.0265 | 7983.8 | 60.53% | 1.399% | 0 | 0.31613 | 1 | 1.1472 | 0.36268 | High | Low | Low
SOBRANTE 1103 | DIABLO | 3.7247 | 134.2739 | 695.7 | 71.89% | 15.89% | 0 | 0.1215 | 1 | 2.9819 | 0.36231 | Medium | Low | High
GRAYS FLAT 0401 | NORTH VALLEY | 10.7057 | 75.9501 | 813 | 100% | 0% | 0 | 0.29592 | 1 | 1.2228 | 0.36185 | Medium | Low | Low
MENDOCINO 1101 | HUMBOLDT | 40.8852 | 96.2417 | 8109.4 | 48.52% | 30.15% | 0 | 0.30054 | 1 | 1.2002 | 0.36072 | High | Low | Low
TIVY VALLEY 1107 | FRESNO | 118.6456 | 22.2285 | 3890.3 | 67.79% | 0% | 1 | 0.32304 | 1 | 1.1078 | 0.35787 | High | Low | Low
LAURELES 1112 | CENTRAL COAST | 28.5944 | 269.5468 | 9658.4 | 79.8% | 0% | 0 | 0.19579 | 1 | 1.8213 | 0.35659 | Medium | Low | Medium
VACAVILLE 1108 | SACRAMENTO | 28.2253 | 17.9844 | 872.1 | 58.21% | 0% | 0 | 0.22757 | 1 | 1.5528 | 0.35338 | Medium | Low | Low
TEJON 1102 | KERN | 32.2059 | 17.6568 | 1105.5 | 51.44% | 0% | 0 | 0.18524 | 1 | 1.9041 | 0.35273 | Medium | Low | Medium
SPRUCE 0402 | EAST BAY | 1.905 | 68.1248 | 244.5 | 53.08% | 19.04% | 0 | 0.095782 | 1 | 3.6749 | 0.35199 | Low | Low | High
EL CERRITO G 1113 | EAST BAY | 0.20892 | 22.2103 | 212 | 2.189% | 0% | 0 | 0.093665 | 1 | 3.7545 | 0.35167 | Low | Low | High
IONE 1101 | STOCKTON | 15.6336 | 68.2479 | 1976.2 | 53.99% | 0% | 0 | 0.18325 | 1 | 1.9134 | 0.35064 | Medium | Low | Medium
CABRILLO 1104 | LOS PADRES | 30.2749 | 13.5021 | 1030.25 | 39.68% | 0% | 1 | 0.13172 | 1 | 2.6604 | 0.35043 | Medium | Low | High
FOOTHILL 1101 | LOS PADRES | 17.8092 | 85.4395 | 3318.4 | 45.85% | 0% | 0 | 0.13992 | 1 | 2.5032 | 0.35024 | Medium | Low | High
MORRO BAY 1102 | LOS PADRES | 21.4127 | 32.5118 | 1876.5 | 37.1% | 18.72% | 1 | 0.11824 | 1 | 2.9365 | 0.3472 | Medium | Low | High
SAN RAFAEL 1105 | NORTH BAY | 4.1168 | 79.9253 | 1839.6 | 17.89% | 0% | 0 | 0.10483 | 1 | 3.311 | 0.34708 | Low | Low | High
SONOMA 1104 | SONOMA | 19.5383 | 0.053642 | 3 | 34.94% | 0% | 1 | 0.15663 | 1 | 2.1994 | 0.34448 | Medium | Low | Medium
KING CITY 1103 | CENTRAL COAST | 17.5881 | 88.4434 | 2428 | 64.07% | 0% | 0 | 0.20663 | 1 | 1.6667 | 0.34439 | Medium | Low | Low
KERCKHOFF 1101 | YOSEMITE | 34.5924 | 140.6862 | 4795.4 | 100% | 0% | 0 | 0.26925 | 1 | 1.2691 | 0.3417 | Medium | Low | Low
PUEBLO 1105 | NORTH BAY | 23.9073 | 36.3841 | 2583.5 | 33.67% | 0% | 0 | 0.1782 | 1 | 1.9065 | 0.33975 | Medium | Low | Medium
LAS AROMAS 0401 | DIABLO | 5.9862 | 211.8395 | 1323.7 | 95.8% | 0% | 0 | 0.11738 | 1 | 2.8362 | 0.33291 | Medium | Low | High
VALLEY VIEW 1105 | EAST BAY | 5.4093 | 0.69571 | 13 | 28.95% | 0% | 0 | 0.1088 | 1 | 3.0206 | 0.32865 | Low | Low | High
VIEJO 2203 | CENTRAL COAST | 3.5033 | 132.9307 | 1846.5 | 25.22% | 0% | 0 | 0.12942 | 1 | 2.5288 | 0.32727 | Medium | Low | High
TAR FLAT 0401 | YOSEMITE | 3.5092 | 140.2515 | 519.8 | 94.68% | 18.46% | 0 | 0.13406 | 1 | 2.4385 | 0.32691 | Medium | Low | High
SALMON CREEK 1101 | SONOMA | 26.7666 | 46.0934 | 2187.8 | 56.39% | 34.84% | 0 | 0.17748 | 1 | 1.8364 | 0.32592 | Medium | Low | Medium
SAN RAFAEL 1101 | NORTH BAY | 8.619 | 100.8045 | 2375.8 | 36.57% | 75.53% | 1 | 0.095181 | 1 | 3.4172 | 0.32525 | Low | Low | High
PURISIMA 1101 | LOS PADRES | 15.9907 | 3.8902 | 230 | 27.05% | 0% | 0 | 0.10891 | 1 | 2.9811 | 0.32467 | Low | Low | High
CARLOTTA 1121 | HUMBOLDT | 21.1982 | 72.3697 | 3511.9 | 43.68% | 0% | 1 | 0.26139 | 1 | 1.2391 | 0.32387 | Medium | Low | Low
FRUITLAND 1141 | HUMBOLDT | 24.0637 | 134.2847 | 3692.4 | 87.51% | 0% | 1 | 0.36081 | 1 | 0.89333 | 0.32232 | High | Low | Low
TASSAJARA 2109 | DIABLO | 0.80761 | 2.0601 | 4 | 41.59% | 0% | 0 | 0.10579 | 1 | 3.0369 | 0.32126 | Low | Low | High
SO. CAL. EDISON #3 1101 | FRESNO | 6.4255 | 1.9313 | 11 | 100% | 34.58% | 0 | 0.30414 | 1 | 1.0515 | 0.3198 | High | Low | Low
RIDGE 0402 | EAST BAY | 1.6674 | 151.6823 | 362.9 | 69.69% | 0% | 0 | 0.098308 | 1 | 3.2442 | 0.31893 | Low | Low | High
PAUL SWEET 2105 | CENTRAL COAST | 8.6024 | 84.5429 | 3445.9 | 21.11% | 85.61% | 0 | 0.11899 | 1 | 2.6738 | 0.31815 | Medium | Low | High
UKIAH 1114 | HUMBOLDT | 51.9619 | 68.1974 | 7022.4 | 50.46% | 0% | 1 | 0.31473 | 1 | 1.0096 | 0.31773 | High | Low | Low
LAS PULGAS 0401 | PENINSULA | 0.063561 | 48.5621 | 294 | 1.05% | 0% | 0 | 0.081206 | 1 | 3.8914 | 0.31601 | Low | Low | High
VACAVILLE 1104 | SACRAMENTO | 15.6565 | 122.8252 | 2194.1 | 87.64% | 0% | 0 | 0.18224 | 1 | 1.7281 | 0.31493 | Medium | Low | Medium
LONE TREE 2105 | DIABLO | 9.5646 | 12.3004 | 256.5 | 45.87% | 0% | 0 | 0.18285 | 1 | 1.7206 | 0.31462 | Medium | Low | Medium
MILPITAS 1109 | SAN JOSE | 29.4495 | 0.22548 | 11 | 60.37% | 0% | 0 | 0.24961 | 1 | 1.2599 | 0.31449 | Medium | Low | Low
TASSAJARA 2112 | DIABLO | 10.4417 | 108.27 | 2017.6 | 56.03% | 73.38% | 0 | 0.11268 | 1 | 2.7879 | 0.31414 | Medium | Low | High
EL CERRITO G 1112 | EAST BAY | 4.6851 | 47.8544 | 1170.5 | 19.15% | 89.29% | 0 | 0.084501 | 1 | 3.7125 | 0.31371 | Low | Low | High
HOLLYWOOD 0401 | EAST BAY | 2.9599 | 45.3292 | 240 | 55.9% | 0% | 0 | 0.10852 | 1 | 2.884 | 0.31296 | Low | Low | High
SAUSALITO 1102 | NORTH BAY | 8.6501 | 55.5336 | 984.6 | 48.79% | 0% | 0 | 0.12034 | 1 | 2.5917 | 0.31188 | Medium | Low | High
BEAR VALLEY 2101 | YOSEMITE | 108.2666 | 7.661 | 1277.1 | 64.95% | 0% | 0 | 0.27005 | 1 | 1.1403 | 0.30793 | Medium | Low | Low
ROSSMOOR 1101 | DIABLO | 12.9199 | 148.0625 | 4521 | 42.31% | 16.47% | 0 | 0.11909 | 1 | 2.5847 | 0.30782 | Medium | Low | High
STAFFORD 1101 | NORTH BAY | 7.6052 | 129.288 | 2835.7 | 34.67% | 0% | 0 | 0.12031 | 1 | 2.5554 | 0.30745 | Medium | Low | High
FOOTHILL 1102 | LOS PADRES | 10.2766 | 105.2891 | 2223.2 | 48.67% | 0% | 0 | 0.13118 | 1 | 2.3401 | 0.30697 | Medium | Low | Medium
RIO DEL MAR 0401 | CENTRAL COAST | 1.702 | 49.8711 | 176 | 48.23% | 0% | 0 | 0.12014 | 1 | 2.5466 | 0.30594 | Medium | Low | High
HALF MOON BAY 1102 | PENINSULA | 7.682 | 93.825 | 4052.2 | 17.79% | 72.22% | 0 | 0.094603 | 1 | 3.2201 | 0.30463 | Low | Low | High
WALDO 0401 | EAST BAY | 1.6612 | 31.6439 | 180 | 29.2% | 0% | 0 | 0.082439 | 1 | 3.673 | 0.3028 | Low | Low | High
HUMBOLDT BAY 1102 | HUMBOLDT | 7.0458 | 0.31454 | 13 | 17.05% | 0% | 0 | 0.10093 | 1 | 2.9917 | 0.30196 | Low | Low | High
FAIRMOUNT 0401 | EAST BAY | 1.4849 | 13.3911 | 77 | 25.82% | 0% | 0 | 0.078967 | 1 | 3.8023 | 0.30026 | Low | Low | High
PAUL SWEET 2107 | CENTRAL COAST | 10.6088 | 137.878 | 6735.2 | 21.72% | 44.56% | 0 | 0.11338 | 1 | 2.6376 | 0.29905 | Medium | Low | High
PRUNEDALE 1110 | CENTRAL COAST | 0.046537 | 177.6947 | 14170 | 0.05836% | 0% | 0 | 0.16321 | 1 | 1.8248 | 0.29784 | Medium | Low | Medium
FULTON 1102 | SONOMA | 28.1813 | 0.26946 | 17 | 44.67% | 12.65% | 0 | 0.18719 | 1 | 1.5859 | 0.29685 | Medium | Low | Low
CLEAR LAKE 1101 | HUMBOLDT | 18.1143 | 29.5531 | 3379.6 | 15.84% | 31.9% | 0 | 0.13818 | 1 | 2.1474 | 0.29672 | Medium | Low | Medium
VACAVILLE 1111 | SACRAMENTO | 12.1732 | 94.4466 | 1657 | 69.39% | 0% | 0 | 0.15702 | 1 | 1.8873 | 0.29636 | Medium | Low | Medium
COAST RD 0401 | CENTRAL COAST | 1.6617 | 17.5143 | 54 | 53.9% | 0% | 0 | 0.11855 | 1 | 2.4967 | 0.29599 | Medium | Low | High
CAMBRIA 1102 | LOS PADRES | 17.1255 | 61.511 | 1658.7 | 63.51% | 0% | 0 | 0.16048 | 1 | 1.844 | 0.29593 | Medium | Low | Medium
SAN LEANDRO U 1114 | MISSION | 13.8938 | 32.3118 | 935.2 | 48% | 0% | 0 | 0.14809 | 1 | 1.9911 | 0.29486 | Medium | Low | Medium
PLACER 1103 | SIERRA | 12.2492 | 68.8595 | 2024.4 | 41.67% | 0% | 0 | 0.13769 | 1 | 2.1392 | 0.29455 | Medium | Low | Medium
FRANKLIN 1104 | EAST BAY | 5.6687 | 0.06576 | 1 | 37.28% | 0% | 0 | 0.11211 | 1 | 2.6229 | 0.29404 | Medium | Low | High
OAKLAND K 1103 | EAST BAY | 6.0941 | 141.8873 | 1523.6 | 56.75% | 36.68% | 0 | 0.10303 | 1 | 2.8454 | 0.29317 | Low | Low | High
MORAGA 1103 | DIABLO | 3.4716 | 77.9372 | 1410 | 19.19% | 4.457% | 1 | 0.091048 | 1 | 3.2148 | 0.2927 | Low | Low | High
GEYSERVILLE 1102 | SONOMA | 54.2117 | 50.389 | 5951.9 | 45.9% | 34.72% | 0 | 0.27337 | 1 | 1.065 | 0.29113 | Medium | Low | Low
CHESTER 1102 | NORTH VALLEY | 2.4094 | 54.9614 | 296 | 44.74% | 0% | 0 | 0.15173 | 1 | 1.9144 | 0.29046 | Medium | Low | Medium
FAIRVIEW 2207 | DIABLO | 18.7684 | 16.7938 | 853 | 36.95% | 0% | 1 | 0.11443 | 1 | 2.5257 | 0.28901 | Medium | Low | High
HICKS 1116 | SAN JOSE | 10.7423 | 155.6132 | 5361.7 | 31.18% | 0% | 0 | 0.11205 | 1 | 2.5723 | 0.28823 | Low | Low | High
CAROLANDS 0404 | PENINSULA | 3.9545 | 1.1721 | 12 | 38.63% | 0% | 0 | 0.11531 | 1 | 2.4872 | 0.28679 | Medium | Low | High
HARTLEY 1101 | HUMBOLDT | 28.4012 | 30.64 | 1997.2 | 43.57% | 0% | 0 | 0.18458 | 1 | 1.5501 | 0.28612 | Medium | Low | Low
CAYETANO 2111 | MISSION | 5.4093 | 22.3271 | 272 | 44.4% | 0% | 0 | 0.12049 | 1 | 2.3726 | 0.28587 | Medium | Low | Medium
SAN CARLOS 1103 | PENINSULA | 3.983 | 76.8569 | 1260 | 24.3% | 0% | 0 | 0.073453 | 1 | 3.8842 | 0.28531 | Low | Low | High
HICKS 2103 | SAN JOSE | 10.8958 | 136.6541 | 3729.4 | 39.92% | 27.73% | 0 | 0.13059 | 1 | 2.1701 | 0.2834 | Medium | Low | Medium
CAMBRIA 1101 | LOS PADRES | 27.64 | 26.6582 | 858 | 85.88% | 0% | 1 | 0.20082 | 1 | 1.4064 | 0.28243 | Medium | Low | Low
HORSESHOE 1101 | SIERRA | 6.4051 | 60.2483 | 2184.9 | 17.66% | 0% | 0 | 0.10362 | 1 | 2.7162 | 0.28145 | Low | Low | High
OAKLAND J 1102 | EAST BAY | 6.2044 | 46.5645 | 857.5 | 33.69% | 0% | 0 | 0.10164 | 1 | 2.7444 | 0.27893 | Low | Low | High
RIO DELL 1102 | HUMBOLDT | 47.0229 | 106.5689 | 7819.8 | 64.08% | 0% | 1 | 0.42685 | 1 | 0.65331 | 0.27887 | High | Low | Low
PANORAMA 1102 | NORTH VALLEY | 32.1467 | 56.945 | 4816.4 | 38.01% | 0% | 0 | 0.17497 | 1 | 1.5851 | 0.27735 | Medium | Low | Low
PIERCY 2110 | SAN JOSE | 14.4387 | 57.4246 | 1584 | 52.34% | 0% | 0 | 0.20709 | 1 | 1.3322 | 0.2759 | Medium | Low | Low
WILDWOOD 1101 | NORTH VALLEY | 32.6037 | 56.7915 | 1691 | 100% | 0% | 1 | 0.43227 | 1 | 0.62979 | 0.27224 | High | Low | Low
LAKEWOOD 2107 | DIABLO | 7.3667 | 88.4957 | 2558.5 | 25.48% | 1.068% | 0 | 0.092658 | 1 | 2.8742 | 0.26632 | Low | Low | High
UKIAH 1115 | HUMBOLDT | 17.5263 | 38.8731 | 977.3 | 69.71% | 0% | 0 | 0.22334 | 1 | 1.1842 | 0.26447 | Medium | Low | Low
ANDERSON 1101 | NORTH VALLEY | 9.8615 | 58.5247 | 1174 | 49.16% | 0% | 0 | 0.15133 | 1 | 1.7454 | 0.26413 | Medium | Low | Medium
CAYUCOS 1102 | LOS PADRES | 13.8993 | 42.5264 | 2457.9 | 24.05% | 62.92% | 0 | 0.14223 | 1 | 1.8563 | 0.26402 | Medium | Low | Medium
EL CERRITO G 1110 | EAST BAY | 1.9753 | 34.2051 | 347 | 19.47% | 0% | 0 | 0.070004 | 1 | 3.765 | 0.26356 | Low | Low | High
RED BLUFF 1101 | NORTH VALLEY | 46.1055 | 0.040201 | 3 | 61.78% | 0% | 1 | 0.24502 | 1 | 1.0703 | 0.26225 | Medium | Low | Low
EEL RIVER 1102 | HUMBOLDT | 38.97 | 71.5696 | 10410.2 | 26.79% | 0% | 0 | 0.35914 | 1 | 0.72131 | 0.25905 | High | Low | Low
PACIFICA 1103 | PENINSULA | 4.0354 | 3.1893 | 60 | 21.45% | 74.37% | 0 | 0.090312 | 1 | 2.8097 | 0.25375 | Low | Low | High
RISING RIVER 1101 | NORTH VALLEY | 46.3641 | 41.1784 | 2451.5 | 77.88% | 0% | 0 | 0.35847 | 1 | 0.7054 | 0.25286 | High | Low | Low
SAN LUIS OBISPO 1102 | LOS PADRES | 0.61698 | 77.5643 | 991.9 | 4.825% | 0% | 0 | 0.079225 | 1 | 3.1792 | 0.25187 | Low | Low | High
ALTO 1122 | NORTH BAY | 8.8537 | 263.1656 | 4654.4 | 50.06% | 65.63% | 0 | 0.079305 | 1 | 3.1723 | 0.25158 | Low | Low | High
SEACLIFF 0401 | CENTRAL COAST | 8.5745 | 367.0421 | 3398.7 | 92.6% | 81.87% | 0 | 0.092298 | 1 | 2.6626 | 0.24576 | Low | Low | High
LOYOLA 1102 | DE ANZA | 0.10967 | 139.6629 | 7116.9 | 0.2152% | 0% | 0 | 0.10013 | 1 | 2.4497 | 0.24529 | Low | Low | High
SARATOGA 1115 | DE ANZA | 2.7261 | 0.7909 | 10 | 21.56% | 0% | 0 | 0.097367 | 1 | 2.5049 | 0.2439 | Low | Low | High
SAN MIGUEL 1106 | LOS PADRES | 37.1788 | 14.6587 | 1058.2 | 51.5% | 0% | 0 | 0.21893 | 1 | 1.1061 | 0.24216 | Medium | Low | Low
TYLER 1105 | NORTH VALLEY | 60.5727 | 42.7408 | 4721 | 54.84% | 0% | 0 | 0.2697 | 1 | 0.89474 | 0.24131 | Medium | Low | Low
CORNING 1102 | NORTH VALLEY | 81.1492 | 15.9848 | 3210 | 40.41% | 0% | 1 | 0.21678 | 1 | 1.1124 | 0.24114 | Medium | Low | Low
SAN RAFAEL 1104 | NORTH BAY | 11.3584 | 303.4563 | 7546.2 | 45.68% | 4.206% | 0 | 0.063863 | 1 | 3.7706 | 0.2408 | Low | Low | High
HATTON 1101 | CENTRAL COAST | 14.8111 | 258.8027 | 5969 | 64.22% | 9.429% | 1 | 0.12167 | 1 | 1.9413 | 0.23619 | Medium | Low | Medium
HOPLAND 1101 | HUMBOLDT | 82.4026 | 0.25226 | 33 | 62.99% | 0% | 0 | 0.24946 | 1 | 0.94514 | 0.23577 | Medium | Low | Low
PACIFICA 1102 | PENINSULA | 5.0009 | 3.4984 | 70 | 24.99% | 58.95% | 0 | 0.084575 | 1 | 2.7714 | 0.2344 | Low | Low | High
CHESTER 1101 | NORTH VALLEY | 2.5695 | 64.7245 | 521 | 31.92% | 0% | 0 | 0.12056 | 1 | 1.9366 | 0.23348 | Medium | Low | Medium
UKIAH 1111 | HUMBOLDT | 22.4731 | 19.3083 | 744.6 | 58.28% | 0% | 0 | 0.23588 | 1 | 0.98939 | 0.23338 | Medium | Low | Low
EL CERRITO G 1111 | EAST BAY | 0.94606 | 22.2933 | 281 | 7.506% | 0% | 0 | 0.059807 | 1 | 3.8959 | 0.233 | Low | Low | High
SNEATH LANE 1107 | PENINSULA | 2.5458 | 15.7601 | 167 | 24.03% | 0% | 0 | 0.10236 | 1 | 2.2761 | 0.23298 | Low | Low | Medium
VASCO 1102 | MISSION | 41.9238 | 27.6714 | 2461.1 | 47.14% | 0% | 0 | 0.20194 | 1 | 1.1484 | 0.23191 | Medium | Low | Low
LAS POSITAS 2108 | MISSION | 7.3474 | 5.525 | 112 | 36.25% | 0% | 0 | 0.11452 | 1 | 2.0246 | 0.23186 | Medium | Low | Medium
PALMER 1101 | LOS PADRES | 37.0218 | 21.6138 | 1331 | 60.12% | 0% | 0 | 0.1844 | 1 | 1.245 | 0.22959 | Medium | Low | Low
HARRIS 1108 | HUMBOLDT | 2.5554 | 18.9526 | 618.7 | 7.828% | 0% | 0 | 0.070432 | 1 | 3.2534 | 0.22914 | Low | Low | High
CLAYTON 2215 | DIABLO | 8.5821 | 88.5228 | 2717.5 | 27.96% | 13.23% | 0 | 0.077122 | 1 | 2.97 | 0.22905 | Low | Low | High
BALCH NO 1 1101 | FRESNO | 14.6983 | 24.0733 | 354 | 99.95% | 0% | 0 | 0.32415 | 1 | 0.70256 | 0.22774 | High | Low | Low
SANTA ROSA A 1107 | SONOMA | 2.9541 | 140.0185 | 861.1 | 48.03% | 100% | 0 | 0.115 | 1 | 1.9794 | 0.22762 | Medium | Low | Medium
LLAGAS 2101 | SAN JOSE | 19.8062 | 31.8184 | 3239.5 | 19.45% | 0% | 0 | 0.16055 | 1 | 1.4164 | 0.22741 | Medium | Low | Low
ORINDA 0401 | DIABLO | 9.3864 | 287.0654 | 3454 | 78.01% | 25.23% | 0 | 0.075976 | 1 | 2.9927 | 0.22737 | Low | Low | High
SHINGLE SPRINGS 1103 | SIERRA | 8.4534 | 233.596 | 3206.9 | 61.58% | 64.3% | 1 | 0.099664 | 1 | 2.279 | 0.22713 | Low | Low | Medium
WYANDOTTE 1102 | NORTH VALLEY | 4.5597 | 46.3866 | 1089 | 19.42% | 0% | 0 | 0.089417 | 1 | 2.5358 | 0.22674 | Low | Low | High
WILLOW PASS 2107 | DIABLO | 0.15832 | 0.84686 | 3 | 4.469% | 0% | 0 | 0.10569 | 1 | 2.1198 | 0.22404 | Low | Low | Medium
BERKELEY F 1105 | EAST BAY | 1.7869 | 64.7043 | 735.5 | 15.72% | 0% | 0 | 0.068434 | 1 | 3.2675 | 0.22361 | Low | Low | High
DOLAN ROAD 1101 | CENTRAL COAST | 3.8209 | 57.6437 | 3956.9 | 5.566% | 0% | 0 | 0.10527 | 1 | 2.1109 | 0.22221 | Low | Low | Medium
SONOMA 1105 | SONOMA | 14.5812 | 0.73753 | 46 | 23.38% | 31.42% | 0 | 0.11057 | 1 | 1.9985 | 0.22098 | Low | Low | Medium
ARCATA 1121 | HUMBOLDT | 6.629 | 2.6967 | 78 | 22.92% | 0% | 0 | 0.1205 | 1 | 1.8296 | 0.22047 | Medium | Low | Medium
SMARTVILLE 1101 | SIERRA | 15.8868 | 404.905 | 6432.2 | 100% | 0% | 0 | 0.10646 | 1 | 2.0689 | 0.22024 | Low | Low | Medium
OAKLAND X 1105 | EAST BAY | 3.475 | 52.0985 | 770 | 23.51% | 0% | 0 | 0.075775 | 1 | 2.8409 | 0.21527 | Low | Low | High
SANTA YNEZ 1101 | LOS PADRES | 30.6514 | 98.3916 | 7214.7 | 41.8% | 44.97% | 0 | 0.19903 | 1 | 1.0807 | 0.21509 | Medium | Low | Low
COTATI 1104 | SONOMA | 7.1785 | 3.6067 | 69 | 37.52% | 0% | 0 | 0.13107 | 1 | 1.6408 | 0.21507 | Medium | Low | Low
CLOVERDALE 1101 | SONOMA | 24.0395 | 83.1986 | 3030.8 | 65.99% | 0% | 0 | 0.22357 | 1 | 0.95033 | 0.21246 | Medium | Low | Low
OAKLAND D 1112 | EAST BAY | 2.6688 | 89.2166 | 1061 | 22.44% | 77.45% | 0 | 0.071051 | 1 | 2.99 | 0.21244 | Low | Low | High
JAMESON 1103 | SACRAMENTO | 3.6313 | 77.1526 | 840.3 | 33.34% | 0% | 0 | 0.11642 | 1 | 1.8208 | 0.21198 | Medium | Low | Medium
BELMONT 1103 | PENINSULA | 1.5331 | 86.6921 | 1624.8 | 8.18% | 0% | 0 | 0.061024 | 1 | 3.4689 | 0.21169 | Low | Low | High
SUMMIT 1101 | SIERRA | 8.7537 | 84.6905 | 1442.5 | 51.39% | 0% | 0 | 0.14736 | 1 | 1.4297 | 0.21068 | Medium | Low | Low
FORT SEWARD 1122 | HUMBOLDT | 17.3427 | 44.8588 | 983 | 79.14% | 0% | 0 | 0.28852 | 1 | 0.72632 | 0.20956 | Medium | Low | Low
ROSSMOOR 1106 | DIABLO | 4.0278 | 131.4697 | 2771.5 | 19.11% | 34.23% | 0 | 0.071194 | 1 | 2.9421 | 0.20946 | Low | Low | High
KIRKER 2104 | DIABLO | 5.4258 | 48.97 | 944.5 | 28.13% | 0% | 0 | 0.095285 | 1 | 2.1972 | 0.20936 | Low | Low | Medium
TIDEWATER 2106 | DIABLO | 8.1253 | 1.26 | 42 | 24.38% | 0% | 0 | 0.088717 | 1 | 2.3405 | 0.20764 | Low | Low | Medium
JARVIS 1108 | MISSION | 2.1719 | 39.8668 | 748 | 11.58% | 0% | 0 | 0.072228 | 1 | 2.8739 | 0.20757 | Low | Low | High
MARTELL 1102 | STOCKTON | 8.6112 | 263.8696 | 3200 | 71.01% | 0% | 0 | 0.088743 | 1 | 2.3343 | 0.20715 | Low | Low | Medium
LOS GATOS 1102 | DE ANZA | 1.1034 | 103.8413 | 635 | 18.04% | 0% | 0 | 0.067648 | 1 | 3.0578 | 0.20686 | Low | Low | High
MORGAN HILL 2104 | SAN JOSE | 4.9492 | 65.5542 | 1382 | 23.48% | 0% | 0 | 0.11704 | 1 | 1.7652 | 0.2066 | Medium | Low | Medium
OAKLAND J 1106 | EAST BAY | 1.9819 | 31.0726 | 613 | 10.05% | 0% | 0 | 0.081922 | 1 | 2.5071 | 0.20539 | Low | Low | High
OAKLAND K 1101 | EAST BAY | 2.7602 | 98.8794 | 720 | 37.91% | 65.54% | 0 | 0.075188 | 1 | 2.6645 | 0.20034 | Low | Low | High
CASTRO VALLEY 1101 | MISSION | 2.976 | 55.911 | 1242.6 | 13.39% | 0% | 0 | 0.072256 | 1 | 2.7708 | 0.2002 | Low | Low | High
SARATOGA 1103 | DE ANZA | 4.2157 | 183.5114 | 1906.5 | 40.58% | 0% | 0 | 0.071804 | 1 | 2.7531 | 0.19768 | Low | Low | High
HICKS 2101 | SAN JOSE | 11.134 | 65.1711 | 2767.7 | 26.22% | 17.93% | 0 | 0.11737 | 1 | 1.6776 | 0.19691 | Medium | Low | Medium
NOVATO 1104 | NORTH BAY | 4.2213 | 51.7699 | 1264.2 | 17.29% | 0% | 0 | 0.080358 | 1 | 2.4233 | 0.19473 | Low | Low | High
LLAGAS 2107 | SAN JOSE | 7.8323 | 69.5229 | 1556.5 | 34.98% | 39.23% | 0 | 0.11554 | 1 | 1.672 | 0.19317 | Medium | Low | Medium
BUTTE 1105 | NORTH VALLEY | 1.8432 | 87.173 | 1304.5 | 12.32% | 0% | 0 | 0.084537 | 1 | 2.2799 | 0.19273 | Low | Low | Medium
FLORENCE 0401 | EAST BAY | 1.7158 | 140.8044 | 604.6 | 39.96% | 0% | 0 | 0.06431 | 1 | 2.9373 | 0.1889 | Low | Low | High
LAKEWOOD 2109 | DIABLO | 0.21818 | 138.8407 | 999.5 | 3.031% | 100% | 0 | 0.056491 | 1 | 3.3292 | 0.18807 | Low | Low | High
VIEJO 2204 | CENTRAL COAST | 3.9584 | 200.1178 | 4925 | 16.08% | 0% | 0 | 0.07302 | 1 | 2.5741 | 0.18796 | Low | Low | High
JOLON 1102 | CENTRAL COAST | 66.2788 | 0.018962 | 2 | 62.84% | 0% | 0 | 0.20003 | 1 | 0.93912 | 0.18785 | Medium | Low | Low
PAUL SWEET 2102 | CENTRAL COAST | 5.198 | 260.6733 | 4746.6 | 28.55% | 80.79% | 0 | 0.064706 | 1 | 2.9017 | 0.18776 | Low | Low | High
EL CERRITO G 1108 | EAST BAY | 0.57918 | 52.4668 | 756 | 4.02% | 0% | 0 | 0.048895 | 1 | 3.8114 | 0.18636 | Low | Low | High
SAN LEANDRO U 1107 | MISSION | 0.061986 | 25.3999 | 381.1 | 0.4131% | 0% | 0 | 0.091216 | 1 | 2.0325 | 0.1854 | Low | Low | Medium
OAKLAND J 1105 | EAST BAY | 3.7186 | 38.6359 | 904.4 | 15.89% | 0% | 0 | 0.069116 | 1 | 2.6711 | 0.18462 | Low | Low | High
ECHO SUMMIT 1101 | xx | 6.1677 | 89.7501 | 1320 | 41.94% | 0% | 0 | 0.17692 | 1 | 1.0356 | 0.18321 | Medium | Low | Low
MONROE 2107 | SONOMA | 0.75479 | 28.657 | 308.2 | 7.018% | 100% | 0 | 0.098586 | 1 | 1.8538 | 0.18275 | Low | Low | Medium
MONROE 2103 | SONOMA | 1.4327 | 24.5777 | 432.6 | 8.14% | 100% | 0 | 0.09636 | 1 | 1.8837 | 0.18151 | Low | Low | Medium
FRANKLIN 1101 | EAST BAY | 1.5325 | 0.31796 | 3 | 16.24% | 0% | 0 | 0.072128 | 1 | 2.5025 | 0.1805 | Low | Low | High
OCEANO 1103 | LOS PADRES | 1.291 | 64.1861 | 733.5 | 11.3% | 0% | 0 | 0.086198 | 1 | 2.093 | 0.18041 | Low | Low | Medium
ANDERSON 1103 | NORTH VALLEY | 5.8182 | 84.3714 | 2668.5 | 18.4% | 0% | 0 | 0.10874 | 1 | 1.6553 | 0.18 | Low | Low | Low
SALT SPRINGS 2101 | STOCKTON | 16.764 | 106.976 | 2344.4 | 76.49% | 0% | 0 | 0.26125 | 1 | 0.68887 | 0.17997 | Medium | Low | Low
BERKELEY F 0402 | EAST BAY | 0.47631 | 102.5882 | 218 | 22.41% | 0% | 0 | 0.05592 | 1 | 3.1937 | 0.17859 | Low | Low | High
MORGAN HILL 2109 | SAN JOSE | 1.7684 | 37.4103 | 998.2 | 6.628% | 0% | 0 | 0.10014 | 1 | 1.7654 | 0.17679 | Low | Low | Medium
IGNACIO 1101 | NORTH BAY | 5.4039 | 248.3226 | 3068.1 | 43.74% | 11.33% | 0 | 0.058178 | 1 | 3.0082 | 0.17501 | Low | Low | High
SAN MIGUEL 1104 | LOS PADRES | 25.5295 | 7.7017 | 1102.6 | 17.83% | 0% | 0 | 0.13821 | 1 | 1.2642 | 0.17473 | Medium | Low | Low
BAY MEADOWS 2102 | PENINSULA | 4.2519 | 111.0862 | 1584.9 | 29.8% | 0% | 0 | 0.074656 | 1 | 2.337 | 0.17447 | Low | Low | Medium
MORRO BAY 1101 | LOS PADRES | 6.3279 | 64.6413 | 2970.7 | 13.77% | 10.63% | 0 | 0.076002 | 1 | 2.2858 | 0.17372 | Low | Low | Medium
SAN RAFAEL 1106 | NORTH BAY | 2.8567 | 156.7324 | 3281.6 | 13.64% | 0% | 0 | 0.048872 | 1 | 3.5064 | 0.17137 | Low | Low | High
JESSUP 1103 | NORTH VALLEY | 3.7231 | 134.3412 | 5113.2 | 9.782% | 0% | 0 | 0.10265 | 1 | 1.6574 | 0.17012 | Low | Low | Low
RED BLUFF 1105 | NORTH VALLEY | 15.2954 | 41.808 | 1578 | 40.52% | 0% | 0 | 0.16165 | 1 | 1.0496 | 0.16967 | Medium | Low | Low
VINEYARD 2107 | MISSION | 1.7807 | 64.4641 | 883.5 | 12.99% | 0% | 0 | 0.074528 | 1 | 2.2733 | 0.16942 | Low | Low | Medium
ZACA 1101 | LOS PADRES | 18.6848 | 28.6781 | 743 | 72.12% | 7.874% | 0 | 0.19189 | 1 | 0.87943 | 0.16876 | Medium | Low | Low
BRIDGEVILLE 1102 | HUMBOLDT | 33.3457 | 109.1054 | 5095.2 | 71.4% | 64.9% | 0 | 0.37184 | 1 | 0.44802 | 0.16659 | High | Low | Low
PACIFICA 1104 | PENINSULA | 0.50255 | 0.27895 | 2 | 7.009% | 0% | 0 | 0.06234 | 1 | 2.6655 | 0.16617 | Low | Low | High
SARATOGA 1104 | DE ANZA | 1.7714 | 181.8242 | 3279.2 | 9.822% | 0% | 0 | 0.051455 | 1 | 3.2268 | 0.16604 | Low | Low | High
DIVIDE 1103 | LOS PADRES | 2.2423 | 26.329 | 537 | 10.99% | 0% | 0 | 0.07382 | 1 | 2.2453 | 0.16575 | Low | Low | Medium
WOOD 0401 | EAST BAY | 0.4018 | 105.8273 | 352.5 | 12.06% | 0% | 0 | 0.055516 | 1 | 2.9705 | 0.16491 | Low | Low | High
ALTO 1123 | NORTH BAY | 2.3955 | 75.8605 | 1564.6 | 11.61% | 4.121% | 0 | 0.054202 | 1 | 3.0362 | 0.16457 | Low | Low | High
TULE POWER HOUSE 1101 | FRESNO | 4.0927 | 126.3618 | 517.3 | 99.97% | 0% | 0 | 0.14702 | 1 | 1.0868 | 0.15979 | Medium | Low | Low
OAKHURST 1102 | YOSEMITE | 11.3331 | 352.2874 | 5880.1 | 67.9% | 11.35% | 1 | 0.094676 | 1 | 1.6857 | 0.1596 | Low | Low | Medium
POSO MOUNTAIN 2101 | KERN | 49.4434 | 6.8941 | 413 | 82.53% | 0% | 1 | 0.25701 | 1 | 0.61759 | 0.15873 | Medium | Low | Low
PEABODY 2106 | SACRAMENTO | 0.58049 | 41.6388 | 112 | 21.58% | 0% | 0 | 0.08699 | 1 | 1.7615 | 0.15323 | Low | Low | Medium
MORGAN HILL 2110 | SAN JOSE | 2.054 | 25.1241 | 826.3 | 6.245% | 0% | 0 | 0.084977 | 1 | 1.7964 | 0.15265 | Low | Low | Medium
CASTRO VALLEY 1104 | MISSION | 3.6017 | 32.9628 | 916.5 | 12.95% | 0% | 0 | 0.067374 | 1 | 2.2554 | 0.15196 | Low | Low | Medium
BUCKS CREEK 1102 | NORTH VALLEY | 29.5609 | 41.7418 | 1233.7 | 100% | 23.04% | 0 | 0.30696 | 1 | 0.49433 | 0.15174 | High | Low | Low
ARLINGTON 0401 | EAST BAY | 0.76473 | 112.5678 | 446.5 | 19.28% | 0% | 0 | 0.044083 | 1 | 3.4267 | 0.15106 | Low | Low | High
STELLING 1109 | DE ANZA | 0.52786 | 116.8956 | 1926.1 | 3.204% | 0% | 0 | 0.061968 | 1 | 2.4341 | 0.15084 | Low | Low | High
OROVILLE 1104 | NORTH VALLEY | 0.2392 | 56.2036 | 556.5 | 2.416% | 0% | 0 | 0.056784 | 1 | 2.6537 | 0.15069 | Low | Low | High
MC KEE 1111 | SAN JOSE | 8.3733 | 46.2158 | 1247.3 | 31.03% | 0% | 0 | 0.11942 | 1 | 1.2586 | 0.15031 | Medium | Low | Low
OAKLAND J 1118 | EAST BAY | 0.38627 | 16.6579 | 196.5 | 3.275% | 0% | 0 | 0.067359 | 1 | 2.2214 | 0.14963 | Low | Low | Medium
CORONA 1103 | SONOMA | 0.968 | 36.1818 | 623.8 | 5.615% | 0% | 0 | 0.087372 | 1 | 1.711 | 0.14949 | Low | Low | Medium
MONTEREY 0402 | CENTRAL COAST | 0.7655 | 61.7929 | 241.4 | 19.59% | 0% | 0 | 0.058548 | 1 | 2.553 | 0.14947 | Low | Low | High
PIT NO 1 1101 | NORTH VALLEY | 25.7108 | 31.6065 | 1677.5 | 48.44% | 0% | 0 | 0.19615 | 1 | 0.75692 | 0.14847 | Medium | Low | Low
BAYWOOD 1101 | LOS PADRES | 1.4233 | 61.3561 | 1783.1 | 4.897% | 0% | 0 | 0.06584 | 1 | 2.2327 | 0.147 | Low | Low | Medium
AUBURN 1102 | SIERRA | 2.2817 | 92.0082 | 812 | 25.85% | 0% | 0 | 0.066602 | 1 | 2.193 | 0.14606 | Low | Low | Medium
SAN LUIS OBISPO 1105 | LOS PADRES | 1.9887 | 111.0125 | 1301 | 16.97% | 0% | 0 | 0.06651 | 1 | 2.1947 | 0.14597 | Low | Low | Medium
EAST MARYSVILLE 1108 | SIERRA | 0.35809 | 22.6124 | 1522.8 | 0.5317% | 0% | 0 | 0.10377 | 1 | 1.4017 | 0.14545 | Low | Low | Low
SYCAMORE CREEK 1109 | NORTH VALLEY | 0.58228 | 131.795 | 1758 | 4.365% | 0% | 0 | 0.064735 | 1 | 2.2449 | 0.14532 | Low | Low | Medium
TASSAJARA 2103 | DIABLO | 1.7119 | 125.7307 | 2473.5 | 8.702% | 35.07% | 0 | 0.046769 | 1 | 3.1066 | 0.1453 | Low | Low | High
TEMPLETON 2112 | LOS PADRES | 2.5848 | 16.2347 | 613 | 6.845% | 0% | 0 | 0.101 | 1 | 1.4381 | 0.14525 | Low | Low | Low
LAKEWOOD 2224 | DIABLO | 0.72014 | 122.1338 | 2970 | 2.961% | 100% | 0 | 0.0494 | 1 | 2.9387 | 0.14517 | Low | Low | High
OAKLAND J 1116 | EAST BAY | 0.031861 | 22.9977 | 429.5 | 0.1706% | 0% | 0 | 0.051875 | 1 | 2.7948 | 0.14498 | Low | Low | High
OCEANO 1105 | LOS PADRES | 3.6627 | 45.7122 | 1133 | 14.78% | 0% | 0 | 0.063148 | 1 | 2.2953 | 0.14494 | Low | Low | Medium
DRUM 1101 | SIERRA | 18.8373 | 140.8712 | 2654 | 99.99% | 100% | 0 | 0.31704 | 1 | 0.45622 | 0.14464 | High | Low | Low
LAS GALLINAS A 1104 | NORTH BAY | 1.1639 | 140.8806 | 1822.6 | 8.996% | 0% | 0 | 0.041798 | 1 | 3.4288 | 0.14332 | Low | Low | High
LLAGAS 2104 | SAN JOSE | 1.6348 | 32.5627 | 979.5 | 5.435% | 0% | 0 | 0.10085 | 1 | 1.4196 | 0.14318 | Low | Low | Low
NEWBURG 1131 | HUMBOLDT | 6.672 | 10.1068 | 399 | 16.9% | 0% | 0 | 0.10164 | 1 | 1.4078 | 0.14308 | Low | Low | Low
VASONA 1102 | DE ANZA | 0.06716 | 101.8373 | 1570.3 | 0.4355% | 0% | 0 | 0.038682 | 1 | 3.6689 | 0.14192 | Low | Low | High
GREENBRAE 1104 | NORTH BAY | 0.079918 | 41.4788 | 757.1 | 0.4378% | 0% | 0 | 0.048912 | 1 | 2.8879 | 0.14125 | Low | Low | High
WOODWARD 2108 | FRESNO | 30.1544 | 19.2531 | 1994 | 29.12% | 0% | 0 | 0.16813 | 1 | 0.83522 | 0.14042 | Medium | Low | Low
TEJON 1103 | KERN | 2.7582 | 0.046004 | 2 | 6.344% | 0% | 0 | 0.10915 | 1 | 1.2829 | 0.14003 | Low | Low | Low
RINCON 1104 | SONOMA | 2.6764 | 69.3638 | 835.3 | 22.23% | 77.17% | 0 | 0.075816 | 1 | 1.8389 | 0.13942 | Low | Low | Medium
ESTUDILLO 0401 | MISSION | 0.69789 | 24.7934 | 117 | 14.79% | 0% | 0 | 0.073357 | 1 | 1.8893 | 0.1386 | Low | Low | Medium
SNEATH LANE 1101 | PENINSULA | 2.4892 | 147.801 | 1391 | 26.45% | 0% | 0 | 0.056375 | 1 | 2.4318 | 0.13709 | Low | Low | High
OAKLAND X 1101 | EAST BAY | 0.53647 | 122.1199 | 644.5 | 10.17% | 0% | 0 | 0.045316 | 1 | 2.9835 | 0.1352 | Low | Low | High
TULUCAY 1101 | NORTH BAY | 4.4167 | 81.0638 | 1556.4 | 23% | 0% | 0 | 0.07244 | 1 | 1.8524 | 0.13419 | Low | Low | Medium
WESTLEY 1103 | YOSEMITE | 0.92376 | 11.6299 | 1127 | 0.9533% | 0% | 0 | 0.10608 | 1 | 1.2637 | 0.13405 | Low | Low | Low
PIT NO 5 1101 | NORTH VALLEY | 23.7942 | 87.3832 | 2066.5 | 100% | 0% | 1 | 0.37222 | 1 | 0.35683 | 0.13282 | High | Low | Low
RINCON 1102 | SONOMA | 3.5536 | 62.5648 | 1236.9 | 17.97% | 7.097% | 1 | 0.07654 | 1 | 1.7248 | 0.13202 | Low | Low | Medium
JARVIS 1111 | MISSION | 1.1185 | 51.7293 | 995.5 | 5.812% | 100% | 0 | 0.053741 | 1 | 2.4441 | 0.13135 | Low | Low | High
WOODSIDE 1102 | PENINSULA | 0.10582 | 135.7016 | 2319.1 | 0.6192% | 0% | 0 | 0.03505 | 1 | 3.7245 | 0.13054 | Low | Low | High
WILLITS 1102 | HUMBOLDT | 5.2584 | 82.94 | 931.4 | 46.83% | 0% | 0 | 0.097209 | 1 | 1.3417 | 0.13043 | Low | Low | Low
EDENVALE 2107 | SAN JOSE | 0.76864 | 12.2993 | 451 | 2.096% | 0% | 0 | 0.097415 | 1 | 1.3381 | 0.13035 | Low | Low | Low
HARTLEY 1102 | HUMBOLDT | 4.13 | 61.8764 | 1709.2 | 14.95% | 0% | 0 | 0.086633 | 1 | 1.4904 | 0.12911 | Low | Low | Low
SNEATH LANE 1106 | PENINSULA | 1.101 | 134.6382 | 1541.5 | 9.617% | 0% | 0 | 0.054926 | 1 | 2.3506 | 0.12911 | Low | Low | Medium
FITCH MOUNTAIN 1111 | SONOMA | 2.7214 | 0.49011 | 15 | 8.892% | 0% | 0 | 0.081834 | 1 | 1.5662 | 0.12817 | Low | Low | Low
CALPELLA 1102 | HUMBOLDT | 5.8421 | 60.5445 | 1573.2 | 22.48% | 0% | 1 | 0.1146 | 1 | 1.1094 | 0.12713 | Medium | Low | Low
GOLDTREE 1108 | LOS PADRES | 2.5563 | 123.4945 | 1809.8 | 17.44% | 0% | 0 | 0.059088 | 1 | 2.1453 | 0.12676 | Low | Low | Medium
MC KEE 1108 | SAN JOSE | 1.0836 | 60.3492 | 632.2 | 10.34% | 0% | 0 | 0.091388 | 1 | 1.3857 | 0.12664 | Low | Low | Low
LLAGAS 2106 | SAN JOSE | 1.5959 | 27.4852 | 909 | 4.825% | 0% | 0 | 0.10177 | 1 | 1.2297 | 0.12515 | Low | Low | Low
PACIFIC GROVE 0422 | CENTRAL COAST | 0.61996 | 84.4855 | 586 | 8.938% | 0% | 0 | 0.045387 | 1 | 2.7492 | 0.12478 | Low | Low | High
LLAGAS 2105 | SAN JOSE | 0.40589 | 48.4729 | 901 | 2.184% | 0% | 0 | 0.074274 | 1 | 1.6756 | 0.12445 | Low | Low | Medium
AUBURN 1101 | SIERRA | 3.1166 | 253.2817 | 1242.6 | 63.53% | 0% | 0 | 0.054328 | 1 | 2.2625 | 0.12292 | Low | Low | Medium
SONOMA 1107 | SONOMA | 2.3737 | 0.78936 | 41 | 4.57% | 0% | 0 | 0.072608 | 1 | 1.6698 | 0.12124 | Low | Low | Medium
MC KEE 1107 | SAN JOSE | 2.6945 | 49.4006 | 1880 | 7.08% | 0% | 0 | 0.093763 | 1 | 1.2862 | 0.1206 | Low | Low | Low
ALTO 1120 | NORTH BAY | 2.2169 | 197.8696 | 3705.9 | 11.84% | 0% | 0 | 0.03938 | 1 | 3.0547 | 0.12029 | Low | Low | High
BURNEY 1102 | NORTH VALLEY | 0.71383 | 41.7807 | 168 | 17.75% | 0% | 0 | 0.089873 | 1 | 1.3275 | 0.1193 | Low | Low | Low
PLACER 1104 | SIERRA | 1.3434 | 89.4281 | 1228 | 9.783% | 0% | 0 | 0.05272 | 1 | 2.2618 | 0.11924 | Low | Low | Medium
ALTO 1121 | NORTH BAY | 0.013093 | 76.5651 | 663 | 0.1512% | 0% | 0 | 0.040029 | 1 | 2.9783 | 0.11922 | Low | Low | High
GREENBRAE 1103 | NORTH BAY | 5.1674 | 390.2998 | 5709.5 | 35.32% | 45.87% | 0 | 0.032461 | 1 | 3.627 | 0.11774 | Low | Low | High
OCEANO 1106 | LOS PADRES | 1.8831 | 156.8283 | 5341.1 | 5.529% | 0% | 0 | 0.052641 | 1 | 2.2321 | 0.1175 | Low | Low | Medium
WILLOW PASS 2108 | DIABLO | 0.047227 | 1.9853 | 36 | 0.2604% | 0% | 0 | 0.05568 | 1 | 2.1011 | 0.11699 | Low | Low | Medium
LAKEWOOD 1102 | DIABLO | 0.47236 | 89.9728 | 863.1 | 4.924% | 0% | 0 | 0.045836 | 1 | 2.5521 | 0.11698 | Low | Low | High
BANCROFT 0402 | EAST BAY | 1.0716 | 53.641 | 245 | 23.46% | 0% | 0 | 0.063524 | 1 | 1.8404 | 0.11691 | Low | Low | Medium
BERESFORD 0403 | PENINSULA | 4.1458 | 234.4513 | 2838.9 | 34.24% | 0% | 0 | 0.049683 | 1 | 2.3346 | 0.11599 | Low | Low | Medium
REEDLEY 1104 | FRESNO | 1.9028 | 5.211 | 625.1 | 1.586% | 0% | 0 | 0.10427 | 1 | 1.0862 | 0.11325 | Low | Low | Low
TEMPLETON 2108 | LOS PADRES | 2.5794 | 242.7456 | 8795.5 | 7.119% | 0% | 0 | 0.059186 | 1 | 1.8973 | 0.11229 | Low | Low | Medium
SAN BERNARD 1101 | KERN | 0.91753 | 39.6888 | 1758 | 2.071% | 0% | 0 | 0.099863 | 1 | 1.1206 | 0.11191 | Low | Low | Low
RADUM 1105 | MISSION | 2.1702 | 211.3073 | 2499.3 | 18.35% | 37.28% | 0 | 0.047243 | 1 | 2.3277 | 0.10997 | Low | Low | Medium
MONTEREY 0401 | CENTRAL COAST | 0.26645 | 75.7453 | 373 | 5.411% | 0% | 0 | 0.042472 | 1 | 2.5698 | 0.10914 | Low | Low | High
ALHAMBRA 1102 | DIABLO | 0.24414 | 57.5853 | 812.5 | 1.73% | 0% | 0 | 0.048128 | 1 | 2.1796 | 0.1049 | Low | Low | Medium
SO. CAL. EDISON #2 1101 | YOSEMITE | 1.1766 | 0 | 10 | 0% | 37.67% | 0 | 0.099229 | 1 | 1.0317 | 0.10237 | Low | Low | Low
CAYUCOS 1101 | LOS PADRES | 2.0954 | 62.8302 | 2897 | 4.545% | 0% | 0 | 0.071036 | 1 | 1.4406 | 0.10233 | Low | Low | Low
ROSSMOOR 1104 | DIABLO | 0.24893 | 134.119 | 2611.9 | 1.278% | 0% | 0 | 0.036855 | 1 | 2.749 | 0.10132 | Low | Low | High
GLENN 1101 | NORTH VALLEY | 2.3498 | 17.4579 | 2361 | 1.737% | 0% | 0 | 0.11765 | 1 | 0.82835 | 0.097452 | Medium | Low | Low
FORT BRAGG A 1103 | HUMBOLDT | 0.37656 | 35.7437 | 95.5 | 14.09% | 0% | 0 | 0.058574 | 1 | 1.6248 | 0.095172 | Low | Low | Low
BRENTWOOD 2105 | DIABLO | 9.8403 | 32.0715 | 2821 | 11.19% | 0% | 0 | 0.11866 | 1 | 0.79064 | 0.093818 | Medium | Low | Low
MC KEE 1103 | SAN JOSE | 2.8083 | 59.3192 | 1308 | 12.74% | 0% | 0 | 0.062858 | 1 | 1.449 | 0.091084 | Low | Low | Low
SWIFT 2107 | SAN JOSE | 2.6821 | 54.8728 | 659 | 22.33% | 0% | 0 | 0.08203 | 1 | 1.0702 | 0.087785 | Low | Low | Low
NEWBURG 1133 | HUMBOLDT | 3.7712 | 114.96 | 1933.5 | 22.42% | 0% | 0 | 0.071452 | 1 | 1.1791 | 0.084247 | Low | Low | Low
SAUSALITO 1101 | NORTH BAY | 0.58117 | 157.5989 | 1070.9 | 8.553% | 0% | 0 | 0.032166 | 1 | 2.5729 | 0.08276 | Low | Low | High
SANTA YNEZ 1102 | LOS PADRES | 6.558 | 324.4663 | 6258.5 | 34% | 0% | 0 | 0.057906 | 1 | 1.3121 | 0.07598 | Low | Low | Low
ELK CREEK 1101 | NORTH VALLEY | 82.7232 | 10.5621 | 1916 | 45.6% | 0% | 0 | 0.21711 | 1 | 0.34119 | 0.074075 | Medium | Low | Low
SNEATH LANE 1102 | PENINSULA | 0.30787 | 146.875 | 1546.3 | 2.924% | 0% | 0 | 0.032278 | 1 | 2.2678 | 0.073201 | Low | Low | Medium
SWIFT 2109 | SAN JOSE | 0.30955 | 52.0533 | 280 | 5.755% | 0% | 0 | 0.059782 | 1 | 1.1399 | 0.068145 | Low | Low | Low
CARMEL 0405 | CENTRAL COAST | 0.33684 | 180.2265 | 1052 | 5.771% | 0% | 0 | 0.026235 | 1 | 2.4979 | 0.065534 | Low | Low | High
REEDLEY 1112 | FRESNO | 0.0028032 | 9.4725 | 852.5 | 0.003115% | 0% | 0 | 0.058029 | 1 | 1.1037 | 0.064046 | Low | Low | Low
COPPERMINE 1104 | FRESNO | 8.1519 | 24.5997 | 2161 | 9.28% | 0% | 0 | 0.12252 | 1 | 0.48792 | 0.059782 | Medium | Low | Low
PLACER 1101 | SIERRA | 0.77573 | 233.8154 | 1771.9 | 10.24% | 0% | 0 | 0.023381 | 1 | 2.3548 | 0.055058 | Low | Low | Medium
CAMPHORA 1101 | CENTRAL COAST | 1.4665 | 0.11504 | 5 | 3.374% | 0% | 0 | 0.10435 | 1 | 0.51261 | 0.053489 | Low | Low | Low
GRASS VALLEY 1101 | SIERRA | 17.394 | 833.7564 | 15666.7 | 92.57% | 14.84% | 1 | 0.026844 | 1 | 1.9915 | 0.05346 | Low | Low | Medium
RED BLUFF 1103 | NORTH VALLEY | 15.929 | 13.8952 | 526.5 | 42.04% | 0% | 1 | 0.18556 | 1 | 0.26903 | 0.04992 | Medium | Low | Low
POTTER VALLEY PH 1105 | HUMBOLDT | 0.0052407 | 78.6372 | 5732 | 0.00719% | 0% | 0 | 0.066957 | 1 | 0.64735 | 0.043345 | Low | Low | Low
SISQUOC 1102 | LOS PADRES | 48.4935 | 11.2634 | 1326.5 | 41.18% | 65.24% | 0 | 0.15775 | 1 | 0.2606 | 0.041108 | Medium | Low | Low
GONZALES 1103 | CENTRAL COAST | 1.0413 | 25.8595 | 560 | 4.808% | 0% | 0 | 0.074278 | 1 | 0.55053 | 0.040892 | Low | Low | Low
COVELO 1101 | HUMBOLDT | 9.9189 | 6.0057 | 675.5 | 8.819% | 0% | 1 | 0.14085 | 1 | 0.27513 | 0.038751 | Medium | Low | Low
SOLEDAD 1114 | CENTRAL COAST | 0.90872 | 104.7796 | 1950.2 | 4.882% | 0% | 0 | 0.044957 | 1 | 0.75791 | 0.034073 | Low | Low | Low
LOS COCHES 1101 | CENTRAL COAST | 2.6219 | 149.6639 | 4542 | 8.639% | 0% | 0 | 0.050557 | 1 | 0.66337 | 0.033538 | Low | Low | Low
CLAY 1102 | STOCKTON | 1.1664 | 433.7192 | 895.5 | 56.49% | 0% | 0 | 0.015108 | 1 | 2.1257 | 0.032116 | Low | Low | Medium
OROSI 1102 | FRESNO | 0.26307 | 6.3215 | 221 | 0.7525% | 0% | 0 | 0.099308 | 1 | 0.31434 | 0.031216 | Low | Low | Low
DIAMOND SPRINGS 1104 | SIERRA | 14.2466 | 902.6983 | 16914.4 | 76.03% | 61.8% | 0 | 0.013622 | 1 | 2.013 | 0.027421 | Low | Low | Medium
CARMEL 0402 | CENTRAL COAST | 0.30828 | 437.2599 | 1343 | 10.04% | 0% | 0 | 0.0071403 | 1 | 2.5278 | 0.018049 | Low | Low | High
MC ARTHUR 1102 | NORTH VALLEY | 0.91154 | 10.5192 | 316 | 3.034% | 0% | 0 | 0.10164 | 1 | 0.16368 | 0.016637 | Low | Low | Low
RAWSON 1103 | NORTH VALLEY | 2.3781 | 43.8034 | 1730.3 | 6.02% | 0% | 0 | 0.091986 | 1 | 0.16783 | 0.015438 | Low | Low | Low
EEL RIVER 1103 | HUMBOLDT | 2.3658 | 38.1115 | 2275.5 | 3.962% | 0% | 0 | 0.061664 | 1 | 0.16129 | 0.0099458 | Low | Low | Low
BRUNSWICK 1107 | SIERRA | 7.6934 | 1170.784 | 22715.2 | 39.65% | 25.27% | 1 | 0.0033153 | 1 | 2.1776 | 0.0072194 | Low | Low | Medium
SPAULDING 1101 | SIERRA | 20.1063 | 68.9488 | 1688.7 | 82.09% | 8.84% | 1 | 0.24777 | 1 | 0.028551 | 0.0070739 | Medium | Low | Low
MC ARTHUR 1101 | NORTH VALLEY | 68.9373 | 20.8696 | 3705.5 | 38.83% | 0% | 0 | 0.21153 | 1 | 0.0054002 | 0.0011423 | Medium | Low | Low
HOLLISTER 2104 | CENTRAL COAST | 6.0574 | 25.3778 | 3075 | 4.999% | 0% | 0 | 0.12715 | 1 | 0.0080867 | 0.0010282 | Medium | Low | Low
FLINT 1102 | SIERRA | 0.092844 | 16120.6897 | 1496 | 100% | 0% | 0 | 2.2204e-16 | 1 | 2.2896 | 5.0839e-16 | Low | Low | Medium
PLACERVILLE 1109 | SIERRA | 0.020146 | 22114.4279 | 444.5 | 100% | 0% | 0 | 2.2204e-16 | 1 | 1.7652 | 3.9196e-16 | Low | Low | Medium
HIGGINS 1108 | SIERRA | 0.020411 | 627063.7255 | 12792.1 | 100% | 0% | 0 | 2.2204e-16 | 1 | 1.6813 | 3.7332e-16 | Low | Low | Medium
GONZALES 1104 | CENTRAL COAST | 0.90277 | 0.074226 | 4 | 1.675% | 0% | 0 | 0.1017 | 47.6367 | 0 | 0 | Low | High | Low
CORTINA 1101 | SACRAMENTO | 1.036 | 11.8 | 902 | 1.355% | 0% | 0 | 0.1043 | 35.3263 | 0 | 0 | Low | High | Low
HOLLISTER 2105 | CENTRAL COAST | 61.272 | 46.1925 | 7314.4 | 38.69% | 0% | 1 | 0.25084 | 1 | 0 | 0 | Medium | Low | Low
MADISON 2101 | SACRAMENTO | 7.647 | 37.6304 | 6246.5 | 4.607% | 0% | 0 | 0.15967 | 1 | 0 | 0 | Medium | Low | Low
GONZALES 1101 | CENTRAL COAST | 3.5612 | 14.01 | 362 | 13.78% | 0% | 0 | 0.12168 | 1 | 0 | 0 | Medium | Low | Low
CAL WATER 1102 | KERN | 2.9688 | 22.0304 | 583 | 11.22% | 0% | 0 | 0.11156 | 1 | 0 | 0 | Low | Low | Low
LOS MOLINOS 1101 | NORTH VALLEY | 0.1275 | 17.4317 | 974 | 0.2282% | 0% | 0 | 0.10041 | 1 | 0 | 0 | Low | Low | Low
STONE CORRAL 1110 | FRESNO | 2.3189 | 12.2808 | 771.1 | 3.693% | 0% | 0 | 0.080627 | 1 | 0 | 0 | Low | Low | Low
SISQUOC 1103 | LOS PADRES | 27.7554 | 31.2985 | 1567 | 55.44% | 86.45% | 1 | 0.19534 | 1 | 0 | 0 | Medium | Low | Low
KERN OIL 1106 | KERN | 1.5124 | 22.8666 | 1025 | 3.374% | 0% | 0 | 0.067355 | 1 | 0 | 0 | Low | Low | Low
SPENCE 1123 | CENTRAL COAST | 2.0801 | 63.6257 | 2140 | 6.184% | 0% | 0 | 0.097986 | 1 | 0 | 0 | Low | Low | Low
CHOLAME 2102 | LOS PADRES | 58.4006 | 6.9776 | 1509 | 27% | 0% | 0 | 0.16972 | 1 | 0 | 0 | Medium | Low | Low
SPENCE 1122 | CENTRAL COAST | 9.9861 | 4.7822 | 251 | 19.03% | 0% | 0 | 0.098373 | 1 | 0 | 0 | Low | Low | Low
STONE CORRAL 1108 | FRESNO | 2.9159 | 7.9922 | 611 | 3.814% | 0% | 0 | 0.065911 | 1 | 0 | 0 | Low | Low | Low
LAMONT 1102 | KERN | 0.50063 | 0.98972 | 73 | 0.6787% | 0% | 0 | 0.10039 | 1 | 0 | 0 | Low | Low | Low
ANTELOPE 1101 | KERN | 0.75322 | 113.4018 | 4500 | 1.898% | 0% | 0 | 0.090369 | 1 | 0 | 0 | Low | Low | Low
CUYAMA 1103 | KERN | 2.3769 | 4.7667 | 377.5 | 3.001% | 0% | 0 | 0.10517 | 1 | 0 | 0 | Low | Low | Low
LOGAN CREEK 2102 | NORTH VALLEY | 3.7103 | 10.2135 | 2448.2 | 1.548% | 0% | 0 | 0.12256 | 1 | 0 | 0 | Medium | Low | Low

## Dx - SH
Dx Prioritization Output - System Hardening | [5 empty] | Planned 2019 implementation
Circuit Information |  |  |  | Independent Variables | [5 empty] | Dependent Variable | Risk Scoring |  |  |  |  | Risk Tiers
Protection Zone | Feeder Name | District | Tier 2/3 OH Miles | Env Risk Component | Material A - % of total miles | Vegetation Outages | Company Outages | HFTD Miles per Total Miles | Tier 3 per HFTD Miles | Ignition Indicator (1+ ignition occurred) | Likelihood of failure | Likelihood of spread and consequence | Egress Score | Consolidated Risk Score | Likelihood of failure | Likelihood of spread and consequence | Egress Score
MIWUK 170110600 | MIWUK 1701 | YOSEMITE | 10.9092 | 90.0653 | 100% | 20 | 16 | 100% | 100% | 1 | 0.80002 | 102.1389 | 3.3891 | 276.9352 | High | High | High
MIWUK 1701CB | MIWUK 1701 | YOSEMITE | 17.9054 | 91.659 | 81.59% | 16 | 15 | 100% | 100% | 0 | 0.65411 | 102.1389 | 2.9532 | 197.3013 | High | High | Medium
ORO FINO 1101CB | ORO FINO 1101 | NORTH VALLEY | 22.1887 | 87.2953 | 86.14% | 9 | 11 | 100% | 100% | 0 | 0.48349 | 102.1389 | 3.5195 | 173.8066 | High | High | High
STANISLAUS 17021888 | STANISLAUS 1702 | YOSEMITE | 18.9533 | 77.9476 | 99.71% | 9 | 14 | 100% | 100% | 0 | 0.44468 | 102.1389 | 2.9998 | 136.2467 | High | High | Medium
PINE GROVE 110245292 | PINE GROVE 1102 | STOCKTON | 10.8778 | 85.9329 | 100% | 1 | 11 | 100% | 99.38% | 0 | 0.44757 | 102.1389 | 2.8406 | 129.855 | High | High | Medium
BRUNSWICK 11021010 | BRUNSWICK 1102 | SIERRA | 44.041 | 87.3695 | 84.93% | 12 | 13 | 100% | 98.91% | 0 | 0.59607 | 102.1389 | 2.1263 | 129.4525 | High | High | Low
BRUNSWICK 110350070 | BRUNSWICK 1103 | SIERRA | 28.1191 | 94.0552 | 99.83% | 13 | 12 | 100% | 100% | 1 | 0.54169 | 102.1389 | 2.325 | 128.6353 | High | High | Medium
SALT SPRINGS 21023142 | SALT SPRINGS 2102 | STOCKTON | 16.894 | 90.205 | 100% | 15 | 9 | 100% | 100% | 0 | 0.62396 | 102.1389 | 2.0116 | 128.2018 | High | High | Low
BRUNSWICK 110532536 | BRUNSWICK 1105 | SIERRA | 21.7333 | 94.8632 | 99.08% | 11 | 14 | 100% | 100% | 0 | 0.54536 | 102.1389 | 2.2664 | 126.2441 | High | High | Medium
ORO FINO 11012022 | ORO FINO 1101 | NORTH VALLEY | 24.1719 | 81.0032 | 94.33% | 6 | 13 | 100% | 100% | 1 | 0.36043 | 102.1389 | 3.4228 | 126.0056 | High | High | High
WYANDOTTE 11031974 | WYANDOTTE 1103 | NORTH VALLEY | 22.8741 | 92.9076 | 99.55% | 6 | 6 | 100% | 100% | 1 | 0.45135 | 102.1389 | 2.7281 | 125.7679 | High | High | Medium
MIWUK 17018060 | MIWUK 1701 | YOSEMITE | 11.8537 | 93.2164 | 72.89% | 5 | 17 | 100% | 100% | 0 | 0.41847 | 102.1389 | 2.916 | 124.6332 | High | High | Medium
EL DORADO PH 210119752 | EL DORADO PH 2101 | SIERRA | 38.577 | 80.8747 | 99.99% | 20 | 11 | 100% | 99.16% | 1 | 0.69086 | 102.1389 | 1.6995 | 119.922 | High | High | Low
PARADISE 11062084 | PARADISE 1106 | NORTH VALLEY | 11.3566 | 77.2193 | 100% | 4 | 9 | 100% | 100% | 1 | 0.28289 | 102.1389 | 4.0673 | 117.5206 | High | High | High
LOS GATOS 110760114 | LOS GATOS 1107 | DE ANZA | 24.3274 | 75.5493 | 92.99% | 9 | 3 | 100% | 100% | 1 | 0.66312 | 65.3912 | 2.5859 | 112.1303 | High | High | Medium
PLACERVILLE 21061104 | PLACERVILLE 2106 | SIERRA | 50.3628 | 96.0676 | 90.37% | 13 | 6 | 100% | 100% | 1 | 0.49422 | 102.1389 | 2.2151 | 111.8183 | High | High | Low
MONTE RIO 1113524 | MONTE RIO 1113 | SONOMA | 6.2702 | 72.7249 | 28.23% | 16 | 4 | 100% | 100% | 0 | 0.30334 | 102.1389 | 3.5196 | 109.0471 | High | High | High
EL DORADO PH 21016852 | EL DORADO PH 2101 | SIERRA | 25.3514 | 89.3624 | 96.21% | 18 | 8 | 100% | 100% | 0 | 0.52183 | 102.1389 | 2.0051 | 106.8716 | High | High | Low
STANISLAUS 17021804 | STANISLAUS 1702 | YOSEMITE | 8.3693 | 84.6121 | 100% | 9 | 6 | 100% | 100% | 0 | 0.38328 | 102.1389 | 2.7274 | 106.7718 | High | High | Medium
PINE GROVE 11021222 | PINE GROVE 1102 | STOCKTON | 17.2284 | 80.3851 | 88.79% | 6 | 14 | 100% | 93.15% | 0 | 0.35881 | 102.1389 | 2.8894 | 105.8932 | High | High | Medium
BRUNSWICK 11052210 | BRUNSWICK 1105 | SIERRA | 22.8031 | 97.1876 | 99.8% | 8 | 12 | 100% | 100% | 0 | 0.53048 | 102.1389 | 1.9441 | 105.3388 | High | High | Low
BRUNSWICK 11052140 | BRUNSWICK 1105 | SIERRA | 34.5645 | 95.4853 | 99.76% | 25 | 10 | 100% | 100% | 0 | 0.50651 | 102.1389 | 1.9239 | 99.5327 | High | High | Low
MIWUK 17026018 | MIWUK 1702 | YOSEMITE | 19.5117 | 86.3615 | 100% | 3 | 8 | 100% | 100% | 0 | 0.28867 | 102.1389 | 3.358 | 99.0086 | High | High | High
CALISTOGA 1101736 | CALISTOGA 1101 | NORTH BAY | 33.5094 | 79.1543 | 66.69% | 16 | 14 | 100% | 100% | 1 | 0.74565 | 47.6367 | 2.7749 | 98.5658 | High | High | Medium
MIWUK 1702CB | MIWUK 1702 | YOSEMITE | 10.2382 | 90.3115 | 82.25% | 5 | 6 | 100% | 100% | 0 | 0.28839 | 102.1389 | 3.3177 | 97.7246 | High | High | High
MIWUK 1702S2247 | MIWUK 1702 | YOSEMITE | 1.4764 | 81.7159 | 100% | 2 | 2 | 100% | 100% | 0 | 0.23034 | 102.1389 | 4.1204 | 96.9423 | High | High | High
ORO FINO 110276008 | ORO FINO 1102 | NORTH VALLEY | 15.9665 | 80.1873 | 99.98% | 4 | 7 | 100% | 100% | 1 | 0.36557 | 102.1389 | 2.5923 | 96.7928 | High | High | Medium
PARADISE 11062234 | PARADISE 1106 | NORTH VALLEY | 8.8367 | 79.1592 | 100% | 3 | 8 | 100% | 100% | 0 | 0.30628 | 85.4511 | 3.6642 | 95.9005 | High | High | High
FORESTHILL 11011802 | FORESTHILL 1101 | SIERRA | 22.1758 | 72.9192 | 91.83% | 12 | 21 | 100% | 100% | 0 | 0.40081 | 102.1389 | 2.3329 | 95.5024 | High | High | Medium
MIDDLETOWN 1101548 | MIDDLETOWN 1101 | HUMBOLDT | 22.1669 | 84.1532 | 73.95% | 13 | 16 | 88.6% | 97.32% | 1 | 0.42028 | 102.1389 | 2.2085 | 94.8039 | High | High | Low
WEST POINT 11014706 | WEST POINT 1101 | STOCKTON | 11.5214 | 90.5528 | 100% | 4 | 4 | 100% | 100% | 0 | 0.36745 | 102.1389 | 2.5195 | 94.5581 | High | High | Medium
MIWUK 170238218 | MIWUK 1702 | YOSEMITE | 10.8246 | 77.698 | 74.49% | 4 | 9 | 100% | 100% | 0 | 0.26818 | 102.1389 | 3.4335 | 94.0487 | High | High | High
WOODACRE 1101404 | WOODACRE 1101 | NORTH BAY | 12.4182 | 78.1166 | 26.88% | 20 | 20 | 100% | 92.07% | 0 | 0.22897 | 102.1389 | 3.9584 | 92.5757 | High | High | High
CALISTOGA 110143924 | CALISTOGA 1101 | NORTH BAY | 4.45 | 80.4513 | 94.31% | 6 | 6 | 47.81% | 100% | 0 | 0.32892 | 85.4511 | 3.2727 | 91.9855 | High | High | High
BRUNSWICK 110651486 | BRUNSWICK 1106 | SIERRA | 56.6992 | 84.1552 | 88.14% | 22 | 15 | 100% | 87.68% | 1 | 0.49605 | 85.4511 | 2.1451 | 90.9285 | High | High | Low
SILVERADO 2104632 | SILVERADO 2104 | NORTH BAY | 18.1239 | 77.5447 | 73.72% | 15 | 5 | 96.09% | 100% | 1 | 0.42045 | 65.3912 | 3.2929 | 90.5343 | High | High | High
STANISLAUS 170237276 | STANISLAUS 1702 | YOSEMITE | 11.7226 | 82.7291 | 100% | 8 | 9 | 100% | 100% | 0 | 0.30163 | 102.1389 | 2.8831 | 88.8242 | High | High | Medium
WEST POINT 110136674 | WEST POINT 1101 | STOCKTON | 9.4896 | 86.8002 | 98.6% | 2 | 6 | 100% | 100% | 0 | 0.39381 | 102.1389 | 2.2058 | 88.7227 | High | High | Low
MOLINO 1102318 | MOLINO 1102 | SONOMA | 19.2803 | 89.5364 | 61.35% | 11 | 8 | 100% | 100% | 1 | 0.39524 | 85.4511 | 2.6124 | 88.2297 | High | High | Medium
PUEBLO 2102792 | PUEBLO 2102 | NORTH BAY | 17.9619 | 85.883 | 96.12% | 13 | 4 | 86.21% | 100% | 0 | 0.41118 | 85.4511 | 2.4971 | 87.7383 | High | High | Medium
EL DORADO PH 210219542 | EL DORADO PH 2102 | SIERRA | 9.4332 | 77.5631 | 77.77% | 6 | 4 | 100% | 100% | 0 | 0.31239 | 102.1389 | 2.74 | 87.4241 | High | High | Medium
FORESTHILL 110150486 | FORESTHILL 1101 | SIERRA | 11.6566 | 81.112 | 97.86% | 4 | 8 | 100% | 100% | 0 | 0.43184 | 102.1389 | 1.9713 | 86.9475 | High | High | Low
MIRABEL 1101298 | MIRABEL 1101 | SONOMA | 12.8273 | 89.1513 | 37.51% | 16 | 9 | 99.59% | 100% | 0 | 0.33734 | 85.4511 | 2.9749 | 85.7551 | High | High | Medium
MARIPOSA 210110170 | MARIPOSA 2101 | YOSEMITE | 16.3113 | 93.2169 | 77.6% | 14 | 34 | 100% | 100% | 1 | 0.51304 | 102.1389 | 1.5869 | 83.1571 | High | High | Low
MIWUK 17018050 | MIWUK 1701 | YOSEMITE | 12.1253 | 91.2725 | 97.35% | 8 | 4 | 100% | 100% | 1 | 0.26086 | 102.1389 | 3.1093 | 82.8459 | High | High | High
CAMP EVERS 21065020 | CAMP EVERS 2106 | CENTRAL COAST | 15.2094 | 69.3374 | 87.56% | 19 | 11 | 100% | 100% | 1 | 0.52218 | 65.3912 | 2.4231 | 82.7401 | High | High | Medium
CHALLENGE 1101CB | CHALLENGE 1101 | NORTH VALLEY | 16.6203 | 96.135 | 99.73% | 4 | 3 | 100% | 100% | 0 | 0.37094 | 102.1389 | 2.1782 | 82.5265 | High | High | Low
MIWUK 1702S1547 | MIWUK 1702 | YOSEMITE | 2.7688 | 85.4231 | 100% | 1 | 5 | 100% | 100% | 0 | 0.24392 | 102.1389 | 3.3077 | 82.4079 | High | High | High
PINE GROVE 110213438 | PINE GROVE 1102 | STOCKTON | 16.4176 | 84.6476 | 100% | 6 | 6 | 100% | 85.87% | 0 | 0.38268 | 102.1389 | 2.1023 | 82.1729 | High | High | Low
WILLITS 110434008 | WILLITS 1104 | HUMBOLDT | 22.9278 | 77.1143 | 100% | 14 | 12 | 100% | 97.76% | 0 | 0.3764 | 85.4511 | 2.5543 | 82.1564 | High | High | Medium
WYANDOTTE 11031976 | WYANDOTTE 1103 | NORTH VALLEY | 23.9896 | 86.4323 | 100% | 4 | 6 | 100% | 100% | 0 | 0.43481 | 85.4511 | 2.2058 | 81.9573 | High | High | Low
EL DORADO PH 210219562 | EL DORADO PH 2102 | SIERRA | 14.8519 | 89.5871 | 100% | 10 | 7 | 100% | 100% | 0 | 0.33748 | 102.1389 | 2.3227 | 80.0616 | High | High | Medium
STANISLAUS 170275348 | STANISLAUS 1702 | YOSEMITE | 5.3962 | 93.3092 | 100% | 1 | 9 | 100% | 100% | 0 | 0.29738 | 102.1389 | 2.6132 | 79.3742 | High | High | Medium
MONTE RIO 1112120 | MONTE RIO 1112 | SONOMA | 6.8692 | 90.5188 | 64.49% | 17 | 9 | 100% | 100% | 0 | 0.33336 | 85.4511 | 2.7822 | 79.2535 | High | High | Medium
ALLEGHANY 1101VR816 | ALLEGHANY 1101 | SIERRA | 4.1512 | 96.2894 | 73.9% | 6 | 8 | 100% | 100% | 0 | 0.294 | 102.1389 | 2.6166 | 78.5756 | High | High | Medium
PIKE CITY 1101CB | PIKE CITY 1101 | SIERRA | 19.8554 | 96.0592 | 99.76% | 13 | 13 | 100% | 100% | 1 | 0.38542 | 102.1389 | 1.982 | 78.0243 | High | High | Low
CAMP EVERS 210660124 | CAMP EVERS 2106 | CENTRAL COAST | 22.5394 | 63.6568 | 80.34% | 20 | 3 | 100% | 100% | 1 | 0.4923 | 65.3912 | 2.4068 | 77.4809 | High | High | Medium
MONTE RIO 1113202 | MONTE RIO 1113 | SONOMA | 5.2496 | 89.4483 | 68.59% | 13 | 9 | 100% | 100% | 0 | 0.2988 | 85.4511 | 3.0343 | 77.4749 | High | High | Medium
WOODSIDE 11018974 | WOODSIDE 1101 | PENINSULA | 13.435 | 54.2631 | 29.29% | 40 | 16 | 100% | 100% | 0 | 0.50532 | 47.6367 | 3.1586 | 76.0338 | High | High | High
RINCON 1103474 | RINCON 1103 | SONOMA | 18.561 | 87.2265 | 99.41% | 8 | 6 | 100% | 100% | 0 | 0.44799 | 65.3912 | 2.5873 | 75.7944 | High | High | Medium
ORO FINO 11022560 | ORO FINO 1102 | NORTH VALLEY | 16.7196 | 97.5242 | 100% | 5 | 6 | 100% | 81.54% | 1 | 0.26733 | 102.1389 | 2.775 | 75.7698 | High | High | Medium
COLUMBIA HILL 110135424 | COLUMBIA HILL 1101 | SIERRA | 13.9113 | 71.6588 | 100% | 8 | 11 | 100% | 100% | 1 | 0.44882 | 65.3912 | 2.5252 | 74.113 | High | High | Medium
WEST POINT 110113444 | WEST POINT 1101 | STOCKTON | 16.633 | 82.1566 | 100% | 5 | 15 | 100% | 100% | 0 | 0.31924 | 102.1389 | 2.2583 | 73.6364 | High | High | Medium
SILVERADO 210478268 | SILVERADO 2104 | NORTH BAY | 11.9793 | 67.2464 | 60.11% | 10 | 4 | 100% | 100% | 0 | 0.3351 | 65.3912 | 3.3562 | 73.5434 | High | High | High
CHALLENGE 1102CB | CHALLENGE 1102 | NORTH VALLEY | 15.5217 | 96.52 | 90.77% | 6 | 5 | 100% | 100% | 0 | 0.4019 | 102.1389 | 1.7913 | 73.5318 | High | High | Low
STANISLAUS 17021850 | STANISLAUS 1702 | YOSEMITE | 13.465 | 54.7158 | 83.98% | 13 | 14 | 100% | 100% | 0 | 0.32626 | 65.3912 | 3.431 | 73.1995 | High | High | High
EL DORADO PH 210126000 | EL DORADO PH 2101 | SIERRA | 34.0468 | 93.5067 | 99.32% | 9 | 8 | 100% | 100% | 0 | 0.57184 | 85.4511 | 1.4969 | 73.1469 | High | High | Low
BIG BEND 11021972 | BIG BEND 1102 | NORTH VALLEY | 21.0549 | 95.6632 | 96.1% | 4 | 6 | 100% | 100% | 0 | 0.40978 | 85.4511 | 2.086 | 73.0443 | High | High | Low
WEST POINT 1101L373 | WEST POINT 1101 | STOCKTON | 7.4413 | 94.6949 | 100% | 2 | 9 | 100% | 100% | 0 | 0.30215 | 102.1389 | 2.361 | 72.8632 | High | High | Medium
SAN RAFAEL 11081250 | SAN RAFAEL 1108 | NORTH BAY | 3.5796 | 93.2481 | 59.75% | 1 | 1 | 100% | 100% | 1 | 0.20419 | 85.4511 | 4.1107 | 71.7241 | High | High | High
BONNIE NOOK 1102CB | BONNIE NOOK 1102 | SIERRA | 34.3352 | 94.488 | 85.18% | 18 | 16 | 100% | 100% | 0 | 0.44981 | 102.1389 | 1.5484 | 71.1385 | High | High | Low
ORO FINO 11022090 | ORO FINO 1102 | NORTH VALLEY | 14.7385 | 94.0575 | 68.97% | 5 | 5 | 100% | 100% | 1 | 0.1964 | 102.1389 | 3.5409 | 71.0314 | High | High | High
STANISLAUS 1702L611 | STANISLAUS 1702 | YOSEMITE | 2.9906 | 79.5104 | 100% | 2 | 2 | 100% | 100% | 0 | 0.27802 | 85.4511 | 2.9655 | 70.4504 | High | High | Medium
SYCAMORE CREEK 11112268 | SYCAMORE CREEK 1111 | NORTH VALLEY | 22.2352 | 96.7379 | 99.96% | 3 | 8 | 100% | 99.53% | 1 | 0.2744 | 102.1389 | 2.495 | 69.9295 | High | High | Medium
BIG TREES 04025300 | BIG TREES 0402 | CENTRAL COAST | 9.8017 | 22.3436 | 42.94% | 37 | 4 | 100% | 100% | 1 | 0.37529 | 47.6367 | 3.9078 | 69.8624 | High | High | High
EL DORADO PH 2101CB | EL DORADO PH 2101 | SIERRA | 16.7983 | 90.3781 | 74.43% | 12 | 5 | 100% | 100% | 0 | 0.3182 | 102.1389 | 2.1319 | 69.2868 | High | High | Low
BRUNSWICK 11041020 | BRUNSWICK 1104 | SIERRA | 28.7777 | 77.1 | 87.63% | 9 | 9 | 100% | 83.4% | 1 | 0.27484 | 102.1389 | 2.4581 | 69.005 | High | High | Medium
MOLINO 1102104 | MOLINO 1102 | SONOMA | 21.7365 | 84.6047 | 53.29% | 22 | 10 | 100% | 100% | 1 | 0.38423 | 65.3912 | 2.69 | 67.5877 | High | High | Medium
PARADISE 11011155 | PARADISE 1101 | NORTH VALLEY | 0.42051 | 84.3729 | 100% | 5 | 1 | 100% | 100% | 0 | 0.21365 | 85.4511 | 3.701 | 67.5683 | High | High | High
PINE GROVE 11023172 | PINE GROVE 1102 | STOCKTON | 36.8095 | 74.2107 | 73.54% | 9 | 20 | 100% | 71.26% | 1 | 0.23027 | 85.4511 | 3.4298 | 67.4865 | High | High | High
BIG BEND 1101CB | BIG BEND 1101 | NORTH VALLEY | 23.102 | 80.4105 | 77.16% | 7 | 10 | 100% | 100% | 1 | 0.34627 | 85.4511 | 2.2328 | 66.0668 | High | High | Medium
STANISLAUS 17024905 | STANISLAUS 1702 | YOSEMITE | 2.3422 | 97.8548 | 99.88% | 2 | 2 | 100% | 100% | 0 | 0.25032 | 102.1389 | 2.5717 | 65.75 | High | High | Medium
MIWUK 17028130 | MIWUK 1702 | YOSEMITE | 9.8769 | 52.0925 | 100% | 2 | 8 | 100% | 100% | 0 | 0.29268 | 65.3912 | 3.427 | 65.5898 | High | High | High
KANAKA 110165606 | KANAKA 1101 | NORTH VALLEY | 12.8238 | 91.9272 | 96.33% | 13 | 4 | 100% | 100% | 1 | 0.30035 | 85.4511 | 2.5523 | 65.5039 | High | High | Medium
DOWNIEVILLE DIESEL 1101CB | DOWNIEVILLE DIESEL 1101 | SIERRA | 0.022979 | 98 | 100% | 0 | 0 | 100% | 100% | 0 | 0.21467 | 102.1389 | 2.9787 | 65.3131 | High | High | Medium
DOWNIEVILLE DIESEL 11011101/2 | DOWNIEVILLE DIESEL 1101 | SIERRA | 0.0097328 | 98 | 100% | 0 | 0 | 100% | 100% | 0 | 0.21467 | 102.1389 | 2.9743 | 65.2163 | High | High | Medium
ORO FINO 110265932 | ORO FINO 1102 | NORTH VALLEY | 4.3114 | 96.8708 | 92.73% | 3 | 5 | 100% | 100% | 0 | 0.25228 | 102.1389 | 2.5076 | 64.6157 | High | High | Medium
CHALLENGE 11021064 | CHALLENGE 1102 | NORTH VALLEY | 19.9876 | 84.0327 | 100% | 6 | 2 | 100% | 94.93% | 0 | 0.33496 | 102.1389 | 1.8763 | 64.191 | High | High | Low
STANISLAUS 1702L5381 | STANISLAUS 1702 | YOSEMITE | 1.2094 | 89.7596 | 100% | 0 | 1 | 100% | 100% | 0 | 0.20877 | 102.1389 | 2.9893 | 63.7424 | High | High | Medium
BRUNSWICK 11052130 | BRUNSWICK 1105 | SIERRA | 14.272 | 96.3517 | 99.69% | 5 | 6 | 100% | 100% | 0 | 0.29909 | 102.1389 | 2.0794 | 63.5253 | High | High | Low
STANISLAUS 170237278 | STANISLAUS 1702 | YOSEMITE | 6.8063 | 74.4331 | 100% | 1 | 5 | 100% | 100% | 0 | 0.2075 | 102.1389 | 2.9637 | 62.8122 | High | High | Medium
MONTE RIO 11138299 | MONTE RIO 1113 | SONOMA | 1.1981 | 94.52 | 100% | 0 | 0 | 100% | 100% | 0 | 0.21069 | 102.1389 | 2.9055 | 62.524 | High | High | Medium
ORO FINO 110239154 | ORO FINO 1102 | NORTH VALLEY | 0.88251 | 98 | 100% | 3 | 0 | 100% | 100% | 1 | 0.22144 | 102.1389 | 2.7583 | 62.3862 | High | High | Medium
WOODACRE 11011238 | WOODACRE 1101 | NORTH BAY | 3.6828 | 94.4368 | 22.55% | 16 | 2 | 100% | 100% | 0 | 0.19161 | 85.4511 | 3.808 | 62.3489 | High | High | High
BIG BASIN 110110720 | BIG BASIN 1101 | CENTRAL COAST | 4.6838 | 66.6097 | 31.56% | 7 | 1 | 100% | 100% | 0 | 0.21501 | 85.4511 | 3.3585 | 61.7049 | High | High | High
WEST POINT 110112256 | WEST POINT 1101 | STOCKTON | 6.5157 | 90.9675 | 74.92% | 4 | 4 | 100% | 100% | 0 | 0.21727 | 102.1389 | 2.7434 | 60.8819 | High | High | Medium
SILVERADO 2104645 | SILVERADO 2104 | NORTH BAY | 1.0113 | 86.4283 | 53.43% | 4 | 2 | 100% | 100% | 0 | 0.17771 | 85.4511 | 3.9922 | 60.6227 | High | High | High
STANISLAUS 1702 | STANISLAUS 1702 | YOSEMITE | 0.0021222 | 90 | 100% | 0 | 0 | 100% | 100% | 0 | 0.20559 | 102.1389 | 2.8405 | 59.6463 | High | High | Medium
APPLE HILL 110413512 | APPLE HILL 1104 | SIERRA | 27.848 | 80.8375 | 86.09% | 15 | 14 | 89.98% | 77.01% | 0 | 0.27338 | 102.1389 | 2.12 | 59.1969 | High | High | Low
CAMP EVERS 210510214 | CAMP EVERS 2105 | CENTRAL COAST | 14.0274 | 70.1914 | 71.02% | 31 | 1 | 100% | 100% | 0 | 0.29021 | 65.3912 | 3.1151 | 59.1158 | High | High | High
MONTE RIO 111164758 | MONTE RIO 1111 | SONOMA | 10.5474 | 85.3267 | 35.52% | 9 | 6 | 100% | 100% | 0 | 0.26838 | 85.4511 | 2.5622 | 58.7581 | High | High | Medium
MIWUK 17028090 | MIWUK 1702 | YOSEMITE | 4.0244 | 68.0843 | 40.03% | 1 | 7 | 100% | 100% | 0 | 0.1541 | 102.1389 | 3.6986 | 58.2148 | High | High | High
WEST POINT 1101L1969 | WEST POINT 1101 | STOCKTON | 1.0816 | 86.0606 | 100% | 0 | 0 | 100% | 100% | 0 | 0.20122 | 102.1389 | 2.8277 | 58.1165 | High | High | Medium
SILVERADO 2105658898 | SILVERADO 2105 | NORTH BAY | 17.239 | 89.5362 | 92.68% | 6 | 3 | 99.53% | 97.17% | 1 | 0.28431 | 65.3912 | 3.1133 | 57.8818 | High | High | High
COLUMBIA HILL 1101764 | COLUMBIA HILL 1101 | SIERRA | 14.8572 | 87.6214 | 100% | 5 | 10 | 100% | 100% | 1 | 0.36409 | 85.4511 | 1.8603 | 57.8773 | High | High | Low
HALF MOON BAY 11012500 | HALF MOON BAY 1101 | PENINSULA | 5.7745 | 85.7148 | 84.59% | 4 | 6 | 82.94% | 96.61% | 1 | 0.2396 | 65.3912 | 3.6617 | 57.3712 | High | High | High
VOLTA 110253130 | VOLTA 1102 | NORTH VALLEY | 13.8858 | 76.696 | 100% | 3 | 7 | 100% | 92.09% | 0 | 0.29929 | 85.4511 | 2.2396 | 57.2769 | High | High | Medium
PARADISE 110195728 | PARADISE 1101 | NORTH VALLEY | 5.026 | 85.7627 | 38.06% | 1 | 6 | 100% | 100% | 0 | 0.18459 | 85.4511 | 3.6211 | 57.1177 | High | High | High
STANISLAUS 17026028 | STANISLAUS 1702 | YOSEMITE | 5.3481 | 47.3801 | 91.01% | 3 | 4 | 100% | 100% | 0 | 0.28374 | 65.3912 | 3.0384 | 56.3747 | High | High | Medium
MONTE RIO 11131991 | MONTE RIO 1113 | SONOMA | 7.0583 | 93.2573 | 64.98% | 0 | 4 | 100% | 100% | 0 | 0.19767 | 102.1389 | 2.7908 | 56.3455 | High | High | Medium
KANAKA 110183288 | KANAKA 1101 | NORTH VALLEY | 17.5828 | 90.1927 | 100% | 7 | 4 | 100% | 100% | 0 | 0.26111 | 102.1389 | 2.1087 | 56.2379 | High | High | Low
SHINGLE SPRINGS 210912392 | SHINGLE SPRINGS 2109 | SIERRA | 14.9169 | 46.1952 | 91.69% | 7 | 8 | 100% | 100% | 0 | 0.31183 | 65.3912 | 2.7319 | 55.7055 | High | High | Medium
STELLING 111060094 | STELLING 1110 | DE ANZA | 13.9579 | 79.5 | 89.71% | 7 | 6 | 100% | 94.63% | 1 | 0.27357 | 65.3912 | 3.1124 | 55.6768 | High | High | High
WEST POINT 11021303 | WEST POINT 1102 | STOCKTON | 15.8188 | 90.4672 | 99.8% | 4 | 11 | 100% | 100% | 0 | 0.28235 | 85.4511 | 2.2984 | 55.4538 | High | High | Medium
MONTE RIO 1113652 | MONTE RIO 1113 | SONOMA | 1.6252 | 74.26 | 59.28% | 4 | 0 | 100% | 100% | 0 | 0.16674 | 102.1389 | 3.2389 | 55.1604 | High | High | High
PUEBLO 21033583 | PUEBLO 2103 | NORTH BAY | 9.4952 | 94.4646 | 44.31% | 6 | 11 | 100% | 100% | 1 | 0.25545 | 85.4511 | 2.5196 | 54.9993 | High | High | Medium
BRUNSWICK 11032200 | BRUNSWICK 1103 | SIERRA | 5.571 | 90.9239 | 99.7% | 2 | 4 | 100% | 100% | 0 | 0.22488 | 102.1389 | 2.3873 | 54.8339 | High | High | Medium
CAMP EVERS 210574170 | CAMP EVERS 2105 | CENTRAL COAST | 3.5599 | 43.1898 | 71.52% | 10 | 5 | 100% | 100% | 0 | 0.19742 | 65.3912 | 4.2334 | 54.6522 | High | High | High
MOUNTAIN QUARRIES 21011184 | MOUNTAIN QUARRIES 2101 | SIERRA | 11.7903 | 85.233 | 82.22% | 1 | 4 | 100% | 100% | 0 | 0.21412 | 85.4511 | 2.9723 | 54.3825 | High | High | Medium
ALTO 11243121 | ALTO 1124 | NORTH BAY | 2.756 | 78.1169 | 17.87% | 3 | 11 | 100% | 100% | 0 | 0.1536 | 85.4511 | 4.1251 | 54.1442 | High | High | High
EL DORADO PH 21026645 | EL DORADO PH 2102 | SIERRA | 4.2976 | 91.6097 | 86.84% | 4 | 3 | 100% | 100% | 0 | 0.23151 | 102.1389 | 2.2842 | 54.0125 | High | High | Medium
ORO FINO 11022096 | ORO FINO 1102 | NORTH VALLEY | 14.098 | 93.7734 | 100% | 8 | 2 | 100% | 100% | 0 | 0.28682 | 85.4511 | 2.1974 | 53.8569 | High | High | Low
OAKHURST 110310190 | OAKHURST 1103 | YOSEMITE | 11.5271 | 95.517 | 27.67% | 12 | 10 | 100% | 100% | 1 | 0.26739 | 102.1389 | 1.9347 | 52.8379 | High | High | Low
BRUNSWICK 1105 | BRUNSWICK 1105 | SIERRA | 0.032568 | 98 | 100% | 2 | 0 | 100% | 100% | 0 | 0.21917 | 102.1389 | 2.3469 | 52.5372 | High | High | Medium
SILVERADO 21051421 | SILVERADO 2105 | NORTH BAY | 9.2052 | 85.2373 | 78.89% | 5 | 4 | 92.75% | 100% | 1 | 0.22901 | 65.3912 | 3.5009 | 52.427 | High | High | High
WEST POINT 11021535 | WEST POINT 1102 | STOCKTON | 3.0651 | 85.9665 | 100% | 1 | 1 | 100% | 100% | 0 | 0.2539 | 85.4511 | 2.4158 | 52.4127 | High | High | Medium
MIDDLETOWN 11011079 | MIDDLETOWN 1101 | HUMBOLDT | 3.6508 | 95.1699 | 100% | 2 | 3 | 100% | 100% | 1 | 0.22672 | 102.1389 | 2.2574 | 52.2754 | High | High | Medium
PARADISE 11052214 | PARADISE 1105 | NORTH VALLEY | 9.8398 | 58.7584 | 53.2% | 6 | 6 | 86.04% | 100% | 1 | 0.14771 | 102.1389 | 3.4298 | 51.746 | High | High | High
PINE GROVE 110235576 | PINE GROVE 1102 | STOCKTON | 7.978 | 78.3459 | 100% | 3 | 1 | 100% | 100% | 0 | 0.22493 | 85.4511 | 2.6836 | 51.5795 | High | High | Medium
FORESTHILL 11022106 | FORESTHILL 1102 | SIERRA | 28.0974 | 67.1045 | 99.85% | 8 | 14 | 100% | 71.38% | 1 | 0.26076 | 102.1389 | 1.936 | 51.5625 | High | High | Low
MOLINO 110266006 | MOLINO 1102 | SONOMA | 9.0487 | 82.4735 | 54.27% | 8 | 4 | 100% | 100% | 1 | 0.25799 | 65.3912 | 3.052 | 51.4882 | High | High | Medium
CURTIS 17022123 | CURTIS 1702 | YOSEMITE | 1.861 | 56.934 | 100% | 1 | 0 | 100% | 100% | 0 | 0.19293 | 65.3912 | 4.0222 | 50.7428 | High | High | High
SALT SPRINGS 21024796 | SALT SPRINGS 2102 | STOCKTON | 7.1845 | 85.6584 | 100% | 4 | 1 | 100% | 100% | 0 | 0.34533 | 102.1389 | 1.4356 | 50.6348 | High | High | Low
FORESTHILL 1101CB | FORESTHILL 1101 | SIERRA | 9.3514 | 78.4608 | 92.08% | 4 | 4 | 100% | 100% | 0 | 0.33375 | 65.3912 | 2.3144 | 50.5099 | High | High | Medium
MOLINO 1102658 | MOLINO 1102 | SONOMA | 10.901 | 83.5071 | 77.94% | 19 | 4 | 100% | 73.87% | 0 | 0.26881 | 65.3912 | 2.8576 | 50.2302 | High | High | Medium
SAN RAFAEL 110863598 | SAN RAFAEL 1108 | NORTH BAY | 1.9128 | 87.2214 | 45.64% | 1 | 1 | 100% | 100% | 0 | 0.14368 | 85.4511 | 4.0853 | 50.1574 | High | High | High
WEST POINT 1101L2219 | WEST POINT 1101 | STOCKTON | 3.4094 | 90.8965 | 100% | 0 | 2 | 100% | 100% | 0 | 0.26183 | 85.4511 | 2.2217 | 49.7088 | High | High | Low
MONTE RIO 1113320 | MONTE RIO 1113 | SONOMA | 2.745 | 95.3298 | 21.97% | 16 | 1 | 100% | 100% | 1 | 0.16899 | 102.1389 | 2.8782 | 49.6792 | High | High | Medium
MIWUK 170111800 | MIWUK 1701 | YOSEMITE | 9.4843 | 50.073 | 65.97% | 8 | 9 | 100% | 100% | 0 | 0.20689 | 65.3912 | 3.6538 | 49.4316 | High | High | High
ALTO 1125510 | ALTO 1125 | NORTH BAY | 7.3822 | 55.9602 | 19.39% | 13 | 14 | 100% | 100% | 0 | 0.45487 | 26.5534 | 4.0428 | 48.8305 | High | High | High
MIWUK 170219772 | MIWUK 1702 | YOSEMITE | 3.8508 | 59.5505 | 82.54% | 2 | 3 | 100% | 100% | 0 | 0.16594 | 85.4511 | 3.4321 | 48.6675 | High | High | High
MONTE RIO 1113180 | MONTE RIO 1113 | SONOMA | 1.9463 | 80.579 | 66.84% | 3 | 0 | 100% | 100% | 0 | 0.1611 | 102.1389 | 2.9572 | 48.6589 | High | High | Medium
ALLEGHANY 1101806 | ALLEGHANY 1101 | SIERRA | 11.8065 | 97.171 | 100% | 0 | 7 | 100% | 100% | 0 | 0.2646 | 102.1389 | 1.7958 | 48.5336 | High | High | Low
MONTE RIO 1113678 | MONTE RIO 1113 | SONOMA | 1.8444 | 89.0499 | 49.28% | 0 | 1 | 100% | 100% | 0 | 0.20505 | 85.4511 | 2.7668 | 48.4785 | High | High | Medium
WOODSIDE 11018884 | WOODSIDE 1101 | PENINSULA | 7.7125 | 85.1128 | 91.16% | 13 | 3 | 100% | 100% | 0 | 0.30526 | 65.3912 | 2.4202 | 48.3096 | High | High | Medium
OAKHURST 110310723 | OAKHURST 1103 | YOSEMITE | 0.0026429 | 95 | 100% | 0 | 0 | 100% | 100% | 0 | 0.21123 | 102.1389 | 2.2385 | 48.2953 | High | High | Medium
CAMP EVERS 210510294 | CAMP EVERS 2105 | CENTRAL COAST | 8.3995 | 27.1368 | 59.21% | 34 | 11 | 100% | 100% | 0 | 0.26177 | 47.6367 | 3.864 | 48.1828 | High | High | High
APPLE HILL 110497086 | APPLE HILL 1104 | SIERRA | 25.6232 | 83.1632 | 99.98% | 8 | 5 | 100% | 100% | 1 | 0.28482 | 102.1389 | 1.6526 | 48.0777 | High | High | Low
CURTIS 1705843 | CURTIS 1705 | YOSEMITE | 6.6016 | 54.6165 | 100% | 2 | 2 | 100% | 93.53% | 0 | 0.18286 | 85.4511 | 3.052 | 47.6886 | High | High | Medium
ELECTRA 110277204 | ELECTRA 1102 | STOCKTON | 18.6351 | 80.9647 | 100% | 2 | 8 | 100% | 100% | 0 | 0.27848 | 85.4511 | 1.9943 | 47.458 | High | High | Low
WILLITS 1104504 | WILLITS 1104 | HUMBOLDT | 22.5336 | 70.0895 | 92.93% | 13 | 8 | 100% | 60.82% | 1 | 0.2605 | 85.4511 | 2.1292 | 47.3973 | High | High | Low
MIDDLETOWN 1101614 | MIDDLETOWN 1101 | HUMBOLDT | 1.393 | 87.6673 | 76.7% | 0 | 1 | 100% | 100% | 0 | 0.19696 | 85.4511 | 2.8133 | 47.348 | High | High | Medium
KONOCTI 1102532 | KONOCTI 1102 | HUMBOLDT | 9.613 | 73.4923 | 78.9% | 8 | 7 | 100% | 100% | 1 | 0.20006 | 85.4511 | 2.7651 | 47.2701 | High | High | Medium
WEST POINT 11024790 | WEST POINT 1102 | STOCKTON | 28.9338 | 75.0976 | 91.62% | 9 | 12 | 100% | 75.46% | 1 | 0.35051 | 65.3912 | 2.0584 | 47.1793 | High | High | Low
MIWUK 170193062 | MIWUK 1701 | YOSEMITE | 8.21 | 73.287 | 98.21% | 5 | 3 | 100% | 79.03% | 0 | 0.17366 | 85.4511 | 3.1781 | 47.1632 | High | High | High
PINE GROVE 11029145 | PINE GROVE 1102 | STOCKTON | 2.9225 | 81.0955 | 99.74% | 0 | 0 | 100% | 100% | 0 | 0.19549 | 85.4511 | 2.812 | 46.973 | High | High | Medium
MONTE RIO 111264682 | MONTE RIO 1112 | SONOMA | 1.7634 | 73.4411 | 19.23% | 8 | 4 | 100% | 100% | 0 | 0.12546 | 102.1389 | 3.654 | 46.8247 | High | High | High
FORESTHILL 11011820 | FORESTHILL 1101 | SIERRA | 5.5828 | 97.995 | 99.82% | 0 | 0 | 100% | 100% | 1 | 0.23777 | 102.1389 | 1.9221 | 46.6794 | High | High | Low
SALT SPRINGS 2102L485 | SALT SPRINGS 2102 | STOCKTON | 0.82893 | 87.1462 | 100% | 0 | 2 | 100% | 100% | 0 | 0.23224 | 102.1389 | 1.9664 | 46.6444 | High | High | Low
SILVERADO 2104722 | SILVERADO 2104 | NORTH BAY | 7.8999 | 65.7561 | 63.09% | 2 | 4 | 100% | 100% | 0 | 0.17105 | 85.4511 | 3.1898 | 46.6231 | High | High | High
MOLINO 1102396 | MOLINO 1102 | SONOMA | 16.1282 | 58.4363 | 35.51% | 9 | 10 | 100% | 100% | 0 | 0.275 | 65.3912 | 2.5855 | 46.494 | High | High | Medium
WOODACRE 110196844 | WOODACRE 1101 | NORTH BAY | 5.9237 | 87.2691 | 22.46% | 5 | 8 | 100% | 88.33% | 0 | 0.12278 | 102.1389 | 3.7061 | 46.4791 | High | High | High
MONTE RIO 1113CB | MONTE RIO 1113 | SONOMA | 4.5623 | 78.3408 | 32.43% | 11 | 4 | 100% | 100% | 0 | 0.18356 | 85.4511 | 2.9514 | 46.2948 | High | High | Medium
STANISLAUS 17011331 | STANISLAUS 1701 | YOSEMITE | 4.3931 | 65.9467 | 100% | 5 | 0 | 100% | 100% | 0 | 0.18999 | 85.4511 | 2.846 | 46.2045 | High | High | Medium
MIWUK 17021808 | MIWUK 1702 | YOSEMITE | 1.8341 | 72.798 | 17.3% | 1 | 2 | 100% | 100% | 0 | 0.10942 | 102.1389 | 4.1225 | 46.0745 | High | High | High
PIKE CITY 11011730 | PIKE CITY 1101 | SIERRA | 8.599 | 94.8581 | 99.91% | 4 | 2 | 100% | 100% | 0 | 0.33402 | 85.4511 | 1.6102 | 45.9608 | High | High | Low
PINE GROVE 110283098 | PINE GROVE 1102 | STOCKTON | 8.0988 | 80.2841 | 100% | 2 | 7 | 100% | 98.1% | 0 | 0.21828 | 65.3912 | 3.1987 | 45.6583 | High | High | High
VOLTA 11021504 | VOLTA 1102 | NORTH VALLEY | 8.3043 | 82.9659 | 100% | 2 | 3 | 100% | 100% | 0 | 0.23562 | 85.4511 | 2.2543 | 45.389 | High | High | Medium
LOS GATOS 110760118 | LOS GATOS 1107 | DE ANZA | 20.0923 | 57.6089 | 83.76% | 25 | 2 | 100% | 100% | 1 | 0.5667 | 47.6367 | 1.6789 | 45.3221 | High | High | Low
CAMP EVERS 210510225 | CAMP EVERS 2105 | CENTRAL COAST | 0.18205 | 47.7189 | 100% | 3 | 0 | 100% | 100% | 0 | 0.1873 | 65.3912 | 3.6862 | 45.1466 | High | High | High
CAMP EVERS 21061625 | CAMP EVERS 2106 | CENTRAL COAST | 0.904 | 67.0004 | 100% | 0 | 0 | 100% | 100% | 0 | 0.18108 | 65.3912 | 3.8121 | 45.1386 | High | High | High
SPRING GAP 17029690 | SPRING GAP 1702 | YOSEMITE | 17.3345 | 90.5752 | 98.76% | 12 | 12 | 100% | 100% | 0 | 0.65826 | 102.1389 | 0.67026 | 45.0638 | High | High | Low
SAN RAFAEL 11081247 | SAN RAFAEL 1108 | NORTH BAY | 0.2757 | 81.1642 | 57.56% | 3 | 0 | 100% | 100% | 0 | 0.16951 | 65.3912 | 4.0604 | 45.007 | High | High | High
EL DORADO PH 2102CB | EL DORADO PH 2102 | SIERRA | 5.6703 | 93.9988 | 79.03% | 2 | 2 | 100% | 100% | 0 | 0.19325 | 102.1389 | 2.2785 | 44.974 | High | High | Medium
ORO FINO 1102CB | ORO FINO 1102 | NORTH VALLEY | 2.0939 | 90.4736 | 31.39% | 1 | 0 | 100% | 100% | 0 | 0.1458 | 102.1389 | 3.0047 | 44.7473 | High | High | Medium
WEST POINT 1101L3355 | WEST POINT 1101 | STOCKTON | 2.2225 | 89.0928 | 100% | 0 | 0 | 100% | 100% | 0 | 0.20458 | 102.1389 | 2.1399 | 44.7134 | High | High | Low
MONTE RIO 11131313 | MONTE RIO 1113 | SONOMA | 1.2316 | 65.332 | 67.8% | 0 | 1 | 100% | 100% | 0 | 0.14614 | 85.4511 | 3.5696 | 44.576 | High | High | High
FULTON 1107214 | FULTON 1107 | SONOMA | 12.2376 | 47.3525 | 63.1% | 7 | 19 | 100% | 100% | 0 | 0.43673 | 47.6367 | 2.1422 | 44.5667 | High | High | Low
MONTE RIO 11131989 | MONTE RIO 1113 | SONOMA | 0.72387 | 90 | 37.43% | 0 | 0 | 100% | 100% | 0 | 0.13376 | 102.1389 | 3.26 | 44.5399 | High | High | High
BRUNSWICK 11062796 | BRUNSWICK 1106 | SIERRA | 19.8739 | 59.7898 | 71.67% | 4 | 4 | 100% | 99.1% | 0 | 0.19738 | 85.4511 | 2.6385 | 44.5007 | High | High | Medium
WILLITS 110391810 | WILLITS 1103 | HUMBOLDT | 29.3984 | 69.6626 | 100% | 19 | 14 | 100% | 85.03% | 1 | 0.25809 | 85.4511 | 2.0026 | 44.1654 | High | High | Low
WOODACRE 1102851 | WOODACRE 1102 | NORTH BAY | 1.2766 | 60.3664 | 19.35% | 1 | 3 | 100% | 100% | 0 | 0.10492 | 85.4511 | 4.9245 | 44.1492 | High | High | High
ALLEGHANY 1102CB | ALLEGHANY 1102 | SIERRA | 18.0939 | 92.7974 | 39.16% | 4 | 24 | 100% | 100% | 1 | 0.48104 | 65.3912 | 1.4 | 44.0392 | High | High | Low
BONNIE NOOK 1101CB | BONNIE NOOK 1101 | SIERRA | 14.7401 | 89.8232 | 47.01% | 8 | 12 | 100% | 100% | 0 | 0.28941 | 102.1389 | 1.4893 | 44.0242 | High | High | Low
PAUL SWEET 2104 | PAUL SWEET 2104 | CENTRAL COAST | 0.043661 | 75 | 100% | 0 | 0 | 100% | 100% | 0 | 0.18934 | 65.3912 | 3.5423 | 43.8565 | High | High | High
SILVERADO 2103CB | SILVERADO 2103 | NORTH BAY | 8.6664 | 84.0044 | 89.49% | 1 | 4 | 46.48% | 100% | 0 | 0.27216 | 47.6367 | 3.3783 | 43.8001 | High | High | High
MONTE RIO 11111703 | MONTE RIO 1111 | SONOMA | 1.2714 | 84.0743 | 95.02% | 2 | 1 | 100% | 100% | 0 | 0.20007 | 85.4511 | 2.5488 | 43.5738 | High | High | Medium
BRUNSWICK 110584480 | BRUNSWICK 1105 | SIERRA | 4.5786 | 96.5256 | 65.31% | 1 | 0 | 100% | 100% | 0 | 0.17078 | 102.1389 | 2.4965 | 43.5454 | High | High | Medium
MIRABEL 11027347 | MIRABEL 1102 | SONOMA | 0.81707 | 70.8306 | 59.55% | 4 | 1 | 100% | 100% | 0 | 0.14897 | 102.1389 | 2.8575 | 43.4787 | High | High | Medium
FORESTHILL 110175340 | FORESTHILL 1101 | SIERRA | 4.974 | 93.375 | 69.57% | 0 | 2 | 100% | 100% | 0 | 0.19715 | 102.1389 | 2.1578 | 43.4515 | High | High | Low
PAUL SWEET 21045394 | PAUL SWEET 2104 | CENTRAL COAST | 14.2856 | 38.4642 | 72.86% | 5 | 2 | 93.82% | 100% | 0 | 0.25339 | 47.6367 | 3.5996 | 43.4504 | High | High | High
WEST POINT 1101 | WEST POINT 1101 | STOCKTON | 0.004924 | 90 | 100% | 0 | 0 | 100% | 100% | 0 | 0.20559 | 85.4511 | 2.4491 | 43.0255 | High | High | Medium
PARADISE 11011212 | PARADISE 1101 | NORTH VALLEY | 8.5723 | 27.6396 | 21.52% | 13 | 13 | 100% | 100% | 0 | 0.17074 | 65.3912 | 3.8308 | 42.7709 | High | High | High
WEST POINT 110234416 | WEST POINT 1102 | STOCKTON | 10.524 | 86.8553 | 100% | 7 | 3 | 100% | 100% | 1 | 0.25274 | 65.3912 | 2.5592 | 42.2967 | High | High | Medium
WEST POINT 1102L3733 | WEST POINT 1102 | STOCKTON | 1.754 | 90.0843 | 100% | 0 | 0 | 100% | 94.99% | 0 | 0.19267 | 85.4511 | 2.5527 | 42.0286 | High | High | Medium
VOLTA 110280982 | VOLTA 1102 | NORTH VALLEY | 0.52007 | 92.783 | 99.45% | 2 | 0 | 100% | 100% | 1 | 0.23557 | 85.4511 | 2.084 | 41.9505 | High | High | Low
LOS GATOS 1107LA60 | LOS GATOS 1107 | DE ANZA | 8.6011 | 90.5119 | 96.22% | 1 | 0 | 100% | 100% | 0 | 0.24993 | 85.4511 | 1.9634 | 41.9315 | High | High | Low
COLUMBIA HILL 11012212 | COLUMBIA HILL 1101 | SIERRA | 9.1875 | 95.8225 | 100% | 9 | 3 | 100% | 100% | 0 | 0.35537 | 102.1389 | 1.1517 | 41.805 | High | High | Low
COLUMBIA HILL 11018233 | COLUMBIA HILL 1101 | SIERRA | 5.0061 | 92.4069 | 99.94% | 1 | 3 | 100% | 100% | 0 | 0.27044 | 102.1389 | 1.5103 | 41.7175 | High | High | Low
CHALLENGE 11015460 | CHALLENGE 1101 | NORTH VALLEY | 11.8115 | 93.9312 | 100% | 4 | 4 | 100% | 100% | 0 | 0.31277 | 102.1389 | 1.2968 | 41.4261 | High | High | Low
CLARKSVILLE 210419772 | CLARKSVILLE 2104 | SIERRA | 18.3365 | 58.7112 | 99.97% | 3 | 3 | 99.31% | 100% | 1 | 0.20806 | 65.3912 | 3.04 | 41.3598 | High | High | Medium
CURTIS 17048140 | CURTIS 1704 | YOSEMITE | 26.2498 | 65.6672 | 76.6% | 12 | 12 | 100% | 76.04% | 0 | 0.17401 | 85.4511 | 2.7756 | 41.2728 | High | High | Medium
OAKLAND X 1106CR020 | OAKLAND X 1106 | EAST BAY | 2.4457 | 82.3898 | 55.47% | 10 | 1 | 100% | 99.48% | 0 | 0.18349 | 65.3912 | 3.4295 | 41.1503 | High | High | High
MONTE RIO 111215401 | MONTE RIO 1112 | SONOMA | 0.86292 | 85.2793 | 87.8% | 1 | 3 | 100% | 100% | 0 | 0.19647 | 85.4511 | 2.4508 | 41.1456 | High | High | Medium
RINCON 1103198 | RINCON 1103 | SONOMA | 6.4573 | 72.5696 | 80.26% | 6 | 3 | 100% | 100% | 0 | 0.20459 | 65.3912 | 3.0723 | 41.1018 | High | High | Medium
MIWUK 17029270 | MIWUK 1702 | YOSEMITE | 5.8553 | 48.3944 | 46.92% | 2 | 9 | 100% | 95.13% | 0 | 0.12583 | 85.4511 | 3.8062 | 40.9252 | High | High | High
BURNS 2101 | BURNS 2101 | CENTRAL COAST | 0.0053489 | 65 | 100% | 0 | 0 | 100% | 100% | 0 | 0.17906 | 65.3912 | 3.488 | 40.84 | High | High | High
POINT MORETTI 1101 | POINT MORETTI 1101 | CENTRAL COAST | 0.0096753 | 65 | 100% | 0 | 0 | 100% | 100% | 0 | 0.17906 | 65.3912 | 3.4875 | 40.8347 | High | High | High
FITCH MOUNTAIN 111324918 | FITCH MOUNTAIN 1113 | SONOMA | 5.4494 | 96.6209 | 46.61% | 13 | 1 | 100% | 100% | 0 | 0.17452 | 102.1389 | 2.2832 | 40.6989 | High | High | Medium
ORO FINO 11022556 | ORO FINO 1102 | NORTH VALLEY | 6.6623 | 79.6419 | 97.8% | 0 | 4 | 100% | 100% | 0 | 0.25169 | 65.3912 | 2.4528 | 40.3695 | High | High | Medium
BRUNSWICK 11052204 | BRUNSWICK 1105 | SIERRA | 7.2073 | 87.5526 | 78.12% | 3 | 0 | 100% | 100% | 0 | 0.2017 | 85.4511 | 2.3292 | 40.1437 | High | High | Medium
RINCON 1103568 | RINCON 1103 | SONOMA | 12.8289 | 71.6958 | 48.67% | 11 | 11 | 100% | 100% | 0 | 0.32682 | 47.6367 | 2.5697 | 40.0064 | High | High | Medium
LAS GALLINAS A 110599904 | LAS GALLINAS A 1105 | NORTH BAY | 5.5637 | 84.5434 | 55.29% | 2 | 2 | 100% | 100% | 0 | 0.17422 | 65.3912 | 3.4864 | 39.7192 | High | High | High
CALISTOGA 11011085 | CALISTOGA 1101 | NORTH BAY | 2.0832 | 81.9335 | 72.65% | 1 | 1 | 100% | 100% | 0 | 0.23189 | 65.3912 | 2.6122 | 39.6091 | High | High | Medium
FORESTHILL 110137238 | FORESTHILL 1101 | SIERRA | 11.5057 | 97.4901 | 100% | 2 | 5 | 100% | 100% | 1 | 0.26202 | 85.4511 | 1.7672 | 39.5663 | High | High | Low
ROSSMOOR 110837848 | ROSSMOOR 1108 | DIABLO | 5.9561 | 79.6593 | 23.72% | 0 | 5 | 100% | 88.12% | 0 | 0.14934 | 65.3912 | 4.0336 | 39.3891 | High | High | High
PARADISE 11022098 | PARADISE 1102 | NORTH VALLEY | 4.2185 | 79.6766 | 65.19% | 0 | 7 | 42.14% | 100% | 0 | 0.13292 | 85.4511 | 3.448 | 39.1629 | High | High | High
FITCH MOUNTAIN 11136751 | FITCH MOUNTAIN 1113 | SONOMA | 22.3305 | 96.8838 | 61.93% | 21 | 1 | 100% | 75.68% | 1 | 0.19015 | 85.4511 | 2.409 | 39.1424 | High | High | Medium
PARADISE 1106CB | PARADISE 1106 | NORTH VALLEY | 4.354 | 81.9365 | 3.23% | 2 | 3 | 96.39% | 100% | 0 | 0.10412 | 102.1389 | 3.6651 | 38.9782 | High | High | High
DUNBAR 1101343 | DUNBAR 1101 | SONOMA | 4.4643 | 78.5129 | 81.48% | 1 | 3 | 100% | 97.94% | 0 | 0.21869 | 65.3912 | 2.7227 | 38.9349 | High | High | Medium
SHINGLE SPRINGS 210961892 | SHINGLE SPRINGS 2109 | SIERRA | 30.1835 | 48.4981 | 100% | 2 | 8 | 100% | 100% | 0 | 0.31574 | 47.6367 | 2.5856 | 38.8898 | High | High | Medium
BRUNSWICK 11062104 | BRUNSWICK 1106 | SIERRA | 9.719 | 86.4087 | 57.37% | 4 | 1 | 100% | 100% | 0 | 0.17938 | 85.4511 | 2.5365 | 38.8801 | High | High | Medium
PARADISE 110135976 | PARADISE 1101 | NORTH VALLEY | 3.5298 | 50.3669 | 45.43% | 3 | 2 | 100% | 100% | 0 | 0.1201 | 85.4511 | 3.7758 | 38.7488 | High | High | High
ALLEGHANY 1101CB | ALLEGHANY 1101 | SIERRA | 4.3289 | 94.1851 | 45.96% | 2 | 2 | 100% | 100% | 0 | 0.23753 | 85.4511 | 1.9061 | 38.6887 | High | High | Low
FULTON 1107604 | FULTON 1107 | SONOMA | 17.5324 | 71.8219 | 64.8% | 2 | 17 | 100% | 100% | 0 | 0.3284 | 47.6367 | 2.4442 | 38.2377 | High | High | Medium
APPLE HILL 21027502 | APPLE HILL 2102 | SIERRA | 23.0839 | 77.5827 | 99.99% | 4 | 7 | 100% | 82.95% | 0 | 0.24712 | 85.4511 | 1.8048 | 38.1112 | High | High | Low
SALT SPRINGS 210237300 | SALT SPRINGS 2102 | STOCKTON | 6.9933 | 87.6909 | 82.66% | 1 | 2 | 100% | 100% | 0 | 0.21052 | 85.4511 | 2.1022 | 37.8154 | High | High | Low
CHALLENGE 11025462 | CHALLENGE 1102 | NORTH VALLEY | 23.3648 | 66.9386 | 100% | 8 | 5 | 100% | 97.29% | 1 | 0.30821 | 65.3912 | 1.8735 | 37.7585 | High | High | Low
VOLTA 11029742 | VOLTA 1102 | NORTH VALLEY | 9.1189 | 78.986 | 100% | 1 | 2 | 100% | 94.08% | 0 | 0.25585 | 85.4511 | 1.7244 | 37.6993 | High | High | Low
KANAKA 11011034 | KANAKA 1101 | NORTH VALLEY | 13.1567 | 96.9359 | 65.02% | 4 | 2 | 100% | 100% | 0 | 0.22603 | 85.4511 | 1.9382 | 37.4363 | High | High | Low
PARADISE 11042472 | PARADISE 1104 | NORTH VALLEY | 7.3384 | 31.16 | 42.96% | 7 | 6 | 100% | 100% | 0 | 0.14941 | 65.3912 | 3.8266 | 37.3865 | High | High | High
WEST POINT 1102CB | WEST POINT 1102 | STOCKTON | 17.7809 | 76.7324 | 62.09% | 5 | 4 | 100% | 79.61% | 1 | 0.19732 | 65.3912 | 2.8754 | 37.101 | High | High | Medium
RINCON 1101578 | RINCON 1101 | SONOMA | 17.3381 | 67.0315 | 100% | 2 | 9 | 93.38% | 92.03% | 0 | 0.20486 | 65.3912 | 2.768 | 37.0801 | High | High | Medium
MORAGA 1105CB | MORAGA 1105 | DIABLO | 7.1365 | 67.7298 | 20.75% | 5 | 12 | 65.86% | 77.06% | 1 | 0.092052 | 102.1389 | 3.9271 | 36.9227 | High | High | High
MIDDLETOWN 11014646 | MIDDLETOWN 1101 | HUMBOLDT | 18.5612 | 85.1867 | 99.86% | 4 | 10 | 100% | 100% | 0 | 0.35694 | 47.6367 | 2.1685 | 36.8721 | High | High | Low
DUNBAR 1103534 | DUNBAR 1103 | SONOMA | 15.5924 | 79.0775 | 96.69% | 3 | 12 | 89.43% | 96.98% | 1 | 0.28566 | 47.6367 | 2.69 | 36.606 | High | High | Medium
FORT ROSS 112170288 | FORT ROSS 1121 | SONOMA | 11.744 | 93.8091 | 82.61% | 5 | 5 | 100% | 100% | 0 | 0.2145 | 85.4511 | 1.9739 | 36.1799 | High | High | Low
EL DORADO PH 210119612 | EL DORADO PH 2101 | SIERRA | 9.1713 | 87.7197 | 45.56% | 7 | 1 | 100% | 100% | 0 | 0.19221 | 102.1389 | 1.8339 | 36.0017 | High | High | Low
WOODSIDE 11018601 | WOODSIDE 1101 | PENINSULA | 0.59795 | 81.8692 | 48.65% | 2 | 0 | 100% | 100% | 0 | 0.14129 | 65.3912 | 3.8817 | 35.8642 | High | High | High
HIGHLANDS 1103520 | HIGHLANDS 1103 | HUMBOLDT | 46.4816 | 67.4675 | 99% | 5 | 17 | 100% | 0% | 0 | 0.27204 | 47.6367 | 2.7667 | 35.8548 | High | High | Medium
WILLITS 1104934 | WILLITS 1104 | HUMBOLDT | 30.5846 | 72.5028 | 89.66% | 17 | 12 | 100% | 39.29% | 1 | 0.29588 | 65.3912 | 1.8491 | 35.7756 | High | High | Low
MOLINO 1101322 | MOLINO 1101 | SONOMA | 15.8907 | 58.1086 | 71.61% | 14 | 10 | 100% | 44.47% | 0 | 0.22351 | 65.3912 | 2.4422 | 35.6935 | High | High | Medium
AUBERRY 1101R324 | AUBERRY 1101 | FRESNO | 10.7908 | 83.7222 | 99.89% | 3 | 1 | 100% | 100% | 0 | 0.25584 | 85.4511 | 1.6256 | 35.538 | High | High | Low
DIAMOND SPRINGS 11071402 | DIAMOND SPRINGS 1107 | SIERRA | 44.1487 | 51.2712 | 86.92% | 1 | 21 | 100% | 76.75% | 0 | 0.24689 | 65.3912 | 2.1929 | 35.4032 | High | High | Low
WILLITS 1103 | WILLITS 1103 | HUMBOLDT | 0.065999 | 98 | 100% | 0 | 0 | 100% | 100% | 0 | 0.21467 | 102.1389 | 1.6051 | 35.1936 | High | High | Low
MORGAN HILL 21114461 | MORGAN HILL 2111 | SAN JOSE | 2.2769 | 88.7487 | 84.71% | 4 | 2 | 100% | 100% | 0 | 0.19916 | 65.3912 | 2.6877 | 35.0025 | High | High | Medium
MONTE RIO 111153477 | MONTE RIO 1111 | SONOMA | 2.1403 | 90.336 | 44.25% | 6 | 1 | 100% | 100% | 0 | 0.21276 | 85.4511 | 1.9244 | 34.9877 | High | High | Low
SHINGLE SPRINGS 210519522 | SHINGLE SPRINGS 2105 | SIERRA | 9.9042 | 70.9474 | 99.53% | 2 | 6 | 96.11% | 80.98% | 0 | 0.17524 | 65.3912 | 2.9822 | 34.1738 | High | High | Medium
WEST POINT 110236676 | WEST POINT 1102 | STOCKTON | 16.994 | 84.9293 | 78.04% | 3 | 4 | 100% | 93.46% | 0 | 0.24051 | 65.3912 | 2.1683 | 34.1012 | High | High | Low
SILVERADO 210258626 | SILVERADO 2102 | NORTH BAY | 15.2462 | 83.9933 | 97.52% | 2 | 7 | 100% | 88.88% | 0 | 0.23976 | 47.6367 | 2.967 | 33.8868 | High | High | Medium
SALT SPRINGS 2102L491 | SALT SPRINGS 2102 | STOCKTON | 2.2143 | 88.9765 | 100% | 2 | 2 | 100% | 100% | 0 | 0.21581 | 102.1389 | 1.5318 | 33.7654 | High | High | Low
MIRABEL 1101116 | MIRABEL 1101 | SONOMA | 9.7562 | 60.7427 | 68.47% | 10 | 5 | 91.79% | 57.41% | 1 | 0.21711 | 47.6367 | 3.2592 | 33.7085 | High | High | High
WILLITS 1103968 | WILLITS 1103 | HUMBOLDT | 24.6966 | 68.3381 | 85.93% | 14 | 10 | 88.86% | 68.54% | 1 | 0.21234 | 85.4511 | 1.8563 | 33.6814 | High | High | Low
AUBERRY 1101D4982 | AUBERRY 1101 | FRESNO | 2.6789 | 91.9989 | 100% | 0 | 0 | 100% | 100% | 0 | 0.20783 | 85.4511 | 1.8789 | 33.3678 | High | High | Low
APPLE HILL 210297982 | APPLE HILL 2102 | SIERRA | 10.1443 | 88.7232 | 100% | 1 | 1 | 100% | 100% | 0 | 0.23278 | 102.1389 | 1.3898 | 33.0445 | High | High | Low
OAKLAND K 110217430 | OAKLAND K 1102 | EAST BAY | 2.0764 | 84.0676 | 31.48% | 0 | 1 | 100% | 100% | 0 | 0.12601 | 85.4511 | 3.0426 | 32.7603 | High | High | Medium
BEN LOMOND 04015144 | BEN LOMOND 0401 | CENTRAL COAST | 3.9861 | 45.8832 | 59.52% | 1 | 1 | 100% | 100% | 0 | 0.13946 | 65.3912 | 3.5854 | 32.6969 | High | High | High
BRUNSWICK 11053611 | BRUNSWICK 1105 | SIERRA | 1.6138 | 98 | 100% | 0 | 3 | 100% | 100% | 0 | 0.22548 | 102.1389 | 1.4025 | 32.3002 | High | High | Low
CHALLENGE 11021902 | CHALLENGE 1102 | NORTH VALLEY | 5.0391 | 84.0879 | 100% | 3 | 2 | 100% | 100% | 0 | 0.21241 | 65.3912 | 2.2968 | 31.9012 | High | High | Medium
BRUNSWICK 110663124 | BRUNSWICK 1106 | SIERRA | 5.9024 | 71.9691 | 59.9% | 2 | 1 | 100% | 94.93% | 0 | 0.17164 | 65.3912 | 2.8195 | 31.6447 | High | High | Medium
PARADISE 11015185 | PARADISE 1101 | NORTH VALLEY | 0.8075 | 38.303 | 73.08% | 0 | 1 | 100% | 100% | 0 | 0.12937 | 65.3912 | 3.7374 | 31.6174 | High | High | High
PLACERVILLE 21062224 | PLACERVILLE 2106 | SIERRA | 10.4972 | 65.7358 | 76.35% | 3 | 1 | 100% | 100% | 0 | 0.2002 | 47.6367 | 3.3086 | 31.5533 | High | High | High
CABRILLO 1103Y12 | CABRILLO 1103 | LOS PADRES | 26.1562 | 62.7349 | 69.42% | 1 | 11 | 84.42% | 0% | 0 | 0.20939 | 47.6367 | 3.1607 | 31.5264 | High | High | High
ROB ROY 21055166 | ROB ROY 2105 | CENTRAL COAST | 5.4938 | 45.154 | 99.95% | 6 | 2 | 100% | 100% | 0 | 0.19719 | 47.6367 | 3.3223 | 31.2078 | High | High | High
OAKLAND K 1102CB | OAKLAND K 1102 | EAST BAY | 3.0081 | 48.3984 | 19.08% | 4 | 5 | 100% | 100% | 0 | 0.11788 | 65.3912 | 4.048 | 31.203 | High | High | High
OAKHURST 11015490 | OAKHURST 1101 | YOSEMITE | 24.9631 | 65.8497 | 73.62% | 1 | 51 | 100% | 0% | 0 | 0.18555 | 65.3912 | 2.5688 | 31.1673 | High | High | Medium
CLAYTON 22122951 | CLAYTON 2212 | DIABLO | 10.1032 | 61.4187 | 78.88% | 4 | 1 | 100% | 100% | 0 | 0.27294 | 35.3263 | 3.2196 | 31.0433 | High | High | High
MONTE RIO 11131137 | MONTE RIO 1113 | SONOMA | 2.8427 | 88.9858 | 48.94% | 0 | 5 | 100% | 100% | 0 | 0.15775 | 65.3912 | 2.9968 | 30.9141 | High | High | Medium
LOS GATOS 110712041 | LOS GATOS 1107 | DE ANZA | 6.3296 | 61.8932 | 100% | 5 | 1 | 100% | 100% | 0 | 0.28444 | 47.6367 | 2.2717 | 30.7809 | High | High | Medium
MIRABEL 1102332 | MIRABEL 1102 | SONOMA | 5.7552 | 66.9134 | 43.76% | 9 | 11 | 100% | 100% | 1 | 0.16469 | 65.3912 | 2.8565 | 30.7615 | High | High | Medium
PARADISE 11022206 | PARADISE 1102 | NORTH VALLEY | 5.1983 | 53.3962 | 55.37% | 4 | 4 | 89% | 100% | 0 | 0.12523 | 65.3912 | 3.7528 | 30.7318 | High | High | High
MIRABEL 11014859 | MIRABEL 1101 | SONOMA | 1.8526 | 77.0765 | 99.9% | 8 | 0 | 100% | 100% | 0 | 0.23121 | 47.6367 | 2.7808 | 30.6275 | High | High | Medium
MONTE RIO 111137520 | MONTE RIO 1111 | SONOMA | 2.1617 | 88.6545 | 55.37% | 6 | 0 | 100% | 100% | 0 | 0.18002 | 85.4511 | 1.984 | 30.52 | High | High | Low
CLARKSVILLE 210413352 | CLARKSVILLE 2104 | SIERRA | 32.6724 | 49.7642 | 94.33% | 3 | 19 | 89.71% | 64.9% | 0 | 0.20162 | 47.6367 | 3.1662 | 30.4103 | High | High | High
APPLE HILL 2102CB | APPLE HILL 2102 | SIERRA | 41.3043 | 54.0794 | 88.14% | 11 | 9 | 100% | 60.25% | 1 | 0.23023 | 65.3912 | 1.9699 | 29.6561 | High | High | Low
MONTE RIO 11111701 | MONTE RIO 1111 | SONOMA | 1.3661 | 76.5396 | 84.13% | 0 | 0 | 100% | 100% | 0 | 0.17154 | 65.3912 | 2.6378 | 29.5889 | High | High | Medium
SALT SPRINGS 2102L7283 | SALT SPRINGS 2102 | STOCKTON | 0.66272 | 87.1614 | 100% | 0 | 1 | 100% | 100% | 0 | 0.20585 | 102.1389 | 1.3967 | 29.3663 | High | High | Low
GRASS VALLEY 11012766 | GRASS VALLEY 1101 | SIERRA | 3.3601 | 83.6304 | 59.47% | 0 | 1 | 100% | 75.75% | 0 | 0.10872 | 102.1389 | 2.6373 | 29.2861 | High | High | Medium
CAMP EVERS 210611533 | CAMP EVERS 2106 | CENTRAL COAST | 2.6563 | 88.3756 | 100% | 3 | 0 | 100% | 100% | 0 | 0.2103 | 65.3912 | 2.1282 | 29.2669 | High | High | Low
POINT MORETTI 110136516 | POINT MORETTI 1101 | CENTRAL COAST | 4.1652 | 32.5436 | 68.9% | 12 | 2 | 100% | 100% | 0 | 0.17749 | 47.6367 | 3.4455 | 29.1317 | High | High | High
APPLE HILL 110412832 | APPLE HILL 1104 | SIERRA | 15.3272 | 73.0049 | 95.88% | 8 | 6 | 99.79% | 19.25% | 1 | 0.22229 | 65.3912 | 1.9946 | 28.9929 | High | High | Low
PARADISE 110136042 | PARADISE 1101 | NORTH VALLEY | 2.7098 | 42.4595 | 41.3% | 5 | 3 | 86.87% | 100% | 0 | 0.11607 | 65.3912 | 3.8047 | 28.8767 | High | High | High
VOLTA 11021648 | VOLTA 1102 | NORTH VALLEY | 4.8649 | 85.7622 | 100% | 2 | 2 | 100% | 79.51% | 0 | 0.16163 | 85.4511 | 2.0849 | 28.7959 | High | High | Low
ALTO 11221212 | ALTO 1122 | NORTH BAY | 1.5919 | 41.9573 | 53.59% | 1 | 4 | 67.44% | 92.64% | 0 | 0.09288 | 85.4511 | 3.6174 | 28.7098 | High | High | High
BELLEVUE 2103646 | BELLEVUE 2103 | SONOMA | 9.4191 | 67.7942 | 94.53% | 3 | 3 | 77.28% | 93.12% | 0 | 0.17965 | 65.3912 | 2.4439 | 28.7093 | High | High | Medium
MOLINO 11026917 | MOLINO 1102 | SONOMA | 7.1386 | 86.8229 | 45.11% | 6 | 1 | 100% | 100% | 0 | 0.18864 | 65.3912 | 2.3255 | 28.6861 | High | High | Medium
KONOCTI 11024300 | KONOCTI 1102 | HUMBOLDT | 26.3294 | 77.3617 | 62.75% | 9 | 28 | 97.14% | 84.42% | 1 | 0.28482 | 47.6367 | 2.1132 | 28.6726 | High | High | Low
MONTE RIO 1112999 | MONTE RIO 1112 | SONOMA | 0.78347 | 81.1849 | 29.39% | 4 | 2 | 100% | 100% | 0 | 0.13014 | 85.4511 | 2.5578 | 28.4436 | High | High | Medium
MIRABEL 11022043 | MIRABEL 1102 | SONOMA | 0.56871 | 88.7155 | 17.22% | 0 | 1 | 100% | 100% | 0 | 0.11685 | 85.4511 | 2.8327 | 28.2828 | High | High | Medium
SALT SPRINGS 210297924 | SALT SPRINGS 2102 | STOCKTON | 5.0873 | 68.1168 | 100% | 5 | 4 | 100% | 100% | 0 | 0.22834 | 85.4511 | 1.4445 | 28.1851 | High | High | Low
MIWUK 170236888 | MIWUK 1702 | YOSEMITE | 0.61573 | 72.472 | 39.92% | 0 | 2 | 100% | 100% | 0 | 0.12726 | 65.3912 | 3.3823 | 28.1466 | High | High | High
BRUNSWICK 1106CB | BRUNSWICK 1106 | SIERRA | 8.5018 | 76.2711 | 34.63% | 3 | 2 | 96.43% | 63.8% | 0 | 0.11976 | 85.4511 | 2.733 | 27.9679 | High | High | Medium
VOLTA 11021502 | VOLTA 1102 | NORTH VALLEY | 7.6156 | 84.4703 | 99.46% | 2 | 2 | 100% | 100% | 0 | 0.2099 | 47.6367 | 2.778 | 27.777 | High | High | Medium
VINEYARD 2108MR172 | VINEYARD 2108 | MISSION | 3.1156 | 86.4654 | 47.06% | 1 | 2 | 35.54% | 100% | 1 | 0.13362 | 65.3912 | 3.178 | 27.7695 | High | High | High
SILVERADO 2104563322 | SILVERADO 2104 | NORTH BAY | 3.653 | 77.3083 | 48.88% | 3 | 1 | 100% | 100% | 1 | 0.14188 | 65.3912 | 2.9772 | 27.6225 | High | High | Medium
CAMP EVERS 210660120 | CAMP EVERS 2106 | CENTRAL COAST | 4.3678 | 67.866 | 79.91% | 12 | 0 | 100% | 100% | 0 | 0.20157 | 65.3912 | 2.0826 | 27.4498 | High | High | Low
SARATOGA 1107167792 | SARATOGA 1107 | DE ANZA | 4.6876 | 89.4882 | 89.82% | 13 | 1 | 100% | 18.23% | 0 | 0.1289 | 65.3912 | 3.2524 | 27.4146 | High | High | High
MONTE RIO 1113532 | MONTE RIO 1113 | SONOMA | 0.51993 | 90.7851 | 10.39% | 0 | 0 | 100% | 100% | 0 | 0.11048 | 85.4511 | 2.896 | 27.3401 | High | High | Medium
LOS GATOS 11072917 | LOS GATOS 1107 | DE ANZA | 7.7152 | 64.4105 | 89.16% | 10 | 1 | 100% | 100% | 0 | 0.23223 | 65.3912 | 1.7943 | 27.2488 | High | High | Low
PLACERVILLE 210692012 | PLACERVILLE 2106 | SIERRA | 18.5713 | 72.0312 | 64.51% | 6 | 1 | 100% | 92.15% | 0 | 0.22084 | 47.6367 | 2.5843 | 27.1879 | High | High | Medium
MONTE RIO 1111240 | MONTE RIO 1111 | SONOMA | 3.0687 | 71.6003 | 66.68% | 5 | 7 | 100% | 100% | 0 | 0.21886 | 47.6367 | 2.6045 | 27.1546 | High | High | Medium
CAMP EVERS 21059031 | CAMP EVERS 2105 | CENTRAL COAST | 1.0934 | 18.456 | 18.86% | 2 | 2 | 100% | 100% | 0 | 0.10201 | 65.3912 | 4.0458 | 26.9866 | High | High | High
MONTE RIO 1112212 | MONTE RIO 1112 | SONOMA | 2.2491 | 44.7156 | 75.38% | 4 | 1 | 100% | 100% | 0 | 0.14298 | 65.3912 | 2.8824 | 26.9492 | High | High | Medium
KANAKA 110175744 | KANAKA 1101 | NORTH VALLEY | 10.5898 | 74.5656 | 100% | 3 | 3 | 100% | 74.87% | 0 | 0.16375 | 85.4511 | 1.9254 | 26.9403 | High | High | Low
BIG BASIN 1101CB | BIG BASIN 1101 | CENTRAL COAST | 4.7811 | 77.9416 | 33.87% | 2 | 0 | 100% | 100% | 0 | 0.13944 | 65.3912 | 2.9497 | 26.897 | High | High | Medium
WOODSIDE 11018912 | WOODSIDE 1101 | PENINSULA | 3.8497 | 42.1497 | 27.37% | 5 | 2 | 96.59% | 100% | 0 | 0.15841 | 47.6367 | 3.5396 | 26.7098 | High | High | High
OAKLAND X 1104CR214 | OAKLAND X 1104 | EAST BAY | 2.8836 | 10 | 25.8% | 4 | 2 | 100% | 100% | 0 | 0.13215 | 47.6367 | 4.2427 | 26.7088 | High | High | High
BURNS 2101CB | BURNS 2101 | CENTRAL COAST | 1.6587 | 56.6807 | 25.38% | 1 | 0 | 100% | 100% | 0 | 0.11419 | 65.3912 | 3.5716 | 26.6705 | High | High | High
DUNBAR 11021249 | DUNBAR 1102 | SONOMA | 13.5745 | 82.3664 | 58.44% | 5 | 8 | 100% | 36.11% | 1 | 0.11715 | 85.4511 | 2.6217 | 26.2453 | High | High | Medium
WEST POINT 110293116 | WEST POINT 1102 | STOCKTON | 24.1031 | 66.8044 | 100% | 9 | 9 | 100% | 51.27% | 1 | 0.16857 | 65.3912 | 2.3737 | 26.1657 | High | High | Medium
SHINGLE SPRINGS 110419502 | SHINGLE SPRINGS 1104 | SIERRA | 42.2119 | 45.6817 | 99.02% | 5 | 5 | 73.54% | 87.16% | 0 | 0.15459 | 65.3912 | 2.57 | 25.9791 | High | High | Medium
MONTE RIO 111123916 | MONTE RIO 1111 | SONOMA | 5.2149 | 69.8916 | 48.27% | 12 | 5 | 100% | 100% | 0 | 0.20017 | 65.3912 | 1.981 | 25.9302 | High | High | Low
WOODACRE 11011456 | WOODACRE 1101 | NORTH BAY | 3.8267 | 75.1652 | 37.76% | 1 | 5 | 100% | 88.56% | 0 | 0.14581 | 85.4511 | 2.0696 | 25.7865 | High | High | Low
BEN LOMOND 1101BL 1101 | BEN LOMOND 1101 | CENTRAL COAST | 8.6011 | 33.9399 | 41.85% | 31 | 2 | 100% | 100% | 0 | 0.22644 | 26.5534 | 4.227 | 25.4156 | High | High | High
CASTRO VALLEY 1108MR748 | CASTRO VALLEY 1108 | MISSION | 6.2273 | 76.3747 | 18.01% | 3 | 1 | 100% | 95.99% | 0 | 0.13481 | 47.6367 | 3.945 | 25.335 | High | High | High
VOLTA 110254932 | VOLTA 1102 | NORTH VALLEY | 4.3783 | 73.0618 | 100% | 0 | 1 | 100% | 95.18% | 0 | 0.19916 | 65.3912 | 1.937 | 25.2264 | High | High | Low
WEST POINT 11021391 | WEST POINT 1102 | STOCKTON | 3.974 | 89.103 | 100% | 2 | 3 | 100% | 100% | 0 | 0.26869 | 65.3912 | 1.4346 | 25.2057 | High | High | Low
STANISLAUS 1702L3151 | STANISLAUS 1702 | YOSEMITE | 0.9933 | 86.9694 | 85.25% | 0 | 0 | 100% | 100% | 0 | 0.1833 | 47.6367 | 2.8637 | 25.0046 | High | High | Medium
MORAGA 1101108540 | MORAGA 1101 | DIABLO | 4.7825 | 66.0707 | 6.533% | 0 | 5 | 99.19% | 93.66% | 1 | 0.10343 | 65.3912 | 3.6968 | 25.0018 | High | High | High
APPLE HILL 110412842 | APPLE HILL 1104 | SIERRA | 15.4186 | 86.4877 | 86.23% | 1 | 6 | 91.92% | 56.31% | 0 | 0.11821 | 102.1389 | 2.0647 | 24.9288 | High | High | Low
MOLINO 1102178 | MOLINO 1102 | SONOMA | 13.3443 | 48.7979 | 52.24% | 13 | 10 | 88.89% | 58.63% | 0 | 0.18298 | 47.6367 | 2.8177 | 24.5608 | High | High | Medium
BIG BASIN 11015000 | BIG BASIN 1101 | CENTRAL COAST | 1.9973 | 72.3321 | 15.8% | 2 | 1 | 100% | 100% | 0 | 0.10717 | 65.3912 | 3.5025 | 24.5467 | High | High | High
BIG BEND 1101180398 | BIG BEND 1101 | NORTH VALLEY | 5.6176 | 75.1769 | 68.58% | 0 | 2 | 100% | 100% | 0 | 0.15837 | 65.3912 | 2.3657 | 24.4991 | High | High | Medium
MONTE RIO 1111 | MONTE RIO 1111 | SONOMA | 0.032125 | 95 | 0% | 0 | 1 | 100% | 100% | 0 | 0.107 | 85.4511 | 2.6749 | 24.4578 | High | High | Medium
BRUNSWICK 11052102 | BRUNSWICK 1105 | SIERRA | 3.6478 | 67.9602 | 63.58% | 1 | 3 | 100% | 48.36% | 1 | 0.091021 | 102.1389 | 2.6251 | 24.4045 | High | High | Medium
MONTE RIO 1111256 | MONTE RIO 1111 | SONOMA | 7.2865 | 62.779 | 22.47% | 12 | 6 | 100% | 100% | 1 | 0.22703 | 35.3263 | 3.0231 | 24.2464 | High | High | Medium
WOODSIDE 11018972 | WOODSIDE 1101 | PENINSULA | 6.2078 | 92.0365 | 25.89% | 9 | 0 | 100% | 100% | 1 | 0.17321 | 65.3912 | 2.1359 | 24.1909 | High | High | Low
PARADISE 1101CB | PARADISE 1101 | NORTH VALLEY | 2.6336 | 51.0801 | 25.12% | 2 | 4 | 70.38% | 100% | 0 | 0.092062 | 65.3912 | 4.0044 | 24.1067 | High | High | High
CASTRO VALLEY 110810315 | CASTRO VALLEY 1108 | MISSION | 5.494 | 83.0408 | 14.23% | 2 | 0 | 100% | 100% | 0 | 0.14022 | 47.6367 | 3.6086 | 24.1042 | High | High | High
SHINGLE SPRINGS 21092679 | SHINGLE SPRINGS 2109 | SIERRA | 7.0526 | 59.0742 | 100% | 0 | 2 | 100% | 100% | 1 | 0.17927 | 47.6367 | 2.7934 | 23.8549 | High | High | Medium
BEAR VALLEY 210513430 | BEAR VALLEY 2105 | YOSEMITE | 13.3191 | 78.8388 | 99.94% | 4 | 1 | 100% | 48.72% | 0 | 0.12752 | 85.4511 | 2.1818 | 23.7734 | High | High | Low
BUCKS CREEK 11032414 | BUCKS CREEK 1103 | NORTH VALLEY | 6.1362 | 87.0222 | 100% | 6 | 5 | 76.6% | 80.44% | 0 | 0.28097 | 85.4511 | 0.98592 | 23.6715 | High | High | Low
ORO FINO 1102127563 | ORO FINO 1102 | NORTH VALLEY | 6.9027 | 86.7717 | 100% | 0 | 2 | 100% | 100% | 1 | 0.23179 | 47.6367 | 2.1334 | 23.5558 | High | High | Low
ATASCADERO 1103A06 | ATASCADERO 1103 | LOS PADRES | 34.0507 | 59.0569 | 96.54% | 3 | 5 | 91.06% | 64.46% | 1 | 0.13601 | 65.3912 | 2.647 | 23.5413 | High | High | Medium
PIKE CITY 11011720 | PIKE CITY 1101 | SIERRA | 6.0835 | 93.4602 | 100% | 4 | 2 | 100% | 100% | 0 | 0.24982 | 65.3912 | 1.4389 | 23.5061 | High | High | Low
CLARKSVILLE 210419632 | CLARKSVILLE 2104 | SIERRA | 5.4715 | 65.8905 | 97.91% | 0 | 0 | 60.07% | 97.91% | 1 | 0.12258 | 65.3912 | 2.9244 | 23.441 | High | High | Medium
SPRING GAP 170210720 | SPRING GAP 1702 | YOSEMITE | 4.7512 | 90.1119 | 100% | 2 | 3 | 100% | 100% | 0 | 0.27005 | 85.4511 | 1.0152 | 23.4266 | High | High | Low
CAMP EVERS 210510786 | CAMP EVERS 2105 | CENTRAL COAST | 4.5287 | 29.7458 | 98.51% | 7 | 0 | 100% | 100% | 1 | 0.21707 | 26.5534 | 4.044 | 23.3096 | High | High | High
MONTE RIO 1112CB | MONTE RIO 1112 | SONOMA | 3.7135 | 57.2951 | 17.86% | 14 | 2 | 100% | 100% | 0 | 0.14693 | 47.6367 | 3.2898 | 23.026 | High | High | High
OAKLAND X 1106CR266 | OAKLAND X 1106 | EAST BAY | 1.1822 | 88.5589 | 1.895% | 0 | 0 | 100% | 100% | 0 | 0.10237 | 65.3912 | 3.4355 | 22.9974 | High | High | High
ALLEGHANY 1101804 | ALLEGHANY 1101 | SIERRA | 21.9183 | 93.3631 | 99.35% | 2 | 14 | 100% | 31.47% | 0 | 0.15061 | 85.4511 | 1.7753 | 22.8471 | High | High | Low
LOS GATOS 110760024 | LOS GATOS 1107 | DE ANZA | 3.9994 | 92.5853 | 100% | 0 | 0 | 100% | 100% | 0 | 0.28225 | 47.6367 | 1.6969 | 22.8161 | High | High | Low
REDBUD 1101323962 | REDBUD 1101 | HUMBOLDT | 18.9728 | 78.4739 | 90.21% | 1 | 14 | 68.24% | 71.99% | 0 | 0.19082 | 65.3912 | 1.8051 | 22.5244 | High | High | Low
WHITMORE 11011598 | WHITMORE 1101 | NORTH VALLEY | 33.6511 | 71.823 | 81.12% | 6 | 5 | 100% | 75.5% | 0 | 0.37493 | 85.4511 | 0.69773 | 22.3538 | High | High | Low
TIGER CREEK 0201CB | TIGER CREEK 0201 | STOCKTON | 3.8998 | 93.0419 | 100% | 1 | 1 | 100% | 66.65% | 0 | 0.15361 | 65.3912 | 2.2115 | 22.2145 | High | High | Low
CHALLENGE 110198174 | CHALLENGE 1101 | NORTH VALLEY | 12.1176 | 88.3942 | 100% | 4 | 1 | 100% | 100% | 0 | 0.34958 | 85.4511 | 0.74174 | 22.157 | High | High | Low
MONTE RIO 11113891 | MONTE RIO 1111 | SONOMA | 3.5454 | 89.5117 | 50.47% | 2 | 0 | 100% | 100% | 1 | 0.14965 | 65.3912 | 2.2281 | 21.8036 | High | High | Low
BEN LOMOND 110196738 | BEN LOMOND 1101 | CENTRAL COAST | 6.8007 | 19.3556 | 74.88% | 14 | 2 | 100% | 100% | 0 | 0.21743 | 26.5534 | 3.7528 | 21.6668 | High | High | High
SHADY GLEN 1102CB | SHADY GLEN 1102 | SIERRA | 20.4139 | 69.5808 | 89.02% | 6 | 13 | 95.14% | 27.66% | 0 | 0.14313 | 85.4511 | 1.7682 | 21.6268 | High | High | Low
PUEBLO 2103 | PUEBLO 2103 | NORTH BAY | 0.012243 | 90 | 0% | 0 | 0 | 100% | 100% | 0 | 0.11472 | 65.3912 | 2.8801 | 21.6062 | High | High | Medium
BRUNSWICK 11051030 | BRUNSWICK 1105 | SIERRA | 4.9418 | 79.0296 | 79.8% | 3 | 3 | 100% | 45.4% | 0 | 0.084675 | 102.1389 | 2.4972 | 21.5975 | High | High | Medium
BRUNSWICK 11032784 | BRUNSWICK 1103 | SIERRA | 14.361 | 51.6275 | 64.59% | 9 | 6 | 93.84% | 32.3% | 0 | 0.11661 | 65.3912 | 2.7674 | 21.1031 | High | High | Medium
DRUM 1101CB | DRUM 1101 | SIERRA | 2.1059 | 96.8742 | 100% | 2 | 0 | 100% | 100% | 0 | 0.2937 | 85.4511 | 0.83984 | 21.0773 | High | High | Low
BIG BASIN 110110296 | BIG BASIN 1101 | CENTRAL COAST | 14.4399 | 15.6542 | 52.28% | 39 | 5 | 100% | 100% | 0 | 0.45917 | 14.9507 | 3.0498 | 20.9366 | High | High | Medium
MONTE RIO 11125040 | MONTE RIO 1112 | SONOMA | 3.9901 | 73.555 | 15.29% | 9 | 5 | 100% | 100% | 1 | 0.12574 | 65.3912 | 2.5232 | 20.7454 | High | High | Medium
BRUNSWICK 1105CB | BRUNSWICK 1105 | SIERRA | 2.0209 | 50.1126 | 64.77% | 1 | 2 | 85.09% | 53.11% | 0 | 0.075406 | 102.1389 | 2.6516 | 20.4226 | High | High | Medium
OLEMA 110150396 | OLEMA 1101 | NORTH BAY | 12.5505 | 59.0331 | 35.48% | 29 | 15 | 95.94% | 0% | 0 | 0.11931 | 65.3912 | 2.6117 | 20.3759 | High | High | Medium
CAMP EVERS 210533542 | CAMP EVERS 2105 | CENTRAL COAST | 2.4779 | 18.5991 | 43.01% | 16 | 2 | 100% | 100% | 0 | 0.1603 | 35.3263 | 3.5621 | 20.1718 | High | High | High
CALISTOGA 1102706 | CALISTOGA 1102 | NORTH BAY | 0.14479 | 80 | 100% | 0 | 1 | 2.91% | 100% | 0 | 0.085322 | 65.3912 | 3.5861 | 20.0081 | High | High | High
PARADISE 1105CB | PARADISE 1105 | NORTH VALLEY | 3.6905 | 42.5038 | 17.46% | 4 | 4 | 44.69% | 100% | 0 | 0.058684 | 85.4511 | 3.9436 | 19.7758 | Medium | Medium | High
FULTON 110777670 | FULTON 1107 | SONOMA | 6.8809 | 26.8333 | 74.89% | 3 | 6 | 100% | 100% | 0 | 0.17389 | 47.6367 | 2.3868 | 19.7715 | High | High | Medium
BRUNSWICK 11052100 | BRUNSWICK 1105 | SIERRA | 3.9656 | 82.5395 | 61.98% | 2 | 1 | 100% | 39.89% | 0 | 0.074817 | 102.1389 | 2.5653 | 19.6029 | High | High | Medium
LOS GATOS 1106LA46 | LOS GATOS 1106 | DE ANZA | 1.5345 | 25.7114 | 95.32% | 1 | 0 | 100% | 100% | 0 | 0.15665 | 47.6367 | 2.6204 | 19.5546 | High | High | Medium
COARSEGOLD 21045310 | COARSEGOLD 2104 | YOSEMITE | 17.6177 | 41.6297 | 82.56% | 2 | 60 | 100% | 0% | 0 | 0.18205 | 47.6367 | 2.2493 | 19.5069 | High | High | Medium
SILVERADO 2102 | SILVERADO 2102 | NORTH BAY | 0.0045192 | 80 | 100% | 0 | 0 | 100% | 100% | 0 | 0.19464 | 35.3263 | 2.7872 | 19.1644 | High | High | Medium
MIRABEL 11021139 | MIRABEL 1102 | SONOMA | 2.0153 | 64.752 | 50.11% | 2 | 2 | 100% | 100% | 0 | 0.1338 | 47.6367 | 2.9996 | 19.1194 | High | High | Medium
MONTE RIO 1111506 | MONTE RIO 1111 | SONOMA | 1.1523 | 40.8732 | 25.9% | 6 | 0 | 100% | 100% | 0 | 0.097983 | 47.6367 | 4.0934 | 19.1062 | High | High | High
PARADISE 110476064 | PARADISE 1104 | NORTH VALLEY | 6.3823 | 13.6814 | 48.59% | 6 | 11 | 100% | 100% | 1 | 0.13538 | 35.3263 | 3.9849 | 19.0574 | High | High | High
MENDOCINO 110148750 | MENDOCINO 1101 | HUMBOLDT | 17.302 | 87.2326 | 98.93% | 5 | 5 | 100% | 70.23% | 0 | 0.19367 | 65.3912 | 1.5047 | 19.056 | High | High | Low
KANAKA 11011044 | KANAKA 1101 | NORTH VALLEY | 6.134 | 63.1535 | 33.69% | 2 | 5 | 100% | 70.49% | 0 | 0.080757 | 102.1389 | 2.2945 | 18.9261 | High | High | Medium
SHINGLE SPRINGS 21092053 | SHINGLE SPRINGS 2109 | SIERRA | 5.7202 | 32.6339 | 100% | 0 | 1 | 100% | 100% | 0 | 0.16944 | 47.6367 | 2.343 | 18.912 | High | High | Medium
SAN RAMON 2108CB | SAN RAMON 2108 | MISSION | 8.6488 | 65.614 | 48.13% | 2 | 4 | 90.54% | 100% | 0 | 0.12664 | 47.6367 | 3.1076 | 18.7479 | High | High | High
SILVERADO 2104 | SILVERADO 2104 | NORTH BAY | 0.061489 | 85 | 0% | 0 | 0 | 100% | 100% | 0 | 0.098754 | 65.3912 | 2.8976 | 18.7118 | High | High | Medium
CASTRO VALLEY 11068971 | CASTRO VALLEY 1106 | MISSION | 7.918 | 68.6499 | 16.36% | 0 | 1 | 100% | 100% | 0 | 0.11574 | 47.6367 | 3.3887 | 18.6837 | High | High | High
MIDDLETOWN 110148212 | MIDDLETOWN 1101 | HUMBOLDT | 10.2049 | 74.7586 | 62.81% | 5 | 4 | 94.29% | 99.65% | 0 | 0.19647 | 47.6367 | 1.9845 | 18.5737 | High | High | Low
BERKELEY F 1103BR110 | BERKELEY F 1103 | EAST BAY | 1.8512 | 58.149 | 51.38% | 3 | 2 | 32.55% | 100% | 0 | 0.071417 | 65.3912 | 3.9728 | 18.5534 | High | High | High
OAKLAND K 110491060 | OAKLAND K 1104 | EAST BAY | 0.36025 | 77.0512 | 0% | 0 | 0 | 100% | 100% | 0 | 0.094019 | 47.6367 | 4.1348 | 18.5187 | High | High | High
WASHINGTON CITY GEN. 1101CB | WASHINGTON CITY GEN. 1101 | SIERRA | 0.012645 | 90 | 100% | 0 | 0 | 100% | 100% | 0 | 0.20559 | 65.3912 | 1.3761 | 18.5003 | High | High | Low
WASHINGTON CITY GEN. 11011101/2 | WASHINGTON CITY GEN. 1101 | SIERRA | 0.0035486 | 90 | 100% | 0 | 0 | 100% | 100% | 0 | 0.20559 | 65.3912 | 1.3746 | 18.4792 | High | High | Low
KONOCTI 11024421 | KONOCTI 1102 | HUMBOLDT | 0.36385 | 69.0599 | 100% | 0 | 0 | 100% | 100% | 0 | 0.18318 | 47.6367 | 2.1152 | 18.4571 | High | High | Low
WILLOW CREEK 11015002 | WILLOW CREEK 1101 | HUMBOLDT | 12.8071 | 51.1134 | 93.52% | 24 | 21 | 94.53% | 2.43% | 0 | 0.18408 | 65.3912 | 1.5331 | 18.4537 | High | High | Low
BRUNSWICK 110750010 | BRUNSWICK 1107 | SIERRA | 4.0845 | 61.0721 | 60.14% | 3 | 2 | 43.91% | 47.61% | 1 | 0.056677 | 102.1389 | 3.1817 | 18.4187 | Medium | Medium | High
CALPINE 1146200-G | CALPINE 1146 | SONOMA | 0.0085256 | 90 | 100% | 0 | 0 | 100% | 100% | 0 | 0.20559 | 47.6367 | 1.8538 | 18.1558 | High | High | Low
CALPINE 1146394G | CALPINE 1146 | SONOMA | 0.011293 | 90 | 100% | 0 | 0 | 100% | 100% | 0 | 0.20559 | 47.6367 | 1.8534 | 18.1516 | High | High | Low
CORRAL 1101CB | CORRAL 1101 | STOCKTON | 26.1508 | 58.878 | 76.15% | 2 | 13 | 95.28% | 0% | 0 | 0.12599 | 65.3912 | 2.1911 | 18.0518 | High | High | Low
POINT MORETTI 11015401 | POINT MORETTI 1101 | CENTRAL COAST | 2.5449 | 35.7837 | 49.53% | 3 | 0 | 100% | 100% | 0 | 0.12284 | 47.6367 | 3.0798 | 18.0223 | High | High | High
ORO FINO 11022040 | ORO FINO 1102 | NORTH VALLEY | 9.1589 | 98 | 100% | 4 | 1 | 100% | 12.34% | 0 | 0.10744 | 102.1389 | 1.639 | 17.9858 | High | High | Low
PINE GROVE 1102CB | PINE GROVE 1102 | STOCKTON | 10.707 | 66.221 | 86.49% | 3 | 11 | 100% | 3.567% | 1 | 0.074056 | 65.3912 | 3.6625 | 17.7359 | High | High | High
POINT MORETTI 11015078 | POINT MORETTI 1101 | CENTRAL COAST | 14.6844 | 28.4071 | 32.64% | 18 | 2 | 100% | 99.93% | 1 | 0.2007 | 26.5534 | 3.3009 | 17.5911 | High | High | High
PUEBLO 2102618 | PUEBLO 2102 | NORTH BAY | 2.0485 | 88.1559 | 93.93% | 0 | 0 | 12.3% | 100% | 0 | 0.11649 | 47.6367 | 3.1658 | 17.5673 | High | High | High
SAN RAMON 210853732 | SAN RAMON 2108 | MISSION | 7.923 | 73.3065 | 51.9% | 0 | 2 | 100% | 100% | 0 | 0.15613 | 35.3263 | 3.1822 | 17.5521 | High | High | High
CAMP EVERS 210510912 | CAMP EVERS 2105 | CENTRAL COAST | 4.9849 | 57.147 | 56.28% | 17 | 4 | 100% | 100% | 0 | 0.22661 | 19.9979 | 3.8168 | 17.2965 | High | High | High
WOODSIDE 11011922 | WOODSIDE 1101 | PENINSULA | 3.7722 | 56.2856 | 79.83% | 3 | 6 | 79.05% | 92.98% | 1 | 0.14505 | 47.6367 | 2.5025 | 17.2916 | High | High | Medium
SHINGLE SPRINGS 210551738 | SHINGLE SPRINGS 2105 | SIERRA | 0.38011 | 59.0013 | 92.98% | 0 | 0 | 33.17% | 96.59% | 0 | 0.087308 | 65.3912 | 3.0193 | 17.2376 | High | High | Medium
TASSAJARA 21126392 | TASSAJARA 2112 | DIABLO | 5.4625 | 75.7434 | 2.892% | 0 | 3 | 100% | 100% | 0 | 0.10087 | 47.6367 | 3.5168 | 16.8979 | High | High | High
OAKLAND K 1104CR326 | OAKLAND K 1104 | EAST BAY | 1.3049 | 10 | 98.1% | 3 | 0 | 100% | 100% | 0 | 0.14914 | 26.5534 | 4.2299 | 16.7511 | High | High | High
MONTE RIO 1111140 | MONTE RIO 1111 | SONOMA | 2.6327 | 49.961 | 28.63% | 14 | 1 | 100% | 100% | 0 | 0.18634 | 26.5534 | 3.3089 | 16.3721 | High | High | High
SHADY GLEN 11022232 | SHADY GLEN 1102 | SIERRA | 10.57 | 94.8997 | 90.23% | 5 | 11 | 100% | 60.37% | 0 | 0.14836 | 85.4511 | 1.2808 | 16.2381 | High | High | Low
OTTER 11012052 | OTTER 1101 | CENTRAL COAST | 4.8416 | 80.234 | 20.15% | 9 | 2 | 100% | 100% | 0 | 0.14395 | 65.3912 | 1.7174 | 16.1669 | High | High | Low
SANTA ROSA A 1104642 | SANTA ROSA A 1104 | SONOMA | 13.3386 | 23.4287 | 85.18% | 3 | 22 | 100% | 84.73% | 0 | 0.24187 | 26.5534 | 2.5097 | 16.1186 | High | High | Medium
BEN LOMOND 04015206 | BEN LOMOND 0401 | CENTRAL COAST | 7.179 | 20.3543 | 52.81% | 22 | 2 | 100% | 100% | 0 | 0.16558 | 26.5534 | 3.6563 | 16.0757 | High | High | High
FORT ROSS 11212987 | FORT ROSS 1121 | SONOMA | 2.0798 | 87.0149 | 100% | 0 | 1 | 100% | 83.64% | 0 | 0.16552 | 47.6367 | 2.0189 | 15.9187 | High | High | Low
POINT MORETTI 110139126 | POINT MORETTI 1101 | CENTRAL COAST | 2.2477 | 14.3797 | 26.31% | 9 | 1 | 100% | 100% | 0 | 0.099437 | 47.6367 | 3.3437 | 15.8387 | High | High | High
OAKHURST 11035120 | OAKHURST 1103 | YOSEMITE | 6.3491 | 97.3123 | 0.04473% | 0 | 2 | 100% | 100% | 0 | 0.11061 | 85.4511 | 1.6703 | 15.7864 | High | High | Low
POINT MORETTI 110110726 | POINT MORETTI 1101 | CENTRAL COAST | 10.5855 | 11.8484 | 44.34% | 15 | 5 | 100% | 100% | 1 | 0.18125 | 26.5534 | 3.2767 | 15.7704 | High | High | High
PINE GROVE 11021765 | PINE GROVE 1102 | STOCKTON | 1.4479 | 48.9693 | 100% | 0 | 0 | 100% | 66.6% | 0 | 0.10186 | 47.6367 | 3.2382 | 15.7126 | High | High | High
WILLITS 1103826 | WILLITS 1103 | HUMBOLDT | 7.7428 | 68.4696 | 97.36% | 4 | 8 | 100% | 35.78% | 0 | 0.11113 | 65.3912 | 2.1617 | 15.7088 | High | High | Low
SCE REFUGIO 1101CB | SCE REFUGIO 1101 | LOS PADRES | 0.29161 | 90 | 100% | 0 | 0 | 100% | 100% | 0 | 0.20559 | 47.6367 | 1.5755 | 15.4297 | High | High | Low
MORAGA 110118216 | MORAGA 1101 | DIABLO | 5.0361 | 38.4811 | 22.22% | 5 | 16 | 100% | 100% | 0 | 0.24183 | 19.9979 | 3.1723 | 15.3416 | High | High | High
PIKE CITY 1102CB | PIKE CITY 1102 | SIERRA | 9.4149 | 96.7439 | 75.24% | 4 | 3 | 100% | 100% | 0 | 0.19876 | 65.3912 | 1.1735 | 15.2521 | High | High | Low
PARADISE 1103CB | PARADISE 1103 | NORTH VALLEY | 2.4339 | 10 | 32.27% | 5 | 0 | 48.95% | 100% | 0 | 0.058983 | 65.3912 | 3.9165 | 15.1058 | Medium | Medium | High
TASSAJARA 210865438 | TASSAJARA 2108 | DIABLO | 0.52908 | 90 | 0% | 0 | 2 | 14.01% | 100% | 0 | 0.054006 | 85.4511 | 3.2509 | 15.0026 | Medium | Medium | High
MIDDLETOWN 1101CB | MIDDLETOWN 1101 | HUMBOLDT | 8.5904 | 74.5605 | 79.65% | 0 | 4 | 45.66% | 67.1% | 0 | 0.067737 | 85.4511 | 2.5869 | 14.9736 | High | High | Medium
DUNBAR 1101302 | DUNBAR 1101 | SONOMA | 7.7166 | 55.3691 | 64.87% | 1 | 11 | 75.08% | 68.56% | 0 | 0.15076 | 35.3263 | 2.7974 | 14.8986 | High | High | Medium
OAKHURST 11035470 | OAKHURST 1103 | YOSEMITE | 9.6183 | 65.532 | 32.55% | 7 | 21 | 100% | 20.07% | 0 | 0.090249 | 65.3912 | 2.5209 | 14.8769 | High | High | Medium
WEST POINT 110272036 | WEST POINT 1102 | STOCKTON | 2.3575 | 87.7642 | 47.51% | 4 | 2 | 100% | 22.74% | 0 | 0.055692 | 85.4511 | 3.115 | 14.8241 | Medium | Medium | High
CLAYTON 22127758 | CLAYTON 2212 | DIABLO | 3.2393 | 62.3034 | 85.96% | 2 | 0 | 100% | 100% | 0 | 0.16375 | 26.5534 | 3.2939 | 14.3225 | High | High | High
SHINGLE SPRINGS 210851476 | SHINGLE SPRINGS 2108 | SIERRA | 2.9778 | 55.1791 | 91.84% | 0 | 4 | 47.94% | 85.32% | 1 | 0.09969 | 47.6367 | 3.0157 | 14.3213 | High | High | Medium
BIG BASIN 11029741 | BIG BASIN 1102 | CENTRAL COAST | 0.65144 | 10 | 32.18% | 5 | 0 | 100% | 100% | 0 | 0.10666 | 47.6367 | 2.8083 | 14.2687 | High | High | Medium
SANTA ROSA A 1104716 | SANTA ROSA A 1104 | SONOMA | 8.9162 | 55.6538 | 91.58% | 1 | 3 | 100% | 100% | 0 | 0.19056 | 26.5534 | 2.7943 | 14.1391 | High | High | Medium
POINT MORETTI 110110722 | POINT MORETTI 1101 | CENTRAL COAST | 0.60606 | 15.6405 | 41.46% | 0 | 0 | 100% | 100% | 0 | 0.087584 | 47.6367 | 3.3583 | 14.0116 | High | High | High
VOLTA 110237350 | VOLTA 1102 | NORTH VALLEY | 24.2981 | 64.1392 | 95.8% | 2 | 5 | 100% | 58.24% | 1 | 0.17108 | 47.6367 | 1.7111 | 13.9446 | High | High | Low
WILLOW CREEK 1102CB | WILLOW CREEK 1102 | HUMBOLDT | 7.3308 | 78.4297 | 99.3% | 9 | 9 | 100% | 47.32% | 0 | 0.15188 | 65.3912 | 1.3937 | 13.8422 | High | High | Low
CAMP EVERS 210616000 | CAMP EVERS 2106 | CENTRAL COAST | 2.1434 | 16.7013 | 23.49% | 1 | 3 | 54.85% | 97.54% | 1 | 0.067002 | 65.3912 | 3.147 | 13.7878 | High | High | High
CAMP EVERS 210511384 | CAMP EVERS 2105 | CENTRAL COAST | 4.1064 | 10 | 25.57% | 1 | 1 | 100% | 100% | 0 | 0.11123 | 26.5534 | 4.6612 | 13.7668 | High | High | High
EAST QUINCY 11012452 | EAST QUINCY 1101 | NORTH VALLEY | 1.102 | 63.1536 | 79.93% | 0 | 1 | 13.25% | 52.23% | 1 | 0.04476 | 102.1389 | 3.0006 | 13.7179 | Medium | Medium | Medium
VOLTA 11021646 | VOLTA 1102 | NORTH VALLEY | 22.2648 | 70.368 | 99.98% | 0 | 4 | 92.24% | 75.72% | 0 | 0.14906 | 47.6367 | 1.9175 | 13.6151 | High | High | Low
ELECTRA 11017104 | ELECTRA 1101 | STOCKTON | 12.3464 | 47.2231 | 81.14% | 1 | 3 | 100% | 0% | 0 | 0.072301 | 65.3912 | 2.8473 | 13.4619 | High | High | Medium
MONTE RIO 1111CB | MONTE RIO 1111 | SONOMA | 0.26962 | 44.4262 | 0% | 0 | 1 | 100% | 100% | 0 | 0.078152 | 47.6367 | 3.5806 | 13.3304 | High | High | High
MIWUK 170179118 | MIWUK 1701 | YOSEMITE | 0.019355 | 10 | 100% | 0 | 0 | 100% | 100% | 0 | 0.13022 | 26.5534 | 3.7802 | 13.0713 | High | High | High
ANNAPOLIS 1101554 | ANNAPOLIS 1101 | HUMBOLDT | 27.1366 | 85.1288 | 100% | 26 | 12 | 100% | 0% | 0 | 0.1656 | 47.6367 | 1.6533 | 13.0418 | High | High | Low
SONOMA 1106376 | SONOMA 1106 | SONOMA | 0.6618 | 42.582 | 100% | 0 | 0 | 12.23% | 100% | 0 | 0.072044 | 47.6367 | 3.7402 | 12.8361 | High | High | High
SALMON CREEK 110188998 | SALMON CREEK 1101 | SONOMA | 8.1183 | 72.1541 | 32.11% | 1 | 1 | 59.97% | 96.61% | 1 | 0.10072 | 47.6367 | 2.6582 | 12.7544 | High | High | Medium
VOLTA 1102CB | VOLTA 1102 | NORTH VALLEY | 3.2998 | 84.686 | 16.79% | 3 | 0 | 100% | 100% | 0 | 0.11557 | 47.6367 | 2.3012 | 12.6696 | High | High | Medium
OAKLAND X 1104CR022 | OAKLAND X 1104 | EAST BAY | 5.946 | 14.8032 | 44.25% | 8 | 4 | 100% | 100% | 0 | 0.14986 | 19.9979 | 4.2262 | 12.6657 | High | High | High
MONTE RIO 1113250 | MONTE RIO 1113 | SONOMA | 1.2254 | 74.4629 | 18.87% | 1 | 1 | 100% | 100% | 0 | 0.1235 | 35.3263 | 2.8957 | 12.6334 | High | High | Medium
CAMP EVERS 21045096 | CAMP EVERS 2104 | CENTRAL COAST | 20.6359 | 43.5028 | 64.15% | 34 | 7 | 100% | 100% | 0 | 0.33163 | 11.2183 | 3.3817 | 12.581 | High | High | High
BRUNSWICK 110456468 | BRUNSWICK 1104 | SIERRA | 5.7301 | 68.1683 | 52.05% | 5 | 6 | 95.81% | 0% | 0 | 0.070779 | 65.3912 | 2.7112 | 12.5481 | High | High | Medium
SILVERADO 21038401 | SILVERADO 2103 | NORTH BAY | 0.63211 | 87.9301 | 93.73% | 0 | 0 | 9.105% | 100% | 0 | 0.088787 | 65.3912 | 2.1595 | 12.5377 | High | High | Low
RINCON 11035152 | RINCON 1103 | SONOMA | 1.5925 | 84.6014 | 46.06% | 2 | 0 | 100% | 100% | 0 | 0.14097 | 35.3263 | 2.5132 | 12.5158 | High | High | Medium
CAMP EVERS 210511010 | CAMP EVERS 2105 | CENTRAL COAST | 2.2251 | 32.8132 | 34.55% | 4 | 3 | 100% | 100% | 0 | 0.11572 | 26.5534 | 3.9822 | 12.2369 | High | High | High
CRESCENT MILLS 21013113 | CRESCENT MILLS 2101 | NORTH VALLEY | 1.193 | 94.468 | 100% | 0 | 0 | 100% | 0% | 0 | 0.049705 | 85.4511 | 2.837 | 12.0498 | Medium | Medium | Medium
MEADOW LANE 2106C558R | MEADOW LANE 2106 | DIABLO | 0.20712 | 95 | 0% | 0 | 0 | 1.459% | 100% | 0 | 0.041876 | 85.4511 | 3.36 | 12.0232 | Medium | Medium | High
MIDDLETOWN 11011325 | MIDDLETOWN 1101 | HUMBOLDT | 8.5949 | 66.5337 | 99.94% | 1 | 2 | 100% | 100% | 0 | 0.23318 | 26.5534 | 1.9402 | 12.0132 | High | High | Low
BIG BASIN 110165444 | BIG BASIN 1101 | CENTRAL COAST | 0.47094 | 48.0736 | 0% | 2 | 0 | 100% | 100% | 0 | 0.090816 | 35.3263 | 3.743 | 12.0083 | High | High | High
GARBERVILLE 11022500 | GARBERVILLE 1102 | HUMBOLDT | 16.0185 | 91.6655 | 50.61% | 18 | 6 | 100% | 0% | 0 | 0.098692 | 85.4511 | 1.4185 | 11.9622 | High | High | Low
CORRAL 110112608 | CORRAL 1101 | STOCKTON | 35.0176 | 52.1044 | 87.04% | 0 | 19 | 100% | 0% | 0 | 0.16618 | 47.6367 | 1.4909 | 11.8026 | High | High | Low
MIDDLETOWN 1101622 | MIDDLETOWN 1101 | HUMBOLDT | 15.6831 | 77.1942 | 76.84% | 4 | 8 | 78.63% | 70.55% | 1 | 0.1922 | 26.5534 | 2.3118 | 11.7983 | High | High | Medium
DUNBAR 11021285 | DUNBAR 1102 | SONOMA | 4.061 | 83.8717 | 58.26% | 1 | 2 | 100% | 27.24% | 1 | 0.053737 | 65.3912 | 3.3515 | 11.7769 | Medium | Medium | High
PETALUMA C 1108208 | PETALUMA C 1108 | SONOMA | 12.4029 | 84.7631 | 33.65% | 1 | 1 | 100% | 0% | 0 | 0.07858 | 65.3912 | 2.287 | 11.7516 | High | High | Medium
RESEARCH 21029746 | RESEARCH 2102 | DIABLO | 0.70252 | 57.1565 | 2.503% | 0 | 3 | 24.99% | 100% | 0 | 0.044375 | 85.4511 | 3.091 | 11.7205 | Medium | Medium | High
MONTE RIO 11135024 | MONTE RIO 1113 | SONOMA | 0.33932 | 27.3622 | 58.73% | 2 | 0 | 100% | 100% | 0 | 0.10965 | 35.3263 | 3.0239 | 11.7136 | High | High | Medium
PARADISE 110181966 | PARADISE 1101 | NORTH VALLEY | 0.1834 | 10 | 0% | 0 | 0 | 100% | 100% | 0 | 0.061559 | 47.6367 | 3.9719 | 11.6474 | High | High | High
COTATI 1105CB | COTATI 1105 | SONOMA | 3.1602 | 63.5412 | 54.85% | 1 | 0 | 100% | 0% | 0 | 0.061793 | 65.3912 | 2.8768 | 11.6244 | High | High | Medium
BRUNSWICK 1102CB | BRUNSWICK 1102 | SIERRA | 6.3271 | 51.9471 | 61.35% | 4 | 0 | 99.87% | 31.38% | 0 | 0.047536 | 85.4511 | 2.763 | 11.2233 | Medium | Medium | Medium
BONNIE NOOK 110186696 | BONNIE NOOK 1101 | SIERRA | 9.7026 | 94.616 | 77.04% | 2 | 5 | 100% | 100% | 0 | 0.2013 | 85.4511 | 0.64933 | 11.1691 | High | High | Low
KONOCTI 110275382 | KONOCTI 1102 | HUMBOLDT | 21.8665 | 65.7136 | 85.11% | 11 | 7 | 94.25% | 84.3% | 0 | 0.27016 | 19.9979 | 2.0627 | 11.1439 | High | High | Low
PARADISE 110236656 | PARADISE 1102 | NORTH VALLEY | 3.3309 | 17.0477 | 19.52% | 3 | 5 | 87.51% | 100% | 0 | 0.076178 | 35.3263 | 4.1355 | 11.129 | High | High | High
HAMILTON BRANCH 110190334 | HAMILTON BRANCH 1101 | NORTH VALLEY | 3.3715 | 83.9014 | 99.76% | 0 | 0 | 100% | 0% | 0 | 0.046313 | 85.4511 | 2.8026 | 11.0913 | Medium | Medium | Medium
WILLOW CREEK 11013050 | WILLOW CREEK 1101 | HUMBOLDT | 2.7741 | 81.978 | 100% | 0 | 2 | 100% | 100% | 1 | 0.20349 | 65.3912 | 0.83142 | 11.0633 | High | High | Low
FORT ROSS 1121204 | FORT ROSS 1121 | SONOMA | 18.7577 | 93.0498 | 90.41% | 0 | 2 | 100% | 39.05% | 1 | 0.10967 | 65.3912 | 1.5385 | 11.0336 | High | High | Low
OLEMA 11011252 | OLEMA 1101 | NORTH BAY | 4.0529 | 83.346 | 14.42% | 10 | 5 | 98.65% | 0% | 0 | 0.042756 | 85.4511 | 3.0154 | 11.0171 | Medium | Medium | Medium
WILLOW CREEK 110237374 | WILLOW CREEK 1102 | HUMBOLDT | 2.2967 | 96.0041 | 99.34% | 1 | 0 | 100% | 68.24% | 0 | 0.13938 | 65.3912 | 1.2034 | 10.9677 | High | High | Low
BELL 11072400 | BELL 1107 | SIERRA | 24.3699 | 40.733 | 58.06% | 2 | 11 | 87.78% | 0% | 0 | 0.061332 | 65.3912 | 2.7006 | 10.8308 | Medium | Medium | Medium
BIG MEADOWS 21012474 | BIG MEADOWS 2101 | NORTH VALLEY | 8.0369 | 74.0553 | 100% | 0 | 14 | 96.17% | 0% | 0 | 0.062896 | 65.3912 | 2.6243 | 10.7933 | High | High | Medium
APPLE HILL 110412947 | APPLE HILL 1104 | SIERRA | 3.4561 | 89.425 | 100% | 0 | 1 | 100% | 0% | 0 | 0.04907 | 102.1389 | 2.1335 | 10.6933 | Medium | Medium | Low
PENNGROVE 1101170 | PENNGROVE 1101 | SONOMA | 18.4109 | 61.4183 | 85.26% | 5 | 17 | 81.28% | 0% | 0 | 0.065227 | 65.3912 | 2.4598 | 10.4915 | High | High | Medium
TASSAJARA 210812712 | TASSAJARA 2108 | DIABLO | 0.60405 | 70.6966 | 76.13% | 0 | 2 | 18.42% | 100% | 0 | 0.089254 | 35.3263 | 3.2876 | 10.366 | High | High | High
PASO ROBLES 1103N04 | PASO ROBLES 1103 | LOS PADRES | 0.58532 | 54.1264 | 3.167% | 0 | 8 | 100% | 0% | 0 | 0.051036 | 65.3912 | 3.1021 | 10.3524 | Medium | Medium | High
RACETRACK 1704CB | RACETRACK 1704 | YOSEMITE | 22.0312 | 55.84 | 32.56% | 4 | 25 | 99.99% | 0% | 0 | 0.18885 | 26.5534 | 2.0435 | 10.2471 | High | High | Low
OAKHURST 110363334 | OAKHURST 1103 | YOSEMITE | 17.2522 | 47.378 | 100% | 1 | 11 | 100% | 10.77% | 0 | 0.054511 | 65.3912 | 2.871 | 10.2339 | Medium | Medium | Medium
PINE GROVE 1101CB | PINE GROVE 1101 | STOCKTON | 4.2594 | 78.3336 | 50.63% | 0 | 5 | 100% | 0% | 0 | 0.038055 | 85.4511 | 3.1345 | 10.1928 | Medium | Medium | High
CAMP EVERS 21055577 | CAMP EVERS 2105 | CENTRAL COAST | 1.1615 | 10 | 45.86% | 6 | 1 | 100% | 100% | 0 | 0.10796 | 19.9979 | 4.695 | 10.1361 | High | High | High
WEST POINT 11025357 | WEST POINT 1102 | STOCKTON | 3.286 | 83.7938 | 100% | 3 | 2 | 100% | 17.3% | 0 | 0.065365 | 65.3912 | 2.3603 | 10.0887 | High | High | Medium
BRUNSWICK 1104761310 | BRUNSWICK 1104 | SIERRA | 0.029625 | 37.5776 | 100% | 0 | 0 | 100% | 100% | 0 | 0.15312 | 26.5534 | 2.4455 | 9.9432 | High | High | Medium
OLEMA 11011318 | OLEMA 1101 | NORTH BAY | 6.3563 | 77.6358 | 7.161% | 18 | 6 | 61.46% | 0% | 0 | 0.045105 | 85.4511 | 2.535 | 9.7705 | Medium | Medium | Medium
SILVERADO 210365334 | SILVERADO 2103 | NORTH BAY | 0.51221 | 90 | 100% | 0 | 0 | 7.915% | 100% | 0 | 0.093253 | 47.6367 | 2.1963 | 9.7565 | High | High | Low
LOW GAP 1101CB | LOW GAP 1101 | HUMBOLDT | 2.17 | 82.2052 | 100% | 6 | 1 | 100% | 0% | 0 | 0.073547 | 65.3912 | 2.01 | 9.6669 | High | High | Low
TASSAJARA 21123202 | TASSAJARA 2112 | DIABLO | 0.99352 | 84.671 | 60.56% | 0 | 0 | 100% | 100% | 0 | 0.15269 | 19.9979 | 3.1551 | 9.6344 | High | High | High
REDBUD 1101708166 | REDBUD 1101 | HUMBOLDT | 10.1809 | 81.1955 | 96.21% | 0 | 3 | 49.7% | 53.54% | 1 | 0.096142 | 47.6367 | 2.1005 | 9.6203 | High | High | Low
SIERRA CITY GEN 1101CB | SIERRA CITY GEN 1101 | SIERRA | 0.013222 | 95 | 100% | 0 | 0 | 100% | 0% | 0 | 0.049877 | 85.4511 | 2.24 | 9.5471 | Medium | Medium | Medium
SIERRA CITY GEN 11011101/2 | SIERRA CITY GEN 1101 | SIERRA | 0.0052893 | 95 | 100% | 0 | 0 | 100% | 0% | 0 | 0.049877 | 85.4511 | 2.2291 | 9.5007 | Medium | Medium | Low
SANTA ROSA A 1104220 | SANTA ROSA A 1104 | SONOMA | 9.5297 | 27.599 | 64.91% | 1 | 14 | 100% | 64.31% | 0 | 0.11149 | 26.5534 | 3.1942 | 9.4563 | High | High | High
PARADISE 11041571 | PARADISE 1104 | NORTH VALLEY | 0.64266 | 10 | 49.69% | 2 | 2 | 100% | 100% | 0 | 0.10792 | 19.9979 | 4.3768 | 9.4463 | High | High | High
SILVERADO 21051306 | SILVERADO 2105 | NORTH BAY | 2.7442 | 84.7075 | 83.99% | 0 | 2 | 34.98% | 54.43% | 0 | 0.068801 | 47.6367 | 2.8813 | 9.4434 | High | High | Medium
MIDDLETOWN 1102998 | MIDDLETOWN 1102 | HUMBOLDT | 14.694 | 30.2565 | 100% | 0 | 1 | 86% | 0% | 0 | 0.055128 | 47.6367 | 3.5751 | 9.3887 | Medium | Medium | High
MENLO 11028952 | MENLO 1102 | PENINSULA | 6.6194 | 37.3674 | 79.3% | 6 | 6 | 97.26% | 0% | 0 | 0.07359 | 35.3263 | 3.5512 | 9.2318 | High | High | High
MOUNTAIN QUARRIES 2101CB | MOUNTAIN QUARRIES 2101 | SIERRA | 24.9741 | 44.4478 | 67.2% | 2 | 3 | 100% | 0% | 0 | 0.056988 | 65.3912 | 2.4457 | 9.1138 | Medium | Medium | Medium
MESA 11016111 | MESA 1101 | LOS PADRES | 23.8724 | 66.2721 | 84.61% | 0 | 7 | 92.83% | 48.37% | 0 | 0.23056 | 19.9979 | 1.9723 | 9.0938 | High | High | Low
HATTON 1101 | HATTON 1101 | CENTRAL COAST | 0.058169 | 90 | 100% | 0 | 0 | 100% | 0% | 0 | 0.054802 | 65.3912 | 2.5228 | 9.0405 | Medium | Medium | Medium
FORT ROSS 11214947 | FORT ROSS 1121 | SONOMA | 10.2762 | 93.0727 | 99.97% | 4 | 1 | 100% | 8.448% | 0 | 0.11096 | 47.6367 | 1.71 | 9.0384 | High | High | Low
DESCHUTES 110449024 | DESCHUTES 1104 | NORTH VALLEY | 16.4286 | 33.9792 | 100% | 0 | 7 | 97.93% | 0% | 0 | 0.055326 | 65.3912 | 2.4946 | 9.0253 | Medium | Medium | Medium
BRUNSWICK 11042112 | BRUNSWICK 1104 | SIERRA | 19.306 | 55.1614 | 89% | 4 | 7 | 100% | 25.18% | 0 | 0.10285 | 35.3263 | 2.4774 | 9.0016 | High | High | Medium
CAMP EVERS 210595394 | CAMP EVERS 2105 | CENTRAL COAST | 0.49589 | 10 | 8.806% | 0 | 0 | 100% | 100% | 0 | 0.065893 | 35.3263 | 3.8628 | 8.9916 | High | High | High
MENLO 11038512 | MENLO 1103 | PENINSULA | 16.8652 | 73.7343 | 67.92% | 14 | 5 | 100% | 0% | 0 | 0.10603 | 35.3263 | 2.3875 | 8.9425 | High | High | Medium
MORAGA 110183424 | MORAGA 1101 | DIABLO | 1.6164 | 79.1593 | 0% | 0 | 0 | 100% | 62.3% | 0 | 0.053892 | 47.6367 | 3.4366 | 8.8227 | Medium | Medium | High
WISE 11022230 | WISE 1102 | SIERRA | 22.0893 | 25.2486 | 59.65% | 3 | 10 | 89.01% | 0% | 0 | 0.09262 | 47.6367 | 1.9917 | 8.7874 | High | High | Low
BIG BASIN 110112838 | BIG BASIN 1101 | CENTRAL COAST | 2.3481 | 22.8055 | 19.65% | 7 | 1 | 100% | 100% | 0 | 0.097327 | 26.5534 | 3.3758 | 8.7244 | High | High | High
HOOPA 11017468 | HOOPA 1101 | HUMBOLDT | 5.6936 | 54.3189 | 96.19% | 3 | 8 | 47.51% | 49.77% | 1 | 0.076067 | 65.3912 | 1.7487 | 8.6983 | High | High | Low
GARBERVILLE 11028652 | GARBERVILLE 1102 | HUMBOLDT | 13.0139 | 91.1649 | 97.21% | 18 | 2 | 100% | 0% | 0 | 0.11424 | 47.6367 | 1.5713 | 8.5506 | High | High | Low
FITCH MOUNTAIN 1113356 | FITCH MOUNTAIN 1113 | SONOMA | 9.9757 | 80.7752 | 75.25% | 5 | 1 | 65.83% | 51.2% | 1 | 0.073371 | 47.6367 | 2.443 | 8.5386 | High | High | Medium
CALPINE 1144962 | CALPINE 1144 | SONOMA | 4.058 | 94.9648 | 64.72% | 0 | 0 | 100% | 100% | 0 | 0.16674 | 26.5534 | 1.9214 | 8.5068 | High | High | Low
MIRABEL 110213597 | MIRABEL 1102 | SONOMA | 0.47204 | 30.1701 | 51.63% | 3 | 0 | 100% | 100% | 0 | 0.10712 | 26.5534 | 2.9615 | 8.4237 | High | High | Medium
SANTA ROSA A 1111114 | SANTA ROSA A 1111 | SONOMA | 5.593 | 82.824 | 61.55% | 3 | 5 | 48.78% | 0.05081% | 0 | 0.039882 | 65.3912 | 3.2275 | 8.4172 | Medium | Medium | High
PENRYN 1103604 | PENRYN 1103 | SIERRA | 26.4899 | 35.3404 | 72.55% | 7 | 11 | 100% | 0% | 0 | 0.061577 | 47.6367 | 2.8611 | 8.3925 | High | High | Medium
CHALLENGE 110113026 | CHALLENGE 1101 | NORTH VALLEY | 7.8248 | 63.8642 | 100% | 1 | 1 | 97.67% | 96.11% | 0 | 0.25947 | 85.4511 | 0.3778 | 8.3764 | High | High | Low
PINE GROVE 11011021 | PINE GROVE 1101 | STOCKTON | 4.1934 | 79.4355 | 93.37% | 0 | 1 | 100% | 0% | 0 | 0.043638 | 65.3912 | 2.9314 | 8.3647 | Medium | Medium | Medium
SANTA YNEZ 1104Y66 | SANTA YNEZ 1104 | LOS PADRES | 16.6796 | 85.1619 | 76.69% | 1 | 3 | 92.13% | 26.5% | 0 | 0.10816 | 35.3263 | 2.1886 | 8.3621 | High | High | Low
MONROE 2103CB | MONROE 2103 | SONOMA | 0.73533 | 61.5712 | 100% | 0 | 0 | 5.132% | 100% | 0 | 0.076074 | 47.6367 | 2.2963 | 8.3215 | High | High | Medium
DIAMOND SPRINGS 110518935 | DIAMOND SPRINGS 1105 | SIERRA | 6.6942 | 21.2209 | 100% | 2 | 4 | 100% | 72.5% | 0 | 0.11646 | 26.5534 | 2.6792 | 8.2855 | High | High | Medium
CORNING 110185152 | CORNING 1101 | NORTH VALLEY | 23.0821 | 26.0719 | 100% | 2 | 8 | 100% | 0% | 0 | 0.11691 | 26.5534 | 2.6425 | 8.2029 | High | High | Medium
PACIFICA 1101CB | PACIFICA 1101 | PENINSULA | 1.1754 | 10 | 25.99% | 0 | 0 | 43.55% | 100% | 0 | 0.044128 | 47.6367 | 3.8732 | 8.142 | Medium | Medium | High
SILVERADO 21051308 | SILVERADO 2105 | NORTH BAY | 0.01945 | 80.9995 | 16% | 3 | 1 | 0.3576% | 100% | 0 | 0.045462 | 47.6367 | 3.7584 | 8.1396 | Medium | Medium | High
DUNBAR 11014817 | DUNBAR 1101 | SONOMA | 3.1798 | 21.7127 | 52.45% | 3 | 3 | 100% | 100% | 0 | 0.15344 | 19.9979 | 2.6498 | 8.1309 | High | High | Medium
GIRVAN 11021028 | GIRVAN 1102 | NORTH VALLEY | 17.4682 | 30.4656 | 99.97% | 3 | 19 | 100% | 100% | 1 | 0.28494 | 14.9507 | 1.8976 | 8.084 | High | High | Low
ATASCADERO 11012537 | ATASCADERO 1101 | LOS PADRES | 15.4143 | 42.2463 | 87.6% | 5 | 1 | 100% | 82.31% | 1 | 0.15256 | 19.9979 | 2.6276 | 8.0166 | High | High | Medium
COTATI 110379140 | COTATI 1103 | SONOMA | 9.8425 | 61.4372 | 48.82% | 7 | 2 | 79.77% | 0% | 0 | 0.047459 | 65.3912 | 2.5749 | 7.9908 | Medium | Medium | Medium
CAMP EVERS 21035753 | CAMP EVERS 2103 | CENTRAL COAST | 2.4228 | 18.1993 | 27.31% | 10 | 4 | 100% | 100% | 0 | 0.13875 | 14.9507 | 3.8491 | 7.9846 | High | High | High
MIDDLETOWN 11011314 | MIDDLETOWN 1101 | HUMBOLDT | 0.82482 | 85.7951 | 100% | 0 | 0 | 88.81% | 5.14% | 1 | 0.051914 | 65.3912 | 2.3199 | 7.8754 | Medium | Medium | Medium
BRUNSWICK 11102664 | BRUNSWICK 1110 | SIERRA | 9.7807 | 42.9965 | 66.17% | 2 | 0 | 90.12% | 0% | 0 | 0.042278 | 65.3912 | 2.8403 | 7.8524 | Medium | Medium | Medium
KONOCTI 110264664 | KONOCTI 1102 | HUMBOLDT | 27.2111 | 54.3183 | 71% | 3 | 9 | 94.13% | 22.47% | 0 | 0.10647 | 26.5534 | 2.7454 | 7.7618 | High | High | Medium
FRUITLAND 114293234 | FRUITLAND 1142 | HUMBOLDT | 11.3813 | 94.4975 | 76.78% | 16 | 5 | 100% | 0% | 0 | 0.081313 | 65.3912 | 1.4517 | 7.7189 | High | High | Low
CALISTOGA 11011087 | CALISTOGA 1101 | NORTH BAY | 1.9847 | 74.7271 | 70.51% | 0 | 0 | 100% | 100% | 0 | 0.15452 | 19.9979 | 2.4735 | 7.6433 | High | High | Medium
FORT SEWARD 11211690 | FORT SEWARD 1121 | HUMBOLDT | 10.4929 | 86.5731 | 100% | 15 | 3 | 64.42% | 0% | 0 | 0.055586 | 65.3912 | 2.046 | 7.4369 | Medium | Medium | Low
CLOVERDALE 1101 | CLOVERDALE 1101 | SONOMA | 0.067026 | 85 | 100% | 0 | 0 | 100% | 0% | 0 | 0.046733 | 65.3912 | 2.4317 | 7.4312 | Medium | Medium | Medium
SHADY GLEN 11012768 | SHADY GLEN 1101 | SIERRA | 7.6983 | 67.5569 | 97.78% | 0 | 5 | 95.39% | 10.27% | 0 | 0.057683 | 65.3912 | 1.9636 | 7.4066 | Medium | Medium | Low
TEMPLETON 2113A10 | TEMPLETON 2113 | LOS PADRES | 30.9401 | 69.101 | 70.57% | 5 | 5 | 100% | 93.66% | 0 | 0.21943 | 26.5534 | 1.2694 | 7.3966 | High | High | Low
BRUNSWICK 1102940 | BRUNSWICK 1102 | SIERRA | 0.6541 | 82.3173 | 27.04% | 0 | 0 | 18.81% | 100% | 0 | 0.056253 | 47.6367 | 2.7437 | 7.3523 | Medium | Medium | Medium
WILLOW CREEK 1101CB | WILLOW CREEK 1101 | HUMBOLDT | 0.28035 | 73.844 | 25.25% | 2 | 0 | 100% | 100% | 0 | 0.11379 | 35.3263 | 1.829 | 7.3523 | High | High | Low
CAMP EVERS 21055188 | CAMP EVERS 2105 | CENTRAL COAST | 1.985 | 10 | 58.42% | 1 | 0 | 100% | 100% | 0 | 0.10955 | 19.9979 | 3.3123 | 7.2566 | High | High | High
BRUNSWICK 11047181 | BRUNSWICK 1104 | SIERRA | 0.77307 | 57.8754 | 100% | 1 | 1 | 100% | 0% | 0 | 0.040435 | 65.3912 | 2.6834 | 7.0953 | Medium | Medium | Medium
NORTH BRANCH 110111206 | NORTH BRANCH 1101 | STOCKTON | 17.2475 | 65.0034 | 87.98% | 1 | 4 | 96.4% | 0% | 0 | 0.057888 | 35.3263 | 3.4658 | 7.0874 | Medium | Medium | High
OCEANO 1104Q10 | OCEANO 1104 | LOS PADRES | 23.5484 | 28.2238 | 59% | 7 | 3 | 100% | 0% | 0 | 0.065893 | 35.3263 | 3.0376 | 7.0708 | High | High | Medium
MOLINO 1101338 | MOLINO 1101 | SONOMA | 7.3596 | 75.7123 | 66.21% | 4 | 4 | 51.47% | 0% | 0 | 0.035347 | 65.3912 | 3.0506 | 7.0511 | Medium | Medium | Medium
COTATI 110599720 | COTATI 1105 | SONOMA | 7.8564 | 53.7004 | 71.89% | 3 | 7 | 63.87% | 0% | 0 | 0.042996 | 65.3912 | 2.5058 | 7.0451 | Medium | Medium | Medium
BIG BASIN 11026219 | BIG BASIN 1102 | CENTRAL COAST | 0.89903 | 23.7161 | 100% | 1 | 0 | 100% | 100% | 0 | 0.14284 | 19.9979 | 2.4506 | 6.9999 | High | High | Medium
BIG BASIN 110212758 | BIG BASIN 1102 | CENTRAL COAST | 6.1262 | 42.4144 | 40.92% | 12 | 2 | 100% | 100% | 0 | 0.21481 | 11.2183 | 2.8889 | 6.9619 | High | High | Medium
PETALUMA C 1108296 | PETALUMA C 1108 | SONOMA | 14.7729 | 78.7625 | 21.22% | 3 | 7 | 100% | 0% | 0 | 0.037166 | 65.3912 | 2.8405 | 6.9034 | Medium | Medium | Medium
DUNBAR 11022359 | DUNBAR 1102 | SONOMA | 4.5098 | 82.5925 | 84.36% | 0 | 1 | 100% | 0% | 0 | 0.041489 | 47.6367 | 3.4865 | 6.8907 | Medium | Medium | High
LOW GAP 110186816 | LOW GAP 1101 | HUMBOLDT | 4.4169 | 87.0623 | 100% | 0 | 8 | 100% | 0% | 0 | 0.071339 | 65.3912 | 1.4627 | 6.8232 | High | High | Low
CLARKSVILLE 2104CB | CLARKSVILLE 2104 | SIERRA | 9.4695 | 34.2727 | 54.5% | 0 | 3 | 89.57% | 0% | 0 | 0.028962 | 65.3912 | 3.5993 | 6.8166 | Medium | Medium | High
COTATI 110536536 | COTATI 1105 | SONOMA | 14.0222 | 66.9943 | 49.66% | 3 | 4 | 71.19% | 0% | 0 | 0.039741 | 65.3912 | 2.6116 | 6.7868 | Medium | Medium | Medium
RACETRACK 170455798 | RACETRACK 1704 | YOSEMITE | 15.7881 | 56.8107 | 46.06% | 3 | 13 | 100% | 0% | 0 | 0.064582 | 47.6367 | 2.1973 | 6.7599 | High | High | Low
SPANISH CREEK 4401CB | SPANISH CREEK 4401 | NORTH VALLEY | 7.9163 | 94.7918 | 10.89% | 2 | 9 | 99.83% | 0% | 0 | 0.034339 | 85.4511 | 2.2893 | 6.7174 | Medium | Medium | Medium
PHILO 11022600 | PHILO 1102 | HUMBOLDT | 19.2386 | 94.0358 | 55.52% | 12 | 3 | 96.16% | 0% | 0 | 0.060847 | 85.4511 | 1.2847 | 6.6795 | Medium | Medium | Low
OCEANO 1104V36 | OCEANO 1104 | LOS PADRES | 8.9209 | 45.6964 | 61.88% | 2 | 5 | 67.02% | 0% | 0 | 0.047581 | 47.6367 | 2.9332 | 6.6484 | Medium | Medium | Medium
PASO ROBLES 1103N50 | PASO ROBLES 1103 | LOS PADRES | 2.1383 | 48.485 | 34.16% | 0 | 1 | 100% | 0% | 0 | 0.042301 | 47.6367 | 3.2748 | 6.599 | Medium | Medium | High
DUNBAR 1102246 | DUNBAR 1102 | SONOMA | 14.7102 | 40.7068 | 52.1% | 6 | 13 | 100% | 1.558% | 0 | 0.064871 | 35.3263 | 2.8342 | 6.495 | High | High | Medium
MORAGA 110531512 | MORAGA 1105 | DIABLO | 1.6381 | 82.7006 | 6.913% | 0 | 1 | 35.45% | 68.16% | 0 | 0.035075 | 47.6367 | 3.886 | 6.493 | Medium | Medium | High
BELLEVUE 2103478 | BELLEVUE 2103 | SONOMA | 7.8213 | 71.5626 | 88.7% | 0 | 2 | 38.92% | 0% | 0 | 0.02921 | 65.3912 | 3.3117 | 6.3256 | Medium | Medium | High
PACIFICA 11015001 | PACIFICA 1101 | PENINSULA | 1.7299 | 13.6047 | 57.13% | 0 | 0 | 33.8% | 76.31% | 0 | 0.036346 | 47.6367 | 3.6453 | 6.3114 | Medium | Medium | High
JESSUP 110276068 | JESSUP 1102 | NORTH VALLEY | 15.5129 | 23.0172 | 100% | 2 | 4 | 80.72% | 0% | 0 | 0.061753 | 47.6367 | 2.125 | 6.2511 | High | High | Low
MOLINO 11015042 | MOLINO 1101 | SONOMA | 5.4336 | 70.9721 | 53.86% | 5 | 2 | 79.32% | 0% | 0 | 0.030542 | 65.3912 | 3.0912 | 6.1735 | Medium | Medium | High
SHINGLE SPRINGS 21099372 | SHINGLE SPRINGS 2109 | SIERRA | 17.5824 | 48.8833 | 68.76% | 2 | 5 | 100% | 52.97% | 0 | 0.1201 | 26.5534 | 1.9275 | 6.147 | High | High | Low
BIG BASIN 11019773 | BIG BASIN 1101 | CENTRAL COAST | 0.4507 | 10 | 17.07% | 7 | 0 | 100% | 100% | 0 | 0.097654 | 19.9979 | 3.1187 | 6.0905 | High | High | High
LAYTONVILLE 1101CB | LAYTONVILLE 1101 | HUMBOLDT | 7.0679 | 79.2729 | 100% | 10 | 7 | 78.03% | 0% | 0 | 0.054066 | 85.4511 | 1.3144 | 6.0728 | Medium | Medium | Low
CAMP EVERS 2105BL 2101 | CAMP EVERS 2105 | CENTRAL COAST | 0.0032282 | 10 | 0% | 0 | 0 | 100% | 100% | 0 | 0.061559 | 26.5534 | 3.7013 | 6.0502 | High | High | High
GREENBRAE 1103 | GREENBRAE 1103 | NORTH BAY | 0.019268 | 10 | 0% | 0 | 0 | 100% | 100% | 0 | 0.061559 | 26.5534 | 3.6958 | 6.0412 | High | High | High
PETALUMA C 1108628 | PETALUMA C 1108 | SONOMA | 9.0995 | 58.7807 | 34.73% | 0 | 3 | 82.01% | 0% | 0 | 0.035008 | 65.3912 | 2.6389 | 6.041 | Medium | Medium | Medium
ROSSMOOR 1102CB | ROSSMOOR 1102 | DIABLO | 0.0028423 | 10 | 0% | 0 | 0 | 0.1985% | 100% | 0 | 0.023559 | 65.3912 | 3.8658 | 5.9555 | Medium | Medium | High
HIGHLANDS 1103828 | HIGHLANDS 1103 | HUMBOLDT | 6.7375 | 63.3162 | 90.74% | 0 | 3 | 64.07% | 0% | 0 | 0.032181 | 65.3912 | 2.8231 | 5.9408 | Medium | Medium | Medium
ZACA 1102CB | ZACA 1102 | LOS PADRES | 15.8871 | 63.476 | 75.75% | 0 | 4 | 76.4% | 37.44% | 0 | 0.096438 | 35.3263 | 1.7385 | 5.9226 | High | High | Low
BRUNSWICK 110378862 | BRUNSWICK 1103 | SIERRA | 0.84386 | 75.0835 | 56.54% | 0 | 0 | 62.09% | 0% | 0 | 0.021418 | 85.4511 | 3.1475 | 5.7606 | Low | Low | High
REDBUD 1102CB | REDBUD 1102 | HUMBOLDT | 15.5011 | 65.2981 | 72.86% | 2 | 2 | 77.01% | 9.757% | 0 | 0.048504 | 47.6367 | 2.492 | 5.7579 | Medium | Medium | Medium
VALLEY VIEW 1103CB | VALLEY VIEW 1103 | EAST BAY | 0.06028 | 65 | 0% | 0 | 0 | 0.9308% | 100% | 0 | 0.034198 | 35.3263 | 4.6903 | 5.6663 | Medium | Medium | High
COARSEGOLD 2104570682 | COARSEGOLD 2104 | YOSEMITE | 2.0271 | 37.4462 | 79.77% | 2 | 5 | 100% | 0% | 0 | 0.037588 | 65.3912 | 2.2997 | 5.6525 | Medium | Medium | Medium
MOLINO 110279306 | MOLINO 1102 | SONOMA | 3.6243 | 55.9348 | 57.2% | 3 | 2 | 44.33% | 48.34% | 1 | 0.037109 | 65.3912 | 2.3082 | 5.6012 | Medium | Medium | Medium
MIRABEL 11027401 | MIRABEL 1102 | SONOMA | 1.0644 | 17.3394 | 6.536% | 3 | 1 | 100% | 100% | 0 | 0.071799 | 26.5534 | 2.9335 | 5.5928 | High | High | Medium
COTATI 1103CB | COTATI 1103 | SONOMA | 12.0212 | 77.6953 | 26.01% | 1 | 5 | 100% | 0% | 0 | 0.046374 | 47.6367 | 2.5255 | 5.5791 | Medium | Medium | Medium
LAYTONVILLE 1102CB | LAYTONVILLE 1102 | HUMBOLDT | 10.2076 | 95.4582 | 95.78% | 0 | 7 | 78.57% | 0% | 0 | 0.051516 | 85.4511 | 1.2662 | 5.5739 | Medium | Medium | Low
PARADISE 110299226 | PARADISE 1102 | NORTH VALLEY | 0.94174 | 38.0724 | 24.71% | 0 | 0 | 9.702% | 100% | 0 | 0.037935 | 35.3263 | 4.1275 | 5.5313 | Medium | Medium | High
SEACLIFF 0402CB | SEACLIFF 0402 | CENTRAL COAST | 0.96395 | 10 | 24.34% | 2 | 0 | 62.04% | 63.7% | 0 | 0.030212 | 47.6367 | 3.8167 | 5.4929 | Medium | Medium | High
PETALUMA C 1108636 | PETALUMA C 1108 | SONOMA | 9.2277 | 74.6783 | 45.5% | 1 | 1 | 100% | 0% | 0 | 0.048927 | 47.6367 | 2.3419 | 5.4583 | Medium | Medium | Medium
HALF MOON BAY 11038894 | HALF MOON BAY 1103 | PENINSULA | 11.2938 | 71.3584 | 49.24% | 24 | 2 | 100% | 0% | 0 | 0.052113 | 47.6367 | 2.1795 | 5.4107 | Medium | Medium | Low
NORTH DUBLIN 210311101 | NORTH DUBLIN 2103 | MISSION | 3.6926 | 66.2488 | 89.68% | 0 | 0 | 100% | 0% | 0 | 0.05582 | 26.5534 | 3.6138 | 5.3564 | Medium | Medium | High
FORESTHILL 1102CB | FORESTHILL 1102 | SIERRA | 1.6478 | 87.6992 | 97.59% | 0 | 0 | 100% | 100% | 0 | 0.19983 | 11.2183 | 2.3825 | 5.3411 | High | High | Medium
BRUNSWICK 111063100 | BRUNSWICK 1110 | SIERRA | 4.1271 | 39.6111 | 66.99% | 1 | 2 | 100% | 0% | 0 | 0.041392 | 47.6367 | 2.706 | 5.3357 | Medium | Medium | Medium
SAN LUIS OBISPO 110342344 | SAN LUIS OBISPO 1103 | LOS PADRES | 7.6647 | 51.698 | 64.08% | 0 | 1 | 70.58% | 0% | 0 | 0.031898 | 65.3912 | 2.5342 | 5.286 | Medium | Medium | Medium
SHADY GLEN 1101CB | SHADY GLEN 1101 | SIERRA | 4.4237 | 59.4195 | 32.95% | 0 | 5 | 80.65% | 0% | 0 | 0.027502 | 85.4511 | 2.2374 | 5.2579 | Medium | Medium | Medium
VACA DIXON 110540092 | VACA DIXON 1105 | SACRAMENTO | 23.831 | 65.7788 | 89.52% | 2 | 6 | 55.42% | 0% | 0 | 0.036947 | 65.3912 | 2.1635 | 5.227 | Medium | Medium | Low
CRESCENT MILLS 2101CB | CRESCENT MILLS 2101 | NORTH VALLEY | 4.0564 | 89.8056 | 75.4% | 0 | 1 | 71.09% | 0% | 0 | 0.030639 | 65.3912 | 2.6018 | 5.2128 | Medium | Medium | Medium
SILVERADO 2104726 | SILVERADO 2104 | NORTH BAY | 29.6312 | 77.5719 | 85.35% | 3 | 1 | 83.81% | 20.91% | 0 | 0.072604 | 26.5534 | 2.6935 | 5.1927 | High | High | Medium
HIGHLANDS 1102628 | HIGHLANDS 1102 | HUMBOLDT | 14.1896 | 81.6211 | 32.89% | 0 | 6 | 100% | 58.23% | 1 | 0.095308 | 19.9979 | 2.6661 | 5.0814 | High | High | Medium
LAYTONVILLE 1102572 | LAYTONVILLE 1102 | HUMBOLDT | 21.4369 | 82.6922 | 96.68% | 7 | 18 | 100% | 0% | 0 | 0.14346 | 26.5534 | 1.3283 | 5.0602 | High | High | Low
COTATI 1105634 | COTATI 1105 | SONOMA | 6.9392 | 85.5117 | 61.91% | 2 | 3 | 100% | 0% | 0 | 0.037803 | 65.3912 | 2.0438 | 5.0522 | Medium | Medium | Low
PENRYN 11032198 | PENRYN 1103 | SIERRA | 19.8234 | 39.0911 | 53.27% | 4 | 16 | 94.86% | 0% | 0 | 0.048469 | 47.6367 | 2.1684 | 5.0067 | Medium | Medium | Low
VACA DIXON 110118292 | VACA DIXON 1101 | SACRAMENTO | 0.82637 | 74.5954 | 100% | 0 | 2 | 13.83% | 0% | 0 | 0.019682 | 85.4511 | 2.9566 | 4.9725 | Low | Low | Medium
GARCIA 0401666 | GARCIA 0401 | HUMBOLDT | 2.4311 | 97.9965 | 100% | 2 | 2 | 100% | 0% | 0 | 0.054265 | 65.3912 | 1.3953 | 4.9513 | Medium | Medium | Low
CORNING 110164090 | CORNING 1101 | NORTH VALLEY | 13.6992 | 19.4323 | 100% | 1 | 9 | 100% | 0% | 0 | 0.061365 | 35.3263 | 2.2782 | 4.9386 | Medium | Medium | Medium
VACAVILLE 111113652 | VACAVILLE 1111 | SACRAMENTO | 4.3673 | 25.6376 | 64.23% | 1 | 3 | 100% | 0% | 0 | 0.033137 | 47.6367 | 3.0974 | 4.8893 | Medium | Medium | High
STELLING 11102243 | STELLING 1110 | DE ANZA | 1.8981 | 73.5691 | 46.49% | 9 | 0 | 100% | 0% | 0 | 0.031796 | 47.6367 | 3.2106 | 4.8628 | Medium | Medium | High
IGNACIO 11042447 | IGNACIO 1104 | NORTH BAY | 0.96609 | 32.7068 | 67.19% | 4 | 5 | 90.01% | 0% | 0 | 0.034924 | 47.6367 | 2.9164 | 4.852 | Medium | Medium | Medium
GIRVAN 11019732 | GIRVAN 1101 | NORTH VALLEY | 21.139 | 36.4737 | 100% | 2 | 6 | 100% | 100% | 0 | 0.1928 | 14.9507 | 1.6805 | 4.844 | High | High | Low
GARBERVILLE 110135706 | GARBERVILLE 1101 | HUMBOLDT | 9.7846 | 69.4909 | 86.47% | 18 | 6 | 100% | 0% | 0 | 0.099644 | 65.3912 | 0.74027 | 4.8235 | High | High | Low
MORAGA 110518396 | MORAGA 1105 | DIABLO | 0.21093 | 45.5725 | 100% | 0 | 2 | 18.41% | 0% | 0 | 0.016943 | 65.3912 | 4.3309 | 4.7983 | Low | Low | High
TIVY VALLEY 1107869946 | TIVY VALLEY 1107 | FRESNO | 29.8533 | 31.5996 | 100% | 0 | 2 | 100% | 0% | 0 | 0.044292 | 65.3912 | 1.6429 | 4.7585 | Medium | Medium | Low
OILFIELDS 1103N46 | OILFIELDS 1103 | CENTRAL COAST | 5.8257 | 79.2916 | 67.5% | 0 | 4 | 100% | 0% | 0 | 0.062709 | 35.3263 | 2.1379 | 4.736 | High | High | Low
GARCIA 0401CB | GARCIA 0401 | HUMBOLDT | 0.042407 | 98 | 100% | 0 | 0 | 100% | 0% | 0 | 0.050859 | 65.3912 | 1.4156 | 4.7078 | Medium | Medium | Low
COARSEGOLD 2104369777 | COARSEGOLD 2104 | YOSEMITE | 18.4298 | 46.1002 | 90.43% | 1 | 34 | 100% | 0% | 0 | 0.066997 | 35.3263 | 1.9853 | 4.6987 | High | High | Low
CRESCENT MILLS 21012232 | CRESCENT MILLS 2101 | NORTH VALLEY | 17.0798 | 82.544 | 99.96% | 2 | 0 | 84.55% | 0% | 0 | 0.052465 | 65.3912 | 1.3664 | 4.6879 | Medium | Medium | Low
FORT ROSS 1121124 | FORT ROSS 1121 | SONOMA | 18.5728 | 86.0744 | 76.02% | 1 | 2 | 100% | 0% | 0 | 0.077065 | 47.6367 | 1.2649 | 4.6437 | High | High | Low
BELL 111056214 | BELL 1110 | SIERRA | 0.30639 | 85 | 100% | 0 | 0 | 4.593% | 0% | 0 | 0.018495 | 85.4511 | 2.9334 | 4.636 | Low | Low | Medium
LAURELES 111110141 | LAURELES 1111 | CENTRAL COAST | 2.922 | 83.2816 | 100% | 0 | 0 | 100% | 100% | 0 | 0.22027 | 11.2183 | 1.8674 | 4.6144 | High | High | Low
HALF MOON BAY 11038089 | HALF MOON BAY 1103 | PENINSULA | 2.9815 | 77.4451 | 41.57% | 4 | 4 | 100% | 0% | 0 | 0.036303 | 65.3912 | 1.9337 | 4.5903 | Medium | Medium | Low
HALF MOON BAY 110398440 | HALF MOON BAY 1103 | PENINSULA | 8.1037 | 78.0886 | 41.99% | 8 | 1 | 100% | 0% | 0 | 0.041193 | 47.6367 | 2.3386 | 4.589 | Medium | Medium | Medium
HIGHLANDS 11031282 | HIGHLANDS 1103 | HUMBOLDT | 15.0139 | 42.6416 | 99.84% | 3 | 8 | 89.98% | 0% | 0 | 0.050585 | 35.3263 | 2.5601 | 4.5749 | Medium | Medium | Medium
PARADISE 1104CB | PARADISE 1104 | NORTH VALLEY | 0.54287 | 10 | 13.72% | 1 | 1 | 13.43% | 100% | 0 | 0.030938 | 35.3263 | 4.1742 | 4.5621 | Medium | Medium | High
WILLITS 110337506 | WILLITS 1103 | HUMBOLDT | 11.4286 | 90.7952 | 60.25% | 4 | 3 | 100% | 0% | 0 | 0.04503 | 65.3912 | 1.5483 | 4.5592 | Medium | Medium | Low
COARSEGOLD 210210207 | COARSEGOLD 2102 | YOSEMITE | 3.5762 | 10 | 99.5% | 3 | 11 | 100% | 100% | 0 | 0.20336 | 11.2183 | 1.996 | 4.5536 | High | High | Low
WILLOW CREEK 11037514 | WILLOW CREEK 1103 | HUMBOLDT | 9.2339 | 70.9692 | 70.67% | 10 | 14 | 91.91% | 2.029% | 1 | 0.062494 | 47.6367 | 1.4859 | 4.4235 | High | High | Low
SHADY GLEN 110248894 | SHADY GLEN 1102 | SIERRA | 8.076 | 49.6205 | 67.94% | 0 | 5 | 80.69% | 16.07% | 0 | 0.038596 | 65.3912 | 1.7515 | 4.4204 | Medium | Medium | Low
OLEMA 11011200 | OLEMA 1101 | NORTH BAY | 2.8963 | 61.7343 | 11.72% | 2 | 7 | 100% | 0% | 0 | 0.026697 | 65.3912 | 2.5297 | 4.4162 | Medium | Medium | Medium
SILVERADO 2104CB | SILVERADO 2104 | NORTH BAY | 1.8059 | 23.2702 | 84.92% | 2 | 1 | 36.1% | 66.89% | 0 | 0.044573 | 26.5534 | 3.6993 | 4.3783 | Medium | Medium | High
OCEANO 1104Q08 | OCEANO 1104 | LOS PADRES | 12.4392 | 24.3462 | 67.44% | 7 | 8 | 100% | 0% | 0 | 0.040257 | 35.3263 | 3.0746 | 4.3725 | Medium | Medium | Medium
COTTONWOOD 11031344 | COTTONWOOD 1103 | NORTH VALLEY | 7.7962 | 44.5024 | 98.83% | 0 | 5 | 62.89% | 0% | 0 | 0.035503 | 65.3912 | 1.8686 | 4.338 | Medium | Medium | Low
PUTAH CREEK 11033851 | PUTAH CREEK 1103 | SACRAMENTO | 3.6658 | 82.0611 | 100% | 0 | 0 | 70.81% | 0% | 0 | 0.034621 | 65.3912 | 1.8797 | 4.2555 | Medium | Medium | Low
BUELLTON 1102Y50 | BUELLTON 1102 | LOS PADRES | 11.1963 | 40.402 | 55.79% | 1 | 7 | 87.11% | 0% | 0 | 0.037194 | 47.6367 | 2.389 | 4.2328 | Medium | Medium | Medium
MOUNTAIN QUARRIES 21016953 | MOUNTAIN QUARRIES 2101 | SIERRA | 5.7089 | 53.1337 | 100% | 0 | 0 | 100% | 0% | 0 | 0.037926 | 35.3263 | 3.1367 | 4.2025 | Medium | Medium | High
COTTONWOOD 11039072 | COTTONWOOD 1103 | NORTH VALLEY | 28.4061 | 60.3164 | 100% | 4 | 3 | 99.13% | 0% | 0 | 0.06438 | 47.6367 | 1.3689 | 4.1983 | High | High | Low
LAKEVILLE 11023341 | LAKEVILLE 1102 | SONOMA | 8.3809 | 81.4101 | 63.14% | 2 | 0 | 66.79% | 0% | 0 | 0.02532 | 65.3912 | 2.4798 | 4.1058 | Medium | Medium | Medium
HICKS 2101XR250 | HICKS 2101 | SAN JOSE | 7.0147 | 55.6197 | 44.17% | 2 | 7 | 53.71% | 28.46% | 0 | 0.042978 | 26.5534 | 3.5951 | 4.1027 | Medium | Medium | High
ORO FINO 110238698 | ORO FINO 1102 | NORTH VALLEY | 15.5224 | 87.0508 | 99.92% | 2 | 6 | 100% | 0% | 0 | 0.070272 | 65.3912 | 0.89227 | 4.1001 | High | High | Low
CAMP EVERS 2106834583 | CAMP EVERS 2106 | CENTRAL COAST | 0.60497 | 39.087 | 36.91% | 0 | 0 | 100% | 69.26% | 0 | 0.069915 | 14.9507 | 3.9087 | 4.0857 | High | High | High
COTATI 1103132 | COTATI 1103 | SONOMA | 25.3022 | 74.6812 | 24.81% | 4 | 9 | 100% | 0% | 0 | 0.073801 | 26.5534 | 2.0508 | 4.0188 | High | High | Low
APPLE HILL 1104CB | APPLE HILL 1104 | SIERRA | 4.2262 | 51.4608 | 51.9% | 3 | 4 | 100% | 0% | 0 | 0.03278 | 47.6367 | 2.5597 | 3.9971 | Medium | Medium | Medium
PAUL SWEET 2102 | PAUL SWEET 2102 | CENTRAL COAST | 0.085046 | 10 | 0% | 3 | 0 | 100% | 100% | 0 | 0.063894 | 19.9979 | 3.0738 | 3.9275 | High | High | Medium
EL CERRITO G 1112BR180 | EL CERRITO G 1112 | EAST BAY | 1.3621 | 12.166 | 3.332% | 1 | 0 | 71.61% | 74.96% | 0 | 0.038138 | 19.9979 | 5.1411 | 3.9211 | Medium | Medium | High
RINCON 1103CB | RINCON 1103 | SONOMA | 2.6796 | 27.7294 | 25.63% | 1 | 1 | 89.08% | 47% | 0 | 0.034549 | 35.3263 | 3.169 | 3.8678 | Medium | Medium | High
LOW GAP 11012094 | LOW GAP 1101 | HUMBOLDT | 15.318 | 83.9747 | 100% | 2 | 4 | 90.42% | 0% | 0 | 0.077716 | 35.3263 | 1.4008 | 3.8459 | High | High | Low
SHINGLE SPRINGS 211051800 | SHINGLE SPRINGS 2110 | SIERRA | 9.4169 | 11.4226 | 65.37% | 2 | 2 | 96.5% | 41.26% | 0 | 0.049018 | 26.5534 | 2.9295 | 3.813 | Medium | Medium | Medium
TAR FLAT 0401 | TAR FLAT 0401 | YOSEMITE | 0.026649 | 10 | 0% | 0 | 0 | 100% | 100% | 0 | 0.061559 | 19.9979 | 3.0633 | 3.771 | High | High | Medium
BUCKS CREEK 11031131 | BUCKS CREEK 1103 | NORTH VALLEY | 2.7493 | 88.8735 | 99.9% | 0 | 1 | 100% | 56.92% | 0 | 0.12924 | 85.4511 | 0.34069 | 3.7624 | High | High | Low
BASALT 11065039 | BASALT 1106 | NORTH BAY | 1.6775 | 85.8937 | 60.16% | 0 | 1 | 30.77% | 0% | 0 | 0.017795 | 65.3912 | 3.2158 | 3.7421 | Low | Low | High
ALTO 1125935 | ALTO 1125 | NORTH BAY | 3.0231 | 20.8124 | 24.9% | 7 | 7 | 94.09% | 0% | 0 | 0.038197 | 35.3263 | 2.7615 | 3.7263 | Medium | Medium | Medium
UKIAH 1113CB | UKIAH 1113 | HUMBOLDT | 6.3928 | 56.8513 | 87.48% | 1 | 9 | 40.25% | 0% | 0 | 0.040164 | 35.3263 | 2.6035 | 3.694 | Medium | Medium | Medium
MORAGA 11058354 | MORAGA 1105 | DIABLO | 0.25208 | 83.2522 | 100% | 0 | 0 | 8.053% | 20.65% | 0 | 0.026277 | 35.3263 | 3.9671 | 3.6826 | Medium | Medium | High
COTTONWOOD 11031616 | COTTONWOOD 1103 | NORTH VALLEY | 45.6614 | 47.3529 | 99.79% | 2 | 10 | 92.93% | 0% | 0 | 0.10209 | 26.5534 | 1.3519 | 3.6648 | High | High | Low
WISE 1102307494 | WISE 1102 | SIERRA | 32.9312 | 34.3215 | 79.46% | 1 | 9 | 98.67% | 0% | 0 | 0.082577 | 19.9979 | 2.2151 | 3.6579 | High | High | Low
MONTE RIO 1113477 | MONTE RIO 1113 | SONOMA | 1.8187 | 34.6297 | 52.03% | 0 | 3 | 100% | 100% | 0 | 0.11271 | 11.2183 | 2.8387 | 3.5893 | High | High | Medium
BRIDGEVILLE 110137484 | BRIDGEVILLE 1101 | HUMBOLDT | 7.5279 | 94.876 | 100% | 3 | 6 | 74.55% | 0% | 0 | 0.051968 | 85.4511 | 0.80668 | 3.5822 | Medium | Medium | Low
DESCHUTES 11049726 | DESCHUTES 1104 | NORTH VALLEY | 14.9653 | 23.7872 | 88.61% | 1 | 3 | 89% | 0% | 0 | 0.03574 | 35.3263 | 2.837 | 3.5819 | Medium | Medium | Medium
TEMPLETON 2113A70 | TEMPLETON 2113 | LOS PADRES | 22.5502 | 49.7318 | 87.96% | 0 | 9 | 33.69% | 0% | 0 | 0.03134 | 47.6367 | 2.3941 | 3.5742 | Medium | Medium | Medium
BRIDGEVILLE 110169866 | BRIDGEVILLE 1101 | HUMBOLDT | 6.5416 | 93.8748 | 99.88% | 6 | 2 | 100% | 0% | 0 | 0.071282 | 65.3912 | 0.75814 | 3.5339 | High | High | Low
LAYTONVILLE 110268436 | LAYTONVILLE 1102 | HUMBOLDT | 9.1013 | 91.8828 | 93.46% | 1 | 2 | 100% | 32.77% | 1 | 0.091162 | 26.5534 | 1.4538 | 3.5192 | High | High | Low
BIG BASIN 1102 | BIG BASIN 1102 | CENTRAL COAST | 0.014511 | 10 | 100% | 0 | 0 | 100% | 100% | 0 | 0.13022 | 11.2183 | 2.3875 | 3.4878 | High | High | Medium
WISE 11022054 | WISE 1102 | SIERRA | 12.9562 | 34.6019 | 54.65% | 2 | 5 | 100% | 0% | 0 | 0.030193 | 47.6367 | 2.4077 | 3.463 | Medium | Medium | Medium
FULTON 1107CB | FULTON 1107 | SONOMA | 0.65239 | 10 | 62.57% | 2 | 0 | 4.947% | 100% | 0 | 0.053816 | 26.5534 | 2.4231 | 3.4626 | Medium | Medium | Medium
SAND CREEK 11037140 | SAND CREEK 1103 | FRESNO | 26.314 | 18.5001 | 91.83% | 0 | 4 | 100% | 0% | 0 | 0.03967 | 35.3263 | 2.47 | 3.4614 | Medium | Medium | Medium
RACETRACK 170423195 | RACETRACK 1704 | YOSEMITE | 7.7484 | 59.3101 | 42.51% | 0 | 0 | 100% | 0% | 0 | 0.036794 | 47.6367 | 1.973 | 3.4581 | Medium | Medium | Low
CLARKSVILLE 210575884 | CLARKSVILLE 2105 | SIERRA | 10.3522 | 19.5403 | 73.75% | 1 | 8 | 92.27% | 38.69% | 1 | 0.049935 | 19.9979 | 3.4349 | 3.4301 | Medium | Medium | High
GANSNER 110199388 | GANSNER 1101 | NORTH VALLEY | 2.0835 | 75.9591 | 98.87% | 1 | 0 | 93.65% | 0% | 0 | 0.041605 | 26.5534 | 3.0558 | 3.3759 | Medium | Medium | Medium
CORRAL 110112612 | CORRAL 1101 | STOCKTON | 18.7862 | 47.6011 | 68.25% | 0 | 10 | 93.49% | 0% | 0 | 0.042229 | 35.3263 | 2.2608 | 3.3727 | Medium | Medium | Medium
SHEPHERD 2111R1400 | SHEPHERD 2111 | FRESNO | 19.9144 | 43.3803 | 100% | 0 | 4 | 86.57% | 0% | 0 | 0.063987 | 35.3263 | 1.487 | 3.3613 | High | High | Low
WEIMER 1101 | WEIMER 1101 | (blank) | 0.15676 | 70 | 100% | 0 | 0 | 100% | 0% | 0 | 0.042368 | 47.6367 | 1.6634 | 3.3572 | Medium | Medium | Low
TEMPLETON 21136055 | TEMPLETON 2113 | LOS PADRES | 39.7266 | 74.9616 | 83.37% | 3 | 5 | 100% | 12.3% | 1 | 0.24234 | 26.5534 | 0.51413 | 3.3084 | High | High | Low
PUEBLO 11042802 | PUEBLO 1104 | NORTH BAY | 9.7765 | 58.2394 | 48.14% | 0 | 5 | 89.72% | 0% | 0 | 0.072026 | 14.9507 | 3.0683 | 3.3041 | High | High | Medium
PEORIA 170411232 | PEORIA 1704 | YOSEMITE | 13.0063 | 19.4612 | 87.58% | 0 | 2 | 75.44% | 0% | 0 | 0.029217 | 35.3263 | 3.195 | 3.2976 | Medium | Medium | High
CRESCENT MILLS 21012056 | CRESCENT MILLS 2101 | NORTH VALLEY | 2.8566 | 93.184 | 33.06% | 0 | 0 | 44.02% | 0% | 0 | 0.016743 | 85.4511 | 2.3025 | 3.2941 | Low | Low | Medium
HAMILTON BRANCH 11012046 | HAMILTON BRANCH 1101 | NORTH VALLEY | 9.1511 | 77.8147 | 51.04% | 2 | 2 | 99.57% | 0% | 0 | 0.036581 | 35.3263 | 2.517 | 3.2527 | Medium | Medium | Medium
STAFFORD 1102524 | STAFFORD 1102 | NORTH BAY | 3.4472 | 66.1749 | 51.31% | 1 | 2 | 26.91% | 0% | 0 | 0.024387 | 47.6367 | 2.779 | 3.2285 | Medium | Medium | Medium
DUNBAR 11033135 | DUNBAR 1103 | SONOMA | 0.22216 | 10 | 100% | 0 | 0 | 29.43% | 100% | 0 | 0.068741 | 11.2183 | 4.1817 | 3.2247 | High | High | High
MOLINO 110241392 | MOLINO 1102 | SONOMA | 3.7264 | 58.0945 | 65.77% | 1 | 0 | 25.48% | 0% | 0 | 0.016595 | 65.3912 | 2.9568 | 3.2086 | Low | Low | Medium
OAKHURST 110348842 | OAKHURST 1103 | YOSEMITE | 2.3666 | 32.8421 | 100% | 0 | 9 | 82.85% | 0% | 0 | 0.033725 | 35.3263 | 2.6913 | 3.2064 | Medium | Medium | Medium
EAST QUINCY 1101CB | EAST QUINCY 1101 | NORTH VALLEY | 2.2646 | 54.1438 | 97.01% | 0 | 2 | 28.47% | 0% | 0 | 0.022042 | 47.6367 | 3.0485 | 3.2009 | Medium | Medium | Medium
CORRAL 110112606 | CORRAL 1101 | STOCKTON | 22.4607 | 31.7729 | 96.48% | 1 | 4 | 100% | 0% | 0 | 0.040006 | 35.3263 | 2.252 | 3.1827 | Medium | Medium | Medium
PETALUMA C 1108618 | PETALUMA C 1108 | SONOMA | 8.1405 | 67.3719 | 25.14% | 5 | 1 | 74.64% | 0% | 0 | 0.022157 | 47.6367 | 3.0104 | 3.1775 | Medium | Medium | Medium
JESSUP 11011993 | JESSUP 1101 | NORTH VALLEY | 2.9672 | 23.0128 | 100% | 0 | 1 | 100% | 0% | 0 | 0.031722 | 47.6367 | 2.0979 | 3.1701 | Medium | Medium | Low
FOOTHILL 1101CB | FOOTHILL 1101 | LOS PADRES | 10.7012 | 70.0715 | 52.58% | 0 | 2 | 48.74% | 0% | 0 | 0.039956 | 26.5534 | 2.9872 | 3.1694 | Medium | Medium | Medium
FLINT 1101750 | FLINT 1101 | SIERRA | 3.8545 | 52.6304 | 83.81% | 0 | 0 | 41.31% | 0% | 0 | 0.018732 | 65.3912 | 2.5792 | 3.1593 | Low | Low | Medium
BOLINAS 11011232 | BOLINAS 1101 | NORTH BAY | 2.4469 | 73.1714 | 0% | 0 | 1 | 100% | 0% | 0 | 0.019829 | 47.6367 | 3.3269 | 3.1425 | Low | Low | High
FRUITLAND 1142CB | FRUITLAND 1142 | HUMBOLDT | 10.4822 | 87.3271 | 88.71% | 7 | 4 | 68.32% | 0% | 0 | 0.071375 | 47.6367 | 0.91967 | 3.1269 | High | High | Low
VACAVILLE 1108 | VACAVILLE 1108 | SACRAMENTO | 0.027876 | 65 | 100% | 0 | 0 | 100% | 0% | 0 | 0.041002 | 47.6367 | 1.5966 | 3.1185 | Medium | Medium | Low
NAPA 1112 | NAPA 1112 | NORTH BAY | 0.032215 | 10 | 100% | 0 | 0 | 100% | 0% | 0 | 0.028512 | 35.3263 | 3.0858 | 3.108 | Medium | Medium | High
CAMP EVERS 210510996 | CAMP EVERS 2105 | CENTRAL COAST | 0.7626 | 10 | 0% | 0 | 0 | 100% | 100% | 0 | 0.061559 | 11.2183 | 4.4922 | 3.1023 | High | High | High
COARSEGOLD 21046288 | COARSEGOLD 2104 | YOSEMITE | 10.4247 | 64.6171 | 98.8% | 1 | 30 | 100% | 0% | 0 | 0.084064 | 19.9979 | 1.84 | 3.0932 | High | High | Low
DEL MAR 210975802 | DEL MAR 2109 | SIERRA | 0.35089 | 17.4936 | 85.01% | 0 | 1 | 84.46% | 0% | 0 | 0.026543 | 47.6367 | 2.444 | 3.0902 | Medium | Medium | Medium
CORRAL 1101 | CORRAL 1101 | STOCKTON | 0.001152 | 75 | 100% | 0 | 0 | 100% | 0% | 0 | 0.043778 | 65.3912 | 1.0736 | 3.0735 | Medium | Medium | Low
PASO ROBLES 1103N54 | PASO ROBLES 1103 | LOS PADRES | 19.5682 | 48.3867 | 60.55% | 1 | 29 | 90.91% | 0% | 0 | 0.065373 | 35.3263 | 1.33 | 3.0715 | High | High | Low
BELL 110750172 | BELL 1107 | SIERRA | 17.5892 | 13.0992 | 68.99% | 0 | 6 | 94.29% | 0% | 0 | 0.046234 | 26.5534 | 2.5016 | 3.0712 | Medium | Medium | Medium
LAURELES 111184523 | LAURELES 1111 | CENTRAL COAST | 1.2223 | 80.6528 | 100% | 0 | 0 | 100% | 0% | 0 | 0.045426 | 35.3263 | 1.8947 | 3.0405 | Medium | Medium | Low
WOODSIDE 11012299 | WOODSIDE 1101 | PENINSULA | 1.6209 | 33.6689 | 6.985% | 2 | 3 | 88.38% | 100% | 0 | 0.073666 | 11.2183 | 3.6727 | 3.0352 | High | High | High
CORRAL 110214026 | CORRAL 1102 | STOCKTON | 10.1342 | 44.5079 | 47.19% | 1 | 3 | 100% | 0% | 0 | 0.03277 | 35.3263 | 2.6188 | 3.0316 | Medium | Medium | Medium
OAKHURST 1101CB | OAKHURST 1101 | YOSEMITE | 2.8974 | 35.5621 | 74.52% | 0 | 12 | 97.3% | 1.934% | 0 | 0.040153 | 26.5534 | 2.8286 | 3.0158 | Medium | Medium | Medium
VACAVILLE 110838316 | VACAVILLE 1108 | SACRAMENTO | 14.7024 | 65.6281 | 99.57% | 1 | 4 | 63.02% | 0% | 0 | 0.052621 | 35.3263 | 1.6146 | 3.0014 | Medium | Medium | Low
MENLO 11028896 | MENLO 1102 | PENINSULA | 0.53492 | 85.6249 | 0.9567% | 0 | 0 | 34.58% | 0% | 0 | 0.01116 | 65.3912 | 4.0778 | 2.9759 | Low | Low | High
BRUNSWICK 110633050 | BRUNSWICK 1106 | SIERRA | 1.709 | 18.2327 | 78.9% | 2 | 0 | 44.77% | 0% | 0 | 0.015167 | 65.3912 | 2.9867 | 2.9622 | Low | Low | Medium
CORRAL 110336680 | CORRAL 1103 | STOCKTON | 9.9701 | 19.0488 | 89.57% | 1 | 2 | 49.8% | 0% | 0 | 0.017976 | 47.6367 | 3.438 | 2.944 | Low | Low | High
WOODSIDE 1101 | WOODSIDE 1101 | PENINSULA | 0.091557 | 33.2557 | 52.71% | 3 | 2 | 100% | 100% | 0 | 0.1142 | 11.2183 | 2.2665 | 2.9039 | High | High | Medium
FROGTOWN 1702 | FROGTOWN 1702 | STOCKTON | 0.0028747 | 65 | 100% | 0 | 0 | 100% | 0% | 0 | 0.041002 | 26.5534 | 2.6562 | 2.8919 | Medium | Medium | Medium
OLETA 1101CB | OLETA 1101 | STOCKTON | 3.1205 | 69.4789 | 19.21% | 0 | 0 | 92.33% | 0% | 0 | 0.02053 | 47.6367 | 2.9528 | 2.8878 | Low | Low | Medium
EL CERRITO G 1105R6998 | EL CERRITO G 1105 | EAST BAY | 0.025405 | 10 | 0% | 0 | 0 | 100% | 100% | 0 | 0.061559 | 11.2183 | 4.1798 | 2.8865 | High | High | High
LAYTONVILLE 1102500 | LAYTONVILLE 1102 | HUMBOLDT | 20.1821 | 81.3832 | 99.67% | 9 | 6 | 69.04% | 0% | 0 | 0.048589 | 47.6367 | 1.2335 | 2.855 | Medium | Medium | Low
LINCOLN 11045391 | LINCOLN 1104 | SIERRA | 0.95086 | 68.8646 | 19.08% | 0 | 0 | 100% | 0% | 0 | 0.022019 | 47.6367 | 2.7141 | 2.8468 | Medium | Medium | Medium
SANTA YNEZ 1104Y04 | SANTA YNEZ 1104 | LOS PADRES | 15.3206 | 51.8152 | 75.91% | 0 | 12 | 68.36% | 0% | 0 | 0.033153 | 35.3263 | 2.4224 | 2.837 | Medium | Medium | Medium
SPRING GAP 17029280 | SPRING GAP 1702 | YOSEMITE | 6.3606 | 34.7112 | 42.89% | 5 | 5 | 100% | 100% | 0 | 0.14642 | 11.2183 | 1.7184 | 2.8225 | High | High | Low
BELLEVUE 2103648 | BELLEVUE 2103 | SONOMA | 2.2962 | 73.8161 | 100% | 0 | 2 | 14.14% | 0% | 0 | 0.019638 | 47.6367 | 2.9986 | 2.8051 | Low | Low | Medium
MONTICELLO 1101720 | MONTICELLO 1101 | NORTH BAY | 7.5573 | 64.5271 | 99.74% | 1 | 2 | 90.69% | 0% | 0 | 0.057594 | 19.9979 | 2.4222 | 2.7897 | Medium | Medium | Medium
GRASS VALLEY 1101CB | GRASS VALLEY 1101 | SIERRA | 1.7504 | 55.588 | 24.73% | 1 | 1 | 65.41% | 2.088% | 0 | 0.027071 | 35.3263 | 2.9159 | 2.7885 | Medium | Medium | Medium
BRUNSWICK 11038918 | BRUNSWICK 1103 | SIERRA | 0.62743 | 83.4132 | 18.44% | 0 | 0 | 29.2% | 0% | 0 | 0.012022 | 85.4511 | 2.7121 | 2.7862 | Low | Low | Medium
PUTAH CREEK 110267858 | PUTAH CREEK 1102 | SACRAMENTO | 11.5068 | 51.7319 | 80.2% | 2 | 0 | 99.07% | 0% | 0 | 0.037122 | 47.6367 | 1.5751 | 2.7854 | Medium | Medium | Low
LINCOLN 11042070 | LINCOLN 1104 | SIERRA | 21.0429 | 49.8208 | 65.19% | 5 | 11 | 72.52% | 0% | 0 | 0.042249 | 26.5534 | 2.4592 | 2.7588 | Medium | Medium | Medium
VALLEY VIEW 1103P160 | VALLEY VIEW 1103 | EAST BAY | 0.28761 | 80 | 0% | 0 | 0 | 7.876% | 100% | 0 | 0.040365 | 14.9507 | 4.5675 | 2.7565 | Medium | Medium | High
CORRAL 110136652 | CORRAL 1101 | STOCKTON | 18.0317 | 36.0873 | 87.44% | 1 | 8 | 100% | 0% | 0 | 0.053562 | 35.3263 | 1.4501 | 2.7438 | Medium | Medium | Low
ELECTRA 1101L1697 | ELECTRA 1101 | STOCKTON | 5.4545 | 12.0564 | 100% | 1 | 2 | 100% | 0% | 0 | 0.039464 | 26.5534 | 2.6165 | 2.7419 | Medium | Medium | Medium
BRUNSWICK 1106 | BRUNSWICK 1106 | SIERRA | 0.037997 | 60 | 100% | 0 | 0 | 100% | 0% | 0 | 0.039678 | 26.5534 | 2.6004 | 2.7397 | Medium | Medium | Medium
SAN RAFAEL 11071415 | SAN RAFAEL 1107 | NORTH BAY | 0.70882 | 10 | 28.8% | 0 | 0 | 59.59% | 100% | 0 | 0.059639 | 11.2183 | 4.0649 | 2.7196 | Medium | Medium | High
MOLINO 1101891 | MOLINO 1101 | SONOMA | 3.0063 | 38.1554 | 45.65% | 1 | 1 | 95.38% | 41.51% | 0 | 0.054529 | 19.9979 | 2.4796 | 2.7039 | Medium | Medium | Medium
SANTA YNEZ 110477098 | SANTA YNEZ 1104 | LOS PADRES | 10.6194 | 59.0619 | 89.18% | 0 | 4 | 81.31% | 0% | 0 | 0.037257 | 26.5534 | 2.7174 | 2.6883 | Medium | Medium | Medium
TEMPLETON 21132949 | TEMPLETON 2113 | LOS PADRES | 0.47714 | 10 | 100% | 0 | 0 | 100% | 0% | 0 | 0.028512 | 35.3263 | 2.6464 | 2.6655 | Medium | Medium | Medium
HAMILTON BRANCH 11013049 | HAMILTON BRANCH 1101 | NORTH VALLEY | 0.54973 | 41.4686 | 100% | 0 | 1 | 32.98% | 0% | 0 | 0.018634 | 65.3912 | 2.1667 | 2.6401 | Low | Low | Low
BELLEVUE 2103552 | BELLEVUE 2103 | SONOMA | 9.102 | 59.5579 | 60.22% | 2 | 0 | 60.99% | 9.086% | 0 | 0.023335 | 35.3263 | 3.2018 | 2.6393 | Medium | Medium | High
GUALALA 11124431 | GUALALA 1112 | HUMBOLDT | 1.4123 | 70.1709 | 0% | 0 | 4 | 100% | 0% | 0 | 0.02067 | 65.3912 | 1.946 | 2.6304 | Low | Low | Low
SAUSALITO 110284278 | SAUSALITO 1102 | NORTH BAY | 1.3711 | 32.8864 | 5.777% | 0 | 2 | 90.29% | 0% | 0 | 0.021793 | 35.3263 | 3.3996 | 2.6173 | Low | Low | High
PUTAH CREEK 1102CB | PUTAH CREEK 1102 | SACRAMENTO | 4.8366 | 82.2611 | 100% | 0 | 0 | 37.85% | 0% | 0 | 0.025161 | 47.6367 | 2.1795 | 2.6123 | Medium | Medium | Low
LAYTONVILLE 110189606 | LAYTONVILLE 1101 | HUMBOLDT | 11.3479 | 67.7426 | 99.65% | 4 | 7 | 95.33% | 0% | 0 | 0.048183 | 35.3263 | 1.5294 | 2.6033 | Medium | Medium | Low
GIRVAN 1102 | GIRVAN 1102 | NORTH VALLEY | 0.038598 | 10 | 100% | 0 | 0 | 100% | 100% | 0 | 0.13022 | 11.2183 | 1.7778 | 2.5971 | High | High | Low
LAYTONVILLE 1102682 | LAYTONVILLE 1102 | HUMBOLDT | 14.8214 | 90.6873 | 91.3% | 5 | 3 | 100% | 0% | 0 | 0.051212 | 65.3912 | 0.7707 | 2.5809 | Medium | Medium | Low
PASO ROBLES 1103N02 | PASO ROBLES 1103 | LOS PADRES | 0.044146 | 10 | 36.23% | 0 | 0 | 100% | 0% | 0 | 0.017045 | 47.6367 | 3.1571 | 2.5634 | Low | Low | High
PEORIA 170413494 | PEORIA 1704 | YOSEMITE | 3.2575 | 18.8459 | 98.09% | 0 | 1 | 43.79% | 0% | 0 | 0.017531 | 47.6367 | 3.0588 | 2.5544 | Low | Low | Medium
SILVERADO 210437632 | SILVERADO 2104 | NORTH BAY | 22.9342 | 51.0024 | 44.2% | 16 | 15 | 100% | 100% | 0 | 0.67223 | 1 | 3.7875 | 2.5461 | High | High | High
COARSEGOLD 2104CB | COARSEGOLD 2104 | YOSEMITE | 2.4475 | 54.0073 | 41.51% | 0 | 3 | 100% | 0% | 0 | 0.025403 | 47.6367 | 2.1019 | 2.5435 | Medium | Medium | Low
MOLINO 1104380 | MOLINO 1104 | SONOMA | 2.046 | 71.2548 | 46.79% | 0 | 0 | 7.207% | 0% | 0 | 0.011223 | 65.3912 | 3.36 | 2.4657 | Low | Low | High
CLOVERDALE 110247214 | CLOVERDALE 1102 | SONOMA | 0.027332 | 10 | 100% | 0 | 0 | 100% | 0% | 0 | 0.028512 | 35.3263 | 2.4417 | 2.4593 | Medium | Medium | Medium
HIGHLANDS 110280660 | HIGHLANDS 1102 | HUMBOLDT | 5.365 | 78.0742 | 39.2% | 1 | 2 | 71.03% | 0% | 0 | 0.021888 | 35.3263 | 3.1794 | 2.4584 | Medium | Medium | High
ELK CREEK 11012008 | ELK CREEK 1101 | NORTH VALLEY | 2.1575 | 78.9163 | 100% | 0 | 1 | 11.89% | 0% | 0 | 0.019472 | 65.3912 | 1.9305 | 2.4581 | Low | Low | Low
MARIPOSA 210190130 | MARIPOSA 2101 | YOSEMITE | 0.091387 | 70 | 0% | 0 | 0 | 100% | 0% | 0 | 0.019016 | 47.6367 | 2.6983 | 2.4443 | Low | Low | Medium
LAKEWOOD 2110W577R | LAKEWOOD 2110 | DIABLO | 0.42837 | 10 | 37.2% | 0 | 0 | 46.99% | 100% | 0 | 0.056527 | 11.2183 | 3.8435 | 2.4373 | Medium | Medium | High
SHINGLE SPRINGS 210935598 | SHINGLE SPRINGS 2109 | SIERRA | 10.9289 | 31.2867 | 70.52% | 1 | 5 | 100% | 42.6% | 0 | 0.072647 | 14.9507 | 2.2274 | 2.4192 | High | High | Low
JESSUP 11023105 | JESSUP 1102 | NORTH VALLEY | 5.7601 | 31.7951 | 100% | 0 | 2 | 92.48% | 0% | 0 | 0.031899 | 35.3263 | 2.1459 | 2.4181 | Medium | Medium | Low
ATASCADERO 1101A02 | ATASCADERO 1101 | LOS PADRES | 11.1355 | 10.7743 | 66.74% | 2 | 2 | 100% | 7.928% | 0 | 0.044541 | 14.9507 | 3.626 | 2.4147 | Medium | Medium | High
MILPITAS 1108XR122 | MILPITAS 1108 | SAN JOSE | 0.28331 | 75 | 0% | 0 | 0 | 3.797% | 0% | 0 | 0.0075908 | 85.4511 | 3.7218 | 2.4142 | Low | Low | High
STAFFORD 11021202 | STAFFORD 1102 | NORTH BAY | 7.2996 | 85.3549 | 21.22% | 0 | 3 | 92.36% | 0% | 0 | 0.031995 | 35.3263 | 2.1233 | 2.3999 | Medium | Medium | Low
SONOMA 110310257 | SONOMA 1103 | SONOMA | 0.24108 | 10 | 100% | 0 | 0 | 12.38% | 100% | 0 | 0.058573 | 11.2183 | 3.6175 | 2.3771 | Medium | Medium | High
PEABODY 2113CB | PEABODY 2113 | SACRAMENTO | 1.6686 | 58.5758 | 80.04% | 0 | 1 | 27.33% | 0% | 0 | 0.01682 | 47.6367 | 2.9585 | 2.3705 | Low | Low | Medium
ELK CREEK 1101CB | ELK CREEK 1101 | NORTH VALLEY | 0.084247 | 80 | 68.8% | 0 | 0 | 100% | 0% | 0 | 0.035328 | 47.6367 | 1.406 | 2.3661 | Medium | Medium | Low
PETALUMA C 1108600 | PETALUMA C 1108 | SONOMA | 4.0703 | 32.8182 | 38.32% | 2 | 6 | 47.11% | 0% | 0 | 0.020667 | 47.6367 | 2.3993 | 2.3621 | Low | Low | Medium
RESERVATION ROAD 11013026 | RESERVATION ROAD 1101 | CENTRAL COAST | 21.8928 | 54.2364 | 36.93% | 7 | 8 | 96.87% | 0% | 0 | 0.070296 | 19.9979 | 1.6766 | 2.3569 | High | High | Low
COTATI 1102282 | COTATI 1102 | SONOMA | 4.4441 | 39.13 | 50.31% | 2 | 2 | 88.16% | 0% | 0 | 0.025185 | 35.3263 | 2.6402 | 2.349 | Medium | Medium | Medium
PARADISE 11022024 | PARADISE 1102 | NORTH VALLEY | 0.64392 | 10 | 28.85% | 0 | 1 | 39.71% | 100% | 0 | 0.044388 | 11.2183 | 4.7148 | 2.3477 | Medium | Medium | High
LAKEWOOD 2224W544R | LAKEWOOD 2224 | DIABLO | 0.041988 | 10 | 100% | 0 | 0 | 0.7884% | 100% | 0 | 0.052488 | 11.2183 | 3.9642 | 2.3342 | Medium | Medium | High
ROB ROY 21045082 | ROB ROY 2104 | CENTRAL COAST | 24.4071 | 49.5744 | 97.38% | 64 | 6 | 98.22% | 97.15% | 0 | 0.73013 | 1 | 3.1854 | 2.3258 | High | High | High
CLOVERDALE 110254760 | CLOVERDALE 1102 | SONOMA | 0.13003 | 10 | 100% | 0 | 0 | 93.87% | 0% | 0 | 0.026858 | 35.3263 | 2.4446 | 2.3195 | Medium | Medium | Medium
NARROWS 21052214 | NARROWS 2105 | SIERRA | 0.0028409 | 70 | 0% | 0 | 0 | 100% | 0% | 0 | 0.019016 | 47.6367 | 2.5602 | 2.3192 | Low | Low | Medium
RED BLUFF 110451238 | RED BLUFF 1104 | NORTH VALLEY | 39.381 | 43.7242 | 96.09% | 3 | 21 | 100% | 0% | 0 | 0.089857 | 19.9979 | 1.2852 | 2.3095 | High | High | Low
FULTON 110410281 | FULTON 1104 | SONOMA | 0.51664 | 22.43 | 74.95% | 0 | 1 | 49.63% | 0% | 0 | 0.015765 | 47.6367 | 3.068 | 2.3041 | Low | Low | Medium
CLEAR LAKE 110192870 | CLEAR LAKE 1101 | HUMBOLDT | 1.0943 | 58.4315 | 90.41% | 0 | 0 | 6.07% | 0% | 0 | 0.016559 | 47.6367 | 2.9112 | 2.2964 | Low | Low | Medium
GABILAN 11013090 | GABILAN 1101 | CENTRAL COAST | 1.8466 | 75 | 100% | 0 | 0 | 5.274% | 0% | 0 | 0.02262 | 35.3263 | 2.8398 | 2.2693 | Medium | Medium | Medium
PASO ROBLES 110359763 | PASO ROBLES 1103 | LOS PADRES | 2.8193 | 65.7222 | 66.01% | 0 | 0 | 100% | 0% | 0 | 0.031437 | 35.3263 | 2.0367 | 2.2619 | Medium | Medium | Low
OLETA 11011217 | OLETA 1101 | STOCKTON | 14.427 | 60.7702 | 100% | 1 | 3 | 83.71% | 43.16% | 1 | 0.071429 | 14.9507 | 2.1108 | 2.2542 | High | High | Low
VINEYARD 21086952 | VINEYARD 2108 | MISSION | 0.0028424 | 10 | 0% | 0 | 0 | 100% | 100% | 0 | 0.061559 | 11.2183 | 3.2583 | 2.2502 | High | High | High
HORSESHOE 110450142 | HORSESHOE 1104 | SIERRA | 0.99943 | 10 | 98.77% | 0 | 1 | 24.44% | 0% | 0 | 0.015652 | 35.3263 | 3.9959 | 2.2095 | Low | Low | High
BIG BASIN 11015479 | BIG BASIN 1101 | CENTRAL COAST | 0.17042 | 10 | 0% | 0 | 0 | 100% | 100% | 0 | 0.061559 | 11.2183 | 3.0984 | 2.1397 | High | High | High
WILLITS 1103538 | WILLITS 1103 | HUMBOLDT | 6.4253 | 81.3489 | 100% | 3 | 1 | 100% | 27.62% | 0 | 0.083475 | 14.9507 | 1.7136 | 2.1386 | High | High | Low
MOLINO 1101152 | MOLINO 1101 | SONOMA | 2.0022 | 35.0368 | 46.62% | 3 | 1 | 17.51% | 2.1% | 0 | 0.012176 | 65.3912 | 2.6304 | 2.0944 | Low | Low | Medium
PEORIA 170575274 | PEORIA 1705 | YOSEMITE | 0.58699 | 10 | 100% | 0 | 0 | 18.06% | 0% | 0 | 0.012746 | 47.6367 | 3.4448 | 2.0915 | Low | Low | High
MONTICELLO 110165454 | MONTICELLO 1101 | NORTH BAY | 0.17975 | 75.7164 | 100% | 0 | 0 | 9.577% | 0% | 0 | 0.018251 | 47.6367 | 2.4012 | 2.0876 | Low | Low | Medium
BRIDGEVILLE 1101CB | BRIDGEVILLE 1101 | HUMBOLDT | 8.4707 | 94.1626 | 99.27% | 7 | 0 | 100% | 9.505% | 1 | 0.10184 | 65.3912 | 0.31236 | 2.0801 | High | High | Low
DESCHUTES 11019722 | DESCHUTES 1101 | NORTH VALLEY | 2.8886 | 47.2823 | 92.43% | 0 | 2 | 60.75% | 0% | 0 | 0.024427 | 35.3263 | 2.3843 | 2.0574 | Medium | Medium | Medium
SANTA YNEZ 1101Y14 | SANTA YNEZ 1101 | LOS PADRES | 4.5467 | 84.753 | 58.25% | 0 | 0 | 27.67% | 0% | 0 | 0.016519 | 47.6367 | 2.6036 | 2.0488 | Low | Low | Medium
PUEBLO 2103678 | PUEBLO 2103 | NORTH BAY | 25.5805 | 63.7412 | 53.4% | 28 | 21 | 98.22% | 87.3% | 1 | 0.69166 | 1 | 2.9613 | 2.0482 | High | High | Medium
PANORAMA 11019092 | PANORAMA 1101 | NORTH VALLEY | 9.7913 | 10 | 99.08% | 0 | 8 | 48.48% | 0% | 0 | 0.033887 | 35.3263 | 1.6659 | 1.9943 | Medium | Medium | Low
JAMESON 11057652 | JAMESON 1105 | SACRAMENTO | 15.7797 | 54.8992 | 80.61% | 0 | 3 | 36.24% | 0% | 0 | 0.021376 | 35.3263 | 2.6329 | 1.9882 | Low | Low | Medium
VASCO 110211338 | VASCO 1102 | MISSION | 3.3669 | 79.9716 | 100% | 0 | 1 | 17.52% | 0% | 0 | 0.020726 | 35.3263 | 2.7006 | 1.9773 | Low | Low | Medium
JARVIS 1101MR210 | JARVIS 1101 | MISSION | 0.45193 | 56.1032 | 64.09% | 0 | 0 | 5.821% | 0% | 0 | 0.011506 | 47.6367 | 3.5376 | 1.939 | Low | Low | High
OAKHURST 1102CB | OAKHURST 1102 | YOSEMITE | 2.1514 | 10 | 95.52% | 0 | 10 | 44.96% | 59.79% | 0 | 0.050548 | 14.9507 | 2.5632 | 1.9371 | Medium | Medium | Medium
CAMP EVERS 210612760 | CAMP EVERS 2106 | CENTRAL COAST | 26.714 | 47.9231 | 63.13% | 29 | 6 | 100% | 100% | 0 | 0.75098 | 1 | 2.5548 | 1.9186 | High | High | Medium
SONOMA 1104414 | SONOMA 1104 | SONOMA | 0.58433 | 88.0945 | 100% | 0 | 0 | 3.279% | 0% | 0 | 0.018641 | 35.3263 | 2.89 | 1.9031 | Low | Low | Medium
PINECREST 0401CB | PINECREST 0401 | YOSEMITE | 0.021247 | 10 | 100% | 0 | 0 | 100% | 100% | 0 | 0.13022 | 14.9507 | 0.97713 | 1.9024 | High | High | Low
PINECREST 0401 | PINECREST 0401 | YOSEMITE | 0.0016115 | 10 | 100% | 0 | 0 | 100% | 100% | 0 | 0.13022 | 14.9507 | 0.97537 | 1.899 | High | High | Low
STAFFORD 1102361952 | STAFFORD 1102 | NORTH BAY | 1.3655 | 84.7322 | 98.54% | 0 | 1 | 100% | 0% | 0 | 0.04705 | 14.9507 | 2.6948 | 1.8956 | Medium | Medium | Medium
SALMON CREEK 1101196 | SALMON CREEK 1101 | SONOMA | 5.0547 | 72.9126 | 4.053% | 3 | 0 | 69.63% | 0% | 0 | 0.020086 | 35.3263 | 2.652 | 1.8817 | Low | Low | Medium
HIGGINS 11032194 | HIGGINS 1103 | SIERRA | 1.6953 | 10 | 78.66% | 3 | 1 | 63.02% | 0% | 0 | 0.017732 | 35.3263 | 3.0035 | 1.8815 | Low | Low | Medium
PETALUMA C 1109373772 | PETALUMA C 1109 | SONOMA | 0.017822 | 70 | 100% | 0 | 0 | 100% | 0% | 0 | 0.042368 | 14.9507 | 2.9557 | 1.8723 | Medium | Medium | Medium
GARBERVILLE 11022124 | GARBERVILLE 1102 | HUMBOLDT | 3.1243 | 97.624 | 0% | 0 | 1 | 100% | 0% | 0 | 0.023355 | 47.6367 | 1.6787 | 1.8676 | Medium | Medium | Low
VACA DIXON 11059792 | VACA DIXON 1105 | SACRAMENTO | 2.2981 | 58.3899 | 100% | 0 | 0 | 7.932% | 0% | 0 | 0.015982 | 47.6367 | 2.4313 | 1.8511 | Low | Low | Medium
PENRYN 110550548 | PENRYN 1105 | SIERRA | 4.6613 | 28.5134 | 63.43% | 0 | 1 | 38.43% | 0% | 0 | 0.013391 | 65.3912 | 2.1096 | 1.8472 | Low | Low | Low
STAFFORD 11021943 | STAFFORD 1102 | NORTH BAY | 1.2184 | 10 | 29.26% | 2 | 0 | 100% | 0% | 0 | 0.016531 | 35.3263 | 3.1358 | 1.8312 | Low | Low | High
GREEN VALLEY 210111054 | GREEN VALLEY 2101 | CENTRAL COAST | 24.5092 | 42.4361 | 63.08% | 38 | 3 | 95.34% | 97.52% | 1 | 0.59075 | 1 | 3.087 | 1.8236 | High | High | High
OLETA 110163500 | OLETA 1101 | STOCKTON | 4.0006 | 22.1026 | 38.92% | 0 | 1 | 53.39% | 0% | 0 | 0.012178 | 65.3912 | 2.271 | 1.8085 | Low | Low | Medium
STAFFORD 1102784704 | STAFFORD 1102 | NORTH BAY | 0.02728 | 80 | 100% | 0 | 0 | 100% | 0% | 0 | 0.045233 | 14.9507 | 2.6732 | 1.8078 | Medium | Medium | Medium
PACIFICA 11026783 | PACIFICA 1102 | PENINSULA | 1.5821 | 10 | 0% | 0 | 2 | 24.72% | 24.2% | 0 | 0.010579 | 47.6367 | 3.5634 | 1.7958 | Low | Low | High
COTATI 1102681 | COTATI 1102 | SONOMA | 3.8076 | 32.2436 | 43.14% | 1 | 3 | 100% | 0% | 0 | 0.025685 | 26.5534 | 2.6252 | 1.7904 | Medium | Medium | Medium
RINCON 1102644 | RINCON 1102 | SONOMA | 0.010111 | 60 | 100% | 0 | 1 | 0.1009% | 0% | 0 | 0.015268 | 35.3263 | 3.2635 | 1.7602 | Low | Low | High
SANTA YNEZ 1101CB | SANTA YNEZ 1101 | LOS PADRES | 0.10675 | 60 | 100% | 0 | 1 | 0.6877% | 0% | 0 | 0.015356 | 35.3263 | 3.2382 | 1.7567 | Low | Low | High
PASO ROBLES 1104R56 | PASO ROBLES 1104 | LOS PADRES | 11.0427 | 56.2868 | 57.45% | 0 | 4 | 89.88% | 0% | 0 | 0.035115 | 26.5534 | 1.8717 | 1.7452 | Medium | Medium | Low
FRUITLAND 11426064 | FRUITLAND 1142 | HUMBOLDT | 6.4216 | 80.9642 | 100% | 2 | 4 | 77.51% | 0% | 0 | 0.076552 | 47.6367 | 0.47828 | 1.7441 | High | High | Low
PENRYN 11051342 | PENRYN 1105 | SIERRA | 20.5672 | 12.393 | 56.11% | 3 | 12 | 53.03% | 0% | 0 | 0.025263 | 35.3263 | 1.9483 | 1.7388 | Medium | Medium | Low
CLARKSVILLE 21096502 | CLARKSVILLE 2109 | SIERRA | 2.6781 | 10 | 70.1% | 1 | 1 | 48.48% | 45.39% | 0 | 0.03731 | 14.9507 | 3.0964 | 1.7272 | Medium | Medium | High
WOODACRE 110191900 | WOODACRE 1101 | NORTH BAY | 7.6804 | 74.1444 | 47.27% | 4 | 8 | 55.53% | 8.222% | 1 | 0.029825 | 26.5534 | 2.176 | 1.7233 | Medium | Medium | Low
WISE 1102697216 | WISE 1102 | SIERRA | 13.1816 | 10.264 | 71.09% | 2 | 0 | 100% | 0% | 0 | 0.026461 | 26.5534 | 2.4483 | 1.7203 | Medium | Medium | Medium
PETALUMA C 1109664732 | PETALUMA C 1109 | SONOMA | 0.8938 | 76.1937 | 84.67% | 0 | 0 | 100% | 0% | 0 | 0.039085 | 14.9507 | 2.9436 | 1.7201 | Medium | Medium | Medium
TEMPLETON 2113A60 | TEMPLETON 2113 | LOS PADRES | 7.4093 | 57.7033 | 62.45% | 1 | 2 | 82.52% | 0.05121% | 0 | 0.025802 | 26.5534 | 2.47 | 1.6923 | Medium | Medium | Medium
HIGHLANDS 1102556 | HIGHLANDS 1102 | HUMBOLDT | 0.14444 | 10 | 100% | 0 | 0 | 1.909% | 0% | 0 | 0.010862 | 47.6367 | 3.2484 | 1.6809 | Low | Low | High
JESSUP 110296554 | JESSUP 1102 | NORTH VALLEY | 6.2214 | 43.1199 | 99.72% | 1 | 1 | 41.3% | 0% | 0 | 0.030545 | 26.5534 | 2.0694 | 1.6784 | Medium | Medium | Low
RESEARCH 210263274 | RESEARCH 2102 | DIABLO | 0.57886 | 29.7225 | 25.19% | 0 | 1 | 5.113% | 100% | 0 | 0.035184 | 14.9507 | 3.1898 | 1.6779 | Medium | Medium | High
BUELLTON 1102CB | BUELLTON 1102 | LOS PADRES | 4.428 | 55.4455 | 60.97% | 0 | 2 | 34.48% | 0% | 0 | 0.02009 | 35.3263 | 2.346 | 1.6649 | Low | Low | Medium
HARTLEY 110158095 | HARTLEY 1101 | HUMBOLDT | 0.15659 | 10 | 100% | 0 | 0 | 100% | 0% | 0 | 0.028512 | 19.9979 | 2.9173 | 1.6633 | Medium | Medium | Medium
SONOMA 11045661 | SONOMA 1104 | SONOMA | 2.0903 | 69.2654 | 50.64% | 0 | 1 | 41.25% | 0% | 0 | 0.016332 | 26.5534 | 3.8269 | 1.6596 | Low | Low | High
STAFFORD 11011082 | STAFFORD 1101 | NORTH BAY | 2.5227 | 43.9762 | 98.79% | 0 | 0 | 81.83% | 0% | 0 | 0.029652 | 19.9979 | 2.7906 | 1.6547 | Medium | Medium | Medium
HIGGINS 110432747 | HIGGINS 1104 | SIERRA | 1.0824 | 10 | 100% | 1 | 0 | 61.76% | 0% | 0 | 0.019868 | 26.5534 | 3.124 | 1.6482 | Low | Low | High
SAN JUSTO 11014339 | SAN JUSTO 1101 | CENTRAL COAST | 8.8141 | 41.5112 | 42.23% | 1 | 1 | 80.23% | 0% | 0 | 0.021456 | 35.3263 | 2.1555 | 1.6338 | Low | Low | Low
MARTELL 11016074 | MARTELL 1101 | STOCKTON | 3.6867 | 10 | 89.99% | 1 | 1 | 100% | 0% | 0 | 0.030968 | 19.9979 | 2.6262 | 1.6264 | Medium | Medium | Medium
CURTIS 1702 | CURTIS 1702 | YOSEMITE | 0.020195 | 10 | 100% | 0 | 0 | 100% | 0% | 0 | 0.028512 | 14.9507 | 3.8121 | 1.625 | Medium | Medium | High
FULTON 11024522 | FULTON 1102 | SONOMA | 7.7633 | 52.5177 | 82.8% | 0 | 6 | 63.13% | 6.863% | 0 | 0.037536 | 14.9507 | 2.8909 | 1.6223 | Medium | Medium | Medium
DEL MONTE 21049500 | DEL MONTE 2104 | CENTRAL COAST | 6.5395 | 26.3217 | 40.33% | 0 | 7 | 96.32% | 0% | 0 | 0.03234 | 19.9979 | 2.4996 | 1.6166 | Medium | Medium | Medium
ATASCADERO 1103A18 | ATASCADERO 1103 | LOS PADRES | 8.0258 | 28.4878 | 70.03% | 3 | 2 | 44.28% | 0% | 0 | 0.023538 | 35.3263 | 1.9037 | 1.583 | Medium | Medium | Low
BIG MEADOWS 2101439 | BIG MEADOWS 2101 | NORTH VALLEY | 0.034644 | 85 | 100% | 0 | 0 | 3.714% | 0% | 0 | 0.018336 | 26.5534 | 3.2474 | 1.5811 | Low | Low | High
BEN LOMOND 0401CB | BEN LOMOND 0401 | CENTRAL COAST | 7.8222 | 35.8204 | 30.8% | 32 | 5 | 100% | 100% | 0 | 0.3629 | 1 | 4.3533 | 1.5799 | High | High | High
CORRAL 110313474 | CORRAL 1103 | STOCKTON | 3.1745 | 31.5086 | 69.33% | 0 | 0 | 44.02% | 0% | 0 | 0.019295 | 19.9979 | 3.99 | 1.5396 | Low | Low | High
COARSEGOLD 210410335 | COARSEGOLD 2104 | YOSEMITE | 5.8238 | 24.9128 | 98.65% | 0 | 10 | 100% | 0% | 0 | 0.043347 | 14.9507 | 2.3565 | 1.5272 | Medium | Medium | Medium
PENRYN 110551676 | PENRYN 1105 | SIERRA | 8.707 | 10 | 49.11% | 4 | 2 | 74.33% | 0% | 0 | 0.018392 | 35.3263 | 2.3475 | 1.5252 | Low | Low | Medium
PUTAH CREEK 110546162 | PUTAH CREEK 1105 | SACRAMENTO | 0.70535 | 84.6256 | 100% | 0 | 0 | 10.52% | 0% | 0 | 0.019556 | 35.3263 | 2.1866 | 1.5106 | Low | Low | Low
NORTH DUBLIN 21039473 | NORTH DUBLIN 2103 | MISSION | 2.5582 | 55.4552 | 10.6% | 0 | 1 | 86.9% | 2.14% | 0 | 0.019896 | 19.9979 | 3.7737 | 1.5015 | Low | Low | High
SALMON CREEK 1101 | SALMON CREEK 1101 | SONOMA | 0.026066 | 45.8588 | 0% | 0 | 0 | 100% | 51.23% | 0 | 0.036485 | 14.9507 | 2.7335 | 1.4911 | Medium | Medium | Medium
HALSEY 1101 | HALSEY 1101 | SIERRA | 0.058617 | 10 | 52.88% | 0 | 0 | 100% | 0% | 0 | 0.019506 | 35.3263 | 2.1628 | 1.4903 | Low | Low | Low
CLEAR LAKE 1102904 | CLEAR LAKE 1102 | HUMBOLDT | 3.3866 | 10 | 44.47% | 0 | 0 | 94.14% | 0% | 0 | 0.01961 | 26.5534 | 2.8334 | 1.4754 | Low | Low | Medium
BIG BEND 11011704 | BIG BEND 1101 | NORTH VALLEY | 2.999 | 64.818 | 100% | 0 | 0 | 100% | 0% | 0 | 0.040953 | 19.9979 | 1.7926 | 1.4681 | Medium | Medium | Low
SAN RAFAEL 11071166 | SAN RAFAEL 1107 | NORTH BAY | 8.1619 | 27.5709 | 35.32% | 8 | 36 | 90.61% | 87.37% | 0 | 0.30659 | 1 | 4.7682 | 1.4619 | High | High | High
SONOMA 1107294 | SONOMA 1107 | SONOMA | 0.1154 | 80 | 100% | 0 | 0 | 1.248% | 0% | 0 | 0.017305 | 35.3263 | 2.3851 | 1.458 | Low | Low | Medium
OREGON TRAIL 1102CB | OREGON TRAIL 1102 | NORTH VALLEY | 9.1345 | 24.6852 | 60.79% | 2 | 5 | 97.5% | 0% | 0 | 0.028979 | 19.9979 | 2.4938 | 1.4452 | Medium | Medium | Medium
OLEMA 11011686 | OLEMA 1101 | NORTH BAY | 0.41347 | 93.229 | 0% | 4 | 1 | 8.166% | 0% | 0 | 0.0096532 | 65.3912 | 2.2884 | 1.4445 | Low | Low | Medium
SHINGLE SPRINGS 21107742 | SHINGLE SPRINGS 2110 | SIERRA | 45.6192 | 28.4995 | 92.18% | 17 | 14 | 99.89% | 99.12% | 1 | 0.53387 | 1 | 2.6864 | 1.4342 | High | High | Medium
PUEBLO 2102698 | PUEBLO 2102 | NORTH BAY | 0.45229 | 80 | 34.45% | 0 | 0 | 2.749% | 0% | 0 | 0.0103 | 47.6367 | 2.9171 | 1.4313 | Low | Low | Medium
PENRYN 110351658 | PENRYN 1103 | SIERRA | 7.9841 | 27.4219 | 66.1% | 1 | 2 | 91.67% | 0% | 0 | 0.027021 | 19.9979 | 2.6417 | 1.4274 | Medium | Medium | Medium
PASO ROBLES 1103N58 | PASO ROBLES 1103 | LOS PADRES | 4.5123 | 48.6182 | 39.94% | 0 | 1 | 60.11% | 0% | 0 | 0.026481 | 26.5534 | 2.029 | 1.4267 | Medium | Medium | Low
JAMESON 11028842 | JAMESON 1102 | SACRAMENTO | 0.46739 | 47.8727 | 32.07% | 0 | 0 | 8.162% | 0% | 0 | 0.0097873 | 47.6367 | 3.045 | 1.4197 | Low | Low | Medium
BOLINAS 110146152 | BOLINAS 1101 | NORTH BAY | 0.43174 | 69.1568 | 0% | 0 | 0 | 4.254% | 0% | 0 | 0.0073288 | 47.6367 | 4.0187 | 1.403 | Low | Low | High
ANITA 1106CB | ANITA 1106 | NORTH VALLEY | 0.115 | 85 | 100% | 0 | 0 | 0.3281% | 0% | 0 | 0.017735 | 47.6367 | 1.6583 | 1.401 | Low | Low | Low
SAN RAFAEL 1108516 | SAN RAFAEL 1108 | NORTH BAY | 10.7797 | 42.2809 | 10.51% | 16 | 17 | 98.34% | 99.7% | 0 | 0.30979 | 1 | 4.4882 | 1.3904 | High | High | High
DESCHUTES 11043719 | DESCHUTES 1104 | NORTH VALLEY | 11.6781 | 40.3272 | 100% | 0 | 2 | 67.24% | 0% | 0 | 0.026406 | 19.9979 | 2.604 | 1.3751 | Medium | Medium | Medium
GONZALES 110422418 | GONZALES 1104 | CENTRAL COAST | 0.8424 | 88.5066 | 100% | 0 | 0 | 6.858% | 0% | 0 | 0.019362 | 47.6367 | 1.4832 | 1.368 | Low | Low | Low
BRUNSWICK 1104CB | BRUNSWICK 1104 | SIERRA | 1.9366 | 10 | 53.96% | 0 | 0 | 63.09% | 0% | 0 | 0.013676 | 35.3263 | 2.8083 | 1.3567 | Low | Low | Medium
BRUNSWICK 11064639 | BRUNSWICK 1106 | SIERRA | 3.2486 | 31.5408 | 99.46% | 0 | 1 | 100% | 1.568% | 1 | 0.034254 | 14.9507 | 2.6487 | 1.3565 | Medium | Medium | Medium
JAMESON 110265516 | JAMESON 1102 | SACRAMENTO | 7.9053 | 31.2245 | 60.83% | 1 | 6 | 69.63% | 0% | 0 | 0.023245 | 19.9979 | 2.861 | 1.3299 | Medium | Medium | Medium
AUBERRY 110149122 | AUBERRY 1101 | FRESNO | 3.8865 | 26.9324 | 92.34% | 0 | 3 | 100% | 0% | 0 | 0.036287 | 14.9507 | 2.4472 | 1.3276 | Medium | Medium | Medium
CAMP EVERS 210311046 | CAMP EVERS 2103 | CENTRAL COAST | 16.2531 | 44.8404 | 64.25% | 23 | 4 | 100% | 100% | 0 | 0.47552 | 1 | 2.7899 | 1.3267 | High | High | Medium
VIEJO 2202CB | VIEJO 2202 | CENTRAL COAST | 2.1755 | 10 | 21.89% | 2 | 2 | 100% | 0% | 0 | 0.018504 | 19.9979 | 3.5811 | 1.3252 | Low | Low | High
MADISON 210113372 | MADISON 2101 | SACRAMENTO | 3.7782 | 89.8591 | 100% | 0 | 0 | 99.16% | 0% | 0 | 0.047853 | 26.5534 | 1.0386 | 1.3197 | Medium | Medium | Low
MOLINO 1102344 | MOLINO 1102 | SONOMA | 1.1141 | 30.1016 | 80.53% | 0 | 2 | 18.52% | 0% | 0 | 0.013045 | 35.3263 | 2.8566 | 1.3164 | Low | Low | Medium
ATASCADERO 1101 | ATASCADERO 1101 | LOS PADRES | 0.011512 | 10 | 0% | 0 | 0 | 100% | 0% | 0 | 0.012695 | 35.3263 | 2.9013 | 1.3012 | Low | Low | Medium
LOS GATOS 1106LB44 | LOS GATOS 1106 | DE ANZA | 19.5005 | 14.2956 | 68.84% | 20 | 1 | 100% | 100% | 0 | 0.44075 | 1 | 2.9349 | 1.2936 | High | High | Medium
ATASCADERO 1103CB | ATASCADERO 1103 | LOS PADRES | 7.2499 | 46.2369 | 39.81% | 0 | 1 | 74.99% | 13.24% | 0 | 0.025143 | 19.9979 | 2.5685 | 1.2915 | Medium | Medium | Medium
ELECTRA 11011238 | ELECTRA 1101 | STOCKTON | 4.7136 | 30.1636 | 44.85% | 1 | 1 | 66.69% | 0% | 0 | 0.015593 | 26.5534 | 3.1098 | 1.2876 | Low | Low | High
ROB ROY 21055090 | ROB ROY 2105 | CENTRAL COAST | 21.1859 | 44.752 | 78.23% | 40 | 3 | 100% | 97.19% | 1 | 0.37924 | 1 | 3.3344 | 1.2646 | High | High | High
VACAVILLE 110941782 | VACAVILLE 1109 | SACRAMENTO | 0.50066 | 79.3838 | 12.32% | 0 | 0 | 29.37% | 0% | 0 | 0.011149 | 35.3263 | 3.1982 | 1.2596 | Low | Low | High
COTTONWOOD 110335470 | COTTONWOOD 1103 | NORTH VALLEY | 18.2496 | 46.5174 | 67.33% | 0 | 6 | 73.33% | 0% | 0 | 0.03595 | 19.9979 | 1.7492 | 1.2576 | Medium | Medium | Low
GANSNER 110137550 | GANSNER 1101 | NORTH VALLEY | 0.5773 | 95.7309 | 100% | 0 | 0 | 12.36% | 0% | 0 | 0.021451 | 19.9979 | 2.9158 | 1.2508 | Low | Low | Medium
GEYSERVILLE 1102274 | GEYSERVILLE 1102 | SONOMA | 4.0814 | 46.8618 | 69.12% | 1 | 0 | 22.13% | 0% | 0 | 0.013409 | 35.3263 | 2.6258 | 1.2438 | Low | Low | Medium
CORRAL 110275622 | CORRAL 1102 | STOCKTON | 0.45257 | 14.2481 | 100% | 0 | 0 | 7.908% | 0% | 0 | 0.011863 | 35.3263 | 2.9665 | 1.2432 | Low | Low | Medium
PEORIA 1705CB | PEORIA 1705 | YOSEMITE | 7.2378 | 70.7531 | 12.14% | 0 | 3 | 100% | 0% | 0 | 0.022424 | 26.5534 | 2.0773 | 1.2369 | Medium | Medium | Low
SANTA ROSA A 1108626 | SANTA ROSA A 1108 | SONOMA | 0.13621 | 75 | 0% | 0 | 0 | 3.381% | 0% | 0 | 0.0075596 | 47.6367 | 3.4302 | 1.2353 | Low | Low | High
COTATI 110387402 | COTATI 1103 | SONOMA | 11.4171 | 74.8765 | 25.02% | 0 | 0 | 100% | 0% | 0 | 0.031179 | 19.9979 | 1.9793 | 1.2341 | Medium | Medium | Low
CLARKSVILLE 210551478 | CLARKSVILLE 2105 | SIERRA | 0.050363 | 10 | 0% | 0 | 0 | 89.86% | 0% | 0 | 0.011483 | 35.3263 | 3.0401 | 1.2332 | Low | Low | Medium
GEYSERVILLE 1102CB | GEYSERVILLE 1102 | SONOMA | 2.3641 | 61.3374 | 59.74% | 1 | 1 | 32.38% | 57.77% | 0 | 0.03873 | 19.9979 | 1.5774 | 1.2218 | Medium | Medium | Low
MIDDLETOWN 1102414 | MIDDLETOWN 1102 | HUMBOLDT | 5.0571 | 54.0321 | 100% | 0 | 3 | 42.26% | 0% | 0 | 0.026354 | 14.9507 | 3.0843 | 1.2153 | Medium | Medium | High
WOODSIDE 110147872 | WOODSIDE 1101 | PENINSULA | 4.1743 | 60.8207 | 75.33% | 12 | 4 | 100% | 100% | 0 | 0.39089 | 1 | 3.0893 | 1.2076 | High | High | High
RED BLUFF 11011334 | RED BLUFF 1101 | NORTH VALLEY | 1.7587 | 68.6115 | 100% | 0 | 0 | 11.05% | 0% | 0 | 0.017653 | 35.3263 | 1.9337 | 1.2059 | Low | Low | Low
COTATI 1104CB | COTATI 1104 | SONOMA | 2.3176 | 10.9581 | 56.63% | 1 | 1 | 30.19% | 0% | 0 | 0.010506 | 35.3263 | 3.2386 | 1.2019 | Low | Low | High
PEABODY 2108CB | PEABODY 2108 | SACRAMENTO | 0.80945 | 40.6035 | 58.6% | 0 | 0 | 21.91% | 0% | 0 | 0.01162 | 35.3263 | 2.9033 | 1.1917 | Low | Low | Medium
MARIPOSA 2102 | MARIPOSA 2102 | YOSEMITE | 0.0020154 | 10 | 100% | 0 | 0 | 100% | 0% | 0 | 0.028512 | 19.9979 | 2.0892 | 1.1912 | Medium | Medium | Low
JESSUP 11021314 | JESSUP 1102 | NORTH VALLEY | 5.6244 | 41.4572 | 97.17% | 0 | 1 | 39.97% | 0% | 0 | 0.022232 | 26.5534 | 2.005 | 1.1836 | Medium | Medium | Low
ROSSMOOR 1106L522R | ROSSMOOR 1106 | DIABLO | 1.0378 | 10 | 19.41% | 3 | 11 | 24.6% | 0% | 0 | 0.011991 | 26.5534 | 3.6777 | 1.171 | Low | Low | High
MARIPOSA 21019400 | MARIPOSA 2101 | YOSEMITE | 62.7736 | 22.0188 | 81.32% | 9 | 129 | 100% | 40.79% | 1 | 0.72296 | 1 | 1.619 | 1.1705 | High | High | Low
WHEATLAND 110591170 | WHEATLAND 1105 | SIERRA | 9.9882 | 49.4424 | 100% | 0 | 0 | 18.55% | 0% | 0 | 0.019051 | 35.3263 | 1.7362 | 1.1684 | Low | Low | Low
LINCOLN 110451756 | LINCOLN 1104 | SIERRA | 15.5512 | 62.1844 | 61.25% | 0 | 6 | 27.35% | 0% | 0 | 0.031506 | 26.5534 | 1.3793 | 1.1539 | Medium | Medium | Low
WYANDOTTE 110641650 | WYANDOTTE 1106 | NORTH VALLEY | 1.9508 | 59.4004 | 100% | 0 | 0 | 12.07% | 0% | 0 | 0.01911 | 26.5534 | 2.2667 | 1.1502 | Low | Low | Medium
FOOTHILL 1101549904 | FOOTHILL 1101 | LOS PADRES | 7.1079 | 49.5665 | 45.77% | 1 | 3 | 40.61% | 0% | 0 | 0.021381 | 14.9507 | 3.5842 | 1.1457 | Low | Low | High
ALTO 1124430 | ALTO 1124 | NORTH BAY | 7.2931 | 30.5125 | 12.77% | 14 | 16 | 100% | 100% | 0 | 0.26455 | 1 | 4.3274 | 1.1448 | High | High | High
CRESCENT MILLS 21012230 | CRESCENT MILLS 2101 | NORTH VALLEY | 1.0766 | 89.5687 | 97.05% | 0 | 1 | 9.699% | 0% | 0 | 0.022777 | 26.5534 | 1.8892 | 1.1426 | Medium | Medium | Low
BIG BASIN 110212992 | BIG BASIN 1102 | CENTRAL COAST | 14.2865 | 29.6471 | 74.67% | 30 | 1 | 100% | 100% | 1 | 0.44527 | 1 | 2.5494 | 1.1352 | High | High | Medium
UPPER LAKE 11016663 | UPPER LAKE 1101 | HUMBOLDT | 2.3336 | 74.5453 | 100% | 0 | 0 | 100% | 0% | 0 | 0.043648 | 19.9979 | 1.2971 | 1.1322 | Medium | Medium | Low
WYANDOTTE 110932586 | WYANDOTTE 1109 | NORTH VALLEY | 1.4371 | 18.342 | 79.5% | 0 | 0 | 94.84% | 0% | 0 | 0.024309 | 11.2183 | 4.1406 | 1.1292 | Medium | Medium | High
JARVIS 1108MR576 | JARVIS 1108 | MISSION | 1.3706 | 10 | 32.22% | 0 | 0 | 22.29% | 0% | 0 | 0.0076408 | 35.3263 | 4.1701 | 1.1256 | Low | Low | High
CLAYTON 22159765 | CLAYTON 2215 | DIABLO | 0.13991 | 10 | 100% | 0 | 0 | 14.93% | 0% | 0 | 0.012358 | 26.5534 | 3.3958 | 1.1143 | Low | Low | High
SAN LUIS OBISPO 1108CB | SAN LUIS OBISPO 1108 | LOS PADRES | 0.74619 | 53.8272 | 22.96% | 0 | 1 | 8.668% | 0% | 0 | 0.012642 | 26.5534 | 3.3193 | 1.1142 | Low | Low | High
STAFFORD 1102CB | STAFFORD 1102 | NORTH BAY | 0.24035 | 10 | 0% | 0 | 0 | 45.06% | 0% | 0 | 0.0084029 | 47.6367 | 2.7618 | 1.1055 | Low | Low | Medium
JARVIS 1110CB | JARVIS 1110 | MISSION | 0.094443 | 65 | 0% | 0 | 0 | 1.965% | 0% | 0 | 0.0069643 | 35.3263 | 4.4419 | 1.0928 | Low | Low | High
CAMP EVERS 210510728 | CAMP EVERS 2105 | CENTRAL COAST | 10.465 | 15.413 | 38.24% | 13 | 4 | 100% | 100% | 0 | 0.2598 | 1 | 4.1867 | 1.0877 | High | High | High
WEST POINT 11024788 | WEST POINT 1102 | STOCKTON | 70.3316 | 50.1461 | 97.21% | 9 | 19 | 100% | 60.3% | 0 | 0.45673 | 1 | 2.3714 | 1.0831 | High | High | Medium
HOOPA 1101561116 | HOOPA 1101 | HUMBOLDT | 0.012979 | 85 | 0% | 0 | 0 | 100% | 0% | 0 | 0.021028 | 47.6367 | 1.0757 | 1.0775 | Low | Low | Low
PUEBLO 21021326 | PUEBLO 2102 | NORTH BAY | 0.81465 | 66.7263 | 75.65% | 0 | 0 | 6.742% | 0% | 0 | 0.013708 | 26.5534 | 2.9185 | 1.0623 | Low | Low | Medium
CALISTOGA 1101734 | CALISTOGA 1101 | NORTH BAY | 11.7939 | 55.3179 | 62.25% | 13 | 12 | 73.13% | 81.49% | 0 | 0.39061 | 1 | 2.7018 | 1.0554 | High | High | Medium
INDIAN FLAT 11044440 | INDIAN FLAT 1104 | YOSEMITE | 0.21912 | 58.2464 | 100% | 0 | 0 | 100% | 0% | 0 | 0.039224 | 14.9507 | 1.7987 | 1.0548 | Medium | Medium | Low
JESSUP 110141356 | JESSUP 1101 | NORTH VALLEY | 32.7394 | 40.1195 | 100% | 1 | 5 | 100% | 0% | 0 | 0.044331 | 14.9507 | 1.5857 | 1.051 | Medium | Medium | Low
SAN RAFAEL 1108322 | SAN RAFAEL 1108 | NORTH BAY | 7.1088 | 25.427 | 14.01% | 10 | 9 | 95.89% | 89.81% | 0 | 0.21074 | 1 | 4.9853 | 1.0506 | High | High | High
ANDERSON 11012051 | ANDERSON 1101 | NORTH VALLEY | 4.6467 | 13.4745 | 100% | 0 | 2 | 87.22% | 0% | 0 | 0.030553 | 14.9507 | 2.2964 | 1.0489 | Medium | Medium | Medium
WISE 11022234 | WISE 1102 | SIERRA | 15.1055 | 10 | 57.56% | 1 | 4 | 100% | 0% | 0 | 0.025382 | 19.9979 | 2.055 | 1.0431 | Medium | Medium | Low
LAURELES 11116617 | LAURELES 1111 | CENTRAL COAST | 1.819 | 41.7117 | 100% | 1 | 0 | 100% | 0% | 0 | 0.040513 | 14.9507 | 1.7012 | 1.0304 | Medium | Medium | Low
OAKHURST 110310140 | OAKHURST 1103 | YOSEMITE | 16.859 | 26.9049 | 99.84% | 3 | 44 | 100% | 99.31% | 0 | 0.52553 | 1 | 1.9527 | 1.0262 | High | High | Low
MIRABEL 1101228 | MIRABEL 1101 | SONOMA | 2.2414 | 32.2817 | 68.07% | 3 | 1 | 22.76% | 0% | 0 | 0.012705 | 26.5534 | 3.0408 | 1.0258 | Low | Low | Medium
CAMP EVERS 21065302 | CAMP EVERS 2106 | CENTRAL COAST | 5.9826 | 48.1403 | 77.43% | 11 | 0 | 100% | 95.97% | 0 | 0.25415 | 1 | 4.0058 | 1.0181 | High | High | High
ALTO 11251226 | ALTO 1125 | NORTH BAY | 7.7199 | 13.4122 | 30.57% | 9 | 29 | 98.37% | 100% | 0 | 0.23095 | 1 | 4.3912 | 1.0142 | High | High | High
ALTO 11243745 | ALTO 1124 | NORTH BAY | 4.5809 | 48.7454 | 24.8% | 4 | 26 | 100% | 100% | 0 | 0.24571 | 1 | 4.1069 | 1.0091 | High | High | High
PASO ROBLES 1107CB | PASO ROBLES 1107 | LOS PADRES | 0.069192 | 75 | 100% | 0 | 0 | 0.6192% | 0% | 0 | 0.016629 | 47.6367 | 1.2733 | 1.0086 | Low | Low | Low
DUNBAR 1103CB | DUNBAR 1103 | SONOMA | 1.9287 | 52.9434 | 74.35% | 2 | 2 | 15.81% | 20.29% | 0 | 0.029588 | 11.2183 | 3.0334 | 1.0069 | Medium | Medium | Medium
COTATI 1105328 | COTATI 1105 | SONOMA | 0.42542 | 48.6287 | 27.07% | 0 | 1 | 3.098% | 0% | 0 | 0.0080325 | 47.6367 | 2.617 | 1.0014 | Low | Low | Medium
FREMONT 1104MR339 | FREMONT 1104 | MISSION | 1.2378 | 84.498 | 6.265% | 0 | 0 | 17.79% | 0% | 0 | 0.0097922 | 65.3912 | 1.5544 | 0.99533 | Low | Low | Low
DIAMOND SPRINGS 1105CB | DIAMOND SPRINGS 1105 | SIERRA | 1.4833 | 10 | 14.23% | 0 | 1 | 31.56% | 62.47% | 0 | 0.022985 | 14.9507 | 2.8916 | 0.99365 | Medium | Medium | Medium
WILLITS 110391948 | WILLITS 1103 | HUMBOLDT | 6.1069 | 55.6867 | 72.29% | 1 | 4 | 82.53% | 5.563% | 0 | 0.035629 | 14.9507 | 1.8551 | 0.98814 | Medium | Medium | Low
OAKLAND K 1102CR014 | OAKLAND K 1102 | EAST BAY | 10.5526 | 27.0866 | 16.24% | 14 | 8 | 100% | 100% | 1 | 0.23413 | 1 | 4.2072 | 0.98504 | High | High | High
PENRYN 11052406 | PENRYN 1105 | SIERRA | 3.0306 | 20.0804 | 58.87% | 1 | 0 | 24.58% | 0% | 0 | 0.012032 | 35.3263 | 2.2969 | 0.97632 | Low | Low | Medium
VALLEY VIEW 1106P166 | VALLEY VIEW 1106 | EAST BAY | 3.4384 | 77.0381 | 8.804% | 5 | 1 | 75.32% | 0% | 0 | 0.020855 | 11.2183 | 4.1312 | 0.96654 | Low | Low | High
MONTE RIO 1113346 | MONTE RIO 1113 | SONOMA | 10.1076 | 73.6223 | 44.96% | 12 | 4 | 100% | 100% | 0 | 0.29448 | 1 | 3.2807 | 0.9661 | High | High | High
ALTO 1124432 | ALTO 1124 | NORTH BAY | 7.823 | 44.0512 | 43.81% | 6 | 19 | 100% | 100% | 0 | 0.22255 | 1 | 4.3312 | 0.96392 | High | High | High
CLARKSVILLE 210619642 | CLARKSVILLE 2106 | SIERRA | 0.81481 | 10 | 0% | 0 | 0 | 51.08% | 0% | 0 | 0.007814 | 35.3263 | 3.4847 | 0.96191 | Low | Low | High
FITCH MOUNTAIN 1113406 | FITCH MOUNTAIN 1113 | SONOMA | 1.4439 | 43.4794 | 97.1% | 1 | 1 | 15.43% | 0% | 0 | 0.01793 | 19.9979 | 2.6791 | 0.96064 | Low | Low | Medium
LLAGAS 2107XR178 | LLAGAS 2107 | SAN JOSE | 0.65323 | 27.1294 | 68.86% | 0 | 0 | 9.688% | 0% | 0 | 0.010217 | 26.5534 | 3.4762 | 0.94309 | Low | Low | High
LOS GATOS 1106LA64 | LOS GATOS 1106 | DE ANZA | 12.775 | 27.6673 | 77.8% | 17 | 7 | 100% | 100% | 1 | 0.50336 | 1 | 1.8673 | 0.93994 | High | High | Low
PENRYN 11072706 | PENRYN 1107 | SIERRA | 5.0792 | 12.8578 | 75.5% | 0 | 3 | 34.23% | 0% | 0 | 0.013291 | 26.5534 | 2.6628 | 0.93976 | Low | Low | Medium
SHINGLE SPRINGS 2109CB | SHINGLE SPRINGS 2109 | SIERRA | 27.1022 | 21.2732 | 81.89% | 8 | 12 | 97.37% | 94.72% | 0 | 0.31197 | 1 | 3.0034 | 0.93698 | High | High | Medium
VIEJO 220235388 | VIEJO 2202 | CENTRAL COAST | 0.45244 | 10 | 0% | 0 | 1 | 100% | 0% | 0 | 0.014786 | 14.9507 | 4.2357 | 0.93635 | Low | Low | High
OILFIELDS 1103N40 | OILFIELDS 1103 | CENTRAL COAST | 0.75328 | 20.1382 | 3.227% | 0 | 2 | 100% | 0% | 0 | 0.01659 | 19.9979 | 2.785 | 0.92399 | Low | Low | Medium
PUTAH CREEK 110264044 | PUTAH CREEK 1102 | SACRAMENTO | 5.0213 | 75.9618 | 100% | 0 | 1 | 67.37% | 0% | 0 | 0.03282 | 14.9507 | 1.8721 | 0.91864 | Medium | Medium | Low
STANISLAUS 17011812 | STANISLAUS 1701 | YOSEMITE | 19.5078 | 54.4191 | 60.13% | 9 | 15 | 100% | 99.79% | 0 | 0.30454 | 1 | 2.9903 | 0.91067 | High | High | Medium
PENRYN 110790970 | PENRYN 1107 | SIERRA | 0.86048 | 10 | 69.3% | 0 | 0 | 20.31% | 0% | 0 | 0.011579 | 26.5534 | 2.9455 | 0.90563 | Low | Low | Medium
CABRILLO 1103CB | CABRILLO 1103 | LOS PADRES | 0.14089 | 80 | 0% | 0 | 0 | 3.139% | 0% | 0 | 0.0078018 | 35.3263 | 3.2473 | 0.89498 | Low | Low | High
LOS GATOS 110660116 | LOS GATOS 1106 | DE ANZA | 12.3794 | 30.6322 | 46% | 28 | 5 | 100% | 100% | 0 | 0.37151 | 1 | 2.4062 | 0.89393 | High | High | Medium
NARROWS 21052216 | NARROWS 2105 | SIERRA | 56.6943 | 15.1323 | 85.75% | 7 | 36 | 98.06% | 0% | 0 | 0.28652 | 1 | 3.1152 | 0.89257 | High | High | High
BIG BASIN 110169550 | BIG BASIN 1101 | CENTRAL COAST | 17.8925 | 32.0488 | 71.29% | 38 | 3 | 100% | 100% | 0 | 0.32055 | 1 | 2.7588 | 0.88433 | High | High | Medium
GOLDTREE 1105551904 | GOLDTREE 1105 | LOS PADRES | 0.022237 | 10 | 100% | 0 | 0 | 100% | 0% | 0 | 0.028512 | 11.2183 | 2.7356 | 0.87498 | Medium | Medium | Medium
FROGTOWN 170113412 | FROGTOWN 1701 | STOCKTON | 38.8157 | 21.4669 | 89.5% | 2 | 31 | 100% | 20.91% | 0 | 0.31378 | 1 | 2.7876 | 0.8747 | High | High | Medium
MERCED FALLS 110285002 | MERCED FALLS 1102 | YOSEMITE | 35.632 | 29.6878 | 97.17% | 0 | 6 | 100% | 0% | 0 | 0.059691 | 26.5534 | 0.55157 | 0.87425 | Medium | Medium | Low
SAN RAMON 2102CB | SAN RAMON 2102 | MISSION | 1.535 | 41.2314 | 0% | 0 | 0 | 65.73% | 0% | 0 | 0.011168 | 19.9979 | 3.898 | 0.87053 | Low | Low | High
MONTICELLO 1101666 | MONTICELLO 1101 | NORTH BAY | 10.1625 | 67.7354 | 65.91% | 1 | 1 | 73.12% | 0% | 0 | 0.025333 | 14.9507 | 2.2961 | 0.86964 | Medium | Medium | Medium
FOOTHILL 1102V06 | FOOTHILL 1102 | LOS PADRES | 1.4055 | 48.154 | 31.22% | 0 | 1 | 21.48% | 0% | 0 | 0.0099416 | 26.5534 | 3.2868 | 0.86767 | Low | Low | High
SARATOGA 1107413816 | SARATOGA 1107 | DE ANZA | 11.1604 | 62.8545 | 90.16% | 13 | 7 | 100% | 89.94% | 0 | 0.25675 | 1 | 3.3738 | 0.86623 | High | High | High
MONTICELLO 11011780 | MONTICELLO 1101 | NORTH BAY | 0.07232 | 10 | 100% | 0 | 0 | 100% | 0% | 0 | 0.028512 | 19.9979 | 1.5173 | 0.86511 | Medium | Medium | Low
SHADY GLEN 110151696 | SHADY GLEN 1101 | SIERRA | 17.0578 | 38.8695 | 93.61% | 4 | 7 | 82.3% | 0% | 0 | 0.033526 | 11.2183 | 2.2918 | 0.86196 | Medium | Medium | Medium
CAMP EVERS 210312990 | CAMP EVERS 2103 | CENTRAL COAST | 13.5574 | 33.1797 | 62.33% | 16 | 15 | 100% | 100% | 0 | 0.32668 | 1 | 2.6325 | 0.85998 | High | High | Medium
MESA 11016113 | MESA 1101 | LOS PADRES | 1.5145 | 57.2852 | 100% | 0 | 0 | 15.55% | 0% | 0 | 0.017101 | 19.9979 | 2.5121 | 0.85911 | Low | Low | Medium
NARROWS 2105 | NARROWS 2105 | SIERRA | 0.056021 | 10 | 100% | 0 | 0 | 100% | 0% | 0 | 0.028512 | 11.2183 | 2.6731 | 0.85501 | Medium | Medium | Medium
MONTE RIO 11133970 | MONTE RIO 1113 | SONOMA | 7.3428 | 62.8724 | 47.81% | 13 | 10 | 100% | 100% | 0 | 0.25889 | 1 | 3.2812 | 0.84949 | High | High | High
COARSEGOLD 210410110 | COARSEGOLD 2104 | YOSEMITE | 49.586 | 26.2952 | 95.51% | 5 | 92 | 100% | 6.102% | 1 | 0.36439 | 1 | 2.3299 | 0.84901 | High | High | Medium
LAYTONVILLE 110264908 | LAYTONVILLE 1102 | HUMBOLDT | 3.5532 | 21.2702 | 61.98% | 6 | 8 | 55.85% | 0% | 0 | 0.021316 | 19.9979 | 1.9799 | 0.84396 | Low | Low | Low
GARBERVILLE 11012026 | GARBERVILLE 1101 | HUMBOLDT | 6.3529 | 96.5509 | 100% | 5 | 1 | 100% | 0% | 0 | 0.05472 | 65.3912 | 0.23353 | 0.83563 | Medium | Medium | Low
EEL RIVER 11024814 | EEL RIVER 1102 | HUMBOLDT | 27.3153 | 76.7361 | 63.94% | 7 | 10 | 97.55% | 0% | 0 | 0.42884 | 1 | 1.9361 | 0.83027 | High | High | Low
SPRING GAP 170286032 | SPRING GAP 1702 | YOSEMITE | 1.0066 | 66.0059 | 100% | 0 | 0 | 34.72% | 25.18% | 0 | 0.037122 | 26.5534 | 0.83455 | 0.82263 | Medium | Medium | Low
CAMP EVERS 210511004 | CAMP EVERS 2105 | CENTRAL COAST | 4.2954 | 13.9666 | 78.63% | 3 | 0 | 100% | 100% | 0 | 0.2074 | 1 | 3.9293 | 0.81496 | High | High | High
GREENBRAE 11021254 | GREENBRAE 1102 | NORTH BAY | 7.0201 | 10 | 37.52% | 8 | 16 | 74.16% | 100% | 0 | 0.21468 | 1 | 3.7891 | 0.81344 | High | High | High
MONTICELLO 110152910 | MONTICELLO 1101 | NORTH BAY | 2.1786 | 24.2187 | 98.28% | 0 | 1 | 69.32% | 0% | 0 | 0.026641 | 19.9979 | 1.5181 | 0.80879 | Medium | Medium | Low
CAMP EVERS 210612518 | CAMP EVERS 2106 | CENTRAL COAST | 15.9361 | 56.9453 | 43.9% | 39 | 3 | 100% | 100% | 0 | 0.3407 | 1 | 2.3547 | 0.80224 | High | High | Medium
ELECTRA 1101 | ELECTRA 1101 | STOCKTON | 0.02594 | 10 | 100% | 0 | 0 | 100% | 0% | 0 | 0.028512 | 11.2183 | 2.4984 | 0.79913 | Medium | Medium | Medium
BIG TREES 0402CB | BIG TREES 0402 | CENTRAL COAST | 6.3055 | 27.5904 | 28.63% | 15 | 5 | 91.1% | 95.73% | 0 | 0.19443 | 1 | 4.0842 | 0.7941 | High | High | High
CLAYTON 221296224 | CLAYTON 2212 | DIABLO | 6.0784 | 53.8659 | 38.47% | 4 | 5 | 100% | 98.09% | 0 | 0.23534 | 1 | 3.3663 | 0.79223 | High | High | High
LOS GATOS 1106LB48 | LOS GATOS 1106 | DE ANZA | 14.9866 | 67.642 | 90.94% | 14 | 1 | 100% | 100% | 1 | 0.39219 | 1 | 2.0173 | 0.79115 | High | High | Low
PURISIMA 110154728 | PURISIMA 1101 | LOS PADRES | 0.37057 | 45.459 | 76.61% | 0 | 0 | 8.245% | 0% | 0 | 0.012146 | 19.9979 | 3.2328 | 0.78525 | Low | Low | High
COTATI 1102260 | COTATI 1102 | SONOMA | 1.6248 | 13.946 | 2.286% | 0 | 1 | 27.41% | 0% | 0 | 0.0075335 | 35.3263 | 2.9441 | 0.78353 | Low | Low | Medium
WOODSIDE 11043583 | WOODSIDE 1104 | PENINSULA | 2.721 | 71.077 | 98.47% | 8 | 4 | 97.67% | 92.99% | 0 | 0.28756 | 1 | 2.7171 | 0.78133 | High | High | Medium
OAKHURST 1103CB | OAKHURST 1103 | YOSEMITE | 29.7308 | 28.0867 | 78.34% | 5 | 58 | 96.61% | 65.89% | 1 | 0.32601 | 1 | 2.3864 | 0.77799 | High | High | Medium
OAKLAND X 1104CR288 | OAKLAND X 1104 | EAST BAY | 2.7135 | 13.3002 | 40.68% | 11 | 2 | 100% | 100% | 0 | 0.18087 | 1 | 4.2967 | 0.77715 | High | High | High
LLAGAS 2101XR264 | LLAGAS 2101 | SAN JOSE | 0.73019 | 64.4385 | 100% | 0 | 0 | 3.559% | 0% | 0 | 0.015944 | 19.9979 | 2.4255 | 0.77337 | Low | Low | Medium
INDIAN FLAT 1104 | INDIAN FLAT 1104 | YOSEMITE | 0.0039208 | 10 | 100% | 0 | 0 | 100% | 0% | 0 | 0.028512 | 14.9507 | 1.8025 | 0.76836 | Medium | Medium | Low
HALF MOON BAY 1103H82 | HALF MOON BAY 1103 | PENINSULA | 53.0127 | 52.0051 | 39.35% | 29 | 11 | 92.34% | 3.002% | 1 | 0.29233 | 1 | 2.6229 | 0.76674 | High | High | Medium
WOODACRE 1102137662 | WOODACRE 1102 | NORTH BAY | 8.5017 | 38.382 | 27.15% | 11 | 8 | 98.65% | 72.31% | 0 | 0.16033 | 1 | 4.753 | 0.76204 | High | High | High
WEST POINT 11021305 | WEST POINT 1102 | STOCKTON | 11.4284 | 52.5642 | 100% | 4 | 5 | 100% | 100% | 1 | 0.34333 | 1 | 2.218 | 0.76151 | High | High | Low
COLUMBIA HILL 1101CB | COLUMBIA HILL 1101 | SIERRA | 39.662 | 48.9114 | 99.72% | 21 | 18 | 100% | 77.89% | 0 | 0.46568 | 1 | 1.6227 | 0.75567 | High | High | Low
DIAMOND SPRINGS 11052102 | DIAMOND SPRINGS 1105 | SIERRA | 37.6923 | 30.2782 | 83.99% | 5 | 15 | 95.84% | 86.14% | 1 | 0.30069 | 1 | 2.5037 | 0.75284 | High | High | Medium
SAN JOAQUIN #3 110110010 | SAN JOAQUIN #3 1101 | YOSEMITE | 12.729 | 58.6534 | 88.53% | 3 | 19 | 100% | 90.16% | 0 | 0.42208 | 1 | 1.7707 | 0.74736 | High | High | Low
MIRABEL 110238514 | MIRABEL 1102 | SONOMA | 10.5875 | 61.5593 | 46.21% | 16 | 8 | 100% | 100% | 0 | 0.25422 | 1 | 2.9393 | 0.74724 | High | High | Medium
TASSAJARA 2106CB | TASSAJARA 2106 | DIABLO | 0.13696 | 51.6086 | 30.65% | 0 | 2 | 4.465% | 0% | 0 | 0.0087354 | 19.9979 | 4.2753 | 0.74685 | Low | Low | High
CORTINA 1101302192 | CORTINA 1101 | SACRAMENTO | 1.036 | 90 | 100% | 0 | 0 | 5.795% | 0% | 0 | 0.019354 | 35.3263 | 1.0872 | 0.74333 | Low | Low | Low
GEYSERVILLE 1101482 | GEYSERVILLE 1101 | SONOMA | 0.45328 | 77.9574 | 100% | 0 | 0 | 13.09% | 0% | 0 | 0.019179 | 35.3263 | 1.094 | 0.74117 | Low | Low | Low
CURTIS 170268380 | CURTIS 1702 | YOSEMITE | 6.6498 | 16.4166 | 99.81% | 2 | 11 | 100% | 65.93% | 0 | 0.18443 | 1 | 4.0104 | 0.73965 | High | High | High
PENRYN 110550550 | PENRYN 1105 | SIERRA | 3.146 | 23.6879 | 96.13% | 0 | 1 | 22.41% | 0% | 0 | 0.014437 | 26.5534 | 1.9281 | 0.73914 | Low | Low | Low
SNEATH LANE 110715341 | SNEATH LANE 1107 | PENINSULA | 0.71839 | 10 | 29.45% | 0 | 0 | 55.75% | 0% | 0 | 0.010414 | 19.9979 | 3.5461 | 0.73852 | Low | Low | High
FRUITLAND 1141CB | FRUITLAND 1141 | HUMBOLDT | 3.1926 | 94.3084 | 31.06% | 2 | 0 | 100% | 0% | 0 | 0.03355 | 26.5534 | 0.81784 | 0.72859 | Medium | Medium | Low
SAN RAMON 2107MR284 | SAN RAMON 2107 | MISSION | 13.084 | 58.0067 | 71.73% | 0 | 4 | 87.08% | 97.71% | 0 | 0.20548 | 1 | 3.5403 | 0.72747 | High | High | High
WYANDOTTE 11091040 | WYANDOTTE 1109 | NORTH VALLEY | 0.63854 | 10 | 53.93% | 1 | 0 | 10.55% | 0% | 0 | 0.0082291 | 19.9979 | 4.416 | 0.72671 | Low | Low | High
LAKEVILLE 1102280 | LAKEVILLE 1102 | SONOMA | 2.0715 | 72.9124 | 15.25% | 0 | 2 | 23.31% | 0% | 0 | 0.010728 | 26.5534 | 2.5448 | 0.72494 | Low | Low | Medium
ALTO 1125902 | ALTO 1125 | NORTH BAY | 12.0705 | 57.5388 | 0.5919% | 9 | 8 | 100% | 85.9% | 1 | 0.21954 | 1 | 3.287 | 0.72162 | High | High | High
PINECREST 04011818 | PINECREST 0401 | YOSEMITE | 1.9342 | 47.9328 | 100% | 2 | 2 | 61.15% | 48.76% | 0 | 0.057579 | 14.9507 | 0.83639 | 0.72 | Medium | Medium | Low
WILDWOOD 1101CB | WILDWOOD 1101 | NORTH VALLEY | 0.055929 | 81.1882 | 100% | 0 | 0 | 100% | 0% | 0 | 0.045585 | 14.9507 | 1.052 | 0.71699 | Medium | Medium | Low
HARTLEY 1102524 | HARTLEY 1102 | HUMBOLDT | 1.3594 | 63.3777 | 100% | 0 | 1 | 30.18% | 0% | 0 | 0.020999 | 14.9507 | 2.2759 | 0.71449 | Low | Low | Medium
MIDDLETOWN 1102CB | MIDDLETOWN 1102 | HUMBOLDT | 4.3813 | 57.1831 | 32.04% | 0 | 1 | 66.6% | 5.967% | 1 | 0.023754 | 11.2183 | 2.6792 | 0.71397 | Medium | Medium | Medium
BOLINAS 1101530 | BOLINAS 1101 | NORTH BAY | 10.9693 | 95.0787 | 44.47% | 2 | 3 | 100% | 100% | 1 | 0.19488 | 1 | 3.6256 | 0.70654 | High | High | High
HALF MOON BAY 11038898 | HALF MOON BAY 1103 | PENINSULA | 0.64191 | 18.722 | 22.54% | 0 | 1 | 100% | 0% | 0 | 0.016511 | 14.9507 | 2.8619 | 0.70648 | Low | Low | Medium
MOUNTAIN QUARRIES 2101 | MOUNTAIN QUARRIES 2101 | SIERRA | 0.00097812 | 10 | 100% | 0 | 0 | 100% | 0% | 0 | 0.028512 | 11.2183 | 2.2083 | 0.70631 | Medium | Medium | Low
TEMPLETON 2111CB | TEMPLETON 2111 | LOS PADRES | 1.8275 | 10 | 27.26% | 0 | 0 | 16.54% | 0% | 0 | 0.0079104 | 35.3263 | 2.52 | 0.70419 | Low | Low | Medium
MOLINO 110251788 | MOLINO 1102 | SONOMA | 5.6218 | 26.7859 | 66.33% | 10 | 1 | 38.47% | 5.373% | 0 | 0.021877 | 11.2183 | 2.8624 | 0.70251 | Medium | Medium | Medium
OCEANO 110391240 | OCEANO 1103 | LOS PADRES | 0.011387 | 10 | 0% | 0 | 0 | 100% | 0% | 0 | 0.014483 | 14.9507 | 3.2429 | 0.7022 | Low | Low | High
KESWICK 110148480 | KESWICK 1101 | NORTH VALLEY | 10.8916 | 45.1063 | 95.79% | 1 | 7 | 100% | 100% | 0 | 0.2199 | 1 | 3.1927 | 0.70206 | High | High | High
CALISTOGA 1102634 | CALISTOGA 1102 | NORTH BAY | 11.7799 | 49.1315 | 63.48% | 13 | 6 | 61.37% | 93.22% | 1 | 0.23196 | 1 | 3.0202 | 0.70058 | High | High | Medium
SAN LUIS OBISPO 1101CB | SAN LUIS OBISPO 1101 | LOS PADRES | 6.447 | 57.4459 | 18.1% | 1 | 2 | 37.74% | 0% | 0 | 0.01156 | 19.9979 | 3.0286 | 0.70017 | Low | Low | Medium
BRUNSWICK 110750008 | BRUNSWICK 1107 | SIERRA | 3.5553 | 10 | 37.92% | 1 | 5 | 44.72% | 0% | 0 | 0.01283 | 14.9507 | 3.6273 | 0.69578 | Low | Low | High
CASTRO VALLEY 1108MR273 | CASTRO VALLEY 1108 | MISSION | 0.47624 | 26.7875 | 0% | 0 | 0 | 65.66% | 0% | 0 | 0.01155 | 14.9507 | 4.003 | 0.69126 | Low | Low | High
CURTIS 17039180 | CURTIS 1703 | YOSEMITE | 56.1725 | 23.1853 | 91.13% | 4 | 41 | 100% | 0% | 0 | 0.26987 | 1 | 2.515 | 0.67872 | High | High | Medium
CAYETANO 21099504 | CAYETANO 2109 | MISSION | 14.1558 | 53.8418 | 95.53% | 0 | 2 | 97.78% | 75.62% | 1 | 0.20657 | 1 | 3.2662 | 0.67468 | High | High | High
CLARK ROAD 110290548 | CLARK ROAD 1102 | NORTH VALLEY | 18.3619 | 41.0434 | 98.73% | 0 | 11 | 100% | 100% | 0 | 0.25625 | 1 | 2.6272 | 0.67323 | High | High | Medium
SAN RAMON 2119CB | SAN RAMON 2119 | MISSION | 0.46097 | 10 | 0% | 0 | 2 | 29.99% | 0% | 0 | 0.0066042 | 26.5534 | 3.8288 | 0.67144 | Low | Low | High
UPPER LAKE 1101452 | UPPER LAKE 1101 | HUMBOLDT | 1.5567 | 30.5905 | 77.99% | 1 | 7 | 7.943% | 0% | 0 | 0.019247 | 19.9979 | 1.7433 | 0.67099 | Low | Low | Low
NARROWS 21021252 | NARROWS 2102 | SIERRA | 0.0028409 | 10 | 0% | 0 | 0 | 100% | 0% | 0 | 0.012695 | 19.9979 | 2.6386 | 0.66989 | Low | Low | Medium
POINT MORETTI 110136514 | POINT MORETTI 1101 | CENTRAL COAST | 6.8197 | 17.0171 | 90.44% | 21 | 1 | 100% | 87.46% | 0 | 0.19239 | 1 | 3.4814 | 0.66979 | High | High | High
COARSEGOLD 210410400 | COARSEGOLD 2104 | YOSEMITE | 42.0443 | 18.5406 | 94.25% | 4 | 95 | 94% | 0% | 0 | 0.26956 | 1 | 2.4779 | 0.66794 | High | High | Medium
ROB ROY 210410298 | ROB ROY 2104 | CENTRAL COAST | 11.1938 | 57.3937 | 79.09% | 34 | 2 | 83.3% | 78.37% | 0 | 0.2019 | 1 | 3.3081 | 0.6679 | High | High | High
MORGAN HILL 2111XR398 | MORGAN HILL 2111 | SAN JOSE | 36.8919 | 62.4019 | 77.2% | 15 | 15 | 93.25% | 35.33% | 1 | 0.2433 | 1 | 2.7433 | 0.66742 | High | High | Medium
BIG BASIN 110195690 | BIG BASIN 1101 | CENTRAL COAST | 3.9003 | 22.8227 | 33.75% | 15 | 4 | 100% | 100% | 0 | 0.19661 | 1 | 3.3684 | 0.66225 | High | High | High
CLOVERDALE 1102672 | CLOVERDALE 1102 | SONOMA | 22.2941 | 69.8865 | 97.84% | 1 | 12 | 98.19% | 94.9% | 0 | 0.3373 | 1 | 1.9575 | 0.66027 | High | High | Low
CORRAL 1103CB | CORRAL 1103 | STOCKTON | 5.566 | 15.4342 | 82.99% | 0 | 1 | 19.4% | 0% | 0 | 0.013588 | 14.9507 | 3.2433 | 0.65886 | Low | Low | High
SONOMA 11033052 | SONOMA 1103 | SONOMA | 13.4991 | 28.4052 | 91.89% | 6 | 9 | 83.64% | 100% | 0 | 0.18717 | 1 | 3.517 | 0.65829 | High | High | High
MORGAN HILL 2105CB | MORGAN HILL 2105 | SAN JOSE | 0.38186 | 10 | 60.48% | 0 | 1 | 21.31% | 0% | 0 | 0.0097345 | 19.9979 | 3.3616 | 0.65441 | Low | Low | High
KESWICK 11019712 | KESWICK 1101 | NORTH VALLEY | 18.8507 | 17.0815 | 97.11% | 2 | 13 | 100% | 100% | 0 | 0.26099 | 1 | 2.4969 | 0.65166 | High | High | Medium
ROB ROY 2104CB | ROB ROY 2104 | CENTRAL COAST | 14.3247 | 30.9167 | 85.32% | 22 | 10 | 100% | 61.11% | 0 | 0.20721 | 1 | 3.1441 | 0.6515 | High | High | High
SANTA YNEZ 1104Y30 | SANTA YNEZ 1104 | LOS PADRES | 0.89443 | 34.2503 | 70.68% | 0 | 2 | 6.535% | 0% | 0 | 0.010995 | 19.9979 | 2.9545 | 0.64959 | Low | Low | Medium
LAS GALLINAS A 1105532 | LAS GALLINAS A 1105 | NORTH BAY | 3.6841 | 80.5371 | 66.72% | 3 | 5 | 83.44% | 94.05% | 0 | 0.19645 | 1 | 3.3042 | 0.64912 | High | High | High
DEL MONTE 21042760 | DEL MONTE 2104 | CENTRAL COAST | 2.7139 | 31.1425 | 17.74% | 0 | 3 | 100% | 0% | 0 | 0.023371 | 11.2183 | 2.4707 | 0.64778 | Medium | Medium | Medium
OAKHURST 110377384 | OAKHURST 1103 | YOSEMITE | 4.7334 | 12.9583 | 82.83% | 5 | 23 | 100% | 100% | 0 | 0.25524 | 1 | 2.5373 | 0.64761 | High | High | Medium
WOODACRE 1102CB | WOODACRE 1102 | NORTH BAY | 12.3335 | 47.7292 | 17.58% | 11 | 6 | 98.44% | 71.03% | 1 | 0.14985 | 1 | 4.2881 | 0.64256 | High | High | High
HORSESHOE 1101CB | HORSESHOE 1101 | SIERRA | 1.5163 | 10 | 43.57% | 1 | 0 | 28.38% | 0% | 0 | 0.010302 | 14.9507 | 4.1553 | 0.63998 | Low | Low | High
SAN JOAQUIN #2 1103CB | SAN JOAQUIN #2 1103 | YOSEMITE | 67.7251 | 13.3684 | 94.77% | 0 | 65 | 100% | 13.79% | 0 | 0.44439 | 1 | 1.4392 | 0.63957 | High | High | Low
COARSEGOLD 210210040 | COARSEGOLD 2102 | YOSEMITE | 17.3327 | 15.2245 | 73.22% | 8 | 45 | 100% | 100% | 0 | 0.31716 | 1 | 2.0156 | 0.63929 | High | High | Low
FULTON 11024994 | FULTON 1102 | SONOMA | 1.7055 | 60.2868 | 44.56% | 0 | 1 | 40.25% | 0% | 0 | 0.014488 | 14.9507 | 2.9503 | 0.63906 | Low | Low | Medium
BIG BASIN 11015028 | BIG BASIN 1101 | CENTRAL COAST | 4.9702 | 16.4741 | 66.18% | 6 | 3 | 100% | 100% | 0 | 0.1889 | 1 | 3.3403 | 0.63099 | High | High | High
MIWUK 170247143 | MIWUK 1702 | YOSEMITE | 4.8917 | 41.2668 | 100% | 1 | 8 | 100% | 79.87% | 0 | 0.13801 | 1 | 4.5597 | 0.62928 | High | High | High
SAN RAFAEL 1101310 | SAN RAFAEL 1101 | NORTH BAY | 1.3967 | 10 | 2.818% | 0 | 0 | 39.65% | 0% | 0 | 0.0071371 | 19.9979 | 4.4071 | 0.62902 | Low | Low | High
WISE 1102 | WISE 1102 | SIERRA | 0.065469 | 10 | 100% | 0 | 0 | 100% | 0% | 0 | 0.028512 | 11.2183 | 1.9642 | 0.62826 | Medium | Medium | Low
PENRYN 1103660 | PENRYN 1103 | SIERRA | 10.4724 | 10.4096 | 69.5% | 2 | 4 | 53.75% | 0% | 0 | 0.018041 | 14.9507 | 2.329 | 0.62817 | Low | Low | Medium
MIDDLETOWN 1102878 | MIDDLETOWN 1102 | HUMBOLDT | 0.98449 | 64.5076 | 97.38% | 0 | 3 | 16.45% | 0% | 0 | 0.018862 | 11.2183 | 2.9665 | 0.6277 | Low | Low | Medium
MIWUK 170153038 | MIWUK 1701 | YOSEMITE | 6.638 | 67.6188 | 100% | 3 | 9 | 100% | 100% | 0 | 0.26716 | 1 | 2.3412 | 0.62548 | High | High | Medium
TEMPLETON 2110901690 | TEMPLETON 2110 | LOS PADRES | 36.531 | 44.497 | 99.02% | 7 | 6 | 93.11% | 83.54% | 1 | 0.29843 | 1 | 2.0943 | 0.625 | High | High | Low
RED BLUFF 11051564 | RED BLUFF 1105 | NORTH VALLEY | 1.279 | 15.2296 | 100% | 0 | 0 | 12.04% | 0% | 0 | 0.012441 | 35.3263 | 1.4214 | 0.62469 | Low | Low | Low
SUNOL 1101MR196 | SUNOL 1101 | MISSION | 2.4505 | 75.1937 | 26.76% | 0 | 1 | 18.84% | 0% | 0 | 0.011214 | 35.3263 | 1.5737 | 0.6234 | Low | Low | Low
DUNBAR 11033127 | DUNBAR 1103 | SONOMA | 8.8393 | 48.2541 | 93.29% | 0 | 4 | 91.69% | 100% | 0 | 0.19391 | 1 | 3.2038 | 0.62125 | High | High | High
CENTERVILLE 11012448 | CENTERVILLE 1101 | NORTH VALLEY | 24.8271 | 10 | 80.77% | 5 | 8 | 100% | 95.09% | 1 | 0.182 | 1 | 3.4115 | 0.62089 | High | High | High
MORAGA 1102CB | MORAGA 1102 | DIABLO | 3.3475 | 12.7577 | 17.22% | 0 | 6 | 36.14% | 35.27% | 0 | 0.015794 | 11.2183 | 3.4911 | 0.61857 | Low | Low | High
CAMP EVERS 2105CB | CAMP EVERS 2105 | CENTRAL COAST | 8.5381 | 22.2654 | 52.34% | 18 | 3 | 83.09% | 96.05% | 0 | 0.14927 | 1 | 4.1373 | 0.61755 | High | High | High
SONOMA 1105138 | SONOMA 1105 | SONOMA | 0.57477 | 60.5779 | 43.92% | 0 | 0 | 3.3% | 0% | 0 | 0.0098109 | 19.9979 | 3.1352 | 0.61511 | Low | Low | High
SAN RAMON 2101CB | SAN RAMON 2101 | MISSION | 0.57317 | 10 | 0% | 0 | 0 | 53.42% | 0% | 0 | 0.0079978 | 19.9979 | 3.8395 | 0.61409 | Low | Low | High
MARTELL 110292172 | MARTELL 1102 | STOCKTON | 1.6199 | 10 | 31.25% | 0 | 0 | 49.18% | 0% | 0 | 0.0099007 | 19.9979 | 3.0995 | 0.61369 | Low | Low | High
SANTA ROSA A 1104210 | SANTA ROSA A 1104 | SONOMA | 6.8749 | 10 | 33.39% | 9 | 10 | 88.77% | 100% | 0 | 0.17303 | 1 | 3.5409 | 0.61267 | High | High | High
SHINGLE SPRINGS 2105CB | SHINGLE SPRINGS 2105 | SIERRA | 19.4761 | 21.3342 | 76.42% | 1 | 7 | 100% | 96.24% | 0 | 0.20055 | 1 | 3.0516 | 0.612 | High | High | Medium
HOPLAND 110180620 | HOPLAND 1101 | HUMBOLDT | 0.61898 | 10 | 82.97% | 0 | 0 | 11.01% | 0% | 0 | 0.010345 | 35.3263 | 1.672 | 0.61103 | Low | Low | Low
IGNACIO 11011264 | IGNACIO 1101 | NORTH BAY | 1.5242 | 13.9644 | 55.83% | 0 | 4 | 38.01% | 4.721% | 0 | 0.016971 | 11.2183 | 3.1948 | 0.60822 | Low | Low | High
OAKHURST 11035480 | OAKHURST 1103 | YOSEMITE | 17.1484 | 38.4474 | 78.11% | 4 | 31 | 100% | 97.69% | 0 | 0.33517 | 1 | 1.8045 | 0.6048 | High | High | Low
MARIPOSA 210237288 | MARIPOSA 2102 | YOSEMITE | 85.1145 | 35.7142 | 99.54% | 6 | 74 | 100% | 7.812% | 0 | 0.40262 | 1 | 1.5019 | 0.60469 | High | High | Low
PERRY 1101V88 | PERRY 1101 | LOS PADRES | 1.2286 | 10 | 3.935% | 0 | 0 | 39.45% | 0% | 0 | 0.0071884 | 26.5534 | 3.1534 | 0.6019 | Low | Low | High
CALISTOGA 1101890 | CALISTOGA 1101 | NORTH BAY | 22.5646 | 51.954 | 60.75% | 7 | 3 | 89.13% | 61.5% | 0 | 0.25974 | 1 | 2.3028 | 0.59812 | High | High | Medium
CALISTOGA 110135588 | CALISTOGA 1101 | NORTH BAY | 3.0755 | 87.0174 | 100% | 0 | 0 | 100% | 100% | 0 | 0.24881 | 1 | 2.3966 | 0.59629 | High | High | Medium
PARADISE 110445674 | PARADISE 1104 | NORTH VALLEY | 5.0463 | 10.402 | 42.33% | 2 | 14 | 100% | 100% | 0 | 0.16095 | 1 | 3.7001 | 0.59555 | High | High | High
LLAGAS 2101XR244 | LLAGAS 2101 | SAN JOSE | 0.29573 | 10 | 100% | 0 | 1 | 2.088% | 0% | 0 | 0.01111 | 19.9979 | 2.6701 | 0.59322 | Low | Low | Medium
SAN MIGUEL 1105CB | SAN MIGUEL 1105 | LOS PADRES | 0.96596 | 53.2217 | 100% | 0 | 0 | 9.014% | 0% | 0 | 0.015601 | 19.9979 | 1.882 | 0.58717 | Low | Low | Low
SAN LUIS OBISPO 1104V46 | SAN LUIS OBISPO 1104 | LOS PADRES | 18.1965 | 66.1378 | 91.34% | 1 | 13 | 87.31% | 73.08% | 1 | 0.28268 | 1 | 2.0672 | 0.58435 | High | High | Low
DEL MONTE 21029060 | DEL MONTE 2102 | CENTRAL COAST | 0.0023123 | 10 | 0% | 0 | 0 | 0.0258% | 0% | 0 | 0.0046992 | 26.5534 | 4.6351 | 0.57837 | Low | Low | High
CAMP EVERS 210610718 | CAMP EVERS 2106 | CENTRAL COAST | 8.4743 | 22.3341 | 66.06% | 7 | 3 | 100% | 100% | 0 | 0.17677 | 1 | 3.2715 | 0.57831 | High | High | High
PAUL SWEET 21065178 | PAUL SWEET 2106 | CENTRAL COAST | 7.3151 | 10 | 46.38% | 7 | 0 | 100% | 100% | 0 | 0.17066 | 1 | 3.3829 | 0.57733 | High | High | High
KESWICK 11011590 | KESWICK 1101 | NORTH VALLEY | 6.51 | 47.89 | 75.62% | 0 | 1 | 100% | 100% | 0 | 0.15625 | 1 | 3.693 | 0.57701 | High | High | High
SANTA MARIA 1108M18 | SANTA MARIA 1108 | LOS PADRES | 14.6945 | 77.5423 | 92.38% | 1 | 8 | 82.48% | 56.56% | 1 | 0.21976 | 1 | 2.6052 | 0.57252 | High | High | Medium
NORTH DUBLIN 2103 | NORTH DUBLIN 2103 | MISSION | 0.0011266 | 10 | 0% | 0 | 0 | 100% | 0% | 0 | 0.012695 | 11.2183 | 4.0077 | 0.57078 | Low | Low | High
PENRYN 1103CB | PENRYN 1103 | SIERRA | 2.2673 | 10 | 57.81% | 1 | 1 | 71.12% | 0% | 0 | 0.015799 | 14.9507 | 2.4019 | 0.56734 | Low | Low | Medium
BRUNSWICK 11062416 | BRUNSWICK 1106 | SIERRA | 28.6672 | 22.1211 | 86.48% | 10 | 9 | 92.26% | 60.33% | 1 | 0.19856 | 1 | 2.8411 | 0.56415 | High | High | Medium
SAN BENITO 210136912 | SAN BENITO 2101 | CENTRAL COAST | 2.942 | 68.099 | 74.6% | 0 | 1 | 23.25% | 0% | 0 | 0.016483 | 14.9507 | 2.2757 | 0.5608 | Low | Low | Medium
WOODWARD 2108688294 | WOODWARD 2108 | FRESNO | 0.015135 | 10 | 0% | 0 | 0 | 100% | 0% | 0 | 0.012695 | 26.5534 | 1.6587 | 0.55916 | Low | Low | Low
BRUNSWICK 11103907 | BRUNSWICK 1110 | SIERRA | 0.89347 | 10 | 0% | 2 | 0 | 100% | 0% | 0 | 0.013031 | 14.9507 | 2.8579 | 0.55681 | Low | Low | Medium
SARATOGA 1107LC12 | SARATOGA 1107 | DE ANZA | 7.3147 | 36.5682 | 63.55% | 4 | 7 | 100% | 57.8% | 0 | 0.15388 | 1 | 3.6179 | 0.55673 | High | High | High
OAKLAND X 1104 | OAKLAND X 1104 | EAST BAY | 0.11526 | 10 | 100% | 0 | 0 | 100% | 100% | 0 | 0.13022 | 1 | 4.2748 | 0.55668 | High | High | High
CAMP EVERS 21055146 | CAMP EVERS 2105 | CENTRAL COAST | 6.0305 | 10 | 32.63% | 11 | 6 | 100% | 100% | 0 | 0.14397 | 1 | 3.8493 | 0.55419 | High | High | High
CURTIS 17028000 | CURTIS 1702 | YOSEMITE | 14.3249 | 17.4723 | 99.98% | 1 | 11 | 100% | 50.67% | 0 | 0.14933 | 1 | 3.7034 | 0.55303 | High | High | High
PENRYN 1107CB | PENRYN 1107 | SIERRA | 5.4827 | 14.0733 | 57.47% | 3 | 1 | 34.07% | 0% | 0 | 0.01315 | 14.9507 | 2.8102 | 0.55251 | Low | Low | Medium
FRUITLAND 11418746 | FRUITLAND 1141 | HUMBOLDT | 0.40721 | 85 | 7.434% | 0 | 0 | 50.57% | 0% | 0 | 0.013725 | 47.6367 | 0.84229 | 0.55071 | Low | Low | Low
PAUL SWEET 2106428102 | PAUL SWEET 2106 | CENTRAL COAST | 11.5695 | 14.0231 | 80.02% | 8 | 3 | 89.09% | 75.97% | 1 | 0.13775 | 1 | 3.9916 | 0.54983 | High | High | High
VIEJO 22029112 | VIEJO 2202 | CENTRAL COAST | 0.78302 | 10 | 22.17% | 1 | 0 | 23.74% | 0% | 0 | 0.008258 | 14.9507 | 4.4379 | 0.54792 | Low | Low | High
LLAGAS 2101XR584 | LLAGAS 2101 | SAN JOSE | 1.1341 | 38.093 | 49.38% | 0 | 3 | 12.45% | 0% | 0 | 0.010267 | 19.9979 | 2.6623 | 0.54662 | Low | Low | Medium
BOLINAS 1101806 | BOLINAS 1101 | NORTH BAY | 3.0453 | 88.6877 | 5.762% | 0 | 3 | 100% | 100% | 0 | 0.14085 | 1 | 3.8778 | 0.54618 | High | High | High
CLAYTON 2212CB | CLAYTON 2212 | DIABLO | 1.3959 | 28.1061 | 22.31% | 0 | 2 | 11% | 15.16% | 0 | 0.01235 | 11.2183 | 3.9394 | 0.5458 | Low | Low | High
PLACER 1102CB | PLACER 1102 | SIERRA | 2.1407 | 10 | 18.98% | 0 | 1 | 100% | 0% | 0 | 0.015126 | 11.2183 | 3.2057 | 0.54396 | Low | Low | High
PLACERVILLE 21069712 | PLACERVILLE 2106 | SIERRA | 24.7737 | 54.0303 | 80.14% | 10 | 4 | 100% | 89.29% | 1 | 0.25885 | 1 | 2.0967 | 0.54273 | High | High | Low
SILVERADO 2104708 | SILVERADO 2104 | NORTH BAY | 4.377 | 40.803 | 65.23% | 1 | 8 | 88.72% | 99% | 0 | 0.16025 | 1 | 3.379 | 0.5415 | High | High | High
PLACERVILLE 210611132 | PLACERVILLE 2106 | SIERRA | 43.1899 | 37.6905 | 78.66% | 11 | 29 | 100% | 66.95% | 0 | 0.3241 | 1 | 1.6694 | 0.54105 | High | High | Low
PENRYN 11072704 | PENRYN 1107 | SIERRA | 1.9532 | 10 | 45.97% | 0 | 0 | 34.19% | 0% | 0 | 0.010983 | 14.9507 | 3.2851 | 0.53943 | Low | Low | High
GUALALA 11121294 | GUALALA 1112 | HUMBOLDT | 19.9398 | 39.726 | 11.78% | 10 | 62 | 100% | 0% | 0 | 0.24042 | 1 | 2.2212 | 0.53402 | High | High | Low
PUEBLO 1105716 | PUEBLO 1105 | NORTH BAY | 2.9378 | 34.7126 | 67.65% | 0 | 0 | 14.86% | 0% | 0 | 0.01121 | 14.9507 | 3.18 | 0.53295 | Low | Low | High
COTATI 11055156 | COTATI 1105 | SONOMA | 3.6981 | 31.1041 | 18.22% | 1 | 1 | 37.15% | 0% | 0 | 0.012279 | 14.9507 | 2.8955 | 0.53156 | Low | Low | Medium
HARTLEY 1101658 | HARTLEY 1101 | HUMBOLDT | 2.7971 | 52.1185 | 100% | 0 | 1 | 20.57% | 0% | 0 | 0.020197 | 11.2183 | 2.3275 | 0.52735 | Low | Low | Medium
WYANDOTTE 1109CB | WYANDOTTE 1109 | NORTH VALLEY | 2.5841 | 10 | 31.89% | 0 | 1 | 27.38% | 0% | 0 | 0.0081836 | 14.9507 | 4.3025 | 0.52641 | Low | Low | High
SEACLIFF 0401CB | SEACLIFF 0401 | CENTRAL COAST | 5.8801 | 16.5923 | 59.63% | 6 | 2 | 97.46% | 83.75% | 0 | 0.13923 | 1 | 3.7795 | 0.52621 | High | High | High
SAN RAFAEL 11071276 | SAN RAFAEL 1107 | NORTH BAY | 3.842 | 10 | 17.39% | 6 | 6 | 100% | 100% | 0 | 0.12189 | 1 | 4.3125 | 0.52565 | High | High | High
STAFFORD 110233692 | STAFFORD 1102 | NORTH BAY | 0.31495 | 10 | 16.33% | 0 | 0 | 14.09% | 0% | 0 | 0.0061817 | 26.5534 | 3.2 | 0.52527 | Low | Low | High
APPLE HILL 21029722 | APPLE HILL 2102 | SIERRA | 38.3357 | 63.3481 | 100% | 10 | 4 | 100% | 82.49% | 1 | 0.36946 | 1 | 1.4151 | 0.52281 | High | High | Low
EMERALD LAKE 0401CB | EMERALD LAKE 0401 | PENINSULA | 15.5314 | 21.1198 | 27.73% | 5 | 20 | 73.41% | 27.29% | 1 | 0.11416 | 1 | 4.5679 | 0.52148 | High | High | High
CAMP EVERS 21055232 | CAMP EVERS 2105 | CENTRAL COAST | 4.5381 | 18.453 | 49.44% | 6 | 6 | 100% | 100% | 0 | 0.14357 | 1 | 3.6265 | 0.52068 | High | High | High
COARSEGOLD 210210050 | COARSEGOLD 2102 | YOSEMITE | 7.18 | 18.0295 | 97.64% | 2 | 12 | 100% | 100% | 0 | 0.25905 | 1 | 2.0066 | 0.51979 | High | High | Low
WEST POINT 11021341 | WEST POINT 1102 | STOCKTON | 10.0456 | 74.4483 | 100% | 1 | 5 | 100% | 100% | 0 | 0.33803 | 1 | 1.5377 | 0.51978 | High | High | Low
COTATI 110475972 | COTATI 1104 | SONOMA | 2.7371 | 10 | 35.68% | 0 | 3 | 41.48% | 0% | 0 | 0.015037 | 11.2183 | 3.0719 | 0.51821 | Low | Low | Medium
ATASCADERO 1103A88 | ATASCADERO 1103 | LOS PADRES | 0.25306 | 10 | 42.36% | 0 | 0 | 9.428% | 0% | 0 | 0.0073051 | 26.5534 | 2.6184 | 0.50791 | Low | Low | Medium
SAN LUIS OBISPO 1107V60 | SAN LUIS OBISPO 1107 | LOS PADRES | 16.0455 | 59.2942 | 63.57% | 4 | 4 | 100% | 91.12% | 0 | 0.23106 | 1 | 2.1951 | 0.5072 | High | High | Low
COTTONWOOD 11011510 | COTTONWOOD 1101 | NORTH VALLEY | 0.7279 | 10 | 33.06% | 0 | 0 | 21.95% | 0% | 0 | 0.0076675 | 35.3263 | 1.8603 | 0.5039 | Low | Low | Low
WYANDOTTE 11031508 | WYANDOTTE 1103 | NORTH VALLEY | 25.7036 | 27.6675 | 92.16% | 3 | 8 | 99.06% | 81.42% | 1 | 0.17558 | 1 | 2.8465 | 0.49977 | High | High | Medium
MORGAN HILL 210542348 | MORGAN HILL 2105 | SAN JOSE | 1.0024 | 17.5681 | 55.95% | 0 | 0 | 23.75% | 0% | 0 | 0.0099083 | 14.9507 | 3.3198 | 0.49179 | Low | Low | High
BIG BASIN 1102CB | BIG BASIN 1102 | CENTRAL COAST | 6.2676 | 51.463 | 36.35% | 17 | 4 | 100% | 100% | 0 | 0.19295 | 1 | 2.5476 | 0.49156 | High | High | Medium
CALISTOGA 110266730 | CALISTOGA 1102 | NORTH BAY | 1.1709 | 73.9432 | 93.25% | 0 | 0 | 100% | 100% | 0 | 0.17987 | 1 | 2.7269 | 0.49048 | High | High | Medium
PARADISE 11032534 | PARADISE 1103 | NORTH VALLEY | 4.7177 | 10 | 61.75% | 3 | 6 | 100% | 100% | 0 | 0.12837 | 1 | 3.8138 | 0.48959 | High | High | High
PLACERVILLE 21066512 | PLACERVILLE 2106 | SIERRA | 20.9994 | 19.5513 | 83.24% | 2 | 9 | 100% | 100% | 0 | 0.25186 | 1 | 1.9426 | 0.48926 | High | High | Low
OTTER 11017611 | OTTER 1101 | CENTRAL COAST | 4.3976 | 73.491 | 75.26% | 4 | 3 | 100% | 100% | 1 | 0.3205 | 1 | 1.5238 | 0.48836 | High | High | Low
OAKLAND K 1104CR204 | OAKLAND K 1104 | EAST BAY | 3.7332 | 23.8088 | 27.59% | 6 | 1 | 100% | 100% | 0 | 0.11562 | 1 | 4.1768 | 0.48293 | High | High | High
BIG BEND 1102CB | BIG BEND 1102 | NORTH VALLEY | 17.1238 | 77.0813 | 99.95% | 1 | 3 | 100% | 100% | 0 | 0.22606 | 1 | 2.1303 | 0.48158 | High | High | Low
BIG BASIN 11025066 | BIG BASIN 1102 | CENTRAL COAST | 14.538 | 30.1342 | 55.77% | 35 | 1 | 100% | 92.59% | 1 | 0.20391 | 1 | 2.3602 | 0.48127 | High | High | Medium
CALISTOGA 110189150 | CALISTOGA 1101 | NORTH BAY | 9.6361 | 72.7174 | 50.49% | 2 | 3 | 100% | 93.01% | 1 | 0.18208 | 1 | 2.6306 | 0.47897 | High | High | Medium
HORSESHOE 11011682 | HORSESHOE 1101 | SIERRA | 1.1361 | 10 | 70.68% | 0 | 0 | 11.64% | 0% | 0 | 0.010746 | 11.2183 | 3.9722 | 0.47887 | Low | Low | High
PAUL SWEET 210411074 | PAUL SWEET 2104 | CENTRAL COAST | 2.9891 | 10 | 96.78% | 2 | 0 | 97.58% | 100% | 0 | 0.12749 | 1 | 3.7533 | 0.47849 | High | High | High
LOS GATOS 1106LA42 | LOS GATOS 1106 | DE ANZA | 2.7943 | 10 | 80.03% | 3 | 2 | 100% | 100% | 1 | 0.15252 | 1 | 3.137 | 0.47846 | High | High | High
PINE GROVE 11013170 | PINE GROVE 1101 | STOCKTON | 40.3025 | 15.3788 | 88.67% | 12 | 21 | 100% | 0% | 0 | 0.18 | 1 | 2.6168 | 0.47101 | High | High | Medium
SAN JOAQUIN #3 1103CB | SAN JOAQUIN #3 1103 | YOSEMITE | 28.2713 | 13.2744 | 82.63% | 4 | 63 | 100% | 35.67% | 0 | 0.37964 | 1 | 1.2383 | 0.47011 | High | High | Low
SAN RAMON 2117CB | SAN RAMON 2117 | MISSION | 0.44721 | 10 | 0% | 0 | 0 | 26.74% | 0% | 0 | 0.0061326 | 19.9979 | 3.8316 | 0.46991 | Low | Low | High
SAUSALITO 1101CB | SAUSALITO 1101 | NORTH BAY | 0.084384 | 10 | 39.07% | 0 | 0 | 1.452% | 0% | 0 | 0.0074993 | 19.9979 | 3.1293 | 0.4693 | Low | Low | High
SILVERADO 210234959 | SILVERADO 2102 | NORTH BAY | 24.7275 | 77.6516 | 100% | 5 | 11 | 91.78% | 69.47% | 1 | 0.34288 | 1 | 1.3442 | 0.46089 | High | High | Low
MORGAN HILL 2105XR268 | MORGAN HILL 2105 | SAN JOSE | 7.973 | 60.2912 | 70.21% | 1 | 2 | 100% | 100% | 0 | 0.14861 | 1 | 3.0893 | 0.45909 | High | High | High
OTTER 1101CB | OTTER 1101 | CENTRAL COAST | 6.5139 | 35.3423 | 0.6325% | 8 | 1 | 96.47% | 87.12% | 1 | 0.20943 | 1 | 2.1919 | 0.45904 | High | High | Low
COARSEGOLD 21025380 | COARSEGOLD 2102 | YOSEMITE | 14.1287 | 13.3143 | 99.57% | 3 | 25 | 100% | 100% | 0 | 0.23471 | 1 | 1.9542 | 0.45867 | High | High | Low
GOLDTREE 1105CB | GOLDTREE 1105 | LOS PADRES | 7.0823 | 62.297 | 33.11% | 0 | 1 | 49.12% | 0% | 0 | 0.014604 | 11.2183 | 2.7587 | 0.45198 | Low | Low | Medium
RED BLUFF 110176020 | RED BLUFF 1101 | NORTH VALLEY | 8.959 | 16.3023 | 99.96% | 0 | 1 | 62.16% | 0% | 0 | 0.020958 | 14.9507 | 1.44 | 0.45121 | Low | Low | Low
CAMP EVERS 210637210 | CAMP EVERS 2106 | CENTRAL COAST | 6.3592 | 23.8928 | 45.59% | 8 | 2 | 100% | 100% | 0 | 0.15389 | 1 | 2.9227 | 0.44978 | High | High | Medium
SAN RAFAEL 11081262 | SAN RAFAEL 1108 | NORTH BAY | 4.0586 | 23.1286 | 14.29% | 3 | 8 | 91.28% | 100% | 0 | 0.094261 | 1 | 4.7701 | 0.44963 | High | High | High
CENTERVILLE 1101 | CENTERVILLE 1101 | NORTH VALLEY | 0.0017292 | 10 | 100% | 0 | 0 | 100% | 100% | 0 | 0.13022 | 1 | 3.4526 | 0.44961 | High | High | High
WILLITS 1103964 | WILLITS 1103 | HUMBOLDT | 2.7651 | 34.3373 | 95.61% | 0 | 1 | 51.42% | 0% | 0 | 0.02055 | 11.2183 | 1.9496 | 0.44946 | Low | Low | Low
SONOMA 1102118 | SONOMA 1102 | SONOMA | 5.4359 | 22.1228 | 81.08% | 2 | 7 | 71.73% | 100% | 0 | 0.11084 | 1 | 4.0423 | 0.44806 | High | High | High
TASSAJARA 2113MR276 | TASSAJARA 2113 | DIABLO | 3.6023 | 62.8969 | 34.15% | 1 | 2 | 92.48% | 100% | 0 | 0.13782 | 1 | 3.251 | 0.44804 | High | High | High
PLACERVILLE 210619552 | PLACERVILLE 2106 | SIERRA | 21.1288 | 10.9472 | 81.54% | 2 | 6 | 100% | 88.4% | 1 | 0.17549 | 1 | 2.5401 | 0.44577 | High | High | Medium
REDBUD 11022013 | REDBUD 1102 | HUMBOLDT | 0.11285 | 35.1068 | 100% | 0 | 0 | 2.449% | 0% | 0 | 0.01294 | 11.2183 | 3.0608 | 0.44433 | Low | Low | Medium
TASSAJARA 2112CB | TASSAJARA 2112 | DIABLO | 0.3541 | 10 | 9.426% | 1 | 0 | 26.89% | 0% | 0 | 0.0076765 | 14.9507 | 3.8616 | 0.4432 | Low | Low | High
DEL MONTE 21043066 | DEL MONTE 2104 | CENTRAL COAST | 0.016196 | 10 | 0% | 0 | 0 | 100% | 0% | 0 | 0.012695 | 11.2183 | 3.1116 | 0.44316 | Low | Low | High
NEWBURG 11323425 | NEWBURG 1132 | HUMBOLDT | 0.9717 | 21.9962 | 41.93% | 1 | 0 | 64.08% | 0% | 0 | 0.013757 | 11.2183 | 2.8658 | 0.44227 | Low | Low | Medium
BIG BASIN 110276752 | BIG BASIN 1102 | CENTRAL COAST | 2.6798 | 26.5426 | 60.49% | 5 | 8 | 100% | 100% | 0 | 0.1665 | 1 | 2.6319 | 0.43821 | High | High | Medium
WILLOW CREEK 11014904 | WILLOW CREEK 1101 | HUMBOLDT | 18.7302 | 84.4323 | 100% | 25 | 5 | 100% | 99.66% | 0 | 0.33351 | 1 | 1.3113 | 0.43732 | High | High | Low
PARADISE 11032488 | PARADISE 1103 | NORTH VALLEY | 3.2215 | 10 | 53.79% | 1 | 2 | 100% | 95.34% | 0 | 0.11569 | 1 | 3.766 | 0.43568 | High | High | High
NARROWS 210248484 | NARROWS 2102 | SIERRA | 41.4937 | 26.7261 | 86.16% | 7 | 18 | 100% | 0% | 0 | 0.16958 | 1 | 2.5572 | 0.43366 | High | High | Medium
MORAGA 1101CB | MORAGA 1101 | DIABLO | 6.145 | 55.6277 | 5.196% | 2 | 13 | 81.97% | 88.05% | 0 | 0.12886 | 1 | 3.3628 | 0.43333 | High | High | High
VIEJO 22029118 | VIEJO 2202 | CENTRAL COAST | 0.57077 | 10 | 0.8969% | 1 | 0 | 19.02% | 0% | 0 | 0.0066199 | 14.9507 | 4.29 | 0.42459 | Low | Low | High
MIDDLETOWN 1101612 | MIDDLETOWN 1101 | HUMBOLDT | 3.8703 | 82.8475 | 40.87% | 13 | 3 | 100% | 100% | 1 | 0.19998 | 1 | 2.1199 | 0.42394 | High | High | Low
GIRVAN 11011636 | GIRVAN 1101 | NORTH VALLEY | 16.6216 | 29.0593 | 66.7% | 0 | 3 | 90.3% | 84.26% | 1 | 0.19797 | 1 | 2.1383 | 0.42331 | High | High | Low
TIVY VALLEY 110737522 | TIVY VALLEY 1107 | FRESNO | 0.51792 | 52.3595 | 87.8% | 0 | 0 | 16.67% | 0% | 0 | 0.017278 | 11.2183 | 2.1794 | 0.42243 | Low | Low | Low
REDBUD 11021212 | REDBUD 1102 | HUMBOLDT | 0.436 | 23.3209 | 21.35% | 0 | 1 | 11.49% | 0% | 0 | 0.0070167 | 19.9979 | 3.0081 | 0.42209 | Low | Low | Medium
GIRVAN 11029012 | GIRVAN 1102 | NORTH VALLEY | 15.986 | 25.3548 | 93.5% | 4 | 4 | 100% | 96.14% | 1 | 0.18146 | 1 | 2.3257 | 0.42202 | High | High | Medium
HALF MOON BAY 1101CB | HALF MOON BAY 1101 | PENINSULA | 8.298 | 59.005 | 12.7% | 3 | 2 | 59.24% | 75.84% | 1 | 0.11209 | 1 | 3.754 | 0.42078 | High | High | High
SANTA MARIA 1108M80 | SANTA MARIA 1108 | LOS PADRES | 58.3414 | 79.2858 | 99.51% | 1 | 8 | 100% | 61.18% | 1 | 0.20649 | 1 | 2.0334 | 0.41988 | High | High | Low
MARIPOSA 21021960 | MARIPOSA 2102 | YOSEMITE | 24.6612 | 47.7521 | 99.87% | 3 | 23 | 100% | 69.1% | 1 | 0.25188 | 1 | 1.666 | 0.41964 | High | High | Low
FROGTOWN 170274648 | FROGTOWN 1702 | STOCKTON | 0.21722 | 10 | 30.03% | 0 | 0 | 4.115% | 0% | 0 | 0.0081651 | 26.5534 | 1.9245 | 0.41726 | Low | Low | Low
SILVERADO 2102636 | SILVERADO 2102 | NORTH BAY | 3.9682 | 44.4482 | 89.35% | 2 | 0 | 70.53% | 80.46% | 1 | 0.11193 | 1 | 3.6989 | 0.41401 | High | High | High
BIG BASIN 110296986 | BIG BASIN 1102 | CENTRAL COAST | 5.8731 | 33.0475 | 64.84% | 22 | 1 | 100% | 100% | 0 | 0.16999 | 1 | 2.3974 | 0.40753 | High | High | Medium
NOTRE DAME 11042028 | NOTRE DAME 1104 | NORTH VALLEY | 10.9017 | 45.9089 | 89% | 0 | 3 | 100% | 100% | 0 | 0.15694 | 1 | 2.5912 | 0.40666 | High | High | Medium
AUBERRY 1101R319 | AUBERRY 1101 | FRESNO | 21.0846 | 48.2226 | 98.48% | 8 | 8 | 100% | 93.05% | 1 | 0.30543 | 1 | 1.3298 | 0.40617 | High | High | Low
BIG BASIN 11028403 | BIG BASIN 1102 | CENTRAL COAST | 4.9235 | 33.659 | 85.64% | 2 | 1 | 100% | 100% | 0 | 0.15781 | 1 | 2.5682 | 0.40531 | High | High | Medium
OREGON TRAIL 110335002 | OREGON TRAIL 1103 | NORTH VALLEY | 57.2663 | 26.028 | 93.47% | 4 | 13 | 100% | 0% | 0 | 0.19614 | 1 | 2.0644 | 0.40491 | High | High | Low
CAMP EVERS 210612840 | CAMP EVERS 2106 | CENTRAL COAST | 4.0602 | 32.5066 | 59.36% | 5 | 0 | 100% | 100% | 0 | 0.13232 | 1 | 3.057 | 0.40448 | High | High | Medium
GREEN VALLEY 21011645 | GREEN VALLEY 2101 | CENTRAL COAST | 0.48374 | 10 | 100% | 0 | 0 | 100% | 100% | 0 | 0.13022 | 1 | 3.1056 | 0.40442 | High | High | High
CLARKSVILLE 210319572 | CLARKSVILLE 2103 | SIERRA | 33.5123 | 41.8595 | 99.97% | 3 | 7 | 77.35% | 59.23% | 1 | 0.15209 | 1 | 2.6524 | 0.40341 | High | High | Medium
CAMP EVERS 210310946 | CAMP EVERS 2103 | CENTRAL COAST | 5.6138 | 10 | 43.31% | 5 | 3 | 66.4% | 100% | 0 | 0.14518 | 1 | 2.7721 | 0.40244 | High | High | Medium
VIEJO 22019704 | VIEJO 2201 | CENTRAL COAST | 1.0374 | 10 | 50.89% | 1 | 2 | 40.52% | 0% | 0 | 0.011266 | 11.2183 | 3.1826 | 0.40224 | Low | Low | High
PARADISE 11042034 | PARADISE 1104 | NORTH VALLEY | 10.6989 | 15.2166 | 88.93% | 0 | 6 | 94.14% | 86.31% | 1 | 0.10808 | 1 | 3.7081 | 0.40077 | High | High | High
SUNOL 1101MR299 | SUNOL 1101 | MISSION | 4.988 | 63.7936 | 27.4% | 3 | 3 | 100% | 100% | 0 | 0.16428 | 1 | 2.4384 | 0.40057 | High | High | Medium
SAN RAFAEL 110839156 | SAN RAFAEL 1108 | NORTH BAY | 3.0298 | 11.0786 | 11.96% | 3 | 10 | 63.16% | 96.57% | 0 | 0.083717 | 1 | 4.762 | 0.39866 | High | High | High
LOS GATOS 110760092 | LOS GATOS 1107 | DE ANZA | 9.7412 | 27.0068 | 22.28% | 14 | 2 | 100% | 100% | 0 | 0.17816 | 1 | 2.2097 | 0.39367 | High | High | Low
DUNBAR 110147964 | DUNBAR 1101 | SONOMA | 6.3806 | 61.1795 | 83.1% | 1 | 6 | 83.19% | 93% | 0 | 0.13803 | 1 | 2.8326 | 0.39097 | High | High | Medium
PLACERVILLE 21067522 | PLACERVILLE 2106 | SIERRA | 67.5844 | 32.7125 | 84.62% | 19 | 16 | 100% | 11.4% | 0 | 0.1992 | 1 | 1.9612 | 0.39066 | High | High | Low
CLARKSVILLE 2105CB | CLARKSVILLE 2105 | SIERRA | 0.54433 | 10 | 0% | 0 | 0 | 45.8% | 0% | 0 | 0.0074141 | 14.9507 | 3.5177 | 0.38992 | Low | Low | High
ZACA 1102Y54 | ZACA 1102 | LOS PADRES | 34.3968 | 50.4695 | 82.24% | 0 | 23 | 99.37% | 51.02% | 1 | 0.23948 | 1 | 1.6279 | 0.38985 | High | High | Low
DOBBINS 11011264 | DOBBINS 1101 | SIERRA | 34.6636 | 46.9951 | 96.43% | 5 | 9 | 99.16% | 60.09% | 0 | 0.17584 | 1 | 2.216 | 0.38966 | High | High | Low
PLACERVILLE 210619732 | PLACERVILLE 2106 | SIERRA | 9.0659 | 10 | 43.47% | 3 | 13 | 100% | 82.12% | 1 | 0.12525 | 1 | 3.1037 | 0.38874 | High | High | High
MONTE RIO 11131067 | MONTE RIO 1113 | SONOMA | 0.80536 | 36.8006 | 36.57% | 2 | 0 | 100% | 100% | 0 | 0.12505 | 1 | 3.1062 | 0.38843 | High | High | High
FELTON 0401CB | FELTON 0401 | CENTRAL COAST | 2.2987 | 17.6192 | 4.577% | 5 | 0 | 89.41% | 100% | 0 | 0.093336 | 1 | 4.1567 | 0.38797 | High | High | High
MONROE 210392868 | MONROE 2103 | SONOMA | 0.69734 | 10 | 73.35% | 0 | 3 | 74% | 100% | 0 | 0.11412 | 1 | 3.3766 | 0.38534 | High | High | High
VINEYARD 2107MR332 | VINEYARD 2107 | MISSION | 0.086505 | 10 | 100% | 1 | 0 | 2.473% | 0% | 0 | 0.011067 | 11.2183 | 3.0685 | 0.38096 | Low | Low | Medium
OAKLAND K 1103CR188 | OAKLAND K 1103 | EAST BAY | 3.5811 | 10 | 48.05% | 3 | 7 | 100% | 62.42% | 0 | 0.086851 | 1 | 4.3746 | 0.37994 | High | High | High
REDBUD 1101454 | REDBUD 1101 | HUMBOLDT | 5.6455 | 80.3546 | 100% | 0 | 0 | 100% | 100% | 0 | 0.19502 | 1 | 1.9323 | 0.37684 | High | High | Low
PAUL SWEET 21068091 | PAUL SWEET 2106 | CENTRAL COAST | 6.0187 | 18.6502 | 32.26% | 14 | 1 | 100% | 100% | 0 | 0.12726 | 1 | 2.9537 | 0.37589 | High | High | Medium
ARBUCKLE 110447282 | ARBUCKLE 1104 | SACRAMENTO | 2.0417 | 83.3119 | 73.53% | 0 | 0 | 17.21% | 0% | 0 | 0.016706 | 14.9507 | 1.4871 | 0.37144 | Low | Low | Low
CLAYTON 2215CB | CLAYTON 2215 | DIABLO | 2.6028 | 67.9246 | 0.2184% | 0 | 2 | 23.77% | 0% | 0 | 0.0092153 | 11.2183 | 3.5872 | 0.37085 | Low | Low | High
CAMP EVERS 210611006 | CAMP EVERS 2106 | CENTRAL COAST | 2.073 | 10 | 22.12% | 2 | 1 | 100% | 100% | 0 | 0.086223 | 1 | 4.2738 | 0.3685 | High | High | High
ALTO 1124428 | ALTO 1124 | NORTH BAY | 4.8403 | 17.2865 | 1.418% | 0 | 4 | 81.37% | 100% | 0 | 0.075976 | 1 | 4.8386 | 0.36762 | High | High | High
PUEBLO 1104 | PUEBLO 1104 | NORTH BAY | 0.072037 | 10 | 0% | 0 | 0 | 100% | 0% | 0 | 0.012695 | 11.2183 | 2.568 | 0.36574 | Low | Low | Medium
TAMARACK 1101CB | TAMARACK 1101 | SIERRA | 16.4477 | 32.6722 | 67.46% | 23 | 13 | 91.62% | 0% | 0 | 0.38292 | 1 | 0.95136 | 0.36429 | High | High | Low
CLAYTON 2212Y504R | CLAYTON 2212 | DIABLO | 11.7508 | 28.9647 | 42.97% | 1 | 6 | 100% | 29.53% | 1 | 0.10152 | 1 | 3.5819 | 0.36362 | High | High | High
SAN LUIS OBISPO 1108V92 | SAN LUIS OBISPO 1108 | LOS PADRES | 0.46755 | 10 | 74.28% | 0 | 0 | 6.559% | 0% | 0 | 0.0092193 | 11.2183 | 3.5147 | 0.36351 | Low | Low | High
BIG BEND 1101641808 | BIG BEND 1101 | NORTH VALLEY | 24.9976 | 36.2263 | 100% | 6 | 10 | 95.85% | 52.55% | 1 | 0.15307 | 1 | 2.3707 | 0.36288 | High | High | Medium
PARADISE 11032486 | PARADISE 1103 | NORTH VALLEY | 6.2013 | 10 | 48.71% | 9 | 1 | 91.06% | 100% | 0 | 0.093491 | 1 | 3.8754 | 0.36232 | High | High | High
BIG RIVER 1101952 | BIG RIVER 1101 | HUMBOLDT | 16.8032 | 42.8498 | 13.29% | 16 | 25 | 100% | 0% | 0 | 0.19578 | 1 | 1.848 | 0.36179 | High | High | Low
MIRABEL 110257840 | MIRABEL 1102 | SONOMA | 2.5892 | 51.5846 | 26.12% | 5 | 1 | 100% | 100% | 0 | 0.11884 | 1 | 3.0442 | 0.36177 | High | High | Medium
CLARKSVILLE 2110CB | CLARKSVILLE 2110 | SIERRA | 0.17765 | 10 | 0% | 0 | 0 | 9.133% | 0% | 0 | 0.005146 | 19.9979 | 3.4965 | 0.35982 | Low | Low | High
CLOVERDALE 1102 | CLOVERDALE 1102 | SONOMA | 0.015567 | 90 | 100% | 0 | 0 | 100% | 100% | 0 | 0.20559 | 1 | 1.7488 | 0.35954 | High | High | Low
CENTERVILLE 11011243 | CENTERVILLE 1101 | NORTH VALLEY | 5.1549 | 10 | 65.95% | 0 | 5 | 100% | 100% | 0 | 0.11154 | 1 | 3.2195 | 0.35911 | High | High | High
STANISLAUS 17017144 | STANISLAUS 1701 | YOSEMITE | 4.4552 | 18.8557 | 79.41% | 0 | 8 | 100% | 0% | 0 | 0.10581 | 1 | 3.3929 | 0.359 | High | High | High
OLEMA 1101416 | OLEMA 1101 | NORTH BAY | 15.842 | 82.0626 | 5.587% | 9 | 6 | 97.77% | 72.25% | 1 | 0.13235 | 1 | 2.6915 | 0.35623 | High | High | Medium
MARIPOSA 210237282 | MARIPOSA 2102 | YOSEMITE | 48.8925 | 28.6255 | 92.59% | 4 | 51 | 82.09% | 39.78% | 0 | 0.20818 | 1 | 1.7072 | 0.35541 | High | High | Low
MONTE RIO 11135026 | MONTE RIO 1113 | SONOMA | 1.8374 | 45.7535 | 31.21% | 4 | 1 | 100% | 100% | 0 | 0.1045 | 1 | 3.3938 | 0.35465 | High | High | High
BELL 1107CB | BELL 1107 | SIERRA | 0.084936 | 10 | 100% | 0 | 1 | 2.211% | 0% | 0 | 0.011123 | 11.2183 | 2.8137 | 0.35111 | Low | Low | Medium
PUEBLO 210378504 | PUEBLO 2103 | NORTH BAY | 7.9718 | 44.4313 | 84.9% | 7 | 4 | 65.86% | 87.65% | 1 | 0.11699 | 1 | 3.0008 | 0.35106 | High | High | Medium
SANTA ROSA A 1107CB | SANTA ROSA A 1107 | SONOMA | 2.9541 | 10 | 71.96% | 6 | 3 | 60.44% | 100% | 0 | 0.095269 | 1 | 3.6663 | 0.34929 | High | High | High
DUNBAR 1101416 | DUNBAR 1101 | SONOMA | 2.8528 | 67.3035 | 61.83% | 0 | 0 | 84.79% | 100% | 0 | 0.13696 | 1 | 2.5295 | 0.34643 | High | High | Medium
DOBBINS 110169722 | DOBBINS 1101 | SIERRA | 6.6325 | 10 | 87.38% | 1 | 4 | 100% | 93.4% | 1 | 0.13241 | 1 | 2.5845 | 0.34221 | High | High | Medium
HIGGINS 11102408 | HIGGINS 1110 | SIERRA | 35.5285 | 10.5577 | 99.97% | 6 | 7 | 100% | 0% | 0 | 0.12315 | 1 | 2.7776 | 0.34207 | High | High | Medium
FULTON 1107 | FULTON 1107 | SONOMA | 0.4544 | 32.639 | 77.88% | 0 | 1 | 100% | 100% | 1 | 0.14528 | 1 | 2.3437 | 0.34049 | High | High | Medium
EL CERRITO G 111257953 | EL CERRITO G 1112 | EAST BAY | 0.7567 | 10 | 0% | 0 | 1 | 100% | 100% | 0 | 0.062783 | 1 | 5.378 | 0.33765 | High | High | High
MIRABEL 1102841 | MIRABEL 1102 | SONOMA | 0.78827 | 21.9552 | 18.73% | 8 | 3 | 100% | 100% | 0 | 0.11386 | 1 | 2.9577 | 0.33677 | High | High | Medium
BRYANT 0402CB | BRYANT 0402 | DIABLO | 1.2282 | 10 | 3.772% | 0 | 5 | 15.75% | 0% | 0 | 0.0062931 | 14.9507 | 3.572 | 0.33607 | Low | Low | High
MARIPOSA 2101439030 | MARIPOSA 2101 | YOSEMITE | 19.5499 | 36.6756 | 99.56% | 7 | 29 | 100% | 98.19% | 0 | 0.28602 | 1 | 1.1748 | 0.33603 | High | High | Low
CAMP EVERS 210512590 | CAMP EVERS 2105 | CENTRAL COAST | 4.822 | 13.1146 | 60.2% | 9 | 1 | 87.03% | 85.9% | 0 | 0.091772 | 1 | 3.6609 | 0.33597 | High | High | High
ALTO 11252243 | ALTO 1125 | NORTH BAY | 2.9262 | 21.9292 | 59.4% | 1 | 4 | 100% | 22.94% | 0 | 0.085029 | 1 | 3.926 | 0.33382 | High | High | High
GABILAN 1101579969 | GABILAN 1101 | CENTRAL COAST | 4.2047 | 48.3297 | 40.21% | 0 | 0 | 62.81% | 0% | 0 | 0.01579 | 11.2183 | 1.8809 | 0.33318 | Low | Low | Low
SAN JOAQUIN #3 11035100 | SAN JOAQUIN #3 1103 | YOSEMITE | 26.246 | 20.2846 | 88.04% | 8 | 29 | 100% | 82.8% | 0 | 0.25116 | 1 | 1.3193 | 0.33134 | High | High | Low
HARTLEY 1101471 | HARTLEY 1101 | HUMBOLDT | 0.38585 | 10 | 33.51% | 0 | 1 | 31.01% | 0% | 0 | 0.0085975 | 14.9507 | 2.5669 | 0.32994 | Low | Low | Medium
SAN RAFAEL 1107CB | SAN RAFAEL 1107 | NORTH BAY | 4.2653 | 10 | 28.65% | 2 | 4 | 53.65% | 97.72% | 0 | 0.077391 | 1 | 4.2548 | 0.32928 | High | High | High
WILLITS 1103966 | WILLITS 1103 | HUMBOLDT | 1.3235 | 20.8407 | 41.93% | 0 | 1 | 57.92% | 0% | 0 | 0.012942 | 11.2183 | 2.2623 | 0.32845 | Low | Low | Medium
SHINGLE SPRINGS 211051790 | SHINGLE SPRINGS 2110 | SIERRA | 8.0868 | 16.0955 | 60.72% | 1 | 8 | 93.48% | 72.08% | 0 | 0.10718 | 1 | 3.0513 | 0.32703 | High | High | Medium
PENNGROVE 1101554 | PENNGROVE 1101 | SONOMA | 0.80578 | 23.6637 | 31.41% | 1 | 1 | 6.241% | 0% | 0 | 0.0073444 | 14.9507 | 2.9765 | 0.32683 | Low | Low | Medium
HALF MOON BAY 11018902 | HALF MOON BAY 1101 | PENINSULA | 14.8934 | 73.1287 | 41.51% | 11 | 3 | 82.58% | 40.17% | 0 | 0.097706 | 1 | 3.3332 | 0.32568 | High | High | High
CALPINE 1146CB | CALPINE 1146 | SONOMA | 3.8475 | 90.2876 | 70.72% | 0 | 0 | 100% | 100% | 0 | 0.16919 | 1 | 1.9173 | 0.32438 | High | High | Low
CENTERVILLE 11012592 | CENTERVILLE 1101 | NORTH VALLEY | 6.3933 | 51.1304 | 7.659% | 2 | 0 | 100% | 100% | 0 | 0.098005 | 1 | 3.2954 | 0.32296 | High | High | High
DIAMOND SPRINGS 110519910 | DIAMOND SPRINGS 1105 | SIERRA | 20.7681 | 27.6002 | 62.16% | 0 | 7 | 100% | 83.55% | 0 | 0.1574 | 1 | 2.0452 | 0.32192 | High | High | Low
PASO ROBLES 1104P02 | PASO ROBLES 1104 | LOS PADRES | 0.077403 | 10 | 100% | 0 | 0 | 1.071% | 0% | 0 | 0.010772 | 14.9507 | 1.9918 | 0.32079 | Low | Low | Low
CLARK ROAD 11022068 | CLARK ROAD 1102 | NORTH VALLEY | 10.7164 | 15.0462 | 99.79% | 0 | 2 | 100% | 90.22% | 1 | 0.13587 | 1 | 2.3575 | 0.32031 | High | High | Medium
BERKELEY F 1105BR100 | BERKELEY F 1105 | EAST BAY | 0.38346 | 10 | 26.17% | 0 | 2 | 14.66% | 0% | 0 | 0.0070264 | 11.2183 | 4.0468 | 0.31898 | Low | Low | High
PUEBLO 1105696 | PUEBLO 1105 | NORTH BAY | 20.5418 | 62.3545 | 78.14% | 5 | 4 | 69.81% | 0% | 0 | 0.11569 | 1 | 2.755 | 0.31872 | High | High | Medium
VACAVILLE 111112342 | VACAVILLE 1111 | SACRAMENTO | 0.015645 | 10 | 0% | 0 | 0 | 1.482% | 0% | 0 | 0.004768 | 19.9979 | 3.3367 | 0.31815 | Low | Low | High
PARADISE 110317711 | PARADISE 1103 | NORTH VALLEY | 6.5808 | 11.9806 | 85.8% | 3 | 1 | 100% | 51.08% | 0 | 0.087993 | 1 | 3.594 | 0.31625 | High | High | High
HARRIS 1109700 | HARRIS 1109 | HUMBOLDT | 13.0569 | 19.3799 | 29.7% | 17 | 20 | 44.54% | 0% | 0 | 0.086853 | 1 | 3.6202 | 0.31443 | High | High | High
PARADISE 110439216 | PARADISE 1104 | NORTH VALLEY | 2.1396 | 10 | 44.98% | 1 | 0 | 59.38% | 100% | 0 | 0.07729 | 1 | 4.0674 | 0.31437 | High | High | High
LAYTONVILLE 1101518 | LAYTONVILLE 1101 | HUMBOLDT | 1.7269 | 84.7584 | 100% | 0 | 1 | 7.655% | 0% | 0 | 0.02214 | 26.5534 | 0.53271 | 0.31317 | Medium | Medium | Low
MARIPOSA 210110240 | MARIPOSA 2101 | YOSEMITE | 21.4769 | 25.894 | 68.07% | 2 | 22 | 100% | 66.83% | 0 | 0.13718 | 1 | 2.2737 | 0.3119 | High | High | Medium
SHINGLE SPRINGS 210913322 | SHINGLE SPRINGS 2109 | SIERRA | 41.4342 | 33.754 | 99.99% | 7 | 13 | 100% | 26.15% | 1 | 0.22465 | 1 | 1.3879 | 0.3118 | High | High | Low
CURTIS 17026008 | CURTIS 1702 | YOSEMITE | 17.4763 | 49.3908 | 89.43% | 4 | 7 | 100% | 47.18% | 0 | 0.095869 | 1 | 3.2494 | 0.31152 | High | High | High
COARSEGOLD 210210330 | COARSEGOLD 2102 | YOSEMITE | 9.5583 | 29.5023 | 99.75% | 4 | 3 | 100% | 94.16% | 0 | 0.20649 | 1 | 1.5084 | 0.31146 | High | High | Low
RED BLUFF 1104CB | RED BLUFF 1104 | NORTH VALLEY | 2.0518 | 10 | 96.16% | 0 | 0 | 19.48% | 0% | 0 | 0.012529 | 11.2183 | 2.2135 | 0.31112 | Low | Low | Low
CLARK ROAD 11022582 | CLARK ROAD 1102 | NORTH VALLEY | 20.3761 | 33.4275 | 100% | 2 | 6 | 97.24% | 8.705% | 1 | 0.10279 | 1 | 3.0257 | 0.311 | High | High | Medium
CURTIS 17039210 | CURTIS 1703 | YOSEMITE | 23.0078 | 62.9555 | 99.96% | 11 | 7 | 100% | 0% | 0 | 0.11179 | 1 | 2.775 | 0.3102 | High | High | Medium
LLAGAS 210740407 | LLAGAS 2107 | SAN JOSE | 4.4461 | 62.3794 | 79.11% | 0 | 0 | 69.99% | 65.8% | 1 | 0.080349 | 1 | 3.8574 | 0.30994 | High | High | High
GRASS VALLEY 11032180 | GRASS VALLEY 1103 | SIERRA | 44.2075 | 22.3739 | 98.77% | 3 | 16 | 100% | 0% | 0 | 0.11816 | 1 | 2.6203 | 0.30961 | High | High | Medium
BEAR VALLEY 21059560 | BEAR VALLEY 2105 | YOSEMITE | 36.2873 | 45.8774 | 99.97% | 7 | 2 | 100% | 13.33% | 1 | 0.13437 | 1 | 2.3028 | 0.30942 | High | High | Medium
HALF MOON BAY 110148868 | HALF MOON BAY 1101 | PENINSULA | 1.1515 | 26.9273 | 98.35% | 0 | 1 | 38.91% | 72.96% | 0 | 0.06326 | 1 | 4.8763 | 0.30847 | High | High | High
SWIFT 2110XR254 | SWIFT 2110 | SAN JOSE | 24.8145 | 55.7178 | 60.2% | 2 | 3 | 100% | 0% | 0 | 0.084233 | 1 | 3.6541 | 0.30779 | High | High | High
CALPINE 1146400 | CALPINE 1146 | SONOMA | 3.1435 | 89.9771 | 73.48% | 0 | 0 | 100% | 100% | 0 | 0.17211 | 1 | 1.7847 | 0.30717 | High | High | Low
PARADISE 11032558 | PARADISE 1103 | NORTH VALLEY | 2.3505 | 10 | 33.28% | 3 | 2 | 78.43% | 100% | 0 | 0.079398 | 1 | 3.8466 | 0.30541 | High | High | High
BOLINAS 110137034 | BOLINAS 1101 | NORTH BAY | 4.5303 | 84.6023 | 6.363% | 1 | 1 | 100% | 94.68% | 0 | 0.098509 | 1 | 3.0991 | 0.30529 | High | High | High
SANTA ROSA A 110464565 | SANTA ROSA A 1104 | SONOMA | 0.80928 | 10 | 22.53% | 1 | 2 | 100% | 100% | 0 | 0.087105 | 1 | 3.4851 | 0.30357 | High | High | High
SEACLIFF 040112946 | SEACLIFF 0401 | CENTRAL COAST | 2.6944 | 41.521 | 88.42% | 0 | 1 | 83.31% | 77.78% | 0 | 0.092179 | 1 | 3.282 | 0.30253 | High | High | High
PARADISE 11042470 | PARADISE 1104 | NORTH VALLEY | 5.1264 | 10.5174 | 41.48% | 3 | 8 | 44.97% | 100% | 0 | 0.069868 | 1 | 4.3221 | 0.30197 | High | High | High
BANGOR 110182350 | BANGOR 1101 | NORTH VALLEY | 20.6431 | 13.6369 | 91.07% | 2 | 31 | 93.75% | 0% | 0 | 0.091535 | 1 | 3.298 | 0.30188 | High | High | High
SAN RAFAEL 11079532 | SAN RAFAEL 1107 | NORTH BAY | 0.83024 | 10 | 59.24% | 0 | 0 | 45.34% | 100% | 0 | 0.066016 | 1 | 4.5265 | 0.29882 | High | High | High
WOODACRE 1101CB | WOODACRE 1101 | NORTH BAY | 2.7386 | 31.1084 | 27.17% | 14 | 8 | 96.75% | 56.15% | 0 | 0.068112 | 1 | 4.3841 | 0.29861 | High | High | High
CAMP EVERS 210311056 | CAMP EVERS 2103 | CENTRAL COAST | 1.8179 | 16.722 | 18.6% | 7 | 3 | 97.69% | 100% | 0 | 0.083758 | 1 | 3.5617 | 0.29832 | High | High | High
COARSEGOLD 210210610 | COARSEGOLD 2102 | YOSEMITE | 1.3639 | 10 | 100% | 0 | 1 | 100% | 100% | 0 | 0.13262 | 1 | 2.2478 | 0.29809 | High | High | Medium
OAKHURST 110110090 | OAKHURST 1101 | YOSEMITE | 44.1093 | 32.6301 | 93.91% | 4 | 19 | 100% | 7.446% | 0 | 0.12831 | 1 | 2.3192 | 0.29759 | High | High | Medium
SILVERADO 2105616 | SILVERADO 2105 | NORTH BAY | 7.7876 | 45.8077 | 54.02% | 4 | 6 | 42.79% | 95.93% | 0 | 0.097353 | 1 | 3.0537 | 0.29728 | High | High | Medium
PETALUMA C 1109128 | PETALUMA C 1109 | SONOMA | 20.216 | 67.8419 | 37.87% | 1 | 18 | 85.88% | 0% | 0 | 0.1003 | 1 | 2.9612 | 0.29701 | High | High | Medium
MORGAN HILL 2105XR176 | MORGAN HILL 2105 | SAN JOSE | 18.5618 | 37.9512 | 61.14% | 2 | 13 | 67.38% | 10.57% | 0 | 0.11466 | 1 | 2.5892 | 0.29688 | High | High | Medium
BEN LOMOND 040116010 | BEN LOMOND 0401 | CENTRAL COAST | 1.6971 | 10 | 15.35% | 1 | 2 | 100% | 100% | 0 | 0.072945 | 1 | 4.0662 | 0.29661 | High | High | High
SPRING GAP 1702693441 | SPRING GAP 1702 | YOSEMITE | 4.1995 | 35.8935 | 98.37% | 5 | 2 | 100% | 100% | 0 | 0.27702 | 1 | 1.0588 | 0.2933 | High | High | Low
PUEBLO 11041304 | PUEBLO 1104 | NORTH BAY | 19.9743 | 65.3191 | 45.92% | 2 | 4 | 100% | 0% | 0 | 0.10431 | 1 | 2.809 | 0.29302 | High | High | Medium
CAMP EVERS 210410442 | CAMP EVERS 2104 | CENTRAL COAST | 5.2532 | 33.0345 | 51.92% | 6 | 3 | 50.36% | 93.05% | 0 | 0.099232 | 1 | 2.9332 | 0.29106 | High | High | Medium
SAN RAFAEL 11081210 | SAN RAFAEL 1108 | NORTH BAY | 3.0269 | 13.7905 | 14.91% | 3 | 2 | 55.23% | 100% | 0 | 0.064455 | 1 | 4.5091 | 0.29063 | High | High | High
GREENBRAE 11032371 | GREENBRAE 1103 | NORTH BAY | 0.40055 | 47.8608 | 0% | 1 | 4 | 90.05% | 100% | 0 | 0.078151 | 1 | 3.7079 | 0.28978 | High | High | High
OAKLAND K 1101CR178 | OAKLAND K 1101 | EAST BAY | 0.32942 | 10 | 9.622% | 0 | 2 | 100% | 100% | 0 | 0.068955 | 1 | 4.1976 | 0.28945 | High | High | High
SAN LUIS OBISPO 1107V02 | SAN LUIS OBISPO 1107 | LOS PADRES | 17.85 | 46.8397 | 49.77% | 4 | 7 | 97.96% | 39.87% | 0 | 0.12708 | 1 | 2.273 | 0.28886 | High | High | Medium
SAN LUIS OBISPO 1107V62 | SAN LUIS OBISPO 1107 | LOS PADRES | 6.9341 | 31.5234 | 48.48% | 0 | 11 | 100% | 70.79% | 1 | 0.1315 | 1 | 2.1877 | 0.28768 | High | High | Low
BIG BASIN 110210254 | BIG BASIN 1102 | CENTRAL COAST | 2.1303 | 79.74 | 23.5% | 0 | 1 | 100% | 100% | 1 | 0.11586 | 1 | 2.4798 | 0.28731 | High | High | Medium
MIDDLETOWN 1103CB | MIDDLETOWN 1103 | HUMBOLDT | 0.052982 | 70.6148 | 0% | 0 | 0 | 32.86% | 0% | 0 | 0.009835 | 11.2183 | 2.601 | 0.28698 | Low | Low | Medium
BANGOR 11011958 | BANGOR 1101 | NORTH VALLEY | 33.6731 | 10.1792 | 87.16% | 3 | 30 | 100% | 0% | 0 | 0.10317 | 1 | 2.7724 | 0.28603 | High | High | Medium
COARSEGOLD 21025722 | COARSEGOLD 2102 | YOSEMITE | 1.9829 | 10 | 100% | 0 | 5 | 100% | 100% | 0 | 0.14258 | 1 | 2.0056 | 0.28595 | High | High | Low
FITCH MOUNTAIN 1111CB | FITCH MOUNTAIN 1111 | SONOMA | 0.55902 | 10 | 52% | 0 | 0 | 3.182% | 0% | 0 | 0.0074291 | 14.9507 | 2.5563 | 0.28393 | Low | Low | Medium
OAKLAND K 1104CR206 | OAKLAND K 1104 | EAST BAY | 1.7925 | 10 | 7.751% | 0 | 1 | 100% | 100% | 0 | 0.066653 | 1 | 4.2537 | 0.28352 | High | High | High
BRUNSWICK 11067099 | BRUNSWICK 1106 | SIERRA | 7.5715 | 32.7231 | 90.35% | 0 | 3 | 100% | 52.26% | 0 | 0.1055 | 1 | 2.6802 | 0.28277 | High | High | Medium
JESSUP 1103CB | JESSUP 1103 | NORTH VALLEY | 0.3876 | 22.4131 | 79.44% | 0 | 0 | 2.712% | 0% | 0 | 0.010068 | 11.2183 | 2.4954 | 0.28184 | Low | Low | Medium
PAUL SWEET 21025291 | PAUL SWEET 2102 | CENTRAL COAST | 3.3045 | 10 | 22.71% | 10 | 3 | 77.46% | 100% | 0 | 0.091104 | 1 | 3.0809 | 0.28068 | High | High | High
MARIPOSA 21029590 | MARIPOSA 2102 | YOSEMITE | 36.36 | 19.6403 | 97.41% | 1 | 52 | 100% | 0% | 0 | 0.13645 | 1 | 2.0449 | 0.27902 | High | High | Low
BIG BASIN 110212124 | BIG BASIN 1102 | CENTRAL COAST | 4.2617 | 10 | 33.1% | 2 | 2 | 100% | 100% | 0 | 0.1076 | 1 | 2.589 | 0.27858 | High | High | Medium
OAKHURST 110310570 | OAKHURST 1103 | YOSEMITE | 9.7802 | 19.5863 | 100% | 0 | 5 | 100% | 83.62% | 0 | 0.13448 | 1 | 2.0684 | 0.27817 | High | High | Low
NARROWS 21022220 | NARROWS 2102 | SIERRA | 27.523 | 12.681 | 87.5% | 7 | 17 | 97.87% | 0% | 0 | 0.084411 | 1 | 3.2946 | 0.2781 | High | High | High
WEST POINT 1101CB | WEST POINT 1101 | STOCKTON | 4.7054 | 80.5028 | 15.54% | 1 | 1 | 100% | 100% | 0 | 0.11111 | 1 | 2.5021 | 0.27801 | High | High | Medium
TASSAJARA 2104CB | TASSAJARA 2104 | DIABLO | 0.10747 | 10 | 0% | 0 | 1 | 9.092% | 0% | 0 | 0.0059985 | 11.2183 | 4.1264 | 0.27768 | Low | Low | High
CURTIS 170510590 | CURTIS 1705 | YOSEMITE | 9.8062 | 25.1511 | 99.51% | 1 | 1 | 100% | 47.11% | 0 | 0.086282 | 1 | 3.2172 | 0.27758 | High | High | High
PAUL SWEET 2109CB | PAUL SWEET 2109 | CENTRAL COAST | 4.2704 | 10 | 67.66% | 4 | 1 | 34.14% | 43.22% | 0 | 0.068584 | 1 | 4.0374 | 0.2769 | High | High | High
RIO DELL 1102CB | RIO DELL 1102 | HUMBOLDT | 0.14635 | 60 | 0% | 0 | 0 | 2.061% | 0% | 0 | 0.0067382 | 14.9507 | 2.7458 | 0.27662 | Low | Low | Medium
CALISTOGA 1102769230 | CALISTOGA 1102 | NORTH BAY | 9.3152 | 56.0979 | 70.25% | 3 | 0 | 54.25% | 96.26% | 0 | 0.10199 | 1 | 2.7108 | 0.27647 | High | High | Medium
DIAMOND SPRINGS 1103 | DIAMOND SPRINGS 1103 | SIERRA | 0.10469 | 10 | 100% | 0 | 0 | 70.96% | 100% | 0 | 0.10065 | 1 | 2.7444 | 0.27622 | High | High | Medium
BELLEVUE 1102392 | BELLEVUE 1102 | SONOMA | 0.13708 | 10 | 0% | 0 | 0 | 2.019% | 0% | 0 | 0.0047936 | 19.9979 | 2.8755 | 0.27565 | Low | Low | Medium
DRUM 11011602 | DRUM 1101 | SIERRA | 16.7313 | 80.5912 | 98.54% | 5 | 3 | 100% | 100% | 0 | 0.44264 | 1 | 0.6215 | 0.2751 | High | High | Low
CURTIS 17039330 | CURTIS 1703 | YOSEMITE | 41.1713 | 48.6933 | 100% | 9 | 13 | 100% | 41.49% | 1 | 0.1783 | 1 | 1.542 | 0.27494 | High | High | Low
BEN LOMOND 04015400 | BEN LOMOND 0401 | CENTRAL COAST | 0.44316 | 10 | 0% | 0 | 0 | 100% | 100% | 0 | 0.061559 | 1 | 4.4652 | 0.27487 | High | High | High
OAKLAND X 1104CR101 | OAKLAND X 1104 | EAST BAY | 0.017651 | 10 | 0% | 0 | 0 | 100% | 100% | 0 | 0.061559 | 1 | 4.4296 | 0.27268 | High | High | High
CAMP EVERS 210694770 | CAMP EVERS 2106 | CENTRAL COAST | 2.6769 | 10 | 36.19% | 10 | 8 | 66.11% | 100% | 0 | 0.09995 | 1 | 2.7268 | 0.27255 | High | High | Medium
LOS GATOS 1106CB | LOS GATOS 1106 | DE ANZA | 6.7095 | 14.253 | 23.95% | 2 | 3 | 87.56% | 91.62% | 0 | 0.083012 | 1 | 3.283 | 0.27253 | High | High | High
CAMP EVERS 21067603 | CAMP EVERS 2106 | CENTRAL COAST | 0.9357 | 10 | 57.8% | 0 | 0 | 100% | 100% | 0 | 0.095589 | 1 | 2.8433 | 0.27179 | High | High | Medium
SAN RAFAEL 11073323 | SAN RAFAEL 1107 | NORTH BAY | 0.13349 | 10 | 0% | 0 | 0 | 100% | 100% | 0 | 0.061559 | 1 | 4.4049 | 0.27117 | High | High | High
HIGHLANDS 110439458 | HIGHLANDS 1104 | HUMBOLDT | 0.83315 | 10 | 36.61% | 0 | 0 | 15.6% | 0% | 0 | 0.0084597 | 11.2183 | 2.8556 | 0.271 | Low | Low | Medium
SAN RAFAEL 11081457 | SAN RAFAEL 1108 | NORTH BAY | 0.58979 | 10 | 0% | 0 | 0 | 77.17% | 100% | 0 | 0.056282 | 1 | 4.8134 | 0.27091 | Medium | Medium | High
OAKLAND K 1101CR346 | OAKLAND K 1101 | EAST BAY | 0.18736 | 10 | 0% | 1 | 2 | 100% | 100% | 0 | 0.064827 | 1 | 4.1726 | 0.2705 | High | High | High
SCE VEGAS 1701CB | SCE VEGAS 1701 | LOS PADRES | 0.17032 | 10 | 100% | 0 | 0 | 100% | 100% | 0 | 0.13022 | 1 | 2.0729 | 0.26993 | High | High | Low
CORRAL 11012128 | CORRAL 1101 | STOCKTON | 0.10849 | 55.3351 | 0% | 0 | 0 | 0.5187% | 0% | 0 | 0.0064285 | 14.9507 | 2.8084 | 0.26992 | Low | Low | Medium
ELECTRA 11022646 | ELECTRA 1102 | STOCKTON | 25.2162 | 27.1707 | 98.11% | 7 | 13 | 100% | 22.04% | 1 | 0.14592 | 1 | 1.8392 | 0.26838 | High | High | Low
CAMP EVERS 210355638 | CAMP EVERS 2103 | CENTRAL COAST | 1.9801 | 10 | 57.05% | 1 | 0 | 56.59% | 100% | 0 | 0.082558 | 1 | 3.2291 | 0.26659 | High | High | High
SAN RAFAEL 1107714160 | SAN RAFAEL 1107 | NORTH BAY | 2.7558 | 15.5208 | 10.99% | 0 | 10 | 98.34% | 63.23% | 0 | 0.060966 | 1 | 4.37 | 0.26642 | Medium | Medium | High
TEMPLETON 2111A66 | TEMPLETON 2111 | LOS PADRES | 33.7371 | 15.0206 | 78.96% | 12 | 6 | 100% | 0.9159% | 0 | 0.091159 | 1 | 2.9193 | 0.26612 | High | High | Medium
MIRABEL 1102CB | MIRABEL 1102 | SONOMA | 4.5501 | 24.245 | 39.21% | 4 | 11 | 40.5% | 94.81% | 0 | 0.080685 | 1 | 3.2843 | 0.26499 | High | High | High
GARBERVILLE 11026084 | GARBERVILLE 1102 | HUMBOLDT | 15.3135 | 81.9421 | 99.24% | 23 | 2 | 100% | 0% | 0 | 0.18331 | 1 | 1.4373 | 0.26347 | High | High | Low
NARROWS 2105CB | NARROWS 2105 | SIERRA | 35.605 | 11.8579 | 78.33% | 4 | 9 | 98.55% | 0% | 0 | 0.094041 | 1 | 2.7962 | 0.26296 | High | High | Medium
MOUNTAIN QUARRIES 210192474 | MOUNTAIN QUARRIES 2101 | SIERRA | 14.6687 | 46.984 | 70.43% | 1 | 2 | 94.19% | 51.74% | 0 | 0.10478 | 1 | 2.4996 | 0.2619 | High | High | Medium
CABRILLO 1104Y24 | CABRILLO 1104 | LOS PADRES | 18.0747 | 69.8881 | 25.08% | 0 | 8 | 92.92% | 0% | 0 | 0.080321 | 1 | 3.2604 | 0.26188 | High | High | High
CAMP EVERS 210611044 | CAMP EVERS 2106 | CENTRAL COAST | 6.5538 | 10.6438 | 23.66% | 12 | 2 | 52.73% | 81.08% | 0 | 0.062668 | 1 | 4.1597 | 0.26068 | High | High | High
CURTIS 170539256 | CURTIS 1705 | YOSEMITE | 26.4541 | 14.8561 | 72.89% | 2 | 39 | 100% | 0% | 0 | 0.087881 | 1 | 2.9559 | 0.25976 | High | High | Medium
SUNOL 1101MR298 | SUNOL 1101 | MISSION | 5.4024 | 53.1471 | 44.07% | 1 | 5 | 100% | 100% | 0 | 0.1402 | 1 | 1.8521 | 0.25967 | High | High | Low
MENLO 1102W80 | MENLO 1102 | PENINSULA | 17.326 | 69.2206 | 62.7% | 1 | 9 | 91.54% | 1.485% | 1 | 0.076689 | 1 | 3.3813 | 0.2593 | High | High | High
BOLINAS 1101504 | BOLINAS 1101 | NORTH BAY | 6.5349 | 26.1981 | 0% | 2 | 2 | 100% | 100% | 0 | 0.082308 | 1 | 3.1479 | 0.2591 | High | High | High
ORO FINO 11022236 | ORO FINO 1102 | NORTH VALLEY | 2.5402 | 88.3654 | 18.46% | 0 | 3 | 100% | 100% | 0 | 0.12209 | 1 | 2.1142 | 0.25812 | High | High | Low
HALSEY 110239104 | HALSEY 1102 | SIERRA | 30.6401 | 10.3566 | 73.57% | 9 | 18 | 100% | 0% | 0 | 0.1288 | 1 | 2.0038 | 0.25809 | High | High | Low
POINT ARENA 110137426 | POINT ARENA 1101 | HUMBOLDT | 0.081405 | 10 | 0% | 2 | 1 | 1.62% | 0% | 0 | 0.0057167 | 14.9507 | 2.9781 | 0.25453 | Low | Low | Medium
DIAMOND SPRINGS 11039432 | DIAMOND SPRINGS 1103 | SIERRA | 17.0625 | 19.7634 | 81.43% | 3 | 12 | 84.57% | 8.24% | 1 | 0.093192 | 1 | 2.7267 | 0.2541 | High | High | Medium
PENRYN 110651674 | PENRYN 1106 | SIERRA | 0.99996 | 10 | 36.11% | 0 | 0 | 8.247% | 0% | 0 | 0.0068595 | 11.2183 | 3.3008 | 0.254 | Low | Low | High
SAN RAMON 2107CB | SAN RAMON 2107 | MISSION | 0.08762 | 60 | 100% | 0 | 0 | 0.9683% | 100% | 0 | 0.072467 | 1 | 3.5047 | 0.25397 | High | High | High
HIGGINS 1103CB | HIGGINS 1103 | SIERRA | 27.5586 | 18.1402 | 77.71% | 6 | 7 | 99.3% | 0% | 0 | 0.085581 | 1 | 2.9579 | 0.25314 | High | High | Medium
MARTELL 110191216 | MARTELL 1101 | STOCKTON | 41.3413 | 10.8803 | 100% | 3 | 13 | 100% | 0% | 0 | 0.10514 | 1 | 2.4019 | 0.25253 | High | High | Medium
NEWBURG 11322074 | NEWBURG 1132 | HUMBOLDT | 1.2262 | 10 | 0% | 0 | 0 | 11.58% | 0% | 0 | 0.0060224 | 14.9507 | 2.7999 | 0.2521 | Low | Low | Medium
HOOPA 110182542 | HOOPA 1101 | HUMBOLDT | 9.9783 | 60.316 | 90.42% | 13 | 6 | 65.67% | 0% | 0 | 0.10839 | 1 | 2.3143 | 0.25085 | High | High | Medium
BIG BASIN 110211062 | BIG BASIN 1102 | CENTRAL COAST | 9.0842 | 63.1207 | 47.86% | 15 | 1 | 100% | 69.62% | 1 | 0.096095 | 1 | 2.6104 | 0.25085 | High | High | Medium
DIAMOND SPRINGS 11057722 | DIAMOND SPRINGS 1105 | SIERRA | 59.1027 | 30.4266 | 87.61% | 10 | 7 | 94.99% | 35.49% | 0 | 0.11755 | 1 | 2.1264 | 0.24995 | High | High | Low
ELK 11011272 | ELK 1101 | HUMBOLDT | 22.2131 | 39.0938 | 18.17% | 28 | 27 | 99.76% | 0% | 0 | 0.15006 | 1 | 1.6636 | 0.24963 | High | High | Low
GOLDTREE 1107CB | GOLDTREE 1107 | LOS PADRES | 1.1277 | 39.1961 | 5.234% | 0 | 0 | 30.84% | 0% | 0 | 0.008131 | 11.2183 | 2.7356 | 0.24953 | Low | Low | Medium
CALPINE 1144CB | CALPINE 1144 | SONOMA | 26.2964 | 85.7305 | 55.05% | 0 | 0 | 100% | 92.09% | 0 | 0.1323 | 1 | 1.8843 | 0.24929 | High | High | Low
MARIPOSA 210210880 | MARIPOSA 2102 | YOSEMITE | 39.106 | 24.6164 | 88.93% | 0 | 41 | 98.36% | 24.49% | 0 | 0.13284 | 1 | 1.875 | 0.24909 | High | High | Low
MORRO BAY 110247584 | MORRO BAY 1102 | LOS PADRES | 8.6089 | 11.2458 | 21.08% | 1 | 2 | 89.3% | 46.55% | 1 | 0.073801 | 1 | 3.3695 | 0.24868 | High | High | High
SHINGLE SPRINGS 210819762 | SHINGLE SPRINGS 2108 | SIERRA | 4.2221 | 28.8991 | 60.1% | 3 | 6 | 78.12% | 39.2% | 0 | 0.077593 | 1 | 3.1989 | 0.24821 | High | High | High
SAN RAFAEL 1101CB | SAN RAFAEL 1101 | NORTH BAY | 1.7156 | 10 | 28.81% | 3 | 3 | 39.77% | 100% | 1 | 0.061788 | 1 | 4.0124 | 0.24792 | High | High | High
PAUL SWEET 210610424 | PAUL SWEET 2106 | CENTRAL COAST | 5.7029 | 19.0788 | 48.59% | 2 | 1 | 80% | 79.15% | 0 | 0.067843 | 1 | 3.6484 | 0.24751 | High | High | High
PASO ROBLES 11032731 | PASO ROBLES 1103 | LOS PADRES | 1.1994 | 24.9201 | 47.66% | 0 | 0 | 73.66% | 0% | 0 | 0.015948 | 11.2183 | 1.3825 | 0.24735 | Low | Low | Low
SAN LUIS OBISPO 1107V58 | SAN LUIS OBISPO 1107 | LOS PADRES | 0.84617 | 10 | 0% | 0 | 0 | 37.96% | 0% | 0 | 0.006858 | 11.2183 | 3.2113 | 0.24706 | Low | Low | High
SANTA ROSA A 110432180 | SANTA ROSA A 1104 | SONOMA | 2.5189 | 19.7323 | 62.59% | 0 | 1 | 99.89% | 67.69% | 0 | 0.074867 | 1 | 3.2925 | 0.2465 | High | High | High
MONTE RIO 111159046 | MONTE RIO 1111 | SONOMA | 2.6767 | 61.8101 | 0% | 1 | 1 | 70.69% | 0% | 0 | 0.013942 | 11.2183 | 1.5755 | 0.24642 | Low | Low | Low
PARADISE 11031231 | PARADISE 1103 | NORTH VALLEY | 2.541 | 10 | 17.59% | 3 | 2 | 90.53% | 96.98% | 0 | 0.066519 | 1 | 3.6926 | 0.24563 | High | High | High
SAN JOAQUIN #3 110110060 | SAN JOAQUIN #3 1101 | YOSEMITE | 6.5306 | 43.2657 | 65.2% | 0 | 4 | 100% | 100% | 0 | 0.133 | 1 | 1.8456 | 0.24547 | High | High | Low
CAMP EVERS 210595050 | CAMP EVERS 2105 | CENTRAL COAST | 0.13882 | 10 | 0% | 0 | 0 | 100% | 100% | 0 | 0.061559 | 1 | 3.9779 | 0.24488 | High | High | High
EL CERRITO G 1105BR160 | EL CERRITO G 1105 | EAST BAY | 7.9453 | 33.1195 | 38.34% | 5 | 6 | 69.23% | 42.93% | 0 | 0.059441 | 1 | 4.1032 | 0.2439 | Medium | Medium | High
SHINGLE SPRINGS 2108CB | SHINGLE SPRINGS 2108 | SIERRA | 1.2634 | 35.9265 | 24.64% | 0 | 1 | 85.58% | 100% | 1 | 0.078196 | 1 | 3.1135 | 0.24347 | High | High | High
OCEANO 1102CB | OCEANO 1102 | LOS PADRES | 20.8775 | 11.5809 | 41.43% | 7 | 19 | 75.87% | 0% | 0 | 0.081976 | 1 | 2.9691 | 0.2434 | High | High | Medium
SAN LUIS OBISPO 11042293 | SAN LUIS OBISPO 1104 | LOS PADRES | 9.0237 | 83.3193 | 68.53% | 2 | 1 | 100% | 100% | 0 | 0.16663 | 1 | 1.4572 | 0.24281 | High | High | Low
NARROWS 21011202 | NARROWS 2101 | SIERRA | 45.5016 | 16.7658 | 94.84% | 2 | 35 | 100% | 0% | 0 | 0.10949 | 1 | 2.2156 | 0.24258 | High | High | Low
SHINGLE SPRINGS 1103CB | SHINGLE SPRINGS 1103 | SIERRA | 6.5783 | 25.7936 | 79.81% | 1 | 6 | 56.03% | 80.43% | 1 | 0.079857 | 1 | 3.0171 | 0.24094 | High | High | Medium
GREENBRAE 11031260 | GREENBRAE 1103 | NORTH BAY | 2.3256 | 16.3667 | 42.46% | 2 | 2 | 86.56% | 70.2% | 0 | 0.060164 | 1 | 4.0042 | 0.24091 | Medium | Medium | High
ALTO 1124CB | ALTO 1124 | NORTH BAY | 3.2561 | 10 | 7.135% | 1 | 6 | 46.3% | 100% | 0 | 0.050654 | 1 | 4.7415 | 0.24018 | Medium | Medium | High
EL CERRITO G 1112BR178 | EL CERRITO G 1112 | EAST BAY | 1.8955 | 10 | 57.49% | 2 | 1 | 23.53% | 92.74% | 0 | 0.049573 | 1 | 4.8314 | 0.23951 | Medium | Medium | High
SONOMA 1105404 | SONOMA 1105 | SONOMA | 12.3578 | 22.8821 | 50.06% | 1 | 16 | 68.86% | 37.07% | 0 | 0.072855 | 1 | 3.2835 | 0.23922 | High | High | High
KESWICK 11011586 | KESWICK 1101 | NORTH VALLEY | 7.6307 | 36.5577 | 16.39% | 0 | 2 | 100% | 100% | 1 | 0.085854 | 1 | 2.7857 | 0.23916 | High | High | Medium
SAN LUIS OBISPO 1101V12 | SAN LUIS OBISPO 1101 | LOS PADRES | 21.0121 | 75.506 | 48.74% | 1 | 1 | 99.72% | 49% | 1 | 0.10534 | 1 | 2.27 | 0.23913 | High | High | Medium
MC KEE 1111711900 | MC KEE 1111 | SAN JOSE | 8.3733 | 57.1059 | 68.22% | 0 | 5 | 66.5% | 0% | 0 | 0.059287 | 1 | 4.0165 | 0.23813 | Medium | Medium | High
PINE GROVE 11023168 | PINE GROVE 1102 | STOCKTON | 30.4079 | 52.9502 | 87.84% | 3 | 16 | 100% | 16.23% | 0 | 0.091596 | 1 | 2.5997 | 0.23812 | High | High | Medium
CURTIS 17058170 | CURTIS 1705 | YOSEMITE | 7.5122 | 10 | 100% | 1 | 19 | 95.23% | 28.76% | 0 | 0.063226 | 1 | 3.7646 | 0.23802 | High | High | High
OCEANO 1104Q06 | OCEANO 1104 | LOS PADRES | 12.4604 | 18.1576 | 68.47% | 10 | 12 | 100% | 0% | 0 | 0.07261 | 1 | 3.274 | 0.23772 | High | High | High
APPLE HILL 11038412 | APPLE HILL 1103 | SIERRA | 20.0804 | 56.3777 | 98.03% | 4 | 10 | 100% | 56.18% | 1 | 0.12834 | 1 | 1.8505 | 0.23749 | High | High | Low
STELLING 111060080 | STELLING 1110 | DE ANZA | 9.1723 | 64.142 | 26.3% | 6 | 3 | 90.37% | 0% | 0 | 0.074583 | 1 | 3.1821 | 0.23733 | High | High | High
PAUL SWEET 2106CB | PAUL SWEET 2106 | CENTRAL COAST | 5.2267 | 14.0145 | 33.08% | 1 | 5 | 37.05% | 92.49% | 0 | 0.057775 | 1 | 4.0611 | 0.23463 | Medium | Medium | High
SAN JOAQUIN #3 110210342 | SAN JOAQUIN #3 1102 | YOSEMITE | 1.8206 | 16.0634 | 100% | 0 | 4 | 100% | 100% | 0 | 0.16247 | 1 | 1.436 | 0.2333 | High | High | Low
SAN JOAQUIN #3 1101CB | SAN JOAQUIN #3 1101 | YOSEMITE | 5.4085 | 45.9214 | 90.84% | 2 | 3 | 100% | 98.42% | 0 | 0.15907 | 1 | 1.4628 | 0.23269 | High | High | Low
MONROE 210765424 | MONROE 2107 | SONOMA | 0.75479 | 10 | 100% | 0 | 0 | 14.79% | 100% | 0 | 0.067899 | 1 | 3.4252 | 0.23257 | High | High | High
BOLINAS 1101CB | BOLINAS 1101 | NORTH BAY | 2.176 | 69.2661 | 1.123% | 3 | 1 | 100% | 77.9% | 0 | 0.077604 | 1 | 2.9867 | 0.23178 | High | High | Medium
MARIPOSA 210110990 | MARIPOSA 2101 | YOSEMITE | 39.8367 | 17.0819 | 99.94% | 3 | 69 | 100% | 0% | 0 | 0.16909 | 1 | 1.36 | 0.22996 | High | High | Low
MORGAN HILL 2111XR186 | MORGAN HILL 2111 | SAN JOSE | 0.89677 | 65 | 0% | 0 | 0 | 5.591% | 0% | 0 | 0.0072203 | 11.2183 | 2.834 | 0.22955 | Low | Low | Medium
SAN RAFAEL 1101494 | SAN RAFAEL 1101 | NORTH BAY | 4.1663 | 10 | 20.21% | 1 | 4 | 47.93% | 100% | 0 | 0.062096 | 1 | 3.6785 | 0.22842 | High | High | High
FORT BRAGG A 110231304 | FORT BRAGG A 1102 | HUMBOLDT | 21.5206 | 61.6048 | 34.35% | 17 | 8 | 100% | 0% | 0 | 0.094856 | 1 | 2.3985 | 0.22751 | High | High | Medium
LAKEWOOD 210964992 | LAKEWOOD 2109 | DIABLO | 0.21818 | 10 | 100% | 0 | 0 | 8.548% | 100% | 0 | 0.056493 | 1 | 4.016 | 0.22688 | Medium | Medium | High
HIGGINS 110332120 | HIGGINS 1103 | SIERRA | 40.5815 | 16.4911 | 85.22% | 7 | 11 | 99.04% | 0% | 0 | 0.076505 | 1 | 2.9612 | 0.22655 | High | High | Medium
NEWBURG 11313446 | NEWBURG 1131 | HUMBOLDT | 0.24063 | 10 | 0% | 0 | 0 | 2.893% | 0% | 0 | 0.0048356 | 19.9979 | 2.3426 | 0.22653 | Low | Low | Medium
ALLEGHANY 1101808 | ALLEGHANY 1101 | SIERRA | 6.1403 | 95.663 | 12.49% | 0 | 2 | 100% | 100% | 0 | 0.13475 | 1 | 1.679 | 0.22625 | High | High | Low
CALAVERAS CEMENT 11014786 | CALAVERAS CEMENT 1101 | STOCKTON | 18.0051 | 18.3515 | 89.75% | 0 | 8 | 100% | 55.25% | 1 | 0.076728 | 1 | 2.9429 | 0.22581 | High | High | Medium
GREEN VALLEY 210190860 | GREEN VALLEY 2101 | CENTRAL COAST | 3.8052 | 10 | 95.69% | 0 | 0 | 20.73% | 93.04% | 0 | 0.070746 | 1 | 3.19 | 0.22568 | High | High | High
CASTRO VALLEY 1108 | CASTRO VALLEY 1108 | MISSION | 0.019583 | 10 | 0% | 0 | 0 | 100% | 100% | 0 | 0.061559 | 1 | 3.6623 | 0.22545 | High | High | High
LAURELES 11112020 | LAURELES 1111 | CENTRAL COAST | 33.1343 | 48.734 | 70.7% | 2 | 9 | 100% | 9.9% | 1 | 0.11304 | 1 | 1.9922 | 0.2252 | High | High | Low
KANAKA 1101CB | KANAKA 1101 | NORTH VALLEY | 4.6774 | 55.1611 | 80.24% | 0 | 1 | 100% | 79.67% | 1 | 0.11271 | 1 | 1.9968 | 0.22505 | High | High | Low
GANSNER 11012006 | GANSNER 1101 | NORTH VALLEY | 17.1959 | 52.9981 | 98.77% | 5 | 5 | 100% | 2.795% | 0 | 0.086274 | 1 | 2.5916 | 0.22359 | High | High | Medium
SANTA YNEZ 1101Y52 | SANTA YNEZ 1101 | LOS PADRES | 18.8234 | 75.9887 | 74.53% | 0 | 5 | 76.28% | 53.44% | 1 | 0.10447 | 1 | 2.1391 | 0.22348 | High | High | Low
CENTERVILLE 1101CB | CENTERVILLE 1101 | NORTH VALLEY | 0.015747 | 10 | 0% | 0 | 1 | 100% | 100% | 0 | 0.071117 | 1 | 3.1314 | 0.2227 | High | High | High
PENRYN 1105CB | PENRYN 1105 | SIERRA | 0.038025 | 10 | 0% | 0 | 0 | 3.678% | 0% | 0 | 0.0048736 | 14.9507 | 3.0534 | 0.22248 | Low | Low | Medium
HALF MOON BAY 11028848 | HALF MOON BAY 1102 | PENINSULA | 3.8931 | 27.5705 | 29.99% | 4 | 3 | 38.64% | 80.42% | 0 | 0.051782 | 1 | 4.2924 | 0.22227 | Medium | Medium | High
LUCERNE 110638632 | LUCERNE 1106 | HUMBOLDT | 4.4543 | 54.342 | 100% | 6 | 8 | 95.13% | 0% | 0 | 0.076393 | 1 | 2.9038 | 0.22183 | High | High | Medium
CASTRO VALLEY 1109MR334 | CASTRO VALLEY 1109 | MISSION | 5.7287 | 41.5825 | 24.73% | 0 | 3 | 90.6% | 49.57% | 0 | 0.052651 | 1 | 4.2098 | 0.22165 | Medium | Medium | High
CORNING 11021900 | CORNING 1102 | NORTH VALLEY | 0.99921 | 77.9025 | 2.304% | 0 | 2 | 5.388% | 0% | 0 | 0.0083558 | 19.9979 | 1.3171 | 0.22009 | Low | Low | Low
MORGAN HILL 2111CB | MORGAN HILL 2111 | SAN JOSE | 0.34374 | 10 | 12.74% | 0 | 0 | 12.6% | 0% | 0 | 0.0059141 | 11.2183 | 3.3152 | 0.21995 | Low | Low | High
ROSSMOOR 1106CB | ROSSMOOR 1106 | DIABLO | 1.4865 | 10 | 68.08% | 0 | 8 | 30.91% | 92.75% | 0 | 0.057048 | 1 | 3.8412 | 0.21913 | Medium | Medium | High
ATASCADERO 1101A50 | ATASCADERO 1101 | LOS PADRES | 19.8065 | 10 | 78.19% | 4 | 9 | 94.43% | 5.217% | 1 | 0.066857 | 1 | 3.2682 | 0.2185 | High | High | High
SISQUOC 1103M14 | SISQUOC 1103 | LOS PADRES | 21.2959 | 68.8259 | 69.24% | 0 | 10 | 65.02% | 94.4% | 0 | 0.21174 | 1 | 1.0317 | 0.21846 | High | High | Low
CALAVERAS CEMENT 110180930 | CALAVERAS CEMENT 1101 | STOCKTON | 18.4785 | 30.1878 | 99.81% | 1 | 6 | 100% | 0% | 0 | 0.089656 | 1 | 2.4362 | 0.21842 | High | High | Medium
PAUL SWEET 2105CB | PAUL SWEET 2105 | CENTRAL COAST | 8.1216 | 24.934 | 34.71% | 10 | 1 | 52.4% | 90.68% | 0 | 0.064304 | 1 | 3.3844 | 0.21763 | High | High | High
CLOVERDALE 1102570 | CLOVERDALE 1102 | SONOMA | 17.3117 | 48.3271 | 69.88% | 1 | 6 | 81.35% | 95.94% | 0 | 0.11928 | 1 | 1.824 | 0.21757 | High | High | Low
CAMP EVERS 210411048 | CAMP EVERS 2104 | CENTRAL COAST | 0.87487 | 10 | 18.94% | 3 | 1 | 63.94% | 100% | 0 | 0.053728 | 1 | 4.0099 | 0.21544 | Medium | Medium | High
SONOMA 1106CB | SONOMA 1106 | SONOMA | 0.46405 | 10 | 100% | 0 | 0 | 11.88% | 100% | 0 | 0.058298 | 1 | 3.6884 | 0.21503 | Medium | Medium | High
OAKLAND K 1101CR170 | OAKLAND K 1101 | EAST BAY | 1.2514 | 10 | 10.22% | 0 | 3 | 100% | 84.34% | 0 | 0.055611 | 1 | 3.8581 | 0.21455 | Medium | Medium | High
SANTA ROSA A 110439786 | SANTA ROSA A 1104 | SONOMA | 1.14 | 10 | 49.93% | 0 | 3 | 16.83% | 100% | 0 | 0.056488 | 1 | 3.7971 | 0.21449 | Medium | Medium | High
MOUNTAIN QUARRIES 21011102 | MOUNTAIN QUARRIES 2101 | SIERRA | 44.4218 | 34.6112 | 86.6% | 0 | 15 | 100% | 0% | 0 | 0.11033 | 1 | 1.9411 | 0.21417 | High | High | Low
OREGON TRAIL 11031500 | OREGON TRAIL 1103 | NORTH VALLEY | 24.8639 | 16.6581 | 98.22% | 2 | 4 | 96.57% | 0% | 0 | 0.076799 | 1 | 2.7865 | 0.214 | High | High | Medium
SOBRANTE 1102L510R | SOBRANTE 1102 | DIABLO | 9.7593 | 10 | 23.81% | 5 | 6 | 100% | 0% | 0 | 0.067265 | 1 | 3.176 | 0.21364 | High | High | High
ROB ROY 210571630 | ROB ROY 2105 | CENTRAL COAST | 1.807 | 10 | 61.71% | 5 | 2 | 96.47% | 60.73% | 0 | 0.066075 | 1 | 3.2318 | 0.21354 | High | High | High
SAN RAFAEL 1108CB | SAN RAFAEL 1108 | NORTH BAY | 3.0131 | 10 | 10.73% | 6 | 1 | 40.8% | 100% | 0 | 0.047654 | 1 | 4.4645 | 0.21275 | Medium | Medium | High
DIAMOND SPRINGS 1103CB | DIAMOND SPRINGS 1103 | SIERRA | 16.7869 | 10 | 71.13% | 6 | 16 | 54.37% | 47.43% | 1 | 0.08564 | 1 | 2.4835 | 0.21268 | High | High | Medium
OAKLAND D 1112CR192 | OAKLAND D 1112 | EAST BAY | 2.6688 | 25.8444 | 29.93% | 2 | 4 | 64.82% | 77.45% | 0 | 0.054951 | 1 | 3.8636 | 0.21231 | Medium | Medium | High
AUBERRY 1101R2838 | AUBERRY 1101 | FRESNO | 20.2113 | 19.1577 | 100% | 5 | 21 | 100% | 0% | 0 | 0.10363 | 1 | 2.0481 | 0.21224 | High | High | Low
PARADISE 1102CB | PARADISE 1102 | NORTH VALLEY | 0.74465 | 10 | 6.716% | 2 | 0 | 53.22% | 100% | 0 | 0.048451 | 1 | 4.3681 | 0.21164 | Medium | Medium | High
PUEBLO 2102656 | PUEBLO 2102 | NORTH BAY | 0.064775 | 10 | 100% | 0 | 0 | 0.3672% | 100% | 0 | 0.059306 | 1 | 3.5617 | 0.21123 | Medium | Medium | High
SWIFT 2110XR366 | SWIFT 2110 | SAN JOSE | 8.8402 | 27.8534 | 70.07% | 1 | 1 | 80.04% | 0% | 0 | 0.04663 | 1 | 4.5152 | 0.21055 | Medium | Medium | High
GRASS VALLEY 11032110 | GRASS VALLEY 1103 | SIERRA | 19.6542 | 17.5047 | 70.11% | 3 | 10 | 97.43% | 0% | 0 | 0.080807 | 1 | 2.6029 | 0.21033 | High | High | Medium
APPLE HILL 21028372 | APPLE HILL 2102 | SIERRA | 56.1866 | 51.1532 | 100% | 7 | 2 | 89.5% | 31.4% | 1 | 0.11526 | 1 | 1.8245 | 0.2103 | High | High | Low
BOLINAS 1101528 | BOLINAS 1101 | NORTH BAY | 2.2652 | 10 | 0% | 1 | 5 | 74.53% | 100% | 0 | 0.061356 | 1 | 3.4025 | 0.20876 | Medium | Medium | High
CLOVERDALE 1102156 | CLOVERDALE 1102 | SONOMA | 6.0801 | 52.6986 | 63.14% | 2 | 11 | 52.14% | 81.66% | 0 | 0.091237 | 1 | 2.2861 | 0.20858 | High | High | Medium
MILPITAS 1109XR082 | MILPITAS 1109 | SAN JOSE | 19.1832 | 53.2607 | 99.6% | 3 | 3 | 94.55% | 0% | 0 | 0.058023 | 1 | 3.5906 | 0.20834 | Medium | Medium | High
HICKS 2103LB50 | HICKS 2103 | SAN JOSE | 10.8958 | 72.4633 | 80.45% | 3 | 2 | 82.11% | 27.73% | 0 | 0.058713 | 1 | 3.5349 | 0.20754 | Medium | Medium | High
CALAVERAS CEMENT 1101502 | CALAVERAS CEMENT 1101 | STOCKTON | 38.3009 | 27.6645 | 90.32% | 2 | 8 | 92.84% | 0% | 0 | 0.10314 | 1 | 2.0117 | 0.20748 | High | High | Low
STILLWATER 11011320 | STILLWATER 1101 | NORTH VALLEY | 18.8372 | 23.2893 | 80.24% | 9 | 10 | 93.78% | 0% | 0 | 0.10603 | 1 | 1.956 | 0.2074 | High | High | Low
HALSEY 1101CB | HALSEY 1101 | SIERRA | 17.1561 | 10.5573 | 71.81% | 7 | 24 | 100% | 0% | 0 | 0.08631 | 1 | 2.3966 | 0.20685 | High | High | Medium
AUBERRY 1102CB | AUBERRY 1102 | FRESNO | 34.5018 | 23.0923 | 82.62% | 0 | 22 | 100% | 0% | 0 | 0.089542 | 1 | 2.3016 | 0.20609 | High | High | Medium
WILLITS 11032500 | WILLITS 1103 | HUMBOLDT | 29.9853 | 83.8453 | 100% | 11 | 13 | 100% | 0% | 0 | 0.14143 | 1 | 1.453 | 0.20549 | High | High | Low
SAN BENITO 210488772 | SAN BENITO 2104 | CENTRAL COAST | 23.9825 | 25.5059 | 54.82% | 18 | 5 | 55.63% | 0% | 0 | 0.071687 | 1 | 2.854 | 0.2046 | High | High | Medium
ALHAMBRA 110582622 | ALHAMBRA 1105 | DIABLO | 25.9018 | 63.5576 | 53.56% | 4 | 18 | 100% | 1.973% | 1 | 0.072547 | 1 | 2.8047 | 0.20347 | High | High | Medium
PLACERVILLE 111019582 | PLACERVILLE 1110 | SIERRA | 22.4014 | 26.1615 | 63.31% | 2 | 22 | 100% | 0% | 0 | 0.091322 | 1 | 2.2123 | 0.20203 | High | High | Low
COARSEGOLD 2102383092 | COARSEGOLD 2102 | YOSEMITE | 0.3809 | 10 | 73.97% | 0 | 0 | 100% | 100% | 0 | 0.10776 | 1 | 1.874 | 0.20194 | High | High | Low
WEST POINT 11021369 | WEST POINT 1102 | STOCKTON | 10.5051 | 72.1066 | 100% | 1 | 0 | 98.44% | 18.78% | 0 | 0.073587 | 1 | 2.7416 | 0.20175 | High | High | Medium
FROGTOWN 17011623 | FROGTOWN 1701 | STOCKTON | 15.2549 | 27.6688 | 92.79% | 0 | 7 | 100% | 0% | 0 | 0.065843 | 1 | 3.0596 | 0.20145 | High | High | Medium
CLARKSVILLE 210951744 | CLARKSVILLE 2109 | SIERRA | 0.69986 | 10 | 100% | 0 | 1 | 39% | 87.04% | 0 | 0.062946 | 1 | 3.1987 | 0.20135 | High | High | High
BOLINAS 1101 | BOLINAS 1101 | NORTH BAY | 0.01843 | 10 | 0% | 0 | 0 | 100% | 100% | 0 | 0.061559 | 1 | 3.2701 | 0.2013 | High | High | High
CURTIS 170511790 | CURTIS 1705 | YOSEMITE | 0.014226 | 10 | 0% | 0 | 0 | 100% | 100% | 0 | 0.061559 | 1 | 3.2679 | 0.20117 | High | High | High
BIG BASIN 110212779 | BIG BASIN 1102 | CENTRAL COAST | 0.25335 | 10 | 27.94% | 0 | 0 | 100% | 100% | 0 | 0.076303 | 1 | 2.6324 | 0.20086 | High | High | Medium
KESWICK 1101CB | KESWICK 1101 | NORTH VALLEY | 0.016582 | 10 | 0% | 0 | 0 | 100% | 100% | 0 | 0.061559 | 1 | 3.2562 | 0.20045 | High | High | High
NOTRE DAME 11042537 | NOTRE DAME 1104 | NORTH VALLEY | 5.2925 | 55.6781 | 100% | 0 | 0 | 100% | 22.56% | 0 | 0.062104 | 1 | 3.2088 | 0.19928 | High | High | High
SYCAMORE CREEK 11112014 | SYCAMORE CREEK 1111 | NORTH VALLEY | 22.6561 | 53.0217 | 99.04% | 1 | 4 | 99.97% | 25.97% | 0 | 0.069882 | 1 | 2.8512 | 0.19925 | High | High | Medium
COARSEGOLD 21045300 | COARSEGOLD 2104 | YOSEMITE | 37.3624 | 19.4525 | 89.47% | 1 | 28 | 100% | 0% | 0 | 0.10447 | 1 | 1.9069 | 0.19922 | High | High | Low
OCEANO 1103221092 | OCEANO 1103 | LOS PADRES | 1.2243 | 45.1389 | 92.5% | 0 | 2 | 95.43% | 0% | 0 | 0.049591 | 1 | 3.9902 | 0.19788 | Medium | Medium | High
ROB ROY 210410714 | ROB ROY 2104 | CENTRAL COAST | 15.4812 | 20.2777 | 49.42% | 12 | 6 | 79.24% | 0% | 0 | 0.069343 | 1 | 2.8504 | 0.19765 | High | High | Medium
CURTIS 170234426 | CURTIS 1702 | YOSEMITE | 4.917 | 10 | 82.09% | 0 | 4 | 71.87% | 67.24% | 1 | 0.058493 | 1 | 3.3748 | 0.1974 | Medium | Medium | High
CURTIS 17036064 | CURTIS 1703 | YOSEMITE | 19.198 | 23.357 | 96.92% | 3 | 15 | 97.54% | 0% | 0 | 0.069239 | 1 | 2.8169 | 0.19504 | High | High | Medium
AUBERRY 1101R2845 | AUBERRY 1101 | FRESNO | 17.7605 | 28.7565 | 100% | 4 | 13 | 100% | 0% | 0 | 0.10532 | 1 | 1.8477 | 0.19461 | High | High | Low
VASCO 1102MR176 | VASCO 1102 | MISSION | 38.5569 | 70.5523 | 85.5% | 0 | 7 | 89.92% | 0% | 0 | 0.084198 | 1 | 2.3104 | 0.19454 | High | High | Medium
NARROWS 21057203 | NARROWS 2105 | SIERRA | 17.8971 | 13.4012 | 99.97% | 2 | 5 | 95.78% | 0% | 0 | 0.077172 | 1 | 2.5133 | 0.19395 | High | High | Medium
OTTER 1102CB | OTTER 1102 | CENTRAL COAST | 6.6866 | 58.389 | 0% | 3 | 0 | 98.35% | 55.62% | 1 | 0.11663 | 1 | 1.6628 | 0.19393 | High | High | Low
CASTRO VALLEY 1108MR243 | CASTRO VALLEY 1108 | MISSION | 5.5308 | 36.4789 | 12.29% | 0 | 3 | 99.61% | 62.99% | 0 | 0.054568 | 1 | 3.5499 | 0.19371 | Medium | Medium | High
SOBRANTE 1103N510R | SOBRANTE 1103 | DIABLO | 0.050894 | 10 | 0% | 1 | 0 | 5.822% | 0% | 0 | 0.0050449 | 11.2183 | 3.422 | 0.19367 | Low | Low | High
SOBRANTE 1102L520R | SOBRANTE 1102 | DIABLO | 7.4675 | 10 | 48.68% | 1 | 16 | 100% | 8.05% | 0 | 0.05711 | 1 | 3.39 | 0.19361 | Medium | Medium | High
MOUNTAIN QUARRIES 21011130 | MOUNTAIN QUARRIES 2101 | SIERRA | 20.0304 | 57.0085 | 99.98% | 8 | 6 | 100% | 22.7% | 1 | 0.088009 | 1 | 2.1946 | 0.19314 | High | High | Low
APPLE HILL 210277546 | APPLE HILL 2102 | SIERRA | 43.2651 | 10.0567 | 100% | 8 | 8 | 100% | 3.986% | 0 | 0.084095 | 1 | 2.293 | 0.19283 | High | High | Medium
EL CERRITO G 1105CB | EL CERRITO G 1105 | EAST BAY | 7.4165 | 22.6789 | 12.34% | 2 | 5 | 100% | 20.23% | 0 | 0.040319 | 1 | 4.7752 | 0.19253 | Medium | Medium | High
NARROWS 21052228 | NARROWS 2105 | SIERRA | 20.4861 | 37.6865 | 94.14% | 3 | 11 | 96.44% | 0% | 0 | 0.06797 | 1 | 2.8311 | 0.19243 | High | High | Medium
COARSEGOLD 210310820 | COARSEGOLD 2103 | YOSEMITE | 28.8124 | 11.1753 | 93.73% | 0 | 47 | 100% | 0% | 0 | 0.07927 | 1 | 2.4251 | 0.19224 | High | High | Medium
GREEN VALLEY 210112824 | GREEN VALLEY 2101 | CENTRAL COAST | 0.066956 | 70 | 0% | 0 | 0 | 0.5469% | 0% | 0 | 0.007104 | 11.2183 | 2.3989 | 0.19118 | Low | Low | Medium
CURTIS 170247488 | CURTIS 1702 | YOSEMITE | 18.0809 | 16.9513 | 84.37% | 2 | 17 | 87.6% | 0% | 0 | 0.05643 | 1 | 3.3854 | 0.19104 | Medium | Medium | High
HOOPA 1101CB | HOOPA 1101 | HUMBOLDT | 15.2475 | 59.0191 | 97.73% | 17 | 6 | 56.28% | 0% | 0 | 0.085954 | 1 | 2.2215 | 0.19095 | High | High | Low
OAKLAND K 1104CR208 | OAKLAND K 1104 | EAST BAY | 2.4051 | 10 | 34.97% | 0 | 3 | 100% | 39.7% | 0 | 0.0436 | 1 | 4.378 | 0.19088 | Medium | Medium | High
PAUL SWEET 210710986 | PAUL SWEET 2107 | CENTRAL COAST | 10.6088 | 30.4341 | 52.14% | 3 | 2 | 53.14% | 44.56% | 0 | 0.066361 | 1 | 2.8689 | 0.19038 | High | High | Medium
ROB ROY 210538430 | ROB ROY 2105 | CENTRAL COAST | 4.0485 | 27.4617 | 42.48% | 11 | 1 | 61.21% | 68.36% | 0 | 0.05425 | 1 | 3.498 | 0.18976 | Medium | Medium | High
PERRY 1101V78 | PERRY 1101 | LOS PADRES | 29.478 | 56.2687 | 60.85% | 2 | 3 | 100% | 21.68% | 1 | 0.081321 | 1 | 2.3311 | 0.18957 | High | High | Medium
GREEN VALLEY 210136820 | GREEN VALLEY 2101 | CENTRAL COAST | 6.5982 | 36.5973 | 46.31% | 12 | 2 | 35.52% | 88.5% | 0 | 0.057708 | 1 | 3.2834 | 0.18948 | Medium | Medium | High
OILFIELDS 1103N44 | OILFIELDS 1103 | CENTRAL COAST | 18.7718 | 55.8541 | 96.36% | 0 | 0 | 100% | 0% | 0 | 0.079917 | 1 | 2.3613 | 0.18871 | High | High | Medium
MORAGA 1104CB | MORAGA 1104 | DIABLO | 12.3977 | 11.1682 | 54.34% | 6 | 17 | 72.33% | 3.443% | 1 | 0.053103 | 1 | 3.5454 | 0.18827 | Medium | Medium | High
LAURELES 1111432 | LAURELES 1111 | CENTRAL COAST | 49.1946 | 74.7913 | 100% | 10 | 10 | 100% | 0% | 0 | 0.11153 | 1 | 1.687 | 0.18815 | High | High | Low
KESWICK 11011588 | KESWICK 1101 | NORTH VALLEY | 6.9485 | 28.4638 | 99.9% | 2 | 4 | 79.32% | 55.95% | 0 | 0.089394 | 1 | 2.1029 | 0.18799 | High | High | Low
GIRVAN 11011330 | GIRVAN 1101 | NORTH VALLEY | 31.2468 | 42.7568 | 99.67% | 0 | 4 | 100% | 24.65% | 1 | 0.13164 | 1 | 1.4253 | 0.18763 | High | High | Low
CASTRO VALLEY 1106MR337 | CASTRO VALLEY 1106 | MISSION | 10.471 | 41.4878 | 74.2% | 2 | 2 | 55.31% | 63.23% | 0 | 0.053395 | 1 | 3.5101 | 0.18742 | Medium | Medium | High
CAMP EVERS 21035402 | CAMP EVERS 2103 | CENTRAL COAST | 2.8538 | 10 | 29.07% | 11 | 2 | 42.31% | 90.21% | 0 | 0.05912 | 1 | 3.1651 | 0.18712 | Medium | Medium | High
DIAMOND SPRINGS 1104CB | DIAMOND SPRINGS 1104 | SIERRA | 6.9541 | 10 | 49.56% | 0 | 3 | 69.41% | 79.56% | 0 | 0.059614 | 1 | 3.1336 | 0.18681 | Medium | Medium | High
VOLTA 110297816 | VOLTA 1102 | NORTH VALLEY | 5.2578 | 25.9131 | 100% | 2 | 2 | 100% | 80.28% | 1 | 0.11476 | 1 | 1.6244 | 0.18643 | High | High | Low
CURTIS 17029220 | CURTIS 1702 | YOSEMITE | 11.0663 | 17.9965 | 77.35% | 2 | 13 | 99.21% | 0.02567% | 0 | 0.05548 | 1 | 3.3526 | 0.186 | Medium | Medium | High
HALF MOON BAY 11038920 | HALF MOON BAY 1103 | PENINSULA | 8.6186 | 37.4312 | 39.37% | 7 | 11 | 100% | 0% | 0 | 0.054692 | 1 | 3.3955 | 0.1857 | Medium | Medium | High
CURTIS 170411300 | CURTIS 1704 | YOSEMITE | 3.6591 | 33.4299 | 41.14% | 0 | 2 | 100% | 62.71% | 0 | 0.065584 | 1 | 2.8287 | 0.18552 | High | High | Medium
DEL MONTE 21042624 | DEL MONTE 2104 | CENTRAL COAST | 18.1708 | 31.8719 | 33.21% | 2 | 17 | 94.85% | 0% | 0 | 0.05749 | 1 | 3.2193 | 0.18508 | Medium | Medium | High
CAYUCOS 1102CB | CAYUCOS 1102 | LOS PADRES | 11.9239 | 72.3136 | 83.3% | 3 | 2 | 41.34% | 71.02% | 0 | 0.079048 | 1 | 2.3364 | 0.18468 | High | High | Medium
WYANDOTTE 11071510 | WYANDOTTE 1107 | NORTH VALLEY | 25.4968 | 11.1229 | 100% | 1 | 4 | 100% | 0% | 0 | 0.05976 | 1 | 3.0899 | 0.18465 | Medium | Medium | High
SAN JUSTO 11014002 | SAN JUSTO 1101 | CENTRAL COAST | 18.1183 | 71.0394 | 96.75% | 4 | 7 | 95.15% | 0% | 0 | 0.089593 | 1 | 2.061 | 0.18465 | High | High | Low
CAMP EVERS 2104CB | CAMP EVERS 2104 | CENTRAL COAST | 1.0591 | 10 | 55.62% | 0 | 2 | 23.71% | 100% | 0 | 0.05446 | 1 | 3.3876 | 0.18449 | Medium | Medium | High
KANAKA 11011406 | KANAKA 1101 | NORTH VALLEY | 26.9635 | 16.7709 | 74.27% | 2 | 6 | 97.41% | 16.93% | 0 | 0.097652 | 1 | 1.8891 | 0.18448 | High | High | Low
BRUNSWICK 11062790 | BRUNSWICK 1106 | SIERRA | 8.9258 | 13.4181 | 98.75% | 0 | 3 | 81.13% | 52.78% | 0 | 0.084645 | 1 | 2.178 | 0.18435 | High | High | Low
APPLE HILL 2102186912 | APPLE HILL 2102 | SIERRA | 48.9257 | 16.1646 | 100% | 9 | 3 | 96.19% | 0% | 0 | 0.093311 | 1 | 1.9754 | 0.18433 | High | High | Low
ALTO 1122CB | ALTO 1122 | NORTH BAY | 2.386 | 10 | 11.27% | 0 | 1 | 68.83% | 100% | 0 | 0.05105 | 1 | 3.5941 | 0.18348 | Medium | Medium | High
CALPINE 1144304 | CALPINE 1144 | SONOMA | 0.046375 | 85 | 0% | 0 | 0 | 100% | 100% | 0 | 0.098754 | 1 | 1.8471 | 0.18241 | High | High | Low
ANNAPOLIS 1101608 | ANNAPOLIS 1101 | HUMBOLDT | 17.8008 | 87.1454 | 94.8% | 10 | 5 | 100% | 0% | 0 | 0.13339 | 1 | 1.3674 | 0.1824 | High | High | Low
ORINDA 0401CB | ORINDA 0401 | DIABLO | 0.11326 | 10 | 23.54% | 0 | 0 | 63.88% | 100% | 0 | 0.052555 | 1 | 3.4681 | 0.18227 | Medium | Medium | High
OREGON TRAIL 11041634 | OREGON TRAIL 1104 | NORTH VALLEY | 17.7143 | 33.9199 | 93.56% | 1 | 0 | 97.56% | 0% | 0 | 0.067366 | 1 | 2.7053 | 0.18225 | High | High | Medium
APPLE HILL 1103CB | APPLE HILL 1103 | SIERRA | 27.6878 | 21.3856 | 62.7% | 5 | 24 | 82.6% | 2.955% | 0 | 0.074928 | 1 | 2.43 | 0.18207 | High | High | Medium
BANGOR 11017446 | BANGOR 1101 | NORTH VALLEY | 43.441 | 11.2625 | 85.83% | 3 | 18 | 100% | 0% | 0 | 0.081818 | 1 | 2.2193 | 0.18158 | High | High | Low
ARCATA 11225384 | ARCATA 1122 | HUMBOLDT | 15.2841 | 39.9172 | 40.09% | 14 | 5 | 87.62% | 0% | 0 | 0.061973 | 1 | 2.9263 | 0.18135 | High | High | Medium
FROGTOWN 170275252 | FROGTOWN 1702 | STOCKTON | 57.5264 | 53.766 | 80.82% | 0 | 20 | 95.14% | 0% | 0 | 0.087181 | 1 | 2.07 | 0.18046 | High | High | Low
MONTICELLO 1101718 | MONTICELLO 1101 | NORTH BAY | 26.9011 | 60.1825 | 63.96% | 4 | 11 | 90.43% | 0% | 0 | 0.067428 | 1 | 2.6725 | 0.1802 | High | High | Medium
CURTIS 1702CB | CURTIS 1702 | YOSEMITE | 21.952 | 21.1187 | 82.49% | 5 | 14 | 95.73% | 0% | 0 | 0.0532 | 1 | 3.3587 | 0.17868 | Medium | Medium | High
HALSEY 11011704 | HALSEY 1101 | SIERRA | 12.7864 | 10 | 79.44% | 4 | 15 | 96.8% | 0% | 0 | 0.071684 | 1 | 2.4891 | 0.17843 | High | High | Medium
VIEJO 22029104 | VIEJO 2202 | CENTRAL COAST | 5.9155 | 10 | 5.95% | 8 | 7 | 99.2% | 0% | 0 | 0.054282 | 1 | 3.2793 | 0.17801 | Medium | Medium | High
FROGTOWN 170212282 | FROGTOWN 1702 | STOCKTON | 36.3191 | 39.3074 | 54.5% | 2 | 7 | 100% | 0% | 0 | 0.069451 | 1 | 2.557 | 0.17759 | High | High | Medium
SONOMA 110478372 | SONOMA 1104 | SONOMA | 16.4405 | 56.415 | 74.14% | 3 | 12 | 96.01% | 0% | 0 | 0.051874 | 1 | 3.4088 | 0.17683 | Medium | Medium | High
ECHO SUMMIT 11018922 | ECHO SUMMIT 1101 | (blank) | 2.2784 | 12.8457 | 99.62% | 6 | 2 | 64% | 0% | 0 | 0.13221 | 1 | 1.3369 | 0.17676 | High | High | Low
RED BLUFF 11011556 | RED BLUFF 1101 | NORTH VALLEY | 35.2007 | 32.6588 | 100% | 1 | 11 | 88.02% | 0% | 0 | 0.10148 | 1 | 1.7409 | 0.17666 | High | High | Low
SAN JOAQUIN #3 1102CB | SAN JOAQUIN #3 1102 | YOSEMITE | 9.6989 | 12.3012 | 62.24% | 3 | 14 | 100% | 56.8% | 0 | 0.1304 | 1 | 1.3465 | 0.17559 | High | High | Low
HIGGINS 110950078 | HIGGINS 1109 | SIERRA | 48.4681 | 37.033 | 99.96% | 1 | 15 | 100% | 0% | 0 | 0.068168 | 1 | 2.5691 | 0.17513 | High | High | Medium
SANTA YNEZ 1101Y16 | SANTA YNEZ 1101 | LOS PADRES | 7.1745 | 86.5871 | 96.55% | 0 | 1 | 49.62% | 51.9% | 0 | 0.082863 | 1 | 2.1114 | 0.17496 | High | High | Low
HIGGINS 110950072 | HIGGINS 1109 | SIERRA | 42.3856 | 25.4799 | 92.02% | 2 | 15 | 100% | 0% | 0 | 0.068313 | 1 | 2.5573 | 0.1747 | High | High | Medium
TASSAJARA 210419042 | TASSAJARA 2104 | DIABLO | 7.0796 | 47.3825 | 57.65% | 1 | 2 | 83.81% | 25.74% | 0 | 0.045532 | 1 | 3.832 | 0.17448 | Medium | Medium | High
OAKLAND X 1106CR006 | OAKLAND X 1106 | EAST BAY | 3.6093 | 38.5923 | 23.16% | 2 | 2 | 100% | 56.08% | 0 | 0.054619 | 1 | 3.186 | 0.17401 | Medium | Medium | High
COARSEGOLD 21045525 | COARSEGOLD 2104 | YOSEMITE | 13.0444 | 10.8034 | 99.82% | 2 | 45 | 100% | 0% | 0 | 0.072179 | 1 | 2.4095 | 0.17392 | High | High | Medium
SAN RAMON 2107MR287 | SAN RAMON 2107 | MISSION | 0.029952 | 10 | 100% | 0 | 0 | 0.9859% | 100% | 0 | 0.052586 | 1 | 3.3036 | 0.17373 | Medium | Medium | High
BIG RIVER 110179628 | BIG RIVER 1101 | HUMBOLDT | 14.7546 | 28.3298 | 27.17% | 16 | 19 | 100% | 0% | 0 | 0.06147 | 1 | 2.8171 | 0.17317 | Medium | Medium | Medium
OAKLAND X 1106CR008 | OAKLAND X 1106 | EAST BAY | 4.2343 | 10.8634 | 21.85% | 11 | 17 | 100% | 13.39% | 0 | 0.051531 | 1 | 3.3497 | 0.17261 | Medium | Medium | High
PACIFICA 1102CB | PACIFICA 1102 | PENINSULA | 2.2873 | 19.4 | 0% | 0 | 1 | 33.56% | 100% | 0 | 0.040266 | 1 | 4.2842 | 0.17251 | Medium | Medium | High
CALAVERAS CEMENT 11011419 | CALAVERAS CEMENT 1101 | STOCKTON | 15.0795 | 14.8417 | 100% | 2 | 7 | 100% | 0% | 0 | 0.074427 | 1 | 2.3142 | 0.17224 | High | High | Medium
PINE GROVE 11026080 | PINE GROVE 1102 | STOCKTON | 34.785 | 21.8457 | 100% | 6 | 11 | 100% | 0.6625% | 0 | 0.089074 | 1 | 1.9325 | 0.17213 | High | High | Low
AUBERRY 1102R2850 | AUBERRY 1102 | FRESNO | 25.8464 | 30.8369 | 100% | 0 | 16 | 100% | 0% | 0 | 0.095456 | 1 | 1.8012 | 0.17193 | High | High | Low
MOUNTAIN QUARRIES 21011346 | MOUNTAIN QUARRIES 2101 | SIERRA | 30.7365 | 10.3256 | 98.49% | 5 | 12 | 100% | 0% | 0 | 0.072232 | 1 | 2.3792 | 0.17186 | High | High | Medium
CAMP EVERS 2103CB | CAMP EVERS 2103 | CENTRAL COAST | 0.092755 | 10 | 13.07% | 0 | 0 | 75.74% | 100% | 0 | 0.061458 | 1 | 2.7937 | 0.17169 | Medium | Medium | Medium
PEORIA 17051834 | PEORIA 1705 | YOSEMITE | 22.9121 | 21.3201 | 69.84% | 0 | 15 | 96.15% | 0% | 0 | 0.076648 | 1 | 2.2374 | 0.17149 | High | High | Medium
ALTO 11251158 | ALTO 1125 | NORTH BAY | 2.2748 | 24.9991 | 11.61% | 1 | 1 | 41.4% | 88.18% | 0 | 0.041574 | 1 | 4.1164 | 0.17113 | Medium | Medium | High
FORT BRAGG A 1102418 | FORT BRAGG A 1102 | HUMBOLDT | 13.7424 | 13.0618 | 15.86% | 29 | 14 | 98.4% | 0% | 0 | 0.053533 | 1 | 3.1937 | 0.17097 | Medium | Medium | High
GEYSERVILLE 1102484 | GEYSERVILLE 1102 | SONOMA | 33.3601 | 63.5348 | 83.52% | 3 | 7 | 68.39% | 43.97% | 0 | 0.12892 | 1 | 1.3254 | 0.17087 | High | High | Low
PLACERVILLE 2106CB | PLACERVILLE 2106 | SIERRA | 6.6569 | 17.5661 | 15.58% | 1 | 6 | 100% | 71.65% | 0 | 0.069168 | 1 | 2.4573 | 0.16996 | High | High | Medium
TEMPLETON 2113CB | TEMPLETON 2113 | LOS PADRES | 0.49234 | 10 | 22.58% | 0 | 0 | 1.889% | 0% | 0 | 0.0057624 | 11.2183 | 2.6278 | 0.16987 | Low | Low | Medium
DUNBAR 1103440 | DUNBAR 1103 | SONOMA | 3.5573 | 21.3081 | 50.04% | 0 | 2 | 25.85% | 93.78% | 0 | 0.045809 | 1 | 3.7008 | 0.16953 | Medium | Medium | High
BIG BASIN 11022253 | BIG BASIN 1102 | CENTRAL COAST | 1.463 | 10 | 16.17% | 0 | 0 | 100% | 100% | 0 | 0.069736 | 1 | 2.4273 | 0.16927 | High | High | Medium
BRUNSWICK 110651484 | BRUNSWICK 1106 | SIERRA | 20.7709 | 48.7311 | 68.62% | 4 | 3 | 82.69% | 37.09% | 0 | 0.070762 | 1 | 2.3766 | 0.16817 | High | High | Medium
SILVERADO 2105CB | SILVERADO 2105 | NORTH BAY | 0.47706 | 10 | 63.84% | 0 | 1 | 10.39% | 100% | 0 | 0.044175 | 1 | 3.805 | 0.16809 | Medium | Medium | High
VIEJO 22019114 | VIEJO 2201 | CENTRAL COAST | 6.3385 | 10 | 15.64% | 12 | 5 | 93.11% | 0% | 0 | 0.043315 | 1 | 3.8689 | 0.16758 | Medium | Medium | High
CLAYTON 221355668 | CLAYTON 2213 | DIABLO | 3.8789 | 27.0823 | 100% | 0 | 0 | 100% | 0% | 0 | 0.041308 | 1 | 4.0479 | 0.16721 | Medium | Medium | High
GANSNER 11012424 | GANSNER 1101 | NORTH VALLEY | 18.9007 | 82.3071 | 77.09% | 4 | 10 | 100% | 0% | 0 | 0.081226 | 1 | 2.0492 | 0.16645 | High | High | Low
OCEANO 1104V38 | OCEANO 1104 | LOS PADRES | 12.9054 | 24.0827 | 46.82% | 5 | 8 | 68.56% | 8.41% | 1 | 0.053152 | 1 | 3.1233 | 0.16601 | Medium | Medium | High
SARATOGA 1103LC16 | SARATOGA 1103 | DE ANZA | 4.0893 | 10 | 47.33% | 3 | 10 | 80.63% | 0% | 0 | 0.042849 | 1 | 3.8592 | 0.16536 | Medium | Medium | High
LUCERNE 110638436 | LUCERNE 1106 | HUMBOLDT | 4.6279 | 61.4353 | 100% | 0 | 7 | 96.43% | 0% | 0 | 0.044553 | 1 | 3.7075 | 0.16518 | Medium | Medium | High
CALPINE 1144276-G | CALPINE 1144 | SONOMA | 0.014761 | 75 | 0% | 0 | 0 | 100% | 100% | 0 | 0.092831 | 1 | 1.7759 | 0.16486 | High | High | Low
WOODSIDE 110411555 | WOODSIDE 1104 | PENINSULA | 0.85806 | 10 | 96.59% | 0 | 1 | 100% | 0% | 0 | 0.032229 | 1 | 5.0953 | 0.16422 | Medium | Medium | High
MARIPOSA 21014410 | MARIPOSA 2101 | YOSEMITE | 22.8041 | 16.019 | 99.74% | 6 | 25 | 100% | 48.37% | 1 | 0.13823 | 1 | 1.1854 | 0.16386 | High | High | Low
TIVY VALLEY 1107584840 | TIVY VALLEY 1107 | FRESNO | 44.9458 | 14.7533 | 99.99% | 0 | 18 | 100% | 0% | 0 | 0.079403 | 1 | 2.0582 | 0.16342 | High | High | Low
ROSSMOOR 1108CB | ROSSMOOR 1108 | DIABLO | 3.0229 | 50.0663 | 2.294% | 0 | 11 | 53.4% | 61.71% | 0 | 0.040788 | 1 | 3.9971 | 0.16304 | Medium | Medium | High
MARIPOSA 210110070 | MARIPOSA 2101 | YOSEMITE | 25.9306 | 26.9034 | 96.01% | 1 | 27 | 100% | 0% | 0 | 0.078332 | 1 | 2.0789 | 0.16285 | High | High | Low
NORTH TOWER 2101CB | NORTH TOWER 2101 | NORTH BAY | 0.18972 | 10 | 0% | 0 | 0 | 4.663% | 0% | 0 | 0.0049217 | 11.2183 | 2.9474 | 0.16274 | Low | Low | Medium
CLAY 110113442 | CLAY 1101 | STOCKTON | 25.1981 | 33.4611 | 98.28% | 1 | 6 | 81.01% | 0% | 0 | 0.059218 | 1 | 2.7463 | 0.16263 | Medium | Medium | Medium
TEMPLETON 2110R90 | TEMPLETON 2110 | LOS PADRES | 27.6614 | 57.9463 | 69.12% | 2 | 5 | 77.95% | 0% | 0 | 0.077528 | 1 | 2.0934 | 0.1623 | High | High | Low
BELL 11082202 | BELL 1108 | SIERRA | 31.9475 | 20.6823 | 70.59% | 0 | 8 | 96.19% | 0% | 0 | 0.059129 | 1 | 2.7384 | 0.16192 | Medium | Medium | Medium
RACETRACK 1703CB | RACETRACK 1703 | YOSEMITE | 15.5569 | 10 | 47.8% | 4 | 26 | 86.61% | 0% | 0 | 0.05588 | 1 | 2.884 | 0.16116 | Medium | Medium | Medium
RINCON 1104CB | RINCON 1104 | SONOMA | 2.6764 | 10 | 22.48% | 3 | 5 | 47.86% | 77.17% | 0 | 0.046471 | 1 | 3.464 | 0.16098 | Medium | Medium | High
KONOCTI 1102596 | KONOCTI 1102 | HUMBOLDT | 8.591 | 44.5897 | 35.58% | 1 | 10 | 63.73% | 0% | 0 | 0.046139 | 1 | 3.4882 | 0.16094 | Medium | Medium | High
VOLTA 110293418 | VOLTA 1102 | NORTH VALLEY | 2.6513 | 65.9048 | 100% | 5 | 0 | 100% | 44.92% | 0 | 0.087226 | 1 | 1.8377 | 0.1603 | High | High | Low
SANTA ROSA A 1104CB | SANTA ROSA A 1104 | SONOMA | 1.1731 | 10 | 48.07% | 0 | 1 | 19.25% | 100% | 0 | 0.042461 | 1 | 3.7672 | 0.15996 | Medium | Medium | High
NORTH DUBLIN 2103CB | NORTH DUBLIN 2103 | MISSION | 12.6489 | 55.8047 | 31.35% | 1 | 2 | 83.95% | 0% | 0 | 0.043695 | 1 | 3.6462 | 0.15932 | Medium | Medium | High
GUALALA 111135562 | GUALALA 1111 | HUMBOLDT | 14.2585 | 63.006 | 19.44% | 12 | 36 | 100% | 0% | 0 | 0.084547 | 1 | 1.8822 | 0.15913 | High | High | Low
CURTIS 170463502 | CURTIS 1704 | YOSEMITE | 10.4605 | 25.8863 | 57.75% | 1 | 16 | 100% | 0% | 0 | 0.052892 | 1 | 3.0037 | 0.15887 | Medium | Medium | Medium
ALTO 1125CB | ALTO 1125 | NORTH BAY | 0.27217 | 10 | 45.49% | 2 | 1 | 11.73% | 100% | 0 | 0.039699 | 1 | 3.9974 | 0.15869 | Medium | Medium | High
HIGHLANDS 110448262 | HIGHLANDS 1104 | HUMBOLDT | 5.8216 | 10 | 84.42% | 0 | 6 | 100% | 0% | 0 | 0.047568 | 1 | 3.314 | 0.15764 | Medium | Medium | High
ROSSMOOR 110168920 | ROSSMOOR 1101 | DIABLO | 5.9925 | 29.5829 | 31.67% | 8 | 11 | 82.31% | 24.74% | 0 | 0.047645 | 1 | 3.3031 | 0.15738 | Medium | Medium | High
ROB ROY 210410954 | ROB ROY 2104 | CENTRAL COAST | 7.1077 | 10 | 88.57% | 7 | 3 | 100% | 0% | 0 | 0.050548 | 1 | 3.1113 | 0.15727 | Medium | Medium | High
HIGGINS 1109594 | HIGGINS 1109 | SIERRA | 14.2898 | 11.2028 | 80.24% | 1 | 11 | 100% | 0% | 0 | 0.051909 | 1 | 3.0273 | 0.15715 | Medium | Medium | Medium
UKIAH 1114408 | UKIAH 1114 | HUMBOLDT | 37.0058 | 66.3521 | 67.33% | 5 | 13 | 97.48% | 0% | 0 | 0.071452 | 1 | 2.1941 | 0.15678 | High | High | Low
FORT BRAGG A 11044690 | FORT BRAGG A 1104 | HUMBOLDT | 12.2439 | 49.0226 | 37.04% | 15 | 12 | 85.93% | 0% | 0 | 0.050332 | 1 | 3.1146 | 0.15677 | Medium | Medium | High
PALO SECO 0401CB | PALO SECO 0401 | EAST BAY | 4.7078 | 10 | 0% | 4 | 1 | 100% | 18.75% | 0 | 0.035354 | 1 | 4.4285 | 0.15657 | Medium | Medium | High
SHINGLE SPRINGS 2110CB | SHINGLE SPRINGS 2110 | SIERRA | 0.10881 | 10 | 92.58% | 0 | 0 | 8.524% | 92.58% | 0 | 0.047519 | 1 | 3.2729 | 0.15553 | Medium | Medium | High
PACIFICA 11033907 | PACIFICA 1103 | PENINSULA | 3.5027 | 51.2022 | 0% | 4 | 0 | 72.69% | 71.75% | 0 | 0.042148 | 1 | 3.6814 | 0.15517 | Medium | Medium | High
ECHO SUMMIT 11012500 | ECHO SUMMIT 1101 | (blank) | 2.8817 | 10 | 100% | 2 | 2 | 100% | 0% | 0 | 0.074119 | 1 | 2.0914 | 0.15501 | High | High | Low
BIG RIVER 11013002 | BIG RIVER 1101 | HUMBOLDT | 6.8985 | 10 | 4.337% | 11 | 17 | 83.84% | 0% | 0 | 0.058669 | 1 | 2.6346 | 0.15457 | Medium | Medium | Medium
CAMP EVERS 21035404 | CAMP EVERS 2103 | CENTRAL COAST | 2.6779 | 10 | 26.91% | 3 | 0 | 57.99% | 100% | 0 | 0.052978 | 1 | 2.9173 | 0.15455 | Medium | Medium | Medium
BANGOR 11011804 | BANGOR 1101 | NORTH VALLEY | 42.8631 | 13.9127 | 93.17% | 8 | 9 | 100% | 3.48% | 0 | 0.064625 | 1 | 2.3914 | 0.15455 | High | High | Medium
MORGAN HILL 2105XR070 | MORGAN HILL 2105 | SAN JOSE | 6.67 | 37.7183 | 68.61% | 0 | 0 | 76.77% | 50.18% | 1 | 0.046839 | 1 | 3.2954 | 0.15435 | Medium | Medium | High
SHINGLE SPRINGS 210981390 | SHINGLE SPRINGS 2109 | SIERRA | 18.7493 | 21.0161 | 63.9% | 1 | 8 | 100% | 0% | 0 | 0.075764 | 1 | 2.0292 | 0.15374 | High | High | Low
JARVIS 1111MR121 | JARVIS 1111 | MISSION | 1.1185 | 70.124 | 6.252% | 0 | 0 | 20.83% | 100% | 0 | 0.045013 | 1 | 3.4072 | 0.15337 | Medium | Medium | High
ALTO 112278672 | ALTO 1122 | NORTH BAY | 2.7277 | 18.1694 | 27.03% | 6 | 9 | 33.13% | 66.64% | 0 | 0.042144 | 1 | 3.6273 | 0.15287 | Medium | Medium | High
CORNING 11021622 | CORNING 1102 | NORTH VALLEY | 34.031 | 83.6384 | 99.67% | 1 | 6 | 100% | 0% | 0 | 0.11037 | 1 | 1.3788 | 0.15218 | High | High | Low
PHILO 1101CB | PHILO 1101 | HUMBOLDT | 30.1647 | 49.3506 | 76.4% | 12 | 16 | 60.92% | 0% | 0 | 0.072449 | 1 | 2.0932 | 0.15165 | High | High | Low
CLOVERDALE 1102674 | CLOVERDALE 1102 | SONOMA | 17.0598 | 62.482 | 68.42% | 4 | 8 | 84.92% | 25.35% | 0 | 0.082178 | 1 | 1.8325 | 0.15059 | High | High | Low
DOBBINS 110191464 | DOBBINS 1101 | SIERRA | 7.0765 | 18.3456 | 88.34% | 2 | 2 | 100% | 2.371% | 0 | 0.050871 | 1 | 2.9545 | 0.1503 | Medium | Medium | Medium
STANISLAUS 170179826 | STANISLAUS 1701 | YOSEMITE | 10.1928 | 54.2786 | 66.14% | 1 | 7 | 100% | 0% | 0 | 0.044036 | 1 | 3.4104 | 0.15018 | Medium | Medium | High
SAND CREEK 110345190 | SAND CREEK 1103 | FRESNO | 36.6214 | 13.3834 | 99.51% | 0 | 5 | 100% | 0% | 0 | 0.078024 | 1 | 1.9196 | 0.14977 | High | High | Low
MONTICELLO 1101630 | MONTICELLO 1101 | NORTH BAY | 17.6986 | 68.0589 | 26.54% | 2 | 4 | 90.07% | 0% | 0 | 0.065491 | 1 | 2.2846 | 0.14962 | High | High | Medium
SPRING GAP 1702CB | SPRING GAP 1702 | YOSEMITE | 7.418 | 94.1072 | 60.1% | 3 | 1 | 100% | 85.76% | 0 | 0.17407 | 1 | 0.85687 | 0.14916 | High | High | Low
NOTRE DAME 11042408 | NOTRE DAME 1104 | NORTH VALLEY | 11.2331 | 23.0626 | 36.02% | 1 | 3 | 81.2% | 47.16% | 1 | 0.051652 | 1 | 2.8875 | 0.14914 | Medium | Medium | Medium
TASSAJARA 2112D514R | TASSAJARA 2112 | DIABLO | 3.458 | 10.5192 | 20.09% | 0 | 5 | 72.43% | 34.87% | 0 | 0.03721 | 1 | 4.003 | 0.14895 | Medium | Medium | High
GRASS VALLEY 11012208 | GRASS VALLEY 1101 | SIERRA | 12.2835 | 20.913 | 70.74% | 4 | 7 | 96.31% | 0% | 0 | 0.053929 | 1 | 2.7592 | 0.1488 | Medium | Medium | Medium
SAN LEANDRO U 1109CR182 | SAN LEANDRO U 1109 | MISSION | 4.81 | 10 | 62.88% | 5 | 1 | 100% | 19.48% | 0 | 0.046108 | 1 | 3.2168 | 0.14832 | Medium | Medium | High
INDIAN FLAT 1104CB | INDIAN FLAT 1104 | YOSEMITE | 12.7115 | 39.8985 | 69.22% | 2 | 12 | 100% | 0% | 0 | 0.075983 | 1 | 1.9513 | 0.14826 | High | High | Low
GREENBRAE 11036083 | GREENBRAE 1103 | NORTH BAY | 0.34152 | 10 | 10.92% | 0 | 0 | 100% | 67.56% | 0 | 0.040594 | 1 | 3.6438 | 0.14792 | Medium | Medium | High
CALISTOGA 1101 | CALISTOGA 1101 | NORTH BAY | 0.0027683 | 10 | 0% | 0 | 0 | 100% | 100% | 0 | 0.061559 | 1 | 2.3953 | 0.14745 | High | High | Medium
CALPELLA 1101600 | CALPELLA 1101 | HUMBOLDT | 20.3203 | 63.0301 | 92.94% | 2 | 3 | 76.37% | 16.27% | 1 | 0.080296 | 1 | 1.8322 | 0.14712 | High | High | Low
MORGAN HILL 2111XR292 | MORGAN HILL 2111 | SAN JOSE | 10.8242 | 23.3354 | 98.35% | 1 | 8 | 89.12% | 0% | 0 | 0.048423 | 1 | 3.0382 | 0.14712 | Medium | Medium | Medium
FORT BRAGG A 1102956 | FORT BRAGG A 1102 | HUMBOLDT | 10.8506 | 10 | 43.99% | 19 | 14 | 88.12% | 0% | 0 | 0.067263 | 1 | 2.1825 | 0.1468 | High | High | Low
CURTIS 17058110 | CURTIS 1705 | YOSEMITE | 8.154 | 12.6611 | 71.8% | 0 | 7 | 100% | 22.12% | 0 | 0.043018 | 1 | 3.3987 | 0.14621 | Medium | Medium | High
SARATOGA 1105LC14 | SARATOGA 1105 | DE ANZA | 9.6151 | 10 | 69.49% | 2 | 9 | 86.08% | 0% | 0 | 0.040305 | 1 | 3.6261 | 0.14615 | Medium | Medium | High
LOS GATOS 1101LB40 | LOS GATOS 1101 | DE ANZA | 7.214 | 10 | 65.42% | 2 | 3 | 77.51% | 0% | 0 | 0.041155 | 1 | 3.5497 | 0.14609 | Medium | Medium | High
SILVERADO 2104806 | SILVERADO 2104 | NORTH BAY | 20.224 | 80.8764 | 82.09% | 0 | 5 | 59.08% | 2.927% | 0 | 0.051436 | 1 | 2.8358 | 0.14586 | Medium | Medium | Medium
RINCON 1101576 | RINCON 1101 | SONOMA | 2.0608 | 10 | 77.6% | 0 | 6 | 19.69% | 79.16% | 0 | 0.055451 | 1 | 2.6301 | 0.14585 | Medium | Medium | Medium
GRASS VALLEY 11031700 | GRASS VALLEY 1103 | SIERRA | 21.5982 | 19.8547 | 93.5% | 3 | 7 | 99.55% | 0% | 0 | 0.057412 | 1 | 2.5384 | 0.14573 | Medium | Medium | Medium
FROGTOWN 1702290609 | FROGTOWN 1702 | STOCKTON | 18.0385 | 28.1983 | 98.5% | 3 | 10 | 100% | 0% | 0 | 0.059181 | 1 | 2.4612 | 0.14566 | Medium | Medium | Medium
WILLOW CREEK 110129362 | WILLOW CREEK 1101 | HUMBOLDT | 6.8106 | 67.3887 | 96.73% | 8 | 5 | 58.77% | 100% | 1 | 0.16769 | 1 | 0.86685 | 0.14536 | High | High | Low
PAUL SWEET 2102CB | PAUL SWEET 2102 | CENTRAL COAST | 0.80988 | 10 | 58.15% | 0 | 0 | 13.51% | 100% | 0 | 0.042651 | 1 | 3.4078 | 0.14534 | Medium | Medium | High
WILLOW CREEK 11032936 | WILLOW CREEK 1103 | HUMBOLDT | 32.9597 | 79.3849 | 82.84% | 19 | 24 | 100% | 0% | 0 | 0.12943 | 1 | 1.1228 | 0.14532 | High | High | Low
MIDDLETOWN 11021312 | MIDDLETOWN 1102 | HUMBOLDT | 9.8496 | 13.9462 | 100% | 1 | 10 | 100% | 0% | 0 | 0.046919 | 1 | 3.0951 | 0.14522 | Medium | Medium | High
MOUNTAIN QUARRIES 21011350 | MOUNTAIN QUARRIES 2101 | SIERRA | 21.7386 | 30.8372 | 63.86% | 7 | 7 | 100% | 0% | 0 | 0.058591 | 1 | 2.4681 | 0.14461 | Medium | Medium | Medium
RED BLUFF 11031702 | RED BLUFF 1103 | NORTH VALLEY | 15.929 | 23.8535 | 100% | 1 | 4 | 87.44% | 0% | 0 | 0.073954 | 1 | 1.9176 | 0.14181 | High | High | Low
OAKHURST 11035732 | OAKHURST 1103 | YOSEMITE | 3.391 | 10.7516 | 100% | 0 | 1 | 100% | 54.98% | 0 | 0.087919 | 1 | 1.6062 | 0.14122 | High | High | Low
TEMPLETON 2110N32 | TEMPLETON 2110 | LOS PADRES | 28.0596 | 53.4927 | 95.78% | 1 | 9 | 94.62% | 0% | 0 | 0.061984 | 1 | 2.2723 | 0.14084 | High | High | Medium
LAURELES 111268454 | LAURELES 1112 | CENTRAL COAST | 8.3342 | 11.1816 | 20.6% | 3 | 7 | 75.56% | 0% | 0 | 0.059265 | 1 | 2.3713 | 0.14054 | Medium | Medium | Medium
WYANDOTTE 110777578 | WYANDOTTE 1107 | NORTH VALLEY | 21.5731 | 10.2179 | 61.38% | 5 | 2 | 66.83% | 0% | 0 | 0.036666 | 1 | 3.8294 | 0.14041 | Medium | Medium | High
HOOPA 11013304 | HOOPA 1101 | HUMBOLDT | 16.9885 | 82.5702 | 98.71% | 15 | 4 | 100% | 0% | 0 | 0.086315 | 1 | 1.6263 | 0.14037 | High | High | Low
OAKLAND K 1104CR210 | OAKLAND K 1104 | EAST BAY | 2.8215 | 10 | 11.97% | 1 | 0 | 100% | 42.91% | 0 | 0.032016 | 1 | 4.383 | 0.14033 | Medium | Medium | High
MIDDLETOWN 1103830 | MIDDLETOWN 1103 | HUMBOLDT | 23.5041 | 79 | 88.01% | 1 | 2 | 60.51% | 36.87% | 0 | 0.059437 | 1 | 2.354 | 0.13991 | Medium | Medium | Medium
CURTIS 1704803 | CURTIS 1704 | YOSEMITE | 9.5141 | 57.4155 | 65.91% | 1 | 6 | 100% | 27.61% | 0 | 0.05233 | 1 | 2.6661 | 0.13952 | Medium | Medium | Medium
OREGON TRAIL 11021584 | OREGON TRAIL 1102 | NORTH VALLEY | 13.0863 | 23.8771 | 100% | 1 | 4 | 100% | 0% | 0 | 0.050417 | 1 | 2.7558 | 0.13894 | Medium | Medium | Medium
CURTIS 1705CB | CURTIS 1705 | YOSEMITE | 13.2215 | 11.2937 | 56.4% | 2 | 15 | 96.23% | 0% | 0 | 0.040107 | 1 | 3.4615 | 0.13883 | Medium | Medium | High
HIGGINS 1104324510 | HIGGINS 1104 | SIERRA | 12.4769 | 10 | 100% | 3 | 3 | 100% | 0% | 0 | 0.046303 | 1 | 2.9958 | 0.13872 | Medium | Medium | Medium
HALF MOON BAY 11022032 | HALF MOON BAY 1102 | PENINSULA | 3.27 | 24.2985 | 27.09% | 1 | 0 | 29.71% | 73.93% | 0 | 0.032761 | 1 | 4.2337 | 0.1387 | Medium | Medium | High
LAURELES 11116421 | LAURELES 1111 | CENTRAL COAST | 1.7279 | 54.1809 | 100% | 1 | 1 | 100% | 0% | 0 | 0.065512 | 1 | 2.115 | 0.13856 | High | High | Low
BUELLTON 1101Y06 | BUELLTON 1101 | LOS PADRES | 29.0172 | 49.4932 | 60.5% | 0 | 10 | 72.26% | 0% | 0 | 0.079416 | 1 | 1.7409 | 0.13826 | High | High | Low
SHINGLE SPRINGS 11038752 | SHINGLE SPRINGS 1103 | SIERRA | 1.8752 | 10 | 77.05% | 0 | 1 | 100% | 7.72% | 0 | 0.040295 | 1 | 3.4298 | 0.1382 | Medium | Medium | High
STILLWATER 1102CB | STILLWATER 1102 | NORTH VALLEY | 25.0709 | 15.0844 | 83.36% | 3 | 7 | 99.96% | 0% | 0 | 0.066396 | 1 | 2.0763 | 0.13786 | High | High | Low
BUELLTON 1101Y36 | BUELLTON 1101 | LOS PADRES | 33.0581 | 70.2256 | 71.54% | 1 | 11 | 92.67% | 5.931% | 1 | 0.081946 | 1 | 1.6819 | 0.13782 | High | High | Low
DIAMOND SPRINGS 11062100 | DIAMOND SPRINGS 1106 | SIERRA | 38.9747 | 13.5244 | 95.18% | 3 | 8 | 100% | 0% | 0 | 0.064847 | 1 | 2.1227 | 0.13765 | High | High | Low
WOODACRE 11021280 | WOODACRE 1102 | NORTH BAY | 10.5964 | 14.7487 | 31.13% | 2 | 14 | 100% | 0% | 0 | 0.034114 | 1 | 4.0304 | 0.1375 | Medium | Medium | High
WEIMAR 11012740 | WEIMAR 1101 | SIERRA | 19.1962 | 52.0643 | 71.74% | 1 | 4 | 100% | 0% | 0 | 0.080042 | 1 | 1.7168 | 0.13742 | High | High | Low
OAKLAND K 1104CB | OAKLAND K 1104 | EAST BAY | 2.7076 | 10 | 13.99% | 1 | 4 | 100% | 34.6% | 0 | 0.030956 | 1 | 4.4174 | 0.13675 | Medium | Medium | High
SHINGLE SPRINGS 210911092 | SHINGLE SPRINGS 2109 | SIERRA | 22.1149 | 21.1094 | 82.77% | 7 | 7 | 100% | 0% | 0 | 0.081649 | 1 | 1.6738 | 0.13667 | High | High | Low
FORT BRAGG A 110235592 | FORT BRAGG A 1102 | HUMBOLDT | 13.0568 | 10.5094 | 9.263% | 19 | 29 | 100% | 0% | 0 | 0.068352 | 1 | 1.999 | 0.13663 | High | High | Low
FULTON 110746958 | FULTON 1107 | SONOMA | 0.032131 | 10 | 100% | 0 | 0 | 6.208% | 100% | 0 | 0.055255 | 1 | 2.4591 | 0.13588 | Medium | Medium | Medium
LOS GATOS 1107CB | LOS GATOS 1107 | DE ANZA | 13.6639 | 15.4902 | 38.19% | 1 | 13 | 86.42% | 10.54% | 0 | 0.041286 | 1 | 3.2819 | 0.1355 | Medium | Medium | High
BELL 11082226 | BELL 1108 | SIERRA | 24.7638 | 11.2765 | 87.34% | 1 | 8 | 97.2% | 0% | 0 | 0.057141 | 1 | 2.363 | 0.13503 | Medium | Medium | Medium
GARBERVILLE 11011750 | GARBERVILLE 1101 | HUMBOLDT | 14.3678 | 85.1825 | 100% | 14 | 8 | 96.86% | 0% | 0 | 0.081262 | 1 | 1.6609 | 0.13497 | High | High | Low
BUCKS CREEK 1101CB | BUCKS CREEK 1101 | NORTH VALLEY | 20.005 | 83.6146 | 6.119% | 5 | 12 | 100% | 23.08% | 0 | 0.080342 | 1 | 1.6795 | 0.13494 | High | High | Low
PARADISE 110343008 | PARADISE 1103 | NORTH VALLEY | 12.9696 | 10 | 78.07% | 7 | 5 | 99.92% | 17.25% | 1 | 0.037995 | 1 | 3.5408 | 0.13453 | Medium | Medium | High
STANISLAUS 1702CB | STANISLAUS 1702 | YOSEMITE | 7.977 | 43.3363 | 28.21% | 1 | 3 | 100% | 19.55% | 0 | 0.043216 | 1 | 3.112 | 0.13449 | Medium | Medium | High
CORRAL 1102CB | CORRAL 1102 | STOCKTON | 17.6005 | 19.3826 | 70.6% | 2 | 10 | 83.31% | 0% | 0 | 0.04296 | 1 | 3.1263 | 0.13431 | Medium | Medium | High
PINE GROVE 11013166 | PINE GROVE 1101 | STOCKTON | 12.5063 | 11.3177 | 79.03% | 1 | 18 | 100% | 0% | 0 | 0.045896 | 1 | 2.919 | 0.13397 | Medium | Medium | Medium
SAN LEANDRO U 1109CR002 | SAN LEANDRO U 1109 | MISSION | 7.0761 | 10 | 24.57% | 6 | 16 | 90.45% | 0% | 0 | 0.040555 | 1 | 3.3026 | 0.13394 | Medium | Medium | High
WILLOW CREEK 110347966 | WILLOW CREEK 1103 | HUMBOLDT | 17.0216 | 48.5214 | 76.15% | 20 | 19 | 100% | 0% | 0 | 0.11952 | 1 | 1.1197 | 0.13384 | High | High | Low
SALMON CREEK 1101194 | SALMON CREEK 1101 | SONOMA | 6.5546 | 49.1883 | 4.108% | 3 | 3 | 77.1% | 22.41% | 0 | 0.053234 | 1 | 2.5104 | 0.13364 | Medium | Medium | Medium
MONTICELLO 110137384 | MONTICELLO 1101 | NORTH BAY | 9.3433 | 47.0333 | 65.93% | 7 | 4 | 99.86% | 0% | 0 | 0.054846 | 1 | 2.4323 | 0.1334 | Medium | Medium | Medium
PACIFICA 110311153 | PACIFICA 1103 | PENINSULA | 0.48816 | 27.9974 | 36.15% | 0 | 1 | 5.373% | 100% | 0 | 0.038047 | 1 | 3.4976 | 0.13307 | Medium | Medium | High
CURTIS 170210940 | CURTIS 1702 | YOSEMITE | 9.3161 | 16.9626 | 82.71% | 2 | 8 | 88.08% | 0% | 0 | 0.036211 | 1 | 3.6749 | 0.13307 | Medium | Medium | High
OAKHURST 110210100 | OAKHURST 1102 | YOSEMITE | 9.1816 | 28.1335 | 94.5% | 4 | 24 | 77.46% | 0% | 0 | 0.054576 | 1 | 2.4338 | 0.13282 | Medium | Medium | Medium
COTATI 1103148 | COTATI 1103 | SONOMA | 14.0913 | 49.2874 | 1.408% | 9 | 10 | 90.64% | 0% | 0 | 0.066855 | 1 | 1.9842 | 0.13266 | High | High | Low
WOODSIDE 1104555372 | WOODSIDE 1104 | PENINSULA | 4.1602 | 10 | 35.51% | 2 | 3 | 100% | 0% | 0 | 0.02737 | 1 | 4.8418 | 0.13252 | Medium | Medium | High
MILPITAS 1109XR524 | MILPITAS 1109 | SAN JOSE | 7.8802 | 65.8723 | 90.15% | 0 | 1 | 82.17% | 0% | 0 | 0.042366 | 1 | 3.1206 | 0.13221 | Medium | Medium | High
HOOPA 11013174 | HOOPA 1101 | HUMBOLDT | 17.6485 | 69.5085 | 99.93% | 19 | 10 | 80.04% | 0% | 0 | 0.11313 | 1 | 1.1672 | 0.13204 | High | High | Low
LUCERNE 1103630 | LUCERNE 1103 | HUMBOLDT | 12.5736 | 13.6837 | 90.26% | 2 | 19 | 92.62% | 0% | 0 | 0.043155 | 1 | 3.0456 | 0.13143 | Medium | Medium | Medium
STAFFORD 11021048 | STAFFORD 1102 | NORTH BAY | 4.9722 | 28.2651 | 55.55% | 1 | 7 | 93.63% | 17.79% | 1 | 0.042409 | 1 | 3.0962 | 0.13131 | Medium | Medium | High
LOS GATOS 1108LB86 | LOS GATOS 1108 | DE ANZA | 4.2689 | 10 | 37.07% | 3 | 5 | 80.57% | 12.91% | 0 | 0.033788 | 1 | 3.8848 | 0.13126 | Medium | Medium | High
DUNBAR 110297160 | DUNBAR 1102 | SONOMA | 0.058569 | 82.8928 | 100% | 0 | 0 | 100% | 0% | 0 | 0.046095 | 1 | 2.8466 | 0.13122 | Medium | Medium | Medium
WISHON 1101CB | WISHON 1101 | YOSEMITE | 7.7822 | 34.1369 | 78.45% | 1 | 2 | 100% | 51.22% | 1 | 0.074616 | 1 | 1.7546 | 0.13092 | High | High | Low
EL CERRITO G 1112CB | EL CERRITO G 1112 | EAST BAY | 0.64797 | 10 | 0% | 0 | 0 | 9.809% | 100% | 0 | 0.02588 | 1 | 4.9956 | 0.12929 | Medium | Medium | High
SILVERADO 2102CB | SILVERADO 2102 | NORTH BAY | 0.45935 | 10 | 0% | 0 | 0 | 26.76% | 100% | 0 | 0.034737 | 1 | 3.7165 | 0.1291 | Medium | Medium | High
DIAMOND SPRINGS 11042093 | DIAMOND SPRINGS 1104 | SIERRA | 7.2925 | 22.8545 | 79.86% | 0 | 2 | 83.65% | 44.87% | 0 | 0.053967 | 1 | 2.3806 | 0.12847 | Medium | Medium | Medium
HALSEY 110176178 | HALSEY 1101 | SIERRA | 19.4389 | 10 | 66.26% | 6 | 14 | 96.3% | 0% | 0 | 0.050379 | 1 | 2.5491 | 0.12842 | Medium | Medium | Medium
GARBERVILLE 11021510 | GARBERVILLE 1102 | HUMBOLDT | 13.0211 | 67.6864 | 30.88% | 5 | 7 | 100% | 0% | 0 | 0.063582 | 1 | 2.0147 | 0.1281 | High | High | Low
CLARK ROAD 110247006 | CLARK ROAD 1102 | NORTH VALLEY | 4.5495 | 10 | 42.4% | 2 | 3 | 100% | 41.72% | 0 | 0.037887 | 1 | 3.3709 | 0.12771 | Medium | Medium | High
ORINDA 0401N545R | ORINDA 0401 | DIABLO | 4.3157 | 10 | 9.802% | 1 | 11 | 83.77% | 52.25% | 0 | 0.038927 | 1 | 3.2801 | 0.12768 | Medium | Medium | High
OILFIELDS 1103N62 | OILFIELDS 1103 | CENTRAL COAST | 5.5689 | 75.4181 | 98.3% | 0 | 2 | 100% | 0% | 0 | 0.05809 | 1 | 2.1974 | 0.12764 | Medium | Medium | Low
SOBRANTE 1102CB | SOBRANTE 1102 | DIABLO | 10.2599 | 28.2629 | 22.78% | 2 | 15 | 98.33% | 12.04% | 0 | 0.042314 | 1 | 3.0143 | 0.12755 | Medium | Medium | Medium
TYLER 110585132 | TYLER 1105 | NORTH VALLEY | 30.9692 | 56.9117 | 100% | 0 | 21 | 100% | 0% | 0 | 0.075876 | 1 | 1.6764 | 0.1272 | High | High | Low
CEDAR CREEK 11011710 | CEDAR CREEK 1101 | NORTH VALLEY | 0.076338 | 70.3009 | 100% | 0 | 0 | 100% | 100% | 0 | 0.18445 | 1 | 0.68738 | 0.12679 | High | High | Low
CABRILLO 1103Y46 | CABRILLO 1103 | LOS PADRES | 20.218 | 55.531 | 56.98% | 1 | 5 | 42.55% | 0% | 0 | 0.043329 | 1 | 2.9259 | 0.12678 | Medium | Medium | Medium
COTTONWOOD 11011610 | COTTONWOOD 1101 | NORTH VALLEY | 38.431 | 59.7392 | 100% | 4 | 5 | 100% | 0% | 0 | 0.097181 | 1 | 1.3016 | 0.12649 | High | High | Low
EL DORADO PH 210163464 | EL DORADO PH 2101 | SIERRA | 13.6531 | 63.9369 | 100% | 0 | 2 | 100% | 36.69% | 1 | 0.084238 | 1 | 1.4999 | 0.12635 | High | High | Low
DIAMOND SPRINGS 110610587 | DIAMOND SPRINGS 1106 | SIERRA | 21.9902 | 32.7231 | 99.97% | 4 | 2 | 100% | 0% | 0 | 0.060422 | 1 | 2.0865 | 0.12607 | Medium | Medium | Low
BROWNS VALLEY 11011268 | BROWNS VALLEY 1101 | SIERRA | 10.9063 | 24.7365 | 96.96% | 1 | 7 | 100% | 0% | 0 | 0.046288 | 1 | 2.7133 | 0.12559 | Medium | Medium | Medium
CLEAR LAKE 1101406 | CLEAR LAKE 1101 | HUMBOLDT | 10.6464 | 76.543 | 93.36% | 0 | 1 | 32.19% | 54.28% | 0 | 0.052045 | 1 | 2.4044 | 0.12514 | Medium | Medium | Medium
MILPITAS 110987800 | MILPITAS 1109 | SAN JOSE | 1.61 | 77.3424 | 100% | 0 | 0 | 100% | 0% | 0 | 0.044454 | 1 | 2.8069 | 0.12478 | Medium | Medium | Medium
DEL MONTE 21043088 | DEL MONTE 2104 | CENTRAL COAST | 15.4442 | 31.6262 | 48.83% | 2 | 7 | 100% | 0% | 0 | 0.063303 | 1 | 1.9688 | 0.12463 | High | High | Low
KING CITY 11037038 | KING CITY 1103 | CENTRAL COAST | 17.5881 | 72.8479 | 99.95% | 0 | 5 | 81.26% | 0% | 0 | 0.058354 | 1 | 2.1255 | 0.12403 | Medium | Medium | Low
MARTELL 110111244 | MARTELL 1101 | STOCKTON | 21.6798 | 10 | 87.92% | 5 | 3 | 99.45% | 0% | 0 | 0.048788 | 1 | 2.5388 | 0.12386 | Medium | Medium | Medium
WHITMORE 11011594 | WHITMORE 1101 | NORTH VALLEY | 24.2582 | 53.3221 | 84.24% | 2 | 1 | 100% | 29.39% | 0 | 0.09099 | 1 | 1.3571 | 0.12348 | High | High | Low
WYANDOTTE 11031504 | WYANDOTTE 1103 | NORTH VALLEY | 11.3639 | 10 | 55.8% | 3 | 8 | 77.24% | 0% | 0 | 0.032944 | 1 | 3.7481 | 0.12348 | Medium | Medium | High
WYANDOTTE 110796390 | WYANDOTTE 1107 | NORTH VALLEY | 8.1841 | 10 | 71.02% | 4 | 1 | 80.42% | 0% | 0 | 0.033709 | 1 | 3.6617 | 0.12343 | Medium | Medium | High
CLOVERDALE 11024646 | CLOVERDALE 1102 | SONOMA | 14.4526 | 74.9071 | 80.61% | 2 | 4 | 97.6% | 0% | 0 | 0.059667 | 1 | 2.0674 | 0.12335 | Medium | Medium | Low
OCEANO 1104Q12 | OCEANO 1104 | LOS PADRES | 9.3393 | 55.4094 | 73.47% | 0 | 5 | 57.92% | 27.55% | 0 | 0.051953 | 1 | 2.3715 | 0.12321 | Medium | Medium | Medium
LOW GAP 11014086 | LOW GAP 1101 | HUMBOLDT | 11.4979 | 83.0021 | 100% | 1 | 2 | 100% | 0% | 0 | 0.090624 | 1 | 1.3559 | 0.12288 | High | High | Low
SWIFT 2110XR332 | SWIFT 2110 | SAN JOSE | 49.6657 | 79.4868 | 80.03% | 0 | 0 | 100% | 0% | 0 | 0.049698 | 1 | 2.4667 | 0.12259 | Medium | Medium | Medium
DEL MONTE 210436720 | DEL MONTE 2104 | CENTRAL COAST | 6.1198 | 15.0991 | 78.82% | 1 | 2 | 76.61% | 0% | 0 | 0.039935 | 1 | 3.0657 | 0.12243 | Medium | Medium | Medium
GUALALA 111223444 | GUALALA 1112 | HUMBOLDT | 14.5206 | 71.4539 | 16.53% | 7 | 15 | 100% | 0% | 0 | 0.069914 | 1 | 1.7456 | 0.12204 | High | High | Low
ROB ROY 210410960 | ROB ROY 2104 | CENTRAL COAST | 17.8204 | 13.6401 | 49.6% | 26 | 6 | 63.39% | 0% | 0 | 0.03619 | 1 | 3.3702 | 0.12197 | Medium | Medium | High
APPLE HILL 110313312 | APPLE HILL 1103 | SIERRA | 11.1165 | 24.9201 | 69.91% | 1 | 7 | 61.36% | 40.78% | 0 | 0.055379 | 1 | 2.1929 | 0.12144 | Medium | Medium | Low
SAN RAFAEL 110991742 | SAN RAFAEL 1109 | NORTH BAY | 5.7363 | 10 | 72.58% | 2 | 1 | 66.36% | 0% | 0 | 0.033036 | 1 | 3.657 | 0.12081 | Medium | Medium | High
VALLEY VIEW 1106 | VALLEY VIEW 1106 | EAST BAY | 0.037566 | 10 | 100% | 0 | 0 | 100% | 0% | 0 | 0.028512 | 1 | 4.232 | 0.12066 | Medium | Medium | High
OAKHURST 11016220 | OAKHURST 1101 | YOSEMITE | 20.9199 | 34.4609 | 88.69% | 0 | 15 | 100% | 0% | 0 | 0.060711 | 1 | 1.9872 | 0.12065 | Medium | Medium | Low
EDES 1112CR312 | EDES 1112 | EAST BAY | 3.6853 | 22.7087 | 18.65% | 2 | 11 | 99.92% | 20.18% | 0 | 0.036955 | 1 | 3.2611 | 0.12051 | Medium | Medium | High
WYANDOTTE 110366146 | WYANDOTTE 1103 | NORTH VALLEY | 0.1568 | 10 | 100% | 0 | 0 | 100% | 0% | 0 | 0.032454 | 1 | 3.7133 | 0.12051 | Medium | Medium | High
LAKEWOOD 2224D522R | LAKEWOOD 2224 | DIABLO | 0.67815 | 10 | 23.16% | 0 | 1 | 25.38% | 100% | 0 | 0.036972 | 1 | 3.2556 | 0.12036 | Medium | Medium | High
CURTIS 1704CB | CURTIS 1704 | YOSEMITE | 13.7734 | 18.3001 | 79.09% | 1 | 5 | 96.53% | 0% | 0 | 0.035785 | 1 | 3.3627 | 0.12033 | Medium | Medium | High
VIEJO 2203CB | VIEJO 2203 | CENTRAL COAST | 3.0922 | 10 | 21.75% | 26 | 9 | 92.05% | 0% | 0 | 0.039672 | 1 | 3.0156 | 0.11963 | Medium | Medium | Medium
HAMILTON BRANCH 110187784 | HAMILTON BRANCH 1101 | NORTH VALLEY | 1.4473 | 18.1172 | 99.8% | 0 | 3 | 100% | 0% | 0 | 0.031933 | 1 | 3.7387 | 0.11939 | Medium | Medium | High
GEYSERVILLE 110179788 | GEYSERVILLE 1101 | SONOMA | 36.3345 | 85.553 | 97.66% | 5 | 7 | 86.55% | 0% | 0 | 0.081783 | 1 | 1.4593 | 0.11934 | High | High | Low
MIRABEL 1102334 | MIRABEL 1102 | SONOMA | 5.6083 | 39.7869 | 41.25% | 2 | 2 | 61.12% | 47.7% | 0 | 0.038421 | 1 | 3.0999 | 0.1191 | Medium | Medium | High
WYANDOTTE 110913052 | WYANDOTTE 1109 | NORTH VALLEY | 19.6896 | 23.3384 | 63.11% | 1 | 2 | 99.03% | 0% | 0 | 0.035725 | 1 | 3.319 | 0.11857 | Medium | Medium | High
EL CERRITO G 1105BR194 | EL CERRITO G 1105 | EAST BAY | 3.0539 | 15.352 | 23.01% | 1 | 2 | 58.3% | 30.42% | 0 | 0.026764 | 1 | 4.423 | 0.11838 | Medium | Medium | High
DOBBINS 11015202 | DOBBINS 1101 | SIERRA | 15.7094 | 33.0821 | 86.66% | 1 | 6 | 92.01% | 0% | 0 | 0.059877 | 1 | 1.9749 | 0.11825 | Medium | Medium | Low
RACETRACK 17038120 | RACETRACK 1703 | YOSEMITE | 8.8205 | 16.6525 | 57.46% | 3 | 10 | 100% | 16.02% | 1 | 0.03955 | 1 | 2.9886 | 0.1182 | Medium | Medium | Medium
CAROLANDS 04049024 | CAROLANDS 0404 | PENINSULA | 3.5964 | 10 | 16.66% | 1 | 9 | 99.05% | 0% | 0 | 0.033705 | 1 | 3.5061 | 0.11817 | Medium | Medium | High
MENLO 11031721 | MENLO 1103 | PENINSULA | 6.795 | 58.431 | 89.52% | 4 | 2 | 100% | 0% | 0 | 0.044995 | 1 | 2.626 | 0.11816 | Medium | Medium | Medium
VOLTA 11021650 | VOLTA 1102 | NORTH VALLEY | 21.7066 | 54.4838 | 100% | 4 | 9 | 100% | 0% | 0 | 0.079578 | 1 | 1.4837 | 0.11807 | High | High | Low
BRIDGEVILLE 110255612 | BRIDGEVILLE 1102 | HUMBOLDT | 22.2453 | 91.4485 | 100% | 11 | 10 | 100% | 97.29% | 1 | 0.34757 | 1 | 0.33885 | 0.11777 | High | High | Low
SARATOGA 1107LC26 | SARATOGA 1107 | DE ANZA | 5.6494 | 10 | 35.72% | 5 | 4 | 100% | 14.43% | 1 | 0.032092 | 1 | 3.6662 | 0.11766 | Medium | Medium | High
FROGTOWN 170291134 | FROGTOWN 1702 | STOCKTON | 14.7309 | 23.5525 | 81.54% | 0 | 12 | 92.7% | 0% | 0 | 0.060562 | 1 | 1.9356 | 0.11722 | Medium | Medium | Low
VACAVILLE 11088762 | VACAVILLE 1108 | SACRAMENTO | 13.206 | 54.7168 | 79.67% | 1 | 3 | 78.91% | 0% | 0 | 0.042096 | 1 | 2.7832 | 0.11716 | Medium | Medium | Medium
LUCERNE 1106664 | LUCERNE 1106 | HUMBOLDT | 6.0536 | 25.8226 | 47.99% | 4 | 24 | 54.26% | 0% | 0 | 0.038531 | 1 | 3.0381 | 0.11706 | Medium | Medium | Medium
PLACERVILLE 111219712 | PLACERVILLE 1112 | SIERRA | 12.7698 | 10 | 100% | 3 | 10 | 97.13% | 0% | 0 | 0.045629 | 1 | 2.5586 | 0.11675 | Medium | Medium | Medium
UKIAH 1111534 | UKIAH 1111 | HUMBOLDT | 18.7979 | 74.5032 | 100% | 2 | 4 | 89.62% | 0% | 0 | 0.064153 | 1 | 1.8196 | 0.11673 | High | High | Low
SPRUCE 0401BR316 | SPRUCE 0401 | EAST BAY | 4.123 | 16.22 | 7.456% | 3 | 5 | 100% | 23.86% | 0 | 0.02375 | 1 | 4.8945 | 0.11624 | Medium | Medium | High
WILLITS 11032506 | WILLITS 1103 | HUMBOLDT | 12.7779 | 67.5224 | 88.76% | 15 | 4 | 100% | 16.88% | 0 | 0.06476 | 1 | 1.7937 | 0.11616 | High | High | Low
AUBERRY 1101R2578 | AUBERRY 1101 | FRESNO | 46.349 | 12.9087 | 87.94% | 4 | 13 | 100% | 0% | 0 | 0.077203 | 1 | 1.5016 | 0.11593 | High | High | Low
HIGGINS 11041374 | HIGGINS 1104 | SIERRA | 7.2163 | 10 | 85.17% | 5 | 6 | 86.29% | 0% | 0 | 0.030394 | 1 | 3.8118 | 0.11586 | Medium | Medium | High
CALAVERAS CEMENT 110147968 | CALAVERAS CEMENT 1101 | STOCKTON | 17.4467 | 25.9867 | 99.97% | 0 | 4 | 100% | 6.1% | 1 | 0.055443 | 1 | 2.0882 | 0.11578 | Medium | Medium | Low
DEL MONTE 21032000 | DEL MONTE 2103 | CENTRAL COAST | 8.9713 | 10 | 21.71% | 13 | 11 | 98.79% | 0% | 0 | 0.037343 | 1 | 3.097 | 0.11565 | Medium | Medium | High
FORT BRAGG A 11041316 | FORT BRAGG A 1104 | HUMBOLDT | 13.2223 | 12.9501 | 11.54% | 9 | 10 | 96.48% | 0% | 0 | 0.036376 | 1 | 3.1775 | 0.11559 | Medium | Medium | High
RACETRACK 17039190 | RACETRACK 1703 | YOSEMITE | 8.9165 | 23.5588 | 27.68% | 2 | 6 | 100% | 0% | 0 | 0.034029 | 1 | 3.3879 | 0.11529 | Medium | Medium | High
AUBERRY 1101R314 | AUBERRY 1101 | FRESNO | 42.3727 | 21.0608 | 99.17% | 0 | 7 | 96.03% | 0% | 0 | 0.072346 | 1 | 1.5793 | 0.11426 | High | High | Low
HATTON 11022010 | HATTON 1102 | CENTRAL COAST | 4.0217 | 30.548 | 30.01% | 17 | 5 | 100% | 0% | 0 | 0.043055 | 1 | 2.6454 | 0.1139 | Medium | Medium | Medium
CORRAL 110236666 | CORRAL 1102 | STOCKTON | 17.3526 | 23.3821 | 99.95% | 1 | 2 | 96.21% | 0% | 0 | 0.046553 | 1 | 2.4463 | 0.11388 | Medium | Medium | Medium
HIGHLANDS 1102CB | HIGHLANDS 1102 | HUMBOLDT | 7.3244 | 28.1149 | 80.17% | 1 | 6 | 100% | 0% | 0 | 0.035726 | 1 | 3.1836 | 0.11374 | Medium | Medium | High
DUNBAR 1101CB | DUNBAR 1101 | SONOMA | 2.1801 | 23.6947 | 93.6% | 0 | 2 | 14.87% | 59.74% | 0 | 0.034709 | 1 | 3.2741 | 0.11364 | Medium | Medium | High
WISE 1102CB | WISE 1102 | SIERRA | 18.631 | 17.4842 | 45.37% | 6 | 22 | 98.52% | 0% | 0 | 0.0417 | 1 | 2.7235 | 0.11357 | Medium | Medium | Medium
HIGGINS 1104842642 | HIGGINS 1104 | SIERRA | 5.4882 | 10 | 100% | 3 | 1 | 94.43% | 0% | 0 | 0.032606 | 1 | 3.4791 | 0.11344 | Medium | Medium | High
MORGAN HILL 2104XR018 | MORGAN HILL 2104 | SAN JOSE | 4.9492 | 19.6923 | 100% | 0 | 3 | 46.16% | 0% | 0 | 0.03658 | 1 | 3.0953 | 0.11323 | Medium | Medium | High
SAND CREEK 11037420 | SAND CREEK 1103 | FRESNO | 23.394 | 10 | 99.98% | 4 | 4 | 100% | 0% | 0 | 0.04783 | 1 | 2.3612 | 0.11293 | Medium | Medium | Medium
LOS OSITOS 21033010 | LOS OSITOS 2103 | CENTRAL COAST | 30.8565 | 64.7553 | 97.74% | 3 | 10 | 99.12% | 0% | 0 | 0.057419 | 1 | 1.9613 | 0.11262 | Medium | Medium | Low
SCE TEHACHAPI 1101CB | SCE TEHACHAPI 1101 | KERN | 1.4276 | 82.1535 | 100% | 0 | 0 | 100% | 0% | 0 | 0.045873 | 1 | 2.4463 | 0.11222 | Medium | Medium | Medium
DESCHUTES 11011580 | DESCHUTES 1101 | NORTH VALLEY | 44.5215 | 20.6467 | 99.77% | 3 | 12 | 90.01% | 10.49% | 0 | 0.071696 | 1 | 1.5632 | 0.11207 | High | High | Low
SARATOGA 11075696 | SARATOGA 1107 | DE ANZA | 4.0107 | 10 | 57.71% | 6 | 9 | 65.93% | 4.474% | 0 | 0.029972 | 1 | 3.7269 | 0.1117 | Medium | Medium | High
HIGGINS 1104533648 | HIGGINS 1104 | SIERRA | 6.7529 | 10 | 96.99% | 2 | 3 | 100% | 0% | 0 | 0.034544 | 1 | 3.2267 | 0.11146 | Medium | Medium | High
SHINGLE SPRINGS 210511172 | SHINGLE SPRINGS 2105 | SIERRA | 2.0141 | 10 | 66.76% | 1 | 3 | 82.66% | 0% | 0 | 0.029323 | 1 | 3.7968 | 0.11133 | Medium | Medium | High
WOODSIDE 11018522 | WOODSIDE 1101 | PENINSULA | 0.74695 | 65.2984 | 0% | 1 | 0 | 7.949% | 85.4% | 0 | 0.029511 | 1 | 3.7573 | 0.11088 | Medium | Medium | High
POSO MOUNTAIN 21014456 | POSO MOUNTAIN 2101 | KERN | 23.5359 | 61.9546 | 91.99% | 0 | 4 | 100% | 0% | 0 | 0.052745 | 1 | 2.0977 | 0.11064 | Medium | Medium | Low
AUBERRY 1101CB | AUBERRY 1101 | FRESNO | 18.1441 | 19.2243 | 60.88% | 0 | 19 | 100% | 0% | 0 | 0.042195 | 1 | 2.6192 | 0.11052 | Medium | Medium | Medium
OILFIELDS 1103N48 | OILFIELDS 1103 | CENTRAL COAST | 47.0468 | 56.1397 | 99.69% | 2 | 26 | 100% | 0% | 0 | 0.075176 | 1 | 1.4634 | 0.11001 | High | High | Low
WEIMAR 11012084 | WEIMAR 1101 | SIERRA | 18.471 | 37.3973 | 99.11% | 2 | 13 | 100% | 0% | 0 | 0.066085 | 1 | 1.6608 | 0.10976 | High | High | Low
HIGHLANDS 1103482 | HIGHLANDS 1103 | HUMBOLDT | 23.7709 | 84.3418 | 64.96% | 1 | 10 | 92.07% | 0% | 0 | 0.046005 | 1 | 2.3829 | 0.10963 | Medium | Medium | Medium
SALT SPRINGS 21028442 | SALT SPRINGS 2102 | STOCKTON | 12.1299 | 48.4336 | 100% | 5 | 7 | 100% | 9.936% | 1 | 0.13919 | 1 | 0.78756 | 0.10962 | High | High | Low
STANISLAUS 1701CB | STANISLAUS 1701 | YOSEMITE | 6.8255 | 50.7734 | 38.45% | 1 | 4 | 100% | 0.8907% | 0 | 0.032969 | 1 | 3.3185 | 0.10941 | Medium | Medium | High
HIGHLANDS 1103CB | HIGHLANDS 1103 | HUMBOLDT | 10.5045 | 18.0278 | 65.06% | 2 | 6 | 87.07% | 0% | 0 | 0.034275 | 1 | 3.1863 | 0.10921 | Medium | Medium | High
HIGGINS 1107746082 | HIGGINS 1107 | SIERRA | 0.84187 | 10 | 100% | 0 | 0 | 100% | 0% | 0 | 0.032454 | 1 | 3.3644 | 0.10919 | Medium | Medium | High
FRUITLAND 114263170 | FRUITLAND 1142 | HUMBOLDT | 12.2406 | 74.2009 | 74.01% | 12 | 5 | 90.64% | 0% | 0 | 0.061047 | 1 | 1.7809 | 0.10872 | Medium | Medium | Low
HIGGINS 1109CB | HIGGINS 1109 | SIERRA | 22.2012 | 22.658 | 81.89% | 2 | 4 | 95.77% | 0% | 0 | 0.037105 | 1 | 2.9246 | 0.10852 | Medium | Medium | Medium
GREENBRAE 1103CB | GREENBRAE 1103 | NORTH BAY | 0.06411 | 10 | 0% | 0 | 0 | 1.278% | 100% | 0 | 0.02712 | 1 | 3.9968 | 0.10839 | Medium | Medium | High
MENDOCINO 1101CB | MENDOCINO 1101 | HUMBOLDT | 11.0353 | 11.0346 | 86.58% | 0 | 6 | 81.55% | 0% | 0 | 0.046385 | 1 | 2.3319 | 0.10817 | Medium | Medium | Medium
TEMPLETON 2113A12 | TEMPLETON 2113 | LOS PADRES | 40.4505 | 77.6946 | 67.36% | 2 | 5 | 100% | 23.89% | 1 | 0.092809 | 1 | 1.1655 | 0.10817 | High | High | Low
CURTIS 17029111 | CURTIS 1702 | YOSEMITE | 5.6752 | 10 | 100% | 0 | 0 | 100% | 0% | 0 | 0.032454 | 1 | 3.3314 | 0.10812 | Medium | Medium | High
HATTON 11019220 | HATTON 1101 | CENTRAL COAST | 2.6965 | 89.4573 | 0% | 1 | 3 | 100% | 51.79% | 0 | 0.059721 | 1 | 1.81 | 0.10809 | Medium | Medium | Low
MOUNTAIN QUARRIES 21011180 | MOUNTAIN QUARRIES 2101 | SIERRA | 12.8441 | 30.3787 | 92.22% | 1 | 2 | 100% | 9.293% | 0 | 0.048359 | 1 | 2.2311 | 0.10789 | Medium | Medium | Medium
OCEANO 1102V50 | OCEANO 1102 | LOS PADRES | 5.8788 | 10 | 32.53% | 6 | 4 | 56.2% | 0% | 0 | 0.031497 | 1 | 3.4105 | 0.10742 | Medium | Medium | High
LOW GAP 11014160 | LOW GAP 1101 | HUMBOLDT | 21.5735 | 61.654 | 100% | 10 | 5 | 99.51% | 0% | 0 | 0.082527 | 1 | 1.298 | 0.10712 | High | High | Low
MARIPOSA 21029490 | MARIPOSA 2102 | YOSEMITE | 4.2707 | 19.9086 | 45.43% | 0 | 1 | 100% | 49.91% | 0 | 0.044074 | 1 | 2.4205 | 0.10668 | Medium | Medium | Medium
FITCH MOUNTAIN 11134566 | FITCH MOUNTAIN 1113 | SONOMA | 10.4618 | 71.5628 | 83.49% | 1 | 5 | 60.29% | 0% | 0 | 0.042183 | 1 | 2.5279 | 0.10663 | Medium | Medium | Medium
RACETRACK 17036014 | RACETRACK 1703 | YOSEMITE | 6.8384 | 27.2462 | 64.22% | 2 | 1 | 100% | 0% | 0 | 0.037053 | 1 | 2.8715 | 0.1064 | Medium | Medium | Medium
CURTIS 170565908 | CURTIS 1705 | YOSEMITE | 12.8972 | 32.2499 | 79.87% | 2 | 10 | 77.15% | 0% | 0 | 0.036689 | 1 | 2.8987 | 0.10635 | Medium | Medium | Medium
MAPLE CREEK 1101CB | MAPLE CREEK 1101 | HUMBOLDT | 9.8748 | 78.7819 | 78.72% | 13 | 5 | 66.88% | 0% | 0 | 0.059846 | 1 | 1.7771 | 0.10635 | Medium | Medium | Low
POTTER VALLEY P H 11051904 | POTTER VALLEY P H 1105 | HUMBOLDT | 28.466 | 59.7756 | 95.28% | 1 | 23 | 70.74% | 17.93% | 1 | 0.078348 | 1 | 1.3548 | 0.10615 | High | High | Low
CALISTOGA 1101CB | CALISTOGA 1101 | NORTH BAY | 2.6498 | 39.1806 | 43.07% | 2 | 0 | 27.62% | 49.7% | 0 | 0.036018 | 1 | 2.9421 | 0.10597 | Medium | Medium | Medium
RACETRACK 170311270 | RACETRACK 1703 | YOSEMITE | 12.3885 | 27.441 | 56.51% | 3 | 6 | 100% | 0% | 0 | 0.03438 | 1 | 3.0786 | 0.10584 | Medium | Medium | High
BURNEY 11019042 | BURNEY 1101 | NORTH VALLEY | 3.0554 | 28.762 | 87.06% | 1 | 1 | 96.72% | 0% | 0 | 0.048736 | 1 | 2.1708 | 0.1058 | Medium | Medium | Low
FULTON 1102287172 | FULTON 1102 | SONOMA | 17.3701 | 47.5802 | 77.47% | 4 | 10 | 64.9% | 11.1% | 0 | 0.043179 | 1 | 2.4495 | 0.10577 | Medium | Medium | Medium
RINCON 1102CB | RINCON 1102 | SONOMA | 3.4953 | 21.5241 | 28.33% | 2 | 6 | 98.07% | 7.215% | 1 | 0.032618 | 1 | 3.2363 | 0.10556 | Medium | Medium | High
BUCKS CREEK 1103CB | BUCKS CREEK 1103 | NORTH VALLEY | 2.2994 | 96.1203 | 100% | 2 | 1 | 100% | 100% | 0 | 0.24438 | 1 | 0.43068 | 0.10525 | High | High | Low
COARSEGOLD 2103CB | COARSEGOLD 2103 | YOSEMITE | 38.4222 | 32.3373 | 83.55% | 1 | 26 | 100% | 0% | 0 | 0.056308 | 1 | 1.858 | 0.10462 | Medium | Medium | Low
BIG MEADOWS 21012246 | BIG MEADOWS 2101 | NORTH VALLEY | 1.3711 | 10 | 100% | 1 | 20 | 75.1% | 0% | 0 | 0.082406 | 1 | 1.2663 | 0.10435 | High | High | Low
ELECTRA 1101CB | ELECTRA 1101 | STOCKTON | 26.464 | 31.8119 | 57.82% | 4 | 8 | 100% | 0% | 0 | 0.042866 | 1 | 2.4294 | 0.10414 | Medium | Medium | Medium
VOLTA 11011568 | VOLTA 1101 | NORTH VALLEY | 23.0081 | 45.5317 | 55% | 0 | 5 | 100% | 29.05% | 0 | 0.072817 | 1 | 1.4267 | 0.10388 | High | High | Low
LAS GALLINAS A 1106CB | LAS GALLINAS A 1106 | NORTH BAY | 4.998 | 10 | 78.22% | 0 | 1 | 31.7% | 39.74% | 0 | 0.026841 | 1 | 3.8683 | 0.10383 | Medium | Medium | High
SHINGLE SPRINGS 210985766 | SHINGLE SPRINGS 2109 | SIERRA | 18.4459 | 50.1321 | 99.71% | 3 | 4 | 100% | 0% | 0 | 0.06111 | 1 | 1.6977 | 0.10374 | Medium | Medium | Low
SHADY GLEN 110132726 | SHADY GLEN 1101 | SIERRA | 12.4872 | 23.3088 | 84.95% | 3 | 6 | 100% | 0% | 0 | 0.047638 | 1 | 2.1742 | 0.10357 | Medium | Medium | Low
CHESTER 11022564 | CHESTER 1102 | NORTH VALLEY | 2.0894 | 10 | 100% | 0 | 3 | 93.3% | 0% | 0 | 0.047498 | 1 | 2.1797 | 0.10353 | Medium | Medium | Low
GREENBRAE 1103434 | GREENBRAE 1103 | NORTH BAY | 0.79973 | 10 | 68.06% | 2 | 1 | 55.44% | 2.889% | 0 | 0.020293 | 1 | 5.0736 | 0.10296 | Low | Low | High
BRUNSWICK 1103CB | BRUNSWICK 1103 | SIERRA | 6.0294 | 52.8154 | 37.6% | 9 | 3 | 59.53% | 34.21% | 0 | 0.031778 | 1 | 3.2375 | 0.10288 | Medium | Medium | High
NARROWS 2102CB | NARROWS 2102 | SIERRA | 22.8974 | 13.8368 | 78.07% | 2 | 5 | 93.68% | 0% | 0 | 0.029841 | 1 | 3.4435 | 0.10276 | Medium | Medium | High
VACAVILLE 11046542 | VACAVILLE 1104 | SACRAMENTO | 14.768 | 37.9322 | 37.99% | 1 | 5 | 100% | 0% | 0 | 0.034546 | 1 | 2.9717 | 0.10266 | Medium | Medium | Medium
HALSEY 11012414 | HALSEY 1101 | SIERRA | 14.7964 | 13.1515 | 76.48% | 3 | 9 | 100% | 0% | 0 | 0.050299 | 1 | 2.0384 | 0.10253 | Medium | Medium | Low
POSO MOUNTAIN 21033988 | POSO MOUNTAIN 2103 | KERN | 17.2368 | 49.5955 | 64.44% | 0 | 0 | 92.36% | 0% | 0 | 0.038161 | 1 | 2.6824 | 0.10236 | Medium | Medium | Medium
WEIMAR 11012058 | WEIMAR 1101 | SIERRA | 21.2651 | 19.5754 | 79.75% | 4 | 16 | 100% | 0% | 0 | 0.055164 | 1 | 1.8526 | 0.1022 | Medium | Medium | Low
PASO ROBLES 1104R12 | PASO ROBLES 1104 | LOS PADRES | 26.4117 | 63.4802 | 89.23% | 0 | 7 | 66.23% | 0% | 0 | 0.045549 | 1 | 2.2416 | 0.1021 | Medium | Medium | Medium
OREGON TRAIL 11041574 | OREGON TRAIL 1104 | NORTH VALLEY | 16.4858 | 16.0641 | 94.5% | 2 | 4 | 88.21% | 0% | 0 | 0.04716 | 1 | 2.1636 | 0.10204 | Medium | Medium | Low
HIGGINS 11077559 | HIGGINS 1107 | SIERRA | 4.3177 | 10 | 100% | 0 | 6 | 97.65% | 0% | 0 | 0.031488 | 1 | 3.2282 | 0.10165 | Medium | Medium | High
PLACERVILLE 1111CB | PLACERVILLE 1111 | SIERRA | 5.5179 | 10 | 61.74% | 2 | 10 | 83.46% | 0% | 0 | 0.033153 | 1 | 3.064 | 0.10158 | Medium | Medium | Medium
FORT BRAGG A 11014622 | FORT BRAGG A 1101 | HUMBOLDT | 13.4572 | 19.3216 | 4.804% | 12 | 12 | 100% | 0% | 0 | 0.066763 | 1 | 1.5197 | 0.10146 | High | High | Low
ELECTRA 110161816 | ELECTRA 1101 | STOCKTON | 12.191 | 16.1858 | 89% | 5 | 6 | 100% | 0% | 0 | 0.03728 | 1 | 2.7215 | 0.10146 | Medium | Medium | Medium
BRENTWOOD 2105B504R | BRENTWOOD 2105 | DIABLO | 7.4348 | 10 | 79.77% | 0 | 6 | 65.97% | 0% | 0 | 0.042733 | 1 | 2.3715 | 0.10134 | Medium | Medium | Medium
COTTONWOOD 11031348 | COTTONWOOD 1103 | NORTH VALLEY | 25.9721 | 33.8083 | 99.17% | 2 | 10 | 81.37% | 0% | 0 | 0.065681 | 1 | 1.5413 | 0.10123 | High | High | Low
HIGHLANDS 1103568 | HIGHLANDS 1103 | HUMBOLDT | 7.7314 | 14.5235 | 84.3% | 1 | 2 | 84.45% | 0% | 0 | 0.034657 | 1 | 2.9157 | 0.10105 | Medium | Medium | Medium
HAMILTON BRANCH 110137436 | HAMILTON BRANCH 1101 | NORTH VALLEY | 1.0486 | 10 | 99.62% | 2 | 5 | 51.07% | 0% | 0 | 0.025995 | 1 | 3.8843 | 0.10097 | Medium | Medium | High
MORRO BAY 1102W22 | MORRO BAY 1102 | LOS PADRES | 4.8943 | 10 | 4.74% | 0 | 3 | 47.35% | 0% | 0 | 0.023875 | 1 | 4.2269 | 0.10092 | Medium | Medium | High
CALAVERAS CEMENT 1101585 | CALAVERAS CEMENT 1101 | STOCKTON | 14.1114 | 60.1241 | 100% | 0 | 9 | 100% | 0% | 0 | 0.061249 | 1 | 1.6439 | 0.10069 | Medium | Medium | Low
BIG RIVER 11015065 | BIG RIVER 1101 | HUMBOLDT | 2.2025 | 10 | 42.78% | 5 | 11 | 100% | 0% | 0 | 0.035469 | 1 | 2.8348 | 0.10055 | Medium | Medium | Medium
ELECTRA 11026014 | ELECTRA 1102 | STOCKTON | 28.5875 | 15.0573 | 83.7% | 1 | 14 | 100% | 0% | 0 | 0.051142 | 1 | 1.9639 | 0.10044 | Medium | Medium | Low
WYANDOTTE 110979932 | WYANDOTTE 1109 | NORTH VALLEY | 19.2875 | 10.6134 | 90.79% | 1 | 2 | 59.11% | 0% | 0 | 0.036019 | 1 | 2.7826 | 0.10022 | Medium | Medium | Medium
CALISTOGA 1102CB | CALISTOGA 1102 | NORTH BAY | 1.4649 | 10 | 27.88% | 0 | 0 | 51.57% | 53.48% | 0 | 0.030163 | 1 | 3.3194 | 0.10012 | Medium | Medium | High
MONTICELLO 11014360 | MONTICELLO 1101 | NORTH BAY | 7.4298 | 66.0263 | 57.84% | 4 | 3 | 80.69% | 0% | 0 | 0.035448 | 1 | 2.8213 | 0.10001 | Medium | Medium | Medium
VACAVILLE 1111CB | VACAVILLE 1111 | SACRAMENTO | 7.7902 | 19.0495 | 34.16% | 0 | 5 | 64.21% | 0% | 0 | 0.030405 | 1 | 3.282 | 0.099788 | Medium | Medium | High
MONTE RIO 1111292 | MONTE RIO 1111 | SONOMA | 14.6924 | 53.0276 | 14.56% | 3 | 9 | 74.19% | 33.55% | 0 | 0.046445 | 1 | 2.1476 | 0.099746 | Medium | Medium | Low
LUCERNE 1103CB | LUCERNE 1103 | HUMBOLDT | 4.1876 | 10 | 56.07% | 0 | 12 | 95.22% | 0% | 0 | 0.036043 | 1 | 2.7667 | 0.09972 | Medium | Medium | Medium
WOODSIDE 11049030 | WOODSIDE 1104 | PENINSULA | 2.2354 | 10 | 77.85% | 0 | 2 | 86.64% | 0% | 0 | 0.021812 | 1 | 4.57 | 0.099682 | Medium | Medium | High
MARIPOSA 210135244 | MARIPOSA 2101 | YOSEMITE | 17.3356 | 16.4968 | 77.7% | 2 | 10 | 100% | 23.66% | 0 | 0.045381 | 1 | 2.1925 | 0.099495 | Medium | Medium | Low
PURISIMA 1101Y44 | PURISIMA 1101 | LOS PADRES | 10.0257 | 87.5542 | 33.95% | 0 | 2 | 86.13% | 0% | 0 | 0.029127 | 1 | 3.4151 | 0.099473 | Medium | Medium | High
NARROWS 21052748 | NARROWS 2105 | SIERRA | 11.8577 | 19.7377 | 85.36% | 3 | 6 | 60.51% | 0% | 0 | 0.02804 | 1 | 3.5416 | 0.099307 | Medium | Medium | High
FOOTHILL 1102CB | FOOTHILL 1102 | LOS PADRES | 8.141 | 51.8091 | 56.43% | 3 | 6 | 82.95% | 0% | 0 | 0.034219 | 1 | 2.9019 | 0.099302 | Medium | Medium | Medium
HICKS 111660050 | HICKS 1116 | SAN JOSE | 7.9799 | 10 | 69.56% | 2 | 6 | 100% | 0% | 0 | 0.02949 | 1 | 3.3545 | 0.098924 | Medium | Medium | High
OCEANO 1102V56 | OCEANO 1102 | LOS PADRES | 9.7421 | 10 | 68.41% | 1 | 15 | 98.35% | 0% | 0 | 0.03877 | 1 | 2.5506 | 0.098886 | Medium | Medium | Medium
CURTIS 170390320 | CURTIS 1703 | YOSEMITE | 27.855 | 17.0394 | 100% | 4 | 21 | 100% | 0% | 0 | 0.10108 | 1 | 0.97587 | 0.098641 | High | High | Low
DESCHUTES 11011654 | DESCHUTES 1101 | NORTH VALLEY | 17.3592 | 41.2096 | 100% | 1 | 5 | 100% | 6.956% | 0 | 0.063997 | 1 | 1.5357 | 0.098281 | High | High | Low
PEORIA 170587222 | PEORIA 1705 | YOSEMITE | 5.2686 | 10 | 76.37% | 0 | 4 | 100% | 0% | 0 | 0.03317 | 1 | 2.9599 | 0.098179 | Medium | Medium | Medium
OAKLAND X 11066669 | OAKLAND X 1106 | EAST BAY | 0.23409 | 10 | 100% | 0 | 0 | 100% | 0% | 0 | 0.028512 | 1 | 3.4389 | 0.098048 | Medium | Medium | High
CASTRO VALLEY 1108MR379 | CASTRO VALLEY 1108 | MISSION | 1.2345 | 10 | 98.65% | 0 | 0 | 78.3% | 9.302% | 0 | 0.026453 | 1 | 3.7001 | 0.09788 | Medium | Medium | High
LOS OSITOS 21037062 | LOS OSITOS 2103 | CENTRAL COAST | 12.2332 | 84.1604 | 73.22% | 2 | 3 | 100% | 0% | 0 | 0.046568 | 1 | 2.1004 | 0.097814 | Medium | Medium | Low
CLOVERDALE 110112719 | CLOVERDALE 1101 | SONOMA | 4.9181 | 80.6066 | 85.19% | 0 | 3 | 67.33% | 0% | 0 | 0.040502 | 1 | 2.4017 | 0.097273 | Medium | Medium | Medium
COARSEGOLD 21035020 | COARSEGOLD 2103 | YOSEMITE | 16.1848 | 19.8956 | 69.91% | 1 | 23 | 97.69% | 0% | 0 | 0.048835 | 1 | 1.987 | 0.097036 | Medium | Medium | Low
OCEANO 1104CB | OCEANO 1104 | LOS PADRES | 8.0054 | 24.7481 | 22.23% | 2 | 9 | 52.54% | 10.2% | 1 | 0.025849 | 1 | 3.7493 | 0.096918 | Medium | Medium | High
TEMPLETON 2110R06 | TEMPLETON 2110 | LOS PADRES | 5.1326 | 51.0168 | 86.51% | 3 | 1 | 19.81% | 33.5% | 0 | 0.040874 | 1 | 2.3652 | 0.096678 | Medium | Medium | Medium
PEORIA 17056697 | PEORIA 1705 | YOSEMITE | 4.1363 | 14.6236 | 100% | 1 | 4 | 100% | 0% | 0 | 0.036751 | 1 | 2.6171 | 0.096184 | Medium | Medium | Medium
SOBRANTE 1103CB | SOBRANTE 1103 | DIABLO | 3.6739 | 50.7835 | 26.28% | 3 | 6 | 85.25% | 16.11% | 0 | 0.030947 | 1 | 3.0955 | 0.095796 | Medium | Medium | High
EMERALD LAKE 0402CB | EMERALD LAKE 0402 | PENINSULA | 1.9157 | 10 | 14.69% | 2 | 3 | 100% | 0% | 0 | 0.017819 | 1 | 5.3744 | 0.095764 | Low | Low | High
SAN CARLOS 11049052 | SAN CARLOS 1104 | PENINSULA | 4.4833 | 10 | 33.62% | 0 | 5 | 90.23% | 0% | 0 | 0.021835 | 1 | 4.3823 | 0.095688 | Medium | Medium | High
PETALUMA C 1109738866 | PETALUMA C 1109 | SONOMA | 2.2043 | 62.3821 | 15.29% | 1 | 1 | 81.79% | 0% | 0 | 0.029792 | 1 | 3.2084 | 0.095587 | Medium | Medium | High
CURTIS 170411290 | CURTIS 1704 | YOSEMITE | 7.9015 | 12.4604 | 83.91% | 5 | 0 | 100% | 0% | 0 | 0.030926 | 1 | 3.0902 | 0.095569 | Medium | Medium | High
HIGGINS 11097831 | HIGGINS 1109 | SIERRA | 5.5525 | 26.5829 | 100% | 4 | 1 | 100% | 0% | 0 | 0.038882 | 1 | 2.4524 | 0.095352 | Medium | Medium | Medium
CALAVERAS CEMENT 1101544800 | CALAVERAS CEMENT 1101 | STOCKTON | 23.1954 | 36.7246 | 100% | 2 | 5 | 100% | 0% | 0 | 0.049871 | 1 | 1.9083 | 0.095168 | Medium | Medium | Low
CORNING 110290036 | CORNING 1102 | NORTH VALLEY | 14.194 | 60.2901 | 81.06% | 0 | 11 | 98.89% | 0% | 0 | 0.054481 | 1 | 1.7462 | 0.095135 | Medium | Medium | Low
CURTIS 17046060 | CURTIS 1704 | YOSEMITE | 4.0637 | 23.6511 | 61.76% | 0 | 3 | 100% | 0% | 0 | 0.031658 | 1 | 3.0016 | 0.095023 | Medium | Medium | Medium
HIGGINS 11044281 | HIGGINS 1104 | SIERRA | 13.3205 | 11.5983 | 77.05% | 5 | 5 | 100% | 0% | 0 | 0.032224 | 1 | 2.9395 | 0.094722 | Medium | Medium | Medium
EMERALD LAKE 04028872 | EMERALD LAKE 0402 | PENINSULA | 4.147 | 10 | 19.14% | 0 | 11 | 74.11% | 0% | 0 | 0.018758 | 1 | 5.0483 | 0.094694 | Low | Low | High
OAK 0401CB | OAK 0401 | EAST BAY | 4.3198 | 10 | 1.236% | 2 | 7 | 79.82% | 0% | 0 | 0.018493 | 1 | 5.1168 | 0.094626 | Low | Low | High
SILVERADO 2102808 | SILVERADO 2102 | NORTH BAY | 1.929 | 85.4925 | 100% | 0 | 0 | 40.02% | 25.27% | 0 | 0.039111 | 1 | 2.4149 | 0.094447 | Medium | Medium | Medium
PETALUMA C 1109848654 | PETALUMA C 1109 | SONOMA | 13.3481 | 80.6017 | 79.77% | 0 | 10 | 97.01% | 0% | 0 | 0.045978 | 1 | 2.0505 | 0.094277 | Medium | Medium | Low
SAN RAFAEL 1104802 | SAN RAFAEL 1104 | NORTH BAY | 7.826 | 10 | 18.94% | 3 | 4 | 72.62% | 0% | 0 | 0.021588 | 1 | 4.3551 | 0.094017 | Low | Low | High
PHILO 1102920 | PHILO 1102 | HUMBOLDT | 17.5582 | 57.0245 | 91.25% | 3 | 12 | 67.45% | 0% | 0 | 0.075007 | 1 | 1.2527 | 0.093958 | High | High | Low
CURTIS 17039240 | CURTIS 1703 | YOSEMITE | 10.9351 | 23.2344 | 88.01% | 0 | 12 | 100% | 3.336% | 0 | 0.063182 | 1 | 1.4789 | 0.093439 | High | High | Low
FAIRVIEW 2207P304 | FAIRVIEW 2207 | DIABLO | 5.0581 | 10 | 29.34% | 0 | 2 | 82.96% | 0% | 0 | 0.027316 | 1 | 3.4133 | 0.093239 | Medium | Medium | High
GEYSERVILLE 1102350 | GEYSERVILLE 1102 | SONOMA | 3.9586 | 50.2588 | 84.68% | 0 | 1 | 20.33% | 44.47% | 1 | 0.040497 | 1 | 2.3001 | 0.093146 | Medium | Medium | Medium
CORNING 110182846 | CORNING 1101 | NORTH VALLEY | 5.0438 | 29.0672 | 100% | 1 | 5 | 99.85% | 0% | 0 | 0.046785 | 1 | 1.9907 | 0.093136 | Medium | Medium | Low
TAR FLAT 04023144 | TAR FLAT 0402 | YOSEMITE | 4.9761 | 11.3882 | 27.07% | 0 | 3 | 96.83% | 26.03% | 1 | 0.032346 | 1 | 2.8761 | 0.093031 | Medium | Medium | Medium
OLETA 110113478 | OLETA 1101 | STOCKTON | 13.3756 | 25.4349 | 51.06% | 1 | 4 | 86.71% | 0% | 0 | 0.02671 | 1 | 3.4668 | 0.092599 | Medium | Medium | High
ELECTRA 110136816 | ELECTRA 1101 | STOCKTON | 16.3224 | 14.0317 | 85.78% | 2 | 8 | 100% | 0% | 0 | 0.035905 | 1 | 2.5788 | 0.092591 | Medium | Medium | Medium
FROGTOWN 1701L3361 | FROGTOWN 1701 | STOCKTON | 1.8736 | 10 | 100% | 0 | 0 | 100% | 0% | 0 | 0.028512 | 1 | 3.2429 | 0.092461 | Medium | Medium | High
IONE 1101L3141 | IONE 1101 | STOCKTON | 13.6703 | 41.1561 | 100% | 0 | 0 | 97.4% | 0% | 0 | 0.034177 | 1 | 2.7017 | 0.092334 | Medium | Medium | Medium
DOBBINS 11011808 | DOBBINS 1101 | SIERRA | 15.539 | 16.962 | 100% | 1 | 0 | 100% | 6.412% | 0 | 0.043272 | 1 | 2.1331 | 0.092302 | Medium | Medium | Low
MORAGA 1104N532R | MORAGA 1104 | DIABLO | 4.4858 | 10 | 51.34% | 1 | 5 | 97.29% | 0% | 0 | 0.023997 | 1 | 3.8388 | 0.09212 | Medium | Medium | High
MESA 1103M72 | MESA 1103 | LOS PADRES | 9.6841 | 10 | 75.44% | 1 | 10 | 38.47% | 0% | 0 | 0.039556 | 1 | 2.326 | 0.092007 | Medium | Medium | Medium
CORNING 110185162 | CORNING 1101 | NORTH VALLEY | 5.7561 | 60.2607 | 100% | 0 | 2 | 100% | 0% | 0 | 0.047015 | 1 | 1.9543 | 0.09188 | Medium | Medium | Low
TEMPLETON 2110N30 | TEMPLETON 2110 | LOS PADRES | 20.4995 | 52.4771 | 52.2% | 1 | 3 | 100% | 0% | 0 | 0.040875 | 1 | 2.2426 | 0.091666 | Medium | Medium | Medium
POINT ARENA 1101474 | POINT ARENA 1101 | HUMBOLDT | 9.0104 | 63.6125 | 35.39% | 4 | 6 | 100% | 0% | 0 | 0.042479 | 1 | 2.1511 | 0.091377 | Medium | Medium | Low
DESCHUTES 1104CB | DESCHUTES 1104 | NORTH VALLEY | 12.32 | 22.7091 | 100% | 1 | 6 | 50.17% | 0% | 0 | 0.028343 | 1 | 3.212 | 0.091036 | Medium | Medium | High
SYCAMORE CREEK 1111 | SYCAMORE CREEK 1111 | NORTH VALLEY | 0.19166 | 10 | 100% | 0 | 0 | 100% | 0% | 0 | 0.028512 | 1 | 3.1909 | 0.090978 | Medium | Medium | High
BROWNS VALLEY 110193870 | BROWNS VALLEY 1101 | SIERRA | 16.0223 | 22.1517 | 92.34% | 3 | 17 | 47.1% | 0% | 0 | 0.037632 | 1 | 2.4175 | 0.090975 | Medium | Medium | Medium
PLACERVILLE 1110CB | PLACERVILLE 1110 | SIERRA | 11.9057 | 10.8465 | 38.55% | 4 | 14 | 94.9% | 13.5% | 1 | 0.032906 | 1 | 2.7626 | 0.090907 | Medium | Medium | Medium
VOLTA 110180454 | VOLTA 1101 | NORTH VALLEY | 31.4882 | 39.839 | 95.78% | 4 | 1 | 97.71% | 0.9246% | 0 | 0.076439 | 1 | 1.1851 | 0.090591 | High | High | Low
FROGTOWN 17021573 | FROGTOWN 1702 | STOCKTON | 18.0626 | 46.2084 | 95.86% | 0 | 3 | 100% | 0% | 0 | 0.042352 | 1 | 2.1385 | 0.090571 | Medium | Medium | Low
FROGTOWN 1702L5407 | FROGTOWN 1702 | STOCKTON | 17.9809 | 33.0373 | 100% | 0 | 9 | 98.72% | 0% | 0 | 0.03936 | 1 | 2.2967 | 0.090399 | Medium | Medium | Medium
ATASCADERO 11012379 | ATASCADERO 1101 | LOS PADRES | 0.72914 | 10 | 100% | 1 | 2 | 100% | 0% | 0 | 0.030081 | 1 | 3.0039 | 0.090361 | Medium | Medium | Medium
MIDDLETOWN 1102514 | MIDDLETOWN 1102 | HUMBOLDT | 4.5797 | 10 | 100% | 1 | 1 | 86.53% | 0% | 0 | 0.025849 | 1 | 3.491 | 0.090241 | Medium | Medium | High
REEDLEY 1104 | REEDLEY 1104 | FRESNO | 0.23841 | 10 | 100% | 0 | 0 | 100% | 0% | 0 | 0.028512 | 1 | 3.1623 | 0.090163 | Medium | Medium | High
FRUITLAND 11426054 | FRUITLAND 1142 | HUMBOLDT | 10.4759 | 81.7883 | 49.67% | 26 | 9 | 100% | 0% | 0 | 0.058078 | 1 | 1.5506 | 0.090055 | Medium | Medium | Low
GRAYS FLAT 0401CB | GRAYS FLAT 0401 | NORTH VALLEY | 10.7057 | 82.9815 | 68.42% | 5 | 6 | 100% | 0% | 0 | 0.063148 | 1 | 1.4254 | 0.090014 | High | High | Low
FROGTOWN 17027134 | FROGTOWN 1702 | STOCKTON | 19.267 | 44.0538 | 84.25% | 0 | 2 | 84.8% | 0% | 0 | 0.047354 | 1 | 1.8987 | 0.089911 | Medium | Medium | Low
WILLOW CREEK 11035012 | WILLOW CREEK 1103 | HUMBOLDT | 10.8623 | 35.544 | 71.11% | 10 | 12 | 100% | 0% | 0 | 0.044176 | 1 | 2.0337 | 0.08984 | Medium | Medium | Low
DIAMOND SPRINGS 110650324 | DIAMOND SPRINGS 1106 | SIERRA | 17.7246 | 10 | 70.6% | 6 | 3 | 87.05% | 0% | 0 | 0.038264 | 1 | 2.3467 | 0.089792 | Medium | Medium | Medium
KONOCTI 1102716 | KONOCTI 1102 | HUMBOLDT | 12.6002 | 59.2136 | 49.34% | 2 | 6 | 73.82% | 22.04% | 1 | 0.033546 | 1 | 2.6664 | 0.089449 | Medium | Medium | Medium
TEMPLETON 2113A20 | TEMPLETON 2113 | LOS PADRES | 7.0532 | 26.1549 | 66.41% | 2 | 0 | 89.65% | 0% | 0 | 0.033191 | 1 | 2.6768 | 0.088847 | Medium | Medium | Medium
LAKEVILLE 110287432 | LAKEVILLE 1102 | SONOMA | 8.9371 | 82.9673 | 68.1% | 1 | 4 | 65.45% | 0% | 0 | 0.032044 | 1 | 2.7702 | 0.088771 | Medium | Medium | Medium
ROSSMOOR 1101L503R | ROSSMOOR 1101 | DIABLO | 4.2657 | 11.5666 | 6.541% | 0 | 11 | 100% | 15.14% | 0 | 0.024651 | 1 | 3.5968 | 0.088666 | Medium | Medium | High
FRUITLAND 11422006 | FRUITLAND 1142 | HUMBOLDT | 8.3587 | 77.2327 | 73.06% | 6 | 2 | 90.12% | 0% | 0 | 0.041689 | 1 | 2.1223 | 0.088478 | Medium | Medium | Low
ARCATA 11224218 | ARCATA 1122 | HUMBOLDT | 4.9191 | 35.3774 | 67.92% | 2 | 3 | 99.74% | 0% | 0 | 0.032319 | 1 | 2.7359 | 0.088422 | Medium | Medium | Medium
GARBERVILLE 1101CB | GARBERVILLE 1101 | HUMBOLDT | 6.497 | 63.3643 | 74.83% | 4 | 3 | 74.77% | 0% | 0 | 0.037653 | 1 | 2.3445 | 0.088278 | Medium | Medium | Medium
CEDAR CREEK 11011664 | CEDAR CREEK 1101 | NORTH VALLEY | 29.6947 | 28.7537 | 98.78% | 0 | 12 | 100% | 0% | 0 | 0.067598 | 1 | 1.3051 | 0.088223 | High | High | Low
UKIAH 11143606 | UKIAH 1114 | HUMBOLDT | 9.6068 | 79.0327 | 97.2% | 3 | 5 | 58.23% | 0% | 0 | 0.033786 | 1 | 2.6108 | 0.088208 | Medium | Medium | Medium
REDBUD 1101CB | REDBUD 1101 | HUMBOLDT | 4.9191 | 32.5631 | 40.27% | 2 | 12 | 69.43% | 0% | 0 | 0.033542 | 1 | 2.6297 | 0.088206 | Medium | Medium | Medium
PHILO 11021308 | PHILO 1102 | HUMBOLDT | 31.8312 | 64.2643 | 100% | 9 | 11 | 100% | 0% | 0 | 0.06454 | 1 | 1.3663 | 0.088181 | High | High | Low
PEORIA 1705999 | PEORIA 1705 | YOSEMITE | 2.3082 | 18.7547 | 99.88% | 0 | 0 | 100% | 0% | 0 | 0.030188 | 1 | 2.9134 | 0.087952 | Medium | Medium | Medium
PLACERVILLE 210623190 | PLACERVILLE 2106 | SIERRA | 3.6751 | 24.4138 | 66.27% | 0 | 8 | 100% | 2.399% | 0 | 0.033321 | 1 | 2.6363 | 0.087845 | Medium | Medium | Medium
OLETA 11021204 | OLETA 1102 | STOCKTON | 24.7673 | 19.1315 | 95.37% | 0 | 4 | 83.58% | 2.402% | 0 | 0.036314 | 1 | 2.4177 | 0.087794 | Medium | Medium | Medium
HIGGINS 1109 | HIGGINS 1109 | SIERRA | 0.056072 | 10 | 100% | 0 | 0 | 100% | 0% | 0 | 0.028512 | 1 | 3.0741 | 0.087647 | Medium | Medium | Medium
LAS POSITAS 2108MR182 | LAS POSITAS 2108 | MISSION | 6.1551 | 52.1024 | 25.77% | 0 | 0 | 85.34% | 0% | 0 | 0.030304 | 1 | 2.8822 | 0.087344 | Medium | Medium | Medium
BIG MEADOWS 21012586 | BIG MEADOWS 2101 | NORTH VALLEY | 9.5691 | 78.6746 | 93% | 0 | 0 | 87.41% | 0% | 0 | 0.037594 | 1 | 2.3215 | 0.087275 | Medium | Medium | Medium
NARROWS 210534069 | NARROWS 2105 | SIERRA | 15.7398 | 14.9961 | 98.66% | 0 | 6 | 100% | 0% | 0 | 0.048393 | 1 | 1.8027 | 0.087238 | Medium | Medium | Low
DEL MONTE 21032654 | DEL MONTE 2103 | CENTRAL COAST | 1.8437 | 10 | 36.65% | 2 | 2 | 100% | 0% | 0 | 0.027064 | 1 | 3.2195 | 0.087132 | Medium | Medium | High
WILLOW CREEK 1103CB | WILLOW CREEK 1103 | HUMBOLDT | 3.9217 | 18.1592 | 58.12% | 1 | 8 | 100% | 7.1% | 0 | 0.048009 | 1 | 1.8137 | 0.087072 | Medium | Medium | Low
PERRY 1101V74 | PERRY 1101 | LOS PADRES | 2.9727 | 10 | 2.672% | 10 | 7 | 58.33% | 0% | 0 | 0.024878 | 1 | 3.4959 | 0.086972 | Medium | Medium | High
PLACERVILLE 111219742 | PLACERVILLE 1112 | SIERRA | 7.3806 | 10 | 51.29% | 2 | 12 | 99.39% | 0% | 0 | 0.032573 | 1 | 2.6661 | 0.086842 | Medium | Medium | Medium
POINT ARENA 110147952 | POINT ARENA 1101 | HUMBOLDT | 10.391 | 76.4518 | 10.32% | 20 | 9 | 100% | 0% | 0 | 0.043386 | 1 | 1.9987 | 0.086717 | Medium | Medium | Low
KONOCTI 1108950 | KONOCTI 1108 | HUMBOLDT | 6.231 | 17.4671 | 73.5% | 1 | 1 | 84.02% | 0% | 0 | 0.031636 | 1 | 2.7401 | 0.086689 | Medium | Medium | Medium
HIGGINS 1104498932 | HIGGINS 1104 | SIERRA | 3.4528 | 10 | 98.29% | 1 | 2 | 80.99% | 0% | 0 | 0.024651 | 1 | 3.516 | 0.086673 | Medium | Medium | High
ALHAMBRA 11058302 | ALHAMBRA 1105 | DIABLO | 8.2556 | 10 | 24.97% | 0 | 12 | 100% | 0% | 0 | 0.029452 | 1 | 2.9395 | 0.086573 | Medium | Medium | Medium
SAUSALITO 11021268 | SAUSALITO 1102 | NORTH BAY | 5.0112 | 23.3781 | 0.422% | 3 | 4 | 100% | 0% | 0 | 0.030259 | 1 | 2.8544 | 0.086372 | Medium | Medium | Medium
KANAKA 11011036 | KANAKA 1101 | NORTH VALLEY | 0.60846 | 67.9249 | 100% | 0 | 0 | 100% | 0% | 0 | 0.041796 | 1 | 2.0662 | 0.086358 | Medium | Medium | Low
CORRAL 110359770 | CORRAL 1103 | STOCKTON | 4.5619 | 12.4013 | 100% | 1 | 1 | 62.81% | 0% | 0 | 0.02373 | 1 | 3.6376 | 0.086321 | Medium | Medium | High
UPPER LAKE 1101CB | UPPER LAKE 1101 | HUMBOLDT | 1.1134 | 70.0562 | 95.06% | 2 | 2 | 100% | 0% | 0 | 0.049432 | 1 | 1.7447 | 0.086245 | Medium | Medium | Low
CAYETANO 2111MR444 | CAYETANO 2111 | MISSION | 0.15169 | 10 | 100% | 0 | 0 | 100% | 0% | 0 | 0.028512 | 1 | 3.0154 | 0.085973 | Medium | Medium | Medium
PLACERVILLE 1112CB | PLACERVILLE 1112 | SIERRA | 7.6031 | 10 | 47.53% | 2 | 8 | 81.02% | 0.2042% | 0 | 0.027832 | 1 | 3.0844 | 0.085847 | Medium | Medium | High
JAMESON 1103CB | JAMESON 1103 | SACRAMENTO | 3.6313 | 55.7827 | 92.07% | 0 | 1 | 33.3% | 0% | 0 | 0.025062 | 1 | 3.4236 | 0.085801 | Medium | Medium | High
FRENCH GULCH 11011464 | FRENCH GULCH 1101 | NORTH VALLEY | 3.9608 | 72.3083 | 100% | 3 | 0 | 100% | 0% | 0 | 0.044678 | 1 | 1.9188 | 0.085727 | Medium | Medium | Low
NARROWS 21052426 | NARROWS 2105 | SIERRA | 9.7882 | 10 | 86.21% | 2 | 2 | 56.57% | 0% | 0 | 0.026381 | 1 | 3.2439 | 0.085575 | Medium | Medium | High
PENRYN 11072708 | PENRYN 1107 | SIERRA | 8.636 | 10 | 67.69% | 3 | 4 | 79.72% | 0% | 0 | 0.026402 | 1 | 3.2393 | 0.085524 | Medium | Medium | High
SISQUOC 1102M52 | SISQUOC 1102 | LOS PADRES | 31.4004 | 61.3581 | 49.81% | 0 | 2 | 87.94% | 100% | 0 | 0.18147 | 1 | 0.47061 | 0.0854 | High | High | Low
GREENBRAE 1102CB | GREENBRAE 1102 | NORTH BAY | 0.15859 | 10 | 0% | 0 | 0 | 7.352% | 100% | 0 | 0.025266 | 1 | 3.3659 | 0.085044 | Medium | Medium | High
TEJON 11022455 | TEJON 1102 | KERN | 6.4984 | 10 | 98.01% | 0 | 2 | 100% | 0% | 0 | 0.043014 | 1 | 1.9757 | 0.084983 | Medium | Medium | Low
HIGGINS 1107 | HIGGINS 1107 | SIERRA | 0.013093 | 10 | 100% | 0 | 0 | 86.65% | 0% | 0 | 0.025031 | 1 | 3.3943 | 0.084962 | Medium | Medium | High
WOODSIDE 11049116 | WOODSIDE 1104 | PENINSULA | 1.063 | 10 | 91% | 2 | 5 | 24.81% | 0% | 0 | 0.018746 | 1 | 4.5156 | 0.08465 | Low | Low | High
FROGTOWN 17016807 | FROGTOWN 1701 | STOCKTON | 4.7513 | 29.5232 | 87.38% | 0 | 3 | 100% | 0% | 0 | 0.031186 | 1 | 2.7121 | 0.084578 | Medium | Medium | Medium
HIGGINS 11071070 | HIGGINS 1107 | SIERRA | 7.012 | 12.4115 | 99.96% | 1 | 4 | 84.37% | 0% | 0 | 0.027337 | 1 | 3.0898 | 0.084465 | Medium | Medium | High
ANTLER 11011384 | ANTLER 1101 | NORTH VALLEY | 8.8576 | 10 | 98.19% | 3 | 9 | 97.22% | 0% | 0 | 0.08259 | 1 | 1.0219 | 0.084396 | High | High | Low
SOBRANTE 1101CB | SOBRANTE 1101 | DIABLO | 13.5487 | 10.8121 | 22.39% | 1 | 13 | 87.75% | 0% | 0 | 0.02661 | 1 | 3.1685 | 0.084314 | Medium | Medium | High
BRENTWOOD 21056512 | BRENTWOOD 2105 | DIABLO | 0.65133 | 10 | 96.38% | 0 | 1 | 100% | 0% | 0 | 0.032177 | 1 | 2.6202 | 0.084309 | Medium | Medium | Medium
HOPLAND 11014626 | HOPLAND 1101 | HUMBOLDT | 24.0779 | 57.1108 | 92.12% | 0 | 5 | 79.18% | 0% | 0 | 0.055167 | 1 | 1.524 | 0.084074 | Medium | Medium | Low
DIAMOND SPRINGS 110676088 | DIAMOND SPRINGS 1106 | SIERRA | 11.0713 | 10.8319 | 90.75% | 3 | 3 | 100% | 0% | 0 | 0.038075 | 1 | 2.2072 | 0.08404 | Medium | Medium | Low
POINT MORETTI 11015104 | POINT MORETTI 1101 | CENTRAL COAST | 1.8713 | 40.903 | 21.17% | 4 | 0 | 100% | 0% | 0 | 0.032915 | 1 | 2.5532 | 0.084038 | Medium | Medium | Medium
MONTICELLO 11011589 | MONTICELLO 1101 | NORTH BAY | 4.3101 | 10 | 98.73% | 0 | 3 | 100% | 0% | 0 | 0.034141 | 1 | 2.4603 | 0.083998 | Medium | Medium | Medium
CAMP EVERS 2106CB | CAMP EVERS 2106 | CENTRAL COAST | 0.018997 | 10 | 0% | 0 | 0 | 0.8166% | 100% | 0 | 0.023702 | 1 | 3.5428 | 0.083973 | Medium | Medium | High
COTTONWOOD 1102CB | COTTONWOOD 1102 | NORTH VALLEY | 16.7139 | 23.1081 | 88.08% | 1 | 4 | 71.09% | 0% | 0 | 0.039338 | 1 | 2.1337 | 0.083935 | Medium | Medium | Low
WEIMAR 1101CB | WEIMAR 1101 | SIERRA | 9.2462 | 10 | 51.97% | 4 | 11 | 100% | 0% | 0 | 0.04865 | 1 | 1.7246 | 0.083901 | Medium | Medium | Low
CASTRO VALLEY 1108CB | CASTRO VALLEY 1108 | MISSION | 1.4946 | 10 | 6.175% | 3 | 1 | 53.21% | 52.04% | 0 | 0.023442 | 1 | 3.5736 | 0.083772 | Medium | Medium | High
OREGON TRAIL 1104CB | OREGON TRAIL 1104 | NORTH VALLEY | 10.8574 | 25.7844 | 63.12% | 2 | 12 | 74.06% | 0% | 0 | 0.031086 | 1 | 2.6945 | 0.08376 | Medium | Medium | Medium
SARATOGA 1106LC22 | SARATOGA 1106 | DE ANZA | 7.1525 | 10 | 35.66% | 5 | 5 | 86.79% | 0% | 0 | 0.020092 | 1 | 4.16 | 0.083584 | Low | Low | High
SO. CAL. EDISON #2 1101CB | SO. CAL. EDISON #2 1101 | YOSEMITE | 1.1766 | 10 | 100% | 0 | 0 | 100% | 37.67% | 0 | 0.051431 | 1 | 1.6243 | 0.08354 | Medium | Medium | Low
EEL RIVER 11021902 | EEL RIVER 1102 | HUMBOLDT | 5.1093 | 87.5518 | 84.86% | 3 | 2 | 68.94% | 0% | 0 | 0.043714 | 1 | 1.9061 | 0.083323 | Medium | Medium | Low
LAURELES 11122142 | LAURELES 1112 | CENTRAL COAST | 8.368 | 31.5595 | 39.83% | 4 | 4 | 87.21% | 0% | 0 | 0.030233 | 1 | 2.7544 | 0.083276 | Medium | Medium | Medium
HIGGINS 11039753 | HIGGINS 1103 | SIERRA | 2.1041 | 10 | 100% | 0 | 0 | 100% | 0% | 0 | 0.028512 | 1 | 2.918 | 0.083198 | Medium | Medium | Medium
CALPELLA 1101542 | CALPELLA 1101 | HUMBOLDT | 23.4567 | 35.4534 | 89.83% | 1 | 18 | 100% | 0% | 0 | 0.058405 | 1 | 1.4223 | 0.083068 | Medium | Medium | Low
DUNBAR 110179086 | DUNBAR 1101 | SONOMA | 6.3052 | 21.6901 | 56.75% | 1 | 5 | 90.82% | 0% | 0 | 0.02897 | 1 | 2.866 | 0.083029 | Medium | Medium | Medium
SARATOGA 1106LC24 | SARATOGA 1106 | DE ANZA | 6.2415 | 10 | 42.44% | 3 | 7 | 55.48% | 10.64% | 0 | 0.021404 | 1 | 3.8778 | 0.083 | Low | Low | High
DEL MONTE 21042762 | DEL MONTE 2104 | CENTRAL COAST | 9.4859 | 27.7626 | 17.65% | 2 | 4 | 85.79% | 0% | 0 | 0.03979 | 1 | 2.0858 | 0.082991 | Medium | Medium | Low
CALAVERAS CEMENT 110136880 | CALAVERAS CEMENT 1101 | STOCKTON | 7.22 | 30.9732 | 81.65% | 0 | 2 | 83.77% | 0% | 0 | 0.037097 | 1 | 2.235 | 0.082911 | Medium | Medium | Medium
MORGAN HILL 2105XR152 | MORGAN HILL 2105 | SAN JOSE | 8.3434 | 31.972 | 72.23% | 0 | 5 | 65.24% | 0% | 0 | 0.027024 | 1 | 3.0674 | 0.082892 | Medium | Medium | Medium
WYANDOTTE 110738438 | WYANDOTTE 1107 | NORTH VALLEY | 16.8538 | 17.2711 | 100% | 1 | 4 | 100% | 13.33% | 1 | 0.046053 | 1 | 1.7995 | 0.082871 | Medium | Medium | Low
AUBERRY 1102R1013 | AUBERRY 1102 | FRESNO | 12.3506 | 22.637 | 85.13% | 0 | 11 | 100% | 0% | 0 | 0.039152 | 1 | 2.1117 | 0.082679 | Medium | Medium | Low
AUBERRY 110237466 | AUBERRY 1102 | FRESNO | 31.5797 | 23.1987 | 95.92% | 2 | 3 | 100% | 0% | 0 | 0.048258 | 1 | 1.7115 | 0.082592 | Medium | Medium | Low
BANGOR 11011806 | BANGOR 1101 | NORTH VALLEY | 8.946 | 12.2309 | 77.62% | 0 | 5 | 97.6% | 0% | 0 | 0.033897 | 1 | 2.4358 | 0.082565 | Medium | Medium | Medium
HALF MOON BAY 11036012 | HALF MOON BAY 1103 | PENINSULA | 5.8906 | 54.5639 | 76.22% | 11 | 4 | 61.12% | 0% | 0 | 0.039954 | 1 | 2.0637 | 0.082451 | Medium | Medium | Low
RIDGE 0401CB | RIDGE 0401 | EAST BAY | 2.662 | 10 | 10.22% | 3 | 4 | 100% | 0% | 0 | 0.02026 | 1 | 4.0693 | 0.082444 | Low | Low | High
STILLWATER 11021644 | STILLWATER 1102 | NORTH VALLEY | 22.854 | 11.5095 | 100% | 1 | 6 | 100% | 0% | 0 | 0.048415 | 1 | 1.7011 | 0.08236 | Medium | Medium | Low
LAKEWOOD 210738404 | LAKEWOOD 2107 | DIABLO | 6.7961 | 30.5815 | 25.31% | 5 | 8 | 68.2% | 1.158% | 0 | 0.024865 | 1 | 3.312 | 0.082353 | Medium | Medium | High
LUCERNE 11031663 | LUCERNE 1103 | HUMBOLDT | 1.2106 | 10 | 52.73% | 0 | 6 | 100% | 0% | 0 | 0.022038 | 1 | 3.735 | 0.082313 | Medium | Medium | High
JESSUP 11019752 | JESSUP 1101 | NORTH VALLEY | 3.8979 | 33.5364 | 99.93% | 0 | 1 | 100% | 0% | 0 | 0.033991 | 1 | 2.4213 | 0.082304 | Medium | Medium | Medium
MARTELL 11033152 | MARTELL 1103 | STOCKTON | 16.8696 | 31.4572 | 87.03% | 0 | 1 | 99.4% | 0% | 0 | 0.034215 | 1 | 2.4031 | 0.082223 | Medium | Medium | Medium
OREGON TRAIL 110249144 | OREGON TRAIL 1102 | NORTH VALLEY | 16.2173 | 16.9745 | 93.48% | 1 | 0 | 76.03% | 0% | 0 | 0.029469 | 1 | 2.7862 | 0.082107 | Medium | Medium | Medium
RINCON 1103472 | RINCON 1103 | SONOMA | 3.3276 | 10 | 93.65% | 0 | 2 | 70.54% | 3.999% | 0 | 0.025694 | 1 | 3.1877 | 0.081905 | Medium | Medium | High
ANNAPOLIS 110176842 | ANNAPOLIS 1101 | HUMBOLDT | 5.647 | 81.667 | 98.52% | 2 | 3 | 100% | 0% | 0 | 0.055858 | 1 | 1.4662 | 0.0819 | Medium | Medium | Low
PEORIA 170459596 | PEORIA 1704 | YOSEMITE | 19.1476 | 35.0672 | 53.97% | 0 | 6 | 53.15% | 0% | 0 | 0.024608 | 1 | 3.3279 | 0.081892 | Medium | Medium | High
NAPA 11121302 | NAPA 1112 | NORTH BAY | 17.5904 | 30.9393 | 74.37% | 2 | 8 | 52.69% | 0% | 0 | 0.026355 | 1 | 3.0997 | 0.081693 | Medium | Medium | High
BUELLTON 1101Y26 | BUELLTON 1101 | LOS PADRES | 14.0549 | 47.3747 | 54.06% | 1 | 8 | 88.5% | 0% | 0 | 0.039723 | 1 | 2.0524 | 0.081528 | Medium | Medium | Low
RALSTON 110148936 | RALSTON 1101 | PENINSULA | 3.4057 | 10 | 32.09% | 0 | 3 | 56.99% | 0% | 0 | 0.025196 | 1 | 3.2337 | 0.081477 | Medium | Medium | High
KIRKER 2104442850 | KIRKER 2104 | DIABLO | 5.4258 | 10 | 43.23% | 0 | 4 | 95.36% | 0% | 0 | 0.024306 | 1 | 3.3502 | 0.081427 | Medium | Medium | High
BANGOR 1101CB | BANGOR 1101 | NORTH VALLEY | 18.8771 | 14.9118 | 68.16% | 4 | 2 | 88.52% | 0% | 0 | 0.029011 | 1 | 2.802 | 0.081291 | Medium | Medium | Medium
MERCED FALLS 110222772 | MERCED FALLS 1102 | YOSEMITE | 2.2922 | 12.637 | 100% | 0 | 0 | 100% | 0% | 0 | 0.029016 | 14.9507 | 0.18721 | 0.081211 | Medium | Medium | Low
HIGGINS 110391052 | HIGGINS 1103 | SIERRA | 0.64834 | 10 | 100% | 0 | 0 | 84.24% | 0% | 0 | 0.024449 | 1 | 3.3175 | 0.081108 | Medium | Medium | High
SAN RAFAEL 110168970 | SAN RAFAEL 1101 | NORTH BAY | 1.3404 | 10 | 17.09% | 0 | 0 | 31.9% | 46.84% | 0 | 0.018013 | 1 | 4.4995 | 0.08105 | Low | Low | High
BIG MEADOWS 21012260 | BIG MEADOWS 2101 | NORTH VALLEY | 17.1948 | 71.2696 | 55.9% | 4 | 0 | 76.22% | 0% | 0 | 0.032561 | 1 | 2.4871 | 0.080983 | Medium | Medium | Medium
GARBERVILLE 1102CB | GARBERVILLE 1102 | HUMBOLDT | 10.6146 | 34.8511 | 30.11% | 18 | 9 | 65.56% | 0% | 0 | 0.030692 | 1 | 2.6357 | 0.080896 | Medium | Medium | Medium
HIGGINS 11094189 | HIGGINS 1109 | SIERRA | 3.326 | 25.4516 | 99.91% | 0 | 3 | 100% | 0% | 0 | 0.033551 | 1 | 2.4095 | 0.080842 | Medium | Medium | Medium
OLETA 1102CB | OLETA 1102 | STOCKTON | 12.9237 | 28.5426 | 79.87% | 0 | 5 | 85.32% | 0% | 0 | 0.038817 | 1 | 2.0783 | 0.080675 | Medium | Medium | Low
TASSAJARA 210883368 | TASSAJARA 2108 | DIABLO | 0.069317 | 10 | 0% | 0 | 0 | 1.551% | 100% | 0 | 0.023873 | 1 | 3.3752 | 0.080577 | Medium | Medium | High
MORRO BAY 110249632 | MORRO BAY 1102 | LOS PADRES | 0.66912 | 10 | 0% | 0 | 3 | 100% | 0% | 0 | 0.017573 | 1 | 4.5803 | 0.080492 | Low | Low | High
TEMPLETON 2111R86 | TEMPLETON 2111 | LOS PADRES | 10.174 | 35.046 | 79.62% | 2 | 6 | 70.64% | 0% | 0 | 0.032293 | 1 | 2.4827 | 0.080172 | Medium | Medium | Medium
STELLING 11109265 | STELLING 1110 | DE ANZA | 5.4699 | 10 | 92.07% | 0 | 1 | 100% | 0% | 0 | 0.027307 | 1 | 2.9335 | 0.080104 | Medium | Medium | Medium
MARTELL 1102CB | MARTELL 1102 | STOCKTON | 6.4004 | 24.1429 | 66.43% | 0 | 4 | 94.03% | 0% | 0 | 0.031753 | 1 | 2.5224 | 0.080095 | Medium | Medium | Medium
SAN RAFAEL 1105534 | SAN RAFAEL 1105 | NORTH BAY | 1.348 | 10 | 81.92% | 3 | 4 | 85.31% | 0% | 0 | 0.024098 | 1 | 3.3132 | 0.079842 | Medium | Medium | High
VIEJO 22012064 | VIEJO 2201 | CENTRAL COAST | 0.87679 | 10 | 42.79% | 0 | 3 | 100% | 0% | 0 | 0.021793 | 1 | 3.6566 | 0.079688 | Low | Low | High
GIRVAN 1101323094 | GIRVAN 1101 | NORTH VALLEY | 36.2683 | 55.5247 | 99.98% | 1 | 3 | 100% | 0% | 0 | 0.068706 | 1 | 1.1596 | 0.079672 | High | High | Low
WOODSIDE 11049032 | WOODSIDE 1104 | PENINSULA | 2.5921 | 10 | 76.95% | 3 | 1 | 32.76% | 43.39% | 0 | 0.029563 | 1 | 2.6884 | 0.079475 | Medium | Medium | Medium
TEMPLETON 2110R94 | TEMPLETON 2110 | LOS PADRES | 13.9551 | 53.972 | 81.64% | 0 | 3 | 66.74% | 0% | 0 | 0.037368 | 1 | 2.1258 | 0.079438 | Medium | Medium | Low
CAYETANO 2109CB | CAYETANO 2109 | MISSION | 13.0515 | 49.7043 | 30.41% | 0 | 2 | 76.33% | 3.645% | 1 | 0.024131 | 1 | 3.2891 | 0.079369 | Medium | Medium | High
BAY MEADOWS 210257886 | BAY MEADOWS 2102 | PENINSULA | 4.2245 | 10 | 28.89% | 2 | 6 | 80.67% | 0% | 0 | 0.026024 | 1 | 3.0461 | 0.079274 | Medium | Medium | Medium
SAN LUIS OBISPO 1107V18 | SAN LUIS OBISPO 1107 | LOS PADRES | 3.3731 | 28.9632 | 4.194% | 1 | 0 | 84.27% | 30.63% | 0 | 0.035557 | 1 | 2.2292 | 0.079264 | Medium | Medium | Low
MENLO 11038982 | MENLO 1103 | PENINSULA | 4.6231 | 36.5586 | 24.74% | 19 | 4 | 100% | 0% | 0 | 0.043182 | 1 | 1.8329 | 0.07915 | Medium | Medium | Low
CLAYTON 22122944 | CLAYTON 2212 | DIABLO | 14.8336 | 10 | 45.06% | 1 | 4 | 97.25% | 6.81% | 1 | 0.024898 | 1 | 3.1713 | 0.078959 | Medium | Medium | High
CLAY 11031230 | CLAY 1103 | STOCKTON | 15.7057 | 29.0509 | 99.85% | 0 | 2 | 80.49% | 0% | 0 | 0.031696 | 1 | 2.4895 | 0.078906 | Medium | Medium | Medium
VIEJO 2201CB | VIEJO 2201 | CENTRAL COAST | 4.5324 | 10 | 12.86% | 16 | 6 | 89.76% | 0% | 0 | 0.020254 | 1 | 3.8798 | 0.078583 | Low | Low | High
SMARTVILLE 1101CB | SMARTVILLE 1101 | SIERRA | 15.8868 | 12.1904 | 82.07% | 1 | 6 | 100% | 0% | 0 | 0.032648 | 1 | 2.4063 | 0.078562 | Medium | Medium | Medium
OLEMA 1101602 | OLEMA 1101 | NORTH BAY | 15.0972 | 65.987 | 1.264% | 8 | 10 | 59.79% | 0% | 0 | 0.037469 | 1 | 2.0944 | 0.078477 | Medium | Medium | Low
BIG RIVER 110169032 | BIG RIVER 1101 | HUMBOLDT | 8.4667 | 31.9768 | 17.96% | 7 | 9 | 100% | 0% | 0 | 0.033152 | 1 | 2.3622 | 0.07831 | Medium | Medium | Medium
DUNBAR 1102CB | DUNBAR 1102 | SONOMA | 8.263 | 20.9256 | 44.14% | 4 | 14 | 47.06% | 0% | 0 | 0.024179 | 1 | 3.2378 | 0.078286 | Medium | Medium | High
HOLLISTER 21054018 | HOLLISTER 2105 | CENTRAL COAST | 42.8602 | 78.3807 | 68.88% | 1 | 1 | 81.19% | 0% | 0 | 0.044317 | 1 | 1.765 | 0.078218 | Medium | Medium | Low
IGNACIO 11011300 | IGNACIO 1101 | NORTH BAY | 2.4856 | 23.8629 | 75.16% | 0 | 4 | 40.74% | 21.73% | 0 | 0.025064 | 1 | 3.1191 | 0.078176 | Medium | Medium | High
HOOPA 11013290 | HOOPA 1101 | HUMBOLDT | 13.744 | 63.8622 | 97.01% | 10 | 15 | 100% | 0% | 0 | 0.077955 | 1 | 1.0027 | 0.078163 | High | High | Low
OAKLAND J 1102CR102 | OAKLAND J 1102 | EAST BAY | 0.53101 | 10 | 70.62% | 0 | 2 | 100% | 0% | 0 | 0.023454 | 1 | 3.3241 | 0.077962 | Medium | Medium | High
DUNBAR 1102528 | DUNBAR 1102 | SONOMA | 3.4638 | 30.5853 | 54.13% | 1 | 3 | 85.5% | 0% | 0 | 0.021137 | 1 | 3.6876 | 0.077945 | Low | Low | High
STILLWATER 110148950 | STILLWATER 1101 | NORTH VALLEY | 12.4263 | 10 | 99.94% | 1 | 4 | 100% | 0% | 0 | 0.046041 | 1 | 1.6867 | 0.077656 | Medium | Medium | Low
CURTIS 170320240 | CURTIS 1703 | YOSEMITE | 0.18021 | 10 | 100% | 0 | 0 | 63.08% | 0% | 0 | 0.019869 | 1 | 3.9035 | 0.077558 | Low | Low | High
OLETA 110241396 | OLETA 1102 | STOCKTON | 7.3755 | 10 | 56.8% | 3 | 3 | 100% | 0% | 0 | 0.025362 | 1 | 3.0576 | 0.077548 | Medium | Medium | Medium
SILVERADO 2102714 | SILVERADO 2102 | NORTH BAY | 4.37 | 45.4785 | 19.37% | 4 | 5 | 38.82% | 6.698% | 0 | 0.022688 | 1 | 3.4176 | 0.077537 | Medium | Medium | High
EMERALD LAKE 04028858 | EMERALD LAKE 0402 | PENINSULA | 1.9112 | 10 | 5.775% | 0 | 4 | 100% | 0% | 0 | 0.016487 | 1 | 4.6869 | 0.077272 | Low | Low | High
CARLOTTA 11214914 | CARLOTTA 1121 | HUMBOLDT | 11.4615 | 25.5188 | 70.14% | 16 | 11 | 80.82% | 0% | 0 | 0.041044 | 1 | 1.8825 | 0.077265 | Medium | Medium | Low
LUCERNE 11062327 | LUCERNE 1106 | HUMBOLDT | 0.98526 | 10 | 100% | 0 | 1 | 77.76% | 0% | 0 | 0.02342 | 1 | 3.2861 | 0.07696 | Medium | Medium | High
CURTIS 1701CB | CURTIS 1701 | YOSEMITE | 8.5475 | 34.1417 | 57.96% | 1 | 9 | 68.5% | 0% | 0 | 0.024359 | 1 | 3.1577 | 0.076918 | Medium | Medium | High
CLAY 11031821 | CLAY 1103 | STOCKTON | 2.0901 | 61.2881 | 100% | 0 | 0 | 55.49% | 0% | 0 | 0.029593 | 1 | 2.5933 | 0.076746 | Medium | Medium | Medium
TIVY VALLEY 1107R1817 | TIVY VALLEY 1107 | FRESNO | 19.042 | 15.3654 | 99.23% | 0 | 5 | 99.01% | 0% | 0 | 0.041647 | 1 | 1.8427 | 0.076744 | Medium | Medium | Low
RALSTON 11022028 | RALSTON 1102 | PENINSULA | 2.1344 | 10 | 38.62% | 0 | 5 | 92.94% | 0% | 0 | 0.020485 | 1 | 3.746 | 0.076737 | Low | Low | High
BANGOR 110131502 | BANGOR 1101 | NORTH VALLEY | 11.8542 | 14.4917 | 60.88% | 1 | 3 | 100% | 0% | 0 | 0.026318 | 1 | 2.9147 | 0.076709 | Medium | Medium | Medium
MOUNTAIN QUARRIES 210151584 | MOUNTAIN QUARRIES 2101 | SIERRA | 21.6351 | 34.2949 | 99.29% | 0 | 1 | 100% | 0% | 0 | 0.033987 | 1 | 2.2566 | 0.076695 | Medium | Medium | Medium
HALF MOON BAY 11036065 | HALF MOON BAY 1103 | PENINSULA | 6.2488 | 59.5208 | 36.98% | 1 | 1 | 91.2% | 0% | 0 | 0.02267 | 1 | 3.3733 | 0.076472 | Medium | Medium | High
RADUM 1105MR282 | RADUM 1105 | MISSION | 2.1702 | 17.1089 | 66.03% | 0 | 5 | 34.07% | 37.28% | 0 | 0.023926 | 1 | 3.184 | 0.076183 | Medium | Medium | High
HIGGINS 1104CB | HIGGINS 1104 | SIERRA | 11.5789 | 10 | 38.55% | 1 | 4 | 99.62% | 0% | 0 | 0.024722 | 1 | 3.0793 | 0.076125 | Medium | Medium | High
BIG RIVER 11011052 | BIG RIVER 1101 | HUMBOLDT | 2.9737 | 10 | 0% | 7 | 11 | 77.62% | 0% | 0 | 0.023654 | 1 | 3.2182 | 0.076123 | Medium | Medium | High
GARBERVILLE 11022010 | GARBERVILLE 1102 | HUMBOLDT | 6.6438 | 69.4132 | 9.089% | 2 | 3 | 100% | 0% | 0 | 0.042493 | 1 | 1.7903 | 0.076076 | Medium | Medium | Low
SANTA YNEZ 1102Y18 | SANTA YNEZ 1102 | LOS PADRES | 4.6184 | 77.519 | 99.57% | 1 | 1 | 61.2% | 0% | 0 | 0.035874 | 1 | 2.1205 | 0.076069 | Medium | Medium | Low
HIGGINS 1103995672 | HIGGINS 1103 | SIERRA | 2.7769 | 10 | 100% | 1 | 1 | 48.24% | 0% | 0 | 0.02307 | 1 | 3.2961 | 0.076042 | Medium | Medium | High
CLAY 110334338 | CLAY 1103 | STOCKTON | 7.6368 | 36.5237 | 71.29% | 1 | 2 | 73.13% | 0% | 0 | 0.028445 | 1 | 2.6701 | 0.075951 | Medium | Medium | Medium
HAMILTON BRANCH 11012082 | HAMILTON BRANCH 1101 | NORTH VALLEY | 1.6281 | 32.2338 | 100% | 1 | 0 | 53.18% | 0% | 0 | 0.021199 | 1 | 3.5753 | 0.075794 | Low | Low | High
WYANDOTTE 11071026 | WYANDOTTE 1107 | NORTH VALLEY | 21.2978 | 26.1479 | 94.57% | 0 | 2 | 76.21% | 0% | 0 | 0.032543 | 1 | 2.3229 | 0.075594 | Medium | Medium | Medium
VOLTA 110153118 | VOLTA 1101 | NORTH VALLEY | 9.6297 | 40.8133 | 100% | 0 | 1 | 100% | 0% | 0 | 0.05235 | 1 | 1.4426 | 0.075522 | Medium | Medium | Low
SPRUCE 0402BR304 | SPRUCE 0402 | EAST BAY | 1.905 | 10 | 5.593% | 0 | 5 | 53.05% | 19.04% | 0 | 0.016372 | 1 | 4.6125 | 0.075515 | Low | Low | High
WEIMAR 11026175 | WEIMAR 1102 | SIERRA | 2.7281 | 10 | 100% | 0 | 1 | 100% | 0% | 0 | 0.029099 | 1 | 2.5942 | 0.075486 | Medium | Medium | Medium
APPLE HILL 210251792 | APPLE HILL 2102 | SIERRA | 9.3607 | 11.5456 | 100% | 6 | 2 | 100% | 0% | 0 | 0.04191 | 1 | 1.7949 | 0.075224 | Medium | Medium | Low
CALPELLA 11013419 | CALPELLA 1101 | HUMBOLDT | 8.0753 | 59.7032 | 100% | 1 | 1 | 100% | 3.769% | 0 | 0.0493 | 1 | 1.5255 | 0.075207 | Medium | Medium | Low
HATTON 1101CB | HATTON 1101 | CENTRAL COAST | 1.5925 | 10 | 10.22% | 4 | 0 | 100% | 0% | 0 | 0.024551 | 1 | 3.0516 | 0.074918 | Medium | Medium | Medium
CLARK ROAD 11022070 | CLARK ROAD 1102 | NORTH VALLEY | 9.7077 | 20.9726 | 72.7% | 1 | 4 | 86.39% | 12.56% | 0 | 0.028935 | 1 | 2.5885 | 0.0749 | Medium | Medium | Medium
PIERCY 2110XR258 | PIERCY 2110 | SAN JOSE | 14.4387 | 60.8378 | 97.27% | 4 | 1 | 54.5% | 0% | 0 | 0.026979 | 1 | 2.7761 | 0.074895 | Medium | Medium | Medium
HIGHLANDS 1104CB | HIGHLANDS 1104 | HUMBOLDT | 4.6735 | 10 | 74.7% | 0 | 2 | 57.1% | 0% | 0 | 0.023554 | 1 | 3.1769 | 0.074829 | Medium | Medium | High
OREGON TRAIL 1104 | OREGON TRAIL 1104 | NORTH VALLEY | 0.063815 | 10 | 100% | 0 | 0 | 100% | 0% | 0 | 0.028512 | 1 | 2.6217 | 0.074749 | Medium | Medium | Medium
DESCHUTES 11011380 | DESCHUTES 1101 | NORTH VALLEY | 17.936 | 29.5967 | 86.99% | 0 | 4 | 75.95% | 0% | 0 | 0.032554 | 1 | 2.2953 | 0.07472 | Medium | Medium | Medium
PERRY 1101CB | PERRY 1101 | LOS PADRES | 2.5037 | 27.4854 | 19.25% | 0 | 1 | 100% | 0% | 0 | 0.025246 | 1 | 2.9519 | 0.074522 | Medium | Medium | Medium
CLEAR LAKE 11011302 | CLEAR LAKE 1101 | HUMBOLDT | 6.3736 | 19.3133 | 67.28% | 0 | 7 | 36.56% | 0% | 0 | 0.024377 | 1 | 3.0552 | 0.074476 | Medium | Medium | Medium
VIEJO 22029120 | VIEJO 2202 | CENTRAL COAST | 1.9636 | 10 | 20.08% | 9 | 3 | 26.52% | 0% | 0 | 0.019059 | 1 | 3.9065 | 0.074456 | Low | Low | High
SAN CARLOS 11039148 | SAN CARLOS 1103 | PENINSULA | 3.9693 | 10 | 27.37% | 0 | 9 | 43.54% | 0% | 0 | 0.016236 | 1 | 4.5802 | 0.074366 | Low | Low | High
GUALALA 1111887180 | GUALALA 1111 | HUMBOLDT | 5.4716 | 10 | 0.3119% | 7 | 8 | 100% | 0% | 0 | 0.027751 | 1 | 2.6787 | 0.074336 | Medium | Medium | Medium
CLOVERDALE 1101112 | CLOVERDALE 1101 | SONOMA | 19.0544 | 64.0868 | 84.08% | 2 | 8 | 69.85% | 0% | 0 | 0.036824 | 1 | 2.0172 | 0.074281 | Medium | Medium | Low
ALLEGHANY 1101978 | ALLEGHANY 1101 | SIERRA | 13.0219 | 53.8471 | 100% | 3 | 4 | 44.63% | 0% | 0 | 0.037002 | 1 | 2.0065 | 0.074244 | Medium | Medium | Low
OILFIELDS 11035175 | OILFIELDS 1103 | CENTRAL COAST | 1.9738 | 10 | 100% | 0 | 3 | 89.15% | 0% | 0 | 0.027271 | 1 | 2.7162 | 0.074075 | Medium | Medium | Medium
BROWNS VALLEY 110117011 | BROWNS VALLEY 1101 | SIERRA | 1.8676 | 10 | 100% | 0 | 2 | 100% | 0% | 0 | 0.029697 | 1 | 2.4913 | 0.073986 | Medium | Medium | Medium
FRENCH GULCH 11021462 | FRENCH GULCH 1102 | NORTH VALLEY | 13.6588 | 44.7353 | 99.62% | 1 | 1 | 99.24% | 22.55% | 0 | 0.052153 | 1 | 1.4168 | 0.073891 | Medium | Medium | Low
MARIPOSA 21018030 | MARIPOSA 2101 | YOSEMITE | 18.88 | 28.5381 | 67.58% | 1 | 11 | 100% | 1.019% | 0 | 0.032029 | 1 | 2.3021 | 0.073734 | Medium | Medium | Medium
APPLE HILL 21021532 | APPLE HILL 2102 | SIERRA | 38.7437 | 26.3677 | 83.01% | 8 | 10 | 92.13% | 0.1028% | 0 | 0.045174 | 1 | 1.6238 | 0.073353 | Medium | Medium | Low
FORT SEWARD 1121CB | FORT SEWARD 1121 | HUMBOLDT | 7.2358 | 72.7632 | 100% | 3 | 3 | 100% | 0% | 0 | 0.047585 | 1 | 1.5395 | 0.073259 | Medium | Medium | Low
HALF MOON BAY 110375550 | HALF MOON BAY 1103 | PENINSULA | 1.1869 | 54.8487 | 75.08% | 0 | 0 | 53.23% | 0% | 0 | 0.019917 | 1 | 3.6734 | 0.073163 | Low | Low | High
BANGOR 110180670 | BANGOR 1101 | NORTH VALLEY | 14.7472 | 18.2405 | 76% | 0 | 1 | 89.02% | 0% | 0 | 0.02277 | 1 | 3.21 | 0.073094 | Medium | Medium | High
ELK CREEK 110137334 | ELK CREEK 1101 | NORTH VALLEY | 9.7022 | 59.8583 | 100% | 0 | 0 | 100% | 0% | 0 | 0.065795 | 1 | 1.1103 | 0.073051 | High | High | Low
SWIFT 2107XR526 | SWIFT 2107 | SAN JOSE | 2.6821 | 10 | 42.91% | 0 | 1 | 49.21% | 0% | 0 | 0.016512 | 1 | 4.4175 | 0.072944 | Low | Low | High
KERCKHOFF 1101CB | KERCKHOFF 1101 | YOSEMITE | 16.9469 | 19.3199 | 39.66% | 0 | 15 | 100% | 0% | 0 | 0.032903 | 1 | 2.2156 | 0.072899 | Medium | Medium | Low
STILLWATER 11021466 | STILLWATER 1102 | NORTH VALLEY | 19.2831 | 16.0387 | 100% | 1 | 10 | 94.09% | 0% | 0 | 0.051049 | 1 | 1.4241 | 0.0727 | Medium | Medium | Low
POSO MOUNTAIN 2101CB | POSO MOUNTAIN 2101 | KERN | 4.3131 | 10 | 10.82% | 0 | 0 | 100% | 0% | 0 | 0.026686 | 1 | 2.722 | 0.072639 | Medium | Medium | Medium
CABRILLO 110420711 | CABRILLO 1104 | LOS PADRES | 0.18254 | 10 | 100% | 0 | 0 | 58.32% | 0% | 0 | 0.01896 | 1 | 3.8254 | 0.072532 | Low | Low | High
NORTH DUBLIN 2101CB | NORTH DUBLIN 2101 | MISSION | 3.6193 | 54.6377 | 4.667% | 0 | 3 | 91.94% | 0% | 0 | 0.019955 | 1 | 3.6341 | 0.072519 | Low | Low | High
STILLWATER 1101CB | STILLWATER 1101 | NORTH VALLEY | 3.671 | 10 | 87.48% | 3 | 2 | 85.62% | 0% | 0 | 0.027635 | 1 | 2.6197 | 0.072394 | Medium | Medium | Medium
OILFIELDS 11032757 | OILFIELDS 1103 | CENTRAL COAST | 2.6282 | 37.5918 | 90.66% | 0 | 3 | 100% | 0% | 0 | 0.033768 | 1 | 2.1416 | 0.072319 | Medium | Medium | Low
CEDAR CREEK 1101CB | CEDAR CREEK 1101 | NORTH VALLEY | 15.4651 | 37.802 | 95.68% | 0 | 0 | 100% | 38.1% | 1 | 0.067896 | 1 | 1.0626 | 0.072148 | High | High | Low
LOW GAP 110137498 | LOW GAP 1101 | HUMBOLDT | 16.1307 | 72.1022 | 98.67% | 6 | 3 | 100% | 0% | 0 | 0.062673 | 1 | 1.1505 | 0.072104 | High | High | Low
DUNLAP 11037040 | DUNLAP 1103 | FRESNO | 24.7254 | 12.3243 | 100% | 0 | 2 | 100% | 0% | 0 | 0.039034 | 1 | 1.8465 | 0.072078 | Medium | Medium | Low
PETALUMA C 110948000 | PETALUMA C 1109 | SONOMA | 8.7103 | 40.2232 | 37.55% | 1 | 9 | 65.59% | 0% | 0 | 0.023831 | 1 | 3.0235 | 0.072053 | Medium | Medium | Medium
HAMILTON BRANCH 110118205 | HAMILTON BRANCH 1101 | NORTH VALLEY | 4.0384 | 59.6103 | 100% | 0 | 1 | 100% | 0% | 0 | 0.040382 | 1 | 1.7837 | 0.072028 | Medium | Medium | Low
HORSESHOE 110150140 | HORSESHOE 1101 | SIERRA | 3.7526 | 10 | 69.76% | 1 | 4 | 60.16% | 0% | 0 | 0.018953 | 1 | 3.7991 | 0.072006 | Low | Low | High
ZACA 1102Y02 | ZACA 1102 | LOS PADRES | 10.6195 | 15.4408 | 92.94% | 0 | 5 | 80.71% | 0% | 0 | 0.042959 | 1 | 1.6742 | 0.071921 | Medium | Medium | Low
PINE GROVE 110194936 | PINE GROVE 1101 | STOCKTON | 9.27 | 10 | 75.09% | 1 | 1 | 100% | 0% | 0 | 0.027484 | 1 | 2.6139 | 0.071841 | Medium | Medium | Medium
HALSEY 1102CB | HALSEY 1102 | SIERRA | 8.0128 | 10 | 41.48% | 9 | 5 | 100% | 0% | 0 | 0.032715 | 1 | 2.1959 | 0.071838 | Medium | Medium | Low
TIVY VALLEY 11077380 | TIVY VALLEY 1107 | FRESNO | 12.8078 | 20.0234 | 100% | 1 | 4 | 45.52% | 0% | 0 | 0.033102 | 1 | 2.1686 | 0.071783 | Medium | Medium | Low
SAND CREEK 1103CB | SAND CREEK 1103 | FRESNO | 12.8175 | 20.9724 | 70.85% | 0 | 3 | 100% | 0% | 0 | 0.033442 | 1 | 2.1429 | 0.071662 | Medium | Medium | Low
AUBERRY 110137536 | AUBERRY 1101 | FRESNO | 5.4818 | 31.3295 | 100% | 3 | 2 | 100% | 20.77% | 1 | 0.055781 | 1 | 1.2846 | 0.071654 | Medium | Medium | Low
AUBERRY 1102R902 | AUBERRY 1102 | FRESNO | 15.0447 | 11.5312 | 82.04% | 0 | 7 | 100% | 0% | 0 | 0.037249 | 1 | 1.9232 | 0.071637 | Medium | Medium | Low
OREGON TRAIL 1103CB | OREGON TRAIL 1103 | NORTH VALLEY | 2.7772 | 25.1322 | 81.43% | 2 | 1 | 95.03% | 0% | 0 | 0.030857 | 1 | 2.3184 | 0.071539 | Medium | Medium | Medium
APPLE HILL 21026552 | APPLE HILL 2102 | SIERRA | 12.3732 | 14.1708 | 74.28% | 2 | 0 | 100% | 6.545% | 1 | 0.045443 | 1 | 1.5727 | 0.07147 | Medium | Medium | Low
WOODSIDE 1104CB | WOODSIDE 1104 | PENINSULA | 0.34613 | 10 | 13.48% | 0 | 0 | 4.645% | 100% | 0 | 0.027423 | 1 | 2.6038 | 0.071405 | Medium | Medium | Medium
FORT SEWARD 11211602 | FORT SEWARD 1121 | HUMBOLDT | 18.3365 | 83.3472 | 100% | 8 | 9 | 80.72% | 0% | 0 | 0.074162 | 1 | 0.96205 | 0.071347 | High | High | Low
COTTONWOOD 11021578 | COTTONWOOD 1102 | NORTH VALLEY | 28.4377 | 38.0859 | 100% | 1 | 7 | 81.08% | 0% | 0 | 0.049028 | 1 | 1.4522 | 0.0712 | Medium | Medium | Low
SUMMIT 110148632 | SUMMIT 1101 | SIERRA | 2.7291 | 10 | 63.45% | 5 | 6 | 100% | 0% | 0 | 0.037786 | 1 | 1.8801 | 0.071043 | Medium | Medium | Low
COARSEGOLD 21045516 | COARSEGOLD 2104 | YOSEMITE | 18.4464 | 11.3018 | 100% | 1 | 1 | 100% | 0% | 0 | 0.043744 | 1 | 1.6156 | 0.070674 | Medium | Medium | Low
VIEJO 22019490 | VIEJO 2201 | CENTRAL COAST | 2.0007 | 10 | 0.3261% | 11 | 5 | 93.15% | 0% | 0 | 0.019802 | 1 | 3.5624 | 0.070542 | Low | Low | High
BUCKS CREEK 1102CB | BUCKS CREEK 1102 | NORTH VALLEY | 29.5609 | 73.8859 | 50.06% | 3 | 10 | 100% | 23.04% | 0 | 0.077422 | 1 | 0.91112 | 0.07054 | High | High | Low
FULTON 1102CB | FULTON 1102 | SONOMA | 1.3424 | 10 | 29.14% | 0 | 0 | 30.03% | 82.09% | 0 | 0.02998 | 1 | 2.351 | 0.070482 | Medium | Medium | Medium
OREGON TRAIL 11021382 | OREGON TRAIL 1102 | NORTH VALLEY | 5.4732 | 13.8429 | 96.06% | 0 | 1 | 100% | 0% | 0 | 0.03292 | 1 | 2.141 | 0.070481 | Medium | Medium | Low
ALTO 11251256 | ALTO 1125 | NORTH BAY | 1.3805 | 10 | 15.55% | 1 | 0 | 94.69% | 19.69% | 0 | 0.018993 | 1 | 3.7099 | 0.070461 | Low | Low | High
CEDAR CREEK 11011656 | CEDAR CREEK 1101 | NORTH VALLEY | 32.2585 | 60.8127 | 100% | 10 | 9 | 100% | 0% | 0 | 0.10049 | 1 | 0.70111 | 0.070453 | High | High | Low
LLAGAS 21011451 | LLAGAS 2101 | SAN JOSE | 5.288 | 70.7589 | 100% | 0 | 0 | 57.46% | 0% | 0 | 0.028219 | 1 | 2.4961 | 0.070438 | Medium | Medium | Medium
AUBERRY 1102R309 | AUBERRY 1102 | FRESNO | 8.5895 | 21.9499 | 78.92% | 1 | 2 | 100% | 0% | 0 | 0.04051 | 1 | 1.7362 | 0.070333 | Medium | Medium | Low
RIO DELL 110275970 | RIO DELL 1102 | HUMBOLDT | 7.0738 | 89.4562 | 39.39% | 2 | 2 | 100% | 0% | 0 | 0.05303 | 1 | 1.3258 | 0.07031 | Medium | Medium | Low
BEAR VALLEY 21014160 | BEAR VALLEY 2101 | YOSEMITE | 22.75 | 19.66 | 91.43% | 0 | 7 | 99.99% | 0% | 0 | 0.032723 | 1 | 2.1443 | 0.070169 | Medium | Medium | Low
VIEJO 22019698 | VIEJO 2201 | CENTRAL COAST | 0.90136 | 10 | 0% | 2 | 3 | 100% | 0% | 0 | 0.018036 | 1 | 3.8848 | 0.070067 | Low | Low | High
TYLER 11051536 | TYLER 1105 | NORTH VALLEY | 17.0203 | 70.2834 | 100% | 0 | 5 | 94.18% | 0% | 0 | 0.044384 | 1 | 1.5772 | 0.070005 | Medium | Medium | Low
COLUMBIA HILL 110190730 | COLUMBIA HILL 1101 | SIERRA | 8.3212 | 17.8031 | 100% | 1 | 4 | 100% | 5.083% | 1 | 0.040638 | 1 | 1.7208 | 0.069929 | Medium | Medium | Low
HARTLEY 11011306 | HARTLEY 1101 | HUMBOLDT | 8.9139 | 32.0441 | 81.66% | 1 | 4 | 70.23% | 0% | 0 | 0.026684 | 1 | 2.6078 | 0.069587 | Medium | Medium | Medium
UKIAH 11151216 | UKIAH 1115 | HUMBOLDT | 13.2203 | 25.9617 | 80.05% | 1 | 10 | 70.13% | 0% | 0 | 0.028563 | 1 | 2.4347 | 0.069541 | Medium | Medium | Medium
LAYTONVILLE 1101402 | LAYTONVILLE 1101 | HUMBOLDT | 22.8392 | 79.1892 | 99.99% | 6 | 8 | 96.88% | 0% | 0 | 0.070954 | 1 | 0.97747 | 0.069355 | High | High | Low
WILDWOOD 11011576 | WILDWOOD 1101 | NORTH VALLEY | 8.159 | 75.9447 | 99.97% | 1 | 4 | 100% | 0% | 0 | 0.070451 | 1 | 0.98125 | 0.06913 | High | High | Low
BIG RIVER 11011286 | BIG RIVER 1101 | HUMBOLDT | 4.4303 | 10 | 38.59% | 7 | 9 | 58.78% | 0% | 0 | 0.025767 | 1 | 2.6794 | 0.06904 | Medium | Medium | Medium
DESCHUTES 11049718 | DESCHUTES 1104 | NORTH VALLEY | 6.0769 | 37.0786 | 75.84% | 1 | 1 | 34.09% | 0% | 0 | 0.025713 | 1 | 2.6812 | 0.068942 | Medium | Medium | Medium
ATASCADERO 1103A14 | ATASCADERO 1103 | LOS PADRES | 25.1166 | 61.0387 | 72.56% | 0 | 2 | 99.83% | 36.1% | 0 | 0.058565 | 1 | 1.1767 | 0.068916 | Medium | Medium | Low
PERRY 1101W12 | PERRY 1101 | LOS PADRES | 4.7971 | 10 | 2.793% | 5 | 9 | 75.15% | 0% | 0 | 0.01938 | 1 | 3.5539 | 0.068874 | Low | Low | High
SOLEDAD 210242506 | SOLEDAD 2102 | CENTRAL COAST | 5.4144 | 74.2068 | 100% | 0 | 1 | 19.16% | 0% | 0 | 0.029952 | 1 | 2.2961 | 0.068774 | Medium | Medium | Medium
HOLLISTER 21054048 | HOLLISTER 2105 | CENTRAL COAST | 15.0102 | 85.5727 | 83.97% | 1 | 0 | 53.3% | 0% | 0 | 0.034508 | 1 | 1.9904 | 0.068686 | Medium | Medium | Low
ATASCADERO 1103A16 | ATASCADERO 1103 | LOS PADRES | 18.5162 | 60.2309 | 48.27% | 0 | 1 | 91.95% | 38.05% | 0 | 0.045156 | 1 | 1.5184 | 0.068565 | Medium | Medium | Low
BELL 11085703 | BELL 1108 | SIERRA | 4.5516 | 23.9501 | 96.07% | 0 | 3 | 57.44% | 0% | 0 | 0.024235 | 1 | 2.8219 | 0.068387 | Medium | Medium | Medium
WYANDOTTE 11101954 | WYANDOTTE 1110 | NORTH VALLEY | 13.197 | 10 | 59.13% | 1 | 2 | 48.67% | 0% | 0 | 0.019374 | 1 | 3.5192 | 0.068181 | Low | Low | High
OLETA 11014768 | OLETA 1101 | STOCKTON | 12.2184 | 44.115 | 100% | 0 | 5 | 89.74% | 0% | 0 | 0.040719 | 1 | 1.6733 | 0.068136 | Medium | Medium | Low
ORINDA 04013442 | ORINDA 0401 | DIABLO | 4.9574 | 14.2459 | 5.153% | 4 | 12 | 73.89% | 0% | 0 | 0.021076 | 1 | 3.2283 | 0.068041 | Low | Low | High
GARBERVILLE 11011514 | GARBERVILLE 1101 | HUMBOLDT | 14.7707 | 71.7705 | 51.17% | 15 | 7 | 100% | 0% | 0 | 0.10959 | 1 | 0.62013 | 0.067963 | High | High | Low
PENRYN 1107346 | PENRYN 1107 | SIERRA | 12.7652 | 20.7142 | 69.91% | 3 | 7 | 51.25% | 0% | 0 | 0.026474 | 1 | 2.5635 | 0.067868 | Medium | Medium | Medium
LAURELES 1111CB | LAURELES 1111 | CENTRAL COAST | 7.0885 | 26.8874 | 36.65% | 2 | 3 | 86.44% | 0% | 0 | 0.023775 | 1 | 2.8474 | 0.067697 | Medium | Medium | Medium
MOUNTAIN QUARRIES 21012422 | MOUNTAIN QUARRIES 2101 | SIERRA | 8.6685 | 16.1435 | 71.9% | 2 | 3 | 100% | 0% | 0 | 0.029445 | 1 | 2.2909 | 0.067454 | Medium | Medium | Medium
STILLWATER 110248952 | STILLWATER 1102 | NORTH VALLEY | 10.5922 | 15.961 | 100% | 1 | 3 | 100% | 0% | 0 | 0.041312 | 1 | 1.6325 | 0.067444 | Medium | Medium | Low
PEORIA 170570198 | PEORIA 1705 | YOSEMITE | 1.5831 | 45.3965 | 98.01% | 1 | 0 | 49.77% | 0% | 0 | 0.025104 | 1 | 2.6852 | 0.067408 | Medium | Medium | Medium
BEAR VALLEY 210521160 | BEAR VALLEY 2105 | YOSEMITE | 23.7351 | 48.0267 | 99.88% | 2 | 5 | 100% | 3.193% | 0 | 0.043692 | 1 | 1.5413 | 0.067341 | Medium | Medium | Low
KERCKHOFF 1101R353 | KERCKHOFF 1101 | YOSEMITE | 13.7831 | 33.1172 | 88.25% | 0 | 1 | 100% | 0% | 0 | 0.039955 | 1 | 1.6842 | 0.067293 | Medium | Medium | Low
FITCH MOUNTAIN 111324550 | FITCH MOUNTAIN 1113 | SONOMA | 9.0741 | 56.5036 | 70.47% | 3 | 1 | 41.6% | 1.605% | 0 | 0.024475 | 1 | 2.7468 | 0.067228 | Medium | Medium | Medium
CLARKSVILLE 2109CB | CLARKSVILLE 2109 | SIERRA | 1.031 | 10 | 7.581% | 0 | 1 | 91.6% | 7.913% | 0 | 0.018738 | 1 | 3.5876 | 0.067224 | Low | Low | High
SAN CARLOS 11048942 | SAN CARLOS 1104 | PENINSULA | 1.591 | 10 | 52.6% | 0 | 5 | 59.7% | 0% | 0 | 0.016545 | 1 | 4.0626 | 0.067215 | Low | Low | High
WEIMAR 1102CB | WEIMAR 1102 | SIERRA | 12.1704 | 10.9563 | 65.6% | 3 | 8 | 100% | 0% | 0 | 0.030334 | 1 | 2.2122 | 0.067104 | Medium | Medium | Low
JESSUP 11012839 | JESSUP 1101 | NORTH VALLEY | 1.47 | 10 | 100% | 0 | 3 | 100% | 0% | 0 | 0.030308 | 1 | 2.2134 | 0.067083 | Medium | Medium | Low
EDES 1112CR308 | EDES 1112 | EAST BAY | 3.5907 | 10 | 15.92% | 2 | 4 | 100% | 0% | 0 | 0.020943 | 1 | 3.1965 | 0.066942 | Low | Low | High
CLARK ROAD 110292622 | CLARK ROAD 1102 | NORTH VALLEY | 30.8948 | 14.2994 | 87.09% | 2 | 9 | 100% | 0% | 0 | 0.032599 | 1 | 2.0512 | 0.066867 | Medium | Medium | Low
CLAYTON 2215W531R | CLAYTON 2215 | DIABLO | 5.8394 | 49.6313 | 12.81% | 0 | 3 | 54.09% | 19.44% | 0 | 0.019385 | 1 | 3.4465 | 0.06681 | Low | Low | High
HATTON 11012026 | HATTON 1101 | CENTRAL COAST | 6.3396 | 38.9334 | 46.88% | 0 | 2 | 62.03% | 0% | 0 | 0.021035 | 1 | 3.1737 | 0.06676 | Low | Low | High
PAUL SWEET 210612828 | PAUL SWEET 2106 | CENTRAL COAST | 1.7112 | 10 | 38.85% | 0 | 0 | 34.49% | 21.63% | 0 | 0.014721 | 1 | 4.5319 | 0.066716 | Low | Low | High
LAYTONVILLE 110237586 | LAYTONVILLE 1102 | HUMBOLDT | 13.9719 | 83.5514 | 97.33% | 7 | 7 | 100% | 0% | 0 | 0.064508 | 1 | 1.0342 | 0.066716 | High | High | Low
ELECTRA 1101L3849 | ELECTRA 1101 | STOCKTON | 5.7652 | 16.1295 | 95.19% | 1 | 1 | 100% | 0% | 0 | 0.033619 | 1 | 1.9842 | 0.066706 | Medium | Medium | Low
GUALALA 1112662 | GUALALA 1112 | HUMBOLDT | 8.3014 | 33.9068 | 0.6489% | 13 | 22 | 98.43% | 0% | 0 | 0.031273 | 1 | 2.1271 | 0.06652 | Medium | Medium | Low
SUNOL 1101MR650 | SUNOL 1101 | MISSION | 1.0325 | 10 | 30.92% | 0 | 2 | 64.08% | 55.43% | 0 | 0.028936 | 1 | 2.294 | 0.066379 | Medium | Medium | Medium
WYANDOTTE 1110 | WYANDOTTE 1110 | NORTH VALLEY | 0.049002 | 10 | 100% | 0 | 0 | 100% | 0% | 0 | 0.028512 | 1 | 2.324 | 0.066261 | Medium | Medium | Medium
FOOTHILL 110299432 | FOOTHILL 1102 | LOS PADRES | 0.73004 | 62.5798 | 100% | 0 | 3 | 16.66% | 0% | 0 | 0.021721 | 1 | 3.048 | 0.066206 | Low | Low | Medium
VOLTA 1101CB | VOLTA 1101 | NORTH VALLEY | 9.2068 | 22.5796 | 72.56% | 6 | 5 | 100% | 27.96% | 0 | 0.059425 | 1 | 1.1139 | 0.066194 | Medium | Medium | Low
SAN LUIS OBISPO 1104V14 | SAN LUIS OBISPO 1104 | LOS PADRES | 9.0673 | 22.9917 | 13.75% | 0 | 2 | 100% | 0% | 0 | 0.023923 | 1 | 2.7612 | 0.066057 | Medium | Medium | Medium
LUCERNE 1106526 | LUCERNE 1106 | HUMBOLDT | 9.9941 | 16.6965 | 53.92% | 1 | 9 | 92.11% | 0% | 0 | 0.026433 | 1 | 2.4967 | 0.065996 | Medium | Medium | Medium
SAN LUIS OBISPO 1102597518 | SAN LUIS OBISPO 1102 | LOS PADRES | 0.61698 | 17.5901 | 98.92% | 0 | 1 | 28.41% | 0% | 0 | 0.015039 | 1 | 4.3749 | 0.065794 | Low | Low | High
WILDWOOD 110185112 | WILDWOOD 1101 | NORTH VALLEY | 6.7175 | 80.7667 | 100% | 4 | 6 | 100% | 0% | 0 | 0.061113 | 1 | 1.0754 | 0.065723 | Medium | Medium | Low
STAFFORD 11021019 | STAFFORD 1102 | NORTH BAY | 0.54264 | 10 | 100% | 0 | 0 | 74.36% | 0% | 0 | 0.022194 | 1 | 2.9612 | 0.065721 | Medium | Medium | Medium
RED BLUFF 110585632 | RED BLUFF 1105 | NORTH VALLEY | 13.6331 | 10 | 81.59% | 1 | 4 | 91.86% | 0% | 0 | 0.032365 | 1 | 2.0302 | 0.065709 | Medium | Medium | Low
AUBERRY 1101R2839 | AUBERRY 1101 | FRESNO | 12.6224 | 16.271 | 63.89% | 0 | 4 | 100% | 0% | 0 | 0.035608 | 1 | 1.8413 | 0.065564 | Medium | Medium | Low
CAMP EVERS 210392582 | CAMP EVERS 2103 | CENTRAL COAST | 0.22538 | 10 | 0% | 0 | 0 | 8.037% | 100% | 0 | 0.025436 | 1 | 2.5772 | 0.065553 | Medium | Medium | Medium
HIGHLANDS 110275140 | HIGHLANDS 1102 | HUMBOLDT | 8.7915 | 33.3312 | 88.94% | 0 | 4 | 43.92% | 0% | 0 | 0.019109 | 1 | 3.4168 | 0.065291 | Low | Low | High
DIAMOND SPRINGS 110656026 | DIAMOND SPRINGS 1106 | SIERRA | 15.0808 | 21.2538 | 81.61% | 2 | 7 | 100% | 0% | 0 | 0.031374 | 1 | 2.0796 | 0.065246 | Medium | Medium | Low
INDIAN FLAT 110410270 | INDIAN FLAT 1104 | YOSEMITE | 3.8012 | 10 | 100% | 0 | 0 | 100% | 0% | 0 | 0.047687 | 1 | 1.3662 | 0.065148 | Medium | Medium | Low
POTTER VALLEY P H 110576498 | POTTER VALLEY P H 1105 | HUMBOLDT | 14.8769 | 81.1366 | 60.61% | 2 | 8 | 100% | 0% | 0 | 0.058866 | 1 | 1.1067 | 0.065148 | Medium | Medium | Low
HAMILTON BRANCH 1101CB | HAMILTON BRANCH 1101 | NORTH VALLEY | 4.2457 | 27.0953 | 61.17% | 1 | 2 | 74.22% | 0% | 0 | 0.019168 | 1 | 3.3969 | 0.065111 | Low | Low | High
BEAR VALLEY 210576694 | BEAR VALLEY 2105 | YOSEMITE | 4.546 | 19.6129 | 100% | 0 | 0 | 100% | 0% | 0 | 0.030391 | 1 | 2.1365 | 0.064928 | Medium | Medium | Low
PEORIA 1704877670 | PEORIA 1704 | YOSEMITE | 6.3096 | 69.9259 | 47.8% | 1 | 5 | 95.84% | 0% | 0 | 0.030095 | 1 | 2.1572 | 0.064921 | Medium | Medium | Low
COARSEGOLD 21046210 | COARSEGOLD 2104 | YOSEMITE | 10.6712 | 44.0621 | 48.52% | 0 | 11 | 100% | 0% | 0 | 0.033703 | 1 | 1.9204 | 0.064723 | Medium | Medium | Low
OAKLAND X 1104CB | OAKLAND X 1104 | EAST BAY | 1.3072 | 10 | 2.074% | 0 | 2 | 53.76% | 24.1% | 0 | 0.014319 | 1 | 4.5195 | 0.064715 | Low | Low | High
CLOVERDALE 1102801904 | CLOVERDALE 1102 | SONOMA | 0.014995 | 10 | 100% | 0 | 0 | 100% | 0% | 0 | 0.028512 | 1 | 2.2691 | 0.064697 | Medium | Medium | Medium
BROWNS VALLEY 110197188 | BROWNS VALLEY 1101 | SIERRA | 6.5763 | 19.9978 | 93.03% | 2 | 3 | 95.83% | 0% | 0 | 0.03906 | 1 | 1.6554 | 0.064659 | Medium | Medium | Low
SAND CREEK 11037070 | SAND CREEK 1103 | FRESNO | 17.8283 | 24.5064 | 100% | 1 | 3 | 100% | 0% | 0 | 0.049625 | 1 | 1.3027 | 0.064648 | Medium | Medium | Low
PHILO 1102CB | PHILO 1102 | HUMBOLDT | 5.5805 | 58.9475 | 61.62% | 10 | 11 | 44.58% | 0% | 0 | 0.027409 | 1 | 2.3552 | 0.064554 | Medium | Medium | Medium
GREEN VALLEY 210112106 | GREEN VALLEY 2101 | CENTRAL COAST | 6.3447 | 10 | 54.91% | 5 | 0 | 33.81% | 31.75% | 0 | 0.018337 | 1 | 3.5176 | 0.064501 | Low | Low | High
STELLING 111060090 | STELLING 1110 | DE ANZA | 6.0088 | 10 | 51.27% | 4 | 1 | 91.55% | 0% | 0 | 0.019051 | 1 | 3.3845 | 0.064479 | Low | Low | High
DESCHUTES 11011652 | DESCHUTES 1101 | NORTH VALLEY | 22.782 | 45.1857 | 96.26% | 0 | 4 | 93.2% | 0% | 0 | 0.035474 | 1 | 1.8172 | 0.064462 | Medium | Medium | Low
JESSUP 11011496 | JESSUP 1101 | NORTH VALLEY | 14.7255 | 17.8878 | 100% | 1 | 3 | 90.72% | 1.915% | 1 | 0.030466 | 1 | 2.1149 | 0.064433 | Medium | Medium | Low
SAN LEANDRO U 1114MR545 | SAN LEANDRO U 1114 | MISSION | 2.8053 | 10 | 16.34% | 0 | 2 | 62.83% | 0% | 0 | 0.01772 | 1 | 3.623 | 0.0642 | Low | Low | High
COTTONWOOD 110168190 | COTTONWOOD 1101 | NORTH VALLEY | 22.7429 | 39.5713 | 100% | 3 | 4 | 90.15% | 0% | 0 | 0.045908 | 1 | 1.3967 | 0.064119 | Medium | Medium | Low
AUBERRY 1101R322 | AUBERRY 1101 | FRESNO | 7.483 | 34.3076 | 99.18% | 0 | 0 | 100% | 0% | 0 | 0.033278 | 1 | 1.9251 | 0.064062 | Medium | Medium | Low
SAUSALITO 1102410 | SAUSALITO 1102 | NORTH BAY | 1.0698 | 10 | 84.58% | 1 | 1 | 48.49% | 0% | 0 | 0.017913 | 1 | 3.5643 | 0.063846 | Low | Low | High
ROB ROY 210412596 | ROB ROY 2104 | CENTRAL COAST | 7.6393 | 10 | 59% | 3 | 3 | 72.22% | 0.5428% | 0 | 0.019837 | 1 | 3.2178 | 0.063833 | Low | Low | High
SAN RAFAEL 1105344 | SAN RAFAEL 1105 | NORTH BAY | 2.2778 | 10 | 70.24% | 0 | 2 | 30.4% | 0% | 0 | 0.015331 | 1 | 4.1625 | 0.063813 | Low | Low | High
APPLE HILL 210212025 | APPLE HILL 2102 | SIERRA | 9.1227 | 10 | 100% | 3 | 0 | 100% | 0% | 0 | 0.033724 | 1 | 1.8915 | 0.063789 | Medium | Medium | Low
CALPELLA 11011204 | CALPELLA 1101 | HUMBOLDT | 9.1784 | 21.5734 | 72.42% | 2 | 10 | 70.57% | 0% | 0 | 0.030223 | 1 | 2.1101 | 0.063774 | Medium | Medium | Low
FORT SEWARD 1122CB | FORT SEWARD 1122 | HUMBOLDT | 17.3427 | 75.2963 | 100% | 3 | 11 | 79.07% | 0% | 0 | 0.067846 | 1 | 0.93948 | 0.06374 | High | High | Low
CURTIS 1703CB | CURTIS 1703 | YOSEMITE | 8.4941 | 16.7987 | 53.44% | 0 | 2 | 77.88% | 0% | 0 | 0.0196 | 1 | 3.2518 | 0.063736 | Low | Low | High
SUNOL 1101MR387 | SUNOL 1101 | MISSION | 4.657 | 55.0854 | 92.88% | 0 | 1 | 93.35% | 0% | 0 | 0.03951 | 1 | 1.6108 | 0.063643 | Medium | Medium | Low
SOBRANTE 1101L534R | SOBRANTE 1101 | DIABLO | 1.5331 | 10 | 22.75% | 1 | 1 | 80.03% | 7.584% | 0 | 0.016712 | 1 | 3.8056 | 0.0636 | Low | Low | High
PHILO 11013700 | PHILO 1101 | HUMBOLDT | 18.1219 | 64.058 | 52.24% | 7 | 7 | 100% | 0% | 0 | 0.039935 | 1 | 1.5874 | 0.063395 | Medium | Medium | Low
MENLO 11037902 | MENLO 1103 | PENINSULA | 11.6802 | 47.4802 | 20.98% | 8 | 4 | 71.01% | 0% | 0 | 0.022804 | 1 | 2.779 | 0.063373 | Medium | Medium | Medium
OREGON TRAIL 11031448 | OREGON TRAIL 1103 | NORTH VALLEY | 30.932 | 14.1761 | 100% | 1 | 10 | 100% | 0% | 0 | 0.041357 | 1 | 1.5321 | 0.063365 | Medium | Medium | Low
GOLDTREE 1108CB | GOLDTREE 1108 | LOS PADRES | 2.5563 | 36.4917 | 29.18% | 2 | 3 | 52.35% | 0% | 0 | 0.022193 | 1 | 2.85 | 0.063249 | Medium | Medium | Medium
SAND CREEK 110397354 | SAND CREEK 1103 | FRESNO | 8.1104 | 10 | 100% | 0 | 1 | 80.11% | 0% | 0 | 0.035362 | 1 | 1.7829 | 0.063047 | Medium | Medium | Low
CLARK ROAD 11022584 | CLARK ROAD 1102 | NORTH VALLEY | 7.9946 | 18.0642 | 99.96% | 1 | 2 | 85.31% | 0% | 0 | 0.0275 | 1 | 2.2918 | 0.063027 | Medium | Medium | Medium
MONTICELLO 110193384 | MONTICELLO 1101 | NORTH BAY | 15.2847 | 55.7693 | 100% | 0 | 3 | 88.22% | 0% | 0 | 0.047273 | 1 | 1.3315 | 0.062941 | Medium | Medium | Low
MOUNTAIN QUARRIES 210135466 | MOUNTAIN QUARRIES 2101 | SIERRA | 7.4036 | 10 | 90.3% | 2 | 0 | 100% | 0% | 0 | 0.030814 | 1 | 2.0397 | 0.062851 | Medium | Medium | Low
CHOLAME 21025597 | CHOLAME 2102 | LOS PADRES | 5.1199 | 69.1665 | 100% | 0 | 2 | 100% | 0% | 0 | 0.049821 | 1 | 1.2615 | 0.062847 | Medium | Medium | Low
DOBBINS 1101CB | DOBBINS 1101 | SIERRA | 0.67055 | 10 | 81.76% | 0 | 0 | 100% | 0% | 0 | 0.028046 | 1 | 2.2347 | 0.062675 | Medium | Medium | Medium
REDBUD 110191960 | REDBUD 1101 | HUMBOLDT | 7.0156 | 10 | 50% | 3 | 16 | 100% | 0% | 0 | 0.0275 | 1 | 2.2782 | 0.062653 | Medium | Medium | Medium
SAND CREEK 11037823F | SAND CREEK 1103 | FRESNO | 4.6802 | 10 | 100% | 0 | 1 | 100% | 0% | 0 | 0.029099 | 1 | 2.1489 | 0.062531 | Medium | Medium | Low
CALAVERAS CEMENT 110111188 | CALAVERAS CEMENT 1101 | STOCKTON | 6.2741 | 29.7373 | 82.62% | 0 | 1 | 100% | 0% | 0 | 0.032851 | 1 | 1.9023 | 0.062494 | Medium | Medium | Low
NARROWS 210276952 | NARROWS 2102 | SIERRA | 3.581 | 10 | 96.43% | 1 | 1 | 31.95% | 0% | 0 | 0.016756 | 1 | 3.7233 | 0.062386 | Low | Low | High
BURNEY 110145984 | BURNEY 1101 | NORTH VALLEY | 4.7181 | 10 | 42.42% | 2 | 3 | 98.54% | 0% | 0 | 0.025045 | 1 | 2.4898 | 0.062355 | Medium | Medium | Medium
HALSEY 11026129 | HALSEY 1102 | SIERRA | 3.2034 | 10 | 99.84% | 0 | 1 | 100% | 0% | 0 | 0.029062 | 1 | 2.1446 | 0.062326 | Medium | Medium | Low
PUEBLO 1104640 | PUEBLO 1104 | NORTH BAY | 1.0277 | 10 | 45.71% | 1 | 4 | 32.52% | 0% | 0 | 0.02008 | 1 | 3.1015 | 0.06228 | Low | Low | High
LONE TREE 210521210 | LONE TREE 2105 | DIABLO | 9.5646 | 10 | 95.6% | 0 | 2 | 59.2% | 0% | 0 | 0.019234 | 1 | 3.2356 | 0.062233 | Low | Low | High
HALF MOON BAY 110369412 | HALF MOON BAY 1103 | PENINSULA | 16.9285 | 23.3773 | 24.92% | 11 | 5 | 79.06% | 0% | 0 | 0.038624 | 1 | 1.6101 | 0.062188 | Medium | Medium | Low
FROGTOWN 17027108 | FROGTOWN 1702 | STOCKTON | 10.0437 | 39.0873 | 66.95% | 0 | 1 | 78.26% | 0% | 0 | 0.024952 | 1 | 2.4898 | 0.062125 | Medium | Medium | Medium
RED BLUFF 11041302 | RED BLUFF 1104 | NORTH VALLEY | 14.0918 | 39.8066 | 84.84% | 0 | 4 | 98.04% | 0% | 0 | 0.03726 | 1 | 1.6666 | 0.062097 | Medium | Medium | Low
IGNACIO 1104450582 | IGNACIO 1104 | NORTH BAY | 3.8063 | 10 | 29.85% | 0 | 4 | 90.17% | 0% | 0 | 0.020738 | 1 | 2.9935 | 0.062078 | Low | Low | Medium
CAMBRIA 1102CB | CAMBRIA 1102 | LOS PADRES | 14.9946 | 41.8579 | 39.26% | 1 | 1 | 64.1% | 0% | 0 | 0.026518 | 1 | 2.3401 | 0.062055 | Medium | Medium | Medium
MENLO 110212249 | MENLO 1102 | PENINSULA | 2.4062 | 33.867 | 49.86% | 2 | 1 | 100% | 0% | 0 | 0.02665 | 1 | 2.3278 | 0.062037 | Medium | Medium | Medium
VALLEY VIEW 1105P190 | VALLEY VIEW 1105 | EAST BAY | 3.5037 | 10 | 43.53% | 0 | 2 | 59.31% | 0% | 0 | 0.014389 | 1 | 4.3115 | 0.062036 | Low | Low | High
CASTRO VALLEY 1108MR525 | CASTRO VALLEY 1108 | MISSION | 0.061081 | 10 | 0% | 0 | 3 | 100% | 0% | 0 | 0.017573 | 1 | 3.5299 | 0.062033 | Low | Low | High
WEIMAR 11022038 | WEIMAR 1102 | SIERRA | 8.1278 | 10 | 76.79% | 4 | 4 | 100% | 0% | 0 | 0.030781 | 1 | 2.0149 | 0.062021 | Medium | Medium | Low
NORTH BRANCH 110111158 | NORTH BRANCH 1101 | STOCKTON | 11.9363 | 47.5829 | 78.02% | 0 | 4 | 41.95% | 0% | 0 | 0.024519 | 1 | 2.528 | 0.061986 | Medium | Medium | Medium
MARIPOSA 2102CB | MARIPOSA 2102 | YOSEMITE | 6.6916 | 39.3684 | 36.18% | 1 | 6 | 63.39% | 0% | 0 | 0.024571 | 1 | 2.5225 | 0.061982 | Medium | Medium | Medium
WHITMORE 110145262 | WHITMORE 1101 | NORTH VALLEY | 28.7585 | 25.719 | 87.63% | 2 | 2 | 100% | 0% | 0 | 0.03964 | 1 | 1.5616 | 0.061901 | Medium | Medium | Low
MC KEE 110870535 | MC KEE 1108 | SAN JOSE | 1.0836 | 23.5844 | 100% | 0 | 0 | 32.92% | 0% | 0 | 0.016178 | 1 | 3.8247 | 0.061876 | Low | Low | High
OAKLAND X 1106CB | OAKLAND X 1106 | EAST BAY | 4.876 | 10 | 15.55% | 5 | 5 | 41.41% | 19.42% | 0 | 0.014897 | 1 | 4.146 | 0.061764 | Low | Low | High
HIGHLANDS 110484640 | HIGHLANDS 1104 | HUMBOLDT | 0.56405 | 10 | 72.8% | 1 | 1 | 76.24% | 0% | 0 | 0.021388 | 1 | 2.8868 | 0.061742 | Low | Low | Medium
GUALALA 1111445166 | GUALALA 1111 | HUMBOLDT | 7.5421 | 19.2895 | 4.143% | 11 | 12 | 79.44% | 0% | 0 | 0.036855 | 1 | 1.6737 | 0.061683 | Medium | Medium | Low
PASO ROBLES 1103N52 | PASO ROBLES 1103 | LOS PADRES | 6.5425 | 67.4375 | 22.89% | 0 | 0 | 100% | 0% | 0 | 0.025622 | 1 | 2.4074 | 0.061683 | Medium | Medium | Medium
EDES 1112CR282 | EDES 1112 | EAST BAY | 3.4204 | 10 | 46.24% | 0 | 3 | 83.7% | 0% | 0 | 0.019097 | 1 | 3.2289 | 0.061662 | Low | Low | High
GONZALES 11013094 | GONZALES 1101 | CENTRAL COAST | 3.5612 | 68.6689 | 100% | 1 | 1 | 39.42% | 0% | 0 | 0.027478 | 1 | 2.2388 | 0.061516 | Medium | Medium | Medium
OLETA 110151740 | OLETA 1101 | STOCKTON | 9.506 | 52.4452 | 97.68% | 1 | 4 | 44.88% | 0% | 0 | 0.023833 | 1 | 2.5749 | 0.061369 | Medium | Medium | Medium
SAN RAFAEL 1109418 | SAN RAFAEL 1109 | NORTH BAY | 4.3553 | 10 | 55.54% | 4 | 2 | 35.66% | 0% | 0 | 0.013234 | 1 | 4.6368 | 0.061362 | Low | Low | High
HIGGINS 11097863 | HIGGINS 1109 | SIERRA | 4.2214 | 12.2843 | 100% | 0 | 0 | 100% | 0% | 0 | 0.028948 | 1 | 2.1193 | 0.06135 | Medium | Medium | Low
SAN LUIS OBISPO 1104V40 | SAN LUIS OBISPO 1104 | LOS PADRES | 11.8926 | 26.5582 | 47.13% | 0 | 7 | 51.44% | 0% | 0 | 0.028654 | 1 | 2.1403 | 0.061327 | Medium | Medium | Low
BURNEY 11011358 | BURNEY 1101 | NORTH VALLEY | 7.0165 | 60.5885 | 76.98% | 1 | 3 | 74.4% | 0% | 0 | 0.0317 | 1 | 1.9333 | 0.061286 | Medium | Medium | Low
NARROWS 2101CB | NARROWS 2101 | SIERRA | 15.6172 | 42.314 | 50.34% | 2 | 7 | 100% | 0% | 0 | 0.031975 | 1 | 1.9092 | 0.061047 | Medium | Medium | Low
BRUNSWICK 111061602 | BRUNSWICK 1110 | SIERRA | 9.4416 | 27.4436 | 52.21% | 4 | 4 | 73.99% | 0% | 0 | 0.022016 | 1 | 2.7653 | 0.06088 | Medium | Medium | Medium
KONOCTI 1102948 | KONOCTI 1102 | HUMBOLDT | 6.065 | 30.1749 | 46.64% | 1 | 1 | 78.59% | 0% | 0 | 0.02028 | 1 | 2.9925 | 0.060688 | Low | Low | Medium
KONOCTI 1108CB | KONOCTI 1108 | HUMBOLDT | 6.6517 | 32.6717 | 74.99% | 0 | 6 | 75.6% | 0% | 0 | 0.024164 | 1 | 2.5096 | 0.060644 | Medium | Medium | Medium
ELK CREEK 11012032 | ELK CREEK 1101 | NORTH VALLEY | 9.5675 | 53.63 | 100% | 0 | 1 | 99.9% | 0% | 0 | 0.044086 | 1 | 1.3752 | 0.060626 | Medium | Medium | Low
TIVY VALLEY 11077370 | TIVY VALLEY 1107 | FRESNO | 11.4788 | 20.0364 | 68.04% | 0 | 4 | 63.49% | 0% | 0 | 0.030142 | 1 | 2.0098 | 0.060577 | Medium | Medium | Low
BURNEY 11011340 | BURNEY 1101 | NORTH VALLEY | 18.024 | 21.8274 | 89.51% | 4 | 2 | 100% | 0% | 0 | 0.045714 | 1 | 1.3248 | 0.060564 | Medium | Medium | Low
REDBUD 1102922 | REDBUD 1102 | HUMBOLDT | 3.3 | 10 | 97% | 1 | 5 | 42.49% | 0% | 0 | 0.026319 | 1 | 2.2985 | 0.060493 | Medium | Medium | Medium
CAYETANO 2109MR572 | CAYETANO 2109 | MISSION | 8.1822 | 10 | 47.67% | 0 | 2 | 66.51% | 19.49% | 0 | 0.021821 | 1 | 2.7701 | 0.060448 | Medium | Medium | Medium
EL CERRITO G 1110BR236 | EL CERRITO G 1110 | EAST BAY | 0.52869 | 10 | 0% | 0 | 0 | 100% | 0% | 0 | 0.012695 | 1 | 4.7576 | 0.0604 | Low | Low | High
SAN RAFAEL 1104CB | SAN RAFAEL 1104 | NORTH BAY | 2.4428 | 10 | 2.078% | 0 | 0 | 23.27% | 19.55% | 0 | 0.012295 | 1 | 4.9116 | 0.060389 | Low | Low | High
BELL 1109CB | BELL 1109 | SIERRA | 13.433 | 10 | 50.92% | 4 | 3 | 76.11% | 0% | 0 | 0.022099 | 1 | 2.7321 | 0.060377 | Medium | Medium | Medium
MORAGA 1103E510R | MORAGA 1103 | DIABLO | 1.3196 | 10 | 100% | 0 | 1 | 21.61% | 0% | 0 | 0.013477 | 1 | 4.475 | 0.060311 | Low | Low | High
LAS AROMAS 0401LA401R | LAS AROMAS 0401 | DIABLO | 3.6951 | 10 | 0.309% | 3 | 6 | 93.3% | 0% | 0 | 0.018243 | 1 | 3.3031 | 0.060258 | Low | Low | High
PEORIA 170590374 | PEORIA 1705 | YOSEMITE | 3.6064 | 10 | 81.75% | 0 | 1 | 81.35% | 0% | 0 | 0.020938 | 1 | 2.8737 | 0.060168 | Low | Low | Medium
PLACER 1103CB | PLACER 1103 | SIERRA | 12.2492 | 28.3994 | 44.01% | 5 | 11 | 41.67% | 0% | 0 | 0.020134 | 1 | 2.9879 | 0.060157 | Low | Low | Medium
SAN LUIS OBISPO 1103V82 | SAN LUIS OBISPO 1103 | LOS PADRES | 6.5219 | 24.8763 | 65.03% | 1 | 11 | 46.53% | 0% | 0 | 0.026432 | 1 | 2.2734 | 0.060091 | Medium | Medium | Medium
NORTH BRANCH 1101TS1115 | NORTH BRANCH 1101 | STOCKTON | 17.6104 | 17.7152 | 77.63% | 1 | 0 | 100% | 0% | 0 | 0.025404 | 1 | 2.3625 | 0.060018 | Medium | Medium | Medium
SNEATH LANE 110134438 | SNEATH LANE 1101 | PENINSULA | 1.6791 | 10 | 46% | 1 | 0 | 33.32% | 0% | 0 | 0.014366 | 1 | 4.1734 | 0.059955 | Low | Low | High
SYCAMORE CREEK 1111CB | SYCAMORE CREEK 1111 | NORTH VALLEY | 8.3942 | 56.8563 | 45.31% | 1 | 3 | 47.06% | 0% | 0 | 0.020907 | 1 | 2.8652 | 0.059903 | Low | Low | Medium
BOLINAS 11011236 | BOLINAS 1101 | NORTH BAY | 3.0037 | 58.0295 | 0% | 0 | 0 | 73.67% | 0% | 0 | 0.017604 | 1 | 3.3892 | 0.059663 | Low | Low | High
ECHO SUMMIT 110155262 | ECHO SUMMIT 1101 | (blank) | 0.16554 | 10 | 100% | 0 | 0 | 100% | 0% | 0 | 0.028512 | 1 | 2.0866 | 0.059493 | Medium | Medium | Low
DIAMOND SPRINGS 110740353 | DIAMOND SPRINGS 1107 | SIERRA | 2.2415 | 10 | 74.48% | 1 | 0 | 87.31% | 0% | 0 | 0.023671 | 1 | 2.5112 | 0.059443 | Medium | Medium | Medium
HARTLEY 11014710 | HARTLEY 1101 | HUMBOLDT | 1.5005 | 10 | 52.07% | 1 | 0 | 100% | 0% | 0 | 0.019631 | 1 | 3.0245 | 0.059375 | Low | Low | Medium
VOLTA 11011516 | VOLTA 1101 | NORTH VALLEY | 25.7297 | 67.2634 | 100% | 4 | 8 | 100% | 0% | 0 | 0.084582 | 1 | 0.70197 | 0.059374 | High | High | Low
SAN JOAQUIN #2 110310320 | SAN JOAQUIN #2 1103 | YOSEMITE | 11.8104 | 12.4719 | 98.89% | 1 | 18 | 100% | 0% | 0 | 0.047599 | 1 | 1.2459 | 0.059305 | Medium | Medium | Low
OILFIELDS 110383158 | OILFIELDS 1103 | CENTRAL COAST | 18.1787 | 60.504 | 100% | 0 | 4 | 93.79% | 0% | 0 | 0.067417 | 1 | 0.87957 | 0.059298 | High | High | Low
PEORIA 170567898 | PEORIA 1705 | YOSEMITE | 5.0246 | 20.73 | 47.42% | 1 | 2 | 80.37% | 0% | 0 | 0.0199 | 1 | 2.9757 | 0.059217 | Low | Low | Medium
RINCON 1101CB | RINCON 1101 | SONOMA | 2.1293 | 20.6419 | 39.27% | 1 | 4 | 43.97% | 11.03% | 0 | 0.018447 | 1 | 3.2011 | 0.05905 | Low | Low | High
MIRABEL 1101CB | MIRABEL 1101 | SONOMA | 2.6279 | 19.2673 | 59.3% | 0 | 2 | 31.12% | 21.2% | 0 | 0.016241 | 1 | 3.6316 | 0.058979 | Low | Low | High
ANNAPOLIS 1101CB | ANNAPOLIS 1101 | HUMBOLDT | 0.65809 | 81.2301 | 84.52% | 1 | 1 | 100% | 0% | 0 | 0.041698 | 1 | 1.4144 | 0.058979 | Medium | Medium | Low
PALMER 110198478 | PALMER 1101 | LOS PADRES | 4.9874 | 64.4051 | 90.52% | 0 | 0 | 100% | 0% | 0 | 0.05552 | 1 | 1.0612 | 0.058918 | Medium | Medium | Low
MORGAN HILL 210940000 | MORGAN HILL 2109 | SAN JOSE | 1.7684 | 10 | 99.47% | 0 | 0 | 59.08% | 0% | 0 | 0.019023 | 1 | 3.095 | 0.058876 | Low | Low | High
GEYSERVILLE 1102522 | GEYSERVILLE 1102 | SONOMA | 8.3806 | 11.5615 | 69.84% | 1 | 7 | 78.98% | 12.25% | 0 | 0.038533 | 1 | 1.5258 | 0.058796 | Medium | Medium | Low
KONOCTI 11084039 | KONOCTI 1108 | HUMBOLDT | 1.6026 | 10 | 100% | 0 | 2 | 69.54% | 0% | 0 | 0.022058 | 1 | 2.6616 | 0.05871 | Medium | Medium | Medium
MORAGA 11017616 | MORAGA 1101 | DIABLO | 1.1725 | 14.9864 | 34.86% | 0 | 4 | 82.16% | 0% | 0 | 0.015878 | 1 | 3.6873 | 0.058547 | Low | Low | High
EL DORADO PH 210152456 | EL DORADO PH 2101 | SIERRA | 10.1963 | 62.6198 | 100% | 3 | 10 | 100% | 0% | 0 | 0.058118 | 1 | 1.007 | 0.058524 | Medium | Medium | Low
JESSUP 11021550 | JESSUP 1102 | NORTH VALLEY | 17.7067 | 29.9161 | 71.58% | 1 | 0 | 80.02% | 0% | 0 | 0.024597 | 1 | 2.3755 | 0.05843 | Medium | Medium | Medium
WILLOW CREEK 11033090 | WILLOW CREEK 1103 | HUMBOLDT | 10.7823 | 82.4459 | 100% | 5 | 3 | 100% | 0% | 0 | 0.058956 | 1 | 0.99063 | 0.058403 | Medium | Medium | Low
STAFFORD 1102908 | STAFFORD 1102 | NORTH BAY | 0.96495 | 10 | 77.17% | 0 | 3 | 21.89% | 0% | 0 | 0.01736 | 1 | 3.3591 | 0.058315 | Low | Low | High
BEAR VALLEY 21054609 | BEAR VALLEY 2105 | YOSEMITE | 4.5488 | 18.0167 | 100% | 1 | 5 | 100% | 0% | 0 | 0.033715 | 1 | 1.728 | 0.058259 | Medium | Medium | Low
VIEJO 22022606 | VIEJO 2202 | CENTRAL COAST | 0.94683 | 10 | 0% | 1 | 1 | 98.67% | 0% | 0 | 0.014784 | 1 | 3.9289 | 0.058085 | Low | Low | High
CORNING 110253184 | CORNING 1102 | NORTH VALLEY | 31.925 | 68.303 | 86.89% | 0 | 7 | 100% | 0% | 0 | 0.049388 | 1 | 1.1736 | 0.05796 | Medium | Medium | Low
MORGAN HILL 2105XR564 | MORGAN HILL 2105 | SAN JOSE | 5.4316 | 26.8638 | 49.46% | 0 | 4 | 75.02% | 0% | 0 | 0.023443 | 1 | 2.4719 | 0.057948 | Medium | Medium | Medium
CMC 1101CB | CMC 1101 | LOS PADRES | 2.0609 | 25.5297 | 52.24% | 0 | 0 | 100% | 0% | 0 | 0.021532 | 1 | 2.6866 | 0.057849 | Low | Low | Medium
RIDGE 0402CB | RIDGE 0402 | EAST BAY | 1.6674 | 10 | 31.81% | 1 | 0 | 69.66% | 0% | 0 | 0.014084 | 1 | 4.0946 | 0.05767 | Low | Low | High
LAS PULGAS 0401CB | LAS PULGAS 0401 | PENINSULA | 0.063561 | 10 | 100% | 0 | 1 | 1.053% | 0% | 0 | 0.012548 | 1 | 4.5955 | 0.057664 | Low | Low | High
FLORENCE 0401CR220 | FLORENCE 0401 | EAST BAY | 0.0014212 | 10 | 0% | 0 | 0 | 100% | 0% | 0 | 0.012695 | 1 | 4.5363 | 0.057589 | Low | Low | High
LLAGAS 21011449 | LLAGAS 2101 | SAN JOSE | 7.6142 | 50.4014 | 99.39% | 2 | 1 | 54.33% | 0% | 0 | 0.024906 | 1 | 2.3109 | 0.057555 | Medium | Medium | Medium
TAR FLAT 0401CB | TAR FLAT 0401 | YOSEMITE | 3.4825 | 10 | 7.176% | 1 | 2 | 94.76% | 17.84% | 1 | 0.017966 | 1 | 3.199 | 0.057473 | Low | Low | High
SALMON CREEK 110137368 | SALMON CREEK 1101 | SONOMA | 7.013 | 10 | 3.2% | 1 | 7 | 100% | 0% | 0 | 0.029331 | 1 | 1.9591 | 0.057461 | Medium | Medium | Low
CLOVERDALE 1102CB | CLOVERDALE 1102 | SONOMA | 0.24384 | 33.3215 | 52.03% | 0 | 0 | 8.095% | 59.2% | 0 | 0.023631 | 1 | 2.4298 | 0.05742 | Medium | Medium | Medium
POINT ARENA 11012637 | POINT ARENA 1101 | HUMBOLDT | 4.0404 | 84.4232 | 59.73% | 1 | 2 | 100% | 0% | 0 | 0.046116 | 1 | 1.2415 | 0.057252 | Medium | Medium | Low
VALLEY VIEW 1106P176 | VALLEY VIEW 1106 | EAST BAY | 0.884 | 14.838 | 80.1% | 1 | 0 | 21.45% | 0% | 0 | 0.013387 | 1 | 4.2737 | 0.057211 | Low | Low | High
ROSSMOOR 110845268 | ROSSMOOR 1108 | DIABLO | 3.7726 | 24.3862 | 31.05% | 0 | 7 | 47.92% | 0% | 0 | 0.014195 | 1 | 4.0289 | 0.057189 | Low | Low | High
SAUSALITO 11021500 | SAUSALITO 1102 | NORTH BAY | 1.1513 | 69.0338 | 0% | 0 | 0 | 90.51% | 0% | 0 | 0.017208 | 1 | 3.3211 | 0.05715 | Low | Low | High
SARATOGA 11076867 | SARATOGA 1107 | DE ANZA | 0.24862 | 10 | 100% | 0 | 2 | 30.1% | 0% | 0 | 0.014963 | 1 | 3.817 | 0.057115 | Low | Low | High
MONTICELLO 1101654 | MONTICELLO 1101 | NORTH BAY | 8.1004 | 46.4584 | 35.79% | 0 | 2 | 92.66% | 0% | 0 | 0.031073 | 1 | 1.8356 | 0.057038 | Medium | Medium | Low
PURISIMA 1101CB | PURISIMA 1101 | LOS PADRES | 3.8284 | 30.5658 | 4.848% | 1 | 0 | 83.25% | 0% | 0 | 0.014861 | 1 | 3.8367 | 0.057017 | Low | Low | High
HIGGINS 1110CB | HIGGINS 1110 | SIERRA | 11.6416 | 10 | 74.55% | 3 | 1 | 64.03% | 0% | 0 | 0.01732 | 1 | 3.2906 | 0.056995 | Low | Low | High
PUEBLO 21031970 | PUEBLO 2103 | NORTH BAY | 3.678 | 37.2305 | 48.19% | 3 | 0 | 44.65% | 0% | 0 | 0.017676 | 1 | 3.2222 | 0.056955 | Low | Low | High
DUNLAP 11037220 | DUNLAP 1103 | FRESNO | 24.8173 | 17.858 | 99.97% | 1 | 5 | 100% | 0% | 0 | 0.0383 | 1 | 1.4867 | 0.056942 | Medium | Medium | Low
PINE GROVE 110152088 | PINE GROVE 1101 | STOCKTON | 2.528 | 10 | 68.63% | 1 | 3 | 100% | 0% | 0 | 0.023865 | 1 | 2.3857 | 0.056935 | Medium | Medium | Medium
REDBUD 1102510 | REDBUD 1102 | HUMBOLDT | 6.0638 | 23.833 | 59.82% | 2 | 2 | 75.22% | 0% | 0 | 0.02163 | 1 | 2.6321 | 0.056933 | Low | Low | Medium
HALSEY 11012412 | HALSEY 1101 | SIERRA | 5.321 | 10 | 60.58% | 4 | 4 | 100% | 0% | 0 | 0.023732 | 1 | 2.3931 | 0.056792 | Medium | Medium | Medium
MORAGA 1103CB | MORAGA 1103 | DIABLO | 1.341 | 16.5323 | 0% | 6 | 3 | 21.01% | 11.54% | 0 | 0.01426 | 1 | 3.9729 | 0.056652 | Low | Low | High
COARSEGOLD 2103 | COARSEGOLD 2103 | YOSEMITE | 0.14838 | 10 | 100% | 0 | 0 | 100% | 0% | 0 | 0.028512 | 1 | 1.9847 | 0.056588 | Medium | Medium | Low
OAKLAND K 1103CR422 | OAKLAND K 1103 | EAST BAY | 1.8547 | 10 | 4.055% | 0 | 3 | 90.41% | 0% | 0 | 0.0127 | 1 | 4.4523 | 0.056544 | Low | Low | High
POINT ARENA 11014923 | POINT ARENA 1101 | HUMBOLDT | 2.8662 | 57.1036 | 19.76% | 5 | 5 | 100% | 0% | 0 | 0.031366 | 1 | 1.8015 | 0.056505 | Medium | Medium | Low
NEWBURG 1133CB | NEWBURG 1133 | HUMBOLDT | 3.7712 | 37.8079 | 38.51% | 2 | 0 | 41.21% | 0% | 0 | 0.020349 | 1 | 2.7759 | 0.056485 | Low | Low | Medium
VALLEY VIEW 1106CB | VALLEY VIEW 1106 | EAST BAY | 3.4767 | 45.2583 | 0.9386% | 0 | 1 | 68.92% | 0% | 0 | 0.013903 | 1 | 4.0593 | 0.056436 | Low | Low | High
FRENCH GULCH 11011892 | FRENCH GULCH 1101 | NORTH VALLEY | 2.9079 | 75.8107 | 100% | 0 | 0 | 100% | 0% | 0 | 0.044011 | 1 | 1.2823 | 0.056435 | Medium | Medium | Low
SAN CARLOS 11049048 | SAN CARLOS 1104 | PENINSULA | 0.01529 | 10 | 0% | 0 | 0 | 100% | 0% | 0 | 0.012695 | 1 | 4.4369 | 0.056328 | Low | Low | High
HARTLEY 1101698 | HARTLEY 1101 | HUMBOLDT | 6.3129 | 57.2881 | 69.42% | 1 | 7 | 61.15% | 0% | 0 | 0.027842 | 1 | 2.0226 | 0.056312 | Medium | Medium | Low
VACAVILLE 1104CB | VACAVILLE 1104 | SACRAMENTO | 0.88859 | 38.1521 | 69.79% | 0 | 1 | 28.2% | 0% | 0 | 0.017694 | 1 | 3.1813 | 0.056289 | Low | Low | High
OAKLAND K 1104468 | OAKLAND K 1104 | EAST BAY | 0.0028424 | 10 | 0% | 0 | 0 | 100% | 0% | 0 | 0.012695 | 1 | 4.4321 | 0.056268 | Low | Low | High
FROGTOWN 170211212 | FROGTOWN 1702 | STOCKTON | 22.4074 | 27.4478 | 70.17% | 2 | 7 | 100% | 0% | 0 | 0.033949 | 1 | 1.6518 | 0.056076 | Medium | Medium | Low
PIT NO 1 110170952 | PIT NO 1 1101 | NORTH VALLEY | 1.5383 | 10 | 71.41% | 1 | 1 | 89.97% | 0% | 0 | 0.024193 | 1 | 2.3158 | 0.056027 | Medium | Medium | Medium
SAND CREEK 1103 | SAND CREEK 1103 | FRESNO | 0.037983 | 10 | 100% | 0 | 0 | 100% | 0% | 0 | 0.028512 | 1 | 1.9649 | 0.056022 | Medium | Medium | Low
UKIAH 111129452 | UKIAH 1111 | HUMBOLDT | 3.6752 | 77.2683 | 100% | 0 | 0 | 30.05% | 0% | 0 | 0.022547 | 1 | 2.4814 | 0.055947 | Medium | Medium | Medium
ELK CREEK 110193504 | ELK CREEK 1101 | NORTH VALLEY | 2.2601 | 54.3949 | 100% | 0 | 0 | 90.07% | 0% | 0 | 0.034745 | 1 | 1.6101 | 0.055942 | Medium | Medium | Low
SO. CAL. EDISON #3 1101CB | SO. CAL. EDISON #3 1101 | FRESNO | 6.4255 | 72.2284 | 15.88% | 0 | 1 | 100% | 34.58% | 0 | 0.038701 | 1 | 1.4452 | 0.055932 | Medium | Medium | Low
FORT BRAGG A 11013100 | FORT BRAGG A 1101 | HUMBOLDT | 12.9058 | 10 | 7.343% | 8 | 11 | 88.01% | 0% | 0 | 0.021681 | 1 | 2.5776 | 0.055885 | Low | Low | Medium
SAN LEANDRO U 1114MR218 | SAN LEANDRO U 1114 | MISSION | 6.9334 | 10 | 55.46% | 3 | 0 | 61.53% | 0% | 0 | 0.01617 | 1 | 3.4495 | 0.055778 | Low | Low | High
LUCERNE 11062355 | LUCERNE 1106 | HUMBOLDT | 0.92313 | 10 | 100% | 1 | 0 | 88.59% | 0% | 0 | 0.02584 | 1 | 2.1572 | 0.055742 | Medium | Medium | Low
EL CERRITO G 1113CB | EL CERRITO G 1113 | EAST BAY | 0.20892 | 10 | 100% | 0 | 0 | 4.98% | 0% | 0 | 0.011198 | 1 | 4.968 | 0.055631 | Low | Low | High
HAMILTON BRANCH 11012436 | HAMILTON BRANCH 1101 | NORTH VALLEY | 1.2668 | 10 | 100% | 0 | 1 | 100% | 0% | 0 | 0.029099 | 1 | 1.9087 | 0.055542 | Medium | Medium | Low
RESERVATION ROAD 11023030 | RESERVATION ROAD 1102 | CENTRAL COAST | 4.2831 | 56.4796 | 100% | 0 | 1 | 16.48% | 0% | 0 | 0.038229 | 1 | 1.4511 | 0.055473 | Medium | Medium | Low
CORRAL 110213498 | CORRAL 1102 | STOCKTON | 0.99648 | 10 | 14.99% | 0 | 1 | 100% | 0% | 0 | 0.0167 | 1 | 3.3092 | 0.055263 | Low | Low | High
OLETA 11011208 | OLETA 1101 | STOCKTON | 32.4243 | 51.211 | 80.1% | 0 | 12 | 85.11% | 0% | 0 | 0.040132 | 1 | 1.3763 | 0.055235 | Medium | Medium | Low
CEDAR CREEK 11011608 | CEDAR CREEK 1101 | NORTH VALLEY | 33.3899 | 31.7775 | 100% | 3 | 12 | 100% | 36.09% | 1 | 0.10917 | 1 | 0.50558 | 0.055196 | High | High | Low
SISQUOC 1103M98 | SISQUOC 1103 | LOS PADRES | 6.4595 | 29.4274 | 100% | 0 | 1 | 65.51% | 60.21% | 1 | 0.060705 | 1 | 0.90853 | 0.055153 | Medium | Medium | Low
SUNOL 1101MR297 | SUNOL 1101 | MISSION | 6.0465 | 17.8817 | 28.91% | 0 | 2 | 100% | 17.46% | 0 | 0.023322 | 1 | 2.3616 | 0.055077 | Medium | Medium | Medium
BIG RIVER 1101CB | BIG RIVER 1101 | HUMBOLDT | 1.8594 | 10 | 0.4258% | 5 | 2 | 94.21% | 0% | 0 | 0.01527 | 1 | 3.6 | 0.054971 | Low | Low | High
MORRO BAY 110248384 | MORRO BAY 1102 | LOS PADRES | 0.22159 | 10 | 0% | 1 | 1 | 100% | 0% | 0 | 0.013132 | 1 | 4.1848 | 0.054953 | Low | Low | High
FORT BRAGG A 1102816 | FORT BRAGG A 1102 | HUMBOLDT | 2.5631 | 10 | 6.097% | 3 | 2 | 100% | 0% | 0 | 0.018806 | 1 | 2.916 | 0.054838 | Low | Low | Medium
MORRO BAY 110298906 | MORRO BAY 1102 | LOS PADRES | 0.034162 | 10 | 0% | 0 | 0 | 100% | 0% | 0 | 0.012695 | 1 | 4.3164 | 0.054798 | Low | Low | High
ARCATA 11211206 | ARCATA 1121 | HUMBOLDT | 6.629 | 50.041 | 6.756% | 12 | 6 | 42.25% | 0% | 0 | 0.022231 | 1 | 2.4644 | 0.054786 | Medium | Medium | Medium
HOPLAND 110194006 | HOPLAND 1101 | HUMBOLDT | 13.3558 | 51.6995 | 99.02% | 0 | 1 | 84.05% | 0% | 0 | 0.032603 | 1 | 1.676 | 0.054643 | Medium | Medium | Low
BEAR VALLEY 21059480 | BEAR VALLEY 2105 | YOSEMITE | 12.4081 | 50.2702 | 94.93% | 2 | 0 | 100% | 0% | 0 | 0.041692 | 1 | 1.3091 | 0.054581 | Medium | Medium | Low
PETALUMA C 1108632 | PETALUMA C 1108 | SONOMA | 14.7325 | 83.7221 | 19.94% | 0 | 2 | 100% | 0% | 0 | 0.033063 | 1 | 1.6482 | 0.054496 | Medium | Medium | Low
OAKLAND J 1102CR184 | OAKLAND J 1102 | EAST BAY | 3.4622 | 10 | 2.127% | 3 | 2 | 100% | 0% | 0 | 0.01597 | 1 | 3.4089 | 0.054442 | Low | Low | High
FORT SEWARD 11211663 | FORT SEWARD 1121 | HUMBOLDT | 1.9431 | 10 | 100% | 1 | 4 | 100% | 0% | 0 | 0.03133 | 1 | 1.7358 | 0.054383 | Medium | Medium | Low
WISE 1101CB | WISE 1101 | SIERRA | 5.8467 | 15.7551 | 45.1% | 2 | 5 | 65.21% | 0% | 0 | 0.01999 | 1 | 2.7196 | 0.054364 | Low | Low | Medium
PHILO 110137222 | PHILO 1101 | HUMBOLDT | 25.4322 | 53.3862 | 64.87% | 9 | 12 | 100% | 0% | 0 | 0.060092 | 1 | 0.9025 | 0.054233 | Medium | Medium | Low
FROGTOWN 17028482 | FROGTOWN 1702 | STOCKTON | 14.6236 | 52.3445 | 57.04% | 0 | 2 | 100% | 0% | 0 | 0.027885 | 1 | 1.9388 | 0.054064 | Medium | Medium | Low
SAN CARLOS 110475210 | SAN CARLOS 1104 | PENINSULA | 0.38485 | 10 | 11.56% | 0 | 1 | 100% | 0% | 0 | 0.01424 | 1 | 3.7871 | 0.053927 | Low | Low | High
CRESCENT MILLS 21012562 | CRESCENT MILLS 2101 | NORTH VALLEY | 17.3839 | 76.7012 | 88.81% | 4 | 1 | 50.76% | 0% | 0 | 0.034993 | 1 | 1.5371 | 0.053789 | Medium | Medium | Low
MORRO BAY 110242062 | MORRO BAY 1102 | LOS PADRES | 0.13997 | 10 | 0% | 0 | 0 | 100% | 0% | 0 | 0.012695 | 1 | 4.236 | 0.053777 | Low | Low | High
CASTRO VALLEY 1101MR204 | CASTRO VALLEY 1101 | MISSION | 2.1197 | 29.3697 | 13.12% | 0 | 1 | 73.48% | 0% | 0 | 0.012645 | 1 | 4.251 | 0.053753 | Low | Low | High
OTTER 1101440 | OTTER 1101 | CENTRAL COAST | 8.556 | 21.3917 | 0.8557% | 24 | 4 | 77.84% | 0% | 0 | 0.021414 | 1 | 2.508 | 0.053708 | Low | Low | Medium
ANTLER 1101CB | ANTLER 1101 | NORTH VALLEY | 1.601 | 30.2969 | 97.79% | 1 | 1 | 100% | 0% | 0 | 0.042837 | 1 | 1.2522 | 0.053641 | Medium | Medium | Low
WEIMAR 11012764 | WEIMAR 1101 | SIERRA | 6.0658 | 10 | 51% | 1 | 6 | 100% | 0% | 0 | 0.028566 | 1 | 1.8747 | 0.053554 | Medium | Medium | Low
LOS GATOS 1102CB | LOS GATOS 1102 | DE ANZA | 1.1034 | 10 | 59.61% | 1 | 4 | 18.46% | 0% | 0 | 0.013194 | 1 | 4.0562 | 0.053517 | Low | Low | High
GARBERVILLE 11011604 | GARBERVILLE 1101 | HUMBOLDT | 4.3333 | 50.687 | 100% | 0 | 3 | 25.13% | 0% | 0 | 0.024833 | 1 | 2.1532 | 0.053469 | Medium | Medium | Low
SARATOGA 1115LC20 | SARATOGA 1115 | DE ANZA | 2.7261 | 10 | 38.53% | 0 | 1 | 56.79% | 0% | 0 | 0.015057 | 1 | 3.5487 | 0.053432 | Low | Low | High
TEMPLETON 2113A08 | TEMPLETON 2113 | LOS PADRES | 9.9198 | 65.213 | 45.79% | 1 | 2 | 40.4% | 37.28% | 0 | 0.032324 | 1 | 1.6527 | 0.053421 | Medium | Medium | Low
LUCERNE 11034200 | LUCERNE 1103 | HUMBOLDT | 4.2514 | 45.4735 | 81.38% | 0 | 1 | 86.14% | 0% | 0 | 0.027721 | 1 | 1.9269 | 0.053416 | Medium | Medium | Low
REDBUD 1101400 | REDBUD 1101 | HUMBOLDT | 1.0177 | 10 | 44.91% | 0 | 5 | 100% | 0% | 0 | 0.020268 | 1 | 2.632 | 0.053346 | Low | Low | Medium
PEORIA 170169124 | PEORIA 1701 | YOSEMITE | 2.706 | 13.7023 | 100% | 0 | 2 | 100% | 0% | 0 | 0.039389 | 1 | 1.3543 | 0.053345 | Medium | Medium | Low
FORT BRAGG A 110195294 | FORT BRAGG A 1101 | HUMBOLDT | 25.9363 | 28.0829 | 8.119% | 33 | 16 | 99.05% | 0% | 0 | 0.053875 | 1 | 0.98845 | 0.053253 | Medium | Medium | Low
RIO DELL 11028852 | RIO DELL 1102 | HUMBOLDT | 3.7546 | 61.6723 | 39.96% | 1 | 3 | 79.33% | 0% | 0 | 0.021849 | 1 | 2.4325 | 0.053146 | Medium | Medium | Medium
NEWBURG 113190242 | NEWBURG 1131 | HUMBOLDT | 3.4074 | 35.576 | 50.59% | 5 | 2 | 78.12% | 0% | 0 | 0.020383 | 1 | 2.6054 | 0.053106 | Low | Low | Medium
VOLTA 110149742 | VOLTA 1101 | NORTH VALLEY | 3.4776 | 49.9174 | 84.98% | 0 | 1 | 100% | 0% | 0 | 0.038241 | 1 | 1.3857 | 0.05299 | Medium | Medium | Low
HIGGINS 111051794 | HIGGINS 1110 | SIERRA | 3.8902 | 22.6443 | 10.14% | 0 | 1 | 100% | 0% | 0 | 0.017481 | 1 | 3.0277 | 0.052927 | Low | Low | Medium
HIGGINS 11041006 | HIGGINS 1104 | SIERRA | 9.9734 | 10.2486 | 72.09% | 2 | 7 | 49.68% | 0% | 0 | 0.016495 | 1 | 3.2059 | 0.052881 | Low | Low | High
FORT BRAGG A 11013113 | FORT BRAGG A 1101 | HUMBOLDT | 10.0167 | 23.3659 | 35.03% | 10 | 7 | 100% | 0% | 0 | 0.031469 | 1 | 1.6795 | 0.052853 | Medium | Medium | Low
WEIMAR 1101 | WEIMAR 1101 | SIERRA | 0.067365 | 10 | 100% | 0 | 0 | 100% | 0% | 0 | 0.028512 | 1 | 1.8525 | 0.052817 | Medium | Medium | Low
PHILO 1102928 | PHILO 1102 | HUMBOLDT | 13.0575 | 61.4578 | 77.17% | 8 | 4 | 85.6% | 0% | 0 | 0.058135 | 1 | 0.90846 | 0.052813 | Medium | Medium | Low
LOS GATOS 110160052 | LOS GATOS 1101 | DE ANZA | 1.8727 | 10 | 24.39% | 0 | 1 | 100% | 0% | 0 | 0.015806 | 1 | 3.3394 | 0.052781 | Low | Low | High
SHINGLE SPRINGS 210819622 | SHINGLE SPRINGS 2108 | SIERRA | 4.5627 | 12.9837 | 69.35% | 2 | 3 | 39.08% | 0% | 0 | 0.015541 | 1 | 3.3954 | 0.052766 | Low | Low | High
SAN RAFAEL 11042651 | SAN RAFAEL 1104 | NORTH BAY | 0.79099 | 10 | 0% | 1 | 1 | 96.62% | 0% | 0 | 0.0127 | 1 | 4.1495 | 0.0527 | Low | Low | High
PERRY 1101V72 | PERRY 1101 | LOS PADRES | 5.7537 | 10 | 2.358% | 4 | 2 | 65.46% | 0% | 0 | 0.013146 | 1 | 4.0035 | 0.052631 | Low | Low | High
HIGHLANDS 11034630 | HIGHLANDS 1103 | HUMBOLDT | 1.4567 | 24.8899 | 80.52% | 0 | 2 | 42.07% | 0% | 0 | 0.015892 | 1 | 3.3089 | 0.052584 | Low | Low | High
HOLLISTER 21044403 | HOLLISTER 2104 | CENTRAL COAST | 5.3706 | 82.3816 | 100% | 0 | 0 | 28.45% | 0% | 0 | 0.022969 | 1 | 2.2884 | 0.052563 | Medium | Medium | Medium
BIG RIVER 1101954 | BIG RIVER 1101 | HUMBOLDT | 7.7476 | 11.9193 | 13.02% | 4 | 10 | 95.19% | 0% | 0 | 0.020135 | 1 | 2.6074 | 0.0525 | Low | Low | Medium
EDENVALE 2107D80 | EDENVALE 2107 | SAN JOSE | 0.032033 | 71.8938 | 0% | 0 | 0 | 100% | 0% | 0 | 0.019259 | 1 | 2.7189 | 0.052363 | Low | Low | Medium
CLAY 11037124 | CLAY 1103 | STOCKTON | 8.9452 | 50.0578 | 97.24% | 0 | 1 | 27.91% | 0% | 0 | 0.020936 | 1 | 2.4969 | 0.052275 | Low | Low | Medium
SAN JOAQUIN #2 1103157026 | SAN JOAQUIN #2 1103 | YOSEMITE | 3.2012 | 10 | 100% | 2 | 9 | 100% | 0% | 0 | 0.039941 | 1 | 1.3059 | 0.052157 | Medium | Medium | Low
AUBURN 11028611 | AUBURN 1102 | SIERRA | 1.8383 | 10 | 16.6% | 1 | 2 | 100% | 0% | 0 | 0.017498 | 1 | 2.9798 | 0.05214 | Low | Low | Medium
CALAVERAS CEMENT 1101 | CALAVERAS CEMENT 1101 | STOCKTON | 0.0029886 | 10 | 100% | 0 | 0 | 100% | 0% | 0 | 0.028512 | 1 | 1.8278 | 0.052113 | Medium | Medium | Low
CALAVERAS CEMENT 110111236 | CALAVERAS CEMENT 1101 | STOCKTON | 20.1179 | 16.0826 | 47.9% | 0 | 4 | 100% | 0% | 0 | 0.027497 | 1 | 1.8952 | 0.052111 | Medium | Medium | Low
TASSAJARA 2104 | TASSAJARA 2104 | DIABLO | 0.070201 | 10 | 0% | 0 | 0 | 100% | 0% | 0 | 0.012695 | 1 | 4.0947 | 0.051984 | Low | Low | High
POINT ARENA 110183354 | POINT ARENA 1101 | HUMBOLDT | 5.1346 | 37.1787 | 0% | 2 | 5 | 100% | 0% | 0 | 0.025688 | 1 | 2.0227 | 0.051961 | Medium | Medium | Low
DESCHUTES 11041370 | DESCHUTES 1104 | NORTH VALLEY | 12.2362 | 19.7367 | 98.52% | 1 | 1 | 55.17% | 0% | 0 | 0.022854 | 1 | 2.271 | 0.051901 | Medium | Medium | Medium
POSO MOUNTAIN 21012181 | POSO MOUNTAIN 2101 | KERN | 17.1051 | 10 | 29.81% | 0 | 0 | 71.06% | 0% | 0 | 0.023433 | 1 | 2.214 | 0.051879 | Medium | Medium | Low
SALT SPRINGS 21011232 | SALT SPRINGS 2101 | STOCKTON | 6.1779 | 10 | 100% | 4 | 2 | 68.77% | 0% | 0 | 0.064284 | 1 | 0.80663 | 0.051853 | High | High | Low
ALTO 112265474 | ALTO 1122 | NORTH BAY | 2.1481 | 10 | 21.89% | 2 | 1 | 58.84% | 6.137% | 0 | 0.013328 | 1 | 3.89 | 0.051845 | Low | Low | High
PERRY 1101W52 | PERRY 1101 | LOS PADRES | 2.9028 | 10 | 12.36% | 3 | 2 | 69.83% | 0% | 0 | 0.014698 | 1 | 3.5249 | 0.051807 | Low | Low | High
PENRYN 11072410 | PENRYN 1107 | SIERRA | 2.4145 | 10 | 87.13% | 0 | 1 | 32.14% | 0% | 0 | 0.015364 | 1 | 3.3713 | 0.051797 | Low | Low | High
TIDEWATER 210614072 | TIDEWATER 2106 | DIABLO | 3.6661 | 10 | 16.78% | 0 | 0 | 95.56% | 0% | 0 | 0.013929 | 1 | 3.718 | 0.051789 | Low | Low | High
PEORIA 170190090 | PEORIA 1701 | YOSEMITE | 29.5241 | 42.6688 | 45.08% | 1 | 8 | 98.45% | 0% | 0 | 0.050945 | 1 | 1.0149 | 0.051705 | Medium | Medium | Low
COARSEGOLD 2102CB | COARSEGOLD 2102 | YOSEMITE | 14.0621 | 38.5067 | 44.35% | 2 | 1 | 100% | 4.748% | 0 | 0.028352 | 1 | 1.8189 | 0.051569 | Medium | Medium | Low
PERRY 110185870 | PERRY 1101 | LOS PADRES | 13.2734 | 34.8685 | 24.59% | 0 | 0 | 72.93% | 0% | 0 | 0.018257 | 1 | 2.8229 | 0.051539 | Low | Low | Medium
PEORIA 170510580 | PEORIA 1705 | YOSEMITE | 6.4351 | 24.7232 | 93.54% | 1 | 4 | 54.9% | 0% | 0 | 0.021125 | 1 | 2.4388 | 0.051522 | Low | Low | Medium
WALDO 0402CB | WALDO 0402 | EAST BAY | 3.0716 | 10 | 16.14% | 2 | 4 | 59.8% | 0% | 0 | 0.010847 | 1 | 4.7456 | 0.051476 | Low | Low | High
PEORIA 170184318 | PEORIA 1701 | YOSEMITE | 9.9103 | 10 | 99.97% | 1 | 8 | 100% | 0% | 0 | 0.049883 | 1 | 1.0313 | 0.051441 | Medium | Medium | Low
MENDOCINO 110131322 | MENDOCINO 1101 | HUMBOLDT | 4.4175 | 35.3153 | 77.6% | 2 | 7 | 15.42% | 0% | 0 | 0.01894 | 1 | 2.7133 | 0.05139 | Low | Low | Medium
HOOPA 110137202 | HOOPA 1101 | HUMBOLDT | 23.7883 | 81.2571 | 100% | 8 | 3 | 82.1% | 0% | 0 | 0.045151 | 1 | 1.1358 | 0.051283 | Medium | Medium | Low
HOLLISTER 21064004 | HOLLISTER 2106 | CENTRAL COAST | 7.4093 | 64.8641 | 59.97% | 2 | 1 | 36.51% | 0% | 0 | 0.019101 | 1 | 2.6827 | 0.051242 | Low | Low | Medium
RACETRACK 17032553 | RACETRACK 1703 | YOSEMITE | 1.2971 | 10 | 100% | 0 | 1 | 52.29% | 0% | 0 | 0.018242 | 1 | 2.8066 | 0.051198 | Low | Low | Medium
SOLEDAD 21027048 | SOLEDAD 2102 | CENTRAL COAST | 16.945 | 59.8739 | 88.98% | 0 | 0 | 48.94% | 0% | 0 | 0.022097 | 1 | 2.316 | 0.051176 | Medium | Medium | Medium
UKIAH 1115CB | UKIAH 1115 | HUMBOLDT | 4.3061 | 10 | 64.92% | 0 | 1 | 67.93% | 0% | 0 | 0.018255 | 1 | 2.8014 | 0.051141 | Low | Low | Medium
PIT NO 1 11013312 | PIT NO 1 1101 | NORTH VALLEY | 7.449 | 11.3541 | 100% | 0 | 1 | 82.66% | 0% | 0 | 0.032143 | 1 | 1.5906 | 0.051127 | Medium | Medium | Low
CAL WATER 1102920714 | CAL WATER 1102 | KERN | 2.9688 | 76.5947 | 100% | 0 | 0 | 34.42% | 0% | 0 | 0.023426 | 1 | 2.1754 | 0.05096 | Medium | Medium | Low
BIG RIVER 11012183 | BIG RIVER 1101 | HUMBOLDT | 2.6396 | 37.6233 | 33.84% | 1 | 4 | 100% | 0% | 0 | 0.022133 | 1 | 2.3018 | 0.050945 | Medium | Medium | Medium
PURISIMA 1101Y80 | PURISIMA 1101 | LOS PADRES | 1.0399 | 27.8619 | 91.46% | 0 | 0 | 17.5% | 0% | 0 | 0.01334 | 1 | 3.819 | 0.050944 | Low | Low | High
COTATI 110361736 | COTATI 1103 | SONOMA | 9.9372 | 78.8786 | 12.09% | 0 | 11 | 59.74% | 0% | 0 | 0.02142 | 1 | 2.3776 | 0.050928 | Low | Low | Medium
MC KEE 1107XR010 | MC KEE 1107 | SAN JOSE | 2.6945 | 34.7956 | 81.62% | 0 | 0 | 19.75% | 0% | 0 | 0.013193 | 1 | 3.8599 | 0.050922 | Low | Low | High
SAN JUSTO 110136902 | SAN JUSTO 1101 | CENTRAL COAST | 12.1218 | 14.481 | 44.84% | 5 | 5 | 82.09% | 0% | 0 | 0.024262 | 1 | 2.0985 | 0.050914 | Medium | Medium | Low
LUCERNE 110693293 | LUCERNE 1106 | HUMBOLDT | 0.10086 | 10 | 100% | 0 | 0 | 83.34% | 0% | 0 | 0.024233 | 1 | 2.1005 | 0.050903 | Medium | Medium | Low
BERKELEY F 1105BR166 | BERKELEY F 1105 | EAST BAY | 0.038193 | 10 | 0% | 0 | 0 | 100% | 0% | 0 | 0.012695 | 1 | 4.0059 | 0.050857 | Low | Low | High
ALTO 11201214 | ALTO 1120 | NORTH BAY | 2.1973 | 49.1379 | 3.101% | 3 | 5 | 48.69% | 0% | 0 | 0.017477 | 1 | 2.904 | 0.050753 | Low | Low | Medium
HALSEY 11025739 | HALSEY 1102 | SIERRA | 6.6683 | 10 | 67.05% | 2 | 3 | 100% | 0% | 0 | 0.027187 | 1 | 1.8652 | 0.050708 | Medium | Medium | Low
EL CERRITO G 1105BR164 | EL CERRITO G 1105 | EAST BAY | 0.056936 | 10 | 0% | 0 | 0 | 100% | 0% | 0 | 0.012695 | 1 | 3.9936 | 0.0507 | Low | Low | High
ZACA 1101Y72 | ZACA 1101 | LOS PADRES | 6.264 | 51.6717 | 31.17% | 0 | 0 | 97.2% | 23.49% | 0 | 0.039557 | 1 | 1.2802 | 0.050641 | Medium | Medium | Low
FORT ROSS 1121CB | FORT ROSS 1121 | SONOMA | 13.6368 | 88.1189 | 22.5% | 13 | 2 | 100% | 0% | 0 | 0.036054 | 1 | 1.4046 | 0.050641 | Medium | Medium | Low
SAN RAMON 21077742 | SAN RAMON 2107 | MISSION | 0.0028424 | 10 | 0% | 0 | 0 | 100% | 0% | 0 | 0.012695 | 1 | 3.9835 | 0.050572 | Low | Low | High
HOLLISTER 2102855412 | HOLLISTER 2102 | CENTRAL COAST | 25.5091 | 59.8315 | 42.36% | 0 | 0 | 81.28% | 0% | 0 | 0.020819 | 1 | 2.4248 | 0.050482 | Low | Low | Medium
DIAMOND SPRINGS 110699658 | DIAMOND SPRINGS 1106 | SIERRA | 5.0702 | 10 | 100% | 3 | 3 | 39.71% | 0% | 0 | 0.019909 | 1 | 2.5296 | 0.050364 | Low | Low | Medium
MARTELL 110368192 | MARTELL 1103 | STOCKTON | 2.6279 | 35.8454 | 65.85% | 0 | 2 | 40.93% | 0% | 0 | 0.017124 | 1 | 2.9408 | 0.05036 | Low | Low | Medium
CASTRO VALLEY 1101MR359 | CASTRO VALLEY 1101 | MISSION | 0.81851 | 10 | 96.11% | 0 | 0 | 9.323% | 0% | 0 | 0.011325 | 1 | 4.4348 | 0.050223 | Low | Low | High
DUNLAP 11027060 | DUNLAP 1102 | FRESNO | 17.8164 | 21.4268 | 100% | 3 | 11 | 100% | 0% | 0 | 0.045381 | 1 | 1.1057 | 0.050176 | Medium | Medium | Low
JOLON 11027068 | JOLON 1102 | CENTRAL COAST | 3.8301 | 72.2303 | 100% | 0 | 0 | 100% | 0% | 0 | 0.042992 | 1 | 1.1665 | 0.05015 | Medium | Medium | Low
TULUCAY 1101628 | TULUCAY 1101 | NORTH BAY | 4.4167 | 65.2777 | 26.9% | 0 | 1 | 50.38% | 0% | 0 | 0.014345 | 1 | 3.4912 | 0.050083 | Low | Low | High
FROGTOWN 170232556 | FROGTOWN 1702 | STOCKTON | 4.3373 | 25.6533 | 79.39% | 0 | 0 | 69.35% | 0% | 0 | 0.025794 | 1 | 1.9369 | 0.049959 | Medium | Medium | Low
LAURELES 11112028 | LAURELES 1111 | CENTRAL COAST | 8.3353 | 36.2004 | 23.71% | 6 | 1 | 95.28% | 0% | 0 | 0.019345 | 1 | 2.5818 | 0.049946 | Low | Low | Medium
PERRY 1101W26 | PERRY 1101 | LOS PADRES | 2.7324 | 25.8267 | 23.85% | 3 | 0 | 100% | 0% | 0 | 0.017829 | 1 | 2.8 | 0.049922 | Low | Low | Medium
HALF MOON BAY 11036018 | HALF MOON BAY 1103 | PENINSULA | 14.4915 | 43.0242 | 18.48% | 5 | 3 | 79.35% | 0% | 0 | 0.022185 | 1 | 2.2501 | 0.049917 | Medium | Medium | Medium
PALMER 1101M84 | PALMER 1101 | LOS PADRES | 19.4244 | 65.3938 | 31.64% | 0 | 6 | 79.33% | 0% | 0 | 0.042007 | 1 | 1.1845 | 0.049756 | Medium | Medium | Low
ROB ROY 21045304 | ROB ROY 2104 | CENTRAL COAST | 2.975 | 10 | 39.67% | 0 | 0 | 59.8% | 0% | 0 | 0.015337 | 1 | 3.2417 | 0.049718 | Low | Low | High
MARTELL 1101CB | MARTELL 1101 | STOCKTON | 6.3498 | 10 | 65.48% | 1 | 2 | 48.33% | 0% | 0 | 0.01783 | 1 | 2.7857 | 0.049671 | Low | Low | Medium
WYANDOTTE 110737472 | WYANDOTTE 1107 | NORTH VALLEY | 6.2847 | 13.7184 | 63.51% | 2 | 3 | 42.06% | 0% | 0 | 0.013447 | 1 | 3.6893 | 0.049612 | Low | Low | High
LLAGAS 2101XR586 | LLAGAS 2101 | SAN JOSE | 4.744 | 52.8351 | 95.8% | 0 | 1 | 35.43% | 0% | 0 | 0.019912 | 1 | 2.4913 | 0.049608 | Low | Low | Medium
ELK CREEK 11012212 | ELK CREEK 1101 | NORTH VALLEY | 10.0272 | 85.6358 | 100% | 0 | 1 | 29.79% | 0% | 0 | 0.02765 | 1 | 1.7915 | 0.049534 | Medium | Medium | Low
SUNOL 110148180 | SUNOL 1101 | MISSION | 0.015663 | 10 | 100% | 0 | 0 | 100% | 0% | 0 | 0.028512 | 1 | 1.7365 | 0.049509 | Medium | Medium | Low
WYANDOTTE 11095607 | WYANDOTTE 1109 | NORTH VALLEY | 3.9588 | 10 | 93.75% | 0 | 0 | 59.06% | 0% | 0 | 0.018157 | 1 | 2.7246 | 0.049471 | Low | Low | Medium
POSO MOUNTAIN 2103CB | POSO MOUNTAIN 2103 | KERN | 2.3192 | 10 | 26.74% | 0 | 0 | 100% | 0% | 0 | 0.017995 | 1 | 2.7452 | 0.0494 | Low | Low | Medium
FRANKLIN 1104P146 | FRANKLIN 1104 | EAST BAY | 1.1753 | 10 | 98.96% | 0 | 2 | 31.88% | 0% | 0 | 0.015101 | 1 | 3.2686 | 0.049359 | Low | Low | High
ANDERSON 1101CB | ANDERSON 1101 | NORTH VALLEY | 1.7524 | 42.6703 | 99.35% | 0 | 2 | 19.42% | 0% | 0 | 0.016693 | 1 | 2.9503 | 0.049249 | Low | Low | Medium
LINCOLN 11012310 | LINCOLN 1101 | SIERRA | 10.0776 | 10 | 72.42% | 0 | 6 | 56.39% | 0% | 0 | 0.016835 | 1 | 2.9232 | 0.049213 | Low | Low | Medium
ELK CREEK 11012002 | ELK CREEK 1101 | NORTH VALLEY | 17.647 | 82.0427 | 100% | 0 | 0 | 58.67% | 0% | 0 | 0.045253 | 1 | 1.0865 | 0.049167 | Medium | Medium | Low
RALSTON 1102CB | RALSTON 1102 | PENINSULA | 1.0812 | 10 | 71.25% | 0 | 0 | 25.36% | 0% | 0 | 0.014111 | 1 | 3.4704 | 0.04897 | Low | Low | High
CALAVERAS CEMENT 1101CB | CALAVERAS CEMENT 1101 | STOCKTON | 11.1338 | 14.2948 | 43.85% | 0 | 4 | 60.61% | 0% | 0 | 0.02038 | 1 | 2.3984 | 0.048881 | Low | Low | Medium
GUALALA 1111498 | GUALALA 1111 | HUMBOLDT | 2.9971 | 32.4304 | 1.089% | 0 | 12 | 100% | 0% | 0 | 0.024787 | 1 | 1.9715 | 0.048867 | Medium | Medium | Low
ELECTRA 11024756 | ELECTRA 1102 | STOCKTON | 8.9008 | 26.6489 | 52.03% | 0 | 4 | 75.65% | 0% | 0 | 0.018513 | 1 | 2.637 | 0.048818 | Low | Low | Medium
JESSUP 11013383 | JESSUP 1101 | NORTH VALLEY | 1.283 | 10 | 88.48% | 0 | 0 | 68.06% | 0% | 0 | 0.021667 | 1 | 2.2493 | 0.048737 | Low | Low | Medium
ANTLER 11011378 | ANTLER 1101 | NORTH VALLEY | 23.3437 | 22.2502 | 87.11% | 6 | 14 | 92.94% | 12.19% | 1 | 0.058255 | 1 | 0.83529 | 0.04866 | Medium | Medium | Low
CABRILLO 1104CB | CABRILLO 1104 | LOS PADRES | 4.9085 | 16.6076 | 47.38% | 0 | 1 | 28.73% | 0% | 0 | 0.012822 | 1 | 3.7934 | 0.048641 | Low | Low | High
CLOVERDALE 1102262 | CLOVERDALE 1102 | SONOMA | 1.062 | 28.5735 | 25.58% | 2 | 0 | 19.75% | 47.85% | 0 | 0.020231 | 1 | 2.3861 | 0.048274 | Low | Low | Medium
HOLLYWOOD 0401CB | HOLLYWOOD 0401 | EAST BAY | 2.9599 | 10 | 0% | 0 | 1 | 55.84% | 0% | 0 | 0.010899 | 1 | 4.4177 | 0.048147 | Low | Low | High
DESCHUTES 11041582 | DESCHUTES 1104 | NORTH VALLEY | 6.3252 | 21.3729 | 99.66% | 0 | 1 | 41.84% | 0% | 0 | 0.020198 | 1 | 2.3806 | 0.048084 | Low | Low | Medium
GIRVAN 110280726 | GIRVAN 1102 | NORTH VALLEY | 5.9722 | 10 | 96.6% | 0 | 5 | 31.79% | 0% | 0 | 0.017957 | 1 | 2.6748 | 0.048032 | Low | Low | Medium
PANORAMA 11021632 | PANORAMA 1102 | NORTH VALLEY | 8.5492 | 81.3182 | 43.52% | 0 | 3 | 100% | 0% | 0 | 0.040056 | 1 | 1.1987 | 0.048014 | Medium | Medium | Low
SAN RAFAEL 1109CB | SAN RAFAEL 1109 | NORTH BAY | 0.026389 | 10 | 100% | 0 | 0 | 0.5374% | 0% | 0 | 0.013951 | 1 | 3.4403 | 0.047995 | Low | Low | High
PEORIA 17019250 | PEORIA 1701 | YOSEMITE | 8.3271 | 28.832 | 87.97% | 0 | 3 | 100% | 0% | 0 | 0.035488 | 1 | 1.35 | 0.047908 | Medium | Medium | Low
STAFFORD 1101CB | STAFFORD 1101 | NORTH BAY | 2.6576 | 10 | 64.37% | 5 | 3 | 21.89% | 0% | 0 | 0.016699 | 1 | 2.8654 | 0.047849 | Low | Low | Medium
HOPLAND 1101768 | HOPLAND 1101 | HUMBOLDT | 16.1128 | 49.9055 | 90.85% | 1 | 4 | 80.79% | 0% | 0 | 0.03582 | 1 | 1.3347 | 0.047808 | Medium | Medium | Low
HALSEY 11015731 | HALSEY 1101 | SIERRA | 3.1252 | 10 | 52.17% | 0 | 1 | 100% | 0% | 0 | 0.019797 | 1 | 2.4133 | 0.047777 | Low | Low | Medium
PEORIA 170413490 | PEORIA 1704 | YOSEMITE | 4.0441 | 23.9004 | 44.53% | 0 | 0 | 76.49% | 0% | 0 | 0.018107 | 1 | 2.6351 | 0.047714 | Low | Low | Medium
OAKLAND J 1105CR256 | OAKLAND J 1105 | EAST BAY | 1.5352 | 10 | 0.8551% | 1 | 0 | 83.22% | 0% | 0 | 0.014281 | 1 | 3.3396 | 0.047692 | Low | Low | High
CABRILLO 1103Y10 | CABRILLO 1103 | LOS PADRES | 4.0955 | 68.6545 | 11.89% | 0 | 1 | 43.98% | 0% | 0 | 0.012191 | 1 | 3.9107 | 0.047675 | Low | Low | High
STAFFORD 11011298 | STAFFORD 1101 | NORTH BAY | 2.4249 | 10 | 52.95% | 1 | 0 | 36.21% | 0% | 0 | 0.015641 | 1 | 3.0475 | 0.047666 | Low | Low | Medium
HICKS 2101XR162 | HICKS 2101 | SAN JOSE | 2.3563 | 22.9213 | 92.08% | 0 | 3 | 24.69% | 0% | 0 | 0.014813 | 1 | 3.2145 | 0.047617 | Low | Low | High
TASSAJARA 2103CB | TASSAJARA 2103 | DIABLO | 1.7119 | 10 | 14.73% | 0 | 4 | 9.614% | 35.07% | 0 | 0.011177 | 1 | 4.2565 | 0.047577 | Low | Low | High
REEDLEY 1104274990 | REEDLEY 1104 | FRESNO | 1.6643 | 56.3701 | 98.08% | 0 | 0 | 3.167% | 0% | 0 | 0.014809 | 1 | 3.2104 | 0.047544 | Low | Low | High
MARIPOSA 210197142 | MARIPOSA 2101 | YOSEMITE | 4.6012 | 28.8872 | 53.68% | 0 | 6 | 100% | 0% | 0 | 0.025194 | 1 | 1.8808 | 0.047384 | Medium | Medium | Low
GARBERVILLE 1103CB | GARBERVILLE 1103 | HUMBOLDT | 1.3711 | 26.7284 | 20.19% | 10 | 1 | 61.39% | 0% | 0 | 0.017309 | 1 | 2.7282 | 0.04722 | Low | Low | Medium
NOVATO 110455398 | NOVATO 1104 | NORTH BAY | 2.9149 | 74.0149 | 52.93% | 0 | 1 | 25.83% | 0% | 0 | 0.016828 | 1 | 2.8041 | 0.047187 | Low | Low | Medium
GUALALA 1112CB | GUALALA 1112 | HUMBOLDT | 2.0288 | 40.2405 | 4.36% | 2 | 4 | 94.33% | 0% | 0 | 0.028665 | 1 | 1.6458 | 0.047177 | Medium | Medium | Low
MONTICELLO 1101CB | MONTICELLO 1101 | NORTH BAY | 0.56293 | 10 | 41.7% | 0 | 0 | 100% | 0% | 0 | 0.020311 | 1 | 2.3219 | 0.047161 | Low | Low | Medium
SNEATH LANE 110796530 | SNEATH LANE 1107 | PENINSULA | 0.71298 | 10 | 94.87% | 0 | 0 | 32.23% | 0% | 0 | 0.014063 | 1 | 3.3534 | 0.047158 | Low | Low | High
OILFIELDS 1103N64 | OILFIELDS 1103 | CENTRAL COAST | 9.7922 | 31.0491 | 50.23% | 0 | 4 | 78.14% | 0% | 0 | 0.019257 | 1 | 2.4471 | 0.047124 | Low | Low | Medium
LAURELES 11122768 | LAURELES 1112 | CENTRAL COAST | 6.6363 | 20.652 | 26.91% | 3 | 3 | 82.17% | 0% | 0 | 0.023337 | 1 | 2.0172 | 0.047076 | Medium | Medium | Low
GREENBRAE 110388832 | GREENBRAE 1103 | NORTH BAY | 1.2167 | 10 | 6.453% | 0 | 0 | 88.72% | 0% | 0 | 0.011967 | 1 | 3.9315 | 0.047049 | Low | Low | High
FLINT 1102CB | FLINT 1102 | SIERRA | 0.092844 | 10 | 0% | 0 | 0 | 100% | 0% | 0 | 0.014483 | 1 | 3.2339 | 0.046837 | Low | Low | High
DIAMOND SPRINGS 1107CB | DIAMOND SPRINGS 1107 | SIERRA | 7.4424 | 10 | 84.55% | 2 | 3 | 62.03% | 0.42% | 0 | 0.019073 | 1 | 2.4518 | 0.046763 | Low | Low | Medium
EL CERRITO G 1112BR196 | EL CERRITO G 1112 | EAST BAY | 0.02286 | 10 | 100% | 0 | 0 | 0.6321% | 0% | 0 | 0.010725 | 1 | 4.3473 | 0.046627 | Low | Low | High
VIEJO 220255787 | VIEJO 2202 | CENTRAL COAST | 0.036656 | 10 | 0% | 0 | 0 | 100% | 0% | 0 | 0.012695 | 1 | 3.6721 | 0.046619 | Low | Low | High
SARATOGA 110413314 | SARATOGA 1104 | DE ANZA | 1.7714 | 10 | 52.47% | 2 | 5 | 15.54% | 0% | 0 | 0.010963 | 1 | 4.2395 | 0.046476 | Low | Low | High
OAKLAND K 1101CR172 | OAKLAND K 1101 | EAST BAY | 0.63886 | 10 | 27.9% | 0 | 1 | 30.68% | 23.7% | 0 | 0.011998 | 1 | 3.8735 | 0.046474 | Low | Low | High
PLACERVILLE 11118582 | PLACERVILLE 1111 | SIERRA | 7.7771 | 10 | 58.12% | 5 | 4 | 64.88% | 0% | 0 | 0.016693 | 1 | 2.7827 | 0.046451 | Low | Low | Medium
LAURELES 1112438 | LAURELES 1112 | CENTRAL COAST | 5.2403 | 57.3236 | 0.9038% | 0 | 0 | 91.32% | 0% | 0 | 0.020992 | 1 | 2.2111 | 0.046416 | Low | Low | Low
ROB ROY 210512586 | ROB ROY 2105 | CENTRAL COAST | 3.2869 | 10 | 13.9% | 3 | 2 | 50.3% | 0% | 0 | 0.015967 | 1 | 2.9067 | 0.046412 | Low | Low | Medium
CLARK ROAD 110281296 | CLARK ROAD 1102 | NORTH VALLEY | 8.8512 | 53.0547 | 65.11% | 1 | 2 | 64.96% | 2.959% | 0 | 0.029241 | 1 | 1.5871 | 0.046408 | Medium | Medium | Low
FAIRVIEW 220799096 | FAIRVIEW 2207 | DIABLO | 9.9116 | 14.1017 | 19.38% | 0 | 2 | 100% | 0% | 0 | 0.015926 | 1 | 2.9135 | 0.046399 | Low | Low | Medium
CLAY 110184572 | CLAY 1101 | STOCKTON | 1.3752 | 10 | 53.62% | 0 | 0 | 60.97% | 0% | 0 | 0.013356 | 1 | 3.473 | 0.046384 | Low | Low | High
RIO DELL 11027124 | RIO DELL 1102 | HUMBOLDT | 0.67226 | 75.6649 | 100% | 0 | 0 | 100% | 0% | 0 | 0.043969 | 1 | 1.0549 | 0.046383 | Medium | Medium | Low
ELK 11018779 | ELK 1101 | HUMBOLDT | 4.2672 | 21.5207 | 21.57% | 6 | 10 | 100% | 0% | 0 | 0.032081 | 1 | 1.4446 | 0.046343 | Medium | Medium | Low
RALSTON 1101CB | RALSTON 1101 | PENINSULA | 5.2354 | 10 | 67.13% | 0 | 1 | 62.97% | 0% | 0 | 0.015521 | 1 | 2.985 | 0.04633 | Low | Low | Medium
FORT BRAGG A 11014698 | FORT BRAGG A 1101 | HUMBOLDT | 7.9299 | 10 | 15.57% | 8 | 8 | 100% | 0% | 0 | 0.018863 | 1 | 2.4544 | 0.046298 | Low | Low | Medium
CAMBRIA 1101V76 | CAMBRIA 1101 | LOS PADRES | 20.0895 | 13.7459 | 1.828% | 1 | 2 | 100% | 0% | 0 | 0.039572 | 1 | 1.1661 | 0.046144 | Medium | Medium | Low
LLAGAS 2104XR294 | LLAGAS 2104 | SAN JOSE | 1.6348 | 49.1137 | 100% | 0 | 0 | 15.4% | 0% | 0 | 0.016162 | 1 | 2.8487 | 0.046041 | Low | Low | Medium
KONOCTI 11081278 | KONOCTI 1108 | HUMBOLDT | 3.9864 | 24.8046 | 63% | 1 | 3 | 49.95% | 0% | 0 | 0.017559 | 1 | 2.6217 | 0.046036 | Low | Low | Medium
SAN CARLOS 110479774 | SAN CARLOS 1104 | PENINSULA | 0.48017 | 10 | 65.63% | 1 | 1 | 30.37% | 0% | 0 | 0.011253 | 1 | 4.0855 | 0.045976 | Low | Low | High
IGNACIO 1101CB | IGNACIO 1101 | NORTH BAY | 1.394 | 10 | 18.69% | 0 | 2 | 76.2% | 0% | 0 | 0.013891 | 1 | 3.3089 | 0.045965 | Low | Low | High
OAKLAND J 1105CR150 | OAKLAND J 1105 | EAST BAY | 0.4695 | 10 | 10.02% | 0 | 1 | 100% | 0% | 0 | 0.014063 | 1 | 3.265 | 0.045915 | Low | Low | High
AUBURN 1101CB | AUBURN 1101 | SIERRA | 3.1166 | 10 | 26.2% | 0 | 7 | 63.53% | 0% | 0 | 0.014449 | 1 | 3.1752 | 0.045877 | Low | Low | High
FRUITLAND 114195324 | FRUITLAND 1141 | HUMBOLDT | 9.0462 | 63.96 | 12.78% | 11 | 1 | 100% | 0% | 0 | 0.027146 | 1 | 1.6852 | 0.045746 | Medium | Medium | Low
FRENCH GULCH 1101CB | FRENCH GULCH 1101 | NORTH VALLEY | 2.2975 | 10 | 100% | 0 | 3 | 100% | 0% | 0 | 0.030308 | 1 | 1.5093 | 0.045746 | Medium | Medium | Low
FITCH MOUNTAIN 1113583202 | FITCH MOUNTAIN 1113 | SONOMA | 3.5047 | 64.5439 | 56.95% | 1 | 2 | 36.51% | 0% | 0 | 0.018742 | 1 | 2.4393 | 0.045717 | Low | Low | Medium
BIG MEADOWS 21012248 | BIG MEADOWS 2101 | NORTH VALLEY | 9.1467 | 42.3693 | 7.268% | 0 | 1 | 100% | 0% | 0 | 0.022222 | 1 | 2.056 | 0.045688 | Medium | Medium | Low
UPPER LAKE 11011276 | UPPER LAKE 1101 | HUMBOLDT | 12.9332 | 76.2596 | 54.71% | 3 | 4 | 100% | 0% | 0 | 0.039478 | 1 | 1.1564 | 0.045653 | Medium | Medium | Low
RED BLUFF 11041566 | RED BLUFF 1104 | NORTH VALLEY | 11.3669 | 45.5787 | 76.5% | 0 | 1 | 74.23% | 0% | 0 | 0.03504 | 1 | 1.3025 | 0.045641 | Medium | Medium | Low
CLARKSVILLE 210955666 | CLARKSVILLE 2109 | SIERRA | 0.61278 | 10 | 100% | 0 | 0 | 32.55% | 0% | 0 | 0.014709 | 1 | 3.1023 | 0.04563 | Low | Low | High
POSO MOUNTAIN 21013990 | POSO MOUNTAIN 2101 | KERN | 4.4819 | 10 | 34.01% | 0 | 1 | 80.62% | 0% | 0 | 0.0161 | 1 | 2.8327 | 0.045606 | Low | Low | Medium
CASTRO VALLEY 1106MR205 | CASTRO VALLEY 1106 | MISSION | 0.6704 | 10 | 69.55% | 0 | 0 | 12.34% | 11.35% | 0 | 0.01128 | 1 | 4.0306 | 0.045466 | Low | Low | High
WYANDOTTE 110213044 | WYANDOTTE 1102 | NORTH VALLEY | 3.9523 | 10 | 53.49% | 0 | 6 | 66.87% | 0% | 0 | 0.018256 | 1 | 2.4807 | 0.045288 | Low | Low | Medium
LLAGAS 2107XR188 | LLAGAS 2107 | SAN JOSE | 2.7329 | 20.244 | 46.06% | 0 | 0 | 43.36% | 5.395% | 0 | 0.014067 | 1 | 3.2148 | 0.045223 | Low | Low | High
UPPER LAKE 110175370 | UPPER LAKE 1101 | HUMBOLDT | 11.9492 | 35.1291 | 70.43% | 2 | 8 | 80.82% | 6.214% | 1 | 0.033449 | 1 | 1.3516 | 0.04521 | Medium | Medium | Low
WOODWARD 210878448 | WOODWARD 2108 | FRESNO | 18.5469 | 31.6388 | 94.91% | 1 | 5 | 62.76% | 0% | 0 | 0.028087 | 1 | 1.6079 | 0.045161 | Medium | Medium | Low
AUBERRY 1101R2579 | AUBERRY 1101 | FRESNO | 34.5067 | 14.4508 | 99.64% | 2 | 14 | 100% | 0% | 0 | 0.045338 | 1 | 0.99472 | 0.045098 | Medium | Medium | Low
AUBURN 1102 | AUBURN 1102 | SIERRA | 0.025464 | 10 | 0% | 0 | 0 | 100% | 0% | 0 | 0.014483 | 1 | 3.1021 | 0.044929 | Low | Low | High
MILPITAS 1109XR374 | MILPITAS 1109 | SAN JOSE | 0.65242 | 10 | 100% | 0 | 1 | 21.62% | 0% | 0 | 0.013479 | 1 | 3.3325 | 0.044919 | Low | Low | High
RALSTON 11029126 | RALSTON 1102 | PENINSULA | 0.049841 | 10 | 100% | 0 | 1 | 2.638% | 0% | 0 | 0.012746 | 1 | 3.5205 | 0.044873 | Low | Low | High
BIG MEADOWS 2101CB | BIG MEADOWS 2101 | NORTH VALLEY | 2.1059 | 66.4943 | 39.01% | 1 | 2 | 100% | 0% | 0 | 0.026855 | 1 | 1.6697 | 0.04484 | Medium | Medium | Low
GARBERVILLE 110237054 | GARBERVILLE 1102 | HUMBOLDT | 8.8244 | 78.2726 | 22.8% | 0 | 2 | 95.32% | 0% | 0 | 0.04584 | 1 | 0.97592 | 0.044736 | Medium | Medium | Low
MORRO BAY 110280174 | MORRO BAY 1102 | LOS PADRES | 3.4488 | 10 | 0% | 1 | 0 | 76.14% | 0% | 0 | 0.011588 | 1 | 3.8574 | 0.044702 | Low | Low | High
DUNBAR 1101234 | DUNBAR 1101 | SONOMA | 3.2653 | 13.7421 | 32.63% | 2 | 8 | 50.44% | 15.33% | 0 | 0.01612 | 1 | 2.7726 | 0.044694 | Low | Low | Medium
CLAY 110359714 | CLAY 1103 | STOCKTON | 4.4126 | 25.7757 | 4.31% | 0 | 1 | 95.22% | 0% | 0 | 0.014243 | 1 | 3.1342 | 0.044639 | Low | Low | High
OTTER 110298036 | OTTER 1102 | CENTRAL COAST | 9.353 | 32.3159 | 7.526% | 0 | 13 | 100% | 0% | 0 | 0.034494 | 1 | 1.2921 | 0.04457 | Medium | Medium | Low
VIEJO 220292792 | VIEJO 2202 | CENTRAL COAST | 0.01896 | 10 | 100% | 0 | 0 | 1.272% | 0% | 0 | 0.010794 | 1 | 4.1247 | 0.044521 | Low | Low | High
CURTIS 17019230 | CURTIS 1701 | YOSEMITE | 2.2694 | 10 | 15.95% | 1 | 2 | 72.76% | 0% | 0 | 0.013303 | 1 | 3.3462 | 0.044513 | Low | Low | High
MARIPOSA 2101CB | MARIPOSA 2101 | YOSEMITE | 6.8371 | 18.7213 | 60.25% | 1 | 4 | 63.95% | 0% | 0 | 0.019315 | 1 | 2.3032 | 0.044486 | Low | Low | Medium
WHITMORE 1101002 | WHITMORE 1101 | NORTH VALLEY | 0.0042201 | 10 | 100% | 0 | 0 | 100% | 0% | 0 | 0.028512 | 1 | 1.5578 | 0.044415 | Medium | Medium | Low
COTATI 1102462 | COTATI 1102 | SONOMA | 3.3153 | 11.8938 | 22% | 1 | 2 | 84.56% | 0% | 0 | 0.015902 | 1 | 2.7902 | 0.044371 | Low | Low | Medium
SAN MIGUEL 1104N60 | SAN MIGUEL 1104 | LOS PADRES | 7.3672 | 40.8154 | 100% | 0 | 1 | 83.22% | 0% | 0 | 0.030327 | 1 | 1.4627 | 0.044359 | Medium | Medium | Low
HUMBOLDT BAY 11024724 | HUMBOLDT BAY 1102 | HUMBOLDT | 7.0458 | 41.454 | 0.8967% | 10 | 0 | 45.74% | 0% | 0 | 0.012021 | 1 | 3.6836 | 0.044279 | Low | Low | High
ROSSMOOR 11018132 | ROSSMOOR 1101 | DIABLO | 2.3517 | 13.1594 | 38.14% | 0 | 7 | 64.04% | 0% | 0 | 0.014331 | 1 | 3.0841 | 0.044197 | Low | Low | High
VINEYARD 2110CB | VINEYARD 2110 | MISSION | 5.8656 | 49.5436 | 17.49% | 1 | 0 | 52.96% | 0% | 0 | 0.013877 | 1 | 3.1806 | 0.044138 | Low | Low | High
BELMONT 11038958 | BELMONT 1103 | PENINSULA | 0.46477 | 10 | 49.35% | 0 | 4 | 26.9% | 0% | 0 | 0.011413 | 1 | 3.8671 | 0.044135 | Low | Low | High
LAS AROMAS 04013342 | LAS AROMAS 0401 | DIABLO | 2.2911 | 10 | 3.001% | 3 | 0 | 100% | 0% | 0 | 0.013529 | 1 | 3.2617 | 0.044129 | Low | Low | High
WYANDOTTE 11102590 | WYANDOTTE 1110 | NORTH VALLEY | 0.10676 | 10 | 95.21% | 0 | 0 | 17.59% | 0% | 0 | 0.012201 | 1 | 3.6162 | 0.044121 | Low | Low | High
OAKLAND X 1101CR224 | OAKLAND X 1101 | EAST BAY | 0.53647 | 10 | 23.35% | 2 | 2 | 46.33% | 0% | 0 | 0.0096559 | 1 | 4.5636 | 0.044066 | Low | Low | High
SHINGLE SPRINGS 1104CB | SHINGLE SPRINGS 1104 | SIERRA | 0.43321 | 10 | 56.49% | 2 | 0 | 18.41% | 23.01% | 0 | 0.013336 | 1 | 3.3035 | 0.044055 | Low | Low | High
FITCH MOUNTAIN 1113352 | FITCH MOUNTAIN 1113 | SONOMA | 7.3048 | 34.6273 | 40.22% | 1 | 0 | 61.07% | 0% | 0 | 0.016355 | 1 | 2.6925 | 0.044035 | Low | Low | Medium
KERCKHOFF 1101R308 | KERCKHOFF 1101 | YOSEMITE | 3.8623 | 40.5798 | 35.11% | 0 | 3 | 100% | 0% | 0 | 0.022056 | 1 | 1.9946 | 0.043992 | Medium | Medium | Low
TYLER 11051704 | TYLER 1105 | NORTH VALLEY | 12.5832 | 29.6218 | 100% | 0 | 8 | 27.35% | 0% | 0 | 0.024427 | 1 | 1.7997 | 0.043962 | Medium | Medium | Low
OLETA 11021228 | OLETA 1102 | STOCKTON | 8.954 | 36.1723 | 96.93% | 0 | 0 | 20.75% | 0% | 0 | 0.019803 | 1 | 2.2184 | 0.043932 | Low | Low | Low
ALHAMBRA 110581514 | ALHAMBRA 1105 | DIABLO | 2.5203 | 17.3445 | 21.67% | 2 | 3 | 52.7% | 0% | 0 | 0.014173 | 1 | 3.0995 | 0.043928 | Low | Low | High
APPLE HILL 210289934 | APPLE HILL 2102 | SIERRA | 5.6225 | 10 | 91.39% | 0 | 0 | 100% | 0% | 0 | 0.030296 | 1 | 1.4475 | 0.043854 | Medium | Medium | Low
EL CERRITO G 1110CB | EL CERRITO G 1110 | EAST BAY | 1.4466 | 10 | 13.89% | 0 | 3 | 52.88% | 0% | 0 | 0.0094866 | 1 | 4.6174 | 0.043803 | Low | Low | High
HIGGINS 1107CB | HIGGINS 1107 | SIERRA | 4.6439 | 10 | 81.31% | 3 | 3 | 24.48% | 0% | 0 | 0.012908 | 1 | 3.3796 | 0.043625 | Low | Low | High
BASALT 11065030 | BASALT 1106 | NORTH BAY | 3.3103 | 53.7565 | 71.04% | 0 | 0 | 20.61% | 0% | 0 | 0.013874 | 1 | 3.1305 | 0.043433 | Low | Low | High
DEL MONTE 21049096 | DEL MONTE 2104 | CENTRAL COAST | 2.1074 | 10 | 10.71% | 2 | 5 | 31.81% | 0% | 0 | 0.011931 | 1 | 3.6328 | 0.043344 | Low | Low | High
EDES 1112CR306 | EDES 1112 | EAST BAY | 1.0069 | 10 | 0% | 3 | 0 | 100% | 0% | 0 | 0.013203 | 1 | 3.2812 | 0.043321 | Low | Low | High
LOS OSITOS 21037468 | LOS OSITOS 2103 | CENTRAL COAST | 1.0746 | 71.3986 | 100% | 0 | 0 | 13.23% | 0% | 0 | 0.018377 | 1 | 2.3508 | 0.043201 | Low | Low | Medium
CALPELLA 1101CB | CALPELLA 1101 | HUMBOLDT | 10.9748 | 13.9128 | 62.49% | 0 | 11 | 53.93% | 0% | 0 | 0.025545 | 1 | 1.6899 | 0.043167 | Medium | Medium | Low
SAN LEANDRO U 1109CR284 | SAN LEANDRO U 1109 | MISSION | 0.93355 | 10 | 0% | 0 | 0 | 100% | 0% | 0 | 0.012695 | 1 | 3.3989 | 0.043151 | Low | Low | High
VALLEY VIEW 1105CB | VALLEY VIEW 1105 | EAST BAY | 0.87089 | 10 | 56.45% | 0 | 0 | 18.73% | 0% | 0 | 0.0089925 | 1 | 4.7951 | 0.04312 | Low | Low | High
BIG MEADOWS 21012016 | BIG MEADOWS 2101 | NORTH VALLEY | 0.0028416 | 10 | 100% | 0 | 0 | 0.06646% | 0% | 0 | 0.010666 | 1 | 4.0333 | 0.043017 | Low | Low | High
FROGTOWN 1701CB | FROGTOWN 1701 | STOCKTON | 9.8066 | 35.2796 | 29.68% | 0 | 4 | 86.99% | 0% | 0 | 0.018301 | 1 | 2.3489 | 0.042988 | Low | Low | Medium
CAROLANDS 0404 | CAROLANDS 0404 | PENINSULA | 0.066741 | 10 | 0% | 0 | 0 | 100% | 0% | 0 | 0.012695 | 1 | 3.3793 | 0.042901 | Low | Low | High
FRUITLAND 114137410 | FRUITLAND 1141 | HUMBOLDT | 3.8197 | 75.1023 | 57.88% | 10 | 0 | 69.23% | 0% | 0 | 0.034236 | 1 | 1.2527 | 0.042886 | Medium | Medium | Low
SNEATH LANE 11071277 | SNEATH LANE 1107 | PENINSULA | 0.25243 | 10 | 100% | 0 | 1 | 11.7% | 0% | 0 | 0.012219 | 1 | 3.504 | 0.042815 | Low | Low | High
PEORIA 1704CB | PEORIA 1704 | YOSEMITE | 8.3627 | 39.95 | 39.21% | 0 | 3 | 93.61% | 0% | 0 | 0.021324 | 1 | 2.0061 | 0.042779 | Low | Low | Low
BELL 1108CB | BELL 1108 | SIERRA | 4.1507 | 10 | 64.56% | 0 | 6 | 33.13% | 0% | 0 | 0.016334 | 1 | 2.6182 | 0.042766 | Low | Low | Medium
WHITMORE 1101CB | WHITMORE 1101 | NORTH VALLEY | 5.8976 | 20.259 | 68.5% | 1 | 0 | 100% | 0% | 0 | 0.027347 | 1 | 1.5637 | 0.042762 | Medium | Medium | Low
UKIAH 1114822 | UKIAH 1114 | HUMBOLDT | 1.3145 | 67.0871 | 100% | 0 | 3 | 9.397% | 0% | 0 | 0.018289 | 1 | 2.3374 | 0.042749 | Low | Low | Medium
WILLITS 110434006 | WILLITS 1104 | HUMBOLDT | 3.7731 | 21.9583 | 31.14% | 0 | 7 | 66.96% | 0% | 0 | 0.016864 | 1 | 2.5304 | 0.042672 | Low | Low | Medium
CASTRO VALLEY 1108MR341 | CASTRO VALLEY 1108 | MISSION | 2.4534 | 10 | 13.13% | 0 | 1 | 77.41% | 2.031% | 0 | 0.011918 | 1 | 3.5792 | 0.042656 | Low | Low | High
WYANDOTTE 110313018 | WYANDOTTE 1103 | NORTH VALLEY | 0.12548 | 10 | 100% | 0 | 0 | 7.599% | 0% | 0 | 0.011492 | 1 | 3.697 | 0.042487 | Low | Low | High
SWIFT 2109XR300 | SWIFT 2109 | SAN JOSE | 0.30955 | 10 | 37.52% | 0 | 0 | 37.32% | 0% | 0 | 0.0092647 | 1 | 4.5685 | 0.042326 | Low | Low | High
HARRIS 11082062 | HARRIS 1108 | HUMBOLDT | 2.3961 | 14.4145 | 20.24% | 1 | 5 | 45.88% | 0% | 0 | 0.010144 | 1 | 4.1719 | 0.042318 | Low | Low | High
VIEJO 2204CB | VIEJO 2204 | CENTRAL COAST | 2.2166 | 10 | 31.01% | 10 | 1 | 54.6% | 0% | 0 | 0.013845 | 1 | 3.0559 | 0.04231 | Low | Low | Medium
PANOCHE 11034008 | PANOCHE 1103 | YOSEMITE | 35.3708 | 69.547 | 99.82% | 0 | 2 | 100% | 0% | 0 | 0.064167 | 1 | 0.65772 | 0.042204 | High | High | Low
JAMESON 11059472 | JAMESON 1105 | SACRAMENTO | 2.8377 | 36.7552 | 61.91% | 0 | 2 | 38.64% | 0% | 0 | 0.016315 | 1 | 2.585 | 0.042175 | Low | Low | Medium
HATTON 1102CB | HATTON 1102 | CENTRAL COAST | 2.1206 | 10 | 0.1341% | 1 | 3 | 45.47% | 0% | 0 | 0.013538 | 1 | 3.1114 | 0.042121 | Low | Low | High
MESA 1103M68 | MESA 1103 | LOS PADRES | 0.22844 | 10 | 100% | 0 | 0 | 7.509% | 0% | 0 | 0.013101 | 1 | 3.2134 | 0.042099 | Low | Low | High
CURTIS 170349746 | CURTIS 1703 | YOSEMITE | 0.37395 | 10 | 15.4% | 0 | 1 | 100% | 0% | 0 | 0.014691 | 1 | 2.8626 | 0.042055 | Low | Low | Medium
FRENCH GULCH 11012905 | FRENCH GULCH 1101 | NORTH VALLEY | 9.7071 | 49.4271 | 100% | 1 | 0 | 100% | 0% | 0 | 0.037487 | 1 | 1.1218 | 0.042053 | Medium | Medium | Low
BELL 110880680 | BELL 1108 | SIERRA | 1.2687 | 10 | 46.62% | 0 | 0 | 71.23% | 0% | 0 | 0.015926 | 1 | 2.6403 | 0.042048 | Low | Low | Medium
MARTELL 110299214 | MARTELL 1102 | STOCKTON | 0.5909 | 10 | 69.1% | 1 | 4 | 29.13% | 0% | 0 | 0.013885 | 1 | 3.016 | 0.041876 | Low | Low | Medium
WYANDOTTE 1105CB | WYANDOTTE 1105 | NORTH VALLEY | 12.987 | 37.2024 | 0% | 0 | 0 | 96.35% | 0.5289% | 1 | 0.016922 | 1 | 2.4689 | 0.041778 | Low | Low | Medium
FRENCH GULCH 11022902 | FRENCH GULCH 1102 | NORTH VALLEY | 6.9875 | 84.5854 | 100% | 0 | 4 | 100% | 0% | 0 | 0.057283 | 1 | 0.72881 | 0.041748 | Medium | Medium | Low
PERRY 1101W10 | PERRY 1101 | LOS PADRES | 1.7167 | 22.2223 | 1.272% | 0 | 2 | 91.87% | 0% | 0 | 0.013398 | 1 | 3.1157 | 0.041744 | Low | Low | High
FORT ROSS 112137326 | FORT ROSS 1121 | SONOMA | 5.1708 | 13.0882 | 4.203% | 4 | 1 | 100% | 0% | 0 | 0.031597 | 1 | 1.3203 | 0.04172 | Medium | Medium | Low
MORRO BAY 1101 | MORRO BAY 1101 | LOS PADRES | 0.0056924 | 70 | 100% | 0 | 0 | 9.555% | 0% | 0 | 0.017559 | 1 | 2.3749 | 0.041701 | Low | Low | Medium
CAYETANO 2111CB | CAYETANO 2111 | MISSION | 5.2576 | 70.3707 | 27.25% | 0 | 1 | 45% | 0% | 0 | 0.014119 | 1 | 2.9536 | 0.041701 | Low | Low | Medium
EDES 1112CR100 | EDES 1112 | EAST BAY | 3.3566 | 10 | 0% | 1 | 0 | 100% | 0% | 0 | 0.012862 | 1 | 3.2337 | 0.041593 | Low | Low | High
HALF MOON BAY 11039112 | HALF MOON BAY 1103 | PENINSULA | 3.4704 | 36.5949 | 39.16% | 3 | 0 | 43.21% | 0% | 0 | 0.012394 | 1 | 3.3557 | 0.041589 | Low | Low | High
DOLAN ROAD 11013012 | DOLAN ROAD 1101 | CENTRAL COAST | 2.5496 | 10 | 65.12% | 1 | 1 | 12.08% | 0% | 0 | 0.010669 | 1 | 3.8845 | 0.041444 | Low | Low | High
LAYTONVILLE 11022502 | LAYTONVILLE 1102 | HUMBOLDT | 17.8026 | 72.9803 | 99.59% | 0 | 9 | 100% | 0% | 0 | 0.051556 | 1 | 0.80349 | 0.041424 | Medium | Medium | Low
PUTAH CREEK 11028352 | PUTAH CREEK 1102 | SACRAMENTO | 4.7179 | 43.9192 | 97.12% | 0 | 4 | 40.06% | 0% | 0 | 0.021102 | 1 | 1.961 | 0.041381 | Low | Low | Low
OTTER 110263868 | OTTER 1102 | CENTRAL COAST | 15.8742 | 30.1739 | 15.67% | 12 | 5 | 100% | 0% | 0 | 0.031617 | 1 | 1.3086 | 0.041374 | Medium | Medium | Low
OLEMA 110175686 | OLEMA 1101 | NORTH BAY | 3.5949 | 80.3245 | 25.14% | 0 | 0 | 69.82% | 0% | 0 | 0.021165 | 1 | 1.9507 | 0.041286 | Low | Low | Low
KONOCTI 1102CB | KONOCTI 1102 | HUMBOLDT | 6.3926 | 38.5127 | 58.33% | 0 | 0 | 42.97% | 1.842% | 0 | 0.01654 | 1 | 2.4961 | 0.041284 | Low | Low | Medium
RACETRACK 170310850 | RACETRACK 1703 | YOSEMITE | 0.060314 | 10 | 0% | 0 | 0 | 95.5% | 0% | 0 | 0.012143 | 1 | 3.3993 | 0.041276 | Low | Low | High
POINT ARENA 1101CB | POINT ARENA 1101 | HUMBOLDT | 2.4683 | 40.0153 | 0% | 3 | 1 | 100% | 0% | 0 | 0.016501 | 1 | 2.4898 | 0.041084 | Low | Low | Medium
LAS GALLINAS A 1105904 | LAS GALLINAS A 1105 | NORTH BAY | 2.5108 | 10 | 36.59% | 0 | 1 | 34.95% | 0% | 0 | 0.010466 | 1 | 3.9244 | 0.041073 | Low | Low | High
LUCERNE 110647198 | LUCERNE 1106 | HUMBOLDT | 3.6836 | 20.6629 | 59.47% | 1 | 7 | 65.28% | 0% | 0 | 0.018382 | 1 | 2.2339 | 0.041063 | Low | Low | Medium
SAN RAFAEL 1106910 | SAN RAFAEL 1106 | NORTH BAY | 1.5306 | 10 | 41.18% | 0 | 1 | 20.8% | 0% | 0 | 0.010777 | 1 | 3.8096 | 0.041054 | Low | Low | High
MESA 1101M86 | MESA 1101 | LOS PADRES | 10.0922 | 14.4649 | 78% | 0 | 7 | 48.4% | 0% | 0 | 0.019529 | 1 | 2.0981 | 0.040973 | Low | Low | Low
CALPELLA 1101 | CALPELLA 1101 | HUMBOLDT | 0.0052324 | 10 | 100% | 0 | 0 | 100% | 0% | 0 | 0.028512 | 1 | 1.4352 | 0.040921 | Medium | Medium | Low
HATTON 110137088 | HATTON 1101 | CENTRAL COAST | 4.1243 | 13.8122 | 55.58% | 4 | 4 | 48.38% | 0% | 0 | 0.014072 | 1 | 2.9011 | 0.040823 | Low | Low | Medium
TOCALOMA 0241CB | TOCALOMA 0241 | NORTH BAY | 0.031239 | 60 | 0% | 0 | 0 | 100% | 0% | 0 | 0.017781 | 1 | 2.2908 | 0.040732 | Low | Low | Medium
POINT MORETTI 1101CB | POINT MORETTI 1101 | CENTRAL COAST | 0.028582 | 13.6525 | 6.641% | 0 | 0 | 100% | 6.641% | 0 | 0.015281 | 1 | 2.6605 | 0.040655 | Low | Low | Medium
ROB ROY 210512474 | ROB ROY 2105 | CENTRAL COAST | 2.374 | 10 | 59.61% | 0 | 1 | 28.06% | 0% | 0 | 0.013458 | 1 | 3.02 | 0.040644 | Low | Low | Medium
PEORIA 17046090 | PEORIA 1704 | YOSEMITE | 0.79834 | 10 | 4.922% | 0 | 1 | 100% | 0% | 0 | 0.01755 | 1 | 2.3134 | 0.0406 | Low | Low | Medium
SAN LEANDRO U 1107MR560 | SAN LEANDRO U 1107 | MISSION | 0.061986 | 10 | 100% | 0 | 0 | 0.7828% | 0% | 0 | 0.010742 | 1 | 3.7725 | 0.040522 | Low | Low | High
HIGGINS 1108CB | HIGGINS 1108 | SIERRA | 0.020411 | 10 | 0% | 0 | 0 | 100% | 0% | 0 | 0.012695 | 1 | 3.189 | 0.040485 | Low | Low | High
REDBUD 110244119 | REDBUD 1102 | HUMBOLDT | 0.66752 | 10 | 86.82% | 0 | 0 | 23.81% | 0% | 0 | 0.012119 | 1 | 3.3402 | 0.040479 | Low | Low | High
SPENCE 11223078 | SPENCE 1122 | CENTRAL COAST | 9.9861 | 56.9194 | 40.99% | 1 | 2 | 62.29% | 0% | 0 | 0.0298 | 1 | 1.3582 | 0.040476 | Medium | Medium | Low
BAY MEADOWS 2102 | BAY MEADOWS 2102 | PENINSULA | 0.027395 | 10 | 0% | 0 | 0 | 100% | 0% | 0 | 0.012695 | 1 | 3.1881 | 0.040474 | Low | Low | High
CAMPHORA 110177978 | CAMPHORA 1101 | CENTRAL COAST | 1.4665 | 83.8291 | 100% | 0 | 0 | 5.721% | 0% | 0 | 0.018555 | 1 | 2.1797 | 0.040444 | Low | Low | Low
CABRILLO 1104Y22 | CABRILLO 1104 | LOS PADRES | 7.1091 | 12.8346 | 36.03% | 1 | 10 | 27.87% | 0% | 0 | 0.012091 | 1 | 3.3316 | 0.040283 | Low | Low | High
PANORAMA 11021342 | PANORAMA 1102 | NORTH VALLEY | 11.6409 | 39.043 | 100% | 0 | 1 | 45.41% | 0% | 0 | 0.020716 | 1 | 1.9444 | 0.04028 | Low | Low | Low
UPPER LAKE 1101412 | UPPER LAKE 1101 | HUMBOLDT | 11.536 | 63.7276 | 55.28% | 0 | 4 | 61.85% | 0% | 0 | 0.031441 | 1 | 1.2806 | 0.040263 | Medium | Medium | Low
WOODWARD 2108R2860 | WOODWARD 2108 | FRESNO | 11.5924 | 40.5433 | 94.73% | 0 | 1 | 52.86% | 0% | 0 | 0.024579 | 1 | 1.6377 | 0.040253 | Medium | Medium | Low
COTATI 1102CB | COTATI 1102 | SONOMA | 1.3007 | 52.8482 | 0.4591% | 0 | 0 | 64.8% | 0% | 0 | 0.013707 | 1 | 2.9311 | 0.040175 | Low | Low | Medium
WILDWOOD 110198896 | WILDWOOD 1101 | NORTH VALLEY | 9.9251 | 71.2641 | 100% | 1 | 1 | 100% | 0% | 0 | 0.044142 | 1 | 0.90896 | 0.040124 | Medium | Medium | Low
FLORENCE 0401CB | FLORENCE 0401 | EAST BAY | 1.7144 | 10 | 2.295% | 5 | 1 | 39.92% | 0% | 0 | 0.00887 | 1 | 4.5207 | 0.040099 | Low | Low | High
MADISON 21017702 | MADISON 2101 | SACRAMENTO | 2.3216 | 70.1745 | 98.98% | 0 | 0 | 10.42% | 0% | 0 | 0.017585 | 1 | 2.2784 | 0.040066 | Low | Low | Medium
OAKLAND K 1101CB | OAKLAND K 1101 | EAST BAY | 0.35314 | 10 | 0% | 1 | 1 | 14.81% | 24.18% | 0 | 0.0095124 | 1 | 4.2078 | 0.040027 | Low | Low | High
LLAGAS 2106XR146 | LLAGAS 2106 | SAN JOSE | 1.5959 | 59.0705 | 100% | 0 | 0 | 7.634% | 0% | 0 | 0.016009 | 1 | 2.4996 | 0.040015 | Low | Low | Medium
HOPLAND 1101960 | HOPLAND 1101 | HUMBOLDT | 16.1295 | 41.2103 | 77.4% | 2 | 9 | 74.6% | 0% | 0 | 0.028177 | 1 | 1.4185 | 0.039967 | Medium | Medium | Low
PACIFICA 110266732 | PACIFICA 1102 | PENINSULA | 1.1315 | 10 | 0% | 1 | 0 | 38.02% | 24.53% | 0 | 0.010334 | 1 | 3.8564 | 0.039854 | Low | Low | High
HATTON 1102648928 | HATTON 1102 | CENTRAL COAST | 2.8842 | 29.9397 | 0% | 2 | 4 | 59.99% | 0% | 0 | 0.014193 | 1 | 2.8013 | 0.039758 | Low | Low | Medium
FRANKLIN 1101P138 | FRANKLIN 1101 | EAST BAY | 1.4993 | 10 | 0% | 0 | 0 | 97.65% | 0% | 0 | 0.012403 | 1 | 3.2 | 0.03969 | Low | Low | High
SOLEDAD 21017056 | SOLEDAD 2101 | CENTRAL COAST | 1.1515 | 59.0572 | 100% | 0 | 0 | 11.67% | 0% | 0 | 0.016656 | 1 | 2.3825 | 0.039684 | Low | Low | Medium
MORGAN HILL 2105XR494 | MORGAN HILL 2105 | SAN JOSE | 0.23352 | 25.7168 | 100% | 0 | 0 | 3.179% | 0% | 0 | 0.012233 | 1 | 3.2406 | 0.039642 | Low | Low | High
COTATI 1104426 | COTATI 1104 | SONOMA | 2.1239 | 10 | 43.82% | 0 | 2 | 54.27% | 0% | 0 | 0.012029 | 1 | 3.2883 | 0.039554 | Low | Low | High
GARBERVILLE 110256048 | GARBERVILLE 1102 | HUMBOLDT | 4.9695 | 84.598 | 7.194% | 2 | 1 | 100% | 0% | 0 | 0.030194 | 1 | 1.3096 | 0.039543 | Medium | Medium | Low
KONOCTI 11084041 | KONOCTI 1108 | HUMBOLDT | 1.9081 | 10 | 99.47% | 0 | 0 | 40.69% | 0% | 0 | 0.015871 | 1 | 2.4887 | 0.039499 | Low | Low | Medium
ROSSMOOR 1101L501R | ROSSMOOR 1101 | DIABLO | 0.055455 | 10 | 100% | 0 | 0 | 2.751% | 0% | 0 | 0.010953 | 1 | 3.5964 | 0.039392 | Low | Low | High
SONOMA 1104914376 | SONOMA 1104 | SONOMA | 0.42319 | 32.6662 | 64.75% | 0 | 0 | 6.07% | 0% | 0 | 0.0098958 | 1 | 3.98 | 0.039385 | Low | Low | High
ANTLER 11011520 | ANTLER 1101 | NORTH VALLEY | 8.8735 | 30.8958 | 71.85% | 2 | 4 | 100% | 0% | 0 | 0.033121 | 1 | 1.188 | 0.039347 | Medium | Medium | Low
MENDOCINO 1101450 | MENDOCINO 1101 | HUMBOLDT | 5.6815 | 36.3951 | 100% | 0 | 2 | 30.28% | 3.061% | 1 | 0.021431 | 1 | 1.8346 | 0.039318 | Low | Low | Low
SAN LUIS OBISPO 110742048 | SAN LUIS OBISPO 1107 | LOS PADRES | 0.025219 | 10 | 0% | 0 | 0 | 100% | 0% | 0 | 0.012695 | 1 | 3.0883 | 0.039207 | Low | Low | High
DOLAN ROAD 110122158 | DOLAN ROAD 1101 | CENTRAL COAST | 1.2712 | 10 | 84.22% | 0 | 1 | 10.85% | 0% | 0 | 0.010653 | 1 | 3.6785 | 0.039186 | Low | Low | High
SAN LUIS OBISPO 1107V08 | SAN LUIS OBISPO 1107 | LOS PADRES | 0.024874 | 10 | 0% | 0 | 0 | 100% | 0% | 0 | 0.012695 | 1 | 3.0856 | 0.039173 | Low | Low | High
SAN LEANDRO U 11149838 | SAN LEANDRO U 1114 | MISSION | 1.9933 | 10 | 1.408% | 0 | 0 | 80.56% | 0% | 0 | 0.010593 | 1 | 3.6901 | 0.039087 | Low | Low | High
NEWBURG 1131CB | NEWBURG 1131 | HUMBOLDT | 3.0239 | 26.9176 | 14.49% | 0 | 2 | 24.41% | 0% | 0 | 0.013392 | 1 | 2.916 | 0.03905 | Low | Low | Medium
PALMER 1101M82 | PALMER 1101 | LOS PADRES | 10.3483 | 48.0186 | 61.68% | 0 | 5 | 69.3% | 0% | 0 | 0.022153 | 1 | 1.7614 | 0.03902 | Medium | Medium | Low
DEL MONTE 21032204 | DEL MONTE 2103 | CENTRAL COAST | 0.36868 | 10 | 0% | 0 | 0 | 100% | 0% | 0 | 0.012695 | 1 | 3.0732 | 0.039015 | Low | Low | Medium
LOS OSITOS 21037082 | LOS OSITOS 2103 | CENTRAL COAST | 0.3792 | 71.4337 | 96.62% | 0 | 0 | 1.843% | 0% | 0 | 0.015988 | 1 | 2.4399 | 0.03901 | Low | Low | Medium
FAIRMOUNT 0401CB | FAIRMOUNT 0401 | EAST BAY | 1.4849 | 10 | 0% | 0 | 2 | 25.81% | 0% | 0 | 0.0082593 | 1 | 4.7218 | 0.038999 | Low | Low | High
JESSUP 11031540 | JESSUP 1103 | NORTH VALLEY | 2.7435 | 22.0778 | 100% | 1 | 1 | 18.03% | 0% | 0 | 0.01631 | 1 | 2.3847 | 0.038895 | Low | Low | Medium
ROB ROY 2105CB | ROB ROY 2105 | CENTRAL COAST | 0.78923 | 10 | 41.07% | 2 | 0 | 55.78% | 0% | 0 | 0.013414 | 1 | 2.895 | 0.038833 | Low | Low | Medium
PEABODY 210818182 | PEABODY 2108 | SACRAMENTO | 0.013085 | 10 | 0% | 0 | 0 | 100% | 0% | 0 | 0.012695 | 1 | 3.0555 | 0.03879 | Low | Low | Medium
PUEBLO 2103694 | PUEBLO 2103 | NORTH BAY | 0.4502 | 10 | 100% | 0 | 0 | 9.445% | 0% | 0 | 0.011704 | 1 | 3.3141 | 0.038789 | Low | Low | High
SAN LUIS OBISPO 1105CB | SAN LUIS OBISPO 1105 | LOS PADRES | 1.9887 | 39.9951 | 43.06% | 3 | 3 | 16.92% | 0% | 0 | 0.012254 | 1 | 3.1619 | 0.038746 | Low | Low | High
POINT MORETTI 11015076 | POINT MORETTI 1101 | CENTRAL COAST | 7.1634 | 15.8606 | 16.59% | 11 | 1 | 79.19% | 0% | 0 | 0.018862 | 1 | 2.0481 | 0.03863 | Low | Low | Low
NORTH BRANCH 110113496 | NORTH BRANCH 1101 | STOCKTON | 2.2189 | 10 | 62.08% | 0 | 0 | 44.24% | 0% | 0 | 0.012126 | 1 | 3.1825 | 0.03859 | Low | Low | High
SOLEDAD 21013720 | SOLEDAD 2101 | CENTRAL COAST | 2.3505 | 51.9589 | 88.77% | 0 | 0 | 12.85% | 0% | 0 | 0.016725 | 1 | 2.3054 | 0.038559 | Low | Low | Medium
BURNEY 11012402 | BURNEY 1101 | NORTH VALLEY | 1.4308 | 10 | 91.1% | 2 | 2 | 38.13% | 0% | 0 | 0.020105 | 1 | 1.914 | 0.038481 | Low | Low | Low
BEAR VALLEY 2101CB | BEAR VALLEY 2101 | YOSEMITE | 18.7199 | 23.9906 | 55.73% | 0 | 6 | 100% | 0% | 0 | 0.047229 | 1 | 0.81463 | 0.038474 | Medium | Medium | Low
DUNLAP 11027849F | DUNLAP 1102 | FRESNO | 8.6653 | 17.4771 | 100% | 3 | 9 | 100% | 0% | 0 | 0.037371 | 1 | 1.0288 | 0.038447 | Medium | Medium | Low
SAN LEANDRO U 1114MR544 | SAN LEANDRO U 1114 | MISSION | 2.1618 | 10 | 45.25% | 0 | 0 | 34.37% | 0% | 0 | 0.010938 | 1 | 3.5146 | 0.038442 | Low | Low | High
CAYUCOS 1102W18 | CAYUCOS 1102 | LOS PADRES | 1.9754 | 67.8899 | 46.98% | 0 | 0 | 8.859% | 14.04% | 0 | 0.015968 | 1 | 2.4056 | 0.038413 | Low | Low | Medium
HIGGINS 1110 | HIGGINS 1110 | SIERRA | 0.035539 | 10 | 0% | 0 | 0 | 100% | 0% | 0 | 0.012695 | 1 | 3.0246 | 0.038398 | Low | Low | Medium
PETALUMA C 1109270 | PETALUMA C 1109 | SONOMA | 1.61 | 25.9839 | 62.25% | 0 | 3 | 21.02% | 0% | 0 | 0.011438 | 1 | 3.35 | 0.038318 | Low | Low | High
WILLOW CREEK 110191926 | WILLOW CREEK 1101 | HUMBOLDT | 5.6211 | 81.2548 | 100% | 2 | 0 | 52.92% | 0% | 0 | 0.033802 | 1 | 1.1327 | 0.038287 | Medium | Medium | Low
TEMPLETON 2112R98 | TEMPLETON 2112 | LOS PADRES | 2.5848 | 57.8675 | 88.32% | 0 | 0 | 11.06% | 0% | 0 | 0.017037 | 1 | 2.2449 | 0.038247 | Low | Low | Medium
WYANDOTTE 11091520 | WYANDOTTE 1109 | NORTH VALLEY | 4.1645 | 10 | 80.53% | 0 | 0 | 21.24% | 0% | 0 | 0.011222 | 1 | 3.4039 | 0.038199 | Low | Low | High
ANDERSON 11011752 | ANDERSON 1101 | NORTH VALLEY | 3.4624 | 22.5175 | 29.42% | 0 | 0 | 74.73% | 0% | 0 | 0.015595 | 1 | 2.4433 | 0.038104 | Low | Low | Medium
SUNOL 110111587 | SUNOL 1101 | MISSION | 0.25848 | 10 | 100% | 0 | 1 | 24.35% | 0% | 0 | 0.013849 | 1 | 2.7479 | 0.038054 | Low | Low | Medium
LAYTONVILLE 1102220946 | LAYTONVILLE 1102 | HUMBOLDT | 0.040461 | 10 | 100% | 0 | 0 | 100% | 0% | 0 | 0.028512 | 1 | 1.3334 | 0.038016 | Medium | Medium | Low
SUNOL 11018721 | SUNOL 1101 | MISSION | 2.3818 | 51.7237 | 49.03% | 0 | 1 | 76.51% | 0% | 0 | 0.0231 | 1 | 1.6423 | 0.037937 | Medium | Medium | Low
JESSUP 11019002 | JESSUP 1101 | NORTH VALLEY | 6.7893 | 16.4426 | 68.96% | 0 | 5 | 44.76% | 0% | 0 | 0.017028 | 1 | 2.2277 | 0.037935 | Low | Low | Low
SOLEDAD 21027562 | SOLEDAD 2102 | CENTRAL COAST | 1.9641 | 22.7828 | 92.71% | 0 | 0 | 25.93% | 0% | 0 | 0.014154 | 1 | 2.6794 | 0.037924 | Low | Low | Medium
FROGTOWN 170236870 | FROGTOWN 1702 | STOCKTON | 2.2467 | 10 | 88.34% | 0 | 2 | 72.13% | 0% | 0 | 0.020592 | 1 | 1.8354 | 0.037794 | Low | Low | Low
SAN LUIS OBISPO 110788962 | SAN LUIS OBISPO 1107 | LOS PADRES | 1.6209 | 48.7477 | 22.43% | 0 | 1 | 40.61% | 0% | 0 | 0.012815 | 1 | 2.9485 | 0.037786 | Low | Low | Medium
WOOD 0401CB | WOOD 0401 | EAST BAY | 0.4018 | 10 | 54.38% | 0 | 0 | 12.06% | 0% | 0 | 0.0082741 | 1 | 4.5612 | 0.037739 | Low | Low | High
RED BLUFF 1101 | RED BLUFF 1101 | NORTH VALLEY | 0.18711 | 22.4749 | 100% | 0 | 0 | 61.69% | 0% | 0 | 0.021308 | 1 | 1.7689 | 0.037691 | Low | Low | Low
WYANDOTTE 110942650 | WYANDOTTE 1109 | NORTH VALLEY | 0.71686 | 10 | 44.77% | 0 | 0 | 27.21% | 0% | 0 | 0.0088907 | 1 | 4.2335 | 0.037638 | Low | Low | High
CARLOTTA 112142896 | CARLOTTA 1121 | HUMBOLDT | 2.183 | 31.2732 | 37.15% | 2 | 2 | 39.92% | 0% | 0 | 0.015245 | 1 | 2.4688 | 0.037636 | Low | Low | Medium
CORONA 11034446 | CORONA 1103 | SONOMA | 0.968 | 50.7747 | 83.54% | 0 | 0 | 7.888% | 0% | 0 | 0.013274 | 1 | 2.8291 | 0.037555 | Low | Low | Medium
CLOVERDALE 1102429006 | CLOVERDALE 1102 | SONOMA | 2.0089 | 22.4739 | 19.1% | 0 | 1 | 100% | 0% | 0 | 0.016467 | 1 | 2.2766 | 0.037488 | Low | Low | Medium
MILPITAS 110962157 | MILPITAS 1109 | SAN JOSE | 0.044828 | 10 | 0% | 0 | 0 | 100% | 0% | 0 | 0.012695 | 1 | 2.9508 | 0.037462 | Low | Low | Medium
NARROWS 21022718 | NARROWS 2102 | SIERRA | 0.45209 | 10 | 82.65% | 0 | 1 | 6.234% | 0% | 0 | 0.010047 | 1 | 3.7245 | 0.037421 | Low | Low | High
ANDERSON 11031600 | ANDERSON 1103 | NORTH VALLEY | 2.5631 | 13.0676 | 100% | 0 | 0 | 23.83% | 0% | 0 | 0.015715 | 1 | 2.3807 | 0.037413 | Low | Low | Medium
OTTER 11022166 | OTTER 1102 | CENTRAL COAST | 4.0812 | 30.3358 | 3.172% | 4 | 2 | 100% | 0% | 0 | 0.027673 | 1 | 1.3506 | 0.037374 | Medium | Medium | Low
GRASS VALLEY 1103 | GRASS VALLEY 1103 | SIERRA | 0.021115 | 10 | 19.87% | 0 | 0 | 100% | 0% | 0 | 0.014923 | 1 | 2.5027 | 0.037349 | Low | Low | Medium
SAUSALITO 11011270 | SAUSALITO 1101 | NORTH BAY | 0.49678 | 64.5423 | 0% | 0 | 0 | 50.41% | 0% | 0 | 0.011233 | 1 | 3.3242 | 0.037341 | Low | Low | High
MENLO 11029110 | MENLO 1102 | PENINSULA | 0.16148 | 10 | 87.04% | 1 | 0 | 1.751% | 0% | 0 | 0.0098849 | 1 | 3.7774 | 0.037339 | Low | Low | High
HICKS 2101XR548 | HICKS 2101 | SAN JOSE | 1.763 | 53.1133 | 61.37% | 0 | 0 | 20.35% | 0% | 0 | 0.012735 | 1 | 2.9304 | 0.037318 | Low | Low | Medium
CORRAL 110214028 | CORRAL 1102 | STOCKTON | 3.2845 | 10 | 84.85% | 0 | 2 | 41.18% | 0% | 0 | 0.01476 | 1 | 2.5258 | 0.03728 | Low | Low | Medium
WILLOW PASS 1101CB | WILLOW PASS 1101 | DIABLO | 0.46926 | 10 | 100% | 0 | 1 | 6.681% | 0% | 0 | 0.011627 | 1 | 3.2051 | 0.037265 | Low | Low | High
NARROWS 210551582 | NARROWS 2105 | SIERRA | 9.5263 | 10 | 48.26% | 0 | 1 | 100% | 0% | 0 | 0.019181 | 1 | 1.9413 | 0.037237 | Low | Low | Low
COTTONWOOD 11029026 | COTTONWOOD 1102 | NORTH VALLEY | 14.1835 | 17.7686 | 84.41% | 1 | 2 | 58.01% | 0% | 0 | 0.021122 | 1 | 1.7609 | 0.037192 | Low | Low | Low
FORT ROSS 1121134 | FORT ROSS 1121 | SONOMA | 7.7066 | 23.2401 | 8.01% | 16 | 1 | 95.15% | 0% | 0 | 0.029926 | 1 | 1.2427 | 0.037189 | Medium | Medium | Low
KONOCTI 11022293 | KONOCTI 1102 | HUMBOLDT | 0.16556 | 10 | 100% | 0 | 0 | 9.444% | 0% | 0 | 0.011704 | 1 | 3.1767 | 0.03718 | Low | Low | High
JESSUP 1101CB | JESSUP 1101 | NORTH VALLEY | 1.1327 | 30.8343 | 100% | 0 | 0 | 19.43% | 0% | 0 | 0.01487 | 1 | 2.5003 | 0.037179 | Low | Low | Medium
POSO MOUNTAIN 2104CB | POSO MOUNTAIN 2104 | KERN | 5.3916 | 10 | 6.227% | 0 | 6 | 72.59% | 0% | 0 | 0.013157 | 1 | 2.8181 | 0.037076 | Low | Low | Medium
LUCERNE 110676850 | LUCERNE 1106 | HUMBOLDT | 2.0465 | 10 | 61.3% | 0 | 3 | 55.89% | 0% | 0 | 0.014386 | 1 | 2.5722 | 0.037005 | Low | Low | Medium
COTATI 1102464 | COTATI 1102 | SONOMA | 1.2747 | 26.0788 | 66.97% | 0 | 1 | 15.73% | 0% | 0 | 0.012358 | 1 | 2.9928 | 0.036986 | Low | Low | Medium
SYCAMORE CREEK 1109CB | SYCAMORE CREEK 1109 | NORTH VALLEY | 0.58228 | 10 | 100% | 0 | 0 | 6.6% | 0% | 0 | 0.011379 | 1 | 3.2447 | 0.036922 | Low | Low | High
MORRO BAY 1102CB | MORRO BAY 1102 | LOS PADRES | 3.3958 | 10 | 1.002% | 0 | 0 | 71.82% | 0% | 0 | 0.011049 | 1 | 3.3405 | 0.036911 | Low | Low | High
PEABODY 2106CB | PEABODY 2106 | SACRAMENTO | 0.58049 | 10 | 53.14% | 0 | 0 | 53.74% | 0% | 0 | 0.012385 | 1 | 2.9801 | 0.036907 | Low | Low | Medium
NORTH BRANCH 1101CB | NORTH BRANCH 1101 | STOCKTON | 10.7662 | 27.7002 | 39.92% | 0 | 5 | 56% | 0% | 0 | 0.014214 | 1 | 2.5951 | 0.036887 | Low | Low | Medium
JARVIS 1108MR368 | JARVIS 1108 | MISSION | 0.80128 | 10 | 39.98% | 0 | 0 | 23.87% | 0% | 0 | 0.0094416 | 1 | 3.9056 | 0.036875 | Low | Low | High
COARSEGOLD 210410030 | COARSEGOLD 2104 | YOSEMITE | 15.7445 | 10.7109 | 33.01% | 0 | 3 | 88.51% | 0% | 0 | 0.020603 | 1 | 1.786 | 0.036797 | Low | Low | Low
RIO DEL MAR 0401CB | RIO DEL MAR 0401 | CENTRAL COAST | 1.702 | 10 | 16.67% | 5 | 1 | 48.18% | 0% | 0 | 0.010828 | 1 | 3.3814 | 0.036613 | Low | Low | High
HATTON 11029642 | HATTON 1102 | CENTRAL COAST | 1.1982 | 10 | 4.477% | 2 | 1 | 100% | 0% | 0 | 0.013798 | 1 | 2.6508 | 0.036576 | Low | Low | Medium
RACETRACK 170310870 | RACETRACK 1703 | YOSEMITE | 1.0803 | 10 | 45.22% | 0 | 3 | 41.49% | 0% | 0 | 0.010943 | 1 | 3.3367 | 0.036514 | Low | Low | High
FITCH MOUNTAIN 11115060 | FITCH MOUNTAIN 1111 | SONOMA | 2.1624 | 43.6089 | 39.41% | 0 | 3 | 35.19% | 0% | 0 | 0.012308 | 1 | 2.9515 | 0.036326 | Low | Low | Medium
KONOCTI 11084037 | KONOCTI 1108 | HUMBOLDT | 0.3878 | 10 | 100% | 0 | 0 | 22.52% | 0% | 0 | 0.013321 | 1 | 2.7262 | 0.036316 | Low | Low | Medium
ELK 110191336 | ELK 1101 | HUMBOLDT | 7.8266 | 12.5917 | 0% | 14 | 5 | 92.25% | 0% | 0 | 0.020708 | 1 | 1.7508 | 0.036255 | Low | Low | Low
OAKHURST 110311900 | OAKHURST 1103 | YOSEMITE | 0.064919 | 10 | 100% | 0 | 0 | 7.722% | 0% | 0 | 0.011506 | 1 | 3.147 | 0.03621 | Low | Low | High
WISE 110163199 | WISE 1101 | SIERRA | 0.5708 | 42.4087 | 13.05% | 0 | 0 | 61.18% | 0% | 0 | 0.01197 | 1 | 3.0242 | 0.036199 | Low | Low | Medium
WILLITS 1103696 | WILLITS 1103 | HUMBOLDT | 6.5774 | 41.2479 | 62.23% | 0 | 3 | 69.69% | 0% | 0 | 0.020487 | 1 | 1.7628 | 0.036115 | Low | Low | Low
CHESTER 1102CB | CHESTER 1102 | NORTH VALLEY | 0.32002 | 10 | 100% | 0 | 0 | 10.17% | 0% | 0 | 0.01345 | 1 | 2.6792 | 0.036036 | Low | Low | Medium
OILFIELDS 1103 | OILFIELDS 1103 | CENTRAL COAST | 0.020981 | 19.5696 | 17.4% | 0 | 0 | 100% | 0% | 0 | 0.015601 | 1 | 2.3018 | 0.035911 | Low | Low | Medium
EDENVALE 2107CB | EDENVALE 2107 | SAN JOSE | 0.73661 | 33.423 | 98.26% | 0 | 0 | 2.254% | 0% | 0 | 0.01259 | 1 | 2.8521 | 0.035908 | Low | Low | Medium
SAN CARLOS 11048846 | SAN CARLOS 1104 | PENINSULA | 1.1188 | 10 | 42.43% | 0 | 1 | 25.48% | 0% | 0 | 0.0087545 | 1 | 4.0972 | 0.035869 | Low | Low | High
HALSEY 11022514 | HALSEY 1102 | SIERRA | 9.2843 | 10 | 42.43% | 1 | 2 | 47.49% | 0% | 0 | 0.012855 | 1 | 2.7818 | 0.035761 | Low | Low | Medium
CLAY 1102CB | CLAY 1102 | STOCKTON | 1.1664 | 10 | 0% | 0 | 0 | 60.02% | 0% | 0 | 0.011126 | 1 | 3.2104 | 0.035721 | Low | Low | High
MENDOCINO 110137462 | MENDOCINO 1101 | HUMBOLDT | 2.449 | 10 | 46.73% | 0 | 2 | 50.22% | 0% | 0 | 0.0135 | 1 | 2.6397 | 0.035636 | Low | Low | Medium
HICKS 1116CB | HICKS 1116 | SAN JOSE | 1.3112 | 10 | 43.95% | 1 | 3 | 7.743% | 0% | 0 | 0.0089608 | 1 | 3.9753 | 0.035622 | Low | Low | High
CURTIS 170190120 | CURTIS 1701 | YOSEMITE | 2.5983 | 10 | 28.78% | 0 | 1 | 50.57% | 0% | 0 | 0.010044 | 1 | 3.5453 | 0.035611 | Low | Low | High
DESCHUTES 1101CB | DESCHUTES 1101 | NORTH VALLEY | 4.1985 | 15.36 | 72.74% | 0 | 0 | 36.89% | 0% | 0 | 0.012752 | 1 | 2.792 | 0.035602 | Low | Low | Medium
TIDEWATER 210665866 | TIDEWATER 2106 | DIABLO | 4.2405 | 36.2821 | 12.3% | 0 | 0 | 47.54% | 0% | 0 | 0.0099699 | 1 | 3.5683 | 0.035576 | Low | Low | High
MORGAN HILL 2110XR326 | MORGAN HILL 2110 | SAN JOSE | 2.054 | 29.8956 | 63.47% | 0 | 2 | 9.633% | 0% | 0 | 0.013515 | 1 | 2.63 | 0.035544 | Low | Low | Medium
BANGOR 110155206 | BANGOR 1101 | NORTH VALLEY | 2.9326 | 34.2156 | 61.32% | 1 | 0 | 28.49% | 0% | 0 | 0.012304 | 1 | 2.8829 | 0.03547 | Low | Low | Medium
CEDAR CREEK 11011362 | CEDAR CREEK 1101 | NORTH VALLEY | 0.015515 | 10 | 100% | 0 | 0 | 100% | 0% | 0 | 0.028512 | 1 | 1.2439 | 0.035466 | Medium | Medium | Low
DUNBAR 1101160 | DUNBAR 1101 | SONOMA | 4.1387 | 21.8951 | 29.76% | 0 | 0 | 62.23% | 10.35% | 0 | 0.01425 | 1 | 2.486 | 0.035427 | Low | Low | Medium
PEORIA 17013186 | PEORIA 1701 | YOSEMITE | 10.0751 | 10 | 99.94% | 1 | 2 | 100% | 0% | 0 | 0.030068 | 1 | 1.1773 | 0.035399 | Medium | Medium | Low
FORT ORD 21069658 | FORT ORD 2106 | CENTRAL COAST | 0.097044 | 10 | 0% | 0 | 0 | 100% | 0% | 0 | 0.012695 | 1 | 2.7847 | 0.035353 | Low | Low | Medium
CHESTER 1101CB | CHESTER 1101 | NORTH VALLEY | 2.5695 | 10 | 96.88% | 0 | 0 | 31.91% | 0% | 0 | 0.01425 | 1 | 2.4772 | 0.035299 | Low | Low | Medium
HATTON 11022070 | HATTON 1102 | CENTRAL COAST | 0.49418 | 10 | 29.42% | 0 | 3 | 25.81% | 0% | 0 | 0.010726 | 1 | 3.2805 | 0.035187 | Low | Low | High
LUCERNE 1106CB | LUCERNE 1106 | HUMBOLDT | 2.483 | 10 | 34.76% | 1 | 7 | 68.8% | 0% | 0 | 0.01653 | 1 | 2.1266 | 0.035153 | Low | Low | Low
CURTIS 170356972 | CURTIS 1703 | YOSEMITE | 8.4449 | 49.5291 | 11.99% | 0 | 2 | 100% | 0.5389% | 1 | 0.02188 | 1 | 1.6045 | 0.035106 | Medium | Medium | Low
ELK 11011260 | ELK 1101 | HUMBOLDT | 15.6745 | 74.4455 | 25.71% | 10 | 4 | 100% | 0% | 0 | 0.043784 | 1 | 0.80153 | 0.035094 | Medium | Medium | Low
PLACERVILLE 1109CB | PLACERVILLE 1109 | SIERRA | 0.020146 | 10 | 0% | 0 | 1 | 100% | 0% | 0 | 0.012961 | 1 | 2.6978 | 0.034966 | Low | Low | Medium
ROSSMOOR 110192164 | ROSSMOOR 1101 | DIABLO | 0.25455 | 10 | 51.39% | 0 | 0 | 26.2% | 0% | 0 | 0.0092923 | 1 | 3.7629 | 0.034966 | Low | Low | High
ROSSMOOR 110676468 | ROSSMOOR 1106 | DIABLO | 1.5034 | 10 | 14.83% | 1 | 2 | 51.08% | 0% | 0 | 0.0093177 | 1 | 3.7505 | 0.034946 | Low | Low | High
FAIRVIEW 2207P150 | FAIRVIEW 2207 | DIABLO | 1.7182 | 19.1624 | 0% | 0 | 0 | 75.67% | 0% | 0 | 0.010614 | 1 | 3.2893 | 0.034913 | Low | Low | High
GEYSERVILLE 110135492 | GEYSERVILLE 1101 | SONOMA | 8.4529 | 69.0353 | 85.9% | 0 | 0 | 39.22% | 0% | 0 | 0.020833 | 1 | 1.6734 | 0.034862 | Low | Low | Low
WILLOW PASS 2107P500R | WILLOW PASS 2107 | DIABLO | 0.15832 | 10 | 100% | 0 | 0 | 4.986% | 0% | 0 | 0.011198 | 1 | 3.1106 | 0.034834 | Low | Low | High
BERKELEY F 0402CB | BERKELEY F 0402 | EAST BAY | 0.47631 | 10 | 26.87% | 0 | 0 | 22.4% | 0% | 0 | 0.0083588 | 1 | 4.1661 | 0.034823 | Low | Low | High
SAND CREEK 11037110 | SAND CREEK 1103 | FRESNO | 19.4155 | 27.8259 | 94.86% | 5 | 7 | 100% | 0% | 0 | 0.080582 | 1 | 0.43197 | 0.034809 | High | High | Low
POSO MOUNTAIN 210448268 | POSO MOUNTAIN 2104 | KERN | 4.774 | 10 | 10.21% | 0 | 0 | 90.31% | 0% | 0 | 0.012535 | 1 | 2.7681 | 0.034699 | Low | Low | Medium
BELMONT 1103415994 | BELMONT 1103 | PENINSULA | 1.0684 | 10 | 38.18% | 0 | 2 | 26.01% | 0% | 0 | 0.0086782 | 1 | 3.9933 | 0.034655 | Low | Low | High
BUTTE 11052410 | BUTTE 1105 | NORTH VALLEY | 1.8432 | 10 | 92.92% | 0 | 0 | 16.76% | 0% | 0 | 0.011878 | 1 | 2.9154 | 0.034628 | Low | Low | Medium
VALLEY VIEW 1105P126 | VALLEY VIEW 1105 | EAST BAY | 0.94179 | 10 | 5.099% | 0 | 0 | 45.94% | 0% | 0 | 0.008838 | 1 | 3.9116 | 0.034571 | Low | Low | High
TEJON 11023751 | TEJON 1102 | KERN | 20.1546 | 14.4086 | 57.09% | 0 | 4 | 78.15% | 0% | 0 | 0.034903 | 1 | 0.99037 | 0.034567 | Medium | Medium | Low
MESA 1101CB | MESA 1101 | LOS PADRES | 13.1474 | 48.8211 | 12.29% | 0 | 3 | 51.32% | 0% | 0 | 0.013679 | 1 | 2.5227 | 0.034509 | Low | Low | Medium
CMC 1102CB | CMC 1102 | LOS PADRES | 0.46264 | 10 | 0% | 0 | 0 | 100% | 0% | 0 | 0.012695 | 1 | 2.714 | 0.034455 | Low | Low | Medium
SNEATH LANE 1106CB | SNEATH LANE 1106 | PENINSULA | 1.101 | 10 | 47.15% | 3 | 3 | 17.83% | 0% | 0 | 0.0091441 | 1 | 3.7667 | 0.034443 | Low | Low | High
HARTLEY 110194178 | HARTLEY 1101 | HUMBOLDT | 1.6171 | 10 | 47.04% | 0 | 1 | 41.48% | 0% | 0 | 0.012159 | 1 | 2.8315 | 0.034428 | Low | Low | Medium
KERN OIL 11063301 | KERN OIL 1106 | KERN | 0.36257 | 10 | 100% | 0 | 0 | 1.116% | 0% | 0 | 0.012298 | 1 | 2.7994 | 0.034427 | Low | Low | Medium
SAN LUIS OBISPO 1103CB | SAN LUIS OBISPO 1103 | LOS PADRES | 2.8352 | 59.393 | 72.07% | 0 | 1 | 20.37% | 0% | 0 | 0.014802 | 1 | 2.3239 | 0.034398 | Low | Low | Medium
LOS MOLINOS 11011308 | LOS MOLINOS 1101 | NORTH VALLEY | 0.1275 | 79.8468 | 100% | 0 | 0 | 1.055% | 0% | 0 | 0.017254 | 1 | 1.9923 | 0.034377 | Low | Low | Low
CLAY 1103CB | CLAY 1103 | STOCKTON | 5.7506 | 36.571 | 11.82% | 0 | 1 | 42.68% | 0% | 0 | 0.011049 | 1 | 3.1111 | 0.034376 | Low | Low | High
CABRILLO 11031437 | CABRILLO 1103 | LOS PADRES | 3.2446 | 37.9706 | 72.77% | 0 | 0 | 66.31% | 0% | 0 | 0.019849 | 1 | 1.7318 | 0.034374 | Low | Low | Low
SONOMA 11054456 | SONOMA 1105 | SONOMA | 1.6486 | 23.1811 | 52.93% | 0 | 1 | 22.31% | 0% | 0 | 0.010106 | 1 | 3.401 | 0.034372 | Low | Low | High
STELLING 110913228 | STELLING 1109 | DE ANZA | 0.52786 | 10 | 79.39% | 0 | 0 | 6.214% | 0% | 0 | 0.0095798 | 1 | 3.5877 | 0.034369 | Low | Low | High
TEJON 11023760 | TEJON 1102 | KERN | 5.5529 | 84.6891 | 100% | 0 | 0 | 84.6% | 0% | 0 | 0.040235 | 1 | 0.85149 | 0.03426 | Medium | Medium | Low
WILLITS 11044650 | WILLITS 1104 | HUMBOLDT | 2.8566 | 16.3398 | 61.51% | 0 | 4 | 48.68% | 0% | 0 | 0.014299 | 1 | 2.3934 | 0.034224 | Low | Low | Medium
MORGAN HILL 2105XR602 | MORGAN HILL 2105 | SAN JOSE | 0.59187 | 10 | 11.22% | 0 | 0 | 69.56% | 0% | 0 | 0.010291 | 1 | 3.3208 | 0.034174 | Low | Low | High
BURNEY 1101CB | BURNEY 1101 | NORTH VALLEY | 0.91927 | 10 | 59.07% | 1 | 0 | 46.14% | 0% | 0 | 0.012215 | 1 | 2.7975 | 0.034171 | Low | Low | Medium
BURNEY 110297318 | BURNEY 1102 | NORTH VALLEY | 0.71383 | 14.6507 | 68.47% | 0 | 0 | 50.51% | 0% | 0 | 0.015997 | 1 | 2.1361 | 0.034171 | Low | Low | Low
TEMPLETON 2108A40 | TEMPLETON 2108 | LOS PADRES | 1.2118 | 10 | 85.64% | 0 | 0 | 9.425% | 0% | 0 | 0.010408 | 1 | 3.2792 | 0.03413 | Low | Low | High
PIT NO 1 1101CB | PIT NO 1 1101 | NORTH VALLEY | 6.4361 | 10 | 29.8% | 1 | 2 | 98.02% | 0% | 0 | 0.019097 | 1 | 1.7847 | 0.034083 | Low | Low | Low
OREGON TRAIL 110346860 | OREGON TRAIL 1103 | NORTH VALLEY | 0.53541 | 10 | 100% | 0 | 0 | 16.12% | 0% | 0 | 0.012504 | 1 | 2.7222 | 0.034039 | Low | Low | Medium
HIGHLANDS 1101CB | HIGHLANDS 1101 | HUMBOLDT | 0.026418 | 10 | 0% | 0 | 0 | 100% | 0% | 0 | 0.012695 | 1 | 2.6761 | 0.033974 | Low | Low | Medium
LAS GALLINAS A 11051218 | LAS GALLINAS A 1105 | NORTH BAY | 0.13008 | 10 | 100% | 0 | 0 | 5.571% | 0% | 0 | 0.011264 | 1 | 3.0158 | 0.033969 | Low | Low | Medium
WISE 11011404 | WISE 1101 | SIERRA | 2.2264 | 13.0264 | 54.75% | 0 | 1 | 62.41% | 0% | 0 | 0.014247 | 1 | 2.3816 | 0.03393 | Low | Low | Medium
RACETRACK 1703332820 | RACETRACK 1703 | YOSEMITE | 1.3085 | 10 | 3.686% | 0 | 0 | 71.54% | 0% | 0 | 0.0098677 | 1 | 3.4356 | 0.033901 | Low | Low | High
GONZALES 110422420 | GONZALES 1104 | CENTRAL COAST | 0.060363 | 60 | 100% | 0 | 0 | 0.7167% | 0% | 0 | 0.015047 | 1 | 2.2459 | 0.033793 | Low | Low | Medium
SANTA YNEZ 1104CB | SANTA YNEZ 1104 | LOS PADRES | 0.81728 | 10 | 74.93% | 2 | 0 | 9.437% | 0% | 0 | 0.00979 | 1 | 3.444 | 0.033717 | Low | Low | High
GEYSERVILLE 1101166 | GEYSERVILLE 1101 | SONOMA | 11.044 | 32.5571 | 62.6% | 3 | 3 | 68.81% | 0% | 0 | 0.022773 | 1 | 1.478 | 0.033658 | Medium | Medium | Low
WYANDOTTE 1105329930 | WYANDOTTE 1105 | NORTH VALLEY | 7.9312 | 11.1268 | 28.89% | 0 | 1 | 75.51% | 0% | 0 | 0.01297 | 1 | 2.5915 | 0.033613 | Low | Low | Medium
MONTEREY 04022644 | MONTEREY 0402 | CENTRAL COAST | 0.7655 | 10 | 0% | 1 | 1 | 53.52% | 0% | 0 | 0.010791 | 1 | 3.0937 | 0.033385 | Low | Low | High
PIT NO 3 2101CB | PIT NO 3 2101 | NORTH VALLEY | 4.5423 | 34.7965 | 2.145% | 10 | 3 | 100% | 0% | 0 | 0.027375 | 1 | 1.2188 | 0.033365 | Medium | Medium | Low
ZACA 1102Y48 | ZACA 1102 | LOS PADRES | 4.0585 | 10 | 41.4% | 0 | 6 | 34.23% | 0% | 0 | 0.011989 | 1 | 2.7812 | 0.033343 | Low | Low | Medium
BEAR VALLEY 21014500 | BEAR VALLEY 2101 | YOSEMITE | 27.333 | 23.9548 | 99.26% | 0 | 3 | 33.35% | 0% | 0 | 0.017222 | 1 | 1.9324 | 0.03328 | Low | Low | Low
SAN BERNARD 1101CB | SAN BERNARD 1101 | KERN | 0.91753 | 10 | 100% | 0 | 0 | 2.928% | 0% | 0 | 0.010972 | 1 | 3.031 | 0.033257 | Low | Low | Medium
GEYSERVILLE 110137454 | GEYSERVILLE 1101 | SONOMA | 7.5123 | 58.2774 | 62.29% | 0 | 0 | 62.62% | 0% | 0 | 0.022967 | 1 | 1.4474 | 0.033242 | Medium | Medium | Low
JESSUP 1102CB | JESSUP 1102 | NORTH VALLEY | 0.20781 | 10 | 69.42% | 4 | 1 | 3.869% | 0% | 0 | 0.01209 | 1 | 2.7419 | 0.033151 | Low | Low | Medium
LLAGAS 2105XR234 | LLAGAS 2105 | SAN JOSE | 0.40589 | 10 | 70.52% | 0 | 1 | 18.63% | 0% | 0 | 0.01029 | 1 | 3.2175 | 0.033108 | Low | Low | High
COVELO 110196896 | COVELO 1101 | HUMBOLDT | 3.6958 | 52.7111 | 100% | 5 | 0 | 24.03% | 0% | 0 | 0.024981 | 1 | 1.3246 | 0.033091 | Medium | Medium | Low
SILVERADO 21023010 | SILVERADO 2102 | NORTH BAY | 3.5284 | 66.7535 | 84.82% | 0 | 1 | 27.23% | 0% | 0 | 0.018454 | 1 | 1.79 | 0.033032 | Low | Low | Low
STONE CORRAL 11107784F | STONE CORRAL 1110 | FRESNO | 0.37155 | 63.2273 | 64.55% | 0 | 0 | 7.804% | 0% | 0 | 0.012359 | 1 | 2.6713 | 0.033015 | Low | Low | Medium
LAS POSITAS 2108MR190 | LAS POSITAS 2108 | MISSION | 1.1924 | 39.2847 | 52.56% | 0 | 0 | 10.54% | 0% | 0 | 0.011177 | 1 | 2.9514 | 0.032988 | Low | Low | Medium
EDES 1112CB | EDES 1112 | EAST BAY | 0.77646 | 10 | 11.31% | 0 | 0 | 52.35% | 0% | 0 | 0.0099087 | 1 | 3.3253 | 0.032949 | Low | Low | High
SAN MIGUEL 1106CB | SAN MIGUEL 1106 | LOS PADRES | 36.8861 | 40.1614 | 99.45% | 1 | 6 | 63.1% | 0% | 0 | 0.035909 | 1 | 0.91469 | 0.032845 | Medium | Medium | Low
WALDO 0401CB | WALDO 0401 | EAST BAY | 1.6612 | 10 | 12.79% | 0 | 1 | 29.42% | 0% | 0 | 0.0071421 | 1 | 4.5981 | 0.03284 | Low | Low | High
BURNEY 11011322 | BURNEY 1101 | NORTH VALLEY | 16.3381 | 29.8396 | 61.19% | 0 | 0 | 87.48% | 0% | 0 | 0.021071 | 1 | 1.5564 | 0.032794 | Low | Low | Low
BIG MEADOWS 21012476 | BIG MEADOWS 2101 | NORTH VALLEY | 4.675 | 24.1427 | 65.6% | 4 | 4 | 53.74% | 0% | 0 | 0.017254 | 1 | 1.8966 | 0.032724 | Low | Low | Low
POINT MORETTI 110112122 | POINT MORETTI 1101 | CENTRAL COAST | 6.8941 | 11.1834 | 26.23% | 14 | 1 | 86.19% | 0% | 0 | 0.019307 | 1 | 1.689 | 0.03261 | Low | Low | Low
SAN RAFAEL 11042235 | SAN RAFAEL 1104 | NORTH BAY | 0.29854 | 10 | 0% | 0 | 1 | 34.56% | 0% | 0 | 0.0067695 | 1 | 4.8094 | 0.032557 | Low | Low | High
LINCOLN 11042072 | LINCOLN 1104 | SIERRA | 0.13391 | 10 | 100% | 0 | 0 | 0.7885% | 0% | 0 | 0.010742 | 1 | 3.0303 | 0.032552 | Low | Low | Medium
TASSAJARA 2109CB | TASSAJARA 2109 | DIABLO | 0.80761 | 10 | 0% | 0 | 4 | 46.43% | 0% | 0 | 0.0081085 | 1 | 4.0127 | 0.032537 | Low | Low | High
OCEANO 1105V44 | OCEANO 1105 | LOS PADRES | 0.92167 | 10 | 6.253% | 0 | 2 | 80.43% | 0% | 0 | 0.011472 | 1 | 2.8318 | 0.032488 | Low | Low | Medium
POINT ARENA 11013702 | POINT ARENA 1101 | HUMBOLDT | 4.3225 | 19.0711 | 4.681% | 4 | 1 | 86.66% | 0% | 0 | 0.013218 | 1 | 2.4572 | 0.03248 | Low | Low | Medium
PURISIMA 110149394 | PURISIMA 1101 | LOS PADRES | 0.38618 | 10 | 25.81% | 1 | 0 | 4.395% | 0% | 0 | 0.0070193 | 1 | 4.6217 | 0.032441 | Low | Low | High
LAKEVILLE 1102530 | LAKEVILLE 1102 | SONOMA | 0.62549 | 57.7371 | 40.72% | 0 | 0 | 12.01% | 0% | 0 | 0.010222 | 1 | 3.1695 | 0.032397 | Low | Low | High
BALCH NO 1 1101CB | BALCH NO 1 1101 | FRESNO | 8.601 | 30.315 | 65.14% | 0 | 10 | 100% | 0% | 0 | 0.030256 | 1 | 1.07 | 0.032375 | Medium | Medium | Low
MC KEE 1103XR028 | MC KEE 1103 | SAN JOSE | 2.8083 | 15.9921 | 15.4% | 0 | 2 | 26.81% | 0% | 0 | 0.007561 | 1 | 4.2746 | 0.032321 | Low | Low | High
ELK CREEK 11012228 | ELK CREEK 1101 | NORTH VALLEY | 3.1012 | 51.6707 | 100% | 0 | 0 | 29.46% | 0% | 0 | 0.018884 | 1 | 1.7101 | 0.032292 | Low | Low | Low
BERKELEY F 1105CB | BERKELEY F 1105 | EAST BAY | 1.3653 | 10 | 33.54% | 1 | 1 | 21.32% | 0% | 0 | 0.0079134 | 1 | 4.0804 | 0.03229 | Low | Low | High
FRENCH GULCH 1102CB | FRENCH GULCH 1102 | NORTH VALLEY | 1.6951 | 33.4949 | 100% | 0 | 1 | 100% | 0% | 0 | 0.034 | 1 | 0.94898 | 0.032265 | Medium | Medium | Low
DUNBAR 110113481 | DUNBAR 1101 | SONOMA | 0.13904 | 10 | 89.93% | 1 | 0 | 12.88% | 0% | 0 | 0.011301 | 1 | 2.8533 | 0.032246 | Low | Low | Medium
UKIAH 1114528 | UKIAH 1114 | HUMBOLDT | 2.0763 | 22.6279 | 79.13% | 0 | 2 | 16.87% | 0% | 0 | 0.013763 | 1 | 2.3375 | 0.032173 | Low | Low | Medium
VOLTA 110165764 | VOLTA 1101 | NORTH VALLEY | 10.3627 | 58.9136 | 100% | 1 | 0 | 100% | 0% | 0 | 0.0399 | 1 | 0.80592 | 0.032156 | Medium | Medium | Low
CLEAR LAKE 11024708 | CLEAR LAKE 1102 | HUMBOLDT | 0.26472 | 10 | 85.61% | 0 | 0 | 9.354% | 0% | 0 | 0.010398 | 1 | 3.0898 | 0.032127 | Low | Low | High
SNEATH LANE 11015311 | SNEATH LANE 1101 | PENINSULA | 0.49818 | 10 | 0% | 0 | 0 | 44.61% | 0% | 0 | 0.0073269 | 1 | 4.3756 | 0.032059 | Low | Low | High
RISING RIVER 1101CB | RISING RIVER 1101 | NORTH VALLEY | 9.43 | 10 | 88.75% | 1 | 2 | 70.58% | 0% | 0 | 0.020612 | 1 | 1.5535 | 0.03202 | Low | Low | Low
GRASS VALLEY 1103CB | GRASS VALLEY 1103 | SIERRA | 0.095866 | 10 | 0% | 0 | 0 | 80.7% | 0% | 0 | 0.010486 | 1 | 3.0497 | 0.03198 | Low | Low | Medium
OAKLAND J 1102CR254 | OAKLAND J 1102 | EAST BAY | 1.0198 | 10 | 0% | 1 | 0 | 66.21% | 0% | 0 | 0.0092017 | 1 | 3.4742 | 0.031969 | Low | Low | High
OTTER 11022002 | OTTER 1102 | CENTRAL COAST | 8.6285 | 34.3246 | 5.086% | 6 | 1 | 100% | 0% | 0 | 0.025475 | 1 | 1.2546 | 0.03196 | Medium | Medium | Low
JOLON 11027040 | JOLON 1102 | CENTRAL COAST | 20.3578 | 63.5106 | 29.02% | 0 | 1 | 88.79% | 0% | 0 | 0.02105 | 1 | 1.5142 | 0.031874 | Low | Low | Low
CAMBRIA 1102W50 | CAMBRIA 1102 | LOS PADRES | 2.1309 | 10 | 10.45% | 0 | 0 | 58.83% | 0% | 0 | 0.010493 | 1 | 3.0352 | 0.031848 | Low | Low | Medium
PUEBLO 2102CB | PUEBLO 2102 | NORTH BAY | 0.216 | 10 | 100% | 0 | 1 | 1.423% | 0% | 0 | 0.011037 | 1 | 2.8708 | 0.031684 | Low | Low | Medium
JESSUP 110338864 | JESSUP 1103 | NORTH VALLEY | 0.59204 | 10 | 100% | 1 | 3 | 7.85% | 0% | 0 | 0.012422 | 1 | 2.5473 | 0.031642 | Low | Low | Medium
GIRVAN 1102CB | GIRVAN 1102 | NORTH VALLEY | 4.7326 | 13.9144 | 68.55% | 4 | 1 | 22.51% | 1.048% | 1 | 0.01158 | 1 | 2.7229 | 0.031532 | Low | Low | Medium
RESERVATION ROAD 1102CB | RESERVATION ROAD 1102 | CENTRAL COAST | 6.8792 | 54.6073 | 43.73% | 1 | 5 | 38.43% | 0% | 0 | 0.017073 | 1 | 1.8467 | 0.031528 | Low | Low | Low
SAN RAFAEL 110969860 | SAN RAFAEL 1109 | NORTH BAY | 0.67004 | 10 | 27.57% | 0 | 0 | 26.27% | 0% | 0 | 0.0076522 | 1 | 4.1175 | 0.031508 | Low | Low | High
PANORAMA 11021526 | PANORAMA 1102 | NORTH VALLEY | 11.8848 | 23.1923 | 53.04% | 0 | 7 | 67.25% | 0% | 0 | 0.020361 | 1 | 1.5446 | 0.03145 | Low | Low | Low
FLINT 110140666 | FLINT 1101 | SIERRA | 0.79305 | 10 | 48.92% | 0 | 1 | 27.77% | 0% | 0 | 0.009443 | 1 | 3.3257 | 0.031404 | Low | Low | High
OLETA 11022642 | OLETA 1102 | STOCKTON | 4.6588 | 10 | 54.08% | 0 | 0 | 100% | 0.8976% | 1 | 0.01998 | 1 | 1.5701 | 0.031371 | Low | Low | Low
CLAY 11037142 | CLAY 1103 | STOCKTON | 4.4879 | 10 | 67.68% | 2 | 0 | 29.1% | 0% | 0 | 0.012796 | 1 | 2.4498 | 0.031348 | Low | Low | Medium
FRANKLIN 1104P136 | FRANKLIN 1104 | EAST BAY | 3.8457 | 10 | 0% | 0 | 1 | 65.24% | 0% | 0 | 0.009184 | 1 | 3.4131 | 0.031346 | Low | Low | High
DIVIDE 110348160 | DIVIDE 1103 | LOS PADRES | 2.2423 | 10 | 32.11% | 0 | 0 | 17.66% | 0% | 0 | 0.010844 | 1 | 2.8904 | 0.031344 | Low | Low | Medium
JOLON 11027070 | JOLON 1102 | CENTRAL COAST | 4.9443 | 33.893 | 99.18% | 0 | 3 | 30.01% | 0% | 0 | 0.023132 | 1 | 1.3548 | 0.031339 | Medium | Medium | Low
SANTA YNEZ 1102320270 | SANTA YNEZ 1102 | LOS PADRES | 0.55315 | 10 | 90.55% | 0 | 2 | 19.74% | 0% | 0 | 0.012507 | 1 | 2.5016 | 0.031288 | Low | Low | Medium
OLEMA 110137074 | OLEMA 1101 | NORTH BAY | 0.013643 | 10 | 100% | 0 | 0 | 4.337% | 0% | 0 | 0.011127 | 1 | 2.8085 | 0.03125 | Low | Low | Medium
PUTAH CREEK 11058812 | PUTAH CREEK 1105 | SACRAMENTO | 0.75773 | 78.0828 | 100% | 0 | 0 | 1.163% | 0% | 0 | 0.017069 | 1 | 1.8258 | 0.031165 | Low | Low | Low
PACIFIC GROVE 04222614 | PACIFIC GROVE 0422 | CENTRAL COAST | 0.61996 | 10 | 0% | 1 | 0 | 28.91% | 0% | 0 | 0.007251 | 1 | 4.276 | 0.031005 | Low | Low | High
WILLITS 1102CB | WILLITS 1102 | HUMBOLDT | 5.2584 | 15.1568 | 26.36% | 0 | 4 | 54.45% | 0% | 0 | 0.01287 | 1 | 2.3959 | 0.030834 | Low | Low | Medium
SOBRANTE 110142914 | SOBRANTE 1101 | DIABLO | 0.83179 | 10 | 55.86% | 0 | 1 | 20.13% | 0% | 0 | 0.0092648 | 1 | 3.3242 | 0.030798 | Low | Low | High
OAKLAND X 1105CB | OAKLAND X 1105 | EAST BAY | 3.475 | 10 | 21.39% | 0 | 3 | 23.79% | 0% | 0 | 0.0086247 | 1 | 3.5708 | 0.030797 | Low | Low | High
SAN CARLOS 110436864 | SAN CARLOS 1104 | PENINSULA | 0.3154 | 10 | 0% | 0 | 1 | 37.17% | 0% | 0 | 0.0069476 | 1 | 4.4226 | 0.030727 | Low | Low | High
POINT MORETTI 110135874 | POINT MORETTI 1101 | CENTRAL COAST | 0.27376 | 10 | 0% | 0 | 0 | 100% | 0% | 0 | 0.012695 | 1 | 2.4196 | 0.030718 | Low | Low | Medium
ROB ROY 210512584 | ROB ROY 2105 | CENTRAL COAST | 3.0913 | 10 | 22.02% | 2 | 1 | 25.72% | 0% | 0 | 0.011337 | 1 | 2.7064 | 0.030682 | Low | Low | Medium
CHOLAME 2102X06 | CHOLAME 2102 | LOS PADRES | 33.5233 | 47.8201 | 99.99% | 1 | 7 | 63.4% | 0% | 0 | 0.034127 | 1 | 0.89797 | 0.030645 | Medium | Medium | Low
ZACA 1101CB | ZACA 1101 | LOS PADRES | 7.3177 | 63.5153 | 26.01% | 0 | 1 | 67.25% | 0% | 0 | 0.024613 | 1 | 1.2436 | 0.030608 | Medium | Medium | Low
BEAR VALLEY 21059570 | BEAR VALLEY 2105 | YOSEMITE | 8.0469 | 57.8177 | 84.85% | 0 | 1 | 100% | 0% | 0 | 0.035385 | 1 | 0.86453 | 0.030591 | Medium | Medium | Low
VIEJO 220146068 | VIEJO 2201 | CENTRAL COAST | 0.073762 | 10 | 0% | 0 | 0 | 53.15% | 0% | 0 | 0.0079762 | 1 | 3.8343 | 0.030583 | Low | Low | High
UPPER LAKE 1101472084 | UPPER LAKE 1101 | HUMBOLDT | 4.5266 | 10 | 55.47% | 0 | 3 | 61.59% | 0% | 0 | 0.016554 | 1 | 1.8437 | 0.030521 | Low | Low | Low
LOS OSITOS 21027470 | LOS OSITOS 2102 | CENTRAL COAST | 2.5834 | 65.4453 | 76.6% | 0 | 0 | 9.453% | 0% | 0 | 0.014067 | 1 | 2.1688 | 0.030509 | Low | Low | Low
SANTA YNEZ 1102CB | SANTA YNEZ 1102 | LOS PADRES | 1.3864 | 10 | 42.97% | 0 | 2 | 15.51% | 0% | 0 | 0.010594 | 1 | 2.8741 | 0.030449 | Low | Low | Medium
BERESFORD 04039154 | BERESFORD 0403 | PENINSULA | 3.1988 | 10 | 17.34% | 4 | 1 | 48.83% | 0% | 0 | 0.0094751 | 1 | 3.2128 | 0.030442 | Low | Low | High
SAN BENITO 2104CB | SAN BENITO 2104 | CENTRAL COAST | 4.8064 | 10 | 7.992% | 0 | 0 | 52.81% | 0% | 0 | 0.014395 | 1 | 2.1147 | 0.030441 | Low | Low | Low
ELECTRA 1102CB | ELECTRA 1102 | STOCKTON | 2.62 | 68.1508 | 1.119% | 0 | 0 | 100% | 0% | 0 | 0.018952 | 1 | 1.606 | 0.030437 | Low | Low | Low
CARLOTTA 11214045 | CARLOTTA 1121 | HUMBOLDT | 0.14338 | 10 | 100% | 0 | 0 | 7.252% | 0% | 0 | 0.011453 | 1 | 2.6575 | 0.030436 | Low | Low | Medium
HOPLAND 11011100 | HOPLAND 1101 | HUMBOLDT | 2.6093 | 13.3851 | 100% | 0 | 1 | 39.2% | 0% | 0 | 0.016404 | 1 | 1.8539 | 0.030412 | Low | Low | Low
REDBUD 1102432 | REDBUD 1102 | HUMBOLDT | 1.3051 | 10 | 69.46% | 0 | 1 | 11.62% | 0% | 0 | 0.0095157 | 1 | 3.1897 | 0.030352 | Low | Low | High
WILLITS 1103CB | WILLITS 1103 | HUMBOLDT | 1.4734 | 28.6497 | 64.03% | 0 | 1 | 37.49% | 0% | 0 | 0.015222 | 1 | 1.9923 | 0.030328 | Low | Low | Low
JOLON 11027002 | JOLON 1102 | CENTRAL COAST | 7.9112 | 56.9708 | 100% | 0 | 0 | 43.93% | 0% | 0 | 0.025691 | 1 | 1.1804 | 0.030327 | Medium | Medium | Low
CLARK ROAD 11022044 | CLARK ROAD 1102 | NORTH VALLEY | 5.5376 | 29.0224 | 29.16% | 0 | 3 | 44.24% | 0% | 0 | 0.018991 | 1 | 1.5914 | 0.030222 | Low | Low | Low
PEORIA 1704 | PEORIA 1704 | YOSEMITE | 0.12912 | 10 | 0% | 0 | 0 | 100% | 0% | 0 | 0.012695 | 1 | 2.3748 | 0.030148 | Low | Low | Medium
OAKLAND J 1102CR252 | OAKLAND J 1102 | EAST BAY | 1.1914 | 10 | 48.94% | 0 | 1 | 19.56% | 0% | 0 | 0.0087055 | 1 | 3.4603 | 0.030124 | Low | Low | High
RIO DEL MAR 0402CB | RIO DEL MAR 0402 | CENTRAL COAST | 1.6949 | 10 | 6.344% | 2 | 0 | 47.04% | 0% | 0 | 0.0081166 | 1 | 3.7099 | 0.030112 | Low | Low | High
HARTLEY 1101738 | HARTLEY 1101 | HUMBOLDT | 3.053 | 10 | 42.13% | 1 | 2 | 37.87% | 0% | 0 | 0.011659 | 1 | 2.581 | 0.030092 | Low | Low | Medium
ANTLER 11011612 | ANTLER 1101 | NORTH VALLEY | 8.3928 | 10 | 100% | 2 | 6 | 90.86% | 15.08% | 1 | 0.043586 | 1 | 0.69008 | 0.030078 | Medium | Medium | Low
VALLEY VIEW 1106P128 | VALLEY VIEW 1106 | EAST BAY | 0.72514 | 10 | 44.15% | 0 | 0 | 28.68% | 0% | 0 | 0.0089763 | 1 | 3.3463 | 0.030037 | Low | Low | High
FORT ORD 210637286 | FORT ORD 2106 | CENTRAL COAST | 1.5847 | 10 | 0% | 0 | 4 | 43% | 0% | 0 | 0.010213 | 1 | 2.936 | 0.029984 | Low | Low | Medium
SAN MIGUEL 1104R58 | SAN MIGUEL 1104 | LOS PADRES | 9.7655 | 26.7568 | 99.18% | 0 | 1 | 40.61% | 0% | 0 | 0.018077 | 1 | 1.6551 | 0.029918 | Low | Low | Low
MORAGA 110381146 | MORAGA 1103 | DIABLO | 0.81099 | 10 | 24.05% | 0 | 0 | 14.46% | 0% | 0 | 0.00661 | 1 | 4.5238 | 0.029902 | Low | Low | High
UKIAH 111472990 | UKIAH 1114 | HUMBOLDT | 0.7336 | 10 | 33.42% | 1 | 5 | 22.74% | 0% | 0 | 0.0099473 | 1 | 3.0013 | 0.029855 | Low | Low | Medium
MORRO BAY 1101V66 | MORRO BAY 1101 | LOS PADRES | 3.6398 | 32.9293 | 34.81% | 0 | 0 | 22.6% | 18.48% | 0 | 0.01232 | 1 | 2.4197 | 0.029811 | Low | Low | Medium
SAN CARLOS 1103 | SAN CARLOS 1103 | PENINSULA | 0.013694 | 10 | 0% | 0 | 0 | 32.32% | 0% | 0 | 0.0064833 | 1 | 4.5959 | 0.029797 | Low | Low | High
FORT ORD 210736596 | FORT ORD 2107 | CENTRAL COAST | 2.9621 | 10 | 1.434% | 0 | 3 | 23.77% | 0% | 0 | 0.0095449 | 1 | 3.1211 | 0.029791 | Low | Low | High
LAS GALLINAS A 11041220 | LAS GALLINAS A 1104 | NORTH BAY | 1.0215 | 10 | 17.87% | 0 | 0 | 20.99% | 0% | 0 | 0.0076561 | 1 | 3.869 | 0.029621 | Low | Low | High
CALAVERAS CEMENT 110113424 | CALAVERAS CEMENT 1101 | STOCKTON | 1.1628 | 27.7873 | 54.51% | 0 | 1 | 32.26% | 0% | 0 | 0.011657 | 1 | 2.5395 | 0.029604 | Low | Low | Medium
LOYOLA 1102LL12 | LOYOLA 1102 | DE ANZA | 0.10967 | 10 | 100% | 0 | 0 | 1.811% | 0% | 0 | 0.010852 | 1 | 2.7206 | 0.029523 | Low | Low | Medium
VIEJO 220285904 | VIEJO 2202 | CENTRAL COAST | 0.44182 | 10 | 5.103% | 1 | 0 | 22.34% | 0% | 0 | 0.007082 | 1 | 4.1688 | 0.029523 | Low | Low | High
ANDERSON 1103CB | ANDERSON 1103 | NORTH VALLEY | 3.2551 | 15.9196 | 80.29% | 1 | 2 | 15.59% | 0% | 0 | 0.011642 | 1 | 2.5308 | 0.029465 | Low | Low | Medium
MIRABEL 1102206 | MIRABEL 1102 | SONOMA | 1.6804 | 10 | 37.83% | 0 | 1 | 13.09% | 0% | 0 | 0.0097141 | 1 | 3.0324 | 0.029457 | Low | Low | Medium
PASO ROBLES 110355374 | PASO ROBLES 1103 | LOS PADRES | 2.104 | 28.3586 | 87.29% | 0 | 2 | 19.75% | 0% | 0 | 0.013788 | 1 | 2.1323 | 0.0294 | Low | Low | Low
ECHO SUMMIT 1101344250 | ECHO SUMMIT 1101 | (blank) | 0.80694 | 10 | 100% | 1 | 0 | 14.32% | 0% | 0 | 0.014197 | 1 | 2.0707 | 0.029398 | Low | Low | Low
DEL MONTE 210332886 | DEL MONTE 2103 | CENTRAL COAST | 1.2598 | 10 | 0% | 5 | 1 | 31.74% | 0% | 0 | 0.0091616 | 1 | 3.2009 | 0.029325 | Low | Low | High
BIG RIVER 11012989 | BIG RIVER 1101 | HUMBOLDT | 0.072968 | 10 | 100% | 0 | 0 | 6.918% | 0% | 0 | 0.011415 | 1 | 2.5683 | 0.029316 | Low | Low | Medium
PETALUMA C 1108630 | PETALUMA C 1108 | SONOMA | 1.2522 | 54.3048 | 11.61% | 0 | 2 | 29.56% | 0% | 0 | 0.0097687 | 1 | 3 | 0.029306 | Low | Low | Medium
WILLITS 1104CB | WILLITS 1104 | HUMBOLDT | 2.2442 | 16.2086 | 22.49% | 1 | 7 | 29.86% | 0% | 0 | 0.012113 | 1 | 2.4118 | 0.029214 | Low | Low | Medium
SOLEDAD 2101CB | SOLEDAD 2101 | CENTRAL COAST | 1.1091 | 10 | 100% | 0 | 0 | 7.451% | 0% | 0 | 0.011475 | 1 | 2.5437 | 0.02919 | Low | Low | Medium
OAKLAND J 1106CR330 | OAKLAND J 1106 | EAST BAY | 0.49535 | 10 | 40.09% | 0 | 0 | 20.57% | 0% | 0 | 0.0091449 | 1 | 3.1852 | 0.029128 | Low | Low | High
POINT MORETTI 11015074 | POINT MORETTI 1101 | CENTRAL COAST | 1.726 | 19.9026 | 1.553% | 2 | 1 | 56.7% | 0% | 0 | 0.009381 | 1 | 3.1003 | 0.029084 | Low | Low | High
BUELLTON 1101753644 | BUELLTON 1101 | LOS PADRES | 0.0028488 | 10 | 100% | 0 | 0 | 0.4009% | 0% | 0 | 0.010701 | 1 | 2.7101 | 0.029001 | Low | Low | Medium
SAN LUIS OBISPO 1107CB | SAN LUIS OBISPO 1107 | LOS PADRES | 0.84728 | 10 | 25.92% | 0 | 0 | 48.86% | 0% | 0 | 0.0094493 | 1 | 3.0675 | 0.028986 | Low | Low | Medium
OAKLAND J 1106CR164 | OAKLAND J 1106 | EAST BAY | 1.4865 | 10 | 46.08% | 2 | 1 | 22.66% | 0% | 0 | 0.0090035 | 1 | 3.2151 | 0.028947 | Low | Low | High
WILDWOOD 11011454 | WILDWOOD 1101 | NORTH VALLEY | 7.7462 | 36.802 | 100% | 0 | 1 | 100% | 0% | 0 | 0.034751 | 1 | 0.83154 | 0.028897 | Medium | Medium | Low
GARBERVILLE 11024744 | GARBERVILLE 1102 | HUMBOLDT | 16.8626 | 50.888 | 35.22% | 7 | 3 | 83.26% | 0% | 0 | 0.047692 | 1 | 0.60586 | 0.028895 | Medium | Medium | Low
ATASCADERO 1101CB | ATASCADERO 1101 | LOS PADRES | 0.44126 | 10 | 57.34% | 0 | 0 | 21.26% | 0% | 0 | 0.0092885 | 1 | 3.1059 | 0.028849 | Low | Low | High
LAS GALLINAS A 1104304 | LAS GALLINAS A 1104 | NORTH BAY | 0.14237 | 10 | 35.52% | 0 | 1 | 5.697% | 0% | 0 | 0.0067954 | 1 | 4.2336 | 0.028769 | Low | Low | High
HOLLISTER 210441808 | HOLLISTER 2104 | CENTRAL COAST | 0.1888 | 10 | 100% | 0 | 0 | 1.735% | 0% | 0 | 0.010843 | 1 | 2.6518 | 0.028755 | Low | Low | Medium
RAWSON 110385334 | RAWSON 1103 | NORTH VALLEY | 2.3781 | 53.7562 | 78.76% | 0 | 1 | 24.97% | 0% | 0 | 0.017954 | 1 | 1.5952 | 0.028642 | Low | Low | Low
WYANDOTTE 11101952 | WYANDOTTE 1110 | NORTH VALLEY | 0.44853 | 10 | 100% | 0 | 0 | 5.144% | 0% | 0 | 0.011216 | 1 | 2.5511 | 0.028613 | Low | Low | Medium
HOLLISTER 21024780 | HOLLISTER 2102 | CENTRAL COAST | 2.8684 | 10 | 66.05% | 0 | 1 | 19.03% | 0% | 0 | 0.011367 | 1 | 2.5162 | 0.028602 | Low | Low | Medium
VIEJO 22029089 | VIEJO 2202 | CENTRAL COAST | 0.44699 | 10 | 0% | 1 | 3 | 26.75% | 0% | 0 | 0.0075545 | 1 | 3.7807 | 0.028562 | Low | Low | High
HOOPA 110193038 | HOOPA 1101 | HUMBOLDT | 0.1684 | 40.7085 | 100% | 0 | 1 | 6.029% | 0% | 0 | 0.014214 | 1 | 2.0078 | 0.028539 | Low | Low | Low
ATASCADERO 1101A22 | ATASCADERO 1101 | LOS PADRES | 0.48233 | 10 | 88.74% | 0 | 1 | 3.681% | 0% | 0 | 0.010296 | 1 | 2.761 | 0.028426 | Low | Low | Medium
VIEJO 22049110 | VIEJO 2204 | CENTRAL COAST | 0.89252 | 10 | 16.91% | 0 | 0 | 20.66% | 0% | 0 | 0.0066316 | 1 | 4.2831 | 0.028404 | Low | Low | High
ROB ROY 210410930 | ROB ROY 2104 | CENTRAL COAST | 1.4484 | 10 | 54.81% | 0 | 0 | 12.82% | 0% | 0 | 0.0083664 | 1 | 3.3859 | 0.028328 | Low | Low | High
GREEN VALLEY 210112130 | GREEN VALLEY 2101 | CENTRAL COAST | 1.2937 | 17.054 | 59.16% | 0 | 0 | 7.411% | 0% | 0 | 0.0086186 | 1 | 3.2862 | 0.028323 | Low | Low | High
HARTLEY 110186876 | HARTLEY 1101 | HUMBOLDT | 2.3866 | 10 | 49.85% | 0 | 0 | 28.66% | 0% | 0 | 0.0094023 | 1 | 2.9982 | 0.02819 | Low | Low | Medium
EL CERRITO G 1111CB | EL CERRITO G 1111 | EAST BAY | 0.94606 | 10 | 6.246% | 0 | 0 | 7.497% | 0% | 0 | 0.0053291 | 1 | 5.2654 | 0.028059 | Low | Low | High
VINEYARD 2107CB | VINEYARD 2107 | MISSION | 1.6942 | 13.0214 | 48.11% | 0 | 2 | 16.67% | 0% | 0 | 0.0087566 | 1 | 3.1976 | 0.028 | Low | Low | High
TEMPLETON 2113R82 | TEMPLETON 2113 | LOS PADRES | 34.6176 | 62.3861 | 93.76% | 0 | 4 | 50.19% | 6.458% | 0 | 0.03681 | 1 | 0.75794 | 0.0279 | Medium | Medium | Low
MERCED FALLS 110287352 | MERCED FALLS 1102 | YOSEMITE | 26.2614 | 32.8974 | 99.99% | 0 | 0 | 98.93% | 0% | 0 | 0.054765 | 1 | 0.50877 | 0.027863 | Medium | Medium | Low
GUALALA 1111CB | GUALALA 1111 | HUMBOLDT | 3.8671 | 10 | 20.51% | 4 | 5 | 100% | 0% | 0 | 0.017522 | 1 | 1.59 | 0.02786 | Low | Low | Low
BRENTWOOD 2105502672 | BRENTWOOD 2105 | DIABLO | 1.383 | 10 | 100% | 0 | 0 | 7.371% | 0% | 0 | 0.011466 | 1 | 2.4116 | 0.027652 | Low | Low | Medium
PEORIA 17019811 | PEORIA 1701 | YOSEMITE | 5.5301 | 39.6322 | 92.09% | 0 | 0 | 62.43% | 0% | 0 | 0.022586 | 1 | 1.223 | 0.027623 | Medium | Medium | Low
MESA 1103M92 | MESA 1103 | LOS PADRES | 1.0274 | 49.2008 | 44.21% | 0 | 0 | 12.96% | 0% | 0 | 0.010021 | 1 | 2.7565 | 0.027622 | Low | Low | Medium
STAFFORD 110242542 | STAFFORD 1102 | NORTH BAY | 0.92749 | 10 | 53.57% | 0 | 0 | 26.56% | 0% | 0 | 0.0094932 | 1 | 2.9041 | 0.027569 | Low | Low | Medium
PURISIMA 1101Y42 | PURISIMA 1101 | LOS PADRES | 0.33998 | 72.2951 | 27.05% | 0 | 0 | 2.02% | 0% | 0 | 0.010429 | 1 | 2.6418 | 0.02755 | Low | Low | Medium
FLINT 1101CB | FLINT 1101 | SIERRA | 0.81732 | 10 | 11.07% | 0 | 2 | 31.46% | 0% | 0 | 0.008378 | 1 | 3.2795 | 0.027475 | Low | Low | High
GRASS VALLEY 110358498 | GRASS VALLEY 1103 | SIERRA | 0.54343 | 10 | 37.4% | 0 | 2 | 23.91% | 0% | 0 | 0.0096407 | 1 | 2.8446 | 0.027424 | Low | Low | Medium
CAYUCOS 11014701 | CAYUCOS 1101 | LOS PADRES | 2.0826 | 72.227 | 28.46% | 1 | 0 | 23.77% | 0% | 0 | 0.011613 | 1 | 2.3562 | 0.027363 | Low | Low | Medium
ELK CREEK 11012106 | ELK CREEK 1101 | NORTH VALLEY | 13.2055 | 80.5547 | 100% | 0 | 1 | 100% | 0% | 0 | 0.052586 | 1 | 0.52019 | 0.027355 | Medium | Medium | Low
LUCERNE 11031280 | LUCERNE 1103 | HUMBOLDT | 8.886 | 18.4647 | 53.77% | 0 | 7 | 37.48% | 0% | 0 | 0.012974 | 1 | 2.1053 | 0.027314 | Low | Low | Low
SAN RAFAEL 1106837 | SAN RAFAEL 1106 | NORTH BAY | 0.43527 | 10 | 0% | 0 | 2 | 28.12% | 0% | 0 | 0.0074019 | 1 | 3.69 | 0.027313 | Low | Low | High
RESERVATION ROAD 11023032 | RESERVATION ROAD 1102 | CENTRAL COAST | 1.7351 | 10 | 40.39% | 0 | 1 | 17.91% | 0% | 0 | 0.010406 | 1 | 2.6242 | 0.027307 | Low | Low | Medium
CORNING 110135974 | CORNING 1101 | NORTH VALLEY | 0.83179 | 10 | 47.68% | 0 | 0 | 100% | 0% | 0 | 0.02429 | 1 | 1.1214 | 0.027239 | Medium | Medium | Low
GEYSERVILLE 1101122 | GEYSERVILLE 1101 | SONOMA | 3.5712 | 48.4332 | 60.55% | 0 | 3 | 18.96% | 0% | 0 | 0.012864 | 1 | 2.1153 | 0.027211 | Low | Low | Low
SOLEDAD 21027008 | SOLEDAD 2102 | CENTRAL COAST | 1.2631 | 69.0048 | 38.01% | 0 | 0 | 6.974% | 0% | 0 | 0.011715 | 1 | 2.322 | 0.027202 | Low | Low | Medium
COARSEGOLD 21036110 | COARSEGOLD 2103 | YOSEMITE | 9.9772 | 20.6713 | 95.13% | 0 | 5 | 33.47% | 0% | 0 | 0.016997 | 1 | 1.5993 | 0.027183 | Low | Low | Low
FRUITLAND 11418860 | FRUITLAND 1141 | HUMBOLDT | 2.4992 | 72.7282 | 25.93% | 4 | 0 | 65.81% | 0% | 0 | 0.01798 | 1 | 1.5096 | 0.027143 | Low | Low | Low
JOLON 1102CB | JOLON 1102 | CENTRAL COAST | 23.7338 | 63.1412 | 51.5% | 0 | 1 | 99.01% | 0% | 0 | 0.02781 | 1 | 0.97488 | 0.027111 | Medium | Medium | Low
SUMMIT 1101CB | SUMMIT 1101 | SIERRA | 0.12475 | 10 | 0% | 0 | 1 | 100% | 0% | 0 | 0.016863 | 1 | 1.5975 | 0.026939 | Low | Low | Low
CAROLANDS 04049026 | CAROLANDS 0404 | PENINSULA | 0.27754 | 10 | 28.62% | 0 | 0 | 5.507% | 0% | 0 | 0.0071679 | 1 | 3.7571 | 0.026931 | Low | Low | High
SUMMIT 11016627 | SUMMIT 1101 | SIERRA | 0.56142 | 10 | 45.61% | 0 | 0 | 100% | 0% | 0 | 0.01839 | 1 | 1.4632 | 0.026909 | Low | Low | Low
MARIPOSA 210210250 | MARIPOSA 2102 | YOSEMITE | 0.04003 | 10 | 0% | 0 | 0 | 100% | 0% | 0 | 0.012695 | 1 | 2.119 | 0.026901 | Low | Low | Low
FRANKLIN 1104CB | FRANKLIN 1104 | EAST BAY | 0.64777 | 10 | 0% | 0 | 2 | 12.31% | 0% | 0 | 0.0072216 | 1 | 3.7113 | 0.026802 | Low | Low | High
PRUNEDALE 11103716 | PRUNEDALE 1110 | CENTRAL COAST | 0.046537 | 10 | 100% | 0 | 0 | 0.3534% | 0% | 0 | 0.010696 | 1 | 2.4997 | 0.026736 | Low | Low | Medium
TEMPLETON 2113A32 | TEMPLETON 2113 | LOS PADRES | 0.77097 | 10 | 66.93% | 0 | 0 | 13.18% | 0% | 0 | 0.0092713 | 1 | 2.8821 | 0.026721 | Low | Low | Medium
SNEATH LANE 1107CB | SNEATH LANE 1107 | PENINSULA | 0.3748 | 10 | 41.65% | 0 | 1 | 9.682% | 0% | 0 | 0.0074343 | 1 | 3.594 | 0.026719 | Low | Low | High
WYANDOTTE 1107CB | WYANDOTTE 1107 | NORTH VALLEY | 1.0691 | 10 | 31.7% | 0 | 1 | 7.068% | 0% | 0 | 0.0066762 | 1 | 3.9827 | 0.026589 | Low | Low | High
BEAR VALLEY 21054170 | BEAR VALLEY 2105 | YOSEMITE | 9.5178 | 57.2029 | 100% | 3 | 1 | 100% | 0% | 0 | 0.041292 | 1 | 0.64305 | 0.026553 | Medium | Medium | Low
PEORIA 170488630 | PEORIA 1704 | YOSEMITE | 0.77831 | 38.0661 | 100% | 0 | 0 | 100% | 0% | 0 | 0.050412 | 1 | 0.52663 | 0.026548 | Medium | Medium | Low
TRES PINOS 11114032 | TRES PINOS 1111 | CENTRAL COAST | 0.10269 | 70 | 100% | 0 | 0 | 0.5446% | 0% | 0 | 0.018321 | 1 | 1.4487 | 0.026542 | Low | Low | Low
BRENTWOOD 210596324 | BRENTWOOD 2105 | DIABLO | 0.37122 | 10 | 0% | 0 | 0 | 76.98% | 0% | 0 | 0.010106 | 1 | 2.6232 | 0.02651 | Low | Low | Medium
PEORIA 1701CB | PEORIA 1701 | YOSEMITE | 8.8374 | 31.1758 | 54.24% | 0 | 6 | 100% | 0% | 0 | 0.037882 | 1 | 0.69967 | 0.026505 | Medium | Medium | Low
SONOMA 1107126 | SONOMA 1107 | SONOMA | 2.2583 | 59.5559 | 29.29% | 0 | 1 | 10.13% | 0% | 0 | 0.009446 | 1 | 2.8041 | 0.026487 | Low | Low | Medium
JOLON 11027004 | JOLON 1102 | CENTRAL COAST | 5.4816 | 47.887 | 100% | 0 | 0 | 27.2% | 0% | 0 | 0.020525 | 1 | 1.2884 | 0.026445 | Low | Low | Low
ELK 11014628 | ELK 1101 | HUMBOLDT | 2.8486 | 10 | 0% | 0 | 7 | 69.22% | 0% | 0 | 0.012349 | 1 | 2.1397 | 0.026424 | Low | Low | Low
CLOVERDALE 1102670 | CLOVERDALE 1102 | SONOMA | 0.27521 | 10 | 95.35% | 0 | 0 | 6.733% | 0% | 0 | 0.01097 | 1 | 2.3989 | 0.026316 | Low | Low | Medium
NOVATO 11041282 | NOVATO 1104 | NORTH BAY | 1.3064 | 10 | 9.821% | 0 | 6 | 28.52% | 0% | 0 | 0.008753 | 1 | 3.0035 | 0.026289 | Low | Low | Medium
HICKS 1116LB16 | HICKS 1116 | SAN JOSE | 1.4512 | 10 | 12.53% | 1 | 1 | 15.83% | 0% | 0 | 0.0072028 | 1 | 3.6384 | 0.026207 | Low | Low | High
LOS GATOS 1101CB | LOS GATOS 1101 | DE ANZA | 0.83125 | 10 | 32.44% | 0 | 1 | 21.19% | 0% | 0 | 0.0077301 | 1 | 3.3892 | 0.026199 | Low | Low | High
POTTER VALLEY P H 110537476 | POTTER VALLEY P H 1105 | HUMBOLDT | 0.5064 | 62.972 | 86.61% | 0 | 3 | 5.941% | 0% | 0 | 0.015424 | 1 | 1.6964 | 0.026166 | Low | Low | Low
LINCOLN 110195756 | LINCOLN 1101 | SIERRA | 3.5302 | 10.7023 | 65.54% | 2 | 0 | 19.54% | 0% | 0 | 0.010072 | 1 | 2.5936 | 0.026122 | Low | Low | Medium
FAIRVIEW 2207M501R | FAIRVIEW 2207 | DIABLO | 1.376 | 10 | 11.91% | 1 | 2 | 29.22% | 0% | 0 | 0.0083598 | 1 | 3.1246 | 0.026121 | Low | Low | High
COAST RD 0401CB | COAST RD 0401 | CENTRAL COAST | 0.04709 | 10 | 0% | 0 | 0 | 100% | 0% | 0 | 0.012695 | 1 | 2.0553 | 0.026093 | Low | Low | Low
GONZALES 11033096 | GONZALES 1103 | CENTRAL COAST | 1.0413 | 57.173 | 49.23% | 0 | 0 | 5.766% | 0% | 0 | 0.011709 | 1 | 2.2241 | 0.026042 | Low | Low | Low
CASTRO VALLEY 1106MR233 | CASTRO VALLEY 1106 | MISSION | 0.14387 | 10 | 11.99% | 0 | 0 | 22.61% | 0% | 0 | 0.0064943 | 1 | 3.9938 | 0.025937 | Low | Low | High
CARLOTTA 1121CB | CARLOTTA 1121 | HUMBOLDT | 3.8375 | 25.0692 | 63.58% | 0 | 0 | 16.59% | 0% | 0 | 0.010334 | 1 | 2.4931 | 0.025765 | Low | Low | Medium
PETALUMA C 1109CB | PETALUMA C 1109 | SONOMA | 0.77473 | 10 | 39.24% | 0 | 1 | 15.77% | 0% | 0 | 0.007744 | 1 | 3.3257 | 0.025754 | Low | Low | High
PAUL SWEET 210510290 | PAUL SWEET 2105 | CENTRAL COAST | 0.48079 | 10 | 22.97% | 0 | 0 | 8.329% | 0% | 0 | 0.0061637 | 1 | 4.1772 | 0.025747 | Low | Low | High
FORT BRAGG A 1102CB | FORT BRAGG A 1102 | HUMBOLDT | 1.663 | 13.8095 | 19.07% | 2 | 1 | 29% | 0% | 0 | 0.0078888 | 1 | 3.2475 | 0.025619 | Low | Low | High
SNEATH LANE 110748338 | SNEATH LANE 1107 | PENINSULA | 0.48719 | 10 | 2.1% | 0 | 0 | 45.41% | 0% | 0 | 0.0075134 | 1 | 3.4081 | 0.025607 | Low | Low | High
PANORAMA 1102CB | PANORAMA 1102 | NORTH VALLEY | 0.071747 | 10 | 100% | 0 | 0 | 0.6421% | 0% | 0 | 0.010727 | 1 | 2.3856 | 0.025589 | Low | Low | Medium
STONE CORRAL 11107320 | STONE CORRAL 1110 | FRESNO | 1.9474 | 22.4898 | 48.09% | 0 | 0 | 8.248% | 0% | 0 | 0.010731 | 1 | 2.3816 | 0.025558 | Low | Low | Medium
ALTO 1123CB | ALTO 1123 | NORTH BAY | 2.3955 | 10 | 3.352% | 0 | 0 | 39.61% | 4.121% | 0 | 0.0076595 | 1 | 3.3336 | 0.025533 | Low | Low | High
ELK 11011298 | ELK 1101 | HUMBOLDT | 13.5042 | 33.0971 | 18.55% | 6 | 11 | 83.72% | 0% | 0 | 0.022711 | 1 | 1.1193 | 0.025419 | Medium | Medium | Low
TRIDAM POWERHOUSE 2101CB | TRIDAM POWERHOUSE 2101 | YOSEMITE | 0.050313 | 10 | 100% | 0 | 0 | 100% | 0% | 0 | 0.028512 | 1 | 0.89044 | 0.025388 | Medium | Medium | Low
OTTER 11022012 | OTTER 1102 | CENTRAL COAST | 9.1781 | 41.691 | 0% | 3 | 4 | 91.18% | 0% | 0 | 0.018558 | 1 | 1.3664 | 0.025359 | Low | Low | Low
ARLINGTON 0401CB | ARLINGTON 0401 | EAST BAY | 0.76473 | 10 | 0% | 0 | 1 | 19.15% | 0% | 0 | 0.005806 | 1 | 4.3631 | 0.025332 | Low | Low | High
FITCH MOUNTAIN 1113154 | FITCH MOUNTAIN 1113 | SONOMA | 2.1793 | 18.0666 | 70.63% | 0 | 0 | 11.51% | 0% | 0 | 0.0099274 | 1 | 2.5363 | 0.025179 | Low | Low | Medium
OCEANO 1106V28 | OCEANO 1106 | LOS PADRES | 1.0201 | 10 | 22.73% | 0 | 0 | 11.28% | 0% | 0 | 0.006335 | 1 | 3.973 | 0.025169 | Low | Low | High
FAIRVIEW 2207CB | FAIRVIEW 2207 | DIABLO | 0.060291 | 10 | 69.19% | 0 | 0 | 1.178% | 0% | 0 | 0.0083828 | 1 | 2.9891 | 0.025057 | Low | Low | Medium
RESERVATION ROAD 1101CB | RESERVATION ROAD 1101 | CENTRAL COAST | 3.6814 | 10 | 45.32% | 0 | 3 | 39.08% | 0% | 0 | 0.013924 | 1 | 1.799 | 0.025049 | Low | Low | Low
COVELO 110137328 | COVELO 1101 | HUMBOLDT | 3.9213 | 85.1621 | 100% | 0 | 0 | 16.63% | 0% | 0 | 0.020839 | 1 | 1.2015 | 0.025038 | Low | Low | Low
IGNACIO 1104316 | IGNACIO 1104 | NORTH BAY | 0.5655 | 10 | 40.98% | 0 | 2 | 6.524% | 0% | 0 | 0.0073158 | 1 | 3.4198 | 0.025018 | Low | Low | High
GARBERVILLE 110139524 | GARBERVILLE 1101 | HUMBOLDT | 5.5428 | 59.5329 | 86.83% | 1 | 2 | 35.93% | 0% | 0 | 0.020129 | 1 | 1.2425 | 0.02501 | Low | Low | Low
OLEMA 1101320 | OLEMA 1101 | NORTH BAY | 0.033859 | 54.8898 | 25.18% | 0 | 1 | 0.2531% | 0% | 0 | 0.0091583 | 1 | 2.7217 | 0.024926 | Low | Low | Medium
OAKLAND J 1118CR198 | OAKLAND J 1118 | EAST BAY | 0.38627 | 10 | 34.69% | 0 | 0 | 7.348% | 0% | 0 | 0.0076722 | 1 | 3.2489 | 0.024926 | Low | Low | High
UKIAH 1114CB | UKIAH 1114 | HUMBOLDT | 1.2249 | 10 | 45.97% | 1 | 2 | 14.08% | 0% | 0 | 0.0083238 | 1 | 2.9939 | 0.024921 | Low | Low | Medium
UPPER LAKE 1101660 | UPPER LAKE 1101 | HUMBOLDT | 7.1376 | 10 | 50.04% | 0 | 2 | 74.17% | 0% | 0 | 0.015402 | 1 | 1.6171 | 0.024907 | Low | Low | Low
CASTRO VALLEY 1104MR201 | CASTRO VALLEY 1104 | MISSION | 1.8766 | 10 | 10.28% | 0 | 1 | 19.54% | 0% | 0 | 0.007241 | 1 | 3.4354 | 0.024876 | Low | Low | High
HOPLAND 1101770 | HOPLAND 1101 | HUMBOLDT | 8.7193 | 58.1602 | 26.75% | 1 | 4 | 57.45% | 0% | 0 | 0.015784 | 1 | 1.5698 | 0.024778 | Low | Low | Low
POTTER VALLEY P H 110495878 | POTTER VALLEY P H 1104 | HUMBOLDT | 6.3973 | 36.9398 | 60.01% | 0 | 4 | 34.83% | 8.674% | 0 | 0.01627 | 1 | 1.5212 | 0.024749 | Low | Low | Low
WILLITS 110337504 | WILLITS 1103 | HUMBOLDT | 0.81372 | 28.0694 | 47.51% | 0 | 2 | 22.82% | 0% | 0 | 0.010255 | 1 | 2.412 | 0.024736 | Low | Low | Medium
SPENCE 1123CB | SPENCE 1123 | CENTRAL COAST | 2.0801 | 71.6022 | 100% | 0 | 0 | 6.177% | 0% | 0 | 0.017169 | 1 | 1.4373 | 0.024677 | Low | Low | Low
BOLINAS 11011064 | BOLINAS 1101 | NORTH BAY | 0.79432 | 10 | 14.47% | 2 | 1 | 17.88% | 0% | 0 | 0.0075676 | 1 | 3.2571 | 0.024648 | Low | Low | High
HARTLEY 1101CB | HARTLEY 1101 | HUMBOLDT | 1.2777 | 10 | 19.8% | 0 | 1 | 42.25% | 0% | 0 | 0.0098099 | 1 | 2.5013 | 0.024537 | Low | Low | Medium
HALF MOON BAY 110265568 | HALF MOON BAY 1102 | PENINSULA | 0.079124 | 10 | 0% | 0 | 0 | 2.534% | 0% | 0 | 0.0062845 | 1 | 3.8984 | 0.0245 | Low | Low | High
OAKLAND K 1103CB | OAKLAND K 1103 | EAST BAY | 0.65834 | 10 | 0% | 1 | 2 | 13.28% | 0% | 0 | 0.0056661 | 1 | 4.3233 | 0.024496 | Low | Low | High
OCEANO 110376678 | OCEANO 1103 | LOS PADRES | 0.055262 | 10 | 22.91% | 0 | 2 | 14.84% | 0% | 0 | 0.0068538 | 1 | 3.5692 | 0.024463 | Low | Low | High
COTTONWOOD 110131500 | COTTONWOOD 1101 | NORTH VALLEY | 3.2216 | 22.5046 | 96% | 0 | 0 | 27.31% | 0% | 0 | 0.01471 | 1 | 1.6607 | 0.024428 | Low | Low | Low
WYANDOTTE 110213914 | WYANDOTTE 1102 | NORTH VALLEY | 0.60739 | 10 | 33.65% | 0 | 0 | 34.43% | 0% | 0 | 0.0087222 | 1 | 2.7969 | 0.024396 | Low | Low | Medium
ALHAMBRA 1105CB | ALHAMBRA 1105 | DIABLO | 0.38371 | 10 | 15.25% | 0 | 0 | 20.22% | 0% | 0 | 0.0074366 | 1 | 3.2796 | 0.02439 | Low | Low | High
HARRIS 11084674 | HARRIS 1108 | HUMBOLDT | 0.15936 | 10 | 0% | 0 | 0 | 1.98% | 0% | 0 | 0.0047917 | 1 | 5.073 | 0.024308 | Low | Low | High
POTTER VALLEY P H 110564118 | POTTER VALLEY P H 1105 | HUMBOLDT | 1.7203 | 30.1363 | 62.86% | 2 | 1 | 18.17% | 0% | 0 | 0.014734 | 1 | 1.6469 | 0.024265 | Low | Low | Low
KONOCTI 110264464 | KONOCTI 1102 | HUMBOLDT | 0.53615 | 10 | 9.05% | 1 | 0 | 19.93% | 0% | 0 | 0.0081536 | 1 | 2.9706 | 0.024221 | Low | Low | Medium
MORRO BAY 1101W20 | MORRO BAY 1101 | LOS PADRES | 1.8981 | 10 | 0% | 0 | 1 | 48.29% | 0% | 0 | 0.0077601 | 1 | 3.1154 | 0.024176 | Low | Low | High
EEL RIVER 110249130 | EEL RIVER 1102 | HUMBOLDT | 1.458 | 43.0989 | 47.28% | 0 | 1 | 10.5% | 0% | 0 | 0.0098241 | 1 | 2.4567 | 0.024135 | Low | Low | Medium
PEORIA 170176030 | PEORIA 1701 | YOSEMITE | 5.4729 | 32.855 | 62.69% | 0 | 1 | 88.26% | 0% | 0 | 0.022385 | 1 | 1.0774 | 0.024117 | Medium | Medium | Low
PAUL SWEET 210212850 | PAUL SWEET 2102 | CENTRAL COAST | 0.99852 | 10 | 0% | 0 | 0 | 24.38% | 0% | 0 | 0.0059903 | 1 | 4.0239 | 0.024104 | Low | Low | High
KERN OIL 110646960 | KERN OIL 1106 | KERN | 1.1498 | 10 | 1.744% | 0 | 0 | 59.65% | 0% | 0 | 0.0086311 | 1 | 2.7916 | 0.024095 | Low | Low | Medium
PANORAMA 1101CB | PANORAMA 1101 | NORTH VALLEY | 1.9355 | 10 | 100% | 0 | 2 | 10.24% | 0% | 0 | 0.012297 | 1 | 1.9576 | 0.024072 | Low | Low | Low
SILVERADO 210298998 | SILVERADO 2102 | NORTH BAY | 4.5559 | 48.6012 | 79.99% | 0 | 0 | 16.02% | 0% | 0 | 0.015709 | 1 | 1.5297 | 0.024031 | Low | Low | Low
TEMPLETON 2113A30 | TEMPLETON 2113 | LOS PADRES | 0.53596 | 10 | 10.42% | 0 | 0 | 34.36% | 0% | 0 | 0.0082271 | 1 | 2.9117 | 0.023955 | Low | Low | Medium
ALHAMBRA 110213333 | ALHAMBRA 1102 | DIABLO | 0.074793 | 10 | 23.29% | 0 | 0 | 25.18% | 0% | 0 | 0.007309 | 1 | 3.2612 | 0.023836 | Low | Low | High
IONE 1101CB | IONE 1101 | STOCKTON | 1.9633 | 49.7739 | 2.974% | 1 | 0 | 13.95% | 0% | 0 | 0.007346 | 1 | 3.2391 | 0.023794 | Low | Low | High
TEJON 11032280 | TEJON 1103 | KERN | 2.7582 | 10 | 100% | 0 | 0 | 9.965% | 0% | 0 | 0.011765 | 1 | 2.0211 | 0.023777 | Low | Low | Low
EL CERRITO G 1108CB | EL CERRITO G 1108 | EAST BAY | 0.47538 | 10 | 0% | 0 | 0 | 6.483% | 0% | 0 | 0.0050118 | 1 | 4.7287 | 0.023699 | Low | Low | High
EAST MARYSVILLE 11081706 | EAST MARYSVILLE 1108 | SIERRA | 0.35809 | 10 | 100% | 0 | 0 | 0.5923% | 0% | 0 | 0.010721 | 1 | 2.2096 | 0.02369 | Low | Low | Low
MADISON 21011943 | MADISON 2101 | SACRAMENTO | 0.028904 | 10 | 100% | 0 | 0 | 0.9967% | 0% | 0 | 0.010764 | 1 | 2.1991 | 0.023671 | Low | Low | Low
LAKEWOOD 210769586 | LAKEWOOD 2107 | DIABLO | 0.5706 | 16.4781 | 12.07% | 0 | 2 | 6.994% | 0% | 0 | 0.0069201 | 1 | 3.4182 | 0.023654 | Low | Low | High
GARBERVILLE 11011770 | GARBERVILLE 1101 | HUMBOLDT | 8.6092 | 87.0246 | 95.86% | 7 | 3 | 100% | 0% | 0 | 0.087398 | 1 | 0.26991 | 0.02359 | High | High | Low
MORGAN HILL 2105XR578 | MORGAN HILL 2105 | SAN JOSE | 0.218 | 10 | 8.67% | 0 | 0 | 31.62% | 0% | 0 | 0.0069127 | 1 | 3.4108 | 0.023578 | Low | Low | High
MC ARTHUR 11011546 | MC ARTHUR 1101 | NORTH VALLEY | 13.3497 | 54.7981 | 96.53% | 1 | 1 | 58.43% | 0% | 0 | 0.025754 | 1 | 0.91531 | 0.023572 | Medium | Medium | Low
HOLLISTER 210491424 | HOLLISTER 2104 | CENTRAL COAST | 0.19482 | 10 | 75.59% | 0 | 0 | 2.224% | 0% | 0 | 0.0089256 | 1 | 2.6389 | 0.023554 | Low | Low | Medium
COTATI 1105893 | COTATI 1105 | SONOMA | 0.50896 | 59.1092 | 51.41% | 0 | 0 | 4.828% | 0% | 0 | 0.010484 | 1 | 2.2464 | 0.023552 | Low | Low | Medium
HALF MOON BAY 1102CB | HALF MOON BAY 1102 | PENINSULA | 0.43987 | 10 | 9.941% | 0 | 1 | 10.85% | 0% | 0 | 0.0057997 | 1 | 4.0421 | 0.023443 | Low | Low | High
DEL MAR 2109CB | DEL MAR 2109 | SIERRA | 1.7939 | 12.1972 | 19.79% | 0 | 1 | 27.43% | 0% | 0 | 0.0075272 | 1 | 3.1113 | 0.023419 | Low | Low | High
ESTUDILLO 0401CB | ESTUDILLO 0401 | MISSION | 0.69789 | 10 | 26.72% | 0 | 0 | 14.78% | 0% | 0 | 0.0067781 | 1 | 3.4546 | 0.023416 | Low | Low | High
TAR FLAT 0402CB | TAR FLAT 0402 | YOSEMITE | 0.52249 | 10 | 7.104% | 0 | 0 | 35.32% | 0% | 0 | 0.0070807 | 1 | 3.3002 | 0.023368 | Low | Low | High
ELK CREEK 11012004 | ELK CREEK 1101 | NORTH VALLEY | 14.9707 | 82.0149 | 100% | 0 | 1 | 27.7% | 0% | 0 | 0.034268 | 1 | 0.68104 | 0.023338 | Medium | Medium | Low
PIT NO 1 11011552 | PIT NO 1 1101 | NORTH VALLEY | 9.8425 | 12.4749 | 95.95% | 1 | 1 | 37.18% | 0% | 0 | 0.023212 | 1 | 1.0048 | 0.023324 | Medium | Medium | Low
AUBURN 1102CB | AUBURN 1102 | SIERRA | 0.41789 | 10 | 46.75% | 0 | 2 | 6.005% | 0% | 0 | 0.0076302 | 1 | 3.055 | 0.02331 | Low | Low | Medium
EEL RIVER 1102530 | EEL RIVER 1102 | HUMBOLDT | 5.0874 | 49.3959 | 37.23% | 9 | 0 | 15.69% | 0% | 0 | 0.010956 | 1 | 2.1273 | 0.023307 | Low | Low | Low
TULE POWER HOUSE 1101CB | TULE POWER HOUSE 1101 | FRESNO | 4.0927 | 57.029 | 3.215% | 0 | 0 | 100% | 0% | 0 | 0.01789 | 1 | 1.3019 | 0.023291 | Low | Low | Low
EL CERRITO G 1108BR346 | EL CERRITO G 1108 | EAST BAY | 0.1038 | 10 | 0% | 0 | 0 | 1.483% | 0% | 0 | 0.004768 | 1 | 4.878 | 0.023259 | Low | Low | High
OCEANO 1105V16 | OCEANO 1105 | LOS PADRES | 1.6064 | 10 | 0% | 0 | 0 | 44.18% | 0% | 0 | 0.0072956 | 1 | 3.1854 | 0.023239 | Low | Low | High
ALHAMBRA 110595016 | ALHAMBRA 1105 | DIABLO | 0.37201 | 51.8878 | 0% | 0 | 0 | 9.208% | 0% | 0 | 0.0078178 | 1 | 2.9552 | 0.023103 | Low | Low | Medium
BEAR VALLEY 210110000 | BEAR VALLEY 2101 | YOSEMITE | 29.476 | 56.7898 | 61.86% | 4 | 0 | 88.5% | 0% | 0 | 0.039743 | 1 | 0.58061 | 0.023075 | Medium | Medium | Low
IGNACIO 11041290 | IGNACIO 1104 | NORTH BAY | 1.6542 | 10 | 24.98% | 1 | 1 | 15.64% | 0% | 0 | 0.0079604 | 1 | 2.8977 | 0.023067 | Low | Low | Medium
TIDEWATER 210695842 | TIDEWATER 2106 | DIABLO | 0.21866 | 10 | 7.343% | 0 | 0 | 20.55% | 0% | 0 | 0.0061241 | 1 | 3.7665 | 0.023066 | Low | Low | High
GEYSERVILLE 110289714 | GEYSERVILLE 1102 | SONOMA | 1.4773 | 46.3035 | 100% | 0 | 0 | 11.51% | 0% | 0 | 0.015262 | 1 | 1.5055 | 0.022977 | Low | Low | Low
SNEATH LANE 1101CB | SNEATH LANE 1101 | PENINSULA | 0.21236 | 10 | 2.867% | 0 | 1 | 21.58% | 0% | 0 | 0.0060901 | 1 | 3.7657 | 0.022933 | Low | Low | High
HARTLEY 1102CB | HARTLEY 1102 | HUMBOLDT | 2.7707 | 10 | 40.84% | 0 | 2 | 23.94% | 0% | 0 | 0.0099181 | 1 | 2.3095 | 0.022906 | Low | Low | Medium
OROSI 11027948F | OROSI 1102 | FRESNO | 0.26307 | 10 | 100% | 0 | 0 | 3.077% | 0% | 0 | 0.010989 | 1 | 2.0809 | 0.022866 | Low | Low | Low
POINT MORETTI 110183716 | POINT MORETTI 1101 | CENTRAL COAST | 2.5672 | 18.0705 | 6.579% | 5 | 0 | 94.36% | 0% | 0 | 0.014279 | 1 | 1.6002 | 0.022849 | Low | Low | Low
SARATOGA 1105CB | SARATOGA 1105 | DE ANZA | 0.26967 | 10 | 28.45% | 0 | 0 | 4.984% | 0% | 0 | 0.0062358 | 1 | 3.6613 | 0.022831 | Low | Low | High
PACIFICA 1104CB | PACIFICA 1104 | PENINSULA | 0.50255 | 42.4378 | 0% | 0 | 0 | 11.92% | 0% | 0 | 0.006597 | 1 | 3.4551 | 0.022793 | Low | Low | High
CASTRO VALLEY 1104MR236 | CASTRO VALLEY 1104 | MISSION | 1.7251 | 10 | 10.02% | 0 | 1 | 20.44% | 0% | 0 | 0.0063847 | 1 | 3.5607 | 0.022734 | Low | Low | High
PENRYN 11051378 | PENRYN 1105 | SIERRA | 0.3076 | 10 | 15.69% | 2 | 1 | 16.27% | 0% | 0 | 0.0065875 | 1 | 3.4493 | 0.022722 | Low | Low | High
MORRO BAY 1101CB | MORRO BAY 1101 | LOS PADRES | 0.64776 | 10 | 6.384% | 0 | 0 | 29.39% | 0% | 0 | 0.0066355 | 1 | 3.4209 | 0.0227 | Low | Low | High
COTTONWOOD 1103CB | COTTONWOOD 1103 | NORTH VALLEY | 0.091321 | 14.0615 | 100% | 0 | 0 | 0.8116% | 0% | 0 | 0.011044 | 1 | 2.0553 | 0.022699 | Low | Low | Low
BAYWOOD 1101CB | BAYWOOD 1101 | LOS PADRES | 1.4233 | 43.3041 | 38.16% | 0 | 0 | 4.9% | 0% | 0 | 0.008459 | 1 | 2.6765 | 0.022641 | Low | Low | Medium
SAN LUIS OBISPO 1104645976 | SAN LUIS OBISPO 1104 | LOS PADRES | 2.1274 | 42.6681 | 27.62% | 0 | 0 | 32.32% | 0% | 0 | 0.010145 | 1 | 2.231 | 0.022633 | Low | Low | Medium
SISQUOC 1102M54 | SISQUOC 1102 | LOS PADRES | 17.0931 | 11.3388 | 62.6% | 1 | 3 | 56.95% | 1.375% | 0 | 0.022753 | 1 | 0.99426 | 0.022622 | Medium | Medium | Low
SUNOL 1101MR169 | SUNOL 1101 | MISSION | 3.8873 | 57.3439 | 37.68% | 0 | 0 | 41.76% | 0% | 0 | 0.013353 | 1 | 1.6919 | 0.022592 | Low | Low | Low
TASSAJARA 211238868 | TASSAJARA 2112 | DIABLO | 0.17353 | 10 | 11.26% | 2 | 2 | 4.039% | 0% | 0 | 0.0057426 | 1 | 3.9277 | 0.022555 | Low | Low | High
COARSEGOLD 210490356 | COARSEGOLD 2104 | YOSEMITE | 4.6415 | 10 | 96.81% | 0 | 4 | 27.05% | 0% | 0 | 0.014744 | 1 | 1.5262 | 0.022503 | Low | Low | Low
VIEJO 22049540 | VIEJO 2204 | CENTRAL COAST | 0.84933 | 10 | 0% | 3 | 2 | 38.01% | 0% | 0 | 0.0074407 | 1 | 3.0127 | 0.022417 | Low | Low | Medium
SUMMIT 110158642 | SUMMIT 1101 | SIERRA | 1.9126 | 10 | 32.51% | 0 | 1 | 100% | 0% | 0 | 0.019248 | 1 | 1.1597 | 0.022322 | Low | Low | Low
RED BLUFF 11041630 | RED BLUFF 1104 | NORTH VALLEY | 2.5495 | 10 | 100% | 0 | 1 | 18.04% | 0% | 0 | 0.01301 | 1 | 1.715 | 0.022313 | Low | Low | Low
VASONA 1102CB | VASONA 1102 | DE ANZA | 0.06716 | 10 | 0% | 0 | 0 | 0.4408% | 0% | 0 | 0.0047187 | 1 | 4.7083 | 0.022217 | Low | Low | High
FORT BRAGG A 1102 | FORT BRAGG A 1102 | HUMBOLDT | 0.10961 | 10 | 0% | 0 | 0 | 85.38% | 0% | 0 | 0.010984 | 1 | 2.0184 | 0.02217 | Low | Low | Low
FAIRVIEW 2207P142 | FAIRVIEW 2207 | DIABLO | 0.64407 | 10 | 4.931% | 0 | 0 | 20.76% | 0% | 0 | 0.0060169 | 1 | 3.6784 | 0.022132 | Low | Low | High
SAN MIGUEL 1104R66 | SAN MIGUEL 1104 | LOS PADRES | 8.3967 | 54.4532 | 99.05% | 0 | 3 | 18.97% | 0% | 0 | 0.020883 | 1 | 1.0549 | 0.02203 | Low | Low | Low
COTATI 1105616 | COTATI 1105 | SONOMA | 0.88156 | 51.5142 | 16.32% | 0 | 0 | 2.877% | 0% | 0 | 0.0083693 | 1 | 2.6305 | 0.022015 | Low | Low | Medium
SUNOL 1101CB | SUNOL 1101 | MISSION | 3.3865 | 29.3526 | 12.99% | 0 | 0 | 58.39% | 0% | 0 | 0.010654 | 1 | 2.0615 | 0.021963 | Low | Low | Low
BEAR VALLEY 210511210 | BEAR VALLEY 2105 | YOSEMITE | 17.0195 | 54.7309 | 100% | 0 | 6 | 100% | 0% | 0 | 0.049124 | 1 | 0.44607 | 0.021913 | Medium | Medium | Low
OCEANO 1106CB | OCEANO 1106 | LOS PADRES | 0.86306 | 10 | 5.571% | 1 | 4 | 19.68% | 0% | 0 | 0.0065904 | 1 | 3.3208 | 0.021885 | Low | Low | High
CLARKSVILLE 2106CB | CLARKSVILLE 2106 | SIERRA | 0.13957 | 10 | 0% | 0 | 0 | 27.21% | 0% | 0 | 0.0061619 | 1 | 3.5511 | 0.021882 | Low | Low | High
SAN RAFAEL 110648752 | SAN RAFAEL 1106 | NORTH BAY | 0.61983 | 10 | 0% | 0 | 1 | 26.76% | 0% | 0 | 0.0062637 | 1 | 3.4892 | 0.021855 | Low | Low | High
OAKLAND J 1105CR132 | OAKLAND J 1105 | EAST BAY | 0.28914 | 10 | 34.84% | 0 | 0 | 6.37% | 0% | 0 | 0.0066625 | 1 | 3.2608 | 0.021725 | Low | Low | High
ATASCADERO 1103A46 | ATASCADERO 1103 | LOS PADRES | 0.63104 | 65.2454 | 33.62% | 0 | 0 | 6.794% | 0% | 0 | 0.0096376 | 1 | 2.251 | 0.021694 | Low | Low | Medium
PACIFICA 1103CB | PACIFICA 1103 | PENINSULA | 0.044512 | 50.42 | 0% | 0 | 0 | 0.9046% | 0% | 0 | 0.0062412 | 1 | 3.4634 | 0.021616 | Low | Low | High
SAN RAFAEL 11092213 | SAN RAFAEL 1109 | NORTH BAY | 0.014561 | 10 | 0% | 0 | 0 | 3.395% | 0% | 0 | 0.0048598 | 1 | 4.438 | 0.021568 | Low | Low | High
VIEJO 22029488 | VIEJO 2202 | CENTRAL COAST | 0.18548 | 10 | 0% | 0 | 0 | 14.19% | 0% | 0 | 0.0054123 | 1 | 3.9833 | 0.021559 | Low | Low | High
BERESFORD 0403CB | BERESFORD 0403 | PENINSULA | 0.94707 | 10 | 19.89% | 1 | 1 | 17.08% | 0% | 0 | 0.0067843 | 1 | 3.1734 | 0.02153 | Low | Low | High
WOODSIDE 11028862 | WOODSIDE 1102 | PENINSULA | 0.10582 | 10 | 0% | 0 | 0 | 2.762% | 0% | 0 | 0.0048292 | 1 | 4.4266 | 0.021377 | Low | Low | High
MORRO BAY 1101V70 | MORRO BAY 1101 | LOS PADRES | 0.13653 | 10 | 0% | 0 | 0 | 22.43% | 0% | 0 | 0.0058754 | 1 | 3.6321 | 0.02134 | Low | Low | High
LAS GALLINAS A 1105CB | LAS GALLINAS A 1105 | NORTH BAY | 0.31033 | 10 | 12.89% | 0 | 0 | 14.92% | 0% | 0 | 0.0060597 | 1 | 3.5062 | 0.021246 | Low | Low | High
SALT SPRINGS 21014913 | SALT SPRINGS 2101 | STOCKTON | 3.8651 | 10 | 100% | 0 | 2 | 100% | 0% | 0 | 0.029697 | 1 | 0.71504 | 0.021235 | Medium | Medium | Low
COTTONWOOD 1101CB | COTTONWOOD 1101 | NORTH VALLEY | 5.2937 | 10 | 60.95% | 2 | 2 | 23.27% | 0% | 0 | 0.010444 | 1 | 2.0305 | 0.021206 | Low | Low | Low
OCEANO 1104Q04 | OCEANO 1104 | LOS PADRES | 0.015582 | 10 | 0% | 0 | 0 | 0.5987% | 0% | 0 | 0.0047262 | 1 | 4.4629 | 0.021092 | Low | Low | High
SAUSALITO 11021224 | SAUSALITO 1102 | NORTH BAY | 0.046722 | 10 | 29.73% | 0 | 0 | 1.494% | 0% | 0 | 0.0060863 | 1 | 3.4619 | 0.02107 | Low | Low | High
NARROWS 2104CB | NARROWS 2104 | SIERRA | 0.002841 | 10 | 0% | 0 | 0 | 100% | 0% | 0 | 0.012695 | 1 | 1.6515 | 0.020967 | Low | Low | Low
ZACA 1101Y70 | ZACA 1101 | LOS PADRES | 5.1032 | 39.0808 | 69.39% | 0 | 1 | 58.75% | 0% | 0 | 0.018441 | 1 | 1.1363 | 0.020954 | Low | Low | Low
FRUITLAND 11413902 | FRUITLAND 1141 | HUMBOLDT | 5.0988 | 85.765 | 7.833% | 1 | 0 | 99.69% | 0% | 0 | 0.025906 | 1 | 0.80512 | 0.020857 | Medium | Medium | Low
SUMMIT 110186658 | SUMMIT 1101 | SIERRA | 0.66943 | 10 | 1.926% | 3 | 0 | 100% | 0% | 0 | 0.015299 | 1 | 1.3569 | 0.020759 | Low | Low | Low
MARIPOSA 210190180 | MARIPOSA 2101 | YOSEMITE | 4.7841 | 52.2474 | 63.07% | 0 | 2 | 100% | 0% | 0 | 0.033288 | 1 | 0.62236 | 0.020717 | Medium | Medium | Low
CALPELLA 1102496 | CALPELLA 1102 | HUMBOLDT | 4.1652 | 16.4846 | 91.99% | 0 | 2 | 24.91% | 0% | 0 | 0.015871 | 1 | 1.3046 | 0.020706 | Low | Low | Low
BANCROFT 0402CB | BANCROFT 0402 | EAST BAY | 1.0716 | 10 | 1.687% | 0 | 0 | 23.45% | 0% | 0 | 0.0060178 | 1 | 3.4396 | 0.020699 | Low | Low | High
OAKLAND J 1105CR130 | OAKLAND J 1105 | EAST BAY | 0.95094 | 10 | 5.238% | 0 | 0 | 19.42% | 0% | 0 | 0.0059522 | 1 | 3.464 | 0.020619 | Low | Low | High
MADISON 210137082 | MADISON 2101 | SACRAMENTO | 0.85819 | 87.1383 | 100% | 0 | 0 | 4.662% | 0% | 0 | 0.018775 | 1 | 1.0976 | 0.020608 | Low | Low | Low
CLEAR LAKE 1102CB | CLEAR LAKE 1102 | HUMBOLDT | 0.13095 | 10 | 54.49% | 0 | 0 | 0.5805% | 0% | 0 | 0.0073882 | 1 | 2.7821 | 0.020555 | Low | Low | Medium
GARBERVILLE 11028189 | GARBERVILLE 1102 | HUMBOLDT | 1.0385 | 78.4457 | 65.35% | 2 | 1 | 100% | 0% | 0 | 0.035613 | 1 | 0.5748 | 0.02047 | Medium | Medium | Low
GUALALA 1111402866 | GUALALA 1111 | HUMBOLDT | 1.5915 | 10 | 0% | 1 | 1 | 100% | 0% | 0 | 0.013132 | 1 | 1.557 | 0.020445 | Low | Low | Low
SUMMIT 1102CB | SUMMIT 1102 | SIERRA | 1.0104 | 10 | 73.24% | 1 | 3 | 100% | 0% | 0 | 0.032108 | 1 | 0.63651 | 0.020437 | Medium | Medium | Low
SNEATH LANE 110168070 | SNEATH LANE 1101 | PENINSULA | 0.099639 | 10 | 0% | 0 | 2 | 4.651% | 0% | 0 | 0.0051309 | 1 | 3.9783 | 0.020412 | Low | Low | High
BUELLTON 11016621 | BUELLTON 1101 | LOS PADRES | 1.6446 | 36.7928 | 44.49% | 0 | 1 | 16.9% | 0% | 0 | 0.0098043 | 1 | 2.0776 | 0.020369 | Low | Low | Low
COPPERMINE 1104R755 | COPPERMINE 1104 | FRESNO | 8.1519 | 17.5841 | 96.77% | 0 | 3 | 13.19% | 0% | 0 | 0.013252 | 1 | 1.537 | 0.020367 | Low | Low | Low
PLACER 110451732 | PLACER 1104 | SIERRA | 1.3434 | 10 | 21.69% | 0 | 0 | 16.14% | 0% | 0 | 0.0065925 | 1 | 3.0863 | 0.020346 | Low | Low | High
PLACER 1101CB | PLACER 1101 | SIERRA | 0.77573 | 10 | 3.906% | 0 | 0 | 10.24% | 0% | 0 | 0.0061355 | 1 | 3.3142 | 0.020334 | Low | Low | High
GABILAN 11013034 | GABILAN 1101 | CENTRAL COAST | 0.41092 | 10 | 76.33% | 0 | 0 | 1.978% | 0% | 0 | 0.0089581 | 1 | 2.2622 | 0.020265 | Low | Low | Medium
OCEANO 1105V48 | OCEANO 1105 | LOS PADRES | 0.76105 | 10 | 0% | 0 | 1 | 30.2% | 0% | 0 | 0.0064819 | 1 | 3.124 | 0.020249 | Low | Low | High
BRUNSWICK 111094368 | BRUNSWICK 1110 | SIERRA | 0.16855 | 10 | 0% | 0 | 0 | 35.28% | 0% | 0 | 0.0066771 | 1 | 3.0325 | 0.020249 | Low | Low | Medium
PIT NO 7 1101CB | PIT NO 7 1101 | NORTH VALLEY | 2.7098 | 77.1247 | 100% | 0 | 2 | 100% | 0% | 0 | 0.046206 | 1 | 0.4374 | 0.02021 | Medium | Medium | Low
MADISON 21011606 | MADISON 2101 | SACRAMENTO | 0.66018 | 28.3427 | 86.09% | 0 | 0 | 3.933% | 0% | 0 | 0.0112 | 1 | 1.8042 | 0.020206 | Low | Low | Low
LOS COCHES 1101CB | LOS COCHES 1101 | CENTRAL COAST | 2.6219 | 75.2391 | 12.86% | 0 | 1 | 13.12% | 0% | 0 | 0.009461 | 1 | 2.1351 | 0.020201 | Low | Low | Low
CALPELLA 1102CB | CALPELLA 1102 | HUMBOLDT | 1.6769 | 10 | 88.62% | 0 | 2 | 18.53% | 0% | 0 | 0.012165 | 1 | 1.6553 | 0.020137 | Low | Low | Low
VIEJO 22022014 | VIEJO 2202 | CENTRAL COAST | 0.34884 | 10 | 0% | 0 | 0 | 8.641% | 0% | 0 | 0.0051208 | 1 | 3.9267 | 0.020108 | Low | Low | High
MARTELL 110198374 | MARTELL 1101 | STOCKTON | 0.48931 | 10 | 16.23% | 0 | 0 | 12.89% | 0% | 0 | 0.0061034 | 1 | 3.2848 | 0.020049 | Low | Low | High
BOSTON 0401CR242 | BOSTON 0401 | EAST BAY | 0.44969 | 10 | 0% | 0 | 0 | 9.847% | 0% | 0 | 0.0051828 | 1 | 3.8356 | 0.019879 | Low | Low | High
SAN RAFAEL 1105CB | SAN RAFAEL 1105 | NORTH BAY | 0.49095 | 10 | 6.778% | 3 | 1 | 5.07% | 0% | 0 | 0.0055495 | 1 | 3.5772 | 0.019852 | Low | Low | High
VIEJO 22032634 | VIEJO 2203 | CENTRAL COAST | 0.37273 | 10 | 10.45% | 0 | 0 | 22.39% | 0% | 0 | 0.0063984 | 1 | 3.0948 | 0.019802 | Low | Low | High
SAN LUIS OBISPO 1104CB | SAN LUIS OBISPO 1104 | LOS PADRES | 0.36018 | 63.441 | 2.835% | 0 | 0 | 5.218% | 0% | 0 | 0.007285 | 1 | 2.718 | 0.019801 | Low | Low | Medium
SARATOGA 1103LC40 | SARATOGA 1103 | DE ANZA | 0.12637 | 10 | 0% | 0 | 0 | 6.576% | 0% | 0 | 0.0050164 | 1 | 3.9395 | 0.019762 | Low | Low | High
POTTER VALLEY P H 1105CB | POTTER VALLEY P H 1105 | HUMBOLDT | 0.024417 | 10 | 0% | 0 | 1 | 100% | 0% | 0 | 0.014786 | 1 | 1.3325 | 0.019702 | Low | Low | Low
CASTRO VALLEY 1101MR518 | CASTRO VALLEY 1101 | MISSION | 0.037775 | 10 | 0% | 0 | 0 | 1.912% | 0% | 0 | 0.0047885 | 1 | 4.111 | 0.019686 | Low | Low | High
SNEATH LANE 1102CB | SNEATH LANE 1102 | PENINSULA | 0.28247 | 10 | 3.955% | 0 | 1 | 11.21% | 0% | 0 | 0.0055412 | 1 | 3.5434 | 0.019634 | Low | Low | High
HORSESHOE 1104CB | HORSESHOE 1104 | SIERRA | 0.063337 | 10 | 0% | 0 | 0 | 2.137% | 0% | 0 | 0.0047992 | 1 | 4.0681 | 0.019524 | Low | Low | High
VOLTA 110185234 | VOLTA 1101 | NORTH VALLEY | 7.9136 | 44.4652 | 95.46% | 10 | 12 | 100% | 0% | 0 | 0.11805 | 1 | 0.16495 | 0.019472 | High | High | Low
CARMEL 0402CB | CARMEL 0402 | CENTRAL COAST | 0.30828 | 10 | 0% | 0 | 0 | 21.19% | 0% | 0 | 0.0058032 | 1 | 3.3503 | 0.019442 | Low | Low | High
HOLLISTER 2104855412 | HOLLISTER 2104 | CENTRAL COAST | 0.30314 | 60 | 0% | 1 | 0 | 11.12% | 0% | 0 | 0.007471 | 1 | 2.599 | 0.019417 | Low | Low | Medium
PUEBLO 11053022 | PUEBLO 1105 | NORTH BAY | 0.42768 | 10 | 42.51% | 0 | 0 | 4.687% | 0% | 0 | 0.0069771 | 1 | 2.7525 | 0.019205 | Low | Low | Medium
HALF MOON BAY 11019014 | HALF MOON BAY 1101 | PENINSULA | 0.031423 | 10 | 0% | 0 | 0 | 1.737% | 0% | 0 | 0.0047801 | 1 | 4.0077 | 0.019157 | Low | Low | High
POINT ARENA 11011296 | POINT ARENA 1101 | HUMBOLDT | 2.101 | 59.6296 | 9.522% | 3 | 3 | 37.92% | 0% | 0 | 0.013105 | 1 | 1.4612 | 0.019149 | Low | Low | Low
PIT NO 5 11011658 | PIT NO 5 1101 | NORTH VALLEY | 4.5542 | 60.6461 | 59.05% | 1 | 2 | 100% | 0% | 0 | 0.039255 | 1 | 0.48755 | 0.019139 | Medium | Medium | Low
WILLOW PASS 210821196 | WILLOW PASS 2108 | DIABLO | 0.047227 | 10 | 0% | 0 | 0 | 23.89% | 0% | 0 | 0.005961 | 1 | 3.2102 | 0.019136 | Low | Low | High
HOOPA 1101 | HOOPA 1101 | HUMBOLDT | 0.098699 | 10 | 0% | 0 | 0 | 100% | 0% | 0 | 0.012695 | 1 | 1.5065 | 0.019125 | Low | Low | Low
COAST RD 04015134 | COAST RD 0401 | CENTRAL COAST | 1.6146 | 10 | 0% | 0 | 0 | 53.13% | 0% | 0 | 0.007975 | 1 | 2.3974 | 0.019119 | Low | Low | Medium
SAN RAFAEL 11061230 | SAN RAFAEL 1106 | NORTH BAY | 0.27095 | 10 | 0% | 0 | 1 | 5.214% | 0% | 0 | 0.0050532 | 1 | 3.7783 | 0.019092 | Low | Low | High
ANTLER 11011376 | ANTLER 1101 | NORTH VALLEY | 9.003 | 26.8195 | 100% | 0 | 3 | 100% | 0% | 0 | 0.049747 | 1 | 0.38247 | 0.019027 | Medium | Medium | Low
FORT BRAGG A 1103588 | FORT BRAGG A 1103 | HUMBOLDT | 0.37656 | 10 | 0% | 0 | 0 | 20.3% | 0% | 0 | 0.0057518 | 1 | 3.299 | 0.018975 | Low | Low | High
LAKEWOOD 1102CB | LAKEWOOD 1102 | DIABLO | 0.47236 | 10 | 18.19% | 0 | 0 | 4.922% | 0% | 0 | 0.0057291 | 1 | 3.3099 | 0.018962 | Low | Low | High
SARATOGA 1107CB | SARATOGA 1107 | DE ANZA | 0.16938 | 10 | 0% | 0 | 1 | 1.739% | 0% | 0 | 0.0048811 | 1 | 3.8453 | 0.018769 | Low | Low | High
CAMBRIA 1101CB | CAMBRIA 1101 | LOS PADRES | 7.5504 | 30.2261 | 1.521% | 0 | 1 | 62.43% | 0% | 0 | 0.010371 | 1 | 1.7969 | 0.018636 | Low | Low | Low
CARMEL 0405CB | CARMEL 0405 | CENTRAL COAST | 0.33684 | 10 | 0% | 0 | 1 | 10.77% | 0% | 0 | 0.0053408 | 1 | 3.4633 | 0.018497 | Low | Low | High
ROSSMOOR 110479146 | ROSSMOOR 1104 | DIABLO | 0.24893 | 10 | 0% | 0 | 0 | 11.42% | 0% | 0 | 0.0052646 | 1 | 3.5101 | 0.018479 | Low | Low | High
WYANDOTTE 1103CB | WYANDOTTE 1103 | NORTH VALLEY | 0.060864 | 10 | 0% | 0 | 0 | 0.8345% | 0% | 0 | 0.0047373 | 1 | 3.8992 | 0.018471 | Low | Low | High
FORT BRAGG A 110436526 | FORT BRAGG A 1104 | HUMBOLDT | 0.39885 | 10 | 0% | 0 | 0 | 6.124% | 0% | 0 | 0.0049939 | 1 | 3.6762 | 0.018359 | Low | Low | High
DEL MONTE 210386496 | DEL MONTE 2103 | CENTRAL COAST | 0.39145 | 10 | 0% | 3 | 0 | 5.331% | 0% | 0 | 0.0051542 | 1 | 3.545 | 0.018272 | Low | Low | High
LAMONT 11024222 | LAMONT 1102 | KERN | 0.50063 | 85 | 100% | 0 | 0 | 3.081% | 0% | 0 | 0.018222 | 1 | 1.0005 | 0.01823 | Low | Low | Low
SOLEDAD 111435306 | SOLEDAD 1114 | CENTRAL COAST | 0.90872 | 10 | 9.031% | 0 | 0 | 12.56% | 0% | 0 | 0.0065483 | 1 | 2.7745 | 0.018169 | Low | Low | Medium
CAYETANO 2109MR186 | CAYETANO 2109 | MISSION | 0.10978 | 10 | 0% | 0 | 0 | 4.27% | 0% | 0 | 0.0063941 | 1 | 2.8337 | 0.018119 | Low | Low | Medium
VALLEY VIEW 1105P124 | VALLEY VIEW 1105 | EAST BAY | 0.092976 | 10 | 0% | 0 | 0 | 2.939% | 0% | 0 | 0.0048377 | 1 | 3.7353 | 0.01807 | Low | Low | High
SUMMIT 110249484 | SUMMIT 1102 | SIERRA | 2.6877 | 10 | 54.68% | 1 | 0 | 100% | 0% | 0 | 0.026029 | 1 | 0.69298 | 0.018038 | Medium | Medium | Low
EEL RIVER 11033820 | EEL RIVER 1103 | HUMBOLDT | 2.3658 | 10 | 0% | 0 | 1 | 11.93% | 0% | 0 | 0.0080448 | 1 | 2.2417 | 0.018034 | Low | Low | Medium
OAKLAND J 1105153228 | OAKLAND J 1105 | EAST BAY | 0.47385 | 10 | 4.597% | 0 | 0 | 11.41% | 0% | 0 | 0.0054665 | 1 | 3.2905 | 0.017988 | Low | Low | High
CLARKSVILLE 2103CB | CLARKSVILLE 2103 | SIERRA | 0.11367 | 10 | 0% | 0 | 0 | 7.91% | 0% | 0 | 0.0050836 | 1 | 3.5358 | 0.017975 | Low | Low | High
FLINT 110138570 | FLINT 1101 | SIERRA | 0.12622 | 10 | 17.37% | 0 | 0 | 3.673% | 0% | 0 | 0.0056203 | 1 | 3.1886 | 0.017921 | Low | Low | High
HALF MOON BAY 11036014 | HALF MOON BAY 1103 | PENINSULA | 5.273 | 14.6725 | 1.871% | 0 | 0 | 42.92% | 0% | 0 | 0.0086216 | 1 | 2.0756 | 0.017895 | Low | Low | Low
RISING RIVER 11019032 | RISING RIVER 1101 | NORTH VALLEY | 23.4901 | 16.8815 | 99.94% | 5 | 2 | 100% | 0% | 0 | 0.033124 | 1 | 0.53301 | 0.017655 | Medium | Medium | Low
GREENBRAE 1104751 | GREENBRAE 1104 | NORTH BAY | 0.079918 | 10 | 0% | 0 | 1 | 2.532% | 0% | 0 | 0.0049198 | 1 | 3.5848 | 0.017636 | Low | Low | High
PIT NO 3 21011480 | PIT NO 3 2101 | NORTH VALLEY | 2.2265 | 10 | 27.11% | 1 | 1 | 90.29% | 0% | 0 | 0.016964 | 1 | 1.0365 | 0.017582 | Low | Low | Low
FROGTOWN 1702CB | FROGTOWN 1702 | STOCKTON | 2.2987 | 10 | 21.1% | 0 | 2 | 44.33% | 0% | 0 | 0.0090529 | 1 | 1.9418 | 0.017579 | Low | Low | Low
BIG RIVER 110155402 | BIG RIVER 1101 | HUMBOLDT | 2.6094 | 10 | 0.156% | 5 | 5 | 28.18% | 0% | 0 | 0.0073839 | 1 | 2.3739 | 0.017528 | Low | Low | Medium
LUCERNE 11034624 | LUCERNE 1103 | HUMBOLDT | 0.73972 | 10 | 26.07% | 0 | 0 | 19.5% | 0% | 0 | 0.0070666 | 1 | 2.4759 | 0.017496 | Low | Low | Medium
GEYSERVILLE 1101CB | GEYSERVILLE 1101 | SONOMA | 0.2847 | 40.3314 | 82.04% | 0 | 1 | 3.457% | 0% | 0 | 0.011941 | 1 | 1.4595 | 0.017428 | Low | Low | Low
FORT BRAGG A 1104CB | FORT BRAGG A 1104 | HUMBOLDT | 0.049503 | 10 | 0% | 1 | 0 | 1.775% | 0% | 0 | 0.0048453 | 1 | 3.575 | 0.017322 | Low | Low | High
OROVILLE 11042588 | OROVILLE 1104 | NORTH VALLEY | 0.2392 | 13.5731 | 31.06% | 1 | 0 | 2.673% | 0% | 0 | 0.0064634 | 1 | 2.6797 | 0.01732 | Low | Low | Medium
SALT SPRINGS 21011216 | SALT SPRINGS 2101 | STOCKTON | 5.4385 | 73.7435 | 99.91% | 0 | 1 | 98.38% | 0% | 0 | 0.056184 | 1 | 0.30767 | 0.017286 | Medium | Medium | Low
HOLLISTER 21054724 | HOLLISTER 2105 | CENTRAL COAST | 3.4016 | 78.2881 | 100% | 0 | 0 | 12.91% | 0% | 0 | 0.019187 | 1 | 0.89991 | 0.017267 | Low | Low | Low
FORT BRAGG A 1101CB | FORT BRAGG A 1101 | HUMBOLDT | 0.22122 | 10 | 0% | 0 | 1 | 2.86% | 0% | 0 | 0.0049359 | 1 | 3.4946 | 0.017249 | Low | Low | High
COVELO 1101562360 | COVELO 1101 | HUMBOLDT | 2.2904 | 16.1283 | 100% | 0 | 1 | 6.052% | 0% | 0 | 0.012043 | 1 | 1.4309 | 0.017233 | Low | Low | Low
BEAR VALLEY 210190550 | BEAR VALLEY 2101 | YOSEMITE | 8.0073 | 10 | 99.83% | 0 | 6 | 100% | 0% | 0 | 0.032169 | 1 | 0.53108 | 0.017084 | Medium | Medium | Low
POINT ARENA 1101476 | POINT ARENA 1101 | HUMBOLDT | 2.7213 | 21.4527 | 0% | 6 | 2 | 18.23% | 0% | 0 | 0.0068718 | 1 | 2.4696 | 0.01697 | Low | Low | Medium
IGNACIO 1104 | IGNACIO 1104 | NORTH BAY | 0.012266 | 10 | 0% | 0 | 0 | 20.53% | 0% | 0 | 0.005765 | 1 | 2.9425 | 0.016964 | Low | Low | Medium
POTTER VALLEY P H 1105990354 | POTTER VALLEY P H 1105 | HUMBOLDT | 0.0040482 | 10 | 0% | 0 | 0 | 100% | 0% | 0 | 0.012695 | 1 | 1.331 | 0.016897 | Low | Low | Low
PIT NO 5 11011660 | PIT NO 5 1101 | NORTH VALLEY | 4.8851 | 10 | 71.19% | 4 | 4 | 100% | 0% | 0 | 0.033496 | 1 | 0.50439 | 0.016895 | Medium | Medium | Low
POTTER VALLEY PH 11054634 | POTTER VALLEY PH 1105 | HUMBOLDT | 0.0052407 | 10 | 0% | 0 | 0 | 100% | 0% | 0 | 0.012695 | 1 | 1.3294 | 0.016878 | Low | Low | Low
POTTER VALLEY P H 1104CB | POTTER VALLEY P H 1104 | HUMBOLDT | 0.077279 | 10 | 0% | 0 | 0 | 100% | 0% | 0 | 0.012695 | 1 | 1.3279 | 0.016858 | Low | Low | Low
POTTER VALLEY P H 11054634 | POTTER VALLEY P H 1105 | HUMBOLDT | 0.13813 | 10 | 0% | 0 | 0 | 100% | 0% | 0 | 0.012695 | 1 | 1.3268 | 0.016844 | Low | Low | Low
SAN LEANDRO U 1109CR344 | SAN LEANDRO U 1109 | MISSION | 0.097411 | 10 | 0% | 0 | 0 | 3.929% | 0% | 0 | 0.0048858 | 1 | 3.393 | 0.016577 | Low | Low | High
OAKLAND J 1116CR420 | OAKLAND J 1116 | EAST BAY | 0.031861 | 10 | 0% | 0 | 0 | 0.2787% | 0% | 0 | 0.0047111 | 1 | 3.508 | 0.016527 | Low | Low | High
PANOCHE 11034036 | PANOCHE 1103 | YOSEMITE | 8.0979 | 77.6294 | 100% | 0 | 1 | 32.26% | 0% | 0 | 0.023574 | 1 | 0.7002 | 0.016507 | Medium | Medium | Low
TEMPLETON 2108A64 | TEMPLETON 2108 | LOS PADRES | 1.3676 | 10 | 21.6% | 0 | 0 | 11.56% | 0% | 0 | 0.0062941 | 1 | 2.6112 | 0.016435 | Low | Low | Medium
DEL MAR 210938684 | DEL MAR 2109 | SIERRA | 0.062211 | 10 | 0% | 0 | 0 | 6.669% | 0% | 0 | 0.0050211 | 1 | 3.2725 | 0.016432 | Low | Low | High
JOLON 1103CB | JOLON 1103 | CENTRAL COAST | 14.8367 | 53.4685 | 41.31% | 0 | 2 | 82.37% | 0% | 0 | 0.020833 | 1 | 0.78084 | 0.016268 | Low | Low | Low
SHINGLE SPRINGS 210851474 | SHINGLE SPRINGS 2108 | SIERRA | 0.24496 | 10 | 0% | 0 | 0 | 5.255% | 0% | 0 | 0.0049508 | 1 | 3.2752 | 0.016215 | Low | Low | High
SUMMIT 1101742 | SUMMIT 1101 | SIERRA | 0.86692 | 10 | 60.19% | 0 | 1 | 66.72% | 0% | 0 | 0.017361 | 1 | 0.93316 | 0.016201 | Low | Low | Low
GEYSERVILLE 1102756 | GEYSERVILLE 1102 | SONOMA | 0.58953 | 10 | 0% | 0 | 1 | 100% | 0% | 0 | 0.012961 | 1 | 1.2459 | 0.016148 | Low | Low | Low
SNEATH LANE 110275844 | SNEATH LANE 1102 | PENINSULA | 0.025403 | 10 | 0% | 0 | 0 | 4.723% | 0% | 0 | 0.0049246 | 1 | 3.2777 | 0.016141 | Low | Low | High
MC ARTHUR 11021324 | MC ARTHUR 1102 | NORTH VALLEY | 0.91154 | 54.3228 | 100% | 0 | 0 | 3.568% | 0% | 0 | 0.014895 | 1 | 1.0821 | 0.016117 | Low | Low | Low
FORT ROSS 1121560 | FORT ROSS 1121 | SONOMA | 5.3342 | 23.1043 | 0.06425% | 1 | 0 | 90.51% | 0% | 0 | 0.0128 | 1 | 1.2567 | 0.016087 | Low | Low | Low
SALT SPRINGS 210110416 | SALT SPRINGS 2101 | STOCKTON | 0.57657 | 81.6052 | 94.63% | 2 | 1 | 100% | 0% | 0 | 0.045848 | 1 | 0.35085 | 0.016086 | Medium | Medium | Low
GARBERVILLE 1102 | GARBERVILLE 1102 | HUMBOLDT | 0.096479 | 11.5575 | 97.17% | 0 | 0 | 86.15% | 0% | 0 | 0.024601 | 1 | 0.65244 | 0.016051 | Medium | Medium | Low
MILPITAS 1109XR044 | MILPITAS 1109 | SAN JOSE | 0.07893 | 10 | 0% | 0 | 0 | 4.212% | 0% | 0 | 0.0048996 | 1 | 3.2735 | 0.016039 | Low | Low | High
MONTEREY 04012642 | MONTEREY 0401 | CENTRAL COAST | 0.26645 | 10 | 0% | 0 | 0 | 10.11% | 0% | 0 | 0.0051963 | 1 | 3.0669 | 0.015936 | Low | Low | Medium
ALHAMBRA 1102CB | ALHAMBRA 1102 | DIABLO | 0.16935 | 10 | 0% | 0 | 0 | 2.96% | 0% | 0 | 0.0048388 | 1 | 3.2866 | 0.015903 | Low | Low | High
VIEJO 22039094 | VIEJO 2203 | CENTRAL COAST | 0.038317 | 10 | 0% | 0 | 0 | 1.572% | 0% | 0 | 0.0047723 | 1 | 3.3195 | 0.015842 | Low | Low | High
RIO DELL 11024230 | RIO DELL 1102 | HUMBOLDT | 22.9435 | 79.495 | 27.47% | 20 | 5 | 99.94% | 0% | 0 | 0.05306 | 1 | 0.29839 | 0.015832 | Medium | Medium | Low
COVELO 1101536 | COVELO 1101 | HUMBOLDT | 0.011418 | 10 | 100% | 1 | 0 | 0.05103% | 0% | 0 | 0.012329 | 1 | 1.2835 | 0.015825 | Low | Low | Low
FRANKLIN 1101P132 | FRANKLIN 1101 | EAST BAY | 0.033203 | 10 | 0% | 0 | 0 | 2.185% | 0% | 0 | 0.0048015 | 1 | 3.2929 | 0.015811 | Low | Low | High
RINCON 1102640 | RINCON 1102 | SONOMA | 0.04813 | 10 | 0% | 0 | 0 | 1.143% | 0% | 0 | 0.0047519 | 1 | 3.3054 | 0.015707 | Low | Low | High
SALT SPRINGS 21023118 | SALT SPRINGS 2102 | STOCKTON | 0.07196 | 10 | 100% | 0 | 0 | 100% | 0% | 0 | 0.028512 | 1 | 0.54869 | 0.015644 | Medium | Medium | Low
VACAVILLE 110847860 | VACAVILLE 1108 | SACRAMENTO | 0.28908 | 10 | 0% | 0 | 0 | 7.334% | 0% | 0 | 0.0050545 | 1 | 3.0859 | 0.015598 | Low | Low | High
CAROLANDS 040484797 | CAROLANDS 0404 | PENINSULA | 0.013784 | 10 | 0% | 0 | 0 | 1.034% | 0% | 0 | 0.0047467 | 1 | 3.2801 | 0.01557 | Low | Low | High
GARBERVILLE 11022540 | GARBERVILLE 1102 | HUMBOLDT | 15.3454 | 59.7556 | 6.792% | 13 | 5 | 85.73% | 0% | 0 | 0.046446 | 1 | 0.33411 | 0.015518 | Medium | Medium | Low
ARCATA 112233060 | ARCATA 1122 | HUMBOLDT | 0.34235 | 10 | 0% | 0 | 1 | 7.017% | 0% | 0 | 0.0051448 | 1 | 3.0094 | 0.015483 | Low | Low | Medium
HOPLAND 1101CB | HOPLAND 1101 | HUMBOLDT | 0.39955 | 10 | 100% | 0 | 1 | 6.5% | 0% | 0 | 0.011606 | 1 | 1.3337 | 0.015479 | Low | Low | Low
BIG MEADOWS 21012510 | BIG MEADOWS 2101 | NORTH VALLEY | 5.0492 | 32.6868 | 6.505% | 7 | 2 | 57.3% | 0% | 0 | 0.015201 | 1 | 1.0173 | 0.015464 | Low | Low | Low
RED BLUFF 1105161818 | RED BLUFF 1105 | NORTH VALLEY | 0.38337 | 10 | 100% | 0 | 0 | 8.045% | 0% | 0 | 0.011543 | 1 | 1.3232 | 0.015274 | Low | Low | Low
BRUNSWICK 111095576 | BRUNSWICK 1110 | SIERRA | 0.15603 | 10 | 0% | 0 | 0 | 4.385% | 0% | 0 | 0.004908 | 1 | 3.0967 | 0.015199 | Low | Low | High
REEDLEY 11127240 | REEDLEY 1112 | FRESNO | 0.0028032 | 10 | 0% | 0 | 0 | 0.01029% | 0% | 0 | 0.0046985 | 1 | 3.2223 | 0.01514 | Low | Low | High
MAXWELL 11053008 | MAXWELL 1105 | SACRAMENTO | 1.6684 | 73.9154 | 100% | 0 | 0 | 12.26% | 0% | 0 | 0.018513 | 1 | 0.80874 | 0.014972 | Low | Low | Low
POSO MOUNTAIN 21011703 | POSO MOUNTAIN 2101 | KERN | 0.0074631 | 10 | 0% | 0 | 0 | 0.304% | 0% | 0 | 0.0053821 | 1 | 2.7786 | 0.014955 | Low | Low | Medium
RISING RIVER 11011532 | RISING RIVER 1101 | NORTH VALLEY | 3.0653 | 21.21 | 32.28% | 0 | 0 | 62.2% | 0% | 0 | 0.012255 | 1 | 1.2187 | 0.014936 | Low | Low | Low
CORRAL 110175204 | CORRAL 1101 | STOCKTON | 1.1128 | 10 | 10.09% | 0 | 0 | 5.993% | 0% | 0 | 0.0054182 | 1 | 2.7419 | 0.014856 | Low | Low | Medium
ALTO 1121CB | ALTO 1121 | NORTH BAY | 0.013093 | 10 | 0% | 0 | 0 | 0.2456% | 0% | 0 | 0.0047095 | 1 | 3.1177 | 0.014683 | Low | Low | High
ALTO 112088190 | ALTO 1120 | NORTH BAY | 0.01959 | 10 | 0% | 0 | 0 | 0.6244% | 0% | 0 | 0.0047274 | 1 | 3.0907 | 0.014611 | Low | Low | High
WESTLEY 11039010 | WESTLEY 1103 | YOSEMITE | 0.92376 | 10 | 100% | 0 | 0 | 2.686% | 0% | 0 | 0.010946 | 1 | 1.3317 | 0.014577 | Low | Low | Low
BEAR VALLEY 210110019 | BEAR VALLEY 2101 | YOSEMITE | 1.9804 | 23.7531 | 100% | 0 | 6 | 100% | 0% | 0 | 0.04012 | 1 | 0.35957 | 0.014426 | Medium | Medium | Low
FORT BRAGG A 11021226 | FORT BRAGG A 1102 | HUMBOLDT | 1.1335 | 10 | 21.46% | 0 | 3 | 14.45% | 0% | 0 | 0.0068882 | 1 | 2.0906 | 0.0144 | Low | Low | Low
GEYSERVILLE 1101480 | GEYSERVILLE 1101 | SONOMA | 1.4699 | 10 | 99.61% | 0 | 0 | 9.197% | 0% | 0 | 0.011639 | 1 | 1.237 | 0.014397 | Low | Low | Low
RISING RIVER 11011530 | RISING RIVER 1101 | NORTH VALLEY | 10.3786 | 10.5372 | 70.85% | 4 | 0 | 58.6% | 0% | 0 | 0.01587 | 1 | 0.8986 | 0.014261 | Low | Low | Low
BRUNSWICK 110765574 | BRUNSWICK 1107 | SIERRA | 0.053599 | 10 | 0% | 0 | 0 | 3.058% | 0% | 0 | 0.0048435 | 1 | 2.9407 | 0.014243 | Low | Low | Medium
OCEANO 1105V42 | OCEANO 1105 | LOS PADRES | 0.34173 | 10 | 0% | 0 | 0 | 14.57% | 0% | 0 | 0.0054323 | 1 | 2.6024 | 0.014137 | Low | Low | Medium
BRUNSWICK 1110CB | BRUNSWICK 1110 | SIERRA | 0.0037878 | 10 | 0% | 0 | 0 | 0.2212% | 0% | 0 | 0.0047084 | 1 | 2.9563 | 0.01392 | Low | Low | Medium
CLARK ROAD 11022094 | CLARK ROAD 1102 | NORTH VALLEY | 0.57902 | 10 | 17.05% | 0 | 0 | 16.85% | 0% | 0 | 0.0063918 | 1 | 2.1553 | 0.013776 | Low | Low | Low
PALMER 1101M88 | PALMER 1101 | LOS PADRES | 2.2617 | 68.2305 | 27.53% | 0 | 1 | 14.75% | 0% | 0 | 0.011798 | 1 | 1.1586 | 0.013669 | Low | Low | Low
RESERVATION ROAD 110222136 | RESERVATION ROAD 1102 | CENTRAL COAST | 1.1023 | 40.7641 | 13.41% | 0 | 0 | 19.9% | 0% | 0 | 0.0078815 | 1 | 1.7282 | 0.013621 | Low | Low | Low
ELK 1101900 | ELK 1101 | HUMBOLDT | 6.0335 | 22.7757 | 2.097% | 2 | 3 | 29.53% | 0% | 0 | 0.0087294 | 1 | 1.5553 | 0.013577 | Low | Low | Low
VOLTA 11011596 | VOLTA 1101 | NORTH VALLEY | 21.7972 | 45.4978 | 99.98% | 1 | 12 | 100% | 0% | 0 | 0.052789 | 1 | 0.25608 | 0.013518 | Medium | Medium | Low
SUMMIT 11022302 | SUMMIT 1102 | SIERRA | 1.4575 | 10 | 25.54% | 1 | 4 | 100% | 0% | 0 | 0.022343 | 1 | 0.59618 | 0.01332 | Medium | Medium | Low
PEORIA 17048040 | PEORIA 1704 | YOSEMITE | 8.9787 | 41.627 | 97.88% | 2 | 3 | 34.87% | 0% | 0 | 0.02277 | 1 | 0.58079 | 0.013225 | Medium | Medium | Low
GIRVAN 1101CB | GIRVAN 1101 | NORTH VALLEY | 0.35544 | 10 | 1.64% | 0 | 0 | 10.78% | 0% | 0 | 0.0053021 | 1 | 2.487 | 0.013186 | Low | Low | Medium
CORNING 110193362 | CORNING 1101 | NORTH VALLEY | 0.36788 | 10 | 0% | 0 | 0 | 100% | 0% | 0 | 0.012695 | 1 | 1.0353 | 0.013144 | Low | Low | Low
MERCED FALLS 1102CB | MERCED FALLS 1102 | YOSEMITE | 8.7968 | 48.2872 | 48.16% | 0 | 1 | 34.84% | 0% | 0 | 0.014879 | 1 | 0.87183 | 0.012972 | Low | Low | Low
RIO DELL 11021504 | RIO DELL 1102 | HUMBOLDT | 8.4162 | 77.8437 | 6.428% | 4 | 1 | 69.81% | 0% | 0 | 0.016871 | 1 | 0.76309 | 0.012874 | Low | Low | Low
CAYUCOS 1101W14 | CAYUCOS 1101 | LOS PADRES | 0.012808 | 10 | 0% | 0 | 0 | 0.1056% | 0% | 0 | 0.004703 | 1 | 2.7337 | 0.012857 | Low | Low | Medium
HOPLAND 1101558 | HOPLAND 1101 | HUMBOLDT | 0.37929 | 10 | 97.04% | 0 | 0 | 4.114% | 0% | 0 | 0.010837 | 1 | 1.1824 | 0.012815 | Low | Low | Low
BROWNS VALLEY 110136622 | BROWNS VALLEY 1101 | SIERRA | 2.3766 | 10 | 8.927% | 0 | 1 | 25.35% | 0% | 0 | 0.0066455 | 1 | 1.9026 | 0.012644 | Low | Low | Low
PIT NO 1 11019702 | PIT NO 1 1101 | NORTH VALLEY | 0.44484 | 10 | 24.55% | 0 | 0 | 4.849% | 0% | 0 | 0.0060315 | 1 | 2.0734 | 0.012506 | Low | Low | Low
MC ARTHUR 11011492 | MC ARTHUR 1101 | NORTH VALLEY | 9.6647 | 34.9258 | 100% | 1 | 0 | 31.38% | 0% | 0 | 0.019862 | 1 | 0.62862 | 0.012486 | Low | Low | Low
MC ARTHUR 110138998 | MC ARTHUR 1101 | NORTH VALLEY | 11.0305 | 56.1464 | 63.76% | 0 | 2 | 67.61% | 0% | 0 | 0.021999 | 1 | 0.56625 | 0.012457 | Medium | Medium | Low
PIT NO 5 11011606 | PIT NO 5 1101 | NORTH VALLEY | 5.5302 | 10 | 89.8% | 1 | 2 | 100% | 0% | 0 | 0.031556 | 1 | 0.39242 | 0.012383 | Medium | Medium | Low
SUMMIT 110147786 | SUMMIT 1101 | SIERRA | 1.7732 | 10 | 6.416% | 0 | 1 | 100% | 0% | 0 | 0.017764 | 1 | 0.69667 | 0.012376 | Low | Low | Low
SALT SPRINGS 21013116 | SALT SPRINGS 2101 | STOCKTON | 0.70592 | 10 | 100% | 0 | 1 | 70.33% | 0% | 0 | 0.021776 | 1 | 0.56292 | 0.012258 | Low | Low | Low
SUMMIT 110148636 | SUMMIT 1101 | SIERRA | 0.057422 | 10 | 100% | 0 | 0 | 2.116% | 0% | 0 | 0.010884 | 1 | 1.1135 | 0.01212 | Low | Low | Low
LAURELES 1112CB | LAURELES 1112 | CENTRAL COAST | 0.015644 | 10 | 0% | 0 | 0 | 0.6574% | 0% | 0 | 0.0047289 | 1 | 2.5304 | 0.011966 | Low | Low | Medium
MARTELL 1103CB | MARTELL 1103 | STOCKTON | 0.8745 | 10 | 17.84% | 0 | 0 | 13.95% | 0% | 0 | 0.0062499 | 1 | 1.9128 | 0.011955 | Low | Low | Low
MC ARTHUR 11011490 | MC ARTHUR 1101 | NORTH VALLEY | 9.1248 | 10 | 79.7% | 0 | 4 | 60.48% | 0% | 0 | 0.02318 | 1 | 0.49873 | 0.01156 | Medium | Medium | Low
GLENN 11012012 | GLENN 1101 | NORTH VALLEY | 2.3498 | 85 | 100% | 0 | 0 | 7.814% | 0% | 0 | 0.01909 | 1 | 0.59338 | 0.011328 | Low | Low | Low
OLEMA 110149756 | OLEMA 1101 | NORTH BAY | 0.14983 | 10 | 0% | 0 | 2 | 2.553% | 0% | 0 | 0.0057386 | 1 | 1.9687 | 0.011298 | Low | Low | Low
ANTELOPE 11011631 | ANTELOPE 1101 | KERN | 0.75322 | 47.1276 | 100% | 0 | 0 | 6.682% | 0% | 0 | 0.014633 | 1 | 0.73269 | 0.010722 | Low | Low | Low
MC ARTHUR 110137344 | MC ARTHUR 1101 | NORTH VALLEY | 0.26567 | 10 | 48.66% | 0 | 0 | 2.972% | 0% | 0 | 0.0072135 | 1 | 1.4849 | 0.010712 | Low | Low | Low
STONE CORRAL 11087100 | STONE CORRAL 1108 | FRESNO | 2.9159 | 10 | 14.41% | 0 | 0 | 15.91% | 0% | 0 | 0.0061962 | 1 | 1.7025 | 0.010549 | Low | Low | Low
FREMONT 1104MR707 | FREMONT 1104 | MISSION | 1.4479 | 10 | 0% | 0 | 0 | 16.1% | 0% | 0 | 0.0055159 | 1 | 1.8893 | 0.010421 | Low | Low | Low
CUYAMA 1103622728 | CUYAMA 1103 | KERN | 2.3769 | 95 | 100% | 0 | 0 | 6.184% | 0% | 0 | 0.02009 | 1 | 0.49944 | 0.010034 | Low | Low | Low
MERCED FALLS 11029460 | MERCED FALLS 1102 | YOSEMITE | 8.5158 | 30.9683 | 53.31% | 0 | 0 | 95.4% | 0% | 0 | 0.031807 | 1 | 0.30868 | 0.009818 | Medium | Medium | Low
ELK 1101CB | ELK 1101 | HUMBOLDT | 0.88673 | 10 | 0% | 1 | 0 | 90.98% | 0% | 0 | 0.011764 | 1 | 0.82427 | 0.0096969 | Low | Low | Low
PANOCHE 11034016 | PANOCHE 1103 | YOSEMITE | 2.3488 | 61.1971 | 100% | 0 | 0 | 18.31% | 0% | 0 | 0.020566 | 1 | 0.46613 | 0.0095864 | Low | Low | Low
RIO DELL 11028768 | RIO DELL 1102 | HUMBOLDT | 0.28084 | 10 | 0% | 0 | 0 | 4.757% | 0% | 0 | 0.0049263 | 1 | 1.9394 | 0.0095539 | Low | Low | Low
MERCED FALLS 11029470 | MERCED FALLS 1102 | YOSEMITE | 22.9864 | 12.6287 | 82.62% | 0 | 4 | 100% | 0% | 0 | 0.040338 | 1 | 0.22626 | 0.0091268 | Medium | Medium | Low
JOLON 110268034 | JOLON 1102 | CENTRAL COAST | 0.019914 | 10 | 0% | 0 | 0 | 100% | 0% | 0 | 0.012695 | 1 | 0.71712 | 0.0091041 | Low | Low | Low
BEAR VALLEY 2105CB | BEAR VALLEY 2105 | YOSEMITE | 3.852 | 80.717 | 62.63% | 2 | 1 | 100% | 0% | 0 | 0.040229 | 1 | 0.22311 | 0.0089755 | Medium | Medium | Low
PIT NO 5 110190846 | PIT NO 5 1101 | NORTH VALLEY | 0.092785 | 10 | 100% | 0 | 0 | 100% | 0% | 0 | 0.028512 | 1 | 0.31428 | 0.0089606 | Medium | Medium | Low
PEORIA 170492888 | PEORIA 1704 | YOSEMITE | 0.24891 | 10 | 100% | 0 | 0 | 52.34% | 0% | 0 | 0.017878 | 1 | 0.4954 | 0.0088569 | Low | Low | Low
PEORIA 1701 | PEORIA 1701 | YOSEMITE | 0.00281 | 10 | 0% | 0 | 0 | 100% | 0% | 0 | 0.012695 | 1 | 0.6973 | 0.0088524 | Low | Low | Low
CLARK ROAD 1102CB | CLARK ROAD 1102 | NORTH VALLEY | 0.16153 | 10 | 1.759% | 0 | 1 | 10.59% | 0% | 0 | 0.006177 | 1 | 1.3847 | 0.0085535 | Low | Low | Low
PIT NO 3 21011360 | PIT NO 3 2101 | NORTH VALLEY | 21.8208 | 46.6037 | 72.84% | 2 | 7 | 96.78% | 0% | 0 | 0.033534 | 1 | 0.24766 | 0.0083049 | Medium | Medium | Low
PIT NO 5 11011614 | PIT NO 5 1101 | NORTH VALLEY | 1.8659 | 92.5056 | 100% | 0 | 0 | 100% | 0% | 0 | 0.049074 | 1 | 0.16422 | 0.0080592 | Medium | Medium | Low
SAN ARDO 11017094 | SAN ARDO 1101 | CENTRAL COAST | 1.1437 | 50.6148 | 100% | 0 | 0 | 6.71% | 0% | 0 | 0.014985 | 1 | 0.52695 | 0.0078965 | Low | Low | Low
ELK 11011300 | ELK 1101 | HUMBOLDT | 3.0348 | 10 | 21.85% | 10 | 1 | 31.85% | 0% | 0 | 0.0089861 | 1 | 0.83981 | 0.0075467 | Low | Low | Low
PIT NO 3 21011386 | PIT NO 3 2101 | NORTH VALLEY | 5.8084 | 10 | 93.45% | 4 | 0 | 84.51% | 0% | 0 | 0.027889 | 1 | 0.24957 | 0.0069602 | Medium | Medium | Low
VOLTA 11011640 | VOLTA 1101 | NORTH VALLEY | 10.4338 | 80.2423 | 83.4% | 1 | 4 | 100% | 0% | 0 | 0.072189 | 1 | 0.092106 | 0.006649 | High | High | Low
MERCED FALLS 110238748 | MERCED FALLS 1102 | YOSEMITE | 15.288 | 16.9529 | 100% | 0 | 0 | 100% | 0% | 0 | 0.033981 | 1 | 0.19224 | 0.0065325 | Medium | Medium | Low
MC ARTHUR 11011488 | MC ARTHUR 1101 | NORTH VALLEY | 2.4985 | 10 | 70.57% | 0 | 2 | 7.462% | 0% | 0 | 0.0094078 | 1 | 0.63499 | 0.0059739 | Low | Low | Low
MERCED FALLS 110222774 | MERCED FALLS 1102 | YOSEMITE | 1.0091 | 37.0223 | 100% | 0 | 0 | 27.2% | 0% | 0 | 0.016738 | 1 | 0.33771 | 0.0056526 | Low | Low | Low
SAN ARDO 11017632 | SAN ARDO 1101 | CENTRAL COAST | 0.79963 | 10 | 100% | 0 | 0 | 9.729% | 0% | 0 | 0.011737 | 1 | 0.481 | 0.0056455 | Low | Low | Low
CORNING 110187304 | CORNING 1101 | NORTH VALLEY | 1.5372 | 10 | 14.41% | 0 | 3 | 10.47% | 0% | 0 | 0.0062491 | 1 | 0.88021 | 0.0055005 | Low | Low | Low
SAN ARDO 110193072 | SAN ARDO 1101 | CENTRAL COAST | 0.72134 | 10 | 63.38% | 0 | 0 | 8.566% | 0% | 0 | 0.0098197 | 1 | 0.54117 | 0.0053141 | Low | Low | Low
LOGAN CREEK 21022226 | LOGAN CREEK 2102 | NORTH VALLEY | 3.7103 | 86.8404 | 100% | 0 | 1 | 10.78% | 0% | 0 | 0.020313 | 1 | 0.2575 | 0.0052305 | Low | Low | Low
PIT NO 5 1101CB | PIT NO 5 1101 | NORTH VALLEY | 0.72275 | 65.782 | 100% | 4 | 2 | 100% | 0% | 0 | 0.045131 | 1 | 0.11458 | 0.0051713 | Medium | Medium | Low
PIT NO 3 21011482 | PIT NO 3 2101 | NORTH VALLEY | 12.042 | 25.2752 | 56.98% | 0 | 2 | 100% | 0% | 0 | 0.026507 | 1 | 0.19495 | 0.0051676 | Medium | Medium | Low
SUMMIT 110168706 | SUMMIT 1101 | SIERRA | 0.058904 | 10 | 0% | 0 | 0 | 1.149% | 0% | 0 | 0.0047522 | 1 | 1.0375 | 0.0049304 | Low | Low | Low
DUNLAP 11027360 | DUNLAP 1102 | FRESNO | 8.5319 | 14.1381 | 99.93% | 0 | 0 | 100% | 0% | 0 | 0.048964 | 1 | 0.093748 | 0.0045903 | Medium | Medium | Low
MC ARTHUR 11011544 | MC ARTHUR 1101 | NORTH VALLEY | 14.33 | 61.0373 | 66.86% | 0 | 1 | 51.35% | 0% | 0 | 0.022186 | 1 | 0.18317 | 0.0040638 | Medium | Medium | Low
RIO DELL 110270960 | RIO DELL 1102 | HUMBOLDT | 3.7354 | 51.8564 | 33.96% | 2 | 2 | 31.94% | 0% | 0 | 0.012119 | 1 | 0.29794 | 0.0036108 | Low | Low | Low
SPAULDING 1101578852 | SPAULDING 1101 | SIERRA | 20.1063 | 56.8104 | 73.09% | 2 | 12 | 82.23% | 8.84% | 1 | 0.13582 | 1 | 0.021523 | 0.0029234 | High | High | Low
GARBERVILLE 110197300 | GARBERVILLE 1101 | HUMBOLDT | 14.1538 | 63.6884 | 85.32% | 13 | 2 | 100% | 0% | 0 | 0.1059 | 1 | 0.026166 | 0.0027709 | High | High | Low
PIT NO 5 11011618 | PIT NO 5 1101 | NORTH VALLEY | 6.0991 | 69.0036 | 93.71% | 0 | 2 | 100% | 0% | 0 | 0.047368 | 1 | 0.028548 | 0.0013523 | Medium | Medium | Low
OILFIELDS 1103N42 | OILFIELDS 1103 | CENTRAL COAST | 2.2461 | 52.6729 | 47.6% | 0 | 0 | 37.49% | 0% | 0 | 0.013447 | 1 | 0.061363 | 0.00082516 | Low | Low | Low
SAN MIGUEL 1106N34 | SAN MIGUEL 1106 | LOS PADRES | 0.29269 | 10 | 21.51% | 0 | 0 | 2.142% | 0% | 0 | 0.0065395 | 1 | 0.080486 | 0.00052634 | Low | Low | Low
OCEANO 1105V20 | OCEANO 1105 | LOS PADRES | 0.031809 | 10 | 0% | 0 | 0 | 0.5465% | 0% | 0 | 0.0047237 | 1 | 0 | 0 | Low | Low | Low
ECHO SUMMIT 1101CB | ECHO SUMMIT 1101 | (blank) | 0.03514 | 10 | 100% | 0 | 0 | 100% | 0% | 0 | 0.028512 | 1 | 0 | 0 | Medium | Medium | Low
MC ARTHUR 110137388 | MC ARTHUR 1101 | NORTH VALLEY | 8.6734 | 54.6058 | 74.62% | 0 | 2 | 69.39% | 0% | 0 | 0.024182 | 1 | 0 | -0.00036352 | Medium | Medium | Low
CHOLAME 2102X10 | CHOLAME 2102 | LOS PADRES | 19.7574 | 72.3337 | 100% | 0 | 0 | 44.78% | 0% | 0 | 0.028694 | 1 | 0 | -0.00036352 | Medium | Medium | Low
DUNLAP 110239190 | DUNLAP 1102 | FRESNO | 1.8032 | 10 | 99.73% | 0 | 0 | 100% | 0% | 0 | 0.02845 | 1 | 0 | -0.00036352 | Medium | Medium | Low
LAYTONVILLE 11011760 | LAYTONVILLE 1101 | HUMBOLDT | 8.2141 | 83.102 | 88.6% | 5 | 4 | 64.9% | 0% | 0 | 0.039524 | 1 | 0 | -0.00036352 | Medium | Medium | Low
OILFIELDS 11037006 | OILFIELDS 1103 | CENTRAL COAST | 2.4385 | 10 | 100% | 0 | 0 | 16.07% | 0% | 0 | 0.016263 | 1 | 0 | -0.00036352 | Low | Low | Low
CARLOTTA 112144150 | CARLOTTA 1121 | HUMBOLDT | 3.5728 | 56.6428 | 100% | 0 | 1 | 100% | 0% | 0 | 0.039603 | 1 | 0 | -0.00036352 | Medium | Medium | Low
DUNLAP 11027050 | DUNLAP 1102 | FRESNO | 9.1044 | 57.339 | 92.11% | 4 | 10 | 100% | 0% | 0 | 0.15825 | 1 | 0 | -0.00036352 | High | High | Low
PIT NO 5 11013308 | PIT NO 5 1101 | NORTH VALLEY | 0.044135 | 85 | 100% | 0 | 0 | 100% | 0% | 0 | 0.046733 | 1 | 0 | -0.00036352 | Medium | Medium | Low
EL DORADO PH 210113532 | EL DORADO PH 2101 | SIERRA | 5.3271 | 64.1847 | 100% | 5 | 1 | 100% | 0% | 0 | 0.082958 | 1 | 0 | -0.00036352 | High | High | Low
BRIDGEVILLE 1102 | BRIDGEVILLE 1102 | HUMBOLDT | 0.0078479 | 90 | 100% | 0 | 0 | 100% | 0% | 0 | 0.048281 | 1 | 0 | -0.00036352 | Medium | Medium | Low
BRIDGEVILLE 110237486 | BRIDGEVILLE 1102 | HUMBOLDT | 10.3672 | 71.0468 | 99.35% | 4 | 7 | 92.24% | 0% | 0 | 0.054132 | 1 | 0 | -0.00036352 | Medium | Medium | Low
DUNLAP 11037170 | DUNLAP 1103 | FRESNO | 5.3633 | 51.4528 | 91.12% | 7 | 8 | 100% | 0% | 0 | 0.057836 | 1 | 0 | -0.00036352 | Medium | Medium | Low
DUNLAP 1102778286 | DUNLAP 1102 | FRESNO | 2.6016 | 93.4441 | 63.93% | 0 | 0 | 100% | 0% | 0 | 0.042218 | 1 | 0 | -0.00036352 | Medium | Medium | Low
DUNLAP 1102CB | DUNLAP 1102 | FRESNO | 6.506 | 11.6092 | 99.83% | 1 | 2 | 100% | 0% | 0 | 0.034553 | 1 | 0 | -0.00036352 | Medium | Medium | Low
BOGARD 1101CB | BOGARD 1101 | NORTH VALLEY | 0.51623 | 20.4818 | 100% | 1 | 0 | 100% | 0% | 0 | 0.03523 | 1 | 0 | -0.00036352 | Medium | Medium | Low
DUNLAP 11037080 | DUNLAP 1103 | FRESNO | 7.9166 | 53.1398 | 56.92% | 4 | 5 | 100% | 0% | 0 | 0.052315 | 1 | 0 | -0.00036352 | Medium | Medium | Low
DUNLAP 11027290 | DUNLAP 1102 | FRESNO | 0.73169 | 39.1465 | 99.26% | 0 | 9 | 100% | 0% | 0 | 0.04685 | 1 | 0 | -0.00036352 | Medium | Medium | Low
DUNLAP 1103CB | DUNLAP 1103 | FRESNO | 5.3266 | 46.6515 | 99.77% | 2 | 1 | 100% | 0% | 0 | 0.043161 | 1 | 0 | -0.00036352 | Medium | Medium | Low
BALCH NO 1 1101R372 | BALCH NO 1 1101 | FRESNO | 6.0973 | 42.1008 | 100% | 0 | 0 | 100% | 0% | 0 | 0.035267 | 1 | 0 | -0.00036352 | Medium | Medium | Low
EL DORADO PH 210136764 | EL DORADO PH 2101 | SIERRA | 3.1646 | 79.8685 | 100% | 3 | 0 | 72.39% | 0% | 0 | 0.12435 | 65.3912 | 0 | -0.00036352 | High | High | Low
BRIDGEVILLE 1102CB | BRIDGEVILLE 1102 | HUMBOLDT | 0.72529 | 72.3371 | 88.58% | 0 | 0 | 5.257% | 0% | 0 | 0.020259 | 35.3263 | 0 | -0.00036352 | Low | Low | Low
DUNLAP 11037991F | DUNLAP 1103 | FRESNO | 2.6521 | 79.9208 | 100% | 1 | 4 | 100% | 0% | 0 | 0.056283 | 14.9507 | 0 | -0.00036352 | Medium | Medium | Low

## Dx - Inspection
Dx Prioritization Output - Inspection
Circuit Information |  |  |  |  | Independent Variables | [29 empty] | Dependent Variable | Risk Scoring |  |  |  | Risk Tiers
Feeder Name | Circuit ID | Region Name | Division Name | Tier 2/3 OH Miles | 3-year Average Summer Load | Average Pole Height | Loading Percent - Mile-weighted Average | Conductor Size 2 - % of Miles | Conductor Size 4 - % of Miles | Conductor Size 6 - % of Miles | Conductor_Broken_Damaged | Conductor_Clearance_Impaired | Total Fuses | Material AR - % of Miles | Material C - % of Miles | Pole Species - % Western Red Cedar | Pole Height >45 | Poles Original Treatment: Cellon_Gas | Poles Original Treatment: Copper_Napthenate__CNI_ | Poles Original Treatment: Methane_Propane | Poles Original Treatment: Penta | Poles Original Treatment: Penta_in_Petroleum | Total Splice Count | Switch Type: 14 | Total Switches | Total Poles | Transformers: Avg SummerPCT | Transformers: RatedKVA - 15 | Transformers: RatedKVA - 25 | Transformers: RatedKVA - 50 | Total Transformers | Transformers Version: A3P7 | VoltageRegulators Version: M2C9 | Number of Fuses Per Phase: 1 | Above Average Outage Indicator | Likelihood of failure | Likelihood of spread and consequence | Egress Score | Consolidated Risk Score | Likelihood of failure | Likelihood of spread and consequence | Egress Score | Consolidated Risk Score
WOODACRE 1101 | 043021101 | BAY AREA | NORTH BAY | 37.9171 | 273416.3333 | 43.81 | 20.15% | 5.073% | 33.09% | 36.66% | 32 | 6 | 79 | 29.85% | 45.04% | 9.908% | 250 | 387 | 11 | 7 | 313 | 262 | 0 | 20 | 36 | 1090 | 35.8159 | 113 | 108 | 20 | 359 | 0 | 0 | 79 | 1 | 0.86687 | 49.5253 | 7.3343 | 314.8735 | High | High | High | Top
DOWNIEVILLE DIESEL 1101 | 158001101 | NORTHERN | SIERRA | 0.032712 | 0 | 45 | 0% | 100% | 0% | 0% | 0 | 0 | 0 | 100% | 0% | 0% | 0 | 0 | 0 | 0 | 0 | 0 | 0 | 1 | 1 | 2 | 0 | 0 | 0 | 0 | 1 | 0 | 0 | 0 | 1 | 0.51842 | 102.1389 | 5.2688 | 278.9877 | Medium | High | Medium | Top
MONTE RIO 1113 | 042811113 | NORTHERN | SONOMA | 61.2941 | 888801.3333 | 42.5277 | 24.79% | 5.339% | 50.76% | 32.68% | 51 | 13 | 90 | 47.74% | 42.26% | 11.85% | 299 | 593 | 1 | 9 | 644 | 305 | 101 | 24 | 48 | 1806 | 39.267 | 208 | 169 | 92 | 702 | 0 | 0 | 90 | 1 | 0.89768 | 48.4702 | 5.9889 | 260.5828 | High | High | High | Top
MORAGA 1105 | 013801105 | BAY AREA | DIABLO | 9.5389 | 587971.3333 | 45.9444 | 37.45% | 0% | 29.87% | 23.07% | 3 | 2 | 13 | 24.38% | 66.25% | 21.95% | 49 | 69 | 0 | 0 | 20 | 13 | 3 | 5 | 6 | 164 | 24.8462 | 19 | 17 | 5 | 54 | 0 | 0 | 12 | 1 | 0.76456 | 47.5187 | 6.7041 | 243.5644 | High | High | High | Top
MONTE RIO 1112 | 042811112 | NORTHERN | SONOMA | 20.2317 | 364345.6667 | 42.1563 | 33.13% | 13.3% | 28.64% | 27.75% | 26 | 9 | 48 | 43.13% | 41.53% | 7.236% | 112 | 226 | 0 | 12 | 256 | 126 | 11 | 11 | 20 | 691 | 41.4675 | 76 | 53 | 27 | 240 | 0 | 2 | 48 | 1 | 0.82845 | 41.2665 | 5.8415 | 199.7026 | High | High | High | Top
HALF MOON BAY 1101 | 024101101 | CENTRAL COAST | PENINSULA | 32.9103 | 1062793.6667 | 41.5213 | 27.97% | 0.2214% | 40.67% | 32.07% | 12 | 4 | 45 | 44.44% | 48.11% | 6.897% | 38 | 186 | 0 | 2 | 229 | 27 | 38 | 4 | 8 | 493 | 30.4785 | 57 | 33 | 5 | 169 | 1 | 0 | 45 | 1 | 0.80716 | 36.9629 | 6.6522 | 198.469 | High | High | High | Top
WOODSIDE 1101 | 024251101 | CENTRAL COAST | PENINSULA | 42.3143 | 731429.6667 | 42.484 | 26.09% | 0.1141% | 34.56% | 43.73% | 70 | 2 | 106 | 47.82% | 48.88% | 12.26% | 139 | 482 | 0 | 6 | 559 | 67 | 1 | 12 | 22 | 1248 | 20.9813 | 135 | 157 | 23 | 443 | 4 | 1 | 105 | 1 | 0.80161 | 32.5504 | 6.6282 | 172.9485 | High | High | High | Top
PIKE CITY 1101 | 152201101 | NORTHERN | SIERRA | 34.5379 | 89793.3333 | 40.9752 | 25.31% | 99.84% | 0% | 0% | 6 | 2 | 37 | 99.84% | 0.1367% | 13.65% | 54 | 324 | 9 | 0 | 87 | 95 | 10 | 4 | 10 | 806 | 38.1636 | 69 | 25 | 6 | 226 | 0 | 0 | 37 | 1 | 0.62309 | 85.7553 | 3.2113 | 171.5898 | Medium | High | Low | Top
MONTE RIO 1111 | 042811111 | NORTHERN | SONOMA | 59.7678 | 340795 | 41.9722 | 32.33% | 1.776% | 42.07% | 47.48% | 42 | 28 | 95 | 32.57% | 59.3% | 12.46% | 158 | 426 | 1 | 5 | 563 | 164 | 40 | 24 | 47 | 1372 | 33.6364 | 181 | 77 | 33 | 524 | 0 | 5 | 95 | 1 | 0.84976 | 36.3844 | 5.4039 | 167.0779 | High | High | High | Top
TASSAJARA 2108 | 014662108 | BAY AREA | DIABLO | 1.5457 | 1333879 | 44.4186 | 18.89% | 0% | 33.34% | 66.66% | 0 | 0 | 3 | 33.34% | 66.66% | 18.6% | 10 | 13 | 0 | 0 | 15 | 4 | 0 | 1 | 1 | 43 | 54.96 | 9 | 10 | 0 | 25 | 0 | 0 | 3 | 1 | 0.66045 | 41.5134 | 6.0558 | 166.0359 | High | High | High | Top
SPANISH CREEK 4401 | 103104401 | NORTHERN | NORTH VALLEY | 7.9163 | 4545.3333 | 47.0543 | 179% | 96.68% | 0% | 3.324% | 1 | 0 | 2 | 10.89% | 89.11% | 37.21% | 54 | 33 | 0 | 0 | 59 | 14 | 0 | 0 | 2 | 129 | 16 | 5 | 5 | 1 | 14 | 0 | 1 | 2 | 1 | 0.56086 | 69.1856 | 4.1141 | 159.6402 | Medium | High | Medium | Top
MIRABEL 1101 | 042091101 | NORTHERN | SONOMA | 30.224 | 547280.3333 | 43.036 | 23.83% | 19.53% | 54.19% | 20.9% | 27 | 2 | 49 | 55.16% | 39.46% | 7.376% | 106 | 313 | 0 | 2 | 142 | 58 | 0 | 7 | 11 | 583 | 28.2218 | 87 | 42 | 11 | 252 | 0 | 0 | 49 | 1 | 0.72695 | 39.009 | 5.3754 | 152.4327 | High | High | Medium | Top
SIERRA CITY GEN 1101 | 158011101 | NORTHERN | SIERRA | 0.018511 | 0 | 40 | 0% | 100% | 0% | 0% | 0 | 0 | 0 | 100% | 0% | 100% | 0 | 0 | 0 | 0 | 0 | 1 | 0 | 1 | 1 | 1 | 0 | 0 | 0 | 0 | 1 | 0 | 0 | 0 | 0 | 0.46796 | 85.4511 | 3.6603 | 146.3655 | Medium | High | Low | Top
SILVERADO 2105 | 043432105 | BAY AREA | NORTH BAY | 39.6838 | 1206104.6667 | 42.9808 | 18.97% | 0.5537% | 84.96% | 11.55% | 11 | 5 | 61 | 78.81% | 21.17% | 8.075% | 129 | 311 | 0 | 3 | 114 | 140 | 12 | 24 | 26 | 743 | 53.0083 | 59 | 53 | 20 | 246 | 0 | 0 | 60 | 1 | 0.61045 | 41.9515 | 5.4951 | 140.7273 | Medium | High | High | Top
VINEYARD 2108 | 014502108 | CENTRAL COAST | MISSION | 4.6061 | 1483072.6667 | 43.2524 | 10.74% | 0% | 71.39% | 28.55% | 0 | 0 | 15 | 37.6% | 62.34% | 17.31% | 20 | 33 | 0 | 3 | 22 | 11 | 0 | 1 | 3 | 104 | 40.3103 | 11 | 14 | 0 | 33 | 0 | 0 | 15 | 1 | 0.66651 | 35.5506 | 5.877 | 139.2542 | High | High | High | Top
MOLINO 1102 | 042571102 | NORTHERN | SONOMA | 113.1393 | 1494417.6667 | 43.6669 | 26.83% | 0.09873% | 58.93% | 35.46% | 38 | 12 | 205 | 55.31% | 39.9% | 7.03% | 582 | 1241 | 3 | 40 | 684 | 353 | 48 | 45 | 59 | 2717 | 31.1546 | 428 | 183 | 42 | 1093 | 0 | 3 | 205 | 1 | 0.71054 | 36.3102 | 4.8722 | 125.7032 | High | High | Medium | Top
SILVERADO 2104 | 043432104 | BAY AREA | NORTH BAY | 126.0115 | 1582484 | 42.671 | 56.62% | 2.81% | 70.69% | 16.2% | 28 | 8 | 181 | 69.19% | 21.13% | 8.469% | 307 | 997 | 3 | 35 | 670 | 483 | 5 | 39 | 69 | 2633 | 51.0611 | 248 | 201 | 42 | 889 | 0 | 6 | 180 | 1 | 0.64794 | 31.2142 | 6.206 | 125.5164 | Medium | High | High | Top
SAN RAFAEL 1108 | 042011108 | BAY AREA | NORTH BAY | 38.5753 | 1208223.3333 | 44.7083 | 17.5% | 3.798% | 18.92% | 56.56% | 59 | 2 | 96 | 19.21% | 63.02% | 10.94% | 519 | 550 | 22 | 13 | 637 | 437 | 46 | 22 | 39 | 1856 | 39.1417 | 150 | 195 | 89 | 616 | 0 | 0 | 96 | 1 | 0.85709 | 15.8796 | 8.7878 | 119.6041 | High | High | High | Top
CASTRO VALLEY 1108 | 014091108 | CENTRAL COAST | MISSION | 23.8731 | 633879.3333 | 43.8625 | 25.09% | 1.618% | 53.21% | 31.18% | 14 | 5 | 49 | 18.59% | 68.72% | 12.72% | 93 | 216 | 0 | 9 | 237 | 33 | 0 | 10 | 21 | 613 | 8.2542 | 75 | 76 | 17 | 247 | 1 | 0 | 49 | 1 | 0.82415 | 22.6481 | 6.3834 | 119.1487 | High | High | High | Top
FITCH MOUNTAIN 1113 | 042751113 | NORTHERN | SONOMA | 76.7611 | 881431 | 42.8272 | 26.89% | 3.271% | 63.28% | 31.49% | 33 | 1 | 77 | 63.56% | 35.4% | 8.406% | 201 | 488 | 0 | 25 | 273 | 195 | 10 | 16 | 21 | 1154 | 29.4603 | 160 | 80 | 8 | 435 | 0 | 1 | 77 | 0 | 0.6378 | 44.6104 | 4.1614 | 118.4028 | Medium | High | Medium | Top
ROSSMOOR 1108 | 014161108 | BAY AREA | DIABLO | 13.4853 | 1018341.3333 | 44.9576 | 79.53% | 1.278% | 20.16% | 50.27% | 4 | 0 | 34 | 21.2% | 50.57% | 8.017% | 47 | 87 | 0 | 0 | 68 | 13 | 0 | 6 | 11 | 237 | 20.6591 | 26 | 37 | 4 | 93 | 0 | 0 | 34 | 1 | 0.69505 | 24.5636 | 6.9013 | 117.8266 | High | High | High | Top
OLEMA 1101 | 042291101 | BAY AREA | NORTH BAY | 66.1086 | 448317.6667 | 44.1264 | 25.78% | 7.557% | 31.32% | 49.59% | 53 | 7 | 85 | 12.34% | 76.2% | 6.101% | 360 | 527 | 7 | 16 | 499 | 201 | 37 | 19 | 28 | 1557 | 29.0694 | 157 | 117 | 14 | 457 | 0 | 4 | 84 | 1 | 0.77859 | 27.9587 | 5.3446 | 116.3441 | High | High | Medium | Top
ALTO 1124 | 042031124 | BAY AREA | NORTH BAY | 30.9272 | 748572.6667 | 44.3557 | 10.74% | 11.84% | 15.43% | 64.15% | 24 | 4 | 70 | 20.63% | 72.31% | 9.419% | 309 | 427 | 12 | 6 | 460 | 168 | 29 | 9 | 18 | 1274 | 36.3527 | 130 | 115 | 43 | 460 | 0 | 0 | 70 | 1 | 0.88167 | 16.3831 | 7.9503 | 114.8378 | High | High | High | Top
MORAGA 1101 | 013801101 | BAY AREA | DIABLO | 19.0142 | 238194.3333 | 45.5655 | 51.54% | 0.2943% | 28.08% | 26.07% | 12 | 7 | 26 | 11.36% | 48.52% | 15.48% | 136 | 93 | 0 | 0 | 200 | 34 | 22 | 11 | 30 | 504 | 23.5492 | 62 | 69 | 17 | 198 | 0 | 0 | 26 | 1 | 0.77846 | 20.5225 | 6.8809 | 109.9299 | High | High | High | Top
BONNIE NOOK 1102 | 152301102 | NORTHERN | SIERRA | 34.3352 | 96245 | 42.2368 | 13.33% | 82.61% | 12.88% | 4.503% | 4 | 7 | 51 | 85.18% | 14.81% | 14.47% | 86 | 399 | 7 | 0 | 125 | 106 | 3 | 17 | 17 | 919 | 34.8528 | 121 | 44 | 2 | 279 | 0 | 0 | 51 | 1 | 0.51672 | 79.0787 | 2.6595 | 108.6697 | Medium | High | Low | Top
BOLINAS 1101 | 042261101 | BAY AREA | NORTH BAY | 36.998 | 354120 | 45.8392 | 71.21% | 6.313% | 30.38% | 16.61% | 5 | 1 | 43 | 15.42% | 45.77% | 10.19% | 169 | 183 | 8 | 10 | 199 | 89 | 9 | 13 | 35 | 569 | 23.6196 | 28 | 27 | 10 | 95 | 0 | 5 | 43 | 0 | 0.48819 | 29.7958 | 6.927 | 100.7604 | Medium | High | High | Top
FORT ROSS 1121 | 042851121 | NORTHERN | SONOMA | 94.05 | 141625.6667 | 41.9432 | 26.12% | 13.3% | 55.06% | 26.25% | 25 | 3 | 96 | 60.65% | 37.35% | 4.676% | 121 | 275 | 0 | 7 | 510 | 240 | 2 | 24 | 40 | 1326 | 27.0773 | 158 | 43 | 10 | 396 | 0 | 2 | 96 | 0 | 0.55429 | 46.7686 | 3.8784 | 100.5414 | Medium | High | Medium | Top
SANTA ROSA A 1111 | 042151111 | NORTHERN | SONOMA | 5.9664 | 1044190.3333 | 43.6641 | 10.27% | 0% | 60.18% | 39.82% | 1 | 0 | 14 | 60.18% | 39.82% | 12.21% | 32 | 62 | 0 | 0 | 37 | 24 | 0 | 1 | 1 | 131 | 38.7321 | 23 | 9 | 1 | 59 | 0 | 0 | 14 | 1 | 0.6526 | 40.33 | 3.7553 | 98.8371 | Medium | High | Medium | Top
DUNBAR 1102 | 043071102 | NORTHERN | SONOMA | 49.625 | 1055070 | 44.5079 | 35.25% | 1.251% | 57.69% | 35.79% | 9 | 8 | 92 | 56.29% | 38.6% | 7.402% | 343 | 548 | 2 | 13 | 290 | 153 | 25 | 22 | 31 | 1270 | 40.5804 | 172 | 107 | 24 | 483 | 0 | 0 | 92 | 1 | 0.6997 | 26.194 | 5.3908 | 98.8029 | High | High | High | Top
WOODACRE 1102 | 043021102 | BAY AREA | NORTH BAY | 32.9746 | 735161.3333 | 44.5506 | 29.78% | 3.241% | 26.83% | 45.01% | 20 | 8 | 71 | 24.33% | 50.83% | 6.682% | 321 | 307 | 7 | 22 | 501 | 294 | 8 | 12 | 23 | 1317 | 37.9609 | 115 | 124 | 55 | 413 | 0 | 0 | 71 | 1 | 0.79914 | 13.9926 | 8.807 | 98.4806 | High | High | High | Top
PUEBLO 2102 | 043292102 | BAY AREA | NORTH BAY | 24.0288 | 2021001 | 42.1375 | 22.76% | 0% | 93.89% | 6.111% | 4 | 2 | 18 | 93.79% | 6.207% | 5% | 46 | 83 | 1 | 2 | 107 | 108 | 0 | 7 | 8 | 400 | 38.5968 | 45 | 28 | 6 | 131 | 0 | 0 | 18 | 1 | 0.43521 | 49.0597 | 4.583 | 97.8539 | Medium | High | Medium | Top
CAMP EVERS 2106 | 083622106 | CENTRAL COAST | CENTRAL COAST | 130.0354 | 1461187.3333 | 44.2214 | 0% | 0.3016% | 58.29% | 19.37% | 95 | 21 | 247 | 63.6% | 21.78% | 9.994% | 729 | 1439 | 2 | 25 | 884 | 315 | 109 | 62 | 91 | 3292 | 32.3605 | 505 | 316 | 41 | 1321 | 7 | 0 | 245 | 1 | 0.8005 | 17.3477 | 6.977 | 96.8882 | High | High | High | Top
STAFFORD 1102 | 043201102 | BAY AREA | NORTH BAY | 23.9883 | 1147106 | 44.7403 | 41.86% | 2.538% | 46.07% | 47.89% | 10 | 1 | 36 | 45.01% | 51.48% | 5.34% | 159 | 309 | 2 | 3 | 183 | 63 | 0 | 16 | 26 | 618 | 28.0064 | 53 | 40 | 4 | 161 | 0 | 0 | 36 | 1 | 0.68685 | 24.2775 | 5.8053 | 96.8023 | High | High | High | Top
TASSAJARA 2113 | 014662113 | BAY AREA | DIABLO | 3.7253 | 1442201.6667 | 47 | 34.59% | 2.73% | 47.87% | 28.5% | 0 | 0 | 11 | 33.02% | 49.38% | 17.57% | 34 | 24 | 0 | 0 | 22 | 5 | 0 | 5 | 5 | 74 | 31.75 | 7 | 3 | 1 | 18 | 0 | 0 | 11 | 1 | 0.68513 | 19.1639 | 7.1048 | 93.2843 | High | High | High | Top
MIWUK 1701 | 163661701 | CENTRAL VALLEY | YOSEMITE | 77.1453 | 519456 | 43.0016 | 35.1% | 79.89% | 1.633% | 2.682% | 18 | 1 | 135 | 86.77% | 6.286% | 5.964% | 330 | 999 | 1 | 0 | 852 | 155 | 57 | 10 | 39 | 2448 | 17.2147 | 478 | 310 | 48 | 1179 | 0 | 0 | 135 | 0 | 0.2456 | 58.7054 | 6.395 | 92.2031 | Low | High | High | Top
SOBRANTE 1103 | 014671103 | BAY AREA | DIABLO | 3.9569 | 359945 | 44.5755 | 23.68% | 0% | 17.29% | 17.27% | 2 | 1 | 9 | 24.4% | 30.11% | 31.13% | 17 | 41 | 0 | 0 | 24 | 12 | 0 | 5 | 15 | 106 | 23.0811 | 13 | 13 | 2 | 39 | 0 | 0 | 9 | 1 | 0.66178 | 19.8226 | 6.8661 | 90.0701 | High | High | High | Top
MIRABEL 1102 | 042091102 | NORTHERN | SONOMA | 37.7507 | 657529.3333 | 43.2312 | 21.57% | 4.553% | 39.93% | 39.36% | 28 | 17 | 70 | 39.85% | 45.53% | 6.683% | 252 | 413 | 1 | 6 | 399 | 179 | 51 | 17 | 26 | 1212 | 36.788 | 120 | 90 | 37 | 374 | 0 | 0 | 70 | 1 | 0.90476 | 19.1361 | 5.195 | 89.9435 | High | High | Medium | Top
BRUNSWICK 1105 | 152481105 | NORTHERN | SIERRA | 121.439 | 1156546 | 41.8642 | 38.42% | 92.06% | 2.166% | 0.7665% | 19 | 5 | 296 | 93.3% | 2.918% | 12.71% | 219 | 1949 | 11 | 0 | 579 | 305 | 1 | 59 | 101 | 3375 | 40.1125 | 591 | 409 | 47 | 1422 | 0 | 7 | 296 | 1 | 0.30112 | 82.3318 | 3.5748 | 88.6249 | Low | High | Low | Top
ALTO 1125 | 042031125 | BAY AREA | NORTH BAY | 37.5324 | 671150 | 43.3888 | 20.73% | 17.34% | 22% | 51.19% | 47 | 13 | 90 | 18.53% | 72.43% | 7.861% | 237 | 417 | 15 | 9 | 435 | 245 | 65 | 16 | 40 | 1323 | 29.7205 | 127 | 139 | 48 | 438 | 0 | 2 | 90 | 1 | 0.84635 | 13.5659 | 7.4405 | 85.4285 | High | High | High | Top
PUEBLO 2103 | 043292103 | BAY AREA | NORTH BAY | 47.7491 | 1373463.3333 | 42.5493 | 34.46% | 1.582% | 78.95% | 19.46% | 25 | 1 | 61 | 56.76% | 43.24% | 6.771% | 131 | 363 | 0 | 11 | 284 | 170 | 6 | 12 | 18 | 1019 | 40.3447 | 130 | 48 | 7 | 331 | 0 | 0 | 61 | 1 | 0.52269 | 33.3329 | 4.8731 | 84.9015 | Medium | High | Medium | Top
MENLO 1102 | 024131102 | CENTRAL COAST | PENINSULA | 28.7936 | 829244.3333 | 42.4303 | 41.92% | 13.21% | 64.33% | 7.693% | 10 | 0 | 50 | 62.16% | 37.46% | 11.65% | 59 | 241 | 2 | 11 | 200 | 31 | 10 | 8 | 12 | 575 | 23.0058 | 61 | 50 | 9 | 177 | 1 | 0 | 50 | 1 | 0.64574 | 23.9405 | 5.4737 | 84.6193 | Medium | High | High | Top
PARADISE 1105 | 102831105 | NORTHERN | NORTH VALLEY | 14.2966 | 586838.6667 | 42.7788 | 31.82% | 35.13% | 6.272% | 28.06% | 10 | 0 | 20 | 43.08% | 30.07% | 4.031% | 95 | 220 | 3 | 0 | 151 | 33 | 0 | 4 | 17 | 521 | 0 | 0 | 0 | 0 | 13 | 0 | 0 | 20 | 1 | 0.5487 | 22.8948 | 6.6999 | 84.1666 | Medium | High | High | Top
ALLEGHANY 1102 | 152101102 | NORTHERN | SIERRA | 18.0939 | 31926.6667 | 45 | 47.86% | 91.29% | 8.479% | 0% | 1 | 1 | 21 | 39.16% | 60.61% | 0% | 0 | 0 | 0 | 0 | 0 | 0 | 29 | 5 | 15 | 1 | 38.7324 | 22 | 14 | 3 | 75 | 0 | 0 | 21 | 0 | 0.43406 | 85.5381 | 2.1807 | 80.9689 | Medium | High | Low | Top
RINCON 1103 | 043321103 | NORTHERN | SONOMA | 45.8675 | 513395 | 42.8019 | 90.78% | 0% | 74.98% | 18.96% | 22 | 0 | 53 | 75.63% | 18.96% | 11.4% | 90 | 271 | 0 | 10 | 247 | 129 | 9 | 10 | 19 | 737 | 33.9135 | 117 | 55 | 16 | 319 | 0 | 5 | 53 | 1 | 0.60151 | 33.225 | 4.0312 | 80.5653 | Medium | High | Medium | Top
PARADISE 1101 | 102831101 | NORTHERN | NORTH VALLEY | 24.3296 | 775325.6667 | 41.9196 | 10.24% | 20.18% | 20.33% | 39.86% | 41 | 1 | 0 | 34.11% | 47.09% | 6.853% | 156 | 411 | 4 | 0 | 387 | 42 | 116 | 0 | 0 | 1109 | 0 | 0 | 0 | 0 | 0 | 0 | 0 | 0 | 1 | 0.65652 | 18.0935 | 6.7536 | 80.2249 | Medium | High | High | Top
SAN RAMON 2108 | 014232108 | CENTRAL COAST | MISSION | 16.6213 | 1249108 | 44.2447 | 49.12% | 10.21% | 65.3% | 24.46% | 1 | 3 | 44 | 50.08% | 49.89% | 7.463% | 52 | 146 | 2 | 3 | 113 | 10 | 0 | 7 | 10 | 335 | 46.7524 | 31 | 30 | 5 | 112 | 1 | 0 | 43 | 0 | 0.45199 | 27.2942 | 6.4811 | 79.9552 | Medium | High | High | Top
STELLING 1110 | 083481110 | CENTRAL COAST | DE ANZA | 37.1918 | 1044813.3333 | 45.1508 | 117.2% | 0.01493% | 67.34% | 16.04% | 16 | 0 | 42 | 65.01% | 21.39% | 7.899% | 180 | 294 | 0 | 6 | 132 | 72 | 0 | 12 | 21 | 633 | 3.3481 | 50 | 36 | 9 | 166 | 0 | 0 | 42 | 1 | 0.6158 | 26.0714 | 4.98 | 79.9516 | Medium | High | Medium | Top
CALISTOGA 1101 | 042711101 | BAY AREA | NORTH BAY | 95.7332 | 589307.3333 | 42.0721 | 42.65% | 7.025% | 68.84% | 23.35% | 20 | 8 | 139 | 64.3% | 34.95% | 10.92% | 184 | 690 | 3 | 12 | 541 | 301 | 16 | 36 | 50 | 1895 | 35.0987 | 205 | 115 | 12 | 655 | 0 | 3 | 139 | 1 | 0.70389 | 26.144 | 4.3442 | 79.9442 | High | High | Medium | Top
PARADISE 1106 | 102831106 | NORTHERN | NORTH VALLEY | 24.5474 | 711555.3333 | 45.3904 | 76.96% | 59.18% | 0.2597% | 0% | 2 | 4 | 29 | 82.84% | 0% | 4.075% | 234 | 638 | 0 | 0 | 10 | 69 | 0 | 3 | 14 | 859 | 0 | 0 | 0 | 0 | 26 | 0 | 0 | 29 | 0 | 0.24182 | 43.2819 | 7.4641 | 78.1235 | Low | High | High | Top
BUCKS CREEK 1103 | 102211103 | NORTHERN | NORTH VALLEY | 10.5199 | 37208 | 42.0381 | 44.83% | 82.75% | 2.62% | 0% | 10 | 0 | 18 | 99.97% | 0% | 10.82% | 12 | 115 | 0 | 0 | 84 | 33 | 41 | 12 | 15 | 342 | 43.6 | 59 | 13 | 3 | 119 | 0 | 1 | 18 | 1 | 0.68568 | 65.0189 | 1.7474 | 77.9036 | High | High | Low | Top
ORO FINO 1101 | 103031101 | NORTHERN | NORTH VALLEY | 46.3606 | 646807.6667 | 42.8923 | 21.1% | 79.62% | 2.308% | 0% | 13 | 3 | 150 | 90.41% | 2.501% | 5.505% | 173 | 1023 | 9 | 0 | 184 | 68 | 10 | 26 | 59 | 1544 | 68.3964 | 344 | 321 | 145 | 967 | 0 | 4 | 149 | 0 | 0.19375 | 60.5421 | 6.6109 | 77.546 | Low | High | High | Top
TIGER CREEK 0201 | 161380201 | CENTRAL VALLEY | STOCKTON | 3.8998 | 887 | 40.0543 | 0% | 22.85% | 77.15% | 0% | 0 | 0 | 2 | 100% | 0% | 4.348% | 8 | 69 | 0 | 0 | 10 | 3 | 0 | 0 | 1 | 92 | 16.1667 | 1 | 4 | 1 | 10 | 0 | 0 | 1 | 0 | 0.22906 | 71.5175 | 4.4647 | 73.1388 | Low | High | Medium | Top
SARATOGA 1107 | 083371107 | CENTRAL COAST | DE ANZA | 33.4836 | 875523.3333 | 43.8562 | 23.19% | 1.918% | 71.25% | 22.52% | 28 | 7 | 85 | 70.63% | 25.15% | 7.91% | 173 | 280 | 2 | 10 | 361 | 68 | 5 | 30 | 40 | 885 | 4.1008 | 104 | 117 | 41 | 373 | 0 | 1 | 85 | 1 | 0.71571 | 16.8903 | 6.0226 | 72.8047 | High | High | High | Top
GARCIA 0401 | 043040401 | NORTHERN | HUMBOLDT | 2.4735 | 4533.6667 | 39.7059 | 0% | 75.56% | 24.44% | 0% | 1 | 1 | 1 | 100% | 0% | 0% | 2 | 19 | 0 | 0 | 9 | 0 | 0 | 1 | 2 | 34 | 57.5714 | 3 | 2 | 0 | 8 | 0 | 0 | 1 | 0 | 0.33591 | 93.5007 | 2.3124 | 72.6268 | Medium | High | Low | Top
SILVERADO 2103 | 043432103 | BAY AREA | NORTH BAY | 11.51 | 1588607 | 42.7387 | 6.913% | 3.441% | 86.31% | 10.2% | 2 | 0 | 9 | 88.77% | 11.18% | 12.06% | 27 | 50 | 0 | 1 | 47 | 41 | 0 | 5 | 5 | 199 | 47.7167 | 10 | 13 | 3 | 61 | 0 | 0 | 9 | 0 | 0.28458 | 52.7974 | 4.7886 | 71.95 | Low | High | Medium | Top
GARBERVILLE 1102 | 192221102 | NORTHERN | HUMBOLDT | 127.6889 | 692058.6667 | 40.5965 | 87.09% | 13.66% | 30.68% | 20.71% | 65 | 5 | 140 | 42.93% | 22.78% | 39.63% | 172 | 103 | 0 | 5 | 1525 | 152 | 2 | 28 | 51 | 2339 | 33.5908 | 170 | 82 | 45 | 648 | 0 | 11 | 140 | 1 | 0.66354 | 37.7728 | 2.8479 | 71.3775 | High | High | Low | Top
HALF MOON BAY 1103 | 024101103 | CENTRAL COAST | PENINSULA | 144.5672 | 1311801 | 41.2361 | 45.7% | 2.707% | 43.84% | 28.56% | 62 | 6 | 181 | 35.72% | 60.32% | 5.516% | 117 | 1383 | 1 | 10 | 1225 | 127 | 30 | 29 | 58 | 2973 | 24.4918 | 228 | 144 | 26 | 780 | 1 | 0 | 181 | 1 | 0.82543 | 15.2282 | 5.5362 | 69.5888 | High | High | High | Top
GRAYS FLAT 0401 | 102530401 | NORTHERN | NORTH VALLEY | 10.7057 | 15420.6667 | 44.4889 | 76.07% | 74.47% | 0.1799% | 21.84% | 1 | 0 | 13 | 68.42% | 28.08% | 21.68% | 76 | 87 | 3 | 0 | 48 | 27 | 0 | 0 | 0 | 226 | 16.1429 | 13 | 22 | 1 | 53 | 0 | 0 | 13 | 0 | 0.45263 | 54.5771 | 2.8156 | 69.5542 | Medium | High | Low | Top
MAPLE CREEK 1101 | 192101101 | NORTHERN | HUMBOLDT | 10.4152 | 110830.6667 | 43.2515 | 127.8% | 20.72% | 61.54% | 11.06% | 6 | 0 | 7 | 74.63% | 18.69% | 44.71% | 44 | 2 | 0 | 2 | 108 | 9 | 16 | 2 | 3 | 170 | 23 | 7 | 3 | 0 | 18 | 0 | 0 | 7 | 1 | 0.59034 | 25.9034 | 4.5175 | 69.0803 | Medium | High | Medium | Top
VALLEY VIEW 1106 | 014341106 | BAY AREA | EAST BAY | 9.8122 | 799970.6667 | 44.5192 | 0% | 0.5291% | 19.36% | 13.87% | 1 | 0 | 8 | 14.66% | 21.58% | 7.051% | 35 | 39 | 0 | 1 | 89 | 17 | 0 | 5 | 7 | 156 | 11.2121 | 8 | 8 | 5 | 38 | 0 | 0 | 8 | 0 | 0.51791 | 17.9636 | 7.3446 | 68.3312 | Medium | High | High | Top
BIG BEND 1102 | 103751102 | NORTHERN | NORTH VALLEY | 38.1787 | 0 | 41.5415 | 0% | 26.13% | 69.74% | 2.151% | 2 | 0 | 23 | 97.83% | 2.151% | 11.87% | 42 | 414 | 24 | 0 | 139 | 82 | 0 | 9 | 12 | 893 | 39.7652 | 113 | 28 | 0 | 258 | 0 | 4 | 23 | 0 | 0.21549 | 67.4098 | 4.7008 | 68.2843 | Low | High | Medium | Top
FRUITLAND 1142 | 192311142 | NORTHERN | HUMBOLDT | 59.9112 | 294852.3333 | 40.6435 | 45.61% | 3.332% | 77.32% | 5.909% | 31 | 0 | 56 | 75.23% | 11.94% | 39.01% | 96 | 72 | 0 | 0 | 690 | 57 | 5 | 13 | 24 | 1156 | 30.0948 | 96 | 41 | 18 | 321 | 0 | 2 | 56 | 1 | 0.52745 | 46.1007 | 2.797 | 68.0119 | Medium | High | Low | Top
MEADOW LANE 2106 | 014302106 | BAY AREA | DIABLO | 0.84595 | 1211425.3333 | 41.6667 | 0% | 0% | 0% | 100% | 0 | 0 | 0 | 0% | 100% | 16.67% | 1 | 1 | 0 | 0 | 1 | 0 | 0 | 0 | 0 | 6 | 46.6667 | 0 | 1 | 0 | 3 | 0 | 0 | 0 | 0 | 0.12434 | 85.4511 | 6.3861 | 67.8537 | Low | High | High | Top
CASTRO VALLEY 1109 | 014091109 | CENTRAL COAST | MISSION | 5.9691 | 477156 | 43.1818 | 28.05% | 0.1603% | 26.28% | 36.61% | 2 | 2 | 14 | 23.73% | 39.29% | 3.788% | 20 | 33 | 0 | 0 | 68 | 7 | 0 | 2 | 4 | 132 | 20.1571 | 17 | 20 | 13 | 75 | 0 | 1 | 14 | 0 | 0.63046 | 16.8148 | 6.3721 | 67.5504 | Medium | High | High | Top
CHALLENGE 1101 | 103201101 | NORTHERN | NORTH VALLEY | 48.4283 | 111396.6667 | 41.2851 | 70.45% | 93.19% | 6.727% | 0% | 21 | 0 | 53 | 99.91% | 0.09182% | 5.085% | 47 | 581 | 13 | 0 | 189 | 74 | 7 | 19 | 27 | 1180 | 40.4863 | 131 | 29 | 5 | 345 | 0 | 6 | 53 | 0 | 0.29117 | 73.9452 | 3.1368 | 67.5371 | Low | High | Low | Top
CAMP EVERS 2104 | 083622104 | CENTRAL COAST | CENTRAL COAST | 28.9403 | 1715943.6667 | 44.8958 | 16.2% | 1.513% | 64.32% | 25.03% | 20 | 9 | 33 | 59.21% | 31.79% | 6.935% | 202 | 337 | 0 | 16 | 172 | 58 | 11 | 14 | 22 | 721 | 46.0478 | 111 | 64 | 9 | 302 | 2 | 0 | 33 | 1 | 0.74064 | 12.2665 | 7.4164 | 67.3779 | High | High | High | Top
BONNIE NOOK 1101 | 152301101 | NORTHERN | SIERRA | 24.4427 | 118202 | 43.2057 | 19.81% | 63.3% | 32.61% | 0.4943% | 0 | 0 | 52 | 58.93% | 41.04% | 13.11% | 138 | 239 | 6 | 0 | 177 | 73 | 0 | 8 | 14 | 671 | 40.1806 | 91 | 46 | 4 | 225 | 0 | 2 | 52 | 0 | 0.33611 | 71.1778 | 2.8122 | 67.2784 | Medium | High | Low | Top
CASTRO VALLEY 1106 | 014091106 | CENTRAL COAST | MISSION | 20.1929 | 1020298.3333 | 43.1944 | 30.74% | 0% | 51.18% | 46.16% | 2 | 0 | 29 | 48.72% | 48.62% | 5.627% | 20 | 192 | 1 | 0 | 111 | 7 | 6 | 0 | 1 | 391 | 12.0248 | 27 | 34 | 18 | 126 | 0 | 1 | 29 | 0 | 0.47754 | 22.5872 | 6.233 | 67.2308 | Medium | High | High | Top
HICKS 2103 | 083432103 | CENTRAL COAST | SAN JOSE | 12.878 | 1050230 | 45.2812 | 32.31% | 0% | 80.23% | 19.77% | 1 | 2 | 12 | 80.23% | 19.77% | 17.5% | 40 | 83 | 0 | 3 | 33 | 2 | 0 | 3 | 3 | 160 | 46.1071 | 8 | 10 | 0 | 33 | 0 | 0 | 12 | 0 | 0.36574 | 36.537 | 4.9968 | 66.7726 | Medium | High | Medium | Top
TASSAJARA 2112 | 014662112 | BAY AREA | DIABLO | 10.8205 | 1218166.3333 | 44.3694 | 34.53% | 38.7% | 14.54% | 23.77% | 1 | 0 | 28 | 14.54% | 62.47% | 14.35% | 64 | 84 | 0 | 0 | 63 | 18 | 0 | 18 | 26 | 223 | 51.5753 | 17 | 29 | 15 | 81 | 0 | 0 | 28 | 1 | 0.71198 | 14.5909 | 6.4193 | 66.687 | High | High | High | Top
WASHINGTON CITY GEN. 1101 | 158041101 | NORTHERN | SIERRA | 0.016194 | 0 | 45 | 0% | 100% | 0% | 0% | 0 | 0 | 0 | 100% | 0% | 0% | 0 | 0 | 0 | 0 | 0 | 0 | 0 | 1 | 1 | 1 | 0 | 0 | 0 | 0 | 2 | 0 | 0 | 0 | 1 | 0.51587 | 65.3912 | 1.8983 | 64.0372 | Medium | High | Low | Top
FRUITLAND 1141 | 192311141 | NORTHERN | HUMBOLDT | 25.2358 | 143637.6667 | 40.4961 | 69.09% | 1.516% | 24.99% | 17.04% | 13 | 0 | 30 | 25.8% | 17.75% | 31.09% | 35 | 19 | 0 | 0 | 377 | 15 | 15 | 7 | 19 | 521 | 20.6947 | 27 | 15 | 12 | 102 | 0 | 1 | 30 | 1 | 0.71072 | 43.5287 | 2.057 | 63.6351 | High | High | Low | Top
CALPINE 1146 | 048011146 | NORTHERN | SONOMA | 7.0108 | 0 | 54.5 | 0% | 12.38% | 29.09% | 11.85% | 0 | 0 | 12 | 72.04% | 11.85% | 0% | 10 | 2 | 0 | 0 | 0 | 0 | 0 | 2 | 3 | 13 | 0 | 0 | 0 | 0 | 4 | 0 | 0 | 12 | 0 | 0.33574 | 49.4557 | 3.8156 | 63.3541 | Medium | High | Medium | Top
KONOCTI 1102 | 043311102 | NORTHERN | HUMBOLDT | 125.5875 | 939842 | 43.4403 | 68.51% | 28.03% | 51.57% | 14.79% | 47 | 10 | 156 | 65.6% | 30.38% | 11.08% | 490 | 1204 | 0 | 30 | 736 | 313 | 0 | 26 | 59 | 2806 | 38.5626 | 417 | 199 | 44 | 966 | 0 | 7 | 143 | 0 | 0.53781 | 22.8305 | 5.0794 | 62.3678 | Medium | High | Medium | Top
GARBERVILLE 1101 | 192221101 | NORTHERN | HUMBOLDT | 86.6908 | 480627.3333 | 41.7085 | 34.66% | 19.32% | 55.03% | 0.6503% | 36 | 3 | 108 | 83.68% | 0.7413% | 35.26% | 213 | 106 | 0 | 1 | 810 | 69 | 21 | 25 | 40 | 1520 | 29.0128 | 122 | 65 | 23 | 421 | 0 | 0 | 107 | 1 | 0.5911 | 38.006 | 2.7692 | 62.2114 | Medium | High | Low | Top
BIG BASIN 1101 | 082841101 | CENTRAL COAST | CENTRAL COAST | 56.1051 | 568121.3333 | 43.4029 | 18.97% | 0.5049% | 47.45% | 28.29% | 74 | 13 | 128 | 51.44% | 33.93% | 9.023% | 226 | 384 | 0 | 18 | 730 | 186 | 94 | 25 | 42 | 1751 | 24.8837 | 217 | 183 | 38 | 667 | 3 | 0 | 128 | 1 | 0.89531 | 9.9669 | 6.9512 | 62.0292 | High | Medium | High | Top
BURNS 2101 | 183582101 | CENTRAL COAST | CENTRAL COAST | 1.6694 | 0 | 43.8662 | 34.99% | 1.805% | 42.28% | 25.56% | 35 | 3 | 104 | 37.72% | 51.73% | 9.719% | 239 | 376 | 0 | 9 | 458 | 156 | 46 | 34 | 52 | 1317 | 32.416 | 188 | 99 | 14 | 522 | 4 | 0 | 103 | 1 | 0.854 | 10.0722 | 7.1684 | 61.6602 | High | Medium | High | Top
PETALUMA C 1108 | 042631108 | NORTHERN | SONOMA | 74.2809 | 1293574.3333 | 42.6589 | 32.65% | 0.1844% | 49.58% | 46.86% | 21 | 3 | 121 | 29.01% | 68.63% | 5.274% | 290 | 785 | 0 | 4 | 529 | 214 | 34 | 21 | 37 | 1858 | 26.6996 | 194 | 63 | 6 | 495 | 0 | 0 | 121 | 0 | 0.6193 | 33.2388 | 2.9732 | 61.2016 | Medium | High | Low | Top
PIKE CITY 1102 | 152201102 | NORTHERN | SIERRA | 9.4149 | 3190 | 40.4831 | 16.19% | 62.21% | 37.34% | 0% | 2 | 0 | 8 | 75.24% | 24.76% | 35.27% | 7 | 31 | 1 | 1 | 80 | 72 | 0 | 0 | 3 | 207 | 27.4706 | 7 | 1 | 0 | 17 | 0 | 0 | 8 | 0 | 0.30098 | 90.6538 | 2.225 | 60.7099 | Low | High | Low | Top
CAMP EVERS 2105 | 083622105 | CENTRAL COAST | CENTRAL COAST | 89.301 | 917398.3333 | 44.0145 | 0% | 0.564% | 53.59% | 22.8% | 92 | 33 | 210 | 54.81% | 27.43% | 7.444% | 490 | 816 | 0 | 26 | 1049 | 203 | 115 | 65 | 95 | 2633 | 36.9282 | 333 | 262 | 50 | 990 | 14 | 0 | 209 | 1 | 0.84514 | 8.9754 | 8.0024 | 60.7015 | High | Medium | High | Top
BERKELEY F 1103 | 012061103 | BAY AREA | EAST BAY | 2.1377 | 1054702.3333 | 44.1026 | 3.803% | 24.57% | 59.11% | 16.33% | 1 | 0 | 5 | 44.5% | 55.5% | 26.92% | 10 | 15 | 0 | 6 | 31 | 5 | 0 | 1 | 2 | 78 | 22.1429 | 8 | 6 | 7 | 28 | 0 | 0 | 5 | 0 | 0.48197 | 17.5559 | 7.1543 | 60.5365 | Medium | High | High | Top
BUCKS CREEK 1101 | 102211101 | NORTHERN | NORTH VALLEY | 20.005 | 4541.3333 | 43.9709 | 29.47% | 86.51% | 3.485% | 7.184% | 2 | 1 | 11 | 6.119% | 91.51% | 33.06% | 80 | 115 | 2 | 0 | 154 | 38 | 0 | 1 | 11 | 484 | 32.1765 | 9 | 2 | 0 | 23 | 0 | 0 | 11 | 0 | 0.47328 | 26.2124 | 4.8176 | 59.7668 | Medium | High | Medium | Top
ALHAMBRA 1105 | 014101105 | BAY AREA | DIABLO | 37.7253 | 497618.3333 | 44.5342 | 7.539% | 3.137% | 77.85% | 12.85% | 7 | 3 | 75 | 43.84% | 49.99% | 12.42% | 123 | 355 | 1 | 0 | 202 | 50 | 8 | 21 | 30 | 805 | 26.3074 | 110 | 119 | 14 | 340 | 0 | 1 | 75 | 0 | 0.40998 | 24.356 | 5.9383 | 59.2964 | Medium | High | High | Top
ANNAPOLIS 1101 | 042861101 | NORTHERN | HUMBOLDT | 51.2424 | 73654.6667 | 43.1562 | 22.7% | 10.09% | 71.98% | 1.626% | 15 | 0 | 49 | 97.83% | 2.115% | 3.201% | 150 | 188 | 0 | 4 | 446 | 34 | 2 | 10 | 16 | 781 | 36.44 | 38 | 11 | 2 | 161 | 0 | 0 | 48 | 1 | 0.55712 | 44.643 | 2.3285 | 57.9138 | Medium | High | Low | Top
WOODSIDE 1104 | 024251104 | CENTRAL COAST | PENINSULA | 14.8672 | 883355.3333 | 42.9964 | 25.38% | 1.23% | 67.34% | 22.58% | 9 | 4 | 39 | 69.83% | 23.26% | 8.587% | 60 | 189 | 0 | 1 | 294 | 20 | 0 | 7 | 11 | 559 | 17.3192 | 65 | 71 | 25 | 217 | 0 | 0 | 39 | 1 | 0.65918 | 9.7107 | 8.9719 | 57.4295 | Medium | Medium | High | Top
OAKLAND K 1102 | 012101102 | BAY AREA | EAST BAY | 15.6371 | 511025 | 46.4153 | 34.6% | 0% | 37.32% | 19.08% | 13 | 1 | 40 | 18.81% | 47.36% | 23.61% | 159 | 113 | 0 | 1 | 191 | 52 | 36 | 26 | 45 | 487 | 18.3043 | 31 | 80 | 28 | 170 | 0 | 0 | 39 | 0 | 0.64899 | 13.1282 | 6.5755 | 56.0234 | Medium | High | High | Top
CALPINE 1144 | 048011144 | NORTHERN | SONOMA | 30.4155 | 14794.6667 | 0 | 0% | 17.18% | 39.68% | 6.755% | 0 | 0 | 35 | 56.23% | 9.093% | 0% | 0 | 0 | 0 | 0 | 0 | 0 | 0 | 4 | 19 | 0 | 5 | 2 | 5 | 2 | 44 | 0 | 0 | 35 | 0 | 0.33222 | 44.753 | 3.7313 | 55.4765 | Medium | High | Low | Top
BIG BASIN 1102 | 082841102 | CENTRAL COAST | CENTRAL COAST | 73.4523 | 445922 | 44.4454 | 19.22% | 2.324% | 57.19% | 16.45% | 83 | 15 | 125 | 55.68% | 24.43% | 11.65% | 349 | 696 | 0 | 17 | 524 | 228 | 58 | 21 | 44 | 1777 | 24.2091 | 213 | 117 | 29 | 619 | 2 | 0 | 123 | 1 | 0.85269 | 10.5824 | 6.1282 | 55.2976 | High | Medium | High | Top
FOOTHILL 1101 | 182951101 | CENTRAL COAST | LOS PADRES | 19.8573 | 161535.3333 | 41.6914 | 10.46% | 0% | 50.37% | 40.15% | 4 | 0 | 12 | 50.37% | 40.15% | 7.09% | 36 | 27 | 0 | 106 | 141 | 35 | 0 | 2 | 4 | 409 | 28.3333 | 40 | 9 | 4 | 103 | 0 | 0 | 12 | 1 | 0.64347 | 14.7358 | 5.7639 | 54.6534 | Medium | High | High | Top
MIDDLETOWN 1101 | 043141101 | NORTHERN | HUMBOLDT | 96.9667 | 760831.3333 | 42.8966 | 35.12% | 25.16% | 58.37% | 9% | 21 | 9 | 122 | 80.4% | 14.96% | 9.066% | 388 | 870 | 1 | 18 | 694 | 173 | 14 | 18 | 31 | 2217 | 38.0723 | 307 | 142 | 32 | 732 | 0 | 2 | 122 | 0 | 0.28996 | 42.6631 | 4.373 | 54.0978 | Low | High | Medium | Top
LAS GALLINAS A 1105 | 042991105 | BAY AREA | NORTH BAY | 13.3067 | 815852.6667 | 47.0429 | 54.58% | 4.201% | 51.94% | 3.297% | 0 | 0 | 17 | 52.88% | 6.559% | 1.709% | 114 | 135 | 0 | 1 | 46 | 38 | 0 | 6 | 13 | 234 | 33.3333 | 15 | 20 | 3 | 58 | 0 | 2 | 17 | 0 | 0.25962 | 27.6546 | 7.5185 | 53.9799 | Low | High | High | Top
MIWUK 1702 | 163661702 | CENTRAL VALLEY | YOSEMITE | 75.7688 | 700089.6667 | 43.5587 | 51.21% | 80.48% | 8.501% | 3.03% | 14 | 1 | 124 | 83.29% | 8.9% | 5.685% | 437 | 1281 | 0 | 0 | 549 | 187 | 15 | 14 | 36 | 2410 | 20.1794 | 574 | 370 | 29 | 1281 | 0 | 0 | 123 | 0 | 0.17901 | 42.6734 | 7.0209 | 53.6334 | Low | High | High | Top
ORO FINO 1102 | 103031102 | NORTHERN | NORTH VALLEY | 109.5969 | 444513.6667 | 41.5442 | 15.84% | 67.73% | 17.24% | 3.447% | 14 | 3 | 125 | 92.19% | 3.587% | 5.444% | 143 | 1245 | 41 | 0 | 643 | 97 | 1 | 37 | 57 | 2700 | 45.6659 | 376 | 190 | 26 | 881 | 0 | 4 | 122 | 0 | 0.12196 | 76.0455 | 5.7587 | 53.4088 | Low | High | High | Top
EL DORADO PH 2102 | 152762102 | NORTHERN | SIERRA | 34.253 | 447460.6667 | 42.0764 | 22.92% | 82.78% | 4.398% | 0% | 13 | 2 | 59 | 88.76% | 11.02% | 0.9658% | 146 | 609 | 16 | 0 | 268 | 70 | 12 | 13 | 22 | 1139 | 45.3724 | 279 | 123 | 24 | 527 | 0 | 1 | 59 | 0 | 0.22067 | 63.9055 | 3.7472 | 52.8413 | Low | High | Medium | Top
PARADISE 1102 | 102831102 | NORTHERN | NORTH VALLEY | 15.5735 | 1127377 | 42.2321 | 18.64% | 19.44% | 26.09% | 38.88% | 1 | 3 | 0 | 45.45% | 39.14% | 5.179% | 76 | 226 | 3 | 0 | 183 | 25 | 71 | 0 | 0 | 560 | 0 | 0 | 0 | 0 | 0 | 0 | 0 | 0 | 0 | 0.38818 | 19.4771 | 6.9671 | 52.6759 | Medium | High | High | Top
EL DORADO PH 2101 | 152762101 | NORTHERN | SIERRA | 156.326 | 892577.3333 | 42.4752 | 40.66% | 91.79% | 3.443% | 0.1415% | 20 | 6 | 210 | 93.29% | 3.482% | 2.047% | 428 | 2233 | 36 | 0 | 801 | 247 | 55 | 45 | 77 | 4347 | 47.9521 | 858 | 340 | 34 | 1844 | 0 | 5 | 209 | 0 | 0.25422 | 60.6839 | 3.3481 | 51.6505 | Low | High | Low | Top
MENLO 1103 | 024131103 | CENTRAL COAST | PENINSULA | 40.483 | 542020.6667 | 41.4118 | 30.72% | 0.6489% | 60.17% | 13.68% | 34 | 3 | 58 | 52.2% | 47.8% | 7.451% | 56 | 378 | 1 | 9 | 267 | 34 | 20 | 11 | 21 | 765 | 20.4041 | 79 | 30 | 2 | 200 | 0 | 0 | 58 | 0 | 0.59311 | 18.4464 | 4.6883 | 51.2938 | Medium | High | Medium | Top
CALISTOGA 1102 | 042711102 | BAY AREA | NORTH BAY | 25.8439 | 1209225.6667 | 42.9894 | 78.86% | 1.451% | 64.1% | 21.01% | 9 | 0 | 33 | 64.28% | 31.22% | 7.544% | 94 | 224 | 3 | 5 | 127 | 122 | 0 | 17 | 21 | 570 | 37.8608 | 50 | 46 | 11 | 207 | 0 | 0 | 33 | 1 | 0.54883 | 17.2654 | 5.3093 | 50.3095 | Medium | High | Medium | Top
ALLEGHANY 1101 | 152101101 | NORTHERN | SIERRA | 63.6568 | 172093.6667 | 38.5274 | 61.05% | 85.42% | 1.736% | 1.002% | 9 | 3 | 93 | 85.96% | 2.267% | 14.33% | 106 | 759 | 9 | 58 | 427 | 166 | 0 | 20 | 69 | 2156 | 37.914 | 96 | 59 | 11 | 301 | 0 | 6 | 93 | 0 | 0.22658 | 65.1726 | 3.4063 | 50.3011 | Low | High | Low | Top
LAKEVILLE 1102 | 043371102 | NORTHERN | SONOMA | 22.8278 | 324491 | 44.2947 | 40.97% | 7.7% | 54.72% | 36.61% | 1 | 1 | 10 | 52.92% | 46.12% | 9.091% | 75 | 125 | 0 | 14 | 80 | 59 | 0 | 5 | 5 | 319 | 35.662 | 22 | 15 | 2 | 72 | 0 | 0 | 10 | 0 | 0.41298 | 30.9464 | 3.8583 | 49.3101 | Medium | High | Medium | Top
BELL 1110 | 152701110 | NORTHERN | SIERRA | 0.36763 | 1090418.3333 | 41.875 | 14.41% | 0% | 100% | 0% | 0 | 0 | 0 | 100% | 0% | 0% | 1 | 7 | 0 | 0 | 0 | 0 | 0 | 0 | 0 | 8 | 33.2 | 1 | 3 | 0 | 5 | 0 | 0 | 0 | 0 | 0.21636 | 47.6367 | 4.7034 | 48.4765 | Low | High | Medium | Top
STANISLAUS 1702 | 162821702 | CENTRAL VALLEY | YOSEMITE | 85.5755 | 713366.3333 | 43.3785 | 19.57% | 89.52% | 1.995% | 1.119% | 7 | 2 | 187 | 89.99% | 3.239% | 2.18% | 651 | 1571 | 1 | 1 | 834 | 112 | 58 | 33 | 71 | 2936 | 26.0683 | 879 | 402 | 13 | 1757 | 0 | 0 | 187 | 1 | 0.18553 | 45.2841 | 5.7429 | 48.2501 | Low | High | High | Top
LOS GATOS 1107 | 082021107 | CENTRAL COAST | DE ANZA | 94.6764 | 820307 | 43.3633 | 45.31% | 7.429% | 67.97% | 9.819% | 45 | 8 | 175 | 76.39% | 10.72% | 10.78% | 351 | 1073 | 1 | 10 | 674 | 173 | 12 | 29 | 51 | 2282 | 3.4667 | 320 | 211 | 40 | 911 | 0 | 0 | 172 | 1 | 0.35698 | 24.1189 | 5.5723 | 47.9779 | Medium | High | High | Top
SAN RAMON 2107 | 014232107 | CENTRAL COAST | MISSION | 13.9149 | 1508724.3333 | 45.4089 | 13.88% | 0.5199% | 72.21% | 25.32% | 1 | 0 | 34 | 72.18% | 25.87% | 7.011% | 87 | 130 | 1 | 0 | 60 | 14 | 0 | 10 | 12 | 271 | 28.7 | 21 | 19 | 5 | 78 | 0 | 0 | 33 | 0 | 0.38737 | 18.9553 | 6.5285 | 47.9372 | Medium | High | High | Top
PURISIMA 1101 | 182971101 | CENTRAL COAST | LOS PADRES | 19.2204 | 1576262.6667 | 41.0931 | 135.2% | 0% | 36.93% | 11.68% | 2 | 0 | 7 | 36.93% | 11.68% | 0.8032% | 13 | 11 | 0 | 23 | 124 | 30 | 0 | 10 | 18 | 249 | 25.1875 | 4 | 7 | 1 | 36 | 0 | 0 | 7 | 0 | 0.29858 | 23.0277 | 6.8643 | 47.1964 | Low | High | High | Top
CLAYTON 2215 | 012022215 | BAY AREA | DIABLO | 8.9607 | 1585359 | 44.6471 | 0% | 2.854% | 11.4% | 24.63% | 3 | 0 | 7 | 11.4% | 30.35% | 14.71% | 33 | 86 | 0 | 0 | 21 | 6 | 0 | 3 | 5 | 170 | 48.475 | 10 | 16 | 4 | 46 | 0 | 0 | 7 | 0 | 0.62031 | 11.0942 | 6.8386 | 47.0622 | Medium | Medium | High | Top
BRUNSWICK 1107 | 152481107 | NORTHERN | SIERRA | 8.871 | 757448.3333 | 41.9088 | 11.04% | 38.53% | 51.17% | 2.63% | 2 | 0 | 31 | 46.46% | 46.65% | 12.82% | 34 | 171 | 3 | 0 | 88 | 26 | 11 | 7 | 10 | 351 | 38.2028 | 35 | 50 | 12 | 147 | 0 | 0 | 31 | 1 | 0.63707 | 14.2839 | 5.0141 | 45.6282 | Medium | High | Medium | Top
GUALALA 1112 | 042841112 | NORTHERN | HUMBOLDT | 46.2448 | 283978.6667 | 42.2627 | 37.35% | 0.2584% | 28.02% | 67.98% | 35 | 2 | 96 | 10.58% | 86.13% | 3.661% | 106 | 308 | 0 | 3 | 307 | 49 | 44 | 13 | 20 | 956 | 36.3333 | 120 | 35 | 10 | 427 | 0 | 1 | 96 | 1 | 0.69981 | 19.1758 | 3.3433 | 44.8652 | High | High | Low | Top
GOLDTREE 1105 | 182581105 | CENTRAL COAST | LOS PADRES | 7.1045 | 856916.3333 | 42.3504 | 118% | 0% | 33.32% | 40.83% | 0 | 0 | 8 | 33.32% | 40.83% | 2.564% | 8 | 1 | 0 | 15 | 55 | 12 | 0 | 2 | 5 | 117 | 19.4286 | 5 | 2 | 0 | 18 | 0 | 0 | 8 | 0 | 0.45177 | 20.1837 | 4.9002 | 44.6824 | Medium | High | Medium | Top
SPRING GAP 1702 | 162831702 | CENTRAL VALLEY | YOSEMITE | 41.0705 | 0 | 42.5719 | 143.6% | 84.92% | 3.058% | 0% | 9 | 1 | 53 | 83.26% | 4.717% | 8.784% | 171 | 335 | 0 | 0 | 526 | 59 | 0 | 11 | 29 | 1184 | 25.0833 | 160 | 108 | 8 | 449 | 0 | 0 | 52 | 0 | 0.23994 | 50.1342 | 3.6805 | 44.2745 | Low | High | Low | Top
OTTER 1101 | 182941101 | CENTRAL COAST | CENTRAL COAST | 25.0962 | 123757 | 40.0704 | 32.22% | 4.226% | 24.73% | 37.01% | 16 | 4 | 31 | 17.53% | 62.62% | 13.25% | 20 | 188 | 0 | 9 | 190 | 42 | 2 | 10 | 16 | 498 | 13.2086 | 50 | 36 | 4 | 169 | 0 | 0 | 31 | 1 | 0.74861 | 13.9573 | 4.2298 | 44.195 | High | High | Medium | Top
PUEBLO 1104 | 043291104 | BAY AREA | NORTH BAY | 31.2032 | 723874 | 41.893 | 33.25% | 1.253% | 57.25% | 39.6% | 5 | 0 | 36 | 46.1% | 52% | 8.453% | 44 | 266 | 0 | 15 | 157 | 97 | 8 | 11 | 13 | 627 | 42.2246 | 78 | 41 | 5 | 190 | 0 | 1 | 36 | 0 | 0.48292 | 18.8717 | 4.8451 | 44.1556 | Medium | High | Medium | Top
BIG MEADOWS 2101 | 102812101 | NORTHERN | NORTH VALLEY | 63.4393 | 493664.3333 | 43.7034 | 52.57% | 88.47% | 0.6282% | 3.3% | 12 | 0 | 69 | 54.98% | 40.51% | 14.39% | 299 | 560 | 4 | 0 | 423 | 89 | 0 | 14 | 34 | 1724 | 41.9714 | 126 | 72 | 11 | 329 | 0 | 2 | 69 | 0 | 0.3795 | 26.4346 | 4.3997 | 44.1376 | Medium | High | Medium | Top
LAKEWOOD 2107 | 013532107 | BAY AREA | DIABLO | 9.3294 | 1395105 | 45 | 0% | 0% | 22.34% | 41.19% | 2 | 0 | 31 | 19.17% | 78.97% | 13.58% | 71 | 73 | 0 | 0 | 94 | 14 | 9 | 6 | 8 | 243 | 49.6636 | 27 | 45 | 12 | 108 | 0 | 0 | 31 | 1 | 0.74167 | 8.9554 | 6.6182 | 43.958 | High | Medium | High | Top
COTATI 1103 | 042271103 | NORTHERN | SONOMA | 85.8821 | 571225.3333 | 42.0299 | 100.3% | 0.8466% | 42.44% | 45.86% | 21 | 2 | 107 | 22.08% | 72.47% | 4.327% | 212 | 753 | 0 | 5 | 507 | 201 | 35 | 18 | 39 | 1710 | 31.7867 | 138 | 60 | 9 | 384 | 0 | 1 | 107 | 0 | 0.59061 | 24.6428 | 3.0163 | 43.8998 | Medium | High | Low | Top
BURNS 2101 | 183582101 | CENTRAL COAST | CENTRAL COAST | 1.6694 | 0 | 43.5294 | 0% | 0% | 8.944% | 22.02% | 2 | 0 | 3 | 25.87% | 24.07% | 5.556% | 8 | 8 | 0 | 0 | 19 | 3 | 0 | 3 | 4 | 36 | 32.0714 | 6 | 2 | 0 | 14 | 1 | 0 | 3 | 1 | 0.60685 | 10.0722 | 7.1684 | 43.8155 | Medium | Medium | High | Top
FORT SEWARD 1121 | 192321121 | NORTHERN | HUMBOLDT | 39.059 | 73000 | 39.7697 | 75.37% | 49.12% | 29.4% | 0% | 6 | 3 | 20 | 100% | 0% | 34.85% | 35 | 12 | 0 | 0 | 287 | 53 | 0 | 8 | 13 | 614 | 35.6535 | 34 | 11 | 4 | 134 | 0 | 1 | 20 | 0 | 0.43329 | 38.5389 | 2.5731 | 42.9664 | Medium | High | Low | Top
DUNBAR 1101 | 043071101 | NORTHERN | SONOMA | 43.5849 | 843643 | 43.9917 | 24.41% | 1.622% | 60.47% | 30.58% | 14 | 1 | 65 | 60.85% | 32.35% | 8.245% | 210 | 418 | 1 | 12 | 211 | 124 | 20 | 22 | 26 | 849 | 37.2642 | 120 | 91 | 17 | 359 | 0 | 0 | 65 | 1 | 0.76795 | 11.9565 | 4.6754 | 42.9292 | High | Medium | Medium | Top
SONOMA 1104 | 042721104 | NORTHERN | SONOMA | 20.5139 | 741589.3333 | 44.6264 | 41.13% | 4.224% | 69.12% | 26.66% | 7 | 0 | 33 | 71.34% | 28.66% | 7.473% | 134 | 208 | 0 | 4 | 94 | 81 | 2 | 9 | 9 | 455 | 35.7857 | 73 | 46 | 8 | 186 | 0 | 1 | 33 | 0 | 0.39279 | 21.5406 | 5.0643 | 42.8485 | Medium | High | Medium | Top
BIG BEND 1101 | 103751101 | NORTHERN | NORTH VALLEY | 57.4664 | 0 | 42.1363 | 0% | 38.12% | 57.61% | 1.166% | 22 | 1 | 49 | 87.75% | 9.141% | 12.87% | 63 | 585 | 27 | 0 | 203 | 174 | 9 | 11 | 19 | 1375 | 41.0997 | 175 | 38 | 1 | 355 | 0 | 2 | 49 | 0 | 0.31114 | 24.5458 | 5.5674 | 42.5183 | Low | High | High | Top
CAYUCOS 1102 | 182551102 | CENTRAL COAST | LOS PADRES | 14.9742 | 532008.6667 | 41.8956 | 10.74% | 13.99% | 50.24% | 23.97% | 3 | 0 | 6 | 76.03% | 23.97% | 10.38% | 24 | 2 | 0 | 8 | 85 | 29 | 0 | 3 | 3 | 183 | 32.4231 | 20 | 2 | 1 | 54 | 0 | 0 | 6 | 0 | 0.43451 | 22.5077 | 4.2742 | 41.8006 | Medium | High | Medium | Top
SILVERADO 2102 | 043432102 | BAY AREA | NORTH BAY | 61.4862 | 1297278.3333 | 43.148 | 89.13% | 0.5129% | 89.11% | 3.798% | 17 | 1 | 75 | 88.65% | 5.534% | 9.625% | 167 | 315 | 1 | 17 | 258 | 241 | 0 | 33 | 47 | 987 | 45.3902 | 60 | 57 | 11 | 282 | 0 | 1 | 75 | 0 | 0.30025 | 27.6603 | 5.016 | 41.6584 | Low | High | Medium | Top
BEN LOMOND 0401 | 083040401 | CENTRAL COAST | CENTRAL COAST | 21.1277 | 173524.6667 | 44.4801 | 0% | 1.251% | 40.32% | 34.47% | 26 | 1 | 36 | 41.81% | 41.66% | 7.107% | 122 | 165 | 0 | 1 | 221 | 66 | 28 | 17 | 23 | 605 | 20.2422 | 57 | 88 | 15 | 231 | 1 | 0 | 36 | 0 | 0.78936 | 6.6101 | 7.9288 | 41.3705 | High | Medium | High | Top
CABRILLO 1104 | 183101104 | CENTRAL COAST | LOS PADRES | 34.4425 | 615165 | 41.762 | 48.45% | 9.532% | 25.85% | 30.82% | 9 | 2 | 21 | 30.75% | 45% | 2.762% | 65 | 34 | 0 | 69 | 236 | 59 | 20 | 2 | 8 | 543 | 23.41 | 36 | 8 | 1 | 113 | 0 | 0 | 20 | 0 | 0.59436 | 11.348 | 6.1259 | 41.3185 | Medium | Medium | High | Top
KANAKA 1101 | 103221101 | NORTHERN | NORTH VALLEY | 93.2538 | 157764.3333 | 41.4647 | 24.57% | 19.68% | 69.64% | 3.536% | 17 | 4 | 56 | 81.77% | 13.86% | 5.938% | 101 | 1074 | 43 | 0 | 326 | 111 | 4 | 29 | 39 | 2004 | 42.3043 | 217 | 44 | 1 | 551 | 0 | 2 | 56 | 0 | 0.1712 | 50.17 | 4.744 | 40.7468 | Low | High | Medium | Top
CHALLENGE 1102 | 103201102 | NORTHERN | NORTH VALLEY | 63.9131 | 200478.6667 | 40.6424 | 26.02% | 28.96% | 67.3% | 0% | 21 | 5 | 54 | 97.76% | 0.003964% | 3.731% | 51 | 848 | 23 | 0 | 214 | 52 | 0 | 14 | 21 | 1474 | 45.2548 | 211 | 53 | 4 | 551 | 0 | 4 | 53 | 0 | 0.1784 | 54.9878 | 4.1301 | 40.5158 | Low | High | Medium | Top
NORTH DUBLIN 2103 | 014052103 | CENTRAL COAST | MISSION | 19.5175 | 1418542.3333 | 43.3628 | 87.41% | 1.211% | 48.44% | 39.07% | 0 | 1 | 28 | 40% | 50.81% | 7.375% | 16 | 198 | 0 | 4 | 69 | 11 | 0 | 13 | 15 | 339 | 46.9619 | 23 | 46 | 10 | 114 | 0 | 0 | 28 | 0 | 0.50016 | 12.8108 | 6.3181 | 40.4827 | Medium | High | High | Top
HAMILTON BRANCH 1101 | 102361101 | NORTHERN | NORTH VALLEY | 27.1542 | 424216.3333 | 43.8696 | 38.36% | 81.53% | 0% | 3.465% | 8 | 3 | 51 | 76.62% | 16.34% | 3.586% | 196 | 307 | 3 | 0 | 233 | 45 | 0 | 20 | 30 | 725 | 38.2857 | 87 | 66 | 13 | 207 | 0 | 0 | 50 | 0 | 0.35316 | 19.9897 | 5.6969 | 40.217 | Medium | High | High | Top
MIDDLETOWN 1103 | 043141103 | NORTHERN | HUMBOLDT | 27.8272 | 89806 | 43.6236 | 68.25% | 9.431% | 76.29% | 0.7473% | 0 | 0 | 12 | 85.72% | 0.7473% | 17.22% | 90 | 130 | 0 | 3 | 94 | 70 | 2 | 4 | 6 | 360 | 37.5278 | 34 | 13 | 3 | 78 | 0 | 0 | 12 | 0 | 0.23524 | 39.0448 | 4.3749 | 40.1831 | Low | High | Medium | Top
OAKLAND X 1106 | 012541106 | BAY AREA | EAST BAY | 16.5816 | 765290.3333 | 44.2004 | 34.31% | 4.536% | 56% | 18.4% | 18 | 1 | 52 | 24.92% | 54.1% | 18.45% | 107 | 111 | 0 | 6 | 346 | 19 | 5 | 21 | 36 | 569 | 19.8299 | 38 | 64 | 20 | 149 | 0 | 0 | 52 | 0 | 0.62186 | 9.9434 | 6.4265 | 39.7379 | Medium | Medium | High | Top
CRESCENT MILLS 2101 | 103132101 | NORTHERN | NORTH VALLEY | 49.7398 | 187120.6667 | 42.6676 | 11.47% | 88.75% | 1.613% | 3.972% | 1 | 1 | 46 | 89.85% | 6.575% | 19.91% | 144 | 469 | 12 | 0 | 251 | 123 | 0 | 10 | 14 | 1105 | 42.9088 | 95 | 29 | 2 | 279 | 0 | 1 | 46 | 0 | 0.23089 | 48.487 | 3.5488 | 39.7293 | Low | High | Low | Top
EAST QUINCY 1101 | 102551101 | NORTHERN | NORTH VALLEY | 3.9217 | 430641 | 42.5194 | 20.26% | 70.89% | 0.07478% | 2.009% | 0 | 0 | 2 | 85.68% | 7.367% | 7.752% | 18 | 88 | 2 | 0 | 11 | 6 | 0 | 1 | 2 | 129 | 37.5532 | 20 | 12 | 2 | 48 | 0 | 0 | 2 | 0 | 0.31432 | 25.4904 | 4.9573 | 39.7179 | Low | High | Medium | Top
RESEARCH 2102 | 014692102 | BAY AREA | DIABLO | 1.8257 | 1648770 | 44.918 | 11.42% | 0% | 24.38% | 75.46% | 1 | 0 | 9 | 24.38% | 75.46% | 11.29% | 18 | 15 | 0 | 0 | 25 | 1 | 0 | 3 | 3 | 62 | 50.0303 | 9 | 17 | 2 | 33 | 0 | 0 | 9 | 0 | 0.57996 | 11.4244 | 5.9634 | 39.5118 | Medium | Medium | High | Top
BRIDGEVILLE 1101 | 192461101 | NORTHERN | HUMBOLDT | 22.6718 | 41572 | 41.2399 | 18.92% | 28.24% | 12.88% | 0% | 10 | 3 | 28 | 99.69% | 0% | 28.3% | 35 | 7 | 0 | 1 | 221 | 24 | 3 | 6 | 13 | 371 | 31.6471 | 22 | 8 | 3 | 70 | 0 | 0 | 28 | 1 | 0.67759 | 74.0616 | 0.78727 | 39.5078 | High | High | Low | Top
PUEBLO 1105 | 043291105 | BAY AREA | NORTH BAY | 26.5646 | 658552.3333 | 43.1205 | 54% | 0% | 82.91% | 17.08% | 4 | 0 | 25 | 76.18% | 23.81% | 16.87% | 53 | 145 | 0 | 5 | 91 | 129 | 0 | 11 | 14 | 415 | 34.4031 | 38 | 24 | 10 | 133 | 0 | 0 | 25 | 1 | 0.51355 | 17.3535 | 4.39 | 39.1225 | Medium | High | Medium | Top
WILLOW CREEK 1102 | 192171102 | NORTHERN | HUMBOLDT | 9.6275 | 37994.3333 | 44.2767 | 16.2% | 8.232% | 31.81% | 0.04622% | 2 | 0 | 21 | 99.31% | 0.1192% | 57.14% | 41 | 6 | 0 | 0 | 105 | 6 | 0 | 3 | 6 | 161 | 33.76 | 16 | 14 | 2 | 51 | 0 | 0 | 21 | 1 | 0.53644 | 41.1814 | 1.7321 | 38.2656 | Medium | High | Low | Top
LOS GATOS 1106 | 082021106 | CENTRAL COAST | DE ANZA | 70.8424 | 529466.6667 | 44.0876 | 26.26% | 1.726% | 66.18% | 15.87% | 51 | 6 | 143 | 67.75% | 17.31% | 10.52% | 398 | 841 | 1 | 15 | 556 | 175 | 23 | 25 | 51 | 1930 | 3.4031 | 248 | 173 | 32 | 693 | 0 | 0 | 142 | 1 | 0.72921 | 8.9217 | 5.867 | 38.1692 | High | Medium | High | Top
FORESTHILL 1102 | 152181102 | NORTHERN | SIERRA | 29.7452 | 122980.6667 | 40.8218 | 78.51% | 55.95% | 43.8% | 0% | 2 | 0 | 38 | 99.72% | 0.01595% | 10.24% | 60 | 290 | 1 | 0 | 130 | 45 | 0 | 9 | 11 | 586 | 36.7281 | 104 | 55 | 4 | 223 | 0 | 0 | 38 | 0 | 0.25527 | 39.6063 | 3.7424 | 37.8357 | Low | High | Medium | Top
TASSAJARA 2104 | 014662104 | BAY AREA | DIABLO | 7.4925 | 934894.3333 | 45.6034 | 42.88% | 0% | 60.47% | 26.97% | 2 | 0 | 10 | 57.62% | 31.83% | 17.09% | 33 | 51 | 0 | 0 | 19 | 9 | 0 | 4 | 5 | 117 | 45.7381 | 15 | 17 | 3 | 42 | 0 | 0 | 10 | 1 | 0.67001 | 8.4601 | 6.6681 | 37.7974 | High | Medium | High | Top
DRUM 1101 | 152321101 | NORTHERN | SIERRA | 18.8373 | 38852.3333 | 40.9494 | 12.54% | 91.97% | 8.034% | 0% | 3 | 1 | 18 | 98.7% | 1.3% | 18.88% | 29 | 168 | 9 | 0 | 180 | 49 | 0 | 9 | 17 | 482 | 35.4483 | 32 | 16 | 3 | 104 | 0 | 0 | 18 | 1 | 0.5977 | 59.9623 | 1.0505 | 37.6487 | Medium | High | Low | Top
PINE GROVE 1102 | 163751102 | CENTRAL VALLEY | STOCKTON | 177.6802 | 1059080.6667 | 41.5789 | 39.49% | 69.29% | 21.95% | 0.3204% | 17 | 4 | 227 | 90.53% | 2.333% | 4.474% | 473 | 2499 | 7 | 0 | 1385 | 286 | 5 | 44 | 72 | 4806 | 34.2066 | 889 | 448 | 29 | 1913 | 0 | 3 | 224 | 0 | 0.18246 | 35.5813 | 5.6368 | 36.5942 | Low | High | High | Top
BEN LOMOND 1101 | 083041101 | CENTRAL COAST | CENTRAL COAST | 15.4019 | 131737.3333 | 43.9722 | 0% | 0% | 55.72% | 26.65% | 25 | 4 | 26 | 56.43% | 43.22% | 9.392% | 118 | 134 | 0 | 5 | 189 | 57 | 28 | 8 | 13 | 543 | 21.4279 | 78 | 47 | 7 | 205 | 0 | 0 | 26 | 0 | 0.7062 | 6.4203 | 8.0629 | 36.5574 | High | Medium | High | Top
POINT ARENA 1101 | 043381101 | NORTHERN | HUMBOLDT | 44.7075 | 253041 | 41.7775 | 32.83% | 7.617% | 22.77% | 69.01% | 28 | 1 | 59 | 17.1% | 82.26% | 4.4% | 69 | 185 | 0 | 5 | 254 | 33 | 2 | 10 | 15 | 750 | 37.9359 | 64 | 21 | 11 | 240 | 0 | 0 | 59 | 1 | 0.73932 | 19.1632 | 2.5157 | 35.6415 | High | High | Low | Top
MOLINO 1101 | 042571101 | NORTHERN | SONOMA | 34.3752 | 1326137.6667 | 43.9088 | 17.04% | 0.03488% | 68.7% | 29.48% | 6 | 0 | 88 | 64% | 34.21% | 6.519% | 190 | 472 | 0 | 13 | 198 | 64 | 13 | 6 | 9 | 813 | 35.8114 | 172 | 78 | 20 | 391 | 0 | 0 | 88 | 1 | 0.4493 | 19.5174 | 4.0205 | 35.257 | Medium | High | Medium | Top
BRUNSWICK 1103 | 152481103 | NORTHERN | SIERRA | 56.4048 | 1067549.3333 | 41.3644 | 13.51% | 62.41% | 31.22% | 5.069% | 4 | 1 | 169 | 81.85% | 16.84% | 11.68% | 126 | 1045 | 10 | 0 | 335 | 138 | 3 | 26 | 46 | 1849 | 37.0174 | 279 | 171 | 27 | 704 | 0 | 2 | 169 | 1 | 0.14531 | 56.0528 | 4.315 | 35.1465 | Low | High | Medium | Top
FULTON 1107 | 042561107 | NORTHERN | SONOMA | 38.1815 | 1355819.3333 | 43.9477 | 44.27% | 0.1011% | 63.83% | 27.3% | 6 | 3 | 51 | 66.33% | 27.73% | 8.235% | 186 | 378 | 0 | 6 | 209 | 95 | 15 | 8 | 18 | 765 | 34.733 | 140 | 74 | 14 | 373 | 0 | 2 | 49 | 1 | 0.45784 | 16.6839 | 4.5961 | 35.1072 | Medium | High | Medium | Top
WEST POINT 1102 | 163201102 | CENTRAL VALLEY | STOCKTON | 230.9017 | 563721.6667 | 41.661 | 28.27% | 88% | 7.589% | 0% | 20 | 9 | 289 | 93.01% | 3.954% | 3.801% | 434 | 2599 | 5 | 1 | 1348 | 396 | 13 | 36 | 71 | 5340 | 28.6072 | 923 | 305 | 7 | 2081 | 0 | 6 | 289 | 0 | 0.20713 | 35.6819 | 4.7401 | 35.0326 | Low | High | Medium | Top
BIG TREES 0402 | 083050402 | CENTRAL COAST | CENTRAL COAST | 16.2451 | 179748.6667 | 42.7589 | 0% | 0.849% | 40.88% | 45.19% | 30 | 1 | 28 | 37.02% | 49.89% | 8.659% | 86 | 131 | 0 | 6 | 256 | 66 | 56 | 8 | 11 | 589 | 33.5945 | 60 | 66 | 13 | 221 | 3 | 0 | 28 | 1 | 0.8653 | 5.1328 | 7.8809 | 35.0022 | High | Medium | High | Top
JARVIS 1111 | 013501111 | CENTRAL COAST | MISSION | 1.7872 | 1285978.3333 | 46.875 | 10.08% | 0% | 3.913% | 96.09% | 1 | 2 | 2 | 3.913% | 96.09% | 0% | 10 | 18 | 0 | 0 | 4 | 0 | 0 | 0 | 0 | 24 | 0.8 | 1 | 3 | 0 | 9 | 0 | 0 | 1 | 0 | 0.2221 | 27.9901 | 5.6278 | 34.9862 | Low | High | High | Top
CURTIS 1704 | 163351704 | CENTRAL VALLEY | YOSEMITE | 75.7369 | 1032983.3333 | 42.7292 | 0% | 21.67% | 51.52% | 12.63% | 12 | 1 | 89 | 71.24% | 21.97% | 4.389% | 317 | 1069 | 2 | 0 | 384 | 138 | 0 | 17 | 37 | 1914 | 21.6413 | 285 | 172 | 18 | 787 | 0 | 0 | 88 | 0 | 0.29832 | 20.5941 | 5.6887 | 34.9487 | Low | High | High | Top
NORTH DUBLIN 2101 | 014052101 | CENTRAL COAST | MISSION | 3.8203 | 1705733.6667 | 54.8485 | 111.3% | 0.4186% | 4.003% | 0.4585% | 0 | 0 | 2 | 4.422% | 0.4585% | 34.34% | 93 | 4 | 0 | 0 | 16 | 4 | 0 | 3 | 5 | 99 | 75.2 | 3 | 1 | 1 | 5 | 0 | 0 | 2 | 1 | 0.50495 | 10.8414 | 6.3623 | 34.8295 | Medium | Medium | High | Top
WILLITS 1104 | 042661104 | NORTHERN | HUMBOLDT | 86.9073 | 978692.3333 | 45.1893 | 29.96% | 52.92% | 34.17% | 6.231% | 9 | 1 | 119 | 86.82% | 6.51% | 6.631% | 812 | 1269 | 13 | 10 | 260 | 288 | 15 | 11 | 20 | 2247 | 42.7252 | 287 | 105 | 39 | 881 | 0 | 2 | 118 | 1 | 0.3021 | 37.5818 | 3.0623 | 34.7685 | Low | High | Low | Top
WILLOW CREEK 1101 | 192171101 | NORTHERN | HUMBOLDT | 48.6376 | 236976.6667 | 42.5683 | 41.37% | 27.06% | 48.46% | 0.005846% | 21 | 0 | 51 | 97.41% | 0.005846% | 50.27% | 152 | 43 | 0 | 0 | 524 | 73 | 27 | 15 | 21 | 923 | 34.2955 | 90 | 36 | 12 | 274 | 0 | 0 | 51 | 1 | 0.64034 | 35.5089 | 1.5081 | 34.2916 | Medium | High | Low | Top
SUNOL 1101 | 014241101 | CENTRAL COAST | MISSION | 38.3328 | 675538 | 44.5115 | 69.23% | 3.622% | 60.17% | 13.02% | 11 | 4 | 44 | 41.1% | 39.98% | 9.909% | 133 | 283 | 7 | 7 | 178 | 41 | 0 | 9 | 16 | 656 | 10.6432 | 59 | 56 | 5 | 199 | 0 | 2 | 44 | 0 | 0.48925 | 13.785 | 5.0808 | 34.2669 | Medium | High | Medium | Top
VINEYARD 2110 | 014502110 | CENTRAL COAST | MISSION | 6.8528 | 1350053.6667 | 42.7679 | 128.2% | 0% | 15.62% | 56.42% | 2 | 0 | 5 | 15.62% | 56.42% | 8.85% | 14 | 36 | 0 | 0 | 45 | 2 | 0 | 2 | 3 | 113 | 44.08 | 10 | 4 | 1 | 27 | 0 | 0 | 5 | 0 | 0.53485 | 11.3495 | 5.5876 | 33.9185 | Medium | Medium | High | Top
ROB ROY 2105 | 083692105 | CENTRAL COAST | CENTRAL COAST | 43.7417 | 1421678 | 44.4507 | 8.058% | 0.4349% | 68.03% | 18.71% | 30 | 7 | 94 | 65.28% | 22.25% | 6.667% | 139 | 493 | 0 | 12 | 288 | 91 | 17 | 38 | 48 | 1065 | 47.523 | 118 | 94 | 12 | 486 | 0 | 0 | 94 | 1 | 0.72299 | 7.8598 | 5.9669 | 33.9072 | High | Medium | High | Top
TULUCAY 1101 | 042301101 | BAY AREA | NORTH BAY | 5.2142 | 1477437 | 42.2222 | 8.963% | 0% | 30.47% | 69.45% | 0 | 1 | 3 | 30.47% | 69.45% | 8.333% | 4 | 12 | 0 | 0 | 9 | 5 | 12 | 1 | 3 | 36 | 4.5556 | 2 | 2 | 0 | 10 | 0 | 0 | 3 | 0 | 0.47375 | 16.6451 | 4.2652 | 33.6344 | Medium | High | Medium | Top
SAN LUIS OBISPO 1101 | 182631101 | CENTRAL COAST | LOS PADRES | 28.243 | 691252 | 41.6046 | 120.7% | 8.695% | 44.57% | 21.48% | 2 | 0 | 24 | 42.08% | 43.85% | 3.893% | 58 | 16 | 2 | 35 | 208 | 82 | 0 | 4 | 8 | 488 | 31.4885 | 43 | 32 | 5 | 138 | 0 | 0 | 24 | 0 | 0.29372 | 25.4113 | 4.4635 | 33.3146 | Low | High | Medium | Top
FOOTHILL 1102 | 182951102 | CENTRAL COAST | LOS PADRES | 11.5966 | 1015329 | 42.2917 | 51.79% | 0% | 53.14% | 5.519% | 4 | 0 | 16 | 53.14% | 14.94% | 17.13% | 22 | 12 | 0 | 11 | 122 | 23 | 0 | 3 | 9 | 216 | 33.3898 | 23 | 4 | 2 | 62 | 0 | 0 | 16 | 0 | 0.41901 | 14.7557 | 5.3882 | 33.314 | Medium | High | High | Top
CAMP EVERS 2103 | 083622103 | CENTRAL COAST | CENTRAL COAST | 48.9903 | 837752 | 43.9178 | 13.65% | 0.3207% | 42.76% | 25.74% | 49 | 18 | 117 | 51.78% | 36.46% | 8.049% | 222 | 411 | 0 | 6 | 420 | 98 | 36 | 25 | 36 | 1230 | 50.4239 | 170 | 115 | 24 | 531 | 5 | 0 | 117 | 1 | 0.90961 | 5.454 | 6.6958 | 33.218 | High | Medium | High | Top
SAN LUIS OBISPO 1104 | 182631104 | CENTRAL COAST | LOS PADRES | 55.0451 | 846517.6667 | 42.6227 | 45.22% | 5.14% | 64.99% | 25.28% | 14 | 0 | 78 | 58.52% | 37.71% | 3.181% | 111 | 193 | 1 | 79 | 245 | 56 | 0 | 13 | 21 | 943 | 31.6207 | 62 | 33 | 10 | 248 | 0 | 1 | 78 | 0 | 0.46928 | 15.2773 | 4.6252 | 33.1594 | Medium | High | Medium | Top
CLEAR LAKE 1101 | 042141101 | NORTHERN | HUMBOLDT | 20.6199 | 835264 | 44.0314 | 33.73% | 1.064% | 84.1% | 14.84% | 5 | 0 | 20 | 85.16% | 14.84% | 6.545% | 84 | 127 | 0 | 4 | 134 | 44 | 10 | 1 | 2 | 382 | 38.3719 | 41 | 35 | 5 | 128 | 0 | 0 | 20 | 0 | 0.31052 | 21.5331 | 4.9446 | 33.0616 | Low | High | Medium | Top
SAN LUIS OBISPO 1105 | 182631105 | CENTRAL COAST | LOS PADRES | 2.3718 | 922696.6667 | 41.0484 | 35.1% | 1.227% | 36.65% | 38.53% | 0 | 0 | 6 | 37.87% | 38.53% | 3.226% | 4 | 1 | 0 | 1 | 35 | 4 | 0 | 1 | 2 | 62 | 15.3571 | 3 | 5 | 1 | 14 | 0 | 0 | 6 | 1 | 0.53568 | 12.2002 | 5.0535 | 33.0265 | Medium | Medium | Medium | Top
BRUNSWICK 1106 | 152481106 | NORTHERN | SIERRA | 174.0097 | 1283831.3333 | 42.2812 | 29.73% | 59.28% | 30.38% | 0.9753% | 19 | 11 | 272 | 78.86% | 12.16% | 11.24% | 375 | 2818 | 19 | 0 | 831 | 434 | 7 | 36 | 61 | 4820 | 39.1351 | 961 | 501 | 36 | 2088 | 0 | 5 | 272 | 0 | 0.26639 | 29.8946 | 4.1467 | 33.0222 | Low | High | Medium | Top
FORESTHILL 1101 | 152181101 | NORTHERN | SIERRA | 65.2463 | 717203.6667 | 39.6521 | 32.8% | 90.26% | 3.167% | 0.1137% | 6 | 7 | 140 | 93.37% | 0.5195% | 5.618% | 57 | 963 | 8 | 0 | 365 | 128 | 0 | 31 | 46 | 1780 | 42.6561 | 326 | 226 | 26 | 744 | 0 | 0 | 140 | 0 | 0.13101 | 62.8764 | 3.8926 | 32.0653 | Low | High | Medium | Top
NOVATO 1104 | 042211104 | BAY AREA | NORTH BAY | 4.7025 | 1065059 | 51.5714 | 22.56% | 15.79% | 37.33% | 29.34% | 0 | 0 | 5 | 35.54% | 46.92% | 3.077% | 35 | 10 | 0 | 0 | 25 | 8 | 0 | 2 | 4 | 65 | 12.3 | 5 | 2 | 0 | 13 | 0 | 0 | 5 | 0 | 0.47286 | 11.8674 | 5.5799 | 31.3125 | Medium | Medium | High | Top
SALMON CREEK 1101 | 043161101 | NORTHERN | SONOMA | 29.8535 | 493241 | 43.3764 | 38.45% | 0.007616% | 17.98% | 73.9% | 20 | 0 | 36 | 12.08% | 79.81% | 4.31% | 50 | 174 | 0 | 1 | 97 | 34 | 6 | 10 | 13 | 348 | 24.8256 | 33 | 21 | 8 | 88 | 0 | 3 | 36 | 0 | 0.60581 | 12.2083 | 4.2284 | 31.273 | Medium | Medium | Medium | Top
SAN RAFAEL 1107 | 042011107 | BAY AREA | NORTH BAY | 21.024 | 904257 | 44.2947 | 29.24% | 2.146% | 28.21% | 65.05% | 18 | 4 | 54 | 27.54% | 69.51% | 6.667% | 222 | 230 | 8 | 5 | 271 | 244 | 18 | 22 | 30 | 885 | 41.8753 | 105 | 134 | 45 | 367 | 0 | 0 | 54 | 1 | 0.84623 | 4.2874 | 8.5737 | 31.1065 | High | Medium | High | Top
HALF MOON BAY 1102 | 024101102 | CENTRAL COAST | PENINSULA | 9.0112 | 1004665.6667 | 42.2449 | 20.25% | 0% | 32.97% | 57.61% | 3 | 0 | 10 | 28.62% | 61.96% | 5.442% | 1 | 93 | 0 | 0 | 40 | 10 | 0 | 1 | 1 | 147 | 26.2885 | 14 | 11 | 3 | 52 | 4 | 0 | 10 | 0 | 0.60755 | 6.693 | 7.4146 | 30.1504 | Medium | Medium | High | Top
EEL RIVER 1102 | 192381102 | NORTHERN | HUMBOLDT | 40.3143 | 853283.3333 | 41.3694 | 27.77% | 39.69% | 30.43% | 29.88% | 18 | 0 | 15 | 61.68% | 38.32% | 44.69% | 57 | 11 | 0 | 0 | 321 | 73 | 33 | 9 | 11 | 631 | 22.6667 | 29 | 9 | 3 | 99 | 1 | 0 | 15 | 0 | 0.67847 | 26.3681 | 1.6609 | 29.713 | High | High | Low | Top
COLUMBIA HILL 1101 | 152471101 | NORTHERN | SIERRA | 90.9452 | 320210 | 41.9552 | 37.57% | 51.19% | 48.58% | 0% | 16 | 3 | 99 | 99.88% | 0% | 12.86% | 188 | 1157 | 18 | 0 | 199 | 251 | 2 | 15 | 28 | 2076 | 40.6647 | 245 | 102 | 15 | 706 | 0 | 3 | 99 | 1 | 0.19573 | 39.5629 | 3.742 | 28.9769 | Low | High | Medium | Top
CAYETANO 2111 | 014422111 | CENTRAL COAST | MISSION | 5.6926 | 1694873 | 42.1084 | 18.37% | 1.868% | 58.97% | 39.17% | 0 | 0 | 1 | 27.84% | 72.16% | 9.639% | 0 | 20 | 0 | 0 | 55 | 0 | 0 | 0 | 0 | 83 | 24.1481 | 15 | 2 | 0 | 31 | 0 | 0 | 1 | 0 | 0.32508 | 16.3151 | 5.4631 | 28.9751 | Low | High | High | Top
GUALALA 1111 | 042841111 | NORTHERN | HUMBOLDT | 37.4475 | 390200 | 43.257 | 39.15% | 0.4% | 15.42% | 58.55% | 19 | 4 | 73 | 10.49% | 73.81% | 0.9646% | 120 | 178 | 0 | 5 | 296 | 9 | 10 | 27 | 44 | 622 | 33.2212 | 74 | 26 | 9 | 235 | 0 | 0 | 72 | 1 | 0.74923 | 11.7966 | 3.2724 | 28.9232 | High | Medium | Low | Top
SALT SPRINGS 2102 | 163692102 | CENTRAL VALLEY | STOCKTON | 52.0669 | 174733.6667 | 45.2358 | 15.15% | 63.02% | 1.348% | 0% | 4 | 0 | 49 | 97.67% | 2.329% | 4.379% | 625 | 933 | 0 | 0 | 268 | 88 | 45 | 16 | 32 | 1553 | 26.9377 | 413 | 125 | 6 | 766 | 0 | 2 | 48 | 1 | 0.155 | 45.6414 | 4.0669 | 28.7703 | Low | High | Medium | Top
HOOPA 1101 | 192401101 | NORTHERN | HUMBOLDT | 109.0104 | 374716 | 42.2778 | 76.54% | 36.54% | 52.94% | 1.34% | 66 | 4 | 109 | 97.73% | 1.856% | 38.68% | 244 | 47 | 0 | 0 | 1037 | 217 | 11 | 35 | 43 | 1988 | 29.7526 | 260 | 72 | 11 | 643 | 2 | 3 | 107 | 1 | 0.54358 | 28.7619 | 1.8223 | 28.4902 | Medium | High | Low | Top
SAN LUIS OBISPO 1107 | 182631107 | CENTRAL COAST | LOS PADRES | 48.8854 | 1313335.6667 | 41.8043 | 63.41% | 3.533% | 48.4% | 29.04% | 12 | 0 | 82 | 47.4% | 40.63% | 7.056% | 94 | 74 | 1 | 134 | 432 | 130 | 0 | 25 | 35 | 992 | 32.1584 | 103 | 34 | 3 | 323 | 0 | 0 | 81 | 1 | 0.52312 | 10.881 | 4.9523 | 28.1892 | Medium | Medium | Medium | Top
CAYUCOS 1101 | 182551101 | CENTRAL COAST | LOS PADRES | 2.5426 | 221217 | 38.9655 | 9.713% | 0% | 26.38% | 68.26% | 0 | 0 | 1 | 26.38% | 71.91% | 3.448% | 0 | 14 | 0 | 0 | 9 | 0 | 0 | 0 | 0 | 29 | 116.6 | 4 | 2 | 0 | 10 | 0 | 0 | 1 | 1 | 0.38046 | 22.1068 | 3.317 | 27.8987 | Medium | High | Low | Top
MC KEE 1111 | 083531111 | CENTRAL COAST | SAN JOSE | 8.9106 | 1066791.3333 | 44.0446 | 42.57% | 0% | 67.12% | 32.88% | 0 | 0 | 13 | 67.12% | 32.88% | 10.83% | 23 | 73 | 0 | 1 | 50 | 9 | 0 | 4 | 5 | 157 | 12.5556 | 21 | 12 | 2 | 54 | 0 | 0 | 13 | 1 | 0.53022 | 17.8967 | 2.8981 | 27.5012 | Medium | High | Low | Top
ARCATA 1122 | 192021122 | NORTHERN | HUMBOLDT | 20.6796 | 707240 | 41.8762 | 45.78% | 0.3739% | 44.86% | 53.1% | 12 | 0 | 31 | 45.78% | 54.22% | 56.01% | 58 | 21 | 0 | 1 | 362 | 34 | 3 | 5 | 10 | 516 | 27.8462 | 62 | 17 | 19 | 188 | 0 | 2 | 31 | 1 | 0.77057 | 6.9454 | 5.1355 | 27.4847 | High | Medium | Medium | Top
PENNGROVE 1101 | 043471101 | NORTHERN | SONOMA | 20.4175 | 939644.6667 | 44.6137 | 21.7% | 1.682% | 78.69% | 19.63% | 5 | 3 | 26 | 80.37% | 19.63% | 4.846% | 136 | 247 | 0 | 7 | 71 | 66 | 0 | 8 | 8 | 454 | 27.598 | 80 | 33 | 4 | 204 | 0 | 2 | 26 | 0 | 0.30952 | 23.2872 | 3.7267 | 26.8613 | Low | High | Low | Top
CLAYTON 2212 | 012022212 | BAY AREA | DIABLO | 48.6411 | 1195201.6667 | 44.6242 | 0% | 14.48% | 64.81% | 12.94% | 9 | 3 | 76 | 52.57% | 40.75% | 13.93% | 175 | 495 | 1 | 1 | 169 | 42 | 0 | 17 | 18 | 919 | 45.8519 | 118 | 104 | 14 | 351 | 0 | 0 | 76 | 1 | 0.61951 | 7.6487 | 5.6075 | 26.5708 | Medium | Medium | High | Top
SCE TEHACHAPI 1101 | 258131101 | CENTRAL VALLEY | KERN | 1.4276 | 3303.3333 | 0 | 0% | 0% | 56.93% | 0% | 0 | 0 | 0 | 100% | 0% | 0% | 0 | 0 | 0 | 0 | 0 | 0 | 0 | 0 | 0 | 0 | 0 | 2 | 1 | 0 | 3 | 0 | 0 | 0 | 0 | 0.26781 | 26.8233 | 3.6719 | 26.3773 | Low | High | Low | Top
PETALUMA C 1109 | 042631109 | NORTHERN | SONOMA | 50.3206 | 989739.3333 | 44.5784 | 45.21% | 0.3492% | 59.26% | 26.88% | 6 | 0 | 75 | 49.58% | 37.91% | 3.507% | 211 | 458 | 0 | 1 | 207 | 113 | 0 | 11 | 19 | 941 | 22.7729 | 75 | 36 | 5 | 241 | 0 | 1 | 74 | 0 | 0.34315 | 21.485 | 3.5633 | 26.2708 | Medium | High | Low | Top
RESERVATION ROAD 1101 | 182731101 | CENTRAL COAST | CENTRAL COAST | 26.4979 | 367194 | 42.1029 | 27.19% | 11.7% | 54.62% | 26.37% | 4 | 1 | 64 | 38.81% | 53.79% | 9.892% | 68 | 162 | 1 | 9 | 226 | 30 | 2 | 13 | 22 | 556 | 14.1441 | 74 | 50 | 5 | 244 | 0 | 0 | 64 | 1 | 0.63189 | 11.6366 | 3.5694 | 26.2459 | Medium | Medium | Low | Top
EL CERRITO G 1105 | 012501105 | BAY AREA | EAST BAY | 19.526 | 595064.3333 | 44.101 | 29.33% | 3.688% | 60.19% | 15.46% | 7 | 2 | 52 | 25.97% | 64.12% | 28.91% | 107 | 166 | 0 | 4 | 289 | 17 | 34 | 6 | 26 | 768 | 19.7189 | 46 | 115 | 24 | 234 | 0 | 0 | 52 | 0 | 0.52174 | 6.0467 | 8.3184 | 26.2432 | Medium | Medium | High | Top
CAYETANO 2109 | 014422109 | CENTRAL COAST | MISSION | 37.0707 | 935025 | 42.8694 | 40.93% | 0% | 59.19% | 25.44% | 0 | 0 | 46 | 59.33% | 35.19% | 19.55% | 32 | 266 | 0 | 0 | 160 | 17 | 0 | 7 | 9 | 583 | 43.6142 | 42 | 30 | 6 | 137 | 0 | 0 | 46 | 0 | 0.42316 | 11.2808 | 5.4929 | 26.221 | Medium | Medium | High | Top
ROB ROY 2104 | 083692104 | CENTRAL COAST | CENTRAL COAST | 106.0267 | 906993 | 43.4998 | 15.78% | 0.734% | 72.55% | 14.36% | 63 | 13 | 211 | 71.7% | 20.47% | 7.288% | 334 | 1233 | 1 | 14 | 626 | 211 | 78 | 47 | 59 | 2415 | 45.1421 | 279 | 118 | 20 | 987 | 8 | 0 | 211 | 1 | 0.70868 | 6.8211 | 5.4061 | 26.133 | High | Medium | High | Top
FLINT 1101 | 152531101 | NORTHERN | SIERRA | 6.2972 | 697988.3333 | 44.3262 | 44.08% | 6.072% | 61.82% | 20.02% | 1 | 0 | 10 | 64.72% | 23.21% | 8.451% | 29 | 81 | 0 | 0 | 27 | 8 | 0 | 3 | 9 | 142 | 29.0364 | 23 | 22 | 0 | 55 | 0 | 0 | 10 | 0 | 0.45312 | 11.8876 | 4.8331 | 26.0333 | Medium | Medium | Medium | Top
SAUSALITO 1101 | 042491101 | BAY AREA | NORTH BAY | 0.75125 | 757959.6667 | 44.359 | 11.8% | 0% | 18.96% | 9.827% | 3 | 0 | 3 | 12.91% | 75.95% | 2.564% | 8 | 12 | 0 | 0 | 17 | 5 | 0 | 1 | 2 | 39 | 12.8667 | 0 | 7 | 1 | 15 | 0 | 0 | 3 | 1 | 0.56512 | 7.7572 | 5.9244 | 25.971 | Medium | Medium | High | Top
BRUNSWICK 1110 | 152481110 | NORTHERN | SIERRA | 24.9441 | 1326975 | 41.5924 | 18.5% | 43.86% | 34% | 0% | 3 | 0 | 40 | 56.96% | 20.9% | 9.772% | 58 | 432 | 6 | 0 | 127 | 53 | 11 | 12 | 21 | 788 | 35.9049 | 106 | 75 | 19 | 287 | 0 | 0 | 40 | 1 | 0.57292 | 9.2457 | 4.8758 | 25.8271 | Medium | Medium | Medium | Top
WILLOW CREEK 1103 | 192171103 | NORTHERN | HUMBOLDT | 84.8219 | 402608 | 41.3286 | 24.87% | 20.3% | 58.13% | 0.366% | 46 | 3 | 96 | 79.72% | 0.4735% | 48.48% | 103 | 55 | 0 | 0 | 1004 | 89 | 30 | 16 | 27 | 1706 | 33.2074 | 225 | 98 | 20 | 646 | 1 | 2 | 96 | 1 | 0.4792 | 25.4354 | 2.1189 | 25.8269 | Medium | High | Low | Top
PACIFICA 1103 | 022811103 | CENTRAL COAST | PENINSULA | 5.1834 | 366741 | 44.5775 | 3.111% | 1.604% | 13.5% | 7.182% | 2 | 0 | 4 | 3.981% | 18.3% | 5.556% | 14 | 19 | 0 | 0 | 36 | 6 | 1 | 2 | 7 | 72 | 14.5263 | 3 | 5 | 3 | 20 | 1 | 0 | 4 | 0 | 0.46166 | 8.529 | 6.4696 | 25.4741 | Medium | Medium | High | Top
RIO DELL 1102 | 192251102 | NORTHERN | HUMBOLDT | 54.1452 | 399090 | 40.5793 | 47.48% | 29.91% | 33.88% | 13.64% | 15 | 1 | 27 | 27.95% | 50.61% | 42.76% | 60 | 27 | 0 | 0 | 656 | 33 | 0 | 16 | 28 | 898 | 27.6838 | 36 | 16 | 4 | 123 | 0 | 1 | 24 | 0 | 0.53344 | 31.657 | 1.5043 | 25.4034 | Medium | High | Low | Top
ELK 1101 | 042981101 | NORTHERN | HUMBOLDT | 79.6211 | 489185 | 41.2989 | 60.79% | 6.005% | 33.57% | 54.94% | 53 | 1 | 121 | 15.74% | 82.42% | 9.971% | 139 | 456 | 0 | 12 | 372 | 130 | 10 | 13 | 23 | 1364 | 37.1869 | 180 | 35 | 16 | 498 | 0 | 2 | 120 | 1 | 0.76642 | 10.6701 | 3.0792 | 25.1809 | High | Medium | Low | Top
FORT BRAGG A 1102 | 042761102 | NORTHERN | HUMBOLDT | 65.6344 | 694872 | 43.2274 | 26.5% | 4.471% | 24.95% | 67.01% | 78 | 3 | 111 | 24.79% | 71.64% | 4.627% | 334 | 581 | 0 | 9 | 367 | 134 | 55 | 16 | 25 | 1621 | 35.5671 | 214 | 87 | 31 | 667 | 0 | 3 | 111 | 0 | 0.69983 | 9.8268 | 3.6102 | 24.8273 | High | Medium | Low | Top
BRUNSWICK 1102 | 152481102 | NORTHERN | SIERRA | 51.0819 | 584357.6667 | 42.8594 | 18.57% | 88.64% | 6.798% | 0% | 7 | 1 | 80 | 81.29% | 14.15% | 15.25% | 93 | 743 | 3 | 0 | 204 | 184 | 1 | 17 | 27 | 1298 | 36.6673 | 238 | 106 | 7 | 500 | 0 | 2 | 80 | 0 | 0.11075 | 58.9898 | 3.7495 | 24.4963 | Low | High | Medium | Top
LAS POSITAS 2108 | 014402108 | CENTRAL COAST | MISSION | 8.2317 | 1375733.6667 | 43.6667 | 67.99% | 11.23% | 50.94% | 32.08% | 0 | 0 | 15 | 34.49% | 65.23% | 14.07% | 16 | 82 | 0 | 1 | 21 | 8 | 0 | 2 | 2 | 135 | 28.2692 | 3 | 7 | 4 | 32 | 0 | 0 | 15 | 0 | 0.61383 | 8.5365 | 4.6617 | 24.4271 | Medium | Medium | Medium | Top
PLACERVILLE 2106 | 153082106 | NORTHERN | SIERRA | 276.5055 | 1392202.6667 | 42.4766 | 31.57% | 50.23% | 36.82% | 4.119% | 37 | 4 | 406 | 79.07% | 12.22% | 4.603% | 563 | 3741 | 123 | 4 | 940 | 630 | 19 | 55 | 104 | 6822 | 40.202 | 1185 | 542 | 59 | 2553 | 0 | 9 | 406 | 0 | 0.25289 | 25.2136 | 3.8202 | 24.358 | Low | High | Medium | Top
SAN LUIS OBISPO 1103 | 182631103 | CENTRAL COAST | LOS PADRES | 19.9224 | 1227529 | 42.4841 | 18.95% | 0% | 66.14% | 25.17% | 6 | 0 | 34 | 66.14% | 25.19% | 7.789% | 63 | 60 | 0 | 66 | 178 | 33 | 0 | 5 | 7 | 475 | 26.0335 | 54 | 32 | 3 | 184 | 0 | 0 | 34 | 0 | 0.36473 | 11.7829 | 5.6258 | 24.1772 | Medium | Medium | High | Top
REDBUD 1101 | 043191101 | NORTHERN | HUMBOLDT | 50.857 | 569887.6667 | 43.4176 | 20.08% | 15.05% | 67.27% | 3.547% | 4 | 2 | 74 | 81.76% | 4.11% | 8.186% | 266 | 406 | 1 | 5 | 307 | 93 | 3 | 10 | 22 | 1075 | 30.2011 | 158 | 77 | 26 | 369 | 0 | 3 | 74 | 0 | 0.16109 | 32.1788 | 4.6637 | 24.1748 | Low | High | Medium | Top
HUMBOLDT BAY 1102 | 192341102 | NORTHERN | HUMBOLDT | 7.6153 | 641347 | 39.3706 | 20.18% | 0% | 3.741% | 96.26% | 3 | 0 | 9 | 0.8297% | 99.17% | 39.86% | 3 | 7 | 0 | 0 | 115 | 1 | 0 | 0 | 0 | 143 | 21.7619 | 15 | 7 | 2 | 45 | 0 | 0 | 9 | 0 | 0.44021 | 7.9626 | 6.8887 | 24.1463 | Medium | Medium | High | Top
MOLINO 1104 | 042571104 | NORTHERN | SONOMA | 2.6049 | 1197726 | 43.5 | 13.33% | 0% | 36.75% | 63.25% | 1 | 0 | 1 | 36.75% | 63.25% | 0% | 11 | 27 | 0 | 0 | 12 | 6 | 0 | 1 | 1 | 50 | 36.5833 | 11 | 4 | 1 | 24 | 0 | 0 | 1 | 0 | 0.41317 | 16.3193 | 3.5606 | 24.008 | Medium | High | Low | Top
HIGHLANDS 1102 | 043361102 | NORTHERN | HUMBOLDT | 37.0971 | 1292006.6667 | 44.2937 | 50.91% | 1.527% | 69.43% | 1.902% | 1 | 0 | 33 | 58.28% | 14.94% | 7.011% | 167 | 317 | 2 | 13 | 283 | 74 | 0 | 4 | 13 | 813 | 40.3849 | 78 | 76 | 33 | 250 | 0 | 0 | 33 | 0 | 0.17838 | 24.8843 | 5.3908 | 23.9291 | Low | High | High | Top
ANITA 1106 | 102841106 | NORTHERN | NORTH VALLEY | 1.7851 | 678856 | 41.5 | 2.269% | 0% | 100% | 0% | 0 | 0 | 0 | 100% | 0% | 10% | 0 | 4 | 0 | 0 | 3 | 2 | 5 | 0 | 0 | 10 | 33 | 2 | 0 | 0 | 4 | 0 | 0 | 0 | 0 | 0.22299 | 36.1193 | 2.9673 | 23.8997 | Low | High | Low | Top
LOW GAP 1101 | 192411101 | NORTHERN | HUMBOLDT | 71.107 | 138249.3333 | 39.9325 | 36.89% | 72.24% | 13.89% | 0% | 12 | 0 | 87 | 99.7% | 0% | 32.86% | 76 | 192 | 0 | 8 | 1002 | 111 | 0 | 15 | 27 | 1564 | 21.3201 | 112 | 28 | 14 | 423 | 0 | 0 | 87 | 0 | 0.31922 | 37.7486 | 1.9831 | 23.8968 | Low | High | Low | Top
HATTON 1101 | 182291101 | CENTRAL COAST | CENTRAL COAST | 16.0491 | 831835.3333 | 39.942 | 18.08% | 1.257% | 60.03% | 22.96% | 2 | 3 | 24 | 37.58% | 48.7% | 8.357% | 25 | 84 | 0 | 4 | 148 | 24 | 0 | 8 | 12 | 347 | 15.0168 | 39 | 25 | 6 | 121 | 0 | 0 | 23 | 0 | 0.46974 | 11.2329 | 4.47 | 23.5863 | Medium | Medium | Medium | Top
WYANDOTTE 1106 | 102911106 | NORTHERN | NORTH VALLEY | 2.1424 | 1331297.3333 | 45.8333 | 3.022% | 0% | 100% | 0% | 0 | 0 | 0 | 100% | 0% | 0% | 2 | 3 | 0 | 0 | 2 | 1 | 0 | 0 | 0 | 18 | 47.5 | 5 | 1 | 0 | 8 | 0 | 0 | 0 | 0 | 0.24462 | 18.9456 | 4.9601 | 22.9876 | Low | High | Medium | Top
BRIDGEVILLE 1102 | 192461102 | NORTHERN | HUMBOLDT | 35.2561 | 71499 | 45.2783 | 34.27% | 16.97% | 70.78% | 0% | 5 | 0 | 33 | 99.57% | 0% | 34.54% | 178 | 13 | 0 | 1 | 366 | 24 | 0 | 7 | 11 | 524 | 32.9725 | 31 | 14 | 7 | 114 | 0 | 2 | 33 | 0 | 0.45248 | 49.2394 | 1.0316 | 22.9841 | Medium | High | Low | Top
ROSSMOOR 1101 | 014161101 | BAY AREA | DIABLO | 13.7756 | 880452.6667 | 43.5049 | 35.63% | 0% | 32.74% | 48.49% | 26 | 2 | 40 | 24.8% | 56.42% | 11.17% | 73 | 90 | 0 | 0 | 193 | 19 | 9 | 5 | 12 | 412 | 17.5174 | 34 | 103 | 33 | 208 | 0 | 0 | 40 | 0 | 0.74002 | 5.1737 | 5.9514 | 22.786 | High | Medium | High | Top
TASSAJARA 2109 | 014662109 | BAY AREA | DIABLO | 1.2042 | 719239 | 0 | 62.8% | 0% | 0% | 0% | 0 | 0 | 0 | 0% | 0% | 0% | 0 | 0 | 0 | 0 | 0 | 0 | 0 | 0 | 0 | 0 | 0 | 0 | 0 | 0 | 0 | 0 | 0 | 0 | 1 | 0.34331 | 9.4155 | 6.9926 | 22.6033 | Medium | Medium | High | Top
PUTAH CREEK 1103 | 063681103 | NORTHERN | SACRAMENTO | 4.0778 | 820485.3333 | 42.8431 | 6.4% | 0% | 100% | 0% | 0 | 0 | 0 | 100% | 0% | 11.76% | 9 | 17 | 6 | 0 | 9 | 15 | 0 | 0 | 0 | 51 | 34.2727 | 6 | 2 | 0 | 13 | 0 | 0 | 0 | 0 | 0.20705 | 33.5773 | 3.2063 | 22.2902 | Low | High | Low | Top
LLAGAS 2107 | 083182107 | CENTRAL COAST | SAN JOSE | 9.1355 | 1392960.3333 | 41.7939 | 40.48% | 0% | 71.27% | 18.13% | 0 | 0 | 15 | 63.4% | 28.54% | 4.58% | 24 | 83 | 0 | 1 | 25 | 3 | 0 | 1 | 1 | 131 | 16.7636 | 21 | 15 | 2 | 59 | 0 | 0 | 15 | 0 | 0.35821 | 16.1281 | 3.8499 | 22.2414 | Medium | High | Medium | Top
PHILO 1102 | 042601102 | NORTHERN | HUMBOLDT | 91.607 | 267821 | 42.0276 | 52.79% | 3.105% | 86.33% | 8.621% | 26 | 2 | 82 | 81.49% | 18.04% | 8.598% | 158 | 498 | 0 | 28 | 330 | 112 | 0 | 11 | 15 | 1419 | 38.444 | 190 | 54 | 13 | 533 | 0 | 5 | 81 | 0 | 0.27998 | 31.5923 | 2.4968 | 22.0846 | Low | High | Low | Top
FORT BRAGG A 1104 | 042761104 | NORTHERN | HUMBOLDT | 26.426 | 480870.6667 | 40.9883 | 15% | 1.766% | 23.28% | 69.39% | 11 | 0 | 69 | 22.94% | 76.2% | 7.299% | 45 | 205 | 1 | 2 | 233 | 64 | 28 | 4 | 4 | 685 | 33.2632 | 111 | 50 | 14 | 309 | 0 | 0 | 67 | 0 | 0.69322 | 8.8034 | 3.6033 | 21.9897 | High | Medium | Low | Top
OAKHURST 1103 | 254421103 | CENTRAL VALLEY | YOSEMITE | 129.2156 | 1392881.3333 | 40.0855 | 0% | 65.77% | 17.19% | 0.3504% | 32 | 2 | 190 | 75.05% | 11.4% | 23.1% | 122 | 546 | 0 | 0 | 1391 | 265 | 17 | 39 | 67 | 3299 | 26.6074 | 469 | 314 | 46 | 1404 | 0 | 3 | 186 | 0 | 0.27031 | 21.771 | 3.734 | 21.9744 | Low | High | Low | Top
SCE REFUGIO 1101 | 188071101 | CENTRAL COAST | LOS PADRES | 0.29161 | 0 | 0 | 0% | 0% | 100% | 0% | 0 | 0 | 0 | 100% | 0% | 0% | 0 | 0 | 0 | 0 | 0 | 0 | 0 | 0 | 0 | 0 | 0 | 0 | 1 | 0 | 1 | 0 | 0 | 0 | 0 | 0.23266 | 47.7737 | 1.9745 | 21.9458 | Low | High | Low | Top
HICKS 2101 | 083432101 | CENTRAL COAST | SAN JOSE | 17.3217 | 1240974.3333 | 44.1935 | 67.8% | 0.4407% | 47.47% | 20.94% | 5 | 0 | 17 | 41.44% | 27.41% | 9.545% | 51 | 97 | 0 | 5 | 62 | 14 | 7 | 3 | 3 | 220 | 32.973 | 26 | 15 | 3 | 82 | 0 | 0 | 17 | 0 | 0.54487 | 10.2974 | 3.8628 | 21.6733 | Medium | Medium | Medium | Top
LAYTONVILLE 1102 | 042681102 | NORTHERN | HUMBOLDT | 114.8069 | 241083.3333 | 41.8251 | 15.8% | 43.57% | 44.21% | 0.2741% | 11 | 3 | 101 | 95.61% | 0.4488% | 7.915% | 202 | 449 | 1 | 12 | 564 | 267 | 0 | 20 | 33 | 1794 | 33.0655 | 129 | 41 | 15 | 463 | 0 | 1 | 101 | 0 | 0.27405 | 46.6879 | 1.6916 | 21.6439 | Low | High | Low | Top
GANSNER 1101 | 103021101 | NORTHERN | NORTH VALLEY | 39.2147 | 433695 | 43.3222 | 18.21% | 82.72% | 7.229% | 9.981% | 3 | 1 | 40 | 88.36% | 11.57% | 10.64% | 208 | 544 | 9 | 0 | 272 | 112 | 2 | 10 | 12 | 1081 | 37.7562 | 129 | 62 | 6 | 292 | 0 | 2 | 39 | 0 | 0.14642 | 35.2913 | 4.1621 | 21.5069 | Low | High | Medium | Top
MONTICELLO 1101 | 043051101 | BAY AREA | NORTH BAY | 114.3461 | 412528 | 43.6848 | 85.14% | 3.791% | 87.7% | 7.604% | 14 | 7 | 98 | 64.78% | 34.32% | 6.723% | 277 | 694 | 3 | 14 | 575 | 384 | 10 | 24 | 41 | 1904 | 31 | 207 | 106 | 11 | 546 | 0 | 4 | 98 | 0 | 0.39577 | 13.3474 | 4.0532 | 21.411 | Medium | High | Medium | Top
PERRY 1101 | 183071101 | CENTRAL COAST | LOS PADRES | 70.1245 | 547419 | 41.3534 | 16.81% | 3.192% | 45.63% | 40.66% | 13 | 1 | 103 | 34.54% | 57.69% | 3.878% | 104 | 138 | 0 | 159 | 693 | 125 | 0 | 19 | 39 | 1470 | 25.5915 | 174 | 87 | 7 | 462 | 0 | 0 | 103 | 0 | 0.54895 | 7.3713 | 5.2829 | 21.3772 | Medium | Medium | Medium | Top
RACETRACK 1704 | 163761704 | CENTRAL VALLEY | YOSEMITE | 45.5677 | 180126 | 43.3317 | 45.93% | 2.308% | 56.44% | 28.44% | 3 | 3 | 43 | 38.93% | 50.17% | 3.149% | 164 | 521 | 0 | 0 | 225 | 97 | 6 | 7 | 12 | 1048 | 27.5783 | 152 | 67 | 6 | 376 | 0 | 0 | 43 | 0 | 0.30415 | 14.732 | 4.7463 | 21.2671 | Low | High | Medium | Top
WEST POINT 1101 | 163201101 | CENTRAL VALLEY | STOCKTON | 63.0247 | 313435.6667 | 41.0194 | 44.91% | 89.98% | 0% | 0% | 1 | 3 | 72 | 90.89% | 5.997% | 1.771% | 148 | 1043 | 4 | 0 | 568 | 68 | 0 | 10 | 38 | 1863 | 32.8842 | 447 | 207 | 5 | 863 | 0 | 3 | 70 | 0 | 0.073726 | 60.3254 | 4.7757 | 21.2403 | Low | High | Medium | Top
LUCERNE 1106 | 043351106 | NORTHERN | HUMBOLDT | 37.8799 | 845747.6667 | 45.3434 | 57.6% | 2.469% | 62.94% | 12.15% | 11 | 1 | 51 | 65.41% | 12.15% | 8.037% | 453 | 493 | 1 | 4 | 207 | 175 | 7 | 7 | 16 | 1095 | 41.5934 | 214 | 173 | 44 | 524 | 0 | 3 | 51 | 0 | 0.31024 | 12.0284 | 5.6516 | 21.09 | Low | Medium | High | Top
DUNBAR 1103 | 043071103 | NORTHERN | SONOMA | 32.1454 | 645561.3333 | 44.5221 | 56.3% | 0% | 88.63% | 8.735% | 1 | 2 | 24 | 87.06% | 10.31% | 7.875% | 113 | 251 | 2 | 5 | 98 | 102 | 0 | 6 | 7 | 546 | 39.7349 | 89 | 42 | 10 | 222 | 0 | 0 | 24 | 0 | 0.13363 | 27.724 | 5.6755 | 21.0257 | Low | High | High | Top
GEYSERVILLE 1101 | 042891101 | NORTHERN | SONOMA | 76.3146 | 772005 | 43.9944 | 16.55% | 1.539% | 82.14% | 13.09% | 6 | 1 | 50 | 84.22% | 13.09% | 11.53% | 185 | 498 | 0 | 19 | 90 | 179 | 35 | 15 | 19 | 902 | 29.6115 | 104 | 43 | 10 | 289 | 0 | 0 | 50 | 0 | 0.28882 | 21.875 | 3.2553 | 20.5671 | Low | High | Low | Top
GREEN VALLEY 2101 | 083192101 | CENTRAL COAST | CENTRAL COAST | 45.9799 | 1544278.6667 | 43.1863 | 11.38% | 0.1774% | 62.85% | 31.7% | 18 | 0 | 47 | 61.69% | 34.45% | 4.878% | 100 | 383 | 0 | 3 | 245 | 45 | 0 | 11 | 12 | 820 | 47.3034 | 65 | 27 | 9 | 285 | 4 | 0 | 47 | 1 | 0.62633 | 7.1918 | 4.5628 | 20.5529 | Medium | Medium | Medium | Top
STANISLAUS 1701 | 162821701 | CENTRAL VALLEY | YOSEMITE | 45.3745 | 376817.6667 | 43.848 | 19.74% | 69.23% | 1.57% | 0.6919% | 1 | 2 | 72 | 63.97% | 7.656% | 4.91% | 284 | 589 | 0 | 0 | 406 | 54 | 0 | 8 | 34 | 1283 | 23.438 | 218 | 123 | 11 | 531 | 0 | 0 | 72 | 0 | 0.15783 | 21.9018 | 5.9241 | 20.4777 | Low | High | High | Top
EMERALD LAKE 0401 | 024080401 | CENTRAL COAST | PENINSULA | 16.2767 | 245797.3333 | 43.1377 | 58.16% | 0% | 36.54% | 38.06% | 9 | 0 | 30 | 30.34% | 69.37% | 12.19% | 40 | 187 | 0 | 2 | 178 | 21 | 17 | 1 | 10 | 443 | 41.52 | 30 | 86 | 25 | 177 | 3 | 0 | 29 | 0 | 0.71426 | 3.2162 | 8.9033 | 20.4527 | High | Medium | High | Top
LAYTONVILLE 1101 | 042681101 | NORTHERN | HUMBOLDT | 53.8079 | 227276.3333 | 42.2127 | 36% | 30.05% | 40.22% | 0.07462% | 7 | 7 | 52 | 97.69% | 0.07462% | 10.48% | 102 | 326 | 0 | 3 | 191 | 54 | 16 | 6 | 11 | 935 | 36.2151 | 105 | 28 | 13 | 288 | 0 | 0 | 52 | 0 | 0.38664 | 36.3313 | 1.4317 | 20.1108 | Medium | High | Low | Top
FELTON 0401 | 083140401 | CENTRAL COAST | CENTRAL COAST | 2.536 | 8693 | 50 | 0% | 0% | 4.149% | 13.64% | 3 | 0 | 3 | 4.149% | 95.85% | 27.12% | 41 | 12 | 0 | 1 | 23 | 15 | 3 | 2 | 4 | 59 | 22 | 5 | 4 | 2 | 13 | 0 | 0 | 3 | 1 | 0.68495 | 3.6103 | 8.0992 | 20.0282 | High | Medium | High | Top
FITCH MOUNTAIN 1111 | 042751111 | NORTHERN | SONOMA | 3.8443 | 985909.6667 | 43.4211 | 30.64% | 8.052% | 44.36% | 47.25% | 0 | 0 | 0 | 52.42% | 47.25% | 10.53% | 20 | 23 | 1 | 2 | 20 | 8 | 0 | 0 | 0 | 57 | 30.8 | 1 | 0 | 0 | 5 | 0 | 0 | 0 | 1 | 0.48412 | 11.4461 | 3.6063 | 19.9835 | Medium | Medium | Low | Top
APPLE HILL 1104 | 153661104 | NORTHERN | SIERRA | 93.3232 | 721905.3333 | 41.8187 | 25.47% | 84.35% | 7.756% | 0.5476% | 11 | 3 | 170 | 90.26% | 3.94% | 0.9738% | 169 | 1508 | 26 | 0 | 526 | 149 | 18 | 19 | 32 | 2670 | 42.4293 | 552 | 282 | 23 | 1142 | 0 | 3 | 170 | 0 | 0.11727 | 51.8866 | 3.2527 | 19.7917 | Low | High | Low | Top
ALTO 1122 | 042031122 | BAY AREA | NORTH BAY | 9.2369 | 541722.3333 | 43.7024 | 21.44% | 0% | 26.32% | 46.46% | 6 | 2 | 17 | 26.28% | 58.56% | 9.176% | 75 | 80 | 9 | 4 | 167 | 97 | 23 | 2 | 8 | 425 | 30.0855 | 42 | 45 | 17 | 155 | 0 | 0 | 17 | 1 | 0.78086 | 3.4502 | 7.3044 | 19.6788 | High | Medium | High | Top
BRUNSWICK 1104 | 152481104 | NORTHERN | SIERRA | 56.8876 | 1004879.3333 | 41.5361 | 23.73% | 63.18% | 27.21% | 2.673% | 6 | 2 | 99 | 83.29% | 9.921% | 11.92% | 122 | 845 | 9 | 1 | 364 | 179 | 19 | 10 | 31 | 1636 | 38.3063 | 248 | 169 | 19 | 632 | 0 | 3 | 99 | 0 | 0.11063 | 38.5596 | 4.5752 | 19.5179 | Low | High | Medium | Top
PINECREST 0401 | 163160401 | CENTRAL VALLEY | YOSEMITE | 2.308 | 17353 | 40.7692 | 123.7% | 100% | 0% | 0% | 1 | 0 | 2 | 100% | 0% | 16.92% | 1 | 7 | 0 | 0 | 70 | 2 | 0 | 1 | 2 | 130 | 8.7308 | 6 | 16 | 0 | 26 | 0 | 0 | 2 | 1 | 0.55994 | 10.7721 | 3.2114 | 19.3702 | Medium | Medium | Low | Top
SEACLIFF 0401 | 083500401 | CENTRAL COAST | CENTRAL COAST | 8.831 | 68383.6667 | 44.7143 | 89.29% | 0% | 69.59% | 23.45% | 3 | 0 | 11 | 69.59% | 23.45% | 6.667% | 43 | 91 | 0 | 3 | 67 | 17 | 23 | 4 | 6 | 210 | 27.716 | 17 | 25 | 2 | 84 | 0 | 0 | 11 | 0 | 0.52438 | 5.9604 | 6.131 | 19.1625 | Medium | Medium | High | Top
VACA DIXON 1101 | 063591101 | NORTHERN | SACRAMENTO | 0.95938 | 1369157.6667 | 44.7222 | 0.7454% | 40.21% | 59.79% | 0% | 0 | 0 | 3 | 100% | 0% | 5.556% | 5 | 7 | 0 | 0 | 0 | 1 | 0 | 0 | 0 | 18 | 17.2 | 4 | 1 | 0 | 7 | 0 | 0 | 3 | 0 | 0.23531 | 20.3765 | 3.9802 | 19.084 | Low | High | Medium | Top
SYCAMORE CREEK 1111 | 102971111 | NORTHERN | NORTH VALLEY | 54.4191 | 856377.3333 | 41.5149 | 121.2% | 57.08% | 32.93% | 6.766% | 4 | 2 | 61 | 90.01% | 6.766% | 7.16% | 74 | 483 | 30 | 0 | 187 | 46 | 0 | 9 | 11 | 1243 | 38.4848 | 153 | 80 | 5 | 382 | 0 | 6 | 61 | 0 | 0.078038 | 49.371 | 4.9398 | 19.0319 | Low | High | Medium | Top
MILPITAS 1109 | 082831109 | CENTRAL COAST | SAN JOSE | 31.7351 | 944263.6667 | 42.297 | 46.2% | 10.39% | 84% | 0.9638% | 9 | 0 | 19 | 94.39% | 0.9638% | 5.051% | 42 | 151 | 0 | 1 | 117 | 5 | 0 | 11 | 16 | 396 | 9.042 | 36 | 24 | 6 | 129 | 0 | 0 | 18 | 0 | 0.39836 | 16.4592 | 2.901 | 19.0211 | Medium | High | Low | Top
WILLITS 1103 | 042661103 | NORTHERN | HUMBOLDT | 145.158 | 627725.6667 | 43.3384 | 22.62% | 33.33% | 60.18% | 4.309% | 22 | 1 | 155 | 88.19% | 9.633% | 10.87% | 563 | 1124 | 4 | 39 | 761 | 357 | 21 | 36 | 52 | 2961 | 38.7011 | 389 | 132 | 33 | 1035 | 0 | 7 | 154 | 0 | 0.23888 | 34.3856 | 2.2905 | 18.8143 | Low | High | Low | Top
COTATI 1105 | 042271105 | NORTHERN | SONOMA | 39.2511 | 853816.3333 | 43.1749 | 51.84% | 7.026% | 56.51% | 22.56% | 7 | 1 | 72 | 51.92% | 34.18% | 3.934% | 170 | 524 | 0 | 4 | 200 | 119 | 8 | 22 | 34 | 915 | 37.1816 | 140 | 68 | 16 | 374 | 0 | 4 | 72 | 0 | 0.32337 | 19.3531 | 2.9919 | 18.7239 | Low | High | Low | Top
NOTRE DAME 1104 | 102041104 | NORTHERN | NORTH VALLEY | 28.6184 | 1065755.6667 | 43.1707 | 38.88% | 7.59% | 62.48% | 0% | 0 | 1 | 10 | 70.07% | 0% | 7.266% | 71 | 178 | 4 | 0 | 59 | 9 | 0 | 5 | 9 | 578 | 39.5289 | 67 | 23 | 2 | 126 | 0 | 3 | 10 | 0 | 0.28459 | 11.1999 | 5.831 | 18.5858 | Low | Medium | High | Top
SAUSALITO 1102 | 042491102 | BAY AREA | NORTH BAY | 8.7614 | 820352.6667 | 43.0369 | 19.47% | 4.189% | 12.46% | 42.41% | 4 | 1 | 17 | 11.63% | 73.47% | 4.362% | 40 | 44 | 0 | 1 | 202 | 22 | 0 | 10 | 15 | 298 | 35.0161 | 24 | 14 | 5 | 63 | 0 | 0 | 17 | 1 | 0.73232 | 4.1671 | 5.9676 | 18.2113 | High | Medium | High | Top
ARCATA 1121 | 192021121 | NORTHERN | HUMBOLDT | 6.8402 | 810260 | 40.963 | 75.92% | 2.883% | 3.664% | 93.45% | 7 | 0 | 10 | 6.547% | 93.45% | 40.74% | 0 | 4 | 0 | 0 | 92 | 7 | 0 | 2 | 2 | 135 | 15.4375 | 9 | 2 | 3 | 33 | 0 | 0 | 10 | 1 | 0.5651 | 7.3201 | 4.2129 | 17.4269 | Medium | Medium | Medium | Top
SPRUCE 0401 | 013340401 | BAY AREA | EAST BAY | 4.123 | 83704.6667 | 44.7953 | 34.2% | 0% | 40.19% | 28.52% | 3 | 0 | 12 | 7.456% | 66% | 65.7% | 22 | 15 | 0 | 0 | 35 | 4 | 2 | 3 | 8 | 172 | 45.7818 | 6 | 24 | 14 | 55 | 0 | 0 | 12 | 1 | 0.7654 | 2.5009 | 9.038 | 17.3002 | High | Medium | High | Top
RINCON 1101 | 043321101 | NORTHERN | SONOMA | 22.5067 | 856789 | 43.9057 | 46.18% | 0% | 89.1% | 5.069% | 0 | 1 | 27 | 89.1% | 5.069% | 6.767% | 59 | 138 | 0 | 0 | 69 | 32 | 0 | 7 | 9 | 266 | 33.1448 | 64 | 31 | 10 | 151 | 0 | 0 | 27 | 1 | 0.20622 | 20.328 | 4.0865 | 17.1307 | Low | High | Medium | Top
GRASS VALLEY 1101 | 152031101 | NORTHERN | SIERRA | 17.4986 | 470903 | 42.0538 | 20.32% | 47.37% | 21.93% | 1.034% | 1 | 0 | 43 | 63.29% | 7.041% | 7.312% | 48 | 268 | 2 | 0 | 81 | 29 | 0 | 3 | 14 | 465 | 33.0793 | 82 | 30 | 3 | 166 | 0 | 1 | 43 | 0 | 0.26083 | 14.2287 | 4.5855 | 17.0183 | Low | High | Medium | Top
GARBERVILLE 1103 | 192221103 | NORTHERN | HUMBOLDT | 1.5013 | 204302 | 42.7083 | 10.26% | 0% | 22.25% | 56.82% | 0 | 0 | 2 | 18.44% | 72.86% | 25% | 4 | 4 | 0 | 0 | 13 | 0 | 0 | 0 | 0 | 24 | 30.2222 | 3 | 3 | 1 | 9 | 0 | 0 | 2 | 1 | 0.51486 | 7.0838 | 4.657 | 16.985 | Medium | Medium | Medium | Top
LAURELES 1111 | 182371111 | CENTRAL COAST | CENTRAL COAST | 105.5941 | 313728.3333 | 40.507 | 34.76% | 21.84% | 71.69% | 2.14% | 20 | 2 | 111 | 80.39% | 18.12% | 12.52% | 153 | 729 | 0 | 88 | 537 | 150 | 0 | 15 | 20 | 1789 | 14.9403 | 171 | 83 | 18 | 617 | 0 | 0 | 111 | 0 | 0.23895 | 22.8849 | 3.0551 | 16.7061 | Low | High | Low | Top
CABRILLO 1103 | 183101103 | CENTRAL COAST | LOS PADRES | 61.5614 | 439667.3333 | 41.4516 | 44.87% | 9.704% | 52.79% | 21.84% | 1 | 1 | 50 | 56.48% | 31.3% | 2.335% | 55 | 87 | 2 | 184 | 307 | 160 | 0 | 4 | 7 | 1028 | 24.3281 | 66 | 34 | 4 | 275 | 0 | 0 | 49 | 0 | 0.19035 | 15.1342 | 5.7894 | 16.6782 | Low | High | High | Top
UPPER LAKE 1101 | 042871101 | NORTHERN | HUMBOLDT | 57.6996 | 410579 | 44.0754 | 58.66% | 9.214% | 53.33% | 32.16% | 4 | 1 | 25 | 61.24% | 33.46% | 7.415% | 244 | 444 | 0 | 17 | 234 | 147 | 24 | 8 | 16 | 998 | 36.4437 | 128 | 51 | 11 | 325 | 0 | 1 | 25 | 0 | 0.47303 | 13.3397 | 2.6416 | 16.6684 | Medium | High | Low | Top
BUELLTON 1101 | 183041101 | CENTRAL COAST | LOS PADRES | 83.6196 | 1244816.3333 | 41.788 | 38.57% | 8.091% | 58.81% | 17.29% | 6 | 2 | 68 | 62.04% | 23.75% | 2.684% | 105 | 110 | 2 | 246 | 351 | 182 | 0 | 11 | 17 | 1267 | 20.1398 | 74 | 30 | 14 | 352 | 0 | 0 | 67 | 0 | 0.2908 | 15.5306 | 3.6659 | 16.5566 | Low | High | Low | Top
GREENBRAE 1103 | 043091103 | BAY AREA | NORTH BAY | 5.5389 | 1089266 | 43.1922 | 9.46% | 0% | 32.68% | 65.01% | 10 | 1 | 8 | 32.68% | 66.45% | 9.091% | 43 | 79 | 5 | 1 | 113 | 79 | 9 | 1 | 1 | 308 | 26.4937 | 21 | 29 | 16 | 83 | 0 | 0 | 8 | 1 | 0.83128 | 2.375 | 8.3516 | 16.4882 | High | Low | High | Top
CAMBRIA 1102 | 182771102 | CENTRAL COAST | LOS PADRES | 19.7066 | 241500.3333 | 42.5837 | 17.92% | 0.2957% | 51.45% | 43.75% | 1 | 0 | 12 | 31.12% | 67.03% | 7.177% | 27 | 4 | 0 | 14 | 108 | 29 | 0 | 3 | 4 | 209 | 32.7 | 20 | 11 | 6 | 62 | 0 | 0 | 11 | 0 | 0.50187 | 7.6706 | 4.246 | 16.3457 | Medium | Medium | Medium | Top
PAUL SWEET 2104 | 083252104 | CENTRAL COAST | CENTRAL COAST | 17.7398 | 1907378 | 45.2185 | 8.745% | 0% | 76.87% | 11.53% | 3 | 0 | 52 | 76.1% | 12.43% | 4.37% | 91 | 203 | 0 | 5 | 108 | 27 | 0 | 10 | 10 | 389 | 57.9791 | 42 | 39 | 8 | 192 | 4 | 0 | 52 | 0 | 0.35781 | 7.4358 | 6.1387 | 16.3329 | Medium | Medium | High | Top
OAKLAND D 1112 | 012041112 | BAY AREA | EAST BAY | 2.7059 | 1308951.6667 | 45.1087 | 8.874% | 25.7% | 11.84% | 33.9% | 2 | 0 | 8 | 29.52% | 62.52% | 36.96% | 30 | 14 | 0 | 0 | 43 | 16 | 6 | 6 | 9 | 92 | 11.6923 | 8 | 7 | 5 | 29 | 0 | 0 | 8 | 0 | 0.66632 | 3.5155 | 6.8847 | 16.1272 | High | Medium | High | Top
TOCALOMA 0241 | 043150241 | BAY AREA | NORTH BAY | 0.031239 | 140551.6667 | 0 | 0% | 0% | 0% | 0% | 0 | 0 | 0 | 0% | 100% | 0% | 0 | 0 | 0 | 0 | 0 | 0 | 0 | 0 | 0 | 0 | 0 | 0 | 0 | 0 | 0 | 0 | 0 | 0 | 0 | 0.2517 | 11.2183 | 5.7098 | 16.1223 | Low | Medium | High | Top
CLAYTON 2213 | 012022213 | BAY AREA | DIABLO | 3.8789 | 1024410 | 42.1698 | 0% | 0% | 100% | 0% | 0 | 0 | 2 | 100% | 0% | 0% | 14 | 10 | 0 | 0 | 40 | 0 | 0 | 1 | 1 | 53 | 21 | 1 | 0 | 2 | 4 | 0 | 0 | 2 | 1 | 0.39159 | 6.6722 | 6.1598 | 16.094 | Medium | Medium | High | Top
MORGAN HILL 2111 | 083242111 | CENTRAL COAST | SAN JOSE | 51.8726 | 1641880 | 42.2732 | 50.3% | 7.74% | 72.11% | 10.01% | 11 | 0 | 88 | 79.43% | 13.6% | 7.361% | 143 | 415 | 1 | 23 | 325 | 54 | 0 | 6 | 16 | 951 | 17.2821 | 89 | 63 | 7 | 323 | 0 | 0 | 86 | 0 | 0.20331 | 18.1806 | 4.2576 | 15.7369 | Low | High | Medium | Top
LAURELES 1112 | 182371112 | CENTRAL COAST | CENTRAL COAST | 29.5797 | 437175.6667 | 40.7037 | 11.39% | 0.561% | 42.14% | 30.11% | 8 | 3 | 43 | 23.27% | 67.16% | 6.657% | 38 | 169 | 0 | 20 | 340 | 30 | 0 | 7 | 10 | 676 | 15.813 | 83 | 73 | 12 | 265 | 4 | 0 | 43 | 1 | 0.71132 | 5.2747 | 4.1937 | 15.7349 | High | Medium | Medium | Top
BAYWOOD 1101 | 182801101 | CENTRAL COAST | LOS PADRES | 4.2971 | 403333.6667 | 41.1628 | 3.693% | 0% | 74.94% | 25.06% | 0 | 0 | 1 | 74.94% | 25.06% | 4.651% | 4 | 1 | 2 | 2 | 17 | 0 | 0 | 2 | 3 | 43 | 20.1667 | 6 | 1 | 0 | 15 | 0 | 0 | 1 | 0 | 0.24583 | 12.3111 | 5.1411 | 15.5592 | Low | High | Medium | Top
APPLE HILL 2102 | 153662102 | NORTHERN | SIERRA | 340.2385 | 1278042.6667 | 42.6618 | 39.25% | 67.52% | 27.16% | 0.0005566% | 25 | 5 | 457 | 95.5% | 0.0005566% | 1.824% | 682 | 4238 | 270 | 0 | 1183 | 707 | 25 | 44 | 74 | 8167 | 42.6252 | 1351 | 653 | 40 | 2988 | 0 | 7 | 457 | 0 | 0.24544 | 18.073 | 3.4818 | 15.4449 | Low | High | Low | Top
JAMESON 1102 | 063801102 | NORTHERN | SACRAMENTO | 8.9423 | 874727 | 42.0833 | 31.17% | 0.5673% | 59.84% | 37.25% | 1 | 0 | 10 | 60.41% | 37.25% | 3.226% | 31 | 94 | 4 | 0 | 59 | 10 | 0 | 5 | 5 | 217 | 33.9159 | 29 | 50 | 8 | 113 | 0 | 0 | 10 | 0 | 0.43725 | 5.3375 | 6.5491 | 15.2846 | Medium | Medium | High | Top
VACAVILLE 1104 | 063601104 | NORTHERN | SACRAMENTO | 15.7436 | 991004.3333 | 43.3104 | 143.9% | 1.618% | 39.26% | 27.79% | 2 | 0 | 20 | 39.57% | 33.35% | 6.831% | 60 | 116 | 1 | 0 | 109 | 20 | 0 | 3 | 11 | 366 | 33.0805 | 33 | 21 | 2 | 102 | 0 | 5 | 20 | 0 | 0.35647 | 10.7723 | 3.9792 | 15.28 | Medium | Medium | Medium | Top
OCEANO 1104 | 182601104 | CENTRAL COAST | LOS PADRES | 93.0178 | 1243391 | 41.8747 | 18.26% | 2.748% | 57.26% | 30.7% | 15 | 0 | 170 | 56.75% | 38.65% | 7.593% | 210 | 193 | 0 | 329 | 915 | 166 | 3 | 32 | 45 | 2173 | 27.9753 | 351 | 139 | 19 | 934 | 0 | 2 | 169 | 0 | 0.58112 | 5.4309 | 4.7955 | 15.1348 | Medium | Medium | Medium | Top
BELLEVUE 2103 | 043182103 | NORTHERN | SONOMA | 32.2764 | 1226044.6667 | 44.2334 | 22.47% | 0.4413% | 81.51% | 6.989% | 2 | 2 | 54 | 80.16% | 8.974% | 7.491% | 157 | 397 | 0 | 15 | 67 | 70 | 7 | 10 | 12 | 574 | 36.5889 | 112 | 78 | 9 | 272 | 0 | 0 | 54 | 0 | 0.17484 | 23.3201 | 3.7084 | 15.1202 | Low | High | Low | Top
GLENN 1101 | 102601101 | NORTHERN | NORTH VALLEY | 2.3498 | 784294 | 37 | 7.384% | 0% | 100% | 0% | 0 | 0 | 0 | 100% | 0% | 0% | 0 | 1 | 0 | 0 | 4 | 0 | 0 | 0 | 0 | 5 | 11.5 | 2 | 1 | 0 | 4 | 0 | 0 | 0 | 0 | 0.16613 | 47.6367 | 1.9073 | 15.0944 | Low | High | Low | Top
SONOMA 1107 | 042721107 | NORTHERN | SONOMA | 3.8318 | 610322.6667 | 44.7887 | 31.83% | 0% | 22.48% | 51.09% | 0 | 0 | 5 | 22.48% | 73.69% | 8.333% | 26 | 25 | 0 | 0 | 4 | 13 | 0 | 0 | 0 | 72 | 25.8571 | 3 | 1 | 0 | 9 | 0 | 0 | 5 | 0 | 0.40148 | 9.6896 | 3.8449 | 14.9574 | Medium | Medium | Medium | Top
ALTO 1120 | 042031120 | BAY AREA | NORTH BAY | 2.732 | 1013554.6667 | 43.4375 | 5.513% | 0% | 65.93% | 34.07% | 2 | 0 | 11 | 2.494% | 97.51% | 7.692% | 24 | 34 | 2 | 1 | 49 | 18 | 0 | 2 | 7 | 130 | 31.3889 | 8 | 16 | 0 | 37 | 0 | 0 | 11 | 1 | 0.65076 | 3.266 | 7.0337 | 14.9492 | Medium | Medium | High | Top
BUCKS CREEK 1102 | 102211102 | NORTHERN | NORTH VALLEY | 29.5609 | 24064 | 45.1628 | 29.42% | 95.12% | 2.32% | 1.332% | 0 | 0 | 20 | 50.06% | 49.94% | 25.17% | 238 | 195 | 1 | 0 | 227 | 74 | 0 | 6 | 19 | 743 | 30.913 | 11 | 11 | 7 | 65 | 0 | 0 | 19 | 0 | 0.42203 | 30.0939 | 1.1382 | 14.4563 | Medium | High | Low | Top
SHADY GLEN 1102 | 152431102 | NORTHERN | SIERRA | 39.9524 | 232070.3333 | 43.3918 | 21.35% | 56.21% | 23.77% | 0.9866% | 1 | 2 | 73 | 85.12% | 7.619% | 7.763% | 157 | 469 | 6 | 0 | 166 | 82 | 0 | 9 | 17 | 979 | 33.3199 | 162 | 92 | 9 | 377 | 0 | 0 | 73 | 0 | 0.095149 | 42.5798 | 3.5604 | 14.4247 | Low | High | Low | Top
PAUL SWEET 2107 | 083252107 | CENTRAL COAST | CENTRAL COAST | 11.6036 | 2229446.6667 | 42.5758 | 6.567% | 0.3399% | 48.7% | 19.85% | 0 | 1 | 9 | 48.7% | 43.43% | 8.333% | 20 | 32 | 0 | 3 | 53 | 8 | 0 | 5 | 5 | 132 | 26.3478 | 15 | 4 | 1 | 52 | 0 | 0 | 9 | 1 | 0.65913 | 3.567 | 6.0734 | 14.279 | Medium | Medium | High | Top
ELECTRA 1102 | 162161102 | CENTRAL VALLEY | STOCKTON | 83.9986 | 567923.3333 | 43.1537 | 52.38% | 44.29% | 34.7% | 4.547% | 4 | 1 | 16 | 85.67% | 8.854% | 3.815% | 283 | 813 | 0 | 0 | 504 | 134 | 24 | 5 | 11 | 1835 | 41.9552 | 26 | 12 | 0 | 69 | 0 | 2 | 16 | 0 | 0.23094 | 13.9932 | 4.4144 | 14.2655 | Low | High | Medium | Top
RESERVATION ROAD 1102 | 182731102 | CENTRAL COAST | CENTRAL COAST | 17.671 | 873814.3333 | 40.3351 | 7.497% | 0.4033% | 64.91% | 33.98% | 2 | 0 | 26 | 58.49% | 40.8% | 9.043% | 17 | 105 | 0 | 1 | 140 | 25 | 0 | 4 | 5 | 376 | 15.2941 | 49 | 29 | 3 | 147 | 0 | 0 | 26 | 0 | 0.3525 | 14.7217 | 2.7418 | 14.2282 | Medium | High | Low | Top
BIG RIVER 1101 | 043081101 | NORTHERN | HUMBOLDT | 73.6464 | 656342 | 42.0514 | 21.84% | 2.061% | 18.35% | 70.42% | 71 | 0 | 148 | 17.45% | 79.11% | 3.96% | 194 | 693 | 0 | 11 | 435 | 71 | 53 | 17 | 27 | 1717 | 36.2511 | 228 | 94 | 17 | 705 | 0 | 1 | 148 | 1 | 0.74751 | 4.0922 | 4.6289 | 14.1595 | High | Medium | Medium | Mid
CLOVERDALE 1102 | 042821102 | NORTHERN | SONOMA | 83.3346 | 1190946 | 42.7159 | 42.23% | 4.676% | 76.45% | 13.66% | 10 | 0 | 69 | 75.96% | 20.78% | 9.05% | 147 | 365 | 0 | 6 | 223 | 164 | 6 | 20 | 26 | 884 | 34.094 | 131 | 60 | 9 | 330 | 0 | 2 | 69 | 0 | 0.3486 | 16.796 | 2.4032 | 14.071 | Medium | High | Low | Mid
PHILO 1101 | 042601101 | NORTHERN | HUMBOLDT | 78.3323 | 289113.3333 | 42.4822 | 35.62% | 7.394% | 80.96% | 7.054% | 20 | 0 | 57 | 66.43% | 28.97% | 5.924% | 142 | 457 | 0 | 5 | 317 | 79 | 0 | 8 | 13 | 1131 | 32.6424 | 130 | 26 | 8 | 366 | 0 | 3 | 57 | 0 | 0.28284 | 19.2782 | 2.544 | 13.8714 | Low | High | Low | Mid
OTTER 1102 | 182941102 | CENTRAL COAST | CENTRAL COAST | 54.0889 | 233793.3333 | 39.8005 | 123.4% | 8.731% | 59.84% | 22.32% | 11 | 5 | 91 | 6.951% | 86.82% | 6.049% | 36 | 192 | 0 | 9 | 272 | 25 | 2 | 30 | 44 | 777 | 27.0575 | 88 | 39 | 11 | 241 | 0 | 1 | 90 | 1 | 0.67709 | 6.6789 | 3.0669 | 13.8692 | High | Medium | Low | Mid
VOLTA 1102 | 102541102 | NORTHERN | NORTH VALLEY | 128.9875 | 581294.6667 | 39.3776 | 0% | 95.94% | 1.1% | 0.03167% | 13 | 2 | 187 | 97.04% | 0.03167% | 6.354% | 66 | 1996 | 69 | 0 | 514 | 202 | 41 | 34 | 66 | 3352 | 39.5782 | 438 | 168 | 8 | 1116 | 0 | 10 | 187 | 0 | 0.15947 | 30.8605 | 2.8037 | 13.7976 | Low | High | Low | Mid
SANTA ROSA A 1108 | 042151108 | NORTHERN | SONOMA | 0.13621 | 1285152.6667 | 42.5 | 21.79% | 0% | 0% | 100% | 0 | 0 | 0 | 0% | 100% | 0% | 0 | 0 | 0 | 1 | 1 | 0 | 0 | 0 | 0 | 2 | 228 | 0 | 0 | 0 | 1 | 0 | 0 | 0 | 0 | 0.13174 | 26.5534 | 3.9118 | 13.6844 | Low | High | Medium | Mid
UKIAH 1113 | 042771113 | NORTHERN | HUMBOLDT | 7.0118 | 342503.6667 | 44.0107 | 0% | 32.53% | 55.33% | 12.06% | 0 | 0 | 8 | 86.76% | 13.16% | 8.021% | 42 | 65 | 0 | 0 | 64 | 15 | 0 | 2 | 2 | 187 | 28.8605 | 33 | 18 | 4 | 88 | 0 | 0 | 8 | 0 | 0.22946 | 19.4946 | 2.9987 | 13.4136 | Low | High | Low | Mid
FREMONT 1104 | 014351104 | CENTRAL COAST | MISSION | 7.4071 | 841311 | 41.4706 | 8.998% | 0% | 3.264% | 19.86% | 0 | 0 | 2 | 3.264% | 96.74% | 5.882% | 1 | 4 | 0 | 0 | 0 | 1 | 0 | 0 | 0 | 17 | 0 | 3 | 1 | 1 | 5 | 0 | 0 | 2 | 0 | 0.21027 | 12.4551 | 5.1163 | 13.3992 | Low | High | Medium | Mid
CURTIS 1703 | 163351703 | CENTRAL VALLEY | YOSEMITE | 195.9575 | 1283179.6667 | 43.1818 | 0% | 53.14% | 37.62% | 0.8058% | 19 | 1 | 202 | 90.47% | 1.158% | 3.02% | 712 | 2036 | 5 | 0 | 858 | 408 | 15 | 44 | 82 | 4205 | 25.3661 | 570 | 384 | 63 | 1540 | 0 | 1 | 202 | 0 | 0.26317 | 10.7025 | 4.7409 | 13.3531 | Low | Medium | Medium | Mid
PLACER 1103 | 152461103 | NORTHERN | SIERRA | 14.4144 | 655934 | 43.4528 | 37.12% | 0.03919% | 44.06% | 24.96% | 1 | 0 | 21 | 40.47% | 28.89% | 5.212% | 48 | 220 | 1 | 0 | 41 | 11 | 0 | 2 | 4 | 307 | 33.2034 | 49 | 36 | 0 | 120 | 0 | 0 | 21 | 0 | 0.34787 | 7.7884 | 4.9258 | 13.3454 | Medium | Medium | Medium | Mid
FORT SEWARD 1122 | 192321122 | NORTHERN | HUMBOLDT | 17.6582 | 29145 | 38.3943 | 42.47% | 10.48% | 67.82% | 0% | 2 | 0 | 10 | 100% | 0% | 21.77% | 13 | 4 | 0 | 0 | 158 | 8 | 0 | 1 | 2 | 248 | 36.7347 | 14 | 8 | 5 | 50 | 0 | 0 | 10 | 0 | 0.30678 | 25.8623 | 1.6724 | 13.2692 | Low | High | Low | Mid
JAMESON 1105 | 063801105 | NORTHERN | SACRAMENTO | 22.537 | 1153872.3333 | 43.1313 | 13.93% | 0% | 79.81% | 13.73% | 2 | 3 | 15 | 73.95% | 19.58% | 3.023% | 72 | 264 | 5 | 0 | 44 | 28 | 0 | 1 | 1 | 397 | 29.7642 | 44 | 33 | 5 | 118 | 0 | 0 | 15 | 0 | 0.2476 | 11.0603 | 4.8249 | 13.2129 | Low | Medium | Medium | Mid
VACA DIXON 1105 | 063591105 | NORTHERN | SACRAMENTO | 29.0754 | 747516 | 42.2837 | 22.35% | 0.1419% | 90.86% | 0.8615% | 3 | 0 | 19 | 91% | 0.8615% | 2.2% | 56 | 230 | 3 | 0 | 71 | 17 | 1 | 6 | 7 | 500 | 35.7798 | 74 | 57 | 12 | 191 | 0 | 0 | 19 | 0 | 0.20292 | 18.0837 | 3.6007 | 13.2127 | Low | High | Low | Mid
HIGHLANDS 1103 | 043361103 | NORTHERN | HUMBOLDT | 114.7409 | 801003 | 44.9955 | 67.57% | 12.43% | 65.75% | 1.789% | 8 | 8 | 115 | 86.52% | 2.564% | 12.58% | 642 | 1074 | 22 | 9 | 354 | 453 | 0 | 15 | 29 | 2249 | 41.8491 | 376 | 182 | 56 | 856 | 0 | 5 | 115 | 0 | 0.11397 | 22.9843 | 5.0074 | 13.1168 | Low | High | Medium | Mid
GOLDTREE 1108 | 182581108 | CENTRAL COAST | LOS PADRES | 2.8394 | 635317 | 44.3333 | 127% | 1.891% | 25.37% | 6.778% | 1 | 0 | 3 | 27.26% | 6.778% | 4.444% | 11 | 0 | 0 | 4 | 18 | 16 | 0 | 1 | 1 | 45 | 58.1818 | 3 | 2 | 0 | 12 | 0 | 0 | 3 | 0 | 0.36451 | 7.1986 | 4.9397 | 12.9614 | Medium | Medium | Medium | Mid
REDBUD 1102 | 043191102 | NORTHERN | HUMBOLDT | 29.3262 | 893934.6667 | 44.7823 | 73.97% | 3.45% | 68.7% | 8.426% | 4 | 1 | 17 | 72.15% | 8.426% | 8.484% | 216 | 285 | 3 | 10 | 176 | 83 | 0 | 6 | 9 | 719 | 35.119 | 91 | 80 | 14 | 259 | 0 | 0 | 17 | 0 | 0.19155 | 12.7704 | 5.2758 | 12.9055 | Low | High | Medium | Mid
SWIFT 2110 | 083392110 | CENTRAL COAST | SAN JOSE | 83.7273 | 1271083.6667 | 40.976 | 49.02% | 11.88% | 65.4% | 22.33% | 3 | 0 | 73 | 73.06% | 26.93% | 6.649% | 67 | 548 | 0 | 8 | 275 | 81 | 0 | 3 | 12 | 1128 | 9.4839 | 78 | 49 | 5 | 250 | 0 | 1 | 72 | 0 | 0.22472 | 21.4706 | 2.6679 | 12.8723 | Low | High | Low | Mid
KING CITY 1103 | 182031103 | CENTRAL COAST | CENTRAL COAST | 17.6652 | 567182 | 40.3876 | 20.41% | 0.04509% | 99.95% | 0% | 0 | 0 | 21 | 99.95% | 0% | 6.95% | 12 | 105 | 0 | 2 | 76 | 19 | 0 | 3 | 3 | 259 | 14.3854 | 44 | 8 | 0 | 105 | 0 | 0 | 21 | 0 | 0.12954 | 25.8045 | 3.8377 | 12.8287 | Low | High | Medium | Mid
NEWBURG 1133 | 192151133 | NORTHERN | HUMBOLDT | 4.5902 | 104146 | 41.5217 | 18.35% | 0% | 39.51% | 25.94% | 0 | 0 | 3 | 39.51% | 48.81% | 63.04% | 7 | 0 | 0 | 0 | 36 | 4 | 0 | 1 | 1 | 46 | 12 | 6 | 0 | 0 | 16 | 0 | 0 | 3 | 1 | 0.62446 | 7.44 | 2.7149 | 12.6134 | Medium | Medium | Low | Mid
PASO ROBLES 1107 | 182611107 | CENTRAL COAST | LOS PADRES | 0.27858 | 948215.3333 | 38.3333 | 9.404% | 0% | 100% | 0% | 0 | 0 | 0 | 100% | 0% | 16.67% | 0 | 0 | 0 | 2 | 2 | 2 | 0 | 0 | 0 | 6 | 34.5 | 1 | 0 | 0 | 2 | 0 | 0 | 0 | 0 | 0.16605 | 24.9252 | 3.038 | 12.5737 | Low | High | Low | Mid
SANTA MARIA 1108 | 182671108 | CENTRAL COAST | LOS PADRES | 73.6335 | 1175161.3333 | 40.9195 | 35.85% | 2.43% | 93.3% | 0.2728% | 5 | 0 | 53 | 97.28% | 1.23% | 11.01% | 64 | 139 | 0 | 125 | 483 | 97 | 0 | 8 | 13 | 1054 | 27.4301 | 96 | 32 | 8 | 307 | 0 | 0 | 53 | 0 | 0.15542 | 30.8224 | 2.6213 | 12.5573 | Low | High | Low | Mid
SANTA YNEZ 1101 | 182721101 | CENTRAL COAST | LOS PADRES | 34.6124 | 1199568 | 41.3793 | 113.2% | 4.532% | 74.18% | 5.897% | 1 | 0 | 27 | 78.16% | 11.69% | 3.058% | 56 | 43 | 0 | 46 | 204 | 77 | 0 | 14 | 18 | 556 | 22.3465 | 18 | 14 | 4 | 109 | 0 | 1 | 27 | 0 | 0.14889 | 33.8357 | 2.4884 | 12.5359 | Low | High | Low | Mid
UKIAH 1114 | 042771114 | NORTHERN | HUMBOLDT | 56.1108 | 603713.3333 | 42.2371 | 0% | 46.79% | 43.87% | 4.081% | 4 | 0 | 34 | 72.94% | 21.81% | 6.452% | 101 | 344 | 0 | 9 | 282 | 54 | 0 | 1 | 2 | 899 | 32.2492 | 130 | 42 | 9 | 306 | 0 | 0 | 34 | 0 | 0.23571 | 22.8555 | 2.3246 | 12.5234 | Low | High | Low | Mid
SOBRANTE 1102 | 014671102 | BAY AREA | DIABLO | 27.4867 | 665912.3333 | 44.9287 | 44.98% | 1.018% | 33.4% | 36.09% | 6 | 2 | 107 | 30.18% | 40.33% | 15.56% | 198 | 196 | 1 | 1 | 310 | 33 | 0 | 11 | 20 | 771 | 25.2005 | 84 | 205 | 53 | 411 | 0 | 0 | 107 | 1 | 0.57577 | 3.4775 | 6.2088 | 12.4314 | Medium | Medium | High | Mid
CASTRO VALLEY 1101 | 014091101 | CENTRAL COAST | MISSION | 3.4212 | 992296.6667 | 43.9216 | 25.37% | 0% | 45.71% | 10.04% | 8 | 4 | 0 | 36.26% | 19.49% | 3.922% | 4 | 9 | 0 | 0 | 40 | 1 | 0 | 1 | 2 | 51 | 5.6667 | 0 | 6 | 0 | 12 | 0 | 0 | 0 | 0 | 0.45379 | 4.2248 | 6.38 | 12.2315 | Medium | Medium | High | Mid
SALT SPRINGS 2101 | 163692101 | CENTRAL VALLEY | STOCKTON | 16.0684 | 59288.6667 | 46.2035 | 33.03% | 44.28% | 3.125% | 0% | 1 | 1 | 16 | 99.78% | 0.1926% | 3.462% | 268 | 290 | 0 | 0 | 109 | 22 | 0 | 4 | 14 | 520 | 28.3106 | 68 | 15 | 2 | 137 | 0 | 2 | 16 | 1 | 0.4829 | 15.8942 | 1.5862 | 12.1744 | Medium | High | Low | Mid
PARADISE 1104 | 102831104 | NORTHERN | NORTH VALLEY | 38.9544 | 1065050.6667 | 42.4077 | 14.54% | 3.104% | 56.28% | 32.08% | 21 | 5 | 82 | 56.48% | 35.62% | 4.57% | 172 | 664 | 27 | 0 | 323 | 80 | 76 | 10 | 28 | 1466 | 0 | 0 | 0 | 0 | 55 | 0 | 0 | 81 | 1 | 0.73559 | 2.41 | 6.7957 | 12.047 | High | Medium | High | Mid
MILPITAS 1108 | 082831108 | CENTRAL COAST | SAN JOSE | 0.28331 | 934813.6667 | 40 | 0% | 0% | 0% | 100% | 0 | 0 | 0 | 0% | 100% | 100% | 0 | 0 | 0 | 0 | 0 | 0 | 0 | 0 | 0 | 1 | 44 | 0 | 0 | 0 | 1 | 0 | 0 | 0 | 0 | 0.13615 | 26.5534 | 3.2974 | 11.9212 | Low | High | Low | Mid
PASO ROBLES 1103 | 182611103 | CENTRAL COAST | LOS PADRES | 40.9142 | 920890.6667 | 44.0492 | 98.09% | 0.966% | 50.6% | 15.19% | 4 | 0 | 51 | 50.48% | 16.9% | 6.831% | 177 | 84 | 0 | 88 | 149 | 66 | 0 | 16 | 30 | 732 | 37.9921 | 147 | 33 | 2 | 260 | 0 | 0 | 51 | 0 | 0.28115 | 10.6388 | 3.9743 | 11.8876 | Low | Medium | Medium | Mid
TEMPLETON 2112 | 183052112 | CENTRAL COAST | LOS PADRES | 3.3396 | 1058186 | 42.4194 | 22.73% | 0% | 82.75% | 17.25% | 0 | 0 | 2 | 82.75% | 17.25% | 3.226% | 9 | 0 | 0 | 3 | 11 | 2 | 0 | 0 | 0 | 31 | 25.1667 | 3 | 4 | 0 | 13 | 0 | 0 | 2 | 0 | 0.22631 | 15.8309 | 3.3114 | 11.8637 | Low | High | Low | Mid
FRENCH GULCH 1102 | 103381102 | NORTHERN | NORTH VALLEY | 22.423 | 40453.6667 | 40.4175 | 76.3% | 62.99% | 30.28% | 0% | 1 | 0 | 7 | 99.77% | 0% | 4.277% | 78 | 184 | 7 | 0 | 216 | 32 | 0 | 4 | 7 | 491 | 30.8 | 13 | 3 | 0 | 30 | 0 | 0 | 6 | 0 | 0.26809 | 11.8873 | 3.7098 | 11.8226 | Low | Medium | Low | Mid
CURTIS 1701 | 163351701 | CENTRAL VALLEY | YOSEMITE | 14.8035 | 1423665 | 43.9225 | 0% | 0% | 42.83% | 18.88% | 1 | 1 | 10 | 42.78% | 22.21% | 6.731% | 109 | 165 | 0 | 0 | 118 | 44 | 1 | 4 | 13 | 416 | 29.8258 | 47 | 51 | 10 | 168 | 0 | 0 | 10 | 0 | 0.41835 | 4.74 | 5.9345 | 11.7678 | Medium | Medium | High | Mid
VACAVILLE 1108 | 063601108 | NORTHERN | SACRAMENTO | 30.2656 | 956164.3333 | 42.1267 | 27.73% | 17.16% | 78.83% | 1.73% | 3 | 0 | 19 | 88.9% | 9.616% | 4.673% | 62 | 198 | 4 | 1 | 126 | 20 | 13 | 3 | 5 | 535 | 25.5682 | 59 | 59 | 9 | 201 | 0 | 0 | 19 | 0 | 0.22624 | 14.4907 | 3.5756 | 11.7221 | Low | High | Low | Mid
SANTA YNEZ 1102 | 182721102 | CENTRAL COAST | LOS PADRES | 7.2642 | 780186.3333 | 43.866 | 97.1% | 0.2586% | 86.15% | 1.148% | 0 | 1 | 11 | 85.39% | 2.167% | 5.102% | 17 | 4 | 0 | 11 | 35 | 10 | 0 | 3 | 3 | 98 | 34.3478 | 5 | 6 | 1 | 24 | 0 | 0 | 11 | 0 | 0.19826 | 19.492 | 3.0213 | 11.6756 | Low | High | Low | Mid
JARVIS 1101 | 013501101 | CENTRAL COAST | MISSION | 0.92149 | 1462003 | 42.7778 | 3.281% | 0% | 93.6% | 0% | 0 | 0 | 1 | 37.36% | 56.23% | 0% | 1 | 6 | 0 | 0 | 3 | 0 | 0 | 0 | 0 | 9 | 1.5 | 2 | 1 | 0 | 4 | 0 | 0 | 1 | 0 | 0.18332 | 9.8889 | 6.3467 | 11.5054 | Low | Medium | High | Mid
MORGAN HILL 2105 | 083242105 | CENTRAL COAST | SAN JOSE | 53.819 | 1235253.3333 | 42.623 | 31.12% | 0.5059% | 67.87% | 17.27% | 7 | 0 | 123 | 64.03% | 22.35% | 7.328% | 168 | 591 | 1 | 10 | 269 | 54 | 0 | 23 | 35 | 1078 | 24.7897 | 131 | 103 | 19 | 426 | 0 | 0 | 122 | 0 | 0.31888 | 8.7824 | 4.0834 | 11.4356 | Low | Medium | Medium | Mid
LLAGAS 2106 | 083182106 | CENTRAL COAST | SAN JOSE | 2.0521 | 1901998 | 47.5 | 0.7117% | 0% | 100% | 0% | 0 | 0 | 2 | 100% | 0% | 83.33% | 12 | 2 | 0 | 0 | 0 | 15 | 0 | 0 | 0 | 18 | 0 | 1 | 3 | 0 | 5 | 0 | 0 | 2 | 0 | 0.29163 | 13.8356 | 2.8315 | 11.4249 | Low | High | Low | Mid
CENTERVILLE 1101 | 102021101 | NORTHERN | NORTH VALLEY | 36.3928 | 119772.6667 | 44.4126 | 21.95% | 6.43% | 65.78% | 18.73% | 13 | 1 | 0 | 65.79% | 25.15% | 6.933% | 159 | 312 | 1 | 0 | 100 | 67 | 2 | 0 | 0 | 750 | 0 | 0 | 0 | 0 | 0 | 0 | 0 | 0 | 0 | 0.44045 | 4.0581 | 6.3214 | 11.2989 | Medium | Medium | High | Mid
MESA 1101 | 182821101 | CENTRAL COAST | LOS PADRES | 51.3797 | 610527 | 42.1948 | 32.34% | 0.08203% | 61.62% | 22.63% | 7 | 0 | 55 | 64.34% | 22.8% | 5.841% | 93 | 74 | 0 | 210 | 216 | 85 | 0 | 3 | 8 | 856 | 30.3484 | 95 | 41 | 4 | 311 | 0 | 0 | 55 | 0 | 0.27505 | 11.6851 | 3.4196 | 10.9904 | Low | Medium | Low | Mid
PIERCY 2110 | 083912110 | CENTRAL COAST | SAN JOSE | 21.9492 | 830413 | 40.7759 | 18.46% | 0% | 91.1% | 0% | 5 | 0 | 9 | 89% | 2.102% | 5.603% | 12 | 9 | 0 | 1 | 194 | 14 | 0 | 3 | 3 | 232 | 20.6364 | 11 | 3 | 3 | 44 | 0 | 0 | 8 | 0 | 0.23788 | 15.0285 | 3.0676 | 10.9666 | Low | High | Low | Mid
HARRIS 1108 | 192431108 | NORTHERN | HUMBOLDT | 3.1677 | 1162559 | 42.2794 | 22.21% | 0% | 19.91% | 79.84% | 0 | 0 | 7 | 20.16% | 79.84% | 26.47% | 5 | 6 | 0 | 1 | 49 | 3 | 0 | 1 | 2 | 68 | 23.3846 | 8 | 7 | 0 | 26 | 0 | 0 | 7 | 0 | 0.55493 | 2.6375 | 7.4912 | 10.9641 | Medium | Medium | High | Mid
IGNACIO 1101 | 042481101 | BAY AREA | NORTH BAY | 6.5242 | 913608.6667 | 45.6085 | 64.41% | 0% | 54.92% | 0% | 3 | 0 | 19 | 54.92% | 0% | 2.105% | 46 | 29 | 0 | 1 | 98 | 31 | 0 | 8 | 13 | 190 | 27.4898 | 6 | 21 | 14 | 53 | 0 | 0 | 19 | 0 | 0.40325 | 3.9009 | 6.9266 | 10.8959 | Medium | Medium | High | Mid
OCEANO 1103 | 182601103 | CENTRAL COAST | LOS PADRES | 1.2899 | 1402991.3333 | 42.3333 | 10.74% | 0% | 88.78% | 11.22% | 0 | 0 | 4 | 88.78% | 11.22% | 0% | 0 | 0 | 0 | 1 | 3 | 11 | 0 | 2 | 2 | 15 | 58.25 | 0 | 1 | 0 | 7 | 0 | 0 | 4 | 1 | 0.23181 | 9.651 | 4.8193 | 10.7817 | Low | Medium | Medium | Mid
BASALT 1106 | 042461106 | BAY AREA | NORTH BAY | 6.2402 | 1007250 | 42.7586 | 30.81% | 7.111% | 80.61% | 0.7277% | 0 | 0 | 4 | 70.63% | 20.15% | 6.897% | 4 | 15 | 0 | 0 | 6 | 1 | 0 | 0 | 0 | 29 | 36 | 1 | 0 | 0 | 5 | 0 | 0 | 4 | 0 | 0.18266 | 17.6161 | 3.3495 | 10.7778 | Low | High | Low | Mid
UKIAH 1111 | 042771111 | NORTHERN | HUMBOLDT | 22.9697 | 692428 | 41.4815 | 64.46% | 18.2% | 81.8% | 0% | 0 | 0 | 8 | 99.86% | 0.1414% | 16% | 20 | 46 | 0 | 1 | 153 | 96 | 0 | 0 | 0 | 325 | 43.5 | 29 | 11 | 4 | 75 | 0 | 0 | 8 | 0 | 0.16351 | 28.8186 | 2.2781 | 10.7352 | Low | High | Low | Mid
PENRYN 1103 | 152561103 | NORTHERN | SIERRA | 68.3912 | 559268 | 42.2959 | 34.43% | 1.345% | 64.14% | 23.75% | 9 | 0 | 139 | 65.33% | 24.08% | 5.737% | 137 | 983 | 9 | 4 | 202 | 72 | 0 | 13 | 28 | 1499 | 33.0661 | 294 | 203 | 17 | 639 | 0 | 2 | 139 | 0 | 0.34554 | 6.5132 | 4.7384 | 10.664 | Medium | Medium | Medium | Mid
MORAGA 1102 | 013801102 | BAY AREA | DIABLO | 4.3902 | 485517.3333 | 44.8457 | 104.1% | 0% | 27.11% | 30.91% | 0 | 0 | 11 | 13.13% | 74.88% | 20.25% | 43 | 41 | 0 | 0 | 84 | 7 | 0 | 0 | 4 | 163 | 20.55 | 12 | 32 | 7 | 60 | 0 | 0 | 11 | 0 | 0.58353 | 2.6954 | 6.6962 | 10.5322 | Medium | Medium | High | Mid
PANORAMA 1102 | 103461102 | NORTHERN | NORTH VALLEY | 34.2527 | 976523.6667 | 43.0259 | 52.24% | 24.89% | 45.15% | 15.66% | 1 | 0 | 12 | 66.55% | 33.45% | 7.246% | 126 | 246 | 10 | 0 | 114 | 71 | 0 | 5 | 7 | 621 | 35.5055 | 31 | 19 | 1 | 106 | 0 | 0 | 12 | 0 | 0.29312 | 9.8211 | 3.6499 | 10.5071 | Low | Medium | Low | Mid
CLOVERDALE 1101 | 042821101 | NORTHERN | SONOMA | 24.6061 | 702582.6667 | 43.4877 | 46.47% | 7.145% | 75.67% | 12.85% | 1 | 0 | 15 | 82.63% | 13.03% | 16.92% | 62 | 129 | 0 | 3 | 64 | 74 | 0 | 4 | 5 | 325 | 35.5678 | 54 | 17 | 5 | 122 | 0 | 0 | 15 | 0 | 0.19234 | 24.723 | 2.1882 | 10.4056 | Low | High | Low | Mid
HARRIS 1109 | 192431109 | NORTHERN | HUMBOLDT | 13.4593 | 1050995 | 41.8673 | 6.082% | 3.296% | 43.05% | 53.66% | 5 | 0 | 21 | 29.16% | 70.84% | 41.91% | 28 | 23 | 0 | 1 | 306 | 28 | 22 | 1 | 1 | 408 | 26.7095 | 54 | 27 | 9 | 183 | 0 | 0 | 20 | 1 | 0.76709 | 2.1669 | 6.2272 | 10.3507 | High | Low | High | Mid
SAN BENITO 2101 | 182742101 | CENTRAL COAST | CENTRAL COAST | 3.8338 | 1306436.3333 | 39.1538 | 71.09% | 0% | 61.18% | 38.82% | 0 | 0 | 3 | 61.18% | 38.82% | 0% | 1 | 21 | 0 | 1 | 39 | 0 | 0 | 0 | 0 | 65 | 35.087 | 12 | 2 | 0 | 25 | 0 | 0 | 3 | 0 | 0.27258 | 12.0304 | 3.1507 | 10.3316 | Low | Medium | Low | Mid
SANTA YNEZ 1104 | 182721104 | CENTRAL COAST | LOS PADRES | 46.9293 | 971931.6667 | 41.9828 | 80.97% | 1.287% | 78.43% | 17.04% | 1 | 0 | 74 | 78.06% | 19.19% | 5.665% | 48 | 55 | 0 | 78 | 211 | 163 | 0 | 7 | 9 | 812 | 30.0575 | 50 | 40 | 3 | 234 | 0 | 0 | 73 | 0 | 0.15411 | 25.263 | 2.6431 | 10.2901 | Low | High | Low | Mid
FRENCH GULCH 1101 | 103381101 | NORTHERN | NORTH VALLEY | 18.8732 | 81398 | 41.7304 | 57.91% | 30.8% | 64.98% | 0% | 3 | 0 | 7 | 100% | 0% | 7.219% | 49 | 205 | 14 | 1 | 97 | 57 | 0 | 4 | 11 | 471 | 37.3176 | 36 | 13 | 0 | 90 | 0 | 1 | 7 | 0 | 0.26417 | 10.7915 | 3.5769 | 10.1971 | Low | Medium | Low | Mid
JOLON 1102 | 182981102 | CENTRAL COAST | CENTRAL COAST | 69.9647 | 275593 | 42.1747 | 38.06% | 7.302% | 53.86% | 0.2338% | 1 | 0 | 45 | 61.35% | 0.2094% | 15.99% | 79 | 217 | 3 | 16 | 290 | 107 | 16 | 7 | 21 | 807 | 16.48 | 95 | 17 | 1 | 242 | 0 | 0 | 43 | 0 | 0.31963 | 14.6619 | 2.1624 | 10.134 | Low | High | Low | Mid
MORAGA 1103 | 013801103 | BAY AREA | DIABLO | 4.0164 | 626060.6667 | 43.8889 | 34.64% | 0% | 48.32% | 34.84% | 3 | 0 | 6 | 45.28% | 40.44% | 9.524% | 7 | 10 | 0 | 0 | 37 | 2 | 0 | 0 | 2 | 63 | 23.3103 | 7 | 12 | 7 | 31 | 0 | 0 | 6 | 1 | 0.70234 | 1.9231 | 7.4024 | 9.9984 | High | Low | High | Mid
WILDWOOD 1101 | 103611101 | NORTHERN | NORTH VALLEY | 32.6037 | 57735.6667 | 38.9234 | 116.9% | 81.49% | 18.51% | 0% | 0 | 0 | 11 | 99.99% | 0% | 1.59% | 12 | 257 | 7 | 0 | 254 | 18 | 0 | 9 | 19 | 629 | 43.3605 | 36 | 9 | 2 | 96 | 0 | 2 | 11 | 0 | 0.27865 | 24.5337 | 1.4501 | 9.9136 | Low | High | Low | Mid
JOLON 1103 | 182981103 | CENTRAL COAST | CENTRAL COAST | 15.4705 | 0 | 44.0179 | 220.2% | 7.902% | 35.28% | 0.9642% | 0 | 0 | 3 | 43.18% | 0.9642% | 23.21% | 11 | 16 | 0 | 0 | 20 | 10 | 0 | 2 | 4 | 56 | 16.1667 | 2 | 0 | 0 | 8 | 0 | 0 | 3 | 0 | 0.43911 | 14.1831 | 1.5867 | 9.882 | Medium | High | Low | Mid
MENDOCINO 1101 | 042951101 | NORTHERN | HUMBOLDT | 44.2375 | 553806.6667 | 42.8664 | 30.44% | 22.23% | 66.86% | 7.339% | 5 | 1 | 41 | 89.5% | 7.339% | 8.363% | 116 | 381 | 0 | 8 | 181 | 140 | 0 | 5 | 10 | 849 | 38.7038 | 147 | 41 | 8 | 374 | 0 | 0 | 41 | 0 | 0.1357 | 26.2844 | 2.7636 | 9.8572 | Low | High | Low | Mid
OAKLAND K 1104 | 012101104 | BAY AREA | EAST BAY | 15.128 | 643588 | 45.8829 | 19.27% | 0% | 47.07% | 23.19% | 11 | 2 | 43 | 26.48% | 51% | 31.59% | 172 | 118 | 1 | 13 | 243 | 61 | 46 | 27 | 48 | 573 | 16.262 | 41 | 92 | 32 | 198 | 0 | 0 | 43 | 0 | 0.65953 | 2.2398 | 6.6719 | 9.8558 | Medium | Low | High | Mid
GEYSERVILLE 1102 | 042891102 | NORTHERN | SONOMA | 59.7619 | 896499.3333 | 43.4738 | 43.68% | 6.622% | 73.37% | 14.71% | 2 | 2 | 39 | 76.77% | 18.23% | 6.831% | 159 | 308 | 0 | 2 | 141 | 134 | 0 | 15 | 16 | 688 | 29.5061 | 113 | 33 | 5 | 255 | 0 | 2 | 39 | 0 | 0.19288 | 20.7752 | 2.4522 | 9.826 | Low | High | Low | Mid
LOS OSITOS 2103 | 182082103 | CENTRAL COAST | CENTRAL COAST | 45.0959 | 716742.3333 | 39.2462 | 71.04% | 1.849% | 90.35% | 7.449% | 4 | 0 | 20 | 90.93% | 8.504% | 15.18% | 22 | 121 | 1 | 14 | 294 | 74 | 7 | 9 | 14 | 652 | 12.5521 | 67 | 14 | 6 | 208 | 0 | 0 | 20 | 0 | 0.19223 | 30.202 | 1.6624 | 9.6512 | Low | High | Low | Mid
SAN JOAQUIN #3 1101 | 252531101 | CENTRAL VALLEY | YOSEMITE | 24.668 | 0 | 39.9922 | 292.2% | 69.68% | 6.734% | 0.7802% | 2 | 1 | 22 | 82.86% | 15.1% | 21.01% | 46 | 50 | 0 | 0 | 297 | 71 | 4 | 19 | 25 | 652 | 32.3179 | 35 | 44 | 18 | 160 | 0 | 0 | 22 | 0 | 0.36647 | 8.251 | 3.1698 | 9.5846 | Medium | Medium | Low | Mid
LINCOLN 1104 | 153701104 | NORTHERN | SIERRA | 41.2963 | 492281.3333 | 41.7903 | 30.03% | 0.6821% | 66.55% | 31.26% | 1 | 0 | 46 | 64.23% | 34.26% | 5.136% | 59 | 400 | 2 | 0 | 64 | 24 | 5 | 8 | 8 | 623 | 30.6027 | 100 | 62 | 1 | 232 | 0 | 0 | 46 | 0 | 0.27935 | 11.8636 | 2.8558 | 9.4642 | Low | Medium | Low | Mid
PEABODY 2113 | 063642113 | NORTHERN | SACRAMENTO | 1.6686 | 1469742 | 41.0417 | 8.551% | 2.441% | 77.59% | 19.96% | 0 | 0 | 2 | 80.04% | 19.96% | 0% | 2 | 0 | 0 | 0 | 10 | 1 | 0 | 0 | 0 | 24 | 12.6667 | 3 | 0 | 1 | 7 | 0 | 0 | 2 | 0 | 0.16237 | 13.8657 | 4.1688 | 9.3853 | Low | High | Medium | Mid
WYANDOTTE 1103 | 102911103 | NORTHERN | NORTH VALLEY | 85.3328 | 1309730 | 41.7952 | 68.67% | 12.09% | 73.24% | 3.693% | 6 | 1 | 67 | 91.02% | 3.693% | 4.266% | 114 | 1321 | 29 | 0 | 252 | 128 | 0 | 23 | 38 | 2063 | 43.7528 | 326 | 93 | 5 | 740 | 0 | 4 | 67 | 0 | 0.04014 | 39.8104 | 5.8477 | 9.3445 | Low | High | High | Mid
SONOMA 1105 | 042721105 | NORTHERN | SONOMA | 16.7065 | 977537 | 43.7416 | 30.56% | 0% | 53.56% | 45.41% | 2 | 2 | 14 | 53.56% | 45.41% | 8.638% | 46 | 143 | 0 | 0 | 59 | 43 | 14 | 6 | 6 | 301 | 34.7438 | 52 | 22 | 3 | 123 | 0 | 1 | 14 | 0 | 0.58215 | 3.4113 | 4.6018 | 9.1387 | Medium | Medium | Medium | Mid
BELL 1107 | 152701107 | NORTHERN | SIERRA | 43.5817 | 1149493 | 42.7907 | 21.07% | 4.099% | 59.89% | 27.58% | 3 | 1 | 32 | 62.47% | 29.1% | 4.949% | 98 | 767 | 2 | 0 | 72 | 54 | 15 | 6 | 9 | 990 | 35.4893 | 196 | 137 | 4 | 433 | 0 | 5 | 32 | 0 | 0.28902 | 7.4759 | 4.2173 | 9.1125 | Low | Medium | Medium | Mid
PAUL SWEET 2106 | 083252106 | CENTRAL COAST | CENTRAL COAST | 39.4262 | 710856.6667 | 43.9967 | 17.4% | 0.2284% | 57.77% | 26.71% | 19 | 3 | 78 | 51.57% | 34.93% | 7.9% | 173 | 307 | 1 | 12 | 313 | 92 | 7 | 12 | 18 | 924 | 38.9403 | 131 | 72 | 14 | 404 | 8 | 0 | 76 | 1 | 0.79157 | 1.7883 | 6.3865 | 9.0408 | High | Low | High | Mid
GONZALES 1103 | 182131103 | CENTRAL COAST | CENTRAL COAST | 1.7723 | 932805 | 41.4286 | 3.265% | 0% | 39.15% | 60.85% | 0 | 0 | 3 | 39.15% | 60.85% | 23.81% | 1 | 7 | 0 | 0 | 4 | 7 | 0 | 1 | 1 | 21 | 30.8 | 5 | 0 | 0 | 11 | 0 | 0 | 3 | 0 | 0.4298 | 16.4522 | 1.2676 | 8.9637 | Medium | High | Low | Mid
BEAR VALLEY 2105 | 252192105 | CENTRAL VALLEY | YOSEMITE | 133.2806 | 221278.6667 | 40.9388 | 0% | 66.83% | 31.03% | 0.5335% | 4 | 1 | 101 | 97.5% | 2.486% | 26.73% | 107 | 260 | 3 | 10 | 1208 | 140 | 0 | 36 | 59 | 2507 | 17.8247 | 288 | 94 | 15 | 786 | 0 | 4 | 101 | 0 | 0.16978 | 16.9472 | 3.1109 | 8.9509 | Low | High | Low | Mid
MONROE 2103 | 043302103 | NORTHERN | SONOMA | 1.5309 | 1768564.3333 | 46.1111 | 4.176% | 0% | 87.86% | 0.1856% | 0 | 0 | 1 | 87.86% | 0.1856% | 11.11% | 2 | 3 | 0 | 0 | 3 | 3 | 0 | 3 | 3 | 9 | 24.6667 | 1 | 0 | 0 | 5 | 0 | 0 | 1 | 1 | 0.27354 | 7.2428 | 4.3373 | 8.5931 | Low | Medium | Medium | Mid
FULTON 1102 | 042561102 | NORTHERN | SONOMA | 32.1618 | 1112538.6667 | 44.0832 | 35.57% | 0.1938% | 71.61% | 16.81% | 0 | 0 | 44 | 72.74% | 16.88% | 9.808% | 116 | 240 | 0 | 6 | 77 | 99 | 0 | 14 | 14 | 469 | 34.1714 | 69 | 28 | 4 | 179 | 0 | 0 | 44 | 0 | 0.25329 | 9.2752 | 3.6516 | 8.5787 | Low | Medium | Low | Mid
NEWBURG 1131 | 192151131 | NORTHERN | HUMBOLDT | 8.326 | 589860.3333 | 43.0065 | 17.28% | 0% | 35.74% | 62.59% | 2 | 0 | 5 | 34.38% | 63.96% | 43.14% | 19 | 28 | 0 | 0 | 85 | 17 | 0 | 0 | 0 | 153 | 25.9474 | 14 | 7 | 4 | 58 | 0 | 0 | 5 | 1 | 0.63324 | 4.1728 | 3.2415 | 8.5651 | Medium | Medium | Low | Mid
MIDDLETOWN 1102 | 043141102 | NORTHERN | HUMBOLDT | 42.3893 | 840964 | 46.2448 | 73.79% | 20.19% | 67.42% | 0.2889% | 18 | 2 | 19 | 91.88% | 0.2889% | 13.08% | 424 | 602 | 0 | 2 | 97 | 131 | 17 | 15 | 23 | 963 | 52.5093 | 140 | 155 | 64 | 439 | 0 | 0 | 19 | 0 | 0.27312 | 5.8176 | 5.3484 | 8.4981 | Low | Medium | Medium | Mid
HATTON 1102 | 182291102 | CENTRAL COAST | CENTRAL COAST | 11.2788 | 817731.6667 | 40.4734 | 31.82% | 6.678% | 31.11% | 31.08% | 12 | 1 | 30 | 15.54% | 72.72% | 15.63% | 11 | 101 | 0 | 2 | 136 | 23 | 3 | 23 | 27 | 339 | 15.2936 | 43 | 28 | 6 | 116 | 0 | 0 | 29 | 1 | 0.70058 | 2.3868 | 5.0435 | 8.4333 | High | Low | Medium | Mid
COTATI 1102 | 042271102 | NORTHERN | SONOMA | 17.1258 | 1012833.6667 | 45.663 | 37.38% | 7.087% | 36.6% | 28.56% | 5 | 0 | 22 | 35.04% | 39.34% | 3.315% | 109 | 176 | 0 | 2 | 107 | 27 | 4 | 8 | 11 | 362 | 25.929 | 52 | 32 | 4 | 158 | 0 | 0 | 22 | 0 | 0.50342 | 4.551 | 3.6744 | 8.4182 | Medium | Medium | Low | Mid
FORT BRAGG A 1101 | 042761101 | NORTHERN | HUMBOLDT | 71.2927 | 664677.3333 | 41.3017 | 37.32% | 1.35% | 21.27% | 71.76% | 44 | 8 | 128 | 11.84% | 87.73% | 4.19% | 147 | 514 | 0 | 17 | 468 | 58 | 49 | 19 | 26 | 1456 | 37.1306 | 177 | 75 | 20 | 500 | 0 | 4 | 127 | 0 | 0.69501 | 3.574 | 3.3624 | 8.3519 | High | Medium | Low | Mid
GABILAN 1101 | 182331101 | CENTRAL COAST | CENTRAL COAST | 7.2565 | 1406118.6667 | 39.9038 | 10.48% | 0% | 59.09% | 36.3% | 1 | 0 | 2 | 57.88% | 42.12% | 5.769% | 1 | 14 | 0 | 0 | 22 | 1 | 0 | 0 | 0 | 52 | 5.6316 | 5 | 3 | 0 | 22 | 0 | 0 | 2 | 0 | 0.28754 | 9.9013 | 2.9325 | 8.3491 | Low | Medium | Low | Mid
VOLTA 1101 | 102541101 | NORTHERN | NORTH VALLEY | 153.1533 | 261975 | 40.4718 | 0% | 46.76% | 42.24% | 1.944% | 41 | 5 | 114 | 89.01% | 4.004% | 12% | 220 | 1320 | 54 | 1 | 1004 | 244 | 32 | 34 | 59 | 3375 | 42.5214 | 244 | 96 | 23 | 635 | 0 | 9 | 113 | 0 | 0.28746 | 11.8539 | 2.3935 | 8.1561 | Low | Medium | Low | Mid
RINCON 1102 | 043321102 | NORTHERN | SONOMA | 3.7815 | 795269.6667 | 45.1587 | 51.96% | 0% | 31.56% | 28.58% | 2 | 0 | 10 | 30.29% | 29.85% | 0% | 18 | 20 | 0 | 3 | 24 | 8 | 0 | 2 | 2 | 63 | 40.3478 | 19 | 10 | 4 | 47 | 0 | 0 | 10 | 1 | 0.51752 | 3.9597 | 3.9716 | 8.1388 | Medium | Medium | Medium | Mid
CARLOTTA 1121 | 192291121 | NORTHERN | HUMBOLDT | 23.6581 | 315621 | 44.1397 | 25.44% | 20.75% | 46.03% | 11.31% | 8 | 0 | 17 | 68.48% | 25.21% | 33.42% | 95 | 19 | 0 | 0 | 239 | 24 | 8 | 2 | 5 | 404 | 28.6829 | 43 | 20 | 12 | 130 | 0 | 2 | 17 | 0 | 0.55115 | 5.1578 | 2.8531 | 8.1105 | Medium | Medium | Low | Mid
SHADY GLEN 1101 | 152431101 | NORTHERN | SIERRA | 42.3648 | 695856.6667 | 42.1893 | 17.57% | 59.28% | 27.98% | 3.447% | 5 | 1 | 66 | 85.01% | 11.4% | 8.072% | 86 | 620 | 2 | 0 | 133 | 89 | 15 | 16 | 22 | 1053 | 36.5293 | 194 | 103 | 15 | 471 | 0 | 0 | 66 | 0 | 0.17219 | 11.439 | 4.1118 | 8.0989 | Low | Medium | Medium | Mid
STAFFORD 1101 | 043201101 | BAY AREA | NORTH BAY | 8.5838 | 1056111 | 43.9262 | 27.29% | 0% | 66.95% | 10.79% | 1 | 0 | 13 | 66.95% | 10.79% | 4.878% | 38 | 49 | 3 | 0 | 46 | 23 | 0 | 5 | 9 | 123 | 28.2273 | 15 | 16 | 5 | 45 | 0 | 0 | 13 | 1 | 0.41419 | 3.3148 | 5.8841 | 8.0787 | Medium | Medium | High | Mid
TAMARACK 1101 | 152291101 | NORTHERN | SIERRA | 17.6532 | 57018.3333 | 43.6402 | 11.63% | 71.08% | 8.336% | 2.557% | 13 | 1 | 26 | 69.68% | 12.29% | 23.19% | 87 | 108 | 2 | 0 | 129 | 22 | 14 | 7 | 11 | 483 | 36.1429 | 52 | 30 | 6 | 142 | 0 | 0 | 26 | 1 | 0.73405 | 5.1641 | 2.1191 | 8.0327 | High | Medium | Low | Mid
TEMPLETON 2110 | 183052110 | CENTRAL COAST | LOS PADRES | 136.5197 | 1004387.3333 | 41.6003 | 57.59% | 13.55% | 78.42% | 4.468% | 13 | 2 | 112 | 81.92% | 18.04% | 8.597% | 217 | 141 | 0 | 350 | 748 | 191 | 0 | 33 | 44 | 1896 | 38.1793 | 224 | 118 | 6 | 622 | 0 | 0 | 111 | 0 | 0.18446 | 12.0159 | 3.6039 | 7.988 | Low | Medium | Low | Mid
RADUM 1105 | 013151105 | CENTRAL COAST | MISSION | 2.3633 | 898321.6667 | 46.828 | 13.05% | 0% | 71.01% | 13.68% | 2 | 3 | 7 | 67.75% | 16.94% | 21.51% | 37 | 29 | 0 | 0 | 43 | 3 | 0 | 6 | 10 | 93 | 10.5116 | 9 | 18 | 6 | 46 | 0 | 0 | 7 | 1 | 0.5345 | 2.7701 | 5.3598 | 7.9357 | Medium | Medium | Medium | Mid
MOUNTAIN QUARRIES 2101 | 152282101 | NORTHERN | SIERRA | 224.836 | 1285830 | 43.5164 | 33.38% | 13.47% | 75.99% | 1.38% | 16 | 3 | 322 | 85.21% | 9.612% | 7.27% | 564 | 3178 | 32 | 3 | 342 | 415 | 14 | 37 | 76 | 4952 | 46.5909 | 1051 | 564 | 31 | 2166 | 0 | 6 | 322 | 0 | 0.16423 | 10.9288 | 4.4155 | 7.9252 | Low | Medium | Medium | Mid
SHINGLE SPRINGS 2108 | 153652108 | NORTHERN | SIERRA | 15.2009 | 1326514.3333 | 44.2614 | 78.45% | 7.544% | 60.05% | 0% | 1 | 0 | 33 | 67.6% | 0% | 1.989% | 46 | 207 | 0 | 0 | 78 | 27 | 8 | 10 | 20 | 352 | 52.0895 | 76 | 95 | 10 | 195 | 0 | 0 | 33 | 0 | 0.24584 | 5.9973 | 5.3365 | 7.8681 | Low | Medium | Medium | Mid
TEJON 1102 | 252931102 | CENTRAL VALLEY | KERN | 34.9658 | 1275225.3333 | 42.4099 | 62.49% | 81.27% | 8.228% | 1.952% | 0 | 0 | 41 | 69.41% | 30.2% | 26.76% | 44 | 41 | 0 | 38 | 314 | 55 | 0 | 2 | 10 | 751 | 9.85 | 83 | 57 | 12 | 241 | 0 | 0 | 41 | 0 | 0.27617 | 6.3453 | 4.3844 | 7.6832 | Low | Medium | Medium | Mid
TEMPLETON 2113 | 183052113 | CENTRAL COAST | LOS PADRES | 199.0069 | 2234642 | 40.4477 | 73.34% | 5.894% | 77.49% | 11.62% | 7 | 1 | 131 | 76.11% | 20.08% | 9.025% | 175 | 184 | 3 | 593 | 1360 | 292 | 0 | 30 | 42 | 3191 | 37.3539 | 401 | 140 | 16 | 1120 | 0 | 1 | 131 | 0 | 0.13377 | 21.458 | 2.6495 | 7.6055 | Low | High | Low | Mid
SAN BENITO 2104 | 182742104 | CENTRAL COAST | CENTRAL COAST | 30.1443 | 253743.6667 | 43.8982 | 22.3% | 0.2078% | 46.34% | 21.02% | 14 | 1 | 53 | 46.36% | 46.11% | 4.863% | 130 | 337 | 0 | 4 | 161 | 56 | 0 | 5 | 12 | 658 | 46.9528 | 90 | 26 | 2 | 265 | 2 | 0 | 53 | 0 | 0.61226 | 2.9223 | 4.2369 | 7.5805 | Medium | Medium | Medium | Mid
ORINDA 0401 | 012350401 | BAY AREA | DIABLO | 9.525 | 214002.6667 | 44.5238 | 0% | 8.848% | 49.67% | 30.24% | 11 | 2 | 27 | 7.449% | 90.73% | 27.09% | 82 | 106 | 1 | 1 | 102 | 27 | 11 | 8 | 16 | 358 | 46.0258 | 24 | 97 | 13 | 157 | 0 | 0 | 27 | 1 | 0.79195 | 1.3734 | 6.8908 | 7.4951 | High | Low | High | Mid
PALMER 1101 | 183031101 | CENTRAL COAST | LOS PADRES | 39.5446 | 932357 | 45.1737 | 131.3% | 5.813% | 57.29% | 12.2% | 1 | 0 | 44 | 46.65% | 30.11% | 1.625% | 115 | 56 | 1 | 93 | 144 | 110 | 5 | 11 | 20 | 554 | 26.48 | 30 | 11 | 1 | 113 | 0 | 0 | 44 | 0 | 0.19953 | 12.9258 | 2.8668 | 7.3937 | Low | High | Low | Mid
CURTIS 1702 | 163351702 | CENTRAL VALLEY | YOSEMITE | 112.3028 | 1209566.6667 | 42.8858 | 0% | 24.78% | 60.65% | 5.201% | 8 | 1 | 138 | 87.58% | 8.982% | 3.342% | 442 | 1710 | 0 | 0 | 568 | 239 | 5 | 30 | 62 | 3022 | 24.3476 | 598 | 377 | 42 | 1424 | 0 | 0 | 136 | 0 | 0.15508 | 7.1779 | 6.5779 | 7.3224 | Low | Medium | High | Mid
EDES 1112 | 013681112 | BAY AREA | EAST BAY | 16.0717 | 698923.6667 | 45.2051 | 22.63% | 0% | 45.38% | 10.27% | 4 | 2 | 40 | 19.69% | 42.92% | 30.09% | 120 | 80 | 0 | 1 | 356 | 20 | 19 | 25 | 42 | 585 | 22.5211 | 24 | 58 | 29 | 148 | 0 | 0 | 40 | 1 | 0.68701 | 1.9154 | 5.5547 | 7.3095 | High | Low | High | Mid
ZACA 1101 | 182681101 | CENTRAL COAST | LOS PADRES | 20.191 | 337919.3333 | 44.3945 | 56.26% | 29.52% | 40.55% | 20% | 1 | 0 | 18 | 41.83% | 48.93% | 9.966% | 62 | 17 | 1 | 56 | 100 | 47 | 0 | 6 | 8 | 291 | 31.8769 | 11 | 8 | 3 | 69 | 0 | 0 | 18 | 0 | 0.36334 | 9.9161 | 2.025 | 7.2959 | Medium | Medium | Low | Mid
CORNING 1102 | 103331102 | NORTHERN | NORTH VALLEY | 81.2965 | 1289581.3333 | 39.9017 | 95.68% | 11.15% | 84.86% | 0.07427% | 4 | 0 | 36 | 90.2% | 6.193% | 3.328% | 86 | 786 | 12 | 0 | 148 | 77 | 0 | 10 | 18 | 1322 | 40.104 | 89 | 32 | 3 | 208 | 0 | 2 | 36 | 0 | 0.11127 | 25.5568 | 2.5613 | 7.2837 | Low | High | Low | Mid
SANTA ROSA A 1104 | 042151104 | NORTHERN | SONOMA | 44.9934 | 1003317.3333 | 44.2131 | 27.46% | 0.08983% | 67.49% | 14.7% | 3 | 2 | 120 | 69.48% | 14.7% | 6.934% | 264 | 505 | 0 | 9 | 283 | 151 | 2 | 31 | 43 | 1024 | 35.1076 | 213 | 127 | 23 | 511 | 0 | 3 | 120 | 1 | 0.28997 | 5.9898 | 4.1716 | 7.2455 | Low | Medium | Medium | Mid
IGNACIO 1104 | 042481104 | BAY AREA | NORTH BAY | 7.7928 | 917913.6667 | 44.0407 | 32.42% | 12.03% | 36.09% | 15.62% | 4 | 2 | 12 | 33.32% | 46.51% | 10.57% | 65 | 96 | 1 | 2 | 69 | 54 | 0 | 3 | 4 | 246 | 26.4321 | 28 | 19 | 1 | 82 | 0 | 0 | 12 | 1 | 0.69028 | 1.5732 | 6.6586 | 7.231 | High | Low | High | Mid
DEL MONTE 2104 | 182222104 | CENTRAL COAST | CENTRAL COAST | 61.8446 | 2135572 | 43.948 | 25.97% | 0.06563% | 58.88% | 15.23% | 4 | 2 | 123 | 38.09% | 39.91% | 9.39% | 264 | 503 | 0 | 16 | 380 | 85 | 8 | 66 | 84 | 1214 | 17.1443 | 148 | 77 | 6 | 429 | 0 | 0 | 123 | 0 | 0.39261 | 4.4291 | 4.1273 | 7.1771 | Medium | Medium | Medium | Mid
VASCO 1102 | 013751102 | CENTRAL COAST | MISSION | 43.1032 | 566741 | 42.0938 | 99.26% | 0.3618% | 97.47% | 2.164% | 0 | 0 | 41 | 86.37% | 13.63% | 11.73% | 49 | 193 | 0 | 10 | 263 | 40 | 0 | 7 | 8 | 597 | 6.6599 | 51 | 46 | 8 | 164 | 0 | 1 | 40 | 0 | 0.13324 | 20.2954 | 2.6442 | 7.1504 | Low | High | Low | Mid
EMERALD LAKE 0402 | 024080402 | CENTRAL COAST | PENINSULA | 8.0268 | 214527.6667 | 45.6734 | 70.51% | 1.854% | 14.23% | 40.68% | 8 | 1 | 17 | 14.77% | 80.23% | 10.77% | 63 | 150 | 1 | 1 | 96 | 18 | 8 | 2 | 9 | 297 | 45.4621 | 22 | 71 | 18 | 151 | 0 | 0 | 17 | 0 | 0.6989 | 1 | 10.2221 | 7.1442 | High | Low | High | Mid
SAN JUSTO 1101 | 183181101 | CENTRAL COAST | CENTRAL COAST | 39.4357 | 320395.3333 | 40.7899 | 54.3% | 14.62% | 66.44% | 18.94% | 2 | 0 | 34 | 68.3% | 31.7% | 8.589% | 37 | 192 | 0 | 14 | 245 | 51 | 0 | 7 | 8 | 652 | 15.0843 | 95 | 34 | 2 | 269 | 0 | 0 | 34 | 0 | 0.22829 | 11.5172 | 2.7089 | 7.1225 | Low | Medium | Low | Mid
SHINGLE SPRINGS 2105 | 153652105 | NORTHERN | SIERRA | 32.0602 | 1266119 | 43.0414 | 43.26% | 0.0146% | 83.23% | 0.1687% | 4 | 4 | 60 | 83.25% | 0.1687% | 0.7084% | 107 | 584 | 3 | 0 | 116 | 47 | 12 | 6 | 16 | 847 | 56.5618 | 230 | 149 | 15 | 435 | 0 | 0 | 60 | 0 | 0.12831 | 10.4629 | 5.2798 | 7.0883 | Low | Medium | Medium | Mid
PAUL SWEET 2105 | 083252105 | CENTRAL COAST | CENTRAL COAST | 9.836 | 1033592.6667 | 46.3946 | 61.57% | 0.5614% | 33.7% | 17.58% | 10 | 0 | 13 | 31.27% | 25.61% | 6.803% | 53 | 68 | 0 | 0 | 41 | 4 | 10 | 6 | 6 | 147 | 46.9787 | 16 | 8 | 0 | 49 | 0 | 0 | 13 | 1 | 0.74116 | 1.5428 | 6.1566 | 7.0398 | High | Low | High | Mid
CORONA 1103 | 043491103 | NORTHERN | SONOMA | 1.2055 | 996177.6667 | 40.2778 | 6.019% | 0% | 76.96% | 23.04% | 0 | 0 | 0 | 76.96% | 23.04% | 0% | 1 | 5 | 0 | 0 | 10 | 2 | 0 | 0 | 0 | 18 | 34.5 | 0 | 2 | 0 | 6 | 0 | 0 | 0 | 0 | 0.1333 | 13.3391 | 3.9397 | 7.0052 | Low | High | Medium | Mid
ATASCADERO 1101 | 182541101 | CENTRAL COAST | LOS PADRES | 48.5498 | 1006188.3333 | 41.4182 | 24.47% | 0% | 78.63% | 16.95% | 10 | 5 | 40 | 78.81% | 19.87% | 8.61% | 90 | 59 | 0 | 393 | 391 | 110 | 10 | 9 | 13 | 1173 | 52.4545 | 280 | 145 | 15 | 577 | 0 | 0 | 40 | 0 | 0.36204 | 3.9898 | 4.7787 | 6.9028 | Medium | Medium | Medium | Mid
LOS COCHES 1101 | 182151101 | CENTRAL COAST | CENTRAL COAST | 2.6219 | 393335.3333 | 39.8649 | 6.6% | 0% | 100% | 0% | 0 | 0 | 0 | 12.86% | 87.14% | 5.405% | 1 | 14 | 0 | 0 | 12 | 3 | 0 | 0 | 0 | 37 | 10.8 | 4 | 0 | 0 | 10 | 0 | 0 | 0 | 0 | 0.15319 | 29.4995 | 1.5275 | 6.9025 | Low | High | Low | Mid
SAN RAMON 2102 | 014232102 | CENTRAL COAST | MISSION | 1.7607 | 1716244.3333 | 52.1053 | 451.9% | 0% | 0% | 0% | 0 | 0 | 0 | 0% | 0% | 10.53% | 17 | 10 | 0 | 0 | 1 | 1 | 0 | 0 | 0 | 19 | 0 | 0 | 0 | 0 | 0 | 0 | 0 | 0 | 0 | 0.25132 | 4.0028 | 6.8359 | 6.8768 | Low | Medium | High | Mid
TASSAJARA 2106 | 014662106 | BAY AREA | DIABLO | 0.35035 | 830488.3333 | 43.75 | 3.084% | 0% | 11.98% | 88.02% | 0 | 0 | 1 | 11.98% | 88.02% | 0% | 2 | 8 | 0 | 0 | 0 | 0 | 0 | 0 | 0 | 8 | 38.6667 | 2 | 1 | 0 | 3 | 0 | 0 | 1 | 0 | 0.14591 | 6.1501 | 7.5502 | 6.7755 | Low | Medium | High | Mid
SAN LUIS OBISPO 1108 | 182631108 | CENTRAL COAST | LOS PADRES | 2.4048 | 1467656 | 43.3696 | 112.3% | 0% | 23.43% | 14.17% | 0 | 0 | 2 | 23.43% | 14.17% | 0% | 3 | 2 | 0 | 3 | 10 | 1 | 0 | 1 | 1 | 47 | 28.8889 | 2 | 3 | 1 | 11 | 0 | 0 | 2 | 0 | 0.31519 | 3.9129 | 5.4833 | 6.7626 | Low | Medium | High | Mid
MORRO BAY 1101 | 183011101 | CENTRAL COAST | LOS PADRES | 7.6115 | 1054437 | 42.193 | 16.43% | 12.48% | 15.44% | 64.32% | 0 | 0 | 5 | 17.26% | 74.97% | 0% | 25 | 1 | 11 | 25 | 36 | 6 | 1 | 3 | 3 | 115 | 36.8462 | 6 | 6 | 0 | 27 | 0 | 0 | 5 | 0 | 0.41487 | 3.0723 | 5.2632 | 6.7086 | Medium | Medium | Medium | Mid
RACETRACK 1703 | 163761703 | CENTRAL VALLEY | YOSEMITE | 57.8457 | 1049270.3333 | 42.5404 | 112.5% | 6.292% | 65.59% | 17.44% | 8 | 0 | 126 | 50.66% | 39.55% | 5.133% | 291 | 706 | 1 | 0 | 434 | 169 | 10 | 25 | 46 | 1617 | 25.2642 | 201 | 181 | 30 | 645 | 0 | 0 | 126 | 0 | 0.41672 | 2.981 | 5.3557 | 6.653 | Medium | Medium | Medium | Mid
SHINGLE SPRINGS 2109 | 153652109 | NORTHERN | SIERRA | 214.6135 | 1317493.6667 | 43.0853 | 33.47% | 1.045% | 89.27% | 1.473% | 23 | 2 | 292 | 87.98% | 4.051% | 1.234% | 633 | 3363 | 51 | 0 | 597 | 353 | 22 | 31 | 54 | 5269 | 47.94 | 1002 | 638 | 70 | 2194 | 0 | 5 | 292 | 0 | 0.20119 | 7.6038 | 4.3282 | 6.6214 | Low | Medium | Medium | Mid
SAN CARLOS 1103 | 024181103 | CENTRAL COAST | PENINSULA | 4.0359 | 1078094 | 43.125 | 24.85% | 0% | 31.87% | 31.47% | 1 | 1 | 11 | 28.23% | 38.59% | 13.82% | 35 | 46 | 0 | 0 | 76 | 18 | 0 | 1 | 4 | 152 | 14.2429 | 24 | 13 | 8 | 71 | 0 | 0 | 11 | 1 | 0.73959 | 1 | 8.9438 | 6.6147 | High | Low | High | Mid
JAMESON 1103 | 063801103 | NORTHERN | SACRAMENTO | 3.8489 | 503860 | 44.1489 | 8.384% | 0% | 91.62% | 8.383% | 0 | 0 | 0 | 91.62% | 8.383% | 2.083% | 5 | 37 | 0 | 0 | 2 | 5 | 0 | 0 | 0 | 48 | 26.2353 | 7 | 4 | 0 | 18 | 0 | 0 | 0 | 0 | 0.15795 | 9.962 | 4.1924 | 6.597 | Low | Medium | Medium | Mid
WALDO 0402 | 013350402 | BAY AREA | EAST BAY | 3.133 | 123975.6667 | 43.156 | 40.99% | 41.27% | 45.39% | 5.478% | 4 | 2 | 4 | 15.83% | 79.77% | 41.13% | 11 | 12 | 0 | 0 | 63 | 4 | 0 | 4 | 4 | 141 | 45.2857 | 8 | 26 | 5 | 43 | 0 | 0 | 4 | 1 | 0.71881 | 1 | 8.8774 | 6.3812 | High | Low | High | Mid
PACIFICA 1102 | 022811102 | CENTRAL COAST | PENINSULA | 6.4541 | 946069 | 43.4375 | 9.475% | 10.53% | 13.09% | 57.4% | 0 | 0 | 3 | 0% | 98.05% | 3.125% | 25 | 19 | 0 | 0 | 50 | 2 | 0 | 1 | 1 | 96 | 14.4211 | 6 | 4 | 5 | 22 | 1 | 0 | 3 | 0 | 0.48867 | 2.0338 | 6.3815 | 6.3422 | Medium | Low | High | Mid
SAN RAFAEL 1104 | 042011104 | BAY AREA | NORTH BAY | 12.8595 | 894448.6667 | 43.7289 | 9.62% | 1.035% | 17.71% | 75.04% | 13 | 2 | 31 | 13.96% | 80.31% | 4.762% | 88 | 121 | 4 | 1 | 164 | 109 | 0 | 9 | 17 | 462 | 35.7865 | 50 | 66 | 26 | 198 | 0 | 0 | 31 | 0 | 0.7301 | 1 | 8.682 | 6.3388 | High | Low | High | Mid
PASO ROBLES 1104 | 182611104 | CENTRAL COAST | LOS PADRES | 42.6155 | 983878.3333 | 42.6529 | 71.31% | 13.13% | 75.36% | 3.966% | 0 | 0 | 42 | 81.22% | 11.95% | 3.22% | 72 | 13 | 1 | 92 | 191 | 95 | 0 | 5 | 10 | 559 | 41.4633 | 70 | 31 | 6 | 194 | 0 | 0 | 42 | 0 | 0.10492 | 16.4912 | 3.6294 | 6.2801 | Low | High | Low | Mid
CMC 1101 | 183111101 | CENTRAL COAST | LOS PADRES | 2.0609 | 0 | 44.7222 | 0% | 0% | 52.24% | 0% | 0 | 0 | 1 | 52.24% | 0% | 0% | 7 | 0 | 0 | 0 | 0 | 0 | 0 | 2 | 6 | 36 | 0 | 0 | 0 | 0 | 0 | 0 | 0 | 1 | 0 | 0.36307 | 3.4262 | 5.0135 | 6.2367 | Medium | Medium | Medium | Mid
SAN RAFAEL 1101 | 042011101 | BAY AREA | NORTH BAY | 9.7957 | 1072501.6667 | 44.4457 | 8.888% | 2.542% | 18.89% | 70% | 7 | 0 | 20 | 18.46% | 72.98% | 10.16% | 120 | 99 | 6 | 1 | 142 | 137 | 12 | 8 | 11 | 443 | 30.6879 | 48 | 55 | 15 | 159 | 0 | 0 | 20 | 1 | 0.78794 | 1 | 7.8684 | 6.1998 | High | Low | High | Mid
WEIMAR 1101 | 152491101 | NORTHERN | SIERRA | 74.3116 | 525083.6667 | 42.7381 | 26.56% | 51.77% | 33.33% | 7.885% | 9 | 2 | 165 | 76.71% | 19.3% | 9.082% | 218 | 1115 | 16 | 1 | 329 | 188 | 9 | 26 | 37 | 1938 | 35.6812 | 389 | 212 | 19 | 878 | 0 | 2 | 165 | 0 | 0.19673 | 8.2398 | 3.8132 | 6.1813 | Low | Medium | Medium | Mid
OAK 0401 | 012600401 | BAY AREA | EAST BAY | 4.4257 | 107039 | 44.6053 | 45.28% | 6.689% | 37.47% | 25.47% | 0 | 0 | 5 | 1.207% | 89.88% | 47.37% | 12 | 31 | 0 | 2 | 25 | 3 | 2 | 6 | 13 | 152 | 55.7391 | 6 | 25 | 10 | 46 | 0 | 0 | 5 | 0 | 0.64455 | 1 | 9.5343 | 6.1453 | Medium | Low | High | Mid
HOLLISTER 2102 | 182492102 | CENTRAL COAST | CENTRAL COAST | 31.7344 | 522197.3333 | 50.8373 | 18.19% | 0.7013% | 42.11% | 6.044% | 0 | 0 | 11 | 42.46% | 57.54% | 10.95% | 115 | 107 | 8 | 4 | 36 | 20 | 0 | 4 | 4 | 210 | 16.5778 | 16 | 12 | 1 | 47 | 0 | 0 | 11 | 0 | 0.46472 | 10.11 | 1.3052 | 6.1323 | Medium | Medium | Low | Mid
BUELLTON 1102 | 183041102 | CENTRAL COAST | LOS PADRES | 16.9572 | 665292.3333 | 42.7893 | 47.68% | 3.595% | 53.83% | 12.51% | 0 | 0 | 33 | 57.71% | 13.56% | 1.471% | 33 | 33 | 1 | 120 | 98 | 33 | 0 | 8 | 9 | 340 | 25.0917 | 31 | 26 | 3 | 117 | 0 | 0 | 33 | 0 | 0.19293 | 10.1629 | 3.1254 | 6.1282 | Low | Medium | Low | Mid
OAKLAND X 1104 | 012541104 | BAY AREA | EAST BAY | 13.0513 | 312078.6667 | 45.438 | 49.79% | 4.765% | 61.12% | 19.37% | 12 | 4 | 43 | 35.41% | 57.39% | 20% | 127 | 120 | 0 | 1 | 316 | 13 | 52 | 19 | 31 | 550 | 19.375 | 24 | 66 | 34 | 157 | 0 | 0 | 43 | 0 | 0.64178 | 1.4326 | 6.6605 | 6.1236 | Medium | Low | High | Mid
VACAVILLE 1111 | 063601111 | NORTHERN | SACRAMENTO | 12.1732 | 730974 | 42.4232 | 68.03% | 10.69% | 44.05% | 28.98% | 1 | 0 | 13 | 44.9% | 38.83% | 4.437% | 49 | 139 | 6 | 0 | 65 | 14 | 0 | 5 | 8 | 293 | 30.0167 | 49 | 59 | 3 | 139 | 0 | 0 | 13 | 1 | 0.43303 | 3.2456 | 4.3457 | 6.1076 | Medium | Medium | Medium | Mid
ATASCADERO 1103 | 182541103 | CENTRAL COAST | LOS PADRES | 96.6947 | 871402 | 41.4933 | 70.47% | 3.698% | 79.43% | 12.11% | 2 | 3 | 89 | 73.22% | 24.88% | 6.851% | 176 | 76 | 1 | 272 | 663 | 179 | 6 | 20 | 31 | 1664 | 33.3787 | 245 | 128 | 4 | 602 | 0 | 0 | 88 | 0 | 0.11207 | 16.1071 | 3.3745 | 6.0916 | Low | High | Low | Mid
GREENBRAE 1102 | 043091102 | BAY AREA | NORTH BAY | 7.6047 | 1050311.6667 | 43.3746 | 18.35% | 0.2032% | 39.71% | 58.87% | 20 | 1 | 7 | 35.26% | 63.87% | 3.976% | 58 | 43 | 3 | 2 | 140 | 63 | 18 | 0 | 0 | 327 | 44.2289 | 26 | 30 | 14 | 85 | 0 | 0 | 7 | 1 | 0.79759 | 1 | 7.5934 | 6.0564 | High | Low | High | Mid
SPRUCE 0402 | 013340402 | BAY AREA | EAST BAY | 2.1044 | 0 | 43.9091 | 21.02% | 0% | 40.64% | 23.67% | 1 | 0 | 5 | 5.063% | 66.79% | 45.45% | 5 | 8 | 0 | 0 | 20 | 4 | 2 | 2 | 6 | 55 | 29.05 | 3 | 9 | 7 | 22 | 0 | 0 | 5 | 1 | 0.71004 | 1 | 8.4618 | 6.0082 | High | Low | High | Mid
LLAGAS 2101 | 083182101 | CENTRAL COAST | SAN JOSE | 23.8607 | 1657473.3333 | 42.5 | 7.639% | 1.247% | 96.57% | 2.004% | 0 | 0 | 23 | 95.36% | 4.461% | 6.984% | 44 | 131 | 0 | 14 | 97 | 14 | 0 | 4 | 4 | 315 | 24.1212 | 14 | 14 | 1 | 83 | 0 | 0 | 22 | 0 | 0.19551 | 9.3367 | 3.2614 | 5.9535 | Low | Medium | Low | Mid
HARTLEY 1102 | 043211102 | NORTHERN | HUMBOLDT | 5.905 | 539118.3333 | 45.7386 | 83.43% | 20.96% | 51.04% | 11.35% | 0 | 0 | 7 | 51.04% | 32.31% | 18.18% | 28 | 44 | 0 | 0 | 18 | 17 | 0 | 0 | 1 | 88 | 29.4054 | 11 | 12 | 0 | 38 | 0 | 0 | 7 | 0 | 0.46974 | 3.6499 | 3.4317 | 5.8836 | Medium | Medium | Low | Mid
SHINGLE SPRINGS 1103 | 153651103 | NORTHERN | SIERRA | 9.0287 | 773103 | 45.0222 | 26.7% | 0% | 80.57% | 0.4649% | 2 | 0 | 9 | 80.57% | 0.4649% | 0.8889% | 60 | 117 | 1 | 0 | 68 | 26 | 0 | 5 | 11 | 225 | 55.6071 | 32 | 63 | 6 | 112 | 0 | 0 | 9 | 0 | 0.21868 | 5.1181 | 5.2475 | 5.873 | Low | Medium | Medium | Mid
ZACA 1102 | 182681102 | CENTRAL COAST | LOS PADRES | 66.1296 | 626381.6667 | 42.3989 | 27.47% | 4.279% | 75.51% | 12.04% | 3 | 0 | 133 | 79.4% | 12.67% | 3.33% | 92 | 63 | 0 | 274 | 296 | 300 | 24 | 13 | 17 | 1141 | 28.724 | 82 | 82 | 3 | 357 | 0 | 0 | 131 | 0 | 0.15579 | 14.0871 | 2.6654 | 5.8494 | Low | High | Low | Mid
MORGAN HILL 2104 | 083242104 | CENTRAL COAST | SAN JOSE | 6.2528 | 979082.6667 | 43 | 23.93% | 1.22% | 98.69% | 0% | 2 | 0 | 11 | 100% | 0% | 5.333% | 17 | 32 | 0 | 0 | 28 | 4 | 0 | 6 | 7 | 75 | 36.2683 | 6 | 17 | 38 | 85 | 9 | 0 | 11 | 1 | 0.54864 | 2.6192 | 4.0646 | 5.8409 | Medium | Medium | Medium | Mid
BELMONT 1103 | 024031103 | CENTRAL COAST | PENINSULA | 2.1749 | 1009738.6667 | 42.8873 | 3.119% | 0% | 46.55% | 53.45% | 1 | 0 | 12 | 46.55% | 53.45% | 7.042% | 17 | 48 | 0 | 0 | 78 | 8 | 0 | 5 | 6 | 142 | 11.0702 | 9 | 24 | 12 | 57 | 0 | 0 | 12 | 1 | 0.7262 | 1 | 7.9875 | 5.8005 | High | Low | High | Mid
SAN CARLOS 1104 | 024181104 | CENTRAL COAST | PENINSULA | 8.7241 | 1170594 | 43.2872 | 36.63% | 0.4447% | 39.83% | 28.96% | 6 | 0 | 24 | 37.62% | 41.59% | 11.08% | 45 | 83 | 0 | 2 | 230 | 26 | 0 | 4 | 12 | 397 | 29.3106 | 30 | 68 | 16 | 161 | 0 | 0 | 24 | 0 | 0.67498 | 1 | 8.55 | 5.7711 | High | Low | High | Mid
VIEJO 2201 | 182852201 | CENTRAL COAST | CENTRAL COAST | 16.3884 | 946231 | 42.2955 | 14.97% | 2.949% | 36.71% | 23.86% | 23 | 5 | 55 | 17.52% | 59.59% | 15.56% | 60 | 143 | 0 | 9 | 246 | 32 | 37 | 17 | 28 | 540 | 36.5947 | 46 | 66 | 13 | 200 | 3 | 0 | 55 | 1 | 0.8768 | 1 | 6.5488 | 5.742 | High | Low | High | Mid
NORTH BRANCH 1101 | 163231101 | CENTRAL VALLEY | STOCKTON | 67.6297 | 539394.6667 | 43.3792 | 76.35% | 5.477% | 72.6% | 10.14% | 3 | 0 | 41 | 71% | 18.81% | 7.439% | 246 | 609 | 0 | 0 | 298 | 94 | 0 | 10 | 21 | 1277 | 27.9283 | 129 | 61 | 4 | 336 | 0 | 0 | 41 | 0 | 0.11885 | 8.9501 | 5.3505 | 5.6916 | Low | Medium | Medium | Mid
MORAGA 1104 | 013801104 | BAY AREA | DIABLO | 17.5873 | 532398.6667 | 44.5925 | 29.46% | 0% | 56.63% | 13.78% | 14 | 4 | 35 | 53.75% | 19.15% | 14.14% | 120 | 133 | 0 | 0 | 223 | 28 | 21 | 9 | 13 | 481 | 19.1368 | 42 | 104 | 33 | 219 | 0 | 0 | 35 | 1 | 0.71511 | 1.2163 | 6.4929 | 5.6473 | High | Low | High | Mid
CLARKSVILLE 2103 | 153612103 | NORTHERN | SIERRA | 34.4179 | 1667164.6667 | 43.3111 | 70.71% | 0.1511% | 99.61% | 0% | 2 | 0 | 15 | 99.74% | 0% | 0.8292% | 51 | 364 | 3 | 0 | 119 | 12 | 5 | 3 | 6 | 603 | 49.5714 | 78 | 82 | 9 | 210 | 0 | 0 | 15 | 0 | 0.16045 | 8.0221 | 4.3638 | 5.6169 | Low | Medium | Medium | Mid
DUNLAP 1102 | 254061102 | CENTRAL VALLEY | FRESNO | 55.7604 | 130517 | 40.8203 | 38.2% | 75.31% | 23.26% | 0% | 12 | 5 | 63 | 96.98% | 0% | 29.35% | 68 | 56 | 1 | 85 | 404 | 98 | 0 | 11 | 24 | 1097 | 11.9612 | 122 | 45 | 5 | 341 | 0 | 0 | 62 | 0 | 0.30752 | 8.8689 | 2.0526 | 5.5982 | Low | Medium | Low | Mid
SAN RAFAEL 1109 | 042011109 | BAY AREA | NORTH BAY | 11.6485 | 967675 | 43.8345 | 74.16% | 1.921% | 42.39% | 20.6% | 8 | 1 | 9 | 59.73% | 22.52% | 7.718% | 49 | 57 | 2 | 4 | 141 | 57 | 4 | 7 | 9 | 298 | 30.4255 | 26 | 24 | 15 | 95 | 0 | 1 | 9 | 1 | 0.6749 | 1 | 8.2237 | 5.5502 | High | Low | High | Mid
WISE 1102 | 152271102 | NORTHERN | SIERRA | 115.3011 | 586467.6667 | 42.7308 | 42.3% | 1.815% | 67.61% | 21.91% | 8 | 0 | 130 | 63.37% | 28% | 7.857% | 197 | 1584 | 10 | 0 | 316 | 146 | 58 | 19 | 39 | 2482 | 32.1484 | 452 | 309 | 10 | 1032 | 0 | 1 | 130 | 0 | 0.33606 | 3.9368 | 4.1412 | 5.4788 | Medium | Medium | Medium | Mid
RIDGE 0401 | 012840401 | BAY AREA | EAST BAY | 2.662 | 47847 | 44.2308 | 44.35% | 4.035% | 33.08% | 33.93% | 1 | 0 | 6 | 10.22% | 87.78% | 29.91% | 9 | 21 | 0 | 0 | 72 | 7 | 6 | 6 | 9 | 117 | 43.9 | 7 | 25 | 6 | 43 | 0 | 0 | 6 | 1 | 0.71977 | 1 | 7.5885 | 5.462 | High | Low | High | Mid
APPLE HILL 1103 | 153661103 | NORTHERN | SIERRA | 61.6574 | 603883 | 41.8106 | 19.54% | 49.2% | 27.98% | 7.434% | 10 | 2 | 109 | 75.99% | 13.71% | 2.511% | 146 | 783 | 12 | 0 | 356 | 196 | 6 | 8 | 14 | 1752 | 46.4663 | 296 | 169 | 23 | 675 | 0 | 0 | 109 | 0 | 0.14332 | 10.7653 | 3.4967 | 5.3949 | Low | Medium | Low | Mid
MARTELL 1102 | 163011102 | CENTRAL VALLEY | STOCKTON | 9.84 | 363802.3333 | 43.0645 | 67.6% | 0% | 60.56% | 7.422% | 3 | 0 | 8 | 53.89% | 34.16% | 1.29% | 21 | 73 | 0 | 0 | 45 | 21 | 0 | 4 | 7 | 155 | 29 | 16 | 5 | 3 | 41 | 0 | 0 | 8 | 0 | 0.37154 | 2.6842 | 5.3749 | 5.3603 | Medium | Medium | Medium | Mid
VIEJO 2202 | 182852202 | CENTRAL COAST | CENTRAL COAST | 14.9046 | 1361490 | 42.5173 | 30.45% | 2.66% | 35.44% | 27.21% | 20 | 5 | 47 | 9.565% | 64.62% | 10.2% | 74 | 91 | 0 | 10 | 244 | 15 | 8 | 20 | 36 | 549 | 40.142 | 55 | 54 | 11 | 174 | 0 | 0 | 47 | 1 | 0.85804 | 1 | 6.2054 | 5.3245 | High | Low | High | Mid
SONOMA 1102 | 042721102 | NORTHERN | SONOMA | 6.154 | 984388.6667 | 44.031 | 43.3% | 0% | 80.66% | 19.34% | 3 | 1 | 6 | 80.66% | 19.34% | 6.977% | 28 | 49 | 0 | 1 | 43 | 18 | 0 | 2 | 2 | 129 | 42.2778 | 13 | 22 | 2 | 54 | 0 | 0 | 6 | 1 | 0.37399 | 2.4554 | 5.6694 | 5.2062 | Medium | Medium | High | Mid
LOS GATOS 1108 | 082021108 | CENTRAL COAST | DE ANZA | 4.3173 | 505778.6667 | 44.1867 | 16.21% | 3.661% | 40.4% | 44.3% | 7 | 0 | 17 | 37.17% | 62.08% | 5.422% | 43 | 69 | 0 | 7 | 66 | 8 | 0 | 7 | 10 | 166 | 1.1447 | 15 | 23 | 15 | 78 | 0 | 0 | 17 | 1 | 0.77051 | 1 | 6.6966 | 5.1598 | High | Low | High | Mid
POSO MOUNTAIN 2101 | 253642101 | CENTRAL VALLEY | KERN | 50.7844 | 413243 | 42.8582 | 78.01% | 40.17% | 40.79% | 8.342% | 30 | 0 | 16 | 57.21% | 32.19% | 11.77% | 86 | 29 | 0 | 98 | 158 | 77 | 0 | 8 | 21 | 705 | 6.6789 | 35 | 10 | 3 | 117 | 0 | 1 | 15 | 0 | 0.46369 | 7.8088 | 1.4221 | 5.149 | Medium | Medium | Low | Mid
PAUL SWEET 2102 | 083252102 | CENTRAL COAST | CENTRAL COAST | 5.5176 | 1317659.6667 | 45.1149 | 107.4% | 0.05154% | 26.6% | 40.14% | 9 | 2 | 13 | 25.82% | 42.53% | 4.598% | 17 | 29 | 0 | 3 | 36 | 5 | 5 | 5 | 10 | 87 | 63 | 5 | 3 | 0 | 31 | 0 | 0 | 13 | 1 | 0.76947 | 1 | 6.6814 | 5.1412 | High | Low | High | Mid
VALLEY VIEW 1103 | 014341103 | BAY AREA | EAST BAY | 0.6427 | 857099 | 46.3636 | 0% | 86.99% | 0% | 4.309% | 0 | 0 | 0 | 0% | 91.3% | 0% | 4 | 1 | 0 | 0 | 7 | 0 | 0 | 0 | 0 | 11 | 0 | 1 | 3 | 0 | 4 | 0 | 0 | 0 | 0 | 0.18394 | 3.6934 | 7.5586 | 5.135 | Low | Medium | High | Mid
MORGAN HILL 2110 | 083242110 | CENTRAL COAST | SAN JOSE | 2.1851 | 1472058.6667 | 44.7 | 7.402% | 0% | 79.23% | 15.35% | 0 | 0 | 7 | 56.73% | 37.85% | 12% | 20 | 34 | 0 | 0 | 8 | 2 | 0 | 2 | 2 | 50 | 11.2857 | 6 | 10 | 2 | 23 | 0 | 0 | 7 | 1 | 0.5356 | 2.3084 | 4.1363 | 5.114 | Medium | Low | Medium | Mid
POTTER VALLEY P H 1104 | 042281104 | NORTHERN | HUMBOLDT | 7.7001 | 0 | 42.5714 | 22.89% | 0% | 51.2% | 47.83% | 0 | 0 | 3 | 51.2% | 47.83% | 9.434% | 16 | 47 | 0 | 1 | 24 | 11 | 0 | 4 | 7 | 106 | 27.0256 | 17 | 1 | 3 | 40 | 0 | 0 | 3 | 0 | 0.5682 | 5.2347 | 1.6975 | 5.049 | Medium | Medium | Low | Mid
SARATOGA 1103 | 083371103 | CENTRAL COAST | DE ANZA | 4.5983 | 534592 | 42.6816 | 20.02% | 8.864% | 37.78% | 34.42% | 5 | 1 | 19 | 46.64% | 34.42% | 10.61% | 27 | 30 | 0 | 0 | 120 | 10 | 0 | 5 | 9 | 179 | 8.0513 | 16 | 31 | 12 | 78 | 0 | 0 | 19 | 1 | 0.796 | 1 | 6.3393 | 5.0461 | High | Low | High | Mid
NAPA 1112 | 042021112 | BAY AREA | NORTH BAY | 19.8336 | 624532.6667 | 42.9805 | 14.88% | 0% | 75% | 8.553% | 3 | 1 | 13 | 72.43% | 27.57% | 16.61% | 44 | 120 | 0 | 0 | 49 | 58 | 0 | 3 | 4 | 307 | 31.4458 | 19 | 21 | 2 | 89 | 0 | 0 | 13 | 0 | 0.318 | 3.4143 | 4.6347 | 5.0322 | Low | Medium | Medium | Mid
OAKLAND K 1103 | 012101103 | BAY AREA | EAST BAY | 6.1448 | 472078.6667 | 45.4792 | 27.36% | 5.229% | 42.94% | 15.12% | 10 | 2 | 23 | 29.51% | 44.46% | 25% | 57 | 57 | 1 | 3 | 97 | 24 | 15 | 8 | 19 | 240 | 30.7857 | 19 | 34 | 8 | 72 | 0 | 0 | 22 | 0 | 0.76445 | 1 | 6.5519 | 5.0086 | High | Low | High | Mid
SARATOGA 1104 | 083371104 | CENTRAL COAST | DE ANZA | 1.8773 | 667755 | 41.3265 | 5.481% | 0% | 51.56% | 10.6% | 5 | 0 | 14 | 51.56% | 10.6% | 12.12% | 18 | 12 | 0 | 0 | 68 | 9 | 0 | 5 | 7 | 99 | 1.451 | 11 | 20 | 5 | 52 | 0 | 0 | 14 | 1 | 0.66903 | 1 | 7.4301 | 4.9709 | High | Low | High | Mid
ROSSMOOR 1106 | 014161106 | BAY AREA | DIABLO | 4.9819 | 896923 | 44.3871 | 65.85% | 0% | 48.66% | 32.51% | 3 | 0 | 8 | 38.49% | 42.67% | 11.54% | 31 | 45 | 0 | 0 | 65 | 3 | 0 | 1 | 3 | 156 | 21.7564 | 16 | 37 | 10 | 79 | 0 | 0 | 8 | 1 | 0.72089 | 1 | 6.7743 | 4.8836 | High | Low | High | Mid
FLORENCE 0401 | 012690401 | BAY AREA | EAST BAY | 1.7951 | 74733 | 44.0323 | 0% | 0% | 13.98% | 22.65% | 5 | 0 | 3 | 2.192% | 89.6% | 37.5% | 5 | 3 | 0 | 0 | 14 | 1 | 10 | 0 | 3 | 32 | 44.8 | 6 | 4 | 0 | 10 | 0 | 0 | 3 | 1 | 0.72014 | 1 | 6.7634 | 4.8706 | High | Low | High | Mid
RALSTON 1102 | 024141102 | CENTRAL COAST | PENINSULA | 3.4743 | 495767.6667 | 44.4444 | 15.12% | 0% | 50.03% | 1.248% | 2 | 0 | 11 | 50.03% | 1.248% | 4.444% | 4 | 5 | 0 | 0 | 81 | 2 | 0 | 6 | 8 | 90 | 28.4423 | 2 | 10 | 33 | 52 | 1 | 0 | 11 | 1 | 0.63487 | 1 | 7.6717 | 4.8705 | Medium | Low | High | Mid
OROVILLE 1104 | 102521104 | NORTHERN | NORTH VALLEY | 0.28474 | 627607.3333 | 0 | 4.031% | 0% | 65.82% | 34.18% | 0 | 0 | 0 | 65.82% | 34.18% | 0% | 0 | 0 | 0 | 0 | 0 | 0 | 0 | 0 | 0 | 0 | 0 | 0 | 0 | 0 | 0 | 0 | 0 | 0 | 0 | 0.17896 | 4.4448 | 6.1103 | 4.8605 | Low | Medium | High | Mid
PARADISE 1103 | 102831103 | NORTHERN | NORTH VALLEY | 41.5864 | 1124803.6667 | 43.0094 | 10.11% | 2.857% | 56.83% | 26.25% | 25 | 6 | 65 | 61.46% | 28.58% | 6.832% | 206 | 569 | 65 | 1 | 406 | 109 | 41 | 23 | 35 | 1493 | 0 | 0 | 0 | 0 | 57 | 0 | 0 | 65 | 1 | 0.74929 | 1.0005 | 6.4304 | 4.8204 | High | Low | High | Mid
PEABODY 2108 | 063642108 | NORTHERN | SACRAMENTO | 0.94269 | 1304830.6667 | 41.4286 | 296.8% | 0% | 50.32% | 1.388% | 0 | 0 | 0 | 50.32% | 1.388% | 0% | 0 | 6 | 0 | 0 | 0 | 0 | 0 | 0 | 0 | 7 | 56.6667 | 1 | 1 | 0 | 3 | 0 | 0 | 0 | 0 | 0.21045 | 5.4692 | 4.1289 | 4.7523 | Low | Medium | Medium | Mid
PUTAH CREEK 1102 | 063681102 | NORTHERN | SACRAMENTO | 28.6295 | 404010 | 43.8606 | 44.46% | 0% | 90.58% | 9.42% | 0 | 0 | 16 | 90.58% | 9.42% | 4.307% | 99 | 294 | 8 | 0 | 82 | 19 | 0 | 3 | 6 | 534 | 22.3988 | 66 | 38 | 4 | 182 | 0 | 1 | 16 | 0 | 0.089636 | 19.4519 | 2.7226 | 4.7471 | Low | High | Low | Mid
DUNLAP 1103 | 254061103 | CENTRAL VALLEY | FRESNO | 70.8013 | 317583.3333 | 41.437 | 95.18% | 51.79% | 42.82% | 0.09684% | 19 | 2 | 59 | 94.48% | 0.7698% | 23.66% | 80 | 70 | 0 | 45 | 502 | 136 | 3 | 22 | 36 | 1196 | 12.7956 | 156 | 76 | 7 | 421 | 0 | 0 | 59 | 0 | 0.29453 | 6.9649 | 2.2879 | 4.6932 | Low | Medium | Low | Mid
WILLITS 1102 | 042661102 | NORTHERN | HUMBOLDT | 6.3612 | 451490 | 43.1897 | 26.26% | 3.841% | 23.89% | 49.54% | 0 | 0 | 11 | 23.89% | 56.8% | 9.195% | 28 | 60 | 0 | 1 | 65 | 7 | 0 | 3 | 5 | 174 | 28.8636 | 15 | 20 | 10 | 66 | 0 | 0 | 11 | 0 | 0.60528 | 2.4994 | 3.0894 | 4.6739 | Medium | Medium | Low | Mid
LOS OSITOS 2102 | 182082102 | CENTRAL COAST | CENTRAL COAST | 2.7527 | 758740.6667 | 39.7959 | 2.354% | 0% | 71.89% | 19.77% | 0 | 0 | 0 | 71.89% | 19.77% | 10.2% | 0 | 34 | 0 | 0 | 4 | 5 | 0 | 0 | 0 | 49 | 1.7778 | 3 | 2 | 0 | 11 | 0 | 0 | 0 | 0 | 0.14359 | 12.2495 | 2.6437 | 4.6502 | Low | Medium | Low | Mid
LLAGAS 2104 | 083182104 | CENTRAL COAST | SAN JOSE | 2.9141 | 524502.3333 | 37.2222 | 0% | 0% | 100% | 0% | 0 | 0 | 1 | 100% | 0% | 0% | 0 | 5 | 0 | 0 | 3 | 0 | 0 | 0 | 0 | 27 | 1.4444 | 2 | 0 | 0 | 9 | 0 | 0 | 1 | 0 | 0.14492 | 9.7685 | 3.2688 | 4.6274 | Low | Medium | Low | Mid
WHEATLAND 1105 | 152811105 | NORTHERN | SIERRA | 11.3149 | 387985.6667 | 45.3867 | 35.01% | 0% | 100% | 0% | 0 | 0 | 2 | 100% | 0% | 4.972% | 46 | 95 | 2 | 0 | 15 | 14 | 0 | 2 | 2 | 181 | 33.1633 | 31 | 6 | 0 | 53 | 0 | 0 | 2 | 0 | 0.18863 | 9.212 | 2.6356 | 4.5799 | Low | Medium | Low | Mid
SONOMA 1103 | 042721103 | NORTHERN | SONOMA | 14.1173 | 720886.6667 | 44.0377 | 30.67% | 0% | 95.21% | 4.746% | 1 | 3 | 9 | 90.87% | 9.088% | 5.021% | 47 | 166 | 0 | 0 | 29 | 10 | 1 | 5 | 5 | 239 | 47.1702 | 32 | 22 | 3 | 97 | 0 | 0 | 8 | 0 | 0.22636 | 3.9482 | 5.1063 | 4.5635 | Low | Medium | Medium | Mid
CAROLANDS 0404 | 024060404 | CENTRAL COAST | PENINSULA | 4.1147 | 322109 | 44.3949 | 46.95% | 3.653% | 18.37% | 52.56% | 7 | 0 | 24 | 16.49% | 83.51% | 19.75% | 21 | 39 | 0 | 0 | 93 | 20 | 6 | 0 | 3 | 157 | 43.913 | 13 | 36 | 8 | 71 | 0 | 0 | 24 | 1 | 0.79292 | 1 | 5.7269 | 4.541 | High | Low | High | Mid
VIEJO 2204 | 182852204 | CENTRAL COAST | CENTRAL COAST | 4.1676 | 1493490.3333 | 42.637 | 35.66% | 11.26% | 51.09% | 16.76% | 4 | 0 | 10 | 18.87% | 58.93% | 10.27% | 14 | 43 | 0 | 0 | 35 | 9 | 0 | 2 | 4 | 146 | 41.2093 | 13 | 19 | 0 | 44 | 2 | 0 | 10 | 1 | 0.76053 | 1 | 5.9272 | 4.5078 | High | Low | High | Mid
HARTLEY 1101 | 043211101 | NORTHERN | HUMBOLDT | 31.2788 | 1012195.3333 | 44.292 | 49.86% | 2.894% | 62.58% | 18.56% | 3 | 0 | 38 | 66.25% | 19.74% | 8.496% | 153 | 263 | 0 | 2 | 161 | 60 | 8 | 4 | 14 | 565 | 31.0041 | 114 | 47 | 4 | 244 | 0 | 0 | 38 | 0 | 0.29774 | 4.231 | 3.5693 | 4.4964 | Low | Medium | Low | Mid
TAR FLAT 0401 | 163240401 | CENTRAL VALLEY | YOSEMITE | 3.63 | 84058.6667 | 43.2394 | 0% | 0% | 25.68% | 42.5% | 4 | 0 | 4 | 6.884% | 93.12% | 14.79% | 33 | 41 | 0 | 0 | 51 | 17 | 0 | 0 | 1 | 142 | 29.4308 | 13 | 26 | 11 | 70 | 0 | 0 | 4 | 1 | 0.79867 | 1 | 5.6149 | 4.4845 | High | Low | High | Mid
LOS GATOS 1102 | 082021102 | CENTRAL COAST | DE ANZA | 1.2351 | 613031.3333 | 42.3276 | 8.803% | 0% | 53.25% | 36.39% | 2 | 0 | 4 | 53.25% | 46.75% | 18.97% | 3 | 20 | 0 | 2 | 23 | 8 | 0 | 2 | 2 | 58 | 0 | 7 | 7 | 7 | 22 | 0 | 0 | 4 | 1 | 0.63391 | 1 | 7.0409 | 4.4633 | Medium | Low | High | Mid
OAKLAND J 1102 | 012091102 | BAY AREA | EAST BAY | 6.3189 | 965953.6667 | 45.3663 | 11.05% | 2.379% | 37.3% | 29.17% | 5 | 1 | 22 | 16.33% | 55.88% | 17.88% | 66 | 47 | 1 | 0 | 190 | 5 | 0 | 9 | 15 | 274 | 20.1216 | 17 | 29 | 12 | 78 | 0 | 0 | 22 | 0 | 0.7059 | 1 | 6.3192 | 4.4607 | High | Low | High | Mid
LOS GATOS 1101 | 082021101 | CENTRAL COAST | DE ANZA | 10.2975 | 1000993 | 42.8101 | 22.58% | 2.826% | 54.09% | 41.84% | 13 | 0 | 46 | 54.67% | 44.09% | 4.545% | 80 | 146 | 0 | 0 | 197 | 11 | 0 | 18 | 23 | 396 | 6.3576 | 40 | 67 | 31 | 171 | 0 | 0 | 46 | 1 | 0.72044 | 1 | 6.1605 | 4.4382 | High | Low | High | Mid
SARATOGA 1106 | 083371106 | CENTRAL COAST | DE ANZA | 13.828 | 910023.6667 | 44.5 | 22.41% | 7.284% | 44.05% | 36.05% | 8 | 0 | 47 | 38.59% | 57.45% | 11.41% | 126 | 142 | 0 | 5 | 232 | 41 | 20 | 14 | 23 | 491 | 2.0973 | 57 | 82 | 31 | 237 | 0 | 0 | 47 | 0 | 0.62822 | 1 | 7.0258 | 4.4137 | Medium | Low | High | Mid
CORRAL 1101 | 162991101 | CENTRAL VALLEY | STOCKTON | 122.4932 | 1121144 | 42.3663 | 74.89% | 0.1268% | 82.86% | 8.016% | 3 | 2 | 135 | 82.83% | 8.175% | 11.06% | 287 | 1036 | 10 | 0 | 585 | 129 | 11 | 9 | 22 | 2433 | 9.0406 | 414 | 269 | 23 | 974 | 0 | 0 | 135 | 0 | 0.089599 | 9.7556 | 5.0466 | 4.4112 | Low | Medium | Medium | Mid
CLARKSVILLE 2104 | 153612104 | NORTHERN | SIERRA | 68.1625 | 1494335.3333 | 44.0434 | 54.18% | 0.3882% | 90.3% | 0% | 3 | 4 | 74 | 90.79% | 0% | 0.7107% | 248 | 843 | 29 | 0 | 134 | 90 | 0 | 13 | 25 | 1407 | 48.5196 | 223 | 237 | 19 | 557 | 0 | 0 | 74 | 0 | 0.052517 | 15.9304 | 5.2704 | 4.4093 | Low | High | Medium | Mid
BERKELEY F 1105 | 012061105 | BAY AREA | EAST BAY | 1.9192 | 695082.3333 | 46.131 | 4.802% | 0% | 60.21% | 19.91% | 2 | 0 | 9 | 29.09% | 70.02% | 35.71% | 20 | 25 | 0 | 0 | 32 | 3 | 7 | 8 | 11 | 84 | 25.6364 | 6 | 9 | 2 | 23 | 0 | 0 | 9 | 0 | 0.58515 | 1 | 7.5238 | 4.4025 | Medium | Low | High | Mid
BERESFORD 0403 | 024040403 | CENTRAL COAST | PENINSULA | 4.6093 | 327613.3333 | 42.0574 | 43.53% | 0% | 29.31% | 48.72% | 5 | 0 | 24 | 16.62% | 83.15% | 17.22% | 14 | 54 | 0 | 0 | 100 | 21 | 7 | 1 | 6 | 209 | 47.2625 | 13 | 44 | 8 | 80 | 1 | 0 | 24 | 1 | 0.80333 | 1 | 5.3755 | 4.3183 | High | Low | Medium | Mid
VALLEY VIEW 1105 | 014341105 | BAY AREA | EAST BAY | 5.9477 | 821930 | 43.2258 | 0% | 0% | 55.14% | 25.83% | 5 | 0 | 7 | 39.76% | 41.21% | 15.48% | 12 | 23 | 0 | 1 | 87 | 2 | 0 | 1 | 1 | 155 | 16.8333 | 17 | 18 | 1 | 49 | 0 | 0 | 7 | 0 | 0.62058 | 1 | 6.9552 | 4.3163 | Medium | Low | High | Mid
LAS AROMAS 0401 | 013600401 | BAY AREA | DIABLO | 5.9862 | 115734 | 44.5026 | 0% | 0.1907% | 68.28% | 16.32% | 8 | 2 | 14 | 1.339% | 87.73% | 31.09% | 41 | 59 | 0 | 6 | 68 | 9 | 8 | 2 | 6 | 193 | 44.6915 | 12 | 54 | 15 | 94 | 0 | 0 | 14 | 0 | 0.65372 | 1 | 6.5306 | 4.2692 | Medium | Low | High | Mid
WALDO 0401 | 013350401 | BAY AREA | EAST BAY | 1.7206 | 147915.3333 | 43.012 | 40.55% | 26.03% | 12.34% | 39.32% | 0 | 0 | 1 | 12.34% | 77.91% | 26.51% | 3 | 13 | 0 | 0 | 56 | 2 | 4 | 0 | 2 | 83 | 46.5455 | 5 | 11 | 7 | 24 | 0 | 0 | 1 | 0 | 0.50388 | 1 | 8.4574 | 4.2615 | Medium | Low | High | Mid
VIEJO 2203 | 182852203 | CENTRAL COAST | CENTRAL COAST | 3.9689 | 655455 | 47.4405 | 29.55% | 20.94% | 33.14% | 15.69% | 11 | 0 | 10 | 19.76% | 54.06% | 4.762% | 29 | 35 | 0 | 0 | 23 | 4 | 0 | 2 | 2 | 84 | 31.0909 | 7 | 4 | 1 | 23 | 0 | 0 | 9 | 1 | 0.72996 | 1 | 5.8229 | 4.2505 | High | Low | High | Mid
POTTER VALLEY P H 1105 | 042281105 | NORTHERN | HUMBOLDT | 49.5502 | 211374 | 42.6262 | 33.12% | 10.21% | 72.73% | 10.72% | 2 | 1 | 28 | 80.59% | 13.06% | 5.156% | 101 | 325 | 2 | 24 | 231 | 67 | 0 | 10 | 15 | 834 | 37.7011 | 87 | 30 | 8 | 273 | 0 | 1 | 28 | 0 | 0.10901 | 24.9211 | 1.5637 | 4.2481 | Low | High | Low | Mid
SAN RAFAEL 1106 | 042011106 | BAY AREA | NORTH BAY | 3.8001 | 931321 | 42.9082 | 24.99% | 11.6% | 22.06% | 23.41% | 5 | 0 | 3 | 22.06% | 35.01% | 1.02% | 12 | 25 | 0 | 0 | 47 | 12 | 0 | 2 | 3 | 98 | 36.125 | 14 | 7 | 3 | 48 | 0 | 0 | 3 | 0 | 0.52609 | 1 | 8.0737 | 4.2475 | Medium | Low | High | Mid
PALO SECO 0401 | 013180401 | BAY AREA | EAST BAY | 4.7078 | 111604.3333 | 45.0439 | 0% | 13.34% | 29.12% | 13.74% | 0 | 0 | 12 | 0% | 81.88% | 55.26% | 21 | 7 | 0 | 0 | 52 | 12 | 4 | 0 | 7 | 114 | 55.5227 | 9 | 24 | 7 | 46 | 0 | 0 | 12 | 1 | 0.62874 | 1 | 6.7383 | 4.2367 | Medium | Low | High | Mid
DOBBINS 1101 | 153741101 | NORTHERN | SIERRA | 80.9568 | 273408.3333 | 41.9471 | 29.91% | 12.82% | 76.24% | 2.657% | 7 | 0 | 82 | 93.55% | 2.657% | 6.025% | 170 | 1122 | 58 | 0 | 211 | 148 | 10 | 13 | 25 | 1892 | 39.7418 | 277 | 73 | 9 | 638 | 0 | 6 | 82 | 0 | 0.072378 | 14.2415 | 4.1027 | 4.229 | Low | High | Medium | Mid
RIDGE 0402 | 012840402 | BAY AREA | EAST BAY | 1.857 | 62430.6667 | 43.3951 | 69.08% | 0% | 44.06% | 36.54% | 0 | 0 | 2 | 30.41% | 69.44% | 23.46% | 7 | 21 | 0 | 0 | 33 | 1 | 2 | 3 | 5 | 81 | 44.4167 | 4 | 9 | 5 | 24 | 0 | 0 | 2 | 0 | 0.56589 | 1 | 7.47 | 4.2271 | Medium | Low | High | Mid
SAN MIGUEL 1104 | 182661104 | CENTRAL COAST | LOS PADRES | 26.5441 | 1053624 | 41.345 | 83.2% | 0.2016% | 98.92% | 0.3796% | 0 | 1 | 12 | 99.4% | 0.5812% | 1.754% | 15 | 76 | 0 | 67 | 100 | 34 | 0 | 8 | 11 | 342 | 46.8646 | 41 | 19 | 2 | 100 | 0 | 1 | 11 | 0 | 0.19154 | 7.5083 | 2.911 | 4.1865 | Low | Medium | Low | Mid
SO. CAL. EDISON #3 1101 | 258861101 | CENTRAL VALLEY | FRESNO | 6.4255 | 1140.3333 | 42.5 | 0% | 0% | 15.88% | 0% | 0 | 0 | 4 | 15.88% | 84.12% | 10% | 0 | 0 | 0 | 0 | 11 | 4 | 0 | 0 | 0 | 20 | 15.0769 | 10 | 3 | 0 | 17 | 0 | 0 | 4 | 0 | 0.37251 | 4.6056 | 2.4212 | 4.1539 | Medium | Medium | Low | Mid
KONOCTI 1108 | 043311108 | NORTHERN | HUMBOLDT | 23.2432 | 650308.6667 | 45.7309 | 56.47% | 0% | 77.17% | 0.5813% | 4 | 1 | 15 | 77.17% | 0.5813% | 14.62% | 243 | 320 | 0 | 2 | 115 | 86 | 6 | 4 | 11 | 602 | 48.3822 | 107 | 96 | 34 | 261 | 0 | 0 | 15 | 0 | 0.23488 | 2.8782 | 6.0774 | 4.1084 | Low | Medium | High | Mid
INDIAN FLAT 1104 | 252691104 | CENTRAL VALLEY | YOSEMITE | 16.7358 | 311983 | 42.409 | 0% | 58.08% | 14.74% | 2.828% | 2 | 0 | 21 | 76.62% | 11.94% | 11.51% | 37 | 11 | 5 | 0 | 183 | 53 | 9 | 8 | 15 | 365 | 69.881 | 29 | 16 | 4 | 98 | 0 | 0 | 21 | 0 | 0.38718 | 3.3705 | 3.132 | 4.0872 | Medium | Medium | Low | Mid
DEL MONTE 2103 | 182222103 | CENTRAL COAST | CENTRAL COAST | 13.5735 | 1826126 | 43.6569 | 10.44% | 0.9828% | 60.53% | 9.887% | 13 | 3 | 47 | 19.33% | 53.28% | 10.76% | 95 | 132 | 0 | 9 | 120 | 31 | 5 | 12 | 18 | 446 | 33.367 | 43 | 34 | 2 | 121 | 0 | 0 | 47 | 1 | 0.73565 | 1 | 5.4971 | 4.044 | High | Low | High | Mid
OAKLAND K 1101 | 012101101 | BAY AREA | EAST BAY | 2.9361 | 516942 | 45.087 | 22.59% | 12.38% | 15.6% | 21.08% | 3 | 0 | 10 | 13.33% | 55.83% | 51.3% | 49 | 12 | 0 | 0 | 81 | 7 | 8 | 10 | 17 | 115 | 17.4643 | 6 | 10 | 8 | 30 | 0 | 0 | 10 | 0 | 0.65841 | 1 | 6.1353 | 4.0395 | Medium | Low | High | Mid
OAKHURST 1101 | 254421101 | CENTRAL VALLEY | YOSEMITE | 92.9272 | 802392 | 39.9706 | 63.81% | 51.99% | 38.39% | 3.996% | 2 | 1 | 71 | 86.64% | 7.922% | 24.32% | 57 | 394 | 1 | 2 | 873 | 142 | 0 | 24 | 32 | 2052 | 27.984 | 300 | 172 | 16 | 820 | 0 | 1 | 71 | 0 | 0.092651 | 11.2547 | 3.8539 | 4.0187 | Low | Medium | Medium | Mid
EL CERRITO G 1112 | 012501112 | BAY AREA | EAST BAY | 5.0582 | 676843.6667 | 43.3333 | 9.659% | 0% | 64% | 27.08% | 2 | 0 | 2 | 24.47% | 68.63% | 30.68% | 4 | 14 | 0 | 1 | 59 | 1 | 0 | 1 | 1 | 88 | 6.3448 | 7 | 12 | 0 | 29 | 0 | 0 | 2 | 0 | 0.46574 | 1 | 8.5484 | 3.9813 | Medium | Low | High | Mid
OAKHURST 1102 | 254421102 | CENTRAL VALLEY | YOSEMITE | 11.4965 | 459199.6667 | 40.0723 | 39.62% | 48.97% | 42.86% | 0% | 1 | 0 | 25 | 94.71% | 0.9497% | 23.71% | 18 | 59 | 0 | 0 | 168 | 27 | 0 | 6 | 11 | 350 | 38.9931 | 51 | 50 | 5 | 152 | 0 | 0 | 25 | 0 | 0.25737 | 3.9396 | 3.8815 | 3.9356 | Low | Medium | Medium | Mid
SAN MIGUEL 1105 | 182661105 | CENTRAL COAST | LOS PADRES | 1.3942 | 377495 | 43.6111 | 17.58% | 0% | 100% | 0% | 0 | 0 | 1 | 100% | 0% | 5.556% | 1 | 13 | 0 | 0 | 2 | 0 | 0 | 0 | 0 | 18 | 62.8571 | 5 | 1 | 0 | 7 | 0 | 0 | 1 | 0 | 0.22921 | 5.3197 | 3.2213 | 3.9278 | Low | Medium | Low | Mid
PLACERVILLE 1110 | 153081110 | NORTHERN | SIERRA | 34.3842 | 527171.3333 | 42.7593 | 19.84% | 23.11% | 46.88% | 17.8% | 6 | 0 | 77 | 54.68% | 33.1% | 0.201% | 153 | 498 | 15 | 0 | 190 | 41 | 0 | 10 | 29 | 995 | 48.9063 | 166 | 116 | 20 | 404 | 0 | 2 | 77 | 0 | 0.28065 | 3.5354 | 3.9518 | 3.9211 | Low | Medium | Medium | Mid
CLAY 1103 | 163341103 | CENTRAL VALLEY | STOCKTON | 56.3815 | 626730 | 44.3689 | 132.9% | 4.832% | 80.45% | 0.3339% | 2 | 3 | 25 | 73.75% | 13.44% | 7.906% | 199 | 436 | 0 | 0 | 264 | 92 | 0 | 8 | 23 | 936 | 32.4372 | 69 | 37 | 3 | 193 | 0 | 1 | 25 | 0 | 0.145 | 5.6318 | 4.7711 | 3.8961 | Low | Medium | Medium | Mid
MARIPOSA 2101 | 254452101 | CENTRAL VALLEY | YOSEMITE | 261.3822 | 909338.6667 | 40.3495 | 0% | 86.47% | 8.223% | 0.9472% | 8 | 3 | 223 | 84.61% | 12.03% | 23.6% | 172 | 1687 | 14 | 1 | 1903 | 292 | 5 | 33 | 54 | 5687 | 38.1209 | 914 | 417 | 33 | 2249 | 0 | 4 | 215 | 0 | 0.13837 | 9.8502 | 2.8455 | 3.8783 | Low | Medium | Low | Mid
CURTIS 1705 | 163351705 | CENTRAL VALLEY | YOSEMITE | 84.8308 | 1039972 | 42.2644 | 0% | 22.69% | 56.89% | 4.67% | 6 | 1 | 144 | 78.75% | 14.77% | 3.447% | 333 | 1290 | 3 | 0 | 509 | 164 | 1 | 21 | 38 | 2321 | 22.3541 | 465 | 262 | 30 | 1105 | 0 | 0 | 142 | 0 | 0.12924 | 4.6492 | 6.3526 | 3.8172 | Low | Medium | High | Mid
BRYANT 0402 | 013090402 | BAY AREA | DIABLO | 1.5416 | 135820.3333 | 44.8026 | 0% | 38.71% | 10.43% | 50.86% | 2 | 0 | 2 | 3.005% | 96.99% | 23.68% | 31 | 17 | 0 | 0 | 29 | 1 | 0 | 0 | 0 | 76 | 42.2727 | 7 | 19 | 4 | 33 | 0 | 0 | 2 | 0 | 0.56816 | 1 | 6.7117 | 3.8133 | Medium | Low | High | Mid
PEORIA 1701 | 163781701 | CENTRAL VALLEY | YOSEMITE | 80.9793 | 522460 | 43.7626 | 0% | 41.46% | 28.14% | 2.464% | 6 | 3 | 94 | 70.58% | 3.53% | 4.754% | 408 | 811 | 3 | 0 | 296 | 287 | 10 | 9 | 35 | 1704 | 28.1064 | 256 | 177 | 21 | 684 | 0 | 0 | 93 | 0 | 0.18788 | 4.3409 | 4.6157 | 3.7645 | Low | Medium | Medium | Mid
IONE 1101 | 163881101 | CENTRAL VALLEY | STOCKTON | 16.9978 | 1124748.3333 | 42.5714 | 71.69% | 0% | 94.02% | 0% | 0 | 0 | 7 | 87.97% | 6.052% | 4.082% | 21 | 100 | 0 | 0 | 65 | 44 | 0 | 1 | 3 | 245 | 36.0345 | 26 | 12 | 2 | 61 | 0 | 0 | 7 | 0 | 0.17819 | 4.7899 | 4.4058 | 3.7604 | Low | Medium | Medium | Mid
OAKLAND J 1105 | 012091105 | BAY AREA | EAST BAY | 4.233 | 793234 | 44.6842 | 11.74% | 0% | 44.34% | 17.04% | 1 | 2 | 2 | 6.234% | 55.15% | 21.05% | 17 | 10 | 0 | 0 | 59 | 7 | 0 | 3 | 4 | 95 | 27.4615 | 6 | 12 | 7 | 27 | 0 | 0 | 2 | 0 | 0.61111 | 1 | 6.1504 | 3.7586 | Medium | Low | High | Mid
WISE 1101 | 152271101 | NORTHERN | SIERRA | 9.297 | 455854.6667 | 41.6791 | 51.02% | 0.3197% | 43.48% | 23.38% | 1 | 0 | 11 | 43.8% | 23.38% | 7.353% | 14 | 76 | 0 | 0 | 25 | 5 | 0 | 3 | 8 | 136 | 28.6667 | 22 | 12 | 1 | 55 | 0 | 0 | 11 | 0 | 0.50555 | 1.5447 | 4.7524 | 3.7113 | Medium | Low | Medium | Mid
WYANDOTTE 1105 | 102911105 | NORTHERN | NORTH VALLEY | 21.9604 | 306464.3333 | 41.028 | 95.88% | 0.04982% | 14.35% | 22.69% | 1 | 2 | 5 | 14.65% | 72.03% | 7.009% | 10 | 85 | 6 | 0 | 42 | 12 | 0 | 1 | 1 | 214 | 47.7627 | 30 | 8 | 0 | 64 | 0 | 1 | 5 | 1 | 0.59769 | 1.054 | 5.8853 | 3.7074 | Medium | Low | High | Mid
PAUL SWEET 2109 | 083252109 | CENTRAL COAST | CENTRAL COAST | 4.8379 | 921379.3333 | 44.5181 | 6.578% | 0.1206% | 62.21% | 29.35% | 0 | 1 | 8 | 63.94% | 30.95% | 9.639% | 12 | 40 | 0 | 1 | 27 | 8 | 0 | 2 | 2 | 83 | 39.5957 | 16 | 10 | 3 | 47 | 1 | 0 | 8 | 1 | 0.55732 | 1 | 6.6296 | 3.6948 | Medium | Low | High | Mid
SNEATH LANE 1101 | 022721101 | CENTRAL COAST | PENINSULA | 3.4169 | 423290.3333 | 42.5287 | 25.96% | 6.254% | 33.09% | 28.1% | 3 | 1 | 3 | 37.01% | 45.54% | 0% | 6 | 6 | 0 | 0 | 78 | 1 | 0 | 1 | 5 | 87 | 22.4286 | 9 | 13 | 4 | 29 | 0 | 0 | 3 | 1 | 0.65732 | 1 | 5.5993 | 3.6805 | Medium | Low | High | Mid
PEORIA 1704 | 163781704 | CENTRAL VALLEY | YOSEMITE | 69.8555 | 1152041.6667 | 42.2251 | 0% | 1.12% | 67.14% | 0.2721% | 2 | 1 | 42 | 66.78% | 16.39% | 5.376% | 215 | 651 | 0 | 0 | 269 | 197 | 0 | 14 | 36 | 1358 | 44.3532 | 198 | 105 | 11 | 425 | 0 | 0 | 41 | 0 | 0.15653 | 5.0902 | 4.6091 | 3.6724 | Low | Medium | Medium | Mid
SARATOGA 1105 | 083371105 | CENTRAL COAST | DE ANZA | 9.944 | 515332 | 44.3932 | 22.52% | 0.1397% | 67.73% | 19.61% | 1 | 0 | 36 | 68.56% | 19.61% | 10.68% | 52 | 50 | 0 | 1 | 101 | 12 | 0 | 10 | 16 | 206 | 4.8586 | 28 | 23 | 13 | 103 | 0 | 0 | 35 | 1 | 0.61503 | 1 | 5.9343 | 3.6498 | Medium | Low | High | Mid
SOBRANTE 1101 | 014671101 | BAY AREA | DIABLO | 16.0465 | 881948 | 45.22 | 69.58% | 1.748% | 33.94% | 22.64% | 7 | 0 | 34 | 24.53% | 33.92% | 34.66% | 179 | 102 | 0 | 0 | 235 | 16 | 0 | 6 | 21 | 502 | 27.0992 | 80 | 107 | 25 | 261 | 0 | 0 | 34 | 0 | 0.50746 | 1.13 | 6.3636 | 3.6492 | Medium | Low | High | Mid
SHINGLE SPRINGS 1104 | 153651104 | NORTHERN | SIERRA | 44.414 | 484282.3333 | 43.6518 | 33.15% | 1.429% | 96.25% | 0% | 2 | 2 | 36 | 98.43% | 0% | 1.228% | 116 | 539 | 17 | 0 | 183 | 41 | 4 | 6 | 8 | 1059 | 46.4609 | 160 | 204 | 21 | 456 | 0 | 0 | 36 | 0 | 0.069469 | 11.3519 | 4.6197 | 3.6432 | Low | Medium | Medium | Mid
AUBERRY 1101 | 254151101 | CENTRAL VALLEY | FRESNO | 243.6273 | 954361.6667 | 40.614 | 47% | 27.66% | 65.22% | 2.352% | 27 | 2 | 260 | 92.44% | 2.791% | 25.83% | 179 | 468 | 3 | 533 | 1555 | 514 | 3 | 43 | 76 | 4583 | 14.7982 | 938 | 344 | 27 | 2021 | 0 | 6 | 260 | 0 | 0.21545 | 7.1086 | 2.3763 | 3.6394 | Low | Medium | Low | Mid
SONOMA 1106 | 042721106 | NORTHERN | SONOMA | 1.2651 | 969903.6667 | 42.8125 | 19.52% | 0% | 100% | 0% | 0 | 0 | 1 | 100% | 0% | 0% | 1 | 0 | 0 | 0 | 8 | 5 | 0 | 0 | 0 | 16 | 22.4 | 2 | 1 | 0 | 5 | 0 | 0 | 1 | 0 | 0.20325 | 3.2426 | 5.5195 | 3.6377 | Low | Medium | High | Mid
SAN RAFAEL 1105 | 042011105 | BAY AREA | NORTH BAY | 5.2298 | 1166879 | 43.9333 | 3.422% | 0% | 61.54% | 24.22% | 2 | 0 | 10 | 61.49% | 24.28% | 5.333% | 10 | 21 | 0 | 1 | 36 | 6 | 0 | 2 | 3 | 75 | 22.1 | 6 | 10 | 3 | 30 | 0 | 0 | 10 | 0 | 0.47677 | 1 | 7.6239 | 3.6348 | Medium | Low | High | Mid
VINEYARD 2107 | 014502107 | CENTRAL COAST | MISSION | 1.9947 | 1499744.3333 | 43.0233 | 12.4% | 0% | 50.79% | 49.21% | 0 | 1 | 10 | 50.79% | 49.21% | 13.95% | 5 | 36 | 0 | 1 | 26 | 3 | 0 | 3 | 4 | 86 | 20.973 | 14 | 20 | 0 | 40 | 0 | 0 | 10 | 1 | 0.69409 | 1 | 5.2344 | 3.6331 | High | Low | Medium | Mid
WHITMORE 1101 | 103601101 | NORTHERN | NORTH VALLEY | 92.5696 | 144177 | 40.5451 | 32.28% | 71.28% | 21.05% | 1.318% | 6 | 0 | 84 | 83.16% | 10.49% | 8.126% | 178 | 999 | 54 | 0 | 485 | 144 | 0 | 13 | 26 | 2006 | 37.5782 | 191 | 65 | 5 | 451 | 0 | 2 | 83 | 0 | 0.064368 | 25.3433 | 2.1627 | 3.528 | Low | High | Low | Mid
OAKLAND X 1105 | 012541105 | BAY AREA | EAST BAY | 4.3515 | 707029.6667 | 44.5041 | 18.3% | 0% | 68.95% | 30.73% | 1 | 1 | 2 | 20.97% | 79.03% | 36.59% | 26 | 17 | 0 | 2 | 77 | 17 | 16 | 1 | 1 | 123 | 15.6053 | 5 | 18 | 6 | 38 | 0 | 0 | 2 | 0 | 0.53834 | 1 | 6.5414 | 3.5215 | Medium | Low | High | Mid
SARATOGA 1115 | 083371115 | CENTRAL COAST | DE ANZA | 2.7261 | 861060.6667 | 43.0137 | 15.13% | 0% | 38.53% | 57.64% | 2 | 0 | 10 | 38.53% | 61.47% | 13.7% | 15 | 21 | 1 | 0 | 37 | 5 | 0 | 1 | 1 | 73 | 1.8684 | 9 | 8 | 2 | 38 | 0 | 0 | 9 | 0 | 0.60994 | 1 | 5.7678 | 3.518 | Medium | Low | High | Mid
SOLEDAD 2102 | 182052102 | CENTRAL COAST | CENTRAL COAST | 31.2821 | 1529844.6667 | 39.7018 | 81.38% | 0% | 83.82% | 14.88% | 3 | 1 | 7 | 83.17% | 15.53% | 6.818% | 9 | 56 | 0 | 2 | 60 | 15 | 0 | 4 | 5 | 220 | 27.9425 | 19 | 7 | 1 | 97 | 0 | 0 | 7 | 0 | 0.2142 | 18.3454 | 0.8933 | 3.5103 | Low | High | Low | Mid
EL CERRITO G 1110 | 012501110 | BAY AREA | EAST BAY | 2.1358 | 453257.6667 | 47.3438 | 70.74% | 0.1331% | 23.71% | 1.212% | 2 | 1 | 2 | 9.408% | 41.43% | 46.88% | 14 | 6 | 0 | 1 | 13 | 0 | 2 | 1 | 2 | 32 | 11 | 0 | 1 | 0 | 3 | 0 | 0 | 2 | 0 | 0.4024 | 1 | 8.6693 | 3.4885 | Medium | Low | High | Mid
HOLLYWOOD 0401 | 013170401 | BAY AREA | EAST BAY | 3.0693 | 172815 | 47.0073 | 0% | 5.048% | 50.61% | 12.22% | 0 | 0 | 8 | 0% | 100% | 62.77% | 57 | 17 | 0 | 0 | 63 | 2 | 6 | 3 | 7 | 137 | 42.7857 | 4 | 15 | 10 | 42 | 0 | 0 | 8 | 0 | 0.51878 | 1 | 6.6406 | 3.445 | Medium | Low | High | Mid
PIT NO 5 1101 | 101321101 | NORTHERN | NORTH VALLEY | 23.7942 | 22337.3333 | 43.757 | 97.46% | 51.05% | 3.644% | 0% | 4 | 1 | 18 | 82.26% | 13.75% | 12.38% | 138 | 153 | 4 | 1 | 200 | 74 | 4 | 13 | 26 | 541 | 25.9595 | 24 | 12 | 2 | 86 | 0 | 3 | 18 | 0 | 0.41374 | 10.1216 | 0.82163 | 3.4407 | Medium | Medium | Low | Mid
MORRO BAY 1102 | 183011102 | CENTRAL COAST | LOS PADRES | 22.9719 | 1059852 | 40.6152 | 47.97% | 1.978% | 7.314% | 71.06% | 2 | 0 | 42 | 9.464% | 79.15% | 7.58% | 30 | 25 | 0 | 36 | 189 | 27 | 8 | 8 | 10 | 343 | 24.2749 | 67 | 24 | 19 | 178 | 0 | 0 | 42 | 0 | 0.48819 | 1.0414 | 6.7615 | 3.4375 | Medium | Low | High | Mid
BAY MEADOWS 2102 | 024012102 | CENTRAL COAST | PENINSULA | 4.3938 | 1456927.6667 | 45.2119 | 33.71% | 0% | 37.33% | 2.397% | 7 | 0 | 9 | 27.78% | 13.79% | 11.86% | 24 | 29 | 1 | 1 | 67 | 11 | 0 | 3 | 8 | 118 | 28.5435 | 17 | 10 | 6 | 49 | 1 | 0 | 9 | 1 | 0.63615 | 1 | 5.3811 | 3.4232 | Medium | Low | High | Mid
UKIAH 1115 | 042771115 | NORTHERN | HUMBOLDT | 18.3 | 313014.3333 | 44.1337 | 0% | 3.584% | 71.18% | 13.35% | 2 | 0 | 18 | 74.77% | 17.33% | 5.185% | 96 | 150 | 0 | 1 | 124 | 65 | 0 | 10 | 11 | 405 | 37.3867 | 57 | 65 | 5 | 184 | 0 | 0 | 18 | 0 | 0.27079 | 4.5889 | 2.7266 | 3.3882 | Low | Medium | Low | Mid
OILFIELDS 1103 | 182391103 | CENTRAL COAST | CENTRAL COAST | 117.8387 | 676842 | 41.8217 | 59.82% | 7.064% | 80.84% | 0.0615% | 2 | 0 | 99 | 90.89% | 0.3467% | 8.601% | 74 | 195 | 1 | 319 | 370 | 80 | 0 | 24 | 37 | 1151 | 33.2937 | 112 | 68 | 8 | 446 | 0 | 0 | 99 | 0 | 0.078838 | 11.8293 | 3.6117 | 3.3683 | Low | Medium | Low | Mid
FULTON 1104 | 042561104 | NORTHERN | SONOMA | 0.58254 | 862530 | 48.3333 | 5.146% | 0% | 77.78% | 22.22% | 0 | 0 | 1 | 77.78% | 22.22% | 16.67% | 5 | 3 | 0 | 0 | 2 | 1 | 0 | 0 | 0 | 6 | 41.6 | 3 | 1 | 0 | 5 | 0 | 0 | 1 | 1 | 0.36699 | 2.2972 | 3.9527 | 3.3323 | Medium | Low | Medium | Mid
TIDEWATER 2106 | 014652106 | BAY AREA | DIABLO | 9.2683 | 1632499.3333 | 44.5088 | 0% | 0% | 11.65% | 21.24% | 1 | 0 | 4 | 14.27% | 21.24% | 39.47% | 15 | 25 | 0 | 0 | 25 | 10 | 0 | 0 | 0 | 114 | 46.9231 | 5 | 7 | 5 | 30 | 0 | 0 | 4 | 0 | 0.5414 | 1.1373 | 5.3892 | 3.3182 | Medium | Low | High | Mid
TEMPLETON 2111 | 183052111 | CENTRAL COAST | LOS PADRES | 46.5161 | 707863.3333 | 43.1801 | 13.41% | 0.03222% | 76.19% | 14.78% | 10 | 1 | 87 | 76.19% | 19.38% | 7.533% | 134 | 67 | 2 | 202 | 359 | 201 | 0 | 14 | 19 | 1062 | 52.0586 | 242 | 184 | 19 | 547 | 0 | 1 | 87 | 0 | 0.29919 | 2.8834 | 3.7852 | 3.2654 | Low | Medium | Medium | Mid
FAIRVIEW 2207 | 013432207 | BAY AREA | DIABLO | 19.4269 | 1298953.3333 | 45.1845 | 0% | 5.883% | 33.15% | 20.54% | 2 | 3 | 24 | 18.87% | 51.21% | 13.57% | 110 | 168 | 0 | 1 | 148 | 8 | 22 | 12 | 35 | 516 | 29.1304 | 31 | 47 | 16 | 127 | 0 | 1 | 24 | 0 | 0.56089 | 1 | 5.8156 | 3.2619 | Medium | Low | High | Mid
ARLINGTON 0401 | 013700401 | BAY AREA | EAST BAY | 0.87294 | 79259.3333 | 45.2174 | 14.3% | 0% | 10.82% | 10.92% | 0 | 0 | 1 | 0% | 100% | 65.22% | 1 | 1 | 0 | 0 | 18 | 1 | 8 | 0 | 1 | 23 | 35.1818 | 2 | 4 | 2 | 11 | 0 | 0 | 1 | 0 | 0.41135 | 1 | 7.8902 | 3.2456 | Medium | Low | High | Mid
HICKS 1116 | 083431116 | CENTRAL COAST | SAN JOSE | 11.3852 | 890645.3333 | 43.0429 | 1.727% | 1.957% | 55.88% | 39.91% | 5 | 0 | 50 | 57.84% | 39.91% | 10.13% | 79 | 100 | 0 | 1 | 184 | 20 | 0 | 6 | 11 | 375 | 3.5269 | 49 | 80 | 15 | 190 | 0 | 0 | 50 | 0 | 0.54573 | 1 | 5.923 | 3.2323 | Medium | Low | High | Mid
SAN LEANDRO U 1109 | 013111109 | CENTRAL COAST | MISSION | 13.1527 | 1027629.6667 | 44.4837 | 20.73% | 2.227% | 41.32% | 36.26% | 6 | 2 | 28 | 37.43% | 43.23% | 18.93% | 57 | 68 | 0 | 2 | 287 | 12 | 3 | 17 | 21 | 523 | 22.1133 | 37 | 68 | 21 | 156 | 0 | 0 | 28 | 0 | 0.73818 | 1 | 4.3591 | 3.2178 | High | Low | Medium | Mid
TAR FLAT 0402 | 163240402 | CENTRAL VALLEY | YOSEMITE | 5.7251 | 92911.3333 | 42.6374 | 0% | 0% | 24.67% | 60.03% | 0 | 0 | 4 | 24.18% | 71.75% | 5.464% | 26 | 85 | 0 | 0 | 53 | 22 | 0 | 0 | 0 | 183 | 37.6418 | 16 | 30 | 8 | 73 | 0 | 0 | 4 | 0 | 0.51697 | 1.162 | 5.2879 | 3.1764 | Medium | Low | Medium | Mid
SNEATH LANE 1106 | 022721106 | CENTRAL COAST | PENINSULA | 2.2996 | 639751.6667 | 42.5 | 30.17% | 0% | 43.71% | 15.94% | 6 | 0 | 6 | 43.71% | 19.05% | 8% | 4 | 10 | 0 | 0 | 34 | 0 | 0 | 3 | 8 | 50 | 38.2 | 2 | 5 | 3 | 18 | 0 | 0 | 6 | 1 | 0.58134 | 1 | 5.4125 | 3.1465 | Medium | Low | High | Mid
OLETA 1101 | 163541101 | CENTRAL VALLEY | STOCKTON | 91.7582 | 636401.6667 | 43.7272 | 66.43% | 3.039% | 81.21% | 9.707% | 4 | 2 | 49 | 79.19% | 15.36% | 3.26% | 294 | 946 | 0 | 0 | 430 | 145 | 0 | 7 | 23 | 1810 | 37.0636 | 252 | 118 | 10 | 522 | 0 | 6 | 48 | 0 | 0.061666 | 9.7544 | 5.1735 | 3.1119 | Low | Medium | Medium | Mid
SAN LEANDRO U 1114 | 013111114 | CENTRAL COAST | MISSION | 15.182 | 1226301 | 43.9513 | 28.75% | 0.1848% | 49.53% | 42.91% | 4 | 1 | 30 | 37.32% | 55.94% | 17.69% | 41 | 73 | 1 | 3 | 204 | 9 | 0 | 4 | 6 | 390 | 22.0924 | 26 | 56 | 14 | 125 | 0 | 0 | 30 | 0 | 0.6688 | 1 | 4.5847 | 3.0663 | High | Low | Medium | Mid
MC KEE 1107 | 083531107 | CENTRAL COAST | SAN JOSE | 2.8856 | 977403 | 43.5849 | 9.903% | 0% | 82.84% | 11.1% | 1 | 0 | 6 | 82.84% | 14.34% | 9.434% | 8 | 22 | 0 | 0 | 17 | 3 | 0 | 0 | 1 | 53 | 0 | 6 | 6 | 0 | 24 | 0 | 0 | 6 | 0 | 0.20895 | 4.9293 | 2.9617 | 3.0505 | Low | Medium | Low | Mid
COTTONWOOD 1103 | 102931103 | NORTHERN | NORTH VALLEY | 129.5388 | 1086587.3333 | 42.5679 | 51.9% | 49.26% | 45.06% | 4.398% | 5 | 0 | 88 | 94.32% | 4.398% | 9.656% | 293 | 1624 | 109 | 0 | 547 | 468 | 0 | 21 | 30 | 3252 | 52.9558 | 472 | 306 | 36 | 1127 | 0 | 5 | 88 | 0 | 0.082078 | 10.5165 | 3.5227 | 3.0407 | Low | Medium | Low | Mid
LAS PULGAS 0401 | 024120401 | CENTRAL COAST | PENINSULA | 0.12527 | 193094.3333 | 43.3333 | 39.18% | 0% | 100% | 0% | 0 | 0 | 0 | 100% | 0% | 6.667% | 1 | 2 | 0 | 0 | 10 | 0 | 0 | 0 | 0 | 15 | 87.7143 | 0 | 4 | 1 | 7 | 0 | 0 | 0 | 1 | 0.33866 | 1 | 8.9603 | 3.0345 | Medium | Low | High | Mid
FAIRMOUNT 0401 | 012650401 | BAY AREA | EAST BAY | 1.5131 | 126678 | 44.8611 | 31.51% | 0% | 89.61% | 3.405% | 2 | 0 | 3 | 0% | 100% | 51.39% | 2 | 7 | 0 | 0 | 7 | 1 | 0 | 1 | 2 | 72 | 37.9 | 2 | 11 | 4 | 21 | 0 | 0 | 3 | 0 | 0.34629 | 1 | 8.7552 | 3.0318 | Medium | Low | High | Mid
HORSESHOE 1101 | 152571101 | NORTHERN | SIERRA | 7.1108 | 675190 | 44.3243 | 32.3% | 0% | 61.55% | 2.707% | 0 | 0 | 11 | 61.55% | 2.707% | 2.703% | 13 | 79 | 0 | 0 | 8 | 3 | 0 | 2 | 8 | 111 | 44.2979 | 20 | 19 | 2 | 48 | 0 | 0 | 11 | 1 | 0.48077 | 1 | 6.2542 | 3.0068 | Medium | Low | High | Mid
MONTEREY 0402 | 182090402 | CENTRAL COAST | CENTRAL COAST | 0.9685 | 192008.6667 | 43.6842 | 38.49% | 29.84% | 0% | 41.97% | 0 | 0 | 1 | 0% | 75.46% | 42.11% | 0 | 4 | 0 | 0 | 17 | 1 | 0 | 0 | 0 | 38 | 69.5 | 2 | 4 | 1 | 10 | 0 | 0 | 1 | 1 | 0.50618 | 1 | 5.8785 | 2.9756 | Medium | Low | High | Mid
SAN JOAQUIN #3 1103 | 252531103 | CENTRAL VALLEY | YOSEMITE | 54.5173 | 0 | 40.4287 | 67.87% | 75.5% | 18.68% | 0.2307% | 3 | 4 | 33 | 85.23% | 9.182% | 23.94% | 37 | 214 | 0 | 1 | 491 | 56 | 14 | 5 | 8 | 1207 | 22.7551 | 195 | 69 | 12 | 526 | 0 | 0 | 32 | 0 | 0.26462 | 4.374 | 2.5612 | 2.9644 | Low | Medium | Low | Mid
CLAY 1101 | 163341101 | CENTRAL VALLEY | STOCKTON | 27.9248 | 622525 | 43.6759 | 32.66% | 0.6155% | 97.09% | 2.108% | 3 | 0 | 16 | 94.58% | 5.239% | 7.011% | 95 | 282 | 1 | 0 | 100 | 62 | 0 | 1 | 6 | 542 | 31.2308 | 71 | 41 | 1 | 162 | 0 | 1 | 16 | 0 | 0.13945 | 4.2814 | 4.9572 | 2.9597 | Low | Medium | Medium | Mid
CALAVERAS CEMENT 1101 | 162211101 | CENTRAL VALLEY | STOCKTON | 192.3056 | 882692.6667 | 43.0491 | 42.52% | 48.89% | 42.65% | 1.271% | 10 | 1 | 229 | 86.35% | 7.593% | 6.122% | 504 | 1805 | 8 | 0 | 1129 | 294 | 0 | 32 | 66 | 3822 | 26.369 | 644 | 228 | 15 | 1430 | 0 | 8 | 227 | 0 | 0.12984 | 5.1692 | 4.3663 | 2.9306 | Low | Medium | Medium | Mid
TYLER 1105 | 103571105 | NORTHERN | NORTH VALLEY | 62.3352 | 607112 | 41.0656 | 34.33% | 0.1812% | 99.82% | 0% | 3 | 0 | 26 | 100% | 0% | 6.205% | 53 | 627 | 28 | 2 | 222 | 94 | 0 | 7 | 8 | 1241 | 43.4947 | 118 | 44 | 3 | 295 | 0 | 0 | 26 | 0 | 0.096827 | 14.6898 | 2.0602 | 2.9304 | Low | High | Low | Mid
PENRYN 1105 | 152561105 | NORTHERN | SIERRA | 43.6524 | 716362.3333 | 42.7881 | 33.94% | 1.216% | 59.25% | 20.65% | 7 | 0 | 74 | 57.51% | 24.36% | 9.292% | 86 | 501 | 2 | 1 | 109 | 67 | 0 | 5 | 11 | 861 | 30.2798 | 165 | 112 | 9 | 375 | 0 | 0 | 74 | 0 | 0.34134 | 2.0241 | 4.2125 | 2.9105 | Medium | Low | Medium | Mid
AUBURN 1102 | 152161102 | NORTHERN | SIERRA | 2.613 | 435039 | 42.4 | 11.25% | 0% | 47.57% | 52.43% | 0 | 0 | 6 | 22.24% | 77.76% | 6.349% | 26 | 82 | 0 | 0 | 24 | 10 | 4 | 0 | 0 | 126 | 36.9818 | 25 | 10 | 8 | 55 | 0 | 0 | 6 | 0 | 0.57566 | 1 | 5.0497 | 2.9069 | Medium | Low | Medium | Mid
PEORIA 1705 | 163781705 | CENTRAL VALLEY | YOSEMITE | 61.6661 | 839391 | 43.4978 | 0% | 0.3851% | 69.22% | 7.749% | 2 | 1 | 58 | 68.93% | 10.16% | 3.057% | 243 | 767 | 1 | 0 | 254 | 114 | 4 | 10 | 24 | 1374 | 25.0452 | 203 | 90 | 10 | 516 | 0 | 0 | 58 | 0 | 0.12715 | 4.6382 | 4.8512 | 2.861 | Low | Medium | Medium | Mid
MC KEE 1108 | 083531108 | CENTRAL COAST | SAN JOSE | 1.0836 | 1053694.6667 | 44.6154 | 3.935% | 0% | 100% | 0% | 0 | 0 | 0 | 100% | 0% | 0% | 3 | 8 | 0 | 0 | 5 | 0 | 0 | 0 | 0 | 13 | 12.5 | 1 | 1 | 0 | 4 | 0 | 0 | 0 | 0 | 0.23714 | 3.7762 | 3.1908 | 2.8573 | Low | Medium | Low | Mid
DIVIDE 1103 | 182571103 | CENTRAL COAST | LOS PADRES | 2.3909 | 265550 | 42.1918 | 11.28% | 0% | 30.11% | 67.53% | 1 | 0 | 3 | 30.11% | 66.02% | 0% | 16 | 4 | 0 | 5 | 53 | 7 | 0 | 0 | 0 | 78 | 25.2778 | 6 | 3 | 0 | 19 | 0 | 0 | 3 | 1 | 0.55177 | 1 | 5.17 | 2.8526 | Medium | Low | Medium | Mid
FRANKLIN 1104 | 013921104 | BAY AREA | EAST BAY | 7.4881 | 983534.6667 | 48.2593 | 0% | 33.02% | 23.93% | 13.79% | 0 | 0 | 9 | 23.93% | 58.85% | 17.99% | 81 | 36 | 0 | 9 | 30 | 5 | 0 | 2 | 6 | 139 | 16.2917 | 10 | 6 | 1 | 29 | 0 | 0 | 9 | 0 | 0.47096 | 1 | 6.0394 | 2.8443 | Medium | Low | High | Mid
VACAVILLE 1109 | 063601109 | NORTHERN | SACRAMENTO | 0.50066 | 930867.3333 | 46.1111 | 51.41% | 0% | 12.32% | 87.68% | 0 | 0 | 0 | 12.32% | 87.68% | 10% | 5 | 0 | 1 | 0 | 6 | 0 | 0 | 0 | 0 | 10 | 37.3333 | 1 | 0 | 1 | 3 | 0 | 0 | 0 | 0 | 0.15986 | 4.149 | 4.2802 | 2.8388 | Low | Medium | Medium | Mid
CEDAR CREEK 1101 | 103321101 | NORTHERN | NORTH VALLEY | 110.9 | 178675 | 41.2931 | 29.15% | 83.75% | 15.51% | 0% | 9 | 0 | 76 | 99.07% | 0.9185% | 15.51% | 78 | 1036 | 205 | 1 | 384 | 354 | 3 | 13 | 23 | 2527 | 36.609 | 236 | 81 | 5 | 596 | 0 | 2 | 76 | 0 | 0.17084 | 10.4136 | 1.5854 | 2.8205 | Low | Medium | Low | Mid
CHESTER 1102 | 103181102 | NORTHERN | NORTH VALLEY | 2.5304 | 123687.6667 | 43.4375 | 63.74% | 98.2% | 0% | 1.801% | 5 | 0 | 6 | 98.2% | 1.801% | 17.65% | 5 | 1 | 2 | 0 | 15 | 6 | 0 | 2 | 3 | 68 | 30.1111 | 3 | 3 | 3 | 10 | 0 | 0 | 6 | 1 | 0.63055 | 1 | 4.408 | 2.7794 | Medium | Low | Medium | Mid
FROGTOWN 1702 | 163451702 | CENTRAL VALLEY | STOCKTON | 241.6432 | 1521660.3333 | 42.5691 | 36.1% | 2.94% | 84.05% | 3.711% | 7 | 1 | 127 | 77.02% | 15.61% | 4.634% | 533 | 2297 | 3 | 0 | 982 | 258 | 0 | 22 | 44 | 4618 | 28.5008 | 568 | 205 | 5 | 1292 | 0 | 1 | 127 | 0 | 0.08854 | 6.9375 | 4.5015 | 2.765 | Low | Medium | Medium | Mid
RINCON 1104 | 043321104 | NORTHERN | SONOMA | 2.7394 | 1072176.6667 | 42.5 | 124.6% | 0% | 21.97% | 15.06% | 2 | 1 | 8 | 21.97% | 15.06% | 20.31% | 11 | 24 | 0 | 0 | 26 | 8 | 0 | 4 | 6 | 64 | 38.6774 | 7 | 11 | 6 | 31 | 0 | 0 | 8 | 1 | 0.65299 | 1 | 4.2342 | 2.7649 | Medium | Low | Medium | Bottom
AUBURN 1101 | 152161101 | NORTHERN | SIERRA | 3.3599 | 215030.6667 | 44.5122 | 22.65% | 35.45% | 30.38% | 32.38% | 0 | 0 | 5 | 24.3% | 75.7% | 4.839% | 33 | 73 | 0 | 0 | 26 | 2 | 0 | 0 | 0 | 124 | 27.6111 | 22 | 16 | 8 | 56 | 0 | 0 | 5 | 0 | 0.52955 | 1 | 5.2096 | 2.7587 | Medium | Low | Medium | Bottom
WYANDOTTE 1102 | 102911102 | NORTHERN | NORTH VALLEY | 5.4206 | 1395187 | 43.9773 | 194% | 1.413% | 56.1% | 42.49% | 1 | 0 | 1 | 57.51% | 42.49% | 13.64% | 16 | 28 | 0 | 0 | 18 | 7 | 0 | 1 | 1 | 88 | 36.1875 | 6 | 4 | 1 | 19 | 0 | 0 | 1 | 0 | 0.46516 | 1 | 5.8389 | 2.716 | Medium | Low | High | Bottom
OAKLAND X 1101 | 012541101 | BAY AREA | EAST BAY | 0.53647 | 356371.6667 | 46.3462 | 2.387% | 0% | 23.35% | 23.76% | 0 | 0 | 0 | 23.35% | 67.92% | 19.23% | 11 | 2 | 0 | 1 | 14 | 3 | 0 | 2 | 4 | 26 | 26.875 | 2 | 4 | 1 | 8 | 0 | 0 | 0 | 0 | 0.39383 | 1 | 6.8698 | 2.7056 | Medium | Low | High | Bottom
BALCH NO 1 1101 | 252501101 | CENTRAL VALLEY | FRESNO | 14.6983 | 2345.3333 | 47.069 | 38.08% | 78.09% | 10.35% | 3.548% | 0 | 0 | 5 | 79.6% | 20.4% | 5.83% | 135 | 8 | 0 | 2 | 144 | 12 | 0 | 3 | 6 | 223 | 7.4444 | 5 | 1 | 2 | 21 | 0 | 0 | 5 | 0 | 0.31373 | 5.294 | 1.6177 | 2.6869 | Low | Medium | Low | Bottom
HOPLAND 1101 | 042251101 | NORTHERN | HUMBOLDT | 91.6366 | 662550 | 44.0373 | 35.32% | 10.05% | 75.48% | 12.02% | 2 | 0 | 44 | 80.88% | 16.66% | 13.03% | 257 | 408 | 1 | 4 | 291 | 150 | 0 | 5 | 7 | 1305 | 42.4963 | 142 | 55 | 15 | 433 | 0 | 0 | 44 | 0 | 0.08993 | 13.7277 | 2.1763 | 2.6867 | Low | High | Low | Bottom
MARTELL 1103 | 163011103 | CENTRAL VALLEY | STOCKTON | 20.9115 | 861488.3333 | 45.9909 | 28.77% | 4.141% | 64.78% | 4.509% | 0 | 0 | 17 | 79.74% | 8.434% | 4.989% | 104 | 172 | 1 | 0 | 124 | 76 | 0 | 4 | 5 | 441 | 35.2474 | 52 | 20 | 1 | 105 | 0 | 0 | 17 | 0 | 0.14531 | 3.6373 | 5.0111 | 2.6486 | Low | Medium | Medium | Bottom
COARSEGOLD 2104 | 254432104 | CENTRAL VALLEY | YOSEMITE | 249.6433 | 1435361.3333 | 40.5176 | 78.07% | 8.356% | 78.34% | 4.366% | 6 | 0 | 156 | 87.23% | 7.592% | 30.19% | 204 | 744 | 0 | 1 | 2019 | 429 | 11 | 25 | 39 | 4995 | 28.9785 | 762 | 876 | 95 | 2380 | 0 | 0 | 155 | 0 | 0.14241 | 4.7699 | 3.8787 | 2.6346 | Low | Medium | Medium | Bottom
LUCERNE 1103 | 043351103 | NORTHERN | HUMBOLDT | 33.4045 | 868095 | 44.6968 | 52.31% | 2.663% | 59.12% | 13.46% | 7 | 5 | 17 | 70.8% | 15.45% | 6.564% | 216 | 385 | 0 | 14 | 185 | 103 | 8 | 7 | 13 | 777 | 33.2283 | 133 | 72 | 18 | 317 | 0 | 0 | 17 | 0 | 0.28111 | 1.9423 | 4.8221 | 2.6329 | Low | Low | Medium | Bottom
PUTAH CREEK 1105 | 063681105 | NORTHERN | SACRAMENTO | 1.9567 | 900677 | 42.6562 | 13.07% | 0% | 100% | 0% | 0 | 0 | 0 | 100% | 0% | 3.03% | 9 | 23 | 0 | 0 | 1 | 1 | 0 | 0 | 0 | 33 | 69.8 | 1 | 0 | 0 | 7 | 0 | 0 | 0 | 0 | 0.20027 | 42.6644 | 0.30666 | 2.6203 | Low | High | Low | Bottom
SNEATH LANE 1107 | 022721107 | CENTRAL COAST | PENINSULA | 3.0548 | 542027.6667 | 43.125 | 16.98% | 0% | 47.72% | 3.012% | 3 | 0 | 3 | 47.72% | 25.42% | 7.317% | 8 | 3 | 0 | 0 | 33 | 4 | 0 | 3 | 6 | 41 | 0 | 0 | 4 | 2 | 7 | 0 | 0 | 3 | 0 | 0.49868 | 1 | 5.241 | 2.6136 | Medium | Low | Medium | Bottom
SANTA ROSA A 1107 | 042151107 | NORTHERN | SONOMA | 3.0424 | 623638.3333 | 45.6061 | 14.02% | 0% | 70.89% | 15.09% | 1 | 2 | 10 | 70.89% | 15.09% | 6.061% | 30 | 27 | 0 | 2 | 53 | 9 | 0 | 5 | 5 | 99 | 50.3784 | 6 | 13 | 5 | 37 | 0 | 0 | 10 | 1 | 0.57087 | 1 | 4.5577 | 2.6019 | Medium | Low | Medium | Bottom
DESCHUTES 1104 | 103351104 | NORTHERN | NORTH VALLEY | 84.9328 | 1165655 | 42.729 | 16.73% | 67.16% | 28.77% | 0% | 9 | 0 | 72 | 95.93% | 0% | 5.745% | 202 | 1450 | 45 | 1 | 180 | 201 | 0 | 6 | 12 | 2141 | 42.7229 | 367 | 252 | 14 | 810 | 0 | 1 | 72 | 0 | 0.12323 | 4.8181 | 4.3552 | 2.5858 | Low | Medium | Medium | Bottom
JARVIS 1108 | 013501108 | CENTRAL COAST | MISSION | 2.883 | 835206 | 41.2963 | 15.24% | 0.1315% | 50.79% | 48.89% | 0 | 0 | 6 | 34.3% | 65.38% | 7.407% | 2 | 5 | 0 | 0 | 18 | 0 | 0 | 1 | 1 | 27 | 14.1667 | 0 | 4 | 2 | 8 | 0 | 0 | 6 | 0 | 0.38853 | 1 | 6.6173 | 2.571 | Medium | Low | High | Bottom
CLARKSVILLE 2105 | 153612105 | NORTHERN | SIERRA | 11.2819 | 1512786 | 46.0406 | 96.87% | 0.3472% | 67.33% | 0.4438% | 0 | 0 | 8 | 67.68% | 0.4438% | 0.5% | 50 | 127 | 0 | 0 | 4 | 12 | 0 | 3 | 8 | 200 | 57.2407 | 22 | 20 | 5 | 54 | 0 | 0 | 8 | 0 | 0.25384 | 1.8669 | 5.3527 | 2.5366 | Low | Low | Medium | Bottom
CASTRO VALLEY 1104 | 014091104 | CENTRAL COAST | MISSION | 4.1983 | 925694.6667 | 43.25 | 16.78% | 0% | 46.38% | 24.52% | 0 | 0 | 5 | 8.709% | 63.59% | 6.931% | 6 | 20 | 0 | 0 | 61 | 2 | 0 | 1 | 3 | 101 | 9.6667 | 5 | 15 | 4 | 31 | 0 | 0 | 5 | 0 | 0.4875 | 1 | 5.1934 | 2.5318 | Medium | Low | Medium | Bottom
JARVIS 1110 | 013501110 | CENTRAL COAST | MISSION | 0.83431 | 874083.6667 | 0 | 3.699% | 0% | 0% | 100% | 0 | 0 | 0 | 0% | 100% | 0% | 0 | 0 | 0 | 0 | 0 | 0 | 0 | 0 | 0 | 0 | 0 | 0 | 0 | 0 | 0 | 0 | 0 | 0 | 0 | 0.13589 | 2.5792 | 7.1237 | 2.4967 | Low | Medium | High | Bottom
KESWICK 1101 | 103451101 | NORTHERN | NORTH VALLEY | 52.2738 | 367563.6667 | 41.7379 | 46.35% | 52.86% | 31.75% | 1.08% | 4 | 1 | 55 | 82.79% | 13.43% | 8.664% | 177 | 666 | 75 | 0 | 249 | 131 | 0 | 18 | 36 | 1385 | 39.9348 | 136 | 92 | 10 | 367 | 0 | 2 | 54 | 0 | 0.076647 | 6.1074 | 5.2822 | 2.4727 | Low | Medium | Medium | Bottom
DIAMOND SPRINGS 1104 | 152261104 | NORTHERN | SIERRA | 15.1099 | 379179.6667 | 42.0509 | 34.6% | 39.88% | 33.95% | 17.87% | 4 | 0 | 24 | 63.86% | 27.84% | 0.2681% | 31 | 232 | 2 | 0 | 57 | 25 | 0 | 0 | 0 | 373 | 40.9058 | 65 | 43 | 2 | 141 | 0 | 0 | 24 | 0 | 0.33256 | 1.604 | 4.635 | 2.4724 | Medium | Low | Medium | Bottom
ANDERSON 1101 | 103261101 | NORTHERN | NORTH VALLEY | 10.7872 | 729481.3333 | 43.7986 | 50.24% | 33.96% | 39.57% | 0.4306% | 0 | 0 | 16 | 76.02% | 17.28% | 2.817% | 76 | 127 | 5 | 0 | 78 | 24 | 0 | 5 | 7 | 284 | 41.7361 | 19 | 16 | 4 | 77 | 0 | 0 | 16 | 0 | 0.24362 | 2.5234 | 4.0188 | 2.4705 | Low | Medium | Medium | Bottom
OCEANO 1105 | 182601105 | CENTRAL COAST | LOS PADRES | 4.2689 | 1490372.6667 | 40.9722 | 23.17% | 4.358% | 11.27% | 54.32% | 0 | 0 | 2 | 1.35% | 68.6% | 19.44% | 3 | 2 | 0 | 3 | 20 | 6 | 0 | 4 | 5 | 36 | 17.4 | 3 | 2 | 3 | 11 | 0 | 0 | 2 | 0 | 0.46324 | 1 | 5.285 | 2.4483 | Medium | Low | Medium | Bottom
OCEANO 1102 | 182601102 | CENTRAL COAST | LOS PADRES | 38.3364 | 0 | 42.0799 | 32.16% | 3.398% | 47.22% | 25.9% | 5 | 4 | 84 | 46.52% | 30.1% | 4.941% | 93 | 60 | 0 | 156 | 272 | 104 | 0 | 17 | 25 | 850 | 30.953 | 105 | 53 | 12 | 334 | 0 | 0 | 84 | 0 | 0.45559 | 1.1592 | 4.629 | 2.4447 | Medium | Low | Medium | Bottom
RALSTON 1101 | 024141101 | CENTRAL COAST | PENINSULA | 9.8432 | 1073316 | 44.1255 | 43.03% | 0% | 58.71% | 8.348% | 2 | 0 | 19 | 50.06% | 17.08% | 4.943% | 23 | 25 | 0 | 0 | 220 | 7 | 0 | 7 | 15 | 263 | 18.449 | 14 | 43 | 19 | 102 | 0 | 0 | 18 | 0 | 0.4125 | 1 | 5.8789 | 2.425 | Medium | Low | High | Bottom
PACIFICA 1101 | 022811101 | CENTRAL COAST | PENINSULA | 3.269 | 247844 | 42.5 | 32.81% | 0% | 49.98% | 0.5257% | 0 | 0 | 1 | 45.54% | 5.147% | 0% | 0 | 0 | 0 | 0 | 4 | 0 | 0 | 0 | 0 | 4 | 52.4211 | 4 | 10 | 3 | 19 | 0 | 0 | 1 | 0 | 0.34121 | 1.1629 | 6.0989 | 2.42 | Medium | Low | High | Bottom
BURNEY 1101 | 103311101 | NORTHERN | NORTH VALLEY | 52.0491 | 536787 | 42.1151 | 32.24% | 82.94% | 2.126% | 0.1522% | 6 | 0 | 66 | 73.8% | 11.42% | 17.76% | 143 | 556 | 6 | 0 | 305 | 140 | 0 | 22 | 42 | 1470 | 26.4424 | 119 | 94 | 13 | 384 | 0 | 4 | 66 | 0 | 0.19288 | 4.8346 | 2.5914 | 2.4166 | Low | Medium | Low | Bottom
CALPELLA 1101 | 043411101 | NORTHERN | HUMBOLDT | 75.2133 | 522431.6667 | 44.3029 | 62.5% | 17.24% | 64.05% | 5.835% | 5 | 4 | 59 | 85.31% | 6.852% | 7.756% | 310 | 466 | 0 | 3 | 307 | 149 | 0 | 10 | 16 | 1212 | 42.6318 | 187 | 82 | 11 | 459 | 0 | 0 | 59 | 0 | 0.11846 | 8.5089 | 2.3965 | 2.4155 | Low | Medium | Low | Bottom
DIAMOND SPRINGS 1105 | 152261105 | NORTHERN | SIERRA | 128.5585 | 751877.6667 | 42.8131 | 36.02% | 7.677% | 75.25% | 4.002% | 11 | 3 | 137 | 81.54% | 5.39% | 2.246% | 384 | 1714 | 55 | 0 | 378 | 184 | 1 | 15 | 25 | 2939 | 42.0833 | 562 | 322 | 27 | 1100 | 0 | 3 | 137 | 0 | 0.089201 | 6.585 | 4.0987 | 2.4075 | Low | Medium | Medium | Bottom
LAKEWOOD 1102 | 013531102 | BAY AREA | DIABLO | 0.5008 | 379090.6667 | 38.3333 | 6.308% | 0% | 17.16% | 1.022% | 0 | 0 | 0 | 17.16% | 1.022% | 0% | 1 | 2 | 0 | 0 | 3 | 0 | 0 | 1 | 1 | 6 | 0 | 0 | 0 | 0 | 1 | 0 | 0 | 0 | 1 | 0.40858 | 1 | 5.8765 | 2.401 | Medium | Low | High | Bottom
DEL MONTE 1101 | 182221101 | CENTRAL COAST | CENTRAL COAST | 0.22068 | 517133.6667 | 58.8462 | 97.1% | 0% | 0% | 0% | 0 | 0 | 0 | 100% | 0% | 0% | 13 | 0 | 0 | 0 | 0 | 0 | 0 | 0 | 1 | 13 | 25 | 2 | 0 | 0 | 3 | 0 | 0 | 0 | 0 | 0.30013 | 1 | 7.9973 | 2.4002 | Low | Low | High | Bottom
DIAMOND SPRINGS 1107 | 152261107 | NORTHERN | SIERRA | 54.1952 | 1206886.3333 | 43.6342 | 17.79% | 13.78% | 72.19% | 2.187% | 3 | 0 | 81 | 85.78% | 2.386% | 0.3187% | 185 | 765 | 40 | 0 | 121 | 82 | 5 | 7 | 9 | 1255 | 46.2512 | 246 | 268 | 15 | 605 | 0 | 2 | 81 | 0 | 0.050584 | 11.5356 | 4.1074 | 2.3967 | Low | Medium | Medium | Bottom
ANDERSON 1103 | 103261103 | NORTHERN | NORTH VALLEY | 8.2733 | 374128.6667 | 42.6316 | 29.15% | 32.81% | 53.1% | 0% | 0 | 0 | 4 | 85.91% | 0% | 8.571% | 34 | 96 | 6 | 0 | 56 | 18 | 0 | 2 | 2 | 210 | 43.92 | 38 | 18 | 1 | 77 | 0 | 0 | 4 | 0 | 0.2342 | 2.6804 | 3.8114 | 2.3926 | Low | Medium | Medium | Bottom
PIT NO 3 2101 | 103732101 | NORTHERN | NORTH VALLEY | 47.9266 | 228818 | 40.3882 | 81.88% | 48.93% | 15.56% | 0.328% | 2 | 1 | 18 | 63.08% | 27.99% | 28.61% | 49 | 420 | 6 | 0 | 206 | 61 | 5 | 17 | 36 | 1185 | 23.4096 | 26 | 18 | 2 | 95 | 0 | 2 | 18 | 0 | 0.27482 | 9.5194 | 0.91411 | 2.3914 | Low | Medium | Low | Bottom
PLACER 1102 | 152461102 | NORTHERN | SIERRA | 2.1407 | 8964.6667 | 44.9 | 150.8% | 0% | 15.97% | 28.73% | 0 | 0 | 7 | 18.98% | 28.73% | 0% | 18 | 30 | 0 | 0 | 13 | 3 | 0 | 1 | 2 | 50 | 33.15 | 8 | 5 | 0 | 20 | 0 | 0 | 7 | 0 | 0.45496 | 1 | 5.2537 | 2.3902 | Medium | Low | Medium | Bottom
WOODSIDE 1102 | 024251102 | CENTRAL COAST | PENINSULA | 0.12901 | 537438 | 40 | 0.2934% | 0% | 0% | 0% | 0 | 0 | 0 | 0% | 0% | 0% | 1 | 1 | 0 | 0 | 4 | 0 | 0 | 0 | 0 | 8 | 19.6667 | 0 | 1 | 1 | 3 | 0 | 0 | 0 | 0 | 0.27865 | 1 | 8.576 | 2.3897 | Low | Low | High | Bottom
GIRVAN 1101 | 103401101 | NORTHERN | NORTH VALLEY | 107.3683 | 551410 | 41.9268 | 66.67% | 38.45% | 50.68% | 0.1729% | 2 | 0 | 88 | 92.96% | 0.3634% | 9.752% | 251 | 1261 | 70 | 3 | 450 | 209 | 17 | 19 | 30 | 2461 | 47.2913 | 314 | 242 | 19 | 761 | 0 | 4 | 88 | 0 | 0.065167 | 9.7381 | 3.7654 | 2.3895 | Low | Medium | Medium | Bottom
MARIPOSA 2102 | 254452102 | CENTRAL VALLEY | YOSEMITE | 248.8941 | 1035525 | 40.3388 | 57.51% | 50.91% | 44.57% | 0.08718% | 9 | 0 | 173 | 93.58% | 2.121% | 24.56% | 125 | 1484 | 0 | 4 | 1647 | 269 | 9 | 19 | 31 | 4739 | 43.5371 | 767 | 331 | 30 | 1884 | 0 | 2 | 171 | 0 | 0.1473 | 5.7432 | 2.8035 | 2.3716 | Low | Medium | Low | Bottom
SUMMIT 1102 | 152591102 | NORTHERN | SIERRA | 5.1556 | 79007.6667 | 44.9682 | 7.908% | 35.59% | 12.9% | 0% | 1 | 0 | 17 | 50.08% | 12.9% | 48.78% | 40 | 42 | 2 | 0 | 14 | 11 | 0 | 8 | 14 | 164 | 18.2 | 9 | 8 | 5 | 50 | 0 | 0 | 17 | 1 | 0.67488 | 1 | 3.4497 | 2.3281 | High | Low | Low | Bottom
OAKLAND J 1106 | 012091106 | BAY AREA | EAST BAY | 2.1598 | 785426.6667 | 44.6939 | 12.6% | 0% | 84.43% | 0% | 1 | 0 | 4 | 42.42% | 48.74% | 30.61% | 18 | 15 | 0 | 0 | 67 | 5 | 0 | 2 | 5 | 98 | 31.7273 | 5 | 9 | 3 | 24 | 0 | 0 | 4 | 0 | 0.40115 | 1 | 5.7729 | 2.3158 | Medium | Low | High | Bottom
ALTO 1123 | 042031123 | BAY AREA | NORTH BAY | 2.6839 | 971672 | 44 | 94.03% | 0% | 2.992% | 46.14% | 0 | 0 | 1 | 2.992% | 46.14% | 15% | 3 | 3 | 0 | 0 | 16 | 0 | 0 | 0 | 0 | 20 | 56 | 1 | 1 | 2 | 4 | 0 | 0 | 1 | 0 | 0.33055 | 1 | 6.9911 | 2.3109 | Medium | Low | High | Bottom
CORNING 1101 | 103331101 | NORTHERN | NORTH VALLEY | 51.4057 | 1242662 | 40.5836 | 65.5% | 83.56% | 2.678% | 0% | 1 | 2 | 36 | 94.64% | 0% | 4.807% | 42 | 760 | 57 | 0 | 81 | 72 | 18 | 11 | 14 | 1269 | 52.7519 | 233 | 88 | 8 | 543 | 0 | 1 | 36 | 0 | 0.118 | 4.8595 | 4.0295 | 2.3106 | Low | Medium | Medium | Bottom
HALSEY 1101 | 152241101 | NORTHERN | SIERRA | 72.9255 | 833727 | 42.2922 | 33.29% | 20.02% | 53.78% | 13.84% | 11 | 1 | 137 | 71.04% | 16.6% | 5.404% | 221 | 1275 | 6 | 1 | 391 | 134 | 7 | 20 | 37 | 2091 | 34.1417 | 377 | 315 | 42 | 908 | 0 | 1 | 137 | 1 | 0.4571 | 1.1192 | 4.492 | 2.298 | Medium | Low | Medium | Bottom
CORRAL 1103 | 162991103 | CENTRAL VALLEY | STOCKTON | 25.6729 | 706934 | 42.1524 | 46.13% | 0.08536% | 87.47% | 0% | 5 | 0 | 8 | 87.55% | 0% | 9.715% | 96 | 357 | 0 | 0 | 128 | 45 | 0 | 1 | 3 | 597 | 47.5245 | 156 | 93 | 2 | 288 | 0 | 0 | 8 | 0 | 0.1131 | 3.2436 | 6.2602 | 2.2966 | Low | Medium | High | Bottom
PINE GROVE 1101 | 163751101 | CENTRAL VALLEY | STOCKTON | 73.0596 | 1107892.3333 | 41.9271 | 39.09% | 18.75% | 70.66% | 0.8748% | 5 | 4 | 115 | 82.66% | 7.703% | 4.255% | 195 | 996 | 0 | 0 | 410 | 152 | 6 | 11 | 24 | 1833 | 38.345 | 352 | 201 | 11 | 785 | 0 | 1 | 114 | 0 | 0.071362 | 6.2186 | 5.0282 | 2.2314 | Low | Medium | Medium | Bottom
ROSSMOOR 1102 | 014161102 | BAY AREA | DIABLO | 0.23759 | 508088.6667 | 55 | 490.6% | 0% | 0% | 0% | 0 | 0 | 1 | 0% | 0% | 16.67% | 6 | 5 | 0 | 0 | 1 | 0 | 0 | 1 | 2 | 6 | 0 | 0 | 0 | 0 | 0 | 0 | 0 | 1 | 0 | 0.31985 | 1 | 6.8316 | 2.1851 | Low | Low | High | Bottom
PACIFICA 1104 | 022811104 | CENTRAL COAST | PENINSULA | 0.58219 | 361086.3333 | 46.4706 | 2.809% | 14.66% | 0% | 75.59% | 0 | 0 | 4 | 0% | 90.25% | 11.76% | 6 | 3 | 0 | 0 | 12 | 1 | 0 | 1 | 1 | 17 | 4.5 | 1 | 2 | 0 | 6 | 0 | 0 | 4 | 0 | 0.30434 | 1.1676 | 6.1375 | 2.1809 | Low | Low | High | Bottom
PLACER 1101 | 152461101 | NORTHERN | SIERRA | 0.97559 | 370014.6667 | 42.3333 | 14.04% | 0% | 2.378% | 12.82% | 0 | 0 | 2 | 3.106% | 66.22% | 6.667% | 6 | 14 | 0 | 0 | 15 | 1 | 0 | 1 | 2 | 30 | 32.25 | 5 | 1 | 0 | 9 | 0 | 0 | 2 | 0 | 0.40024 | 1 | 5.4221 | 2.1702 | Medium | Low | High | Bottom
BERKELEY F 0402 | 012060402 | BAY AREA | EAST BAY | 0.58346 | 175201 | 43.3333 | 30.72% | 0% | 85.64% | 13.87% | 5 | 0 | 1 | 34.97% | 64.79% | 16.67% | 1 | 1 | 0 | 0 | 2 | 1 | 0 | 0 | 0 | 6 | 42.25 | 0 | 0 | 1 | 4 | 0 | 0 | 1 | 0 | 0.29506 | 1 | 7.3537 | 2.1697 | Low | Low | High | Bottom
SAN RAMON 2117 | 014232117 | CENTRAL COAST | MISSION | 0.67335 | 1594385.6667 | 55 | 450.4% | 0% | 0% | 0% | 0 | 0 | 0 | 0% | 0% | 100% | 1 | 0 | 0 | 0 | 0 | 0 | 0 | 0 | 1 | 1 | 0 | 0 | 0 | 0 | 0 | 0 | 0 | 0 | 0 | 0.31589 | 1 | 6.8118 | 2.1518 | Low | Low | High | Bottom
GOLDTREE 1107 | 182581107 | CENTRAL COAST | LOS PADRES | 1.1277 | 95289 | 43.3333 | 58.4% | 0% | 5.234% | 7.596% | 0 | 0 | 0 | 5.234% | 7.596% | 0% | 5 | 0 | 0 | 6 | 5 | 1 | 0 | 0 | 2 | 16 | 34.25 | 1 | 1 | 0 | 4 | 0 | 0 | 0 | 0 | 0.26296 | 1.5852 | 5.1526 | 2.1478 | Low | Low | Medium | Bottom
ELK CREEK 1101 | 102781101 | NORTHERN | NORTH VALLEY | 97.876 | 245296.6667 | 39.9527 | 127.2% | 13.18% | 86.8% | 0% | 2 | 0 | 36 | 99.97% | 0% | 7.708% | 28 | 792 | 4 | 0 | 246 | 95 | 0 | 14 | 21 | 1479 | 40.4424 | 87 | 36 | 5 | 233 | 0 | 3 | 36 | 0 | 0.10469 | 25.9335 | 0.78561 | 2.1329 | Low | High | Low | Bottom
GRASS VALLEY 1102 | 152031102 | NORTHERN | SIERRA | 0.032103 | 368676.6667 | 38 | 5.665% | 0% | 0% | 0% | 0 | 0 | 0 | 0% | 0% | 60% | 1 | 0 | 0 | 0 | 3 | 1 | 0 | 1 | 1 | 5 | 0 | 0 | 0 | 0 | 0 | 0 | 0 | 0 | 1 | 0.44211 | 1 | 4.7939 | 2.1194 | Medium | Low | Medium | Bottom
SUMMIT 1101 | 152591101 | NORTHERN | SIERRA | 8.961 | 191693.3333 | 44.9231 | 9.625% | 37.13% | 22.51% | 0% | 1 | 0 | 24 | 37.55% | 22.3% | 43.73% | 55 | 69 | 0 | 1 | 33 | 19 | 6 | 15 | 26 | 263 | 29.8889 | 31 | 12 | 5 | 71 | 0 | 1 | 24 | 1 | 0.64235 | 1 | 3.2921 | 2.1147 | Medium | Low | Low | Bottom
PLACERVILLE 1111 | 153081111 | NORTHERN | SIERRA | 14.075 | 967719 | 41.9258 | 32.86% | 24.43% | 35.77% | 20.67% | 4 | 1 | 28 | 60.2% | 20.84% | 1.047% | 74 | 245 | 3 | 0 | 166 | 31 | 5 | 8 | 12 | 573 | 44.498 | 102 | 76 | 20 | 255 | 0 | 0 | 28 | 1 | 0.46103 | 1 | 4.5462 | 2.096 | Medium | Low | Medium | Bottom
DEL MONTE 2102 | 182222102 | CENTRAL COAST | CENTRAL COAST | 0.13454 | 1559551.3333 | 50 | 14.28% | 0% | 0% | 0% | 0 | 0 | 1 | 0% | 0% | 0% | 3 | 0 | 0 | 0 | 0 | 0 | 0 | 0 | 0 | 3 | 14 | 1 | 0 | 0 | 1 | 0 | 0 | 1 | 0 | 0.27121 | 1 | 7.6365 | 2.0711 | Low | Low | High | Bottom
NORTH TOWER 2101 | 042042101 | BAY AREA | NORTH BAY | 1.3548 | 0 | 47 | 0% | 0% | 0% | 0% | 0 | 0 | 0 | 0% | 0.4196% | 0% | 3 | 3 | 0 | 0 | 1 | 0 | 0 | 3 | 6 | 5 | 0 | 0 | 0 | 0 | 2 | 0 | 1 | 0 | 0 | 0.38534 | 1 | 5.3717 | 2.0699 | Medium | Low | Medium | Bottom
RIO DEL MAR 0402 | 083260402 | CENTRAL COAST | CENTRAL COAST | 2.2696 | 70566 | 44.4444 | 36.28% | 0% | 12.34% | 59.43% | 1 | 0 | 0 | 12.34% | 83.34% | 7.937% | 15 | 17 | 0 | 1 | 23 | 6 | 0 | 0 | 0 | 63 | 0 | 0 | 0 | 0 | 0 | 0 | 0 | 0 | 0 | 0.34848 | 1 | 5.8894 | 2.0523 | Medium | Low | High | Bottom
DEL MAR 2109 | 152582109 | NORTHERN | SIERRA | 2.624 | 1116486 | 46.5385 | 117.4% | 0.5586% | 32.91% | 8.774% | 0 | 0 | 2 | 33.47% | 8.774% | 15.38% | 10 | 7 | 0 | 0 | 2 | 3 | 0 | 2 | 7 | 26 | 44 | 7 | 3 | 0 | 11 | 0 | 0 | 2 | 0 | 0.35594 | 1.3653 | 4.2223 | 2.0519 | Medium | Low | Medium | Bottom
IGNACIO 1103 | 042481103 | BAY AREA | NORTH BAY | 0.10132 | 793294.3333 | 47.1429 | 27.36% | 0% | 0% | 100% | 0 | 0 | 2 | 0% | 100% | 21.43% | 5 | 3 | 0 | 0 | 3 | 7 | 0 | 0 | 1 | 14 | 31.1429 | 2 | 2 | 1 | 7 | 0 | 0 | 2 | 1 | 0.29363 | 1 | 6.9815 | 2.05 | Low | Low | High | Bottom
ELECTRA 1101 | 162161101 | CENTRAL VALLEY | STOCKTON | 83.4541 | 732194.6667 | 42.3763 | 57.61% | 18.69% | 62.3% | 5.245% | 4 | 4 | 67 | 75.96% | 16.77% | 4.972% | 287 | 1122 | 1 | 0 | 569 | 155 | 7 | 15 | 40 | 2112 | 34.6052 | 346 | 188 | 13 | 750 | 0 | 1 | 67 | 0 | 0.099441 | 4.1963 | 4.9111 | 2.0493 | Low | Medium | Medium | Bottom
KERCKHOFF 1101 | 252561101 | CENTRAL VALLEY | YOSEMITE | 34.5924 | 62243 | 40.0179 | 33.34% | 4.787% | 62.85% | 7.22% | 1 | 1 | 27 | 58.51% | 16.85% | 24.91% | 30 | 41 | 0 | 24 | 284 | 29 | 0 | 6 | 16 | 570 | 16.9306 | 55 | 29 | 3 | 165 | 0 | 0 | 27 | 0 | 0.29197 | 2.3844 | 2.9222 | 2.0344 | Low | Low | Low | Bottom
HIGHLANDS 1101 | 043361101 | NORTHERN | HUMBOLDT | 0.026418 | 0 | 40 | 0% | 0% | 0% | 0% | 0 | 0 | 0 | 0% | 0% | 0% | 0 | 1 | 0 | 0 | 0 | 0 | 0 | 0 | 0 | 1 | 0 | 0 | 0 | 0 | 0 | 0 | 0 | 0 | 0 | 0.36313 | 1 | 5.5033 | 1.9984 | Medium | Low | High | Bottom
CAMPHORA 1101 | 182071101 | CENTRAL COAST | CENTRAL COAST | 2.177 | 949679.6667 | 39.0909 | 9.398% | 0% | 100% | 0% | 0 | 0 | 1 | 100% | 0% | 4.545% | 0 | 2 | 0 | 0 | 1 | 1 | 0 | 0 | 0 | 22 | 0 | 1 | 1 | 0 | 4 | 0 | 0 | 1 | 0 | 0.10721 | 15.7705 | 1.1803 | 1.9957 | Low | High | Low | Bottom
SNEATH LANE 1102 | 022721102 | CENTRAL COAST | PENINSULA | 0.46314 | 607738.6667 | 42.4242 | 53.37% | 0% | 16.94% | 13.26% | 2 | 0 | 1 | 16.94% | 58.58% | 12.12% | 7 | 5 | 0 | 0 | 22 | 2 | 0 | 0 | 3 | 33 | 0.25 | 3 | 2 | 0 | 8 | 0 | 0 | 1 | 0 | 0.38201 | 1 | 5.2218 | 1.9948 | Medium | Low | Medium | Bottom
EL CERRITO G 1113 | 012501113 | BAY AREA | EAST BAY | 0.24171 | 889579.6667 | 42.5 | 7.767% | 0% | 100% | 0% | 0 | 0 | 0 | 100% | 0% | 0% | 0 | 2 | 0 | 0 | 1 | 0 | 0 | 0 | 0 | 6 | 24 | 1 | 1 | 0 | 2 | 0 | 0 | 0 | 0 | 0.23041 | 1 | 8.6451 | 1.9919 | Low | Low | High | Bottom
SAN RAMON 2119 | 014232119 | CENTRAL COAST | MISSION | 0.72877 | 1190973.3333 | 0 | 366.8% | 0% | 0% | 0% | 0 | 0 | 1 | 0% | 0% | 0% | 0 | 0 | 0 | 0 | 0 | 0 | 0 | 0 | 1 | 0 | 20 | 0 | 0 | 0 | 1 | 0 | 0 | 1 | 0 | 0.28888 | 1 | 6.8115 | 1.9677 | Low | Low | High | Bottom
COTTONWOOD 1101 | 102931101 | NORTHERN | NORTH VALLEY | 71.9061 | 576424 | 42.1748 | 0% | 56.03% | 37.89% | 0.2479% | 4 | 0 | 35 | 96.19% | 0.2479% | 5.753% | 89 | 836 | 77 | 0 | 262 | 167 | 0 | 8 | 17 | 1634 | 45.5487 | 178 | 94 | 8 | 435 | 0 | 4 | 35 | 0 | 0.062505 | 11.3331 | 2.7676 | 1.9605 | Low | Medium | Low | Bottom
TASSAJARA 2103 | 014662103 | BAY AREA | DIABLO | 1.9027 | 1249838.6667 | 41.7647 | 38.85% | 0% | 16.52% | 63.81% | 0 | 0 | 2 | 16.52% | 63.81% | 0% | 0 | 1 | 0 | 0 | 14 | 0 | 0 | 0 | 0 | 17 | 42.8571 | 0 | 3 | 2 | 8 | 0 | 0 | 1 | 0 | 0.27399 | 1 | 7.1533 | 1.9599 | Low | Low | High | Bottom
COARSEGOLD 2103 | 254432103 | CENTRAL VALLEY | YOSEMITE | 94.1821 | 1349627.3333 | 40.6886 | 85.78% | 0.6152% | 82.94% | 0.4203% | 4 | 0 | 59 | 85.6% | 0.4203% | 29.52% | 130 | 305 | 1 | 0 | 677 | 228 | 0 | 14 | 23 | 1992 | 34.5554 | 293 | 421 | 41 | 1031 | 0 | 0 | 59 | 0 | 0.13752 | 3.7859 | 3.7343 | 1.9442 | Low | Medium | Low | Bottom
BEAR VALLEY 2101 | 252192101 | CENTRAL VALLEY | YOSEMITE | 109.9397 | 330590 | 40.2159 | 0% | 22.27% | 68.68% | 0.7968% | 2 | 0 | 67 | 80.27% | 13.19% | 20.67% | 42 | 279 | 2 | 0 | 598 | 182 | 0 | 15 | 25 | 1630 | 30.9944 | 226 | 87 | 9 | 567 | 0 | 1 | 66 | 0 | 0.11438 | 6.4533 | 2.6256 | 1.938 | Low | Medium | Low | Bottom
WISHON 1101 | 251511101 | CENTRAL VALLEY | YOSEMITE | 7.7822 | 4220 | 42.7477 | 0% | 27.36% | 72.21% | 0.4235% | 0 | 0 | 2 | 78.45% | 21.55% | 12.7% | 24 | 8 | 0 | 1 | 40 | 3 | 0 | 0 | 4 | 126 | 14.7692 | 6 | 5 | 1 | 19 | 0 | 0 | 2 | 0 | 0.30598 | 2.4093 | 2.6231 | 1.9338 | Low | Medium | Low | Bottom
FLINT 1102 | 152531102 | NORTHERN | SIERRA | 0.092844 | 193432.6667 | 46.6667 | 21.4% | 0% | 0% | 0% | 0 | 0 | 0 | 0% | 0% | 0% | 2 | 0 | 0 | 0 | 0 | 0 | 0 | 0 | 1 | 3 | 0 | 0 | 0 | 0 | 0 | 0 | 0 | 0 | 0 | 0.36537 | 1 | 5.272 | 1.9262 | Medium | Low | Medium | Bottom
TEMPLETON 2108 | 183052108 | CENTRAL COAST | LOS PADRES | 3.1369 | 953723.3333 | 40.9694 | 26.48% | 0% | 51.92% | 32.41% | 2 | 0 | 19 | 51.92% | 32.41% | 10.71% | 20 | 9 | 0 | 41 | 78 | 20 | 0 | 1 | 5 | 196 | 57.2439 | 31 | 30 | 3 | 83 | 0 | 0 | 19 | 0 | 0.43947 | 1 | 4.3687 | 1.9199 | Medium | Low | Medium | Bottom
CLEAR LAKE 1102 | 042141102 | NORTHERN | HUMBOLDT | 4.9879 | 888198.3333 | 47.0139 | 12.15% | 0% | 54.06% | 4.215% | 0 | 0 | 4 | 54.06% | 4.215% | 12.5% | 37 | 38 | 0 | 1 | 18 | 9 | 0 | 0 | 1 | 72 | 29.75 | 18 | 11 | 1 | 38 | 0 | 0 | 4 | 0 | 0.44438 | 1 | 4.3199 | 1.9197 | Medium | Low | Medium | Bottom
SISQUOC 1102 | 182811102 | CENTRAL COAST | LOS PADRES | 52.3119 | 1118488.3333 | 42.2034 | 91.72% | 0% | 51.74% | 13.78% | 0 | 2 | 22 | 51% | 32.39% | 2.316% | 39 | 17 | 0 | 82 | 137 | 77 | 0 | 2 | 2 | 475 | 18.4194 | 25 | 4 | 2 | 95 | 0 | 0 | 22 | 0 | 0.24085 | 13.2082 | 0.60004 | 1.9089 | Low | High | Low | Bottom
SHEPHERD 2111 | 252062111 | CENTRAL VALLEY | FRESNO | 20.5291 | 0 | 43.4091 | 33.12% | 0% | 100% | 0% | 0 | 0 | 10 | 100% | 0% | 36.77% | 54 | 13 | 0 | 18 | 162 | 36 | 0 | 4 | 6 | 310 | 46.6993 | 76 | 57 | 1 | 173 | 0 | 0 | 10 | 0 | 0.21054 | 7.2895 | 1.2264 | 1.8822 | Low | Medium | Low | Bottom
CLARKSVILLE 2109 | 153612109 | NORTHERN | SIERRA | 5.6918 | 1630300.3333 | 48.0851 | 110.3% | 0% | 67.47% | 0% | 0 | 0 | 13 | 67.47% | 0% | 1.064% | 39 | 42 | 0 | 0 | 19 | 7 | 0 | 2 | 4 | 94 | 28.3514 | 12 | 18 | 2 | 37 | 0 | 0 | 13 | 1 | 0.3464 | 1 | 5.4176 | 1.8767 | Medium | Low | High | Bottom
LAKEWOOD 2224 | 013532224 | BAY AREA | DIABLO | 1.1155 | 828489.6667 | 44.6 | 15.02% | 0% | 86.93% | 13.07% | 1 | 0 | 1 | 28.76% | 71.24% | 8% | 8 | 8 | 0 | 0 | 11 | 1 | 0 | 0 | 0 | 25 | 53.3636 | 3 | 7 | 0 | 11 | 0 | 0 | 1 | 0 | 0.27727 | 1 | 6.7667 | 1.8762 | Low | Low | High | Bottom
GRASS VALLEY 1103 | 152031103 | NORTHERN | SIERRA | 86.458 | 534422 | 42.7367 | 43.7% | 41.13% | 51.11% | 1.285% | 9 | 2 | 125 | 90.34% | 3.412% | 12.68% | 112 | 1291 | 3 | 0 | 272 | 207 | 3 | 20 | 34 | 2035 | 38.7995 | 405 | 175 | 16 | 830 | 0 | 2 | 125 | 0 | 0.1218 | 3.2523 | 4.7244 | 1.8714 | Low | Medium | Medium | Bottom
CMC 1102 | 183111102 | CENTRAL COAST | LOS PADRES | 0.46264 | 0 | 0 | 0% | 0% | 0% | 6.672% | 0 | 0 | 0 | 0% | 6.672% | 0% | 0 | 0 | 0 | 0 | 0 | 0 | 0 | 0 | 2 | 0 | 0 | 0 | 0 | 0 | 0 | 0 | 0 | 0 | 0 | 0.36318 | 1 | 5.1474 | 1.8694 | Medium | Low | Medium | Bottom
NARROWS 2104 | 153132104 | NORTHERN | SIERRA | 0.002841 | 0 | 0 | 0% | 0% | 0% | 0% | 0 | 0 | 0 | 0% | 0% | 0% | 0 | 0 | 0 | 0 | 0 | 0 | 0 | 0 | 0 | 0 | 0 | 0 | 0 | 0 | 0 | 0 | 0 | 0 | 1 | 0.38633 | 1 | 4.8141 | 1.8598 | Medium | Low | Medium | Bottom
HALSEY 1102 | 152241102 | NORTHERN | SIERRA | 58.9603 | 966228.3333 | 42.6053 | 32.47% | 32.96% | 36.23% | 21.19% | 12 | 3 | 73 | 64.36% | 27.04% | 8.07% | 186 | 983 | 5 | 0 | 242 | 92 | 0 | 12 | 25 | 1549 | 35.5795 | 276 | 177 | 10 | 637 | 0 | 0 | 70 | 0 | 0.41881 | 1.0367 | 4.1798 | 1.8148 | Medium | Low | Medium | Bottom
WOODWARD 2108 | 255292108 | CENTRAL VALLEY | FRESNO | 32.5265 | 1243541.3333 | 41.8898 | 15.92% | 0.1617% | 83.65% | 0.009516% | 1 | 1 | 19 | 93.94% | 1.985% | 26.6% | 25 | 54 | 0 | 12 | 228 | 44 | 0 | 5 | 7 | 470 | 30.9934 | 55 | 53 | 6 | 171 | 0 | 0 | 19 | 0 | 0.20324 | 4.6388 | 1.9232 | 1.8131 | Low | Medium | Low | Bottom
KIRKER 2104 | 014452104 | BAY AREA | DIABLO | 5.6758 | 1460458 | 45.3472 | 150% | 24.28% | 41.33% | 12.22% | 0 | 0 | 5 | 41.33% | 36.49% | 33.33% | 14 | 19 | 0 | 0 | 11 | 7 | 0 | 2 | 5 | 72 | 19.6 | 2 | 2 | 1 | 8 | 0 | 0 | 5 | 0 | 0.35726 | 1 | 5.0593 | 1.8075 | Medium | Low | Medium | Bottom
COTATI 1104 | 042271104 | NORTHERN | SONOMA | 8.881 | 508263 | 43.7449 | 25.11% | 2.544% | 37.12% | 46.68% | 1 | 0 | 26 | 37.12% | 49.23% | 1.639% | 54 | 110 | 0 | 3 | 88 | 18 | 2 | 0 | 5 | 244 | 32.835 | 37 | 16 | 2 | 105 | 0 | 0 | 26 | 0 | 0.44174 | 1.0792 | 3.7782 | 1.8011 | Medium | Low | Medium | Bottom
TRIDAM POWERHOUSE 2101 | 168152101 | CENTRAL VALLEY | YOSEMITE | 0.050313 | 0 | 45 | 0% | 100% | 0% | 0% | 0 | 0 | 0 | 100% | 0% | 0% | 2 | 0 | 0 | 0 | 0 | 0 | 0 | 2 | 2 | 4 | 0 | 0 | 0 | 0 | 0 | 0 | 0 | 0 | 0 | 0.50016 | 1 | 3.5959 | 1.7985 | Medium | Low | Low | Bottom
FORT ORD 2107 | 182402107 | CENTRAL COAST | CENTRAL COAST | 4.2048 | 0 | 44.4175 | 29.09% | 18.37% | 1.01% | 9.598% | 0 | 0 | 11 | 1.01% | 88.05% | 2.913% | 3 | 12 | 0 | 1 | 71 | 6 | 0 | 3 | 4 | 103 | 9.7143 | 2 | 1 | 1 | 8 | 1 | 0 | 11 | 0 | 0.39817 | 1 | 4.4491 | 1.7715 | Medium | Low | Medium | Bottom
WYANDOTTE 1110 | 102911110 | NORTHERN | NORTH VALLEY | 15.7768 | 980007.6667 | 42.2344 | 73.74% | 0.1738% | 61.82% | 17.2% | 2 | 0 | 13 | 62% | 17.2% | 3.125% | 24 | 189 | 1 | 0 | 43 | 39 | 0 | 1 | 3 | 320 | 52.8548 | 59 | 30 | 3 | 133 | 0 | 2 | 13 | 0 | 0.2573 | 1 | 6.8825 | 1.7709 | Low | Low | High | Bottom
CLAYTON 2211 | 012022211 | BAY AREA | DIABLO | 0.14792 | 1278512.6667 | 45 | 0% | 0% | 0% | 0% | 0 | 0 | 0 | 0% | 0% | 0% | 0 | 0 | 0 | 0 | 1 | 0 | 0 | 0 | 0 | 1 | 0 | 0 | 0 | 0 | 0 | 0 | 0 | 0 | 0 | 0.31499 | 1 | 5.5818 | 1.7582 | Low | Low | High | Bottom
SAN RAMON 2101 | 014232101 | CENTRAL COAST | MISSION | 0.78266 | 1284209.3333 | 56 | 353.9% | 0% | 0% | 0% | 0 | 0 | 0 | 0% | 0% | 13.33% | 14 | 3 | 0 | 0 | 1 | 2 | 0 | 0 | 1 | 15 | 0 | 0 | 0 | 0 | 1 | 0 | 0 | 0 | 0 | 0.25765 | 1 | 6.8071 | 1.7539 | Low | Low | High | Bottom
LAS GALLINAS A 1104 | 042991104 | BAY AREA | NORTH BAY | 1.251 | 1034461.3333 | 46 | 6.426% | 0% | 29.11% | 67.07% | 0 | 0 | 1 | 29.11% | 67.07% | 10% | 2 | 1 | 0 | 0 | 7 | 1 | 0 | 0 | 0 | 10 | 45.6667 | 1 | 1 | 1 | 3 | 0 | 0 | 1 | 0 | 0.22128 | 1 | 7.8951 | 1.747 | Low | Low | High | Bottom
COVELO 1101 | 043061101 | NORTHERN | HUMBOLDT | 18.5991 | 367965 | 41.3529 | 4.242% | 62.02% | 34.97% | 0% | 1 | 0 | 7 | 100% | 0% | 7.059% | 11 | 68 | 0 | 1 | 32 | 19 | 0 | 1 | 2 | 170 | 28.7045 | 15 | 7 | 0 | 49 | 0 | 0 | 7 | 0 | 0.30522 | 9.0051 | 0.63351 | 1.7412 | Low | Medium | Low | Bottom
EL CERRITO G 1108 | 012501108 | BAY AREA | EAST BAY | 0.774 | 593206 | 0 | 2.573% | 0% | 43.34% | 44.78% | 0 | 1 | 0 | 0% | 98.55% | 0% | 0 | 0 | 0 | 0 | 0 | 0 | 0 | 0 | 1 | 0 | 0 | 0 | 0 | 0 | 0 | 0 | 0 | 0 | 0 | 0.1974 | 1 | 8.776 | 1.7324 | Low | Low | High | Bottom
OCEANO 1106 | 182601106 | CENTRAL COAST | LOS PADRES | 2.3362 | 1355756.3333 | 46.3265 | 113.1% | 0% | 11.98% | 23.42% | 0 | 0 | 2 | 11.98% | 23.42% | 6.122% | 13 | 0 | 0 | 10 | 8 | 11 | 0 | 2 | 3 | 49 | 25.5714 | 8 | 2 | 1 | 15 | 0 | 0 | 2 | 0 | 0.33198 | 1 | 5.1395 | 1.7062 | Medium | Low | Medium | Bottom
MONROE 2107 | 043302107 | NORTHERN | SONOMA | 0.75479 | 2185651 | 45 | 2.435% | 0% | 100% | 0% | 0 | 0 | 1 | 100% | 0% | 61.54% | 0 | 2 | 0 | 0 | 11 | 0 | 0 | 0 | 0 | 13 | 60.6667 | 1 | 1 | 0 | 6 | 0 | 0 | 1 | 1 | 0.39704 | 1 | 4.2684 | 1.6947 | Medium | Low | Medium | Bottom
HORSESHOE 1104 | 152571104 | NORTHERN | SIERRA | 1.2893 | 585906.6667 | 44.8571 | 33.6% | 0% | 91.7% | 0% | 0 | 0 | 5 | 91.7% | 0% | 0% | 3 | 29 | 0 | 0 | 1 | 0 | 0 | 1 | 1 | 35 | 41.963 | 7 | 17 | 2 | 29 | 0 | 0 | 5 | 0 | 0.264 | 1 | 6.3837 | 1.6853 | Low | Low | High | Bottom
EDENVALE 2107 | 082952107 | CENTRAL COAST | SAN JOSE | 4.8106 | 2048224.3333 | 42.8571 | 18.79% | 0% | 54.93% | 0% | 0 | 0 | 0 | 54.93% | 0% | 14.29% | 8 | 5 | 0 | 3 | 16 | 0 | 0 | 2 | 3 | 28 | 0 | 1 | 1 | 0 | 3 | 0 | 0 | 0 | 0 | 0.2962 | 1.8399 | 3.081 | 1.6792 | Low | Low | Low | Bottom
SAN ARDO 1101 | 182191101 | CENTRAL COAST | CENTRAL COAST | 2.7868 | 271781.3333 | 39.359 | 8.763% | 0% | 88.24% | 11.76% | 0 | 0 | 0 | 88.24% | 11.76% | 17.5% | 1 | 9 | 0 | 0 | 12 | 1 | 0 | 0 | 0 | 40 | 19.1538 | 7 | 1 | 0 | 13 | 0 | 0 | 0 | 0 | 0.11775 | 7.1101 | 1.9981 | 1.6728 | Low | Medium | Low | Bottom
HIGHLANDS 1104 | 043361104 | NORTHERN | HUMBOLDT | 12.02 | 1046439 | 45.9626 | 24.73% | 0% | 75.88% | 1.167% | 0 | 1 | 28 | 75.88% | 1.167% | 7.467% | 128 | 189 | 0 | 2 | 118 | 39 | 15 | 5 | 9 | 375 | 51.0793 | 53 | 71 | 20 | 170 | 0 | 0 | 28 | 1 | 0.29309 | 1 | 5.6794 | 1.6645 | Low | Low | High | Bottom
WOOD 0401 | 013380401 | BAY AREA | EAST BAY | 0.4661 | 127718.3333 | 45 | 0% | 0% | 99.35% | 0% | 1 | 0 | 0 | 46.88% | 52.82% | 42.86% | 2 | 2 | 0 | 0 | 1 | 1 | 0 | 0 | 0 | 7 | 70 | 0 | 3 | 0 | 3 | 0 | 0 | 0 | 0 | 0.2397 | 1 | 6.8397 | 1.6395 | Low | Low | High | Bottom
JESSUP 1103 | 103441103 | NORTHERN | NORTH VALLEY | 4.4405 | 665870.6667 | 42.4419 | 0% | 48.78% | 44.06% | 0.7795% | 1 | 0 | 9 | 97.48% | 2.521% | 13.18% | 20 | 65 | 6 | 0 | 23 | 17 | 0 | 2 | 2 | 129 | 40.0182 | 26 | 17 | 1 | 56 | 0 | 0 | 9 | 0 | 0.33083 | 1.2953 | 3.8162 | 1.6353 | Medium | Low | Medium | Bottom
CALPELLA 1102 | 043411102 | NORTHERN | HUMBOLDT | 8.9876 | 855830 | 43.4234 | 13.53% | 0% | 71% | 20.72% | 0 | 0 | 4 | 71% | 20.72% | 14.41% | 13 | 57 | 0 | 4 | 14 | 27 | 0 | 1 | 2 | 111 | 56.9783 | 11 | 8 | 3 | 50 | 0 | 0 | 4 | 0 | 0.41149 | 1.5474 | 2.5544 | 1.6265 | Medium | Low | Low | Bottom
PLACERVILLE 1109 | 153081109 | NORTHERN | SIERRA | 0.020146 | 0 | 50 | 1.037% | 42.3% | 0% | 0% | 0 | 0 | 1 | 0% | 42.3% | 0% | 1 | 0 | 0 | 0 | 0 | 0 | 0 | 0 | 1 | 1 | 0 | 0 | 0 | 0 | 0 | 0 | 0 | 1 | 1 | 0.39891 | 1 | 4.0646 | 1.6214 | Medium | Low | Medium | Bottom
LAKEWOOD 2109 | 013532109 | BAY AREA | DIABLO | 0.27299 | 1133254.6667 | 40.4167 | 0% | 0% | 100% | 0% | 0 | 0 | 0 | 100% | 0% | 8.333% | 0 | 3 | 0 | 0 | 5 | 0 | 0 | 0 | 0 | 12 | 57.8571 | 3 | 1 | 1 | 7 | 0 | 0 | 0 | 0 | 0.21104 | 1 | 7.6658 | 1.6177 | Low | Low | High | Bottom
TULE POWER HOUSE 1101 | 258591101 | CENTRAL VALLEY | FRESNO | 4.0927 | 0 | 38.9041 | 0% | 81.39% | 18.61% | 0% | 0 | 0 | 1 | 3.215% | 96.78% | 55.26% | 4 | 0 | 0 | 5 | 48 | 5 | 0 | 0 | 1 | 76 | 1 | 2 | 1 | 0 | 6 | 0 | 0 | 1 | 0 | 0.30988 | 2.0821 | 2.5025 | 1.6146 | Low | Low | Low | Bottom
CLARKSVILLE 2110 | 153612110 | NORTHERN | SIERRA | 0.17765 | 1795877.6667 | 0 | 658.2% | 0% | 0% | 0% | 0 | 0 | 0 | 0% | 0% | 0% | 0 | 0 | 0 | 0 | 0 | 0 | 0 | 0 | 0 | 0 | 0 | 0 | 0 | 0 | 0 | 0 | 0 | 0 | 0 | 0.29789 | 1 | 5.3871 | 1.6048 | Low | Low | High | Bottom
ECHO SUMMIT 1101 | 158031101 |  |  | 7.2766 | 57440 | 42.0245 | 77.68% | 99.88% | 0% | 0% | 9 | 0 | 12 | 99.88% | 0% | 1.198% | 26 | 14 | 0 | 0 | 18 | 9 | 4 | 7 | 17 | 167 | 35.7674 | 23 | 10 | 0 | 43 | 0 | 0 | 12 | 1 | 0.6628 | 1 | 2.3846 | 1.5805 | High | Low | Low | Bottom
LAS GALLINAS A 1106 | 042991106 | BAY AREA | NORTH BAY | 6.4929 | 743147.3333 | 44.3443 | 29.21% | 0.2812% | 77.31% | 4.193% | 0 | 0 | 4 | 77.31% | 8.339% | 3.226% | 13 | 9 | 0 | 0 | 43 | 6 | 0 | 0 | 0 | 62 | 15.8235 | 3 | 3 | 4 | 17 | 0 | 0 | 4 | 0 | 0.20631 | 1 | 7.5211 | 1.5517 | Low | Low | High | Bottom
CLARKSVILLE 2106 | 153612106 | NORTHERN | SIERRA | 0.99996 | 1619131.3333 | 48.3333 | 197.4% | 0% | 0% | 0% | 0 | 0 | 1 | 0% | 0% | 0% | 1 | 8 | 0 | 0 | 0 | 0 | 0 | 0 | 1 | 9 | 0 | 0 | 0 | 0 | 0 | 0 | 0 | 1 | 0 | 0.2699 | 1 | 5.6989 | 1.5381 | Low | Low | High | Bottom
PENRYN 1107 | 152561107 | NORTHERN | SIERRA | 43.5049 | 1131270 | 42.5192 | 47.95% | 1.169% | 68.49% | 12.43% | 2 | 0 | 101 | 65.57% | 16.68% | 7.843% | 83 | 611 | 2 | 0 | 143 | 54 | 5 | 17 | 22 | 918 | 28.8128 | 147 | 152 | 11 | 402 | 0 | 0 | 101 | 0 | 0.15717 | 1.8038 | 5.3775 | 1.5245 | Low | Low | High | Bottom
EL CERRITO G 1111 | 012501111 | BAY AREA | EAST BAY | 0.97377 | 404613.3333 | 43.3333 | 1.769% | 0% | 15.73% | 83.98% | 0 | 0 | 1 | 6.068% | 93.64% | 0% | 2 | 4 | 0 | 0 | 5 | 0 | 0 | 0 | 0 | 15 | 44.5 | 0 | 2 | 0 | 4 | 0 | 0 | 1 | 0 | 0.16872 | 1 | 8.9706 | 1.5136 | Low | Low | High | Bottom
PACIFIC GROVE 0422 | 182440422 | CENTRAL COAST | CENTRAL COAST | 0.65447 | 111011.6667 | 48.9286 | 104.5% | 0% | 0% | 0% | 0 | 0 | 1 | 0% | 100% | 0% | 13 | 11 | 0 | 0 | 1 | 2 | 2 | 2 | 3 | 14 | 5.3333 | 0 | 2 | 0 | 3 | 0 | 0 | 1 | 0 | 0.2389 | 1 | 6.3303 | 1.5123 | Low | Low | High | Bottom
CLAY 1102 | 163341102 | CENTRAL VALLEY | STOCKTON | 1.2491 | 70737.6667 | 48.125 | 345.3% | 0% | 0% | 0% | 1 | 0 | 0 | 0% | 0% | 6.25% | 7 | 5 | 0 | 0 | 5 | 0 | 0 | 0 | 2 | 16 | 0 | 1 | 0 | 0 | 2 | 0 | 0 | 0 | 0 | 0.30842 | 1 | 4.8947 | 1.5096 | Low | Low | Medium | Bottom
FRANKLIN 1101 | 013921101 | BAY AREA | EAST BAY | 1.5676 | 1072709.6667 | 50.1923 | 0% | 0% | 6.206% | 20.54% | 0 | 0 | 1 | 0% | 36.62% | 7.692% | 7 | 5 | 0 | 0 | 8 | 8 | 0 | 0 | 3 | 26 | 15.4 | 1 | 3 | 0 | 5 | 0 | 0 | 1 | 0 | 0.26112 | 1 | 5.7623 | 1.5047 | Low | Low | High | Bottom
SAN LUIS OBISPO 1102 | 182631102 | CENTRAL COAST | LOS PADRES | 0.68163 | 1030598 | 38.6667 | 11.17% | 0% | 99.44% | 0% | 0 | 0 | 2 | 99.03% | 0.4172% | 0% | 0 | 3 | 0 | 0 | 11 | 0 | 0 | 2 | 2 | 15 | 16.2 | 2 | 0 | 0 | 5 | 0 | 0 | 2 | 0 | 0.20447 | 1 | 7.3203 | 1.4968 | Low | Low | High | Bottom
HIGGINS 1108 | 152691108 | NORTHERN | SIERRA | 0.020411 | 0 | 0 | 0% | 0% | 0% | 0% | 0 | 0 | 0 | 0% | 0% | 0% | 0 | 0 | 0 | 0 | 0 | 0 | 0 | 0 | 0 | 0 | 0 | 0 | 0 | 0 | 0 | 0 | 0 | 0 | 0 | 0.38633 | 1 | 3.8713 | 1.4956 | Medium | Low | Medium | Bottom
HOLLISTER 2102 | 182492102 | CENTRAL COAST | CENTRAL COAST | 31.7344 | 522197.3333 | 38.3333 | 25.09% | 15.35% | 77.48% | 1.755% | 0 | 0 | 4 | 92.84% | 1.755% | 2.778% | 2 | 13 | 0 | 0 | 51 | 1 | 0 | 0 | 0 | 72 | 1.6667 | 2 | 3 | 1 | 10 | 0 | 0 | 4 | 0 | 0.11331 | 10.11 | 1.3052 | 1.4952 | Low | Medium | Low | Bottom
ALHAMBRA 1102 | 014101102 | BAY AREA | DIABLO | 0.37374 | 999803 | 44.1667 | 0.05608% | 31.31% | 27.66% | 31.86% | 0 | 0 | 2 | 31.31% | 59.51% | 50% | 2 | 3 | 0 | 0 | 4 | 0 | 0 | 0 | 0 | 12 | 20.6 | 0 | 3 | 1 | 5 | 0 | 0 | 2 | 1 | 0.29792 | 1 | 5.0186 | 1.4952 | Low | Low | Medium | Bottom
RIO DEL MAR 0401 | 083260401 | CENTRAL COAST | CENTRAL COAST | 1.8233 | 68016.3333 | 53.75 | 36.6% | 0% | 18.3% | 26.83% | 0 | 0 | 0 | 18.3% | 28.42% | 25% | 2 | 1 | 0 | 0 | 1 | 0 | 0 | 0 | 0 | 4 | 0 | 0 | 0 | 0 | 0 | 0 | 0 | 0 | 0 | 0.25383 | 1 | 5.8637 | 1.4884 | Low | Low | High | Bottom
BUTTE 1105 | 103081105 | NORTHERN | NORTH VALLEY | 2.5574 | 849032.6667 | 43.2143 | 15.51% | 1.765% | 65.2% | 0% | 0 | 0 | 26 | 66.97% | 0% | 2.381% | 8 | 16 | 0 | 0 | 8 | 1 | 0 | 11 | 15 | 42 | 38.7328 | 116 | 83 | 5 | 273 | 0 | 0 | 26 | 0 | 0.28197 | 1 | 5.2496 | 1.4802 | Low | Low | Medium | Bottom
CHESTER 1101 | 103181101 | NORTHERN | NORTH VALLEY | 2.9117 | 277170.3333 | 41.6162 | 6.963% | 86.02% | 9.547% | 3.579% | 0 | 0 | 4 | 95.56% | 3.579% | 15.84% | 3 | 7 | 5 | 0 | 33 | 16 | 0 | 0 | 0 | 101 | 54.0345 | 11 | 13 | 3 | 29 | 0 | 0 | 4 | 0 | 0.33112 | 1 | 4.4592 | 1.4765 | Medium | Low | Medium | Bottom
LOYOLA 1102 | 082161102 | CENTRAL COAST | DE ANZA | 0.10967 | 1120181.3333 | 42.5 | 0.365% | 0% | 100% | 0% | 0 | 0 | 0 | 100% | 0% | 0% | 0 | 1 | 0 | 0 | 0 | 1 | 0 | 0 | 0 | 2 | 0 | 1 | 0 | 0 | 1 | 0 | 0 | 0 | 0 | 0.26157 | 1 | 5.6407 | 1.4755 | Low | Low | High | Bottom
CARMEL 0402 | 182040402 | CENTRAL COAST | CENTRAL COAST | 0.32816 | 137085.6667 | 43.6364 | 1.047% | 0% | 0% | 0% | 0 | 0 | 0 | 0% | 80.99% | 18.18% | 0 | 3 | 0 | 0 | 6 | 0 | 0 | 1 | 1 | 11 | 4.3333 | 2 | 1 | 0 | 3 | 0 | 0 | 0 | 0 | 0.25216 | 1 | 5.8204 | 1.4677 | Low | Low | High | Bottom
SAN JOAQUIN #3 1102 | 252531102 | CENTRAL VALLEY | YOSEMITE | 11.5194 | 0 | 41.5593 | 25.3% | 37.17% | 21.4% | 0% | 0 | 0 | 5 | 68.21% | 30.26% | 18.18% | 46 | 29 | 0 | 0 | 155 | 8 | 0 | 2 | 4 | 297 | 27.3223 | 28 | 33 | 8 | 127 | 0 | 0 | 5 | 0 | 0.4064 | 1.2475 | 2.8926 | 1.4666 | Medium | Low | Low | Bottom
REEDLEY 1104 | 252341104 | CENTRAL VALLEY | FRESNO | 2.6606 | 1032168.6667 | 38.913 | 12.44% | 8.961% | 65.68% | 25.36% | 0 | 0 | 1 | 74.64% | 25.36% | 4.348% | 0 | 20 | 0 | 0 | 2 | 0 | 0 | 0 | 0 | 23 | 0 | 0 | 1 | 0 | 4 | 0 | 0 | 1 | 0 | 0.12433 | 4.6705 | 2.501 | 1.4523 | Low | Medium | Low | Bottom
HIGGINS 1109 | 152691109 | NORTHERN | SIERRA | 140.9716 | 609072.3333 | 43.312 | 37.7% | 4.367% | 88.44% | 1.787% | 5 | 0 | 164 | 92.68% | 1.939% | 15.2% | 162 | 1680 | 11 | 0 | 219 | 382 | 10 | 17 | 27 | 2894 | 37.946 | 519 | 279 | 22 | 1112 | 0 | 4 | 164 | 0 | 0.071544 | 5.1067 | 3.9221 | 1.433 | Low | Medium | Medium | Bottom
CAMBRIA 1101 | 182771101 | CENTRAL COAST | LOS PADRES | 27.8539 | 191645.6667 | 39.814 | 163% | 0% | 66.28% | 19.72% | 1 | 0 | 16 | 1.731% | 84.26% | 1.163% | 14 | 39 | 1 | 16 | 228 | 89 | 0 | 9 | 11 | 430 | 27.8571 | 9 | 10 | 5 | 44 | 0 | 0 | 16 | 0 | 0.30267 | 1.4617 | 3.2384 | 1.4327 | Low | Low | Low | Bottom
NARROWS 2105 | 153132105 | NORTHERN | SIERRA | 179.3789 | 1278710 | 42.6748 | 33% | 1.996% | 83.86% | 2.835% | 7 | 6 | 207 | 85.79% | 2.997% | 13.3% | 337 | 2666 | 22 | 0 | 303 | 459 | 20 | 24 | 43 | 4227 | 50.4105 | 855 | 356 | 18 | 1719 | 0 | 5 | 207 | 0 | 0.1137 | 2.325 | 5.3456 | 1.4131 | Low | Low | Medium | Bottom
NARROWS 2101 | 153132101 | NORTHERN | SIERRA | 61.1189 | 168654 | 45.2804 | 72.81% | 0.5616% | 92.09% | 3.646% | 3 | 1 | 49 | 83.47% | 12.83% | 7.893% | 247 | 431 | 45 | 0 | 158 | 189 | 0 | 11 | 24 | 1267 | 41.9685 | 222 | 73 | 7 | 401 | 0 | 4 | 49 | 0 | 0.075116 | 4.1813 | 4.4896 | 1.4101 | Low | Medium | Medium | Bottom
COARSEGOLD 2102 | 254432102 | CENTRAL VALLEY | YOSEMITE | 69.5656 | 333162 | 41.1098 | 105% | 50.59% | 24.23% | 0.6864% | 2 | 0 | 72 | 81.55% | 17.93% | 26.38% | 129 | 250 | 0 | 1 | 713 | 131 | 0 | 23 | 41 | 1664 | 30.7496 | 254 | 171 | 15 | 664 | 0 | 0 | 71 | 0 | 0.15087 | 2.686 | 3.4666 | 1.4048 | Low | Medium | Low | Bottom
BOSTON 0401 | 013320401 | BAY AREA | EAST BAY | 0.68358 | 0 | 45 | 63.38% | 0% | 19.82% | 0% | 0 | 0 | 0 | 0% | 100% | 88.89% | 1 | 1 | 0 | 0 | 0 | 0 | 2 | 0 | 0 | 9 | 25 | 0 | 1 | 1 | 3 | 0 | 0 | 0 | 0 | 0.21197 | 1 | 6.6079 | 1.4007 | Low | Low | High | Bottom
MIRA VISTA 0403 | 012330403 | BAY AREA | EAST BAY | 0.1074 | 159961.3333 | 0 | 19.33% | 0% | 100% | 0% | 0 | 0 | 0 | 0% | 100% | 0% | 0 | 0 | 0 | 0 | 0 | 0 | 0 | 0 | 0 | 0 | 0 | 0 | 0 | 0 | 0 | 0 | 0 | 0 | 0 | 0.16858 | 1 | 8.3009 | 1.3994 | Low | Low | High | Bottom
SYCAMORE CREEK 1109 | 102971109 | NORTHERN | NORTH VALLEY | 0.79158 | 908767 | 45 | 1.821% | 0% | 100% | 0% | 0 | 0 | 0 | 100% | 0% | 0% | 0 | 0 | 0 | 0 | 1 | 0 | 0 | 0 | 0 | 1 | 0 | 0 | 0 | 0 | 0 | 0 | 0 | 0 | 0 | 0.26871 | 1 | 5.1691 | 1.389 | Low | Low | Medium | Bottom
MORGAN HILL 2109 | 083242109 | CENTRAL COAST | SAN JOSE | 2.6411 | 1764272 | 43.2609 | 6.413% | 39.24% | 60.41% | 0% | 1 | 0 | 3 | 99.65% | 0% | 4.348% | 13 | 21 | 0 | 1 | 19 | 1 | 0 | 0 | 1 | 46 | 15.8571 | 8 | 17 | 8 | 42 | 0 | 0 | 3 | 0 | 0.33392 | 1 | 4.0649 | 1.3574 | Medium | Low | Medium | Bottom
ROSSMOOR 1104 | 014161104 | BAY AREA | DIABLO | 0.29689 | 875410 | 42.7778 | 3.845% | 0% | 100% | 0% | 0 | 0 | 1 | 16.15% | 83.85% | 55.56% | 0 | 1 | 0 | 0 | 8 | 0 | 0 | 0 | 0 | 9 | 5.5 | 3 | 2 | 0 | 6 | 0 | 0 | 1 | 0 | 0.21373 | 1 | 6.3299 | 1.3529 | Low | Low | High | Bottom
PLACER 1104 | 152461104 | NORTHERN | SIERRA | 1.6895 | 1114406.3333 | 42.5 | 29.92% | 2.335% | 25.27% | 24.57% | 0 | 0 | 2 | 25.35% | 26.82% | 0% | 3 | 12 | 0 | 0 | 2 | 0 | 0 | 0 | 1 | 16 | 29.2 | 1 | 2 | 0 | 6 | 0 | 0 | 2 | 0 | 0.2546 | 1 | 5.2079 | 1.3259 | Low | Low | Medium | Bottom
FORT ORD 2106 | 182402106 | CENTRAL COAST | CENTRAL COAST | 2.0208 | 481847.3333 | 45.25 | 110.4% | 0% | 0% | 0% | 0 | 0 | 0 | 0% | 64.18% | 0% | 1 | 0 | 0 | 0 | 39 | 1 | 0 | 5 | 9 | 40 | 0 | 2 | 0 | 0 | 2 | 0 | 0 | 0 | 0 | 0.29315 | 1 | 4.487 | 1.3154 | Low | Low | Medium | Bottom
MERCED FALLS 1102 | 252811102 | CENTRAL VALLEY | YOSEMITE | 121.7278 | 1387449.6667 | 43.8872 | 0% | 1.165% | 74.99% | 0% | 2 | 0 | 103 | 88.44% | 0.08232% | 39.16% | 339 | 369 | 3 | 6 | 1235 | 219 | 0 | 11 | 26 | 2689 | 28.1762 | 492 | 290 | 17 | 1062 | 0 | 2 | 103 | 0 | 0.10838 | 3.5035 | 3.4266 | 1.3011 | Low | Medium | Low | Bottom
BELL 1109 | 152701109 | NORTHERN | SIERRA | 13.5619 | 554865.3333 | 42.1143 | 18.6% | 0% | 65.29% | 17.96% | 1 | 0 | 22 | 51.05% | 32.2% | 5.698% | 41 | 211 | 2 | 0 | 50 | 22 | 0 | 4 | 5 | 351 | 35.5733 | 68 | 39 | 6 | 152 | 0 | 0 | 22 | 0 | 0.29387 | 1 | 4.4251 | 1.3004 | Low | Low | Medium | Bottom
REEDLEY 1112 | 252341112 | CENTRAL VALLEY | FRESNO | 1.4284 | 1165789 | 44.0909 | 20.53% | 0% | 99.8% | 0.1962% | 0 | 0 | 1 | 99.8% | 0.1962% | 18.18% | 0 | 0 | 0 | 0 | 3 | 0 | 0 | 0 | 0 | 11 | 0 | 2 | 0 | 0 | 2 | 0 | 0 | 1 | 0 | 0.24502 | 2.0451 | 2.5413 | 1.2734 | Low | Low | Low | Bottom
ESTUDILLO 0401 | 013480401 | CENTRAL COAST | MISSION | 0.86867 | 127000 | 39.5652 | 9.741% | 0% | 70.62% | 23.67% | 1 | 0 | 3 | 21.47% | 72.82% | 13.04% | 1 | 4 | 0 | 0 | 10 | 1 | 0 | 0 | 0 | 23 | 14.5 | 2 | 7 | 1 | 10 | 0 | 0 | 3 | 0 | 0.28808 | 1 | 4.3503 | 1.2532 | Low | Low | Medium | Bottom
PRUNEDALE 1110 | 182961110 | CENTRAL COAST | CENTRAL COAST | 0.11844 | 1394297.3333 | 41.6667 | 0.2327% | 0% | 100% | 0% | 0 | 0 | 0 | 100% | 0% | 0% | 0 | 0 | 0 | 0 | 2 | 0 | 0 | 0 | 0 | 3 | 0 | 2 | 0 | 0 | 3 | 0 | 0 | 0 | 1 | 0.29459 | 1 | 4.2019 | 1.2378 | Low | Low | Medium | Bottom
SAN MIGUEL 1106 | 182661106 | CENTRAL COAST | LOS PADRES | 39.7691 | 362299 | 41.392 | 58.88% | 3.399% | 94.25% | 0.3695% | 0 | 0 | 10 | 96.61% | 3.388% | 5.666% | 42 | 9 | 0 | 48 | 178 | 40 | 0 | 0 | 0 | 353 | 24.5357 | 40 | 12 | 1 | 95 | 0 | 0 | 10 | 0 | 0.083464 | 5.814 | 2.5469 | 1.2359 | Low | Medium | Low | Bottom
SWIFT 2107 | 083392107 | CENTRAL COAST | SAN JOSE | 3.1689 | 1385965 | 43 | 8.6% | 0% | 50.39% | 49.61% | 1 | 0 | 3 | 50.39% | 49.61% | 7.5% | 0 | 7 | 1 | 1 | 13 | 2 | 0 | 1 | 1 | 40 | 33.1765 | 4 | 5 | 1 | 17 | 0 | 0 | 3 | 1 | 0.50063 | 1 | 2.4641 | 1.2336 | Medium | Low | Low | Bottom
WILLOW PASS 2107 | 013912107 | BAY AREA | DIABLO | 0.64814 | 1229122.3333 | 50 | 20.04% | 0% | 100% | 0% | 0 | 0 | 1 | 100% | 0% | 20% | 10 | 0 | 0 | 0 | 8 | 2 | 0 | 0 | 0 | 10 | 2.6667 | 3 | 0 | 0 | 3 | 0 | 0 | 1 | 0 | 0.25197 | 1 | 4.8811 | 1.2299 | Low | Low | Medium | Bottom
BURNEY 1102 | 103311102 | NORTHERN | NORTH VALLEY | 0.75732 | 217117 | 43.1667 | 27.27% | 95.7% | 4.303% | 0% | 0 | 0 | 3 | 65.2% | 34.8% | 6.667% | 8 | 16 | 0 | 0 | 9 | 2 | 0 | 5 | 8 | 30 | 48.4444 | 0 | 3 | 1 | 9 | 0 | 0 | 3 | 0 | 0.39507 | 1 | 3.0566 | 1.2076 | Medium | Low | Low | Bottom
BANGOR 1101 | 103191101 | NORTHERN | NORTH VALLEY | 198.8492 | 791087 | 42.4606 | 48.55% | 0.5655% | 84.37% | 6.825% | 16 | 17 | 173 | 83.4% | 8.32% | 4.776% | 421 | 2528 | 124 | 0 | 321 | 309 | 7 | 35 | 57 | 4439 | 41.3142 | 717 | 219 | 6 | 1540 | 0 | 8 | 172 | 0 | 0.1452 | 1.5986 | 5.1617 | 1.1981 | Low | Low | Medium | Bottom
MC KEE 1103 | 083531103 | CENTRAL COAST | SAN JOSE | 3.2596 | 768497.3333 | 44.5652 | 24.26% | 0% | 23.43% | 63.61% | 0 | 0 | 2 | 13.27% | 73.77% | 17.39% | 6 | 13 | 0 | 0 | 5 | 0 | 0 | 0 | 0 | 23 | 13.6667 | 0 | 1 | 0 | 6 | 0 | 0 | 2 | 0 | 0.2612 | 1.3747 | 3.3365 | 1.1981 | Low | Low | Low | Bottom
HIGGINS 1107 | 152691107 | NORTHERN | SIERRA | 17.5954 | 691949.3333 | 43.0574 | 37.22% | 0.02922% | 94.44% | 0% | 3 | 0 | 17 | 94.47% | 0% | 5.96% | 25 | 384 | 1 | 0 | 15 | 18 | 10 | 7 | 12 | 453 | 46.5368 | 92 | 59 | 6 | 192 | 0 | 0 | 17 | 0 | 0.21897 | 1.3406 | 4.0406 | 1.1861 | Low | Low | Medium | Bottom
COTTONWOOD 1102 | 102931102 | NORTHERN | NORTH VALLEY | 62.6112 | 771151.6667 | 41.6414 | 0% | 42.26% | 50.57% | 0.4287% | 2 | 0 | 57 | 92.83% | 0.4287% | 8.442% | 114 | 733 | 45 | 0 | 293 | 134 | 27 | 5 | 12 | 1386 | 49.295 | 206 | 118 | 2 | 455 | 0 | 1 | 57 | 0 | 0.08656 | 4.0518 | 3.3252 | 1.1662 | Low | Medium | Low | Bottom
GIRVAN 1102 | 103401102 | NORTHERN | NORTH VALLEY | 46.0035 | 665380.3333 | 43.1333 | 37.64% | 36.8% | 43.85% | 0% | 4 | 1 | 62 | 93.18% | 1.609% | 10.01% | 199 | 698 | 20 | 1 | 176 | 143 | 0 | 14 | 33 | 1289 | 42.3467 | 186 | 137 | 5 | 465 | 0 | 2 | 62 | 0 | 0.065579 | 3.8498 | 4.6134 | 1.1647 | Low | Medium | Medium | Bottom
BROWNS VALLEY 1101 | 152921101 | NORTHERN | SIERRA | 41.7706 | 201976 | 42.608 | 31.69% | 0% | 89.81% | 7.84% | 4 | 0 | 37 | 82.72% | 17.28% | 4.742% | 84 | 489 | 27 | 0 | 107 | 59 | 0 | 10 | 19 | 949 | 40.0779 | 150 | 69 | 1 | 334 | 0 | 3 | 37 | 0 | 0.083871 | 3.0913 | 4.4402 | 1.1512 | Low | Medium | Medium | Bottom
BELL 1108 | 152701108 | NORTHERN | SIERRA | 68.8953 | 1348734 | 43.0846 | 32.43% | 2.226% | 73.48% | 8.798% | 6 | 0 | 76 | 77.62% | 9.142% | 5.112% | 224 | 1117 | 6 | 0 | 123 | 83 | 25 | 16 | 24 | 1565 | 36.5314 | 292 | 257 | 39 | 715 | 0 | 3 | 75 | 0 | 0.11856 | 2.3851 | 4.0188 | 1.1365 | Low | Low | Medium | Bottom
SMARTVILLE 1101 | 153791101 | NORTHERN | SIERRA | 15.8868 | 96105 | 43.9017 | 44.78% | 0.3694% | 81.7% | 10.89% | 0 | 0 | 17 | 82.07% | 10.89% | 2.586% | 50 | 90 | 43 | 0 | 55 | 13 | 0 | 4 | 6 | 348 | 35.8868 | 50 | 28 | 2 | 115 | 0 | 1 | 17 | 0 | 0.16709 | 1.4125 | 4.7638 | 1.1243 | Low | Low | Medium | Bottom
WILLOW PASS 2108 | 013912108 | BAY AREA | DIABLO | 0.19204 | 1123036.3333 | 45 | 18.01% | 0% | 75.41% | 24.59% | 0 | 0 | 1 | 75.41% | 24.59% | 0% | 1 | 0 | 0 | 0 | 0 | 0 | 0 | 0 | 0 | 5 | 87 | 0 | 0 | 1 | 2 | 0 | 0 | 1 | 0 | 0.23051 | 1 | 4.8379 | 1.1152 | Low | Low | Medium | Bottom
ANTLER 1101 | 103271101 | NORTHERN | NORTH VALLEY | 61.4203 | 341088.3333 | 41.8627 | 43.84% | 84.36% | 4.793% | 1.216% | 12 | 2 | 46 | 90.43% | 1.339% | 7.462% | 180 | 737 | 45 | 0 | 408 | 178 | 0 | 27 | 36 | 1635 | 43.2549 | 199 | 125 | 18 | 476 | 0 | 4 | 45 | 0 | 0.12287 | 2.813 | 3.1543 | 1.0903 | Low | Medium | Low | Bottom
WILLOW PASS 1101 | 013911101 | BAY AREA | DIABLO | 0.8295 | 370736.6667 | 47 | 63.82% | 10.52% | 62.15% | 0% | 0 | 0 | 2 | 72.66% | 0% | 40% | 9 | 6 | 0 | 0 | 1 | 3 | 0 | 0 | 1 | 15 | 0.66667 | 1 | 1 | 0 | 4 | 0 | 0 | 2 | 0 | 0.27234 | 1 | 3.9927 | 1.0874 | Low | Low | Medium | Bottom
LAKEWOOD 2110 | 013532110 | BAY AREA | DIABLO | 0.50309 | 1187370 | 0 | 9.113% | 0% | 73.94% | 10.16% | 0 | 0 | 0 | 31.68% | 52.42% | 0% | 0 | 0 | 0 | 0 | 0 | 0 | 0 | 0 | 0 | 0 | 0 | 0 | 0 | 0 | 0 | 0 | 0 | 0 | 0 | 0.15113 | 1 | 7.1259 | 1.0769 | Low | Low | High | Bottom
DOLAN ROAD 1101 | 182381101 | CENTRAL COAST | CENTRAL COAST | 6.1776 | 415279.6667 | 39.9324 | 9.734% | 0% | 69.26% | 21.58% | 0 | 0 | 2 | 73.63% | 21.58% | 14.86% | 1 | 30 | 0 | 0 | 34 | 2 | 0 | 0 | 1 | 74 | 19.7179 | 12 | 5 | 0 | 40 | 0 | 0 | 2 | 0 | 0.22086 | 1 | 4.8606 | 1.0735 | Low | Low | Medium | Bottom
CLARK ROAD 1102 | 103091102 | NORTHERN | NORTH VALLEY | 126.4512 | 506713.6667 | 42.3085 | 57.53% | 1.404% | 83.59% | 7.319% | 3 | 1 | 107 | 80.81% | 13.46% | 6.255% | 237 | 1205 | 59 | 0 | 355 | 171 | 4 | 28 | 42 | 2510 | 42.8078 | 336 | 133 | 7 | 730 | 0 | 13 | 104 | 0 | 0.047318 | 4.2677 | 5.2944 | 1.0692 | Low | Medium | Medium | Bottom
JESSUP 1102 | 103441102 | NORTHERN | NORTH VALLEY | 55.2091 | 877468 | 40.9455 | 0% | 67.4% | 22.82% | 0.03146% | 3 | 3 | 65 | 90.16% | 0.08954% | 6.697% | 54 | 1031 | 45 | 0 | 125 | 91 | 2 | 7 | 12 | 1523 | 42.5389 | 281 | 108 | 3 | 578 | 0 | 6 | 65 | 0 | 0.056661 | 5.3608 | 3.5021 | 1.0638 | Low | Medium | Low | Bottom
SEACLIFF 0402 | 083500402 | CENTRAL COAST | CENTRAL COAST | 1.0712 | 24358 | 40 | 86.6% | 0% | 21.9% | 76.41% | 1 | 0 | 0 | 21.9% | 76.41% | 0% | 0 | 0 | 0 | 0 | 3 | 0 | 0 | 0 | 0 | 3 | 0 | 0 | 0 | 0 | 2 | 0 | 0 | 0 | 0 | 0.17641 | 1 | 5.9918 | 1.057 | Low | Low | High | Bottom
LINCOLN 1101 | 153701101 | NORTHERN | SIERRA | 15.4033 | 1254118 | 42.8797 | 17.41% | 0.2279% | 69.74% | 15.81% | 3 | 0 | 24 | 69.66% | 16.12% | 8.857% | 47 | 232 | 1 | 0 | 26 | 15 | 0 | 3 | 5 | 350 | 31.0065 | 72 | 43 | 3 | 158 | 0 | 0 | 24 | 0 | 0.2797 | 1 | 3.7779 | 1.0567 | Low | Low | Medium | Bottom
POSO MOUNTAIN 2103 | 253642103 | CENTRAL VALLEY | KERN | 19.5559 | 2531102 | 41.4823 | 634.8% | 53.78% | 6.828% | 4.128% | 0 | 0 | 4 | 59.97% | 4.774% | 13.72% | 7 | 7 | 0 | 39 | 17 | 19 | 0 | 1 | 5 | 226 | 9.2308 | 5 | 1 | 0 | 26 | 0 | 0 | 4 | 0 | 0.30673 | 11.9418 | 0.2873 | 1.0524 | Low | Medium | Low | Bottom
CORRAL 1102 | 162991102 | CENTRAL VALLEY | STOCKTON | 51.2858 | 770762.3333 | 43.7391 | 73.37% | 0.5883% | 75.4% | 11.43% | 1 | 0 | 44 | 75.99% | 11.43% | 10.18% | 304 | 620 | 6 | 0 | 249 | 103 | 0 | 3 | 11 | 1267 | 32.2722 | 252 | 174 | 9 | 533 | 0 | 0 | 44 | 0 | 0.050231 | 3.8123 | 5.4683 | 1.0472 | Low | Medium | High | Bottom
PANORAMA 1101 | 103461101 | NORTHERN | NORTH VALLEY | 12.3478 | 578348.6667 | 46.6862 | 34.74% | 89.3% | 5.86% | 0% | 0 | 0 | 16 | 95.16% | 0% | 6.776% | 192 | 291 | 4 | 1 | 16 | 76 | 0 | 0 | 2 | 428 | 60.6062 | 127 | 128 | 25 | 302 | 0 | 1 | 16 | 0 | 0.19097 | 1 | 5.4631 | 1.0433 | Low | Low | High | Bottom
ALTO 1121 | 042031121 | BAY AREA | NORTH BAY | 0.066131 | 581015 | 0 | 1.842% | 0% | 0% | 100% | 0 | 0 | 0 | 0% | 100% | 0% | 0 | 0 | 0 | 0 | 0 | 0 | 0 | 0 | 0 | 0 | 0 | 0 | 0 | 0 | 0 | 0 | 0 | 0 | 0 | 0.15069 | 1 | 6.8577 | 1.0334 | Low | Low | High | Bottom
COAST RD 0401 | 088820401 | CENTRAL COAST | CENTRAL COAST | 2.6666 | 0 | 40 | 36.1% | 36.1% | 0% | 16.75% | 0 | 0 | 1 | 0% | 100% | 0% | 0 | 1 | 0 | 0 | 5 | 0 | 0 | 0 | 0 | 10 | 0 | 0 | 1 | 0 | 3 | 0 | 0 | 1 | 0 | 0.17721 | 1 | 5.7489 | 1.0187 | Low | Low | High | Bottom
WYANDOTTE 1109 | 102911109 | NORTHERN | NORTH VALLEY | 56.7801 | 1419512 | 42.1136 | 31.89% | 0.2035% | 79.09% | 14.66% | 2 | 0 | 42 | 74% | 19.88% | 3.313% | 133 | 704 | 28 | 0 | 163 | 24 | 0 | 7 | 11 | 1298 | 41.1795 | 231 | 83 | 2 | 498 | 0 | 0 | 42 | 0 | 0.085646 | 2.0554 | 5.745 | 1.0114 | Low | Low | High | Bottom
FROGTOWN 1701 | 163451701 | CENTRAL VALLEY | STOCKTON | 70.7853 | 668544.6667 | 43.2019 | 45.77% | 44.34% | 42.74% | 1.166% | 4 | 1 | 86 | 81.99% | 6.255% | 7.251% | 302 | 744 | 0 | 0 | 482 | 100 | 0 | 10 | 26 | 1710 | 24.0812 | 237 | 136 | 17 | 570 | 0 | 1 | 86 | 0 | 0.066096 | 2.7561 | 5.5434 | 1.0098 | Low | Medium | High | Bottom
MONTEREY 0401 | 182090401 | CENTRAL COAST | CENTRAL COAST | 0.30119 | 192386.6667 | 42.7273 | 79.84% | 0% | 69.45% | 19.02% | 0 | 0 | 0 | 0% | 88.47% | 18.18% | 0 | 2 | 0 | 0 | 5 | 0 | 0 | 0 | 1 | 11 | 0 | 1 | 0 | 0 | 1 | 0 | 0 | 0 | 0 | 0.16998 | 1 | 5.9171 | 1.0058 | Low | Low | High | Bottom
RED BLUFF 1104 | 103541104 | NORTHERN | NORTH VALLEY | 71.2322 | 647331.3333 | 41.8722 | 81.92% | 12.93% | 72.82% | 6.502% | 2 | 4 | 34 | 89.91% | 6.617% | 6.063% | 115 | 516 | 48 | 0 | 265 | 136 | 0 | 12 | 19 | 1336 | 44.7473 | 168 | 110 | 10 | 386 | 0 | 4 | 34 | 0 | 0.041784 | 7.4316 | 3.1769 | 0.98649 | Low | Medium | Low | Bottom
PENRYN 1106 | 152561106 | NORTHERN | SIERRA | 1.0234 | 977537 | 39.0909 | 1.374% | 0% | 37.58% | 62.42% | 0 | 0 | 0 | 37.58% | 62.42% | 18.18% | 1 | 12 | 0 | 0 | 3 | 1 | 0 | 0 | 0 | 22 | 17.75 | 1 | 1 | 1 | 4 | 0 | 0 | 0 | 0 | 0.18875 | 1 | 5.2111 | 0.98359 | Low | Low | Medium | Bottom
WEIMAR 1102 | 152491102 | NORTHERN | SIERRA | 23.0263 | 158885.3333 | 41.8349 | 22.14% | 53.36% | 15.48% | 14.14% | 1 | 5 | 41 | 73.63% | 14.14% | 6.56% | 44 | 402 | 3 | 0 | 79 | 45 | 6 | 6 | 12 | 625 | 36.6398 | 154 | 111 | 5 | 350 | 0 | 0 | 40 | 0 | 0.24313 | 1.0248 | 3.9433 | 0.98249 | Low | Low | Medium | Bottom
SHINGLE SPRINGS 2110 | 153652110 | NORTHERN | SIERRA | 63.9953 | 1226260.6667 | 42.4151 | 45.26% | 0.2067% | 83.25% | 5.136% | 7 | 0 | 83 | 83.46% | 5.097% | 2.134% | 173 | 1013 | 12 | 0 | 308 | 69 | 13 | 15 | 27 | 1593 | 42.395 | 338 | 181 | 15 | 644 | 0 | 6 | 83 | 0 | 0.050897 | 4.0293 | 4.7906 | 0.98245 | Low | Medium | Medium | Bottom
BANCROFT 0402 | 013030402 | BAY AREA | EAST BAY | 1.1676 | 137398.3333 | 43.3333 | 0% | 0% | 66.62% | 25.97% | 0 | 0 | 0 | 1.548% | 91.05% | 50% | 1 | 2 | 0 | 0 | 8 | 0 | 0 | 0 | 0 | 12 | 44.6 | 0 | 0 | 4 | 5 | 0 | 0 | 0 | 0 | 0.23001 | 1 | 4.2377 | 0.97474 | Low | Low | Medium | Bottom
SAN LEANDRO U 1107 | 013111107 | CENTRAL COAST | MISSION | 0.097818 | 1147965 | 0 | 1.3% | 0% | 100% | 0% | 0 | 0 | 0 | 100% | 0% | 0% | 0 | 0 | 0 | 0 | 0 | 0 | 0 | 0 | 0 | 0 | 0 | 0 | 0 | 0 | 0 | 0 | 0 | 0 | 0 | 0.20554 | 1 | 4.68 | 0.96191 | Low | Low | Medium | Bottom
SCE VEGAS 1701 | 188881701 | CENTRAL COAST | LOS PADRES | 0.17032 | 0 | 0 | 0% | 0% | 100% | 0% | 0 | 0 | 1 | 100% | 0% | 0% | 0 | 0 | 0 | 0 | 0 | 0 | 0 | 0 | 0 | 0 | 0 | 0 | 0 | 0 | 1 | 0 | 0 | 1 | 0 | 0.23885 | 1 | 3.9643 | 0.94686 | Low | Low | Medium | Bottom
DIAMOND SPRINGS 1103 | 152261103 | NORTHERN | SIERRA | 35.304 | 845974.3333 | 42.1526 | 20.18% | 37.61% | 37.93% | 10.24% | 4 | 6 | 53 | 75.54% | 11.02% | 1.149% | 110 | 513 | 9 | 0 | 236 | 47 | 0 | 4 | 12 | 957 | 43.9837 | 200 | 146 | 9 | 433 | 0 | 0 | 53 | 0 | 0.11388 | 1.9067 | 4.2233 | 0.91703 | Low | Low | Medium | Bottom
CLAYTON 2217 | 012022217 | BAY AREA | DIABLO | 0.67567 | 1167387 | 0 | 0% | 0% | 100% | 0% | 0 | 0 | 0 | 0% | 100% | 0% | 0 | 0 | 0 | 0 | 0 | 0 | 0 | 0 | 0 | 0 | 0 | 0 | 0 | 0 | 0 | 0 | 0 | 0 | 0 | 0.14964 | 1 | 6.1247 | 0.9165 | Low | Low | High | Bottom
OREGON TRAIL 1103 | 103521103 | NORTHERN | NORTH VALLEY | 118.6709 | 743676.6667 | 42.5605 | 47.64% | 60.02% | 31.71% | 0.2304% | 2 | 0 | 117 | 95.36% | 0.3707% | 8.405% | 379 | 1728 | 86 | 3 | 437 | 244 | 3 | 22 | 38 | 3141 | 44.1023 | 472 | 252 | 12 | 1023 | 0 | 8 | 117 | 0 | 0.062522 | 3.3776 | 4.3191 | 0.91208 | Low | Medium | Medium | Bottom
NEWBURG 1132 | 192151132 | NORTHERN | HUMBOLDT | 2.5461 | 888833.3333 | 40.119 | 3.343% | 0% | 16% | 83.22% | 0 | 0 | 1 | 16% | 83.22% | 42.86% | 2 | 5 | 0 | 0 | 30 | 2 | 4 | 0 | 0 | 42 | 40.9333 | 2 | 1 | 0 | 16 | 0 | 0 | 1 | 0 | 0.31788 | 1 | 2.8437 | 0.90395 | Low | Low | Low | Bottom
VASONA 1102 | 083771102 | CENTRAL COAST | DE ANZA | 0.075415 | 960837.3333 | 38 | 2.142% | 0% | 0% | 100% | 0 | 0 | 0 | 0% | 100% | 0% | 0 | 1 | 0 | 0 | 2 | 0 | 0 | 0 | 0 | 5 | 0 | 2 | 1 | 0 | 3 | 0 | 0 | 0 | 0 | 0.10648 | 1 | 8.4479 | 0.8995 | Low | Low | High | Bottom
OAKLAND J 1116 | 012091116 | BAY AREA | EAST BAY | 0.10355 | 1036186 | 40.7143 | 7.798% | 0% | 100% | 0% | 0 | 0 | 0 | 0% | 100% | 42.86% | 0 | 1 | 0 | 0 | 4 | 2 | 0 | 0 | 0 | 7 | 0 | 0 | 0 | 0 | 0 | 0 | 0 | 0 | 0 | 0.13957 | 1 | 6.4353 | 0.89816 | Low | Low | High | Bottom
MESA 1103 | 182821103 | CENTRAL COAST | LOS PADRES | 12.4594 | 1425053 | 44.5775 | 7.311% | 0% | 72.42% | 11.33% | 2 | 0 | 21 | 72.42% | 11.33% | 9.722% | 56 | 8 | 0 | 44 | 66 | 50 | 0 | 1 | 2 | 216 | 27.7941 | 37 | 9 | 1 | 105 | 0 | 0 | 20 | 0 | 0.19267 | 1.1375 | 4.0787 | 0.89387 | Low | Low | Medium | Bottom
SO. CAL. EDISON #2 1101 | 258851101 | CENTRAL VALLEY | YOSEMITE | 1.1766 | 1647 | 44.375 | 0% | 64.34% | 35.66% | 0% | 0 | 0 | 0 | 100% | 0% | 27.27% | 4 | 0 | 0 | 0 | 2 | 1 | 0 | 0 | 0 | 11 | 0 | 0 | 0 | 0 | 0 | 0 | 0 | 0 | 0 | 0.36946 | 1 | 2.3755 | 0.87763 | Medium | Low | Low | Bottom
OAKLAND J 1118 | 012091118 | BAY AREA | EAST BAY | 0.75276 | 549257.6667 | 44.6667 | 21.9% | 0% | 92.61% | 7.387% | 0 | 0 | 0 | 17.8% | 82.2% | 0% | 0 | 1 | 0 | 0 | 11 | 1 | 0 | 0 | 0 | 15 | 15 | 0 | 3 | 2 | 5 | 0 | 0 | 0 | 0 | 0.17051 | 1 | 5.115 | 0.87215 | Low | Low | Medium | Bottom
SANTA ROSA A 1110 | 042151110 | NORTHERN | SONOMA | 0.037484 | 897090.6667 | 0 | 1.125% | 0% | 100% | 0% | 0 | 0 | 0 | 100% | 0% | 0% | 0 | 0 | 0 | 0 | 0 | 0 | 0 | 0 | 0 | 0 | 0 | 0 | 0 | 0 | 0 | 0 | 0 | 0 | 0 | 0.19275 | 1 | 4.513 | 0.8699 | Low | Low | Medium | Bottom
LONE TREE 2105 | 013232105 | BAY AREA | DIABLO | 10.6094 | 907615.3333 | 46.4773 | 17.08% | 0% | 96.44% | 3.562% | 0 | 0 | 9 | 95.57% | 4.426% | 14.77% | 34 | 94 | 0 | 0 | 12 | 6 | 0 | 0 | 0 | 176 | 35.5946 | 11 | 18 | 1 | 42 | 0 | 0 | 9 | 0 | 0.21788 | 1 | 3.9619 | 0.86319 | Low | Low | Medium | Bottom
STELLING 1109 | 083481109 | CENTRAL COAST | DE ANZA | 0.65955 | 933086 | 45.5769 | 16.19% | 0% | 83.51% | 4.856% | 0 | 0 | 2 | 83.51% | 16.49% | 3.846% | 6 | 11 | 0 | 0 | 8 | 3 | 0 | 0 | 0 | 26 | 0 | 6 | 3 | 0 | 12 | 0 | 0 | 2 | 0 | 0.15296 | 1 | 5.6048 | 0.85733 | Low | Low | High | Bottom
BELLEVUE 1102 | 043181102 | NORTHERN | SONOMA | 0.26889 | 926382.3333 | 55 | 0.1733% | 0% | 2.546% | 0% | 0 | 0 | 0 | 0% | 2.546% | 0% | 1 | 1 | 0 | 0 | 0 | 0 | 0 | 0 | 0 | 1 | 70 | 0 | 1 | 1 | 2 | 0 | 0 | 0 | 0 | 0.27028 | 1 | 3.1712 | 0.8571 | Low | Low | Low | Bottom
SAND CREEK 1103 | 254601103 | CENTRAL VALLEY | FRESNO | 149.7701 | 442223.3333 | 42.4289 | 59.2% | 16.96% | 68.29% | 0.003395% | 7 | 6 | 102 | 95.28% | 0.003395% | 29.38% | 279 | 462 | 0 | 262 | 1101 | 213 | 0 | 9 | 23 | 2999 | 16.3756 | 520 | 171 | 6 | 1198 | 0 | 0 | 102 | 0 | 0.10796 | 2.3955 | 3.2681 | 0.8452 | Low | Medium | Low | Bottom
DEL MAR 1103 | 152581103 | NORTHERN | SIERRA | 0.034858 | 435349.3333 | 0 | 0.3486% | 0% | 0% | 100% | 0 | 0 | 0 | 0% | 100% | 0% | 0 | 0 | 0 | 0 | 0 | 0 | 0 | 0 | 0 | 0 | 0 | 0 | 0 | 0 | 0 | 0 | 0 | 0 | 0 | 0.15089 | 1 | 5.5468 | 0.83698 | Low | Low | High | Bottom
DIAMOND SPRINGS 1106 | 152261106 | NORTHERN | SIERRA | 111.1641 | 910047.3333 | 42.3542 | 21.14% | 50.87% | 39.12% | 2.759% | 6 | 6 | 145 | 90.16% | 2.867% | 1.338% | 225 | 1554 | 44 | 0 | 468 | 170 | 6 | 13 | 21 | 2840 | 40.1305 | 599 | 221 | 12 | 1114 | 0 | 3 | 145 | 0 | 0.087538 | 2.5895 | 3.6341 | 0.82376 | Low | Medium | Low | Bottom
AUBERRY 1102 | 254151102 | CENTRAL VALLEY | FRESNO | 127.9128 | 604229.6667 | 41.5586 | 28.6% | 6.247% | 83.97% | 0.2351% | 0 | 5 | 129 | 89.34% | 1.146% | 30.21% | 106 | 167 | 0 | 253 | 780 | 244 | 0 | 15 | 29 | 2208 | 17.2949 | 512 | 211 | 22 | 1137 | 0 | 0 | 129 | 0 | 0.098189 | 3.2245 | 2.5632 | 0.81154 | Low | Medium | Low | Bottom
CARMEL 0405 | 182040405 | CENTRAL COAST | CENTRAL COAST | 0.54211 | 183473.6667 | 0 | 14.22% | 0% | 82.89% | 17.11% | 0 | 0 | 0 | 0% | 100% | 0% | 0 | 0 | 0 | 0 | 0 | 0 | 0 | 0 | 0 | 0 | 0 | 0 | 0 | 0 | 0 | 0 | 0 | 0 | 0 | 0.14108 | 1 | 5.7517 | 0.81142 | Low | Low | High | Bottom
RISING RIVER 1101 | 103551101 | NORTHERN | NORTH VALLEY | 49.9892 | 170107.3333 | 40.6554 | 93.85% | 84.68% | 0.9855% | 0.04943% | 10 | 2 | 39 | 83.99% | 1.994% | 25.66% | 45 | 423 | 2 | 0 | 388 | 80 | 18 | 8 | 17 | 1091 | 28.8968 | 113 | 63 | 4 | 320 | 0 | 3 | 39 | 0 | 0.31716 | 1.5403 | 1.6242 | 0.79347 | Low | Low | Low | Bottom
RED BLUFF 1101 | 103541101 | NORTHERN | NORTH VALLEY | 48.8637 | 558800.6667 | 40.8648 | 19.94% | 7.923% | 92.07% | 0% | 3 | 0 | 25 | 99.99% | 0% | 10.26% | 22 | 669 | 40 | 0 | 148 | 126 | 0 | 3 | 3 | 1140 | 50.2513 | 216 | 64 | 6 | 387 | 0 | 2 | 25 | 0 | 0.067369 | 4.7159 | 2.4645 | 0.783 | Low | Medium | Low | Bottom
TIVY VALLEY 1107 | 252941107 | CENTRAL VALLEY | FRESNO | 122.1496 | 758900.6667 | 41.6268 | 53.64% | 15.55% | 80.65% | 0.7768% | 9 | 3 | 84 | 95.12% | 3.052% | 28.24% | 106 | 204 | 0 | 190 | 680 | 182 | 0 | 12 | 26 | 2015 | 18.0469 | 337 | 162 | 16 | 823 | 0 | 1 | 82 | 0 | 0.1277 | 2.3799 | 2.5509 | 0.77522 | Low | Low | Low | Bottom
OLETA 1102 | 163541102 | CENTRAL VALLEY | STOCKTON | 65.7192 | 435994 | 43.7225 | 32.18% | 2.003% | 83.86% | 9.889% | 2 | 0 | 45 | 83.64% | 12.11% | 3.201% | 224 | 697 | 4 | 1 | 223 | 95 | 0 | 5 | 9 | 1281 | 34.8693 | 145 | 64 | 9 | 350 | 0 | 0 | 43 | 0 | 0.040535 | 3.9755 | 4.7775 | 0.76989 | Low | Medium | Medium | Bottom
GREENBRAE 1104 | 043091104 | BAY AREA | NORTH BAY | 0.37143 | 843442.6667 | 44.5455 | 40.95% | 0% | 0% | 100% | 0 | 0 | 0 | 0% | 100% | 0% | 0 | 0 | 0 | 0 | 10 | 1 | 0 | 0 | 0 | 11 | 10.3333 | 0 | 2 | 0 | 3 | 0 | 0 | 0 | 0 | 0.11506 | 1 | 6.6496 | 0.76508 | Low | Low | High | Bottom
WYANDOTTE 1107 | 102911107 | NORTHERN | NORTH VALLEY | 106.7969 | 810745 | 41.8392 | 36.08% | 1.122% | 84.3% | 8.984% | 8 | 3 | 72 | 83.97% | 10.45% | 4.967% | 191 | 1673 | 36 | 2 | 203 | 123 | 2 | 9 | 17 | 2577 | 40.75 | 437 | 146 | 5 | 952 | 0 | 2 | 72 | 0 | 0.041139 | 2.9393 | 6.2964 | 0.76135 | Low | Medium | High | Bottom
SAN JOAQUIN #2 1103 | 252521103 | CENTRAL VALLEY | YOSEMITE | 82.7368 | 0 | 40.7023 | 70.75% | 24.8% | 64.51% | 0.9869% | 4 | 1 | 63 | 95.56% | 3.878% | 24.95% | 55 | 282 | 0 | 3 | 535 | 189 | 0 | 11 | 19 | 1551 | 24.2935 | 267 | 99 | 18 | 659 | 0 | 2 | 62 | 0 | 0.19463 | 1.3732 | 2.847 | 0.7609 | Low | Low | Low | Bottom
EAST MARYSVILLE 1108 | 152331108 | NORTHERN | SIERRA | 0.72214 | 645128.6667 | 49.4737 | 235.6% | 0% | 100% | 0% | 0 | 0 | 1 | 100% | 0% | 0% | 6 | 3 | 0 | 0 | 2 | 0 | 0 | 0 | 1 | 19 | 58 | 1 | 0 | 0 | 2 | 0 | 0 | 1 | 0 | 0.22041 | 1 | 3.2275 | 0.71136 | Low | Low | Low | Bottom
SERRAMONTE 1104 | 022861104 | CENTRAL COAST | PENINSULA | 0.061541 | 836402 | 0 | 12.92% | 0% | 0% | 100% | 0 | 0 | 0 | 0% | 100% | 0% | 0 | 0 | 0 | 0 | 0 | 0 | 0 | 0 | 0 | 0 | 0 | 0 | 0 | 0 | 0 | 0 | 0 | 0 | 0 | 0.1413 | 1 | 4.9418 | 0.69828 | Low | Low | Medium | Bottom
PEABODY 2106 | 063642106 | NORTHERN | SACRAMENTO | 1.0067 | 1339227.6667 | 44.375 | 294.9% | 0% | 71.61% | 0% | 0 | 0 | 1 | 71.61% | 0% | 12.5% | 0 | 9 | 0 | 0 | 4 | 2 | 0 | 0 | 0 | 16 | 13 | 0 | 0 | 1 | 4 | 0 | 0 | 1 | 0 | 0.17102 | 1 | 4.056 | 0.69365 | Low | Low | Medium | Bottom
LLAGAS 2105 | 083182105 | CENTRAL COAST | SAN JOSE | 1.0027 | 1887415.3333 | 39.1667 | 44.62% | 0% | 28.55% | 71.45% | 0 | 0 | 0 | 28.55% | 71.45% | 25% | 2 | 6 | 0 | 0 | 4 | 0 | 0 | 1 | 1 | 12 | 2.3333 | 1 | 1 | 0 | 3 | 0 | 0 | 0 | 0 | 0.17908 | 1 | 3.8581 | 0.69092 | Low | Low | Medium | Bottom
DESCHUTES 1101 | 103351101 | NORTHERN | NORTH VALLEY | 114.8711 | 486589.3333 | 41.1437 | 66.27% | 61.81% | 33.84% | 1.545% | 6 | 1 | 79 | 95.65% | 1.545% | 9.249% | 183 | 1490 | 93 | 1 | 308 | 255 | 0 | 11 | 23 | 2584 | 47.1203 | 288 | 163 | 14 | 677 | 0 | 12 | 79 | 0 | 0.044915 | 4.2763 | 3.5025 | 0.67273 | Low | Medium | Low | Bottom
ATASCADERO 1102 | 182541102 | CENTRAL COAST | LOS PADRES | 0.06615 | 401190.6667 | 40.5405 | 2.402% | 0% | 100% | 0% | 0 | 0 | 1 | 100% | 0% | 13.51% | 5 | 1 | 0 | 1 | 29 | 1 | 0 | 0 | 0 | 37 | 50.625 | 7 | 5 | 0 | 16 | 0 | 0 | 1 | 0 | 0.18797 | 1 | 3.5119 | 0.66013 | Low | Low | Low | Bottom
JESSUP 1101 | 103441101 | NORTHERN | NORTH VALLEY | 66.1287 | 798939 | 41.3006 | 0% | 57.53% | 38.98% | 0% | 5 | 0 | 58 | 96.41% | 0.4507% | 7.582% | 163 | 1135 | 44 | 0 | 201 | 135 | 0 | 12 | 23 | 1807 | 39.5921 | 288 | 144 | 12 | 687 | 0 | 7 | 58 | 0 | 0.042059 | 4.3919 | 3.5388 | 0.65369 | Low | Medium | Low | Bottom
HIGGINS 1103 | 152691103 | NORTHERN | SIERRA | 75.7487 | 680134.6667 | 42.9244 | 42.22% | 6.927% | 75.99% | 0.3822% | 6 | 4 | 107 | 83.25% | 0.3822% | 11.41% | 176 | 1365 | 6 | 0 | 249 | 131 | 0 | 6 | 26 | 2007 | 41.9881 | 432 | 162 | 15 | 859 | 0 | 4 | 106 | 0 | 0.056665 | 2.4937 | 4.465 | 0.63094 | Low | Medium | Medium | Bottom
OREGON TRAIL 1104 | 103521104 | NORTHERN | NORTH VALLEY | 46.6336 | 454202.6667 | 42.6543 | 48.06% | 45.35% | 41.08% | 0.05981% | 0 | 0 | 64 | 86.28% | 0.2109% | 7.73% | 129 | 714 | 12 | 0 | 194 | 96 | 0 | 5 | 9 | 1216 | 42.5193 | 178 | 122 | 9 | 458 | 0 | 2 | 64 | 0 | 0.032789 | 4.4935 | 4.2518 | 0.62645 | Low | Medium | Medium | Bottom
OREGON TRAIL 1102 | 103521102 | NORTHERN | NORTH VALLEY | 46.8334 | 435781.3333 | 43.1527 | 54.14% | 40.11% | 44.99% | 0% | 2 | 0 | 32 | 85.51% | 0.0627% | 6.973% | 175 | 688 | 25 | 0 | 200 | 94 | 2 | 12 | 29 | 1176 | 43.0439 | 169 | 99 | 6 | 402 | 0 | 5 | 32 | 0 | 0.046428 | 2.7529 | 4.8585 | 0.62096 | Low | Medium | Medium | Bottom
PLACERVILLE 1112 | 153081112 | NORTHERN | SIERRA | 27.7419 | 782510.3333 | 42.0833 | 27.34% | 53.09% | 21.45% | 9.376% | 5 | 0 | 49 | 73.74% | 10.17% | 1.063% | 108 | 405 | 23 | 0 | 257 | 50 | 2 | 4 | 10 | 941 | 51.9846 | 163 | 130 | 29 | 395 | 0 | 0 | 49 | 0 | 0.14218 | 1 | 4.2874 | 0.60958 | Low | Low | Medium | Bottom
STILLWATER 1101 | 103561101 | NORTHERN | NORTH VALLEY | 36.1073 | 327931.3333 | 42.6121 | 40.19% | 54.86% | 25% | 2.059% | 3 | 0 | 46 | 87.51% | 2.675% | 10.53% | 149 | 577 | 31 | 0 | 154 | 107 | 0 | 6 | 14 | 1073 | 34.6416 | 131 | 82 | 7 | 365 | 0 | 2 | 46 | 0 | 0.073854 | 1.8134 | 4.5151 | 0.60469 | Low | Low | Medium | Bottom
SWIFT 2102 | 083392102 | CENTRAL COAST | SAN JOSE | 0.43953 | 1152399 | 44.5 | 0% | 0% | 100% | 0% | 0 | 0 | 0 | 100% | 0% | 0% | 1 | 1 | 0 | 0 | 0 | 0 | 0 | 0 | 0 | 10 | 0 | 0 | 1 | 0 | 1 | 0 | 0 | 0 | 0 | 0.24835 | 1 | 2.373 | 0.58934 | Low | Low | Low | Bottom
WESTLEY 1103 | 162671103 | CENTRAL VALLEY | YOSEMITE | 0.92376 | 1373691.3333 | 0 | 0% | 0% | 100% | 0% | 0 | 0 | 0 | 100% | 0% | 0% | 0 | 0 | 0 | 0 | 0 | 0 | 0 | 0 | 0 | 0 | 0 | 0 | 0 | 0 | 1 | 0 | 0 | 0 | 0 | 0.20126 | 1 | 2.9097 | 0.5856 | Low | Low | Low | Bottom
SWIFT 2109 | 083392109 | CENTRAL COAST | SAN JOSE | 0.49434 | 1180547 | 43.3333 | 4.779% | 0% | 54.76% | 45.24% | 0 | 0 | 1 | 54.15% | 45.85% | 33.33% | 0 | 1 | 0 | 0 | 0 | 1 | 0 | 0 | 0 | 3 | 27.5 | 2 | 0 | 0 | 2 | 0 | 0 | 1 | 0 | 0.22298 | 1 | 2.6247 | 0.58525 | Low | Low | Low | Bottom
NARROWS 2102 | 153132102 | NORTHERN | SIERRA | 96.3992 | 1160087.6667 | 42.8608 | 41.46% | 4.305% | 80.42% | 2.279% | 3 | 0 | 154 | 84.91% | 2.279% | 9.627% | 117 | 1399 | 5 | 0 | 136 | 217 | 0 | 8 | 27 | 2171 | 52.4735 | 369 | 185 | 8 | 819 | 0 | 1 | 154 | 0 | 0.043566 | 2.6317 | 5.0863 | 0.58317 | Low | Medium | Medium | Bottom
FORT BRAGG A 1103 | 042761103 | NORTHERN | HUMBOLDT | 0.50874 | 386751 | 40 | 2.71% | 0% | 0% | 100% | 1 | 0 | 0 | 0% | 100% | 0% | 0 | 0 | 0 | 0 | 0 | 1 | 0 | 0 | 0 | 3 | 49 | 0 | 2 | 0 | 2 | 0 | 0 | 0 | 0 | 0.15568 | 1 | 3.7413 | 0.58244 | Low | Low | Low | Bottom
SAN BERNARD 1101 | 253191101 | CENTRAL VALLEY | KERN | 1.7421 | 784387.3333 | 42.1429 | 70.29% | 0% | 100% | 0% | 0 | 0 | 0 | 100% | 0% | 42.86% | 2 | 1 | 0 | 0 | 6 | 0 | 0 | 0 | 0 | 14 | 6 | 0 | 0 | 0 | 2 | 0 | 0 | 0 | 0 | 0.22097 | 1 | 2.5803 | 0.57017 | Low | Low | Low | Bottom
TEJON 1103 | 252931103 | CENTRAL VALLEY | KERN | 3.2497 | 897475.6667 | 40.8824 | 4.224% | 0% | 100% | 0% | 0 | 0 | 1 | 88.41% | 11.59% | 52.94% | 0 | 0 | 0 | 0 | 8 | 0 | 0 | 0 | 0 | 17 | 1.2 | 1 | 0 | 0 | 6 | 0 | 0 | 1 | 0 | 0.18525 | 1 | 2.954 | 0.54721 | Low | Low | Low | Bottom
STILLWATER 1102 | 103561102 | NORTHERN | NORTH VALLEY | 78.3748 | 518238.3333 | 42.6453 | 42.29% | 77.66% | 16.93% | 0% | 8 | 5 | 63 | 94.68% | 0% | 11.96% | 241 | 1330 | 52 | 2 | 272 | 284 | 0 | 18 | 25 | 2299 | 46.4434 | 381 | 218 | 12 | 843 | 0 | 7 | 63 | 0 | 0.079759 | 1.606 | 4.1614 | 0.53305 | Low | Low | Medium | Bottom
BRENTWOOD 2105 | 014592105 | BAY AREA | DIABLO | 10.7235 | 1598214.6667 | 48.0282 | 23.28% | 0% | 79.56% | 0.7279% | 3 | 0 | 18 | 79.56% | 0.7279% | 14.08% | 56 | 36 | 1 | 0 | 17 | 19 | 0 | 3 | 6 | 142 | 33.3421 | 12 | 7 | 1 | 50 | 0 | 0 | 18 | 0 | 0.28358 | 1 | 1.8205 | 0.51626 | Low | Low | Low | Bottom
MC ARTHUR 1102 | 103491102 | NORTHERN | NORTH VALLEY | 2.2681 | 280004 | 42.2973 | 16.68% | 100% | 0% | 0% | 0 | 0 | 0 | 100% | 0% | 37.84% | 0 | 6 | 0 | 0 | 15 | 4 | 0 | 0 | 0 | 37 | 28.8333 | 1 | 0 | 0 | 6 | 0 | 0 | 0 | 0 | 0.39471 | 3.3784 | 0.37689 | 0.50258 | Medium | Medium | Low | Bottom
HIGGINS 1104 | 152691104 | NORTHERN | SIERRA | 71.3117 | 882750.6667 | 43.8098 | 60.2% | 44.82% | 29.59% | 0% | 8 | 0 | 107 | 79.96% | 0% | 13.54% | 308 | 1332 | 13 | 1 | 60 | 229 | 0 | 19 | 34 | 1890 | 49.9248 | 434 | 324 | 31 | 902 | 0 | 2 | 100 | 0 | 0.088904 | 1.0484 | 5.0837 | 0.47386 | Low | Low | Medium | Bottom
HIGGINS 1110 | 152691110 | NORTHERN | SIERRA | 51.6137 | 531035.6667 | 43.0525 | 38.98% | 2.132% | 82.19% | 0% | 6 | 1 | 79 | 87.32% | 0% | 11.38% | 102 | 808 | 9 | 3 | 41 | 127 | 5 | 13 | 19 | 1186 | 39.8986 | 219 | 103 | 6 | 444 | 0 | 5 | 79 | 0 | 0.098957 | 1.0828 | 4.0439 | 0.43328 | Low | Low | Medium | Bottom
PIT NO 7 1101 | 103501101 | NORTHERN | NORTH VALLEY | 2.7098 | 24 | 37.2881 | 46.77% | 100% | 0% | 0% | 0 | 0 | 1 | 100% | 0% | 1.695% | 0 | 31 | 3 | 0 | 15 | 0 | 0 | 0 | 0 | 59 | 75 | 0 | 0 | 0 | 1 | 0 | 0 | 1 | 0 | 0.35697 | 1 | 1.1934 | 0.42598 | Medium | Low | Low | Bottom
PIT NO 1 1101 | 103721101 | NORTHERN | NORTH VALLEY | 27.8419 | 391147 | 41.2516 | 91.04% | 80.42% | 7.618% | 0.6016% | 0 | 0 | 31 | 79.09% | 20.74% | 17.39% | 33 | 408 | 1 | 39 | 134 | 70 | 0 | 7 | 13 | 782 | 29.2965 | 77 | 45 | 4 | 212 | 0 | 2 | 30 | 0 | 0.20078 | 1.1824 | 1.7429 | 0.41377 | Low | Low | Low | Bottom
RAWSON 1103 | 103531103 | NORTHERN | NORTH VALLEY | 5.0552 | 1257835.6667 | 40.1695 | 10.33% | 0% | 90.01% | 9.99% | 0 | 0 | 2 | 90.01% | 9.99% | 1.695% | 3 | 18 | 2 | 0 | 23 | 2 | 0 | 1 | 1 | 59 | 19 | 0 | 1 | 0 | 2 | 0 | 0 | 2 | 0 | 0.14966 | 6.7789 | 0.38645 | 0.39207 | Low | Medium | Low | Bottom
MILPITAS 1105 | 082831105 | CENTRAL COAST | SAN JOSE | 0.10454 | 946778.6667 | 45 | 1.045% | 0% | 0% | 100% | 0 | 0 | 0 | 0% | 100% | 0% | 0 | 1 | 0 | 0 | 1 | 0 | 0 | 0 | 0 | 2 | 0 | 0 | 1 | 0 | 1 | 0 | 0 | 0 | 0 | 0.11479 | 1 | 3.2168 | 0.36927 | Low | Low | Low | Bottom
RED BLUFF 1105 | 103541105 | NORTHERN | NORTH VALLEY | 16.0727 | 975762 | 42.9052 | 46.95% | 0.2553% | 83.45% | 0.8702% | 0 | 0 | 14 | 83.71% | 0.8702% | 6.728% | 22 | 117 | 16 | 0 | 88 | 26 | 0 | 1 | 2 | 327 | 50.9636 | 61 | 77 | 9 | 168 | 0 | 1 | 14 | 0 | 0.12081 | 1.085 | 2.4168 | 0.31682 | Low | Low | Low | Bottom
SPAULDING 1101 | 152251101 | NORTHERN | SIERRA | 20.6639 | 74813.3333 | 41.5306 | 37.59% | 78.87% | 19.25% | 1.193% | 1 | 0 | 33 | 71.79% | 28.19% | 17.71% | 94 | 121 | 1 | 0 | 147 | 46 | 0 | 5 | 15 | 463 | 30.2105 | 30 | 13 | 0 | 85 | 0 | 0 | 33 | 0 | 0.33581 | 14.0857 | 0.065741 | 0.31097 | Medium | High | Low | Bottom
SOLEDAD 1114 | 182051114 | CENTRAL COAST | CENTRAL COAST | 1.7938 | 597876.6667 | 39.4118 | 6.374% | 0% | 18.9% | 74.54% | 0 | 0 | 0 | 18.9% | 74.54% | 17.65% | 0 | 4 | 0 | 0 | 6 | 0 | 0 | 0 | 0 | 17 | 17.25 | 1 | 1 | 0 | 4 | 0 | 0 | 0 | 0 | 0.15817 | 1 | 1.7451 | 0.27603 | Low | Low | Low | Bottom
RED BLUFF 1103 | 103541103 | NORTHERN | NORTH VALLEY | 15.9772 | 989293.3333 | 41.8375 | 31.22% | 0% | 100% | 0% | 1 | 0 | 14 | 100% | 0% | 7.463% | 21 | 220 | 38 | 2 | 76 | 12 | 0 | 3 | 6 | 402 | 47.6957 | 74 | 25 | 0 | 141 | 0 | 2 | 14 | 0 | 0.16041 | 2.6012 | 0.61946 | 0.25847 | Low | Medium | Low | Bottom
COPPERMINE 1104 | 252411104 | CENTRAL VALLEY | FRESNO | 9.886 | 1003301.3333 | 41.5625 | 17.21% | 9.552% | 90.37% | 0% | 0 | 0 | 4 | 97.34% | 2.581% | 14.84% | 6 | 18 | 0 | 8 | 48 | 5 | 0 | 0 | 0 | 128 | 9.8889 | 22 | 10 | 0 | 48 | 0 | 0 | 4 | 0 | 0.14052 | 1.5859 | 1.1235 | 0.25038 | Low | Low | Low | Bottom
SOLEDAD 2101 | 182052101 | CENTRAL COAST | CENTRAL COAST | 7.4381 | 1365073.3333 | 39.569 | 32.52% | 0% | 83.79% | 16.21% | 0 | 0 | 1 | 83.79% | 16.21% | 5.085% | 3 | 24 | 0 | 1 | 20 | 6 | 0 | 0 | 0 | 59 | 33.3333 | 3 | 1 | 1 | 12 | 0 | 0 | 1 | 0 | 0.1398 | 3.375 | 0.50049 | 0.23613 | Low | Medium | Low | Bottom
MARTELL 1101 | 163011101 | CENTRAL VALLEY | STOCKTON | 74.5727 | 692481.6667 | 42.5623 | 56.3% | 16.45% | 73.74% | 2.423% | 4 | 0 | 79 | 91.43% | 2.88% | 4.213% | 176 | 820 | 0 | 0 | 334 | 222 | 0 | 15 | 27 | 1614 | 36.5019 | 283 | 119 | 4 | 547 | 0 | 1 | 79 | 0 | 0.044052 | 1.0495 | 5.0105 | 0.23166 | Low | Low | Medium | Bottom
OROSI 1102 | 252841102 | CENTRAL VALLEY | FRESNO | 1.0335 | 201733.6667 | 40 | 2.259% | 0% | 100% | 0% | 0 | 0 | 0 | 100% | 0% | 0% | 0 | 0 | 0 | 0 | 5 | 1 | 0 | 0 | 0 | 8 | 7 | 1 | 0 | 0 | 3 | 0 | 0 | 0 | 0 | 0.17536 | 1 | 0.7238 | 0.12693 | Low | Low | Low | Bottom
EEL RIVER 1103 | 192381103 | NORTHERN | HUMBOLDT | 3.2275 | 0 | 39.717 | 3.864% | 0% | 5.057% | 94.94% | 0 | 0 | 1 | 0% | 100% | 15.09% | 0 | 1 | 0 | 0 | 42 | 2 | 0 | 0 | 0 | 53 | 10.3846 | 3 | 1 | 1 | 14 | 0 | 0 | 1 | 0 | 0.28292 | 1 | 0.37138 | 0.10507 | Low | Low | Low | Bottom
MC ARTHUR 1101 | 103491101 | NORTHERN | NORTH VALLEY | 76.2929 | 713606.6667 | 41.1192 | 53.09% | 80.41% | 18.32% | 1.11% | 4 | 0 | 38 | 80.84% | 19% | 18.85% | 86 | 642 | 11 | 1 | 363 | 134 | 11 | 7 | 17 | 1379 | 30.9336 | 108 | 47 | 5 | 305 | 0 | 2 | 38 | 0 | 0.21959 | 11.1195 | 0.012434 | 0.030362 | Low | Medium | Low | Bottom
ANTELOPE 1101 | 252021101 | CENTRAL VALLEY | KERN | 1.4593 | 220377.6667 | 45.2941 | 32.34% | 0% | 100% | 0% | 0 | 0 | 0 | 100% | 0% | 0% | 1 | 0 | 0 | 0 | 0 | 0 | 0 | 0 | 0 | 17 | 31.6667 | 1 | 0 | 0 | 3 | 0 | 0 | 0 | 0 | 0.21502 | 1 | 0 | 0 | Low | Low | Low | Bottom
ARBUCKLE 1104 | 062081104 | NORTHERN | SACRAMENTO | 2.7857 | 1582717.6667 | 42.9167 | 25.06% | 0% | 53.89% | 0% | 0 | 0 | 0 | 53.89% | 0% | 30.56% | 0 | 24 | 0 | 0 | 1 | 11 | 0 | 0 | 0 | 36 | 36.4286 | 0 | 0 | 0 | 7 | 0 | 0 | 0 | 0 | 0.26855 | 35.4977 | 0 | 0 | Low | High | Low | Bottom
BOGARD 1101 | 103301101 | NORTHERN | NORTH VALLEY | 0.51623 | 4451.6667 | 44.0909 | 1.719% | 100% | 0% | 0% | 1 | 0 | 2 | 100% | 0% | 18.18% | 5 | 0 | 0 | 0 | 4 | 1 | 0 | 0 | 0 | 11 | 44.5 | 1 | 0 | 2 | 4 | 0 | 0 | 2 | 1 | 0.54342 | 1 | 0 | 0 | Medium | Low | Low | Bottom
CAL WATER 1102 | 255451102 | CENTRAL VALLEY | KERN | 4.089 | 1154810.3333 | 38.5 | 258.7% | 2.159% | 97.84% | 0% | 0 | 0 | 1 | 100% | 0% | 4.545% | 5 | 1 | 0 | 0 | 31 | 3 | 0 | 0 | 0 | 44 | 20.2 | 0 | 0 | 1 | 6 | 0 | 0 | 1 | 0 | 0.143 | 21.9936 | 0 | 0 | Low | High | Low | Bottom
CHOLAME 2102 | 182562102 | CENTRAL COAST | LOS PADRES | 61.1274 | 747236.6667 | 43.55 | 43.58% | 0% | 99.9% | 0% | 0 | 0 | 15 | 99.99% | 0% | 4.558% | 143 | 4 | 1 | 25 | 275 | 133 | 0 | 3 | 3 | 702 | 32.6042 | 57 | 15 | 4 | 155 | 0 | 0 | 15 | 0 | 0.136 | 12.0996 | 0 | 0 | Low | Medium | Low | Bottom
CORTINA 1101 | 063121101 | NORTHERN | SACRAMENTO | 1.8918 | 629529.6667 | 39.6667 | 33.7% | 0% | 100% | 0% | 0 | 0 | 0 | 100% | 0% | 0% | 0 | 23 | 0 | 0 | 0 | 0 | 0 | 0 | 0 | 30 | 9.625 | 2 | 0 | 0 | 9 | 0 | 0 | 0 | 0 | 0.11269 | 57.3601 | 0 | 0 | Low | High | Low | Bottom
CUYAMA 1103 | 253141103 | CENTRAL VALLEY | KERN | 3.0287 | 510804.3333 | 36.9048 | 151.4% | 100% | 0% | 0% | 0 | 0 | 0 | 100% | 0% | 2.381% | 0 | 0 | 0 | 0 | 29 | 1 | 0 | 0 | 0 | 42 | 0 | 0 | 0 | 0 | 1 | 0 | 0 | 0 | 0 | 0.28678 | 19.2951 | 0 | 0 | Low | High | Low | Bottom
GONZALES 1101 | 182131101 | CENTRAL COAST | CENTRAL COAST | 4.0882 | 645442.6667 | 39.3636 | 5.493% | 0% | 100% | 0% | 1 | 0 | 3 | 100% | 0% | 9.091% | 0 | 16 | 0 | 3 | 29 | 3 | 0 | 2 | 3 | 55 | 6.3333 | 8 | 1 | 0 | 16 | 0 | 0 | 3 | 0 | 0.16692 | 23.766 | 0 | 0 | Low | High | Low | Bottom
GONZALES 1104 | 182131104 | CENTRAL COAST | CENTRAL COAST | 1.2503 | 882987 | 33.5 | 12.61% | 0% | 100% | 0% | 0 | 0 | 0 | 100% | 0% | 0% | 0 | 8 | 0 | 0 | 2 | 0 | 0 | 0 | 0 | 10 | 11.8 | 1 | 1 | 0 | 5 | 0 | 0 | 0 | 0 | 0.13772 | 33.2799 | 0 | 0 | Low | High | Low | Bottom
HOLLISTER 2105 | 182492105 | CENTRAL COAST | CENTRAL COAST | 65.1927 | 929904.3333 | 39.1655 | 39.8% | 0% | 93.72% | 6.248% | 1 | 1 | 28 | 72.38% | 27.58% | 14.62% | 15 | 170 | 0 | 6 | 378 | 37 | 0 | 3 | 6 | 732 | 13.0778 | 68 | 18 | 4 | 181 | 0 | 0 | 28 | 0 | 0.11723 | 30.1446 | 0 | 0 | Low | High | Low | Bottom
HOLLISTER 2106 | 182492106 | CENTRAL COAST | CENTRAL COAST | 7.5432 | 1499231.3333 | 38.8372 | 10.94% | 13.15% | 47.54% | 39.32% | 1 | 0 | 6 | 60.68% | 39.32% | 6.154% | 4 | 69 | 0 | 1 | 48 | 1 | 0 | 2 | 2 | 130 | 7.875 | 1 | 6 | 0 | 25 | 0 | 0 | 6 | 0 | 0.38778 | 22.2831 | 0 | 0 | Medium | High | Low | Bottom
KERN OIL 1106 | 252721106 | CENTRAL VALLEY | KERN | 1.699 | 2034157.3333 | 44.375 | 64.02% | 71.87% | 14.58% | 0% | 0 | 0 | 0 | 33.5% | 54.13% | 12.5% | 4 | 0 | 1 | 1 | 6 | 2 | 0 | 1 | 2 | 16 | 8.25 | 0 | 0 | 1 | 4 | 0 | 0 | 0 | 0 | 0.22347 | 1 | 0 | 0 | Low | Low | Low | Bottom
LAMONT 1102 | 253911102 | CENTRAL VALLEY | KERN | 2.6581 | 1861598.6667 | 30 | 268.1% | 0% | 100% | 0% | 0 | 0 | 0 | 100% | 0% | 0% | 0 | 0 | 0 | 0 | 0 | 0 | 0 | 0 | 0 | 1 | 0 | 0 | 0 | 2 | 2 | 0 | 0 | 0 | 0 | 0.18236 | 15.9013 | 0 | 0 | Low | High | Low | Bottom
LOGAN CREEK 2102 | 103142102 | NORTHERN | NORTH VALLEY | 3.7103 | 5213559.3333 | 39.7321 | 18.3% | 0% | 100% | 0% | 0 | 0 | 0 | 100% | 0% | 5.357% | 0 | 47 | 0 | 0 | 3 | 1 | 0 | 0 | 0 | 56 | 38.5 | 1 | 1 | 0 | 6 | 0 | 0 | 0 | 0 | 0.14988 | 43.0895 | 0 | 0 | Low | High | Low | Bottom
LOS MOLINOS 1101 | 103481101 | NORTHERN | NORTH VALLEY | 0.48216 | 389350.6667 | 40.8333 | 2.935% | 0% | 100% | 0% | 0 | 0 | 0 | 100% | 0% | 0% | 2 | 3 | 0 | 0 | 1 | 0 | 0 | 0 | 0 | 6 | 46.6667 | 1 | 0 | 0 | 3 | 0 | 0 | 0 | 0 | 0.20779 | 6.0236 | 0 | 0 | Low | Medium | Low | Bottom
MADISON 1105 | 063171105 | NORTHERN | SACRAMENTO | 0.39195 | 665239 | 41.6667 | 0% | 0% | 100% | 0% | 0 | 0 | 0 | 100% | 0% | 11.11% | 3 | 4 | 0 | 0 | 0 | 1 | 0 | 0 | 0 | 9 | 0 | 0 | 1 | 0 | 2 | 0 | 0 | 0 | 0 | 0.19729 | 1 | 0 | 0 | Low | Low | Low | Bottom
MADISON 2101 | 063172101 | NORTHERN | SACRAMENTO | 11.0838 | 2158591 | 39.7436 | 43.35% | 0% | 92.2% | 0% | 0 | 0 | 0 | 98.13% | 1.654% | 0% | 4 | 31 | 4 | 0 | 24 | 1 | 0 | 1 | 1 | 78 | 34.7391 | 4 | 3 | 1 | 25 | 0 | 0 | 0 | 0 | 0.18239 | 33.1406 | 0 | 0 | Low | High | Low | Bottom
MAXWELL 1105 | 062881105 | NORTHERN | SACRAMENTO | 5.6752 | 0 | 39.3333 | 163.5% | 0% | 100% | 0% | 0 | 0 | 3 | 100% | 0% | 1.667% | 3 | 33 | 0 | 0 | 10 | 0 | 0 | 0 | 0 | 60 | 33.2 | 1 | 1 | 1 | 6 | 0 | 0 | 3 | 0 | 0.2019 | 20.9871 | 0 | 0 | Low | High | Low | Bottom
PANOCHE 1103 | 253671103 | CENTRAL VALLEY | YOSEMITE | 45.8174 | 375649.3333 | 39.2123 | 0% | 5.007% | 94.85% | 0% | 0 | 0 | 13 | 99.86% | 0% | 9.06% | 10 | 99 | 0 | 7 | 419 | 29 | 0 | 4 | 5 | 585 | 12.4105 | 30 | 8 | 0 | 100 | 0 | 0 | 13 | 0 | 0.1229 | 18.0183 | 0 | 0 | Low | High | Low | Bottom
POSO MOUNTAIN 2104 | 253642104 | CENTRAL VALLEY | KERN | 10.6702 | 636738.6667 | 45.6306 | 256.2% | 36.67% | 12.88% | 4.505% | 0 | 0 | 6 | 7.714% | 46.34% | 9.91% | 42 | 0 | 0 | 22 | 6 | 2 | 0 | 3 | 8 | 111 | 15.2727 | 0 | 0 | 0 | 12 | 0 | 1 | 6 | 0 | 0.27482 | 1 | 0 | 0 | Low | Low | Low | Bottom
SISQUOC 1103 | 182811103 | CENTRAL COAST | LOS PADRES | 31.0209 | 410840.6667 | 41.4564 | 66.35% | 7.979% | 81.09% | 10.21% | 0 | 2 | 14 | 75.22% | 24.06% | 9.153% | 41 | 29 | 0 | 78 | 143 | 50 | 0 | 2 | 3 | 437 | 25.2137 | 40 | 8 | 1 | 138 | 0 | 0 | 14 | 0 | 0.1372 | 18.4213 | 0 | 0 | Low | High | Low | Bottom
SPENCE 1122 | 182201122 | CENTRAL COAST | CENTRAL COAST | 10.095 | 1053579.3333 | 38.2432 | 12.27% | 0% | 70.1% | 29.9% | 0 | 0 | 8 | 40.54% | 59.46% | 9.189% | 2 | 101 | 1 | 5 | 36 | 9 | 0 | 3 | 3 | 185 | 14.8378 | 25 | 5 | 0 | 77 | 0 | 0 | 8 | 0 | 0.34488 | 17.4168 | 0 | 0 | Medium | High | Low | Bottom
SPENCE 1123 | 182201123 | CENTRAL COAST | CENTRAL COAST | 3.6031 | 662970.6667 | 40.5128 | 8.968% | 0% | 72.53% | 27.47% | 0 | 0 | 3 | 72.53% | 27.47% | 17.95% | 2 | 1 | 0 | 0 | 35 | 3 | 0 | 0 | 0 | 39 | 11.7778 | 2 | 1 | 0 | 9 | 0 | 0 | 3 | 0 | 0.22621 | 8.3263 | 0 | 0 | Low | Medium | Low | Bottom
STONE CORRAL 1108 | 252921108 | CENTRAL VALLEY | FRESNO | 3.1209 | 556516.3333 | 40.3125 | 12.95% | 0% | 72.81% | 27.19% | 0 | 0 | 1 | 15.34% | 84.66% | 41.18% | 4 | 0 | 0 | 0 | 17 | 7 | 0 | 0 | 1 | 51 | 0 | 0 | 2 | 0 | 7 | 0 | 0 | 1 | 0 | 0.25854 | 1 | 0 | 0 | Low | Low | Low | Bottom
STONE CORRAL 1110 | 252921110 | CENTRAL VALLEY | FRESNO | 3.0023 | 354094.6667 | 38.8462 | 3.702% | 0% | 82.82% | 17.18% | 0 | 0 | 1 | 53.37% | 46.63% | 33.33% | 3 | 0 | 0 | 10 | 7 | 1 | 0 | 0 | 0 | 42 | 8.5556 | 3 | 0 | 0 | 10 | 0 | 0 | 1 | 0 | 0.19694 | 3.3888 | 0 | 0 | Low | Medium | Low | Bottom
TRES PINOS 1111 | 183221111 | CENTRAL COAST | CENTRAL COAST | 0.10269 | 110901.6667 | 35 | 0% | 0% | 100% | 0% | 0 | 0 | 0 | 100% | 0% | 0% | 0 | 0 | 0 | 0 | 0 | 0 | 0 | 0 | 0 | 1 | 7 | 0 | 0 | 0 | 1 | 0 | 0 | 0 | 0 | 0.21599 | 19.9979 | 0 | 0 | Low | High | Low | Bottom

## Tx - Inspection
Tx Prioritization Output - Inspections
Circuit Information |  |  |  | Independent Variables | [7 empty] | Dependent Variable | Risk Scoring |  |  |  |  | Risk Tiers
Feeder Name | Circuit ID | District | Number of structures | # of Bird Notifications | # of Structure Crack Notifications | % of Horizontal frames along line | % of Tri-arm frames along line | % of Wishbone frames along line | Miles of Conductor Size - 4/0 | % Conductor Type - Copper | % of structures steel | Above average outage indicator | Likelihood of failure | Likelihood of spread and consequence | Egress Score | Consolidated Risk Score | Likelihood of failure | Likelihood of spread and consequence | Egress Score
DRUM-GRASS VALLEY-WEIMAR - 60 kV | ETL.6760 | SIERRA | 722 | 5 | 0 | 2.014% | 80.43% | 0% | 0 | 76.79% | 6.043% | 1 | 0.99999 | 61.4248 | 1.6093 | 98.852 | High | High | Medium
DONNELLS-CURTIS - 115 kV | ETL.1400 | YOSEMITE | 261 | 0 | 0 | 0.3831% | 0% | 0% | 0 | 0% | 28.35% | 1 | 0.83858 | 43.9281 | 2.5696 | 94.658 | High | High | High
COLGATE-CHALLENGE - 60 kV | ETL.6480 | SIERRA | 231 | 0 | 0 | 1.299% | 86.15% | 0% | 0 | 39.37% | 3.896% | 1 | 0.88412 | 53.9348 | 1.6444 | 78.4139 | High | High | Medium
SNEATH LANE-HALF MOON BAY - 60 kV | ETL.7212 | PENINSULA | 145 | 0 | 0 | 8.271% | 11.28% | 20.3% | 0 | 0% | 27.07% | 1 | 0.49769 | 56.971 | 2.7544 | 78.0978 | High | High | High
FULTON-CALISTOGA - 60 kV | ETL.6880 | SONOMA | 411 | 0 | 0 | 1.496% | 29.93% | 0% | 0 | 32.66% | 35.91% | 1 | 0.99284 | 34.4741 | 2.1816 | 74.6698 | High | High | High
IGNACIO-BOLINAS #2 - 60 kV | ETL.7180 | NORTH BAY | 304 | 0 | 0 | 12.76% | 49.31% | 0% | 0 | 2.157% | 15.17% | 1 | 0.91039 | 30.0537 | 2.6424 | 72.2984 | High | High | High
COLGATE-ALLEGHANY - 60 kV | ETL.6470 | SIERRA | 673 | 0 | 0 | 2.526% | 91.53% | 0% | 0 | 8.346e-05% | 2.377% | 1 | 0.9999 | 42.804 | 1.4581 | 62.404 | High | High | Low
TIGER CREEK-VALLEY SPRINGS - 230 kV | ETL.5790 | STOCKTON | 129 | 0 | 0 | 0% | 1.55% | 0% | 0 | 0% | 100% | 1 | 0.61815 | 40.1602 | 2.4336 | 60.4132 | High | High | High
IGNACIO-BOLINAS #1 - 60 kV | ETL.7140 | NORTH BAY | 192 | 0 | 0 | 3.684% | 23.16% | 0% | 0 | 0% | 3.158% | 0 | 0.58811 | 30.7705 | 3.2833 | 59.4163 | High | High | High
DRUM-HIGGINS - 115 kV | ETL.4393 | SIERRA | 271 | 0 | 0 | 0.3717% | 0.3717% | 0% | 17.15 | 0.08243% | 85.5% | 1 | 0.92443 | 34.4371 | 1.8446 | 58.7222 | High | High | Medium
MIDDLE FORK-GOLD HILL - 230 kV | ETL.5140 | SIERRA | 309 | 0 | 0 | 0% | 0% | 0% | 0 | 0% | 32.68% | 1 | 0.89699 | 33.5605 | 1.8785 | 56.5498 | High | High | Medium
VALLEY SPRINGS #2 - 60 kV | ETL.9460 | STOCKTON | 177 | 0 | 0 | 3.55% | 82.84% | 0% | 1.96 | 96.38% | 2.367% | 1 | 0.87735 | 27.3903 | 2.3528 | 56.5388 | High | High | High
CARIBOU-PLUMAS JCT - 60 kV | ETL.6290 | NORTH VALLEY | 316 | 0 | 0 | 0% | 76.71% | 0% | 0 | 9.544% | 10.96% | 1 | 0.91037 | 37.4705 | 1.6483 | 56.2262 | High | High | Medium
DRUM-RIO OSO #1 - 115 kV | ETL.1420 | SIERRA | 253 | 0 | 0 | 0% | 15.92% | 0% | 39248.74 | 62.17% | 100% | 1 | 0.92417 | 34.6401 | 1.6999 | 54.4181 | High | High | Medium
BURNS-LONE STAR #2 - 60 kV | ETL.6240 | CENTRAL COAST | 120 | 0 | 0 | 0% | 71.67% | 0% | 5.88 | 100% | 3.333% | 1 | 0.6844 | 27.3586 | 2.8962 | 54.2296 | High | High | High
MONTA VISTA-BURNS-60 kV | ETL.7590 | CENTRAL COAST | 192 | 0 | 0 | 0% | 37.37% | 0.5263% | 2.86 | 15.95% | 3.158% | 1 | 0.74624 | 26.9169 | 2.5939 | 52.1025 | High | High | High
MORAGA-OAKLAND #3 - 115 kV | ETL.2740 | EAST BAY | 32 | 0 | 0 | 3.125% | 0% | 0% | 4.69 | 92.14% | 96.88% | 0 | 0.45876 | 38.9244 | 2.8994 | 51.775 | High | High | High
LOWER LAKE-HOMESTAKE - 115 kV | ETL.1481 | NORTH BAY | 286 | 0 | 0 | 1.099% | 77.66% | 0% | 0 | 0% | 0.7326% | 1 | 0.89488 | 26.1579 | 2.0768 | 48.6142 | High | High | Medium
FULTON-PUEBLO - 115 kV | ETL.1600 | SONOMA | 236 | 0 | 0 | 0% | 7.547% | 0% | 0 | 52.55% | 90.09% | 1 | 0.92191 | 25.8687 | 1.9488 | 46.4771 | High | High | Medium
KESWICK-CASCADE - 60 kV | ETL.7260 | NORTH VALLEY | 173 | 0 | 0 | 7.784% | 72.46% | 0% | 0 | 95.04% | 2.395% | 1 | 0.83687 | 25.1187 | 2.1885 | 46.0052 | High | High | High
OLEUM-G #1 - 115 kV | ETL.3150 | EAST BAY | 70 | 0 | 0 | 0% | 1.562% | 0% | 0 | 97.34% | 100% | 0 | 0.69963 | 19.9899 | 3.1716 | 44.3565 | High | High | High
EL DORADO-MISSOURI FLAT #1 - 115 kV | ETL.1530 | SIERRA | 123 | 0 | 0 | 0% | 14.78% | 0% | 8.7 | 52.37% | 80% | 1 | 0.58562 | 44.9626 | 1.6434 | 43.272 | High | High | Medium
WEIMAR #1 - 60 kV | ETL.7560 | SIERRA | 208 | 0 | 0 | 0% | 60.1% | 0% | 0 | 3.154% | 9.615% | 1 | 0.67014 | 35.5947 | 1.7849 | 42.5755 | High | High | Medium
SOBRANTE-GRIZZLY-CLAREMONT #1 - 115 kV | ETL.3740 | EAST BAY | 72 | 0 | 0 | 0% | 0% | 0% | 2.47 | 45.95% | 94.03% | 1 | 0.28433 | 50.2279 | 2.9401 | 41.9877 | Medium | High | High
SOBRANTE-R #1 - 115 kV | ETL.3770 | DIABLO | 39 | 0 | 0 | 0% | 0% | 0% | 4.99 | 90.89% | 100% | 0 | 0.3256 | 34.917 | 3.4918 | 39.6988 | Medium | High | High
CASCADE-BENTON-DESCHUTES - 60 kV | ETL.6310 | NORTH VALLEY | 216 | 0 | 0 | 3.646% | 80.73% | 0% | 0 | 27.28% | 3.646% | 1 | 0.73686 | 26.702 | 1.9397 | 38.1647 | High | High | Medium
WOODLEAF-PALERMO - 115 kV | ETL.4220 | NORTH VALLEY | 216 | 0 | 0 | 6.863% | 10.78% | 20.59% | 0 | 0% | 23.53% | 1 | 0.7943 | 19.3341 | 2.4478 | 37.5916 | High | High | High
CARIBOU #2 - 60 kV | ETL.6280 | NORTH VALLEY | 979 | 0 | 0 | 0% | 77.27% | 0% | 0 | 46.53% | 6.025% | 1 | 1 | 26.0762 | 1.4257 | 37.1764 | High | High | Low
LAURELES-OTTER - 60 kV | ETL.7380 | CENTRAL COAST | 186 | 0 | 0 | 0.5495% | 43.41% | 3.297% | 0 | 0% | 1.648% | 1 | 0.68883 | 29.7893 | 1.8027 | 36.9913 | High | High | Medium
DESABLA-CENTERVILLE-60 kV | ETL.6720 | NORTH VALLEY | 118 | 0 | 0 | 2.586% | 33.62% | 0% | 0 | 0% | 7.759% | 1 | 0.32671 | 40.6722 | 2.7737 | 36.8568 | Medium | High | High
GOLD HILL #1 - 60 kV | ETL.6950 | STOCKTON | 309 | 0 | 0 | 3.448% | 73.56% | 0% | 0 | 0% | 21.46% | 1 | 0.87734 | 19.7877 | 2.101 | 36.4738 | High | High | Medium
CORTINA-MENDOCINO #1 - 115 kV | ETL.1330 | HUMBOLDT | 279 | 1 | 0 | 0% | 0% | 0% | 0 | 0% | 99.62% | 1 | 0.93671 | 21.4265 | 1.7981 | 36.0883 | High | High | Medium
VACA-SUISUN - 115 kV | ETL.4070 | SACRAMENTO | 60 | 0 | 0 | 0% | 0% | 0% | 0 | 80.46% | 100% | 0 | 0.34087 | 59.1312 | 1.7846 | 35.9715 | Medium | High | Medium
EAGLE ROCK-REDBUD - 115 kV | ETL.1480 | HUMBOLDT | 210 | 0 | 0 | 0.4785% | 53.11% | 0% | 0 | 0% | 38.76% | 1 | 0.74696 | 19.8086 | 2.3308 | 34.487 | High | High | High
MORRO BAY-MESA - 230 kV | ETL.5290 | LOS PADRES | 142 | 2 | 0 | 0% | 0% | 0% | 0 | 0% | 100% | 0 | 0.59752 | 25.4896 | 2.2562 | 34.3625 | High | High | High
SOBRANTE-GRIZZLY-CLAREMONT #2 - 115 kV | ETL.3750 | EAST BAY | 51 | 0 | 0 | 0% | 0% | 0% | 2.92 | 52.61% | 93.48% | 0 | 0.23186 | 51.1677 | 2.8735 | 34.091 | Medium | High | High
WEST POINT-VALLEY SPRINGS - 60 kV | ETL.8350 | STOCKTON | 243 | 0 | 0 | 2.49% | 61.41% | 0% | 9.84 | 2.865% | 4.149% | 1 | 0.80835 | 18.1513 | 2.3207 | 34.0502 | High | Medium | High
MORAGA-CLAREMONT #1 - 115 kV | ETL.2700 | EAST BAY | 28 | 0 | 0 | 0% | 0% | 0% | 0.5 | 54.61% | 78.57% | 0 | 0.16808 | 71.155 | 2.8221 | 33.7502 | Medium | High | High
KESWICK-TRINITY - 60 kV | ETL.7270 | NORTH VALLEY | 559 | 0 | 0 | 0.1842% | 45.49% | 0% | 0 | 0.3941% | 29.1% | 1 | 0.99907 | 19.4324 | 1.7309 | 33.6046 | High | High | Medium
CARIBOU-WESTWOOD - 60 kV | ETL.6300 | NORTH VALLEY | 471 | 0 | 0 | 0% | 63.12% | 0% | 0 | 0% | 0.2169% | 1 | 0.99339 | 17.0098 | 1.9829 | 33.505 | High | Medium | Medium
BRIDGEVILLE-COTTONWOOD - 115 kV | ETL.1110 | NORTH VALLEY | 615 | 0 | 0 | 0% | 0.1664% | 0% | 0 | 0% | 47.75% | 1 | 0.99967 | 26.1443 | 1.2791 | 33.4312 | High | High | Low
MORAGA-LAKEWOOD - 115 kV | ETL.3741 | DIABLO | 38 | 0 | 0 | 0% | 0% | 0% | 7.01 | 89.99% | 100% | 0 | 0.29211 | 38.833 | 2.9063 | 32.9682 | Medium | High | High
MORAGA-OAKLAND #1 - 115 kV | ETL.2720 | EAST BAY | 34 | 0 | 0 | 0% | 0% | 0% | 5.08 | 100% | 100% | 0 | 0.34143 | 33.1672 | 2.9027 | 32.8706 | Medium | High | High
TIGER CREEK-ELECTRA - 230 kV | ETL.5780 | STOCKTON | 108 | 0 | 0 | 0% | 0% | 0% | 0 | 0% | 100% | 1 | 0.29608 | 42.8453 | 2.4711 | 31.3479 | Medium | High | High
MORAGA-CLAREMONT #2 - 115 kV | ETL.2710 | DIABLO | 5 | 0 | 0 | 0% | 0% | 0% | 0 | 58.46% | 80% | 0 | 0.12578 | 85.4511 | 2.8877 | 31.0378 | Medium | High | High
VACA-VACAVILLE-JAMESON-NORTH TOWER - 115 kV | ETL.4100 | SACRAMENTO | 64 | 0 | 1 | 0% | 0% | 0% | 20.42 | 65.56% | 100% | 1 | 0.29048 | 59.1312 | 1.784 | 30.6436 | Medium | High | Medium
KONOCTI-MIDDLETOWN-60 kV | ETL.6380 | HUMBOLDT | 200 | 0 | 0 | 2.809% | 44.38% | 0% | 0 | 0% | 29.78% | 1 | 0.59745 | 22.9913 | 2.1952 | 30.1533 | High | High | High
ELK-GUALALA - 60 kV | ETL.8410 | HUMBOLDT | 281 | 0 | 0 | 2.632% | 1.128% | 50.38% | 0 | 0.2315% | 8.271% | 1 | 0.9027 | 24.7621 | 1.3336 | 29.8106 | High | High | Low
EAGLE ROCK-CORTINA - 115 kV | ETL.1470 | HUMBOLDT | 139 | 0 | 0 | 1.439% | 82.73% | 0% | 0 | 0% | 7.914% | 1 | 0.49119 | 25.2351 | 2.3948 | 29.6841 | High | High | High
OAKHURST TAP - 115 kV | ETL.1252 | YOSEMITE | 229 | 0 | 0 | 26.67% | 0.8889% | 0% | 0 | 0% | 98.67% | 0 | 0.86013 | 20.9951 | 1.6281 | 29.4008 | High | High | Medium
SALINAS-LAURELES - 60 kV | ETL.7930 | CENTRAL COAST | 352 | 1 | 0 | 4.334% | 71.83% | 0.3096% | 12.03 | 48.34% | 3.715% | 1 | 0.99115 | 15.7708 | 1.8636 | 29.1309 | High | Medium | Medium
FORT ROSS-GUALALA-60 kV | ETL.6980 | SONOMA | 347 | 0 | 0 | 8.116% | 27.83% | 0.5797% | 0 | 0.1345% | 9.275% | 1 | 0.97451 | 20.2736 | 1.4732 | 29.105 | High | High | Low
TRINITY-COTTONWOOD - 115 kV | ETL.4040 | NORTH VALLEY | 358 | 0 | 0 | 0.2849% | 0% | 0% | 0 | 0% | 34.47% | 1 | 0.96283 | 17.7613 | 1.6847 | 28.8109 | High | Medium | Medium
MONTE RIO-FORT ROSS-60 kV | ETL.6979 | SONOMA | 107 | 0 | 0 | 5.941% | 17.82% | 0.9901% | 0 | 0% | 16.83% | 0 | 0.36878 | 36.6287 | 2.0774 | 28.0616 | Medium | High | Medium
MORAGA-OAKLAND #4 - 115 kV | ETL.2750 | DIABLO | 1 | 0 | 0 | 0% | 0% | 0% | 4.69 | 91.96% | 0% | 0 | 0.11062 | 85.4511 | 2.8615 | 27.0487 | Low | High | High
CASCADE-COTTONWOOD-115 kV | ETL.1240 | NORTH VALLEY | 125 | 0 | 0 | 0% | 0% | 0% | 0 | 73.26% | 39.82% | 1 | 0.47998 | 29.817 | 1.8377 | 26.2996 | High | High | Medium
JOLON TAP - 60 kV | ETL.7321 | CENTRAL COAST | 239 | 0 | 0 | 2.532% | 74.68% | 0% | 0 | 0% | 0.4219% | 0 | 0.83995 | 21.1123 | 1.474 | 26.1385 | High | High | Low
CABRILLO-SANTA YNEZ SW STA - 115 kV | ETL.1200 | LOS PADRES | 121 | 0 | 0 | 6.034% | 47.41% | 0% | 0 | 0% | 99.14% | 1 | 0.55894 | 21.2809 | 2.1513 | 25.5891 | High | High | High
HUMBOLDT-TRINITY - 115 kV | ETL.1820 |  | 459 | 0 | 0 | 0% | 0% | 0% | 0 | 0% | 11.73% | 1 | 0.99018 | 15.2143 | 1.6866 | 25.4077 | High | Medium | Medium
DIABLO-MIDWAY #3 - 500 kV | ETL.5980 | LOS PADRES | 205 | 21 | 10 | 0% | 0% | 0% | 0 | 0% | 100% | 0 | 0.82048 | 13.5839 | 2.1095 | 23.5106 | High | Medium | Medium
PHILO JCT-ELK - 60 kV | ETL.7780 | HUMBOLDT | 372 | 0 | 0 | 0% | 49.12% | 0% | 0 | 0% | 2.924% | 1 | 0.95021 | 20.1257 | 1.2279 | 23.4827 | High | High | Low
DRUM-RIO OSO #2 - 115 kV | ETL.1430 | SIERRA | 124 | 0 | 0 | 0% | 0% | 0% | 39248.74 | 66.44% | 99.19% | 1 | 0.41869 | 51.148 | 1.0915 | 23.3745 | High | High | Low
GREEN VALLEY-LLAGAS - 115 kV | ETL.1720 | SAN JOSE | 100 | 0 | 0 | 1.087% | 3.261% | 0% | 13.88 | 56.08% | 43.48% | 0 | 0.52714 | 23.9919 | 1.8163 | 22.9715 | High | High | Medium
TRINITY-MAPLE CREEK - 60 kV | ETL.8170 |  | 690 | 0 | 0 | 0% | 44.13% | 0% | 0 | 0% | 8.798% | 1 | 0.99988 | 19.0199 | 1.2009 | 22.8391 | High | High | Low
DIABLO-MIDWAY #2 - 500 kV | ETL.5970 | LOS PADRES | 199 | 8 | 8 | 0% | 0% | 0% | 0 | 0% | 100% | 0 | 0.80133 | 13.303 | 2.1027 | 22.4149 | High | Medium | Medium
CARIBOU-PALERMO - 115 kV | ETL.3190 | NORTH VALLEY | 416 | 0 | 0 | 0.2421% | 0% | 0% | 13.17 | 0.008246% | 99.52% | 1 | 0.99301 | 11.062 | 2.0087 | 22.0649 | High | Medium | Medium
MONTE RIO-FULTON-60 kV | ETL.7630 | SONOMA | 67 | 0 | 0 | 0% | 31.15% | 0% | 0 | 0.5814% | 21.31% | 1 | 0.14207 | 61.445 | 2.4798 | 21.6477 | Medium | High | High
COLGATE-GRASS VALLEY - 60 kV | ETL.6490 | SIERRA | 318 | 0 | 0 | 1.045% | 82.23% | 0% | 0 | 100% | 4.53% | 1 | 0.97627 | 11.036 | 1.9598 | 21.1148 | High | Medium | Medium
ATASCADERO-CAYUCOS-70 kV | ETL.8480 | LOS PADRES | 78 | 0 | 0 | 0% | 26.32% | 30.26% | 11.77 | 0% | 9.211% | 1 | 0.39088 | 31.2999 | 1.7198 | 21.041 | Medium | High | Medium
MONTA VISTA-COYOTE SW STA - 230 kV | ETL.5090 | SAN JOSE | 118 | 1 | 0 | 0% | 0% | 0% | 0 | 0% | 100% | 0 | 0.47387 | 19.2506 | 2.3056 | 21.0321 | High | High | High
WATSONVILLE-SALINAS - 60 kV | ETL.8310 | CENTRAL COAST | 114 | 0 | 0 | 6.542% | 39.25% | 0% | 13.89 | 98.95% | 0% | 1 | 0.62734 | 20.2425 | 1.6512 | 20.9684 | High | High | Medium
DIVIDE-CABRILLO #2 - 115 kV | ETL.1370 | LOS PADRES | 88 | 10 | 0 | 2.817% | 5.634% | 0% | 0 | 0% | 7.042% | 1 | 0.36218 | 20.0715 | 2.8774 | 20.9167 | Medium | High | High
LAKEVILLE #2 - 60 kV | ETL.7340 | NORTH BAY | 135 | 0 | 0 | 2.542% | 80.51% | 0% | 0 | 55.51% | 0.8475% | 1 | 0.60017 | 20.6905 | 1.6469 | 20.4512 | High | High | Medium
BRIDGEVILLE-GARBERVILLE - 60 kV | ETL.6220 | HUMBOLDT | 385 | 0 | 0 | 0% | 64.84% | 0% | 0 | 0% | 5.859% | 1 | 0.826 | 29.4235 | 0.82836 | 20.1322 | High | High | Low
VOLTA-DESCHUTES - 60 kV | ETL.8290 | NORTH VALLEY | 452 | 0 | 0 | 0.2257% | 93.91% | 0% | 0 | 98.66% | 6.095% | 1 | 0.99859 | 12.2897 | 1.6223 | 19.9096 | High | Medium | Medium
EAGLE ROCK-FULTON-SILVERADO - 115 kV | ETL.4392 | SONOMA | 132 | 0 | 0 | 0% | 0% | 0% | 0 | 18.43% | 100% | 1 | 0.46278 | 27.2597 | 1.4902 | 18.7994 | High | High | Medium
DEER CREEK-DRUM - 60 kV | ETL.6690 | SIERRA | 149 | 0 | 0 | 0.6711% | 77.18% | 0% | 0 | 100% | 12.75% | 1 | 0.8129 | 34.8559 | 0.65761 | 18.6327 | High | High | Low
KONOCTI-EAGLE ROCK - 60 kV | ETL.6861 | SONOMA | 122 | 0 | 0 | 1.786% | 21.43% | 0% | 0 | 0% | 8.929% | 0 | 0.33835 | 27.224 | 2.0219 | 18.624 | Medium | High | Medium
CORDELIA #1 TAP - 60 kV | ETL.8182 | SACRAMENTO | 70 | 0 | 0 | 4.478% | 62.69% | 0% | 0 | 92.89% | 2.985% | 0 | 0.58387 | 15.7603 | 2.0137 | 18.5298 | High | Medium | Medium
CLAY-MARTEL - 60 kV | ETL.8250 | STOCKTON | 339 | 0 | 0 | 2.857% | 74.6% | 0% | 0 | 21.08% | 5.397% | 1 | 0.96289 | 8.2748 | 2.3219 | 18.5006 | High | Medium | High
MAPLE CREEK-HOOPA - 60 kV | ETL.7490 | HUMBOLDT | 302 | 0 | 0 | 0% | 86.69% | 0% | 0 | 0% | 12.23% | 1 | 0.89043 | 23.6929 | 0.86821 | 18.3166 | High | High | Low
MORRO BAY-SOLAR SW STA #1 - 230 kV | ETL.5300 | LOS PADRES | 162 | 0 | 0 | 0% | 0% | 0% | 0 | 0% | 100% | 1 | 0.4843 | 22.7322 | 1.6471 | 18.1336 | High | High | Medium
ORO FINO TAP - 60 kV | ETL.6721 | NORTH VALLEY | 21 | 0 | 0 | 0% | 57.14% | 0% | 0 | 0% | 0% | 0 | 0.070214 | 98.1657 | 2.6165 | 18.0342 | Low | High | High
GREEN VALLEY-PAUL SWEET - 115 kV | ETL.1730 | CENTRAL COAST | 89 | 0 | 0 | 3.529% | 1.176% | 1.176% | 0 | 0% | 34.12% | 0 | 0.36819 | 18.5437 | 2.583 | 17.6358 | Medium | High | High
PARKWAY-MORAGA - 230 kV | ETL.5930 | DIABLO | 93 | 0 | 0 | 0% | 0% | 0% | 0 | 0% | 100% | 0 | 0.23696 | 26.2836 | 2.8197 | 17.5612 | Medium | High | High
PITTSBURG-SAN MATEO - 230 kV | ETL.5463 | MISSION | 75 | 0 | 0 | 0% | 0% | 0% | 0 | 0% | 100% | 0 | 0.17334 | 36.8125 | 2.7367 | 17.4633 | Medium | High | High
FULTON-IGNACIO #1 - 230 kV | ETL.4680 | SONOMA | 103 | 0 | 0 | 0% | 0% | 0% | 0 | 0% | 100% | 0 | 0.25011 | 38.2444 | 1.778 | 17.0066 | Medium | High | Medium
CHRISTIE-SOBRANTE - 115 kV | ETL.1260 | DIABLO | 48 | 1 | 0 | 0% | 0% | 0% | 0 | 60.31% | 100% | 0 | 0.46455 | 13.2892 | 2.7172 | 16.7744 | High | Medium | High
CONTRA COSTA-MORAGA #1 - 230 kV | ETL.5452 | DIABLO | 84 | 0 | 0 | 0% | 0% | 0% | 0 | 0% | 100% | 0 | 0.18381 | 31.9897 | 2.8304 | 16.6433 | Medium | High | High
VALLEY SPRINGS #1 - 60 kV | ETL.8210 | STOCKTON | 258 | 0 | 0 | 1.456% | 87.86% | 0% | 10 | 63.45% | 3.865% | 1 | 0.8768 | 7.5551 | 2.4628 | 16.3145 | High | Medium | High
ATASCADERO-SAN LUIS OBISPO - 70 kV | ETL.8490 | LOS PADRES | 135 | 0 | 0 | 0.9174% | 55.05% | 0% | 0 | 0% | 100% | 0 | 0.52956 | 18.5 | 1.644 | 16.1058 | High | High | Medium
SAN LUIS OBISPO-CAYUCOS - 70 kV | ETL.9090 | LOS PADRES | 114 | 5 | 0 | 0% | 6.604% | 15.09% | 0 | 0% | 0.9434% | 0 | 0.54085 | 13.1078 | 2.2712 | 16.101 | High | Medium | High
MORAGA-SAN LEANDRO #1 - 115 kV | ETL.2770 | MISSION | 65 | 0 | 0 | 0% | 0% | 0% | 0 | 0% | 100% | 0 | 0.16093 | 37.37 | 2.6685 | 16.0479 | Medium | High | High
SAN RAMON-MORAGA - 230 kV | ETL.5660 | MISSION | 24 | 0 | 0 | 0% | 0% | 0% | 0 | 0% | 100% | 0 | 0.084467 | 65.076 | 2.8801 | 15.8316 | Low | High | High
MORAGA-SAN LEANDRO #3 - 115 kV | ETL.2790 | MISSION | 67 | 0 | 0 | 0% | 0% | 0% | 0 | 0% | 100% | 0 | 0.15853 | 37.1227 | 2.6749 | 15.7419 | Medium | High | High
GREEN VALLEY-CAMP EVERS - 115 kV | ETL.1710 | CENTRAL COAST | 110 | 0 | 0 | 0% | 1.961% | 0% | 0 | 0% | 22.55% | 0 | 0.30512 | 19.6234 | 2.5987 | 15.5596 | Medium | High | High
COTTONWOOD-RED BLUFF-60 kV | ETL.6660 | NORTH VALLEY | 231 | 0 | 0 | 2.752% | 89.91% | 0% | 0 | 32.99% | 11.01% | 0 | 0.87152 | 11.547 | 1.5085 | 15.1802 | High | Medium | Medium
METCALF-GREEN VALLEY - 115 kV | ETL.2540 | SAN JOSE | 93 | 0 | 0 | 2.439% | 7.317% | 0% | 14.85 | 59% | 35.37% | 0 | 0.51905 | 15.9312 | 1.7851 | 14.7613 | High | Medium | Medium
MISSOURI FLAT-GOLD HILL #1 - 115 kV | ETL.2660 | SIERRA | 74 | 0 | 0 | 1.493% | 0% | 0% | 0 | 0% | 100% | 1 | 0.24614 | 27.0187 | 2.2195 | 14.7608 | Medium | High | High
ROSSMOOR #2 TAP - 230 kV | ETL.5461 | DIABLO | 1 | 0 | 0 | 0% | 0% | 0% | 0 | 0% | 100% | 0 | 0.058646 | 85.4511 | 2.9397 | 14.732 | Low | High | High
DIABLO-GATES #1 - 500 kV | ETL.5960 | LOS PADRES | 149 | 23 | 0 | 0% | 0% | 0% | 0 | 0% | 100% | 1 | 0.54511 | 12.0892 | 2.2246 | 14.6603 | High | Medium | High
STANISLAUS-MANTECA #2 - 115 kV | ETL.3820 | STOCKTON | 163 | 1 | 0 | 0% | 0% | 0% | 0 | 66.59% | 100% | 1 | 0.83915 | 8.1034 | 2.1426 | 14.5694 | High | Medium | High
GEYSERS #3-CLOVERDALE - 115 kV | ETL.1650 | SONOMA | 137 | 1 | 0 | 2.273% | 12.88% | 27.27% | 0 | 0% | 25.76% | 1 | 0.71774 | 18.344 | 1.0961 | 14.4312 | High | Medium | Low
DEL MONTE-FORT ORD #1 - 60 kV | ETL.8400 | CENTRAL COAST | 4 | 4 | 0 | 0% | 0% | 0% | 0 | 67.27% | 100% | 1 | 0.29486 | 14.9507 | 3.2599 | 14.3705 | Medium | Medium | High
SOBRANTE-MORAGA - 115 kV | ETL.3742 | DIABLO | 27 | 0 | 0 | 11.54% | 0% | 0% | 0 | 53.12% | 76.92% | 0 | 0.23288 | 20.9352 | 2.9376 | 14.322 | Medium | High | High
FULTON-HOPLAND - 60 kV | ETL.6890 | SONOMA | 423 | 0 | 0 | 5.729% | 71.88% | 0% | 0 | 0.1792% | 5.729% | 1 | 0.98005 | 11.7783 | 1.2205 | 14.0891 | High | Medium | Low
ROSSMOOR #1 TAP - 230 kV | ETL.5451 | DIABLO | 4 | 0 | 0 | 0% | 0% | 0% | 0 | 0% | 100% | 0 | 0.060648 | 78.7645 | 2.9473 | 14.0787 | Low | High | High
MENDOCINO-HARTLEY - 60 kV | ETL.7510 | HUMBOLDT | 203 | 1 | 0 | 0.5128% | 43.59% | 0% | 0 | 0% | 16.41% | 1 | 0.81995 | 14.4552 | 1.1845 | 14.0398 | High | Medium | Low
SALT SPRINGS-TIGER CREEK - 115 kV | ETL.3500 | STOCKTON | 129 | 0 | 0 | 0% | 0% | 0% | 0 | 100% | 100% | 1 | 0.74544 | 10.8896 | 1.727 | 14.0189 | High | Medium | Medium
SAN LUIS OBISPO-SANTA MARIA *-70 kV | ETL.9100 | LOS PADRES | 159 | 0 | 0 | 6.299% | 74.8% | 9.449% | 0 | 0% | 0% | 0 | 0.53973 | 13.5383 | 1.9157 | 13.998 | High | Medium | Medium
STANISLAUS-MELONES SW STA-MANTECA #1 - 115 kV | ETL.3830 | STOCKTON | 214 | 2 | 0 | 0% | 0% | 0% | 0 | 63.66% | 100% | 1 | 0.92889 | 7.1298 | 2.0949 | 13.8739 | High | Medium | Medium
MELONES-RACETRACK - 115 kV | ETL.2400 | YOSEMITE | 164 | 0 | 0 | 1.829% | 52.44% | 0% | 0 | 0% | 16.46% | 0 | 0.54953 | 13.1733 | 1.914 | 13.8556 | High | Medium | Medium
MADISON-VACA - 115 kV | ETL.2170 | SACRAMENTO | 28 | 0 | 0 | 0% | 0% | 0% | 15.73 | 68.19% | 90% | 0 | 0.1909 | 47.2462 | 1.5325 | 13.8215 | Medium | High | Medium
VALLEY SPRINGS-MARTELL #1 - 60 kV | ETL.8240 | STOCKTON | 147 | 0 | 0 | 2.381% | 79.37% | 0% | 0 | 81.13% | 22.22% | 1 | 0.75213 | 8.6642 | 2.12 | 13.8154 | High | Medium | Medium
COTTONWOOD-BENTON #1 - 60 kV | ETL.6640 | NORTH VALLEY | 153 | 0 | 0 | 1.653% | 87.6% | 0% | 0 | 44.61% | 10.74% | 0 | 0.55031 | 14.1226 | 1.7764 | 13.8063 | High | Medium | Medium
CASTRO VALLEY-NEWARK - 230 kV | ETL.4450 | MISSION | 58 | 0 | 0 | 0% | 0% | 0% | 0 | 0% | 100% | 0 | 0.13826 | 38.3261 | 2.5251 | 13.3801 | Medium | High | High
LAYTONVILLE-WILLITS - 60 kV | ETL.8360 | HUMBOLDT | 168 | 0 | 0 | 0% | 29.33% | 0% | 0 | 0% | 30.67% | 1 | 0.46288 | 26.4063 | 1.0804 | 13.2053 | High | High | Low
ROUND MTN-TABLE MTN #2 - 500 kV | ETL.6070 | NORTH VALLEY | 336 | 0 | 3 | 0% | 0% | 0% | 0 | 0% | 100% | 1 | 0.94958 | 8.7331 | 1.5887 | 13.1748 | High | Medium | Medium
FULTON-LAKEVILLE - 230 kV | ETL.4950 | SONOMA | 65 | 0 | 0 | 0% | 0% | 0% | 0 | 0% | 100% | 0 | 0.15383 | 48.1674 | 1.7767 | 13.1643 | Medium | High | Medium
COLGATE-PALERMO - 60 kV | ETL.6500 | SIERRA | 450 | 0 | 0 | 2.294% | 75.69% | 0% | 0 | 91.72% | 12.39% | 1 | 0.99844 | 5.7267 | 2.2868 | 13.075 | High | Medium | High
SNEATH LANE-PACIFICA - 60 kV | ETL.7575 | PENINSULA | 26 | 0 | 0 | 26.09% | 30.43% | 0% | 0 | 0% | 8.696% | 1 | 0.13491 | 37.4097 | 2.5649 | 12.9451 | Medium | High | High
SLY CREEK TAP-115 kV | ETL.4221 | NORTH VALLEY | 67 | 0 | 0 | 0% | 0% | 0% | 0 | 0% | 40.3% | 0 | 0.1146 | 81.3433 | 1.3796 | 12.8608 | Low | High | Low
MORRO BAY-TEMPLETON - 230 kV | ETL.5933 | LOS PADRES | 41 | 1 | 0 | 0% | 0% | 0% | 0 | 0% | 100% | 0 | 0.2171 | 33.8305 | 1.7446 | 12.8136 | Medium | High | Medium
SOBRANTE-G #1 - 115 kV | ETL.3720 | DIABLO | 39 | 0 | 0 | 0% | 0% | 0% | 0 | 0% | 100% | 0 | 0.10933 | 32.8223 | 3.5139 | 12.6099 | Low | High | High
LAKEVILLE #1 - 60 kV | ETL.7360 | SONOMA | 92 | 0 | 0 | 1.205% | 55.42% | 0% | 0 | 0% | 6.024% | 0 | 0.20998 | 29.3876 | 2.0086 | 12.3942 | Medium | High | Medium
TULE-SPRINGVILLE - 70 kV | ETL.9040 | FRESNO | 250 | 0 | 0 | 6.8% | 83.6% | 0% | 0 | 97.54% | 11.6% | 0 | 0.96576 | 6.5337 | 1.9522 | 12.3185 | High | Medium | Medium
COTTONWOOD-BENTON #2-60 kV | ETL.6650 | NORTH VALLEY | 119 | 0 | 0 | 0% | 0% | 0% | 0 | 33.59% | 20.91% | 0 | 0.28981 | 23.7227 | 1.753 | 12.0518 | Medium | High | Medium
LAYTONVILLE-COVELO-60 kV | ETL.7390 | HUMBOLDT | 156 | 0 | 0 | 0% | 39.56% | 0% | 0 | 0% | 17.58% | 1 | 0.23104 | 56.1906 | 0.92584 | 12.0195 | Medium | High | Low
BRUNSWICK #1 TAP - 115 kV | ETL.1422 | SIERRA | 49 | 0 | 0 | 0% | 0% | 0% | 0 | 0% | 100% | 0 | 0.12211 | 50.5163 | 1.9411 | 11.9732 | Medium | High | Medium
ROUND MTN-TABLE MTN #1 - 500 kV | ETL.6060 | NORTH VALLEY | 317 | 0 | 0 | 0% | 0% | 0% | 0 | 0% | 100% | 1 | 0.94229 | 8.2624 | 1.5197 | 11.8321 | High | Medium | Medium
MONTA VISTA-JEFFERSON #1 - 230 kV | ETL.5220 | DE ANZA | 78 | 0 | 0 | 0% | 0% | 0% | 0 | 0% | 100% | 0 | 0.18651 | 21.606 | 2.8977 | 11.6767 | Medium | High | High
SMARTVILLE-CAMP FAR WEST (12KV)-60 kV | ETL.7970 | SIERRA | 202 | 0 | 0 | 0.5882% | 90.59% | 0% | 12.92 | 72.87% | 1.176% | 0 | 0.80957 | 8.8778 | 1.6099 | 11.5703 | High | Medium | Medium
CARIBOU-TABLE MTN - 230 kV | ETL.4440 | NORTH VALLEY | 364 | 0 | 0 | 0% | 0% | 0% | 0 | 0% | 99.73% | 1 | 0.9759 | 5.8371 | 2.028 | 11.5526 | High | Medium | Medium
MENDOCINO-WILLITS-60 kV | ETL.7540 | HUMBOLDT | 137 | 0 | 0 | 0% | 68.25% | 0% | 0 | 100% | 15.08% | 0 | 0.70514 | 15.3023 | 1.0505 | 11.3354 | High | Medium | Low
TIDEWATER-SOBRANTE - 230 kV | ETL.5770 | DIABLO | 29 | 0 | 0 | 0% | 0% | 0% | 0 | 0% | 100% | 0 | 0.09163 | 44.2993 | 2.7623 | 11.2123 | Low | High | High
VACA-PARKWAY - 230 kV | ETL.5850 | SACRAMENTO | 78 | 0 | 0 | 0% | 0% | 0% | 0 | 0% | 100% | 0 | 0.1708 | 33.4455 | 1.9396 | 11.0802 | Medium | High | Medium
POTTER VALLEY-WILLITS - 60 kV | ETL.7820 | HUMBOLDT | 128 | 0 | 0 | 0% | 61.11% | 0% | 0 | 0% | 7.937% | 1 | 0.32143 | 35.8966 | 0.92196 | 10.6377 | Medium | High | Low
PINE GROVE TAP - 60 kV | ETL.8351 | STOCKTON | 61 | 0 | 0 | 1.639% | 36.07% | 0% | 0 | 0% | 0% | 0 | 0.14644 | 28.6948 | 2.4978 | 10.4957 | Medium | High | High
SONOMA-PUEBLO-115 kV | ETL.3810 | SONOMA | 59 | 0 | 0 | 7.692% | 71.79% | 0% | 0 | 0% | 12.82% | 0 | 0.17628 | 42.8745 | 1.3815 | 10.4412 | Medium | High | Low
BURNS-LONE STAR #1 - 60 kV | ETL.6230 | CENTRAL COAST | 76 | 0 | 0 | 0% | 64.47% | 0% | 5.3 | 94.31% | 10.53% | 1 | 0.44686 | 8.2597 | 2.8196 | 10.4072 | High | Medium | High
KILARC-DESCHUTES - 60 kV | ETL.7300 | NORTH VALLEY | 511 | 0 | 0 | 1.042% | 90.83% | 0% | 0 | 0% | 3.125% | 1 | 0.99679 | 6.265 | 1.6316 | 10.1894 | High | Medium | Medium
MTN GATE JCT-CASCADE - 60 kV | ETL.7640 | NORTH VALLEY | 79 | 0 | 0 | 0% | 49.37% | 0% | 0 | 56.22% | 2.532% | 0 | 0.32162 | 15.7763 | 1.9995 | 10.1454 | Medium | Medium | Medium
ROCK CREEK-POE - 230 kV | ETL.5630 | NORTH VALLEY | 210 | 0 | 0 | 0% | 0% | 0% | 0 | 0% | 97.14% | 1 | 0.71771 | 7.6521 | 1.8212 | 10.0023 | High | Medium | Medium
CORDELIA #2 TAP - 60 kV | ETL.8184 | SACRAMENTO | 68 | 0 | 0 | 5.769% | 76.92% | 0% | 0 | 94.91% | 9.615% | 0 | 0.47767 | 9.2746 | 2.2539 | 9.9853 | High | Medium | High
MENDOCINO-WILLITS-FORT BRAGG - 60 kV | ETL.7550 | HUMBOLDT | 464 | 0 | 0 | 0.2242% | 49.1% | 0% | 0 | 0.2473% | 8.744% | 1 | 0.99389 | 8.0077 | 1.2514 | 9.9595 | High | Medium | Low
STANISLAUS-NEWARK #2 (12KV)-115 kV | ETL.3860 | MISSION | 10 | 0 | 0 | 0% | 0% | 0% | 0 | 100% | 100% | 0 | 0.23929 | 24.3184 | 1.6895 | 9.8315 | Medium | High | Medium
LOS ESTEROS-METCALF - 230 kV | ETL.5353 | SAN JOSE | 105 | 1 | 0 | 0% | 0% | 0% | 0 | 0% | 100% | 1 | 0.48277 | 14.6793 | 1.3743 | 9.7392 | High | Medium | Low
HAMILTON BRANCH-CHESTER-60 kV | ETL.7000 | NORTH VALLEY | 211 | 0 | 0 | 3.846% | 75% | 0% | 0 | 18.59% | 3.365% | 1 | 0.78454 | 5.7331 | 2.1502 | 9.6713 | High | Medium | High
MOSS LANDING-METCALF - 500 kV | ETL.6050 | CENTRAL COAST | 95 | 0 | 0 | 0% | 0% | 0% | 0 | 0% | 100% | 0 | 0.22429 | 24.359 | 1.7645 | 9.6403 | Medium | High | Medium
DRUM-SUMMIT #2 - 115 kV | ETL.1450 | SIERRA | 369 | 0 | 0 | 0.2786% | 0% | 0% | 0 | 0% | 10.03% | 1 | 0.96007 | 14.0077 | 0.70775 | 9.5181 | High | Medium | Low
PALERMO-OROVILLE #1 - 60 kV | ETL.7730 | NORTH VALLEY | 34 | 0 | 0 | 0% | 91.67% | 0% | 0 | 71.28% | 0% | 0 | 0.36861 | 10.3019 | 2.4926 | 9.4654 | Medium | Medium | High
CENTERVILLE-TABLE MTN-OROVILLE - 60 kV | ETL.6330 | NORTH VALLEY | 250 | 0 | 0 | 1.471% | 76.47% | 0% | 0 | 5.701% | 20.1% | 1 | 0.71968 | 5.0692 | 2.57 | 9.3759 | High | Medium | High
POTTER VALLEY-MENDOCINO - 60 kV | ETL.7810 | HUMBOLDT | 70 | 0 | 0 | 4.918% | 14.75% | 0% | 8.83 | 80.27% | 67.21% | 1 | 0.56781 | 16.4832 | 0.985 | 9.219 | High | Medium | Low
LAKEWOOD-MEADOW LANE-CLAYTON - 115 kV | ETL.2080 | DIABLO | 11 | 0 | 0 | 0% | 0% | 0% | 0 | 0% | 100% | 0 | 0.064845 | 51.7285 | 2.7428 | 9.2003 | Low | High | High
DRUM-SPAULDING-60 kV | ETL.6770 | SIERRA | 240 | 0 | 0 | 1.25% | 80.42% | 0% | 0 | 0.1479% | 6.667% | 1 | 0.81522 | 31.1007 | 0.35929 | 9.1093 | High | High | Low
PLACER-GOLD HILL #1 - 115 kV | ETL.3340 | SIERRA | 73 | 0 | 0 | 0% | 0% | 0% | 0 | 0% | 100% | 0 | 0.16093 | 24.9379 | 2.2668 | 9.0971 | Medium | High | High
CLEAR LAKE-HOPLAND - 60 kV | ETL.6390 | HUMBOLDT | 99 | 0 | 0 | 0% | 37.5% | 0% | 0 | 0% | 19.32% | 0 | 0.22391 | 28.1878 | 1.4179 | 8.9494 | Medium | High | Low
MELONES-CURTIS - 115 kV | ETL.2390 | YOSEMITE | 135 | 0 | 0 | 0% | 2.256% | 0% | 0 | 0% | 6.767% | 0 | 0.36964 | 11.599 | 2.0786 | 8.912 | Medium | Medium | Medium
GARBERVILLE-LAYTONVILLE - 60 kV | ETL.8365 | HUMBOLDT | 209 | 0 | 0 | 0% | 32.29% | 0% | 0 | 0% | 23.96% | 1 | 0.25626 | 31.1751 | 1.099 | 8.7796 | Medium | High | Low
SAN LUIS OBISPO-OCEANO - 115 kV | ETL.3530 | LOS PADRES | 108 | 0 | 0 | 3.659% | 4.878% | 0% | 0 | 0% | 52.44% | 0 | 0.26981 | 16.2584 | 1.9633 | 8.6122 | Medium | Medium | Medium
MORRO BAY-SAN LUIS OBISPO #1 - 115 kV | ETL.2810 | LOS PADRES | 75 | 0 | 0 | 0% | 0% | 0% | 0 | 0% | 100% | 0 | 0.15853 | 22.3563 | 2.424 | 8.5911 | Medium | High | High
PLACER-DEL MAR - 60 kV | ETL.7800 | SIERRA | 113 | 0 | 0 | 0% | 86.96% | 0% | 0 | 0% | 13.04% | 0 | 0.2549 | 15.3025 | 2.1065 | 8.2166 | Medium | Medium | Medium
APPLE HILL #2 TAP - 115 kV | ETL.1541 | SIERRA | 36 | 0 | 0 | 0% | 69.44% | 0% | 0 | 0% | 11.11% | 0 | 0.11041 | 41.1042 | 1.8034 | 8.1842 | Low | High | Medium
METCALF-MOSS LANDING #1 - 230 kV | ETL.5100 | CENTRAL COAST | 71 | 0 | 0 | 0% | 0% | 0% | 0 | 0% | 100% | 0 | 0.1708 | 25.5515 | 1.8421 | 8.0395 | Medium | High | Medium
CRAG VIEW-CASCADE - 115 kV | ETL.1350 | NORTH VALLEY | 189 | 2 | 0 | 0.5348% | 0% | 0% | 0 | 100% | 20.86% | 1 | 0.93996 | 5.1187 | 1.6538 | 7.9571 | High | Medium | Medium
DIVIDE-CABRILLO #1 - 115 kV | ETL.1380 | LOS PADRES | 94 | 2 | 0 | 0% | 0% | 0% | 0 | 0% | 7.692% | 1 | 0.22416 | 12.3046 | 2.8685 | 7.9118 | Medium | Medium | High
DRUM-SUMMIT #1 - 115 kV | ETL.1440 | SIERRA | 342 | 0 | 0 | 0% | 0% | 0% | 0 | 0% | 24.62% | 1 | 0.92005 | 13.9593 | 0.6087 | 7.8177 | High | Medium | Low
ELECTRA-BELLOTA - 230 kV | ETL.4670 | STOCKTON | 103 | 0 | 0 | 0% | 0% | 0% | 0 | 54.25% | 100% | 0 | 0.425 | 7.8762 | 2.2355 | 7.4831 | High | Medium | High
PITTSBURG-SAN RAMON - 230 kV | ETL.5490 | MISSION | 58 | 0 | 0 | 0% | 0% | 0% | 0 | 0% | 100% | 0 | 0.14257 | 19.8618 | 2.5983 | 7.3574 | Medium | High | High
MORAGA-CASTRO VALLEY - 230 kV | ETL.5250 | MISSION | 58 | 0 | 0 | 0% | 0% | 0% | 0 | 0% | 100% | 0 | 0.12403 | 20.8469 | 2.837 | 7.3356 | Medium | High | High
AUBERRY TAP - 70 kV | ETL.9331 | FRESNO | 38 | 0 | 0 | 0% | 78.95% | 0% | 0 | 0% | 76.32% | 0 | 0.15331 | 22.9945 | 2.0626 | 7.2709 | Medium | High | Medium
CRESTA-RIO OSO-230 kV | ETL.4590 | NORTH VALLEY | 150 | 0 | 0 | 0% | 0% | 0% | 0 | 0% | 100% | 1 | 0.47094 | 6.7598 | 2.2643 | 7.2084 | High | Medium | High
WASHOE TAP - 60 kV | ETL.6911 | SONOMA | 20 | 0 | 0 | 0% | 85% | 0% | 0 | 0% | 5% | 0 | 0.10205 | 48.0744 | 1.4685 | 7.2044 | Low | High | Low
WINDSOR-FITCH MOUNTAIN-60 kV | ETL.6900 | SONOMA | 23 | 0 | 0 | 21.43% | 64.29% | 0% | 0 | 87.17% | 7.143% | 0 | 0.33946 | 19.2589 | 1.1 | 7.1911 | Medium | High | Low
COLEMAN-RED BLUFF - 60 kV | ETL.6440 | NORTH VALLEY | 322 | 0 | 0 | 0.9615% | 83.33% | 0% | 0 | 77.46% | 6.731% | 1 | 0.97754 | 4.9413 | 1.4686 | 7.0936 | High | Medium | Low
PIT #1-COTTONWOOD - 230 kV | ETL.5390 | NORTH VALLEY | 481 | 12 | 1 | 0% | 0% | 0% | 0 | 53.22% | 99.77% | 1 | 0.9989 | 5.4111 | 1.2916 | 6.9812 | High | Medium | Low
APPLE HILL #1 TAP - 115 kV | ETL.1531 | SIERRA | 33 | 0 | 0 | 3.03% | 72.73% | 0% | 0 | 0% | 18.18% | 0 | 0.11801 | 32.5892 | 1.7777 | 6.8366 | Medium | High | Medium
VOLTA-SOUTH - 60 kV | ETL.8300 | NORTH VALLEY | 106 | 0 | 0 | 0% | 93.4% | 0% | 0 | 100% | 2.83% | 0 | 0.66072 | 8.1846 | 1.2482 | 6.7501 | High | Medium | Low
GEYSERS #12-FULTON - 230 kV | ETL.4750 | SONOMA | 104 | 0 | 0 | 0% | 0% | 0% | 0 | 0% | 100% | 0 | 0.26028 | 16.9231 | 1.5237 | 6.7114 | Medium | Medium | Medium
SOBRANTE-G #2 | ETL.3730 | DIABLO | 4 | 0 | 0 | 0% | 0% | 0% | 0 | 0% | 100% | 0 | 0.061672 | 35.3263 | 2.9751 | 6.4816 | Low | High | High
COTTONWOOD-DELEVAN #2 - 230 kV | ETL.4580 | NORTH VALLEY | 115 | 0 | 0 | 0% | 0% | 0% | 0 | 0% | 100% | 0 | 0.16093 | 26.2598 | 1.5215 | 6.4296 | Medium | High | Medium
COTTONWOOD-DELEVAN #1 - 230 kV | ETL.4550 | NORTH VALLEY | 115 | 0 | 0 | 0% | 0% | 0% | 0 | 0% | 100% | 0 | 0.15853 | 26.6607 | 1.5208 | 6.4276 | Medium | High | Medium
HUMBOLDT BAY-HUMBOLDT #1 - 115 kV | ETL.1800 | HUMBOLDT | 15 | 0 | 0 | 0% | 0% | 0% | 0 | 0% | 100% | 0 | 0.071649 | 27.4389 | 3.2495 | 6.3884 | Low | High | High
POE-RIO OSO - 230 kV | ETL.5540 | NORTH VALLEY | 136 | 0 | 0 | 0% | 0% | 0% | 0 | 0% | 100% | 1 | 0.35066 | 7.7264 | 2.3308 | 6.3149 | Medium | Medium | High
VALLEY SPRINGS-CLAY - 60 kV | ETL.8264 | STOCKTON | 181 | 0 | 0 | 3.974% | 51.66% | 0% | 0 | 0% | 27.81% | 1 | 0.51292 | 5.7271 | 2.1466 | 6.3057 | High | Medium | High
NORTH DUBLIN-CAYETANO - 230 kV | ETL.4500 | MISSION | 13 | 0 | 0 | 0% | 0% | 0% | 0 | 0% | 100% | 0 | 0.071649 | 34.2648 | 2.5406 | 6.2373 | Low | High | High
ROUND MTN-COTTONWOOD #3 - 230 kV | ETL.5650 | NORTH VALLEY | 262 | 0 | 0 | 0% | 0% | 0% | 0 | 94.71% | 100% | 1 | 0.95896 | 4.4821 | 1.4455 | 6.2128 | High | Medium | Low
TEMPLETON-ATASCADERO - 70 kV | ETL.9410 | LOS PADRES | 92 | 0 | 0 | 0% | 82.76% | 0% | 0 | 0% | 0% | 0 | 0.22106 | 13.2748 | 2.0918 | 6.1384 | Medium | Medium | Medium
SANTA ROSA-CORONA - 115 kV | ETL.4309 | SONOMA | 31 | 0 | 17 | 0% | 86.96% | 0% | 0 | 0% | 0% | 0 | 0.10353 | 33.253 | 1.7528 | 6.0348 | Low | High | Medium
FRUITLAND TAP - 60 kV | ETL.6221 | HUMBOLDT | 55 | 1 | 0 | 0% | 36.73% | 0% | 0 | 0% | 8.163% | 0 | 0.23651 | 31.1256 | 0.80932 | 5.9577 | Medium | High | Low
IGNACIO-SOBRANTE - 230 kV | ETL.4920 | DIABLO | 73 | 0 | 0 | 0% | 0% | 0% | 0 | 0% | 100% | 0 | 0.15853 | 13.3276 | 2.7472 | 5.8044 | Medium | Medium | High
UKIAH-HOPLAND-CLOVERDALE - 115 kV | ETL.4050 | SONOMA | 221 | 0 | 0 | 62.98% | 8.654% | 0% | 0 | 0% | 20.67% | 1 | 0.73412 | 8.1275 | 0.95966 | 5.7258 | High | Medium | Low
KERCKHOFF-CLOVIS-SANGER #1 - 115 kV | ETL.1890 | FRESNO | 74 | 3 | 0 | 0% | 0% | 0% | 0 | 0% | 100% | 0 | 0.24564 | 19.8199 | 1.1657 | 5.6753 | Medium | High | Low
NEWARK-LIVERMORE - 60 kV | ETL.7660 | MISSION | 60 | 0 | 0 | 0% | 23.53% | 0% | 15.04 | 92.93% | 61.76% | 0 | 0.42836 | 6.6688 | 1.9573 | 5.5914 | High | Medium | Medium
FULTON-MOLINO-COTATI-60 kV | ETL.6910 | SONOMA | 37 | 0 | 0 | 2.941% | 85.29% | 0% | 0 | 0% | 2.941% | 1 | 0.15382 | 24.5452 | 1.4744 | 5.5669 | Medium | High | Medium
BAHIA-MORAGA - 230 kV | ETL.4340 | EAST BAY | 2 | 0 | 0 | 0% | 0% | 0% | 0 | 0% | 100% | 0 | 0.059639 | 33.1956 | 2.7655 | 5.475 | Low | High | High
NEWARK-JARVIS #1 - 115 kV | ETL.3020 | MISSION | 15 | 0 | 0 | 0% | 0% | 0% | 0 | 0% | 100% | 0 | 0.062713 | 39.6873 | 2.1568 | 5.368 | Low | High | High
HIGGINS-BELL - 115 kV | ETL.1412 | SIERRA | 60 | 0 | 0 | 0% | 0% | 0% | 8.3 | 79.27% | 100% | 0 | 0.3569 | 8.0509 | 1.86 | 5.3444 | Medium | Medium | Medium
BRICEBURG JCT-MARIPOSA TAP-70 kV | ETL.8651 | YOSEMITE | 159 | 0 | 0 | 0% | 76.1% | 0% | 0 | 0% | 3.145% | 0 | 0.51228 | 7.9535 | 1.3046 | 5.3157 | High | Medium | Low
VIEJO-MONTEREY - 60 kV | ETL.8270 | CENTRAL COAST | 18 | 0 | 0 | 14.29% | 64.29% | 0% | 0 | 0% | 0% | 1 | 0.15694 | 13.2834 | 2.5329 | 5.2804 | Medium | Medium | High
VALLEY SPRINGS-CALAVERAS CEMENT - 60 kV | ETL.8220 | STOCKTON | 97 | 0 | 0 | 0% | 67.02% | 0% | 0 | 0% | 0% | 0 | 0.21747 | 11.5528 | 2.0852 | 5.2388 | Medium | Medium | Medium
MENDOCINO-PHILO JCT-HOPLAND - 60 kV | ETL.7520 | HUMBOLDT | 207 | 0 | 0 | 2.618% | 71.73% | 0% | 21.34 | 90.54% | 12.57% | 1 | 0.8716 | 5.9217 | 1.0001 | 5.1617 | High | Medium | Low
HALSEY-PLACER - 60 kV | ETL.6990 | SIERRA | 50 | 1 | 0 | 0% | 76.47% | 0% | 0 | 0% | 2.941% | 0 | 0.2087 | 11.571 | 2.0612 | 4.9774 | Medium | Medium | Medium
CAMP EVERS-PAUL SWEET-115 kV | ETL.1220 | CENTRAL COAST | 2 | 0 | 0 | 50% | 0% | 0% | 0 | 0% | 50% | 0 | 0.10201 | 18.1631 | 2.6683 | 4.9439 | Low | Medium | High
PIT #1-HAT CREEK #2-BURNEY - 60 kV | ETL.7040 | NORTH VALLEY | 156 | 0 | 0 | 4.605% | 70.39% | 0% | 3.44 | 25.75% | 1.974% | 1 | 0.59732 | 7.8133 | 1.0522 | 4.9108 | High | Medium | Low
MORRO BAY-SAN LUIS OBISPO #2 - 115 kV | ETL.2820 | LOS PADRES | 1 | 0 | 0 | 0% | 0% | 0% | 0 | 0% | 100% | 0 | 0.058646 | 35.3263 | 2.3373 | 4.8423 | Low | High | High
SOBRANTE-STANDARD OIL SW STA #1 - 115 kV | ETL.3800 | DIABLO | 53 | 0 | 0 | 0% | 0% | 0% | 0 | 0% | 98% | 0 | 0.12829 | 12.9722 | 2.8218 | 4.6959 | Medium | Medium | High
CALLENDER SW STA-MESA-115 kV | ETL.1210 | LOS PADRES | 66 | 1 | 0 | 30.23% | 0% | 0% | 0 | 0% | 55.81% | 1 | 0.26354 | 11.4832 | 1.5456 | 4.6773 | Medium | Medium | Medium
LAKEVILLE-SONOMA #1 - 115 kV | ETL.2063 | SONOMA | 32 | 0 | 0 | 0% | 0% | 0% | 0 | 0% | 100% | 0 | 0.085858 | 33.9799 | 1.5569 | 4.5422 | Low | High | Medium
CLEAR LAKE-KONOCTI-60 kV | ETL.6852 | HUMBOLDT | 52 | 0 | 0 | 0% | 50% | 0% | 0 | 0% | 16.67% | 1 | 0.11164 | 18.0084 | 2.2425 | 4.5085 | Low | Medium | High
WISHON-SAN JOAQUIN #3 - 70 kV | ETL.9340 | YOSEMITE | 116 | 0 | 0 | 0% | 83.62% | 0% | 0 | 100% | 43.1% | 1 | 0.71159 | 5.043 | 1.2458 | 4.4705 | High | Medium | Low
PEORIA TAP - 115 kV | ETL.2391 | YOSEMITE | 11 | 0 | 0 | 0% | 72.73% | 0% | 0 | 0% | 0% | 0 | 0.085275 | 30.24 | 1.6368 | 4.2207 | Low | High | Medium
COTTONWOOD-LOGAN CREEK - 230 kV | ETL.4570 | NORTH VALLEY | 2 | 0 | 0 | 0% | 0% | 0% | 0 | 0% | 100% | 0 | 0.058646 | 47.6367 | 1.4961 | 4.1797 | Low | High | Medium
SALINAS-FORT ORD #2 - 60 kV | ETL.8423 | CENTRAL COAST | 46 | 6 | 0 | 0% | 0% | 0% | 0 | 99.4% | 100% | 1 | 0.55922 | 3.8242 | 1.9307 | 4.1289 | High | Medium | Medium
MENDOCINO-UKIAH - 115 kV | ETL.2420 | HUMBOLDT | 66 | 0 | 0 | 31.03% | 12.07% | 0% | 0 | 0% | 55.17% | 0 | 0.21612 | 15.4176 | 1.2364 | 4.1197 | Medium | Medium | Low
LAKEVILLE-IGNACIO #2 - 230 kV | ETL.3745 | NORTH BAY | 19 | 0 | 0 | 0% | 0% | 0% | 0 | 0% | 100% | 0 | 0.060648 | 23.8842 | 2.8386 | 4.1118 | Low | High | High
PARADISE-BUTTE - 115 kV | ETL.4396 | NORTH VALLEY | 98 | 0 | 0 | 2.247% | 11.24% | 0% | 0 | 0% | 100% | 0 | 0.44063 | 3.5439 | 2.6142 | 4.0823 | High | Medium | High
DUNLAP TAP - 70 kV | ETL.9061 | FRESNO | 131 | 1 | 0 | 0.7812% | 61.72% | 0% | 0 | 0% | 39.06% | 0 | 0.62003 | 4.9797 | 1.2753 | 3.9376 | High | Medium | Low
DEL MONTE-VIEJO - 60 kV | ETL.6710 | CENTRAL COAST | 130 | 0 | 0 | 11.76% | 68.07% | 0% | 0 | 0% | 3.361% | 1 | 0.45397 | 3.5892 | 2.4052 | 3.919 | High | Medium | High
RINCON #1 TAP - 115 kV | ETL.1601 | SONOMA | 5 | 0 | 0 | 0% | 0% | 0% | 0 | 0% | 100% | 0 | 0.062713 | 36.5812 | 1.7059 | 3.9136 | Low | High | Medium
SANTA YNEZ TAP - 115 kV | ETL.3701 | LOS PADRES | 130 | 0 | 0 | 2.941% | 38.24% | 0% | 0 | 0% | 14.71% | 0 | 0.11716 | 24.6206 | 1.3466 | 3.8842 | Medium | High | Low
GRANITE ROCK TAP - 60 kV | ETL.8311 | CENTRAL COAST | 27 | 0 | 0 | 0% | 70.37% | 0% | 0 | 0% | 0% | 0 | 0.11035 | 24.2838 | 1.4298 | 3.8316 | Low | High | Low
GOLDTREE TAP-115 kV | ETL.2821 | LOS PADRES | 36 | 0 | 0 | 10% | 0% | 0% | 0 | 0% | 0% | 0 | 0.053861 | 30.3689 | 2.2874 | 3.7415 | Low | High | High
RIO DELL JCT-BRIDGEVILLE - 60 kV | ETL.7850 | HUMBOLDT | 199 | 0 | 0 | 1.163% | 58.14% | 0% | 0 | 0.1406% | 2.326% | 1 | 0.55921 | 8.5185 | 0.78075 | 3.7192 | High | Medium | Low
DRUM PH #2 TAP - 115 kV | ETL.6375 | SIERRA | 6 | 0 | 0 | 0% | 0% | 0% | 0 | 100% | 50% | 0 | 0.18316 | 34.713 | 0.58054 | 3.6911 | Medium | High | Low
HILLSDALE JCT-HALF MOON BAY - 60 kV | ETL.7060 | PENINSULA | 68 | 0 | 0 | 6.897% | 13.79% | 0% | 0 | 0% | 12.07% | 1 | 0.15109 | 9.6421 | 2.4536 | 3.5745 | Medium | Medium | High
SPAULDING-SUMMIT - 60 kV | ETL.8060 | SIERRA | 482 | 0 | 0 | 2.179% | 69.72% | 0% | 0 | 2.811% | 6.754% | 1 | 0.99566 | 4.7316 | 0.75111 | 3.5385 | High | Medium | Low
PARADISE-TABLE MTN - 115 kV | ETL.4316 | NORTH VALLEY | 168 | 0 | 0 | 0% | 9.036% | 0% | 0 | 0% | 73.49% | 1 | 0.61237 | 2.3622 | 2.3592 | 3.4127 | High | Low | High
PARDEE #1 TAP-60 kV | ETL.8231 | STOCKTON | 3 | 0 | 0 | 33.33% | 0% | 0% | 0 | 100% | 0% | 0 | 0.21675 | 7.8122 | 1.9731 | 3.341 | Medium | Medium | Medium
VINEYARD-NEWARK - 230 kV | ETL.4536 | MISSION | 1 | 0 | 0 | 0% | 0% | 0% | 0 | 0% | 100% | 0 | 0.058646 | 26.5534 | 2.1284 | 3.3145 | Low | High | Medium
RIO DELL TAP - 60 kV | ETL.7851 | HUMBOLDT | 9 | 0 | 0 | 0% | 0% | 0% | 0 | 92.88% | 20% | 0 | 0.13601 | 18.8205 | 1.2939 | 3.3121 | Medium | High | Low
COTTONWOOD-PANORAMA - 115 kV | ETL.1340 | NORTH VALLEY | 35 | 0 | 0 | 6.667% | 0% | 76.67% | 0 | 0% | 10% | 0 | 0.18099 | 10.2504 | 1.7753 | 3.2935 | Medium | Medium | Medium
PIT #3-PIT #1 - 230 kV | ETL.5400 | NORTH VALLEY | 174 | 16 | 0 | 0% | 0% | 0% | 0 | 0% | 100% | 1 | 0.7099 | 4.1096 | 1.1257 | 3.2841 | High | Medium | Low
TULUCAY-NAPA #1 - 60 kV | ETL.8180 | NORTH BAY | 75 | 0 | 1 | 16.18% | 8.824% | 41.18% | 0 | 0% | 7.353% | 1 | 0.23194 | 7.0004 | 2.0049 | 3.2552 | Medium | Medium | Medium
HUMBOLDT-MAPLE CREEK - 60 kV | ETL.7130 | HUMBOLDT | 103 | 1 | 0 | 2.151% | 21.51% | 0% | 0 | 0.3595% | 6.452% | 1 | 0.42871 | 3.1488 | 2.3953 | 3.2334 | High | Medium | High
LAS POSITAS-NEWARK - 230 kV | ETL.4980 | MISSION | 50 | 0 | 0 | 0% | 0% | 0% | 0 | 0% | 100% | 0 | 0.09163 | 17.1079 | 1.9982 | 3.1324 | Low | Medium | Medium
HARTLEY-CLEARLAKE - 60 kV | ETL.7515 | HUMBOLDT | 55 | 0 | 0 | 2.5% | 67.5% | 0% | 0 | 0% | 5% | 0 | 0.13895 | 13.1263 | 1.704 | 3.1078 | Medium | Medium | Medium
COLGATE PH-COLGATE SW STA - 60 kV | ETL.6460 | SIERRA | 3 | 0 | 0 | 0% | 33.33% | 0% | 0 | 0% | 100% | 0 | 0.21742 | 7.3326 | 1.8937 | 3.0191 | Medium | Medium | Medium
CAPE HORN TAP - 60 kV | ETL.6761 | SIERRA | 6 | 0 | 0 | 0% | 33.33% | 0% | 0 | 0% | 0% | 0 | 0.078567 | 23.8842 | 1.6088 | 3.019 | Low | High | Medium
IBM HARRY RD #1 TAP - 115 kV | ETL.2501 | SAN JOSE | 7 | 0 | 0 | 0% | 0% | 0% | 0 | 0% | 100% | 0 | 0.064845 | 34.073 | 1.361 | 3.0072 | Low | High | Low
COLGATE-SMARTVILLE #2 - 60 kV | ETL.6520 | SIERRA | 155 | 0 | 0 | 0% | 60% | 0% | 0 | 97.48% | 5.806% | 1 | 0.78257 | 1.961 | 1.9468 | 2.9877 | High | Low | Medium
RACETRACK TAP - 115 kV | ETL.2393 | YOSEMITE | 52 | 0 | 0 | 5.769% | 53.85% | 0% | 0 | 0% | 1.923% | 0 | 0.11969 | 10.4549 | 2.3414 | 2.9299 | Medium | Medium | High
TESLA-NEWARK #2 - 230 kV | ETL.5354 | MISSION | 58 | 0 | 0 | 0% | 0% | 0% | 0 | 0% | 100% | 0 | 0.096185 | 15.1725 | 2.0026 | 2.9225 | Low | Medium | Medium
ROUND MTN-COTTONWOOD #2 - 230 kV | ETL.5640 | NORTH VALLEY | 193 | 0 | 0 | 0% | 0% | 0% | 0 | 0% | 100% | 0 | 0.60326 | 3.5005 | 1.3808 | 2.9158 | High | Medium | Low
DUTCH FLAT #2 TAP - 115 kV | ETL.1421 | SIERRA | 9 | 0 | 0 | 0% | 0% | 0% | 0 | 0% | 11.11% | 0 | 0.035633 | 77.203 | 1.0341 | 2.8449 | Low | High | Low
WEIMAR-HALSEY-60 kV | ETL.8340 | SIERRA | 139 | 0 | 0 | 0% | 73.38% | 0% | 0 | 0% | 0.7194% | 0 | 0.47932 | 3.3 | 1.7926 | 2.8355 | High | Medium | Medium
IBM HARRY RD #2 TAP - 115 kV | ETL.2481 | SAN JOSE | 1 | 0 | 0 | 0% | 0% | 0% | 0 | 0% | 100% | 0 | 0.058646 | 35.3263 | 1.3659 | 2.8297 | Low | High | Low
CENTERVILLE-TABLE MTN - 60 kV | ETL.6320 | NORTH VALLEY | 128 | 0 | 0 | 3.361% | 82.35% | 0% | 0 | 0% | 24.37% | 1 | 0.39408 | 2.7385 | 2.6091 | 2.8157 | High | Low | High
MTN QUARRIES TAP - 60 kV | ETL.6991 | SIERRA | 29 | 0 | 0 | 4% | 20% | 0% | 0 | 0% | 84% | 0 | 0.18233 | 7.493 | 2.0513 | 2.8025 | Medium | Medium | Medium
FORT BRAGG-ELK - 60 kV | ETL.2060 | HUMBOLDT | 293 | 0 | 0 | 0.3745% | 1.498% | 0% | 0 | 0% | 4.12% | 1 | 0.86512 | 1.5755 | 2.0302 | 2.7673 | High | Low | Medium
METCALF-EDENVALE #1 - 115 kV | ETL.2480 | SAN JOSE | 13 | 0 | 0 | 0% | 0% | 0% | 0 | 0% | 100% | 0 | 0.065935 | 30.9398 | 1.3535 | 2.7613 | Low | High | Low
MANVILLE TAP - 115 kV | ETL.1372 | LOS PADRES | 29 | 0 | 0 | 5.263% | 5.263% | 0% | 0 | 0% | 47.37% | 0 | 0.11477 | 9.147 | 2.6302 | 2.7612 | Low | Medium | High
PARDEE #2 TAP - 60 kV | ETL.8251 | STOCKTON | 1 | 0 | 0 | 0% | 0% | 0% | 0 | 100% | 0% | 0 | 0.12363 | 11.2183 | 1.9729 | 2.7363 | Medium | Medium | Medium
PALERMO-WYANDOTTE - 115 kV | ETL.4315 | NORTH VALLEY | 13 | 0 | 0 | 0% | 0% | 0% | 0 | 0% | 100% | 0 | 0.065935 | 16.344 | 2.5311 | 2.7277 | Low | Medium | High
EXCHEQUER-YOSEMITE - 70 kV | ETL.8650 | YOSEMITE | 241 | 3 | 0 | 0% | 0% | 0% | 60380.9 | 0.0006683% | 99.58% | 1 | 0.74668 | 2.4937 | 1.4623 | 2.7229 | High | Low | Low
IGNACIO-ALTO-SAUSALITO #2 - 60 kV | ETL.7170 | NORTH BAY | 7 | 0 | 0 | 0% | 0% | 0% | 0 | 10.49% | 16.67% | 0 | 0.041249 | 24.3184 | 2.6882 | 2.6965 | Low | High | High
CAYUCOS-CAMBRIA-70 kV | ETL.8560 | LOS PADRES | 80 | 0 | 0 | 5.797% | 21.74% | 0% | 0 | 0% | 47.83% | 1 | 0.22061 | 5.4658 | 2.2009 | 2.6538 | Medium | Medium | High
METCALF-EL PATIO #1 - 115 kV | ETL.2500 | SAN JOSE | 15 | 0 | 0 | 0% | 0% | 0% | 0 | 0% | 100% | 0 | 0.07406 | 24.6539 | 1.4188 | 2.5905 | Low | High | Low
EXCHEQUER-MARIPOSA - 70 kV | ETL.8640 | YOSEMITE | 157 | 0 | 0 | 9.032% | 72.26% | 0% | 0 | 0% | 82.58% | 1 | 0.69191 | 3.6004 | 1.0232 | 2.5489 | High | Medium | Low
LAKEVILLE-IGNACIO #1 - 230 kV | ETL.4940 | NORTH BAY | 21 | 0 | 0 | 0% | 0% | 0% | 0 | 0% | 100% | 0 | 0.061672 | 13.9866 | 2.952 | 2.5463 | Low | Medium | High
TESLA-NEWARK #1 - 230 kV | ETL.5720 | MISSION | 44 | 0 | 0 | 0% | 0% | 0% | 0 | 0% | 100% | 0 | 0.087269 | 14.3508 | 1.9802 | 2.48 | Low | Medium | Medium
HUMBOLDT BAY-RIO DELL JCT - 60 kV | ETL.7100 | HUMBOLDT | 28 | 0 | 0 | 6.667% | 13.33% | 0% | 0 | 0% | 0% | 1 | 0.11244 | 15.2359 | 1.4347 | 2.4578 | Low | Medium | Low
VASONA-METCALF - 230 kV | ETL.5932 | SAN JOSE | 15 | 0 | 0 | 0% | 0% | 0% | 0 | 0% | 100% | 0 | 0.07406 | 23.2955 | 1.4185 | 2.4473 | Low | High | Low
BELLOTA-RIVERBANK-MELONES SW STA-115 kV | ETL.1070 | STOCKTON | 146 | 0 | 0 | 7.965% | 36.28% | 11.5% | 0 | 0% | 7.08% | 1 | 0.40221 | 3.3186 | 1.8272 | 2.4389 | High | Medium | Medium
HUMBOLDT-BRIDGEVILLE - 115 kV | ETL.1810 | HUMBOLDT | 161 | 0 | 0 | 0% | 0% | 0% | 0 | 0% | 90.91% | 0 | 0.15661 | 6.333 | 2.4403 | 2.4203 | Medium | Medium | High
VACA-BAHIA - 230 kV | ETL.5810 | SACRAMENTO | 2 | 0 | 0 | 0% | 0% | 0% | 0 | 0% | 100% | 0 | 0.059639 | 24.3184 | 1.6227 | 2.3534 | Low | High | Medium
PALERMO-NICOLAUS - 115 kV | ETL.3210 | NORTH VALLEY | 9 | 0 | 0 | 0% | 0% | 0% | 0 | 0% | 100% | 1 | 0.067043 | 13.679 | 2.5088 | 2.3008 | Low | Medium | High
TESLA-METCALF - 500 kV | ETL.6110 | SAN JOSE | 121 | 0 | 0 | 0% | 0% | 0% | 0 | 0% | 100% | 0 | 0.33857 | 6.2884 | 1.079 | 2.2973 | Medium | Medium | Low
OLEUM-MARTINEZ - 115 kV | ETL.3170 | DIABLO | 31 | 5 | 0 | 0% | 0% | 0% | 0 | 72.9% | 100% | 0 | 0.4164 | 2.4614 | 2.2389 | 2.2946 | High | Low | High
NEWARK-VALLECITOS - 60 kV | ETL.7670 | MISSION | 19 | 0 | 0 | 0% | 0% | 0% | 0 | 56.75% | 100% | 0 | 0.1604 | 6.8018 | 2.0915 | 2.2819 | Medium | Medium | Medium
MOSS LANDING-COBURN - 230 kV | ETL.5330 | CENTRAL COAST | 154 | 0 | 0 | 0% | 0% | 0% | 0 | 0% | 98.57% | 0 | 0.4242 | 9.7186 | 0.52954 | 2.1831 | High | Medium | Low
FITCH MTN #1 TAP - 60 kV | ETL.6891 | SONOMA | 8 | 0 | 0 | 0% | 66.67% | 0% | 0 | 0% | 0% | 0 | 0.11618 | 14.9507 | 1.2404 | 2.1545 | Low | Medium | Low
METCALF-EDENVALE #2 - 115 kV | ETL.2490 | SAN JOSE | 2 | 0 | 0 | 0% | 0% | 0% | 0 | 0% | 100% | 0 | 0.059639 | 26.5534 | 1.3418 | 2.1249 | Low | High | Low
KILARC-CEDAR CREEK - 60 kV | ETL.7290 | NORTH VALLEY | 285 | 0 | 0 | 2.456% | 82.81% | 0% | 0 | 98.94% | 8.07% | 1 | 0.97905 | 16.473 | 0.13083 | 2.11 | High | Medium | Low
BUENA VISTA BIOMASS POWER TAP - 60 kV | ETL.8252 | STOCKTON | 8 | 0 | 0 | 0% | 16.67% | 0% | 0 | 0% | 66.67% | 0 | 0.12313 | 7.9754 | 2.1044 | 2.0666 | Medium | Medium | Medium
NARROWS #1 TAP - 60 kV | ETL.6511 | SIERRA | 35 | 0 | 0 | 2.857% | 45.71% | 0% | 0 | 98.91% | 2.857% | 0 | 0.36774 | 2.7386 | 2.0499 | 2.0644 | Medium | Low | Medium
CARBERRY SW STA-ROUND MTN - 230 kV | ETL.5410 | NORTH VALLEY | 107 | 0 | 0 | 0% | 0% | 0% | 0 | 1.577% | 100% | 0 | 0.29751 | 9.0701 | 0.76387 | 2.0613 | Medium | Medium | Low
PLACER-GOLD HILL #2 - 115 kV | ETL.4290 | SIERRA | 1 | 0 | 0 | 0% | 0% | 0% | 0 | 0% | 100% | 1 | 0.058646 | 14.9507 | 2.3223 | 2.0362 | Low | Medium | High
RINCON #2 TAP - 115 kV | ETL.1611 | SONOMA | 1 | 0 | 0 | 0% | 0% | 0% | 0 | 0% | 100% | 0 | 0.058646 | 19.9979 | 1.7143 | 2.0105 | Low | High | Medium
SISQUOC-SANTA YNEZ SW STA - 115 kV | ETL.3700 | LOS PADRES | 209 | 0 | 0 | 2.01% | 45.73% | 0% | 0 | 0% | 10.55% | 0 | 0.68552 | 3.4359 | 0.84239 | 1.9841 | High | Medium | Low
ROLLINS TAP - 60 kV | ETL.6762 | SIERRA | 14 | 0 | 0 | 0% | 28.57% | 0% | 0 | 0% | 7.143% | 0 | 0.065688 | 18.6162 | 1.6163 | 1.9765 | Low | High | Medium
STANISLAUS-MELONES SW STA-RIVERBANK JCT SW STA - 115 kV | ETL.3840 | STOCKTON | 6 | 0 | 0 | 0% | 0% | 0% | 0 | 94.33% | 100% | 1 | 0.22977 | 4.4061 | 1.9495 | 1.9737 | Medium | Medium | Medium
COLGATE-SMARTVILLE #1 - 60 kV | ETL.6510 | SIERRA | 147 | 0 | 0 | 1.361% | 57.14% | 0% | 0 | 0% | 29.93% | 0 | 0.49903 | 2.0231 | 1.9467 | 1.9654 | High | Low | Medium
COLEMAN-SOUTH - 60 kV | ETL.6450 | NORTH VALLEY | 285 | 0 | 0 | 1.053% | 89.47% | 0% | 0 | 0% | 3.509% | 0 | 0.91502 | 1.675 | 1.2793 | 1.9608 | High | Low | Low
METCALF-HICKS 1 & 2-115 kV | ETL.4317 | SAN JOSE | 15 | 0 | 0 | 0% | 0% | 0% | 0 | 0% | 100% | 0 | 0.071649 | 18.4058 | 1.443 | 1.903 | Low | High | Low
LIMESTONE TAP - 60 kV | ETL.6951 | SIERRA | 15 | 0 | 0 | 0% | 0% | 0% | 0 | 0% | 0% | 0 | 0.035232 | 24.4349 | 2.1549 | 1.8552 | Low | High | High
PALERMO-COLGATE - 230 kV | ETL.5360 | SIERRA | 83 | 0 | 0 | 0% | 0% | 0% | 0 | 0% | 100% | 0 | 0.19477 | 4.3458 | 2.1658 | 1.8332 | Medium | Medium | High
FLINT TAP - 115 kV | ETL.3341 | SIERRA | 29 | 0 | 0 | 9.524% | 47.62% | 0% | 0 | 0% | 23.81% | 0 | 0.11687 | 6.9205 | 2.2484 | 1.8185 | Medium | Medium | High
FORBESTOWN TAP - 115 kV | ETL.4222 | NORTH VALLEY | 10 | 0 | 0 | 0% | 0% | 0% | 0 | 0% | 60% | 0 | 0.051442 | 21.4427 | 1.632 | 1.8002 | Low | High | Medium
CHINESE CAMP (ULTRA POWER) TAP - 115 kV | ETL.2392 | YOSEMITE | 28 | 0 | 0 | 0% | 73.68% | 0% | 0 | 0% | 0% | 0 | 0.097093 | 11.3729 | 1.6132 | 1.7813 | Low | Medium | Medium
GARCIA TAP - 60 kV | ETL.8411 | HUMBOLDT | 34 | 0 | 0 | 0% | 0% | 0% | 0 | 0% | 8.824% | 0 | 0.053703 | 29.5269 | 1.1095 | 1.7594 | Low | High | Low
MIDDLE FORK #1-60 kV | ETL.8405 | SIERRA | 140 | 0 | 0 | 0% | 56.43% | 0% | 0 | 0% | 4.286% | 1 | 0.34383 | 3.1094 | 1.6015 | 1.7121 | Medium | Medium | Medium
MORRO BAY-SOLAR SW STA #2 - 230 kV | ETL.5310 | LOS PADRES | 6 | 0 | 0 | 0% | 0% | 0% | 0 | 0% | 100% | 1 | 0.063771 | 12.4421 | 2.146 | 1.7027 | Low | Medium | High
CRAZY HORSE CANYON-SALINAS-SOLEDAD #1-115 kV | ETL.2900 | CENTRAL COAST | 90 | 1 | 0 | 0% | 0% | 0% | 4.71 | 20.51% | 100% | 1 | 0.45606 | 8.0653 | 0.44956 | 1.6536 | High | Medium | Low
PALERMO-OROVILLE #2 - 60 kV | ETL.7740 | NORTH VALLEY | 26 | 0 | 0 | 0% | 71.43% | 0% | 2.19 | 21.64% | 0% | 0 | 0.13523 | 4.2065 | 2.8893 | 1.6436 | Medium | Medium | High
DIVIDE-VANDENBERG #1 - 70 kV | ETL.8620 | LOS PADRES | 66 | 2 | 0 | 6.25% | 7.812% | 0% | 0 | 0% | 0% | 0 | 0.2799 | 2.2323 | 2.4872 | 1.5541 | Medium | Low | High
SMARTVILLE-NICOLAUS #1 - 60 kV | ETL.7990 | SIERRA | 99 | 0 | 0 | 3.191% | 81.91% | 0% | 0 | 39.61% | 10.53% | 1 | 0.45049 | 1.8155 | 1.8264 | 1.4938 | High | Low | Medium
STANISLAUS-NEWARK #1 (12KV)-115 kV | ETL.3850 | MISSION | 43 | 0 | 0 | 0% | 0% | 0% | 0 | 0% | 100% | 0 | 0.076546 | 9.1224 | 2.0433 | 1.4268 | Low | Medium | Medium
MALIN-ROUND MTN #2 - 500 kV | ETL.6020 | NORTH VALLEY | 302 | 0 | 1 | 0% | 0% | 0% | 0 | 0% | 100% | 0 | 0.93064 | 4.7226 | 0.32103 | 1.4109 | High | Medium | Low
SMARTVILLE-NICOLAUS #2 - 60 kV | ETL.8000 | SIERRA | 95 | 0 | 0 | 2.105% | 83.16% | 0% | 0 | 89.13% | 91.58% | 1 | 0.76869 | 1 | 1.8274 | 1.4047 | High | Low | Medium
NORTH TOWER-MARTINEZ JCT #1 (21KV)-115 kV | ETL.3130 | EAST BAY | 12 | 0 | 0 | 0% | 0% | 0% | 0 | 0% | 100% | 0 | 0.070471 | 7.8135 | 2.522 | 1.3887 | Low | Medium | High
OCEANO-CALLENDER SW STA-115 kV | ETL.2394 | LOS PADRES | 50 | 0 | 0 | 9.302% | 32.56% | 0% | 0 | 0% | 0% | 0 | 0.12249 | 5.3295 | 2.0624 | 1.3464 | Medium | Medium | Medium
GEYSERS #11-EAGLE ROCK - 115 kV | ETL.4391 | SONOMA | 4 | 0 | 0 | 0% | 0% | 0% | 0 | 0% | 100% | 0 | 0.061672 | 12.6592 | 1.719 | 1.342 | Low | Medium | Medium
JEFFERSON-LAS PULGAS - 60 kV | ETL.7200 | PENINSULA | 6 | 0 | 0 | 0% | 100% | 0% | 0 | 0% | 0% | 0 | 0.35719 | 1 | 3.6666 | 1.3097 | Medium | Low | High
SPI (BURNEY) TAP - 230 kV | ETL.5392 | NORTH VALLEY | 1 | 0 | 0 | 0% | 0% | 0% | 0 | 0% | 100% | 0 | 0.058646 | 14.9507 | 1.4639 | 1.2835 | Low | Medium | Low
BELL-PLACER - 115 kV | ETL.4395 | SIERRA | 21 | 0 | 0 | 0% | 0% | 0% | 2.89 | 57.57% | 100% | 0 | 0.15037 | 3.6855 | 2.2704 | 1.2582 | Medium | Medium | High
GEYSERS #13 TAP - 230 kV | ETL.4781 | HUMBOLDT | 11 | 0 | 0 | 0% | 0% | 0% | 0 | 0% | 100% | 0 | 0.069311 | 11.8328 | 1.4729 | 1.208 | Low | Medium | Low
DELTA-MTN GATE JCT - 60 kV | ETL.6750 | NORTH VALLEY | 191 | 0 | 0 | 3.158% | 34.74% | 0% | 0 | 99.21% | 9.474% | 1 | 0.91983 | 1 | 1.2525 | 1.1521 | High | Low | Low
EL DORADO-MISSOURI FLAT #2-115 kV | ETL.1540 | SIERRA | 21 | 0 | 0 | 4.762% | 33.33% | 0% | 8.7 | 53.84% | 52.38% | 1 | 0.24471 | 2.6346 | 1.7022 | 1.0974 | Medium | Low | Medium
MENDOCINO #1 - 60 kV | ETL.7530 | HUMBOLDT | 53 | 0 | 0 | 3.774% | 62.26% | 0% | 3.15 | 71.56% | 5.66% | 0 | 0.348 | 2.9465 | 1.062 | 1.0889 | Medium | Low | Low
IGNACIO-ALTO-SAUSALITO #1 - 60 kV | ETL.7160 | NORTH BAY | 41 | 0 | 0 | 0% | 0% | 0% | 0 | 9.188% | 81.25% | 0 | 0.098061 | 3.9148 | 2.6865 | 1.0313 | Low | Medium | High
DIABLO-MESA - 230 kV | ETL.4620 | LOS PADRES | 46 | 0 | 0 | 0% | 0% | 0% | 0 | 0% | 100% | 0 | 0.11833 | 3.4238 | 2.507 | 1.0157 | Medium | Medium | High
PORT COSTA BRICK TAP - 60 kV | ETL.6371 | DIABLO | 31 | 0 | 0 | 0% | 9.677% | 3.226% | 1.49 | 100% | 3.226% | 0 | 0.42961 | 1 | 2.3115 | 0.99303 | High | Low | High
MOSS LANDING-LOS BANOS - 500 kV | ETL.6040 | CENTRAL COAST | 94 | 0 | 0 | 0% | 0% | 0% | 0 | 0% | 100% | 0 | 0.132 | 9.0027 | 0.8104 | 0.96305 | Medium | Medium | Low
SMARTVILLE-MARYSVILLE - 60 kV | ETL.7980 | SIERRA | 109 | 0 | 0 | 1.031% | 83.51% | 0% | 0 | 65.15% | 10.31% | 1 | 0.52297 | 1 | 1.7718 | 0.9266 | High | Low | Medium
FORKS OF THE BUTTE TAP - 60 kV | ETL.6722 | NORTH VALLEY | 4 | 0 | 0 | 0% | 0% | 0% | 0 | 0% | 0% | 0 | 0.030161 | 11.463 | 2.6042 | 0.90038 | Low | Medium | High
WISHON-COPPERMINE - 70 kV | ETL.9330 | FRESNO | 108 | 0 | 0 | 0% | 0% | 0% | 0 | 0% | 100% | 1 | 0.28505 | 1.9756 | 1.5652 | 0.8814 | Medium | Low | Medium
FRENCH MEADOWS-MIDDLE FORK - 60 kV | ETL.6870 | SIERRA | 240 | 0 | 0 | 0% | 87.5% | 0% | 0 | 0% | 14.58% | 1 | 0.80761 | 1.5569 | 0.67927 | 0.85409 | High | Low | Low
TEJON-LEBEC - 70 kV | ETL.9250 | KERN | 97 | 1 | 0 | 11.49% | 58.62% | 0% | 0 | 0% | 18.39% | 0 | 0.40208 | 1 | 2.056 | 0.82666 | High | Low | Medium
SALMON CREEK TAP - 60 kV | ETL.6981 | SONOMA | 80 | 0 | 0 | 43.06% | 0% | 0% | 0 | 0% | 6.944% | 0 | 0.13171 | 3.1309 | 1.9979 | 0.82389 | Medium | Medium | Medium
GEYSERS #16 TAP - 230 kV | ETL.4760 | HUMBOLDT | 7 | 0 | 0 | 0% | 0% | 0% | 0 | 0% | 100% | 0 | 0.064845 | 7.6624 | 1.6396 | 0.81465 | Low | Medium | Medium
BOTTLE ROCK TAP D.W.R. - 230 kV | ETL.4771 | HUMBOLDT | 6 | 0 | 0 | 0% | 0% | 0% | 0 | 0% | 100% | 0 | 0.063771 | 6.721 | 1.8892 | 0.80973 | Low | Medium | Medium
MIDWAY-WHIRLWIND - 500 kV | ETL.6030 | KERN | 38 | 2 | 7 | 0% | 0% | 0% | 0 | 0% | 100% | 0 | 0.2111 | 2.2333 | 1.6917 | 0.79756 | Medium | Low | Medium
MISSION POWER TAP-115 kV | ETL.1651 | SONOMA | 22 | 1 | 0 | 13.64% | 0% | 0% | 0 | 0% | 54.55% | 0 | 0.22227 | 2.9024 | 1.1636 | 0.75064 | Medium | Low | Low
IGNACIO-STAFFORD-60 kV | ETL.1042 | NORTH BAY | 20 | 0 | 0 | 30.77% | 46.15% | 0% | 0 | 0% | 0% | 0 | 0.087593 | 3.3581 | 2.5477 | 0.74938 | Low | Medium | High
BELDEN TAP - 230 kV | ETL.4441 | NORTH VALLEY | 3 | 0 | 0 | 0% | 0% | 0% | 0 | 0% | 100% | 0 | 0.060648 | 16.5456 | 0.73184 | 0.73437 | Low | Medium | Low
HAT CREEK #1-WESTWOOD - 60 kV | ETL.7030 | NORTH VALLEY | 1023 | 0 | 0 | 0.7752% | 89.04% | 0% | 0 | 100% | 2.993% | 1 | 1 | 1.0339 | 0.70458 | 0.7285 | High | Low | Low
LONE STAR TAP - 60 kV | ETL.6231 | CENTRAL COAST | 16 | 0 | 0 | 0% | 0% | 0% | 0 | 0% | 0% | 0 | 0.032884 | 8.2286 | 2.6652 | 0.72118 | Low | Medium | High
CHRISTIE-WILLOW PASS - 60 kV | ETL.6370 | DIABLO | 47 | 0 | 0 | 6.977% | 41.86% | 0% | 12.86 | 81.55% | 6.977% | 1 | 0.31965 | 1 | 2.1817 | 0.69739 | Medium | Low | High
DIVIDE-VANDENBERG #2 - 70 kV | ETL.8630 | LOS PADRES | 52 | 0 | 0 | 37.25% | 1.961% | 0% | 0 | 0% | 0% | 0 | 0.13869 | 1.9478 | 2.4969 | 0.67451 | Medium | Low | High
MOSS LANDING-DEL MONTE #1 - 115 kV | ETL.2830 | CENTRAL COAST | 53 | 0 | 0 | 0% | 0% | 0% | 0 | 0% | 100% | 1 | 0.11466 | 2.6032 | 2.2536 | 0.67267 | Low | Low | High
HELMS-GREGG #1 - 230 kV | ETL.4870 | FRESNO | 182 | 0 | 0 | 0% | 0% | 0% | 0 | 0% | 100% | 1 | 0.55546 | 1.2035 | 0.99638 | 0.66606 | High | Low | Low
PLUMAS-SIERRA TAP - 60 kV | ETL.6291 | NORTH VALLEY | 8 | 0 | 0 | 0% | 0% | 0% | 0 | 0% | 0% | 0 | 0.029134 | 11.2183 | 1.9892 | 0.65014 | Low | Medium | Medium
IONE TAP - 60 kV | ETL.8253 | STOCKTON | 53 | 0 | 0 | 0% | 56.82% | 0% | 0 | 0% | 4.545% | 0 | 0.10537 | 2.7598 | 2.2241 | 0.6468 | Low | Low | High
JEFFERSON-STANFORD - 60 kV | ETL.7220 | PENINSULA | 67 | 0 | 0 | 20.97% | 1.613% | 0% | 0 | 0% | 3.226% | 0 | 0.15176 | 1 | 4.0198 | 0.61007 | Medium | Low | High
ELK CREEK TAP - 60 kV | ETL.6921 | NORTH VALLEY | 61 | 0 | 0 | 0% | 53.33% | 0% | 0 | 0.835% | 3.333% | 1 | 0.077126 | 6.6027 | 1.157 | 0.58918 | Low | Medium | Low
EVERGREEN-ALMADEN - 60 kV | ETL.6830 | SAN JOSE | 8 | 0 | 0 | 0% | 100% | 0% | 0 | 0% | 0% | 0 | 0.3531 | 1 | 1.629 | 0.57521 | Medium | Low | Medium
BRIGHTON-CLAYTON #1-115 kV | ETL.1120 | DIABLO | 13 | 0 | 0 | 0% | 0% | 0% | 6.64 | 100% | 100% | 0 | 0.25929 | 1 | 2.2084 | 0.57261 | Medium | Low | High
OLEUM-NORTH TOWER-CHRISTIE - 115 kV | ETL.3180 | DIABLO | 30 | 0 | 0 | 0% | 0% | 0% | 1.48 | 67.31% | 93.33% | 1 | 0.22195 | 1 | 2.482 | 0.55087 | Medium | Low | High
CHRISTIE-FRANKLIN #2 - 60 kV | ETL.6360 | EAST BAY | 22 | 0 | 0 | 4.545% | 13.64% | 50% | 0 | 0% | 4.545% | 0 | 0.19878 | 1 | 2.541 | 0.5051 | Medium | Low | High
MONTICELLO PH TAP - 115 kV | ETL.1602 | SACRAMENTO | 16 | 0 | 0 | 0% | 18.75% | 0% | 0 | 0% | 26.32% | 0 | 0.088685 | 8.9217 | 0.63341 | 0.50117 | Low | Medium | Low
TABLE MTN-PALERMO - 230 kV | ETL.5690 | NORTH VALLEY | 43 | 0 | 0 | 0% | 0% | 0% | 0 | 0% | 97.37% | 0 | 0.10573 | 1.6725 | 2.7651 | 0.48895 | Low | Low | High
HAT CREEK #1-PIT #1 - 60 kV | ETL.7020 | NORTH VALLEY | 89 | 0 | 0 | 0% | 49.44% | 0% | 5.86 | 96.95% | 34.83% | 1 | 0.57724 | 1 | 0.80722 | 0.46596 | High | Low | Low
FROGTOWN #1 TAP - 115 kV | ETL.3831 | STOCKTON | 1 | 0 | 0 | 0% | 0% | 0% | 0 | 100% | 100% | 0 | 0.22968 | 1 | 2.0276 | 0.46569 | Medium | Low | Medium
NARROWS #2 TAP-60 kV | ETL.6521 | SIERRA | 48 | 0 | 0 | 0% | 39.58% | 0% | 0 | 0% | 6.25% | 0 | 0.11357 | 1.9771 | 2.059 | 0.46233 | Low | Low | Medium
MERCED FALLS-EXCHEQUER - 70 kV | ETL.8990 | YOSEMITE | 30 | 0 | 0 | 0% | 0% | 0% | 0 | 93.98% | 100% | 1 | 0.29771 | 1.393 | 1.0875 | 0.45101 | Medium | Low | Low
PIT #5-ROUND MTN #2 - 230 kV | ETL.5430 | NORTH VALLEY | 134 | 0 | 0 | 1.493% | 1.493% | 0% | 0 | 0% | 41.04% | 0 | 0.44052 | 1.9709 | 0.51681 | 0.44871 | High | Low | Low
SURF TAP - 115 kV | ETL.1381 | LOS PADRES | 35 | 1 | 0 | 0% | 68.75% | 0% | 0 | 0% | 6.25% | 0 | 0.16981 | 1 | 2.4883 | 0.42254 | Medium | Low | High
PITTSBURG-TESLA #1 - 230 kV | ETL.5510 | DIABLO | 77 | 0 | 0 | 0% | 0% | 0% | 0 | 0% | 100% | 1 | 0.18651 | 1 | 2.2232 | 0.41465 | Medium | Low | High
IGNACIO-ALTO - 60 kV | ETL.7150 | NORTH BAY | 38 | 0 | 0 | 4.545% | 50% | 0% | 0 | 1.34% | 4.545% | 0 | 0.13169 | 1 | 3.0733 | 0.40472 | Medium | Low | High
KANAKA TAP-115 kV | ETL.4223 | NORTH VALLEY | 33 | 0 | 0 | 0% | 0% | 0% | 0 | 0% | 36.36% | 0 | 0.064113 | 4.252 | 1.4609 | 0.39826 | Low | Medium | Low
CHRISTIE-FRANKLIN #1 - 60 kV | ETL.6350 | EAST BAY | 25 | 0 | 0 | 8.696% | 17.39% | 39.13% | 0 | 0% | 0% | 0 | 0.15486 | 1 | 2.5427 | 0.39376 | Medium | Low | High
MONTA VISTA-LOS GATOS - 60 kV | ETL.7610 | DE ANZA | 39 | 0 | 0 | 2.857% | 77.14% | 0% | 0 | 0% | 0% | 1 | 0.12447 | 1 | 3.0933 | 0.38504 | Medium | Low | High
GEYSERS #18 TAP - 230 kV | ETL.4784 | SONOMA | 4 | 0 | 0 | 0% | 0% | 0% | 0 | 0% | 100% | 0 | 0.061672 | 4.4877 | 1.363 | 0.37723 | Low | Medium | Low
CHOWCHILLA-KERCKHOFF - 115 kV | ETL.1250 | YOSEMITE | 120 | 0 | 0 | 3.093% | 54.64% | 0% | 0 | 0% | 36.08% | 1 | 0.2816 | 1 | 1.2617 | 0.35529 | Medium | Low | Low
IGNACIO-SAN RAFAEL #3 - 115 kV | ETL.1860 | NORTH BAY | 10 | 0 | 0 | 0% | 50% | 0% | 0 | 0% | 0% | 0 | 0.11436 | 1 | 3.038 | 0.34744 | Low | Low | High
CASTAIC TAP - 70 kV | ETL.9253 | KERN | 1 | 0 | 0 | 100% | 0% | 0% | 0 | 0% | 0% | 0 | 0.16658 | 1 | 2.0854 | 0.34739 | Medium | Low | Medium
BUCKS CREEK-ROCK CREEK-CRESTA - 230 kV | ETL.4430 | NORTH VALLEY | 85 | 0 | 0 | 0% | 0% | 0% | 0 | 0% | 100% | 1 | 0.21814 | 1.2843 | 1.2165 | 0.34081 | Medium | Low | Low
BEALE AFB (WAPA) #1 TAP - 60 kV | ETL.8001 | SIERRA | 1 | 0 | 0 | 0% | 0% | 0% | 0 | 100% | 100% | 0 | 0.22968 | 1 | 1.4333 | 0.3292 | Medium | Low | Low
DINOSAUR POINT TAP-70 kV | ETL.8961 | CENTRAL COAST | 13 | 0 | 0 | 18.18% | 27.27% | 0% | 0 | 65.69% | 0% | 0 | 0.24807 | 1 | 1.2955 | 0.32137 | Medium | Low | Low
WINTU TAP-60 kV | ETL.6311 | NORTH VALLEY | 13 | 0 | 0 | 27.27% | 45.45% | 0% | 0 | 0% | 0% | 0 | 0.14999 | 1 | 2.0875 | 0.31309 | Medium | Low | Medium
PITTSBURG-COLUMBIA STEEL - 115 kV | ETL.3300 | DIABLO | 9 | 1 | 0 | 0% | 0% | 0% | 0 | 0% | 100% | 0 | 0.13966 | 1 | 2.1957 | 0.30666 | Medium | Low | High
CRUSHER TAP - 60 kV | ETL.6241 | CENTRAL COAST | 25 | 0 | 0 | 8% | 8% | 0% | 0 | 0% | 4% | 0 | 0.10917 | 1 | 2.7507 | 0.30028 | Low | Low | High
CONTRA COSTA-LAS POSITAS - 230 kV | ETL.4510 | MISSION | 66 | 0 | 0 | 0% | 0% | 0% | 0 | 0% | 100% | 0 | 0.14924 | 1 | 1.9509 | 0.29114 | Medium | Low | Medium
PITTSBURG-MARTINEZ #1 - 115 kV | ETL.3320 | DIABLO | 7 | 1 | 0 | 0% | 0% | 0% | 0 | 0% | 100% | 0 | 0.1313 | 1 | 2.2121 | 0.29045 | Medium | Low | High
BRIONES TAP - 60 kV | ETL.7055 | DIABLO | 91 | 0 | 0 | 0% | 80.56% | 0% | 0 | 0% | 0% | 0 | 0.14549 | 1 | 1.9905 | 0.2896 | Medium | Low | Medium
TESLA-SALADO-MANTECA - 115 kV | ETL.4000 | YOSEMITE | 44 | 0 | 0 | 0% | 21.05% | 10.53% | 0 | 18.28% | 0% | 0 | 0.22462 | 1 | 1.2632 | 0.28375 | Medium | Low | Low
COLEMAN-COTTONWOOD - 60 kV | ETL.6430 | NORTH VALLEY | 37 | 0 | 0 | 0% | 74.07% | 0% | 0 | 0% | 3.704% | 0 | 0.07954 | 2.0334 | 1.6429 | 0.26572 | Low | Low | Medium
ARCO-POLONIO PASS PP - 70 kV | ETL.8450 | KERN | 129 | 2 | 0 | 1.653% | 84.3% | 0% | 0 | 0% | 2.479% | 0 | 0.57257 | 1 | 0.45771 | 0.26207 | High | Low | Low
IGNACIO-SAN RAFAEL #1 - 115 kV | ETL.1850 | NORTH BAY | 23 | 0 | 0 | 0% | 0% | 0% | 0 | 0% | 100% | 0 | 0.075294 | 1 | 3.3963 | 0.25572 | Low | Low | High
BEALE AFB (WAPA) #2 TAP - 60 kV | ETL.7971 | SIERRA | 2 | 0 | 0 | 0% | 0% | 0% | 0 | 100% | 50% | 0 | 0.17272 | 1 | 1.4324 | 0.2474 | Medium | Low | Low
PIT #5-ROUND MTN #1 - 230 kV | ETL.5420 | NORTH VALLEY | 131 | 0 | 0 | 0% | 0% | 0% | 0 | 0% | 41.22% | 0 | 0.29001 | 1.603 | 0.52519 | 0.24415 | Medium | Low | Low
PIT #3-CARBERRY SW STA - 230 kV | ETL.5450 | NORTH VALLEY | 82 | 0 | 0 | 0% | 0% | 0% | 0 | 0% | 100% | 0 | 0.18381 | 1.14 | 1.1176 | 0.23419 | Medium | Low | Low
FORT SEWARD TAP - 60 kV | ETL.6222 | HUMBOLDT | 58 | 0 | 0 | 0% | 12.5% | 0% | 0 | 0% | 12.5% | 0 | 0.078687 | 3.4952 | 0.84794 | 0.23321 | Low | Medium | Low
TULLOCH TAP - 115 kV | ETL.1071 | STOCKTON | 5 | 0 | 0 | 0% | 66.67% | 0% | 0 | 0% | 0% | 0 | 0.11618 | 1 | 1.8639 | 0.21656 | Low | Low | Medium
JEFFERSON-HILLSDALE JCT - 60 kV | ETL.7190 | PENINSULA | 28 | 0 | 0 | 0% | 0% | 0% | 0 | 0% | 77.78% | 0 | 0.06669 | 1 | 3.1931 | 0.21295 | Low | Low | High
UNION CHEMICAL TAP - 60 kV | ETL.6351 | EAST BAY | 11 | 0 | 0 | 0% | 75% | 0% | 0 | 0% | 0% | 0 | 0.08119 | 1 | 2.573 | 0.2089 | Low | Low | High
TESLA-LOS BANOS #1 - 500 kV | ETL.6100 | YOSEMITE | 18 | 5 | 0 | 0% | 0% | 0% | 0 | 0% | 100% | 0 | 0.16011 | 1 | 1.2754 | 0.20419 | Medium | Low | Low
TRACY-LOS BANOS - 500 kV | ETL.6130 | YOSEMITE | 16 | 10 | 0 | 0% | 0% | 0% | 0 | 0% | 100% | 0 | 0.15772 | 1 | 1.2703 | 0.20034 | Medium | Low | Low
OXBOW TAP - 60 kV | ETL.7561 | SIERRA | 3 | 0 | 0 | 0% | 33.33% | 0% | 0 | 0% | 0% | 0 | 0.11618 | 1 | 1.7161 | 0.19938 | Low | Low | Medium
FIBREBOARD STANDARD TAP - 115 kV | ETL.1404 | YOSEMITE | 3 | 0 | 0 | 66.67% | 0% | 0% | 0 | 0% | 0% | 0 | 0.073687 | 1 | 2.6129 | 0.19254 | Low | Low | High
BUTTE VALLEY-CARIBOU-115 kV | ETL.1180 | NORTH VALLEY | 65 | 0 | 0 | 0% | 0% | 0% | 0 | 0% | 93.75% | 1 | 0.15471 | 1.1597 | 1.0396 | 0.18651 | Medium | Low | Low
PITTSBURG-CLAYTON #1 - 115 kV | ETL.3280 | DIABLO | 20 | 0 | 0 | 0% | 0% | 0% | 0 | 0% | 100% | 0 | 0.079108 | 1 | 2.3268 | 0.18406 | Low | Low | High
BEARDSLEY TAP - 115 kV | ETL.1401 | YOSEMITE | 38 | 0 | 0 | 0% | 0% | 0% | 0 | 0% | 16.67% | 0 | 0.058707 | 2.4196 | 1.2908 | 0.18336 | Low | Low | Low
PITTSBURG-CLAYTON #3 - 115 kV | ETL.3290 | DIABLO | 16 | 0 | 0 | 0% | 0% | 0% | 0 | 0% | 100% | 0 | 0.075294 | 1 | 2.3404 | 0.17622 | Low | Low | High
SAN MATEO-HILLSDALE JCT - 60 kV | ETL.7950 | PENINSULA | 18 | 0 | 0 | 35.71% | 0% | 0% | 0 | 0% | 7.143% | 0 | 0.069099 | 1 | 2.4707 | 0.17073 | Low | Low | High
TOCALOMA TAP - 60 kV | ETL.7721 | NORTH BAY | 10 | 0 | 0 | 0% | 30% | 0% | 0 | 0% | 0% | 0 | 0.066994 | 1 | 2.5224 | 0.16899 | Low | Low | High
HELMS-GREGG #2 - 230 kV | ETL.4880 | FRESNO | 104 | 0 | 0 | 0% | 0% | 0% | 0 | 0% | 100% | 1 | 0.25347 | 1 | 0.64108 | 0.16249 | Medium | Low | Low
NEWARK-LAWRENCE LAB - 115 kV | ETL.3060 | MISSION | 1 | 0 | 0 | 0% | 0% | 0% | 64486.08 | 100% | 100% | 0 | 0.07622 | 1 | 2.1299 | 0.16234 | Low | Low | Medium
GRIZZLY TAP - 115 kV | ETL.2395 | NORTH VALLEY | 28 | 0 | 0 | 0% | 0% | 0% | 0 | 0% | 0% | 0 | 0.077912 | 23.3943 | 0.088896 | 0.16203 | Low | High | Low
ARCO-CHOLAME - 70 kV | ETL.8440 | KERN | 82 | 12 | 0 | 4.255% | 63.83% | 0% | 23.2 | 0% | 8.511% | 1 | 0.35869 | 1 | 0.45011 | 0.16145 | Medium | Low | Low
PITTSBURG-EASTSHORE - 230 kV | ETL.5462 | DIABLO | 13 | 0 | 1 | 0% | 0% | 0% | 0 | 0% | 100% | 0 | 0.071649 | 1 | 2.249 | 0.16114 | Low | Low | High
MUSTANG TAP - 70 kV | ETL.9091 | LOS PADRES | 9 | 0 | 0 | 66.67% | 0% | 0% | 0 | 0% | 0% | 0 | 0.081339 | 1 | 1.9588 | 0.15932 | Low | Low | Medium
MTN GATE TAP - 60 kV | ETL.7641 | NORTH VALLEY | 11 | 0 | 0 | 0% | 72.73% | 0% | 0 | 0% | 0% | 0 | 0.085275 | 1 | 1.8682 | 0.15931 | Low | Low | Medium
DIABLO UNIT #2 - 500 kV | ETL.5950 | LOS PADRES | 6 | 0 | 0 | 0% | 0% | 0% | 0 | 0% | 100% | 0 | 0.063771 | 1 | 2.4808 | 0.1582 | Low | Low | High
DIABLO UNIT #1 - 500 kV | ETL.5940 | LOS PADRES | 5 | 0 | 1 | 0% | 0% | 0% | 0 | 0% | 100% | 0 | 0.062713 | 1 | 2.4859 | 0.1559 | Low | Low | High
MILLBRAE-SNEATH LANE - 60 kV | ETL.7570 | PENINSULA | 6 | 0 | 0 | 0% | 0% | 0% | 0 | 4.846% | 100% | 0 | 0.067324 | 1 | 2.3087 | 0.15543 | Low | Low | High
PIT #6 JCT-ROUND MTN - 230 kV | ETL.5440 | NORTH VALLEY | 80 | 0 | 0 | 0% | 0% | 0% | 0 | 0% | 38.75% | 0 | 0.13894 | 1.6386 | 0.67814 | 0.1544 | Medium | Low | Low
GEYSERS #5-GEYSERS #3 - 115 kV | ETL.1670 | SONOMA | 9 | 0 | 0 | 22.22% | 22.22% | 0% | 0 | 0% | 0% | 0 | 0.10219 | 1 | 1.4634 | 0.14954 | Low | Low | Low
BUELLTON TAP - 115 kV | ETL.1201 | LOS PADRES | 28 | 0 | 0 | 4% | 56% | 0% | 0 | 0% | 0% | 0 | 0.13152 | 1 | 1.13 | 0.14862 | Medium | Low | Low
DIABLO PP STANDBY SUPPLY - 230 kV | ETL.4610 | LOS PADRES | 2 | 0 | 0 | 0% | 0% | 0% | 0 | 0% | 100% | 0 | 0.059639 | 1 | 2.484 | 0.14814 | Low | Low | High
MONTA VISTA-SARATOGA - 230 kV | ETL.5240 | DE ANZA | 5 | 0 | 0 | 0% | 0% | 0% | 0 | 0% | 100% | 0 | 0.059639 | 1 | 2.4828 | 0.14807 | Low | Low | High
JEFFERSON-MARTIN - 230 kV | ETL.5710 | PENINSULA | 13 | 0 | 0 | 0% | 0% | 0% | 0 | 0% | 100% | 0 | 0.065935 | 1 | 2.2286 | 0.14694 | Low | Low | High
GRAPEVINE TAP - 70 kV | ETL.9252 | KERN | 3 | 0 | 0 | 33.33% | 0% | 0% | 0 | 0% | 0% | 0 | 0.073687 | 1 | 1.9596 | 0.1444 | Low | Low | Medium
SILVERADO-FULTON JCT - 115 kV | ETL.1610 | NORTH BAY | 2 | 0 | 0 | 0% | 0% | 0% | 0 | 99.73% | 0% | 1 | 0.12512 | 1 | 1.1339 | 0.14188 | Medium | Low | Low
MARTIN-SNEATH LANE - 60 kV | ETL.7210 | PENINSULA | 8 | 0 | 0 | 0% | 0% | 0% | 0 | 0% | 100% | 0 | 0.060648 | 1 | 2.322 | 0.14082 | Low | Low | High
MELONES-WILSON - 230 kV | ETL.5080 | YOSEMITE | 28 | 0 | 0 | 0% | 0% | 0% | 0 | 0% | 100% | 0 | 0.084467 | 1 | 1.6558 | 0.13986 | Low | Low | Medium
JEFFERSON #1 - 60 kV | ETL.6831 | PENINSULA | 4 | 0 | 0 | 0% | 0% | 0% | 0 | 0% | 33.33% | 0 | 0.037725 | 1 | 3.6885 | 0.13915 | Low | Low | High
PITTSBURG-TASSAJARA - 230 kV | ETL.5470 | DIABLO | 3 | 0 | 0 | 0% | 0% | 0% | 0 | 0% | 100% | 0 | 0.060648 | 1 | 2.2494 | 0.13642 | Low | Low | High
CONTRA COSTA-MORAGA #2 - 230 kV | ETL.5453 | DIABLO | 2 | 0 | 0 | 0% | 0% | 0% | 0 | 0% | 100% | 0 | 0.059639 | 1 | 2.2504 | 0.13421 | Low | Low | High
US WINDPOWER #3 TAP - 230 kV | ETL.4521 | MISSION | 1 | 0 | 0 | 0% | 0% | 0% | 0 | 0% | 100% | 0 | 0.058646 | 1 | 2.2728 | 0.13329 | Low | Low | High
PITTSBURG-CLAYTON #4 - 115 kV | ETL.3291 | DIABLO | 1 | 0 | 0 | 0% | 0% | 0% | 0 | 0% | 100% | 0 | 0.058646 | 1 | 2.2207 | 0.13023 | Low | Low | High
CRYSTAL SPRINGS TAP-60 kV | ETL.7211 | PENINSULA | 5 | 0 | 0 | 20% | 0% | 0% | 0 | 0% | 20% | 0 | 0.056012 | 1 | 2.2732 | 0.12733 | Low | Low | High
LONE TREE-CAYETANO - 230 kV | ETL.6160 | MISSION | 3 | 0 | 0 | 0% | 0% | 0% | 0 | 0% | 100% | 0 | 0.060648 | 1 | 2.0663 | 0.12532 | Low | Low | Medium
MCSWAIN TAP - 70 kV | ETL.8991 | YOSEMITE | 13 | 0 | 0 | 0% | 62.5% | 0% | 0 | 0% | 0% | 0 | 0.12567 | 1 | 0.94815 | 0.11915 | Medium | Low | Low
MONTA VISTA-PERMANENTE - 60 kV | ETL.7620 | DE ANZA | 1 | 0 | 0 | 0% | 0% | 0% | 0 | 0% | 100% | 0 | 0.058646 | 1 | 2.0112 | 0.11795 | Low | Low | Medium
KERCKHOFF #1-KERCKHOFF #2 - 115 kV | ETL.1880 | FRESNO | 13 | 0 | 0 | 0% | 0% | 0% | 0 | 0% | 100% | 0 | 0.071649 | 1 | 1.6245 | 0.1164 | Low | Low | Medium
JESSUP TAP - 115 kV | ETL.4041 | NORTH VALLEY | 9 | 0 | 0 | 0% | 22.22% | 0% | 0 | 0% | 22.22% | 0 | 0.067151 | 1 | 1.7222 | 0.11564 | Low | Low | Medium
PIT #1-MCARTHUR | ETL.7790 | NORTH VALLEY | 44 | 0 | 0 | 6.977% | 62.79% | 0% | 0 | 0% | 41.86% | 1 | 0.16033 | 1 | 0.70971 | 0.11379 | Medium | Low | Low
GEYSERS #17-FULTON - 230 kV | ETL.4770 | SONOMA | 8 | 0 | 0 | 0% | 0% | 0% | 0 | 0% | 100% | 0 | 0.065935 | 1 | 1.7045 | 0.11239 | Low | Low | Medium
BRUNSWICK #2 TAP - 115 kV | ETL.1431 | SIERRA | 1 | 0 | 0 | 0% | 0% | 0% | 0 | 0% | 100% | 0 | 0.058646 | 1 | 1.8401 | 0.10791 | Low | Low | Medium
COTTLE-MELONES - 230 kV | ETL.4530 | STOCKTON | 1 | 0 | 0 | 0% | 0% | 0% | 0 | 0% | 100% | 0 | 0.058646 | 1 | 1.6592 | 0.097305 | Low | Low | Medium
SANTA FE GEOTHERMAL TAP - 230 kV | ETL.4782 | SONOMA | 8 | 0 | 0 | 0% | 0% | 0% | 0 | 0% | 100% | 0 | 0.065935 | 1 | 1.4721 | 0.097064 | Low | Low | Low
MESA-SISQUOC - 115 kV | ETL.2460 | LOS PADRES | 21 | 0 | 0 | 0% | 44.44% | 0% | 0 | 0% | 11.11% | 0 | 0.082574 | 1 | 1.1534 | 0.095243 | Low | Low | Low
GEYSERS #3-EAGLE ROCK - 115 kV | ETL.1660 | SONOMA | 20 | 0 | 0 | 0% | 0% | 0% | 0 | 0% | 65% | 0 | 0.063056 | 1 | 1.4649 | 0.092369 | Low | Low | Low
TESLA-SALADO #1 - 115 kV | ETL.3990 | YOSEMITE | 12 | 0 | 0 | 0% | 0% | 0% | 0 | 0% | 100% | 0 | 0.070471 | 1 | 1.2655 | 0.089179 | Low | Low | Low
QUINTO SW STA-WESTLEY - 230 kV | ETL.5070 | YOSEMITE | 12 | 0 | 0 | 0% | 0% | 0% | 0 | 0% | 100% | 0 | 0.070471 | 1 | 1.2646 | 0.089119 | Low | Low | Low
GEYSERS #7-EAGLE ROCK - 115 kV | ETL.1680 | SONOMA | 16 | 0 | 0 | 0% | 0% | 0% | 0 | 0% | 56.25% | 0 | 0.055437 | 1 | 1.5297 | 0.084803 | Low | Low | Medium
YANKE (NORTH FORK) TAP-70 kV | ETL.9341 | YOSEMITE | 8 | 0 | 0 | 0% | 12.5% | 0% | 0 | 0% | 0% | 0 | 0.064797 | 1 | 1.1743 | 0.07609 | Low | Low | Low
SAN BRUNO TAP - 60 kV | ETL.7572 | PENINSULA | 13 | 0 | 0 | 0% | 0% | 0% | 0 | 0% | 0% | 0 | 0.031223 | 1 | 2.335 | 0.072905 | Low | Low | High
SPRING GAP TAP - 115 kV | ETL.1402 | YOSEMITE | 21 | 0 | 0 | 0% | 0% | 0% | 0 | 0% | 14.29% | 0 | 0.044777 | 1 | 1.5822 | 0.070848 | Low | Low | Medium
MESA-SANTA MARIA - 115 kV | ETL.2450 | LOS PADRES | 3 | 0 | 0 | 0% | 0% | 0% | 0 | 0% | 100% | 0 | 0.059639 | 1 | 1.1658 | 0.06953 | Low | Low | Low
LUCERNE #2 TAP - 115 kV | ETL.2411 | HUMBOLDT | 2 | 0 | 0 | 0% | 0% | 0% | 0 | 0% | 50% | 0 | 0.041802 | 1 | 1.6445 | 0.068743 | Low | Low | Medium
PERMANENTE #2 TAP - 60 kV | ETL.7622 | DE ANZA | 4 | 0 | 0 | 0% | 0% | 0% | 0 | 0% | 0% | 0 | 0.030161 | 1 | 2.007 | 0.060533 | Low | Low | Medium
SMARTVILLE TAP - 60 kV | ETL.6522 | SIERRA | 1 | 0 | 0 | 0% | 0% | 0% | 0 | 0% | 0% | 0 | 0.028634 | 1 | 2.0448 | 0.05855 | Low | Low | Medium
PERMANENTE #1 TAP - 60 kV | ETL.7621 | DE ANZA | 2 | 0 | 0 | 0% | 0% | 0% | 0 | 0% | 0% | 0 | 0.028634 | 1 | 2.0089 | 0.057521 | Low | Low | Medium
COLLINS PINE TAP | ETL.7001 | NORTH VALLEY | 6 | 0 | 0 | 0% | 0% | 0% | 0 | 0% | 0% | 0 | 0.029134 | 1 | 1.9662 | 0.057285 | Low | Low | Medium
MORRO BAY-GATES #2 - 230 kV | ETL.5280 | LOS PADRES | 2 | 0 | 0 | 0% | 0% | 0% | 0 | 0% | 100% | 0 | 0.058646 | 1 | 0.87602 | 0.051375 | Low | Low | Low
LUCERNE #1 TAP - 115 kV | ETL.1331 | HUMBOLDT | 3 | 0 | 0 | 0% | 0% | 0% | 0 | 0% | 0% | 0 | 0.029643 | 1 | 1.6452 | 0.04877 | Low | Low | Medium
PIT #7 TAP - 230 kV | ETL.5442 | NORTH VALLEY | 34 | 0 | 0 | 0% | 0% | 0% | 0 | 0% | 55.88% | 0 | 0.074679 | 1 | 0.63028 | 0.047068 | Low | Low | Low
SANDBAR TAP - 115 kV | ETL.1403 | YOSEMITE | 2 | 0 | 0 | 0% | 0% | 0% | 0 | 0% | 0% | 0 | 0.029134 | 1 | 1.5673 | 0.045661 | Low | Low | Medium
COBURN-OIL FIELDS #1 - 60 kV | ETL.6410 | CENTRAL COAST | 11 | 0 | 0 | 0% | 0% | 0% | 0 | 0% | 0% | 0 | 0.028634 | 1 | 1.3363 | 0.038263 | Low | Low | Low
MALACHA TAP - 230 kV | ETL.5910 | NORTH VALLEY | 2 | 0 | 0 | 0% | 0% | 0% | 0 | 0% | 100% | 0 | 0.059639 | 1 | 0.54048 | 0.032234 | Low | Low | Low
HUMBOLDT #1 - 60 kV | ETL.7113 | HUMBOLDT | 9 | 0 | 0 | 0% | 0% | 0% | 0 | 0% | 0% | 0 | 0.028634 | 1 | 0.83674 | 0.023959 | Low | Low | Low
JANES CREEK TAP - 60 kV | ETL.6805 | HUMBOLDT | 5 | 0 | 0 | 0% | 0% | 0% | 0 | 0% | 0% | 0 | 0.028634 | 1 | 0.83596 | 0.023937 | Low | Low | Low
PIT #4 TAP - 230 kV | ETL.5432 | NORTH VALLEY | 62 | 0 | 0 | 0% | 0% | 0% | 0 | 0% | 100% | 0 | 0.15616 | 1 | 0.083247 | 0.013 | Medium | Low | Low
PIT #6 TAP - 230 kV | ETL.5441 | NORTH VALLEY | 41 | 0 | 0 | 0% | 0% | 0% | 0 | 0% | 29.27% | 0 | 0.069709 | 4.0454 | 0.031412 | 0.0088581 | Low | Medium | Low
BRENTWOOD-KELSO - 230 kV | ETL.4410 | DIABLO | 22 | 0 | 0 | 0% | 0% | 0% | 0 | 0% | 100% | 0 | 0.079108 | 1 | 0.077202 | 0.0061072 | Low | Low | Low
BLACK TAP - 230 kV | ETL.5431 | NORTH VALLEY | 3 | 0 | 0 | 0% | 0% | 0% | 0 | 0% | 100% | 0 | 0.060648 | 1 | 0.086236 | 0.00523 | Low | Low | Low
CLOVER CREEK TAP - 60 kV | ETL.7291 | NORTH VALLEY | 1 | 0 | 0 | 0% | 0% | 0% | 0 | 0% | 0% | 0 | 0.028634 | 1 | 0.018613 | 0.00053297 | Low | Low | Low
KINGS RIVER-SANGER-REEDLEY - 115 kV | ETL.2030 | FRESNO | 26 | 0 | 0 | 5% | 10% | 25% | 0 | 0% | 55% | 1 | 0.20768 | 7.2289 | 0 | 0 | Medium | Medium | Low
MIDWAY-SANTA MARIA-115 kV | ETL.9240 | LOS PADRES | 170 | 0 | 0 | 0% | 0% | 1.98% | 0 | 0% | 88.12% | 0 | 0.46596 | 9.0233 | 0 | 0 | High | Medium | Low
COBURN-PANOCHE - 230 kV | ETL.4460 | CENTRAL COAST | 81 | 0 | 0 | 0% | 0% | 0% | 0 | 0% | 100% | 0 | 0.17852 | 5.178 | 0 | 0 | Medium | Medium | Low
DELEVAN-VACA #2 - 230 kV | ETL.4231 | SACRAMENTO | 51 | 0 | 0 | 0% | 0% | 0% | 0 | 0% | 100% | 0 | 0.065935 | 14.0021 | 0 | 0 | Low | Medium | Low
COALINGA #1-SAN MIGUEL - 70 kV | ETL.8580 | LOS PADRES | 114 | 0 | 0 | 0% | 5.208% | 0% | 18.15 | 48.09% | 95.83% | 1 | 0.64888 | 1 | 0 | 0 | High | Low | Low
HAAS-MCCALL - 230 kV | ETL.4850 | FRESNO | 136 | 0 | 0 | 0% | 0% | 0% | 0 | 0% | 100% | 0 | 0.37542 | 1.3485 | 0 | 0 | Medium | Low | Low
BALCH-SANGER - 115 kV | ETL.1050 | FRESNO | 113 | 0 | 0 | 0% | 0% | 0% | 0 | 0% | 100% | 1 | 0.29608 | 1.1292 | 0 | 0 | Medium | Low | Low
TEMPLETON-GATES - 230 kV | ETL.5934 | LOS PADRES | 57 | 0 | 0 | 0% | 0% | 0% | 0 | 0% | 100% | 0 | 0.097748 | 1 | 0 | 0 | Low | Low | Low
TEMBLOR-SAN LUIS OBISPO - 115 kV | ETL.3960 | LOS PADRES | 185 | 0 | 0 | 0% | 0% | 0% | 0 | 99.7% | 100% | 1 | 0.83275 | 1 | 0 | 0 | High | Low | Low
CRAZY HORSE CANYON-SAN BENITO-115 kV | ETL.2152 | CENTRAL COAST | 21 | 2 | 0 | 0% | 0% | 0% | 0 | 86.25% | 100% | 0 | 0.4282 | 1 | 0 | 0 | High | Low | Low
COTTONWOOD #1 - 60 kV | ETL.6620 | NORTH VALLEY | 66 | 0 | 0 | 0% | 0% | 0% | 0 | 2.224% | 100% | 1 | 0.15841 | 1 | 0 | 0 | Medium | Low | Low
COPPERMINE-TIVY VALLEY - 70 kV | ETL.8590 | FRESNO | 116 | 0 | 0 | 15.38% | 30.77% | 0% | 0 | 0% | 23.08% | 1 | 0.12685 | 8.1495 | 0 | 0 | Medium | Medium | Low
SISQUOC-GAREY - 115 kV | ETL.3690 | LOS PADRES | 11 | 0 | 0 | 0% | 12.5% | 0% | 0 | 0% | 0% | 0 | 0.064797 | 7.3865 | 0 | 0 | Low | Medium | Low
VEDDER TAP - 115 kV | ETL.2141 | KERN | 54 | 0 | 0 | 11.32% | 62.26% | 0% | 44754.84 | 99.64% | 15.09% | 0 | 0.29985 | 1 | 0 | 0 | Medium | Low | Low
CORTINA #4 - 60 kV | ETL.6610 | SACRAMENTO | 16 | 0 | 0 | 0% | 75% | 0% | 0 | 45.48% | 25% | 1 | 0.24748 | 1 | 0 | 0 | Medium | Low | Low
HAAS-WOODCHUCK - 70 kV | ETL.8730 | FRESNO | 109 | 0 | 0 | 2.174% | 63.04% | 0% | 0 | 0% | 1.087% | 1 | 0.25231 | 1 | 0 | 0 | Medium | Low | Low
VACA-LAKEVILLE #1 - 230 kV | ETL.5840 | NORTH BAY | 97 | 0 | 1 | 0% | 0% | 0% | 0 | 0% | 100% | 0 | 0.20915 | 1 | 0 | 0 | Medium | Low | Low
GLENN #2-60 kV | ETL.6930 | NORTH VALLEY | 5 | 1 | 0 | 0% | 100% | 0% | 0 | 0% | 0% | 1 | 0.57849 | 1 | 0 | 0 | High | Low | Low
TULUCAY-VACA - 230 kV | ETL.5800 | SACRAMENTO | 2 | 0 | 0 | 0% | 0% | 0% | 0 | 0% | 100% | 0 | 0.059639 | 1 | 0 | 0 | Low | Low | Low
COVE ROAD TAP-230 kV | ETL.5421 | NORTH VALLEY | 6 | 0 | 0 | 0% | 0% | 0% | 0 | 0% | 100% | 0 | 0.063771 | 1 | 0 | 0 | Low | Low | Low
KM GREEN TAP-115 kV | ETL.3505 | STOCKTON | 3 | 0 | 0 | 0% | 0% | 0% | 0 | 0% | 100% | 0 | 0.060648 | 1 | 0 | 0 | Low | Low | Low
GRIZZLY TAP (SVP) - 115 kV | ETL.1231 | NORTH VALLEY | 4 | 0 | 0 | 0% | 0% | 0% | 0 | 0% | 25% | 0 | 0.036142 | 1 | 0 | 0 | Low | Low | Low
OROVILLE-THERMALITO-TABLE MTN #1 (CDWR) - 230 kV | ETL.6621 | NORTH VALLEY | 33 | 0 | 0 | 0% | 0% | 0% | 0 | 0% | 100% | 0 | 0.079108 | 1 | 0 | 0 | Low | Low | Low
OROVILLE-THERMALITO-TABLE MTN #3 (CDWR) - 230 kV | ETL.6622 | NORTH VALLEY | 23 | 0 | 0 | 0% | 0% | 0% | 0 | 0% | 100% | 0 | 0.070471 | 1 | 0 | 0 | Low | Low | Low
PINE FLAT PH TAP (CDWR) - 230 kV | ETL.4821 | FRESNO | 5 | 0 | 0 | 0% | 0% | 0% | 0 | 0% | 100% | 0 | 0.060648 | 1 | 0 | 0 | Low | Low | Low
PITTSBURG-TESLA #2 - 230 kV | ETL.5520 | DIABLO | 11 | 0 | 0 | 0% | 0% | 0% | 0 | 0% | 45.45% | 0 | 0.047178 | 1 | -0.087351 | -0.0041211 | Low | Low | Low
SPAULDING #3-SPAULDING #1 - 60 kV | ETL.8050 | SIERRA | 27 | 0 | 0 | 0% | 59.26% | 0% | 0 | 100% | 0% | 1 | 0.49124 | 1 | -0.028496 | -0.013998 | High | Low | Low
CORTINA-VACA - 230 kV | ETL.4540 | SACRAMENTO | 56 | 0 | 0 | 0% | 0% | 0% | 0 | 0% | 100% | 0 | 0.070471 | 14.8543 | -2.0491 | -2.145 | Low | Medium | Low

## Notes
Notes
(1) Number of miles and number of circuits vary between EVM and SH / Inspection since circuits without trees tagged to them were considered out of scope for the prioritization
(2) Number of miles and number of circuits vary between Dx-SH and Dx-Inspection due to the methodologies used to arrive at the estimated miles. Whereas System Hardening was based upon protection zones with at least some area touching HFTD, Distribution Prioritization miles were based on the true miles within HFTD, potentially not including the entire circuit. This was done intentionally due to the operational nature of the work since it is difficult to complete system hardening intermittently on a line; whereas, it is less difficult to complete Distribution Prioritization intermittently
(3) Prioritization may vary during the implementation of the programs due to operational considerations (e.g. land and environment, safety, planned projects, geographic access, weather, government relations, production-related, and customer communications).
(4) Total miles for across protection zones in Dx-SH and Dx-Inspection is greater than the established 25,200 circuit miles in the HFTD. In the STAR dataset, which is the source of the conductor information, some segments are identified as either idle and proposed segments. These segments were included for analysis to allow futher analysis to be conducted for operational planning. Additionally, the STAR conductor dataset identified if a segment was located in Tier 2 or Tier 3. The analysis relied on this identification.
(5) Dx - EVM planned implementation: Not all portions of circuits highlighted for implementation in 2019 will be worked during 2019. Operational considerations limited work to certain portions of these selected circuits.