## in
region | PZ_idx | priority_tree_count | priority_outage_score_total | tree_count | outage_score_total | pixel_count | mean_reax_structure_impact | mean_reax_fire_area | mean_reax_fire_volume | mean_reax_structure_score | mean_technosylva_structure_impact | mean_technosylva_fire_area | mean_technosylva_fire_burn_index | mean_mavf_core_risk | mean_reax_structure_risk | fraction_of_trees_priority | fraction_of_outage_score_priority | device_global_id | feeder_id | feeder_name | device_operating_number | device_latitude | device_longitude | circuit_protection_zone_id | n_primary | n_secondary | length_m | primary_length_m | secondary_length_m | primary_length_m_hftd_23 | secondary_length_m_hftd_23 | total_reax_structure_risk | expected_ignitions | mean_priority_outage_score | mean_tree_count | reax_risk_rank | Total MAVF Risk | Remaining Risk | Circuit Miles | Keep
Sierra | 1467 | 8 | 13.3366 | 20 | 20.6768 | 9 | 326.0621 | 4691.5653 | 76669.5148 | 28097.6857 | 1.3048 | 29.434 | 1.0465 | 0.0011177 | 0.019938 | 0.4 | 0.645 | {DB1F9D2B-D359-4F2E-9F3F-F43B886E9D0B} | 152481103 | BRUNSWICK 1103 | 50070 | 39.2755 | -121.022 | BRUNSWICK 110350070 | 502 | 468 | 79895.604 | 44784.9902 | 35110.6138 | 44784.9902 | 35110.6138 | 0.17944 | 0.0009314 | 1.6671 | 2.2222 | 1 | 0.010059 | 5485.1713 | 27.8115 | 0
Sierra | 3901 | 2804 | 3775.6208 | 5429 | 5065.0156 | 643 | 247.3851 | 2785.0039 | 50310.6516 | 24836.3107 | 9.0079 | 86.9248 | 1.2147 | 0.039283 | 0.013352 | 0.51649 | 0.74543 | {5DC9E720-795B-432E-BA68-667FD0BD630A} | 153662102 | APPLE HILL 2102 | circuit_breaker | 38.7393 | -120.6769 | APPLE HILL 2102circuit_breaker | 702 | 772 | 112930.1257 | 66687.7451 | 46242.3805 | 66687.7451 | 46242.3805 | 8.5851 | 0.079585 | 1.3465 | 8.4432 | 2 | 25.2589 | 5485.1612 | 69.2246 | 0
Sierra | 3416 | 1986 | 2528.9197 | 4358 | 3656.4546 | 361 | 184.7553 | 1923.0165 | 35057.238 | 15715.4142 | 3.3507 | 38.7935 | 1.127 | 0.0029991 | 0.010127 | 0.45571 | 0.69163 | {9A017637-BE00-49D7-B59C-C46979127E1F} | 153662102 | APPLE HILL 2102 | 7502 | 38.6828 | -120.6611 | APPLE HILL 21027502 | 395 | 436 | 70172.2775 | 37014.7956 | 33157.4819 | 37014.7956 | 33157.4819 | 3.6558 | 0.045935 | 1.2734 | 12.072 | 6 | 1.0827 | 5459.9023 | 92.2108 | 0
Sierra | 4238 | 1767 | 2256.0795 | 3147 | 2960.7144 | 293 | 167.3192 | 1544.0196 | 27021.6169 | 9918.3292 | 2.7518 | 39.0302 | 1.1404 | 0.0054872 | 0.0099329 | 0.56149 | 0.76201 | {C334FDD7-2F74-4DEB-B23B-81054BF72A46} | 153661103 | APPLE HILL 1103 | 8412 | 38.7272 | -120.738 | APPLE HILL 11038412 | 301 | 300 | 57090.4583 | 32448.6667 | 24641.7917 | 32448.6667 | 24641.7917 | 2.9103 | 0.036397 | 1.2768 | 10.7406 | 7 | 1.6077 | 5458.8196 | 112.3614 | 0
Sierra | 8821 | 361 | 389.4186 | 429 | 417.552 | 21 | 226.0351 | 4099.0875 | 94802.9082 | 34580.2454 | 0.86884 | 47.1767 | 1.1716 | 0.011419 | 0.0098628 | 0.84149 | 0.93262 | {D5AE9DC8-C124-4C49-BB35-C0CDE45BC05E} | 152181102 | FORESTHILL 1102 | circuit_breaker | 39.0197 | -120.8298 | FORESTHILL 1102circuit_breaker | 23 | 6 | 3445.2613 | 2652.1639 | 793.0973 | 2652.1639 | 793.0973 | 0.20712 | 0.0017795 | 1.0787 | 20.4286 | 8 | 0.2398 | 5457.2118 | 114.0084 | 0
Sierra | 5074 | 119 | 189.3344 | 573 | 339.7047 | 82 | 172.4297 | 1270.7829 | 13794.2204 | 3261.8625 | 12.9068 | 317.3092 | 1.4331 | 0.051446 | 0.0096633 | 0.20768 | 0.55735 | {0017B0F9-2631-44BD-B55C-C025ECD5CA5A} | 153652109 | SHINGLE SPRINGS 2109 | 2679 | 38.7077 | -120.9708 | SHINGLE SPRINGS 21092679 | 88 | 57 | 18065.034 | 11499.2833 | 6565.7507 | 11499.2833 | 6565.7507 | 0.79239 | 0.0089087 | 1.591 | 6.9878 | 10 | 4.2186 | 5456.972 | 121.1494 | 0
Sierra | 4289 | 605 | 774.2422 | 1324 | 1133.1188 | 157 | 146.4516 | 4185.3083 | 73627.3018 | 16465.1029 | 1.2742 | 27.7996 | 1.0625 | 0.0074491 | 0.0082237 | 0.45695 | 0.68328 | {1FCD571D-957E-4FF9-863E-0126FD4A401D} | 153662102 | APPLE HILL 2102 | 97982 | 38.6216 | -120.5867 | APPLE HILL 210297982 | 150 | 125 | 25339.7862 | 15759.3574 | 9580.4288 | 15759.3574 | 9580.4288 | 1.2911 | 0.019349 | 1.2797 | 8.4331 | 16 | 1.1695 | 5452.7534 | 130.936 | 0
Sierra | 4033 | 1620 | 2401.4749 | 4062 | 3507.6733 | 372 | 119.035 | 1626.7303 | 21899.889 | 4987.0529 | 3.3537 | 45.199 | 1.118 | 0.0014248 | 0.007874 | 0.39882 | 0.68463 | {DBDF15C5-1C5A-46A1-9C80-FCF08A12927F} | 152481104 | BRUNSWICK 1104 | 1020 | 39.2471 | -121.0378 | BRUNSWICK 11041020 | 487 | 447 | 72647.5417 | 46114.191 | 26533.3507 | 46114.191 | 26533.3507 | 2.9291 | 0.047182 | 1.4824 | 10.9194 | 18 | 0.53002 | 5451.5839 | 159.5729 | 0
Sierra | 1867 | 1162 | 1451.268 | 2929 | 2214.5557 | 195 | 116.2195 | 1850.3268 | 29116.0943 | 8117.0557 | 1.2988 | 21.282 | 1.1733 | 0.0036482 | 0.0071947 | 0.39672 | 0.65533 | {955B96CF-04BC-4DDA-A99C-F3551BD93482} | 152282101 | MOUNTAIN QUARRIES 2101 | 1184 | 38.8993 | -120.8546 | MOUNTAIN QUARRIES 21011184 | 241 | 317 | 36232.4138 | 18954.6073 | 17277.8065 | 18770.5875 | 17277.8065 | 1.403 | 0.030809 | 1.2489 | 15.0205 | 21 | 0.7114 | 5451.0539 | 171.2294 | 0
Sierra | 519 | 1921 | 2546.3852 | 5372 | 4216.7886 | 451 | 112.0574 | 1763.4195 | 28461.6814 | 8935.4614 | 2.624 | 37.6703 | 1.11 | 0.0025958 | 0.0066997 | 0.35759 | 0.60387 | {724A4FDA-4A16-48BB-BCFD-6B70230700BB} | 153082106 | PLACERVILLE 2106 | 92012 | 38.8585 | -120.8331 | PLACERVILLE 210692012 | 560 | 673 | 87706.2034 | 46683.5024 | 41022.701 | 46683.5024 | 41022.701 | 3.0216 | 0.064696 | 1.3256 | 11.9113 | 23 | 1.1707 | 5450.3425 | 200.2199 | 0
Sierra | 7202 | 545 | 744.4439 | 830 | 898.2914 | 74 | 91.0044 | 2889.2259 | 39903.6033 | 4908.7724 | 2.2197 | 49.0844 | 1.0654 | 0.0015217 | 0.0063288 | 0.65663 | 0.82873 | {A7973262-E6C4-49FC-ACE4-AD992FBBA2FC} | 152471101 | COLUMBIA HILL 1101 | 8233 | 39.3421 | -121.0616 | COLUMBIA HILL 11018233 | 68 | 58 | 13449.8419 | 8056.6943 | 5393.1476 | 8056.6943 | 5393.1476 | 0.46833 | 0.010369 | 1.366 | 11.2162 | 27 | 0.11261 | 5449.1718 | 205.2231 | 0
Sierra | 142 | 833 | 952.4616 | 1831 | 1444.0771 | 165 | 124.1436 | 2373.5006 | 51880.9234 | 13527.9699 | 0.38516 | 18.0499 | 1.03 | 0.0059963 | 0.0057807 | 0.45494 | 0.65956 | {362CB776-12CD-4A6D-89F4-5301B9D37C1F} | 152431102 | SHADY GLEN 1102 | 2232 | 39.1442 | -120.9082 | SHADY GLEN 11022232 | 144 | 223 | 29226.5602 | 16796.8272 | 12429.733 | 16796.8272 | 12429.733 | 0.95382 | 0.015516 | 1.1434 | 11.097 | 28 | 0.98939 | 5449.0592 | 215.6539 | 0
Sierra | 1194 | 2238 | 3148.9905 | 4834 | 4337.917 | 558 | 118.9501 | 1637.1338 | 24203.6698 | 5915.4376 | 8.3295 | 97.8856 | 1.2989 | 0.01265 | 0.0055105 | 0.46297 | 0.72592 | {4A1B7FA4-9EA2-489A-952B-02F0D69E191E} | 153662102 | APPLE HILL 2102 | 1532 | 38.6944 | -120.6779 | APPLE HILL 21021532 | 714 | 682 | 115648.0401 | 67838.2746 | 47809.7655 | 60833.3699 | 44361.8137 | 3.0749 | 0.055553 | 1.4071 | 8.6631 | 30 | 7.0586 | 5448.0698 | 253.4315 | 0
Sierra | 2283 | 1105 | 1436.7814 | 2445 | 2061.424 | 306 | 183.7127 | 2498.1765 | 51998.2294 | 22411.4541 | 0.65958 | 20.9799 | 1.047 | 0.0037933 | 0.0049886 | 0.45194 | 0.69698 | {2D25C954-D426-4ADF-B1A4-921B2F2ACD48} | 152481105 | BRUNSWICK 1105 | 2140 | 39.2895 | -120.9863 | BRUNSWICK 11052140 | 589 | 507 | 96782.3022 | 55502.9271 | 41279.3751 | 55502.9271 | 41279.3751 | 1.5265 | 0.018671 | 1.3003 | 7.9902 | 37 | 1.1607 | 5441.0112 | 287.8988 | 0
Sierra | 998 | 1617 | 2190.2762 | 4669 | 3709.9163 | 565 | 78.1553 | 2120.6168 | 32094.6564 | 5452.8847 | 2.2598 | 97.83 | 1.2077 | 0.0033541 | 0.0045893 | 0.34633 | 0.59038 | {CD700C3D-374F-40E3-8624-DAD7800FADA7} | 153662102 | APPLE HILL 2102 | 9722 | 38.6401 | -120.6566 | APPLE HILL 21029722 | 490 | 424 | 98911.2315 | 61644.8871 | 37266.3444 | 61644.8871 | 37266.3444 | 2.593 | 0.072535 | 1.3545 | 8.2637 | 41 | 1.8951 | 5439.8504 | 326.1802 | 0
Sierra | 140 | 1689 | 2314.543 | 3927 | 3318.8857 | 321 | 107.0556 | 1459.1637 | 22496.0496 | 3954.3662 | 3.9141 | 65.2439 | 1.1691 | 0.0024444 | 0.0045037 | 0.4301 | 0.69739 | {289FE0E9-9F49-4A41-845E-1E9AE4F19427} | 152282101 | MOUNTAIN QUARRIES 2101 | 1130 | 38.9131 | -120.9155 | MOUNTAIN QUARRIES 21011130 | 355 | 301 | 53141.9894 | 31854.654 | 21287.3354 | 31854.654 | 21287.3354 | 1.4457 | 0.026459 | 1.3704 | 12.2336 | 44 | 0.78465 | 5437.9553 | 345.962 | 0
Sierra | 7910 | 78 | 148.9124 | 304 | 252.9829 | 17 | 50.7892 | 703.2536 | 7075.2671 | 1005.8484 | 1.9223 | 13.3689 | 1.0051 | 0.0012814 | 0.0043355 | 0.25658 | 0.58863 | {F4833127-5C39-470B-A2CB-DF77602CD67E} | 152031103 | GRASS VALLEY 1103 | 58498 | 39.2089 | -121.0617 | GRASS VALLEY 110358498 | 85 | 93 | 7155.0247 | 3648.0777 | 3506.947 | 2050.6115 | 1554.4895 | 0.073703 | 0.0025698 | 1.9091 | 17.8824 | 50 | 0.021784 | 5437.1707 | 347.2354 | 0
Sierra | 1287 | 886 | 1188.5465 | 2335 | 1861.8945 | 228 | 74.6335 | 1683.3701 | 24401.4189 | 4045.8497 | 2.5741 | 42.4368 | 1.1944 | 0.0031893 | 0.004306 | 0.37944 | 0.63835 | {B1828264-E942-4507-AD5A-E7D1D60A066A} | 152282101 | MOUNTAIN QUARRIES 2101 | 92474 | 38.8957 | -120.8791 | MOUNTAIN QUARRIES 210192474 | 258 | 229 | 39957.917 | 25079.5665 | 14878.3505 | 23834.445 | 13934.0092 | 0.98176 | 0.025874 | 1.3415 | 10.2412 | 52 | 0.72716 | 5437.1489 | 362.0366 | 0
Sierra | 5059 | 1297 | 1775.8222 | 2273 | 2261.0537 | 219 | 91.9005 | 792.3553 | 11804.6971 | 2230.8572 | 8.2015 | 74.3795 | 1.1576 | 0.02259 | 0.0042035 | 0.57061 | 0.7854 | {95AAF818-10A5-460C-909E-8A1D81C4AEC8} | 152261106 | DIAMOND SPRINGS 1106 | 56026 | 38.6915 | -120.7656 | DIAMOND SPRINGS 110656026 | 255 | 258 | 43851.0487 | 24259.9065 | 19591.1423 | 24259.9065 | 19449.8749 | 0.92057 | 0.02228 | 1.3692 | 10.379 | 56 | 4.9473 | 5436.4218 | 377.102 | 0
Sierra | 5985 | 179 | 332.7556 | 623 | 522.4861 | 107 | 61.7415 | 286.8435 | 2374.6955 | 446.7126 | 26.0068 | 351.0238 | 1.5077 | 0.21615 | 0.0041332 | 0.28732 | 0.63687 | {8C6D6A40-340A-49FE-9A00-F50F1736F18B} | 153652105 | SHINGLE SPRINGS 2105 | 19522 | 38.6999 | -120.9922 | SHINGLE SPRINGS 210519522 | 173 | 181 | 29712.1003 | 16493.1882 | 13218.9121 | 15477.8093 | 12840.9009 | 0.44226 | 0.013773 | 1.859 | 5.8224 | 57 | 23.1275 | 5431.4744 | 386.7137 | 0
Sierra | 6968 | 64 | 164.4469 | 323 | 247.1262 | 78 | 114.4456 | 349.5346 | 1928.6731 | 440.6016 | 13.1199 | 323.3325 | 1.2488 | 0.032553 | 0.0040496 | 0.19814 | 0.66544 | {398A55C4-A233-41E8-986A-9CEE99885341} | 153612105 | CLARKSVILLE 2105 | 75884 | 38.6553 | -121.0511 | CLARKSVILLE 210575884 | 132 | 73 | 24976.812 | 18035.3275 | 6941.4845 | 17165.4943 | 6941.4845 | 0.31587 | 0.0051792 | 2.5695 | 4.141 | 58 | 2.5391 | 5408.3469 | 397.3735 | 0
Sierra | 578 | 1546 | 2002.6339 | 6020 | 3984.417 | 397 | 74.9557 | 702.5297 | 13919.1349 | 6208.6194 | 0.47228 | 10.9403 | 1.0346 | 0.0014208 | 0.0039252 | 0.25681 | 0.50262 | {550714A4-7303-4842-936D-572C7CE200C4} | 152762101 | EL DORADO PH 2101 | 6852 | 38.7612 | -120.5582 | EL DORADO PH 21016852 | 577 | 1140 | 95692.4307 | 40526.8318 | 55165.5989 | 40526.8318 | 55165.5989 | 1.5583 | 0.044086 | 1.2954 | 15.1637 | 62 | 0.56407 | 5405.8078 | 422.5407 | 0
Sierra | 4726 | 1545 | 1955.4957 | 3772 | 3079.9797 | 368 | 81.9501 | 1118.1368 | 15399.9348 | 2380.8042 | 1.622 | 39.7293 | 1.0864 | 0.0020424 | 0.003891 | 0.4096 | 0.63491 | {C89C3F78-8047-4151-A21B-FC3CD22D755E} | 153082106 | PLACERVILLE 2106 | 9712 | 38.8326 | -120.8178 | PLACERVILLE 21069712 | 321 | 248 | 60163.921 | 39873.7428 | 20290.1782 | 39873.7428 | 20290.1782 | 1.4319 | 0.04126 | 1.2657 | 10.25 | 63 | 0.7516 | 5405.2437 | 447.3023 | 0
Sierra | 6107 | 507 | 750.5221 | 1388 | 1161.3483 | 178 | 78.1959 | 1310.174 | 19378.9863 | 4428.0703 | 7.7485 | 76.6524 | 1.1921 | 0.0058175 | 0.0038908 | 0.36527 | 0.64625 | {4065F493-7B96-40A7-8EE5-29CF10B90CA4} | 153662102 | APPLE HILL 2102 | 6552 | 38.6813 | -120.6634 | APPLE HILL 21026552 | 219 | 242 | 46694.0604 | 20150.542 | 26543.5184 | 20150.542 | 26543.5184 | 0.69256 | 0.018804 | 1.4803 | 7.7978 | 64 | 1.0355 | 5404.4921 | 459.8157 | 0
Sierra | 4145 | 935 | 1202.2909 | 2091 | 1745.1948 | 175 | 70.6758 | 1251.5785 | 18204.3911 | 2364.0039 | 1.7033 | 24.5601 | 1.0332 | 0.0020921 | 0.0037317 | 0.44715 | 0.68892 | {423A8C76-9A51-45A6-B374-FEBC31B925B4} | 152261106 | DIAMOND SPRINGS 1106 | 76088 | 38.6738 | -120.7597 | DIAMOND SPRINGS 110676088 | 182 | 176 | 28855.1915 | 17715.9929 | 11139.1986 | 17715.9929 | 11139.1986 | 0.65305 | 0.019816 | 1.2859 | 11.9486 | 67 | 0.36612 | 5403.4566 | 470.8174 | 0
Sierra | 5266 | 1934 | 2417.6333 | 4113 | 3477.0579 | 359 | 77.08 | 1120.7483 | 23823.4956 | 7121.9097 | 1.1021 | 19.508 | 1.0601 | 0.003118 | 0.0036645 | 0.47022 | 0.69531 | {9A3F5548-F595-4F3F-89FC-9574388096DE} | 152181101 | FORESTHILL 1101 | 1802 | 39.0161 | -120.8354 | FORESTHILL 11011802 | 474 | 645 | 73711.6508 | 35584.2456 | 38127.4052 | 35584.2456 | 38127.4052 | 1.3156 | 0.03955 | 1.2501 | 11.4568 | 70 | 1.1194 | 5403.0905 | 492.9152 | 0
Sierra | 2503 | 5462 | 7185.7682 | 11698 | 10145.485 | 947 | 85.6668 | 780.1213 | 12594.3588 | 4690.2448 | 1.7259 | 25.6299 | 1.0663 | 0.00061759 | 0.0036449 | 0.46692 | 0.70827 | {20D517CB-EFEF-4E5D-A065-4994CEAE6929} | 152481106 | BRUNSWICK 1106 | 51486 | 39.1909 | -120.9967 | BRUNSWICK 110651486 | 1025 | 1033 | 163128.0367 | 91172.3296 | 71955.7071 | 91172.3296 | 71955.7071 | 3.4518 | 0.082447 | 1.3156 | 12.3527 | 71 | 0.58486 | 5401.9711 | 549.5332 | 0
Sierra | 589 | 3410 | 4160.4015 | 5414 | 5111.0093 | 453 | 77.4753 | 1830.4261 | 35495.4564 | 8628.2264 | 1.27 | 41.5964 | 1.108 | 0.0054111 | 0.0036005 | 0.62985 | 0.81401 | {01403AE6-90D4-4B19-983B-B7AD8BDC29F6} | 152181102 | FORESTHILL 1102 | 2106 | 39.0197 | -120.8514 | FORESTHILL 11022106 | 390 | 316 | 68717.264 | 45220.1977 | 23497.0662 | 45220.1977 | 23497.0662 | 1.631 | 0.040813 | 1.2201 | 11.9514 | 74 | 2.4513 | 5401.3862 | 577.6149 | 0
Sierra | 5621 | 1912 | 2606.1839 | 3746 | 3564.8777 | 420 | 61.1225 | 1158.739 | 18754.8159 | 3055.2398 | 2.1616 | 29.1879 | 1.0858 | 0.0016135 | 0.0035734 | 0.51041 | 0.73107 | {E9B2D551-2CAF-489B-9D1C-4D1BCFDB0559} | 153661104 | APPLE HILL 1104 | 97086 | 38.7653 | -120.7046 | APPLE HILL 110497086 | 439 | 539 | 76470.8405 | 41232.2745 | 35238.566 | 41232.2745 | 35238.566 | 1.5008 | 0.051274 | 1.3631 | 8.919 | 76 | 0.67766 | 5398.935 | 603.2202 | 0
Sierra | 1073 | 1084 | 1535.0462 | 2318 | 2111.1 | 228 | 49.6798 | 1762.1525 | 29671.0967 | 2492.524 | 1.9283 | 36.0039 | 1.0792 | 0.0038346 | 0.0035539 | 0.46764 | 0.72713 | {9DC430E4-865B-40A1-B9ED-F689C9145BC5} | 152471101 | COLUMBIA HILL 1101 | 764 | 39.367 | -121.0461 | COLUMBIA HILL 1101764 | 203 | 212 | 38960.5283 | 23872.6753 | 15087.853 | 23872.6753 | 15087.853 | 0.81029 | 0.033595 | 1.4161 | 10.1667 | 77 | 0.8743 | 5398.2573 | 618.0451 | 0
Sierra | 4719 | 1241 | 1599.8632 | 1931 | 1902.4783 | 196 | 120.4902 | 1148.37 | 20546.887 | 3722.0916 | 0.6361 | 18.2384 | 1.0169 | 0.0021085 | 0.0035446 | 0.64267 | 0.84094 | {12398A09-47B6-4618-B7A8-07F9B9DF4D2E} | 152481105 | BRUNSWICK 1105 | 2130 | 39.2741 | -120.9695 | BRUNSWICK 11052130 | 239 | 185 | 44481.1936 | 23157.9038 | 21323.2898 | 23157.9038 | 21323.2898 | 0.69475 | 0.010891 | 1.2892 | 9.852 | 78 | 0.41327 | 5397.383 | 632.4262 | 1
Sierra | 4312 | 289 | 406.4129 | 581 | 532.5356 | 30 | 152.558 | 777.2427 | 16995.9961 | 4224.8683 | 1.5767 | 8.4995 | 0.93614 | 0.00045777 | 0.0034666 | 0.49742 | 0.76317 | {CA8C5C3E-040A-472D-90D3-B9F88671ADCD} | 152481105 | BRUNSWICK 1105 | 3611 | 39.2642 | -120.9099 | BRUNSWICK 11053611 | 44 | 116 | 7695.3966 | 2597.3823 | 5098.0143 | 2597.3823 | 5098.0143 | 0.104 | 0.0013523 | 1.4063 | 19.3667 | 79 | 0.013733 | 5396.9698 | 634.0392 | 0
Sierra | 3925 | 139 | 189.8184 | 346 | 286.1969 | 50 | 45.4441 | 387.5411 | 4786.0511 | 480.6311 | 0.71124 | 27.7433 | 1.04 | 0.0012022 | 0.003397 | 0.40173 | 0.66324 | {B420824B-DD3F-4FE1-8D52-CD4BC6F64A66} | 152031101 | GRASS VALLEY 1101 | 2766 | 39.198 | -121.0559 | GRASS VALLEY 11012766 | 45 | 55 | 9560.6495 | 5407.6674 | 4152.9822 | 5321.5191 | 4152.9822 | 0.16985 | 0.0052463 | 1.3656 | 6.92 | 80 | 0.060111 | 5396.956 | 637.3438 | 0
Sierra | 484 | 456 | 688.6478 | 1333 | 1098.8789 | 123 | 68.4607 | 611.4961 | 8099.4875 | 1074.3164 | 2.7447 | 27.34 | 1.064 | 0.00083188 | 0.0033286 | 0.34209 | 0.62668 | {52CBF115-6640-4F98-9743-613A61123F02} | 152481110 | BRUNSWICK 1110 | 2664 | 39.235 | -121.0604 | BRUNSWICK 11102664 | 224 | 591 | 44616.6772 | 17466.8136 | 27149.8636 | 12678.4586 | 10071.9876 | 0.40942 | 0.012243 | 1.5102 | 10.8374 | 85 | 0.10232 | 5396.8959 | 645.2171 | 1
Sierra | 3798 | 554 | 675.5783 | 1785 | 1318.6016 | 144 | 101.5134 | 2964.1761 | 77486.1984 | 17134.5584 | 1.0712 | 23.9228 | 1.0595 | 0.0055165 | 0.0032606 | 0.31036 | 0.51234 | {EF597DB9-B0BE-45C9-ADE4-3C3FDCE717C6} | 152301101 | BONNIE NOOK 1101 | 86696 | 39.1829 | -120.8565 | BONNIE NOOK 110186696 | 143 | 168 | 28058.7328 | 15534.4182 | 12524.3147 | 15534.4182 | 12524.3147 | 0.46952 | 0.012909 | 1.2195 | 12.3958 | 86 | 0.79438 | 5396.7936 | 654.864 | 0
Sierra | 3005 | 1874 | 2372.7992 | 3661 | 3360.4915 | 333 | 71.9805 | 983.6686 | 17121.645 | 4626.052 | 2.2245 | 23.4534 | 1.06 | 0.0024957 | 0.0032337 | 0.51188 | 0.70609 | {A8C871E9-A558-4EBE-96DF-EF0BB9E9DE44} | 152431102 | SHADY GLEN 1102 | circuit_breaker | 39.1152 | -120.9537 | SHADY GLEN 1102circuit_breaker | 363 | 365 | 56041.9434 | 34434.861 | 21607.0824 | 33414.9149 | 21573.6595 | 1.0768 | 0.029845 | 1.2662 | 10.994 | 88 | 0.83108 | 5395.9992 | 675.6147 | 0
Sierra | 2722 | 494 | 615.0848 | 1320 | 983.4667 | 143 | 78.4907 | 1324.3412 | 32185.8674 | 8782.6621 | 1.0272 | 14.7034 | 1.0269 | 0.0022096 | 0.0032127 | 0.37424 | 0.62543 | {ED9435F9-E06B-4A98-B053-EB0C1DC8369F} | 152181101 | FORESTHILL 1101 | circuit_breaker | 39.0197 | -120.8297 | FORESTHILL 1101circuit_breaker | 212 | 455 | 35790.3095 | 14707.8472 | 21082.4623 | 14707.8472 | 21082.4623 | 0.45941 | 0.013582 | 1.2451 | 9.2308 | 89 | 0.31598 | 5395.1681 | 684.7482 | 0
Sierra | 1085 | 1080 | 1665.259 | 3014 | 2515.5317 | 292 | 57.8801 | 614.5865 | 7443.202 | 1178.9626 | 5.6784 | 67.2658 | 1.1885 | 0.0028299 | 0.0031868 | 0.35833 | 0.66199 | {5D7A1019-73A7-4921-AA73-859EBCF0FBCE} | 152481104 | BRUNSWICK 1104 | 2112 | 39.2416 | -121.0566 | BRUNSWICK 11042112 | 365 | 444 | 64046.6818 | 30961.8119 | 33084.8699 | 30961.8119 | 33084.8699 | 0.93055 | 0.028142 | 1.5419 | 10.3219 | 92 | 0.82634 | 5394.8522 | 703.9755 | 0
Sierra | 7679 | 545 | 679.6143 | 1091 | 911.0395 | 88 | 63.9543 | 797.6901 | 14769.107 | 3872.8666 | 1.9341 | 24.5537 | 1.0401 | 0.0067652 | 0.0031858 | 0.49954 | 0.74598 | {8414F562-3617-4BAD-BBB4-DAC100815794} | 152181101 | FORESTHILL 1101 | 75340 | 39.0023 | -120.8592 | FORESTHILL 110175340 | 104 | 73 | 12607.2916 | 8005.6151 | 4601.6765 | 8005.6151 | 4601.6765 | 0.28035 | 0.0099861 | 1.247 | 12.3977 | 93 | 0.59533 | 5394.0258 | 708.947 | 0
Sierra | 3340 | 1128 | 1682.9183 | 2532 | 2328.1145 | 233 | 75.9748 | 717.4848 | 9051.0444 | 1371.3663 | 2.643 | 44.7921 | 1.15 | 0.0039877 | 0.0031775 | 0.4455 | 0.72287 | {477268D6-DE4E-4795-ABA6-DB4CC4C4808D} | 152691104 | HIGGINS 1104 | 324510 | 39.1033 | -121.0435 | HIGGINS 1104324510 | 213 | 193 | 39073.6592 | 20001.4265 | 19072.2327 | 20001.4265 | 19072.2327 | 0.74036 | 0.019558 | 1.4919 | 10.867 | 95 | 0.92912 | 5393.4305 | 721.3679 | 0
Sierra | 1980 | 475 | 727.8651 | 1526 | 1094.024 | 180 | 53.1034 | 289.0618 | 2487.1797 | 500.8057 | 11.8159 | 108.1755 | 1.2705 | 0.061829 | 0.0031698 | 0.31127 | 0.66531 | {45D8F3A6-BB8E-411A-86FA-8F2AAEC54597} | 153652109 | SHINGLE SPRINGS 2109 | 12392 | 38.711 | -120.9434 | SHINGLE SPRINGS 210912392 | 303 | 422 | 49163.1865 | 23968.2562 | 25194.9303 | 23968.2562 | 25194.9303 | 0.57056 | 0.023651 | 1.5323 | 8.4778 | 97 | 11.1292 | 5392.5014 | 736.2522 | 0
Sierra | 3014 | 4243 | 5513.4021 | 8666 | 7557.049 | 779 | 66.9877 | 1190.132 | 21636.2098 | 7090.7799 | 0.73354 | 17.7557 | 1.0383 | 0.0031597 | 0.0031561 | 0.48961 | 0.72957 | {DC8F828A-9D78-4250-9936-BA54E6245EA8} | 153082106 | PLACERVILLE 2106 | 1104 | 38.9124 | -120.8201 | PLACERVILLE 21061104 | 685 | 661 | 127799.0356 | 80528.8854 | 47270.1502 | 80528.8854 | 47270.1502 | 2.4586 | 0.066938 | 1.2994 | 11.1245 | 99 | 2.4614 | 5381.3722 | 786.2606 | 0
Sierra | 582 | 4174 | 5211.9057 | 7808 | 6974.7637 | 716 | 102.9442 | 1051.7236 | 20230.8508 | 8792.3656 | 1.4663 | 26.1096 | 1.0818 | 0.00035578 | 0.0031309 | 0.53458 | 0.74725 | {CA5C38FD-CE12-4872-96AA-D926F4220C4F} | 152481102 | BRUNSWICK 1102 | 1010 | 39.2129 | -121.0129 | BRUNSWICK 11021010 | 740 | 635 | 115163.3937 | 70806.9227 | 44356.471 | 70806.9227 | 44356.471 | 2.2417 | 0.048069 | 1.2487 | 10.905 | 101 | 0.25474 | 5378.9108 | 830.2317 | 0
Sierra | 600 | 2626 | 3592.3593 | 6190 | 5256.8696 | 530 | 64.0484 | 903.134 | 12303.1625 | 2165.505 | 3.0652 | 44.9642 | 1.1202 | 0.0027117 | 0.0030693 | 0.42423 | 0.68336 | {6647B708-EB30-40C8-9FB8-1AD5D9953BA6} | 152261106 | DIAMOND SPRINGS 1106 | 2100 | 38.6935 | -120.7678 | DIAMOND SPRINGS 11062100 | 624 | 642 | 111071.5262 | 62659.5156 | 48412.0106 | 62659.5156 | 48412.0106 | 1.6267 | 0.057588 | 1.368 | 11.6792 | 103 | 1.4372 | 5378.6561 | 869.1433 | 0
Sierra | 1001 | 2451 | 3075.1814 | 6438 | 5153.7764 | 546 | 47.0927 | 453.4131 | 6819.5175 | 2580.8633 | 1.0445 | 17.097 | 1.0417 | 0.00098331 | 0.003014 | 0.38071 | 0.59669 | {7A0E2E82-E0E4-419F-B82C-B7D27ED17F2C} | 152762101 | EL DORADO PH 2101 | 19752 | 38.7149 | -120.5815 | EL DORADO PH 210119752 | 818 | 1270 | 139203.4044 | 61569.4579 | 77633.9465 | 61569.4579 | 77633.9465 | 1.6456 | 0.081401 | 1.2547 | 11.7912 | 105 | 0.53689 | 5377.2188 | 907.3779 | 0
Sierra | 623 | 634 | 945.6254 | 1256 | 1221.6753 | 132 | 70.8733 | 896.8436 | 12382.5359 | 2010.7605 | 8.3339 | 91.5383 | 1.2486 | 0.015421 | 0.0030043 | 0.50478 | 0.77404 | {6A9220E4-A8F8-420E-B213-484BC56BD3B4} | 152481106 | BRUNSWICK 1106 | 2790 | 39.145 | -120.9719 | BRUNSWICK 11062790 | 173 | 173 | 33048.1385 | 17549.6884 | 15498.4501 | 15218.0635 | 13169.6679 | 0.39656 | 0.0098673 | 1.4915 | 9.5152 | 106 | 2.0356 | 5376.682 | 916.8283 | 1
Sierra | 4636 | 752 | 1313.8521 | 2725 | 1998.3606 | 389 | 45.0161 | 762.5201 | 7766.8237 | 877.4163 | 8.7029 | 150.3159 | 1.296 | 0.01611 | 0.0029591 | 0.27596 | 0.65746 | {FE625157-4A14-40D2-B1D3-1A0A93F86C88} | 153652109 | SHINGLE SPRINGS 2109 | 61892 | 38.712 | -120.9497 | SHINGLE SPRINGS 210961892 | 458 | 380 | 81723.7659 | 48517.9876 | 33205.7783 | 48517.9876 | 33205.7783 | 1.1511 | 0.047177 | 1.7471 | 7.0051 | 108 | 6.2666 | 5374.6464 | 946.958 | 0
Sierra | 8415 | 641 | 847.5831 | 1179 | 1107.9197 | 125 | 53.482 | 1508.0026 | 24685.6968 | 3833.3105 | 1.4213 | 30.8305 | 1.1049 | 0.0073643 | 0.0028465 | 0.54368 | 0.76502 | {EFF2FC24-77B3-4DE1-917B-4B897E42E100} | 152471101 | COLUMBIA HILL 1101 | 2212 | 39.3844 | -121.0318 | COLUMBIA HILL 11012212 | 87 | 90 | 22611.0259 | 14778.7102 | 7832.3157 | 14778.7102 | 7832.3157 | 0.35581 | 0.012092 | 1.3223 | 9.432 | 110 | 0.92054 | 5368.3798 | 956.1356 | 0
Sierra | 6921 | 373 | 489.1737 | 702 | 629.3431 | 76 | 79.9902 | 5722.063 | 146580.3899 | 16942.6568 | 0.34784 | 25.2544 | 1.0318 | 0.0056866 | 0.0028053 | 0.53134 | 0.77728 | {D7E3765B-F7D8-4BEF-8206-669D15220FDF} | 152181101 | FORESTHILL 1101 | 1820 | 39.0337 | -120.7963 | FORESTHILL 11011820 | 68 | 25 | 11268.0103 | 8970.0583 | 2297.952 | 8970.0583 | 2297.952 | 0.2132 | 0.0047885 | 1.3115 | 9.2368 | 112 | 0.43218 | 5367.4592 | 961.706 | 0
Sierra | 5451 | 446 | 620.0252 | 1175 | 969.2878 | 122 | 66.9987 | 1430.0036 | 17479.6594 | 2086.3659 | 1.6298 | 36.497 | 1.1091 | 0.0037984 | 0.0026712 | 0.37957 | 0.63967 | {D7F1D14A-5B2A-48EF-B12A-9197AE3BCA5E} | 152282101 | MOUNTAIN QUARRIES 2101 | 2422 | 38.9 | -120.9075 | MOUNTAIN QUARRIES 21012422 | 117 | 86 | 19076.4853 | 13951.5772 | 5124.908 | 13951.5772 | 5124.908 | 0.32588 | 0.010176 | 1.3902 | 9.6311 | 120 | 0.46341 | 5367.0271 | 970.3699 | 0
Sierra | 1215 | 1065 | 1207.2919 | 4273 | 2723.793 | 517 | 52.1655 | 1303.1125 | 25186.6683 | 5280.7494 | 0.36525 | 13.0858 | 1.0327 | 0.0048935 | 0.0025643 | 0.24924 | 0.44324 | {563CD71D-CD80-49B9-9B00-20025334D5E0} | 152762101 | EL DORADO PH 2101 | 26000 | 38.7525 | -120.5549 | EL DORADO PH 210126000 | 561 | 812 | 82318.6507 | 55423.1935 | 26895.4572 | 55423.1935 | 26895.4572 | 1.3258 | 0.054461 | 1.1336 | 8.265 | 124 | 2.53 | 5366.5636 | 1004.7877 | 0
Sierra | 1557 | 1466 | 2166.6158 | 4871 | 4008.6104 | 557 | 39.7411 | 1217.0615 | 17356.224 | 1656.6122 | 3.2841 | 61.4072 | 1.1946 | 0.0020177 | 0.0025464 | 0.30096 | 0.54049 | {472D2B95-5CE0-4AF5-93B6-7762ECA68067} | 152471101 | COLUMBIA HILL 1101 | circuit_breaker | 39.3318 | -121.1013 | COLUMBIA HILL 1101circuit_breaker | 505 | 480 | 99012.0847 | 63408.1463 | 35603.9384 | 63408.1463 | 35603.9384 | 1.4183 | 0.075029 | 1.4779 | 8.7451 | 125 | 1.1239 | 5364.0337 | 1044.1642 | 0
Sierra | 508 | 423 | 834.9601 | 2333 | 1512.1478 | 376 | 46.9693 | 549.7478 | 4733.3142 | 538.4672 | 12.82 | 197.8256 | 1.202 | 0.035823 | 0.0024242 | 0.18131 | 0.55217 | {76CF34A1-3FD0-4E72-BAFC-6CFED61FA5FB} | 153612104 | CLARKSVILLE 2104 | 13352 | 38.6855 | -121.0118 | CLARKSVILLE 210413352 | 591 | 435 | 92513.6422 | 58866.4594 | 33647.1828 | 54145.4284 | 30739.3832 | 0.91151 | 0.036049 | 1.9739 | 6.2048 | 133 | 13.4695 | 5362.9098 | 1077.7885 | 0
Sierra | 5208 | 1520 | 2121.4386 | 4865 | 3682.1162 | 544 | 43.1985 | 745.3423 | 8830.938 | 891.6861 | 1.4602 | 43.4733 | 1.1651 | 0.00077179 | 0.0023448 | 0.31244 | 0.57615 | {23693049-039B-4514-94EB-4E3AE6138ACB} | 153082106 | PLACERVILLE 2106 | 11132 | 38.772 | -120.8138 | PLACERVILLE 210611132 | 564 | 480 | 105370.0715 | 69399.8401 | 35970.2313 | 69399.8401 | 35970.2313 | 1.2756 | 0.05493 | 1.3957 | 8.943 | 145 | 0.41986 | 5349.4403 | 1120.8858 | 0
Sierra | 256 | 384 | 542.2083 | 1064 | 884.0562 | 108 | 60.9468 | 618.5693 | 8618.7157 | 890.0169 | 3.7277 | 45.1648 | 1.1476 | 0.004377 | 0.0023359 | 0.3609 | 0.61332 | {26BF93E0-3094-4C38-AD52-FBEDF4E08E5A} | 152481106 | BRUNSWICK 1106 | 7099 | 39.1699 | -120.9932 | BRUNSWICK 11067099 | 126 | 117 | 23109.8383 | 12185.6359 | 10924.2024 | 12185.6359 | 10924.2024 | 0.25228 | 0.0099806 | 1.412 | 9.8519 | 146 | 0.47272 | 5349.0205 | 1128.4531 | 0
Sierra | 2594 | 1636 | 2412.6574 | 6311 | 4592.297 | 777 | 43.5046 | 884.2337 | 10517.1086 | 1053.7272 | 3.4335 | 75.9215 | 1.2374 | 0.0031095 | 0.0023168 | 0.25923 | 0.52537 | {87934A6A-C9D7-420E-9278-5C4F8DB79DED} | 153662102 | APPLE HILL 2102 | 8372 | 38.6092 | -120.7025 | APPLE HILL 21028372 | 845 | 759 | 166228.2055 | 101166.6359 | 65061.5696 | 90180.3006 | 58569.1701 | 1.8001 | 0.088751 | 1.4747 | 8.1223 | 148 | 2.4161 | 5348.5477 | 1184.455 | 1
Sierra | 3185 | 666 | 976.5076 | 1974 | 1591.039 | 199 | 56.2868 | 464.0665 | 6775.488 | 1200.0206 | 2.2977 | 32.6373 | 1.0475 | 0.0011475 | 0.0023103 | 0.33739 | 0.61375 | {E3DC7090-B1A0-4812-A562-44F0E2AEC108} | 153081112 | PLACERVILLE 1112 | 19712 | 38.7219 | -120.7905 | PLACERVILLE 111219712 | 233 | 362 | 41850.801 | 20954.5206 | 20896.2804 | 20689.2133 | 20629.0178 | 0.45975 | 0.02 | 1.4662 | 9.9196 | 150 | 0.22836 | 5346.1316 | 1197.303 | 0
Sierra | 6754 | 44 | 102.6644 | 274 | 182.8528 | 50 | 46.5167 | 280.4642 | 2233.0428 | 271.2716 | 12.9735 | 174.2144 | 1.09 | 0.050025 | 0.0021936 | 0.16058 | 0.56146 | {E10F57CA-31E3-4642-897F-6FA410857C1A} | 153612104 | CLARKSVILLE 2104 | 19632 | 38.6874 | -121.0088 | CLARKSVILLE 210419632 | 194 | 118 | 22243.9997 | 14659.9971 | 7584.0025 | 8385.252 | 5551.7167 | 0.10968 | 0.0062006 | 2.3333 | 5.48 | 158 | 2.5013 | 5345.9033 | 1202.5103 | 1
Sierra | 2433 | 830 | 1193.2216 | 1797 | 1645.3357 | 222 | 26.188 | 1104.677 | 18089.1198 | 1119.309 | 2.4477 | 41.8773 | 1.1067 | 0.001142 | 0.0021904 | 0.46188 | 0.72521 | {474A8BDA-95BF-4717-B362-885E409D4F7A} | 152471101 | COLUMBIA HILL 1101 | 35424 | 39.3431 | -121.1212 | COLUMBIA HILL 110135424 | 213 | 290 | 38870.9973 | 22222.0885 | 16648.9089 | 22222.0885 | 16648.9089 | 0.48627 | 0.036175 | 1.4376 | 8.0946 | 160 | 0.25352 | 5343.402 | 1216.3102 | 0
Sierra | 4858 | 793 | 1006.6511 | 2505 | 1841.2462 | 234 | 66.2045 | 1678.6547 | 47751.4 | 11567.2535 | 0.81303 | 12.8942 | 1.0302 | 0.0028438 | 0.0021647 | 0.31657 | 0.54672 | {9FFB5CDC-505F-4B8E-9B6D-E79E68D9EC60} | 152301101 | BONNIE NOOK 1101 | circuit_breaker | 39.2146 | -120.8094 | BONNIE NOOK 1101circuit_breaker | 276 | 448 | 50338.4744 | 23724.1813 | 26614.2931 | 23724.1813 | 26614.2931 | 0.50653 | 0.016824 | 1.2694 | 10.7051 | 163 | 0.66546 | 5343.1485 | 1231.0429 | 0
Sierra | 7282 | 53 | 81.7479 | 348 | 196.6707 | 66 | 27.2373 | 473.8729 | 4314.4652 | 327.9218 | 15.8475 | 224.8214 | 1.3582 | 0.11023 | 0.0021594 | 0.1523 | 0.41566 | {5930D652-4C2C-456B-9C55-1601828B7C0A} | 153652108 | SHINGLE SPRINGS 2108 | 51476 | 38.6554 | -120.9934 | SHINGLE SPRINGS 210851476 | 113 | 58 | 14262.1466 | 10357.1601 | 3904.9865 | 7007.9313 | 2985.4971 | 0.14252 | 0.0088934 | 1.5424 | 5.2727 | 165 | 7.2751 | 5342.483 | 1235.3948 | 0
Sierra | 208 | 895 | 1252.2243 | 1678 | 1597.75 | 186 | 43.1076 | 455.0847 | 6027.0185 | 706.4348 | 2.7625 | 45.8278 | 1.0945 | 0.0043642 | 0.0021361 | 0.53337 | 0.78374 | {7EA84B2A-124B-4428-A9E1-34C82D90BA62} | 153661103 | APPLE HILL 1103 | 13312 | 38.7437 | -120.7327 | APPLE HILL 110313312 | 286 | 337 | 53470.6898 | 29140.0447 | 24330.6452 | 19652.8137 | 18183.7602 | 0.39732 | 0.021546 | 1.3991 | 9.0215 | 167 | 0.81174 | 5335.2079 | 1247.5992 | 0
Sierra | 3578 | 216 | 289.9067 | 334 | 348.8203 | 40 | 26.684 | 364.3965 | 5188.9589 | 274.8938 | 1.7527 | 28.7612 | 1.0817 | 0.0018017 | 0.002078 | 0.64671 | 0.83111 | {86E99440-83ED-4726-A6BC-38E34FEB5B33} | 153082106 | PLACERVILLE 2106 | circuit_breaker | 38.731 | -120.7832 | PLACERVILLE 2106circuit_breaker | 47 | 30 | 13918.2751 | 10714.4314 | 3203.8437 | 10352.4951 | 2702.7103 | 0.083119 | 0.0057052 | 1.3422 | 8.35 | 169 | 0.072068 | 5334.3962 | 1254.0281 | 0
Sierra | 7124 | 6 | 7.5957 | 11 | 9.546 | 5 | 72.5588 | 4855.4667 | 26432.9632 | 2739.8566 | 11.715 | 1482.8443 | 1.8257 | 0.042507 | 0.0020567 | 0.54545 | 0.7957 | {25987CE1-F207-449C-AFDA-F7A284EF81E2} | 63681105 | PUTAH CREEK 1105 | 8812 | 38.5606 | -121.9713 | PUTAH CREEK 11058812 | 478 | 376 | 126309.6987 | 103854.6628 | 22455.0359 | 1876.8402 | 1363.7034 | 0.010283 | 0.00014812 | 1.266 | 2.2 | 171 | 0.21253 | 5334.3241 | 1255.1937 | 0
Sierra | 3741 | 1431 | 1883.7046 | 2639 | 2419.0796 | 211 | 46.5324 | 647.2104 | 9311.0265 | 1427.6904 | 3.6657 | 54.6764 | 1.0981 | 0.0031648 | 0.0020454 | 0.54225 | 0.77869 | {0010E3CC-5B34-4785-98D9-D2D98BC731B3} | 153661104 | APPLE HILL 1104 | 12832 | 38.7523 | -120.682 | APPLE HILL 110412832 | 277 | 201 | 39088.1034 | 24725.6134 | 14362.49 | 23528.5139 | 13817.533 | 0.43158 | 0.021357 | 1.3164 | 12.5071 | 173 | 0.66776 | 5334.1116 | 1269.8049 | 0
Sierra | 5304 | 423 | 573.1518 | 929 | 804.0236 | 109 | 52.5683 | 682.5703 | 10020.9194 | 2221.2141 | 2.2108 | 34.9826 | 1.1139 | 0.000939 | 0.0020159 | 0.45533 | 0.71285 | {CDB0DAC7-54D4-481D-AA9B-BDB5A3BBD3C1} | 152431101 | SHADY GLEN 1101 | 2768 | 39.1031 | -120.9603 | SHADY GLEN 11012768 | 159 | 206 | 23677.1532 | 12974.2233 | 10702.9299 | 11242.1065 | 9505.7362 | 0.21973 | 0.010035 | 1.355 | 8.5229 | 175 | 0.10235 | 5333.4438 | 1276.7862 | 0
Sierra | 2343 | 2514 | 2888.6973 | 6641 | 4790.5005 | 555 | 77.2408 | 1910.6727 | 51113.6462 | 10199.2195 | 0.57381 | 17.7662 | 1.0373 | 0.0032185 | 0.0019831 | 0.37856 | 0.60301 | {3EE03E8E-7174-416B-B7B0-D49DC8F3C48B} | 152301102 | BONNIE NOOK 1102 | circuit_breaker | 39.2146 | -120.8094 | BONNIE NOOK 1102circuit_breaker | 506 | 578 | 92197.3842 | 55059.6809 | 37137.7033 | 55059.6809 | 37137.7033 | 1.1006 | 0.030701 | 1.149 | 11.9658 | 179 | 1.7863 | 5333.3414 | 1310.9783 | 0
Sierra | 786 | 1746 | 2576.6749 | 4493 | 3918.711 | 551 | 47.7548 | 826.8587 | 10005.5041 | 944.0563 | 5.7038 | 85.7722 | 1.2112 | 0.0064873 | 0.0019406 | 0.3886 | 0.65753 | {F3B439DF-7706-4C2F-8999-BCA70EF18266} | 153132102 | NARROWS 2102 | 48484 | 39.2544 | -121.1459 | NARROWS 210248484 | 691 | 651 | 118003.1571 | 66722.6758 | 51280.4812 | 66722.6758 | 51280.4812 | 1.0693 | 0.047472 | 1.4758 | 8.1543 | 181 | 3.5745 | 5331.5552 | 1352.4131 | 0
Sierra | 315 | 481 | 726.7854 | 947 | 966.7603 | 126 | 36.3636 | 2065.6828 | 42718.6431 | 3167.3121 | 2.6786 | 41.8193 | 1.1203 | 0.0074109 | 0.0019038 | 0.50792 | 0.75177 | {17868210-FE0A-4C1E-968A-924A3CB32589} | 152201101 | PIKE CITY 1101 | 1730 | 39.452 | -121.0541 | PIKE CITY 11011730 | 112 | 108 | 19126.9343 | 13838.6427 | 5288.2916 | 13838.6427 | 5288.2916 | 0.23988 | 0.012789 | 1.511 | 7.5159 | 185 | 0.93378 | 5327.9807 | 1361.0069 | 0
Sierra | 2804 | 287 | 525.0377 | 1096 | 824.9571 | 219 | 45.5531 | 585.233 | 5954.1404 | 716.8433 | 16.6538 | 340.833 | 1.4105 | 0.076254 | 0.0018696 | 0.26186 | 0.63644 | {8A46F925-4164-4C6A-BCD9-45A3449DD786} | 153652109 | SHINGLE SPRINGS 2109 | 9372 | 38.714 | -120.9394 | SHINGLE SPRINGS 21099372 | 271 | 223 | 44217.0152 | 28435.4313 | 15781.5839 | 28435.4313 | 15781.5839 | 0.40945 | 0.021684 | 1.8294 | 5.0046 | 188 | 16.6995 | 5327.0469 | 1378.6653 | 0
Sierra | 6701 | 837 | 1029.8073 | 2115 | 1631.7854 | 216 | 35.0422 | 1506.4809 | 18867.5953 | 1499.6732 | 1.4932 | 33.58 | 1.071 | 0.0046273 | 0.001821 | 0.39574 | 0.63109 | {32A5B84F-F8E0-4F0E-B3CD-BEC3B55A0617} | 152282101 | MOUNTAIN QUARRIES 2101 | 1180 | 38.8952 | -120.9116 | MOUNTAIN QUARRIES 21011180 | 182 | 172 | 32146.7186 | 20702.9508 | 11443.7678 | 20702.9508 | 11443.7678 | 0.39333 | 0.019572 | 1.2304 | 9.7917 | 191 | 0.9995 | 5310.3474 | 1391.5218 | 0
Sierra | 2292 | 3836 | 5432.2418 | 9364 | 7925.3257 | 1034 | 38.6355 | 857.2031 | 9870.6485 | 1477.0101 | 4.1054 | 60.1421 | 1.1239 | 0.0057379 | 0.0017982 | 0.40965 | 0.68543 | {A7A5500C-8FAC-46D4-9BD4-7B5D3F1E7024} | 153082106 | PLACERVILLE 2106 | 7522 | 38.8155 | -120.8221 | PLACERVILLE 21067522 | 1138 | 1257 | 187588.8656 | 108764.9416 | 78823.924 | 108764.9416 | 78823.924 | 1.8594 | 0.087217 | 1.4161 | 9.0561 | 195 | 5.9329 | 5309.3479 | 1459.0648 | 0
Sierra | 4817 | 590 | 671.2274 | 1519 | 1083.7133 | 123 | 38.6337 | 530.2037 | 11757.9175 | 4140.2051 | 0.57434 | 11.2206 | 1.0108 | 0.002692 | 0.0017438 | 0.38841 | 0.61938 | {5BE9A1BF-757A-4781-BCE2-C4049CA25F7D} | 152762101 | EL DORADO PH 2101 | 19612 | 38.7621 | -120.5586 | EL DORADO PH 210119612 | 176 | 224 | 27003.4259 | 14689.1645 | 12314.2614 | 14689.1645 | 12314.2614 | 0.21448 | 0.011542 | 1.1377 | 12.3496 | 202 | 0.33111 | 5303.4149 | 1468.1868 | 0
Sierra | 3652 | 1322 | 1685.0243 | 2912 | 2406.8555 | 205 | 25.7206 | 244.6546 | 3612.7214 | 266.8833 | 0.44664 | 8.8028 | 1.0666 | 0.0037979 | 0.0017078 | 0.45398 | 0.70009 | {FE85142D-4AEA-430F-BD77-45CC919584AA} | 152181101 | FORESTHILL 1101 | 50486 | 38.9928 | -120.8827 | FORESTHILL 110150486 | 319 | 610 | 51377.1243 | 18756.9603 | 32620.164 | 18756.9603 | 32620.164 | 0.3501 | 0.029675 | 1.2746 | 14.2049 | 207 | 0.77858 | 5303.0838 | 1479.8349 | 0
Sierra | 127 | 2389 | 3306.6889 | 5040 | 4507.6875 | 463 | 32.7571 | 196.1334 | 2728.8552 | 583.3105 | 2.3431 | 32.0322 | 1.0948 | 0.0012494 | 0.0016589 | 0.47401 | 0.73357 | {DD461B3A-397C-4A3A-A4DD-6F0A05715903} | 153661103 | APPLE HILL 1103 | circuit_breaker | 38.7394 | -120.6769 | APPLE HILL 1103circuit_breaker | 727 | 1120 | 109916.7446 | 53861.3542 | 56055.3904 | 47137.6043 | 52133.033 | 0.76806 | 0.049292 | 1.3841 | 10.8855 | 214 | 0.57849 | 5302.3052 | 1509.1073 | 0
Sierra | 2936 | 903 | 1246.2674 | 1862 | 1708.882 | 200 | 44.6206 | 531.5653 | 6914.7903 | 1041.3614 | 2.3747 | 23.1907 | 1.0691 | 0.0004631 | 0.0016391 | 0.48496 | 0.72929 | {486AA3F8-488C-4B89-9A1D-60C9962E4FCD} | 152431101 | SHADY GLEN 1101 | 32726 | 39.1012 | -120.9597 | SHADY GLEN 110132726 | 241 | 265 | 37785.8331 | 20171.8595 | 17613.9736 | 20147.5271 | 17578.2081 | 0.32782 | 0.015605 | 1.3801 | 9.31 | 219 | 0.09262 | 5301.7267 | 1521.6189 | 0
Sierra | 4943 | 286 | 408.3093 | 1449 | 926.2805 | 129 | 25.8192 | 375.1265 | 3945.5094 | 259.8232 | 4.3354 | 173.9391 | 1.2644 | 0.0093223 | 0.0016362 | 0.19738 | 0.44081 | {60540539-B6BA-4E80-BC6C-988DA579218B} | 153662102 | APPLE HILL 2102 | 51792 | 38.6435 | -120.6959 | APPLE HILL 210251792 | 170 | 171 | 25611.8387 | 14681.2766 | 10930.5622 | 14681.2766 | 10877.0793 | 0.21107 | 0.018035 | 1.4277 | 11.2326 | 220 | 1.2026 | 5301.6341 | 1530.736 | 1
Sierra | 7746 | 142 | 217.9964 | 414 | 345.029 | 71 | 32.0693 | 674.481 | 8105.2313 | 561.7293 | 3.6817 | 106.9083 | 1.202 | 0.00074984 | 0.0016342 | 0.343 | 0.63182 | {94D1A3AD-4895-43D5-80BA-F27D9B67BD20} | 153662102 | APPLE HILL 2102 | 89934 | 38.6493 | -120.6761 | APPLE HILL 210289934 | 95 | 82 | 14616.5765 | 9059.6456 | 5556.9309 | 9059.6456 | 5556.9309 | 0.11603 | 0.0074125 | 1.5352 | 5.831 | 221 | 0.053239 | 5300.4315 | 1536.362 | 0
Sierra | 6865 | 464 | 616.2235 | 1201 | 936.1708 | 93 | 22.5794 | 219.422 | 2999.9612 | 287.3063 | 0.59187 | 10.6657 | 1.0108 | 0.00074533 | 0.0016337 | 0.38634 | 0.65824 | {C847E025-6E0A-40C2-B74F-54E4CBC5EB88} | 152481106 | BRUNSWICK 1106 | 63124 | 39.1984 | -121.0295 | BRUNSWICK 110663124 | 129 | 260 | 21201.9858 | 9428.9995 | 11772.9863 | 9428.9995 | 11772.9863 | 0.15193 | 0.012093 | 1.3281 | 12.914 | 222 | 0.069315 | 5300.3783 | 1542.2175 | 1
Sierra | 6109 | 530 | 823.8515 | 1822 | 1369.8623 | 268 | 30.3677 | 616.9933 | 8634.7441 | 1012.0492 | 3.8042 | 61.0397 | 1.1622 | 0.0025736 | 0.0016304 | 0.29089 | 0.60141 | {2AFE09FA-88B1-4B78-BACA-DA079C6170B5} | 153082106 | PLACERVILLE 2106 | 935216 | 38.7574 | -120.7681 | PLACERVILLE 2106935216 | 288 | 281 | 55117.9672 | 33799.5586 | 21318.4086 | 33799.5586 | 21318.4086 | 0.43694 | 0.028163 | 1.5544 | 6.7985 | 223 | 0.68972 | 5300.309 | 1563.207 | 0
Sierra | 2332 | 1093 | 1602.4496 | 2340 | 2273.4478 | 286 | 28.1442 | 450.7842 | 5090.8191 | 359.4034 | 3.8153 | 73.3395 | 1.1147 | 0.005859 | 0.0015644 | 0.46709 | 0.70485 | {B3488AFC-B0D0-44AE-ACC7-3FB60ED8C1AA} | 152031103 | GRASS VALLEY 1103 | 2110 | 39.2015 | -121.0784 | GRASS VALLEY 11032110 | 357 | 323 | 53626.717 | 32324.9618 | 21301.7552 | 31856.0669 | 20570.0712 | 0.44743 | 0.027091 | 1.4661 | 8.1818 | 234 | 1.6757 | 5299.6193 | 1582.9896 | 0
Sierra | 8201 | 1 | 1.945 | 28 | 12.8578 | 8 | 70.9989 | 3045.0484 | 15403.8451 | 1262.0142 | 21.2176 | 1826.4923 | 1.9082 | 0.068411 | 0.0015521 | 0.035714 | 0.15127 | {B44C5067-6D0E-4713-9558-13070DEDA962} | 63681105 | PUTAH CREEK 1105 | 46162 | 38.5254 | -121.9983 | PUTAH CREEK 110546162 | 57 | 42 | 14746.6191 | 10784.3815 | 3962.2376 | 1002.572 | 1141.0852 | 0.012417 | 0.00038718 | 1.945 | 3.5 | 235 | 0.54729 | 5297.9436 | 1583.6122 | 0
Sierra | 2994 | 140 | 187.7826 | 213 | 225.5327 | 18 | 26.4367 | 21.0252 | 126.7946 | 6.3553 | 2.8316 | 13.4696 | 1.0152 | 0.0011462 | 0.0015349 | 0.65728 | 0.83262 | {04FFA86D-12A8-4DCB-A786-7ABADD4FCF1A} | 152691103 | HIGGINS 1103 | 2194 | 39.1529 | -121.0613 | HIGGINS 11032194 | 70 | 164 | 10895.1873 | 4329.2096 | 6565.9777 | 1734.1421 | 2109.6758 | 0.027629 | 0.0024825 | 1.3413 | 11.8333 | 237 | 0.020631 | 5297.3963 | 1584.6891 | 0
Sierra | 8370 | 115 | 203.9957 | 570 | 373.5756 | 84 | 22.8049 | 300.3179 | 3133.4025 | 116.6023 | 10.4358 | 81.738 | 1.1314 | 0.057274 | 0.0015165 | 0.20175 | 0.54606 | {21717BF3-E14B-476C-94A8-5495C36BA027} | 153651103 | SHINGLE SPRINGS 1103 | circuit_breaker | 38.6593 | -120.9471 | SHINGLE SPRINGS 1103circuit_breaker | 239 | 148 | 28585.51 | 19101.7778 | 9483.7322 | 9623.2164 | 4542.9944 | 0.12738 | 0.012278 | 1.7739 | 6.7857 | 243 | 4.811 | 5297.3757 | 1590.6651 | 0
Sierra | 6317 | 71 | 109.9644 | 114 | 136.2852 | 10 | 12.3542 | 7.6114 | 28.529 | 0.52963 | 1.0351 | 1.9622 | 1.4 | 8.0984e-06 | 0.0015114 | 0.62281 | 0.80687 | {3E0AE845-0CE4-470C-9DE4-D6AA20E33FFC} | 152691104 | HIGGINS 1104 | 32747 | 39.1426 | -121.0612 | HIGGINS 110432747 | 52 | 171 | 10460.0825 | 2820.8108 | 7639.2717 | 966.1489 | 3477.6876 | 0.015114 | 0.0013534 | 1.5488 | 11.4 | 244 | 8.0984e-05 | 5292.5647 | 1591.2651 | 0
Sierra | 1827 | 758 | 1249.9292 | 1899 | 1690.4498 | 252 | 19.5273 | 52.9424 | 338.3109 | 32.114 | 6.0177 | 47.9841 | 1.2288 | 0.023184 | 0.0014899 | 0.39916 | 0.73941 | {F8F7136D-4B7B-4975-BCB7-4503BD4299E2} | 153652105 | SHINGLE SPRINGS 2105 | circuit_breaker | 38.6593 | -120.9469 | SHINGLE SPRINGS 2105circuit_breaker | 459 | 583 | 66260.6121 | 31350.2151 | 34910.3969 | 31350.2151 | 34910.3969 | 0.37546 | 0.03679 | 1.649 | 7.5357 | 247 | 5.8423 | 5292.5646 | 1610.7336 | 0
Sierra | 1830 | 679 | 1078.4445 | 2587 | 1939.8306 | 307 | 36.4581 | 925.922 | 11606.4346 | 992.211 | 7.8762 | 126.1986 | 1.2662 | 0.016209 | 0.0014798 | 0.26247 | 0.55595 | {F8F940BE-2186-4D6A-A878-43A27FC49FB8} | 152261106 | DIAMOND SPRINGS 1106 | 10587 | 38.6699 | -120.7753 | DIAMOND SPRINGS 110610587 | 295 | 255 | 58754.8518 | 35174.8047 | 23580.0471 | 35174.8047 | 23580.0471 | 0.4543 | 0.025965 | 1.5883 | 8.4267 | 249 | 4.9763 | 5286.7223 | 1632.5771 | 0
Sierra | 5006 | 5 | 8.7045 | 12 | 11.3813 | 6 | 248.7911 | 2523.5104 | 15548.4385 | 3868.2858 | 57.743 | 760.0864 | 1.8857 | 0.077068 | 0.0014645 | 0.41667 | 0.76481 | {D12E3D2F-1998-4DA6-942A-7BE316909F83} | 63601109 | VACAVILLE 1109 | 41782 | 38.3384 | -121.9865 | VACAVILLE 110941782 | 61 | 34 | 3585.114 | 2742.127 | 842.987 | 1089.8371 | 99.6171 | 0.0087869 | 7.8205e-05 | 1.7409 | 2 | 255 | 0.46241 | 5281.746 | 1633.2539 | 0
Sierra | 108 | 967 | 1194.0524 | 4285 | 2560.9048 | 306 | 26.3231 | 258.9372 | 5676.5893 | 2013.2251 | 0.34755 | 6.7705 | 1.0116 | 0.00073103 | 0.0014556 | 0.22567 | 0.46626 | {876266AC-37EA-414C-92FC-94A2ACD4EB2D} | 152762102 | EL DORADO PH 2102 | circuit_breaker | 38.7935 | -120.6191 | EL DORADO PH 2102circuit_breaker | 457 | 977 | 77480.6638 | 32849.8127 | 44630.851 | 32849.8127 | 44630.851 | 0.44541 | 0.035892 | 1.2348 | 14.0033 | 257 | 0.2237 | 5281.2836 | 1653.6537 | 1
Sierra | -1 | 3656 | 5065.6144 | 9938 | 7790.9595 | 961 | 29.8927 | 442.2693 | 6896.9024 | 1485.7323 | 6.1864 | 85.9334 | 1.1623 | 0.016686 | 0.0014475 | 0.36788 | 0.65019 | [7 empty] | 24027 | 74104 | 3888777.1576 | 1329581.1795 | 2559195.9781 | 524269.184 | 795782.4977 | 1.3911 | 0.089461 | 1.3856 | 10.3413 | 261 | 16.0353 | 5281.0599 | 1979.2248 | 0
Sierra | 5042 | 141 | 173.0995 | 372 | 288.4995 | 97 | 39.7057 | 824.1977 | 19908.3886 | 5180.1182 | 0.22213 | 53.7625 | 1.1211 | 0.0020274 | 0.0014473 | 0.37903 | 0.6 | {9722F7CD-905A-4FAD-885D-DF51D2B7EB29} | 152762101 | EL DORADO PH 2101 | 63464 | 38.7607 | -120.5049 | EL DORADO PH 210163464 | 89 | 112 | 27141.3787 | 21978.0825 | 5163.2962 | 21978.0825 | 5163.2962 | 0.14039 | 0.0061298 | 1.2277 | 3.8351 | 262 | 0.19665 | 5265.0247 | 1992.8732 | 0
Sierra | 4501 | 2666 | 4338.4594 | 5317 | 5561.4463 | 345 | 66.9304 | 505.1276 | 9595.3953 | 2514.6694 | 0.57515 | 12.4386 | 1.085 | 0.00078293 | 0.001423 | 0.50141 | 0.7801 | {061B0891-9632-4691-9CF7-EFB012B2AC41} | 152481105 | BRUNSWICK 1105 | 2210 | 39.261 | -120.9817 | BRUNSWICK 11052210 | 474 | 648 | 73620.5601 | 36677.2724 | 36943.2876 | 36677.2724 | 36943.2876 | 0.49092 | 0.01701 | 1.6273 | 15.4116 | 267 | 0.27011 | 5264.828 | 2015.6498 | 0
Sierra | 2248 | 812 | 1465.3928 | 4046 | 2516.4268 | 586 | 37.403 | 469.4738 | 4290.843 | 300.4156 | 17.5819 | 151.4082 | 1.272 | 0.056436 | 0.0014082 | 0.20069 | 0.58233 | {C2386B39-9DEB-4629-9750-D5EE983424AF} | 153652109 | SHINGLE SPRINGS 2109 | 13322 | 38.7691 | -120.9274 | SHINGLE SPRINGS 210913322 | 725 | 666 | 121513.8986 | 66862.7414 | 54651.1572 | 66862.7414 | 54651.1572 | 0.8252 | 0.043905 | 1.8047 | 6.9044 | 272 | 33.0717 | 5264.5579 | 2057.1716 | 1
Sierra | 2132 | 306 | 445.7378 | 958 | 688.7623 | 79 | 20.8261 | 44.8614 | 155.5209 | 7.4704 | 2.9767 | 18.6175 | 1.1429 | 0.00029979 | 0.0013947 | 0.31942 | 0.64716 | {6872443C-7FE4-416F-92B9-65D58A293737} | 152261104 | DIAMOND SPRINGS 1104 | circuit_breaker | 38.693 | -120.8259 | DIAMOND SPRINGS 1104circuit_breaker | 308 | 519 | 37060.6626 | 16049.1693 | 21011.4933 | 9049.1715 | 10941.4968 | 0.11018 | 0.012321 | 1.4567 | 12.1266 | 274 | 0.023684 | 5231.4862 | 2062.7911 | 0
Sierra | 9682 | 14 | 24.9871 | 17 | 26.3543 | 6 | 144.698 | 1128.3355 | 6126.1267 | 1181.5384 | 41.2098 | 508.0791 | 1.8311 | 0.046172 | 0.001367 | 0.82353 | 0.94812 | {C266F189-74C8-46FA-BDF3-9DE2CEE825D5} | 63642106 | PEABODY 2106 | 5500 | 38.3251 | -121.9708 | PEABODY 21065500 | 22 | 9 | 2800.7836 | 2454.3356 | 346.448 | 589.7469 | 35.0045 | 0.0082021 | 7.0223e-05 | 1.7848 | 2.8333 | 279 | 0.27703 | 5231.4625 | 2063.1573 | 0
Sierra | 953 | 1602 | 2227.2118 | 3936 | 3330.069 | 314 | 33.4467 | 330.3454 | 4690.1949 | 500.9602 | 4.7986 | 43.8437 | 1.1058 | 0.0038102 | 0.0013532 | 0.40701 | 0.66882 | {D517BDE5-67A5-45A9-903B-DF9F687C44D8} | 152481106 | BRUNSWICK 1106 | 51484 | 39.1908 | -120.9998 | BRUNSWICK 110651484 | 519 | 551 | 76781.2555 | 40473.5667 | 36307.6889 | 32219.8738 | 31081.3069 | 0.4249 | 0.024939 | 1.3903 | 12.535 | 281 | 1.1964 | 5231.1855 | 2083.1659 | 0
Sierra | 4647 | 1384 | 1911.5485 | 3369 | 2787.6917 | 259 | 22.8113 | 228.2462 | 3384.5662 | 596.4982 | 2.922 | 27.827 | 1.0497 | 0.0031553 | 0.0013359 | 0.4108 | 0.68571 | {04FA73EB-B797-476B-86A7-C1CFAD605BCA} | 153661104 | APPLE HILL 1104 | 12842 | 38.7537 | -120.6796 | APPLE HILL 110412842 | 383 | 643 | 63105.1251 | 26827.6373 | 36277.4878 | 24430.5416 | 33083.1888 | 0.346 | 0.030582 | 1.3812 | 13.0077 | 285 | 0.81722 | 5229.9891 | 2098.3372 | 0
Sierra | 2384 | 2071 | 2674.3929 | 5807 | 4324.7007 | 419 | 21.0371 | 213.413 | 4099.6904 | 1416.0508 | 1.2989 | 21.1069 | 1.111 | 0.0012655 | 0.0013059 | 0.35664 | 0.6184 | {54AAD7CE-E934-4821-993C-6E306524E68C} | 153661104 | APPLE HILL 1104 | 13512 | 38.7391 | -120.6678 | APPLE HILL 110413512 | 629 | 1006 | 98402.7826 | 49772.481 | 48630.3017 | 45529.6464 | 44057.5936 | 0.54718 | 0.05349 | 1.2914 | 13.8592 | 292 | 0.53023 | 5229.1718 | 2126.6111 | 1
Sierra | 4504 | 260 | 385.8932 | 937 | 644.5386 | 123 | 15.3571 | 87.8084 | 622.9107 | 22.9525 | 9.5732 | 82.2939 | 1.2222 | 0.037498 | 0.0013044 | 0.27748 | 0.59871 | {189FDEE6-C0C8-4312-8E54-D1B717348AC0} | 153652110 | SHINGLE SPRINGS 2110 | 51790 | 38.6639 | -120.931 | SHINGLE SPRINGS 211051790 | 175 | 153 | 23210.7859 | 13935.3436 | 9275.4423 | 12398.7678 | 8085.7463 | 0.16045 | 0.016723 | 1.4842 | 7.6179 | 293 | 4.6123 | 5228.6416 | 2134.3108 | 0
Sierra | 4468 | 1714 | 2346.6172 | 3276 | 3136.9978 | 330 | 27.3401 | 222.1798 | 2662.0106 | 214.1055 | 3.29 | 33.9015 | 1.1488 | 0.00013862 | 0.0012812 | 0.5232 | 0.74805 | {88BE1133-9496-494A-BFE3-FDF017C4AFD5} | 152491101 | WEIMAR 1101 | 2058 | 39.0444 | -120.9858 | WEIMAR 11012058 | 399 | 412 | 59991.061 | 33216.2606 | 26774.8003 | 33216.2606 | 26774.8003 | 0.42278 | 0.032379 | 1.3691 | 9.9273 | 296 | 0.045746 | 5224.0293 | 2154.9381 | 0
Sierra | 6610 | 65 | 90.9873 | 194 | 142.7979 | 33 | 30.2076 | 434.4605 | 1554.1831 | 51.8146 | 39.8951 | 543.1292 | 1.3837 | 0.19496 | 0.0012772 | 0.33505 | 0.63718 | {95CFDCE9-A6F6-4428-B8F8-A23AC65977EB} | 103191101 | BANGOR 1101 | 55206 | 39.3091 | -121.4181 | BANGOR 110155206 | 178 | 158 | 30865.6981 | 16572.7725 | 14292.9256 | 3897.0387 | 2263.7029 | 0.042148 | 0.0029283 | 1.3998 | 5.8788 | 297 | 6.4338 | 5223.9836 | 2157.3581 | 0
Sierra | 3406 | 786 | 1117.3372 | 2182 | 1849.9077 | 183 | 25.0981 | 284.9238 | 3549.1907 | 251.2068 | 2.33 | 20.3896 | 1.0459 | 0.00021115 | 0.0012622 | 0.36022 | 0.604 | {15B21A5E-7758-402F-AB04-357FA8BC8C24} | 152031101 | GRASS VALLEY 1101 | 2208 | 39.1988 | -121.0634 | GRASS VALLEY 11012208 | 270 | 280 | 37691.518 | 20526.1791 | 17165.3389 | 18884.1728 | 15307.3667 | 0.23098 | 0.019906 | 1.4215 | 11.9235 | 301 | 0.038641 | 5217.5498 | 2169.0852 | 0
Sierra | 3089 | 17 | 20.1619 | 40 | 29.491 | 6 | 22.0953 | 197.4532 | 3570.7164 | 274.2717 | 0.89122 | 11.2871 | 1.0022 | 0.0010698 | 0.001245 | 0.425 | 0.68366 | {8832E15C-A8F3-49CE-9AF2-19EADE479033} | 152481103 | BRUNSWICK 1103 | 2200 | 39.275 | -121.0207 | BRUNSWICK 11032200 | 109 | 123 | 16879.8855 | 8965.9105 | 7913.975 | 8965.9105 | 7913.975 | 0.00747 | 0.0006487 | 1.186 | 6.6667 | 308 | 0.0064186 | 5217.5112 | 2174.653 | 0
Sierra | 1154 | 347 | 495.0202 | 1301 | 912.3605 | 188 | 30.5654 | 387.0809 | 3551.1884 | 305.1098 | 6.3767 | 119.5597 | 1.2769 | 0.012204 | 0.0012201 | 0.26672 | 0.54257 | {09764360-E1BF-4969-86D7-B4D769F58355} | 152691104 | HIGGINS 1104 | 4281 | 39.0915 | -121.0564 | HIGGINS 11044281 | 177 | 105 | 31759.1064 | 21369.438 | 10389.6685 | 21369.438 | 10389.6685 | 0.22938 | 0.01298 | 1.4266 | 6.9202 | 315 | 2.2943 | 5217.5048 | 2187.9235 | 0
Sierra | 4283 | 1615 | 2227.0438 | 3576 | 3231.7322 | 329 | 14.5704 | 142.2871 | 1859.2961 | 109.778 | 2.4566 | 28.1605 | 1.1896 | 0.0022008 | 0.0012164 | 0.45162 | 0.68912 | {2C5406F6-FB2B-4C0B-9360-BB5A1B2BA52D} | 153082106 | PLACERVILLE 2106 | 19552 | 38.7437 | -120.7816 | PLACERVILLE 210619552 | 437 | 597 | 73896.1375 | 34224.6242 | 39671.5133 | 34224.6242 | 39671.5133 | 0.40019 | 0.053882 | 1.379 | 10.8693 | 318 | 0.72407 | 5215.2104 | 2209.1769 | 0
Sierra | 964 | 1795 | 2743.3323 | 4669 | 3990.3108 | 532 | 28.1583 | 370.1161 | 3925.1572 | 403.8652 | 5.3039 | 63.1437 | 1.1977 | 0.0024588 | 0.0011907 | 0.38445 | 0.6875 | {71CA17E4-B079-4EB2-8611-562BAD82EEBD} | 152691110 | HIGGINS 1110 | 2408 | 39.0472 | -121.0488 | HIGGINS 11102408 | 555 | 502 | 95382.6509 | 57049.967 | 38332.6839 | 57049.967 | 38332.6839 | 0.63347 | 0.046297 | 1.5283 | 8.7763 | 325 | 1.3081 | 5214.4864 | 2244.605 | 0
Sierra | 304 | 373 | 590.3361 | 1559 | 1068.8851 | 250 | 36.6442 | 713.9661 | 5594.3045 | 366.4645 | 9.5918 | 257.8974 | 1.3735 | 0.015884 | 0.0011882 | 0.23926 | 0.55229 | {6752B4B6-FF0C-4C57-ADC9-D57090816B6D} | 152282101 | MOUNTAIN QUARRIES 2101 | 1350 | 38.8931 | -120.9966 | MOUNTAIN QUARRIES 21011350 | 305 | 224 | 55500.1447 | 34651.2737 | 20848.871 | 34651.2737 | 20848.871 | 0.29704 | 0.017468 | 1.5827 | 6.236 | 328 | 3.9709 | 5213.1783 | 2266.1234 | 0
Sierra | 733 | 381 | 693.6009 | 898 | 915.8334 | 124 | 44.9832 | 1041.5656 | 6953.8683 | 827.904 | 54.5852 | 1530.0143 | 1.6827 | 0.15785 | 0.0011848 | 0.42428 | 0.75734 | {14F48B8C-8A8F-4490-B11D-9FE802AC416A} | 63681102 | PUTAH CREEK 1102 | 67858 | 38.4806 | -122.0273 | PUTAH CREEK 110267858 | 128 | 105 | 22758.0522 | 18688.4623 | 4069.5899 | 18688.4623 | 4069.5899 | 0.14691 | 0.0059931 | 1.8205 | 7.2419 | 329 | 19.5736 | 5209.2073 | 2277.729 | 0
Sierra | 2860 | 61 | 104.4473 | 164 | 143.0152 | 42 | 27.9865 | 526.9842 | 4648.262 | 262.9235 | 11.8401 | 141.5761 | 1.2171 | 0.039271 | 0.0011784 | 0.37195 | 0.73032 | {37338E68-AEEA-49C6-B1EE-76E1EAD86B81} | 153652108 | SHINGLE SPRINGS 2108 | 19762 | 38.6602 | -120.9714 | SHINGLE SPRINGS 210819762 | 115 | 74 | 12220.1289 | 8714.0124 | 3506.1165 | 6558.8623 | 3456.9669 | 0.049493 | 0.0048022 | 1.7123 | 3.9048 | 331 | 1.6494 | 5189.6337 | 2281.802 | 0
Sierra | 7670 | 59 | 119.629 | 221 | 183.9517 | 28 | 29.9906 | 206.977 | 985.4963 | 65.7161 | 17.1413 | 262.8315 | 1.2143 | 0.038455 | 0.0011762 | 0.26697 | 0.65033 | {58251FB2-5D98-4B8D-BEC3-F95636B42578} | 152561105 | PENRYN 1105 | 50550 | 38.8511 | -121.1794 | PENRYN 110550550 | 262 | 289 | 40488.5314 | 22728.582 | 17759.9495 | 3634.5722 | 2897.3531 | 0.032934 | 0.0016786 | 2.0276 | 7.8929 | 333 | 1.0768 | 5187.9843 | 2284.0591 | 0
Sierra | 714 | 1187 | 1642.5111 | 2841 | 2457.1553 | 255 | 19.5771 | 113.7204 | 1178.2142 | 81.4235 | 1.7515 | 20.2062 | 1.0366 | 0.00093306 | 0.0011757 | 0.41781 | 0.66846 | {DCB9D4A3-4396-4AF7-B5A4-4405D20B6E8E} | 152261106 | DIAMOND SPRINGS 1106 | 50324 | 38.6953 | -120.818 | DIAMOND SPRINGS 110650324 | 420 | 479 | 59350.5472 | 32529.5546 | 26820.9925 | 27285.9774 | 22030.9722 | 0.2998 | 0.030671 | 1.3837 | 11.1412 | 334 | 0.23793 | 5186.9076 | 2301.0037 | 0
Sierra | 821 | 1264 | 2106.8885 | 4207 | 3197.1338 | 618 | 22.2199 | 148.1816 | 1080.5448 | 69.5811 | 11.7811 | 113.1686 | 1.2029 | 0.043798 | 0.0011637 | 0.30045 | 0.65899 | {01A8C6BD-323D-44E5-A686-1246351A46F2} | 152261107 | DIAMOND SPRINGS 1107 | circuit_breaker | 38.693 | -120.8257 | DIAMOND SPRINGS 1107circuit_breaker | 1083 | 914 | 143684.4336 | 90295.6562 | 53388.7775 | 81888.8347 | 45058.7965 | 0.7192 | 0.07002 | 1.6668 | 6.8074 | 337 | 27.067 | 5186.6697 | 2351.8566 | 1
Sierra | 4869 | 108 | 211.0516 | 284 | 277.2858 | 59 | 49.7221 | 447.7067 | 2367.7386 | 161.662 | 26.8018 | 492.0508 | 1.56 | 0.10177 | 0.0011289 | 0.38028 | 0.76113 | {FD236456-FD03-4755-9CCD-003D8F61CBAE} | 152282101 | MOUNTAIN QUARRIES 2101 | 6953 | 38.8983 | -120.9827 | MOUNTAIN QUARRIES 21016953 | 77 | 80 | 17193.7085 | 9165.9911 | 8027.7174 | 9165.9911 | 8027.7174 | 0.066604 | 0.0029761 | 1.9542 | 4.8136 | 351 | 6.0045 | 5159.6027 | 2357.5487 | 0
Sierra | 3018 | 1675 | 2356.8769 | 3682 | 3401.0957 | 256 | 28.9573 | 1411.8548 | 29350.705 | 2925.7246 | 0.62506 | 28.6053 | 1.0785 | 0.014683 | 0.0011236 | 0.45492 | 0.69298 | {1B4AEF1E-3888-4CF0-B5B2-91A85959940F} | 152201101 | PIKE CITY 1101 | circuit_breaker | 39.4384 | -120.996 | PIKE CITY 1101circuit_breaker | 227 | 301 | 49313.7889 | 31954.3985 | 17359.3904 | 31954.3985 | 17359.3904 | 0.28764 | 0.021498 | 1.4071 | 14.3828 | 353 | 3.759 | 5153.5982 | 2377.3924 | 0
Sierra | 8334 | 559 | 665.718 | 1417 | 1077.4205 | 147 | 49.1996 | 3129.6309 | 86630.8346 | 9871.5043 | 0.91087 | 20.2771 | 1.1138 | 0.001698 | 0.0011092 | 0.3945 | 0.61788 | {05132EF1-E962-492C-8CE4-DD542C3B3D15} | 152181101 | FORESTHILL 1101 | 37238 | 39.0472 | -120.7859 | FORESTHILL 110137238 | 112 | 116 | 27233.8309 | 18519.0658 | 8714.7652 | 18519.0658 | 8714.7652 | 0.16306 | 0.007625 | 1.1909 | 9.6395 | 357 | 0.2496 | 5149.8393 | 2388.8927 | 0
Sierra | 4384 | 212 | 485.6519 | 1503 | 902.7604 | 241 | 29.7714 | 366.5287 | 1551.5977 | 78.8183 | 25.8289 | 287.5601 | 1.3164 | 0.10469 | 0.0010951 | 0.14105 | 0.53796 | {61206052-9537-4FFD-A305-D8F681D781BF} | 103191101 | BANGOR 1101 | 82350 | 39.3222 | -121.3949 | BANGOR 110182350 | 395 | 336 | 62243.5619 | 35380.8633 | 26862.6986 | 30346.6456 | 20482.9611 | 0.26393 | 0.019036 | 2.2908 | 6.2365 | 364 | 25.231 | 5149.5896 | 2407.738 | 1
Sierra | 5215 | 634 | 717.2178 | 858 | 812.1068 | 40 | 28.482 | 135.9055 | 1554.5815 | 76.273 | 0.33335 | 18.5607 | 1.0036 | 0.00096175 | 0.001084 | 0.73893 | 0.88316 | {EB9602B6-3B78-44B7-9264-163222D3097C} | 152481105 | BRUNSWICK 1105 | 2100 | 39.2417 | -121.0262 | BRUNSWICK 11052100 | 100 | 63 | 9479.0887 | 6320.6672 | 3158.4215 | 6320.6672 | 3158.4215 | 0.043359 | 0.0031338 | 1.1313 | 21.45 | 370 | 0.03847 | 5124.3587 | 2411.6631 | 0
Sierra | 4403 | 519 | 1033.0377 | 1259 | 1333.1306 | 197 | 39.9322 | 338.9438 | 1936.6865 | 236.0497 | 185.5107 | 1433.3699 | 1.7252 | 0.29397 | 0.0010653 | 0.41223 | 0.7749 | {1D851C9B-9F5B-4DD5-BA25-9C3137B89393} | 63591105 | VACA DIXON 1105 | 40092 | 38.4159 | -121.9706 | VACA DIXON 110540092 | 717 | 559 | 118824.5099 | 69249.133 | 49575.3769 | 37400.5677 | 22520.4651 | 0.20987 | 0.0093536 | 1.9904 | 6.3909 | 378 | 57.9125 | 5124.3202 | 2434.8889 | 1
Sierra | 5023 | 20 | 26.1197 | 24 | 27.9139 | 3 | 25.7804 | 19.6123 | 82.2252 | 4.1041 | 2.1726 | 46.5531 | 1 | 4.0364e-06 | 0.0010357 | 0.83333 | 0.93572 | {C99F1365-4BA0-493A-A0A5-5D7F7D14700C} | 152261106 | DIAMOND SPRINGS 1106 | circuit_breaker | 38.693 | -120.8258 | DIAMOND SPRINGS 1106circuit_breaker | 94 | 160 | 8914.417 | 3624.8586 | 5289.5583 | 305.3669 | 422.6889 | 0.0031072 | 0.00018228 | 1.306 | 8 | 392 | 1.2109e-05 | 5066.4077 | 2435.0785 | 0
Sierra | 340 | 75 | 96.7545 | 187 | 146.6925 | 27 | 31.0028 | 257.0959 | 3709.3372 | 296.3803 | 0.12021 | 20.5317 | 1.0188 | 0.00085352 | 0.0010303 | 0.40107 | 0.65957 | {EDC3C6AA-B200-49D0-AFDA-73B9844EB8E4} | 152481105 | BRUNSWICK 1105 | 2204 | 39.2643 | -120.9858 | BRUNSWICK 11052204 | 167 | 137 | 21910.8094 | 11642.89 | 10267.9193 | 11642.89 | 10267.9193 | 0.027819 | 0.0019043 | 1.2901 | 6.9259 | 395 | 0.023045 | 5066.4077 | 2442.3088 | 1
Sierra | 4891 | 517 | 701.6601 | 1042 | 994.7689 | 96 | 18.8318 | 139.5004 | 1517.5061 | 78.4831 | 1.7858 | 11.5571 | 1.0186 | 6.9129e-06 | 0.0010303 | 0.49616 | 0.70535 | {CBE676E4-58AB-460F-8EF4-93AB8DD21D9C} | 152491101 | WEIMAR 1101 | 2764 | 39.035 | -120.9793 | WEIMAR 11012764 | 133 | 152 | 17574.148 | 9841.7615 | 7732.3865 | 9841.7615 | 7732.3865 | 0.098911 | 0.0099898 | 1.3572 | 10.8542 | 396 | 0.00066364 | 5066.3846 | 2448.4205 | 0
Sierra | 8695 | 39 | 53.9806 | 158 | 99.4697 | 25 | 24.92 | 584.5518 | 2605.0054 | 103.3673 | 23.667 | 640.4992 | 1.5706 | 0.096932 | 0.0010301 | 0.24684 | 0.54268 | {C1372A39-5F1C-45B4-BF7F-8FD49647E669} | 152921101 | BROWNS VALLEY 1101 | 17011 | 39.2691 | -121.3691 | BROWNS VALLEY 110117011 | 26 | 38 | 5527.9465 | 3005.3172 | 2522.6293 | 3005.3172 | 2522.6293 | 0.025753 | 0.0018394 | 1.3841 | 6.32 | 397 | 2.4233 | 5066.384 | 2450.2868 | 0
Sierra | 2440 | 106 | 219.4927 | 795 | 453.368 | 135 | 25.5111 | 371.6119 | 1624.8058 | 81.7182 | 21.2373 | 398.4935 | 1.4051 | 0.084535 | 0.0010273 | 0.13333 | 0.48414 | {868A573A-DC6D-45C3-92E0-27ABE99A6BF7} | 152921101 | BROWNS VALLEY 1101 | 1268 | 39.2871 | -121.3894 | BROWNS VALLEY 11011268 | 158 | 130 | 26840.259 | 17550.3384 | 9289.9206 | 17547.6887 | 9289.9206 | 0.13869 | 0.010993 | 2.0707 | 5.8889 | 400 | 11.4123 | 5063.9607 | 2461.1839 | 0
Sierra | 1351 | 405 | 769.5134 | 888 | 944.988 | 173 | 21.5189 | 279.2155 | 2161.9533 | 113.457 | 8.1113 | 315.9004 | 1.3009 | 0.019513 | 0.0010238 | 0.45608 | 0.81431 | {DB6EB455-6355-4800-B389-6B10D5AE927B} | 153612104 | CLARKSVILLE 2104 | 19772 | 38.7131 | -121.0456 | CLARKSVILLE 210419772 | 268 | 189 | 44802.9098 | 29518.3354 | 15284.5744 | 28983.153 | 14611.2219 | 0.17712 | 0.017256 | 1.9 | 5.1329 | 401 | 3.3758 | 5052.5484 | 2479.1824 | 0
Sierra | 3166 | 993 | 1540.1416 | 4843 | 3237.9116 | 680 | 21.2453 | 378.1359 | 3739.3576 | 157.2397 | 3.9359 | 100.7114 | 1.2033 | 0.0063679 | 0.0010132 | 0.20504 | 0.47566 | {FB182C0F-B71E-4B89-801E-E64DB8A5CDBB} | 153662102 | APPLE HILL 2102 | 186912 | 38.641 | -120.7043 | APPLE HILL 2102186912 | 717 | 789 | 138854.3015 | 81658.6951 | 57195.6064 | 78311.5629 | 56097.4344 | 0.68896 | 0.065168 | 1.551 | 7.1221 | 405 | 4.3301 | 5049.1726 | 2527.8139 | 0
Sierra | 492 | 2060 | 2981.4538 | 4115 | 3932.7957 | 464 | 19.4104 | 396.2177 | 3961.4831 | 201.2686 | 5.9944 | 135.1831 | 1.2745 | 0.013969 | 0.0010101 | 0.50061 | 0.7581 | {81A1F156-C98B-4850-992A-A7159456D080} | 153741101 | DOBBINS 1101 | 1264 | 39.374 | -121.2054 | DOBBINS 11011264 | 438 | 363 | 76561.1273 | 55993.1456 | 20567.9817 | 55887.5598 | 20440.4865 | 0.46868 | 0.048548 | 1.4473 | 8.8685 | 407 | 6.4814 | 5044.8425 | 2562.5201 | 0
Sierra | 6949 | 75 | 147.5402 | 416 | 287.0962 | 80 | 33.6348 | 232.7704 | 1378.8486 | 77.1565 | 38.077 | 249.4701 | 1.2283 | 0.090399 | 0.00098133 | 0.18029 | 0.51391 | {2EBA7959-7933-4246-BD38-55C2DE2602D7} | 152271102 | WISE 1102 | 2234 | 38.8955 | -121.1358 | WISE 11022234 | 257 | 280 | 40412.5812 | 24231.786 | 16180.7952 | 24231.786 | 16180.7952 | 0.078507 | 0.0045119 | 1.9672 | 5.2 | 417 | 7.2319 | 5038.361 | 2577.568 | 0
Sierra | 4205 | 88 | 119.9534 | 271 | 207.7548 | 22 | 14.427 | 14.7571 | 83.8336 | 3.0037 | 1.294 | 10.3238 | 1.0244 | 6.9479e-06 | 0.00097777 | 0.32472 | 0.57738 | {C51D56F7-8B75-4353-BFFF-B24BA2EBAE80} | 152481106 | BRUNSWICK 1106 | 33050 | 39.1499 | -121.0366 | BRUNSWICK 110633050 | 119 | 304 | 20191.425 | 6143.4432 | 14047.9818 | 1491.043 | 2968.8036 | 0.021511 | 0.0023009 | 1.3631 | 12.3182 | 420 | 0.00015285 | 5031.1291 | 2578.494 | 0
Sierra | 5262 | 242 | 341.5984 | 546 | 473.3208 | 50 | 21.3567 | 116.9509 | 487.4647 | 26.0435 | 11.6201 | 116.0124 | 1.0953 | 0.037642 | 0.00097582 | 0.44322 | 0.72171 | {EB4C43F2-5A6C-4135-94F6-89D7E69DB625} | 152561105 | PENRYN 1105 | 2406 | 38.8519 | -121.1656 | PENRYN 11052406 | 269 | 436 | 41610.1168 | 19927.713 | 21682.4038 | 4637.0241 | 3868.4688 | 0.048791 | 0.0039782 | 1.4116 | 10.92 | 421 | 1.8821 | 5031.129 | 2581.3736 | 0
Sierra | 8888 | 1 | 1.2277 | 9 | 4.584 | 4 | 114.657 | 436.9584 | 2142.1054 | 245.9743 | 59.1256 | 1982.2803 | 2.1117 | 0.089773 | 0.00097103 | 0.11111 | 0.26783 | {BC2B156B-5F07-4313-BE60-34EF88AFE911} | 63642108 | PEABODY 2108 | circuit_breaker | 38.2853 | -121.9704 | PEABODY 2108circuit_breaker | 52 | 23 | 6627.7078 | 4968.214 | 1659.4938 | 604.4135 | 779.7385 | 0.0038841 | 6.5421e-05 | 1.2277 | 2.25 | 426 | 0.35909 | 5029.2469 | 2581.7489 | 0
Sierra | 539 | 1285 | 2314.2055 | 5232 | 3882.1667 | 570 | 15.0626 | 151.3299 | 964.0837 | 34.5415 | 4.544 | 97.9586 | 1.1711 | 0.005999 | 0.00095428 | 0.2456 | 0.59611 | {3C509C6A-BB81-43C3-A023-21038DF3E84A} | 153652110 | SHINGLE SPRINGS 2110 | 7742 | 38.6615 | -120.911 | SHINGLE SPRINGS 21107742 | 748 | 756 | 125290.8053 | 73601.743 | 51689.0623 | 73513.8191 | 51584.5207 | 0.54394 | 0.077177 | 1.8009 | 9.1789 | 433 | 3.4194 | 5028.8878 | 2627.401 | 0
Sierra | 8892 | 429 | 633.9188 | 995 | 896.881 | 94 | 20.6533 | 330.568 | 3263.0409 | 165.9069 | 4.024 | 55.4931 | 1.2172 | 0.0071193 | 0.00092147 | 0.43116 | 0.7068 | {93C56D43-333C-4331-959E-24C064CB9C39} | 153741101 | DOBBINS 1101 | 91464 | 39.3719 | -121.2077 | DOBBINS 110191464 | 129 | 120 | 18238.3552 | 11341.1652 | 6897.19 | 11341.1652 | 6897.19 | 0.086618 | 0.0093269 | 1.4777 | 10.5851 | 439 | 0.66921 | 5025.4684 | 2634.4439 | 0
Sierra | 3716 | 470 | 845.3569 | 1465 | 1235.8494 | 266 | 29.1149 | 251.1371 | 1253.1238 | 68.7907 | 40.1888 | 392.5621 | 1.2863 | 0.13059 | 0.00088919 | 0.32082 | 0.68403 | {46E702EC-9F9A-49D3-8D4F-660BC1315D70} | 152271102 | WISE 1102 | 2230 | 38.8961 | -121.1374 | WISE 11022230 | 406 | 392 | 66967.2093 | 39994.2491 | 26972.9602 | 36254.0831 | 24452.4066 | 0.23652 | 0.015872 | 1.7986 | 5.5075 | 453 | 34.7369 | 5024.7992 | 2656.9576 | 1
Sierra | 455 | 1772 | 2215.2197 | 3443 | 3138.1694 | 298 | 22.2202 | 204.6751 | 2641.0351 | 253.0364 | 2.4805 | 33.0345 | 1.1017 | 0.00022815 | 0.00088737 | 0.51467 | 0.7059 | {1AAC91CD-F390-4834-9229-DA9482F10795} | 152491101 | WEIMAR 1101 | 2084 | 39.0318 | -120.9741 | WEIMAR 11012084 | 335 | 339 | 49412.7367 | 29727.9123 | 19684.8245 | 29727.9123 | 19684.8245 | 0.26444 | 0.02425 | 1.2501 | 11.5537 | 454 | 0.06799 | 4990.0623 | 2675.4187 | 0
Sierra | 2772 | 21 | 25.782 | 54 | 38.1028 | 12 | 43.0318 | 174.7103 | 629.1784 | 38.2172 | 32.7627 | 349.1657 | 1.2745 | 0.088193 | 0.00088329 | 0.38889 | 0.67664 | {2BBB97CC-A78B-43EC-BEB0-66A2E29BC2E3} | 152561106 | PENRYN 1106 | 51674 | 38.8252 | -121.1919 | PENRYN 110651674 | 327 | 631 | 49160.5507 | 19482.4094 | 29678.1413 | 1609.198 | 399.2346 | 0.0106 | 0.0007466 | 1.2277 | 4.5 | 455 | 1.0583 | 4989.9943 | 2676.418 | 0
Sierra | 2508 | 721 | 1267.9499 | 2803 | 2100.256 | 299 | 19.0396 | 148.7128 | 925.1378 | 56.724 | 6.1415 | 96.2303 | 1.3088 | 0.0040668 | 0.00088255 | 0.25722 | 0.60371 | {0B887AE7-B7B8-4CE1-A4B2-3FC68E0D65B0} | 153081110 | PLACERVILLE 1110 | 19582 | 38.7528 | -120.8225 | PLACERVILLE 111019582 | 412 | 370 | 62066.9272 | 35889.5226 | 26177.4046 | 35889.5226 | 26177.4046 | 0.26388 | 0.024546 | 1.7586 | 9.3746 | 456 | 1.216 | 4988.936 | 2698.7054 | 0
Sierra | 6143 | 52 | 64.496 | 139 | 105.5021 | 12 | 16.4594 | 112.3873 | 1854.5994 | 81.3972 | 0.28226 | 4.4563 | 1.0017 | 0.00048899 | 0.00088184 | 0.3741 | 0.61132 | {BE84EF6E-6642-4AA6-9D64-6402D1C22F4F} | 152481105 | BRUNSWICK 1105 | 84480 | 39.2462 | -121.0032 | BRUNSWICK 110584480 | 101 | 70 | 12921.2096 | 7615.7819 | 5305.4277 | 7615.7819 | 5305.4277 | 0.010582 | 0.00092 | 1.2403 | 11.5833 | 457 | 0.0058678 | 4987.72 | 2703.4348 | 0
Sierra | 4687 | 959 | 1472.7463 | 2313 | 2154.0635 | 296 | 18.8386 | 406.9604 | 4750.8325 | 300.407 | 4.84 | 56.2679 | 1.1415 | 0.0020014 | 0.00086676 | 0.41461 | 0.68371 | {C9DADD85-14AA-43BF-A515-5A40BF95056F} | 152031103 | GRASS VALLEY 1103 | 1700 | 39.2032 | -121.0791 | GRASS VALLEY 11031700 | 397 | 467 | 63950.989 | 34998.208 | 28952.7811 | 34777.5165 | 28952.7811 | 0.25656 | 0.024794 | 1.5357 | 7.8142 | 463 | 0.59243 | 4987.7141 | 2725.0316 | 0
Sierra | 6125 | 135 | 269.3081 | 354 | 353.0823 | 64 | 40.4937 | 765.0739 | 4142.6864 | 605.8035 | 91.2093 | 1293.6357 | 1.7064 | 0.22711 | 0.00084801 | 0.38136 | 0.76273 | {89E381E1-F842-49C9-837A-CF37A4D6EF66} | 63681102 | PUTAH CREEK 1102 | 8352 | 38.5035 | -122.002 | PUTAH CREEK 11028352 | 184 | 120 | 30019.7444 | 18999.2581 | 11020.4863 | 8943.386 | 5704.6878 | 0.054273 | 0.0030691 | 1.9949 | 5.5312 | 472 | 14.5349 | 4987.1217 | 2730.5855 | 0
Sierra | 5557 | 281 | 385.5924 | 519 | 495.3762 | 51 | 11.9209 | 766.5823 | 10182.7037 | 282.0473 | 1.9192 | 349.9696 | 1.6552 | 0.10861 | 0.00083773 | 0.54143 | 0.77838 | {B35DE979-0877-4DCD-A99D-B482E8F19A15} | 103201102 | CHALLENGE 1102 | 1064 | 39.482 | -121.2419 | CHALLENGE 11021064 | 266 | 224 | 47056.516 | 32164.5669 | 14891.9492 | 32164.5669 | 14891.9492 | 0.042724 | 0.0065731 | 1.3722 | 10.1765 | 478 | 5.5392 | 4972.5868 | 2750.5597 | 0
Sierra | 2066 | 2 | 5.0295 | 10 | 8.0185 | 5 | 24.9366 | 682.3538 | 3881.0645 | 100.6795 | 40.2314 | 815.8776 | 1.3115 | 0.088432 | 0.00083564 | 0.2 | 0.62724 | {C124863D-A80A-417C-8673-B1FFE62E6401} | 153701104 | LINCOLN 1104 | 5391 | 38.9449 | -121.2375 | LINCOLN 11045391 | 9 | 2 | 1836.0694 | 1530.1829 | 305.8865 | 1530.1829 | 305.8865 | 0.0041782 | 0.00027494 | 2.5148 | 2 | 484 | 0.44216 | 4967.0476 | 2751.5099 | 0
Sierra | 6606 | 375 | 544.4818 | 736 | 708.8555 | 63 | 14.8131 | 131.385 | 1527.1218 | 123.3771 | 1.1269 | 9.9379 | 1.0012 | 4.2384e-05 | 0.0008295 | 0.50951 | 0.76811 | {F62664EC-2775-4F42-885E-6C5354881CBF} | 152481110 | BRUNSWICK 1110 | 63100 | 39.2282 | -121.1005 | BRUNSWICK 111063100 | 112 | 258 | 18804.8282 | 6591.8915 | 12212.9367 | 6591.8915 | 12212.9367 | 0.052259 | 0.007304 | 1.452 | 11.6825 | 485 | 0.0026702 | 4966.6055 | 2755.6035 | 0
Sierra | 2028 | 434 | 494.6544 | 1372 | 910.2416 | 72 | 16.3709 | 256.9366 | 4531.561 | 677.4647 | 0.55722 | 6.8569 | 1.2282 | 0.0017702 | 0.00081798 | 0.31633 | 0.54343 | {E2D02A33-8746-4464-A366-79BFD6EADB5B} | 152762102 | EL DORADO PH 2102 | 6645 | 38.7648 | -120.5895 | EL DORADO PH 21026645 | 93 | 147 | 14407.0674 | 6883.7119 | 7523.3555 | 6883.7119 | 7523.3555 | 0.058895 | 0.0074498 | 1.1398 | 19.0556 | 488 | 0.12746 | 4966.6028 | 2759.8783 | 1
Sierra | 10107 | 1 | 1.3586 | 1 | 1.3586 | 1 | 31.3807 | 114.8399 | 606.4609 | 22.5184 | 1.6097e-14 | 0.13606 | 1 | 1.7279e-06 | 0.00081623 | 1 | 1 | {3AE21CFF-B1F8-4F68-931E-FCCDD52142DD} | 152481104 | BRUNSWICK 1104 | 761310 | 39.2675 | -121.0555 | BRUNSWICK 1104761310 | 4 | 1 | 53.1948 | 43.1053 | 10.0895 | 43.1053 | 10.0895 | 0.00081623 | 2.601e-05 | 1.3586 | 1 | 490 | 1.7279e-06 | 4966.4754 | 2759.905 | 0
Sierra | 2628 | 1014 | 1468.3172 | 3154 | 2398.2473 | 523 | 18.6423 | 556.2881 | 5315.3842 | 196.3317 | 6.0123 | 120.587 | 1.3089 | 0.0088141 | 0.00080945 | 0.3215 | 0.61225 | {71852C93-FB23-454D-AA22-159ABBF0F364} | 153662102 | APPLE HILL 2102 | 77546 | 38.5701 | -120.7327 | APPLE HILL 210277546 | 540 | 433 | 91653.5791 | 69457.7296 | 22195.8495 | 69457.7296 | 22195.8495 | 0.42334 | 0.047715 | 1.448 | 6.0306 | 495 | 4.6098 | 4966.4754 | 2803.0383 | 0
Sierra | 1087 | 570 | 1008.9996 | 2859 | 1715.5928 | 411 | 23.7596 | 299.8507 | 1583.3563 | 72.2357 | 12.2322 | 161.1978 | 1.2493 | 0.03466 | 0.00080499 | 0.19937 | 0.58813 | {4EADDDA4-9026-4CB9-B9C4-03D97B5E8FF0} | 103191101 | BANGOR 1101 | 1958 | 39.3568 | -121.3667 | BANGOR 11011958 | 532 | 401 | 78091.4744 | 54026.2311 | 24065.2432 | 54026.2311 | 24065.2432 | 0.33085 | 0.031149 | 1.7702 | 6.9562 | 497 | 14.2451 | 4961.8656 | 2836.5886 | 0
Sierra | 1290 | 233 | 321.3267 | 421 | 414.9261 | 49 | 15.7348 | 60.6102 | 603.2829 | 43.5889 | 2.2746 | 15.3721 | 1.3371 | 0.00024526 | 0.00079748 | 0.55344 | 0.77442 | {2295C6B5-DB5C-485B-935E-32BBB76DDD81} | 152431101 | SHADY GLEN 1101 | circuit_breaker | 39.1152 | -120.9537 | SHADY GLEN 1101circuit_breaker | 183 | 542 | 28751.7545 | 8826.8608 | 19924.8936 | 5163.0926 | 8268.8424 | 0.039076 | 0.0051488 | 1.3791 | 8.5918 | 501 | 0.012018 | 4947.6205 | 2839.7948 | 0
Sierra | 4045 | 517 | 671.9173 | 2239 | 1413.0411 | 143 | 12.6122 | 40.7912 | 598.132 | 38.7975 | 0.409 | 3.6083 | 0.99664 | 0.00092196 | 0.00079161 | 0.23091 | 0.47551 | {62F80FAB-48ED-40CA-B9E7-9219C832B45F} | 152762102 | EL DORADO PH 2102 | 19542 | 38.7615 | -120.5801 | EL DORADO PH 210219542 | 259 | 556 | 38046.911 | 15104.0184 | 22942.8925 | 15104.0184 | 22942.8925 | 0.1132 | 0.018507 | 1.2996 | 15.6573 | 503 | 0.13184 | 4947.6085 | 2849.1744 | 1
Sierra | 5046 | 1298 | 1736.551 | 2133 | 2109.7395 | 148 | 15.8006 | 158.5296 | 2118.1415 | 320.1783 | 2.5124 | 22.38 | 1.1157 | 0.00075636 | 0.00078347 | 0.60853 | 0.82311 | {1F323A0D-3C08-4F07-A424-801F7C955EF5} | 152431102 | SHADY GLEN 1102 | 48894 | 39.119 | -120.9515 | SHADY GLEN 110248894 | 200 | 194 | 27301.1838 | 16046.7548 | 11254.429 | 13914.1946 | 10190.8589 | 0.11595 | 0.012917 | 1.3379 | 14.4122 | 508 | 0.11194 | 4947.4767 | 2857.8152 | 0
Sierra | 3079 | 972 | 1622.5374 | 5005 | 3255.5862 | 743 | 17.3995 | 361.342 | 3282.4418 | 103.8943 | 8.3778 | 119.5534 | 1.2352 | 0.038021 | 0.00077768 | 0.19421 | 0.49839 | {9B3053D4-0FCD-415D-AE49-1C1AC44BB827} | 152261105 | DIAMOND SPRINGS 1105 | 7722 | 38.6778 | -120.8497 | DIAMOND SPRINGS 11057722 | 807 | 822 | 160711.8744 | 100030.6738 | 60681.2005 | 95268.3331 | 57109.0073 | 0.57782 | 0.068922 | 1.6693 | 6.7362 | 512 | 28.2497 | 4947.3647 | 2916.9768 | 1
Sierra | 3387 | 1989 | 2384.7418 | 3507 | 3188.105 | 292 | 13.713 | 86.6874 | 923.3888 | 48.2145 | 1.9342 | 14.5618 | 1.0305 | 3.926e-05 | 0.00076609 | 0.56715 | 0.74801 | {DA254098-CE2F-4B1D-8DCD-E2A142ECA867} | 152491101 | WEIMAR 1101 | 2740 | 39.0343 | -120.9746 | WEIMAR 11012740 | 393 | 527 | 58050.1275 | 30589.1767 | 27460.9508 | 30589.1767 | 27460.9508 | 0.2237 | 0.030051 | 1.199 | 12.0103 | 523 | 0.011464 | 4919.115 | 2935.9727 | 0
Sierra | 631 | 100 | 232.1555 | 220 | 276.9438 | 25 | 20.9431 | 232.9347 | 1222.3978 | 42.7925 | 18.7181 | 252.7698 | 1.1658 | 0.039513 | 0.00074451 | 0.45455 | 0.83828 | {51FD1214-1DA9-48E9-81B5-DF5A14DDC488} | 152561105 | PENRYN 1105 | 50548 | 38.8541 | -121.1806 | PENRYN 110550548 | 257 | 236 | 33885.4646 | 19476.8877 | 14408.5769 | 2946.7985 | 1779.707 | 0.018613 | 0.0017665 | 2.3216 | 8.8 | 536 | 0.98781 | 4919.1035 | 2937.8026 | 0
Sierra | 2592 | 687 | 860.6496 | 1197 | 1111.3392 | 60 | 16.1987 | 126.4684 | 1595.1239 | 58.7954 | 0.83603 | 12.4076 | 1.013 | 0.0014148 | 0.00074286 | 0.57393 | 0.77443 | {7677B076-AE2A-476E-8765-2A5E3BB73FF1} | 153661104 | APPLE HILL 1104 | 12947 | 38.7515 | -120.693 | APPLE HILL 110412947 | 77 | 96 | 11948.009 | 5562.8913 | 6385.1177 | 5562.8913 | 6385.1177 | 0.044572 | 0.006508 | 1.2528 | 19.95 | 537 | 0.084889 | 4918.1157 | 2941.2572 | 0
Sierra | 7890 | 1 | 1.246 | 22 | 11.6943 | 5 | 8.5759 | 448.3333 | 2589.2529 | 44.1566 | 0.73496 | 208.8348 | 1.1487 | 0.03194 | 0.00073799 | 0.045455 | 0.10655 | {6925CBA3-93E0-44A7-B2DC-50805D93ECF4} | 103191101 | BANGOR 1101 | 31502 | 39.3864 | -121.4016 | BANGOR 110131502 | 141 | 86 | 26804.8794 | 19075.5291 | 7729.3503 | 19075.5291 | 7729.3503 | 0.0036899 | 0.0004347 | 1.246 | 4.4 | 540 | 0.1597 | 4918.0308 | 2953.1031 | 0
Sierra | 2020 | 593 | 956.0837 | 2717 | 1818.8671 | 325 | 21.221 | 344.9399 | 2787.0037 | 101.3913 | 4.3132 | 63.0781 | 1.1128 | 0.0014826 | 0.00073778 | 0.21826 | 0.52565 | {AE69F8EF-4AC2-40EB-85B9-DBE37E3684F9} | 153652109 | SHINGLE SPRINGS 2109 | 11092 | 38.7741 | -120.9201 | SHINGLE SPRINGS 210911092 | 343 | 320 | 57879.5459 | 36166.6657 | 21712.8802 | 36166.6657 | 21712.8802 | 0.23978 | 0.023813 | 1.6123 | 8.36 | 541 | 0.48185 | 4917.8711 | 2975.5626 | 0
Sierra | 2581 | 247 | 436.6686 | 795 | 647.3773 | 140 | 38.9301 | 201.907 | 1088.8504 | 71.3022 | 17.4129 | 248.5869 | 1.1617 | 0.042039 | 0.00073645 | 0.31069 | 0.67452 | {6C821003-D04C-4AF6-8BAB-34ADD719F265} | 153701101 | LINCOLN 1101 | 2310 | 38.889 | -121.276 | LINCOLN 11012310 | 296 | 188 | 39404.2027 | 28409.3075 | 10994.8952 | 17598.5614 | 7119.8754 | 0.1031 | 0.0083239 | 1.7679 | 5.6786 | 543 | 5.8855 | 4917.3893 | 2986.4913 | 0
Sierra | 1048 | 449 | 681.8853 | 1501 | 1120.8474 | 115 | 12.6477 | 27.286 | 104.9744 | 3.037 | 0.70323 | 11.0135 | 1.125 | 6.5557e-06 | 0.0007357 | 0.29913 | 0.60837 | {AE525890-6C02-4814-857B-4FEF1E7D58A9} | 152261106 | DIAMOND SPRINGS 1106 | 99658 | 38.6947 | -120.8146 | DIAMOND SPRINGS 110699658 | 346 | 591 | 51459.0595 | 20441.9062 | 31017.1533 | 12193.3312 | 18084.702 | 0.084605 | 0.011726 | 1.5187 | 13.0522 | 544 | 0.0007539 | 4911.5038 | 2994.0634 | 0
Sierra | 8031 | 395 | 886.0073 | 519 | 943.8534 | 89 | 15.1033 | 1767.2217 | 31832.119 | 872.9969 | 0.60876 | 53.7377 | 1.165 | 0.024252 | 0.0007305 | 0.76108 | 0.93871 | {07E52C28-7426-408F-9FC2-C4593A9ACBA6} | 152201101 | PIKE CITY 1101 | 1720 | 39.455 | -121.0529 | PIKE CITY 11011720 | 41 | 31 | 11370.7863 | 9790.3862 | 1580.4001 | 9790.3862 | 1580.4001 | 0.065015 | 0.007472 | 2.2431 | 5.8315 | 546 | 2.1584 | 4911.503 | 3000.1432 | 0
Sierra | 3850 | 835 | 1248.6591 | 1883 | 1720.8235 | 204 | 20.1547 | 551.5826 | 6700.7791 | 204.9725 | 3.3339 | 133.3559 | 1.2367 | 0.0042368 | 0.00072658 | 0.44344 | 0.72562 | {65B27162-E2B7-4CEC-9138-2917B0C9553F} | 153741101 | DOBBINS 1101 | 5202 | 39.3396 | -121.1946 | DOBBINS 11015202 | 236 | 173 | 37629.3775 | 27474.7329 | 10154.6446 | 26082.7071 | 7078.3099 | 0.14822 | 0.015586 | 1.4954 | 9.2304 | 550 | 0.86432 | 4909.3446 | 3016.3405 | 0
Sierra | 3480 | 125 | 231.6192 | 745 | 448.6638 | 88 | 13.4432 | 38.1113 | 120.7563 | 3.0166 | 6.7327 | 67.6293 | 1.1223 | 0.036598 | 0.00072582 | 0.16779 | 0.51624 | {6D7EDEBC-3FBC-46B9-8C4A-F91AD5A5BEDF} | 153652109 | SHINGLE SPRINGS 2109 | 2053 | 38.72 | -120.9392 | SHINGLE SPRINGS 21092053 | 128 | 159 | 20735.4804 | 9206.1637 | 11529.3167 | 9206.1637 | 11529.3167 | 0.063872 | 0.01058 | 1.853 | 8.4659 | 551 | 3.2207 | 4908.4803 | 3022.0576 | 0
Sierra | 3147 | 1566 | 1877.0411 | 3314 | 2808.2004 | 276 | 18.2232 | 175.2592 | 2227.8799 | 249.5396 | 2.2036 | 22.5417 | 1.198 | 0.00039005 | 0.00072455 | 0.47254 | 0.66841 | {0FE524F2-DA0B-43E6-AE33-7B106122C864} | 152431101 | SHADY GLEN 1101 | 51696 | 39.1003 | -120.9524 | SHADY GLEN 110151696 | 435 | 616 | 69280.468 | 33124.3103 | 36156.1577 | 28237.56 | 27907.503 | 0.19998 | 0.022194 | 1.1986 | 12.0072 | 552 | 0.10765 | 4905.2597 | 3039.5931 | 0
Sierra | 7265 | 1 | 1.4572 | 13 | 6.1334 | 5 | 126.4097 | 353.1624 | 1663.3052 | 210.2579 | 168.4748 | 907.4733 | 1.6469 | 0.1776 | 0.00071438 | 0.076923 | 0.23758 | {C14F8C7D-2418-4308-A5BD-32845AC90D2E} | 63591101 | VACA DIXON 1101 | 18292 | 38.4006 | -121.9626 | VACA DIXON 110118292 | 135 | 111 | 15813.9414 | 9364.4146 | 6449.5268 | 1339.9258 | 632.3378 | 0.0035719 | 0.00015402 | 1.4572 | 2.6 | 558 | 0.88798 | 4905.152 | 3040.4252 | 0
Sierra | 3409 | 911 | 1336.9139 | 1459 | 1646.1725 | 135 | 12.558 | 79.8135 | 794.6474 | 35.5792 | 2.3087 | 17.2585 | 1.0139 | 7.4601e-06 | 0.00071214 | 0.6244 | 0.81213 | {C6D2DBB1-9437-46D3-8E37-6D1AD2333690} | 152491101 | WEIMAR 1101 | circuit_breaker | 39.0361 | -120.9879 | WEIMAR 1101circuit_breaker | 259 | 271 | 26991.4552 | 14826.071 | 12165.3841 | 14826.071 | 12165.3841 | 0.096139 | 0.014856 | 1.4675 | 10.8074 | 560 | 0.0010071 | 4904.264 | 3049.6322 | 0
Sierra | 1789 | 311 | 529.114 | 1707 | 952.9045 | 243 | 31.7791 | 933.7562 | 6696.0849 | 402.4538 | 43.2453 | 464.093 | 1.3594 | 0.11438 | 0.00070486 | 0.18219 | 0.55526 | {33D208FF-CBCA-4936-9E53-DB6042F9491A} | 152701107 | BELL 1107 | 50172 | 38.9459 | -121.1228 | BELL 110750172 | 301 | 356 | 54503.7994 | 29834.4703 | 24669.3291 | 27581.8653 | 20252.7453 | 0.17128 | 0.010037 | 1.7013 | 7.0247 | 563 | 27.7939 | 4904.263 | 3066.7605 | 1
Sierra | 2461 | 975 | 1192.1604 | 3141 | 2120.4192 | 254 | 10.6885 | 93.8857 | 1410.6944 | 48.6323 | 0.3672 | 9.3587 | 1.1224 | 0.0014541 | 0.0007005 | 0.31041 | 0.56223 | {9026688D-0DDE-43F9-BDC1-1D8B37EA23F4} | 152762101 | EL DORADO PH 2101 | circuit_breaker | 38.7935 | -120.6195 | EL DORADO PH 2101circuit_breaker | 326 | 590 | 57521.0022 | 26755.9987 | 30765.0035 | 26755.9987 | 30765.0035 | 0.17793 | 0.029581 | 1.2227 | 12.3661 | 567 | 0.36934 | 4876.4691 | 3083.376 | 0
Sierra | 3103 | 2166 | 3026.1431 | 4903 | 4376.1313 | 447 | 16.3546 | 114.9846 | 1441.3331 | 197.5413 | 1.9346 | 24.4712 | 1.0646 | 0.00088095 | 0.00069465 | 0.44177 | 0.69151 | {EDF4431E-F5AF-4806-91E5-400DCB7DFCFA} | 152481106 | BRUNSWICK 1106 | 2416 | 39.159 | -121.0398 | BRUNSWICK 11062416 | 638 | 930 | 105830.275 | 49911.7707 | 55918.5043 | 45937.2563 | 49988.2518 | 0.31051 | 0.048136 | 1.3971 | 10.9687 | 571 | 0.39379 | 4876.0998 | 3111.903 | 0
Sierra | 1508 | 1247 | 1978.4214 | 3437 | 2826.3228 | 381 | 25.1185 | 208.4954 | 867.3815 | 48.0643 | 30.3275 | 232.1896 | 1.2142 | 0.085749 | 0.00069166 | 0.36282 | 0.7 | {85595727-53BD-4D84-AD35-800A5DE277DF} | 152701107 | BELL 1107 | 2400 | 38.9452 | -121.1222 | BELL 11072400 | 477 | 559 | 81344.1814 | 44455.198 | 36888.9834 | 40028.1973 | 32617.4711 | 0.26352 | 0.024318 | 1.5865 | 9.021 | 573 | 32.6703 | 4875.706 | 3136.7605 | 1
Sierra | 1069 | 1225 | 2001.1535 | 4418 | 3254.3564 | 597 | 19.2778 | 382.9197 | 3858.7428 | 250.9516 | 8.8167 | 198.3156 | 1.2938 | 0.017739 | 0.00068651 | 0.27727 | 0.61492 | {5AF8F290-EBD8-4203-A9EE-DEB7B6BE68A5} | 152031103 | GRASS VALLEY 1103 | 2180 | 39.1524 | -121.0775 | GRASS VALLEY 11032180 | 632 | 552 | 117192.0527 | 70305.7957 | 46886.257 | 70305.7957 | 46886.257 | 0.40985 | 0.039048 | 1.6336 | 7.4003 | 577 | 10.5904 | 4843.0357 | 3180.4204 | 0
Sierra | 1218 | 143 | 277.2343 | 722 | 511.5374 | 109 | 12.3342 | 121.5237 | 757.9144 | 21.5287 | 10.7698 | 129.3833 | 1.2228 | 0.049497 | 0.00068206 | 0.19806 | 0.54196 | {68D0B16F-430E-46D7-92D4-FB0EB0D57376} | 153651104 | SHINGLE SPRINGS 1104 | 19502 | 38.6581 | -120.9359 | SHINGLE SPRINGS 110419502 | 969 | 950 | 155960.8566 | 92405.563 | 63555.2935 | 68814.3237 | 44768.0012 | 0.074345 | 0.013211 | 1.9387 | 6.6239 | 585 | 5.3952 | 4832.4453 | 3223.1541 | 1
Sierra | 105 | 427 | 826.9283 | 1198 | 1143.9054 | 170 | 19.4196 | 185.3214 | 746.7561 | 28.7646 | 37.3113 | 357.8926 | 1.2667 | 0.13473 | 0.0006795 | 0.35643 | 0.7229 | {E6EC7043-C8B2-457F-AB90-031C70C010CA} | 152271102 | WISE 1102 | 2054 | 38.8963 | -121.1201 | WISE 11022054 | 221 | 201 | 32657.1333 | 20797.7702 | 11859.3631 | 20797.7702 | 11859.3631 | 0.11551 | 0.011267 | 1.9366 | 7.0471 | 588 | 22.9035 | 4827.0501 | 3236.0695 | 0
Sierra | 593 | 4 | 4.9109 | 23 | 12.5836 | 3 | 14.8339 | 68.2967 | 199.5332 | 2.9584 | 6.2109 | 25.6715 | 1.0066 | 0.00069322 | 0.00067758 | 0.17391 | 0.39026 | {377FA4E5-D94D-4CB5-9E3D-4B59D89DE43B} | 152701110 | BELL 1110 | 56214 | 38.9329 | -121.0923 | BELL 111056214 | 176 | 225 | 20935.461 | 10701.9064 | 10233.5547 | 144.7507 | 409.3643 | 0.0020327 | 0.00021748 | 1.2277 | 7.6667 | 589 | 0.0020797 | 4804.1466 | 3236.1594 | 0
Sierra | 2492 | 461 | 665.9465 | 1184 | 1002.0984 | 135 | 15.6225 | 249.3777 | 3067.8001 | 197.7532 | 3.2228 | 30.4221 | 1.2865 | 0.00021958 | 0.00067723 | 0.38936 | 0.66455 | {A298B0D8-C9B9-4411-92EE-D00915B8BD24} | 152481110 | BRUNSWICK 1110 | 61602 | 39.2254 | -121.0789 | BRUNSWICK 111061602 | 370 | 802 | 55740.795 | 20441.2599 | 35299.5352 | 14421.8376 | 20948.9054 | 0.091425 | 0.015883 | 1.4446 | 8.7704 | 590 | 0.029644 | 4804.1445 | 3245.1154 | 0
Sierra | 5748 | 284 | 399.5638 | 710 | 575.2378 | 90 | 11.0185 | 235.3552 | 2407.9359 | 144.2409 | 4.1997 | 115.4274 | 1.3205 | 0.01437 | 0.00067271 | 0.4 | 0.69461 | {DCD6C7A6-BCDE-42A2-9036-021FA6ED047F} | 153741101 | DOBBINS 1101 | 69722 | 39.341 | -121.1952 | DOBBINS 110169722 | 93 | 67 | 12664.8247 | 10673.4289 | 1991.3958 | 10673.4289 | 1991.3958 | 0.060544 | 0.010168 | 1.4069 | 7.8889 | 592 | 1.2933 | 4804.1148 | 3251.7436 | 0
Sierra | 406 | 2195 | 3065.9196 | 4950 | 4385.6543 | 351 | 10.6603 | 52.6371 | 526.1927 | 42.1561 | 1.6173 | 12.3427 | 1.008 | 5.0163e-05 | 0.00066812 | 0.44343 | 0.69908 | {EF5B06D7-E629-41B9-B306-6C2CC9919130} | 152481106 | BRUNSWICK 1106 | 2796 | 39.1981 | -121.0287 | BRUNSWICK 11062796 | 425 | 552 | 67980.7371 | 31981.5846 | 35999.1525 | 31981.5846 | 35999.1525 | 0.23451 | 0.040452 | 1.3968 | 14.1026 | 597 | 0.017607 | 4802.8216 | 3271.6042 | 0
Sierra | 5513 | 110 | 205.7792 | 650 | 389.9501 | 118 | 14.8651 | 239.182 | 2192.2298 | 100.8096 | 23.0462 | 290.472 | 1.3942 | 0.086667 | 0.00066754 | 0.16923 | 0.52771 | {4BF4ABD1-69F5-49AA-B8C3-8117FD378308} | 153652109 | SHINGLE SPRINGS 2109 | 35598 | 38.7638 | -120.9265 | SHINGLE SPRINGS 210935598 | 194 | 152 | 29114.3025 | 17564.7145 | 11549.588 | 17564.7145 | 11549.588 | 0.078769 | 0.0097615 | 1.8707 | 5.5085 | 600 | 10.2267 | 4802.804 | 3282.5118 | 0
Sierra | 9639 | 21 | 33.6769 | 101 | 65.8006 | 11 | 21.584 | 195.0317 | 810.8556 | 20.5934 | 8.9224 | 170.1772 | 1.3878 | 0.0037287 | 0.00066207 | 0.20792 | 0.5118 | {8C53EC31-B3AB-4E33-B852-46094C79DBC8} | 152691107 | HIGGINS 1107 | 746082 | 39.035 | -121.0819 | HIGGINS 1107746082 | 11 | 3 | 1689.7348 | 1365.375 | 324.3599 | 1365.375 | 324.3599 | 0.0072828 | 0.00050682 | 1.6037 | 9.1818 | 601 | 0.041016 | 4792.5772 | 3283.3597 | 0
Sierra | 759 | 1406 | 2192.2337 | 4573 | 3389.5498 | 492 | 10.3793 | 106.1921 | 801.5924 | 21.0173 | 8.8553 | 117.6032 | 1.2229 | 0.037041 | 0.00065714 | 0.30746 | 0.64676 | {429BE041-BFDB-4BDA-8A2A-CC28CF49B6B2} | 152261105 | DIAMOND SPRINGS 1105 | 2102 | 38.6825 | -120.8523 | DIAMOND SPRINGS 11052102 | 680 | 674 | 104079.284 | 62924.1894 | 41155.0946 | 60433.983 | 37939.9899 | 0.32331 | 0.065702 | 1.5592 | 9.2947 | 606 | 18.2244 | 4792.5362 | 3320.8893 | 0
Sierra | 156 | 1084 | 1919.926 | 3079 | 2814.4875 | 476 | 13.6473 | 86.2055 | 827.1725 | 38.7411 | 4.266 | 34.7513 | 1.0652 | 0.0043136 | 0.00065592 | 0.35206 | 0.68216 | {B959CC4A-E894-449B-BBA9-D2734BD80359} | 152282101 | MOUNTAIN QUARRIES 2101 | 1346 | 38.8931 | -120.9977 | MOUNTAIN QUARRIES 21011346 | 703 | 477 | 73328.0209 | 49477.6546 | 23850.3663 | 49477.6546 | 23850.3663 | 0.31222 | 0.041788 | 1.7711 | 6.4685 | 608 | 2.0533 | 4774.3119 | 3351.6149 | 0
Sierra | 6385 | 217 | 310.7363 | 644 | 527.152 | 54 | 9.9109 | 56.8242 | 513.7497 | 21.1636 | 0.28839 | 2.438 | 1 | 6.5526e-06 | 0.00065351 | 0.33696 | 0.58946 | {2907BFC6-6471-42FA-915F-D557946D20D1} | 152241102 | HALSEY 1102 | 6129 | 38.9855 | -121.0049 | HALSEY 11026129 | 67 | 115 | 10408.9165 | 5155.4944 | 5253.4221 | 5155.4944 | 5253.4221 | 0.03529 | 0.0053264 | 1.432 | 11.9259 | 611 | 0.00035384 | 4772.2586 | 3354.8164 | 0
Sierra | 2520 | 308 | 491.887 | 1342 | 925.5256 | 155 | 16.9709 | 81.8421 | 342.6101 | 14.5933 | 17.074 | 103.0456 | 1.0819 | 0.03943 | 0.00065296 | 0.22951 | 0.53147 | {E80D319C-D01D-4A69-9210-7A23DDD13D1F} | 152561103 | PENRYN 1103 | 660 | 38.8495 | -121.1596 | PENRYN 1103660 | 401 | 434 | 55812.0896 | 31352.9096 | 24459.18 | 16391.1944 | 11583.8143 | 0.10121 | 0.01212 | 1.597 | 8.6581 | 613 | 6.1116 | 4772.2582 | 3364.9954 | 0
Sierra | 4334 | 622 | 873.6777 | 1454 | 1243.4042 | 154 | 16.9691 | 104.0582 | 1092.4324 | 83.5123 | 2.0713 | 29.4093 | 1.1107 | 0.0046627 | 0.00064524 | 0.42779 | 0.70265 | {6831EC63-2DE1-4FA9-8E52-ECEB96F95CDF} | 152691104 | HIGGINS 1104 | 1006 | 39.0996 | -121.05 | HIGGINS 11041006 | 536 | 1004 | 82584.6846 | 32162.0329 | 50422.6517 | 16662.2327 | 19291.7254 | 0.099366 | 0.014677 | 1.4046 | 9.4416 | 620 | 0.71805 | 4766.1467 | 3375.3426 | 0
Sierra | 4291 | 374 | 589.8089 | 1247 | 1038.0146 | 122 | 17.6293 | 113.8459 | 560.4711 | 15.4232 | 6.5237 | 63.0742 | 1.1086 | 0.011831 | 0.0006416 | 0.29992 | 0.56821 | {735D1686-195C-449F-AFF7-F3F9879F6190} | 152691107 | HIGGINS 1107 | 1070 | 39.0212 | -121.0599 | HIGGINS 11071070 | 167 | 138 | 21394.838 | 13372.1867 | 8022.6513 | 11964.8264 | 7396.5735 | 0.078275 | 0.010195 | 1.577 | 10.2213 | 625 | 1.4434 | 4765.4286 | 3382.7728 | 0
Sierra | 1746 | 300 | 401.0864 | 605 | 560.4235 | 46 | 11.4559 | 101.7112 | 1080.6459 | 26.552 | 4.3621 | 33.5601 | 1.0452 | 0.0015536 | 0.00064089 | 0.49587 | 0.71568 | {53D34BC5-1233-4716-BDCB-367F4AA95C1A} | 152491102 | WEIMAR 1102 | 6175 | 39.0361 | -121.0041 | WEIMAR 11026175 | 49 | 72 | 8451.1655 | 4390.4905 | 4060.6749 | 4390.4905 | 4060.6749 | 0.029481 | 0.0044102 | 1.337 | 13.1522 | 627 | 0.071468 | 4763.9852 | 3385.4993 | 0
Sierra | 6204 | 1 | 1.2277 | 6 | 2.2948 | 2 | 24.8519 | 7893.8926 | 109398.1797 | 2718.7568 | 71.1693 | 2652.0748 | 2.0985 | 0.2736 | 0.00063941 | 0.16667 | 0.53501 | {9CF014D5-3FFD-4E2B-8F6C-03768622E19C} | 63172101 | MADISON 2101 | 1975 | 38.8441 | -122.2035 | MADISON 21011975 | 33 | 36 | 6707.2419 | 3900.1165 | 2807.1254 | 127.6157 | 1422.3865 | 0.0012788 | 7.5493e-05 | 1.2277 | 3 | 628 | 0.54719 | 4763.9137 | 3385.5785 | 0
Sierra | 5290 | 283 | 417.6397 | 613 | 553.0207 | 66 | 10.2894 | 35.2668 | 89.8025 | 1.8153 | 9.7312 | 66.3792 | 1.055 | 0.024152 | 0.00063751 | 0.46166 | 0.7552 | {A3F26B0A-1692-42C7-87B6-33C42D499946} | 152561107 | PENRYN 1107 | 2706 | 38.8101 | -121.1629 | PENRYN 11072706 | 304 | 342 | 43976.489 | 24016.257 | 19960.232 | 7658.9338 | 3874.9624 | 0.042075 | 0.0060677 | 1.4758 | 9.2879 | 630 | 1.594 | 4763.3666 | 3390.3347 | 0
Sierra | 3501 | 1091 | 1821.1209 | 2782 | 2515.204 | 210 | 11.7022 | 58.5428 | 232.5588 | 6.1797 | 5.7909 | 53.6935 | 1.1065 | 0.0084667 | 0.00063574 | 0.39216 | 0.72404 | {CD96B61F-E4EC-4F93-8ED7-3657DC7B6074} | 152561107 | PENRYN 1107 | 346 | 38.8253 | -121.1633 | PENRYN 1107346 | 616 | 563 | 71444.504 | 40334.4226 | 31110.0815 | 22020.6709 | 13346.9322 | 0.13351 | 0.020513 | 1.6692 | 13.2476 | 631 | 1.778 | 4761.7725 | 3404.0096 | 0
Sierra | 749 | 1732 | 2763.8907 | 4357 | 3873.0745 | 588 | 16.4295 | 489.1372 | 5157.0232 | 163.4672 | 8.577 | 143.8898 | 1.2878 | 0.025511 | 0.00063407 | 0.39752 | 0.71362 | {1FB07492-7817-4281-B458-54D457C1DE65} | 103191101 | BANGOR 1101 | 7446 | 39.3518 | -121.3275 | BANGOR 11017446 | 624 | 557 | 104276.5358 | 69879.8096 | 34396.7262 | 69879.8096 | 34396.7262 | 0.37283 | 0.045102 | 1.5958 | 7.4099 | 633 | 15.0002 | 4759.9945 | 3447.4049 | 1
Sierra | 1625 | 233 | 349.3364 | 773 | 598.4461 | 79 | 7.2812 | 16.3428 | 153.8073 | 4.0717 | 1.3249 | 14.4289 | 0.95161 | 0.00040369 | 0.00063263 | 0.30142 | 0.58374 | {7B1613F1-BF60-43A3-B696-FC7878E4336D} | 152481107 | BRUNSWICK 1107 | 50010 | 39.2219 | -121.0498 | BRUNSWICK 110750010 | 296 | 943 | 51099.4288 | 14946.7962 | 36152.6326 | 9532.5902 | 19409.1143 | 0.049978 | 0.012381 | 1.4993 | 9.7848 | 635 | 0.031892 | 4744.9943 | 3453.3247 | 0
Sierra | 2148 | 262 | 575.9327 | 1199 | 866.4302 | 241 | 14.249 | 591.3408 | 3463.1727 | 94.4228 | 16.5259 | 188.3381 | 1.4041 | 0.074121 | 0.00062035 | 0.21852 | 0.66472 | {B086CF84-D2F5-42B5-8FBA-007201735811} | 152261105 | DIAMOND SPRINGS 1105 | 19910 | 38.6313 | -120.8543 | DIAMOND SPRINGS 110519910 | 338 | 438 | 66869.8412 | 32811.9682 | 34057.873 | 32811.9682 | 34057.873 | 0.1495 | 0.022227 | 2.1982 | 4.9751 | 650 | 17.8631 | 4744.9625 | 3473.7009 | 0
Sierra | 7774 | 399 | 517.3358 | 1357 | 924.5701 | 123 | 9.8691 | 34.7814 | 292.4719 | 17.184 | 1.3132 | 15.7369 | 1.0169 | 7.6823e-05 | 0.00061489 | 0.29403 | 0.55954 | {05FDE184-0042-4792-8C58-B7C18CC19C9C} | 152481106 | BRUNSWICK 1106 | circuit_breaker | 39.2311 | -121.0351 | BRUNSWICK 1106circuit_breaker | 170 | 290 | 29294.1635 | 14188.8772 | 15105.2863 | 14079.7489 | 15105.2863 | 0.075632 | 0.012844 | 1.2966 | 11.0325 | 655 | 0.0094492 | 4727.0994 | 3482.4444 | 0
Sierra | 5653 | 110 | 185.898 | 368 | 285.31 | 49 | 18.7242 | 174.9025 | 893.1002 | 32.6475 | 26.8544 | 197.1261 | 1.3698 | 0.10107 | 0.00060858 | 0.29891 | 0.65156 | {070C906B-0802-4429-8F7B-A68007FED9B4} | 152531101 | FLINT 1101 | 750 | 38.8694 | -121.0803 | FLINT 1101750 | 171 | 226 | 29048.0032 | 14953.9778 | 14094.0255 | 7461.0283 | 4660.2429 | 0.02982 | 0.0030204 | 1.69 | 7.5102 | 660 | 4.9524 | 4727.0899 | 3487.0777 | 0
Sierra | 3287 | 542 | 889.6012 | 1585 | 1255.9885 | 272 | 28.4077 | 885.9539 | 5086.2514 | 224.5833 | 20.8821 | 449.6494 | 1.3193 | 0.047665 | 0.00060558 | 0.34196 | 0.70829 | {DAD370F0-D502-456B-9D6C-C04B93F7ABC9} | 152271102 | WISE 1102 | 307494 | 38.9339 | -121.1791 | WISE 1102307494 | 373 | 256 | 76871.5966 | 54215.3663 | 22656.2302 | 49357.8411 | 19613.2181 | 0.16472 | 0.012637 | 1.6413 | 5.8272 | 663 | 12.965 | 4722.1375 | 3517.7289 | 0
Sierra | 81 | 193 | 394.8585 | 592 | 517.9431 | 144 | 45.6742 | 1401.9901 | 6157.2896 | 521.8995 | 47.5706 | 1101.0673 | 1.5274 | 0.091663 | 0.00060199 | 0.32601 | 0.76236 | {302C4176-4830-4D29-8953-2FECE7A076EF} | 153701104 | LINCOLN 1104 | 51756 | 38.9268 | -121.2933 | LINCOLN 110451756 | 639 | 427 | 127223.0021 | 91590.9005 | 35632.1016 | 24962.2729 | 11343.8679 | 0.086686 | 0.0047046 | 2.0459 | 4.1111 | 667 | 13.1994 | 4709.1725 | 3533.2305 | 0
Sierra | 3543 | 1806 | 2172.868 | 3327 | 2790.9155 | 303 | 18.7096 | 123.9521 | 1792.689 | 99.3172 | 0.93612 | 8.1488 | 1.0679 | 0.0002886 | 0.00059311 | 0.54283 | 0.77855 | {547CB5AE-3FC8-46F0-9836-780E7F4C0AE3} | 152481105 | BRUNSWICK 1105 | 32536 | 39.2391 | -120.9998 | BRUNSWICK 110532536 | 539 | 741 | 75577.4302 | 34249.9271 | 41327.5031 | 34249.9271 | 41327.5031 | 0.17971 | 0.020741 | 1.2031 | 10.9802 | 677 | 0.087446 | 4695.9731 | 3554.4997 | 0
Sierra | 4047 | 1077 | 1780.663 | 4468 | 2986.565 | 411 | 8.4918 | 46.972 | 314.3006 | 7.9843 | 9.0413 | 57.6327 | 1.2074 | 0.026522 | 0.00059172 | 0.24105 | 0.59622 | {8CA8A29D-825E-4F83-82F2-58C55E66E077} | 153652109 | SHINGLE SPRINGS 2109 | circuit_breaker | 38.6593 | -120.9466 | SHINGLE SPRINGS 2109circuit_breaker | 580 | 557 | 78773.4916 | 44889.6263 | 33883.8652 | 43399.3801 | 32851.464 | 0.2432 | 0.057202 | 1.6534 | 10.871 | 679 | 10.9005 | 4695.8856 | 3581.4507 | 0
Sierra | 3978 | 562 | 822.1551 | 1193 | 1108.0498 | 164 | 52.4525 | 492.753 | 3063.4389 | 397.9707 | 42.5248 | 789.4242 | 1.6533 | 0.10044 | 0.00058541 | 0.47108 | 0.74198 | {82F07A4A-6ADB-4C33-B8E8-182597EEA877} | 63601104 | VACAVILLE 1104 | 6542 | 38.3422 | -122.0077 | VACAVILLE 11046542 | 197 | 153 | 35644.5975 | 23785.8023 | 11858.7951 | 23785.8023 | 11858.7951 | 0.096008 | 0.0056746 | 1.4629 | 7.2744 | 685 | 16.4715 | 4684.9852 | 3596.2217 | 0
Sierra | 3065 | 147 | 258.8765 | 515 | 398.4624 | 56 | 11.0392 | 54.1715 | 162.9662 | 3.8287 | 13.1657 | 92.4856 | 1.0982 | 0.046308 | 0.00058332 | 0.28544 | 0.64969 | {223CF293-20C5-4942-B371-E6A6292ECAF4} | 152571101 | HORSESHOE 1101 | 50140 | 38.7673 | -121.1571 | HORSESHOE 110150140 | 136 | 94 | 15618.043 | 10038.7802 | 5579.2628 | 6170.3672 | 2653.7413 | 0.032666 | 0.0056118 | 1.7611 | 9.1964 | 690 | 2.5933 | 4668.5137 | 3600.0535 | 0
Sierra | 8784 | 18 | 29.5168 | 47 | 38.2726 | 6 | 15.36 | 19.5597 | 56.0737 | 1.1547 | 1.604 | 6.5147 | 1 | 4.1687e-06 | 0.00058324 | 0.38298 | 0.77122 | {901652B5-3616-44F2-8390-6A226575133C} | 152701108 | BELL 1108 | 80680 | 38.9639 | -121.105 | BELL 110880680 | 53 | 55 | 5735.4226 | 2866.5185 | 2868.9041 | 685.5234 | 941.1063 | 0.0034994 | 0.00037651 | 1.6398 | 7.8333 | 691 | 2.5012e-05 | 4665.9204 | 3600.4792 | 0
Sierra | 3701 | 182 | 293.2167 | 542 | 455.1015 | 72 | 12.3838 | 86.2268 | 381.6012 | 7.6278 | 16.0738 | 117.2364 | 1.3515 | 0.045735 | 0.00058307 | 0.33579 | 0.64429 | {4F07E24C-1232-45AE-9D5A-3EBBDB1BA1EF} | 152691107 | HIGGINS 1107 | 7559 | 39.0202 | -121.0624 | HIGGINS 11077559 | 79 | 83 | 13740.5877 | 7116.1029 | 6624.4848 | 7109.6813 | 6624.4848 | 0.041981 | 0.0055499 | 1.6111 | 7.5278 | 692 | 3.2929 | 4665.9204 | 3604.8943 | 0
Sierra | 6431 | 3 | 7.6513 | 69 | 27.1089 | 16 | 25.286 | 291.709 | 1295.0323 | 261.1329 | 128.2687 | 2165.2628 | 1.7973 | 0.14976 | 0.00058083 | 0.043478 | 0.28224 | {C8D6AD52-3FC7-4093-8F21-C9B9A6CB67BA} | 63681103 | PUTAH CREEK 1103 | 3851 | 38.4779 | -121.9895 | PUTAH CREEK 11033851 | 39 | 52 | 12953.9513 | 8317.7311 | 4636.2202 | 6216.3391 | 1846.0861 | 0.0092933 | 0.0004081 | 2.5504 | 4.3125 | 695 | 2.3961 | 4662.6275 | 3608.7547 | 0
Sierra | 4514 | 12 | 18.0626 | 167 | 92.7798 | 15 | 6.7449 | 112.4829 | 1399.1768 | 12.0084 | 0.44705 | 6.9968 | 1 | 1.0112e-05 | 0.0005777 | 0.071856 | 0.19468 | {6992FFBA-72E0-4D3C-898B-1A95BB5A0A16} | 163541102 | OLETA 1102 | 41396 | 38.5329 | -120.7649 | OLETA 110241396 | 147 | 342 | 26267.6988 | 11864.1579 | 14403.5408 | 10921.5489 | 13820.0136 | 0.0086655 | 0.0022833 | 1.5052 | 11.1333 | 702 | 0.00015168 | 4660.2314 | 3615.5369 | 0
Sierra | 1166 | 760 | 1302.68 | 2605 | 2082.5732 | 277 | 17.496 | 189.6518 | 996.4261 | 53.4164 | 15.4747 | 147.9166 | 1.1183 | 0.043864 | 0.00056849 | 0.29175 | 0.62551 | {762D243C-6AD0-4B84-8BCE-EACF0C197C40} | 152561105 | PENRYN 1105 | 1342 | 38.8767 | -121.1347 | PENRYN 11051342 | 703 | 654 | 104551.8899 | 62210.7771 | 42341.1128 | 32719.8008 | 14903.879 | 0.15747 | 0.019534 | 1.7141 | 9.4043 | 713 | 12.1504 | 4660.2312 | 3635.8559 | 0
Sierra | 1833 | 288 | 417.0428 | 777 | 668.2753 | 97 | 6.6426 | 17.7464 | 112.1845 | 2.3628 | 1.9655 | 8.9638 | 1.1224 | 0.00046827 | 0.00056766 | 0.37066 | 0.62406 | {77DD24A4-3555-45C1-AFB0-D6E3B0D6C267} | 152691104 | HIGGINS 1104 | 842642 | 39.1268 | -121.056 | HIGGINS 1104842642 | 144 | 249 | 21534.8183 | 9304.2839 | 12230.5344 | 9304.2839 | 12230.5344 | 0.055063 | 0.011216 | 1.4481 | 8.0103 | 714 | 0.045422 | 4648.0809 | 3641.6339 | 0
Sierra | 5265 | 336 | 582.5949 | 1145 | 909.6429 | 112 | 15.1931 | 72.089 | 312.1037 | 10.8951 | 16.0398 | 105.4061 | 1.2683 | 0.032801 | 0.00056678 | 0.29345 | 0.64047 | {9E584244-489D-49B0-8EC4-8B40DD374169} | 152561103 | PENRYN 1103 | 51658 | 38.8547 | -121.1505 | PENRYN 110351658 | 187 | 145 | 22936.6149 | 14037.6097 | 8899.0053 | 12333.3131 | 8390.1455 | 0.063479 | 0.0081058 | 1.7339 | 10.2232 | 716 | 3.6738 | 4648.0354 | 3649.2929 | 0
Sierra | 3848 | 709 | 1334.091 | 2025 | 1856.5522 | 331 | 17.5296 | 250.8326 | 2296.5744 | 69.2392 | 23.3956 | 304.0353 | 1.4199 | 0.078641 | 0.00056626 | 0.35012 | 0.71859 | {D8BA8AE4-C717-4377-92D2-0F59CC0A31DF} | 152282101 | MOUNTAIN QUARRIES 2101 | circuit_breaker | 38.9141 | -121.0189 | MOUNTAIN QUARRIES 2101circuit_breaker | 395 | 390 | 64500.1773 | 40183.7682 | 24316.4092 | 40183.7682 | 24316.4092 | 0.18743 | 0.019542 | 1.8817 | 6.1178 | 717 | 26.0302 | 4644.3617 | 3674.247 | 0
Sierra | 4223 | 482 | 677.9153 | 848 | 861.8546 | 64 | 7.2589 | 15.2642 | 147.5945 | 4.1051 | 1.5584 | 11.2758 | 1.0099 | 0.0010383 | 0.00056352 | 0.5684 | 0.78658 | {83B5D9E2-BFF1-452F-91D8-11E4F5A6B453} | 153082106 | PLACERVILLE 2106 | 23190 | 38.7385 | -120.7795 | PLACERVILLE 210623190 | 96 | 113 | 11677.3668 | 5913.2611 | 5764.1057 | 5913.2611 | 5764.1057 | 0.036065 | 0.0085177 | 1.4065 | 13.25 | 719 | 0.066453 | 4618.3315 | 3677.9191 | 0
Sierra | 7948 | 7 | 15.0017 | 24 | 21.6364 | 12 | 14.6239 | 65.1566 | 285.3184 | 10.2414 | 7.3591 | 43.4299 | 1.132 | 0.0055833 | 0.00056329 | 0.29167 | 0.69335 | {D8BA1097-151A-4C27-86A3-35B90FB447B4} | 152271101 | WISE 1101 | 1404 | 38.8743 | -121.1171 | WISE 11011404 | 101 | 109 | 10988.4795 | 5668.509 | 5319.9705 | 1996.1981 | 1257.0413 | 0.0067595 | 0.00073153 | 2.1431 | 2 | 720 | 0.066999 | 4618.265 | 3679.1588 | 0
Sierra | 7162 | 105 | 140.5825 | 195 | 180.9806 | 18 | 8.7891 | 45.6226 | 169.8432 | 1.6771 | 13.2439 | 105.3185 | 1.1595 | 0.048073 | 0.0005567 | 0.53846 | 0.77678 | {9DF5CB55-1623-4B4B-9F53-43CFDE7622F1} | 152561107 | PENRYN 1107 | 90970 | 38.8253 | -121.1699 | PENRYN 110790970 | 101 | 152 | 14078.0074 | 6824.705 | 7253.3024 | 1720.141 | 1359.0253 | 0.010021 | 0.002376 | 1.3389 | 10.8333 | 730 | 0.86532 | 4618.198 | 3680.227 | 0
Sierra | 6980 | 565 | 925.7891 | 1423 | 1266.3588 | 126 | 12.5082 | 59.6461 | 197.8649 | 5.1227 | 10.9698 | 84.9227 | 1.0737 | 0.040859 | 0.00054956 | 0.39705 | 0.73106 | {B656F43A-A721-479D-8405-E771FFE89131} | 152561107 | PENRYN 1107 | 2708 | 38.7961 | -121.1633 | PENRYN 11072708 | 225 | 152 | 26351.6956 | 17082.1753 | 9269.5204 | 15108.1749 | 7585.103 | 0.069245 | 0.013116 | 1.6386 | 11.2937 | 739 | 5.1482 | 4617.3327 | 3689.6092 | 0
Sierra | 7457 | 162 | 213.0138 | 484 | 366.0408 | 78 | 14.1611 | 364.7321 | 3430.3283 | 101.3101 | 4.8076 | 59.855 | 1.2242 | 0.0019572 | 0.00053648 | 0.33471 | 0.58194 | {F283C4DF-68EA-4D46-BF4A-0E3EBCA0E4FA} | 152282101 | MOUNTAIN QUARRIES 2101 | 35466 | 38.9124 | -120.932 | MOUNTAIN QUARRIES 210135466 | 156 | 119 | 18090.191 | 11954.1294 | 6136.0617 | 11954.1294 | 6136.0617 | 0.041846 | 0.006446 | 1.3149 | 6.2051 | 750 | 0.15266 | 4612.1845 | 3697.0327 | 0
Sierra | 6490 | 168 | 240.3836 | 717 | 455.0763 | 74 | 14.5658 | 140.2398 | 620.0481 | 16.1036 | 19.3039 | 164.3971 | 1.2428 | 0.07173 | 0.00053503 | 0.23431 | 0.52823 | {6D8436AE-2EAD-41A9-BD49-F6A605A312D4} | 152701108 | BELL 1108 | 5703 | 38.9965 | -121.1079 | BELL 11085703 | 137 | 155 | 21881.4414 | 12591.8349 | 9289.6065 | 7165.6312 | 6240.4949 | 0.039593 | 0.0048424 | 1.4309 | 9.6892 | 751 | 5.308 | 4612.0319 | 3701.4825 | 0
Sierra | 1325 | 305 | 488.1988 | 668 | 642.6379 | 66 | 8.9288 | 43.826 | 158.7242 | 2.7382 | 10.5778 | 50.7895 | 1.0473 | 0.015296 | 0.00053291 | 0.45659 | 0.75968 | {44D8E601-5E0A-4B0D-A783-27A4770DE5A5} | 152561107 | PENRYN 1107 | circuit_breaker | 38.8445 | -121.1668 | PENRYN 1107circuit_breaker | 385 | 346 | 46278.2851 | 25919.7392 | 20358.5459 | 6429.3235 | 5043.9505 | 0.035172 | 0.0065802 | 1.6007 | 10.1212 | 754 | 1.0096 | 4606.7239 | 3705.4752 | 0
Sierra | 1062 | 659 | 973.5662 | 1980 | 1512.0219 | 185 | 12.1646 | 65.9308 | 379.6921 | 11.1836 | 7.2076 | 58.7728 | 1.1466 | 0.010817 | 0.00053043 | 0.33283 | 0.64388 | {E0134993-C6C7-47B2-B903-8846B3C865A5} | 152461103 | PLACER 1103 | circuit_breaker | 38.9009 | -121.088 | PLACER 1103circuit_breaker | 728 | 1433 | 116038.4223 | 47113.7621 | 68924.6602 | 20608.1987 | 15725.6193 | 0.09813 | 0.014745 | 1.4773 | 10.7027 | 758 | 2.0012 | 4605.7143 | 3718.2728 | 0
Sierra | 6699 | 301 | 536.2493 | 1004 | 845.7837 | 116 | 12.9772 | 53.4339 | 210.4102 | 6.3652 | 13.2856 | 80.3111 | 1.1087 | 0.01325 | 0.00053023 | 0.2998 | 0.63403 | {6FA4A1F6-3AB8-4114-8002-DF4E0174192B} | 152561105 | PENRYN 1105 | 51676 | 38.8519 | -121.1638 | PENRYN 110551676 | 260 | 352 | 36741.2074 | 18974.9476 | 17766.2599 | 11966.6651 | 12450.1185 | 0.061507 | 0.0092545 | 1.7816 | 8.6552 | 759 | 1.537 | 4603.7131 | 3725.7041 | 0
Sierra | 7209 | 382 | 703.726 | 1309 | 983.3752 | 192 | 18.5867 | 436.5298 | 1886.6257 | 60.8051 | 25.4042 | 483.4252 | 1.3364 | 0.10238 | 0.00052224 | 0.29183 | 0.71562 | {77D006A2-E276-4C22-A5B0-EE84D8EA3177} | 152921101 | BROWNS VALLEY 1101 | 93870 | 39.2279 | -121.4142 | BROWNS VALLEY 110193870 | 473 | 411 | 83886.0385 | 54425.7608 | 29460.2777 | 28752.0223 | 15923.8956 | 0.10027 | 0.01248 | 1.8422 | 6.8177 | 773 | 19.6578 | 4602.176 | 3743.5591 | 0
Sierra | 133 | 281 | 613.3777 | 1399 | 988.1507 | 334 | 16.6544 | 1019.6569 | 5328.1933 | 137.5055 | 14.9146 | 415.7663 | 1.3708 | 0.040275 | 0.00049935 | 0.20086 | 0.62073 | {AE109701-21ED-44EA-AA47-DDDDD6EEFB68} | 153612103 | CLARKSVILLE 2103 | 19572 | 38.6041 | -121.0553 | CLARKSVILLE 210319572 | 425 | 304 | 99924.985 | 69572.9299 | 30352.0551 | 49656.7912 | 24741.73 | 0.16678 | 0.020204 | 2.1828 | 4.1886 | 786 | 13.4518 | 4582.5182 | 3774.396 | 1
Sierra | 5835 | 562 | 994.8368 | 2277 | 1702.1108 | 251 | 12.6381 | 145.4778 | 1306.9108 | 48.602 | 4.1644 | 80.9894 | 1.1305 | 0.0026935 | 0.00049927 | 0.24682 | 0.58447 | {26B90757-99A6-4B30-9CD9-107B9465AA3E} | 153652109 | SHINGLE SPRINGS 2109 | 81390 | 38.8002 | -120.9086 | SHINGLE SPRINGS 210981390 | 318 | 329 | 53715.0439 | 30296.9721 | 23418.0718 | 30296.9721 | 23418.0718 | 0.12532 | 0.019279 | 1.7702 | 9.0717 | 787 | 0.67607 | 4569.0664 | 3793.2104 | 0
Sierra | 317 | 915 | 1358.7209 | 2021 | 1820.0302 | 181 | 8.1974 | 50.9675 | 459.2377 | 33.3078 | 0.66458 | 10.1223 | 1.0122 | 0.00075423 | 0.00049769 | 0.45275 | 0.74654 | {8F8EF18B-7E0A-4A9F-9597-8CCBE4E9FBDC} | 153081110 | PLACERVILLE 1110 | circuit_breaker | 38.731 | -120.7833 | PLACERVILLE 1110circuit_breaker | 354 | 882 | 55856.8276 | 20117.9419 | 35738.8857 | 18295.3344 | 31153.717 | 0.090082 | 0.02581 | 1.4849 | 11.1657 | 791 | 0.13652 | 4568.3903 | 3804.5718 | 0
Sierra | 7078 | 624 | 1077.4352 | 1980 | 1605.7565 | 290 | 14.1472 | 454.6175 | 4562.9399 | 112.3581 | 8.5463 | 136.521 | 1.2566 | 0.017438 | 0.00049751 | 0.31515 | 0.67098 | {0BE1E4C9-DDDF-49C0-980B-2AA7763D326F} | 152282101 | MOUNTAIN QUARRIES 2101 | 51584 | 38.8415 | -121.0155 | MOUNTAIN QUARRIES 210151584 | 315 | 288 | 56156.4337 | 35042.6767 | 21113.7569 | 35042.6767 | 21113.7569 | 0.14428 | 0.020481 | 1.7267 | 6.8276 | 792 | 5.0571 | 4568.2538 | 3826.3333 | 0
Sierra | 194 | 114 | 175.7812 | 400 | 306.8902 | 32 | 7.0754 | 23.1365 | 179.1297 | 2.6266 | 0.80773 | 8.0432 | 0.9747 | 0.00013327 | 0.00049356 | 0.285 | 0.57278 | {B8FC5083-3BB9-4DC9-857E-167142C974FD} | 152481105 | BRUNSWICK 1105 | 733408 | 39.2615 | -120.9897 | BRUNSWICK 1105733408 | 94 | 194 | 17679.7678 | 5559.4271 | 12120.3407 | 5559.4271 | 11825.4355 | 0.015794 | 0.0031183 | 1.5419 | 12.5 | 794 | 0.0042647 | 4563.1967 | 3829.7857 | 0
Sierra | 6626 | 69 | 116.2896 | 163 | 147.6649 | 36 | 25.4716 | 143.1114 | 707.0686 | 40.3302 | 22.464 | 342.9624 | 1.3844 | 0.060796 | 0.00048915 | 0.42331 | 0.78752 | {24BA7214-EA0E-4940-8D9A-B12BFFD010BB} | 153612104 | CLARKSVILLE 2104 | circuit_breaker | 38.6558 | -121.0597 | CLARKSVILLE 2104circuit_breaker | 166 | 75 | 21215.497 | 16768.2889 | 4447.208 | 14071.4401 | 3833.106 | 0.017609 | 0.002257 | 1.6854 | 4.5278 | 799 | 2.1887 | 4563.1924 | 3838.5241 | 1
Sierra | 2562 | 745 | 1217.3381 | 2092 | 1778.9608 | 161 | 7.6073 | 25.8991 | 195.0169 | 3.7509 | 3.1181 | 19.0075 | 1.0192 | 0.00013823 | 0.00048886 | 0.35612 | 0.6843 | {BDBA1A41-9235-4F2C-87B2-104E0BB64232} | 152481106 | BRUNSWICK 1106 | 2104 | 39.1994 | -121.0173 | BRUNSWICK 11062104 | 225 | 305 | 32922.7417 | 15655.9212 | 17266.8205 | 15655.9212 | 17266.8205 | 0.078707 | 0.017442 | 1.634 | 12.9938 | 800 | 0.022255 | 4561.0037 | 3848.2464 | 0
Sierra | 1057 | 267 | 484.0289 | 1220 | 882.0193 | 94 | 14.574 | 249.1943 | 1356.663 | 32.5259 | 20.1033 | 233.2 | 1.1271 | 0.05841 | 0.00048394 | 0.21885 | 0.54877 | {46334C59-6E86-4DFA-8790-B3204A43F682} | 153701101 | LINCOLN 1101 | 95756 | 38.887 | -121.2381 | LINCOLN 110195756 | 302 | 307 | 47236.9443 | 28755.3134 | 18481.6309 | 9885.2869 | 5026.9633 | 0.04549 | 0.0077085 | 1.8128 | 12.9787 | 805 | 5.4906 | 4560.9815 | 3854.3852 | 0
Sierra | 7329 | 234 | 379.1073 | 635 | 546.1249 | 115 | 8.4233 | 469.2824 | 6797.6387 | 239.9446 | 3.6139 | 96.88 | 1.2122 | 0.00058799 | 0.00048332 | 0.3685 | 0.69418 | {8D36000E-CB6A-4063-B9B3-E1FA6651AB85} | 152471101 | COLUMBIA HILL 1101 | 90730 | 39.3426 | -121.1226 | COLUMBIA HILL 110190730 | 108 | 125 | 24412.3835 | 13390.7322 | 11021.6513 | 13390.7322 | 11021.6513 | 0.055582 | 0.0085571 | 1.6201 | 5.5217 | 808 | 0.067619 | 4555.4909 | 3862.7008 | 0
Sierra | 2859 | 2268 | 3159.466 | 4262 | 4185.095 | 354 | 7.1009 | 22.2103 | 67.8641 | 0.85474 | 0.8635 | 7.6314 | 1.0018 | 7.365e-06 | 0.00048165 | 0.53214 | 0.75493 | {8FFD9B25-93B3-48FD-97D3-DCFDDA587230} | 152241101 | HALSEY 1101 | 76178 | 39.0015 | -121.0224 | HALSEY 110176178 | 471 | 624 | 67847.3756 | 32534.9057 | 35312.4699 | 32534.9057 | 35312.4699 | 0.1705 | 0.039246 | 1.3931 | 12.0395 | 809 | 0.0026072 | 4555.4233 | 3882.905 | 0
Sierra | 2888 | 1181 | 1882.465 | 5198 | 3443.537 | 509 | 7.3114 | 34.3037 | 219.9398 | 5.8387 | 2.5907 | 23.924 | 1.1602 | 0.00053262 | 0.00048004 | 0.2272 | 0.54667 | {F21436B1-06B1-4781-A6B4-F2B85E06831B} | 152261103 | DIAMOND SPRINGS 1103 | circuit_breaker | 38.6929 | -120.826 | DIAMOND SPRINGS 1103circuit_breaker | 1221 | 1717 | 167473.4056 | 82294.0421 | 85179.3635 | 52640.7509 | 49274.1125 | 0.24434 | 0.06124 | 1.594 | 10.2122 | 811 | 0.27111 | 4555.4207 | 3915.5949 | 0
Sierra | 5422 | 525 | 746.0772 | 1589 | 1190.1606 | 135 | 10.9351 | 63.3483 | 440.9541 | 13.0257 | 2.2208 | 33.8485 | 1.0755 | 0.0031226 | 0.00047776 | 0.3304 | 0.62687 | {8D49CCC1-AF4C-4146-915D-64772DC7F3D1} | 153132105 | NARROWS 2105 | 2426 | 39.2042 | -121.2004 | NARROWS 21052426 | 434 | 642 | 64135.3655 | 27928.6656 | 36206.6998 | 12992.6156 | 14564.3549 | 0.064498 | 0.011965 | 1.4211 | 11.7704 | 814 | 0.42154 | 4555.1496 | 3923.6633 | 0
Sierra | 3 | 105 | 183.164 | 477 | 347.7327 | 62 | 6.0858 | 14.0092 | 43.546 | 0.60877 | 1.3171 | 10.7293 | 1.0034 | 0.0012861 | 0.00047538 | 0.22013 | 0.52674 | {D5E00AD4-7C48-4E87-BBB1-92F5DE277EEA} | 152691104 | HIGGINS 1104 | 498932 | 39.1181 | -121.0392 | HIGGINS 1104498932 | 116 | 169 | 17004.3437 | 6861.4641 | 10142.8797 | 5868.3896 | 8845.2382 | 0.029474 | 0.0064873 | 1.7444 | 7.6935 | 816 | 0.07974 | 4554.728 | 3927.3076 | 0
Sierra | 1866 | 468 | 741.9201 | 1332 | 1139.4634 | 96 | 4.9768 | 9.1529 | 35.1588 | 0.5733 | 1.0039 | 5.7609 | 1.1853 | 0.00050952 | 0.00047467 | 0.35135 | 0.65111 | {15D1F2F0-3D88-4B18-AFEC-B03FE833977B} | 153081111 | PLACERVILLE 1111 | circuit_breaker | 38.731 | -120.7833 | PLACERVILLE 1111circuit_breaker | 218 | 503 | 28628.5409 | 10619.6052 | 18008.9358 | 10305.9598 | 17342.4627 | 0.045569 | 0.016845 | 1.5853 | 13.875 | 817 | 0.048914 | 4554.6483 | 3933.7076 | 0
Sierra | 1224 | 975 | 1585.4656 | 2769 | 2314.6614 | 281 | 15.3175 | 73.5946 | 319.6389 | 13.1773 | 29.8801 | 186.1792 | 1.1945 | 0.089249 | 0.00046415 | 0.35211 | 0.68497 | {15328E03-B147-4A5F-A6DD-FF57B3032B26} | 152561103 | PENRYN 1103 | 2198 | 38.8637 | -121.1286 | PENRYN 11032198 | 404 | 409 | 57566.5525 | 33526.3958 | 24040.1567 | 32169.4149 | 23145.2757 | 0.13043 | 0.019238 | 1.6261 | 9.8541 | 840 | 25.0789 | 4554.5994 | 3953.6848 | 0
Sierra | 2470 | 127 | 197.8568 | 328 | 289.3266 | 46 | 8.8537 | 64.5414 | 334.9253 | 4.9626 | 0.64082 | 50.1616 | 1.1984 | 0.0015906 | 0.00046351 | 0.3872 | 0.68385 | {B86F1700-5A54-45AD-BE5A-60237D0F62CD} | 152691110 | HIGGINS 1110 | 51794 | 39.0441 | -121.0499 | HIGGINS 111051794 | 52 | 17 | 8096.5365 | 6260.8685 | 1835.668 | 6256.2965 | 1835.668 | 0.021321 | 0.0043945 | 1.5579 | 7.1304 | 841 | 0.073168 | 4529.5205 | 3957.57 | 0
Sierra | 4023 | 210 | 265.1737 | 235 | 275.7771 | 16 | 206.4227 | 2166.1303 | 13953.4132 | 4358.0137 | 52.1424 | 655.4161 | 1.7167 | 0.026066 | 0.00045964 | 0.89362 | 0.96155 | {CBB1E17F-BE5D-42E9-AB86-48D61CF7F4ED} | 63601104 | VACAVILLE 1104 | circuit_breaker | 38.3565 | -121.9805 | VACAVILLE 1104circuit_breaker | 117 | 386 | 19566.7097 | 4995.2075 | 14571.5022 | 1499.3098 | 411.2994 | 0.0073542 | 0.00011956 | 1.2627 | 14.6875 | 848 | 0.41706 | 4529.4473 | 3958.501 | 0
Sierra | 2498 | 1878 | 2647.6315 | 3282 | 3319.7 | 271 | 7.1635 | 25.4448 | 107.0815 | 1.834 | 1.4947 | 13.6431 | 1.0128 | 0.00017657 | 0.00045849 | 0.57221 | 0.79755 | {FA7F836A-C8A0-42D3-8E43-389B5B7AEC7D} | 152241101 | HALSEY 1101 | circuit_breaker | 38.9568 | -121.0432 | HALSEY 1101circuit_breaker | 423 | 542 | 56543.1776 | 27545.8987 | 28997.2789 | 27545.8987 | 28997.2789 | 0.12425 | 0.028725 | 1.4098 | 12.1107 | 851 | 0.04785 | 4529.0303 | 3975.6071 | 0
Sierra | 2819 | 738 | 1299.4053 | 3420 | 2154.6462 | 547 | 14.3204 | 350.5251 | 1925.7453 | 49.2729 | 12.2573 | 288.074 | 1.3936 | 0.035775 | 0.00045404 | 0.21579 | 0.60307 | {63551680-2169-45C3-BF85-1608C868FCAF} | 153132101 | NARROWS 2101 | 1202 | 39.2105 | -121.3108 | NARROWS 21011202 | 636 | 543 | 110950.8145 | 73260.5674 | 37690.2472 | 73260.5674 | 37690.2472 | 0.24836 | 0.033865 | 1.7607 | 6.2523 | 855 | 19.5689 | 4528.9824 | 4021.1019 | 0
Sierra | 82 | 1112 | 1593.549 | 2449 | 2246.7603 | 225 | 8.3546 | 40.4841 | 261.6878 | 5.9157 | 0.94188 | 13.3759 | 1.1387 | 0.00049415 | 0.00045192 | 0.45406 | 0.70927 | {58053B57-CF0F-4598-8422-637942A9C73B} | 152241101 | HALSEY 1101 | 1704 | 38.9946 | -121.0261 | HALSEY 11011704 | 285 | 442 | 47706.8355 | 21258.1613 | 26448.6742 | 21258.1613 | 26314.5605 | 0.10168 | 0.022988 | 1.433 | 10.8844 | 856 | 0.11118 | 4509.4136 | 4034.3032 | 0
Sierra | 9699 | 11 | 21.3948 | 60 | 42.7125 | 9 | 13.1404 | 138.4714 | 744.9574 | 23.4115 | 3.03 | 88.1254 | 1.3218 | 0.00020355 | 0.00045133 | 0.18333 | 0.5009 | {7331B61B-2EF4-4C3D-921E-59545C577918} | 152271101 | WISE 1101 | 63199 | 38.8837 | -121.1021 | WISE 110163199 | 12 | 17 | 2188.5536 | 1501.4082 | 687.1454 | 989.41 | 219.6024 | 0.0040619 | 0.00061153 | 1.945 | 6.6667 | 860 | 0.001832 | 4509.3024 | 4034.9176 | 0
Sierra | 1849 | 1087 | 1803.0109 | 3671 | 2862.7388 | 397 | 11.0202 | 121.8053 | 683.7183 | 9.8751 | 14.4992 | 197.1485 | 1.2152 | 0.040607 | 0.00044566 | 0.2961 | 0.62982 | {87180880-8EB9-4F8B-82CC-028E4C7029F0} | 152561103 | PENRYN 1103 | circuit_breaker | 38.8446 | -121.167 | PENRYN 1103circuit_breaker | 467 | 378 | 68516.4596 | 47859.6372 | 20656.8224 | 45768.8176 | 20332.9382 | 0.17693 | 0.02665 | 1.6587 | 9.2469 | 869 | 16.1209 | 4509.3006 | 4063.34 | 1
Sierra | 5585 | 325 | 469.9111 | 625 | 605.1682 | 56 | 5.4196 | 14.1615 | 56.1542 | 0.75111 | 1.6929 | 9.4588 | 1.0033 | 0.00030495 | 0.0004436 | 0.52 | 0.7765 | {FCC40ADF-1FB7-4F80-97A9-6981FCDC8244} | 152691103 | HIGGINS 1103 | 995672 | 39.1337 | -121.0716 | HIGGINS 1103995672 | 146 | 195 | 19946.0049 | 9263.8953 | 10682.1097 | 5336.5048 | 5488.4306 | 0.024841 | 0.0062197 | 1.4459 | 11.1607 | 875 | 0.017077 | 4493.1796 | 4066.654 | 0
Sierra | 6448 | 5 | 10.1423 | 56 | 28.9048 | 16 | 39.5458 | 180.0658 | 793.3118 | 45.0106 | 28.7688 | 320.8026 | 1.2674 | 0.093164 | 0.0004427 | 0.089286 | 0.35089 | {A3D1D6B2-C2DB-46A7-9A60-CC55ABB31E62} | 152582109 | DEL MAR 2109 | circuit_breaker | 38.7989 | -121.2209 | DEL MAR 2109circuit_breaker | 134 | 110 | 18273.7512 | 10524.7005 | 7749.0507 | 3009.0839 | 1086.1462 | 0.0070831 | 0.0010019 | 2.0285 | 3.5 | 877 | 1.4906 | 4493.1626 | 4068.5227 | 0
Sierra | 6462 | 51 | 68.6733 | 150 | 113.3815 | 17 | 5.1316 | 7.6465 | 27.4707 | 0.24343 | 0.20852 | 3.3435 | 2.4118 | 6.3118e-06 | 0.00044046 | 0.34 | 0.60568 | {3EFAA303-A7DE-4E0F-A383-778B2D3996D4} | 152481110 | BRUNSWICK 1110 | 3907 | 39.2224 | -121.0816 | BRUNSWICK 11103907 | 26 | 149 | 7687.1182 | 1437.9091 | 6249.2092 | 1437.9091 | 6249.2092 | 0.0074878 | 0.0025169 | 1.3465 | 8.8235 | 880 | 0.0001073 | 4491.672 | 4069.4156 | 0
Sierra | 2360 | 423 | 670.0687 | 1019 | 929.3401 | 177 | 20.3187 | 689.403 | 5599.1376 | 293.3359 | 82.3964 | 1232.5768 | 1.6737 | 0.18029 | 0.00043725 | 0.41511 | 0.72102 | {05D49B9F-74A5-4524-8EF5-6986AE7D334D} | 63601108 | VACAVILLE 1108 | 38316 | 38.3844 | -122.0317 | VACAVILLE 110838316 | 292 | 231 | 59435.0065 | 37516.1668 | 21918.8396 | 25488.4092 | 13986.5844 | 0.077394 | 0.0071407 | 1.5841 | 5.7571 | 884 | 31.9111 | 4491.6718 | 4085.2439 | 1
Sierra | 4798 | 678 | 1303.9452 | 2784 | 1955.58 | 416 | 20.542 | 468.7104 | 2779.4484 | 150.3313 | 26.5548 | 322.2935 | 1.3641 | 0.068023 | 0.00042668 | 0.24353 | 0.66678 | {C705CC3B-4CE7-4574-9451-1595DBBA258B} | 152701108 | BELL 1108 | 2202 | 38.9716 | -121.1058 | BELL 11082202 | 524 | 444 | 95819.3385 | 53223.6255 | 42595.713 | 51314.2889 | 41117.51 | 0.1775 | 0.019942 | 1.9232 | 6.6923 | 899 | 28.2975 | 4459.7608 | 4117.1101 | 0
Sierra | 3648 | 1171 | 1666.197 | 2141 | 2146.1294 | 190 | 7.6079 | 32.7937 | 223.4216 | 4.852 | 2.1433 | 17.5425 | 1.0072 | 0.0001846 | 0.00042186 | 0.54694 | 0.77637 | {576CF59E-86D2-4E41-A7A3-27CEB8B77F40} | 152491102 | WEIMAR 1102 | circuit_breaker | 39.036 | -120.9879 | WEIMAR 1102circuit_breaker | 268 | 330 | 37732.9815 | 19516.5086 | 18216.473 | 19516.5086 | 18216.473 | 0.080153 | 0.019575 | 1.4229 | 11.2684 | 907 | 0.035075 | 4431.4633 | 4129.2298 | 0
Sierra | 6862 | 176 | 281.03 | 839 | 511.5634 | 99 | 10.8848 | 116.5035 | 529.8664 | 11.5435 | 1.9139 | 53.5614 | 1.1219 | 0.0023138 | 0.00041929 | 0.20977 | 0.54936 | {9366522C-3019-4FFC-ADFF-E56D90FBBE46} | 152261104 | DIAMOND SPRINGS 1104 | 2093 | 38.6813 | -120.836 | DIAMOND SPRINGS 11042093 | 122 | 134 | 21671.4272 | 14031.1709 | 7640.2563 | 12960.3084 | 6033.0526 | 0.04151 | 0.007782 | 1.5968 | 8.4747 | 911 | 0.22907 | 4431.4282 | 4137.2782 | 0
Sierra | 9095 | 87 | 166.1741 | 321 | 266.8904 | 56 | 11.8227 | 448.5188 | 4370.8753 | 82.8426 | 8.686 | 111.1674 | 1.2781 | 0.017334 | 0.00041825 | 0.27103 | 0.62263 | {FE7E7A2D-4697-4EEC-AD93-CC71825AA942} | 152691109 | HIGGINS 1109 | 7863 | 39.0916 | -121.1772 | HIGGINS 11097863 | 56 | 39 | 10090.2028 | 6799.2947 | 3290.9081 | 6799.2947 | 3290.9081 | 0.023422 | 0.0034725 | 1.91 | 5.7321 | 913 | 0.97068 | 4431.1991 | 4141.5005 | 0
Sierra | 3858 | 20 | 60.3618 | 227 | 158.1329 | 33 | 14.1097 | 60.5717 | 432.771 | 44.3647 | 12.864 | 306.5085 | 1.3574 | 0.02904 | 0.00041744 | 0.088106 | 0.38172 | {4372CAAD-3581-4B8A-AB27-A49D177EEFCE} | 63801105 | JAMESON 1105 | 9472 | 38.2486 | -122.1207 | JAMESON 11059472 | 131 | 131 | 18375.9973 | 11815.4027 | 6560.5946 | 3577.3351 | 1856.0875 | 0.013776 | 0.0012964 | 3.0181 | 6.8788 | 915 | 0.95833 | 4430.2284 | 4143.7221 | 0
Sierra | 7519 | 406 | 546.2541 | 723 | 711.4071 | 51 | 6.7188 | 22.0073 | 92.6273 | 1.3 | 1.4741 | 5.7925 | 1.0084 | 7.7463e-06 | 0.0004153 | 0.56155 | 0.76785 | {D460FB8F-F4FD-44BA-8600-4D3642AC6BA8} | 152241101 | HALSEY 1101 | 5731 | 38.9857 | -121.0221 | HALSEY 11015731 | 69 | 96 | 10018.4138 | 5029.6194 | 4988.7944 | 5029.6194 | 4988.7944 | 0.02118 | 0.0059469 | 1.3455 | 14.1765 | 917 | 0.00039506 | 4429.2701 | 4146.8455 | 0
Sierra | 546 | 105 | 170.5093 | 267 | 250.2726 | 40 | 4.2396 | 1.7321 | 7.7338 | 0.17367 | 0.52467 | 1.8233 | 0.975 | 1.0726e-05 | 0.00041514 | 0.39326 | 0.68129 | {779A3152-24AF-4508-86CF-CDD542CFE4FC} | 152481107 | BRUNSWICK 1107 | 50008 | 39.2226 | -121.0515 | BRUNSWICK 110750008 | 309 | 1183 | 62065.3926 | 12726.754 | 49338.6386 | 3726.9612 | 13172.9611 | 0.016606 | 0.0064583 | 1.6239 | 6.675 | 919 | 0.00042903 | 4429.2697 | 4149.1599 | 0
Sierra | 837 | 1353 | 2114.6073 | 4294 | 3271.45 | 431 | 10.2854 | 103.0366 | 699.9919 | 19.3661 | 8.3503 | 99.6616 | 1.2689 | 0.021444 | 0.00041352 | 0.31509 | 0.64638 | {5963F19C-E1BE-46EC-9E26-B117A913E935} | 152691103 | HIGGINS 1103 | circuit_breaker | 39.0438 | -121.0912 | HIGGINS 1103circuit_breaker | 486 | 510 | 79011.4579 | 45896.1812 | 33115.2767 | 45196.8083 | 32440.4555 | 0.17823 | 0.035533 | 1.5629 | 9.9629 | 923 | 9.2424 | 4429.2693 | 4177.2271 | 0
Sierra | 2346 | 2674 | 3662.7047 | 5766 | 5279.4995 | 483 | 8.4252 | 59.8392 | 554.8192 | 14.6245 | 2.9277 | 19.6873 | 1.0445 | 3.4122e-05 | 0.0004132 | 0.46375 | 0.69376 | {033C2E2D-A850-40FA-9417-37D899E25ED1} | 152241102 | HALSEY 1102 | 39104 | 38.9734 | -121.014 | HALSEY 110239104 | 573 | 856 | 94663.5081 | 48994.5328 | 45668.9753 | 48994.5328 | 45668.9753 | 0.19957 | 0.043585 | 1.3697 | 11.9379 | 924 | 0.016481 | 4420.0269 | 4207.6527 | 0
Sierra | 6227 | 245 | 395.7924 | 704 | 568.923 | 108 | 15.1125 | 135.3983 | 604.8123 | 23.1123 | 23.784 | 236.1928 | 1.1803 | 0.069507 | 0.00039517 | 0.34801 | 0.69569 | {64620CA8-4B52-4298-8F14-91A606AD81F8} | 152271102 | WISE 1102 | 697216 | 38.9364 | -121.1762 | WISE 1102697216 | 221 | 187 | 34631.6261 | 21260.5149 | 13371.1112 | 21260.5149 | 13371.1112 | 0.042679 | 0.0060271 | 1.6155 | 6.5185 | 950 | 7.5068 | 4420.0104 | 4220.8555 | 0
Sierra | 1076 | 2192 | 3303.1309 | 5571 | 4707.954 | 603 | 8.4304 | 105.7646 | 973.3517 | 42.2467 | 4.5598 | 62.4508 | 1.138 | 0.006038 | 0.00038386 | 0.39347 | 0.70161 | {42C0044E-B495-4983-9439-0351AC9E28F8} | 152691103 | HIGGINS 1103 | 32120 | 39.1048 | -121.0851 | HIGGINS 110332120 | 799 | 977 | 127000.5581 | 65714.7916 | 61285.7665 | 64628.4099 | 60411.0579 | 0.23147 | 0.053302 | 1.5069 | 9.2388 | 963 | 3.6409 | 4412.5037 | 4260.9897 | 0
Sierra | 2795 | 490 | 740.7061 | 1134 | 1015.2322 | 100 | 4.7314 | 5.799 | 17.5863 | 0.30296 | 0.73467 | 2.655 | 1.3131 | 0.00089425 | 0.00038097 | 0.4321 | 0.72959 | {38A00224-A460-485C-A9CC-938D2D423308} | 153081112 | PLACERVILLE 1112 | 19742 | 38.731 | -120.8097 | PLACERVILLE 111219742 | 225 | 555 | 34467.9615 | 11949.352 | 22518.6095 | 9960.0097 | 19855.5409 | 0.038097 | 0.013601 | 1.5116 | 11.34 | 966 | 0.089425 | 4408.8627 | 4267.1749 | 0
Sierra | 7131 | 15 | 26.2903 | 30 | 33.2964 | 8 | 12.1774 | 13.3934 | 55.7945 | 1.3538 | 0.74723 | 5.8707 | 1.0088 | 6.4295e-06 | 0.00038069 | 0.5 | 0.78958 | {68DF9E12-6736-4943-BDEF-9FA6962872B3} | 152531101 | FLINT 1101 | circuit_breaker | 38.8851 | -121.0671 | FLINT 1101circuit_breaker | 89 | 260 | 13483.6798 | 4181.0836 | 9302.5962 | 831.0934 | 458.9801 | 0.0030455 | 0.00077428 | 1.7527 | 3.75 | 967 | 5.1436e-05 | 4408.7733 | 4267.691 | 0
Sierra | 1677 | 101 | 145.5733 | 213 | 186.5665 | 38 | 16.6256 | 83.3901 | 257.7536 | 5.8188 | 19.1763 | 249.2636 | 1.5047 | 0.022789 | 0.00037463 | 0.47418 | 0.78028 | {E7E117D2-097F-4861-BB68-A88E0DF34298} | 152691103 | HIGGINS 1103 | 9753 | 39.0732 | -121.0861 | HIGGINS 11039753 | 34 | 43 | 6134.4041 | 3306.1166 | 2828.2875 | 3306.1166 | 2828.2875 | 0.014236 | 0.0020882 | 1.4413 | 5.6053 | 976 | 0.86597 | 4408.7733 | 4269.7441 | 0
Sierra | 177 | 296 | 466.3644 | 1001 | 848.2917 | 126 | 6.2962 | 11.6479 | 35.8906 | 0.65377 | 2.2991 | 9.1885 | 1.423 | 0.00053103 | 0.00036778 | 0.2957 | 0.54977 | {5975A3D8-5B89-4D93-9C6D-113094290849} | 152691104 | HIGGINS 1104 | 1374 | 39.0988 | -121.0521 | HIGGINS 11041374 | 213 | 414 | 34992.808 | 13460.5941 | 21532.2139 | 12504.4738 | 19850.0149 | 0.04634 | 0.013272 | 1.5756 | 7.9444 | 988 | 0.06691 | 4407.9073 | 4277.5094 | 0
Sierra | 6849 | 206 | 329.9636 | 905 | 573.5625 | 138 | 10.8831 | 97.1407 | 544.6865 | 10.6282 | 5.0806 | 113.8625 | 1.2776 | 0.0052869 | 0.00036752 | 0.22762 | 0.57529 | {46E9257A-F9DC-47D6-A72D-7B5FD7E2E022} | 152691104 | HIGGINS 1104 | circuit_breaker | 39.0438 | -121.091 | HIGGINS 1104circuit_breaker | 189 | 105 | 26726.735 | 18704.9095 | 8021.8255 | 16734.2321 | 7824.5038 | 0.050717 | 0.0089192 | 1.6018 | 6.558 | 990 | 0.72959 | 4407.8404 | 4287.9014 | 0
Sierra | 1440 | 633 | 924.8458 | 1532 | 1357.2319 | 133 | 2.2653 | 1.8957 | 6.3166 | 0.11654 | 0.40876 | 1.951 | 0.83462 | 1.3327e-05 | 0.00036249 | 0.41319 | 0.68142 | {A0663868-57FC-4799-ACA3-0DE33205B8E0} | 153082106 | PLACERVILLE 2106 | 19732 | 38.7368 | -120.7839 | PLACERVILLE 210619732 | 326 | 990 | 49915.2263 | 14586.2182 | 35329.0081 | 14586.2182 | 35285.1254 | 0.048211 | 0.026682 | 1.4611 | 11.5188 | 994 | 0.0017725 | 4407.1108 | 4296.9594 | 0
Sierra | 7050 | 27 | 44.8148 | 221 | 102.5477 | 36 | 11.0021 | 46.851 | 211.8306 | 5.8984 | 4.8328 | 62.1024 | 1.085 | 0.0033193 | 0.00035576 | 0.12217 | 0.43701 | {A0936C28-A756-47FA-9C1E-76F4B7CFFF7E} | 153612109 | CLARKSVILLE 2109 | 6502 | 38.7127 | -121.0782 | CLARKSVILLE 21096502 | 169 | 163 | 14951.7263 | 8746.5939 | 6205.1323 | 3563.6935 | 1419.52 | 0.012808 | 0.0029866 | 1.6598 | 6.1389 | 1008 | 0.1195 | 4407.109 | 4299.1724 | 0
Sierra | 1489 | 143 | 243.8494 | 551 | 384.5564 | 80 | 7.403 | 51.1195 | 360.9911 | 7.9606 | 7.1868 | 143.6321 | 1.1728 | 0.043592 | 0.00035206 | 0.25953 | 0.63411 | {C35B7B84-D418-41DB-BA63-E9DFFDA08709} | 152261105 | DIAMOND SPRINGS 1105 | 18935 | 38.6729 | -120.8939 | DIAMOND SPRINGS 110518935 | 100 | 97 | 18602.1379 | 10773.8274 | 7828.3104 | 10773.8274 | 7828.3104 | 0.028165 | 0.0086396 | 1.7052 | 6.8875 | 1010 | 3.4873 | 4406.9895 | 4305.863 | 0
Sierra | 1850 | 469 | 756.0171 | 1317 | 1077.6045 | 133 | 5.1378 | 37.1116 | 200.7247 | 2.2674 | 4.4506 | 42.9605 | 1.1043 | 0.0030892 | 0.00034632 | 0.35611 | 0.70157 | {027EA52B-9771-4584-AAFD-2CA838E196C2} | 153652110 | SHINGLE SPRINGS 2110 | 51800 | 38.6635 | -120.9307 | SHINGLE SPRINGS 211051800 | 213 | 208 | 26704.456 | 15648.3843 | 11056.0718 | 14770.4871 | 10021.4093 | 0.04606 | 0.018602 | 1.612 | 9.9023 | 1019 | 0.41086 | 4403.5022 | 4315.0355 | 0
Sierra | 5199 | 46 | 84.3327 | 161 | 126.3891 | 15 | 15.6578 | 71.6476 | 400.9042 | 34.5625 | 1.0865 | 9.577 | 1.5336 | 6.5866e-06 | 0.00034345 | 0.28571 | 0.66725 | {76BB324A-98B3-4C58-A6D4-32DC864FAEB9} | 152261105 | DIAMOND SPRINGS 1105 | circuit_breaker | 38.693 | -120.8258 | DIAMOND SPRINGS 1105circuit_breaker | 104 | 269 | 17199.2943 | 7563.6203 | 9635.674 | 2499.6007 | 1536.8699 | 0.0051518 | 0.0016994 | 1.8333 | 10.7333 | 1024 | 9.8799e-05 | 4403.0913 | 4316.5877 | 0
Sierra | 5027 | 486 | 799.728 | 2469 | 1608.3402 | 221 | 8.2108 | 42.472 | 207.4762 | 5.1908 | 4.6608 | 41.0722 | 1.0713 | 0.013025 | 0.00033887 | 0.19684 | 0.49724 | {C7CE8EEC-BFCB-464B-A0B6-4DE95EE01B52} | 152241101 | HALSEY 1101 | 2414 | 38.9661 | -121.0355 | HALSEY 11012414 | 277 | 380 | 46338.0186 | 23778.9553 | 22559.0633 | 23778.9553 | 22559.0633 | 0.074891 | 0.01855 | 1.6455 | 11.1719 | 1033 | 2.8785 | 4403.0912 | 4331.3544 | 0
Sierra | 5121 | 1005 | 1686.875 | 2801 | 2392.506 | 344 | 11.1358 | 209.5738 | 938.1438 | 33.8177 | 17.1854 | 199.4737 | 1.3482 | 0.05324 | 0.00033876 | 0.3588 | 0.70507 | {97806AE4-5D72-4FCC-8179-00CDE6E08736} | 152691109 | HIGGINS 1109 | circuit_breaker | 39.0439 | -121.0906 | HIGGINS 1109circuit_breaker | 410 | 334 | 63000.3389 | 37253.2271 | 25747.1118 | 35901.2045 | 25298.9299 | 0.11653 | 0.022701 | 1.6785 | 8.1424 | 1034 | 18.3144 | 4400.2127 | 4353.6491 | 0
Sierra | 4162 | 477 | 848.3527 | 1131 | 1114.8379 | 226 | 16.3961 | 203.3338 | 1056.1792 | 39.7933 | 11.9344 | 124.6382 | 1.3122 | 0.017946 | 0.00033425 | 0.42175 | 0.76097 | {2611646A-C593-4185-9486-0AA063D164D0} | 153132105 | NARROWS 2105 | circuit_breaker | 39.2358 | -121.269 | NARROWS 2105circuit_breaker | 565 | 548 | 96713.169 | 58146.9701 | 38566.199 | 57069.9064 | 38050.4633 | 0.07554 | 0.011662 | 1.7785 | 5.0044 | 1046 | 4.0559 | 4381.8983 | 4389.0895 | 0
Sierra | 3008 | 676 | 1004.7655 | 1973 | 1566.1909 | 262 | 9.0132 | 336.4564 | 1907.8475 | 35.7512 | 14.9964 | 299.3875 | 1.3178 | 0.038838 | 0.00033382 | 0.34263 | 0.64153 | {460117C5-52D5-4539-942E-65301ACAACE9} | 153132105 | NARROWS 2105 | 2228 | 39.2009 | -121.2091 | NARROWS 21052228 | 286 | 294 | 66019.7996 | 34109.5496 | 31910.25 | 33185.7143 | 30792.1565 | 0.087462 | 0.017142 | 1.4863 | 7.5305 | 1047 | 10.1756 | 4377.8424 | 4409.6978 | 0
Sierra | 5504 | 1190 | 2066.461 | 4351 | 3300.3003 | 676 | 12.9347 | 271.829 | 2073.0489 | 55.0658 | 20.8685 | 343.7288 | 1.4165 | 0.062269 | 0.0003289 | 0.2735 | 0.62614 | {740DE1B6-71C4-4F89-BFF6-C379E023E99F} | 152691109 | HIGGINS 1109 | 50072 | 39.0757 | -121.1143 | HIGGINS 110950072 | 688 | 578 | 129864.4027 | 82323.743 | 47540.6597 | 82323.743 | 47540.6597 | 0.22233 | 0.034271 | 1.7365 | 6.4364 | 1058 | 42.0939 | 4367.6667 | 4460.8209 | 1
Sierra | 3558 | 21 | 37.3317 | 151 | 93.0599 | 23 | 2.2307 | 2.1489 | 5.3744 | 0.052368 | 1.8531 | 6.4394 | 2.1766 | 6.6098e-06 | 0.00032765 | 0.13907 | 0.40116 | {8B190E99-2FFD-4283-B3F1-C9A94DD8C8D7} | 152161102 | AUBURN 1102 | circuit_breaker | 38.9035 | -121.0697 | AUBURN 1102circuit_breaker | 253 | 859 | 39857.9828 | 11240.5926 | 28617.3902 | 1981.8221 | 4529.0995 | 0.007536 | 0.0031079 | 1.7777 | 6.5652 | 1061 | 0.00015203 | 4325.5728 | 4462.0516 | 0
Sierra | 4729 | 406 | 683.6154 | 1644 | 1142.8878 | 228 | 18.2609 | 1256.9672 | 6909.303 | 246.9507 | 34.2102 | 689.4754 | 1.3349 | 0.081723 | 0.00032624 | 0.24696 | 0.59815 | {FDA2EA55-8785-46E8-B115-1C92328E3E9B} | 153701104 | LINCOLN 1104 | 2070 | 38.9276 | -121.2469 | LINCOLN 11042070 | 441 | 338 | 78873.1868 | 46656.6382 | 32216.5486 | 26390.3487 | 19272.3183 | 0.074383 | 0.010007 | 1.6838 | 7.2105 | 1063 | 18.6329 | 4325.5727 | 4478.44 | 0
Sierra | 3023 | 186 | 299.0206 | 752 | 511.6932 | 66 | 2.6444 | 5.2844 | 22.3891 | 0.51217 | 2.6648 | 16.1519 | 0.97992 | 0.0083262 | 0.00032252 | 0.24734 | 0.58437 | {95880633-835C-41AD-A217-FF4EBDC70BBD} | 153652108 | SHINGLE SPRINGS 2108 | 19622 | 38.6569 | -120.9928 | SHINGLE SPRINGS 210819622 | 385 | 771 | 43646.8098 | 18790.9041 | 24855.9057 | 8713.308 | 8953.124 | 0.021286 | 0.009922 | 1.6076 | 11.3939 | 1069 | 0.54953 | 4306.9398 | 4483.851 | 0
Sierra | 6422 | 378 | 530.4635 | 669 | 692.0819 | 54 | 4.0465 | 12.5489 | 82.0999 | 0.92934 | 1.5412 | 9.3176 | 1.0002 | 0.00011679 | 0.00031996 | 0.56502 | 0.76648 | {94B9AF22-8864-4989-8A91-A669E5CFF969} | 152481106 | BRUNSWICK 1106 | 4639 | 39.1731 | -121.0453 | BRUNSWICK 11064639 | 76 | 128 | 12796.7945 | 5228.1955 | 7568.599 | 5228.1955 | 7568.599 | 0.017278 | 0.0062505 | 1.4033 | 12.3889 | 1074 | 0.0063064 | 4306.3903 | 4487.0977 | 0
Sierra | 1793 | 651 | 1135.715 | 3135 | 2067.46 | 354 | 7.3164 | 35.9664 | 164.7565 | 3.4462 | 4.5191 | 34.3074 | 1.0932 | 0.0052026 | 0.00031962 | 0.20766 | 0.54933 | {FF6B966D-B6C9-448E-9EAD-BA4CD433B469} | 152701108 | BELL 1108 | 2226 | 38.9598 | -121.1016 | BELL 11082226 | 535 | 854 | 87392.1734 | 41003.1194 | 46389.054 | 38840.6709 | 42802.3067 | 0.11315 | 0.02487 | 1.7446 | 8.8559 | 1077 | 1.8417 | 4306.384 | 4511.2177 | 1
Sierra | 3260 | 1941 | 2989.0518 | 6396 | 4776.2334 | 755 | 8.1034 | 82.5015 | 666.4724 | 21.525 | 7.2223 | 65.7912 | 1.1636 | 0.0058828 | 0.00031746 | 0.30347 | 0.62582 | {94CC379D-BE20-48E1-8496-01F284C7FE9E} | 153132105 | NARROWS 2105 | 2216 | 39.1998 | -121.1729 | NARROWS 21052216 | 1016 | 1124 | 160856.7521 | 92843.3154 | 68013.4367 | 90284.175 | 66239.4 | 0.23968 | 0.054394 | 1.54 | 8.4715 | 1083 | 4.4415 | 4304.5422 | 4567.2842 | 0
Sierra | 1703 | 868 | 1315.0039 | 2190 | 1864.5851 | 329 | 9.7531 | 218.7499 | 1917.6234 | 53.6627 | 8.3302 | 132.5721 | 1.292 | 0.0088988 | 0.00031448 | 0.39635 | 0.70525 | {15BB893C-861D-4514-BB53-2456F70C5D54} | 153132102 | NARROWS 2102 | 2220 | 39.2538 | -121.1981 | NARROWS 21022220 | 372 | 287 | 71662.1252 | 45257.431 | 26404.6941 | 43302.8869 | 25447.2495 | 0.10346 | 0.021011 | 1.515 | 6.6565 | 1094 | 2.9277 | 4300.1007 | 4594.1753 | 0
Sierra | 7007 | 5 | 6.1386 | 16 | 11.2451 | 5 | 7.6032 | 721.003 | 3887.2417 | 59.4141 | 34.3208 | 600.8503 | 1.9593 | 0.17112 | 0.00031327 | 0.3125 | 0.54589 | {A9A36598-2BF7-4270-99BF-EC9B9E23BB29} | 63801102 | JAMESON 1102 | 8842 | 38.2334 | -122.1508 | JAMESON 11028842 | 114 | 72 | 12806.1181 | 9062.7483 | 3743.3698 | 757.4983 | 188.7265 | 0.0015663 | 0.00025654 | 1.2277 | 3.2 | 1097 | 0.8556 | 4297.173 | 4594.6457 | 0
Sierra | 1926 | 235 | 456.2561 | 660 | 578.1573 | 153 | 17.62 | 703.6077 | 3682.0801 | 97.3746 | 23.9917 | 542.072 | 1.5984 | 0.049714 | 0.00030666 | 0.35606 | 0.78916 | {B346A86D-8E49-4897-9613-64FF9116BF2F} | 153132105 | NARROWS 2105 | 34069 | 39.2029 | -121.2766 | NARROWS 210534069 | 196 | 186 | 38937.5966 | 25148.2731 | 13789.3236 | 25148.2731 | 13789.3236 | 0.04692 | 0.0048049 | 1.9415 | 4.3137 | 1106 | 7.6062 | 4296.3174 | 4610.2628 | 0
Sierra | 6475 | 31 | 54.8968 | 115 | 88.0865 | 9 | 7.6669 | 47.0416 | 151.3801 | 1.4316 | 12.811 | 92.807 | 1.0824 | 0.034655 | 0.00030263 | 0.26957 | 0.62322 | {346A62D2-9F89-49F3-B966-B00C57570576} | 152571101 | HORSESHOE 1101 | 1682 | 38.7707 | -121.1643 | HORSESHOE 11011682 | 222 | 176 | 26742.8626 | 15688.8599 | 11054.0027 | 944.4917 | 1140.3256 | 0.0027237 | 0.00080513 | 1.7709 | 12.7778 | 1114 | 0.31189 | 4288.7112 | 4610.8493 | 0
Sierra | 375 | 740 | 1258.4363 | 2710 | 1968.7141 | 508 | 9.2039 | 333.0982 | 2130.2973 | 38.3249 | 9.7994 | 197.6444 | 1.3228 | 0.013435 | 0.00030224 | 0.27306 | 0.63922 | {B62D2B6F-534A-4DA4-BEF0-CD31B9D7374D} | 152282101 | MOUNTAIN QUARRIES 2101 | 1102 | 38.8698 | -121.0202 | MOUNTAIN QUARRIES 21011102 | 621 | 450 | 102796.2725 | 71641.3725 | 31154.9 | 71641.3725 | 31154.9 | 0.15354 | 0.031905 | 1.7006 | 5.3346 | 1118 | 6.825 | 4288.3994 | 4655.3386 | 0
Sierra | 8165 | 18 | 23.8436 | 32 | 31.4119 | 3 | 4.2225 | 15.3452 | 114.6334 | 0.48404 | 4.2729 | 20.8841 | 1.0147 | 9.3401e-06 | 0.00030052 | 0.5625 | 0.75906 | {BCC579AC-C459-46FE-9298-10C2B7376879} | 152481110 | BRUNSWICK 1110 | 94368 | 39.2341 | -121.0598 | BRUNSWICK 111094368 | 33 | 11 | 1100.4887 | 768.9303 | 331.5584 | 431.1432 | 331.5584 | 0.00090156 | 0.00042179 | 1.3246 | 10.6667 | 1123 | 2.802e-05 | 4281.5743 | 4655.6063 | 0
Sierra | 784 | 148 | 256.8096 | 639 | 452.9971 | 81 | 7.754 | 58.7641 | 346.1535 | 5.449 | 3.2216 | 28.3201 | 1.1161 | 0.0026592 | 0.00029668 | 0.23161 | 0.56691 | {AD1702BF-568D-4020-87DE-29F495495BCD} | 152691107 | HIGGINS 1107 | circuit_breaker | 39.0439 | -121.0909 | HIGGINS 1107circuit_breaker | 442 | 798 | 69196.7005 | 30542.9222 | 38653.7784 | 8142.9425 | 7225.3692 | 0.024031 | 0.0065744 | 1.7352 | 7.8889 | 1132 | 0.2154 | 4281.5743 | 4660.6631 | 0
Sierra | 1983 | 342 | 595.9149 | 723 | 732.2071 | 146 | 12.8753 | 306.2617 | 1469.5247 | 52.3035 | 15.8407 | 341.4668 | 1.4072 | 0.034575 | 0.00029039 | 0.47303 | 0.81386 | {90A2FAB3-9517-4F41-ABE9-643E537A58ED} | 153791101 | SMARTVILLE 1101 | circuit_breaker | 39.2085 | -121.3027 | SMARTVILLE 1101circuit_breaker | 218 | 234 | 37252.8383 | 26180.464 | 11072.3743 | 26009.9248 | 10888.2359 | 0.042398 | 0.0070202 | 1.7424 | 4.9521 | 1151 | 5.0479 | 4281.3589 | 4676.8153 | 0
Sierra | 4731 | 405 | 621.6617 | 1067 | 920.6832 | 112 | 3.0059 | 15.468 | 82.7549 | 1.0337 | 1.9455 | 18.4432 | 0.96332 | 0.00055278 | 0.00028393 | 0.37957 | 0.67522 | {69C7055C-8321-466E-890B-DA1A435F5398} | 153081112 | PLACERVILLE 1112 | circuit_breaker | 38.7309 | -120.7834 | PLACERVILLE 1112circuit_breaker | 260 | 687 | 42800.9643 | 15101.3483 | 27699.6161 | 13371.697 | 24617.6335 | 0.031801 | 0.016458 | 1.535 | 9.5268 | 1162 | 0.061911 | 4276.311 | 4685.1191 | 0
Sierra | 2065 | 593 | 856.7663 | 1625 | 1301.933 | 215 | 9.1347 | 158.5129 | 1185.9763 | 21.9696 | 12.585 | 242.4922 | 1.4351 | 0.035745 | 0.0002833 | 0.36492 | 0.65807 | {D289A671-DB97-4331-A89A-832836F9DE82} | 153741101 | DOBBINS 1101 | 1808 | 39.3745 | -121.2339 | DOBBINS 11011808 | 230 | 191 | 31444.308 | 24893.8312 | 6550.4768 | 24893.8312 | 6550.4768 | 0.060909 | 0.013903 | 1.4448 | 7.5581 | 1165 | 7.6851 | 4276.2491 | 4700.5782 | 0
Sierra | 6913 | 298 | 343.1271 | 775 | 560.892 | 65 | 13.8191 | 1764.1153 | 58175.2274 | 1962.1519 | 1.0578 | 15.7719 | 1.056 | 0.0013081 | 0.00028172 | 0.38452 | 0.61175 | {C309DB72-5D9A-4AC9-886D-5F718B64DFF4} | 152101101 | ALLEGHANY 1101 | VR816 | 39.5572 | -120.8285 | ALLEGHANY 1101VR816 | 115 | 340 | 14972.6855 | 6679.2994 | 8293.386 | 6679.2994 | 8293.386 | 0.018312 | 0.0027753 | 1.1514 | 11.9231 | 1172 | 0.085027 | 4268.5639 | 4704.726 | 0
Sierra | 3171 | 598 | 960.2487 | 1975 | 1504.9227 | 215 | 7.5501 | 46.9549 | 221.5208 | 10.0576 | 6.7107 | 39.8378 | 1.0665 | 0.0087857 | 0.00028104 | 0.30278 | 0.63807 | {605358FE-4007-4349-A521-8A072F22F69A} | 152271102 | WISE 1102 | circuit_breaker | 38.8897 | -121.0985 | WISE 1102circuit_breaker | 400 | 499 | 59126.3645 | 30515.1162 | 28611.2483 | 29505.5664 | 27810.8239 | 0.060425 | 0.016448 | 1.6058 | 9.186 | 1175 | 1.8889 | 4268.4789 | 4723.049 | 0
Sierra | 2645 | 0 | 0 | 4 | 1.5806 | 1 | 6.8998 | 27.1321 | 58.0209 | 0.40033 | 9.4602 | 52.0666 | 1.0398 | 0.00381 | 0.00027611 | 0 | 0 | {C3E0B410-F242-443E-BF4E-9C519E692FDB} | 152561106 | PENRYN 1106 | circuit_breaker | 38.8445 | -121.1669 | PENRYN 1106circuit_breaker | 423 | 656 | 50250.0928 | 22408.5903 | 27841.5025 | 70.2637 | 13.3203 | 0.00027611 | 4.0018e-05 |  | 4 | 1184 | 0.00381 | 4266.59 | 4723.0926 | 0
Sierra | 6642 | 18 | 22.9994 | 228 | 156.0003 | 11 | 15.4911 | 2039.0464 | 13790.7716 | 365.0034 | 1.9871 | 126.0387 | 1.1999 | 0.015895 | 0.00026339 | 0.078947 | 0.14743 | {605680BF-CE15-4E43-86C0-2D915CDAFCDB} | 42021112 | NAPA 1112 | 1302 | 38.2948 | -122.2444 | NAPA 11121302 | 378 | 504 | 64949.8628 | 35471.4937 | 29478.3691 | 14540.3445 | 6684.6247 | 0.0028973 | 0.0006425 | 1.2777 | 20.7273 | 1213 | 0.17484 | 4266.5862 | 4732.1222 | 0
Sierra | 5552 | 149 | 200.5253 | 232 | 235.4815 | 20 | 3.3917 | 12.2298 | 27.8014 | 0.15425 | 12.158 | 87.2876 | 1.1361 | 0.06907 | 0.00026274 | 0.64224 | 0.85155 | {3C765F3F-8878-4C34-98CF-2D3F31F6AD44} | 152561107 | PENRYN 1107 | 2704 | 38.8107 | -121.1647 | PENRYN 11072704 | 137 | 186 | 19729.8361 | 9132.2031 | 10597.633 | 1994.2196 | 2012.535 | 0.0052548 | 0.0021796 | 1.3458 | 11.6 | 1215 | 1.3814 | 4266.4113 | 4733.3606 | 0
Sierra | 2222 | 77 | 144.4889 | 427 | 255.6261 | 64 | 9.6939 | 80.3906 | 296.7173 | 13.4743 | 9.4276 | 78.0455 | 1.0367 | 0.0052695 | 0.00026222 | 0.18033 | 0.56524 | {35B30399-E588-44B0-B481-56F6CD9688B5} | 152701108 | BELL 1108 | circuit_breaker | 38.9467 | -121.0916 | BELL 1108circuit_breaker | 376 | 424 | 39704.1787 | 20105.7391 | 19598.4396 | 6935.3327 | 5823.5542 | 0.016782 | 0.0037861 | 1.8765 | 6.6719 | 1220 | 0.33725 | 4265.0299 | 4737.6674 | 0
Sierra | 5530 | 216 | 289.763 | 618 | 461.2975 | 65 | 4.7978 | 18.2201 | 97.4746 | 1.969 | 1.8232 | 15.7486 | 1.242 | 0.0012796 | 0.00026173 | 0.34951 | 0.62815 | {C95685B7-B649-4BB7-AFD8-6C20EE89F893} | 153661104 | APPLE HILL 1104 | circuit_breaker | 38.7394 | -120.677 | APPLE HILL 1104circuit_breaker | 120 | 294 | 17638.2405 | 6802.485 | 10835.7556 | 6802.485 | 10835.7556 | 0.017012 | 0.00692 | 1.3415 | 9.5077 | 1222 | 0.083174 | 4264.6927 | 4741.8917 | 0
Sierra | 957 | 0 | 0 | 5 | 2.2787 | 3 | 4.7611 | 8.7987 | 29.1375 | 0.14004 | 0.92183 | 2.4797 | 1 | 7.7314e-06 | 0.00025825 | 0 | 0 | {D972EC75-3864-4C3E-9FB0-5B538887AB46} | 152481103 | BRUNSWICK 1103 | circuit_breaker | 39.2312 | -121.0351 | BRUNSWICK 1103circuit_breaker | 429 | 867 | 49106.6306 | 16287.3875 | 32819.2431 | 8459.5799 | 15055.3259 | 0.00077475 | 0.00034914 |  | 1.6667 | 1233 | 2.3194e-05 | 4264.6095 | 4747.1451 | 0
Sierra | 575 | 1327 | 1869.9546 | 2591 | 2515.91 | 202 | 4.572 | 17.8013 | 82.8764 | 1.1095 | 2.0424 | 13.4917 | 1.0441 | 6.5083e-06 | 0.00025664 | 0.51216 | 0.74325 | {BD845FF4-9DE1-4881-9265-8047FD3823B1} | 152491102 | WEIMAR 1102 | 2038 | 39.0315 | -121.0046 | WEIMAR 11022038 | 260 | 326 | 34488.7744 | 21541.6585 | 12947.1159 | 21541.6585 | 12947.1159 | 0.051842 | 0.019922 | 1.4092 | 12.8267 | 1234 | 0.0013147 | 4264.6095 | 4760.5225 | 0
Sierra | 2075 | 352 | 578.0383 | 922 | 830.4575 | 102 | 6.3279 | 62.2451 | 571.9677 | 7.4216 | 3.1643 | 31.003 | 1.091 | 1.775e-05 | 0.00025211 | 0.38178 | 0.69605 | {BE1F8937-5DA4-4110-B598-43072F2A4D02} | 152241102 | HALSEY 1102 | 5739 | 38.9696 | -121.0157 | HALSEY 11025739 | 124 | 115 | 18166.7465 | 10731.8696 | 7434.8769 | 10731.8696 | 7434.8769 | 0.025715 | 0.0069452 | 1.6422 | 9.0392 | 1244 | 0.0018105 | 4264.6082 | 4767.187 | 0
Sierra | 8182 | 30 | 51.6736 | 121 | 82.8796 | 14 | 2.3243 | 3.7362 | 12.4142 | 0.081903 | 1.2808 | 17.1439 | 1.0107 | 1.0215e-05 | 0.00024544 | 0.24793 | 0.62348 | {D119674C-FF38-4F45-A342-82E8B18FF02E} | 153612109 | CLARKSVILLE 2109 | 51744 | 38.7105 | -121.0745 | CLARKSVILLE 210951744 | 56 | 33 | 4367.807 | 2887.7792 | 1480.0277 | 1413.2019 | 853.9468 | 0.0034361 | 0.0019477 | 1.7225 | 8.6429 | 1262 | 0.00014301 | 4264.6064 | 4768.0646 | 0
Sierra | 4809 | 404 | 564.7916 | 1336 | 951.3096 | 186 | 6.0584 | 79.4472 | 543.0485 | 12.5834 | 8.4135 | 76.5764 | 1.2254 | 0.029177 | 0.0002434 | 0.3024 | 0.5937 | {EEAC938D-675B-4361-87B7-7942FA5DF8E7} | 153132105 | NARROWS 2105 | 2748 | 39.2081 | -121.2033 | NARROWS 21052748 | 440 | 302 | 52721.117 | 31525.9218 | 21195.1952 | 21028.293 | 17121.314 | 0.045272 | 0.016736 | 1.398 | 7.1828 | 1269 | 5.427 | 4264.6062 | 4781.1232 | 0
Sierra | 788 | 372 | 521.3959 | 860 | 739.131 | 164 | 15.2967 | 3814.9743 | 120243.2094 | 3080.0654 | 0.49726 | 44.6173 | 1.3549 | 0.0045876 | 0.00024085 | 0.43256 | 0.70542 | {A90B9AA9-7F37-4154-B2B2-B43A5EF8D800} | 152101101 | ALLEGHANY 1101 | 806 | 39.4878 | -120.8572 | ALLEGHANY 1101806 | 93 | 114 | 21734.175 | 19005.4498 | 2728.7252 | 19005.4498 | 2728.7252 | 0.039499 | 0.006069 | 1.4016 | 5.2439 | 1275 | 0.75237 | 4259.1792 | 4792.9256 | 0
Sierra | 5922 | 206 | 301.9075 | 644 | 508.3716 | 58 | 3.794 | 10.7732 | 53.1593 | 0.45666 | 0.67007 | 6.1453 | 0.98871 | 0.00040762 | 0.00023758 | 0.31988 | 0.59387 | {E1779AD2-4579-4092-9EC8-FEE4F5C13371} | 152481105 | BRUNSWICK 1105 | circuit_breaker | 39.2311 | -121.0351 | BRUNSWICK 1105circuit_breaker | 230 | 334 | 28391.3995 | 11223.4618 | 17167.9378 | 10665.1471 | 17167.9378 | 0.01378 | 0.0056524 | 1.4656 | 11.1034 | 1285 | 0.023642 | 4258.4269 | 4799.5486 | 1
Sierra | 7725 | 431 | 764.4922 | 841 | 988.8135 | 104 | 8.8141 | 911.5194 | 18180.6381 | 590.9065 | 0.28321 | 42.7431 | 1.1574 | 0.02073 | 0.0002364 | 0.51249 | 0.77314 | {C855B1F9-E043-4F7B-B17F-9A4E0F007042} | 152201102 | PIKE CITY 1102 | circuit_breaker | 39.4384 | -120.9958 | PIKE CITY 1102circuit_breaker | 54 | 34 | 16077.7751 | 15132.7411 | 945.0339 | 15132.7411 | 945.0339 | 0.024585 | 0.0063558 | 1.7738 | 8.0865 | 1291 | 2.1559 | 4258.4032 | 4808.9461 | 0
Sierra | 3324 | 14 | 24.6824 | 104 | 61.5483 | 14 | 4.4738 | 22.239 | 97.4789 | 0.7191 | 25.1367 | 233.5081 | 1.2042 | 0.057397 | 0.00023558 | 0.13462 | 0.40103 | {1E1BA976-38CE-4912-807F-3A5F3BFF5CD1} | 152561105 | PENRYN 1105 | 1378 | 38.8751 | -121.134 | PENRYN 11051378 | 62 | 155 | 8616.3077 | 3002.3902 | 5613.9175 | 1299.5417 | 722.5883 | 0.0032981 | 0.00095815 | 1.763 | 7.4286 | 1294 | 0.80356 | 4256.2473 | 4809.7531 | 0
Sierra | 488 | 117 | 215.0769 | 546 | 397.74 | 49 | 2.5515 | 3.6684 | 13.9831 | 0.19066 | 1.7147 | 10.4408 | 1.7023 | 7.6627e-06 | 0.00023175 | 0.21429 | 0.54075 | {0654A595-233E-4128-BBD6-123F6D88D1DE} | 152161101 | AUBURN 1101 | circuit_breaker | 38.9035 | -121.0697 | AUBURN 1101circuit_breaker | 147 | 700 | 30031.3186 | 7895.4706 | 22135.8479 | 5202.5567 | 11781.3694 | 0.011356 | 0.0062215 | 1.8383 | 11.1429 | 1307 | 0.00037547 | 4255.4438 | 4812.9839 | 0
Sierra | 3632 | 9 | 12.7641 | 48 | 31.0543 | 24 | 5.1611 | 3.7811 | 10.2896 | 0.14234 | 1.9228 | 3.7099 | 1.1669 | 5.7637e-06 | 0.00023064 | 0.1875 | 0.41102 | {A034BC39-5C36-44F2-830F-5D5EFC9DEDAA} | 152481103 | BRUNSWICK 1103 | 2784 | 39.2593 | -121.0188 | BRUNSWICK 11032784 | 471 | 1175 | 76990.2656 | 24636.8737 | 52353.3919 | 23108.4794 | 49616.363 | 0.0055353 | 0.0021755 | 1.4182 | 2 | 1308 | 0.00013833 | 4255.4434 | 4827.3342 | 0
Sierra | 4730 | 49 | 84.3288 | 219 | 156.2881 | 33 | 5.6328 | 18.2194 | 43.3876 | 0.59902 | 5.8298 | 54.0686 | 1.0577 | 0.0076551 | 0.00022969 | 0.22374 | 0.53957 | {070E580D-ED42-47CA-BF5A-6C96D8E39FC5} | 153132102 | NARROWS 2102 | 76952 | 39.253 | -121.1971 | NARROWS 210276952 | 350 | 206 | 28806.7305 | 18031.5566 | 10775.1739 | 3554.8483 | 1998.5316 | 0.0075797 | 0.002471 | 1.721 | 6.6364 | 1311 | 0.25262 | 4255.4433 | 4829.5418 | 1
Sierra | 6195 | 349 | 681.0113 | 2006 | 1221.2096 | 504 | 12.679 | 789.947 | 4208.9863 | 88.1022 | 24.3214 | 504.6026 | 1.5085 | 0.060404 | 0.00022808 | 0.17398 | 0.55765 | {13205944-27DE-4E69-8D25-637FC945A119} | 152691109 | HIGGINS 1109 | 50078 | 39.0539 | -121.1137 | HIGGINS 110950078 | 542 | 402 | 122683.1141 | 77708.0128 | 44975.1013 | 77708.0128 | 44975.1013 | 0.11495 | 0.017691 | 1.9513 | 3.9802 | 1318 | 30.4436 | 4255.1906 | 4877.7985 | 1
Sierra | 3735 | 346 | 612.334 | 1338 | 961.9025 | 195 | 6.8385 | 92.8286 | 510.6784 | 7.0379 | 12.62 | 180.2042 | 1.3338 | 0.022453 | 0.00022725 | 0.25859 | 0.63659 | {824F13D7-3113-4AA8-8BC2-89229A42D634} | 152691109 | HIGGINS 1109 | 594 | 39.0351 | -121.0957 | HIGGINS 1109594 | 239 | 246 | 40674.5308 | 23079.0602 | 17595.4706 | 23079.0602 | 17595.4706 | 0.044314 | 0.012311 | 1.7698 | 6.8615 | 1323 | 4.3783 | 4224.7471 | 4892.1306 | 0
Sierra | 1807 | 383 | 581.1372 | 1580 | 1014.7227 | 224 | 7.7557 | 95.1842 | 485.5324 | 7.8689 | 15.509 | 166.6599 | 1.3185 | 0.039866 | 0.000223 | 0.24241 | 0.57271 | {1991DBE6-DAB3-4866-AE61-C7296F9425C8} | 153132105 | NARROWS 2105 | 7203 | 39.1808 | -121.1894 | NARROWS 21057203 | 285 | 225 | 49100.59 | 30163.3265 | 18937.2635 | 29234.7991 | 16504.4172 | 0.049951 | 0.011559 | 1.5173 | 7.0536 | 1332 | 8.9301 | 4220.3688 | 4910.2854 | 0
Sierra | 6761 | 221 | 331.3744 | 321 | 377.8091 | 58 | 7.9374 | 35.5483 | 148.8669 | 3.9612 | 37.0201 | 323.8098 | 1.2335 | 0.1087 | 0.00022232 | 0.68847 | 0.87709 | {DFD32DD3-B5D6-49B6-B12C-FD19CB6A2A45} | 63601111 | VACAVILLE 1111 | 13652 | 38.3801 | -121.9987 | VACAVILLE 111113652 | 90 | 74 | 12049.6083 | 6983.1183 | 5066.49 | 6983.1183 | 5066.49 | 0.012894 | 0.0030274 | 1.4994 | 5.5345 | 1335 | 6.3046 | 4211.4387 | 4914.6219 | 0
Sierra | 2848 | 71 | 120.0514 | 221 | 186.6344 | 20 | 7.0665 | 112.9465 | 955.4909 | 22.8072 | 0.84137 | 12.0041 | 1.0074 | 5.8701e-06 | 0.00022167 | 0.32127 | 0.64324 | {D36692F8-5845-4D8F-B564-14537DDF3E03} | 152461101 | PLACER 1101 | circuit_breaker | 38.9009 | -121.0878 | PLACER 1101circuit_breaker | 247 | 767 | 37225.5733 | 12115.2189 | 25110.3544 | 1809.155 | 1094.872 | 0.0044334 | 0.0017673 | 1.6909 | 11.05 | 1337 | 0.0001174 | 4205.1341 | 4915.7454 | 0
Sierra | 715 | 218 | 394.7397 | 949 | 718.4205 | 149 | 4.9159 | 142.6758 | 1466.6455 | 18.9103 | 4.8972 | 69.8074 | 1.2193 | 0.0021106 | 0.00021788 | 0.22972 | 0.54945 | {3C06DAA7-6742-4F51-AEED-CE425B9A549D} | 153662102 | APPLE HILL 2102 | 12025 | 38.6276 | -120.7439 | APPLE HILL 210212025 | 129 | 127 | 26110.0194 | 14681.1435 | 11428.8759 | 14681.1435 | 11428.8759 | 0.032463 | 0.011444 | 1.8107 | 6.3691 | 1350 | 0.31448 | 4205.134 | 4924.8624 | 0
Sierra | 2755 | 69 | 116.5815 | 512 | 294.1205 | 42 | 5.0585 | 35.3987 | 125.5042 | 2.1176 | 10.3844 | 58.0013 | 1.0366 | 0.01366 | 0.00021651 | 0.13477 | 0.39637 | {88D11C1E-94DA-491E-B166-BE630EDE0741} | 152561107 | PENRYN 1107 | 2410 | 38.7953 | -121.1642 | PENRYN 11072410 | 166 | 136 | 21289.9141 | 12099.1952 | 9190.7189 | 4627.9566 | 3798.1414 | 0.0090932 | 0.0029699 | 1.6896 | 12.1905 | 1355 | 0.57371 | 4204.8195 | 4927.7363 | 0
Sierra | 2555 | 375 | 612.4303 | 1238 | 1039.5181 | 113 | 3.1218 | 8.6239 | 25.7691 | 0.2699 | 1.154 | 4.6838 | 1.0408 | 0.00017405 | 0.00021565 | 0.30291 | 0.58915 | {7316CABA-ACE0-4406-9BB2-A4017DAD0078} | 152691104 | HIGGINS 1104 | 533648 | 39.1044 | -121.0553 | HIGGINS 1104533648 | 159 | 373 | 28782.7184 | 10867.9062 | 17914.8122 | 10867.9062 | 17914.8122 | 0.024368 | 0.011923 | 1.6331 | 10.9558 | 1357 | 0.019668 | 4204.2458 | 4934.4853 | 0
Sierra | 56 | 291 | 468.5794 | 581 | 597.2845 | 91 | 9.9496 | 54.3299 | 270.3336 | 7.6884 | 33.3498 | 275.8991 | 1.2714 | 0.071723 | 0.00021497 | 0.50086 | 0.78452 | {1F08C74E-1D18-453D-9F09-2E91ADE9AFB1} | 63601111 | VACAVILLE 1111 | circuit_breaker | 38.3568 | -121.9806 | VACAVILLE 1111circuit_breaker | 283 | 547 | 45304.1261 | 19505.0496 | 25799.0765 | 10814.1289 | 11722.0733 | 0.019562 | 0.0032887 | 1.6102 | 6.3846 | 1361 | 6.5268 | 4204.2261 | 4941.2009 | 0
Sierra | 4307 | 344 | 581.3304 | 1440 | 1005.6297 | 145 | 2.9095 | 9.9944 | 40.542 | 0.41422 | 2.7185 | 17.4007 | 1.2565 | 0.00032398 | 0.00021397 | 0.23889 | 0.57808 | {3783BA8A-4769-47A2-BDB8-6B31F03E9521} | 153081111 | PLACERVILLE 1111 | 8582 | 38.7245 | -120.802 | PLACERVILLE 11118582 | 346 | 517 | 42572.4187 | 18913.646 | 23658.7727 | 14528.3903 | 21755.2755 | 0.031026 | 0.016223 | 1.6899 | 9.931 | 1369 | 0.046977 | 4197.6993 | 4950.223 | 0
Sierra | 1888 | 791 | 904.1466 | 1843 | 1396.6407 | 258 | 12.4851 | 1873.1058 | 48095.0953 | 1411.2125 | 0.62678 | 29.0563 | 1.1906 | 0.0043945 | 0.00020766 | 0.42919 | 0.64737 | {303E53EF-22EF-468F-BD54-C029D47A56AA} | 152101102 | ALLEGHANY 1102 | circuit_breaker | 39.4656 | -120.8448 | ALLEGHANY 1102circuit_breaker | 155 | 184 | 35009.5358 | 29167.4333 | 5842.1025 | 29167.4333 | 5842.1025 | 0.053576 | 0.0079825 | 1.143 | 7.1434 | 1389 | 1.1338 | 4197.6523 | 4968.336 | 0
Sierra | 2514 | 424 | 653.1504 | 1656 | 1149.6742 | 147 | 4.0862 | 19.3164 | 110.0784 | 1.0329 | 1.2872 | 17.48 | 1.0529 | 7.6636e-05 | 0.0002055 | 0.25604 | 0.56812 | {D24FE68D-C3B0-43F0-8A16-C357F1C466D0} | 152241102 | HALSEY 1102 | 2514 | 38.9503 | -121.0492 | HALSEY 11022514 | 473 | 912 | 71806.6383 | 31410.9717 | 40395.6665 | 15960.9106 | 14175.393 | 0.030208 | 0.012915 | 1.5404 | 11.2653 | 1396 | 0.011265 | 4196.5185 | 4978.2477 | 0
Sierra | 3520 | 23 | 32.4158 | 68 | 50.9633 | 7 | 3.8447 | 26.1221 | 77.6529 | 0.43232 | 7.8856 | 55.6223 | 1.0528 | 0.020219 | 0.00020522 | 0.33824 | 0.63606 | {88F5CEC0-E8A5-4F1C-9B7B-06545C0D954B} | 152571101 | HORSESHOE 1101 | circuit_breaker | 38.744 | -121.1618 | HORSESHOE 1101circuit_breaker | 153 | 250 | 20426.3991 | 8647.7105 | 11778.6885 | 1020.0278 | 371.4493 | 0.0014365 | 0.00062153 | 1.4094 | 9.7143 | 1397 | 0.14153 | 4196.5073 | 4978.8811 | 0
Sierra | 6485 | 521 | 738.2648 | 1377 | 1166.0891 | 122 | 2.4895 | 14.3743 | 80.678 | 0.4726 | 0.86548 | 13.9202 | 1.0549 | 9.4076e-05 | 0.00019869 | 0.37836 | 0.63311 | {0961801B-845E-4B14-847B-854C50E3739F} | 152241102 | HALSEY 1102 | circuit_breaker | 38.9567 | -121.0431 | HALSEY 1102circuit_breaker | 141 | 157 | 20202.4061 | 12858.5938 | 7343.8123 | 12469.8674 | 7285.752 | 0.02424 | 0.012715 | 1.417 | 11.2869 | 1418 | 0.011477 | 4196.3657 | 4986.6249 | 0
Sierra | 4566 | 191 | 328.0872 | 585 | 495.9459 | 57 | 4.9884 | 46.481 | 228.738 | 4.2458 | 5.7986 | 54.3515 | 1.2803 | 0.0078457 | 0.00019856 | 0.3265 | 0.66154 | {919A8A04-B874-4A68-AF90-D4143250C76A} | 152271101 | WISE 1101 | circuit_breaker | 38.8897 | -121.0985 | WISE 1101circuit_breaker | 214 | 282 | 26992.8115 | 14425.555 | 12567.2565 | 6518.1918 | 5647.7215 | 0.011318 | 0.0043912 | 1.7177 | 10.2632 | 1419 | 0.4472 | 4196.3542 | 4990.6727 | 0
Sierra | 7229 | 41 | 82.4207 | 80 | 98.6263 | 20 | 2.8291 | 5.2321 | 32.909 | 0.29083 | 2.2141 | 27.9425 | 1.2499 | 0.0050637 | 0.00019553 | 0.5125 | 0.83569 | {31F15014-5008-45D5-9481-1A850055776D} | 153652108 | SHINGLE SPRINGS 2108 | circuit_breaker | 38.6593 | -120.9467 | SHINGLE SPRINGS 2108circuit_breaker | 44 | 48 | 3892.3441 | 2376.1029 | 1516.2412 | 2376.1029 | 1454.537 | 0.0039107 | 0.0026754 | 2.0103 | 4 | 1426 | 0.10127 | 4195.907 | 4992.1483 | 0
Sierra | 4624 | 208 | 255.6777 | 1385 | 912.5156 | 73 | 12.0537 | 1127.323 | 30764.7279 | 1558.1704 | 2.5364 | 21.2203 | 1.055 | 0.0025712 | 0.00019417 | 0.15018 | 0.28019 | {326E3BAE-F690-4463-8FFC-C774FBAA59CE} | 152101101 | ALLEGHANY 1101 | circuit_breaker | 39.4657 | -120.8448 | ALLEGHANY 1101circuit_breaker | 90 | 169 | 12544.4698 | 6967.0605 | 5577.4092 | 6967.0605 | 5577.4092 | 0.014174 | 0.0023385 | 1.2292 | 18.9726 | 1430 | 0.18769 | 4195.8058 | 4996.4748 | 0
Sierra | 5977 | 72 | 126.0368 | 421 | 268.4997 | 33 | 3.3223 | 20.0393 | 63.172 | 0.5314 | 1.2861 | 10.8768 | 1.1946 | 8.038e-05 | 0.00019376 | 0.17102 | 0.46941 | {72194304-B9B5-4008-9268-F14D384C2205} | 152571104 | HORSESHOE 1104 | 50142 | 38.767 | -121.1548 | HORSESHOE 110450142 | 111 | 190 | 15652.8647 | 6580.4443 | 9072.4204 | 3538.232 | 2265.7491 | 0.0063942 | 0.0028627 | 1.7505 | 12.7576 | 1434 | 0.0026525 | 4195.6181 | 4998.6721 | 0
Sierra | 3438 | 21 | 32.7907 | 70 | 51.6207 | 8 | 13.0203 | 221.2392 | 2618.2644 | 38.8163 | 2.4071 | 30.5344 | 1.1485 | 0.0084369 | 0.00018845 | 0.3 | 0.63522 | {484AFB5A-CE87-4795-AA87-E15AE760BDD4} | 153132102 | NARROWS 2102 | 2718 | 39.2354 | -121.2209 | NARROWS 21022718 | 241 | 111 | 16944.4571 | 11669.952 | 5274.5052 | 747.0941 | 206.4792 | 0.0015076 | 0.00067339 | 1.5615 | 8.75 | 1454 | 0.067495 | 4195.6154 | 4999.136 | 0
Sierra | 7583 | 85 | 122.4161 | 245 | 192.2813 | 23 | 1.6383 | 6.0364 | 15.3422 | 0.08141 | 1.0629 | 4.5852 | 1.1776 | 8.9357e-06 | 0.00018651 | 0.34694 | 0.63665 | {3255A524-F15F-4D09-B1CC-57364FA652CB} | 152261107 | DIAMOND SPRINGS 1107 | 40353 | 38.7106 | -120.8371 | DIAMOND SPRINGS 110740353 | 67 | 110 | 8540.781 | 4132.0541 | 4408.7269 | 2152.3519 | 2317.1972 | 0.0042897 | 0.0032418 | 1.4402 | 10.6522 | 1459 | 0.00020552 | 4195.5479 | 5000.4726 | 0
Sierra | 3288 | 31 | 46.3519 | 82 | 71.8837 | 9 | 3.1932 | 20.9234 | 249.7244 | 17.1505 | 1.2203 | 15.0657 | 0.80851 | 0.00061547 | 0.0001858 | 0.37805 | 0.64482 | {B0F41A34-F762-41B4-ACDB-9C11F27E225A} | 152031101 | GRASS VALLEY 1101 | circuit_breaker | 39.2089 | -121.0612 | GRASS VALLEY 1101circuit_breaker | 133 | 147 | 9203.4325 | 4306.6032 | 4896.8293 | 1152.0117 | 1749.5501 | 0.0016722 | 0.00093329 | 1.4952 | 9.1111 | 1462 | 0.0055392 | 4195.5477 | 5001.188 | 0
Sierra | 432 | 233 | 411.6654 | 1267 | 812.8486 | 148 | 3.3576 | 34.5696 | 189.8431 | 2.2595 | 5.8054 | 53.4074 | 1.1866 | 0.0047581 | 0.00018177 | 0.1839 | 0.50645 | {E56A3B9A-F6B2-438C-8FDC-DFADF12A0423} | 152691110 | HIGGINS 1110 | circuit_breaker | 39.044 | -121.0905 | HIGGINS 1110circuit_breaker | 384 | 491 | 56542.0884 | 29132.7846 | 27409.3038 | 15857.3316 | 9944.4789 | 0.026902 | 0.01132 | 1.7668 | 8.5608 | 1481 | 0.70421 | 4195.5422 | 5011.0354 | 0
Sierra | 3016 | 3 | 3.9449 | 27 | 11.909 | 5 | 5.9431 | 24.4634 | 43.4238 | 0.25849 | 2.9912 | 25.6665 | 1.0314 | 0.0015963 | 0.00017918 | 0.11111 | 0.33125 | {CD565697-14B6-4AA0-954C-46CA84031737} | 152701107 | BELL 1107 | circuit_breaker | 38.9469 | -121.0915 | BELL 1107circuit_breaker | 146 | 243 | 16925.0372 | 6178.772 | 10746.2652 | 198.4714 | 322.4944 | 0.00089591 | 0.00028121 | 1.315 | 5.4 | 1489 | 0.0079817 | 4194.838 | 5011.1587 | 0
Sierra | 3511 | 224 | 330.916 | 457 | 437.1519 | 76 | 7.3269 | 351.0017 | 3102.5251 | 83.3569 | 71.5566 | 724.5764 | 1.6767 | 0.25486 | 0.00017767 | 0.49015 | 0.75698 | {ADB960B7-1B6C-413D-B1F8-E0FB7A88FA0F} | 63601108 | VACAVILLE 1108 | 8762 | 38.3617 | -122.0225 | VACAVILLE 11088762 | 199 | 151 | 38620.2876 | 26864.0035 | 11756.2841 | 22706.5359 | 8430.6661 | 0.013503 | 0.0038085 | 1.4773 | 6.0132 | 1496 | 19.3692 | 4194.83 | 5025.2594 | 0
Sierra | 3481 | 166 | 251.5696 | 1128 | 616.278 | 173 | 7.7187 | 206.4304 | 1219.1976 | 41.4436 | 24.2175 | 506.7542 | 1.4626 | 0.070389 | 0.00017453 | 0.14716 | 0.40821 | {44C9B622-8B72-4A96-9463-A27F202016A7} | 63801105 | JAMESON 1105 | 7652 | 38.2509 | -122.12 | JAMESON 11057652 | 630 | 655 | 114486.8312 | 70087.7329 | 44399.0983 | 21719.6282 | 13009.1978 | 0.030194 | 0.0073743 | 1.5155 | 6.5202 | 1505 | 12.1773 | 4175.4608 | 5038.7473 | 0
Sierra | 1978 | 10 | 13.7117 | 10 | 13.7117 | 2 |  |  |  |  | 1.4271e-12 | 0.11062 | 1 | 1.1591e-05 | 0.00017448 | 1 | 1 | {D915D781-6781-4960-807E-BD1A4FE75E6E} | 153652108 | SHINGLE SPRINGS 2108 | 51474 | 38.657 | -120.9942 | SHINGLE SPRINGS 210851474 | 170 | 353 | 20581.2914 | 7519.049 | 13062.2424 | 394.2246 | 0 | 0.00034896 | 0.00034896 | 1.3712 | 5 | 1506 | 2.3182e-05 | 4163.2834 | 5038.9921 | 0
Sierra | 6159 | 111 | 166.3191 | 368 | 275.1712 | 29 | 3.4414 | 9.8504 | 24.9527 | 0.35271 | 1.9935 | 19.5535 | 1.0384 | 5.5719e-06 | 0.00017411 | 0.30163 | 0.60442 | {498BEDF6-2946-45C8-8A10-174F646330D4} | 152461102 | PLACER 1102 | circuit_breaker | 38.9009 | -121.0879 | PLACER 1102circuit_breaker | 46 | 40 | 6365.3783 | 3361.7302 | 3003.6481 | 2698.3238 | 3003.6481 | 0.0050491 | 0.0024324 | 1.4984 | 12.6897 | 1507 | 0.00016159 | 4163.2834 | 5040.6678 | 0
Sierra | 2009 | 10 | 15.7863 | 20 | 19.7442 | 5 | 12.7383 | 520.2805 | 3897.5417 | 49.5729 | 12.9894 | 154.8675 | 1.1549 | 0.062331 | 0.00017302 | 0.5 | 0.79954 | {A71D3F90-1807-4414-8E54-A388088D7CB1} | 153701104 | LINCOLN 1104 | 2072 | 38.9256 | -121.2469 | LINCOLN 11042072 | 293 | 339 | 51528.0315 | 27455.4475 | 24072.584 | 512.0053 | 336.4531 | 0.00086512 | 0.00049813 | 1.5786 | 4 | 1513 | 0.31165 | 4163.2833 | 5040.9857 | 0
Sierra | 2099 | 259 | 356.1829 | 580 | 498.1006 | 79 | 2.9863 | 14.8311 | 102.467 | 0.39751 | 0.86289 | 14.7119 | 1.035 | 0.00014871 | 0.0001689 | 0.44655 | 0.71508 | {0BF84A9F-DBEC-4CA7-98FB-695194286708} | 152481102 | BRUNSWICK 1102 | circuit_breaker | 39.2313 | -121.0352 | BRUNSWICK 1102circuit_breaker | 137 | 124 | 16223.9191 | 10196.061 | 6027.8582 | 9785.3713 | 5824.4339 | 0.013343 | 0.0069756 | 1.3752 | 7.3418 | 1522 | 0.011748 | 4162.9716 | 5047.0625 | 0
Sierra | 5051 | 250 | 478.4029 | 962 | 691.1174 | 105 | 4.4595 | 241.9204 | 1905.6681 | 15.7709 | 3.671 | 108.8192 | 1.3285 | 0.0037779 | 0.0001674 | 0.25988 | 0.69222 | {ABE5C26B-A76B-46B8-A04C-0EC15FF8F909} | 103191101 | BANGOR 1101 | 1806 | 39.364 | -121.3602 | BANGOR 11011806 | 106 | 68 | 17961.6544 | 14483.9765 | 3477.678 | 13609.8138 | 3477.678 | 0.017577 | 0.0071316 | 1.9136 | 9.1619 | 1526 | 0.39668 | 4162.9599 | 5055.5142 | 0
Sierra | 9161 | 28 | 27.6587 | 48 | 39.5608 | 11 | 22.7775 | 3660.7167 | 86659.6572 | 2643.7871 | 0.10459 | 38.8828 | 1.4716 | 0.0015403 | 0.00016104 | 0.58333 | 0.69914 | {4FA3034C-CC34-47A2-AF7A-8A1D1515E919} | 152321101 | DRUM 1101 | circuit_breaker | 39.2565 | -120.7668 | DRUM 1101circuit_breaker | 32 | 6 | 3516.2484 | 3389.5909 | 126.6575 | 3389.5909 | 126.6575 | 0.0017714 | 0.00022056 | 0.98781 | 4.3636 | 1543 | 0.016944 | 4162.5632 | 5057.6191 | 0
Sierra | 891 | 5 | 9.7249 | 99 | 32.3605 | 28 | 11.3052 | 762.6842 | 3483.4675 | 64.6195 | 82.7445 | 1537.2641 | 1.8214 | 0.13302 | 0.0001581 | 0.050505 | 0.30052 | {EC7E3E82-534C-45F0-825C-A06402B7C3CE} | 63681102 | PUTAH CREEK 1102 | circuit_breaker | 38.5228 | -121.9941 | PUTAH CREEK 1102circuit_breaker | 161 | 136 | 33368.8045 | 21280.8935 | 12087.9109 | 7914.4674 | 5557.3799 | 0.0044269 | 0.00060583 | 1.945 | 3.5357 | 1551 | 3.7245 | 4162.5462 | 5062.534 | 0
Sierra | 6966 | 2 | 5.2733 | 12 | 9.8307 | 2 | 25.8402 | 105.6374 | 410.434 | 10.6057 | 28.9115 | 1620.1892 | 1.9115 | 0.031628 | 0.00015016 | 0.16667 | 0.53641 | {463CEDCD-A864-4BE7-A495-4562C479EEC4} | 63642113 | PEABODY 2113 | circuit_breaker | 38.2855 | -121.9704 | PEABODY 2113circuit_breaker | 103 | 67 | 12520.9952 | 9790.3302 | 2730.665 | 1530.5409 | 310.0206 | 0.00030032 | 2.8849e-05 | 2.6367 | 6 | 1591 | 0.063256 | 4158.8218 | 5063.4844 | 0
Sierra | 66 | 150 | 266.5997 | 646 | 403.1314 | 79 | 4.0704 | 83.1702 | 269.6225 | 4.9467 | 5.1898 | 120.6012 | 1.0765 | 0.0089602 | 0.00014853 | 0.2322 | 0.66132 | {D76845FE-B268-426A-A73C-E770602E73F9} | 152921101 | BROWNS VALLEY 1101 | 97188 | 39.2279 | -121.414 | BROWNS VALLEY 110197188 | 83 | 79 | 17072.464 | 10687.565 | 6384.8991 | 10687.565 | 6384.8991 | 0.011734 | 0.0040772 | 1.7773 | 8.1772 | 1599 | 0.70785 | 4158.7585 | 5070.1214 | 0
Sierra | 6665 | 46 | 63.2024 | 139 | 102.1257 | 12 | 2.4482 | 13.852 | 107.2568 | 0.62023 | 1.1556 | 10.4763 | 1.0184 | 5.8876e-06 | 0.00014837 | 0.33094 | 0.61887 | {8A1F3383-8C42-4458-990C-2355B321D3F3} | 152481102 | BRUNSWICK 1102 | 940 | 39.2191 | -121.0227 | BRUNSWICK 1102940 | 138 | 113 | 9056.2054 | 5596.7061 | 3459.4993 | 1331.1883 | 719.0227 | 0.0017804 | 0.0010635 | 1.374 | 11.5833 | 1601 | 7.0652e-05 | 4158.0507 | 5070.9481 | 0
Sierra | 4543 | 267 | 472.9472 | 934 | 715.8332 | 130 | 6.955 | 143.8343 | 800.7484 | 13.1144 | 9.9258 | 190.9306 | 1.3929 | 0.0088328 | 0.00014472 | 0.28587 | 0.66069 | {D508D44B-0B7F-43CB-B9DA-F37161CA8F62} | 153132105 | NARROWS 2105 | 51582 | 39.2065 | -121.263 | NARROWS 210551582 | 144 | 136 | 24814.8402 | 15330.2671 | 9484.5731 | 15330.2671 | 9484.5731 | 0.018813 | 0.0059851 | 1.7713 | 7.1846 | 1618 | 1.1483 | 4158.0506 | 5080.4682 | 0
Sierra | 9899 | 2 | 3.89 | 19 | 11.99 | 1 |  |  |  |  | 0 | 0 | 0 | 9.5707e-06 | 0.00014407 | 0.10526 | 0.32443 | {EB087661-42A5-46E0-BB53-1DC1A49FC6AA} | 152031103 | GRASS VALLEY 1103 | circuit_breaker | 39.209 | -121.0611 | GRASS VALLEY 1103circuit_breaker | 11 | 10 | 433.4571 | 191.1806 | 242.2765 | 191.1806 | 242.2765 | 0.00014407 | 0.00014407 | 1.945 | 19 | 1621 | 9.5707e-06 | 4156.9023 | 5080.5869 | 0
Sierra | 9412 | 20 | 32.5397 | 36 | 38.1088 | 7 | 0.12908 | 0.22239 | 0.52812 | 6.8171e-05 | 0.439 | 1.6225 | 1 | 1.2141e-05 | 0.00014008 | 0.55556 | 0.85386 | {064C2459-8C22-4F74-A2C9-18905DBD3086} | 153652110 | SHINGLE SPRINGS 2110 | circuit_breaker | 38.6593 | -120.9466 | SHINGLE SPRINGS 2110circuit_breaker | 36 | 14 | 2632.7038 | 2054.39 | 578.3139 | 1202.0334 | 578.3139 | 0.00098058 | 0.0012793 | 1.627 | 5.1429 | 1632 | 8.4988e-05 | 4156.9023 | 5081.3334 | 0
Sierra | 4587 | 235 | 443.7443 | 1334 | 887.1205 | 206 | 4.8111 | 144.9881 | 1017.4594 | 16.2505 | 8.7489 | 358.5594 | 1.3982 | 0.017267 | 0.00013862 | 0.17616 | 0.50021 | {762F5F25-9174-4408-84A6-399ADE39F207} | 153652109 | SHINGLE SPRINGS 2109 | 85766 | 38.8026 | -120.9065 | SHINGLE SPRINGS 210985766 | 251 | 238 | 38300.0598 | 29469.33 | 8830.7298 | 29469.33 | 8830.7298 | 0.028555 | 0.012309 | 1.8883 | 6.4757 | 1638 | 3.557 | 4156.9022 | 5099.6338 | 0
Sierra | 9057 | 27 | 50.7498 | 214 | 127.4867 | 24 | 1.242 | 1.6989 | 8.9261 | 0.025163 | 1.7301 | 8.1263 | 1.6704 | 6.314e-06 | 0.00013775 | 0.12617 | 0.39808 | {2450AEE7-F575-4F58-91A2-1411AECC8344} | 152161102 | AUBURN 1102 | 8611 | 38.9083 | -121.0618 | AUBURN 11028611 | 51 | 194 | 10112.7193 | 2944.6304 | 7168.0889 | 2944.6304 | 7168.0889 | 0.0033061 | 0.0026838 | 1.8796 | 8.9167 | 1646 | 0.00015154 | 4153.3452 | 5101.4624 | 0
Sierra | 77 | 45 | 106.0275 | 160 | 133.0653 | 60 | 17.0308 | 567.4237 | 1947.3447 | 59.4663 | 20.3128 | 607.0981 | 1.3551 | 0.018856 | 0.00013661 | 0.28125 | 0.79681 | {B814ECD9-6160-4057-8AF0-345725EF4AA1} | 152811105 | WHEATLAND 1105 | 91170 | 39.0237 | -121.4018 | WHEATLAND 110591170 | 524 | 390 | 126919.0223 | 85775.1349 | 41143.8874 | 15619.5143 | 8888.3689 | 0.0081968 | 0.0012827 | 2.3562 | 2.6667 | 1655 | 1.1314 | 4153.345 | 5111.1622 | 0
Sierra | 7989 | 62 | 120.0739 | 245 | 190.9597 | 52 | 8.78 | 336.2541 | 1800.3732 | 160.384 | 11.6977 | 515.5025 | 1.4134 | 0.024111 | 0.0001362 | 0.25306 | 0.62879 | {17B7D6FE-5F00-4D1F-ABC4-4972705BA2FB} | 63681102 | PUTAH CREEK 1102 | 64044 | 38.4944 | -122.0341 | PUTAH CREEK 110264044 | 58 | 43 | 13605.0908 | 11992.1979 | 1612.8929 | 8899.6249 | 1038.6404 | 0.0070826 | 0.0027341 | 1.9367 | 4.7115 | 1657 | 1.2537 | 4152.2137 | 5116.6888 | 0
Sierra | 9322 | 38 | 53.8897 | 114 | 98.8251 | 9 | 1.8273 | 7.9468 | 18.4226 | 0.085818 | 3.8658 | 10.7149 | 1.0049 | 7.1019e-06 | 0.00013563 | 0.33333 | 0.5453 | {C6FEDD77-5A06-4484-8B32-F0F200B7AB81} | 152491101 | WEIMAR 1101 | 6139 | 39.066 | -120.9804 | WEIMAR 11016139 | 12 | 19 | 2252.2247 | 997.9281 | 1254.2966 | 997.9281 | 1254.2966 | 0.0012206 | 0.00096216 | 1.4181 | 12.6667 | 1662 | 6.3917e-05 | 4150.9599 | 5117.3085 | 0
Sierra | 3243 | 57 | 115.7407 | 124 | 141.0487 | 45 | 3.1861 | 230.8828 | 1224.0184 | 22.084 | 7.9312 | 839.476 | 1.5962 | 0.018387 | 0.00013517 | 0.45968 | 0.82057 | {F1BA8416-91DD-4B99-927A-83F7EBAF42CF} | 163541101 | OLETA 1101 | 1217 | 38.4881 | -120.9102 | OLETA 11011217 | 128 | 108 | 40122.9894 | 27736.9205 | 12386.069 | 21207.62 | 6809.7221 | 0.0060827 | 0.0033113 | 2.0305 | 2.7556 | 1664 | 0.82741 | 4150.9599 | 5130.4785 | 0
Sierra | 1086 | 36 | 68.2492 | 70 | 81.591 | 8 | 3.8339 | 5.2133 | 22.2134 | 0.40848 | 5.5127 | 15.7753 | 2.6142 | 0.00050831 | 0.0001347 | 0.51429 | 0.83648 | {F20DF12E-C49B-40A8-AAFB-7DBBC88F8ED9} | 152461104 | PLACER 1104 | 51732 | 38.9058 | -121.0824 | PLACER 110451732 | 317 | 415 | 29938.2724 | 13388.5594 | 16549.713 | 825.7758 | 519.6115 | 0.0010776 | 0.00073188 | 1.8958 | 8.75 | 1669 | 0.0040665 | 4150.1324 | 5130.9913 | 0
Sierra | 3631 | 106 | 214.6689 | 361 | 319.1471 | 30 | 0.52436 | 0.30039 | 2.1811 | 0.0076625 | 0.021062 | 0.16312 | 1.2667 | 9.3801e-06 | 0.000133 | 0.29363 | 0.67263 | {91D53CD4-6008-41E0-B5BC-B59F60B0DDAC} | 153652105 | SHINGLE SPRINGS 2105 | 11172 | 38.6791 | -120.981 | SHINGLE SPRINGS 210511172 | 93 | 165 | 9798.1168 | 3921.2737 | 5876.8431 | 3051.051 | 4960.7277 | 0.0039899 | 0.0048788 | 2.0252 | 12.0333 | 1684 | 0.0002814 | 4150.1284 | 5132.886 | 0
Sierra | 1212 | 439 | 803.5123 | 1266 | 1136.2855 | 234 | 4.1322 | 177.2292 | 1119.0274 | 12.7154 | 7.3132 | 138.2032 | 1.3147 | 0.0095256 | 0.00013123 | 0.34676 | 0.70714 | {30B38EC8-F2E7-47AF-8BC7-D7EB75673131} | 153132102 | NARROWS 2102 | circuit_breaker | 39.2351 | -121.2689 | NARROWS 2102circuit_breaker | 396 | 298 | 60558.8238 | 39334.1146 | 21224.7092 | 36006.3008 | 19638.068 | 0.030709 | 0.01397 | 1.8303 | 5.4103 | 1696 | 2.229 | 4150.1281 | 5155.2459 | 0
Sierra | 4306 | 52 | 105.0189 | 209 | 164.4888 | 28 | 0.71171 | 0.63024 | 3.7069 | 0.074344 | 0.098281 | 0.19221 | 0.89286 | 8.0242e-06 | 0.00012718 | 0.2488 | 0.63846 | {531CAA3C-3DF7-4333-B737-30C384999892} | 153651103 | SHINGLE SPRINGS 1103 | 8752 | 38.6587 | -120.976 | SHINGLE SPRINGS 11038752 | 69 | 178 | 9323.2573 | 2987.221 | 6336.0363 | 2895.0362 | 6336.0363 | 0.0035611 | 0.0037662 | 2.0196 | 7.4643 | 1710 | 0.00022468 | 4147.8991 | 5157.0437 | 0
Sierra | 817 | 13 | 17.5146 | 57 | 36.2686 | 10 | 0 | 0 | 0 | 0 | 0.060472 | 0.52249 | 1.4 | 7.8663e-06 | 0.0001137 | 0.22807 | 0.48291 | {A316ED50-5AA1-4ED8-AC7C-24B23FF6CC3D} | 152481104 | BRUNSWICK 1104 | 56468 | 39.2412 | -121.0378 | BRUNSWICK 110456468 | 190 | 385 | 27783.8624 | 9624.4245 | 18159.4379 | 8462.4654 | 16433.6469 | 0.001137 | 0.0013023 | 1.3473 | 5.7 | 1781 | 7.8663e-05 | 4147.8989 | 5162.2989 | 0
Sierra | 836 | 3 | 4.6621 | 20 | 10.8536 | 3 |  |  |  |  | 0.48673 | 6.1688 | 0.33407 | 7.4351e-06 | 0.00011192 | 0.15 | 0.42955 | {40341932-C636-415B-BE6F-5D9D8CD0A383} | 153651104 | SHINGLE SPRINGS 1104 | circuit_breaker | 38.6593 | -120.947 | SHINGLE SPRINGS 1104circuit_breaker | 92 | 80 | 7145.2903 | 3786.907 | 3358.3833 | 901.8218 | 1215.5155 | 0.00033576 | 0.00033576 | 1.554 | 6.6667 | 1787 | 2.2305e-05 | 4147.8988 | 5162.8589 | 0
Sierra | 661 | 39 | 67.1329 | 184 | 129.1053 | 19 | 1.0593 | 1.7793 | 4.9715 | 0.021804 | 0.61543 | 9.0983 | 1.2153 | 8.2066e-06 | 0.00011187 | 0.21196 | 0.51999 | {F60C4C6E-928C-45EE-B5E3-FE18B260D743} | 152531101 | FLINT 1101 | 40666 | 38.8868 | -121.0708 | FLINT 110140666 | 90 | 288 | 14473.2839 | 4596.6688 | 9876.6151 | 1886.431 | 3986.1711 | 0.0021255 | 0.002099 | 1.7214 | 9.6842 | 1789 | 0.00015593 | 4147.8988 | 5164.0304 | 0
Sierra | 7319 | 255 | 478.8608 | 1087 | 915.7286 | 114 | 4.2627 | 35.8722 | 213.2335 | 3.536 | 11.2727 | 372.5127 | 1.3138 | 0.025417 | 0.0001082 | 0.23459 | 0.52293 | {10AF2AF5-0312-4499-B6B7-F90BCDC56FEE} | 63801102 | JAMESON 1102 | 65516 | 38.2496 | -122.1606 | JAMESON 110265516 | 280 | 488 | 44601.527 | 18265.6782 | 26335.8488 | 12202.9885 | 15670.3248 | 0.012335 | 0.0052668 | 1.8779 | 9.5351 | 1814 | 2.8975 | 4147.8986 | 5171.6085 | 0
Sierra | 4129 | 1 | 1.3586 | 8 | 5.4647 | 3 |  |  |  |  | 0.63938 | 0.16475 | 1 | 6.9796e-06 | 0.00010506 | 0.125 | 0.24861 | {BEA0A501-B4D2-4CC0-BAE4-F7EC8C1D8A1B} | 152481104 | BRUNSWICK 1104 | circuit_breaker | 39.2312 | -121.0351 | BRUNSWICK 1104circuit_breaker | 114 | 226 | 15715.118 | 4755.5689 | 10959.549 | 2663.6104 | 8132.6618 | 0.00031519 | 0.00031519 | 1.3586 | 2.6667 | 1834 | 2.0939e-05 | 4145.0011 | 5173.2626 | 0
Sierra | 1121 | 712 | 1021.0112 | 1957 | 1500.9344 | 202 | 2.9986 | 15.3038 | 72.9455 | 0.57124 | 3.0847 | 31.8005 | 1.0684 | 0.0010891 | 9.5435e-05 | 0.36382 | 0.68025 | {4EF25014-B554-454F-9BE5-F3AB9DDDB6E9} | 152701109 | BELL 1109 | circuit_breaker | 38.9466 | -121.0916 | BELL 1109circuit_breaker | 396 | 390 | 48499.3672 | 27671.9197 | 20827.4475 | 22001.4253 | 17249.2172 | 0.019278 | 0.01708 | 1.434 | 9.6881 | 1877 | 0.21999 | 4145.0011 | 5186.9254 | 0
Sierra | 5251 | 1035 | 1357.5816 | 2325 | 1941.4733 | 275 | 12.1965 | 3270.5509 | 105694.0001 | 2267.6399 | 0.40782 | 22.481 | 1.1235 | 0.001792 | 9.2003e-05 | 0.44516 | 0.69925 | {B02385C8-6373-4D81-ABD4-7C98960F9245} | 152101101 | ALLEGHANY 1101 | 804 | 39.5598 | -120.8239 | ALLEGHANY 1101804 | 288 | 471 | 48831.2033 | 34767.038 | 14064.1653 | 34767.038 | 14064.1653 | 0.025301 | 0.0037629 | 1.3117 | 8.4545 | 1897 | 0.49281 | 4144.7811 | 5208.5158 | 0
Sierra | 7629 | 90 | 243.4262 | 244 | 299.3282 | 35 | 5.1391 | 702.6842 | 3585.2412 | 70.2104 | 6.5282 | 474.2023 | 1.2628 | 0.018955 | 9.1081e-05 | 0.36885 | 0.81324 | {EF947682-77F0-46FF-B597-C974CCFEC84A} | 152921101 | BROWNS VALLEY 1101 | 36622 | 39.225 | -121.4231 | BROWNS VALLEY 110136622 | 49 | 20 | 17869.6508 | 13781.9233 | 4087.7275 | 6467.9583 | 1258.9452 | 0.0031878 | 0.0012623 | 2.7047 | 6.9714 | 1902 | 0.66343 | 4144.2883 | 5212.5324 | 0
Sierra | 2217 | 331 | 438.5849 | 1248 | 860.1938 | 158 | 3.8718 | 421.1493 | 10044.3599 | 297.9483 | 0.35919 | 34.0242 | 1.1979 | 0.00080147 | 8.4836e-05 | 0.26522 | 0.50987 | {20EA6D57-AE8A-4389-B5E9-F8A1FC109811} | 152762101 | EL DORADO PH 2101 | 52456 | 38.7754 | -120.4024 | EL DORADO PH 210152456 | 169 | 426 | 30388.3486 | 16414.576 | 13973.7727 | 16414.576 | 13973.7727 | 0.013404 | 0.0050118 | 1.325 | 7.8987 | 1954 | 0.12663 | 4143.6248 | 5222.7258 | 0
Sierra | 9374 | 0 | 0 | 12 | 2.5609 | 11 | 10.838 | 6285.4323 | 40014.0396 | 439.1103 | 3.5026 | 1467.6605 | 1.7637 | 0.0067153 | 8.0665e-05 | 0 | 0 | {522A389A-AB26-4856-B015-C925A695BEA6} | 63172101 | MADISON 2101 | 13372 | 38.7946 | -122.0621 | MADISON 210113372 | 7 | 13 | 6530.1023 | 6130.2461 | 399.8562 | 6078.9039 | 373.0647 | 0.00088732 | 0.00019865 |  | 1.0909 | 1977 | 0.073868 | 4143.4982 | 5226.5008 | 0
Sierra | 7366 | 11 | 15.1382 | 19 | 18.3253 | 3 | 0.0037577 | 0.22239 | 0.97944 | 3.6804e-06 | 0.10988 | 30.985 | 1.2434 | 0.00054333 | 7.8251e-05 | 0.57895 | 0.82608 | {7CD5E23A-1FEF-4DD4-B696-6D5E8A5A222C} | 152481107 | BRUNSWICK 1107 | 65574 | 39.2305 | -121.0346 | BRUNSWICK 110765574 | 92 | 43 | 4339.6091 | 2799.3607 | 1540.2484 | 445.925 | 33.7326 | 0.00023475 | 0.00035629 | 1.3762 | 6.3333 | 1997 | 0.00163 | 4143.4243 | 5226.7778 | 0
Sierra | 6048 | 295 | 382.5831 | 1951 | 1148.8615 | 207 | 7.2364 | 424.8216 | 8789.2573 | 249.5638 | 0.56265 | 13.6586 | 1.0209 | 0.0008663 | 7.8029e-05 | 0.1512 | 0.33301 | {3CE7580A-70EA-45BB-B025-A0DE44571BB4} | 152321101 | DRUM 1101 | 1602 | 39.2517 | -120.75 | DRUM 11011602 | 165 | 229 | 37214.9146 | 26765.8492 | 10449.0655 | 26765.8492 | 10449.0655 | 0.016152 | 0.0039922 | 1.2969 | 9.4251 | 1999 | 0.17932 | 4143.4227 | 5243.3993 | 0
Sierra | 5439 | 146 | 271.9813 | 571 | 427.4982 | 97 | 2.3715 | 221.1346 | 923.2116 | 5.0339 | 3.1221 | 332.8962 | 1.4339 | 0.0089439 | 7.3953e-05 | 0.25569 | 0.63622 | {7B0321EB-AC29-4857-8514-66B11EFDEF70} | 153132101 | NARROWS 2101 | circuit_breaker | 39.2351 | -121.2689 | NARROWS 2101circuit_breaker | 89 | 38 | 26194.4059 | 25133.8252 | 1060.5807 | 25133.8252 | 1060.5807 | 0.0071734 | 0.0045148 | 1.8629 | 5.8866 | 2026 | 0.86756 | 4143.2434 | 5259.0074 | 0
Sierra | 248 | 3 | 5.1177 | 4 | 5.5447 | 2 |  |  |  |  | 16.1106 | 781.9087 | 1.4347 | 0.065976 | 7.2374e-05 | 0.75 | 0.92298 | {D7243FB0-38B4-4640-8C10-2CD25C9CD868} | 63172101 | MADISON 2101 | 89332 | 38.7354 | -122.1449 | MADISON 210189332 | 242 | 191 | 48170.6677 | 36123.4333 | 12047.2344 | 1160.8504 | 25.5802 | 0.00014475 | 0.00014475 | 1.7059 | 2 | 2040 | 0.13195 | 4142.3758 | 5259.7283 | 0
Sierra | 4876 | 2 | 1.9482 | 2 | 1.9482 | 1 | 2.4948 | 177.85 | 667.9915 | 1.6824 | 10.4336 | 486.0411 | 1.1327 | 0.012123 | 7.0121e-05 | 1 | 1 | {0C0482CD-DD8D-411C-9735-C68EC442433B} | 103521103 | OREGON TRAIL 1103 | 1448 | 40.6477 | -122.2216 | OREGON TRAIL 11031448 | 293 | 210 | 63315.1998 | 49370.4838 | 13944.716 | 49370.4838 | 13944.716 | 7.0121e-05 | 2.8107e-05 | 0.97408 | 2 | 2057 | 0.012123 | 4142.2439 | 5290.3874 | 0
Sierra | 6311 | 4 | 7.7799 | 15 | 10.1274 | 7 | 5.1662 | 3806.234 | 26741.8667 | 275.2669 | 10.4744 | 1926.1214 | 1.9709 | 0.03067 | 6.9398e-05 | 0.26667 | 0.7682 | {44D6ED2F-777A-4FEB-A593-3F9A2FF8D4A7} | 62081104 | ARBUCKLE 1104 | 47282 | 38.9512 | -122.062 | ARBUCKLE 110447282 | 115 | 103 | 26450.0122 | 19082.1088 | 7367.9034 | 3612.2461 | 1696.1957 | 0.00048578 | 0.00020051 | 1.945 | 2.1429 | 2062 | 0.21469 | 4142.2318 | 5292.6306 | 0
Sierra | 6168 | 23 | 44.3514 | 41 | 52.1896 | 7 | 0.96789 | 309.6973 | 2081.9556 | 6.4973 | 7.4741 | 364.2437 | 1.3138 | 0.026603 | 6.8878e-05 | 0.56098 | 0.84981 | {8E6B668B-C3B5-476E-8081-82E065E91883} | 63172101 | MADISON 2101 | 37082 | 38.8566 | -122.2123 | MADISON 210137082 | 238 | 247 | 45155.2748 | 29594.5517 | 15560.7232 | 1451.8754 | 1229.1003 | 0.00048214 | 0.00045936 | 1.9283 | 5.8571 | 2069 | 0.18622 | 4142.0171 | 5293.5322 | 0
Sierra | 9421 | 152 | 154.9811 | 490 | 307.9271 | 73 | 3.2031 | 1681.5991 | 45773.4752 | 574.6912 | 0.0056067 | 23.1431 | 1.1194 | 0.0026902 | 6.7378e-05 | 0.3102 | 0.5033 | {FD2262BF-C160-4434-8E95-55FF0A0B15F6} | 152101101 | ALLEGHANY 1101 | 808 | 39.4879 | -120.8571 | ALLEGHANY 1101808 | 31 | 4 | 9939.4884 | 9882.4147 | 57.0736 | 9882.4147 | 57.0736 | 0.0049186 | 0.0024548 | 1.0196 | 6.7123 | 2075 | 0.19639 | 4141.8308 | 5299.6692 | 0
Sierra | 9434 | 0 | 0 | 2 | 0.78622 | 2 |  |  |  |  | 14.7732 | 187.9516 | 1.1582 | 0.019873 | 6.5155e-05 | 0 | 0 | {AAD63AEA-E006-40EA-8F1E-5C283AEC521A} | 152582109 | DEL MAR 2109 | 75802 | 38.8487 | -121.2314 | DEL MAR 210975802 | 20 | 1 | 687.5993 | 668.5307 | 19.0686 | 547.5648 | 19.0686 | 0.00013031 | 0.00013031 |  | 1 | 2090 | 0.039747 | 4141.6345 | 5300.0092 | 0
Sierra | 6973 | 5 | 9.5791 | 6 | 10.0348 | 1 |  |  |  |  | 0 | 0.04469 | 1 | 4.1877e-06 | 6.3038e-05 | 0.83333 | 0.95458 | {6458AB58-DA5E-4D0A-95E1-69BD6C7E0EA2} | 153612106 | CLARKSVILLE 2106 | 19642 | 38.6832 | -121.0684 | CLARKSVILLE 210619642 | 53 | 2 | 2595.0664 | 2579.2739 | 15.7925 | 618.1955 | 0 | 6.3038e-05 | 6.3038e-05 | 1.9158 | 6 | 2112 | 4.1877e-06 | 4141.5947 | 5300.3931 | 0
Sierra | 7750 | 15 | 29.0167 | 29 | 34.4117 | 4 | 0.11318 | 0.22239 | 0.7207 | 8.1808e-05 | 28.2566 | 319.7348 | 1.2948 | 0.094696 | 6.0984e-05 | 0.51724 | 0.84322 | {7686CD28-0AD3-49A6-802B-4CD3DF814107} | 153612109 | CLARKSVILLE 2109 | circuit_breaker | 38.6558 | -121.0599 | CLARKSVILLE 2109circuit_breaker | 33 | 7 | 2062.0432 | 1811.3753 | 250.6679 | 1633.6693 | 190.7949 | 0.00024394 | 0.00038813 | 1.9344 | 7.25 | 2125 | 0.37879 | 4141.5947 | 5301.4077 | 0
Sierra | 924 | 1 | 1.945 | 8 | 4.7206 | 1 |  |  |  |  | 3.8717 | 44.4095 | 1.2566 | 4.0476e-06 | 6.0928e-05 | 0.125 | 0.41202 | {2DE74D61-95A1-4D32-9CCA-28AB5E692CE7} | 163201102 | WEST POINT 1102 | 93116 | 38.3838 | -120.527 | WEST POINT 110293116 | 621 | 607 | 100726.0382 | 68737.6903 | 31988.3478 | 68737.6903 | 31988.3478 | 6.0928e-05 | 6.0928e-05 | 1.945 | 8 | 2127 | 4.0476e-06 | 4141.2159 | 5344.0938 | 0
Sierra | 2533 | 1 | 1.2277 | 2 | 1.6834 | 2 | 4.3442 | 39.9796 | 176.1325 | 5.1508 | 307.4093 | 2007.6905 | 1.9889 | 0.19892 | 5.8168e-05 | 0.5 | 0.72928 | {E4D247B8-5AC2-4613-B16F-7A9DCBD633B8} | 63591105 | VACA DIXON 1105 | 9792 | 38.4197 | -121.9685 | VACA DIXON 11059792 | 508 | 468 | 79362.4338 | 46444.676 | 32917.7578 | 1598.1228 | 829.1409 | 0.00011634 | 4.4885e-05 | 1.2277 | 1 | 2159 | 0.39784 | 4141.2159 | 5345.0862 | 0
Sierra | 7769 | 1 | 1.3586 | 2 | 1.8143 | 2 | 0.53537 | 2.0905 | 10.5366 | 0.010332 | 4.2699 | 18.1757 | 1 | 4.9886e-06 | 5.7497e-05 | 0.5 | 0.74881 | {D34CE8D2-4E63-4899-B49E-7C6D0FD502F0} | 152481103 | BRUNSWICK 1103 | 8918 | 39.2477 | -121.0255 | BRUNSWICK 11038918 | 63 | 71 | 7235.0576 | 3457.885 | 3777.1726 | 2321.7397 | 2865.1686 | 0.00011499 | 0.00015019 | 1.3586 | 1 | 2163 | 9.9772e-06 | 4140.8181 | 5346.528 | 0
Sierra | 147 | 0 | 0 | 154 | 70.3534 | 21 | 10.0169 | 20.8464 | 48.5756 | 0.82704 | 4.0764 | 27.5317 | 1.0335 | 2.7968e-05 | 5.7103e-05 | 0 | 0 | {5BBF8789-23F7-470F-B0A3-CCE750BDABFE} | 152591102 | SUMMIT 1102 | circuit_breaker | 39.3194 | -120.379 | SUMMIT 1102circuit_breaker | 58 | 97 | 3657.3155 | 1626.5971 | 2030.7183 | 1626.5971 | 2030.7183 | 0.0011992 | 0.00017927 |  | 7.3333 | 2173 | 0.00058732 | 4140.8181 | 5347.5381 | 0
Sierra | 3093 | 0 | 0 | 32 | 6.8291 | 8 | 1.9629 | 185.2947 | 802.624 | 2.5254 | 6.8294 | 470.8172 | 1.3374 | 0.013593 | 5.3972e-05 | 0 | 0 | {52DF98AE-4F53-4A02-A20B-FB744471A897} | 152331108 | EAST MARYSVILLE 1108 | 1706 | 39.182 | -121.5434 | EAST MARYSVILLE 11081706 | 787 | 701 | 146892.557 | 96667.4367 | 50225.1203 | 891.2903 | 45.1189 | 0.00043178 | 0.00035101 |  | 4 | 2205 | 0.10874 | 4140.8175 | 5348.0916 | 0
Sierra | 3459 | 2 | 5.2733 | 10 | 6.9806 | 7 | 8.9731 | 12640.458 | 130071.8984 | 1167.1472 | 6.897 | 1416.4974 | 1.6552 | 0.0058383 | 5.0961e-05 | 0.2 | 0.75543 | {911A51D5-0E8C-48D3-9524-67CE9063723E} | 63121101 | CORTINA 1101 | 302192 | 39.12 | -122.2239 | CORTINA 1101302192 | 126 | 80 | 36531.4264 | 28675.233 | 7856.1933 | 1666.8417 | 197.0824 | 0.00035673 | 0.00020641 | 2.6367 | 1.4286 | 2223 | 0.040868 | 4140.7087 | 5349.1267 | 0
Sierra | 8244 | 1 | 1.945 | 3 | 2.3718 | 2 |  |  |  |  | 206.2943 | 2236.7657 | 1.9945 | 0.41379 | 4.7008e-05 | 0.33333 | 0.82004 | {E3DDE34B-B9EB-4C18-8053-7900216FEAC5} | 63681103 | PUTAH CREEK 1103 | 3783 | 38.4964 | -121.9886 | PUTAH CREEK 11033783 | 147 | 160 | 28683.4424 | 17433.8941 | 11249.5483 | 329.1954 | 13.0819 | 9.4016e-05 | 9.4016e-05 | 1.945 | 1.5 | 2267 | 0.82757 | 4140.6679 | 5349.3311 | 0
Sierra | 2187 | 25 | 34.8945 | 194 | 106.5299 | 50 | 6.0258 | 36.4988 | 298.0811 | 2.4222 | 0.27403 | 11.9893 | 1.062 | 0.00043641 | 4.4042e-05 | 0.12887 | 0.32756 | {4869E28B-32E6-4BF0-B134-B967D290269A} | 152762101 | EL DORADO PH 2101 | 36764 | 38.7871 | -120.2059 | EL DORADO PH 210136764 | 74 | 290 | 15530.3089 | 7038.7814 | 8491.5275 | 4920.5157 | 3574.7541 | 0.0022021 | 0.00072223 | 1.3958 | 3.88 | 2289 | 0.021821 | 4139.8403 | 5352.3868 | 0
Sierra | 9013 | 7 | 13.646 | 31 | 21.6597 | 9 | 0.48857 | 13.3083 | 53.2717 | 0.03376 | 0.2028 | 10.532 | 1.0162 | 4.4957e-06 | 4.3352e-05 | 0.22581 | 0.63002 | {3EEFA179-0D60-4808-A6C9-A2D8F6C0C66D} | 153741101 | DOBBINS 1101 | circuit_breaker | 39.3397 | -121.1952 | DOBBINS 1101circuit_breaker | 21 | 14 | 1813.0501 | 1079.0936 | 733.9565 | 1079.0936 | 733.9565 | 0.00039017 | 0.00060907 | 1.9494 | 3.4444 | 2298 | 4.0462e-05 | 4139.8185 | 5353.0569 | 0
Sierra | 8932 | 0 | 0 | 18 | 4.055 | 3 | 2.1624 | 177.9156 | 1078.0463 | 2.3311 | 12.0147 | 472.1928 | 1.3392 | 0.016372 | 4.2075e-05 | 0 | 0 | {3F3AA0D2-CD3D-432D-9160-6EFA10A51D9D} | 152921101 | BROWNS VALLEY 1101 | circuit_breaker | 39.2259 | -121.4234 | BROWNS VALLEY 1101circuit_breaker | 34 | 3 | 1417.6098 | 1309.7042 | 107.9056 | 1061.2697 | 6.096 | 0.00012622 | 0.00010095 |  | 6 | 2307 | 0.049117 | 4139.8184 | 5353.7159 | 0
Sierra | 5033 | 4 | 7.7799 | 35 | 20.4057 | 2 | 0.0017495 | 0.22239 | 2.0009 | 3.5006e-06 | 1.2511 | 57.693 | 1.2135 | 0.0010588 | 4.1555e-05 | 0.11429 | 0.38126 | {2ADCBD92-66F4-407E-9ADA-EA48C32C4604} | 163541102 | OLETA 1102 | 2642 | 38.5013 | -120.8481 | OLETA 11022642 | 29 | 24 | 9076.656 | 7497.8568 | 1578.7992 | 7497.8568 | 1578.7992 | 8.3109e-05 | 0.00017085 | 1.945 | 17.5 | 2315 | 0.0021177 | 4139.7693 | 5358.3721 | 0
Sierra | 6478 | 8 | 27.2073 | 47 | 38.6805 | 17 | 0.9753 | 645.3597 | 3324.5001 | 12.299 | 2.9473 | 1171.861 | 1.5402 | 0.030509 | 3.922e-05 | 0.17021 | 0.70338 | {3FFCF8AB-2F3C-40D6-BE9B-68EE284722AE} | 62881105 | MAXWELL 1105 | 3008 | 39.276 | -122.2733 | MAXWELL 11053008 | 68 | 61 | 26134.778 | 24475.225 | 1659.553 | 5862.1498 | 418.2875 | 0.00066674 | 0.00065198 | 3.4009 | 2.7647 | 2353 | 0.51865 | 4139.7672 | 5362.0125 | 0
Sierra | 9978 | 3 | 3.6831 | 5 | 4.4694 | 1 |  |  |  |  | 0.11504 | 5.4201 | 1 | 2.3484e-06 | 3.535e-05 | 0.6 | 0.82409 | {0F59AF2F-5869-40D3-A6B5-13E6D7B47101} | 153612105 | CLARKSVILLE 2105 | 51478 | 38.6556 | -121.0151 | CLARKSVILLE 210551478 | 6 | 0 | 90.198 | 90.198 | 0 | 81.0541 | 0 | 3.535e-05 | 3.535e-05 | 1.2277 | 5 | 2392 | 2.3484e-06 | 4139.2486 | 5362.0628 | 0
Sierra | 7064 | 27 | 55.8808 | 44 | 60.4493 | 7 | 0.0045815 | 0.11184 | 0.83299 | 7.5888e-06 | 133.6359 | 1453.2579 | 1.6997 | 0.292 | 3.4246e-05 | 0.61364 | 0.92442 | {8A0CE410-7B0B-44D2-93E6-B3B628B03752} | 63681102 | PUTAH CREEK 1102 | 46012 | 38.4831 | -122.0253 | PUTAH CREEK 110246012 | 51 | 41 | 7110.349 | 4686.2992 | 2424.0498 | 945.6535 | 878.7773 | 0.00023972 | 0.00032946 | 2.0697 | 6.2857 | 2411 | 2.044 | 4139.2485 | 5362.6501 | 0
Sierra | 7292 | 158 | 515.2773 | 288 | 584.1177 | 26 | 1.0172 | 780.4489 | 4025.5318 | 9.2414 | 40.1343 | 1100.9895 | 1.6546 | 0.11398 | 3.221e-05 | 0.54861 | 0.88215 | {D66EDA38-27E9-4939-96F7-B9EFA1F3B789} | 63801103 | JAMESON 1103 | circuit_breaker | 38.2056 | -122.1476 | JAMESON 1103circuit_breaker | 126 | 74 | 24284.7793 | 17445.1976 | 6839.5817 | 3720.1837 | 3480.0243 | 0.00083747 | 0.00089713 | 3.2612 | 11.0769 | 2438 | 2.9634 | 4137.2046 | 5364.9603 | 0
Sierra | 9118 | 0 | 0 | 81 | 37.0847 | 9 | 6.0891 | 5.8757 | 11.897 | 0.11739 | 0.71559 | 1.4533 | 1 | 4.4281e-07 | 2.9592e-05 | 0 | 0 | {9ACB9853-5199-45AF-9338-5444E567DE9F} | 152591101 | SUMMIT 1101 | 6627 | 39.3246 | -120.3841 | SUMMIT 11016627 | 15 | 47 | 1881.6877 | 903.7825 | 977.9052 | 903.7825 | 977.9052 | 0.00026633 | 5.9991e-05 |  | 9 | 2471 | 3.9853e-06 | 4134.2411 | 5365.5216 | 0
Sierra | 9488 | 1 | 0.97225 | 12 | 5.0877 | 2 | 0.023565 | 6.8834 | 28.1164 | 0.0084852 | 31.6726 | 847.0681 | 1.5442 | 0.15106 | 2.8013e-05 | 0.083333 | 0.1911 | {9208AF25-E3F3-4F0D-8CE3-550040B29414} | 153612105 | CLARKSVILLE 2105 | circuit_breaker | 38.6558 | -121.0598 | CLARKSVILLE 2105circuit_breaker | 17 | 1 | 2004.0454 | 1912.7297 | 91.3157 | 759.3509 | 91.3157 | 5.6026e-05 | 0.00014741 | 0.97225 | 6 | 2491 | 0.30213 | 4134.2411 | 5365.9931 | 0
Sierra | 7978 | 13 | 22.0571 | 18 | 24.2497 | 2 |  |  |  |  | 15.6283 | 30.4055 | 1.0044 | 0.00061364 | 2.5741e-05 | 0.72222 | 0.90958 | {3A0CCFE3-C12C-4384-B593-6A5D6B4AD5AF} | 63601111 | VACAVILLE 1111 | 12342 | 38.3689 | -121.9938 | VACAVILLE 111112342 | 26 | 20 | 4202.5385 | 1698.7343 | 2503.8042 | 237.1733 | 0 | 5.1482e-05 | 5.1482e-05 | 1.6967 | 9 | 2520 | 0.0012273 | 4133.939 | 5366.1404 | 0
Sierra | 214 | 0 | 0 | 8 | 3.3562 | 4 | 0.031457 | 24.1902 | 72.3966 | 0.0025665 | 1.8053 | 586.3522 | 1.7655 | 0.016941 | 2.3019e-05 | 0 | 0 | {EAEA950F-88E9-428E-9D1A-43A64741EC71} | 63172101 | MADISON 2101 | 7702 | 38.7075 | -122.0497 | MADISON 21017702 | 242 | 275 | 51634.9054 | 34431.5939 | 17203.3115 | 1421.2134 | 149.4195 | 9.2077e-05 | 0.00018799 |  | 2 | 2568 | 0.067763 | 4133.9378 | 5367.023 | 0
Sierra | 6623 | 162 | 220.6706 | 493 | 363.9356 | 85 | 1.5039 | 120.088 | 1852.5631 | 8.3187 | 0.13136 | 24.4265 | 1.1276 | 0.0014292 | 2.1886e-05 | 0.3286 | 0.60635 | {EE38B856-B2BC-49D4-8C11-7E26D08321B4} | 152762101 | EL DORADO PH 2101 | 13532 | 38.7731 | -120.2934 | EL DORADO PH 210113532 | 62 | 192 | 14064.4785 | 8511.6067 | 5552.8718 | 8511.6067 | 5552.8718 | 0.0018603 | 0.0014707 | 1.3622 | 5.8 | 2578 | 0.12148 | 4133.87 | 5372.3087 | 0
Sierra | 6093 | 0 | 0 | 1 | 0.45574 | 1 |  |  |  |  | 41.4934 | 2975.2253 | 2.0774 | 0.068058 | 2.1015e-05 | 0 | 0 | {892EE518-0261-403B-AEBB-DE522B481F93} | 63172101 | MADISON 2101 | 1606 | 38.8017 | -122.18 | MADISON 21011606 | 249 | 238 | 38410.3339 | 26669.2024 | 11741.1315 | 1536.4017 | 48.0601 | 2.1015e-05 | 2.1015e-05 |  | 1 | 2590 | 0.068058 | 4133.7485 | 5373.2628 | 0
Sierra | 1545 | 2 | 5.9941 | 128 | 63.4168 | 36 | 0.80209 | 5.5641 | 14.171 | 0.020201 | 0.29142 | 4.1631 | 1.0035 | 1.2236e-06 | 1.7453e-05 | 0.015625 | 0.094518 | {52018984-7699-4174-8C0E-5E599E3F4F55} | 158031101 | ECHO SUMMIT 1101 | 2500 | 38.8236 | -120.0305 | ECHO SUMMIT 11012500 | 46 | 135 | 8046.5369 | 3502.0827 | 4544.4541 | 3502.0827 | 4544.4541 | 0.00062831 | 0.00066307 | 2.997 | 3.5556 | 2657 | 4.4048e-05 | 4133.6805 | 5375.4376 | 0
Sierra | 9061 | 1 | 3.8265 | 61 | 31.1707 | 9 | 0.67996 | 3.7683 | 10.5807 | 0.013864 | 0.16175 | 2.347 | 1 | 1.2401e-06 | 1.7283e-05 | 0.016393 | 0.12276 | {501D001C-604C-4CB0-BC61-4A03C3824F33} | 158031101 | ECHO SUMMIT 1101 | 344250 | 38.8239 | -120.0438 | ECHO SUMMIT 1101344250 | 21 | 19 | 2254.4678 | 1668.1837 | 586.2841 | 1299.2708 | 248.7804 | 0.00015555 | 0.00016801 | 3.8265 | 6.7778 | 2661 | 1.1161e-05 | 4133.6804 | 5376.2444 | 0
Sierra | 7328 | 0 | 0 | 279 | 127.3204 | 35 | 3.4476 | 6.1109 | 13.0478 | 0.07068 | 0.20341 | 6.8602 | 1.0003 | 4.5126e-07 | 1.6767e-05 | 0 | 0 | {E1505A10-613C-46C7-B0BB-34C322CF97E4} | 152591101 | SUMMIT 1101 | 48632 | 39.3201 | -120.3791 | SUMMIT 110148632 | 89 | 153 | 8061.6364 | 4368.1754 | 3693.461 | 4368.1754 | 3693.461 | 0.00058683 | 0.00023775 |  | 7.9714 | 2667 | 1.5794e-05 | 4133.6804 | 5378.9571 | 0
Sierra | 8717 | 0 | 0 | 53 | 24.154 | 9 | 0.54995 | 5.7136 | 28.9411 | 0.023871 | 0.12168 | 0.86318 | 1 | 1.2674e-06 | 1.5298e-05 | 0 | 0 | {C75EBAF8-0756-4F0F-AECF-0B1CCDC1C4A6} | 158031101 | ECHO SUMMIT 1101 | 741586 | 38.8252 | -120.0373 | ECHO SUMMIT 1101741586 | 19 | 33 | 1982.2893 | 1137.7952 | 844.4942 | 1137.7952 | 844.4942 | 0.00013768 | 0.00017171 |  | 5.8889 | 2698 | 1.1407e-05 | 4133.6804 | 5379.6637 | 0
Sierra | 2274 | 5 | 9.6613 | 9 | 11.412 | 2 |  |  |  |  | 0.64049 | 0.45896 | 1 | 9.8392e-07 | 1.4811e-05 | 0.55556 | 0.84659 | {5828CFD8-0F34-469A-AB4B-4395B45CE3D2} | 63601112 | VACAVILLE 1112 | circuit_breaker | 38.3568 | -121.9806 | VACAVILLE 1112circuit_breaker | 107 | 509 | 22924.0515 | 5210.2483 | 17713.8032 | 207.005 | 802.4661 | 2.9622e-05 | 2.9622e-05 | 1.9323 | 4.5 | 2708 | 1.9678e-06 | 4133.6804 | 5379.7922 | 0
Sierra | 5292 | 30 | 37.7801 | 53 | 46.7816 | 6 | 0.0012351 | 0.22239 | 0.071279 | 1.7268e-07 | 37.3193 | 263.1211 | 1.2898 | 0.036536 | 1.4703e-05 | 0.56604 | 0.80758 | {54E0D9F0-5A0E-4C2B-BA84-938E576B6A76} | 63601108 | VACAVILLE 1108 | 47860 | 38.3593 | -122.0011 | VACAVILLE 110847860 | 134 | 422 | 24865.4716 | 6327.6617 | 18537.8099 | 451.5656 | 308.1809 | 8.8216e-05 | 0.00010876 | 1.2593 | 8.8333 | 2710 | 0.21922 | 4133.6804 | 5380.0726 | 0
Sierra | 8515 | 2 | 5.7715 | 145 | 71.282 | 34 | 4.1669 | 24.3202 | 90.7652 | 1.8573 | 2.3912 | 59.4044 | 1.1271 | 9.887e-05 | 1.399e-05 | 0.013793 | 0.080967 | {4D17090F-B031-42D9-8E52-3D09021DC1AB} | 152591102 | SUMMIT 1102 | 49484 | 39.3174 | -120.329 | SUMMIT 110249484 | 53 | 75 | 5935.8193 | 4326.7918 | 1609.0276 | 4326.7918 | 1609.0276 | 0.00047567 | 0.00022914 | 2.8858 | 4.2647 | 2722 | 0.0033616 | 4133.4612 | 5382.7596 | 0
Sierra | 6441 | 1 | 0.97408 | 51 | 23.7609 | 19 | 0.74582 | 3.0021 | 9.0941 | 0.0079402 | 0.1459 | 2.767 | 1 | 1.0495e-06 | 1.3684e-05 | 0.019608 | 0.040995 | {3CE51A5B-7612-4EAB-BF43-95EB9AC2B5AB} | 158031101 | ECHO SUMMIT 1101 | 8922 | 38.8228 | -120.0296 | ECHO SUMMIT 11018922 | 16 | 83 | 5308.6268 | 1790.6655 | 3517.9612 | 1790.6655 | 3517.9612 | 0.00025999 | 0.00030016 | 0.97408 | 2.6842 | 2728 | 1.994e-05 | 4133.4578 | 5383.8716 | 0
Sierra | 8935 | 0 | 0 | 116 | 53.2792 | 24 | 5.1176 | 125.14 | 518.0822 | 2.9852 | 3.6755 | 156.3064 | 1.3673 | 7.8714e-05 | 1.3065e-05 | 0 | 0 | {787994D9-582B-4D9D-9242-5F59A8A95135} | 152591101 | SUMMIT 1101 | 47786 | 39.3289 | -120.3427 | SUMMIT 110147786 | 21 | 8 | 2952.8874 | 2854.4871 | 98.4002 | 2854.4871 | 98.4002 | 0.00031355 | 0.00014882 |  | 4.8333 | 2741 | 0.0018891 | 4133.4578 | 5385.6442 | 0
Sierra | 5387 | 59 | 141.4296 | 1686 | 884.443 | 185 | 2.9812 | 12.6432 | 32.8805 | 0.10515 | 0.3307 | 11.862 | 1.0225 | 3.5676e-07 | 1.2124e-05 | 0.034994 | 0.15991 | {1755A18B-6E24-4507-ACE5-9CCC118C7159} | 152291101 | TAMARACK 1101 | circuit_breaker | 39.3138 | -120.4967 | TAMARACK 1101circuit_breaker | 271 | 580 | 47722.284 | 28848.3085 | 18873.9756 | 28053.5786 | 18441.239 | 0.002243 | 0.00099353 | 2.3971 | 9.1135 | 2762 | 6.6001e-05 | 4133.4559 | 5403.0655 | 0
Sierra | 5464 | 116 | 339.379 | 795 | 653.0742 | 128 | 1.3979 | 85.0365 | 964.1601 | 4.4547 | 0.29992 | 17.7038 | 1.0076 | 1.5966e-05 | 8.8163e-06 | 0.14591 | 0.51966 | {3479738B-50FC-4140-94A7-E159A76AE25B} | 152101101 | ALLEGHANY 1101 | 978 | 39.608 | -120.6068 | ALLEGHANY 1101978 | 175 | 224 | 52574.3479 | 46962.403 | 5611.9448 | 17657.6918 | 3049.8644 | 0.0011285 | 0.00091242 | 2.9257 | 6.2109 | 2799 | 0.0020436 | 4133.4558 | 5414.0309 | 0
Sierra | 8825 | 3 | 10.0431 | 10 | 13.9138 | 5 | 0.14765 | 57.1554 | 278.7184 | 0.041154 | 0 | 12.1373 | 1.0358 | 7.1959e-07 | 8.664e-06 | 0.3 | 0.72181 | {F8951716-F878-4227-AE2D-235860A82922} | 158031101 | ECHO SUMMIT 1101 | 481660 | 38.8106 | -120.0319 | ECHO SUMMIT 1101481660 | 38 | 0 | 905.9644 | 905.9644 | 0 | 778.9778 | 0 | 4.332e-05 | 5.416e-05 | 3.3477 | 2 | 2802 | 3.5979e-06 | 4133.4538 | 5414.5146 | 0
Sierra | 4002 | 134 | 182.3353 | 1322 | 681.8174 | 179 | 0.57754 | 50.9333 | 493.8052 | 0.64402 | 0.5605 | 24.1121 | 1.0547 | 0.00022235 | 8.0795e-06 | 0.10136 | 0.26743 | {4B4ECB86-924B-4487-850F-9E73F5ADEBBF} | 152251101 | SPAULDING 1101 | 578852 | 39.3251 | -120.6428 | SPAULDING 1101578852 | 247 | 201 | 47186.8935 | 39043.058 | 8143.8355 | 33138.4596 | 6516.192 | 0.0014462 | 0.0017131 | 1.3607 | 7.3855 | 2810 | 0.0398 | 4133.4538 | 5435.0936 | 0
Sierra | 9773 | 0 | 0 | 1 | 0.45574 | 1 | 0.3547 | 0.86404 | 2.4529 | 0.0058838 | 0.030973 | 1.9075 | 1 | 1.1835e-06 | 6.3191e-06 | 0 | 0 | {D6DB5AF9-E5B0-458F-9897-3AC3E052AB08} | 158031101 | ECHO SUMMIT 1101 | 55262 | 38.824 | -120.0291 | ECHO SUMMIT 110155262 | 17 | 3 | 324.9779 | 266.534 | 58.444 | 266.534 | 58.444 | 6.3191e-06 | 1.7815e-05 |  | 1 | 2836 | 1.1835e-06 | 4133.414 | 5435.2591 | 0
Sierra | 4963 | 0 | 0 | 126 | 57.4227 | 12 | 0.20731 | 18.3353 | 49.5092 | 0.014506 | 1.927 | 43.6081 | 1.1309 | 4.0928e-05 | 5.161e-06 | 0 | 0 | {7BFD764A-1749-4CCB-A9E4-5D452AEF3E36} | 152591102 | SUMMIT 1102 | 2302 | 39.31 | -120.3389 | SUMMIT 11022302 | 35 | 22 | 2810.8983 | 2346.259 | 464.6394 | 2346.259 | 464.6394 | 6.1932e-05 | 9.6177e-05 |  | 10.5 | 2843 | 0.00049113 | 4133.414 | 5436.7162 | 0
Sierra | 6917 | 2 | 3.89 | 53 | 27.3026 | 8 | 0.018732 | 3.7807 | 10.4588 | 0.00058774 | 0.073838 | 15.5098 | 1 | 3.8943e-07 | 3.7898e-06 | 0.037736 | 0.14248 | {B213CEE5-CB41-49F6-94A2-FED2BC2378C3} | 152591101 | SUMMIT 1101 | 742 | 39.3237 | -120.3791 | SUMMIT 1101742 | 44 | 8 | 2424.2556 | 2091.8057 | 332.4499 | 2091.8057 | 332.4499 | 3.0319e-05 | 4.6897e-05 | 1.945 | 6.625 | 2857 | 3.1154e-06 | 4133.4135 | 5438.0152 | 0
Sierra | 8203 | 0 | 0 | 21 | 9.5705 | 6 | 0.28971 | 9.7197 | 23.3919 | 0.011881 | 0.094764 | 12.3978 | 1.0081 | 4.5367e-07 | 3.331e-06 | 0 | 0 | {2E3C216B-BFE5-488C-9EA5-E58CEF71CE83} | 152591101 | SUMMIT 1101 | 86658 | 39.3186 | -120.3789 | SUMMIT 110186658 | 25 | 19 | 1870.9999 | 1077.6311 | 793.3688 | 1026.4158 | 344.0684 | 1.9986e-05 | 4.0975e-05 |  | 3.5 | 2860 | 2.722e-06 | 4133.4135 | 5438.6526 | 0
Sierra | 5537 | 1 | 4.0491 | 7 | 6.7835 | 2 | 0 | 0 | 0 | 0 | 0.05531 | 7.0217 | 1 | 4.1109e-07 | 2.8794e-06 | 0.14286 | 0.5969 | {BC06A3DB-78BE-4381-AABB-ACBB02D3E9CD} | 152591101 | SUMMIT 1101 | 48636 | 39.3117 | -120.3817 | SUMMIT 110148636 | 116 | 202 | 10832.0354 | 4495.7508 | 6336.2846 | 42.0553 | 23.3393 | 5.7588e-06 | 1.2376e-05 | 4.0491 | 3.5 | 2867 | 8.2218e-07 | 4133.4135 | 5438.6787 | 0
Sierra | 6918 | 0 | 0 | 38 | 17.318 | 13 | 0.0054304 | 16.1566 | 48.0676 | 0.00040121 | 0.11249 | 18.3966 | 0.96869 | 3.2661e-07 | 2.02e-06 | 0 | 0 | {7891257C-3C80-41EA-9D49-0B129BA81A0A} | 152591101 | SUMMIT 1101 | 58642 | 39.3251 | -120.3796 | SUMMIT 110158642 | 20 | 11 | 3274.9209 | 3078.8651 | 196.0559 | 3078.8651 | 196.0559 | 2.626e-05 | 6.3914e-05 |  | 2.9231 | 2873 | 4.2459e-06 | 4133.4135 | 5440.5907 | 0
Sierra | 4061 | 0 | 0 | 2 | 0.9768 | 1 | 0 | 0 | 0 | 0 | 0 | 0 | 0 | 6.3417e-06 | 0 | 0 | 0 | {343B25CA-8FEF-457F-8025-88904C29692A} | 152031102 | GRASS VALLEY 1102 | circuit_breaker | 39.209 | -121.0612 | GRASS VALLEY 1102circuit_breaker | 202 | 717 | 29463.1636 | 6752.0314 | 22711.1322 | 284.9196 | 366.8712 | 0 | 9.5462e-05 |  | 2 | 2890 | 6.3417e-06 | 4133.4135 | 5440.7676 | 0
North Valley | 9176 | 50 | 62.1616 | 91 | 80.6596 | 11 | 138.2674 | 3845.5229 | 68658.24 | 14098.0928 | 0.49095 | 20.7243 | 1.004 | 0.0019607 | 0.011669 | 0.54945 | 0.77067 | {A92F717F-76F6-4DE3-9FB1-FEA02A2BC227} | 103031102 | ORO FINO 1102 | 39154 | 39.8872 | -121.6654 | ORO FINO 110239154 | 25 | 10 | 2190.8246 | 1419.8889 | 770.9357 | 1419.8889 | 770.9357 | 0.12836 | 0.0012545 | 1.2432 | 8.2727 | 3 | 0.021568 | 4133.4135 | 5441.6494 | 0
North Valley | 952 | 1017 | 1773.5824 | 2333 | 2402.7346 | 290 | 234.7936 | 6378.7441 | 140671.2286 | 38610.7291 | 1.2491 | 49.3895 | 1.1518 | 0.0091932 | 0.011652 | 0.43592 | 0.73815 | {A419DB79-B16D-4DB7-B7A8-B2FF0808C0AC} | 103221101 | KANAKA 1101 | 83288 | 39.5275 | -121.2862 | KANAKA 110183288 | 187 | 155 | 37611.0769 | 28024.1151 | 9586.9619 | 28024.1151 | 9586.9619 | 3.379 | 0.031123 | 1.7439 | 8.0448 | 4 | 2.666 | 4133.3919 | 5459.0523 | 0
North Valley | 6351 | 740 | 1221.5419 | 1827 | 1720.4604 | 180 | 172.1331 | 4420.8482 | 82132.6081 | 19181.2863 | 1.1973 | 35.1722 | 1.1522 | 0.010613 | 0.010937 | 0.40504 | 0.71001 | {C9F32A9F-4742-4955-A09A-5F71A664491E} | 103221101 | KANAKA 1101 | 75744 | 39.4965 | -121.3223 | KANAKA 110175744 | 121 | 88 | 24423.4394 | 17040.8886 | 7382.5508 | 17040.8886 | 7382.5508 | 1.9687 | 0.022212 | 1.6507 | 10.15 | 5 | 1.9104 | 4130.7259 | 5469.6347 | 0
North Valley | 3366 | 2668 | 3870.5617 | 5456 | 5187.657 | 379 | 166.7117 | 4329.1482 | 95033.3378 | 19540.59 | 1.9304 | 30.8285 | 1.0411 | 0.011856 | 0.0089418 | 0.489 | 0.74611 | {BE69E74E-458C-4AC6-80FE-4A8477C787AD} | 102911103 | WYANDOTTE 1103 | 1974 | 39.6395 | -121.4297 | WYANDOTTE 11031974 | 397 | 403 | 63043.1062 | 36746.286 | 26296.8203 | 36746.286 | 26296.8203 | 3.3889 | 0.049248 | 1.4507 | 14.3958 | 12 | 4.4934 | 4128.8155 | 5492.4542 | 0
North Valley | 4789 | 1554 | 2389.9562 | 3667 | 3397.4836 | 391 | 203.0166 | 4518.9703 | 111514.7389 | 31611.8737 | 1.7748 | 54.1068 | 1.1616 | 0.008703 | 0.0086662 | 0.42378 | 0.70345 | {792CA981-4B7A-4CA2-BE90-3F8181AF2243} | 102911103 | WYANDOTTE 1103 | 1976 | 39.6349 | -121.3918 | WYANDOTTE 11031976 | 313 | 278 | 59677.2926 | 38602.5649 | 21074.7277 | 38602.5649 | 21074.7277 | 3.3885 | 0.040022 | 1.5379 | 9.3785 | 14 | 3.4029 | 4124.3221 | 5516.4264 | 0
North Valley | 3547 | 1897 | 3987.7976 | 3283 | 4655.6406 | 307 | 145.943 | 5170.0033 | 158158.9598 | 32627.2225 | 0.76433 | 35.284 | 1.1038 | 0.02615 | 0.0055555 | 0.57783 | 0.85655 | {2D141325-C090-4FCF-8D95-50CB00DE9095} | 103751102 | BIG BEND 1102 | 1972 | 39.6444 | -121.4313 | BIG BEND 11021972 | 253 | 310 | 48758.1892 | 33902.4073 | 14855.7819 | 33902.4073 | 14855.7819 | 1.7055 | 0.028702 | 2.1022 | 10.6938 | 29 | 8.028 | 4120.9192 | 5537.4798 | 0
North Valley | 3794 | 1090 | 1926.4894 | 2240 | 2468.9658 | 212 | 122.1879 | 3504.2806 | 79526.3484 | 20019.8705 | 1.589 | 27.3528 | 1.0934 | 0.016625 | 0.0054569 | 0.48661 | 0.78028 | {342DEF5A-AA53-475D-8D7B-ABE1A3F6B4E9} | 103221101 | KANAKA 1101 | 65606 | 39.5291 | -121.2838 | KANAKA 110165606 | 245 | 265 | 35314.5628 | 20432.7894 | 14881.7734 | 20432.7894 | 14881.7734 | 1.1569 | 0.021242 | 1.7674 | 10.566 | 31 | 3.5245 | 4112.8912 | 5550.1685 | 0
North Valley | 3269 | 682 | 1408.4418 | 1719 | 1771.3828 | 244 | 118.5809 | 1588.1134 | 17804.6531 | 4589.7687 | 20.9564 | 157.4016 | 1.1318 | 0.045923 | 0.0050655 | 0.39674 | 0.79511 | {B75A956B-8FBE-4735-92D0-A851A9ED4A9E} | 103441102 | JESSUP 1102 | 76068 | 40.4472 | -122.4069 | JESSUP 110276068 | 368 | 422 | 56763.5161 | 30912.2445 | 25851.2716 | 26885.9006 | 21427.8567 | 1.236 | 0.021735 | 2.0652 | 7.0451 | 35 | 11.2051 | 4109.3666 | 5566.8647 | 0
North Valley | 7058 | 293 | 531.4502 | 563 | 661.2378 | 70 | 124.9575 | 5090.4667 | 128218.8713 | 23076.0161 | 0.26751 | 40.8222 | 1.2118 | 0.015561 | 0.0050427 | 0.52043 | 0.80372 | {E4FC9EAA-4CD2-4F52-B772-B3074E0DD303} | 103221101 | KANAKA 1101 | 1044 | 39.5749 | -121.3056 | KANAKA 11011044 | 31 | 10 | 10290.6789 | 9870.7715 | 419.9074 | 9870.7715 | 419.9074 | 0.35299 | 0.0060173 | 1.8138 | 8.0429 | 36 | 1.0893 | 4098.1615 | 5572.9944 | 0
North Valley | 3548 | 694 | 1350.6054 | 1024 | 1511.2644 | 82 | 105.5488 | 3309.5933 | 57639.3853 | 9638.4346 | 0.99242 | 32.6748 | 1.112 | 0.021317 | 0.004252 | 0.67773 | 0.89369 | {1446E22C-05D8-4F82-9637-10F46D2B1E35} | 103201102 | CHALLENGE 1102 | 1902 | 39.484 | -121.2454 | CHALLENGE 11021902 | 58 | 55 | 11330.7926 | 8106.7957 | 3223.9969 | 8106.7957 | 3223.9969 | 0.34866 | 0.007674 | 1.9461 | 12.4878 | 53 | 1.748 | 4097.0722 | 5578.0287 | 0
North Valley | 2425 | 104 | 202.7034 | 231 | 244.8309 | 60 | 117.368 | 1140.6535 | 9573.9677 | 2509.9965 | 28.4796 | 289.3929 | 1.2733 | 0.064794 | 0.0039506 | 0.45022 | 0.82793 | {05CEA4F2-3636-4573-A883-9C548FA0A079} | 103441102 | JESSUP 1102 | 1314 | 40.4467 | -122.4097 | JESSUP 11021314 | 242 | 270 | 40228.1488 | 22635.4523 | 17592.6965 | 8285.2738 | 4307.0382 | 0.23703 | 0.0036454 | 1.9491 | 3.85 | 60 | 3.8877 | 4095.3242 | 5583.1739 | 0
North Valley | 4035 | 516 | 1184.5477 | 903 | 1375.693 | 110 | 107.1921 | 2281.3248 | 52026.5087 | 7849.1617 | 1.1308 | 27.8573 | 1.0667 | 0.0081008 | 0.0039393 | 0.57143 | 0.86106 | {458FC9CE-4CFA-459C-BFC4-3FAD1C0058BF} | 103031102 | ORO FINO 1102 | 2096 | 39.8789 | -121.6116 | ORO FINO 11022096 | 191 | 177 | 33267.0161 | 22689.7759 | 10577.2402 | 22689.7759 | 10577.2402 | 0.43333 | 0.0076178 | 2.2956 | 8.2091 | 61 | 0.89108 | 4091.4366 | 5597.2642 | 0
North Valley | 5557 | 1456 | 2141.343 | 2922 | 2785.7249 | 244 | 78.0322 | 1445.6624 | 22765.8833 | 3042.5615 | 1.7462 | 59.648 | 1.1505 | 0.015 | 0.003859 | 0.49829 | 0.76868 | {B35DE979-0877-4DCD-A99D-B482E8F19A15} | 103201102 | CHALLENGE 1102 | 1064 | 39.482 | -121.2419 | CHALLENGE 11021064 | 266 | 224 | 47056.516 | 32164.5669 | 14891.9492 | 32164.5669 | 14891.9492 | 0.94159 | 0.029373 | 1.4707 | 11.9754 | 65 | 3.6599 | 4090.5455 | 5617.2384 | 0
North Valley | 2234 | 1716 | 2770.9862 | 3536 | 3574.0906 | 277 | 88.4091 | 1893.3827 | 36779.162 | 5742.0718 | 0.87852 | 21.3028 | 1.0455 | 0.0010335 | 0.0036283 | 0.48529 | 0.7753 | {B1149BFB-EDFA-46D1-B822-44352980F037} | 103031102 | ORO FINO 1102 | 2560 | 39.8888 | -121.6648 | ORO FINO 11022560 | 258 | 220 | 43849.957 | 26913.6157 | 16936.3413 | 26913.6157 | 16936.3413 | 1.005 | 0.024868 | 1.6148 | 12.7653 | 72 | 0.28627 | 4086.8855 | 5633.9518 | 0
North Valley | 2279 | 170 | 225.922 | 456 | 362.0761 | 94 | 87.257 | 6428.4981 | 170087.1629 | 18132.1808 | 1.0729 | 58.8077 | 1.2036 | 0.035216 | 0.0036241 | 0.37281 | 0.62396 | {2918771D-6581-42EC-9677-9556A91AF88E} | 103221101 | KANAKA 1101 | 1034 | 39.5763 | -121.3024 | KANAKA 11011034 | 109 | 71 | 25228.0571 | 21171.6713 | 4056.3858 | 21171.6713 | 4056.3858 | 0.34067 | 0.0079331 | 1.329 | 4.8511 | 73 | 3.3103 | 4086.5993 | 5647.0994 | 0
North Valley | 3377 | 55 | 77.0689 | 95 | 97.182 | 9 | 45.8425 | 18.8988 | 83.0469 | 5.8529 | 0.014749 | 0.27168 | 0.88889 | 1.4286e-05 | 0.0035859 | 0.57895 | 0.79304 | {3A3C4FDA-6EA3-4A05-AE15-F95A09F30BC3} | 102831106 | PARADISE 1106 | 1212 | 39.7704 | -121.6136 | PARADISE 11061212 | 97 | 88 | 14157.1519 | 9245.4248 | 4911.7271 | 9061.9313 | 4701.2217 | 0.032273 | 0.0019354 | 1.4013 | 10.5556 | 75 | 0.00012857 | 4083.2889 | 5652.7269 | 0
North Valley | 3255 | 244 | 311.971 | 675 | 518.6178 | 76 | 53.9649 | 932.7046 | 17170.7152 | 2676.3055 | 0.60078 | 21.508 | 1.0763 | 0.00059569 | 0.0033935 | 0.36148 | 0.60154 | {EE93E5CE-FD33-44EC-A329-FBA8C511073C} | 103031102 | ORO FINO 1102 | 65932 | 39.8708 | -121.6504 | ORO FINO 110265932 | 77 | 61 | 11700.8582 | 6996.2918 | 4704.5664 | 6996.2918 | 4704.5664 | 0.25791 | 0.0097108 | 1.2786 | 8.8816 | 81 | 0.045272 | 4083.2888 | 5657.0716 | 0
North Valley | 6741 | 653 | 963.6799 | 1019 | 1165.0322 | 189 | 53.5576 | 3229.6167 | 60434.8822 | 4712.0417 | 1.6241 | 53.062 | 1.1657 | 0.0057992 | 0.0033883 | 0.64082 | 0.82717 | {05EF3BA2-F04A-49CF-AF87-10424EDE6926} | 103751102 | BIG BEND 1102 | circuit_breaker | 39.6771 | -121.4917 | BIG BEND 1102circuit_breaker | 172 | 136 | 37624.4249 | 27533.9662 | 10090.4587 | 27533.9662 | 10090.4587 | 0.64039 | 0.024352 | 1.4758 | 5.3915 | 82 | 1.0961 | 4083.2435 | 5674.1702 | 0
North Valley | 8360 | 19 | 34.5591 | 95 | 73.7023 | 24 | 38.1027 | 1490.6081 | 28435.8593 | 3771.0154 | 3.089 | 573.5862 | 1.8215 | 0.044737 | 0.003365 | 0.2 | 0.4689 | {89760509-9943-408B-8BC5-66753273219C} | 103451101 | KESWICK 1101 | 1586 | 40.6253 | -122.4632 | KESWICK 11011586 | 53 | 37 | 13345.0843 | 11919.3257 | 1425.7586 | 11919.3257 | 1425.7586 | 0.08076 | 0.0023018 | 1.8189 | 3.9583 | 83 | 1.0737 | 4082.1475 | 5681.5721 | 0
North Valley | 1571 | 237 | 480.7323 | 2173 | 1082.6111 | 351 | 77.6145 | 1123.6035 | 9187 | 1680.9918 | 33.2884 | 458.1153 | 1.4206 | 0.1245 | 0.003191 | 0.10907 | 0.44405 | {C223429B-0181-4823-A81C-029389E1A395} | 102931103 | COTTONWOOD 1103 | 1348 | 40.3592 | -122.3378 | COTTONWOOD 11031348 | 535 | 624 | 87935.7971 | 51202.5627 | 36733.2344 | 45791.5824 | 32482.8312 | 1.12 | 0.029752 | 2.0284 | 6.1909 | 90 | 43.6979 | 4081.0738 | 5710.0086 | 1
North Valley | 6989 | 354 | 691.2214 | 1298 | 1032.578 | 201 | 101.8875 | 2491.324 | 34735.2769 | 5451.7663 | 9.7057 | 98.1117 | 1.3158 | 0.016839 | 0.003188 | 0.27273 | 0.66941 | {112CEC5D-7594-450C-A06E-88C65F1E5892} | 102911107 | WYANDOTTE 1107 | 38438 | 39.4933 | -121.372 | WYANDOTTE 110738438 | 250 | 234 | 43440.8496 | 27120.5563 | 16320.2934 | 27120.5563 | 16320.2934 | 0.64078 | 0.01313 | 1.9526 | 6.4577 | 91 | 3.3846 | 4037.3759 | 5726.8505 | 0
North Valley | 8130 | 64 | 93.5894 | 177 | 138.2357 | 27 | 73.2452 | 584.7657 | 7357.6434 | 1931.0409 | 7.0247 | 29.2594 | 1.0676 | 0.0019292 | 0.0031519 | 0.36158 | 0.67703 | {8AE8ED41-96D0-4F80-9766-8898FDCEAF96} | 103441101 | JESSUP 1101 | 2839 | 40.4926 | -122.3677 | JESSUP 11012839 | 38 | 107 | 6466.4002 | 2364.3372 | 4102.0631 | 2364.3372 | 4102.0631 | 0.085102 | 0.002703 | 1.4623 | 6.5556 | 100 | 0.05209 | 4033.9913 | 5728.3188 | 0
North Valley | 6034 | 1991 | 2680.0965 | 3683 | 3627.0818 | 324 | 29.2929 | 1790.3589 | 35499.9828 | 1739.4449 | 1.1907 | 28.2265 | 1.1054 | 0.020184 | 0.0030859 | 0.54059 | 0.73891 | {C885D848-026E-4C6E-A0E7-D886450B2EC9} | 103271101 | ANTLER 1101 | 1378 | 40.8486 | -122.3311 | ANTLER 11011378 | 262 | 256 | 49680.0677 | 40324.448 | 9355.6197 | 39346.0984 | 9215.0767 | 0.99983 | 0.06731 | 1.3461 | 11.3673 | 102 | 6.5397 | 4033.9392 | 5752.7527 | 0
North Valley | 6831 | 1761 | 2253.7851 | 2727 | 2782.258 | 254 | 49.6528 | 2438.7353 | 43719.9887 | 3685.8416 | 1.372 | 39.2426 | 1.0681 | 0.0013413 | 0.0029979 | 0.64576 | 0.81006 | {25C4070D-0704-4FE8-B250-876F6C426225} | 103751101 | BIG BEND 1101 | circuit_breaker | 39.6771 | -121.4918 | BIG BEND 1101circuit_breaker | 224 | 178 | 51030.1458 | 35800.1144 | 15230.0314 | 35800.1144 | 15230.0314 | 0.76147 | 0.0295 | 1.2798 | 10.7362 | 107 | 0.34069 | 4027.3996 | 5774.9845 | 0
North Valley | 3208 | 416 | 700.3923 | 1516 | 1168.4502 | 244 | 33.7472 | 294.0643 | 4771.2965 | 1095.6048 | 2.0216 | 31.8032 | 1.0319 | 0.0084732 | 0.0029506 | 0.27441 | 0.59942 | {7666B122-2C0C-4302-93AF-84BE4CAB5B18} | 103451101 | KESWICK 1101 | 9712 | 40.6166 | -122.4955 | KESWICK 11019712 | 358 | 409 | 45946.1588 | 29985.2487 | 15960.9101 | 29985.2487 | 15960.9101 | 0.71994 | 0.039038 | 1.6836 | 6.2131 | 109 | 2.0674 | 4027.0589 | 5793.6054 | 0
North Valley | 9108 | 139 | 222.9187 | 373 | 339.68 | 74 | 65.1605 | 3711.3502 | 78387.9953 | 7258.4785 | 1.5632 | 52.9134 | 1.1301 | 0.0094145 | 0.002845 | 0.37265 | 0.65626 | {0C0686BD-4FFD-40DF-98D5-F53EB4C7C859} | 103221101 | KANAKA 1101 | circuit_breaker | 39.5752 | -121.3056 | KANAKA 1101circuit_breaker | 63 | 25 | 9321.2728 | 7526.6787 | 1794.594 | 7526.6787 | 1794.594 | 0.21053 | 0.0076822 | 1.6037 | 5.0405 | 111 | 0.69667 | 4024.9914 | 5798.2795 | 0
North Valley | 1401 | 413 | 555.9652 | 778 | 754.0095 | 102 | 26.6669 | 3405.8831 | 92488.0697 | 5712.5109 | 0.95547 | 17.018 | 1.0321 | 0.0021466 | 0.0027652 | 0.53085 | 0.73735 | {258D8B59-7667-45E3-B6CC-D85F766C4568} | 103271101 | ANTLER 1101 | 1520 | 40.8994 | -122.3862 | ANTLER 11011520 | 106 | 142 | 19077.3412 | 14269.0206 | 4808.3206 | 14269.0206 | 4808.3206 | 0.28205 | 0.017332 | 1.3462 | 7.6275 | 114 | 0.21896 | 4024.2947 | 5807.1405 | 0
North Valley | 1846 | 219 | 346.8087 | 678 | 521.5817 | 109 | 43.7998 | 413.6006 | 5207.1506 | 923.794 | 5.8365 | 58.3565 | 1.2336 | 0.0062118 | 0.0027532 | 0.32301 | 0.66492 | {94370961-147A-42F3-9849-8A0C21F665DA} | 103441101 | JESSUP 1101 | 9002 | 40.4719 | -122.3331 | JESSUP 11019002 | 334 | 416 | 45146.4456 | 24293.3556 | 20853.0899 | 12312.9538 | 11684.2663 | 0.3001 | 0.011725 | 1.5836 | 6.2202 | 115 | 0.67709 | 4024.0758 | 5814.7869 | 0
North Valley | 8289 | 788 | 959.2241 | 1393 | 1280.133 | 130 | 34.1136 | 2690.8051 | 57460.1525 | 4313.7437 | 0.90698 | 31.7395 | 1.151 | 0.016688 | 0.0026282 | 0.56569 | 0.74932 | {96A0A843-7251-461B-B57C-57ECCA82B23A} | 103271101 | ANTLER 1101 | 1376 | 40.8524 | -122.3324 | ANTLER 11011376 | 96 | 64 | 18472.8325 | 14477.8455 | 3994.987 | 14477.8455 | 3994.987 | 0.34167 | 0.016821 | 1.2173 | 10.7154 | 122 | 2.1695 | 4023.3987 | 5823.7776 | 0
North Valley | 4253 | 641 | 1063.7772 | 1695 | 1522.4436 | 180 | 53.0557 | 620.401 | 11297.0197 | 2565.6708 | 1.2935 | 25.1358 | 1.0635 | 0.0013948 | 0.0024483 | 0.37817 | 0.69873 | {A1D13A32-B522-454E-9EB3-1DBA73C91901} | 103521102 | OREGON TRAIL 1102 | 1584 | 40.6653 | -122.3867 | OREGON TRAIL 11021584 | 198 | 286 | 34912.9317 | 20999.2286 | 13913.7031 | 20999.2286 | 13913.7031 | 0.4407 | 0.014218 | 1.6596 | 9.4167 | 130 | 0.25106 | 4021.2292 | 5836.8181 | 0
North Valley | 3742 | 932 | 1367.4112 | 2235 | 1952.515 | 263 | 25.5027 | 403.9705 | 5678.094 | 871.6527 | 1.9536 | 26.9505 | 1.049 | 0.0042081 | 0.0024069 | 0.417 | 0.70033 | {7010B5A1-248E-4D8C-92BA-99C3D3CD7971} | 103561101 | STILLWATER 1101 | 1320 | 40.6959 | -122.3427 | STILLWATER 11011320 | 313 | 369 | 47079.1986 | 32280.2887 | 14798.9099 | 31197.3185 | 14654.2879 | 0.633 | 0.055278 | 1.4672 | 8.4981 | 136 | 1.1067 | 4020.9782 | 5856.1917 | 0
North Valley | 6521 | 34 | 70.5096 | 155 | 106.5899 | 37 | 46.9845 | 224.7962 | 3046.5574 | 534.5477 | 4.6555 | 102.2354 | 1.1173 | 0.011058 | 0.002403 | 0.21935 | 0.6615 | {F2F9B8C7-DF20-4B0C-A519-3E0E16F2B19B} | 103451101 | KESWICK 1101 | 1590 | 40.6174 | -122.4621 | KESWICK 11011590 | 91 | 66 | 13553.2751 | 10135.4927 | 3417.7824 | 10135.4927 | 3417.7824 | 0.08891 | 0.0032905 | 2.0738 | 4.1892 | 137 | 0.40915 | 4019.8715 | 5862.4858 | 0
North Valley | 538 | 470 | 901.2947 | 1908 | 1356.4294 | 309 | 71.7794 | 1009.7377 | 7564.5973 | 1520.6041 | 18.673 | 336.4882 | 1.2315 | 0.055068 | 0.0023957 | 0.24633 | 0.66446 | {2295AFD6-60F9-4656-92BA-00A16BCFB50A} | 103561102 | STILLWATER 1102 | 1644 | 40.6905 | -122.2786 | STILLWATER 11021644 | 345 | 349 | 57566.2314 | 36671.0244 | 20895.2071 | 36671.0244 | 20895.2071 | 0.74027 | 0.025089 | 1.9176 | 6.1748 | 139 | 17.0159 | 4019.4623 | 5885.2585 | 0
North Valley | 6222 | 191 | 364.9452 | 903 | 602.8757 | 134 | 51.5062 | 536.6434 | 3942.6976 | 570.2218 | 33.0946 | 287.4305 | 1.2147 | 0.12145 | 0.0023826 | 0.21152 | 0.60534 | {096694C8-1954-4FED-B3CE-6072F54B2C4B} | 103561102 | STILLWATER 1102 | 48952 | 40.6808 | -122.2985 | STILLWATER 110248952 | 184 | 137 | 25663.8872 | 16989.9527 | 8673.9345 | 16989.9527 | 8673.9345 | 0.31927 | 0.011886 | 1.9107 | 6.7388 | 140 | 16.2746 | 4002.4464 | 5895.8093 | 0
North Valley | 5334 | 513 | 975.3299 | 1303 | 1252.5269 | 197 | 60.4852 | 578.2223 | 5913.9463 | 1217.7118 | 18.2198 | 128.9093 | 1.1905 | 0.046073 | 0.0023516 | 0.39371 | 0.77869 | {326CEA2F-D61B-41C8-B48B-A09EBFE7F47D} | 103441101 | JESSUP 1101 | 1496 | 40.478 | -122.3995 | JESSUP 11011496 | 348 | 346 | 44978.6984 | 26108.2459 | 18870.4525 | 23100.1991 | 14861.4468 | 0.46327 | 0.016154 | 1.9012 | 6.6142 | 143 | 9.0763 | 3986.1719 | 5910.1545 | 0
North Valley | 6616 | 162 | 309.7671 | 1501 | 667.7438 | 251 | 88.2202 | 2038.06 | 20422.5427 | 3041.5224 | 29.4327 | 464.2851 | 1.4708 | 0.11024 | 0.0023456 | 0.10793 | 0.4639 | {B9D0806A-E952-4DB8-821A-8A74AB16F016} | 102931101 | COTTONWOOD 1101 | 68190 | 40.3649 | -122.4063 | COTTONWOOD 110168190 | 302 | 266 | 60538.5389 | 40765.2344 | 19773.3045 | 37929.7081 | 18487.6623 | 0.58874 | 0.014877 | 1.9121 | 5.9801 | 144 | 27.6706 | 3977.0955 | 5933.7088 | 0
North Valley | 7507 | 130 | 259.2306 | 280 | 308.1453 | 65 | 71.8656 | 1249.3514 | 8152.54 | 880.5371 | 71.7534 | 645.9618 | 1.4495 | 0.19678 | 0.0023239 | 0.46429 | 0.84126 | {C6B7B820-7989-4630-B30E-94C5C9589FF6} | 103441102 | JESSUP 1102 | 3105 | 40.4392 | -122.3976 | JESSUP 11023105 | 103 | 136 | 18056.4058 | 10017.6158 | 8038.79 | 9428.2851 | 7609.8352 | 0.15105 | 0.0039616 | 1.9941 | 4.3077 | 147 | 12.7904 | 3949.4249 | 5939.5638 | 0
North Valley | 3393 | 430 | 807.8791 | 1873 | 1228.0034 | 376 | 79.8142 | 3151.6147 | 29930.1088 | 3921.653 | 14.0369 | 710.6856 | 1.5785 | 0.045655 | 0.0023125 | 0.22958 | 0.65788 | {FD19D23C-6A96-40C9-9542-F7EF9A6AB34E} | 102931101 | COTTONWOOD 1101 | 1610 | 40.3261 | -122.4253 | COTTONWOOD 11011610 | 295 | 222 | 78207.0411 | 61705.5201 | 16501.521 | 61705.5201 | 16501.521 | 0.86952 | 0.022315 | 1.8788 | 4.9814 | 149 | 17.1663 | 3936.6345 | 5977.8829 | 0
North Valley | 4103 | 1213 | 2236.1671 | 2209 | 2712.3022 | 239 | 53.1578 | 1835.3001 | 31394.6244 | 3392.1457 | 0.54561 | 22.9306 | 1.046 | 0.014824 | 0.0023089 | 0.54912 | 0.82445 | {C71A58EE-DA31-4CE3-8F9B-4D615671BE3A} | 103201102 | CHALLENGE 1102 | circuit_breaker | 39.4855 | -121.2201 | CHALLENGE 1102circuit_breaker | 214 | 185 | 35336.699 | 24978.1439 | 10358.5551 | 24978.1439 | 10358.5551 | 0.55184 | 0.023625 | 1.8435 | 9.2427 | 151 | 3.543 | 3919.4682 | 5993.3944 | 0
North Valley | 5942 | 108 | 161.747 | 279 | 225.2745 | 24 | 42.6493 | 379.2134 | 5061.3518 | 836.4235 | 2.7629 | 26.626 | 1.0235 | 0.0031813 | 0.0022919 | 0.3871 | 0.718 | {3A867C43-90D5-4AF5-884D-4817C90B9FCF} | 103441101 | JESSUP 1101 | 3383 | 40.4888 | -122.358 | JESSUP 11013383 | 41 | 109 | 6999.5291 | 3031.9376 | 3967.5915 | 1995.2743 | 2810.7459 | 0.055006 | 0.0030056 | 1.4977 | 11.625 | 154 | 0.07635 | 3915.9252 | 5994.6334 | 0
North Valley | 1496 | 1332 | 1916.9897 | 3287 | 2817.4045 | 374 | 48.3196 | 1513.431 | 26467.2876 | 3059.8256 | 2.4174 | 41.4587 | 1.0795 | 0.010158 | 0.0021746 | 0.40523 | 0.68041 | {9343C558-C255-4E56-87AF-7724333414B9} | 103201102 | CHALLENGE 1102 | 5462 | 39.4829 | -121.2465 | CHALLENGE 11025462 | 401 | 477 | 69529.0172 | 37568.0951 | 31960.9221 | 37568.0951 | 31960.9221 | 0.81331 | 0.044759 | 1.4392 | 8.7888 | 162 | 3.7989 | 3915.8489 | 6017.9632 | 0
North Valley | 6425 | 589 | 1185.0476 | 1890 | 1559.89 | 255 | 42.1553 | 541.4944 | 7770.146 | 1744.3864 | 6.0508 | 67.2385 | 1.1013 | 0.013681 | 0.0021546 | 0.31164 | 0.7597 | {F99AC090-1DE1-40AB-890A-9A8208858415} | 103401102 | GIRVAN 1102 | 1028 | 40.5709 | -122.4263 | GIRVAN 11021028 | 342 | 357 | 46648.8261 | 28149.0621 | 18499.7641 | 28149.0621 | 18499.7641 | 0.54941 | 0.026909 | 2.012 | 7.4118 | 166 | 3.4886 | 3912.0499 | 6035.4438 | 0
North Valley | 7087 | 157 | 216.2442 | 259 | 254.2449 | 43 | 45.9782 | 438.1427 | 3576.4482 | 360.8654 | 18.0648 | 218.7449 | 1.2614 | 0.095517 | 0.0021355 | 0.60618 | 0.85054 | {57A4B509-FD84-475C-B34A-463055A0DAF6} | 103521103 | OREGON TRAIL 1103 | circuit_breaker | 40.6191 | -122.3222 | OREGON TRAIL 1103circuit_breaker | 59 | 44 | 7714.7114 | 4700.2679 | 3014.4434 | 4346.4203 | 3014.4434 | 0.091826 | 0.0038686 | 1.3774 | 6.0233 | 168 | 4.1072 | 3908.5613 | 6038.1429 | 0
North Valley | 1601 | 584 | 1203.661 | 2025 | 1630.4926 | 235 | 49.9714 | 589.5183 | 3924.2335 | 561.0251 | 52.6946 | 393.0651 | 1.365 | 0.19694 | 0.0020699 | 0.2884 | 0.73822 | {EE491565-D605-44EC-BC24-016AA03F899F} | 103521104 | OREGON TRAIL 1104 | 1574 | 40.5886 | -122.2985 | OREGON TRAIL 11041574 | 351 | 408 | 53022.1611 | 30217.5794 | 22804.5817 | 26331.2246 | 19714.3262 | 0.48642 | 0.019642 | 2.0611 | 8.617 | 170 | 46.2816 | 3904.4541 | 6054.4946 | 1
North Valley | 3296 | 999 | 1378.856 | 2753 | 2190.2756 | 330 | 25.9546 | 680.5615 | 5782.3061 | 309.7551 | 2.3217 | 107.2139 | 1.1712 | 0.0048308 | 0.0020531 | 0.36288 | 0.62954 | {83913AD6-2C7D-48AE-A167-C6DEFED9C1DC} | 102541102 | VOLTA 1102 | 1646 | 40.5007 | -121.9162 | VOLTA 11021646 | 304 | 210 | 51842.2655 | 38830.605 | 13011.6605 | 37561.3918 | 12729.3503 | 0.67752 | 0.050271 | 1.3802 | 8.3424 | 172 | 1.5942 | 3858.1725 | 6077.8202 | 0
North Valley | 4519 | 18 | 23.7664 | 36 | 31.2554 | 5 | 30.6573 | 3327.6147 | 21863.9199 | 994.583 | 3.9513 | 642.8478 | 1.3146 | 0.011719 | 0.0019405 | 0.5 | 0.76039 | {BF1D640B-1AB6-49FB-AB3D-0A09BCB77224} | 102841106 | ANITA 1106 | 2418 | 39.822 | -121.923 | ANITA 11062418 | 201 | 182 | 58882.9555 | 39339.8369 | 19543.1186 | 185.0114 | 326.0208 | 0.0097026 | 0.00052088 | 1.3204 | 7.2 | 182 | 0.058595 | 3856.5783 | 6077.9351 | 0
North Valley | 6602 | 103 | 188.3684 | 294 | 257.0969 | 58 | 37.8299 | 366.0575 | 4359.1769 | 780.5108 | 5.4316 | 52.9131 | 1.0624 | 0.016482 | 0.0018858 | 0.35034 | 0.73267 | {A6F4671E-7001-4E04-8749-D198C4CDD6BE} | 103441101 | JESSUP 1101 | 9752 | 40.4804 | -122.3972 | JESSUP 11019752 | 58 | 55 | 12215.199 | 6269.3077 | 5945.8913 | 6269.3077 | 5892.5072 | 0.10937 | 0.0065456 | 1.8288 | 5.069 | 186 | 0.95594 | 3856.5197 | 6081.8284 | 0
North Valley | 1156 | 3142 | 4439.5766 | 6443 | 5821.072 | 378 | 39.6948 | 234.5195 | 3842.8223 | 572.2162 | 0.51139 | 7.3731 | 1.0854 | 0.000868 | 0.0018359 | 0.48766 | 0.76267 | {4F055C2B-F555-47EE-931F-D64958E5EDAE} | 103031101 | ORO FINO 1101 | circuit_breaker | 39.8717 | -121.6109 | ORO FINO 1101circuit_breaker | 635 | 1571 | 121427.8922 | 39834.6591 | 81593.2331 | 39834.6591 | 81593.2331 | 0.69398 | 0.043886 | 1.413 | 17.045 | 190 | 0.32811 | 3855.5638 | 6106.5657 | 0
North Valley | 4317 | 708 | 1269.899 | 2783 | 1948.898 | 334 | 38.071 | 372.135 | 2828.6656 | 421.2258 | 20.7162 | 175.7863 | 1.1494 | 0.064746 | 0.0018042 | 0.2544 | 0.6516 | {942A5D01-90B2-440A-92F6-C8D3C90D4346} | 103561102 | STILLWATER 1102 | circuit_breaker | 40.6779 | -122.3497 | STILLWATER 1102circuit_breaker | 465 | 434 | 63313.9788 | 40553.6845 | 22760.2943 | 40538.5999 | 22760.2943 | 0.60259 | 0.032231 | 1.7936 | 8.3323 | 193 | 21.6253 | 3855.2357 | 6131.7401 | 0
North Valley | 2076 | 53 | 76.1359 | 116 | 97.9941 | 13 | 35.6587 | 178.2282 | 730.9795 | 27.2035 | 13.9295 | 157.1268 | 1.0425 | 0.013418 | 0.00173 | 0.4569 | 0.77694 | {10790C99-0AC4-4885-95AD-50DB99DD62BD} | 102911109 | WYANDOTTE 1109 | 1040 | 39.4591 | -121.5322 | WYANDOTTE 11091040 | 93 | 109 | 16501.2518 | 9730.261 | 6770.9908 | 1355.0481 | 50.9292 | 0.02249 | 0.00091694 | 1.4365 | 8.9231 | 204 | 0.17443 | 3833.6103 | 6132.5816 | 0
North Valley | 3235 | 424 | 564.8987 | 661 | 681.4943 | 79 | 37.365 | 702.3216 | 7768.3565 | 450.5816 | 3.1169 | 48.9498 | 1.0686 | 0.0035783 | 0.0017241 | 0.64145 | 0.82891 | {8A0E1297-B2C6-4E29-9AF9-DF1E115646B0} | 103751101 | BIG BEND 1101 | 180398 | 39.734 | -121.4965 | BIG BEND 1101180398 | 76 | 66 | 13940.9378 | 9616.0055 | 4324.9323 | 9616.0055 | 4324.9323 | 0.13621 | 0.0079674 | 1.3323 | 8.3671 | 205 | 0.28269 | 3833.4359 | 6138.5532 | 0
North Valley | 6517 | 45 | 82.9477 | 339 | 222.54 | 75 | 28.8982 | 527.1071 | 8803.569 | 1444.9752 | 24.9338 | 284.5731 | 1.3586 | 0.15638 | 0.0016925 | 0.13274 | 0.37273 | {669572AC-0804-48DE-A3ED-77BF33DD2E29} | 103451101 | KESWICK 1101 | 48480 | 40.6238 | -122.4618 | KESWICK 110148480 | 214 | 172 | 25696.5893 | 17324.1107 | 8372.4786 | 17324.1107 | 8372.4786 | 0.12694 | 0.0073257 | 1.8433 | 4.52 | 209 | 11.7286 | 3833.1532 | 6149.3114 | 0
North Valley | 2247 | 413 | 988.4792 | 1078 | 1196.4143 | 207 | 49.3099 | 766.7056 | 5621.6442 | 726.2991 | 26.2642 | 395.6931 | 1.334 | 0.075307 | 0.0016663 | 0.38312 | 0.8262 | {5AFC8D8B-3E76-4032-9E9C-44E621C60A00} | 103441102 | JESSUP 1102 | 1550 | 40.4471 | -122.3186 | JESSUP 11021550 | 372 | 381 | 61424.3748 | 35586.9744 | 25837.4004 | 28670.4982 | 17691.8341 | 0.34493 | 0.013058 | 2.3934 | 5.2077 | 213 | 15.5885 | 3821.4246 | 6167.1158 | 0
North Valley | 4207 | 39 | 82.5598 | 346 | 204.2468 | 49 | 43.1971 | 275.2324 | 1241.0599 | 136.5259 | 22.5597 | 165.6615 | 1.2157 | 0.081896 | 0.0016227 | 0.11272 | 0.40422 | {F8758432-B450-4943-97B4-52B80EF2F512} | 103401102 | GIRVAN 1102 | circuit_breaker | 40.5132 | -122.3787 | GIRVAN 1102circuit_breaker | 246 | 251 | 45913.478 | 33795.3586 | 12118.1193 | 5934.374 | 2513.4362 | 0.079514 | 0.004714 | 2.1169 | 7.0612 | 225 | 4.0129 | 3805.8362 | 6170.8011 | 0
North Valley | 5926 | 723 | 1218.591 | 2364 | 1837.4805 | 368 | 38.9169 | 1692.7578 | 25921.9546 | 2282.706 | 6.2497 | 250.5688 | 1.2492 | 0.019859 | 0.0015814 | 0.30584 | 0.66319 | {614F599C-8E41-4F43-93F2-0A1EC10532ED} | 103401101 | GIRVAN 1101 | 1330 | 40.5176 | -122.5059 | GIRVAN 11011330 | 331 | 251 | 65368.2375 | 49991.4373 | 15376.8001 | 49037.4544 | 15352.9722 | 0.58196 | 0.028011 | 1.6855 | 6.4239 | 230 | 7.308 | 3801.8233 | 6201.2533 | 0
North Valley | 4646 | 97 | 209.4453 | 862 | 425.1634 | 255 | 48.7138 | 1549.0354 | 12555.3433 | 1161.4434 | 24.4745 | 698.728 | 1.5747 | 0.076685 | 0.0015256 | 0.11253 | 0.49262 | {A71E6943-6B14-4439-9642-365560E75664} | 102931103 | COTTONWOOD 1103 | 9072 | 40.3378 | -122.3717 | COTTONWOOD 11039072 | 347 | 337 | 71579.4708 | 45954.2203 | 25625.2505 | 45954.2203 | 25625.2505 | 0.38903 | 0.014607 | 2.1592 | 3.3804 | 239 | 19.5548 | 3794.5153 | 6229.7909 | 0
North Valley | 5783 | 279 | 479.8829 | 1281 | 803.3307 | 224 | 46.3928 | 1171.2525 | 6625.3247 | 683.8055 | 57.8828 | 731.0249 | 1.5395 | 0.23311 | 0.0015184 | 0.2178 | 0.59737 | {6281842D-96D3-4641-90CC-4C58A4D89E7E} | 103521104 | OREGON TRAIL 1104 | 1634 | 40.5711 | -122.2997 | OREGON TRAIL 11041634 | 290 | 231 | 41109.0988 | 29357.8519 | 11751.2469 | 28112.1395 | 11713.738 | 0.34013 | 0.01591 | 1.72 | 5.7188 | 242 | 52.2161 | 3774.9605 | 6247.2485 | 1
North Valley | 4059 | 203 | 374.7606 | 684 | 518.624 | 101 | 47.9294 | 1536.4471 | 10329.0097 | 759.2911 | 30.2053 | 502.4618 | 1.3334 | 0.13537 | 0.0015056 | 0.29678 | 0.72261 | {6D96391D-7B6F-4C91-8B77-363C23EC443F} | 102931103 | COTTONWOOD 1103 | 1344 | 40.3671 | -122.2982 | COTTONWOOD 11031344 | 233 | 260 | 32829.4244 | 20065.0071 | 12764.4173 | 15508.3048 | 9623.7731 | 0.15207 | 0.0077948 | 1.8461 | 6.7723 | 245 | 13.6725 | 3722.7444 | 6256.8792 | 0
North Valley | 5882 | 31 | 46.4278 | 273 | 139.4264 | 40 | 71.4673 | 383.6209 | 1880.9561 | 332.9127 | 16.509 | 305.6625 | 1.4423 | 0.030883 | 0.0014766 | 0.11355 | 0.33299 | {4FF91FEF-C966-4E36-B08B-C812EFC4BE16} | 103261101 | ANDERSON 1101 | circuit_breaker | 40.4497 | -122.3048 | ANDERSON 1101circuit_breaker | 253 | 902 | 45875.9485 | 14514.7271 | 31361.2214 | 4993.2396 | 5086.6229 | 0.059065 | 0.002057 | 1.4977 | 6.825 | 251 | 1.2353 | 3709.0719 | 6259.98 | 0
North Valley | 4012 | 469 | 1009.9195 | 1306 | 1271.5367 | 281 | 71.5656 | 1278.0494 | 10976.6852 | 1536.7827 | 18.7515 | 475.4575 | 1.3264 | 0.041144 | 0.0014511 | 0.35911 | 0.79425 | {7C8CD245-F5C5-41C8-8C39-1CC5C953323C} | 103441101 | JESSUP 1101 | 41356 | 40.4772 | -122.4548 | JESSUP 110141356 | 440 | 440 | 81196.4014 | 52454.1999 | 28742.2014 | 52454.1999 | 28742.2014 | 0.40777 | 0.014132 | 2.1533 | 4.6477 | 259 | 11.5613 | 3707.8365 | 6292.5541 | 0
North Valley | 2644 | 474 | 819.2645 | 1585 | 1252.6172 | 245 | 33.402 | 928.4822 | 6989.0793 | 765.2512 | 8.886 | 292.4599 | 1.1328 | 0.020039 | 0.0014338 | 0.29905 | 0.65404 | {430AA5A2-7BC0-4425-A05E-76360F269642} | 103561102 | STILLWATER 1102 | 1466 | 40.7127 | -122.2534 | STILLWATER 11021466 | 330 | 603 | 55260.4432 | 33018.7362 | 22241.707 | 32904.1054 | 22156.6955 | 0.35128 | 0.030762 | 1.7284 | 6.4694 | 263 | 4.9095 | 3696.2752 | 6312.9875 | 0
North Valley | 190 | 1108 | 2120.38 | 3109 | 2678.243 | 624 | 41.1317 | 428.1777 | 2895.1742 | 411.8029 | 58.0124 | 506.2432 | 1.3789 | 0.17911 | 0.0013335 | 0.35638 | 0.79171 | {84FBA97C-0AC5-4C21-A8AB-84EEEE14C7B2} | 103521103 | OREGON TRAIL 1103 | 35002 | 40.6243 | -122.3039 | OREGON TRAIL 110335002 | 966 | 908 | 141184.3423 | 92189.591 | 48994.7513 | 92189.591 | 48994.7513 | 0.83208 | 0.041842 | 1.9137 | 4.9824 | 286 | 111.7647 | 3691.3657 | 6370.2372 | 1
North Valley | 3638 | 271 | 424.7154 | 928 | 611.9846 | 148 | 42.3747 | 405.1187 | 2023.5752 | 278.1604 | 77.6439 | 598.8284 | 1.4674 | 0.26179 | 0.0013061 | 0.29203 | 0.694 | {7B256BE5-97E8-449E-A46C-21FA2871BA72} | 103351104 | DESCHUTES 1104 | 1370 | 40.573 | -122.2386 | DESCHUTES 11041370 | 449 | 423 | 56482.1946 | 35731.175 | 20751.0196 | 19292.4005 | 9763.2963 | 0.1933 | 0.011102 | 1.5672 | 6.2703 | 291 | 38.7456 | 3579.601 | 6382.2178 | 1
North Valley | 4276 | 641 | 848.8815 | 1403 | 1203.9037 | 213 | 25.1239 | 531.5638 | 4683.0757 | 237.1672 | 5.1566 | 92.1331 | 1.1492 | 0.00079338 | 0.0013018 | 0.45688 | 0.70511 | {1DE99E4E-7765-44B0-9832-275F1EB7F7A4} | 103091102 | CLARK ROAD 1102 | 90548 | 39.6945 | -121.5252 | CLARK ROAD 110290548 | 249 | 217 | 44185.45 | 29415.2854 | 14770.1647 | 29415.2854 | 14770.1647 | 0.27728 | 0.018705 | 1.3243 | 6.5869 | 295 | 0.16899 | 3540.8554 | 6400.4847 | 1
North Valley | -1 | 14197 | 20369.8509 | 27629 | 26957.506 | 2570 | 20.4939 | 244.738 | 3136.7657 | 386.7963 | 3.2292 | 61.9025 | 1.0624 | 0.0072419 | 0.0012547 | 0.51384 | 0.75563 | [7 empty] | 24027 | 74104 | 3888777.1576 | 1329581.1795 | 2559195.9781 | 524269.184 | 795782.4977 | 3.2247 | 0.35704 | 1.4348 | 10.7506 | 305 | 18.6117 | 3540.6864 | 6726.0559 | 0
North Valley | 5473 | 161 | 284.2182 | 641 | 417.996 | 162 | 45.3779 | 2497.6498 | 14757.2368 | 1069.1807 | 33.2325 | 548.0506 | 1.4446 | 0.11188 | 0.0012401 | 0.25117 | 0.67995 | {CB9FA698-E2B3-4923-A1DA-DA7C548C122C} | 103191101 | BANGOR 1101 | 80670 | 39.3883 | -121.4056 | BANGOR 110180670 | 205 | 210 | 36819.1235 | 26656.2925 | 10162.831 | 22220.3587 | 8471.2546 | 0.20089 | 0.0081509 | 1.7653 | 3.9568 | 310 | 18.1242 | 3522.0746 | 6739.8547 | 0
North Valley | 1430 | 2095 | 2694.3771 | 4331 | 3663.6997 | 243 | 20.3085 | 15.5626 | 150.7614 | 6.5061 | 0.20384 | 0.64518 | 0.99196 | 8.344e-06 | 0.0012215 | 0.48372 | 0.73543 | {BE2BD7AC-D920-438D-9D8D-1EC5AAEC4CAF} | 103031101 | ORO FINO 1101 | 121988 | 39.812 | -121.5914 | ORO FINO 1101121988 | 523 | 1899 | 115171.1305 | 29450.0073 | 85721.1232 | 29450.0073 | 85721.1232 | 0.29682 | 0.030522 | 1.2861 | 17.823 | 314 | 0.0020276 | 3503.9505 | 6758.1432 | 0
North Valley | 9593 | 26 | 46.3156 | 89 | 71.7561 | 8 | 11.6905 | 301.1947 | 2570.7781 | 56.9875 | 3.93 | 57.1615 | 1.135 | 0.0022605 | 0.0012134 | 0.29213 | 0.64546 | {E1E224E8-4D68-45CA-957D-E9490EC41D38} | 103081105 | BUTTE 1105 | 244246 | 39.7868 | -121.6591 | BUTTE 1105244246 | 14 | 11 | 1416.8737 | 885.0826 | 531.7911 | 885.0826 | 531.7911 | 0.0097074 | 0.0010369 | 1.7814 | 11.125 | 320 | 0.018084 | 3503.9484 | 6758.6928 | 0
North Valley | 5679 | 729 | 943.4236 | 1672 | 1354.6721 | 186 | 33.6437 | 2360.9358 | 67553.2885 | 5594.7511 | 0.5069 | 14.5362 | 1.0479 | 0.0094328 | 0.0011929 | 0.436 | 0.69642 | {7527FF71-24F2-49E2-97D3-F63D8D86A42D} | 103201101 | CHALLENGE 1101 | 5460 | 39.5444 | -121.1478 | CHALLENGE 11015460 | 126 | 117 | 24812.0744 | 19026.207 | 5785.8674 | 19026.207 | 5785.8674 | 0.22188 | 0.013111 | 1.2941 | 8.9892 | 324 | 1.7545 | 3503.9303 | 6770.5081 | 0
North Valley | 637 | 807 | 1013.1999 | 1647 | 1404.8514 | 198 | 15.7514 | 292.6787 | 4552.872 | 156.1955 | 0.68268 | 9.3264 | 1.0102 | 0.001724 | 0.0011895 | 0.48998 | 0.72121 | {E257A63A-542E-454C-A7F1-D1C2484C4152} | 103031102 | ORO FINO 1102 | 2090 | 39.858 | -121.6135 | ORO FINO 11022090 | 304 | 546 | 59641.5997 | 23596.9335 | 36044.6662 | 23596.9335 | 36044.6662 | 0.23553 | 0.027432 | 1.2555 | 8.3182 | 327 | 0.34135 | 3502.1758 | 6785.1618 | 0
North Valley | 1207 | 1316 | 1977.6025 | 2185 | 2433.693 | 333 | 14.4419 | 571.8732 | 4047.1845 | 154.7957 | 7.3184 | 144.2183 | 1.1306 | 0.019118 | 0.0011752 | 0.60229 | 0.81259 | {9F446B40-007A-417C-9085-68FA864397E1} | 102541102 | VOLTA 1102 | 37350 | 40.5093 | -121.9584 | VOLTA 110237350 | 376 | 342 | 61202.8976 | 39083.1019 | 22119.7957 | 39083.1019 | 22119.7957 | 0.39133 | 0.059791 | 1.5027 | 6.5616 | 335 | 6.3663 | 3501.8345 | 6809.4324 | 0
North Valley | 3997 | 670 | 1122.1436 | 2731 | 1902.7194 | 367 | 33.952 | 1023.3646 | 13493.7452 | 1012.295 | 3.9342 | 70.7302 | 1.2457 | 0.0016469 | 0.0011556 | 0.24533 | 0.58976 | {0429E1C1-6AB0-4F59-A5C2-5CBC7A378110} | 102911107 | WYANDOTTE 1107 | 1510 | 39.497 | -121.4452 | WYANDOTTE 11071510 | 334 | 273 | 62658.4921 | 41028.1557 | 21630.3364 | 41028.1557 | 21630.3364 | 0.42412 | 0.024597 | 1.6748 | 7.4414 | 340 | 0.6044 | 3495.4682 | 6834.9109 | 0
North Valley | 1486 | 414 | 1017.2703 | 1596 | 1336.6516 | 253 | 54.612 | 1269.6359 | 7060.8352 | 704.5353 | 41.1153 | 503.4244 | 1.3445 | 0.092604 | 0.0011409 | 0.2594 | 0.76106 | {67B8C4D8-FEA1-4243-99E7-B5C8BD7D2FA9} | 102911109 | WYANDOTTE 1109 | 79932 | 39.4313 | -121.5348 | WYANDOTTE 110979932 | 475 | 471 | 85198.4115 | 52503.3015 | 32695.11 | 34098.0677 | 19567.5529 | 0.28866 | 0.011897 | 2.4572 | 6.3083 | 347 | 23.4289 | 3494.8638 | 6856.0858 | 0
North Valley | 5536 | 495 | 506.4285 | 1903 | 1075.8209 | 135 | 41.1834 | 503.2807 | 6639.8055 | 445.5465 | 0.73602 | 15.0893 | 1.02 | 0.0024096 | 0.0011365 | 0.26012 | 0.47074 | {AB82846E-3FC2-48BC-9399-AD766892B309} | 102541102 | VOLTA 1102 | 9742 | 40.518 | -121.7552 | VOLTA 11029742 | 185 | 229 | 23878.6309 | 14622.5954 | 9256.0355 | 14622.5954 | 9256.0355 | 0.15342 | 0.0081089 | 1.0231 | 14.0963 | 349 | 0.3253 | 3471.4349 | 6865.1664 | 0
North Valley | 7900 | 124 | 144.2189 | 814 | 437.0211 | 69 | 29.9796 | 449.876 | 5837.7568 | 285.5149 | 0.25523 | 14.3321 | 1.0094 | 0.00011763 | 0.0011013 | 0.15233 | 0.33 | {3AA926AF-5D59-48E9-968A-65279153CE9D} | 102541102 | VOLTA 1102 | 54932 | 40.514 | -121.7875 | VOLTA 110254932 | 75 | 44 | 9262.8201 | 6888.3237 | 2374.4964 | 6888.3237 | 2374.4964 | 0.075989 | 0.0037172 | 1.1631 | 11.7971 | 361 | 0.0081164 | 3471.1096 | 6869.4441 | 0
North Valley | 3497 | 146 | 312.0504 | 432 | 399.944 | 98 | 33.3673 | 609.1502 | 3873.5739 | 320.9599 | 40.8575 | 380.6115 | 1.3267 | 0.092286 | 0.0010932 | 0.33796 | 0.78024 | {14C3CF81-5A6E-4ADC-BDB6-EF5B849D6F19} | 103441102 | JESSUP 1102 | 96554 | 40.4389 | -122.4076 | JESSUP 110296554 | 270 | 347 | 45430.7583 | 24227.1624 | 21203.5959 | 12714.8897 | 8617.4202 | 0.10713 | 0.0061346 | 2.1373 | 4.4082 | 365 | 9.0441 | 3471.1015 | 6877.34 | 0
North Valley | 5327 | 649 | 922.5185 | 1920 | 1554.3229 | 285 | 43.3121 | 1366.5846 | 21902.5637 | 2234.429 | 2.5807 | 68.3304 | 1.079 | 0.0029463 | 0.0010872 | 0.33802 | 0.59352 | {043BC0AF-FD34-4233-9280-D3D38FCAFD0A} | 103751101 | BIG BEND 1101 | 641808 | 39.7404 | -121.4965 | BIG BEND 1101641808 | 339 | 361 | 69754.1936 | 46360.2755 | 23393.9181 | 46054.2939 | 23393.9181 | 0.30986 | 0.016132 | 1.4214 | 6.7368 | 367 | 0.8397 | 3462.0575 | 6905.9397 | 0
North Valley | 1665 | 238 | 544.8241 | 1164 | 762.3343 | 216 | 42.3704 | 432.6948 | 2386.9256 | 299.5991 | 97.5026 | 617.5515 | 1.4597 | 0.22216 | 0.0010856 | 0.20447 | 0.71468 | {271E2474-ABAF-41B6-966B-4F5B19FF11CA} | 103351104 | DESCHUTES 1104 | 49024 | 40.5929 | -122.2397 | DESCHUTES 110449024 | 308 | 298 | 42250.8098 | 26924.4497 | 15326.3601 | 25640.9937 | 14608.5195 | 0.23449 | 0.012215 | 2.2892 | 5.3889 | 368 | 47.9874 | 3461.2178 | 6921.8628 | 1
North Valley | 4407 | 79 | 109.2241 | 125 | 128.8896 | 20 | 79.5255 | 3057.8458 | 53512.8103 | 4828.09 | 3.2473 | 118.1274 | 1.3624 | 0.0023507 | 0.0010776 | 0.632 | 0.84742 | {D5CA112C-3EC7-4528-9692-3AB30AFB57CC} | 103132101 | CRESCENT MILLS 2101 | 3113 | 40.092 | -120.9139 | CRESCENT MILLS 21013113 | 11 | 12 | 3154.2144 | 1919.7007 | 1234.5137 | 1853.1278 | 1234.5137 | 0.021553 | 0.00032541 | 1.3826 | 6.25 | 372 | 0.047014 | 3413.2304 | 6923.0136 | 0
North Valley | 5071 | 5 | 9.7249 | 15 | 12.9271 | 4 | 39.2289 | 103.191 | 430.8847 | 18.287 | 7.5066 | 71.1381 | 1.1416 | 0.015708 | 0.0010774 | 0.33333 | 0.75229 | {FD9CCA92-C052-4A36-88EE-05418588C974} | 102911103 | WYANDOTTE 1103 | 13018 | 39.508 | -121.4643 | WYANDOTTE 110313018 | 40 | 27 | 3786.7711 | 2657.2717 | 1129.4993 | 201.9138 | 98.8432 | 0.0043096 | 0.00023236 | 1.945 | 3.75 | 373 | 0.062831 | 3413.1833 | 6923.139 | 0
North Valley | 1610 | 20 | 38.4552 | 36 | 44.8604 | 12 | 59.8252 | 1241.8901 | 9058.6948 | 663.2262 | 15.4417 | 269.2824 | 1.3101 | 0.059289 | 0.0010745 | 0.55556 | 0.85722 | {A7720DBE-D298-421E-A3B2-FE12C335EE16} | 103441101 | JESSUP 1101 | circuit_breaker | 40.4616 | -122.3279 | JESSUP 1101circuit_breaker | 120 | 283 | 23493.9506 | 9377.0793 | 14116.8713 | 2330.0107 | 873.851 | 0.012893 | 0.0012012 | 1.9228 | 3 | 375 | 0.71147 | 3413.1205 | 6924.5859 | 0
North Valley | 3292 | 1096 | 1460.4674 | 3207 | 2432.0532 | 261 | 12.6933 | 117.6308 | 1195.8846 | 32.0386 | 1.1272 | 14.3001 | 1.0248 | 7.1538e-05 | 0.0010738 | 0.34175 | 0.60051 | {EEE4445E-754A-4610-952B-CBD9BE00EDE8} | 103031102 | ORO FINO 1102 | 76008 | 39.8877 | -121.6655 | ORO FINO 110276008 | 263 | 326 | 44443.3487 | 25688.6957 | 18754.653 | 25688.6957 | 18754.653 | 0.28026 | 0.039713 | 1.3325 | 12.2874 | 376 | 0.018671 | 3412.409 | 6940.5386 | 0
North Valley | 976 | 1019 | 1692.6205 | 2944 | 2468.0342 | 334 | 19.6062 | 499.78 | 3002.7133 | 98.5551 | 3.8624 | 117.1386 | 1.1331 | 0.00067074 | 0.0010486 | 0.34613 | 0.68582 | {444ADEBA-E6AE-44E6-8A3E-6A09732B697D} | 103081105 | BUTTE 1105 | 134600 | 39.7117 | -121.7735 | BUTTE 1105134600 | 438 | 409 | 81744.7469 | 49696.2582 | 32048.4887 | 44940.5828 | 30261.6058 | 0.35023 | 0.033697 | 1.6611 | 8.8144 | 386 | 0.22403 | 3412.3904 | 6968.4467 | 0
North Valley | 502 | 90 | 221.2743 | 561 | 350.6362 | 127 | 39.2025 | 630.3007 | 3422.7378 | 254.4532 | 47.9553 | 699.444 | 1.495 | 0.12773 | 0.0010426 | 0.16043 | 0.63107 | {BD544C17-FF5A-4B33-BB2A-02C4080D2F78} | 102931102 | COTTONWOOD 1102 | 9026 | 40.3895 | -122.3431 | COTTONWOOD 11029026 | 409 | 377 | 60465.9563 | 38967.1548 | 21498.8015 | 19720.6221 | 9410.8376 | 0.13241 | 0.0065108 | 2.4586 | 4.4173 | 388 | 16.2213 | 3412.1663 | 6980.6932 | 0
North Valley | 6021 | 26 | 44.69 | 206 | 90.5944 | 42 | 29.6792 | 921.7707 | 6215.9426 | 391.496 | 34.663 | 528.9978 | 1.5557 | 0.1146 | 0.0010385 | 0.12621 | 0.4933 | {29DB4A9A-9909-45FE-9CC1-C3F1A6A44799} | 102931101 | COTTONWOOD 1101 | 31500 | 40.3697 | -122.3442 | COTTONWOOD 110131500 | 152 | 113 | 29022.517 | 18970.9292 | 10051.5878 | 6089.5352 | 2482.4302 | 0.043619 | 0.0028777 | 1.7188 | 4.9048 | 390 | 4.8132 | 3395.945 | 6984.4748 | 0
North Valley | 4392 | 427 | 864.7921 | 1510 | 1198.8142 | 288 | 20.6791 | 292.0364 | 3834.0335 | 543.1423 | 6.4992 | 55.7306 | 1.079 | 0.011211 | 0.0010343 | 0.28278 | 0.72137 | {AC347828-D402-4D52-85C5-6B49A3874218} | 103401101 | GIRVAN 1101 | 9732 | 40.5211 | -122.4785 | GIRVAN 11019732 | 434 | 288 | 50011.2491 | 33998.8263 | 16012.4228 | 33998.8263 | 16012.4228 | 0.29787 | 0.031085 | 2.0253 | 5.2431 | 393 | 3.2288 | 3391.1319 | 7005.5881 | 0
North Valley | 1120 | 384 | 517.2876 | 678 | 674.4329 | 60 | 9.3927 | 17.8386 | 55.0544 | 1.3166 | 0.34148 | 0.92711 | 0.98477 | 0.00041564 | 0.0010309 | 0.56637 | 0.767 | {4E875C07-9BF0-416D-8352-B1380CD2F62E} | 102831105 | PARADISE 1105 | circuit_breaker | 39.7606 | -121.6188 | PARADISE 1105circuit_breaker | 539 | 346 | 47148.7335 | 29169.3143 | 17979.4192 | 19516.665 | 12961.3741 | 0.061852 | 0.0097108 | 1.3471 | 11.3 | 394 | 0.024939 | 3387.903 | 7017.7079 | 1
North Valley | 5453 | 1849 | 3555.5785 | 3192 | 4185.837 | 273 | 23.4044 | 923.7409 | 19435.244 | 2257.1893 | 0.48772 | 21.1943 | 1.0394 | 0.0089751 | 0.0010297 | 0.57926 | 0.84943 | {6A653745-C5CA-4E78-9C62-82F0E53CCD59} | 103201101 | CHALLENGE 1101 | circuit_breaker | 39.4855 | -121.22 | CHALLENGE 1101circuit_breaker | 231 | 263 | 37599.7439 | 26688.0859 | 10911.658 | 26688.0859 | 10911.658 | 0.28112 | 0.025376 | 1.923 | 11.6923 | 398 | 2.4502 | 3387.8781 | 7034.2812 | 0
North Valley | 3281 | 501 | 825.4945 | 2400 | 1715.2114 | 357 | 22.6921 | 1302.6281 | 23329.6433 | 1061.3873 | 1.2594 | 37.4646 | 1.1252 | 0.00030238 | 0.0010189 | 0.20875 | 0.48128 | {A8F5D900-0ACF-447E-AA7A-C456EDB7D112} | 103221101 | KANAKA 1101 | 1406 | 39.5731 | -121.3176 | KANAKA 11011406 | 270 | 199 | 60283.2304 | 44466.328 | 15816.9024 | 43311.9933 | 15816.9024 | 0.36375 | 0.031355 | 1.6477 | 6.7227 | 403 | 0.10795 | 3385.4279 | 7061.178 | 0
North Valley | 8495 | 149 | 174.3507 | 341 | 256.2518 | 27 | 22.914 | 597.4002 | 9416.4579 | 287.2795 | 0.49615 | 12.51 | 1.0075 | 0.00081928 | 0.0010123 | 0.43695 | 0.68039 | {4BB60C53-9CA3-4098-8B28-FE44C4ECF9D3} | 103031102 | ORO FINO 1102 | circuit_breaker | 39.8717 | -121.6109 | ORO FINO 1102circuit_breaker | 54 | 46 | 5340.436 | 3368.9824 | 1971.4536 | 3368.9824 | 1971.4536 | 0.027333 | 0.0025916 | 1.1701 | 12.6296 | 406 | 0.022121 | 3385.3199 | 7063.2701 | 0
North Valley | 6804 | 666 | 874.309 | 929 | 1011.5701 | 93 | 14.0666 | 975.9594 | 17072.3447 | 456.8565 | 1.8956 | 30.274 | 1.0586 | 0.0064424 | 0.0010094 | 0.7169 | 0.86431 | {EAAD5F12-9AE3-4341-A497-B18C1046E2B5} | 103271101 | ANTLER 1101 | 1612 | 40.8916 | -122.3765 | ANTLER 11011612 | 129 | 112 | 19036.0064 | 14853.5972 | 4182.4092 | 14104.292 | 4182.4092 | 0.093871 | 0.014502 | 1.3128 | 9.9892 | 408 | 0.59914 | 3385.2978 | 7072.0289 | 0
North Valley | 7545 | 121 | 231.789 | 306 | 300.4702 | 48 | 16.2848 | 73.3458 | 446.2405 | 17.6227 | 7.1424 | 49.6172 | 1.0389 | 0.02 | 0.0010061 | 0.39542 | 0.77142 | {D3D42978-28B3-47F8-B294-9DF0B2986540} | 103441101 | JESSUP 1101 | 1993 | 40.478 | -122.4215 | JESSUP 11011993 | 57 | 101 | 10617.8594 | 4781.8496 | 5836.0098 | 4413.0116 | 5611.4561 | 0.048293 | 0.0050533 | 1.9156 | 6.375 | 409 | 0.95999 | 3384.6987 | 7074.7693 | 0
North Valley | 5188 | 66 | 174.9321 | 369 | 261.0366 | 58 | 59.8339 | 481.5632 | 2384.7664 | 242.9104 | 38.2353 | 364.2982 | 1.4184 | 0.079634 | 0.0010053 | 0.17886 | 0.67014 | {E88498F1-1B51-48DF-A92A-A9C03D92520C} | 102911109 | WYANDOTTE 1109 | 5607 | 39.458 | -121.5132 | WYANDOTTE 11095607 | 99 | 92 | 17097.4634 | 10784.9193 | 6312.5442 | 6796.939 | 5342.6418 | 0.058309 | 0.0024013 | 2.6505 | 6.3621 | 410 | 4.6188 | 3383.7387 | 7078.9902 | 0
North Valley | 2867 | 43 | 68.9908 | 219 | 136.7286 | 26 | 12.4005 | 43.2124 | 196.2948 | 8.4513 | 12.2782 | 53.5281 | 1.1424 | 0.042274 | 0.00099325 | 0.19635 | 0.50458 | {05238085-585C-432C-A137-934EA80FC572} | 103441103 | JESSUP 1103 | 38864 | 40.4831 | -122.3225 | JESSUP 110338864 | 162 | 207 | 21867.5658 | 12088.203 | 9779.3628 | 2871.393 | 1938.5203 | 0.025824 | 0.0028378 | 1.6044 | 8.4231 | 414 | 1.0991 | 3379.1199 | 7080.7734 | 0
North Valley | 662 | 364 | 643.204 | 1185 | 933.4167 | 143 | 23.4954 | 160.496 | 1150.4219 | 105.655 | 27.6519 | 214.0257 | 1.2837 | 0.12899 | 0.00097551 | 0.30717 | 0.68909 | {8048141D-B1E9-414C-85DA-8DE818EBAD4F} | 103521104 | OREGON TRAIL 1104 | circuit_breaker | 40.6191 | -122.3223 | OREGON TRAIL 1104circuit_breaker | 326 | 352 | 40533.3055 | 24009.399 | 16523.9065 | 15260.0733 | 10899.3941 | 0.1395 | 0.012787 | 1.767 | 8.2867 | 422 | 18.4455 | 3378.0208 | 7090.2499 | 0
North Valley | 3669 | 5 | 6.7929 | 44 | 25.3556 | 3 | 10.9931 | 24.5865 | 134.2216 | 2.0219 | 1.0347 | 1.55 | 1.0007 | 9.9469e-06 | 0.00097545 | 0.11364 | 0.26791 | {1341CA63-432E-4CD8-BB46-467A27C9C55D} | 102831104 | PARADISE 1104 | 920400 | 39.7561 | -121.5721 | PARADISE 1104920400 | 409 | 45 | 27929.6183 | 25870.0682 | 2059.5501 | 7211.2587 | 70.7206 | 0.0029263 | 0.0004492 | 1.3586 | 14.6667 | 423 | 2.9841e-05 | 3359.5753 | 7094.7281 | 0
North Valley | 6632 | 438 | 603.5877 | 732 | 740.6182 | 157 | 20.4444 | 1128.1956 | 15274.0429 | 747.9639 | 11.5945 | 313.5054 | 1.2669 | 0.051828 | 0.00097288 | 0.59836 | 0.81498 | {4A950894-EB8D-4B95-B3B2-200DB270C21B} | 103321101 | CEDAR CREEK 1101 | circuit_breaker | 40.791 | -121.9382 | CEDAR CREEK 1101circuit_breaker | 173 | 114 | 31176.2249 | 24905.7197 | 6270.5052 | 24905.7197 | 6270.5052 | 0.15274 | 0.016086 | 1.3781 | 4.6624 | 424 | 8.1369 | 3359.5753 | 7110.1945 | 0
North Valley | 8106 | 345 | 474.0236 | 715 | 661.1697 | 98 | 11.8294 | 443.6464 | 6001.4353 | 548.541 | 2.0391 | 82.9078 | 1.1746 | 0.00055442 | 0.00089991 | 0.48252 | 0.71695 | {A3DF42BE-4227-4966-A42C-A1B07E133552} | 103031102 | ORO FINO 1102 | 127563 | 39.8707 | -121.6562 | ORO FINO 1102127563 | 84 | 80 | 19674.7456 | 11105.9314 | 8568.8141 | 11105.9314 | 8568.8141 | 0.088191 | 0.013565 | 1.374 | 7.2959 | 444 | 0.054333 | 3351.4383 | 7117.0913 | 1
North Valley | 2559 | 32 | 67.936 | 61 | 77.1089 | 21 | 25.8096 | 3670.7837 | 37903.4197 | 785.8548 | 58.7049 | 2481.424 | 2.0798 | 0.27112 | 0.00089699 | 0.52459 | 0.88104 | {49F083FF-CCD6-4656-915A-45D76A900BBC} | 102781101 | ELK CREEK 1101 | 2008 | 39.3676 | -122.5485 | ELK CREEK 11012008 | 197 | 197 | 37775.8985 | 29199.3162 | 8576.5823 | 8128.4527 | 2985.6099 | 0.018837 | 0.001051 | 2.123 | 2.9048 | 447 | 5.6936 | 3351.384 | 7122.1391 | 0
North Valley | 3982 | 205 | 386.5972 | 581 | 511.4282 | 81 | 36.2301 | 485.7562 | 3733.0039 | 306.0434 | 35.4716 | 367.4269 | 1.2858 | 0.15291 | 0.00089009 | 0.35284 | 0.75592 | {5E999E0A-FF01-4E2B-B970-E4BD7149EAE7} | 103521102 | OREGON TRAIL 1102 | 1382 | 40.6539 | -122.3334 | OREGON TRAIL 11021382 | 116 | 96 | 14284.8305 | 8802.4775 | 5482.353 | 8802.4775 | 5482.353 | 0.072097 | 0.0064866 | 1.8858 | 7.1728 | 451 | 12.3855 | 3345.6905 | 7127.6054 | 0
North Valley | 1768 | 1178 | 1783.1511 | 5285 | 3420.758 | 593 | 23.1802 | 1092.7579 | 14727.4332 | 1136.3265 | 3.1636 | 81.7359 | 1.1426 | 0.0077896 | 0.00086033 | 0.22289 | 0.52127 | {F430F9BA-4822-49EF-972E-D271E55910BA} | 103191101 | BANGOR 1101 | 1804 | 39.39 | -121.4043 | BANGOR 11011804 | 522 | 481 | 97918.2627 | 69024.4911 | 28893.7716 | 69024.4911 | 28893.7716 | 0.51018 | 0.043645 | 1.5137 | 8.9123 | 467 | 4.6192 | 3333.305 | 7170.4696 | 1
North Valley | 6787 | 1722 | 2530.0753 | 3586 | 3445.1145 | 374 | 19.2744 | 456.4818 | 6479.4807 | 328.2952 | 0.35912 | 17.2495 | 1.0221 | 0.00048057 | 0.0008508 | 0.4802 | 0.7344 | {BCBFDCD7-6D09-427B-8565-FE77C2D532E0} | 102971111 | SYCAMORE CREEK 1111 | 2268 | 39.9032 | -121.7421 | SYCAMORE CREEK 11112268 | 327 | 330 | 61567.0341 | 35773.7446 | 25793.2895 | 35773.7446 | 25793.2895 | 0.3182 | 0.031665 | 1.4693 | 9.5882 | 470 | 0.17973 | 3328.6857 | 7192.6851 | 0
North Valley | 2349 | 76 | 131.4034 | 319 | 203.2759 | 51 | 33.824 | 217.3008 | 753.201 | 33.821 | 51.2717 | 404.224 | 1.3624 | 0.097361 | 0.00084643 | 0.23824 | 0.64643 | {FC542AC7-29DE-47A0-A073-41001E21B2E1} | 102911109 | WYANDOTTE 1109 | 1520 | 39.4583 | -121.5318 | WYANDOTTE 11091520 | 392 | 694 | 68729.8516 | 31750.549 | 36979.3026 | 5746.3127 | 4012.8665 | 0.043168 | 0.0024117 | 1.729 | 6.2549 | 473 | 4.9654 | 3328.506 | 7196.2536 | 0
North Valley | 2683 | 722 | 1286.345 | 2271 | 1858.0728 | 294 | 27.8183 | 190.26 | 2819.2756 | 543.7406 | 6.5699 | 75.6546 | 1.2789 | 0.011488 | 0.0008449 | 0.31792 | 0.6923 | {31065709-9564-4E9B-B7A7-65368041A59F} | 103521103 | OREGON TRAIL 1103 | 1500 | 40.6121 | -122.3836 | OREGON TRAIL 11031500 | 428 | 511 | 66362.7013 | 41519.6675 | 24843.0339 | 41462.2575 | 24843.0339 | 0.2484 | 0.017126 | 1.7816 | 7.7245 | 474 | 3.3774 | 3323.5406 | 7222.0016 | 0
North Valley | 1392 | 1695 | 2104.2735 | 4453 | 3251.601 | 259 | 16.4636 | 37.4426 | 487.2425 | 55.8251 | 0.30721 | 4.6035 | 0.94507 | 0.00018425 | 0.0008405 | 0.38064 | 0.64715 | {81205B01-8688-4570-8F47-B08F18EDCF16} | 103031101 | ORO FINO 1101 | 2022 | 39.8542 | -121.6059 | ORO FINO 11012022 | 395 | 1163 | 83825.4014 | 27985.9982 | 55839.4032 | 27985.9982 | 55839.4032 | 0.21769 | 0.030103 | 1.2415 | 17.1931 | 477 | 0.04772 | 3320.1632 | 7239.3809 | 0
North Valley | 1463 | 557 | 1061.098 | 1615 | 1451.4751 | 180 | 15.2311 | 112.8087 | 774.3775 | 50.8276 | 14.7741 | 94.447 | 1.0807 | 0.030164 | 0.00081485 | 0.34489 | 0.73105 | {2473E4CF-72E3-4517-88B6-37E3090DCE92} | 103561101 | STILLWATER 1101 | 48950 | 40.7038 | -122.3364 | STILLWATER 110148950 | 260 | 286 | 34867.5311 | 20085.728 | 14781.8032 | 20085.728 | 14781.8032 | 0.14667 | 0.018256 | 1.905 | 8.9722 | 491 | 5.4295 | 3320.1155 | 7251.8542 | 0
North Valley | 5990 | 575 | 862.2023 | 944 | 1055.3982 | 104 | 12.9242 | 275.1631 | 1474.8168 | 47.5124 | 3.862 | 51.978 | 1.0646 | 0.0073765 | 0.00081026 | 0.60911 | 0.81695 | {916B572F-25AB-43E4-8DCE-50B2436F4EE2} | 102831103 | PARADISE 1103 | circuit_breaker | 39.7607 | -121.619 | PARADISE 1103circuit_breaker | 816 | 481 | 87190.2158 | 59708.3774 | 27481.8385 | 53143.2931 | 26499.5112 | 0.084267 | 0.014072 | 1.4995 | 9.0769 | 494 | 0.76716 | 3314.6859 | 7284.8562 | 0
North Valley | 1432 | 315 | 557.5161 | 1001 | 791.0839 | 159 | 16.4578 | 135.9631 | 2070.4669 | 235.4098 | 4.0522 | 54.7835 | 1.0436 | 0.0041778 | 0.00078865 | 0.31469 | 0.70475 | {10010FC4-3D49-44D1-8CB1-63E2C5CA1480} | 103401102 | GIRVAN 1102 | 9012 | 40.5805 | -122.4282 | GIRVAN 11029012 | 330 | 259 | 35768.0164 | 25756.1785 | 10011.8379 | 25756.1785 | 10011.8379 | 0.1254 | 0.019269 | 1.7699 | 6.2956 | 505 | 0.66427 | 3313.9188 | 7300.8507 | 0
North Valley | 4628 | 89 | 138.5822 | 204 | 182.117 | 20 | 26.9138 | 53.7553 | 208.3188 | 11.9514 | 11.7618 | 48.1311 | 1.0887 | 0.010499 | 0.00078259 | 0.43627 | 0.76095 | {0E127264-C3E4-4550-BC79-8854D7BB9B29} | 102911107 | WYANDOTTE 1107 | circuit_breaker | 39.4916 | -121.5411 | WYANDOTTE 1107circuit_breaker | 394 | 867 | 69452.217 | 24344.0332 | 45108.1838 | 1641.1081 | 2586.7106 | 0.015652 | 0.0017541 | 1.5571 | 10.2 | 509 | 0.20999 | 3313.2545 | 7301.8699 | 0
North Valley | 864 | 108 | 274.9483 | 1994 | 762.8687 | 408 | 40.0752 | 1091.8506 | 6850.9303 | 774.8674 | 42.4766 | 999.3242 | 1.4646 | 0.10715 | 0.00077883 | 0.054162 | 0.36041 | {0CEFEC1C-E5A7-4802-97C4-53CDE555B5DF} | 103541101 | RED BLUFF 1101 | 1334 | 40.1792 | -122.2601 | RED BLUFF 11011334 | 743 | 676 | 130331.2465 | 89771.64 | 40559.6065 | 62500.9171 | 29801.0565 | 0.31776 | 0.018983 | 2.5458 | 4.8873 | 511 | 43.7155 | 3313.0445 | 7340.6829 | 1
North Valley | 3707 | 144 | 302.2527 | 861 | 487.496 | 202 | 29.8756 | 409.2718 | 2194.6574 | 314.8625 | 72.7758 | 534.7804 | 1.4185 | 0.17561 | 0.00077454 | 0.16725 | 0.62001 | {B0D7961A-1F9D-4064-B96A-EFFD7ACCE4BD} | 103351104 | DESCHUTES 1104 | 9726 | 40.5639 | -122.2425 | DESCHUTES 11049726 | 280 | 295 | 42616.6841 | 27044.9597 | 15571.7244 | 24438.8213 | 13535.1402 | 0.15646 | 0.010303 | 2.099 | 4.2624 | 516 | 35.4739 | 3269.3291 | 7355.8595 | 0
North Valley | 247 | 470 | 943.7882 | 868 | 1072.6813 | 166 | 33.8972 | 1456.1519 | 8346.2117 | 499.8238 | 30.7559 | 718.9246 | 1.5247 | 0.095332 | 0.00077059 | 0.54147 | 0.87984 | {E681E40E-5ECE-4E9E-921D-C13E15C00CCA} | 103091102 | CLARK ROAD 1102 | 2582 | 39.657 | -121.6312 | CLARK ROAD 11022582 | 269 | 196 | 48916.7155 | 33761.1198 | 15155.5957 | 32088.8606 | 13553.944 | 0.12792 | 0.0078405 | 2.0081 | 5.2289 | 518 | 15.8251 | 3233.8552 | 7375.7866 | 0
North Valley | 4708 | 164 | 345.4882 | 865 | 535.4391 | 123 | 28.6254 | 152.5349 | 1250.2933 | 89.9452 | 22.2691 | 257.7573 | 1.4512 | 0.061968 | 0.0007648 | 0.1896 | 0.64524 | {D8B4A6F8-9874-47E2-910D-F4C8426E6854} | 103521102 | OREGON TRAIL 1102 | circuit_breaker | 40.6191 | -122.3222 | OREGON TRAIL 1102circuit_breaker | 140 | 102 | 20636.336 | 15715.8206 | 4920.5154 | 15165.9787 | 4746.7588 | 0.094071 | 0.006418 | 2.1066 | 7.0325 | 524 | 7.6221 | 3218.0301 | 7385.2047 | 0
North Valley | 284 | 943 | 1182.9395 | 3003 | 2240.1802 | 333 | 11.7251 | 1437.7359 | 18330.7412 | 451.4462 | 2.3184 | 154.0576 | 1.173 | 0.012317 | 0.00074632 | 0.31402 | 0.52806 | {0A7498D4-3D67-421B-B0F9-EE472ACD2B71} | 103601101 | WHITMORE 1101 | 1598 | 40.6208 | -121.9332 | WHITMORE 11011598 | 303 | 195 | 71002.8329 | 53639.2857 | 17363.5472 | 53639.2857 | 17363.5472 | 0.24852 | 0.038884 | 1.2544 | 9.018 | 535 | 4.1017 | 3210.4081 | 7418.5147 | 0
North Valley | 1883 | 11 | 27.247 | 128 | 56.4687 | 23 | 33.4375 | 455.2778 | 1849.1389 | 122.5782 | 53.2055 | 790.7256 | 1.4544 | 0.13744 | 0.00073322 | 0.085938 | 0.48251 | {39175FAF-A6C7-4043-8D47-1A655E22AF59} | 103461101 | PANORAMA 1101 | circuit_breaker | 40.4343 | -122.2675 | PANORAMA 1101circuit_breaker | 325 | 375 | 47085.3055 | 30501.9872 | 16583.3183 | 4988.6634 | 1347.4285 | 0.016864 | 0.0011141 | 2.477 | 5.5652 | 545 | 3.1611 | 3206.3064 | 7421.6127 | 0
North Valley | 8909 | 31 | 71.119 | 72 | 84.6502 | 11 | 15.14 | 42.5449 | 148.0271 | 5.4826 | 6.7212 | 57.2496 | 1.0545 | 0.0079304 | 0.00072881 | 0.43056 | 0.84015 | {DC072A52-F5DE-4BA4-8BCD-F573BF64066B} | 102911109 | WYANDOTTE 1109 | 42650 | 39.4807 | -121.5296 | WYANDOTTE 110942650 | 78 | 140 | 11710.0919 | 4239.6112 | 7470.4807 | 1091.021 | 904.7032 | 0.0080169 | 0.00065747 | 2.2942 | 6.5455 | 547 | 0.087234 | 3203.1453 | 7422.2902 | 0
North Valley | 8993 | 2 | 3.89 | 3 | 4.1034 | 2 | 11.6558 | 716.0426 | 5150.0979 | 59.0637 | 40.9591 | 1213.853 | 1.9569 | 0.23786 | 0.00072839 | 0.66667 | 0.94799 | {2B3F7DCA-485E-4940-AF70-C148286D4D0A} | 102541101 | VOLTA 1101 | 49742 | 40.4306 | -121.8716 | VOLTA 110149742 | 42 | 28 | 8109.3842 | 5593.8568 | 2515.5275 | 5593.8568 | 2515.5275 | 0.0014568 | 0.00012046 | 1.945 | 1.5 | 548 | 0.47572 | 3203.0581 | 7425.764 | 0
North Valley | 2729 | 709 | 1628.5971 | 2024 | 2039.4806 | 240 | 43.6809 | 660.8611 | 3511.0681 | 530.5481 | 23.9722 | 308.0956 | 1.3718 | 0.04604 | 0.00072202 | 0.3503 | 0.79854 | {790FA841-FFAA-4636-AEC1-FF360B754DBB} | 102911109 | WYANDOTTE 1109 | 13052 | 39.459 | -121.5107 | WYANDOTTE 110913052 | 293 | 284 | 54400.5255 | 31567.9238 | 22832.6017 | 31409.8673 | 22462.3373 | 0.17329 | 0.0093537 | 2.297 | 8.4333 | 556 | 11.0495 | 3202.5823 | 7445.2695 | 0
North Valley | 338 | 96 | 183.6457 | 540 | 372.0869 | 60 | 13.0372 | 155.199 | 950.5711 | 61.8313 | 17.8509 | 158.1561 | 1.1435 | 0.074164 | 0.00070526 | 0.17778 | 0.49356 | {509EDC5C-5C13-447D-BAA5-6AE957D846E4} | 102931101 | COTTONWOOD 1101 | circuit_breaker | 40.397 | -122.2674 | COTTONWOOD 1101circuit_breaker | 512 | 912 | 75641.5877 | 36474.0618 | 39167.5259 | 7715.0522 | 8282.4766 | 0.042316 | 0.0060357 | 1.913 | 9 | 561 | 4.4498 | 3191.5328 | 7450.0606 | 0
North Valley | 1301 | 128 | 195.8303 | 690 | 338.7669 | 135 | 26.9891 | 542.453 | 2917.9201 | 282.3076 | 49.1566 | 526.8177 | 1.3966 | 0.16608 | 0.00070167 | 0.18551 | 0.57807 | {D7FE7EC5-7478-43B3-9A24-52065EFA1755} | 103351104 | DESCHUTES 1104 | circuit_breaker | 40.5551 | -122.2396 | DESCHUTES 1104circuit_breaker | 522 | 632 | 73143.1858 | 39924.6145 | 33218.5713 | 19511.2444 | 11301.8154 | 0.094725 | 0.0085027 | 1.5299 | 5.1111 | 565 | 22.4208 | 3187.083 | 7462.177 | 0
North Valley | 7724 | 281 | 354.9966 | 618 | 509.9739 | 84 | 12.0293 | 2179.2986 | 44029.0092 | 800.8716 | 1.9506 | 101.373 | 1.1274 | 0.00068742 | 0.00069418 | 0.45469 | 0.69611 | {5AC50D45-C367-48C6-98B5-2430D82E7CB7} | 101321101 | PIT NO 5 1101 | 1606 | 41.0191 | -121.9095 | PIT NO 5 11011606 | 69 | 73 | 10909.3305 | 8892.9459 | 2016.3847 | 8892.9459 | 2016.3847 | 0.058311 | 0.0089579 | 1.2633 | 7.3571 | 572 | 0.057743 | 3164.6622 | 7467.6996 | 0
North Valley | 2546 | 452 | 747.3488 | 848 | 954.2561 | 124 | 14.0457 | 609.1989 | 4313.5825 | 152.7089 | 2.9451 | 50.1667 | 0.98321 | 0.001527 | 0.00069069 | 0.53302 | 0.78317 | {60D04F67-B0A9-4BD6-8DCF-759CBE65FF11} | 102831104 | PARADISE 1104 | circuit_breaker | 39.7606 | -121.6189 | PARADISE 1104circuit_breaker | 750 | 468 | 89629.6454 | 59028.3032 | 30601.3422 | 47006.8323 | 30601.3422 | 0.085645 | 0.014306 | 1.6534 | 6.8387 | 575 | 0.18935 | 3164.6045 | 7496.8908 | 1
North Valley | 7755 | 118 | 170.1749 | 319 | 267.7126 | 79 | 17.1261 | 1166.1845 | 26304.3445 | 1391.2386 | 0.18979 | 73.4337 | 1.1236 | 0.0098226 | 0.00067014 | 0.36991 | 0.63566 | {E337A679-257A-4862-A121-8FE4E1C11ADC} | 103451101 | KESWICK 1101 | 1588 | 40.617 | -122.496 | KESWICK 11011588 | 41 | 37 | 14930.2445 | 14089.0434 | 841.2012 | 14089.0434 | 841.2012 | 0.052941 | 0.0095683 | 1.4422 | 4.038 | 595 | 0.77598 | 3164.4151 | 7505.6401 | 0
North Valley | 1661 | 107 | 145.594 | 815 | 310.7628 | 152 | 37.1429 | 938.9545 | 4513.7077 | 277.8877 | 80.5117 | 1158.7082 | 1.6734 | 0.18233 | 0.00066785 | 0.13129 | 0.46851 | {F164BF8B-3484-47A3-8EEF-5FFD77D4911A} | 103351104 | DESCHUTES 1104 | 9718 | 40.535 | -122.2392 | DESCHUTES 11049718 | 513 | 383 | 82682.5334 | 56953.3633 | 25729.1701 | 26275.4179 | 10637.7875 | 0.10151 | 0.0063308 | 1.3607 | 5.3618 | 599 | 27.7145 | 3163.6391 | 7521.9571 | 0
North Valley | 8293 | 49 | 92.1102 | 170 | 148.2955 | 51 | 24.1895 | 1518.8597 | 18437.8827 | 897.4777 | 3.4805 | 232.8631 | 1.4641 | 0.0039502 | 0.00065902 | 0.28824 | 0.62113 | {2426BD3B-3A69-4A04-A051-7581B14322B3} | 102911105 | WYANDOTTE 1105 | circuit_breaker | 39.4917 | -121.5411 | WYANDOTTE 1105circuit_breaker | 27 | 1 | 21713.0262 | 21689.0277 | 23.9985 | 15173.6855 | 0 | 0.03361 | 0.0028192 | 1.8798 | 3.3333 | 604 | 0.20146 | 3135.9246 | 7531.38 | 0
North Valley | 39 | 1301 | 1705.3279 | 2379 | 2196.9426 | 357 | 10.4312 | 2504.3497 | 59023.2824 | 978.3669 | 8.7293 | 219.2115 | 1.2215 | 0.05306 | 0.00065722 | 0.54687 | 0.77623 | {81F58F11-9F6E-4CC2-A527-0CBBB670DE91} | 103321101 | CEDAR CREEK 1101 | 1664 | 40.7945 | -121.9419 | CEDAR CREEK 11011664 | 346 | 288 | 62342.7797 | 47829.7335 | 14513.0462 | 47829.7335 | 14513.0462 | 0.23463 | 0.043437 | 1.3108 | 6.6639 | 605 | 18.9423 | 3135.7232 | 7561.0822 | 0
North Valley | 2232 | 396 | 545.5489 | 1273 | 892.8577 | 92 | 10.3137 | 241.6724 | 2176.9426 | 37.0706 | 2.6101 | 64.7081 | 1.0909 | 0.0021246 | 0.0006438 | 0.31108 | 0.61101 | {E9C7EDD9-37A2-4E13-9D63-C852227DDB63} | 103081105 | BUTTE 1105 | 1243 | 39.79 | -121.6559 | BUTTE 11051243 | 67 | 60 | 12837.5218 | 8294.0568 | 4543.4649 | 8294.0568 | 4543.4649 | 0.059229 | 0.010469 | 1.3776 | 13.837 | 622 | 0.19546 | 3116.7808 | 7566.2329 | 0
North Valley | 2565 | 27 | 50.1619 | 166 | 103.5479 | 25 | 15.4903 | 157.4865 | 738.5795 | 20.4422 | 26.9876 | 497.2551 | 1.3132 | 0.072922 | 0.00062925 | 0.16265 | 0.48443 | {47DC31DB-63D1-4B41-9B4B-82351A2B9DE8} | 103441103 | JESSUP 1103 | 1540 | 40.4984 | -122.3248 | JESSUP 11031540 | 328 | 613 | 51190.2256 | 24454.6209 | 26735.6047 | 2468.2792 | 2104.9501 | 0.015731 | 0.0019744 | 1.8578 | 6.64 | 640 | 1.823 | 3116.5854 | 7567.7657 | 0
North Valley | 890 | 43 | 95.3745 | 814 | 289.3832 | 162 | 26.7635 | 228.3451 | 1121.4638 | 71.5444 | 56.5558 | 572.66 | 1.5112 | 0.13084 | 0.00061744 | 0.052826 | 0.32958 | {7F728486-5D30-4578-BA26-525DB688C650} | 102931102 | COTTONWOOD 1102 | circuit_breaker | 40.3969 | -122.2674 | COTTONWOOD 1102circuit_breaker | 505 | 695 | 71161.0822 | 37956.7799 | 33204.3024 | 25573.0555 | 16828.1751 | 0.10002 | 0.0074577 | 2.218 | 5.0247 | 652 | 21.1966 | 3114.7623 | 7583.6465 | 0
North Valley | 5352 | 34 | 51.1687 | 353 | 136.7563 | 92 | 35.133 | 2843.8354 | 18426.5354 | 1320.2916 | 23.3861 | 2250.1425 | 1.7424 | 0.096529 | 0.00061638 | 0.096317 | 0.37416 | {8FC5AABE-9067-41E2-B562-CCB95292040F} | 103571105 | TYLER 1105 | 1536 | 40.158 | -122.3539 | TYLER 11051536 | 84 | 62 | 35906.0445 | 28821.608 | 7084.4365 | 27372.4849 | 5970.6509 | 0.056707 | 0.0039071 | 1.505 | 3.837 | 654 | 8.8807 | 3093.5657 | 7600.6448 | 0
North Valley | 3510 | 1189 | 1577.2986 | 2603 | 2222.0356 | 441 | 8.0633 | 959.5578 | 14795.895 | 365.6207 | 4.3862 | 171.242 | 1.1835 | 0.029093 | 0.00060754 | 0.45678 | 0.70984 | {578FE3D8-350C-4FA5-8070-C7453CE4838E} | 103321101 | CEDAR CREEK 1101 | 1608 | 40.7859 | -121.9488 | CEDAR CREEK 11011608 | 300 | 234 | 67094.8518 | 53533.2272 | 13561.6246 | 53533.2272 | 13561.6246 | 0.26793 | 0.063632 | 1.3266 | 5.9025 | 661 | 12.83 | 3084.6851 | 7633.889 | 0
North Valley | 2700 | 1179 | 1655.7042 | 1967 | 2032.0391 | 303 | 10.1272 | 802.7638 | 4937.7926 | 83.5674 | 4.1173 | 298.952 | 1.2448 | 0.0026155 | 0.00060688 | 0.59939 | 0.8148 | {D9E3C410-A0BF-4EA8-96F2-E696EF9ADFFA} | 103601101 | WHITMORE 1101 | 45262 | 40.6173 | -121.9334 | WHITMORE 110145262 | 251 | 189 | 61043.2137 | 46035.1045 | 15008.1093 | 46035.1045 | 15008.1093 | 0.18388 | 0.034105 | 1.4043 | 6.4917 | 662 | 0.79248 | 3071.8551 | 7662.4768 | 0
North Valley | 8199 | 14 | 43.2033 | 225 | 90.1941 | 45 | 37.6918 | 296.0263 | 1321.4558 | 80.8453 | 42.0759 | 510.2164 | 1.4003 | 0.080522 | 0.00060149 | 0.062222 | 0.479 | {B2DB7CB9-0EE4-43E1-8597-CA558B8247E5} | 103261101 | ANDERSON 1101 | 2051 | 40.4188 | -122.2867 | ANDERSON 11012051 | 81 | 96 | 12418.4302 | 8575.0635 | 3843.3667 | 8118.8203 | 3843.3667 | 0.027067 | 0.0019635 | 3.086 | 5 | 669 | 3.6235 | 3071.0626 | 7667.5186 | 0
North Valley | 5927 | 258 | 482.4622 | 885 | 713.7709 | 111 | 32.8117 | 472.1392 | 2461.488 | 144.286 | 21.2661 | 268.049 | 1.356 | 0.04412 | 0.00060101 | 0.29153 | 0.67593 | {B3E100DA-AA63-42D1-94E1-A7F9E0DF29D9} | 102911107 | WYANDOTTE 1107 | 37472 | 39.4824 | -121.5036 | WYANDOTTE 110737472 | 231 | 208 | 37673.5477 | 24045.3707 | 13628.177 | 13224.7658 | 6003.8792 | 0.066712 | 0.0050287 | 1.87 | 7.973 | 670 | 4.8973 | 3067.4391 | 7675.7311 | 0
North Valley | 4578 | 143 | 281.8202 | 812 | 491.9364 | 98 | 13.3388 | 126.0544 | 678.2896 | 48.4803 | 17.1161 | 163.5393 | 1.3412 | 0.042859 | 0.00059034 | 0.17611 | 0.57288 | {1C2C814F-78D0-401D-8386-69906E2875F3} | 103401102 | GIRVAN 1102 | 80726 | 40.522 | -122.3336 | GIRVAN 110280726 | 372 | 437 | 50671.9174 | 29678.7126 | 20993.2048 | 10897.7797 | 6310.4303 | 0.057853 | 0.0068602 | 1.9708 | 8.2857 | 681 | 4.2002 | 3062.5418 | 7682.4987 | 0
North Valley | 7890 | 222 | 332.1943 | 727 | 506.6447 | 143 | 18.4349 | 844.8268 | 4861.0419 | 223.395 | 14.8563 | 402.8876 | 1.3808 | 0.054413 | 0.00058984 | 0.30536 | 0.65568 | {6925CBA3-93E0-44A7-B2DC-50805D93ECF4} | 103191101 | BANGOR 1101 | 31502 | 39.3864 | -121.4016 | BANGOR 110131502 | 141 | 86 | 26804.8794 | 19075.5291 | 7729.3503 | 19075.5291 | 7729.3503 | 0.084347 | 0.0097221 | 1.4964 | 5.0839 | 683 | 7.7811 | 3058.3416 | 7694.3446 | 0
North Valley | 2401 | 20 | 29.9728 | 43 | 42.8009 | 14 | 20.641 | 723.1341 | 6156.7852 | 214.315 | 10.3611 | 351.5078 | 1.5616 | 0.018353 | 0.00058529 | 0.46512 | 0.70028 | {8854FD88-45EB-44A4-AE38-EE1BF37E09D7} | 102541101 | VOLTA 1101 | 80454 | 40.4341 | -121.8714 | VOLTA 110180454 | 325 | 292 | 71849.0246 | 51726.8369 | 20122.1876 | 50010.0284 | 18900.802 | 0.0081941 | 0.00071078 | 1.4986 | 3.0714 | 686 | 0.25694 | 3050.5605 | 7725.4008 | 0
North Valley | 3263 | 131 | 130.9353 | 674 | 349.8998 | 77 | 21.098 | 228.0986 | 2711.5846 | 112.3299 | 1.1881 | 34.7979 | 1.0564 | 0.0030978 | 0.00058028 | 0.19436 | 0.37421 | {48E1615C-C71C-4D0B-8D4E-00E5F51687F9} | 102541102 | VOLTA 1102 | 97816 | 40.5351 | -121.7276 | VOLTA 110297816 | 89 | 74 | 12262.4116 | 8457.2763 | 3805.1353 | 8457.2763 | 3805.1353 | 0.044682 | 0.0040667 | 0.99951 | 8.7532 | 696 | 0.23853 | 3050.3036 | 7730.6528 | 0
North Valley | 466 | 227 | 792.8153 | 1878 | 1181.887 | 420 | 30.6839 | 941.8697 | 6767.381 | 385.1089 | 23.55 | 598.4017 | 1.4921 | 0.062652 | 0.00057747 | 0.12087 | 0.6708 | {DB1CB0BF-953F-4047-B280-2F768227CB6A} | 102931103 | COTTONWOOD 1103 | 1616 | 40.3561 | -122.3264 | COTTONWOOD 11031616 | 590 | 594 | 113625.6123 | 78749.1842 | 34876.4281 | 73500.8728 | 30035.3587 | 0.24254 | 0.018023 | 3.4926 | 4.4714 | 703 | 26.3137 | 3050.065 | 7776.2968 | 0
North Valley | 2841 | 526 | 977.5627 | 2056 | 1481.5684 | 267 | 27.542 | 592.8456 | 3275.2435 | 207.6515 | 19.477 | 340.7761 | 1.4755 | 0.038648 | 0.00056041 | 0.25584 | 0.65982 | {F4C4052A-4712-4518-990B-FE0E43960860} | 102911107 | WYANDOTTE 1107 | 1026 | 39.4568 | -121.4618 | WYANDOTTE 11071026 | 369 | 319 | 71399.7906 | 44780.2125 | 26619.578 | 34466.4557 | 18829.7136 | 0.14963 | 0.010174 | 1.8585 | 7.7004 | 722 | 10.319 | 3023.7514 | 7797.7005 | 0
North Valley | 2548 | 372 | 495.0369 | 1304 | 914.073 | 138 | 11.606 | 262.3886 | 3291.6952 | 93.0734 | 0.57181 | 14.9259 | 1.0193 | 0.0038943 | 0.00055186 | 0.28528 | 0.54157 | {2D79CCBE-1B8B-472A-B9BB-B34254CCD666} | 102541102 | VOLTA 1102 | 1504 | 40.4937 | -121.8736 | VOLTA 11021504 | 146 | 94 | 18445.4404 | 13357.6434 | 5087.797 | 13357.6434 | 5087.797 | 0.076157 | 0.011868 | 1.3307 | 9.4493 | 733 | 0.53742 | 3013.4324 | 7805.9956 | 0
North Valley | 2781 | 22 | 56.7274 | 101 | 79.7782 | 61 | 27.2158 | 81.7253 | 307.9517 | 26.1191 | 9.9588 | 77.9692 | 1.0859 | 0.0089554 | 0.00054536 | 0.21782 | 0.71106 | {18BCFDD7-AD26-4B95-9A8E-1B5EFFBCB7AF} | 103461101 | PANORAMA 1101 | 9092 | 40.4036 | -122.2335 | PANORAMA 11019092 | 527 | 436 | 57361.5092 | 32236.0251 | 25125.4841 | 16503.8389 | 8983.9154 | 0.033267 | 0.0023345 | 2.5785 | 1.6557 | 743 | 0.54628 | 3012.895 | 7816.2445 | 0
North Valley | 422 | 209 | 394.3193 | 1728 | 873.1647 | 281 | 22.8368 | 1229.2941 | 9801.3926 | 577.0588 | 15.1588 | 547.7733 | 1.4177 | 0.043122 | 0.00052552 | 0.12095 | 0.4516 | {0E682A09-C0D8-404A-8B27-2B967048024C} | 102931102 | COTTONWOOD 1102 | 1578 | 40.3885 | -122.4079 | COTTONWOOD 11021578 | 347 | 272 | 83467.5925 | 56401.1925 | 27066.4 | 45006.6873 | 24834.5106 | 0.14767 | 0.015299 | 1.8867 | 6.1495 | 764 | 12.1173 | 3012.3487 | 7844.1936 | 0
North Valley | 1012 | 645 | 792.0839 | 2412 | 1554.9939 | 204 | 15.7683 | 321.052 | 4331.5871 | 99.0831 | 1.3218 | 18.6745 | 1.0245 | 0.00040396 | 0.00050046 | 0.26741 | 0.50938 | {1E454211-6D5E-4E85-8098-0CF68E01A8DA} | 102541102 | VOLTA 1102 | 53130 | 40.4989 | -121.8385 | VOLTA 110253130 | 264 | 242 | 33320.65 | 22286.621 | 11034.029 | 22286.621 | 11034.029 | 0.10209 | 0.011545 | 1.228 | 11.8235 | 784 | 0.082407 | 3000.2313 | 7858.0336 | 0
North Valley | 6409 | 108 | 156.858 | 317 | 230.8907 | 53 | 27.7059 | 1338.4197 | 7404.4819 | 381.5048 | 13.8036 | 416.285 | 1.29 | 0.0272 | 0.00049847 | 0.34069 | 0.67936 | {154C476C-5A31-47D9-B01B-5C020A5462D1} | 103091102 | CLARK ROAD 1102 | 81296 | 39.6478 | -121.6298 | CLARK ROAD 110281296 | 161 | 133 | 34481.0957 | 21924.1005 | 12556.9951 | 10798.5955 | 5952.0867 | 0.026419 | 0.0024078 | 1.4524 | 5.9811 | 788 | 1.4416 | 3000.1489 | 7864.7395 | 0
North Valley | 5080 | 18 | 23.1024 | 180 | 82.6271 | 22 | 15.1252 | 2127.642 | 16071.6382 | 340.7826 | 3.2327 | 545.3515 | 1.5352 | 0.0065807 | 0.00049778 | 0.1 | 0.2796 | {34779DE5-8611-43F9-82BD-96A7D918E1B2} | 102541101 | VOLTA 1101 | 1568 | 40.4583 | -121.8673 | VOLTA 11011568 | 145 | 112 | 44205.3868 | 36682.0507 | 7523.3361 | 36682.0507 | 7523.3361 | 0.010951 | 0.0014065 | 1.2835 | 8.1818 | 790 | 0.14477 | 2998.7073 | 7887.5191 | 0
North Valley | 5104 | 0 | 0 | 73 | 18.627 | 21 | 27.7525 | 181.7788 | 671.9732 | 55.5194 | 25.0622 | 333.198 | 1.327 | 0.048375 | 0.00048405 | 0 | 0 | {ABE6F062-1CE8-44B2-8445-67D100174B10} | 103261101 | ANDERSON 1101 | 1752 | 40.4316 | -122.2918 | ANDERSON 11011752 | 57 | 41 | 9784.8006 | 7452.6013 | 2332.1993 | 5082.8869 | 538.9259 | 0.010165 | 0.00077653 |  | 3.4762 | 804 | 1.0159 | 2998.5626 | 7890.6756 | 0
North Valley | 9034 | 34 | 45.4228 | 110 | 80.6972 | 9 | 14.4069 | 53.5814 | 583.9839 | 9.5391 | 0.070059 | 2.4164 | 1.0005 | 0.00029152 | 0.00047805 | 0.30909 | 0.56288 | {54D27D9E-5ABC-4BF1-A8D9-EE091D3344C3} | 102541102 | VOLTA 1102 | 80982 | 40.4959 | -121.9103 | VOLTA 110280982 | 22 | 7 | 1106.4574 | 836.5231 | 269.9343 | 836.5231 | 269.9343 | 0.0043025 | 0.0010926 | 1.336 | 12.2222 | 813 | 0.0026237 | 2997.5467 | 7891.195 | 0
North Valley | 5137 | 409 | 764.0876 | 1233 | 1026.9547 | 211 | 10.3916 | 240.8335 | 2686.83 | 139.4762 | 9.3012 | 180.6133 | 1.2575 | 0.025716 | 0.00047215 | 0.33171 | 0.74403 | {2A2FAB19-EBE2-405E-9DCE-8FB9750FB831} | 103401101 | GIRVAN 1101 | 1636 | 40.5159 | -122.3824 | GIRVAN 11011636 | 303 | 218 | 41191.1792 | 29877.1164 | 11314.0628 | 24954.3397 | 10993.0784 | 0.099624 | 0.021124 | 1.8682 | 5.8436 | 821 | 5.4261 | 2997.5441 | 7906.6917 | 0
North Valley | 1140 | 738 | 1311.8953 | 2454 | 1974.8413 | 308 | 19.3385 | 142.7901 | 660.6048 | 30.1147 | 14.4659 | 109.7034 | 1.1796 | 0.023479 | 0.0004626 | 0.30073 | 0.6643 | {E0470028-6FEE-4E7A-BA03-DFBD06B93819} | 102911107 | WYANDOTTE 1107 | 77578 | 39.4832 | -121.5031 | WYANDOTTE 110777578 | 680 | 861 | 105369.0547 | 51812.8398 | 53556.2148 | 31530.7542 | 30457.677 | 0.14248 | 0.017593 | 1.7776 | 7.9675 | 843 | 7.2314 | 2992.1179 | 7926.2723 | 0
North Valley | 2297 | 16 | 26.1672 | 119 | 63.0005 | 18 | 5.7138 | 71.5234 | 383.4624 | 8.1377 | 10.3374 | 86.3092 | 1.0725 | 0.053846 | 0.00046038 | 0.13445 | 0.41535 | {232A469F-DE89-4EE3-AC4B-F74419E6464C} | 103441102 | JESSUP 1102 | circuit_breaker | 40.4616 | -122.3278 | JESSUP 1102circuit_breaker | 175 | 319 | 22373.067 | 8672.7914 | 13700.2756 | 1622.8923 | 2921.7214 | 0.0082868 | 0.0020384 | 1.6355 | 6.6111 | 845 | 0.96923 | 2984.8865 | 7927.2801 | 0
North Valley | 1731 | 60 | 118.9571 | 1008 | 353.9105 | 301 | 22.184 | 546.428 | 3617.8469 | 170.2027 | 26.016 | 624.6629 | 1.4216 | 0.059694 | 0.00045153 | 0.059524 | 0.33612 | {E9A98F80-2CD6-4193-969F-CD417879D03A} | 103541104 | RED BLUFF 1104 | 51238 | 40.2385 | -122.2597 | RED BLUFF 110451238 | 418 | 367 | 87550.541 | 63182.0088 | 24368.5322 | 63182.0088 | 24368.5322 | 0.13591 | 0.011408 | 1.9826 | 3.3488 | 859 | 17.968 | 2983.9173 | 7966.5161 | 0
North Valley | 5326 | 44 | 77.3951 | 218 | 126.9282 | 27 | 26.6985 | 164.4359 | 799.4558 | 50.3364 | 25.92 | 231.5567 | 1.3335 | 0.063562 | 0.00044683 | 0.20183 | 0.60975 | {A372AD67-1459-47B8-8964-55AFC8B0D599} | 102911109 | WYANDOTTE 1109 | circuit_breaker | 39.4915 | -121.5411 | WYANDOTTE 1109circuit_breaker | 254 | 430 | 35534.6898 | 15084.5037 | 20450.1862 | 3677.1991 | 2444.5703 | 0.012064 | 0.0012478 | 1.759 | 8.0741 | 867 | 1.7162 | 2965.9492 | 7968.7997 | 0
North Valley | 3896 | 302 | 372.406 | 1099 | 722.0648 | 87 | 11.3098 | 148.4879 | 1716.2216 | 29.8019 | 1.1201 | 15.7598 | 1.0123 | 0.0018698 | 0.00043991 | 0.2748 | 0.51575 | {B45A6841-43BC-4B7E-A835-22D4DCD838F8} | 102541102 | VOLTA 1102 | 1502 | 40.4948 | -121.873 | VOLTA 11021502 | 130 | 157 | 19104.9374 | 11858.7407 | 7246.1967 | 11858.7407 | 7246.1967 | 0.038272 | 0.0065248 | 1.2331 | 12.6322 | 882 | 0.16267 | 2964.2331 | 7976.1639 | 0
North Valley | 5356 | 741 | 1006.6954 | 1394 | 1387.7368 | 126 | 3.7828 | 731.2796 | 17285.8278 | 374.9738 | 1.9597 | 17.0632 | 1.0656 | 1.2227e-05 | 0.00043383 | 0.53156 | 0.72542 | {C5E3EE8D-D562-41BA-8596-EEF5987F2F11} | 103271101 | ANTLER 1101 | 1384 | 40.8937 | -122.3819 | ANTLER 11011384 | 226 | 432 | 29194.4316 | 14649.7542 | 14544.6774 | 14263.9901 | 14467.7672 | 0.054663 | 0.022993 | 1.3586 | 11.0635 | 887 | 0.0015406 | 2964.0704 | 7985.0219 | 0
North Valley | 5708 | 136 | 178.1274 | 235 | 230.1509 | 31 | 23.1609 | 334.0007 | 7764.9138 | 1076.275 | 0.69332 | 7.9697 | 1.9046 | 1.5672e-06 | 0.00043 | 0.57872 | 0.77396 | {59C7C56F-8F8D-453D-B2CA-2A56446D1413} | 102551101 | EAST QUINCY 1101 | 2452 | 39.935 | -120.91 | EAST QUINCY 11012452 | 236 | 740 | 43346.2252 | 13369.3596 | 29976.8656 | 2653.0626 | 2912.581 | 0.01333 | 0.00091679 | 1.3098 | 7.5806 | 890 | 4.8583e-05 | 2964.0689 | 7986.6694 | 0
North Valley | 3043 | 398 | 609.4255 | 1115 | 967.3457 | 151 | 5.002 | 182.8119 | 1552.1357 | 39.0933 | 1.494 | 33.0138 | 1.0768 | 0.0015116 | 0.00039855 | 0.35695 | 0.63 | {68FC6E44-EFD8-4B52-B283-8EF4B688F460} | 102041104 | NOTRE DAME 1104 | 2028 | 39.8391 | -121.7018 | NOTRE DAME 11042028 | 102 | 92 | 25354.0465 | 17363.4694 | 7990.5771 | 17363.4694 | 7990.5771 | 0.06018 | 0.019634 | 1.5312 | 7.3841 | 945 | 0.22824 | 2964.0688 | 7997.4521 | 0
North Valley | 86 | 65 | 224.931 | 951 | 476.0686 | 156 | 16.1567 | 566.9002 | 2950.7503 | 104.837 | 48.3745 | 1203.842 | 1.4997 | 0.12451 | 0.00039466 | 0.068349 | 0.47248 | {E58E84BF-2C2E-494E-AE66-0D141BD137C3} | 103571105 | TYLER 1105 | 1704 | 40.1553 | -122.2755 | TYLER 11051704 | 619 | 609 | 117058.0485 | 74221.1596 | 42836.8889 | 18219.6369 | 12069.9757 | 0.061566 | 0.0064154 | 3.4605 | 6.0962 | 951 | 19.4232 | 2963.8406 | 8008.7665 | 0
North Valley | 7386 | 22 | 69.7086 | 353 | 146.0689 | 82 | 21.4223 | 242.2161 | 1302.7749 | 95.494 | 35.3192 | 625.7471 | 1.5133 | 0.084485 | 0.00039454 | 0.062323 | 0.47723 | {737A9C64-4C75-4B29-81A5-32595FB9B2D8} | 103541101 | RED BLUFF 1101 | 76020 | 40.2103 | -122.2705 | RED BLUFF 110176020 | 204 | 156 | 37114.1263 | 23337.4414 | 13776.6849 | 14298.5591 | 8520.2828 | 0.032352 | 0.0031856 | 3.1686 | 4.3049 | 952 | 6.9278 | 2944.4173 | 8017.6459 | 0
North Valley | 4605 | 760 | 1194.7171 | 2534 | 1966.4874 | 355 | 6.9487 | 442.3957 | 7002.4526 | 134.9989 | 1.8931 | 53.4287 | 1.1994 | 0.0053954 | 0.00039141 | 0.29992 | 0.60754 | {C16C1929-96C3-43F4-BC03-230CA41480EC} | 102911103 | WYANDOTTE 1103 | 1508 | 39.5046 | -121.4527 | WYANDOTTE 11031508 | 336 | 179 | 56905.6699 | 43569.7992 | 13335.8707 | 43569.7992 | 13335.8707 | 0.13895 | 0.036579 | 1.572 | 7.138 | 956 | 1.9154 | 2937.4895 | 8044.7028 | 0
North Valley | 4337 | 52 | 99.7384 | 165 | 141.8977 | 19 | 12.6401 | 491.4691 | 2453.1991 | 126.18 | 6.9757 | 215.7136 | 1.3142 | 0.012996 | 0.00039103 | 0.31515 | 0.70289 | {FB82AB7C-AC69-4B2A-A438-BEFDB6C26140} | 103091102 | CLARK ROAD 1102 | 2094 | 39.6569 | -121.576 | CLARK ROAD 11022094 | 30 | 1 | 5553.0721 | 5527.8648 | 25.2072 | 5527.8648 | 25.2072 | 0.0074296 | 0.00092593 | 1.918 | 8.6842 | 957 | 0.24692 | 2935.5742 | 8048.1356 | 0
North Valley | 3223 | 12 | 25.5799 | 171 | 68.2282 | 35 | 10.0338 | 197.3484 | 775.2394 | 18.6113 | 24.5824 | 727.4241 | 1.4831 | 0.086668 | 0.00037894 | 0.070175 | 0.37492 | {38F7B678-11EB-498C-AD48-774BD4B8786F} | 103261103 | ANDERSON 1103 | 1600 | 40.4764 | -122.243 | ANDERSON 11031600 | 140 | 152 | 26459.6908 | 17298.4129 | 9161.2779 | 4989.8706 | 2292.2732 | 0.013263 | 0.0016496 | 2.1317 | 4.8857 | 970 | 3.0334 | 2935.3272 | 8051.2343 | 0
North Valley | 6595 | 966 | 1718.8136 | 1384 | 1849.9236 | 227 | 7.4109 | 614.2949 | 4093.259 | 62.2698 | 9.3889 | 251.1952 | 1.2468 | 0.010657 | 0.00036834 | 0.69798 | 0.92913 | {1A40C8BC-051A-4DE6-8C9D-412DD5FF54A2} | 103351101 | DESCHUTES 1101 | 1654 | 40.5019 | -122.0408 | DESCHUTES 11011654 | 215 | 219 | 44717.8899 | 28373.2901 | 16344.5999 | 28373.2901 | 16344.5999 | 0.083614 | 0.018755 | 1.7793 | 6.0969 | 986 | 2.4192 | 2932.2938 | 8068.8541 | 0
North Valley | 6039 | 172 | 314.8227 | 818 | 538.0956 | 110 | 17.9506 | 150.6512 | 789.1488 | 35.3276 | 17.29 | 100.0631 | 1.158 | 0.018609 | 0.00035763 | 0.21027 | 0.58507 | {B74488FF-9B39-410B-9AAC-30106EC9509F} | 102911107 | WYANDOTTE 1107 | 96390 | 39.4921 | -121.4557 | WYANDOTTE 110796390 | 207 | 252 | 33201.8595 | 16389.5684 | 16812.2911 | 13317.923 | 13741.73 | 0.039339 | 0.0045424 | 1.8304 | 7.4364 | 1003 | 2.047 | 2929.8746 | 8077.1245 | 0
North Valley | 2963 | 163 | 234.6642 | 446 | 321.5683 | 69 | 8.5917 | 240.5001 | 1093.7779 | 15.6117 | 43.221 | 372.6762 | 1.3664 | 0.13588 | 0.0003564 | 0.36547 | 0.72975 | {1467DC6C-6C30-498B-9696-60E37D99774A} | 103351104 | DESCHUTES 1104 | 1582 | 40.5725 | -122.2381 | DESCHUTES 11041582 | 256 | 241 | 39154.068 | 24249.9571 | 14904.1109 | 9068.1485 | 3062.9838 | 0.024592 | 0.0058065 | 1.4397 | 6.4638 | 1005 | 9.3758 | 2927.8277 | 8082.7559 | 0
North Valley | 9470 | 42 | 55.0071 | 219 | 130.197 | 26 | 8.7739 | 218.9727 | 2409.3017 | 29.4258 | 0.40376 | 40.6146 | 1.0099 | 0.0024979 | 0.00035603 | 0.19178 | 0.42249 | {DC239059-B1DA-4C89-A482-3310C8764DA5} | 102541102 | VOLTA 1102 | circuit_breaker | 40.4594 | -121.8676 | VOLTA 1102circuit_breaker | 36 | 13 | 5670.844 | 5307.8332 | 363.0108 | 5307.8332 | 363.0108 | 0.0092569 | 0.0021586 | 1.3097 | 8.4231 | 1006 | 0.064946 | 2918.4519 | 8086.052 | 0
North Valley | 7576 | 111 | 205.085 | 392 | 316.6393 | 57 | 5.6997 | 47.6453 | 386.7621 | 22.7246 | 4.4436 | 41.7536 | 1.0245 | 0.0020204 | 0.00034106 | 0.28316 | 0.64769 | {05FAE411-CB1F-4ADD-9163-2A2B0A61C7F7} | 103561101 | STILLWATER 1101 | circuit_breaker | 40.6779 | -122.3498 | STILLWATER 1101circuit_breaker | 68 | 54 | 9825.3206 | 6895.2449 | 2930.0756 | 6237.7847 | 2930.0756 | 0.019441 | 0.0058263 | 1.8476 | 6.8772 | 1026 | 0.11516 | 2918.3869 | 8089.9257 | 0
North Valley | 2512 | 88 | 122.9133 | 305 | 183.7954 | 93 | 23.2965 | 799.0678 | 5144.5219 | 258.6595 | 17.7302 | 655.2408 | 1.386 | 0.046411 | 0.00033618 | 0.28852 | 0.66875 | {E7F7F25C-AE9C-459D-9EB5-32BCE8602EF6} | 102931103 | COTTONWOOD 1103 | 35470 | 40.3732 | -122.2826 | COTTONWOOD 110335470 | 308 | 113 | 43306.9123 | 40111.3744 | 3195.5379 | 31917.2696 | 2830.0893 | 0.031265 | 0.0043709 | 1.3967 | 3.2796 | 1040 | 4.3162 | 2918.2718 | 8109.7463 | 0
North Valley | 2060 | 127 | 136.7812 | 405 | 262.4934 | 40 | 14.299 | 102.2051 | 1183.6789 | 23.9635 | 0.65852 | 17.9972 | 1.0101 | 0.00027985 | 0.00033525 | 0.31358 | 0.52108 | {16F7FCB4-7137-4ADD-B98B-6145D8BC444D} | 102541102 | VOLTA 1102 | 1648 | 40.5069 | -121.8183 | VOLTA 11021648 | 104 | 172 | 14953.1937 | 6728.2286 | 8224.9651 | 6728.2286 | 8224.9651 | 0.01341 | 0.0018812 | 1.077 | 10.125 | 1042 | 0.011194 | 2913.9556 | 8113.9245 | 0
North Valley | 9262 | 10 | 21.7637 | 18 | 24.1692 | 4 | 24.5551 | 26.6873 | 117.6424 | 5.7737 | 6.6991 | 67.4356 | 1.1233 | 0.0049535 | 0.00033445 | 0.55556 | 0.90047 | {4F1FF48F-FF8A-488F-A383-0E93A88F3890} | 103521103 | OREGON TRAIL 1103 | 46860 | 40.6171 | -122.334 | OREGON TRAIL 110346860 | 26 | 1 | 5356.1828 | 5350.0868 | 6.096 | 1140.2586 | 0 | 0.0013378 | 0.00011137 | 2.1764 | 4.5 | 1045 | 0.019814 | 2913.9444 | 8114.6326 | 0
North Valley | 5770 | 5 | 5.9197 | 16 | 10.7458 | 4 | 30.4417 | 1774.191 | 11996.8389 | 365.1647 | 3.4635 | 406.4018 | 1.2196 | 0.0099935 | 0.00032933 | 0.3125 | 0.55089 | {4C7176B3-82BB-4EC7-9074-E6E03166E224} | 102041104 | NOTRE DAME 1104 | circuit_breaker | 39.7301 | -121.7961 | NOTRE DAME 1104circuit_breaker | 158 | 83 | 15272.1384 | 11050.043 | 4222.0954 | 1372.1379 | 32.3225 | 0.0013173 | 0.00021036 | 1.1839 | 4 | 1057 | 0.039974 | 2913.9246 | 8115.4847 | 0
North Valley | 1751 | 105 | 150.2791 | 263 | 225.1261 | 107 | 9.1825 | 1585.0189 | 32189.1669 | 573.8515 | 0.14732 | 227.1607 | 1.4428 | 0.0066952 | 0.00032166 | 0.39924 | 0.66753 | {107EABE7-3B5B-4826-B3E5-C69B941080D5} | 102211101 | BUCKS CREEK 1101 | circuit_breaker | 39.9114 | -121.3271 | BUCKS CREEK 1101circuit_breaker | 68 | 34 | 32196.4584 | 31149.9295 | 1046.5289 | 31149.9295 | 1046.5289 | 0.034417 | 0.0046556 | 1.4312 | 2.4579 | 1070 | 0.71638 | 2913.8846 | 8134.8289 | 0
North Valley | 5590 | 104 | 180.167 | 482 | 345.0048 | 59 | 17.8254 | 674.2973 | 4586.9762 | 205.5249 | 4.235 | 131.8533 | 1.2142 | 0.0014605 | 0.00031585 | 0.21577 | 0.52222 | {DBD4B653-AFBF-40EB-8724-1790AF913C8C} | 103091102 | CLARK ROAD 1102 | 2070 | 39.6565 | -121.5762 | CLARK ROAD 11022070 | 116 | 55 | 20642.2086 | 17647.3936 | 2994.8149 | 15820.4099 | 2982.6229 | 0.018635 | 0.0026165 | 1.7324 | 8.1695 | 1090 | 0.086172 | 2913.1682 | 8144.6533 | 0
North Valley | 1336 | 2 | 3.7899 | 31 | 10.8472 | 10 | 13.4104 | 134.1716 | 445.441 | 14.1628 | 48.8796 | 890.0033 | 1.6544 | 0.13953 | 0.00031447 | 0.064516 | 0.34939 | {9D2C06EE-ACC3-496B-9742-675775229618} | 103541105 | RED BLUFF 1105 | 1564 | 40.2052 | -122.2077 | RED BLUFF 11051564 | 269 | 288 | 31652.1248 | 17079.3867 | 14572.7381 | 1829.5964 | 1072.6957 | 0.0031447 | 0.00061657 | 1.8949 | 3.1 | 1095 | 1.3953 | 2913.082 | 8145.7895 | 0
North Valley | 3724 | 271 | 440.0412 | 848 | 621.6249 | 150 | 7.3752 | 325.2799 | 1304.9714 | 24.8109 | 25.1367 | 777.7153 | 1.4693 | 0.11922 | 0.00030692 | 0.31958 | 0.70789 | {53F1163A-2879-44DA-A8DC-132948A94C1B} | 103351101 | DESCHUTES 1101 | 1380 | 40.5607 | -122.1889 | DESCHUTES 11011380 | 301 | 288 | 57729.1725 | 37711.3658 | 20017.8067 | 27539.9827 | 11316.7995 | 0.046039 | 0.010059 | 1.6238 | 5.6533 | 1105 | 17.8832 | 2911.6867 | 8162.8918 | 0
North Valley | 84 | 326 | 680.535 | 1259 | 914.9265 | 317 | 12.6563 | 803.5313 | 5234.6282 | 183.678 | 17.8205 | 650.6451 | 1.2606 | 0.040685 | 0.00030416 | 0.25894 | 0.74381 | {789DE4DB-ACCC-46BB-B059-D9142CE79F75} | 103331101 | CORNING 1101 | 85152 | 40.0157 | -122.4005 | CORNING 110185152 | 378 | 617 | 53501.6144 | 37238.3316 | 16263.2828 | 37238.3316 | 16263.2828 | 0.096418 | 0.015167 | 2.0875 | 3.9716 | 1112 | 12.8973 | 2893.8035 | 8186.0168 | 0
North Valley | 7733 | 199 | 340.5584 | 731 | 488.3767 | 152 | 15.9656 | 951.6164 | 5841.186 | 381.7978 | 12.4307 | 331.7229 | 1.3241 | 0.018089 | 0.0003025 | 0.27223 | 0.69733 | {C9648835-EB5A-442A-856F-5456F572C3DC} | 103191101 | BANGOR 1101 | circuit_breaker | 39.3877 | -121.4033 | BANGOR 1101circuit_breaker | 225 | 204 | 46265.3946 | 34104.446 | 12160.9486 | 28650.9927 | 10889.924 | 0.045979 | 0.0076148 | 1.7113 | 4.8092 | 1115 | 2.7495 | 2880.9062 | 8203.8091 | 0
North Valley | 4876 | 479 | 793.4215 | 1457 | 1100.8885 | 264 | 9.4714 | 835.5485 | 5437.5079 | 140.8599 | 10.0678 | 372.1371 | 1.1971 | 0.02471 | 0.00029547 | 0.32876 | 0.72071 | {0C0482CD-DD8D-411C-9735-C68EC442433B} | 103521103 | OREGON TRAIL 1103 | 1448 | 40.6477 | -122.2216 | OREGON TRAIL 11031448 | 293 | 210 | 63315.1998 | 49370.4838 | 13944.716 | 49370.4838 | 13944.716 | 0.078004 | 0.017859 | 1.6564 | 5.5189 | 1134 | 6.5234 | 2878.1568 | 8234.4682 | 0
North Valley | 8070 | 15 | 28.4574 | 208 | 79.8889 | 57 | 17.8097 | 364.6773 | 2397.5826 | 142.2941 | 8.0868 | 265.8507 | 1.2748 | 0.0136 | 0.00029372 | 0.072115 | 0.35621 | {D6DFAF59-685A-49A8-AAFF-CFC87952A858} | 103541104 | RED BLUFF 1104 | 1302 | 40.2058 | -122.2533 | RED BLUFF 11041302 | 144 | 94 | 29347.4953 | 22589.5236 | 6757.9717 | 21098.7836 | 6442.5334 | 0.016742 | 0.002583 | 1.8972 | 3.6491 | 1141 | 0.77517 | 2871.6334 | 8247.5705 | 0
North Valley | 3011 | 54 | 71.8983 | 85 | 89.8529 | 16 | 2.2274 | 72.4274 | 841.8227 | 7.9152 | 9.6015 | 25.3308 | 1.021 | 1.1717e-05 | 0.00029292 | 0.63529 | 0.80018 | {5E7DC64A-0B4A-4299-87CB-EE1D39916B3F} | 103271101 | ANTLER 1101 | circuit_breaker | 40.8947 | -122.3808 | ANTLER 1101circuit_breaker | 43 | 14 | 2966.6041 | 2574.4725 | 392.1316 | 2574.4725 | 392.1316 | 0.0046868 | 0.0028221 | 1.3314 | 5.3125 | 1143 | 0.00018747 | 2870.8582 | 8249.1693 | 0
North Valley | 9283 | 8 | 19.4608 | 92 | 44.9066 | 19 | 22.1222 | 152.9542 | 702.4587 | 24.4682 | 25.1564 | 346.9813 | 1.6036 | 0.045542 | 0.00029181 | 0.086957 | 0.43336 | {81BB6A5C-2DB9-49AA-A7A4-75F68838201B} | 102911109 | WYANDOTTE 1109 | 32586 | 39.4631 | -121.5149 | WYANDOTTE 110932586 | 22 | 6 | 2721.7238 | 2438.1505 | 283.5734 | 2312.4178 | 283.5734 | 0.0055444 | 0.00078902 | 2.4326 | 4.8421 | 1149 | 0.86529 | 2870.858 | 8250.6053 | 0
North Valley | 3191 | 58 | 90.1987 | 410 | 213.7727 | 56 | 4.8485 | 31.2576 | 155.5513 | 2.7406 | 19.725 | 176.1613 | 1.2981 | 0.057704 | 0.00028693 | 0.14146 | 0.42194 | {87B1630C-320C-4426-9018-625251B99E73} | 103261103 | ANDERSON 1103 | circuit_breaker | 40.4497 | -122.3047 | ANDERSON 1103circuit_breaker | 431 | 568 | 60215.3064 | 33602.3141 | 26612.9923 | 5997.7664 | 5012.1515 | 0.016068 | 0.0054137 | 1.5552 | 7.3214 | 1156 | 3.2314 | 2869.9927 | 8254.3299 | 0
North Valley | 4569 | 371 | 686.9137 | 953 | 895.9277 | 139 | 11.5954 | 40.5381 | 172.0254 | 5.6693 | 11.7607 | 64.1465 | 1.1331 | 0.018142 | 0.00028605 | 0.3893 | 0.76671 | {260D122D-D38C-484D-AE9F-D25E4FA8C6F8} | 102911103 | WYANDOTTE 1103 | 1504 | 39.5047 | -121.4985 | WYANDOTTE 11031504 | 368 | 415 | 45421.4614 | 23694.4018 | 21727.0595 | 16411.1206 | 15842.5971 | 0.039762 | 0.007553 | 1.8515 | 6.8561 | 1159 | 2.5217 | 2866.7613 | 8264.5212 | 0
North Valley | 3198 | 111 | 178.6475 | 207 | 225.8551 | 27 | 27.21 | 1107.0298 | 17535.2375 | 1388.9525 | 0.97845 | 27.5703 | 1.0411 | 0.0010464 | 0.00028178 | 0.53623 | 0.79098 | {13C79B20-35FA-46F6-90D1-7123E115130F} | 103132101 | CRESCENT MILLS 2101 | circuit_breaker | 40.0938 | -120.9109 | CRESCENT MILLS 2101circuit_breaker | 112 | 168 | 15244.7508 | 9131.4478 | 6113.303 | 3593.1531 | 2269.6701 | 0.0076082 | 0.00047154 | 1.6094 | 7.6667 | 1170 | 0.028253 | 2864.2395 | 8266.7525 | 0
North Valley | 8921 | 68 | 129.8421 | 161 | 152.2509 | 56 | 6.77 | 2158.2178 | 17439.7314 | 315.3551 | 11.0753 | 1169.8647 | 1.7036 | 0.058979 | 0.00028136 | 0.42236 | 0.85282 | {93B1D857-8A90-4B8A-BADD-0500DBB7E745} | 102781101 | ELK CREEK 1101 | 2032 | 39.3759 | -122.5504 | ELK CREEK 11012032 | 65 | 55 | 19688.5308 | 15248.6713 | 4439.8595 | 13755.3854 | 4439.8595 | 0.015756 | 0.0042001 | 1.9094 | 2.875 | 1173 | 3.3028 | 2864.2113 | 8275.2946 | 0
North Valley | 2436 | 1260 | 1567.3287 | 3016 | 2396.5278 | 367 | 5.2485 | 2306.685 | 53995.815 | 444.5567 | 1.6644 | 65.343 | 1.1308 | 0.018875 | 0.00027475 | 0.41777 | 0.654 | {383E38F1-9CAC-409E-B20B-DAC5E1331447} | 103321101 | CEDAR CREEK 1101 | 1656 | 40.8458 | -121.9095 | CEDAR CREEK 11011656 | 261 | 266 | 63628.849 | 51035.8707 | 12592.9783 | 51035.8707 | 12592.9783 | 0.10083 | 0.033706 | 1.2439 | 8.218 | 1189 | 6.9273 | 2860.9085 | 8306.9879 | 0
North Valley | 6718 | 215 | 319.5765 | 428 | 391.4311 | 77 | 7.9353 | 1619.5883 | 11264.8477 | 263.47 | 7.573 | 439.1156 | 1.3444 | 0.015714 | 0.00027259 | 0.50234 | 0.81643 | {D9A2A699-962C-4607-98AB-EA01299FAAB8} | 102971111 | SYCAMORE CREEK 1111 | circuit_breaker | 39.7688 | -121.824 | SYCAMORE CREEK 1111circuit_breaker | 275 | 164 | 40622.3978 | 28716.7912 | 11905.6066 | 12547.7716 | 6652.9502 | 0.020989 | 0.0046631 | 1.4864 | 5.5584 | 1195 | 1.21 | 2853.9812 | 8314.7801 | 0
North Valley | 6432 | 48 | 95.7276 | 156 | 133.0204 | 44 | 10.4549 | 1176.9335 | 6990.906 | 167.3451 | 36.7511 | 1537.8267 | 1.316 | 0.081472 | 0.00027194 | 0.30769 | 0.71965 | {0237A482-F336-4387-BDDB-C855D376A309} | 103331101 | CORNING 1101 | 82846 | 40.0149 | -122.3976 | CORNING 110182846 | 90 | 157 | 14961.1843 | 8126.0049 | 6835.1794 | 7599.2356 | 6175.1189 | 0.011966 | 0.0019906 | 1.9943 | 3.5455 | 1199 | 3.5848 | 2852.7712 | 8319.4992 | 0
North Valley | 2237 | 1155 | 1718.7441 | 2574 | 2234.479 | 428 | 5.0927 | 340.9208 | 1864.7173 | 21.1729 | 14.3661 | 494.2324 | 1.3097 | 0.047811 | 0.00026594 | 0.44872 | 0.76919 | {064EA007-8A62-40F7-BDB2-55C9C2572F4C} | 103351101 | DESCHUTES 1101 | 1580 | 40.5648 | -122.1913 | DESCHUTES 11011580 | 509 | 405 | 122995.8255 | 79522.8496 | 43472.9759 | 74786.9655 | 39390.9316 | 0.11382 | 0.042005 | 1.4881 | 6.014 | 1207 | 20.4631 | 2849.1864 | 8365.9419 | 1
North Valley | 1087 | 50 | 67.0499 | 160 | 107.8283 | 28 | 4.6434 | 160.1901 | 696.5607 | 8.2746 | 3.7887 | 92.1038 | 1.0692 | 0.0078783 | 0.00026406 | 0.3125 | 0.62182 | {4EADDDA4-9026-4CB9-B9C4-03D97B5E8FF0} | 103191101 | BANGOR 1101 | 1958 | 39.3568 | -121.3667 | BANGOR 11011958 | 532 | 401 | 78091.4744 | 54026.2311 | 24065.2432 | 54026.2311 | 24065.2432 | 0.0073937 | 0.0021434 | 1.341 | 5.7143 | 1210 | 0.22059 | 2828.7233 | 8399.4922 | 0
North Valley | 258 | 52 | 77.2744 | 188 | 110.8386 | 54 | 14.2849 | 804.4373 | 3509.5273 | 77.5383 | 14.359 | 780.0261 | 1.5177 | 0.013726 | 0.00026298 | 0.2766 | 0.69718 | {CF12C406-6CA2-4C76-9872-006022544058} | 103091102 | CLARK ROAD 1102 | 2584 | 39.647 | -121.6345 | CLARK ROAD 11022584 | 98 | 69 | 21095.2204 | 15088.9555 | 6006.2649 | 13236.8465 | 5751.5685 | 0.014201 | 0.0017768 | 1.486 | 3.4815 | 1214 | 0.74119 | 2828.5027 | 8407.7123 | 0
North Valley | 2811 | 249 | 290.2731 | 457 | 380.9562 | 67 | 5.7381 | 932.6848 | 20072.977 | 353.0927 | 1.5468 | 27.5623 | 1.0421 | 0.00027559 | 0.00026157 | 0.54486 | 0.76196 | {06EBCEE6-C636-4CF7-B3B5-D5C157499FDB} | 101321101 | PIT NO 5 1101 | 1660 | 40.9966 | -121.9188 | PIT NO 5 11011660 | 76 | 69 | 10253.0692 | 7855.6791 | 2397.3901 | 7855.6791 | 2397.3901 | 0.017525 | 0.0056485 | 1.1658 | 6.8209 | 1223 | 0.018465 | 2827.7615 | 8412.5907 | 0
North Valley | 899 | 221 | 440.4011 | 1088 | 696.0943 | 98 | 6.5045 | 42.3624 | 172.3241 | 2.1689 | 6.994 | 51.2612 | 1.1137 | 0.0060958 | 0.00025876 | 0.20312 | 0.63267 | {C09D41C2-6107-4911-B847-897C1DB6C91E} | 102911105 | WYANDOTTE 1105 | 329930 | 39.5184 | -121.5401 | WYANDOTTE 1105329930 | 217 | 455 | 35662.1174 | 16828.9727 | 18833.1447 | 9878.9278 | 6996.558 | 0.025359 | 0.0064363 | 1.9928 | 11.102 | 1231 | 0.59739 | 2827.743 | 8418.7255 | 0
North Valley | 2906 | 1136 | 1717.5039 | 2093 | 2206.3525 | 294 | 5.0842 | 376.3342 | 2971.9921 | 38.188 | 2.2799 | 116.8346 | 1.1675 | 0.0030497 | 0.00025393 | 0.54276 | 0.77844 | {9FD8CC5B-B764-4FC0-90D0-B9293DA570EE} | 102971111 | SYCAMORE CREEK 1111 | 2014 | 39.8317 | -121.8444 | SYCAMORE CREEK 11112014 | 249 | 232 | 60859.5235 | 36436.0286 | 24423.4949 | 36180.8061 | 24039.2234 | 0.074654 | 0.022848 | 1.5119 | 7.119 | 1239 | 0.89661 | 2827.1456 | 8441.1938 | 0
North Valley | 1020 | 77 | 111.1289 | 158 | 152.8452 | 20 | 10.8237 | 967.93 | 25646.9655 | 394.3024 | 0.86048 | 12.5515 | 1.6 | 1.8927e-06 | 0.00024879 | 0.48734 | 0.72707 | {248F09B8-1D5D-4034-96B7-C372BB4594AA} | 103021101 | GANSNER 1101 | 52664 | 39.9392 | -120.9474 | GANSNER 110152664 | 178 | 541 | 28003.7102 | 7524.9818 | 20478.7284 | 1440.8216 | 3198.089 | 0.0049758 | 0.00063839 | 1.4432 | 7.9 | 1254 | 3.7855e-05 | 2826.249 | 8442.0885 | 0
North Valley | 4039 | 714 | 1109.0151 | 1872 | 1532.8945 | 286 | 12.2128 | 1568.5716 | 13212.1614 | 457.0949 | 8.5074 | 837.3823 | 1.5571 | 0.038804 | 0.0002482 | 0.38141 | 0.72348 | {82F08C11-2D8C-48A8-99CC-7F0954F836A6} | 103401101 | GIRVAN 1101 | 323094 | 40.4984 | -122.5727 | GIRVAN 1101323094 | 239 | 206 | 78433.4178 | 58215.1727 | 20218.2451 | 58215.1727 | 20218.2451 | 0.070985 | 0.014234 | 1.5532 | 6.5455 | 1255 | 11.098 | 2826.249 | 8478.2401 | 0
North Valley | 6140 | 825 | 1735.404 | 1563 | 2062.2996 | 142 | 6.1283 | 1659.4607 | 34860.5029 | 682.5647 | 0.0096597 | 18.8315 | 1.0528 | 0.0041839 | 0.00023792 | 0.52783 | 0.84149 | {A0DF0310-E76F-4503-848A-EC07BD6D9878} | 103031102 | ORO FINO 1102 | 2040 | 39.935 | -121.6468 | ORO FINO 11022040 | 28 | 6 | 15020.7329 | 14724.8662 | 295.8667 | 14724.8662 | 295.8667 | 0.033785 | 0.0089723 | 2.1035 | 11.007 | 1283 | 0.59411 | 2815.151 | 8487.3843 | 0
North Valley | 1852 | 269 | 522.6793 | 963 | 727.6481 | 205 | 10.8349 | 66.5376 | 477.5122 | 34.6779 | 12.0012 | 140.6177 | 1.6562 | 0.015243 | 0.00023747 | 0.27934 | 0.71831 | {C5CBE785-E536-4CC4-8B58-7E4F16DB8A71} | 103521102 | OREGON TRAIL 1102 | 49144 | 40.6589 | -122.341 | OREGON TRAIL 110249144 | 267 | 356 | 49923.5305 | 34141.3008 | 15782.2297 | 28540.0535 | 15777.0665 | 0.048682 | 0.007965 | 1.943 | 4.6976 | 1286 | 3.1249 | 2814.5569 | 8505.1076 | 0
North Valley | 7528 | 149 | 290.9187 | 773 | 536.8779 | 133 | 7.6911 | 286.6457 | 2907.4103 | 64.9936 | 1.5602 | 75.7478 | 1.1574 | 5.1296e-05 | 0.00023661 | 0.19276 | 0.54187 | {A1256FE3-B033-4F99-92CE-F0CE386BDB02} | 103091102 | CLARK ROAD 1102 | 2068 | 39.6983 | -121.571 | CLARK ROAD 11022068 | 116 | 77 | 25186.4794 | 17243.1435 | 7943.3359 | 16704.4746 | 7943.3359 | 0.031469 | 0.009004 | 1.9525 | 5.812 | 1290 | 0.0068224 | 2811.432 | 8515.4811 | 0
North Valley | 2210 | 1 | 1.945 | 13 | 6.0012 | 5 | 25.1551 | 41.3654 | 93.1017 | 2.342 | 5.8956 | 78.6614 | 1.2146 | 0.00081142 | 0.0002335 | 0.076923 | 0.3241 | {7E65FB86-04AD-4769-9FF1-1417B3FD7311} | 102911110 | WYANDOTTE 1110 | 1952 | 39.499 | -121.5301 | WYANDOTTE 11101952 | 206 | 702 | 43160.7297 | 13999.1345 | 29161.5951 | 417.0111 | 153.9474 | 0.0011675 | 0.00023604 | 1.945 | 2.6 | 1302 | 0.0040571 | 2811.4252 | 8515.7401 | 0
North Valley | 888 | 63 | 113.4286 | 157 | 142.9125 | 53 | 11.3741 | 3191.3806 | 18605.9282 | 328.3425 | 20.2129 | 2547.8488 | 1.7346 | 0.060656 | 0.0002202 | 0.40127 | 0.79369 | {3333A9F4-A222-4545-831F-9DC4F4A4E477} | 103331102 | CORNING 1102 | 90036 | 39.9149 | -122.4287 | CORNING 110290036 | 120 | 82 | 24689.3486 | 22997.6015 | 1691.7471 | 19887.703 | 1559.6427 | 0.011671 | 0.0016552 | 1.8005 | 2.9623 | 1343 | 3.2148 | 2811.4211 | 8528.0904 | 0
North Valley | 3964 | 323 | 451.066 | 982 | 787.7137 | 88 | 3.0199 | 139.8019 | 1193.7541 | 10.1217 | 1.8671 | 35.9728 | 1.0398 | 0.004802 | 0.00021837 | 0.32892 | 0.57263 | {E0835FD3-053C-4202-87EB-465B52D17969} | 103601101 | WHITMORE 1101 | circuit_breaker | 40.6291 | -121.9158 | WHITMORE 1101circuit_breaker | 117 | 87 | 14358.2278 | 9527.4078 | 4830.82 | 9527.4078 | 4830.82 | 0.019216 | 0.010314 | 1.3965 | 11.1591 | 1347 | 0.42258 | 2808.2063 | 8534.0069 | 0
North Valley | 6299 | 110 | 177.1064 | 223 | 233.2864 | 33 | 3.4556 | 36.7996 | 301.0347 | 9.3955 | 1.646 | 32.0272 | 1.0475 | 0.00033666 | 0.00021457 | 0.49327 | 0.75918 | {6FBCFF19-8461-4946-AD7D-C380516CF011} | 103091102 | CLARK ROAD 1102 | 47006 | 39.6987 | -121.5742 | CLARK ROAD 110247006 | 101 | 95 | 14376.2888 | 7271.2685 | 7105.0203 | 7271.2685 | 7105.0203 | 0.0070809 | 0.00302 | 1.6101 | 6.7576 | 1364 | 0.01111 | 2807.7837 | 8538.5223 | 0
North Valley | 1065 | 36 | 58.6119 | 115 | 91.4986 | 41 | 6.7027 | 967.8473 | 6075.6792 | 71.9214 | 6.7018 | 500.7807 | 1.5118 | 0.0071754 | 0.00021434 | 0.31304 | 0.64058 | {62022298-C96E-4026-AE43-0F12DB277F1C} | 103091102 | CLARK ROAD 1102 | 2044 | 39.6514 | -121.5888 | CLARK ROAD 11022044 | 87 | 49 | 22483.1626 | 20142.1338 | 2341.0288 | 13144.9091 | 1030.9587 | 0.008788 | 0.0019908 | 1.6281 | 2.8049 | 1366 | 0.29419 | 2807.7726 | 8546.6853 | 0
North Valley | 1805 | 479 | 533.7157 | 2975 | 1706.7902 | 291 | 11.3516 | 498.6962 | 7322.5831 | 222.3681 | 1.3119 | 31.6028 | 1.0614 | 0.0035458 | 0.00021222 | 0.16101 | 0.3127 | {FEE27DB0-3817-4D7E-9EF5-189449263C1D} | 102541102 | VOLTA 1102 | 1650 | 40.517 | -121.7462 | VOLTA 11021650 | 204 | 239 | 46137.1161 | 34674.2454 | 11462.8707 | 34674.2454 | 11462.8707 | 0.061756 | 0.010035 | 1.1142 | 10.2234 | 1374 | 1.0318 | 2807.4784 | 8568.218 | 0
North Valley | 8090 | 19 | 30.9876 | 81 | 54.6513 | 47 | 9.7485 | 2802.6783 | 23480.2839 | 348.9237 | 15.3809 | 1643.4484 | 1.7385 | 0.078846 | 0.00020859 | 0.23457 | 0.56701 | {9C349921-70C5-4A1B-82FC-D82E641B2142} | 102781101 | ELK CREEK 1101 | 2106 | 39.6064 | -122.5416 | ELK CREEK 11012106 | 72 | 34 | 22285.0947 | 21303.4581 | 981.6366 | 21303.4581 | 981.6366 | 0.0098035 | 0.0019821 | 1.6309 | 1.7234 | 1384 | 3.7058 | 2806.4466 | 8581.4475 | 0
North Valley | 7175 | 80 | 161.3362 | 435 | 323.8765 | 49 | 14.2013 | 523.3377 | 10259.3474 | 286.1863 | 0.23316 | 26.4396 | 1.0428 | 0.00053172 | 0.00020346 | 0.18391 | 0.49814 | {40490190-B706-4F2D-B025-20A71CF73A68} | 102211103 | BUCKS CREEK 1103 | 1131 | 39.8684 | -121.1742 | BUCKS CREEK 11031131 | 49 | 71 | 8567.9493 | 4424.1224 | 4143.827 | 4424.1224 | 4143.827 | 0.0099696 | 0.001337 | 2.0167 | 8.8776 | 1402 | 0.026054 | 2802.7408 | 8584.1949 | 0
North Valley | 2588 | 228 | 303.3126 | 340 | 365.6929 | 45 | 12.6194 | 151.8199 | 2972.7161 | 249.7908 | 1.1748 | 23.2362 | 1.2883 | 2.7554e-06 | 0.00020124 | 0.67059 | 0.82942 | {7BDDAA75-E6EC-4597-A704-7B9866E3D480} | 102551101 | EAST QUINCY 1101 | circuit_breaker | 39.9385 | -120.9107 | EAST QUINCY 1101circuit_breaker | 220 | 404 | 34494.17 | 12858.9233 | 21635.2467 | 4164.7046 | 7526.1674 | 0.0090558 | 0.00099012 | 1.3303 | 7.5556 | 1408 | 0.00012399 | 2802.7148 | 8586.7811 | 0
North Valley | 9027 | 67 | 99.8341 | 131 | 127.825 | 39 | 7.8935 | 3130.1756 | 49762.2405 | 610.2281 | 3.2787 | 463.4736 | 1.6238 | 0.012744 | 0.00019958 | 0.51145 | 0.78102 | {BF76B4C8-9530-427B-8649-806B9F48C554} | 103611101 | WILDWOOD 1101 | 98896 | 40.3609 | -122.9517 | WILDWOOD 110198896 | 36 | 35 | 16825.3737 | 15545.2226 | 1280.1512 | 15545.2226 | 1280.1512 | 0.0077837 | 0.0017331 | 1.4901 | 3.359 | 1414 | 0.49702 | 2802.7146 | 8596.4347 | 0
North Valley | 4953 | 234 | 347.1323 | 415 | 434.9199 | 59 | 18.3655 | 870.1773 | 9741.3785 | 509.4027 | 3.4111 | 124.9891 | 1.1656 | 0.0019563 | 0.00019445 | 0.56386 | 0.79815 | {BEDEF3DF-E1F0-4BAB-9E81-90CA4240CF80} | 103132101 | CRESCENT MILLS 2101 | 2056 | 40.1084 | -120.9082 | CRESCENT MILLS 21012056 | 108 | 165 | 19554.653 | 10443.0868 | 9111.5662 | 5959.1083 | 5918.1464 | 0.011472 | 0.00095521 | 1.4835 | 7.0339 | 1429 | 0.11542 | 2802.2176 | 8600.1353 | 0
North Valley | 5274 | 60 | 81.8169 | 104 | 105.5586 | 9 | 1.0093 | 1.0428 | 3.0587 | 0.037258 | 0.87021 | 4.3459 | 1.0039 | 1.2875e-05 | 0.00019386 | 0.57692 | 0.77508 | {54AC0ECA-BD93-49A2-9B30-909ADBE15177} | 102831106 | PARADISE 1106 | circuit_breaker | 39.7608 | -121.619 | PARADISE 1106circuit_breaker | 189 | 17 | 19716.5439 | 18810.8302 | 905.7138 | 16790.7997 | 905.7138 | 0.0017448 | 0.0017443 | 1.3636 | 11.5556 | 1433 | 0.00011587 | 2802.1022 | 8610.5624 | 0
North Valley | 8004 | 33 | 52.8487 | 73 | 67.55 | 26 | 6.7818 | 557.0489 | 4265.3377 | 52.226 | 2.7444 | 134.7027 | 1.2708 | 0.00048416 | 0.0001933 | 0.45205 | 0.78236 | {2B40E2E2-0FAB-45BB-A860-E69F414C038B} | 102041104 | NOTRE DAME 1104 | 2537 | 39.7912 | -121.7218 | NOTRE DAME 11042537 | 43 | 60 | 11375.6747 | 8206.2423 | 3169.4323 | 8206.2423 | 3169.4323 | 0.0050259 | 0.0017531 | 1.6015 | 2.8077 | 1437 | 0.012588 | 2802.1021 | 8615.6585 | 0
North Valley | 5948 | 597 | 1136.8187 | 3274 | 2110.0435 | 436 | 8.4465 | 786.0554 | 6559.5297 | 143.0975 | 5.02 | 210.1306 | 1.3248 | 0.0018264 | 0.00019302 | 0.18235 | 0.53877 | {381D7853-5A02-4486-A50E-C31E33DE4E4C} | 103091102 | CLARK ROAD 1102 | 92622 | 39.6565 | -121.5745 | CLARK ROAD 110292622 | 316 | 316 | 76227.3915 | 49506.0782 | 26721.3133 | 49506.0782 | 26721.3133 | 0.084158 | 0.020646 | 1.9042 | 7.5092 | 1440 | 0.7963 | 2802.0895 | 8646.4018 | 0
North Valley | 102 | 393 | 891.3303 | 1106 | 1148.8978 | 165 | 8.0333 | 53.8343 | 337.116 | 9.3825 | 9.6726 | 62.8804 | 1.1597 | 0.0106 | 0.00019176 | 0.35533 | 0.77581 | {652E0C25-B4E5-4F56-A678-A27ED9716769} | 102911110 | WYANDOTTE 1110 | 1954 | 39.4985 | -121.5285 | WYANDOTTE 11101954 | 658 | 984 | 90596.8345 | 43471.4021 | 47125.4324 | 19698.3887 | 12153.243 | 0.031641 | 0.010694 | 2.268 | 6.703 | 1444 | 1.749 | 2801.2932 | 8658.6345 | 0
North Valley | 9158 | 44 | 46.4809 | 253 | 138.2254 | 39 | 9.4284 | 510.0789 | 7194.2416 | 117.4064 | 0.1838 | 17.86 | 1.0287 | 0.00066238 | 0.00018939 | 0.17391 | 0.33627 | {6FF82506-9D44-457C-9D08-D3108198D9B3} | 102541102 | VOLTA 1102 | 93418 | 40.5138 | -121.7868 | VOLTA 110293418 | 36 | 13 | 4703.696 | 4264.808 | 438.888 | 4264.808 | 438.888 | 0.0073862 | 0.0016617 | 1.0564 | 6.4872 | 1452 | 0.025833 | 2799.5442 | 8661.2829 | 0
North Valley | 7501 | 150 | 202.4707 | 181 | 216.9177 | 28 | 2.2845 | 3690.43 | 96416.1702 | 287.7704 | 0.039981 | 121.7339 | 1.3639 | 0.0073855 | 0.00018793 | 0.82873 | 0.9334 | {E4590054-53CD-4399-A96C-42C934E0E3BE} | 103501101 | PIT NO 7 1101 | circuit_breaker | 40.8485 | -121.9911 | PIT NO 7 1101circuit_breaker | 4 | 2 | 4407.9495 | 4357.8457 | 50.1039 | 4357.8457 | 50.1039 | 0.0052619 | 0.0036374 | 1.3498 | 6.4643 | 1456 | 0.20679 | 2799.5183 | 8663.9891 | 0
North Valley | 5388 | 29 | 72.8743 | 889 | 310.9714 | 180 | 10.3871 | 349.3117 | 1885.1373 | 51.2507 | 48.587 | 952.5859 | 1.4742 | 0.11235 | 0.00018503 | 0.032621 | 0.23434 | {A3CC161F-1B95-41A3-B30A-2B1FE8B4155F} | 103541103 | RED BLUFF 1103 | 1702 | 40.1649 | -122.2812 | RED BLUFF 11031702 | 242 | 218 | 46166.2792 | 29232.1064 | 16934.1727 | 26173.4534 | 13601.0083 | 0.033305 | 0.0079598 | 2.5129 | 4.9389 | 1465 | 20.2222 | 2799.3115 | 8680.2428 | 0
North Valley | 9122 | 28 | 40.0755 | 88 | 63.9703 | 18 | 2.8512 | 15.8314 | 139.1841 | 1.4537 | 1.7071 | 15.3554 | 1.0377 | 0.0029241 | 0.00016918 | 0.31818 | 0.62647 | {DEF16B60-E22C-4BAF-BEFC-F4B0E169B38F} | 103401101 | GIRVAN 1101 | circuit_breaker | 40.5132 | -122.3787 | GIRVAN 1101circuit_breaker | 46 | 29 | 7073.6118 | 5303.193 | 1770.4187 | 2142.1974 | 1770.4187 | 0.0030453 | 0.0011618 | 1.4313 | 4.8889 | 1521 | 0.052634 | 2779.0894 | 8681.5731 | 0
North Valley | 8242 | 223 | 404.5871 | 359 | 469.0468 | 82 | 6.3135 | 378.4569 | 2450.3911 | 46.6186 | 3.3942 | 169.0626 | 1.4776 | 0.0053843 | 0.00016258 | 0.62117 | 0.86257 | {BE4941E8-75D1-4DE2-AD8F-78922C143536} | 102041104 | NOTRE DAME 1104 | 2408 | 39.7393 | -121.7854 | NOTRE DAME 11042408 | 96 | 66 | 27404.1309 | 22043.6191 | 5360.5118 | 18145.7739 | 5303.6304 | 0.013331 | 0.0051604 | 1.8143 | 4.378 | 1540 | 0.44151 | 2779.0367 | 8692.8417 | 0
North Valley | 1663 | 135 | 312.3776 | 868 | 646.4837 | 127 | 10.4093 | 828.5173 | 20414.5824 | 358.3617 | 0.2754 | 18.3036 | 0.98169 | 0.0022005 | 0.00016174 | 0.15553 | 0.48319 | {788A24F0-B95A-4429-91A6-A78EF0DB40D4} | 102211103 | BUCKS CREEK 1103 | 338520 | 39.8921 | -121.2043 | BUCKS CREEK 1103338520 | 126 | 241 | 23519.8263 | 12890.8329 | 10628.9934 | 12303.5892 | 9682.1978 | 0.020541 | 0.0034872 | 2.3139 | 6.8346 | 1541 | 0.27946 | 2778.5952 | 8700.4822 | 0
North Valley | 2692 | 6 | 10.1235 | 9 | 11.4185 | 6 | 12.4938 | 3550.1125 | 36435.5006 | 817.7172 | 0.88459 | 289.6134 | 1.4406 | 0.00081837 | 0.00015775 | 0.66667 | 0.88659 | {0F8042BD-810A-4C9D-833A-F377AF6EE4DF} | 102541101 | VOLTA 1101 | 53118 | 40.4011 | -121.875 | VOLTA 110153118 | 63 | 44 | 18856.5276 | 15490.2629 | 3366.2647 | 15490.2629 | 3366.2647 | 0.00094649 | 0.00012748 | 1.6872 | 1.5 | 1553 | 0.0049102 | 2778.3158 | 8710.1017 | 0
North Valley | 1273 | 337 | 591.2331 | 834 | 743.228 | 203 | 5.4262 | 834.5292 | 4521.6409 | 43.0601 | 6.3082 | 384.455 | 1.3226 | 0.013023 | 0.0001519 | 0.40408 | 0.79549 | {EEFE9838-86A6-45F2-A82C-8153A8246E80} | 103351101 | DESCHUTES 1101 | 1652 | 40.5339 | -122.1437 | DESCHUTES 11011652 | 215 | 181 | 63034.7696 | 39313.9968 | 23720.7728 | 32556.3926 | 22242.7765 | 0.030836 | 0.010858 | 1.7544 | 4.1084 | 1582 | 2.6436 | 2778.3108 | 8730.3192 | 0
North Valley | 6696 | 312 | 613.3618 | 1960 | 1405.5013 | 273 | 13.7871 | 1871.8185 | 43066.5832 | 1056.8314 | 0.24676 | 13.2375 | 1.0177 | 0.0015397 | 0.00014942 | 0.15918 | 0.4364 | {B0E99E01-0D27-4597-A594-1741A25A99A7} | 103031102 | ORO FINO 1102 | 38698 | 40.0376 | -121.6179 | ORO FINO 110238698 | 154 | 424 | 45718.6779 | 25102.3894 | 20616.2885 | 25102.3894 | 20616.2885 | 0.040791 | 0.0069871 | 1.9659 | 7.1795 | 1594 | 0.42033 | 2775.6672 | 8745.9078 | 0
North Valley | 3817 | 208 | 554.21 | 765 | 693.0394 | 163 | 7.2215 | 327.3058 | 1899.1193 | 63.109 | 33.4579 | 1046.7695 | 1.2991 | 0.061492 | 0.000149 | 0.2719 | 0.79968 | {A95819FE-BBB2-462E-B600-5672D7BA2538} | 103331101 | CORNING 1101 | 64090 | 39.9967 | -122.4058 | CORNING 110164090 | 243 | 302 | 29129.3413 | 22037.5277 | 7091.8135 | 22037.5277 | 7091.8135 | 0.024288 | 0.0055013 | 2.6645 | 4.6933 | 1597 | 10.0231 | 2775.2469 | 8759.5931 | 0
North Valley | 9863 | 2 | 1.9445 | 3 | 2.5704 | 1 |  |  |  |  | 0 | 28.1217 | 1 | 9.8611e-06 | 0.00014844 | 0.66667 | 0.75651 | {B00B32D2-7E6B-47E8-9895-8153D924AA94} | 101321101 | PIT NO 5 1101 | 90846 | 41.0351 | -121.9299 | PIT NO 5 110190846 | 4 | 0 | 149.205 | 149.205 | 0 | 149.205 | 0 | 0.00014844 | 0.00014844 | 0.97225 | 3 | 1600 | 9.8611e-06 | 2765.2238 | 8759.6857 | 0
North Valley | 9247 | 18 | 25.8075 | 30 | 32.1062 | 12 | 3.4173 | 205.5182 | 2388.209 | 15.9898 | 0.48838 | 44.1277 | 1.2437 | 0.00328 | 0.00014836 | 0.6 | 0.80382 | {C813897C-7FF0-4426-960C-CC77387AFFF1} | 103031102 | ORO FINO 1102 | 2236 | 39.8719 | -121.6119 | ORO FINO 11022236 | 21 | 5 | 4362.7432 | 4120.4561 | 242.2871 | 4120.4561 | 242.2871 | 0.0017803 | 0.0012515 | 1.4337 | 2.5 | 1602 | 0.03936 | 2765.2238 | 8762.2445 | 1
North Valley | 6835 | 292 | 430.4387 | 598 | 585.6235 | 115 | 6.4595 | 1526.9707 | 26715.8313 | 336.0621 | 1.6833 | 104.2591 | 1.2164 | 0.00030544 | 0.00014627 | 0.48829 | 0.73501 | {B0EE660F-07F5-4C10-A48E-D83518A24C12} | 103381101 | FRENCH GULCH 1101 | 2905 | 40.7199 | -122.6295 | FRENCH GULCH 11012905 | 101 | 102 | 23359.3837 | 15608.0555 | 7751.3281 | 15608.0555 | 7751.3281 | 0.016821 | 0.005483 | 1.4741 | 5.2 | 1613 | 0.035126 | 2765.1844 | 8771.9371 | 0
North Valley | 5848 | 220 | 469.1974 | 1047 | 685.7859 | 259 | 8.6489 | 2176.705 | 13533.4112 | 257.9132 | 17.0603 | 2185.5982 | 1.6498 | 0.056452 | 0.00013586 | 0.21012 | 0.68417 | {C22EF53B-7E85-45CF-AC1D-13B919BBB848} | 103571105 | TYLER 1105 | 85132 | 40.1198 | -122.3334 | TYLER 110585132 | 262 | 185 | 64583.1856 | 50197.6466 | 14385.539 | 50197.6466 | 14385.539 | 0.035187 | 0.0085362 | 2.1327 | 4.0425 | 1659 | 14.6211 | 2765.1493 | 8803.1099 | 0
North Valley | 2835 | 286 | 382.9462 | 1004 | 769.7264 | 221 | 7.2348 | 1386.1435 | 17431.835 | 487.8874 | 2.3984 | 99.3215 | 1.1544 | 0.0052051 | 0.00013566 | 0.28486 | 0.49751 | {2F8DBBAA-A379-4ECE-8007-F482E8F75EAA} | 102541101 | VOLTA 1101 | 1596 | 40.3514 | -121.7815 | VOLTA 11011596 | 187 | 273 | 51670.2753 | 34685.9379 | 16984.3374 | 34685.9379 | 16984.3374 | 0.029981 | 0.0090914 | 1.339 | 4.543 | 1660 | 1.1503 | 2750.5282 | 8824.6498 | 0
North Valley | 4992 | 129 | 203.105 | 270 | 247.5278 | 110 | 5.6582 | 3651.3966 | 28725.0888 | 301.8604 | 10.6008 | 1862.4875 | 1.7287 | 0.038404 | 0.00013482 | 0.47778 | 0.82053 | {96C223CD-EECE-427E-9B50-0567153A92FD} | 103331102 | CORNING 1102 | 1622 | 39.8904 | -122.5369 | CORNING 11021622 | 135 | 100 | 63478.8301 | 54857.2254 | 8621.6047 | 54857.2254 | 8621.6047 | 0.01483 | 0.0040099 | 1.5745 | 2.4545 | 1667 | 4.2244 | 2749.3778 | 8858.7162 | 0
North Valley | 1060 | 525 | 724.3417 | 1114 | 1035.5627 | 196 | 20.3114 | 930.1475 | 17976.1266 | 748.9317 | 3.1109 | 81.3286 | 1.1831 | 0.0015455 | 0.00013346 | 0.47127 | 0.69947 | {18489341-7942-4EE1-95D9-22D6837A669D} | 102812101 | BIG MEADOWS 2101 | 2260 | 40.1562 | -120.9431 | BIG MEADOWS 21012260 | 378 | 775 | 71231.4387 | 36189.8598 | 35041.5789 | 22959.7746 | 14018.6344 | 0.026158 | 0.0024229 | 1.3797 | 5.6837 | 1680 | 0.30293 | 2745.1534 | 8872.9742 | 0
North Valley | 8885 | 309 | 414.8628 | 608 | 578.8746 | 116 | 4.8419 | 1718.0146 | 31636.1174 | 402.3551 | 1.4246 | 174.4102 | 1.2865 | 0.0051496 | 0.00013291 | 0.50822 | 0.71667 | {57B8A89B-DB5A-4A47-A82F-ABC7F06A8571} | 103611101 | WILDWOOD 1101 | 1576 | 40.3851 | -123.0294 | WILDWOOD 11011576 | 59 | 43 | 14473.3676 | 13123.158 | 1350.2096 | 13123.158 | 1350.2096 | 0.015417 | 0.0050875 | 1.3426 | 5.2414 | 1685 | 0.59736 | 2744.8505 | 8881.1237 | 0
North Valley | 4335 | 64 | 96.4759 | 89 | 105.446 | 24 |  |  |  |  | 13.096 | 1096.2598 | 1.5745 | 0.073876 | 0.00013221 | 0.7191 | 0.91493 | {AC290F88-25E1-47EB-BF8A-1F1AD055C84D} | 102781101 | ELK CREEK 1101 | 2228 | 39.3929 | -122.5495 | ELK CREEK 11012228 | 115 | 172 | 22540.0768 | 16936.7028 | 5603.374 | 4717.8323 | 486.9609 | 0.003173 | 0.003173 | 1.5074 | 3.7083 | 1689 | 1.773 | 2744.2532 | 8884.0534 | 0
North Valley | 7817 | 47 | 101.6432 | 258 | 149.8378 | 40 | 6.668 | 136.4258 | 734.0523 | 14.5714 | 26.8514 | 479.6193 | 1.4413 | 0.068637 | 0.00012806 | 0.18217 | 0.67835 | {02E1E6D5-2F65-4901-878D-9181104BB0F8} | 103351101 | DESCHUTES 1101 | 9722 | 40.5633 | -122.2012 | DESCHUTES 11019722 | 94 | 54 | 10259.1806 | 7564.9094 | 2694.2712 | 4975.6844 | 1658.3402 | 0.0051223 | 0.0017862 | 2.1626 | 6.45 | 1707 | 2.7455 | 2742.4801 | 8887.1433 | 0
North Valley | 7247 | 71 | 135.2195 | 327 | 212.9111 | 57 | 5.4034 | 341.3228 | 1596.1108 | 31.7103 | 4.2788 | 488.8282 | 1.4721 | 0.0050747 | 0.00012737 | 0.21713 | 0.6351 | {6DDE6DFF-A5B7-42A5-A5E6-915A880E38B9} | 102911102 | WYANDOTTE 1102 | 13044 | 39.5308 | -121.554 | WYANDOTTE 110213044 | 61 | 42 | 12343.8187 | 9510.113 | 2833.7057 | 6256.4266 | 2311.9676 | 0.00726 | 0.0024085 | 1.9045 | 5.7368 | 1709 | 0.28926 | 2739.7347 | 8891.0286 | 0
North Valley | 2668 | 44 | 131.2366 | 168 | 164.7956 | 55 | 22.948 | 160.124 | 712.2418 | 16.3445 | 18.3665 | 1972.462 | 1.7283 | 0.094586 | 0.00012657 | 0.2619 | 0.79636 | {D0CAFA51-0A62-4D26-BA1A-5435FD46CC21} | 102781101 | ELK CREEK 1101 | 37334 | 39.5937 | -122.5444 | ELK CREEK 110137334 | 114 | 179 | 19829.3101 | 15414.1675 | 4415.1426 | 15414.1675 | 4415.1426 | 0.0069612 | 0.003317 | 2.9826 | 3.0545 | 1714 | 5.2022 | 2739.4454 | 8900.6008 | 0
North Valley | 903 | 12 | 14.9943 | 90 | 38.8105 | 23 | 6.9287 | 332.5888 | 1369.2105 | 18.3254 | 13.9902 | 1056.8117 | 1.5706 | 0.030534 | 0.00012524 | 0.13333 | 0.38635 | {BFF4B959-67E4-4578-A961-731179E6F4E2} | 103541104 | RED BLUFF 1104 | 1630 | 40.2645 | -122.2255 | RED BLUFF 11041630 | 231 | 314 | 41658.3318 | 22734.8037 | 18923.5281 | 3396.4013 | 649.9233 | 0.0028804 | 0.00080854 | 1.2495 | 3.913 | 1723 | 0.70229 | 2734.2432 | 8902.7099 | 0
North Valley | 8700 | 2 | 3.9241 | 7 | 5.632 | 3 | 3.8843 | 3803.1321 | 26975.6855 | 107.9574 | 14.1327 | 1922.4246 | 1.9823 | 0.063015 | 0.00012199 | 0.28571 | 0.69675 | {375728DD-644E-4E4B-9A8F-230DD2D4E917} | 102541101 | VOLTA 1101 | 65764 | 40.4014 | -121.8771 | VOLTA 110165764 | 52 | 20 | 18309.952 | 16669.3981 | 1640.5539 | 16669.3981 | 1640.5539 | 0.00036597 | 0.00021177 | 1.9621 | 2.3333 | 1742 | 0.18905 | 2733.5409 | 8913.0616 | 0
North Valley | 6336 | 243 | 339.1213 | 412 | 394.7643 | 47 | 2.958 | 68.5972 | 257.5988 | 2.5959 | 46.3971 | 465.8986 | 1.4936 | 0.24907 | 0.00012034 | 0.58981 | 0.85905 | {FE5A37BD-E086-417E-B0C1-D984D30B636B} | 103351101 | DESCHUTES 1101 | circuit_breaker | 40.5553 | -122.2397 | DESCHUTES 1101circuit_breaker | 191 | 183 | 27520.5896 | 17933.5448 | 9587.0448 | 6460.1699 | 2099.646 | 0.0056559 | 0.0037222 | 1.3956 | 8.766 | 1746 | 11.7062 | 2733.3519 | 8917.0734 | 0
North Valley | 2318 | 651 | 936.7532 | 2183 | 1660.7478 | 282 | 1.9036 | 197.5987 | 2319.5033 | 13.33 | 2.6333 | 103.4984 | 1.2265 | 0.0078911 | 0.00011758 | 0.29821 | 0.56406 | {CA013557-36E2-4043-ADB2-0CAC45D0FC29} | 103601101 | WHITMORE 1101 | 1594 | 40.6313 | -121.9036 | WHITMORE 11011594 | 192 | 145 | 49813.1834 | 39015.2543 | 10797.9291 | 39015.2543 | 10797.9291 | 0.033157 | 0.023165 | 1.4389 | 7.7411 | 1757 | 2.2253 | 2721.6457 | 8941.3019 | 0
North Valley | 3722 | 166 | 213.613 | 370 | 273.9116 | 86 | 2.8723 | 315.4119 | 1207.1906 | 6.2032 | 10.3248 | 1039.0532 | 1.561 | 0.041845 | 0.00011066 | 0.44865 | 0.77986 | {D4F4CD74-DB1C-49F4-9D89-1A434E6A2652} | 103461102 | PANORAMA 1102 | 1526 | 40.4175 | -122.2109 | PANORAMA 11021526 | 154 | 96 | 35934.5073 | 28300.327 | 7634.1803 | 17981.687 | 2715.8391 | 0.009517 | 0.0055241 | 1.2868 | 4.3023 | 1796 | 3.5987 | 2719.4204 | 8952.4685 | 0
North Valley | 3240 | 2 | 2.2 | 80 | 24.9869 | 20 | 3.907 | 13.1787 | 37.1062 | 0.53049 | 22.2602 | 98.0431 | 1.1846 | 0.038067 | 0.0001093 | 0.025 | 0.088045 | {2E1FA774-5A9F-4570-9AF6-F0EFBD272BA5} | 103541104 | RED BLUFF 1104 | circuit_breaker | 40.1823 | -122.2446 | RED BLUFF 1104circuit_breaker | 232 | 461 | 32104.578 | 16940.324 | 15164.2539 | 2365.4631 | 2300.5787 | 0.002186 | 0.00093046 | 1.1 | 4 | 1805 | 0.76134 | 2715.8217 | 8953.9375 | 0
North Valley | 8205 | 1 | 1.945 | 2 | 2.4007 | 2 |  |  |  |  | 14.5055 | 1547.6884 | 1.9314 | 0.11176 | 0.00010832 | 0.5 | 0.81017 | {10DD30DF-F524-4738-873E-62FD1482AC8A} | 102781101 | ELK CREEK 1101 | 93504 | 39.593 | -122.5444 | ELK CREEK 110193504 | 23 | 11 | 4309.3871 | 4035.0912 | 274.296 | 3298.9383 | 234.6564 | 0.00021663 | 0.00021663 | 1.945 | 1 | 1812 | 0.22351 | 2715.0604 | 8955.9861 | 0
North Valley | 2954 | 460 | 624.6734 | 802 | 817.2801 | 100 | 14.7108 | 1719.0746 | 35586.3509 | 874.7852 | 4.3145 | 116.2869 | 1.2217 | 0.00099126 | 0.00010588 | 0.57357 | 0.76433 | {55B88B02-B20F-4205-B6F5-A65D9680200A} | 102812101 | BIG MEADOWS 2101 | 2586 | 40.1493 | -120.9355 | BIG MEADOWS 21012586 | 132 | 135 | 26667.0595 | 17615.5168 | 9051.5428 | 8954.8757 | 5275.0693 | 0.010588 | 0.0011033 | 1.358 | 8.02 | 1827 | 0.099126 | 2714.8369 | 8961.5471 | 0
North Valley | 4565 | 125 | 162.5326 | 443 | 327.9876 | 72 | 4.2796 | 12.6601 | 42.387 | 0.42495 | 0.54529 | 2.4472 | 0.82298 | 2.2143e-06 | 0.00010536 | 0.28217 | 0.49554 | {1877F2B7-68C6-4031-8C15-9D4F18F07556} | 103311101 | BURNEY 1102 | 45984 | 40.8795 | -121.6742 | BURNEY 110245984 | 182 | 496 | 26208.4965 | 7772.5624 | 18435.9341 | 7772.5624 | 18435.9341 | 0.0075862 | 0.0023999 | 1.3003 | 6.1528 | 1830 | 0.00015943 | 2714.7377 | 8966.3738 | 0
North Valley | 8429 | 5 | 5.5419 | 20 | 21.9365 | 1 |  |  |  |  | 0 | 7.1321 | 1 | 6.9219e-06 | 0.0001042 | 0.25 | 0.25263 | {A36BE560-E1CB-4559-8E7E-01132EBA1D0A} | 43081101 | BIG RIVER 1101 | 954 | 39.363 | -123.8129 | BIG RIVER 1101954 | 122 | 136 | 20965.4038 | 13095.0592 | 7870.3447 | 11972.4011 | 7353.557 | 0.0001042 | 0.0001042 | 1.1084 | 20 | 1837 | 6.9219e-06 | 2714.7376 | 8973.8087 | 0
North Valley | 3937 | 526 | 745.7726 | 1783 | 1407.1738 | 260 | 10.8953 | 1096.4302 | 27893.4502 | 689.2425 | 1.3997 | 40.6083 | 1.1228 | 0.00054352 | 0.00010131 | 0.29501 | 0.52998 | {AD16C82F-076B-43F6-B112-51D5058EB123} | 103021101 | GANSNER 1101 | 2006 | 39.9449 | -121.0011 | GANSNER 11012006 | 247 | 364 | 47830.6304 | 27571.1883 | 20259.4422 | 27571.1883 | 20259.4422 | 0.02634 | 0.0042618 | 1.4178 | 6.8577 | 1845 | 0.14132 | 2714.7376 | 8990.9304 | 0
North Valley | 4776 | 52 | 98.4736 | 490 | 212.748 | 131 | 3.9246 | 21.0624 | 74.1199 | 1.0953 | 18.469 | 100.1279 | 1.1465 | 0.025593 | 9.5926e-05 | 0.10612 | 0.46286 | {2E98A968-0F7D-44C0-B9F5-8D4D032F12CD} | 103541105 | RED BLUFF 1105 | 85632 | 40.19 | -122.2383 | RED BLUFF 110585632 | 301 | 243 | 34883.6018 | 23855.6356 | 11027.9663 | 20457.0684 | 8802.0472 | 0.012566 | 0.006229 | 1.8937 | 3.7405 | 1872 | 3.3527 | 2714.5963 | 9003.6342 | 0
North Valley | 4552 | 109 | 175.823 | 312 | 222.942 | 72 | 3.0576 | 2921.2514 | 20453.1805 | 86.6335 | 8.5652 | 1313.8255 | 1.7171 | 0.039291 | 9.124e-05 | 0.34936 | 0.78865 | {812EE935-23AB-45F1-A410-24F4ACD87AAD} | 102781101 | ELK CREEK 1101 | 2212 | 39.3011 | -122.4941 | ELK CREEK 11012212 | 157 | 157 | 62003.6437 | 53890.7637 | 8112.88 | 17989.0535 | 1526 | 0.0065693 | 0.0034787 | 1.6131 | 4.3333 | 1901 | 2.8289 | 2711.2436 | 9014.8055 | 0
North Valley | 8763 | 53 | 76.5612 | 98 | 97.596 | 10 | 8.4549 | 122.5256 | 1519.4074 | 16.192 | 1.2212 | 8.6845 | 1 | 1.2258e-06 | 9.0074e-05 | 0.54082 | 0.78447 | {908347F0-FBC5-48E6-96A1-EFED3535309B} | 102812101 | BIG MEADOWS 2101 | 439 | 40.1374 | -120.9532 | BIG MEADOWS 2101439 | 19 | 21 | 2474.0764 | 1501.1745 | 972.9019 | 1041.6607 | 668.7264 | 0.00090074 | 0.00018452 | 1.4446 | 9.8 | 1908 | 1.2258e-05 | 2708.4147 | 9015.4523 | 0
North Valley | 8645 | 260 | 334.71 | 586 | 501.9296 | 92 | 3.2066 | 322.8642 | 6026.6879 | 163.7485 | 1.5518 | 37.377 | 1.118 | 0.00089464 | 8.5439e-05 | 0.44369 | 0.66685 | {DBAB12BB-6159-4B5E-9921-C1747473FB98} | 103611101 | WILDWOOD 1101 | 85112 | 40.3872 | -123.0458 | WILDWOOD 110185112 | 72 | 67 | 12621.3495 | 10853.0331 | 1768.3163 | 10853.0331 | 1768.3163 | 0.0078604 | 0.0041321 | 1.2873 | 6.3696 | 1942 | 0.082307 | 2708.4147 | 9022.1921 | 0
North Valley | 9487 | 146 | 154.5197 | 218 | 193.9663 | 49 | 0.80911 | 3168.7331 | 81637.261 | 133.1685 | 0.00013545 | 48.7805 | 1.1276 | 0.0085488 | 8.5139e-05 | 0.66972 | 0.79663 | {83B8DDA8-0AE6-4FAA-9DFB-D57952CAA5C2} | 101321101 | PIT NO 5 1101 | 1618 | 40.9885 | -121.9742 | PIT NO 5 11011618 | 24 | 0 | 9746.1598 | 9746.1598 | 0 | 9746.1598 | 0 | 0.0041718 | 0.0047955 | 1.0584 | 4.449 | 1948 | 0.41889 | 2708.3324 | 9028.2444 | 0
North Valley | 9046 | 23 | 25.4799 | 28 | 27.6724 | 11 | 1.4611 | 4709.8705 | 117130.6309 | 179.7413 | 0 | 67.9788 | 1.2395 | 0.0015266 | 8.4643e-05 | 0.82143 | 0.92077 | {1BEC31F5-3F54-4C7C-921A-7E6673591BD6} | 101321101 | PIT NO 5 1101 | 1614 | 40.9971 | -121.9654 | PIT NO 5 11011614 | 7 | 1 | 3006.5072 | 3000.4112 | 6.096 | 3000.4112 | 6.096 | 0.00093107 | 0.00084692 | 1.1078 | 2.5455 | 1956 | 0.016792 | 2707.9135 | 9030.1077 | 0
North Valley | 4977 | 27 | 72.5066 | 326 | 215.3258 | 68 | 21.2186 | 54.9266 | 530.9277 | 10.5476 | 1.4509 | 28.5824 | 1.0928 | 8.6934e-05 | 8.347e-05 | 0.082822 | 0.33673 | {385C1178-1E10-4C92-A2B8-B11436713899} | 102361101 | HAMILTON BRANCH 1101 | 2046 | 40.2694 | -121.0878 | HAMILTON BRANCH 11012046 | 101 | 225 | 20019.7034 | 14788.0543 | 5231.6491 | 14724.19 | 5178.7163 | 0.005676 | 0.00048574 | 2.6854 | 4.7941 | 1962 | 0.0059115 | 2707.8967 | 9039.2514 | 0
North Valley | 7522 | 106 | 124.7773 | 226 | 181.2618 | 48 | 1.3168 | 772.2436 | 12980.9113 | 30.1373 | 0.14677 | 38.6569 | 1.3279 | 0.00038379 | 8.227e-05 | 0.46903 | 0.68838 | {B21A40B5-551B-4708-A4A5-34576C3781E9} | 101321101 | PIT NO 5 1101 | 1658 | 40.9922 | -121.9705 | PIT NO 5 11011658 | 30 | 13 | 8090.3108 | 7306.3402 | 783.9705 | 7306.3402 | 783.9705 | 0.0039489 | 0.0037011 | 1.1771 | 4.7083 | 1969 | 0.018422 | 2707.8908 | 9043.7886 | 0
North Valley | 161 | 100 | 191.1955 | 1677 | 911.8608 | 286 | 3.4865 | 647.0693 | 18798.7685 | 201.2788 | 0.17059 | 10.1042 | 1.0132 | 0.0016436 | 8.1408e-05 | 0.05963 | 0.20968 | {CC6E361B-CB3E-4B40-BF58-ADB4E431D8DD} | 103201101 | CHALLENGE 1101 | 98174 | 39.6081 | -121.0754 | CHALLENGE 110198174 | 253 | 359 | 42021.1259 | 31495.8005 | 10525.3254 | 31495.8005 | 10525.3254 | 0.023283 | 0.0099765 | 1.912 | 5.8636 | 1972 | 0.47006 | 2707.8723 | 9063.3475 | 0
North Valley | 4785 | 70 | 110.1528 | 274 | 161.8586 | 88 | 2.3894 | 320.6889 | 1330.9157 | 8.6567 | 14.0347 | 1034.4454 | 1.6047 | 0.024551 | 7.8863e-05 | 0.25547 | 0.68055 | {33F0E676-CC76-4272-99EB-E4EC15B2860E} | 103461102 | PANORAMA 1102 | 1342 | 40.4475 | -122.2559 | PANORAMA 11021342 | 301 | 320 | 71782.5467 | 41106.3194 | 30676.2273 | 19597.5982 | 11105.0042 | 0.0069399 | 0.003509 | 1.5736 | 3.1136 | 1989 | 2.1604 | 2707.4023 | 9075.5176 | 0
North Valley | 322 | 110 | 199.5808 | 290 | 252.7968 | 117 | 3.1 | 3193.4431 | 21335.5593 | 166.9699 | 9.8725 | 2286.9105 | 1.8028 | 0.058732 | 7.8711e-05 | 0.37931 | 0.78949 | {15DF5EF9-6694-4A35-B7F3-919A8A286CFC} | 103331102 | CORNING 1102 | 53184 | 39.9132 | -122.4295 | CORNING 110253184 | 156 | 152 | 56957.8324 | 51349.7049 | 5608.1275 | 51349.7049 | 5608.1275 | 0.0092091 | 0.0034781 | 1.8144 | 2.4786 | 1994 | 6.8716 | 2705.2418 | 9107.4058 | 0
North Valley | 5681 | 78 | 85.906 | 688 | 351.2199 | 149 | 7.3413 | 409.5479 | 7126.3665 | 111.2964 | 0.50637 | 19.8832 | 1.0951 | 6.7303e-05 | 7.7924e-05 | 0.11337 | 0.24459 | {DF67F6ED-C0C1-4634-A8E7-5650468AFAD4} | 102541101 | VOLTA 1101 | 1640 | 40.3543 | -121.5766 | VOLTA 11011640 | 88 | 150 | 20194.2738 | 16481.2885 | 3712.9853 | 16481.2885 | 3712.9853 | 0.011611 | 0.0026239 | 1.1014 | 4.6174 | 2000 | 0.010028 | 2698.3702 | 9117.6407 | 0
North Valley | 7852 | 64 | 103.5882 | 92 | 112.1328 | 29 | 0 | 0 | 0 | 0 | 11.2843 | 1867.15 | 1.7991 | 0.095618 | 7.532e-05 | 0.69565 | 0.9238 | {5BD647F3-321C-4EB8-8B86-BFCBA1FC85D4} | 102781101 | ELK CREEK 1101 | 2002 | 39.5905 | -122.5402 | ELK CREEK 11012002 | 127 | 78 | 50566.1659 | 48388.1891 | 2177.9768 | 24592.8123 | 1071.479 | 0.0021843 | 0.0022572 | 1.6186 | 3.1724 | 2017 | 2.7729 | 2698.3602 | 9132.9128 | 0
North Valley | 8995 | 25 | 25.89 | 50 | 40.7225 | 8 | 0.015316 | 582.7861 | 16855.4062 | 0.75687 | 0.080752 | 22.6092 | 1.0702 | 0.0084841 | 6.7282e-05 | 0.5 | 0.63577 | {B85628F4-AFE8-455E-8E14-4DB09FEDE759} | 101321101 | PIT NO 5 1101 | circuit_breaker | 40.9869 | -121.9763 | PIT NO 5 1101circuit_breaker | 21 | 15 | 1569.9399 | 1162.2395 | 407.7004 | 1162.2395 | 407.7004 | 0.00053826 | 0.00090268 | 1.0356 | 6.25 | 2076 | 0.067873 | 2695.5873 | 9133.6346 | 0
North Valley | 7916 | 57 | 80.5039 | 223 | 179.4362 | 47 | 2.7176 | 20.2016 | 85.9309 | 0.16744 | 0.97691 | 36.2303 | 1.293 | 0.00034614 | 6.7026e-05 | 0.25561 | 0.44865 | {76D3EBDD-5C29-47DF-9912-445D8BE3DBA6} | 103311101 | BURNEY 1102 | 9042 | 40.8787 | -121.6574 | BURNEY 11029042 | 75 | 129 | 9729.0301 | 5080.7921 | 4648.238 | 5080.7921 | 4648.238 | 0.0031502 | 0.0014105 | 1.4123 | 4.7447 | 2078 | 0.016269 | 2695.5194 | 9136.7897 | 0
North Valley | 3988 | 317 | 439.9347 | 1626 | 1228.6703 | 234 | 4.1697 | 413.1824 | 3094.2941 | 30.53 | 4.7745 | 185.8602 | 1.203 | 8.5109e-05 | 6.4341e-05 | 0.19496 | 0.35806 | {9FEEDD46-3D3C-44E2-AC09-40EF72D10F0B} | 103311101 | BURNEY 1102 | 1340 | 40.9126 | -121.6455 | BURNEY 11021340 | 286 | 535 | 52904.0632 | 28964.4993 | 23939.5639 | 28964.4993 | 23939.5639 | 0.015056 | 0.0062771 | 1.3878 | 6.9487 | 2101 | 0.019916 | 2695.5031 | 9154.7767 | 0
North Valley | 2238 | 24 | 36.2932 | 865 | 460.9713 | 122 | 5.5666 | 210.8484 | 4172.7881 | 50.6973 | 0.62709 | 10.552 | 1.0052 | 1.7533e-06 | 6.4236e-05 | 0.027746 | 0.078732 | {ED0B6774-A707-41C7-AD0B-86162B275429} | 102541101 | VOLTA 1101 | 85234 | 40.3481 | -121.6206 | VOLTA 110185234 | 143 | 466 | 26327.0541 | 12197.7117 | 14129.3424 | 12197.7117 | 14129.3424 | 0.0078368 | 0.00277 | 1.5122 | 7.0902 | 2104 | 0.0002139 | 2695.4832 | 9162.3515 | 0
North Valley | 7739 | 0 | 0 | 3 | 0.64023 | 3 | 7.2673 | 5697.167 | 32985.5742 | 244.4115 | 14.2684 | 2422.7322 | 1.7832 | 0.029822 | 6.3038e-05 | 0 | 0 | {097280CB-BBAB-443B-A213-61E2653EB02B} | 103331102 | CORNING 1102 | 1900 | 39.9429 | -122.2177 | CORNING 11021900 | 151 | 87 | 37849.9256 | 29783.4957 | 8066.4299 | 3377.7597 | 143.2344 | 0.00018912 | 6.2156e-05 |  | 1 | 2111 | 0.089467 | 2695.483 | 9164.4491 | 0
North Valley | 4469 | 9 | 12.9366 | 15 | 14.9153 | 6 | 0.88834 | 3365.9259 | 18816.9557 | 35.0101 | 4.5911 | 2552.2412 | 1.7994 | 0.05591 | 6.0332e-05 | 0.6 | 0.86734 | {0DB23F18-2307-44BE-917D-7278F1DC4733} | 103142102 | LOGAN CREEK 2102 | 2226 | 39.4804 | -122.2506 | LOGAN CREEK 21022226 | 132 | 91 | 60370.0905 | 56162.3689 | 4207.7216 | 5964.9276 | 266.8638 | 0.00036199 | 0.00033801 | 1.4374 | 2.5 | 2136 | 0.33546 | 2695.3935 | 9168.1533 | 0
North Valley | 4273 | 0 | 0 | 2 | 0.71838 | 2 |  |  |  |  | 0.49558 | 24.0882 | 1 | 1.4177e-05 | 6.0294e-05 | 0 | 0 | {3F11AD42-8CBD-4A85-ACAE-76F96892C309} | 102541101 | VOLTA 1101 | 1516 | 40.3456 | -121.8925 | VOLTA 11011516 | 146 | 166 | 47565.4635 | 41402.7558 | 6162.7077 | 39161.809 | 5813.2524 | 0.00012059 | 0.00012059 |  | 1 | 2138 | 2.8354e-05 | 2695.0581 | 9192.4728 | 0
North Valley | 856 | 62 | 114.345 | 253 | 207.1363 | 77 | 3.7504 | 390.8615 | 2808.037 | 10.9382 | 6.886 | 390.623 | 1.5939 | 0.00034206 | 5.9659e-05 | 0.24506 | 0.55203 | {9F15BDD3-391E-4F68-AFF5-FA940D11CF0D} | 103551101 | RISING RIVER 1101 | circuit_breaker | 40.9286 | -121.5434 | RISING RIVER 1101circuit_breaker | 180 | 249 | 31407.6343 | 21037.7324 | 10369.9019 | 14030.5414 | 9224.629 | 0.0045937 | 0.001792 | 1.8443 | 3.2857 | 2146 | 0.026339 | 2695.058 | 9201.1857 | 0
North Valley | 1058 | 86 | 119.5062 | 512 | 344.2575 | 83 | 7.7398 | 617.459 | 4997.0204 | 56.3642 | 10.9115 | 438.9225 | 1.2451 | 0.002961 | 5.9112e-05 | 0.16797 | 0.34714 | {4752BF93-70F8-42FC-8D3A-033549B0C98A} | 103491101 | MC ARTHUR 1101 | 1492 | 41.0527 | -121.3984 | MC ARTHUR 11011492 | 305 | 290 | 60311.6372 | 49518.5791 | 10793.0581 | 15180.4428 | 4930.4434 | 0.0049063 | 0.0010265 | 1.3896 | 6.1687 | 2150 | 0.24576 | 2695.0317 | 9210.6128 | 0
North Valley | 6142 | 135 | 167.7027 | 496 | 370.6411 | 106 | 2.0267 | 171.6461 | 774.5134 | 3.4532 | 3.1666 | 134.1907 | 1.1484 | 0.00011793 | 5.8421e-05 | 0.27218 | 0.45247 | {BA152E71-0C87-4C15-81C5-18C97756BF06} | 103491101 | MC ARTHUR 1101 | 1490 | 41.0943 | -121.5157 | MC ARTHUR 11011490 | 152 | 134 | 29931.1103 | 24194.4063 | 5736.7039 | 13967.782 | 3988.7475 | 0.0061927 | 0.003763 | 1.2422 | 4.6792 | 2157 | 0.012501 | 2694.7859 | 9219.2868 | 0
North Valley | 1254 | 29 | 68.7222 | 55 | 81.7745 | 9 | 0 | 0 | 0 | 0 | 0.30678 | 14.5695 | 1.0219 | 0.0030858 | 5.6932e-05 | 0.52727 | 0.84039 | {6018A7D7-F178-44F7-B593-CA41A45039FD} | 103031102 | ORO FINO 1102 | 2556 | 39.8902 | -121.5778 | ORO FINO 11022556 | 70 | 251 | 25119.1074 | 10716.6127 | 14402.4947 | 10716.6127 | 14402.4947 | 0.00051238 | 0.00057653 | 2.3697 | 6.1111 | 2176 | 0.027772 | 2694.7734 | 9225.9418 | 1
North Valley | 2282 | 4 | 8.6881 | 10 | 10.4245 | 3 |  |  |  |  | 90.0111 | 566.2939 | 1.6453 | 0.22048 | 5.333e-05 | 0.4 | 0.83343 | {DB300DCA-6215-4B3C-914F-828156445EA8} | 102931101 | COTTONWOOD 1101 | 1510 | 40.3892 | -122.3413 | COTTONWOOD 11011510 | 56 | 38 | 8553.6084 | 5333.1807 | 3220.4278 | 494.2929 | 19.772 | 0.00015999 | 0.00015999 | 2.172 | 3.3333 | 2209 | 0.66143 | 2694.7457 | 9226.2488 | 0
North Valley | 3113 | 0 | 0 | 1 | 0.45574 | 1 |  |  |  |  | 0.019912 | 0.10929 | 1 | 3.4538e-06 | 5.1992e-05 | 0 | 0 | {31D1DD7F-CFDD-44BD-88FD-B9B13228B34E} | 103541105 | RED BLUFF 1105 | 161818 | 40.215 | -122.1905 | RED BLUFF 1105161818 | 102 | 160 | 14496.1053 | 7665.1166 | 6830.9887 | 275.1903 | 162.3442 | 5.1992e-05 | 5.1992e-05 |  | 1 | 2220 | 3.4538e-06 | 2694.0842 | 9226.4196 | 0
North Valley | 4796 | 77 | 113.9882 | 203 | 170.6692 | 65 | 0.094615 | 430.7703 | 7766.4506 | 2.8376 | 0.3758 | 85.8138 | 1.0519 | 3.279e-05 | 5.0787e-05 | 0.37931 | 0.66789 | {673B1BD0-3EFA-4599-AB2C-B37C28829526} | 103381102 | FRENCH GULCH 1102 | 1462 | 40.6673 | -122.6341 | FRENCH GULCH 11021462 | 59 | 47 | 17366.6565 | 16468.3781 | 898.2784 | 14444.9129 | 690.4935 | 0.0033012 | 0.0062083 | 1.4804 | 3.1231 | 2226 | 0.0021314 | 2694.0842 | 9235.3899 | 0
North Valley | 8014 | 172 | 194.1287 | 378 | 284.1348 | 83 | 0.32519 | 136.9698 | 2419.4857 | 6.3642 | 0.079273 | 14.2017 | 1.0659 | 0.0029157 | 4.9943e-05 | 0.45503 | 0.68323 | {23C4AB75-7BD7-4D2C-8DD3-FAC1E53F0F0D} | 103732101 | PIT NO 3 2101 | 1482 | 40.9986 | -121.7471 | PIT NO 3 21011482 | 56 | 17 | 19689.2817 | 19365.2645 | 324.0173 | 19365.2645 | 324.0173 | 0.0041453 | 0.0062695 | 1.1287 | 4.5542 | 2230 | 0.242 | 2694.0821 | 9247.4158 | 0
North Valley | 6812 | 36 | 68.2435 | 96 | 85.4868 | 34 | 1.0304 | 1498.7958 | 16385.7397 | 88.4066 | 7.9498 | 1308.6404 | 1.8067 | 0.021951 | 4.9615e-05 | 0.375 | 0.79829 | {E8D8BCF8-6452-443E-AE6E-F4CFFAE760DF} | 103611101 | WILDWOOD 1101 | 1454 | 40.3591 | -122.8923 | WILDWOOD 11011454 | 36 | 22 | 14975.6572 | 12434.0103 | 2541.6468 | 12434.0103 | 2541.6468 | 0.0016869 | 0.001284 | 1.8957 | 2.8235 | 2231 | 0.74635 | 2693.8401 | 9255.1373 | 0
North Valley | 6295 | 24 | 27.2491 | 127 | 77.3993 | 17 | 1.893 | 103.0862 | 549.0157 | 2.1333 | 3.6961 | 89.9758 | 1.0984 | 0.0022967 | 4.8188e-05 | 0.18898 | 0.35206 | {62976FAC-DE1E-4247-A5CB-A153442821DF} | 103491101 | MC ARTHUR 1101 | 1488 | 41.0513 | -121.4105 | MC ARTHUR 11011488 | 267 | 230 | 67457.7554 | 53844.4679 | 13613.2875 | 2966.0846 | 476.3576 | 0.0008192 | 0.00051485 | 1.1354 | 7.4706 | 2247 | 0.039044 | 2693.0938 | 9256.9792 | 0
North Valley | 3522 | 241 | 341.82 | 836 | 632.5846 | 137 | 2.9823 | 192.5966 | 836.6084 | 6.0677 | 9.361 | 218.8331 | 1.1216 | 0.0078069 | 4.7529e-05 | 0.28828 | 0.54035 | {47AA609B-0BD3-40D9-878F-3D1F5D334A7D} | 103721101 | PIT NO 1 1101 | 1552 | 41.0152 | -121.4689 | PIT NO 1 11011552 | 295 | 307 | 65193.7785 | 42573.1939 | 22620.5846 | 20793.5873 | 10045.3684 | 0.0065114 | 0.003307 | 1.4183 | 6.1022 | 2256 | 1.0695 | 2693.0547 | 9269.892 | 0
North Valley | 7389 | 1219 | 1684.9553 | 2308 | 2267.4685 | 280 | 5.285 | 1245.0928 | 27676.0352 | 294.2864 | 0.70116 | 44.8419 | 1.1227 | 0.00077341 | 4.7205e-05 | 0.52816 | 0.7431 | {7FF9C2B4-7885-497B-BE5B-64337D7948AA} | 103021101 | GANSNER 1101 | 2424 | 39.9569 | -120.9553 | GANSNER 11012424 | 198 | 224 | 44390.1403 | 30415.1727 | 13974.9676 | 30151.5298 | 13788.4936 | 0.013217 | 0.0042995 | 1.3822 | 8.2429 | 2261 | 0.21656 | 2691.9852 | 9288.6161 | 0
North Valley | 5797 | 84 | 134.3204 | 389 | 286.8394 | 103 | 4.3909 | 343.3144 | 1378.1764 | 20.3468 | 13.325 | 761.0178 | 1.3494 | 0.015358 | 4.703e-05 | 0.21594 | 0.46828 | {BE242D62-FFF6-4E73-8F41-DCC9F0527F50} | 103551101 | RISING RIVER 1101 | 1530 | 40.8713 | -121.5539 | RISING RIVER 11011530 | 222 | 204 | 39764.4567 | 28387.6321 | 11376.8246 | 16264.4687 | 6672.7303 | 0.0048441 | 0.0021587 | 1.5991 | 3.7767 | 2266 | 1.5819 | 2691.7686 | 9298.7164 | 0
North Valley | 5999 | 71 | 132.2646 | 255 | 179.3599 | 80 | 1.7718 | 6433.3486 | 42262.6302 | 124.1258 | 5.2973 | 1718.629 | 1.7339 | 0.040151 | 4.4954e-05 | 0.27843 | 0.73743 | {DECCC899-88C1-4943-B78C-B486089CB76D} | 102781101 | ELK CREEK 1101 | 2004 | 39.6105 | -122.5319 | ELK CREEK 11012004 | 188 | 164 | 91382.3908 | 86740.0938 | 4642.297 | 34785.4675 | 1064.6535 | 0.0035963 | 0.0034945 | 1.8629 | 3.1875 | 2284 | 3.2121 | 2690.1867 | 9320.3182 | 0
North Valley | 9200 | 18 | 21.9239 | 61 | 42.8421 | 21 | 4.2302 | 1781.8534 | 38946.1402 | 161.1129 | 0.038875 | 48.4885 | 1.3082 | 0.0036362 | 4.3807e-05 | 0.29508 | 0.51174 | {2C93052B-CAB6-4039-91C2-ECB9C837F00A} | 102211103 | BUCKS CREEK 1103 | circuit_breaker | 39.9115 | -121.327 | BUCKS CREEK 1103circuit_breaker | 57 | 6 | 3820.3163 | 3699.7995 | 120.5168 | 3699.7995 | 120.5168 | 0.00091994 | 0.00078266 | 1.218 | 2.9048 | 2292 | 0.076361 | 2686.9746 | 9322.6157 | 0
North Valley | 9386 | 13 | 17.4314 | 25 | 22.5658 | 3 | 0.014791 | 0.45413 | 1.0715 | 0.0024206 | 24.5789 | 552.9987 | 1.2493 | 0.10306 | 4.3649e-05 | 0.52 | 0.77247 | {E6C812B7-52C7-47F0-B595-32AF66AB7A9D} | 103091102 | CLARK ROAD 1102 | circuit_breaker | 39.6546 | -121.6352 | CLARK ROAD 1102circuit_breaker | 32 | 14 | 3132.7397 | 2454.6663 | 678.0734 | 1038.6996 | 103.8186 | 0.00013095 | 0.00021235 | 1.3409 | 8.3333 | 2293 | 0.30919 | 2686.8983 | 9323.2608 | 0
North Valley | 5834 | 286 | 409.5237 | 508 | 526.6929 | 71 | 9.6709 | 1327.0002 | 25981.9201 | 421.9377 | 2.5368 | 94.1236 | 1.0848 | 0.00047137 | 4.3639e-05 | 0.56299 | 0.77754 | {729A138E-F406-4953-BD8A-A6BF7C82CC1C} | 103132101 | CRESCENT MILLS 2101 | 2230 | 40.0847 | -120.9178 | CRESCENT MILLS 21012230 | 171 | 279 | 29790.9216 | 17863.1589 | 11927.7627 | 8832.0855 | 3561.2292 | 0.0030984 | 0.00059344 | 1.4319 | 7.1549 | 2294 | 0.033467 | 2686.5891 | 9328.7455 | 0
North Valley | 2714 | 110 | 151.7214 | 350 | 274.1033 | 69 | 1.033 | 226.9325 | 2048.8056 | 2.163 | 2.691 | 107.7909 | 1.1425 | 0.0024913 | 4.1932e-05 | 0.31429 | 0.55352 | {2A928B3F-2AFB-4E95-9D5F-1D4611A31405} | 103311101 | BURNEY 1102 | 1358 | 40.8795 | -121.6747 | BURNEY 11021358 | 69 | 67 | 17489.638 | 14868.5059 | 2621.1321 | 12955.3272 | 1692.8533 | 0.0028933 | 0.002563 | 1.3793 | 5.0725 | 2309 | 0.1719 | 2686.5556 | 9336.7907 | 0
North Valley | 3611 | 34 | 50.3245 | 85 | 72.2476 | 20 | 1.5986 | 194.1875 | 3147.4004 | 34.5757 | 2.0961 | 106.9438 | 1.1041 | 7.9697e-05 | 4.1323e-05 | 0.4 | 0.69656 | {20DFFDEF-5135-4324-A022-CDDC3E81B3A6} | 103381101 | FRENCH GULCH 1101 | circuit_breaker | 40.6865 | -122.6405 | FRENCH GULCH 1101circuit_breaker | 53 | 42 | 5707.0956 | 3697.5337 | 2009.5619 | 3697.5337 | 2009.5619 | 0.00082645 | 0.0006069 | 1.4801 | 4.25 | 2321 | 0.0015939 | 2686.3837 | 9339.0869 | 0
North Valley | 6253 | 7 | 19.4327 | 187 | 101.1468 | 15 | 6.2177 | 11.2628 | 28.139 | 0.32402 | 0.17817 | 1.2238 | 1 | 7.2314e-07 | 4.0751e-05 | 0.037433 | 0.19212 | {C6BC6538-2EB6-4DA5-9982-6A2D9BE60DD8} | 102361101 | HAMILTON BRANCH 1101 | 2082 | 40.2708 | -121.1269 | HAMILTON BRANCH 11012082 | 109 | 244 | 17289.5317 | 4925.5933 | 12363.9384 | 2146.9459 | 4784.4218 | 0.00061126 | 0.00016328 | 2.7761 | 12.4667 | 2332 | 1.0847e-05 | 2686.3821 | 9340.4202 | 0
North Valley | 5429 | 3 | 5.8349 | 4 | 6.0483 | 2 |  |  |  |  | 21.74 | 75.5043 | 1.1438 | 0.0051578 | 4.043e-05 | 0.75 | 0.96472 | {729134BB-0DFA-4145-807F-650A6E064048} | 102911103 | WYANDOTTE 1103 | circuit_breaker | 39.4917 | -121.5411 | WYANDOTTE 1103circuit_breaker | 231 | 432 | 26621.3822 | 11732.2478 | 14889.1344 | 375.8787 | 167.4875 | 8.086e-05 | 8.086e-05 | 1.945 | 2 | 2334 | 0.010316 | 2686.3821 | 9340.6536 | 0
North Valley | 4913 | 63 | 76.835 | 102 | 90.635 | 22 | 1.8388 | 531.0449 | 2332.7102 | 5.1381 | 16.3002 | 1097.2014 | 1.6881 | 0.042242 | 3.9962e-05 | 0.61765 | 0.84774 | {EFAF3860-6049-4F8E-AF4B-3D1B6758C8FE} | 103541104 | RED BLUFF 1104 | 1566 | 40.2653 | -122.2257 | RED BLUFF 11041566 | 107 | 59 | 31831.1322 | 24175.3198 | 7655.8123 | 15161.638 | 3463.7088 | 0.00087915 | 0.00082209 | 1.2196 | 4.6364 | 2342 | 0.92933 | 2686.3718 | 9350.069 | 1
North Valley | 3420 | 9 | 17.9222 | 31 | 25.6496 | 8 | 0.02897 | 0.17524 | 0.38283 | 2.0548e-05 | 5.7372 | 85.5777 | 1.5415 | 0.014161 | 3.9306e-05 | 0.29032 | 0.69873 | {995D3FA2-A637-43AE-9B3D-DDCFC4316118} | 103441103 | JESSUP 1103 | circuit_breaker | 40.4616 | -122.3279 | JESSUP 1103circuit_breaker | 307 | 419 | 38785.5388 | 22946.415 | 15839.1237 | 998.4804 | 1319.7574 | 0.00031445 | 0.00058754 | 1.9914 | 3.875 | 2352 | 0.11329 | 2685.4425 | 9350.689 | 0
North Valley | 5052 | 24 | 34.6876 | 88 | 65.1083 | 15 | 2.2819 | 2.9402 | 4.742 | 0.036674 | 0.91888 | 1.7477 | 1.0015 | 2.0883e-06 | 3.7671e-05 | 0.27273 | 0.53277 | {DD5BA261-28C3-4395-8BF5-3D293075C1EE} | 103311101 | BURNEY 1102 | circuit_breaker | 40.8882 | -121.6711 | BURNEY 1102circuit_breaker | 95 | 196 | 9053.3192 | 3204.0009 | 5849.3184 | 1949.5939 | 3633.0271 | 0.00056507 | 0.00047154 | 1.4453 | 5.8667 | 2366 | 3.1325e-05 | 2685.3292 | 9351.8997 | 0
North Valley | 1338 | 60 | 84.0367 | 403 | 262.2048 | 118 | 2.2177 | 324.7392 | 1494.4379 | 7.4396 | 3.8735 | 121.8936 | 1.1114 | 8.0867e-05 | 3.7382e-05 | 0.14888 | 0.3205 | {A45048C4-5E06-4803-9C40-C46808E3753F} | 103311101 | BURNEY 1102 | 1322 | 40.913 | -121.6469 | BURNEY 11021322 | 105 | 84 | 42442.7916 | 30035.9017 | 12406.8899 | 23390.5578 | 10886.7206 | 0.004411 | 0.0030676 | 1.4006 | 3.4153 | 2373 | 0.0095423 | 2685.3292 | 9366.4253 | 0
North Valley | 9163 | 4 | 5.4343 | 10 | 9.1895 | 2 | 0.010651 | 0.22239 | 0.34346 | 3.6924e-06 | 8.8584 | 286.1377 | 1.4303 | 0.040887 | 3.7122e-05 | 0.4 | 0.59136 | {34DFECF9-249D-4DDC-B44C-DC57837D8615} | 103321101 | CEDAR CREEK 1101 | 1710 | 40.7868 | -121.9018 | CEDAR CREEK 11011710 | 7 | 2 | 1582.6832 | 117.4627 | 1465.2205 | 117.4627 | 1465.2205 | 7.4245e-05 | 0.00022373 | 1.3586 | 5 | 2375 | 0.081775 | 2685.3196 | 9366.4982 | 0
North Valley | 4292 | 0 | 0 | 60 | 27.7497 | 23 | 11.1428 | 2045.7167 | 12474.9023 | 238.4755 | 27.0664 | 1289.4999 | 1.6464 | 0.0085969 | 3.666e-05 | 0 | 0 | {FAF0B739-3196-4C1D-A8BD-B6B12F707FEC} | 103491101 | MC ARTHUR 1101 | 38998 | 41.0562 | -121.383 | MC ARTHUR 110138998 | 221 | 179 | 32651.9155 | 26238.7768 | 6413.1387 | 15389.4778 | 2109.3525 | 0.00084319 | 0.0001546 |  | 2.6087 | 2378 | 0.19773 | 2685.2378 | 9376.0551 | 0
North Valley | 4640 | 2 | 1.9572 | 6 | 3.7802 | 1 |  |  |  |  | 0 | 0.033628 | 1 | 2.3732e-06 | 3.5725e-05 | 0.33333 | 0.51776 | {D7294FE2-5C1D-4A22-BE67-3B019C568346} | 102911102 | WYANDOTTE 1102 | 13914 | 39.5152 | -121.5462 | WYANDOTTE 110213914 | 62 | 225 | 10400.1409 | 2833.7582 | 7566.3827 | 43.1117 | 230.59 | 3.5725e-05 | 3.5725e-05 | 0.97861 | 6 | 2389 | 2.3732e-06 | 2685.0401 | 9376.0818 | 0
North Valley | 8636 | 426 | 547.9622 | 1157 | 889.6174 | 202 | 1.1797 | 1115.2695 | 23049.3985 | 94.8981 | 0.49877 | 99.4618 | 1.3523 | 0.0058222 | 3.4643e-05 | 0.36819 | 0.61595 | {777DE2C4-ED25-41C9-82DD-E42386BC34EE} | 102211102 | BUCKS CREEK 1102 | circuit_breaker | 39.9115 | -121.327 | BUCKS CREEK 1102circuit_breaker | 159 | 174 | 53280.1728 | 47507.7824 | 5772.3904 | 47507.7824 | 5772.3904 | 0.0069979 | 0.0050299 | 1.2863 | 5.7277 | 2404 | 1.1761 | 2685.0401 | 9405.5842 | 0
North Valley | 6983 | 19 | 32.1077 | 150 | 92.8232 | 27 | 9.0551 | 276.4411 | 4926.2764 | 75.3543 | 1.0398 | 20.5291 | 1.0097 | 5.2711e-05 | 3.2769e-05 | 0.12667 | 0.3459 | {6FA22C4C-B16C-4BDC-8F70-7E0F32F87C45} | 102361101 | HAMILTON BRANCH 1101 | 90334 | 40.2684 | -121.0877 | HAMILTON BRANCH 110190334 | 74 | 96 | 8996.4682 | 5434.6472 | 3561.821 | 5355.1369 | 3489.1915 | 0.00088478 | 0.00019363 | 1.6899 | 5.5556 | 2429 | 0.0014232 | 2683.864 | 9408.9097 | 0
North Valley | 1206 | 1 | 1.2277 | 5 | 2.5086 | 3 | 0.81025 | 1.7792 | 4.0377 | 0.0065431 | 44.4801 | 875.9762 | 1.4897 | 0.09231 | 3.2397e-05 | 0.2 | 0.4894 | {7FAC2369-AB0B-45B1-8121-0A58A05D1C75} | 103541103 | RED BLUFF 1103 | circuit_breaker | 40.1823 | -122.2446 | RED BLUFF 1103circuit_breaker | 576 | 1856 | 97907.6357 | 31613.5881 | 66294.0476 | 126.6017 | 70.7651 | 9.7192e-05 | 0.00011325 | 1.2277 | 1.6667 | 2434 | 0.27693 | 2683.8626 | 9408.9883 | 0
North Valley | 7598 | 287 | 336.3218 | 504 | 438.9653 | 93 | 1.1043 | 222.2624 | 2525.5114 | 9.237 | 0.13845 | 59.5435 | 1.2464 | 0.00026552 | 3.2373e-05 | 0.56944 | 0.76617 | {5C4A4B21-8DC0-4DD4-BD69-EB88E21328E5} | 103732101 | PIT NO 3 2101 | circuit_breaker | 40.9981 | -121.7474 | PIT NO 3 2101circuit_breaker | 54 | 15 | 13252.2607 | 11059.9326 | 2192.3281 | 10857.4498 | 1533.1179 | 0.0030107 | 0.0026565 | 1.1719 | 5.4194 | 2435 | 0.024694 | 2683.5857 | 9415.7308 | 0
North Valley | 7834 | 12 | 24.2479 | 30 | 31.4592 | 8 | 0.64672 | 135.6064 | 2041.6301 | 23.508 | 1.3241 | 127.8227 | 1.1477 | 1.7889e-05 | 3.032e-05 | 0.4 | 0.77077 | {CEDB41D0-D0A4-4C87-B076-5057F893A246} | 103381101 | FRENCH GULCH 1101 | 1464 | 40.7131 | -122.6357 | FRENCH GULCH 11011464 | 12 | 6 | 1709.0703 | 1371.4854 | 337.585 | 1371.4854 | 337.585 | 0.00024256 | 0.00024998 | 2.0207 | 3.75 | 2468 | 0.00014311 | 2683.561 | 9416.5825 | 0
North Valley | 6009 | 60 | 124.444 | 1174 | 730.8768 | 191 | 3.8122 | 94.4201 | 394.4453 | 5.1794 | 2.7166 | 82.663 | 1.0777 | 0.00032832 | 3.0014e-05 | 0.051107 | 0.17027 | {8F4CC463-393C-4538-A842-1BB0282A8F17} | 103551101 | RISING RIVER 1101 | 9032 | 40.7801 | -121.5032 | RISING RIVER 11019032 | 243 | 340 | 50929.046 | 37315.5797 | 13613.4663 | 35634.3752 | 12189.4552 | 0.0057327 | 0.00259 | 2.0741 | 6.1466 | 2469 | 0.062709 | 2683.5608 | 9438.7114 | 0
North Valley | 3860 | 922 | 1212.7833 | 1385 | 1463.0771 | 166 | 2.1457 | 1231.8805 | 24735.0439 | 57.299 | 0.69856 | 56.586 | 1.2321 | 0.00014024 | 2.9126e-05 | 0.6657 | 0.82893 | {0DD81C15-0750-470B-8405-5D786A5E8465} | 102530401 | GRAYS FLAT 0401 | circuit_breaker | 40.0221 | -121.0642 | GRAYS FLAT 0401circuit_breaker | 96 | 126 | 23918.2906 | 17210.1208 | 6708.1698 | 17210.1208 | 6708.1698 | 0.004835 | 0.0029606 | 1.3154 | 8.3434 | 2474 | 0.02328 | 2683.4981 | 9449.3989 | 0
North Valley | 5225 | 101 | 114.7554 | 342 | 247.1712 | 77 | 0.96839 | 341.3386 | 3634.4122 | 3.028 | 1.0135 | 69.682 | 1.08 | 2.5847e-05 | 2.893e-05 | 0.29532 | 0.46428 | {4A0A56A3-602B-4EA0-9D5D-4F9EBD3DE945} | 103732101 | PIT NO 3 2101 | 1386 | 41.0214 | -121.6772 | PIT NO 3 21011386 | 68 | 72 | 15022.9856 | 11052.9537 | 3970.0319 | 10692.089 | 3578.5981 | 0.0022276 | 0.0022692 | 1.1362 | 4.4416 | 2476 | 0.0019902 | 2683.4748 | 9456.0387 | 0
North Valley | 1494 | 6 | 13.513 | 326 | 159.7544 | 27 | 8.2335 | 15.0124 | 35.3182 | 0.53671 | 0.13133 | 1.4132 | 1.2963 | 6.9392e-07 | 2.8832e-05 | 0.018405 | 0.084586 | {512E7C3F-C5ED-477A-A43F-85AACCF18F8D} | 102361101 | HAMILTON BRANCH 1101 | 87784 | 40.2567 | -121.1401 | HAMILTON BRANCH 110187784 | 44 | 104 | 11259.8874 | 2328.7215 | 8931.1659 | 2328.7215 | 8931.1659 | 0.00077846 | 0.00030513 | 2.2522 | 12.0741 | 2478 | 1.8736e-05 | 2683.4729 | 9457.4849 | 0
North Valley | 2833 | 19 | 25.8131 | 105 | 75.527 | 28 | 4.1247 | 1973.5194 | 12938.4337 | 87.8128 | 3.9099 | 819.6356 | 1.4715 | 0.0018369 | 2.8809e-05 | 0.18095 | 0.34177 | {94162D16-0097-44C8-A147-FCAA580DD744} | 103491101 | MC ARTHUR 1101 | 37388 | 41.1 | -121.1865 | MC ARTHUR 110137388 | 68 | 56 | 21260.0481 | 20103.5682 | 1156.4799 | 12648.9045 | 737.5626 | 0.00080664 | 0.00028947 | 1.3586 | 3.75 | 2480 | 0.051433 | 2683.4728 | 9465.3398 | 0
North Valley | 4948 | 4 | 4.6762 | 28 | 17.9888 | 9 | 0.98098 | 0.66191 | 1.2347 | 0.0064475 | 0.59596 | 8.7022 | 0.55728 | 0.00035426 | 2.7758e-05 | 0.14286 | 0.25995 | {C4DDB13D-8C8F-4D3D-860D-833D982C6826} | 103311102 | BURNEY 1102 | 97318 | 40.8829 | -121.6643 | BURNEY 110297318 | 71 | 113 | 6858.8034 | 2272.8877 | 4585.9157 | 1004.5656 | 2282.2468 | 0.00024982 | 0.00024582 | 1.1691 | 3.1111 | 2493 | 0.0031884 | 2683.4214 | 9465.9637 | 0
North Valley | 2386 | 262 | 319.6884 | 933 | 656.6179 | 228 | 1.1118 | 320.9111 | 3430.9341 | 26.3089 | 1.0408 | 98.9747 | 1.0738 | 7.265e-05 | 2.434e-05 | 0.28081 | 0.48687 | {060881A6-D014-4A68-9103-99AC74B02ACB} | 103732101 | PIT NO 3 2101 | 1360 | 41.0315 | -121.6704 | PIT NO 3 21011360 | 106 | 61 | 40452.7074 | 34538.882 | 5913.8254 | 33967.8078 | 4802.0358 | 0.0055495 | 0.0056659 | 1.2202 | 4.0921 | 2542 | 0.016564 | 2683.4182 | 9487.0577 | 0
North Valley | 8574 | 584 | 738.9492 | 786 | 834.9239 | 84 | 3.7067 | 1127.9836 | 24004.2075 | 235.7902 | 0.62482 | 61.9785 | 1.2055 | 0.00057063 | 2.3555e-05 | 0.743 | 0.88505 | {685CF79F-C4BB-4361-A8EF-28010425513E} | 103104401 | SPANISH CREEK 4401 | circuit_breaker | 40.0271 | -120.963 | SPANISH CREEK 4401circuit_breaker | 38 | 43 | 14276.9382 | 12760.2493 | 1516.6889 | 9502.8761 | 1516.6889 | 0.0019786 | 0.00089125 | 1.2653 | 9.3571 | 2552 | 0.047933 | 2683.4016 | 9492.959 | 0
North Valley | 8802 | 7 | 12.903 | 57 | 34.6669 | 14 | 0.63101 | 3262.9122 | 48629.4117 | 40.1702 | 0.2402 | 548.4478 | 1.5612 | 0.00041583 | 2.2435e-05 | 0.12281 | 0.3722 | {D4D9BD9F-69B8-49BE-A9F7-A13A4AD2C53C} | 103381101 | FRENCH GULCH 1101 | 1892 | 40.7017 | -122.6404 | FRENCH GULCH 11011892 | 13 | 4 | 4783.858 | 4073.3832 | 710.4748 | 4073.3832 | 710.4748 | 0.00031409 | 0.0003723 | 1.8433 | 4.0714 | 2574 | 0.0058216 | 2683.3537 | 9495.4885 | 0
North Valley | 6355 | 1 | 3.8265 | 156 | 74.8576 | 32 | 2.8358 | 7.3902 | 34.7869 | 0.37493 | 0.63157 | 4.5673 | 1.0005 | 6.8466e-07 | 2.0643e-05 | 0.0064103 | 0.051118 | {FF704EC9-7B07-4166-A0E1-5C891877A473} | 102812101 | BIG MEADOWS 2101 | 2246 | 40.2108 | -121.1643 | BIG MEADOWS 21012246 | 56 | 108 | 5666.2953 | 2937.4924 | 2728.8029 | 2937.4924 | 2728.8029 | 0.00066056 | 0.0003298 | 3.8265 | 4.875 | 2595 | 2.1909e-05 | 2683.3479 | 9497.3127 | 0
North Valley | 9005 | 3 | 3.6831 | 10 | 6.9712 | 5 | 0 | 0 | 0 | 0 | 3.6473 | 229.9829 | 1.1345 | 5.0138e-05 | 2.0454e-05 | 0.3 | 0.52834 | {68ED899E-4033-413B-A72A-EE83BDC8B804} | 103381102 | FRENCH GULCH 1102 | circuit_breaker | 40.6864 | -122.6405 | FRENCH GULCH 1102circuit_breaker | 20 | 5 | 2859.074 | 2729.0129 | 130.0611 | 2729.0129 | 130.0611 | 0.00010227 | 0.00016906 | 1.2277 | 2 | 2601 | 0.00025069 | 2683.3479 | 9499.0074 | 0
North Valley | 7588 | 8 | 13.6398 | 51 | 37.4896 | 18 | 2.2255 | 840.2386 | 3848.167 | 14.1752 | 19.6257 | 1861.7748 | 2.0429 | 0.04305 | 2.0089e-05 | 0.15686 | 0.36383 | {D3F18D5E-2734-47E6-AA3E-0F1256C05891} | 103551101 | RISING RIVER 1101 | 1532 | 40.8229 | -121.5021 | RISING RIVER 11011532 | 29 | 30 | 9763.6072 | 7838.859 | 1924.7483 | 4719.7178 | 1581.3351 | 0.0003616 | 0.00026115 | 1.705 | 2.8333 | 2605 | 0.77491 | 2683.3476 | 9501.9384 | 0
North Valley | 6801 | 53 | 68.5986 | 97 | 91.2958 | 10 | 1.7101 | 255.8505 | 3240.1097 | 20.0102 | 0.83385 | 32.1081 | 1.002 | 8.7699e-07 | 1.9961e-05 | 0.54639 | 0.75139 | {13627031-EE44-4823-A048-AA36CB9BE013} | 103021101 | GANSNER 1101 | 99388 | 39.9405 | -120.9519 | GANSNER 110199388 | 65 | 74 | 6634.2426 | 3580.3836 | 3053.859 | 1047.5058 | 956.0837 | 0.00019961 | 0.00013201 | 1.2943 | 9.7 | 2608 | 8.7699e-06 | 2682.5727 | 9502.5889 | 0
North Valley | 2938 | 0 | 0 | 25 | 15.6466 | 8 | 0 | 0.0063586 | 0.0061715 | 0 | 4.0136 | 128.6855 | 1.1668 | 0.0017453 | 1.9519e-05 | 0 | 0 | {2E555E2F-D45B-427A-941D-A906BDE558FE} | 103311101 | BURNEY 1102 | 2402 | 40.8884 | -121.6712 | BURNEY 11022402 | 34 | 5 | 6171.6526 | 6035.4639 | 136.1888 | 2243.205 | 41.7017 | 0.00015615 | 0.00027297 |  | 3.125 | 2618 | 0.013963 | 2682.5727 | 9503.9819 | 0
North Valley | 6179 | 3 | 9.7914 | 56 | 34.7689 | 10 | 5.2544 | 11.0456 | 26.226 | 0.22268 | 1.023 | 7.1274 | 1.0115 | 5.5275e-07 | 1.8995e-05 | 0.053571 | 0.28161 | {D03C18EE-E1AA-4630-B396-89DAD0F5DDA8} | 102361101 | HAMILTON BRANCH 1101 | 53192 | 40.2726 | -121.0949 | HAMILTON BRANCH 110153192 | 59 | 127 | 8310.4211 | 3316.9892 | 4993.4319 | 1145.8186 | 414.7168 | 0.00018995 | 8.3205e-05 | 3.2638 | 5.6 | 2634 | 5.5275e-06 | 2682.5587 | 9504.6935 | 0
North Valley | 8769 | 0 | 0 | 88 | 18.9937 | 22 | 0.18688 | 67.2039 | 206.8862 | 0.075288 | 18.7137 | 2833.9262 | 1.9074 | 0.045486 | 1.8101e-05 | 0 | 0 | {9C401B14-4A54-4DA8-B9DB-3EDB68F74D1D} | 103331101 | CORNING 1101 | 85162 | 39.9385 | -122.4044 | CORNING 110185162 | 45 | 18 | 9561.9318 | 9259.5842 | 302.3476 | 9259.5842 | 302.3476 | 0.00039822 | 0.00050992 |  | 4 | 2647 | 1.0007 | 2682.5587 | 9510.4437 | 0
North Valley | 7483 | 1 | 1.3586 | 5 | 3.5871 | 2 |  |  |  |  | 0.68363 | 15.6353 | 1.0044 | 1.1563e-06 | 1.7406e-05 | 0.2 | 0.37874 | {F015A61C-A7C7-4E4E-9F7E-089F729D8AF8} | 102551101 | EAST QUINCY 1101 | 1319 | 39.9337 | -120.9046 | EAST QUINCY 11011319 | 28 | 116 | 6468.8134 | 1710.625 | 4758.1883 | 230.1059 | 582.2453 | 3.4813e-05 | 3.4813e-05 | 1.3586 | 2.5 | 2658 | 2.3127e-06 | 2681.5581 | 9510.5866 | 0
North Valley | 3422 | 1319 | 1787.6937 | 1981 | 2128.3396 | 219 | 3.1807 | 853.8659 | 18304.4491 | 191.615 | 0.37988 | 52.663 | 1.0874 | 4.3007e-05 | 1.7313e-05 | 0.66583 | 0.83995 | {6FD1FEB7-53BB-4905-92FA-6BF228EE659D} | 103132101 | CRESCENT MILLS 2101 | 2232 | 40.0718 | -120.828 | CRESCENT MILLS 21012232 | 177 | 150 | 45259.2985 | 32432.4236 | 12826.8749 | 22620.3804 | 12026.3735 | 0.0037915 | 0.0016583 | 1.3553 | 9.0457 | 2660 | 0.0094184 | 2681.5581 | 9524.6338 | 0
North Valley | 9020 | 119 | 134.7891 | 454 | 292.8803 | 86 | 0.09367 | 1349.9065 | 25152.5615 | 7.8864 | 0.21576 | 86.8632 | 1.3118 | 0.001083 | 1.7263e-05 | 0.26211 | 0.46022 | {CBEFA52C-F905-473F-B9BB-602279DBF4B7} | 103381102 | FRENCH GULCH 1102 | 2902 | 40.6671 | -122.6345 | FRENCH GULCH 11022902 | 12 | 4 | 11324.9967 | 11239.784 | 85.2126 | 11239.784 | 85.2126 | 0.0014847 | 0.0026255 | 1.1327 | 5.2791 | 2662 | 0.093136 | 2681.5486 | 9531.6137 | 0
North Valley | 9280 | 19 | 28.6066 | 38 | 34.9124 | 13 | 0.059894 | 1693.1371 | 6767.0807 | 0.43157 | 2.0157 | 1686.1767 | 1.6431 | 0.031674 | 1.7141e-05 | 0.5 | 0.81938 | {CE87ED54-B441-462F-AE1C-C4DF9A1FDFBB} | 103461102 | PANORAMA 1102 | 1632 | 40.4045 | -122.1217 | PANORAMA 11021632 | 23 | 17 | 14347.7308 | 13751.6318 | 596.0991 | 13751.6318 | 596.0991 | 0.00022283 | 0.00080081 | 1.5056 | 2.9231 | 2664 | 0.41176 | 2681.4555 | 9540.1535 | 0
North Valley | 7297 | 0 | 0 | 3 | 1.3672 | 2 | 0 | 0 | 0 | 0 | 9.6283 | 22.4742 | 1.0509 | 1.3684e-06 | 1.6351e-05 | 0 | 0 | {B2408DFF-DEFE-41B8-ADEE-8F62D90930D1} | 103311102 | BURNEY 1102 | 37284 | 40.8844 | -121.6665 | BURNEY 110237284 | 20 | 67 | 2831.8619 | 527.4707 | 2304.3912 | 11.2633 | 508.391 | 3.2702e-05 | 4.1196e-05 |  | 1.5 | 2674 | 2.7368e-06 | 2681.0437 | 9540.1605 | 0
North Valley | 5873 | 40 | 56.6028 | 81 | 79.4963 | 9 | 0.38473 | 141.7207 | 2730.8225 | 9.079 | 3.9712 | 74.1054 | 1.1952 | 0.0047857 | 1.5789e-05 | 0.49383 | 0.71202 | {2D495744-1EEC-4B5A-AB6C-8BE5D83F4E62} | 103021101 | GANSNER 1101 | 37550 | 39.939 | -120.9524 | GANSNER 110137550 | 95 | 74 | 11600.7899 | 7302.7522 | 4298.0377 | 1056.3754 | 57.5331 | 0.0001421 | 0.00021708 | 1.4151 | 9 | 2688 | 0.043071 | 2681.0437 | 9540.8165 | 0
North Valley | 7469 | 7 | 9.1637 | 106 | 53.4686 | 22 | 0.86808 | 3.6128 | 13.7155 | 0.037031 | 3.0859 | 44.9137 | 1.0046 | 0.0015057 | 1.5021e-05 | 0.066038 | 0.17138 | {8AC91F5C-D86E-4B8D-B342-7C652EFA0FA1} | 103721101 | PIT NO 1 1101 | 70952 | 41.004 | -121.4472 | PIT NO 1 110170952 | 58 | 144 | 7342.9956 | 2749.7949 | 4593.2007 | 2745.2229 | 4593.2007 | 0.00033046 | 0.00031776 | 1.3091 | 4.8182 | 2705 | 0.033125 | 2681.0007 | 9542.5213 | 0
North Valley | 9481 | 91 | 112.2619 | 290 | 212.6983 | 94 | 1.7733 | 203.9505 | 2723.5418 | 16.9665 | 1.2697 | 56.323 | 1.1067 | 0.0008952 | 1.47e-05 | 0.31379 | 0.5278 | {1667C171-4E6E-402D-B45F-3BA2B8FB113A} | 102812101 | BIG MEADOWS 2101 | 2248 | 40.1705 | -121.0807 | BIG MEADOWS 21012248 | 41 | 17 | 15626.8117 | 14718.1001 | 908.7116 | 14718.1001 | 908.7116 | 0.0013818 | 0.00083697 | 1.2336 | 3.0851 | 2711 | 0.084149 | 2680.9675 | 9551.6612 | 0
North Valley | 5246 | 7 | 13.4703 | 22 | 16.8173 | 12 | 0.25635 | 50.1847 | 183.5414 | 0.14714 | 13.5524 | 2231.3302 | 1.549 | 0.019672 | 1.4456e-05 | 0.31818 | 0.80098 | {A9C774C3-1428-4B46-A99D-50AD5766C649} | 103331101 | CORNING 1101 | 87304 | 39.958 | -122.2908 | CORNING 110187304 | 115 | 90 | 31545.0017 | 23676.389 | 7868.6127 | 3402.7975 | 987.0215 | 0.00017348 | 0.00032536 | 1.9243 | 1.8333 | 2716 | 0.23607 | 2680.8834 | 9553.7743 | 0
North Valley | 7811 | 936 | 1241.3916 | 1462 | 1548.5214 | 185 | 2.6704 | 489.5529 | 5203.3442 | 53.2414 | 2.8653 | 192.4125 | 1.2577 | 0.00052817 | 1.4228e-05 | 0.64022 | 0.80166 | {50FC30D9-9631-47C1-AB52-87E3C16BC0D9} | 103132101 | CRESCENT MILLS 2101 | 2562 | 40.1081 | -120.9068 | CRESCENT MILLS 21012562 | 293 | 254 | 74966.102 | 54701.1021 | 20264.9999 | 25377.9444 | 10433.0671 | 0.0026323 | 0.001373 | 1.3263 | 7.9027 | 2718 | 0.097711 | 2680.6473 | 9569.534 | 0
North Valley | 3715 | 14 | 38.6211 | 230 | 138.1803 | 14 | 1.7626 | 1.4955 | 7.4697 | 0.042822 | 0.3848 | 2.0528 | 1 | 7.1314e-07 | 1.4116e-05 | 0.06087 | 0.2795 | {8A77F8FA-02FE-4834-A4BC-ADBE43D39923} | 102361101 | HAMILTON BRANCH 1101 | 3049 | 40.2767 | -121.1289 | HAMILTON BRANCH 11013049 | 52 | 152 | 8683.9763 | 2682.1998 | 6001.7765 | 1766.4723 | 4422.3758 | 0.00019763 | 0.00015029 | 2.7587 | 16.4286 | 2720 | 9.984e-06 | 2680.5496 | 9570.631 | 0
North Valley | 3444 | 48 | 105.1785 | 184 | 168.7551 | 29 | 2.9327 | 41.0855 | 210.1452 | 2.9822 | 0.32585 | 15.9816 | 2.5237 | 1.5563e-05 | 1.396e-05 | 0.26087 | 0.62326 | {F5B87947-B1CF-4B32-AB2B-95DA61D92836} | 103181101 | CHESTER 1101 | circuit_breaker | 40.3025 | -121.227 | CHESTER 1101circuit_breaker | 260 | 916 | 49899.8508 | 12954.421 | 36945.4298 | 3248.2591 | 7556.8788 | 0.00040485 | 0.0002481 | 2.1912 | 6.3448 | 2724 | 0.00045133 | 2680.5496 | 9572.6482 | 0
North Valley | 1503 | 19 | 45.838 | 180 | 120.725 | 29 | 2.6487 | 19.7093 | 188.0227 | 3.0892 | 0.768 | 6.5025 | 0.95163 | 9.1338e-06 | 1.3318e-05 | 0.10556 | 0.37969 | {CF1292FF-09D7-4946-B3C9-5DF5A5CB48C9} | 102361101 | HAMILTON BRANCH 1101 | circuit_breaker | 40.2692 | -121.0879 | HAMILTON BRANCH 1101circuit_breaker | 145 | 321 | 20873.4192 | 5887.1186 | 14986.3006 | 3577.0016 | 8192.448 | 0.00038623 | 0.00026576 | 2.4125 | 6.2069 | 2737 | 0.00026488 | 2680.5491 | 9574.8695 | 0
North Valley | 8904 | 62 | 113.5519 | 125 | 142.6035 | 46 | 2.0975 | 219.8536 | 987.5826 | 1.0903 | 6.4923 | 426.2322 | 1.5242 | 0.0030262 | 1.3286e-05 | 0.496 | 0.79628 | {185974AB-4212-4B5F-B111-C93E97C24964} | 103721101 | PIT NO 1 1101 | circuit_breaker | 40.9904 | -121.4961 | PIT NO 1 1101circuit_breaker | 67 | 24 | 11736.4796 | 10477.1422 | 1259.3374 | 10477.1422 | 1259.3374 | 0.00061115 | 0.00055541 | 1.8315 | 2.7174 | 2738 | 0.13921 | 2680.5489 | 9581.3758 | 0
North Valley | 682 | 33 | 62.2596 | 217 | 153.9339 | 80 | 1.5457 | 120.282 | 703.605 | 1.6178 | 4.3999 | 218.676 | 1.139 | 0.0012586 | 1.2498e-05 | 0.15207 | 0.40446 | {603720E6-C08C-4450-9A1D-FFFC2D98E7C9} | 103721101 | PIT NO 1 1101 | 3312 | 41.0022 | -121.4383 | PIT NO 1 11013312 | 133 | 204 | 23575.5634 | 14682.7391 | 8892.8243 | 12918.6838 | 5295.7871 | 0.00099985 | 0.00086965 | 1.8867 | 2.7125 | 2753 | 0.10069 | 2680.4097 | 9589.3983 | 0
North Valley | 4887 | 139 | 185.2732 | 649 | 421.7364 | 92 | 3.4554 | 612.2788 | 12286.864 | 68.9728 | 0.4786 | 15.8652 | 1.0451 | 4.6558e-05 | 1.1152e-05 | 0.21418 | 0.43931 | {CAAE778D-9C35-4E23-898C-4B832CDD3B89} | 102812101 | BIG MEADOWS 2101 | 2474 | 40.1714 | -121.0848 | BIG MEADOWS 21012474 | 146 | 216 | 23480.9608 | 13446.528 | 10034.4328 | 12716.7551 | 7940.5101 | 0.001026 | 0.0005015 | 1.3329 | 7.0543 | 2774 | 0.0042833 | 2680.309 | 9597.2954 | 1
North Valley | 1887 | 0 | 0 | 3 | 0.64023 | 2 | 0.002804 | 0.22239 | 1.7851 | 5.0056e-06 | 60.1283 | 1157.4852 | 1.469 | 0.06938 | 1.1085e-05 | 0 | 0 | {87BD5616-A670-4B3C-B36B-8B72CB70DFA6} | 102911106 | WYANDOTTE 1106 | 41650 | 39.3864 | -121.5762 | WYANDOTTE 110641650 | 191 | 233 | 44992.8953 | 25775.0399 | 19217.8554 | 1286.1146 | 776.8073 | 2.2169e-05 | 4.3811e-05 |  | 1.5 | 2775 | 0.13876 | 2680.3047 | 9598.0941 | 0
North Valley | 5961 | 19 | 23.0925 | 158 | 93.7144 | 25 | 1.9518 | 245.5962 | 5283.328 | 36.2018 | 0.87726 | 11.9019 | 1.0039 | 9.0413e-05 | 1.0137e-05 | 0.12025 | 0.24641 | {48DFC761-81AC-4E6E-A815-DEA2190E6576} | 102812101 | BIG MEADOWS 2101 | circuit_breaker | 40.1714 | -121.0843 | BIG MEADOWS 2101circuit_breaker | 75 | 51 | 5517.7346 | 3325.4736 | 2192.2611 | 3325.4736 | 2192.2611 | 0.00025342 | 0.00019715 | 1.2154 | 6.32 | 2788 | 0.0022603 | 2680.1659 | 9600.1592 | 0
North Valley | 8189 | 19 | 29.5221 | 187 | 120.2839 | 59 | 1.5988 | 554.5201 | 3575.6385 | 12.3035 | 3.6095 | 535.8455 | 1.4281 | 0.00054947 | 9.7758e-06 | 0.1016 | 0.24544 | {2548B457-03C9-4EEF-9E95-D0AA3CBA5A67} | 103491101 | MC ARTHUR 1101 | 1544 | 41.0574 | -121.2773 | MC ARTHUR 11011544 | 168 | 143 | 47799.1249 | 44879.1507 | 2919.9742 | 22817.5943 | 756.8792 | 0.00057677 | 0.00043875 | 1.5538 | 3.1695 | 2791 | 0.032419 | 2680.1637 | 9614.3289 | 0
North Valley | 4860 | 0 | 0 | 12 | 4.4995 | 4 | 0.64012 | 143.3333 | 578.4624 | 0.44207 | 16.948 | 1016.3264 | 1.5785 | 0.012037 | 9.7704e-06 | 0 | 0 | {76F913B6-6D49-4D3C-ACC8-2AE24DFE45A2} | 103491102 | MC ARTHUR 1102 | 1324 | 41.0453 | -121.4035 | MC ARTHUR 11021324 | 217 | 172 | 49263.6463 | 41089.9508 | 8173.6955 | 3069.2847 | 186.0193 | 3.9082e-05 | 4.1986e-05 |  | 3 | 2792 | 0.048146 | 2680.1313 | 9616.235 | 0
North Valley | 2421 | 1 | 1.9158 | 99 | 47.2544 | 8 | 2.8074 | 2.1498 | 4.2793 | 0.034661 | 0.16759 | 0.41543 | 2.25 | 3.2221e-07 | 9.5811e-06 | 0.010101 | 0.040542 | {32D1F0F9-DFF9-4513-A71D-93DBB94A9BB3} | 102361101 | HAMILTON BRANCH 1101 | 37436 | 40.2562 | -121.14 | HAMILTON BRANCH 110137436 | 79 | 177 | 12868.1678 | 3303.8601 | 9564.3077 | 951.9489 | 1747.0935 | 7.6649e-05 | 7.4117e-05 | 1.9158 | 12.375 | 2793 | 2.5776e-06 | 2680.0831 | 9616.8261 | 0
North Valley | 7954 | 117 | 151.0492 | 556 | 351.6455 | 113 | 0.32586 | 44.3695 | 537.9381 | 0.24409 | 0.24747 | 11.7133 | 1.0435 | 0.00013188 | 6.4157e-06 | 0.21043 | 0.42955 | {A5EA53CA-65A7-43BC-BB3E-43041FB8E51A} | 102812101 | BIG MEADOWS 2101 | 2476 | 40.1712 | -121.0871 | BIG MEADOWS 21012476 | 150 | 190 | 19305.6267 | 14000.8931 | 5304.7336 | 12812.7347 | 2877.3939 | 0.00072497 | 0.0010957 | 1.291 | 4.9204 | 2835 | 0.014902 | 2680.0831 | 9624.7828 | 0
North Valley | 7348 | 34 | 53.0859 | 116 | 94.6427 | 50 | 0.19253 | 105.4446 | 676.1612 | 0.15689 | 0.044115 | 25.1444 | 1.0417 | 6.0715e-07 | 6.1246e-06 | 0.2931 | 0.56091 | {2FDD93D7-D61D-44CD-93DA-C1ACCE10D2C0} | 102812101 | BIG MEADOWS 2101 | 2510 | 40.2104 | -121.1644 | BIG MEADOWS 21012510 | 26 | 4 | 14178.3141 | 14131.8875 | 46.4267 | 6780.2402 | 33.1788 | 0.00030623 | 0.00045697 | 1.5613 | 2.32 | 2838 | 3.0357e-05 | 2680.0682 | 9628.9934 | 0
North Valley | 6183 | 2 | 3.3036 | 16 | 10.5998 | 5 | 0.27305 | 49.3513 | 177.8281 | 0.16781 | 9.3925 | 180.9886 | 1.1341 | 0.0056778 | 5.2093e-06 | 0.125 | 0.31166 | {240B9597-FDF1-4E00-A581-05E13375E11A} | 103721101 | PIT NO 1 1101 | 9702 | 41.0049 | -121.447 | PIT NO 1 11019702 | 165 | 125 | 18660.7465 | 14797.5762 | 3863.1703 | 994.3298 | 212.6304 | 2.6047e-05 | 9.5282e-05 | 1.6518 | 3.2 | 2841 | 0.028389 | 2680.0682 | 9629.6108 | 0
North Valley | 2405 | 23 | 37.3939 | 286 | 176.5666 | 62 | 0.62819 | 126.2753 | 923.8286 | 3.352 | 2.0223 | 316.5517 | 1.292 | 0.00076233 | 5.0375e-06 | 0.08042 | 0.21178 | {F58DF78A-C4B0-4969-9413-98D7022EFF8F} | 103491101 | MC ARTHUR 1101 | 1546 | 41.0477 | -121.3122 | MC ARTHUR 11011546 | 134 | 169 | 40427.6671 | 37312.9087 | 3114.7583 | 20599.9851 | 2256.7904 | 0.00031232 | 0.00041461 | 1.6258 | 4.6129 | 2844 | 0.047265 | 2680.0398 | 9642.4034 | 0
North Valley | 9495 | 1 | 1.9791 | 63 | 36.1892 | 22 | 0 | 117.7982 | 1930.4878 | 0 | 0.7314 | 26.0458 | 1.0411 | 8.3913e-07 | 4.4993e-06 | 0.015873 | 0.054688 | {AF151625-80CF-4718-9BB9-66C05505AD54} | 102361101 | HAMILTON BRANCH 1101 | 18205 | 40.2961 | -121.1335 | HAMILTON BRANCH 110118205 | 14 | 7 | 7568.0134 | 6497.5751 | 1070.4383 | 3707.1238 | 1070.4383 | 9.8986e-05 | 0.00018662 | 1.9791 | 2.8636 | 2851 | 1.8461e-05 | 2679.9925 | 9644.7056 | 0
North Valley | 9380 | 0 | 0 | 14 | 7.0608 | 9 | 0.01019 | 54.2735 | 847.1643 | 0.031399 | 0.068584 | 43.3235 | 1.0792 | 1.0794e-06 | 3.9919e-06 | 0 | 0 | {637602BE-E394-4D87-B06C-9852D4AA6AF2} | 102361101 | HAMILTON BRANCH 1101 | 2436 | 40.2861 | -121.1155 | HAMILTON BRANCH 11012436 | 16 | 1 | 2064.2223 | 2038.321 | 25.9013 | 2038.321 | 25.9013 | 3.5927e-05 | 6.9429e-05 |  | 1.5556 | 2853 | 9.7145e-06 | 2679.9925 | 9645.9714 | 0
North Valley | 4192 | 0 | 0 | 10 | 2.1341 | 6 | 0 | 34.3924 | 56.5291 | 0 | 8.0269 | 1930.1145 | 1.7301 | 0.017356 | 3.5777e-06 | 0 | 0 | {4FE71C2A-D73C-4875-8301-3BC6248AF0F6} | 103531103 | RAWSON 1103 | 85334 | 40.1852 | -122.179 | RAWSON 110385334 | 104 | 197 | 26101.9116 | 15285.8468 | 10816.0648 | 3724.4141 | 71.9921 | 2.1466e-05 | 0.00012451 |  | 1.6667 | 2858 | 0.10414 | 2679.9925 | 9648.2842 | 0
North Valley | 5682 | 0 | 0 | 2 | 0.91147 | 2 |  |  |  |  | 0.090708 | 3.5671 | 1 | 1.6079e-07 | 2.4204e-06 | 0 | 0 | {655104DB-DE28-4723-9C66-99BF732C7F54} | 103181102 | CHESTER 1102 | circuit_breaker | 40.3025 | -121.227 | CHESTER 1102circuit_breaker | 119 | 174 | 12050.3428 | 5127.9433 | 6922.3995 | 460.5923 | 6.096 | 4.8408e-06 | 4.8408e-06 |  | 1 | 2869 | 3.2158e-07 | 2679.8884 | 9648.5703 | 0
North Valley | 9841 | 0 | 0 | 61 | 37.8374 | 6 | 0.036556 | 99.5836 | 811.123 | 0.050752 | 2.2942 | 140.2779 | 1.1394 | 4.4599e-06 | 2.4083e-06 | 0 | 0 | {5CFCF023-4A49-452A-9B13-3F245544233B} | 103301101 | BOGARD 1101 | circuit_breaker | 40.588 | -121.0914 | BOGARD 1101circuit_breaker | 12 | 5 | 955.3189 | 830.5012 | 124.8177 | 830.5012 | 124.8177 | 1.445e-05 | 2.8688e-05 |  | 10.1667 | 2870 | 2.6759e-05 | 2679.8884 | 9649.086 | 0
North Valley | 4747 | 1 | 3.8265 | 44 | 24.7842 | 21 | 0.16363 | 6.7316 | 26.4765 | 0.034061 | 1.1622 | 15.8479 | 1.0366 | 2.571e-07 | 2.1541e-06 | 0.022727 | 0.15439 | {C8BA9CFD-3C7E-444F-AD17-DFDE1ACC00EB} | 103181102 | CHESTER 1102 | 2564 | 40.2939 | -121.2428 | CHESTER 11022564 | 35 | 27 | 4385.5727 | 3603.0114 | 782.5613 | 3485.5234 | 674.6114 | 4.5237e-05 | 7.947e-05 | 3.8265 | 2.0952 | 2872 | 5.3991e-06 | 2679.8883 | 9651.2505 | 0
North Valley | 4020 | 4 | 11.4126 | 5 | 11.8684 | 1 | 0 | 0 | 0 | 0 | 0 | 0.043805 | 1 | 1.5962e-06 | 0 | 0.8 | 0.9616 | {2AA24801-8300-4851-B080-261023387F10} | 103311102 | BURNEY 1102 | 57046 | 40.8832 | -121.664 | BURNEY 110257046 | 31 | 73 | 3452.9703 | 1135.0639 | 2317.9064 | 77.1037 | 235.4293 | 0 | 2.4027e-05 | 2.8532 | 5 | 2899 | 1.5962e-06 | 2679.8883 | 9651.2984 | 0
North Coast | 6402 | 687 | 892.3038 | 1261 | 1230.524 | 132 | 62.1056 | 2994.9135 | 53729.5601 | 3177.6196 | 1.3355 | 90.3074 | 1.1733 | 0.010226 | 0.0053044 | 0.54481 | 0.72514 | {0BF8011B-9B4A-4DA0-A70F-0F3D2BC39AD4} | 43141101 | MIDDLETOWN 1101 | 1325 | 38.876 | -122.7753 | MIDDLETOWN 11011325 | 103 | 114 | 23907.6947 | 13821.691 | 10086.0037 | 13821.691 | 10086.0037 | 0.70017 | 0.019699 | 1.2988 | 9.553 | 33 | 1.3499 | 2679.8883 | 9659.8817 | 0
North Coast | 9224 | 275 | 357.1122 | 324 | 382.1248 | 35 | 83.6546 | 1556.1189 | 26972.824 | 4312.3908 | 14.5834 | 174.4825 | 1.1802 | 0.064742 | 0.004524 | 0.84877 | 0.93454 | {30B0A48E-C3E5-42AA-9273-8BF1B6001968} | 42661103 | WILLITS 1103 | circuit_breaker | 39.4056 | -123.3269 | WILLITS 1103circuit_breaker | 78 | 101 | 15608.9653 | 6322.4453 | 9286.5201 | 4233.1434 | 7737.1244 | 0.15834 | 0.0033753 | 1.2986 | 9.2571 | 43 | 2.266 | 2678.5384 | 9662.5104 | 0
North Coast | 1818 | 2965 | 3824.3683 | 4584 | 4675.8286 | 427 | 60.9664 | 1702.1564 | 34665.6592 | 3108.7084 | 3.3045 | 104.0722 | 1.1977 | 0.017676 | 0.0043276 | 0.64682 | 0.8179 | {CB616978-006D-49B9-885E-104BFB9EEDAF} | 43311102 | KONOCTI 1102 | circuit_breaker | 38.9324 | -122.741 | KONOCTI 1102circuit_breaker | 592 | 642 | 121536.3559 | 66951.8529 | 54584.5029 | 52446.7628 | 38572.9962 | 1.8479 | 0.058081 | 1.2898 | 10.7354 | 51 | 7.5478 | 2676.2725 | 9695.0799 | 0
North Coast | 4380 | 3281 | 4349.8388 | 4094 | 4794.9478 | 361 | 62.0355 | 3663.1802 | 81058.2971 | 8347.9857 | 3.034 | 72.1249 | 1.154 | 0.0074151 | 0.0042438 | 0.80142 | 0.90717 | {7E4735B5-33E8-4CD6-9F8D-A9385ABC1901} | 42661103 | WILLITS 1103 | 968 | 39.406 | -123.3251 | WILLITS 1103968 | 439 | 457 | 81519.9922 | 44486.495 | 37033.4972 | 42022.0904 | 33917.9059 | 1.532 | 0.049548 | 1.3258 | 11.3407 | 54 | 2.6769 | 2668.7247 | 9721.1756 | 0
North Coast | 9539 | 137 | 187.0718 | 219 | 234.1053 | 10 | 41.6226 | 397.7615 | 6150.7056 | 357.6915 | 1.3507 | 19.0698 | 1.0064 | 0.0018937 | 0.0042391 | 0.62557 | 0.79909 | {59775851-0838-4E2D-9E7C-B84B6CE27B4A} | 43311102 | KONOCTI 1102 | 4421 | 38.8649 | -122.7182 | KONOCTI 11024421 | 6 | 25 | 1746.5159 | 585.3593 | 1161.1566 | 585.3593 | 1161.1566 | 0.042391 | 0.0020106 | 1.3655 | 21.9 | 55 | 0.018937 | 2666.0478 | 9721.5391 | 0
North Coast | 49 | 1019 | 1935.8702 | 1938 | 2282.3743 | 437 | 82.6414 | 930.5719 | 8754.3255 | 1203.3687 | 9.9443 | 370.5787 | 1.4831 | 0.027919 | 0.0037664 | 0.5258 | 0.84818 | {20B5CFDD-9238-415D-BF03-7EE0B92100FE} | 43361103 | HIGHLANDS 1103 | 520 | 38.8827 | -122.5913 | HIGHLANDS 1103520 | 623 | 1028 | 138149.4665 | 75802.3106 | 62347.1559 | 75802.3106 | 62347.1559 | 1.6459 | 0.034447 | 1.8998 | 4.4348 | 66 | 12.2004 | 2666.0289 | 9768.6123 | 0
North Coast | 4613 | 418 | 542.0231 | 618 | 652.9043 | 68 | 68.1535 | 2303.7237 | 47098.5191 | 6865.5406 | 8.5852 | 192.9842 | 1.3488 | 0.013631 | 0.0037217 | 0.67638 | 0.83017 | {69FCB8B8-95BC-4541-BD6A-BC578FAA27C9} | 42661103 | WILLITS 1103 | 91948 | 39.4275 | -123.3154 | WILLITS 110391948 | 90 | 85 | 17830.6584 | 11902.8785 | 5927.7798 | 11264.7541 | 5574.3088 | 0.25308 | 0.007598 | 1.2967 | 9.0882 | 68 | 0.9269 | 2653.8285 | 9775.6077 | 0
North Coast | 3665 | 3046 | 4037.0361 | 4029 | 4510.0366 | 409 | 59.4937 | 3551.639 | 62639.0034 | 6090.6447 | 6.4952 | 134.4255 | 1.299 | 0.043277 | 0.0031794 | 0.75602 | 0.89512 | {62A0A3F9-A1CB-414A-866A-2AE63E42851C} | 42661104 | WILLITS 1104 | 934 | 39.3818 | -123.3425 | WILLITS 1104934 | 377 | 356 | 77906.0752 | 49456.388 | 28449.6871 | 49456.388 | 28449.6871 | 1.3004 | 0.049029 | 1.3254 | 9.8509 | 94 | 17.7005 | 2652.9016 | 9806.3202 | 0
North Coast | 334 | 43 | 140.8306 | 58 | 148.1114 | 19 | 70.2625 | 728.6914 | 3951.5719 | 523.1944 | 10.067 | 45.5496 | 1.0158 | 0.0055606 | 0.0031725 | 0.74138 | 0.95084 | {052E7662-01A4-4535-9504-141A4B8BDCED} | 42271102 | COTATI 1102 | 464 | 38.3002 | -122.7116 | COTATI 1102464 | 195 | 303 | 30495.6554 | 13038.4156 | 17457.2398 | 2945.14 | 1822.1824 | 0.060278 | 0.0011647 | 3.2751 | 3.0526 | 96 | 0.10565 | 2635.2011 | 9808.1491 | 0
North Coast | 3495 | 421 | 543.5225 | 635 | 651.1332 | 66 | 32.681 | 537.7084 | 7473.6929 | 1013.6099 | 15.0991 | 148.5526 | 1.3823 | 0.08342 | 0.0028047 | 0.66299 | 0.83473 | {9734DBF0-6F90-4CE9-BF04-F2CD4B5AEADC} | 42661102 | WILLITS 1102 | circuit_breaker | 39.4056 | -123.3271 | WILLITS 1102circuit_breaker | 297 | 786 | 46137.706 | 15591.407 | 30546.299 | 7444.0734 | 13342.8543 | 0.18511 | 0.010032 | 1.291 | 9.6212 | 113 | 5.5057 | 2635.0955 | 9812.7719 | 0
North Coast | 6027 | 101 | 127.5738 | 133 | 142.8099 | 26 | 38.9159 | 677.7888 | 5659.9059 | 709.9942 | 4.4663 | 298.902 | 1.2015 | 0.016111 | 0.0026387 | 0.7594 | 0.89331 | {B6068DE4-2B76-4559-A97F-83EC4465ECB7} | 42661103 | WILLITS 1103 | 964 | 39.4236 | -123.3536 | WILLITS 1103964 | 56 | 23 | 13368.0259 | 8651.6925 | 4716.3335 | 4036.5135 | 2436.7184 | 0.068606 | 0.0026702 | 1.2631 | 5.1154 | 121 | 0.41889 | 2629.5898 | 9815.2785 | 0
North Coast | 512 | 67 | 86.5299 | 113 | 107.6118 | 31 | 95.8978 | 2532.8601 | 34514.8783 | 6628.2803 | 13.0057 | 361.3679 | 1.4838 | 0.03591 | 0.0026153 | 0.59292 | 0.80409 | {EC79F2BF-D405-4EF8-A570-37C7BDE7D1BE} | 42661103 | WILLITS 1103 | 696 | 39.4145 | -123.3264 | WILLITS 1103696 | 130 | 87 | 27464.4203 | 15378.4562 | 12085.9642 | 8552.3738 | 3468.5893 | 0.081074 | 0.002951 | 1.2915 | 3.6452 | 123 | 1.1132 | 2629.1709 | 9820.5896 | 0
North Coast | 4620 | 257 | 741.5327 | 547 | 906.0405 | 85 | 76.8369 | 877.9235 | 4525.5636 | 742.5279 | 24.7829 | 117.3335 | 1.0596 | 0.024467 | 0.0024926 | 0.46984 | 0.81843 | {8B07F2D1-E8C2-46BF-BEB1-6EA256DCFEAC} | 42271103 | COTATI 1103 | 79140 | 38.2826 | -122.7557 | COTATI 110379140 | 270 | 340 | 43485.4274 | 19876.9325 | 23608.4948 | 15556.81 | 17832.895 | 0.21187 | 0.0063625 | 2.8853 | 6.4353 | 126 | 2.0797 | 2628.0577 | 9830.2503 | 0
North Coast | 3314 | 13 | 27.1716 | 40 | 37.7506 | 7 | 53.9495 | 315.1002 | 1191.492 | 178.8398 | 5.4565 | 89.271 | 3.3322 | 0.011701 | 0.0024656 | 0.325 | 0.71977 | {B535D722-73FE-4291-8971-8A55B8A8D2FE} | 42271105 | COTATI 1105 | 734248 | 38.3039 | -122.7371 | COTATI 1105734248 | 11 | 38 | 2800.557 | 774.6582 | 2025.8988 | 774.6582 | 2025.8988 | 0.01726 | 0.00060995 | 2.0901 | 5.7143 | 129 | 0.081908 | 2625.9779 | 9830.7314 | 0
North Coast | 7617 | 1017 | 1534.8295 | 1128 | 1591.2107 | 116 | 39.253 | 408.6047 | 5220.1835 | 871.6782 | 6.3182 | 98.8593 | 1.228 | 0.029975 | 0.002447 | 0.9016 | 0.96457 | {72556B33-F33B-4E33-8959-39723007B093} | 42661103 | WILLITS 1103 | 826 | 39.4204 | -123.3599 | WILLITS 1103826 | 160 | 212 | 23989.6466 | 12450.1328 | 11539.5138 | 12450.1328 | 11539.5138 | 0.28385 | 0.017434 | 1.5092 | 9.7241 | 131 | 3.4771 | 2625.896 | 9838.4629 | 0
North Coast | 445 | 405 | 568.1896 | 567 | 648.082 | 53 | 11.3161 | 171.5635 | 1466.5018 | 33.9541 | 10.2396 | 112.9408 | 1.4303 | 0.18431 | 0.0023581 | 0.71429 | 0.87672 | {DBB8EF0C-28BA-4359-82ED-65DB4B560023} | 192221101 | GARBERVILLE 1101 | 1604 | 40.1029 | -123.7928 | GARBERVILLE 11011604 | 188 | 103 | 34130.1717 | 27911.2836 | 6218.8881 | 6822.8212 | 1569.8568 | 0.12498 | 0.017511 | 1.4029 | 10.6981 | 142 | 9.7685 | 2622.419 | 9842.6999 | 0
North Coast | 7385 | 163 | 275.303 | 206 | 298.0095 | 14 | 33.1665 | 175.7396 | 1874.2263 | 125.3498 | 0.42288 | 1.5183 | 1.0008 | 0.00032359 | 0.0023017 | 0.79126 | 0.92381 | {1CC83EB3-42D9-4ECB-9D96-55AF2CB567FA} | 42811112 | MONTE RIO 1112 | 15401 | 38.4246 | -122.9613 | MONTE RIO 111215401 | 19 | 147 | 7436.3167 | 1388.1732 | 6048.1435 | 1388.1732 | 6048.1435 | 0.032223 | 0.0023194 | 1.689 | 14.7143 | 152 | 0.0045303 | 2612.6505 | 9843.562 | 0
North Coast | 2790 | 1264 | 1767.8544 | 1714 | 1998.9769 | 206 | 32.9488 | 3327.1796 | 65999.844 | 3799.0749 | 1.4339 | 84.5998 | 1.2058 | 0.010566 | 0.0022952 | 0.73746 | 0.88438 | {EF680142-96BC-4632-8839-A0A3D923AC61} | 42951101 | MENDOCINO 1101 | 48750 | 39.3315 | -123.2248 | MENDOCINO 110148750 | 198 | 175 | 47335.8824 | 28628.3227 | 18707.5597 | 28628.3227 | 18707.5597 | 0.4728 | 0.032203 | 1.3986 | 8.3204 | 153 | 2.1767 | 2612.646 | 9861.3402 | 0
North Coast | 3782 | 1484 | 2134.236 | 2002 | 2392.5034 | 164 | 50.6735 | 1491.8332 | 16145.2048 | 1720.6429 | 1.9375 | 86.2572 | 1.1555 | 0.012731 | 0.0022896 | 0.74126 | 0.89205 | {3B860DB0-A747-4B2B-900E-A58BF536B758} | 42661103 | WILLITS 1103 | 2506 | 39.4625 | -123.3374 | WILLITS 11032506 | 112 | 81 | 25751.8107 | 19672.0333 | 6079.7774 | 19186.052 | 6059.8007 | 0.37549 | 0.016823 | 1.4382 | 12.2073 | 155 | 2.0878 | 2610.4693 | 9873.2547 | 0
North Coast | 1615 | 518 | 1278.0699 | 814 | 1414.764 | 115 | 53.092 | 1220.7162 | 6389.3669 | 685.8052 | 27.2327 | 159.0658 | 1.0972 | 0.056414 | 0.0022529 | 0.63636 | 0.90338 | {D9AD31E8-B05C-4E93-8F8E-12B049A59011} | 42271105 | COTATI 1105 | 99720 | 38.3457 | -122.7784 | COTATI 110599720 | 215 | 355 | 43470.3251 | 19787.8115 | 23682.5136 | 14251.5886 | 18723.0603 | 0.25908 | 0.0091786 | 2.4673 | 7.0783 | 156 | 6.4876 | 2608.3815 | 9882.1049 | 0
North Coast | 2395 | 441 | 593.9707 | 846 | 829.2079 | 96 | 21.4067 | 52.6836 | 343.1123 | 17.3451 | 3.1328 | 13.2664 | 1.143 | 0.0047155 | 0.002193 | 0.52128 | 0.71631 | {43499343-6FDA-499A-9065-0F9A4F778AB9} | 43311102 | KONOCTI 1102 | 532 | 38.8577 | -122.7221 | KONOCTI 1102532 | 203 | 515 | 39122.9363 | 15232.9913 | 23889.945 | 15232.9913 | 23889.945 | 0.21053 | 0.018525 | 1.3469 | 8.8125 | 159 | 0.45268 | 2601.8938 | 9891.5646 | 0
North Coast | 9138 | 13 | 16.4075 | 16 | 17.7747 | 3 | 7.6377 | 104.4578 | 1489.8605 | 19.6236 | 0.14971 | 5.6528 | 1.0007 | 1.7629e-05 | 0.0019941 | 0.8125 | 0.92308 | {D8B02D5B-6C13-4C05-89BB-FB46690FC150} | 192171101 | WILLOW CREEK 1101 | circuit_breaker | 40.9477 | -123.6402 | WILLOW CREEK 1101circuit_breaker | 17 | 3 | 563.168 | 437.858 | 125.3101 | 437.858 | 125.3101 | 0.0059824 | 0.0007961 | 1.2621 | 5.3333 | 176 | 5.2886e-05 | 2601.4411 | 9891.8365 | 0
North Coast | 1911 | 309 | 402.7171 | 367 | 431.0376 | 48 | 28.0385 | 878.794 | 15885.9951 | 2417.2898 | 10.8572 | 124.326 | 1.4128 | 0.13276 | 0.0019856 | 0.84196 | 0.9343 | {19EB4414-DC45-4E37-BE88-7022C918AAEC} | 42661104 | WILLITS 1104 | circuit_breaker | 39.4056 | -123.3268 | WILLITS 1104circuit_breaker | 244 | 242 | 24276.4523 | 12252.1327 | 12024.3196 | 4814.9119 | 3155.6754 | 0.095308 | 0.0085021 | 1.3033 | 7.6458 | 177 | 6.3727 | 2601.4411 | 9894.8266 | 0
North Coast | 8117 | 29 | 65.638 | 96 | 96.0575 | 13 | 14.0619 | 568.7131 | 11997.7478 | 348.1381 | 0.37338 | 9.0077 | 1.0044 | 0.0012068 | 0.0019838 | 0.30208 | 0.68332 | {1C7B29C1-9766-4E63-AFC2-ED97D59270C9} | 192401101 | HOOPA 1101 | 93038 | 41.0453 | -123.6742 | HOOPA 110193038 | 76 | 134 | 7436.6714 | 4553.13 | 2883.5414 | 1584.2405 | 1034.4196 | 0.025789 | 0.002789 | 2.2634 | 7.3846 | 178 | 0.015689 | 2595.0684 | 9895.8104 | 0
North Coast | 4055 | 281 | 363.0959 | 378 | 410.5291 | 63 | 32.7551 | 2772.7901 | 64013.1968 | 3853.9865 | 3.7426 | 135.7697 | 1.3878 | 0.0094734 | 0.0019473 | 0.74339 | 0.88446 | {0092EF79-68EA-4B6C-8B69-750DA296468A} | 42661103 | WILLITS 1103 | 538 | 39.4236 | -123.3017 | WILLITS 1103538 | 56 | 48 | 15130.1623 | 10337.071 | 4793.0913 | 10337.071 | 4793.0913 | 0.12268 | 0.0079882 | 1.2922 | 6 | 180 | 0.59683 | 2595.0527 | 9902.2297 | 0
North Coast | 5903 | 3 | 9.1113 | 6 | 10.2854 | 4 | 132.488 | 2538.4912 | 9917.5176 | 1200.5496 | 23.5763 | 504.8237 | 1.542 | 0.12522 | 0.0018133 | 0.5 | 0.88585 | {F9D85BA5-F081-4C89-8A4E-6F66CE119492} | 42631108 | PETALUMA C 1108 | 618 | 38.2276 | -122.6634 | PETALUMA C 1108618 | 205 | 260 | 38879.5062 | 17463.5088 | 21415.9974 | 13883.0282 | 13251.2423 | 0.0072531 | 0.00032394 | 3.0371 | 1.5 | 192 | 0.50087 | 2594.4559 | 9910.8511 | 0
North Coast | 8139 | 255 | 382.5605 | 559 | 569.4987 | 99 | 32.432 | 642.1906 | 4847.6797 | 435.1433 | 2.3977 | 68.654 | 1.0993 | 0.0040598 | 0.0017991 | 0.45617 | 0.67175 | {648AAC1E-48AF-43F7-8E9A-745D399294ED} | 42571102 | MOLINO 1102 | 6917 | 38.3873 | -122.9728 | MOLINO 11026917 | 74 | 85 | 19600.5838 | 11483.727 | 8116.8567 | 11483.727 | 8116.8567 | 0.17811 | 0.013127 | 1.5002 | 5.6465 | 194 | 0.40192 | 2593.955 | 9917.9825 | 0
North Coast | 727 | 72 | 178.7377 | 109 | 197.8201 | 29 | 31.9109 | 364.4986 | 1821.3854 | 232.4789 | 8.9246 | 84.9984 | 1.8742 | 0.009728 | 0.0017937 | 0.66055 | 0.90354 | {03190DAD-5324-4E1C-86DE-04D88D55A9A0} | 42271105 | COTATI 1105 | circuit_breaker | 38.3096 | -122.7319 | COTATI 1105circuit_breaker | 68 | 130 | 11951.9544 | 4287.6063 | 7664.3481 | 4287.6063 | 7664.3481 | 0.052019 | 0.0021916 | 2.4825 | 3.7586 | 197 | 0.28211 | 2593.5531 | 9920.6451 | 1
North Coast | 6929 | 75 | 127.8185 | 237 | 221.6727 | 52 | 104.1643 | 1528.7726 | 9007.3127 | 1264.3592 | 6.9849 | 246.5722 | 1.0822 | 0.0083873 | 0.0017828 | 0.31646 | 0.57661 | {65D2A24B-53D1-4E2C-BACD-455AAC4417E6} | 43371102 | LAKEVILLE 1102 | 3341 | 38.2866 | -122.6389 | LAKEVILLE 11023341 | 121 | 89 | 30351.4679 | 20071.3044 | 10280.1635 | 11684.2399 | 7202.4896 | 0.092706 | 0.0025273 | 1.7042 | 4.5577 | 198 | 0.43614 | 2593.271 | 9927.901 | 0
North Coast | 7873 | 111 | 153.91 | 243 | 229.4237 | 16 | 26.9273 | 159.4183 | 1473.2813 | 89.8316 | 1.2565 | 17.0478 | 1.5268 | 0.00053027 | 0.0017822 | 0.45679 | 0.67086 | {26F9807C-D309-4EC8-8DD1-024F50CB1287} | 42811112 | MONTE RIO 1112 | 999 | 38.4221 | -122.954 | MONTE RIO 1112999 | 19 | 113 | 6159.4933 | 1406.4428 | 4753.0505 | 1406.4428 | 4753.0505 | 0.028515 | 0.0024676 | 1.3866 | 15.1875 | 199 | 0.0084844 | 2592.8349 | 9928.7744 | 0
North Coast | 2495 | 581 | 1220.6003 | 937 | 1410.3119 | 100 | 38.5967 | 445.5424 | 2024.6439 | 202.4697 | 12.4531 | 119.4873 | 1.1775 | 0.040819 | 0.001779 | 0.62006 | 0.86548 | {4502A0E5-A181-4FD0-A72F-EAB91B5F9EA1} | 42571101 | MOLINO 1101 | 338 | 38.3959 | -122.8512 | MOLINO 1101338 | 300 | 366 | 48051.516 | 23326.701 | 24724.815 | 10257.7274 | 9233.47 | 0.1779 | 0.0097189 | 2.1009 | 9.37 | 200 | 4.0819 | 2592.8264 | 9935.1444 | 0
North Coast | 2658 | 474 | 1388.2961 | 758 | 1527.1056 | 133 | 42.8448 | 1502.4649 | 7340.2017 | 835.3985 | 24.5294 | 265.6137 | 1.1788 | 0.082528 | 0.0017241 | 0.62533 | 0.9091 | {554E4D6F-0779-4CD2-B95F-DB489BEA9C8F} | 42271105 | COTATI 1105 | 36536 | 38.3142 | -122.7365 | COTATI 110536536 | 305 | 358 | 60809.5371 | 31836.265 | 28973.2721 | 25960.937 | 24566.2063 | 0.2293 | 0.010114 | 2.9289 | 5.6992 | 206 | 10.9762 | 2588.7445 | 9951.2662 | 0
North Coast | 2815 | 114 | 198.3175 | 181 | 232.7014 | 17 | 22.3237 | 60.527 | 153.5289 | 5.8974 | 3.6046 | 10.9839 | 1.0105 | 0.0027246 | 0.0016853 | 0.62983 | 0.85224 | {A98FD5E2-DDE3-4E25-9F0F-483626AE2A81} | 42571102 | MOLINO 1102 | 344 | 38.406 | -122.8918 | MOLINO 1102344 | 135 | 214 | 23378.245 | 9676.0469 | 13702.1981 | 1463.3176 | 2664.7041 | 0.02865 | 0.0022346 | 1.7396 | 10.6471 | 210 | 0.046318 | 2577.7683 | 9952.1749 | 0
North Coast | 7594 | 1422 | 2248.0345 | 2354 | 2702.6926 | 177 | 34.1083 | 1665.9172 | 26256.3044 | 2177.8118 | 0.32873 | 38.3732 | 1.2495 | 0.0086865 | 0.0016532 | 0.60408 | 0.83178 | {58B05117-AB7A-45AA-AA55-0723582FB8F1} | 42661103 | WILLITS 1103 | 37506 | 39.4831 | -123.3611 | WILLITS 110337506 | 100 | 63 | 25729.8459 | 18589.4866 | 7140.3593 | 18589.4866 | 7140.3593 | 0.29262 | 0.019282 | 1.5809 | 13.2994 | 215 | 1.5375 | 2577.722 | 9963.719 | 0
North Coast | 6600 | 1140 | 2158.4975 | 1307 | 2240.192 | 131 | 22.5304 | 1854.4434 | 37596.0423 | 1585.6084 | 1.5241 | 159.3912 | 1.287 | 0.082639 | 0.0016493 | 0.87223 | 0.96353 | {E448EB4C-7ECC-4C43-A720-97024B873C96} | 192321121 | FORT SEWARD 1121 | 1690 | 40.1677 | -123.6109 | FORT SEWARD 11211690 | 91 | 77 | 30371.5109 | 26202.8159 | 4168.695 | 15633.7781 | 2859.303 | 0.21606 | 0.021451 | 1.8934 | 9.9771 | 216 | 10.8257 | 2576.1844 | 9973.4276 | 0
North Coast | 1882 | 98 | 191.3185 | 224 | 268.113 | 30 | 42.4083 | 339.3793 | 1329.9188 | 170.7261 | 9.7035 | 83.5587 | 1.1441 | 0.021141 | 0.0016234 | 0.4375 | 0.71357 | {5465105C-2E1E-47CE-8A44-120776A3EE22} | 42571104 | MOLINO 1104 | 380 | 38.3783 | -122.8063 | MOLINO 1104380 | 618 | 1222 | 112907.0342 | 45603.4304 | 67303.6038 | 4061.4593 | 3486.3271 | 0.048701 | 0.0026974 | 1.9522 | 7.4667 | 224 | 0.63424 | 2565.3588 | 9975.9497 | 0
North Coast | 4329 | 247 | 381.6576 | 487 | 457.8588 | 82 | 32.591 | 208.5491 | 875.1854 | 108.9793 | 21.6632 | 325.4825 | 1.6423 | 0.10882 | 0.001575 | 0.50719 | 0.83357 | {DE7AF2D5-E911-47A4-AE78-DD80A28A5D4B} | 43361103 | HIGHLANDS 1103 | 568 | 38.925 | -122.6069 | HIGHLANDS 1103568 | 174 | 389 | 36092.6725 | 14661.491 | 21431.1815 | 12324.8036 | 17253.5398 | 0.12915 | 0.0081858 | 1.5452 | 5.939 | 232 | 8.9233 | 2564.7245 | 9983.6034 | 0
North Coast | 3596 | 819 | 1180.0149 | 989 | 1265.491 | 154 | 32.697 | 3630.9528 | 73429.9939 | 4113.2308 | 4.3728 | 396.7122 | 1.6251 | 0.12303 | 0.0015729 | 0.82811 | 0.93246 | {CD599840-F925-4A8F-AC72-601D0F3A1898} | 42771111 | UKIAH 1111 | 534 | 39.1765 | -123.2122 | UKIAH 1111534 | 181 | 143 | 49479.8994 | 33746.6437 | 15733.2557 | 30274.4024 | 12477.0499 | 0.24223 | 0.016056 | 1.4408 | 6.4221 | 233 | 18.9464 | 2555.8013 | 10002.4038 | 0
North Coast | 6807 | 160 | 256.9324 | 273 | 314.2136 | 21 | 28.8235 | 170.9771 | 1083.8583 | 50.3366 | 4.5158 | 23.6649 | 1.0278 | 0.0071336 | 0.0015415 | 0.58608 | 0.8177 | {52846ED2-3EF3-4ACD-B861-D51B3045E38F} | 42571102 | MOLINO 1102 | 982462 | 38.4047 | -122.8964 | MOLINO 1102982462 | 35 | 46 | 4812.3362 | 2320.9625 | 2491.3736 | 2320.9625 | 2491.3736 | 0.032372 | 0.0031056 | 1.6058 | 13 | 236 | 0.14981 | 2536.8548 | 10003.8451 | 0
North Coast | 5242 | 572 | 824.407 | 1867 | 1566.7716 | 171 | 22.5841 | 824.5042 | 7442.377 | 601.6469 | 2.5099 | 33.5386 | 1.0221 | 0.0098919 | 0.0014851 | 0.30637 | 0.52618 | {8D2AE911-21EF-4120-9FA6-1DB73A9C79A1} | 43071102 | DUNBAR 1102 | 261774 | 38.3787 | -122.5531 | DUNBAR 1102261774 | 205 | 179 | 31981.2424 | 21759.8537 | 10221.3888 | 21759.8537 | 10221.3888 | 0.25395 | 0.018796 | 1.4413 | 10.9181 | 248 | 1.6915 | 2536.705 | 10017.358 | 0
North Coast | 5186 | 0 | 0 | 12 | 4.0792 | 3 | 28.3596 | 51.2412 | 388.1893 | 20.2638 | 5.2028 | 109.065 | 1.2249 | 1.2576e-05 | 0.0014777 | 0 | 0 | {D876FA1B-2690-498B-84F5-B5DE7D70B75D} | 42561104 | FULTON 1104 | 466 | 38.5441 | -122.8003 | FULTON 1104466 | 45 | 59 | 5216.5808 | 2367.9813 | 2848.5994 | 626.0978 | 322.6202 | 0.0044332 | 0.00017677 |  | 4 | 250 | 3.7728e-05 | 2535.0135 | 10017.7468 | 0
North Coast | 6598 | 215 | 310.4906 | 722 | 592.3693 | 78 | 21.9516 | 650.6357 | 3266.6954 | 185.0904 | 21.7664 | 604.8208 | 1.3184 | 0.15666 | 0.0014739 | 0.29778 | 0.52415 | {2FFE3F5E-20F1-4C4A-B741-4DF0040A4D91} | 43161101 | SALMON CREEK 1101 | 88998 | 38.3484 | -122.9804 | SALMON CREEK 110188998 | 165 | 180 | 31745.4349 | 22084.2262 | 9661.2087 | 9919.7992 | 4940.4832 | 0.11496 | 0.0084916 | 1.4441 | 9.2564 | 252 | 12.2196 | 2535.0135 | 10023.907 | 0
North Coast | 1084 | 1426 | 2128.3304 | 2387 | 2580.683 | 242 | 13.5611 | 440.9895 | 10535.28 | 513.5714 | 1.0725 | 14.8506 | 1.0907 | 0.00091133 | 0.0014696 | 0.5974 | 0.82472 | {4A886E07-73B5-4AA1-9DE8-067CBFCADF10} | 192401101 | HOOPA 1101 | circuit_breaker | 41.0564 | -123.6824 | HOOPA 1101circuit_breaker | 536 | 829 | 66558.2244 | 43677.3103 | 22880.9141 | 23835.3937 | 8089.1245 | 0.35563 | 0.043445 | 1.4925 | 9.8636 | 254 | 0.22054 | 2522.7938 | 10038.7088 | 0
North Coast | 7936 | 125 | 267.8189 | 277 | 341.3688 | 33 | 29.2868 | 185.9478 | 710.82 | 43.224 | 3.5508 | 25.9053 | 1.0358 | 0.0051299 | 0.0014517 | 0.45126 | 0.78454 | {98A83A4A-2877-4301-8F63-D1E33C62F68A} | 192291121 | CARLOTTA 1121 | 42896 | 40.5485 | -124.1008 | CARLOTTA 112142896 | 123 | 124 | 14438.4442 | 8736.3016 | 5702.1426 | 3183.4592 | 1533.6483 | 0.047906 | 0.0027844 | 2.1426 | 8.3939 | 258 | 0.16929 | 2522.5733 | 10040.6857 | 0
North Coast | 6664 | 936 | 1393.7472 | 1339 | 1576.6802 | 119 | 20.5476 | 1017.76 | 20990.8737 | 762.6592 | 2.3242 | 23.9276 | 1.1486 | 0.002594 | 0.0014321 | 0.69903 | 0.88398 | {2ADAB335-F68D-4E0E-93A5-403C7C54DA76} | 192171103 | WILLOW CREEK 1103 | 7514 | 40.9334 | -123.6249 | WILLOW CREEK 11037514 | 177 | 300 | 22428.986 | 16087.5864 | 6341.3996 | 13903.8607 | 5402.1943 | 0.17042 | 0.016096 | 1.489 | 11.2521 | 264 | 0.30868 | 2522.404 | 10049.32 | 0
North Coast | 3075 | 2010 | 3193.9748 | 3899 | 4254.4346 | 339 | 16.5029 | 274.3105 | 2523.9023 | 176.076 | 4.6105 | 68.4647 | 1.1694 | 0.012741 | 0.0014298 | 0.51552 | 0.75074 | {7D5BEB0A-06FF-4975-900C-BDCD4AFAA92D} | 42571102 | MOLINO 1102 | 104 | 38.403 | -122.9214 | MOLINO 1102104 | 444 | 420 | 64861.2629 | 34941.2444 | 29920.0185 | 34941.2444 | 29920.0185 | 0.48469 | 0.049509 | 1.589 | 11.5015 | 265 | 4.3192 | 2522.0953 | 10071.0185 | 0
North Coast | 3078 | 201 | 271.8075 | 323 | 328.0249 | 46 | 26.723 | 878.9573 | 15249.2219 | 2116.8225 | 10.4681 | 69.1983 | 1.2357 | 0.014965 | 0.0014276 | 0.62229 | 0.82862 | {CBE7DCF1-ECDA-4517-A76B-79D934ABEB82} | 42661104 | WILLITS 1104 | 4650 | 39.3985 | -123.3516 | WILLITS 11044650 | 165 | 426 | 28173.4193 | 9494.7518 | 18678.6675 | 5679.3968 | 10214.3831 | 0.065669 | 0.0055508 | 1.3523 | 7.0217 | 266 | 0.6884 | 2517.7762 | 10074.5454 | 0
North Coast | 5017 | 254 | 402.6341 | 557 | 496.79 | 109 | 28.7023 | 145.879 | 715.3227 | 51.3963 | 22.8158 | 184.4716 | 1.3534 | 0.12748 | 0.0014102 | 0.45601 | 0.81047 | {F4CEECFF-9688-4F5E-82B6-98F3F42878F8} | 43361103 | HIGHLANDS 1103 | circuit_breaker | 38.937 | -122.6089 | HIGHLANDS 1103circuit_breaker | 296 | 541 | 43901.148 | 19679.9672 | 24221.1808 | 16763.7621 | 17632.8429 | 0.15372 | 0.0093566 | 1.5852 | 5.1101 | 270 | 13.8949 | 2517.0878 | 10084.9557 | 0
North Coast | 6031 | 173 | 323.1219 | 237 | 358.9515 | 15 | 18.6736 | 71.4208 | 809.2033 | 18.8645 | 0.5531 | 12.8237 | 1.2066 | 0.0022542 | 0.0013812 | 0.72996 | 0.90018 | {6914B0C9-AD95-4BD6-8886-EFD48C40F335} | 42811113 | MONTE RIO 1113 | 1989 | 38.5219 | -122.9971 | MONTE RIO 11131989 | 11 | 59 | 4854.8074 | 1164.5069 | 3690.3005 | 1164.5069 | 3690.3005 | 0.020718 | 0.0017046 | 1.8678 | 15.8 | 278 | 0.033813 | 2503.1928 | 10085.6789 | 0
North Coast | 4861 | 253 | 417.5019 | 434 | 513.1087 | 32 | 19.7321 | 49.3321 | 454.9744 | 13.6004 | 0.7285 | 6.9008 | 1.0064 | 0.0024853 | 0.0013438 | 0.58295 | 0.81367 | {1D7AE122-66AC-404A-82FF-2ECB27492940} | 42811113 | MONTE RIO 1113 | 180 | 38.4967 | -123.007 | MONTE RIO 1113180 | 61 | 312 | 14634.6703 | 3131.1085 | 11503.5618 | 3131.1085 | 11503.5618 | 0.043001 | 0.0042988 | 1.6502 | 13.5625 | 284 | 0.079529 | 2503.159 | 10087.6233 | 0
North Coast | 2908 | 1603 | 2195.3807 | 2620 | 2751.841 | 307 | 21.913 | 312.4257 | 2732.844 | 281.5972 | 7.7641 | 224.3574 | 1.2311 | 0.021237 | 0.001324 | 0.61183 | 0.79779 | {3635FD5D-8230-40C4-B52D-81B9839A55A9} | 43311102 | KONOCTI 1102 | 75382 | 38.9065 | -122.6735 | KONOCTI 110275382 | 280 | 539 | 67660.3249 | 37575.1016 | 30085.2233 | 35775.2475 | 29767.2205 | 0.40646 | 0.040758 | 1.3695 | 8.5342 | 288 | 6.5197 | 2503.0795 | 10109.8397 | 0
North Coast | 3929 | 117 | 164.4554 | 258 | 234.2937 | 35 | 38.4168 | 359.9087 | 1406.3478 | 112.516 | 12.3362 | 95.3345 | 1.0686 | 0.018568 | 0.0013205 | 0.45349 | 0.70192 | {3CA4A42E-51F1-49B1-95E4-11CB39229D26} | 192291121 | CARLOTTA 1121 | circuit_breaker | 40.541 | -124.0638 | CARLOTTA 1121circuit_breaker | 385 | 525 | 58229.7983 | 37519.4983 | 20710.3 | 3350.89 | 1209.1025 | 0.046217 | 0.0026757 | 1.4056 | 7.3714 | 289 | 0.64987 | 2496.5598 | 10111.9206 | 0
North Coast | 4087 | 1663 | 2807.6585 | 3123 | 3602.8398 | 233 | 16.9167 | 235.297 | 1157.4902 | 64.5607 | 8.0537 | 59.7422 | 1.1836 | 0.0145 | 0.0013135 | 0.5325 | 0.77929 | {87C4E1DE-229A-456D-853B-731F9308D34F} | 42571101 | MOLINO 1101 | 322 | 38.3868 | -122.8901 | MOLINO 1101322 | 327 | 398 | 52233.4484 | 25513.0579 | 26720.3905 | 24774.6668 | 26144.891 | 0.30604 | 0.031994 | 1.6883 | 13.4034 | 290 | 3.3785 | 2495.9099 | 10127.3057 | 0
North Coast | 8666 | 152 | 196.5502 | 337 | 301.6665 | 37 | 13.1616 | 36.872 | 123.5385 | 3.4103 | 1.7928 | 11.129 | 1.0036 | 0.0017549 | 0.001277 | 0.45104 | 0.65155 | {CA1929FB-954F-421C-A276-7ADA46AE0B27} | 43141101 | MIDDLETOWN 1101 | 1079 | 38.8145 | -122.7088 | MIDDLETOWN 11011079 | 80 | 207 | 15089.0321 | 5531.7956 | 9557.2364 | 5531.7956 | 9557.2364 | 0.047248 | 0.007768 | 1.2931 | 9.1081 | 298 | 0.064932 | 2492.5315 | 10130.741 | 0
North Coast | 8723 | 590 | 978.7518 | 927 | 1135.9875 | 101 | 14.3389 | 343.2786 | 6271.3834 | 191.0632 | 2.1776 | 19.3149 | 1.0602 | 0.0031515 | 0.00125 | 0.63646 | 0.86159 | {0F7FFA32-0648-474C-B64E-A51E578D757F} | 192171102 | WILLOW CREEK 1102 | circuit_breaker | 40.9477 | -123.6402 | WILLOW CREEK 1102circuit_breaker | 126 | 128 | 14701.4852 | 11718.7349 | 2982.7503 | 11718.7349 | 2982.7503 | 0.12625 | 0.015352 | 1.6589 | 9.1782 | 306 | 0.3183 | 2492.4665 | 10138.0183 | 1
North Coast | 5067 | 713 | 1001.577 | 1502 | 1441.0066 | 146 | 22.2398 | 270.0154 | 3457.0724 | 235.709 | 3.3384 | 52.3725 | 1.146 | 0.021613 | 0.0012469 | 0.4747 | 0.69505 | {F138D9D4-46B7-40FF-98A4-3E0C55CB9A57} | 42571102 | MOLINO 1102 | 658 | 38.4451 | -122.9104 | MOLINO 1102658 | 153 | 128 | 25689.6107 | 17538.0269 | 8151.5838 | 17538.0269 | 8151.5838 | 0.18205 | 0.017361 | 1.4047 | 10.2877 | 307 | 3.1554 | 2492.1482 | 10148.9094 | 1
North Coast | 1268 | 866 | 1162.7187 | 1546 | 1543.6132 | 196 | 21.3691 | 1261.5595 | 21579.7183 | 496.6493 | 5.3891 | 238.982 | 1.362 | 0.021889 | 0.0012414 | 0.56016 | 0.75324 | {9CD0DE6C-67D0-4975-9926-0CEC6137D8E0} | 43141101 | MIDDLETOWN 1101 | 4646 | 38.8289 | -122.7294 | MIDDLETOWN 11014646 | 222 | 250 | 44102.1646 | 29953.689 | 14148.4756 | 29953.689 | 14148.4756 | 0.24332 | 0.025565 | 1.3426 | 7.8878 | 309 | 4.2902 | 2488.9928 | 10167.5106 | 0
North Coast | 3148 | 677 | 831.3789 | 1128 | 1042.5629 | 178 | 30.5471 | 4478.8901 | 101974.7226 | 4510.5424 | 1.6989 | 142.6933 | 1.3001 | 0.009338 | 0.0012321 | 0.60018 | 0.79744 | {8AA8B63D-CAA4-4D23-B89B-112BF8794298} | 42661103 | WILLITS 1103 | 2500 | 39.4485 | -123.3141 | WILLITS 11032500 | 162 | 124 | 69275.8647 | 48289.254 | 20986.6107 | 48289.254 | 20986.6107 | 0.21931 | 0.016141 | 1.228 | 6.3371 | 311 | 1.6622 | 2484.7026 | 10197.4983 | 0
North Coast | 6566 | 508 | 717.2952 | 716 | 824.0617 | 77 | 7.2894 | 117.4174 | 790.9797 | 14.9051 | 3.8282 | 53.217 | 1.1424 | 0.042327 | 0.0012227 | 0.7095 | 0.87044 | {E1AC8377-8E8C-4414-AED8-68291E68F4CE} | 192221101 | GARBERVILLE 1101 | circuit_breaker | 40.103 | -123.7929 | GARBERVILLE 1101circuit_breaker | 139 | 127 | 21021.2303 | 14145.522 | 6875.7083 | 9321.3726 | 3051.365 | 0.094148 | 0.023474 | 1.412 | 9.2987 | 313 | 3.2592 | 2483.0404 | 10203.2868 | 0
North Coast | 5056 | 121 | 193.6279 | 409 | 353.8536 | 47 | 48.6913 | 934.3059 | 6078.1615 | 469.549 | 7.5645 | 173.4354 | 1.2068 | 0.0046946 | 0.0012131 | 0.29584 | 0.5472 | {BB094C57-2223-469C-ABF0-9ADC89223899} | 43182103 | BELLEVUE 2103 | 648 | 38.3967 | -122.6247 | BELLEVUE 2103648 | 299 | 249 | 43548.1265 | 26113.2457 | 17434.8809 | 5275.9485 | 2234.5727 | 0.057016 | 0.0028825 | 1.6002 | 8.7021 | 321 | 0.22065 | 2479.7813 | 10206.5632 | 0
North Coast | 4570 | 101 | 157.1366 | 189 | 184.1195 | 39 | 19.7011 | 1043.4857 | 9415.5063 | 313.2735 | 29.4754 | 449.2575 | 1.3364 | 0.16097 | 0.0011901 | 0.53439 | 0.85345 | {F617C2F6-F9CA-4233-ADD2-A5EEE40355DB} | 43361103 | HIGHLANDS 1103 | 828 | 38.9081 | -122.6006 | HIGHLANDS 1103828 | 168 | 173 | 37317.391 | 17124.6025 | 20192.7885 | 12064.542 | 13281.3679 | 0.046415 | 0.003179 | 1.5558 | 4.8462 | 326 | 6.2778 | 2479.5606 | 10214.0553 | 1
North Coast | 14 | 381 | 507.7768 | 785 | 692.502 | 102 | 12.7142 | 278.9352 | 3250.0561 | 147.0457 | 4.4278 | 77.2884 | 1.0978 | 0.021603 | 0.0011806 | 0.48535 | 0.73325 | {CBF297F1-D8F4-467D-B156-4EC62C764040} | 42951101 | MENDOCINO 1101 | 37462 | 39.2651 | -123.2054 | MENDOCINO 110137462 | 503 | 547 | 70254.4538 | 38310.1036 | 31944.3502 | 11379.0989 | 6136.6581 | 0.12042 | 0.016196 | 1.3327 | 7.6961 | 330 | 2.2035 | 2473.2828 | 10221.1217 | 0
North Coast | 3118 | 459 | 974.7208 | 1629 | 1655.4636 | 235 | 32.93 | 594.1864 | 4427.7802 | 473.4757 | 5.1544 | 104.542 | 1.1048 | 0.0042313 | 0.0011612 | 0.28177 | 0.58879 | {1A72E14C-38B8-4F2E-A8C3-6BC5686CFD94} | 43471101 | PENNGROVE 1101 | 170 | 38.3288 | -122.6658 | PENNGROVE 1101170 | 382 | 347 | 66019.6613 | 36370.6977 | 29648.9636 | 31125.6451 | 26343.4548 | 0.27289 | 0.016801 | 2.1236 | 6.9319 | 338 | 0.99434 | 2471.0793 | 10240.4507 | 0
North Coast | 7397 | 201 | 267.1981 | 596 | 498.6915 | 35 | 14.6609 | 63.0819 | 1077.5433 | 45.8683 | 1.1772 | 2.8011 | 1.002 | 0.00092851 | 0.0011498 | 0.33725 | 0.5358 | {BDF5B432-76F8-4E7C-875F-0CD4088812BE} | 42091102 | MIRABEL 1102 | 57840 | 38.5027 | -122.9093 | MIRABEL 110257840 | 71 | 191 | 12919.4883 | 4145.2916 | 8774.1966 | 4145.2916 | 8774.1966 | 0.040245 | 0.0053067 | 1.3293 | 17.0286 | 343 | 0.032498 | 2470.085 | 10243.025 | 0
North Coast | 1531 | 1272 | 1792.2402 | 2033 | 2154.5115 | 194 | 12.9143 | 428.6072 | 11561.7138 | 643.9622 | 1.6853 | 15.5627 | 1.0561 | 0.00090774 | 0.0011454 | 0.62568 | 0.83185 | {99F2526F-2899-4B39-B406-E2CDF8F64831} | 192171101 | WILLOW CREEK 1101 | 5002 | 40.9462 | -123.6409 | WILLOW CREEK 11015002 | 291 | 458 | 32479.0456 | 22363.0953 | 10115.9503 | 21536.2249 | 9476.6482 | 0.22221 | 0.028222 | 1.409 | 10.4794 | 345 | 0.1761 | 2470.0525 | 10256.399 | 0
North Coast | 3774 | 646 | 986.9258 | 1089 | 1190.1106 | 95 | 11.1039 | 299.2562 | 6600.9323 | 232.6749 | 0.94984 | 12.3623 | 1.1878 | 0.0015045 | 0.0011433 | 0.5932 | 0.82927 | {DF7E4408-5549-4590-B379-A48092E06D58} | 192401101 | HOOPA 1101 | 7468 | 41.0515 | -123.6752 | HOOPA 11017468 | 259 | 414 | 28561.5576 | 19602.473 | 8959.0846 | 10422.5231 | 4203.3066 | 0.10861 | 0.01998 | 1.5277 | 11.4632 | 346 | 0.14293 | 2469.8764 | 10262.8713 | 0
North Coast | 4554 | 170 | 259.1168 | 304 | 312.6133 | 47 | 27.6267 | 625.0498 | 5799.4127 | 347.2668 | 9.5542 | 259.4756 | 1.5027 | 0.021063 | 0.0011333 | 0.55921 | 0.82887 | {ED5E8DEC-3645-43AF-9022-699123418821} | 42871101 | UPPER LAKE 1101 | 452 | 39.1644 | -122.9083 | UPPER LAKE 1101452 | 293 | 492 | 66638.5819 | 31292.3538 | 35346.2281 | 4787.2263 | 2993.3321 | 0.053264 | 0.003422 | 1.5242 | 6.4681 | 350 | 0.98998 | 2469.7335 | 10265.8442 | 0
North Coast | 984 | 26 | 47.0223 | 40 | 56.5392 | 5 | 52.3899 | 351.3016 | 2774.6799 | 146.1722 | 1.7066 | 81.6779 | 1.0367 | 0.0049303 | 0.0011275 | 0.65 | 0.83168 | {4D91C141-515F-4F14-8290-C8268E13D106} | 42151111 | SANTA ROSA A 1111 | circuit_breaker | 38.4368 | -122.7131 | SANTA ROSA A 1111circuit_breaker | 193 | 753 | 43710.1311 | 9029.1633 | 34680.9678 | 423.6161 | 995.7306 | 0.0056376 | 0.00041252 | 1.8086 | 8 | 352 | 0.024652 | 2468.7435 | 10266.1073 | 0
North Coast | 6617 | 420 | 538.1973 | 660 | 645.1091 | 76 | 13.101 | 786.1441 | 7764.7077 | 235.1971 | 3.5166 | 289.3092 | 1.4775 | 0.050912 | 0.0011177 | 0.63636 | 0.83427 | {24BBFADC-BA16-476A-B9B9-40CAD0BAAB16} | 42681102 | LAYTONVILLE 1102 | 68436 | 39.5523 | -123.4252 | LAYTONVILLE 110268436 | 67 | 34 | 20806.3805 | 14642.1114 | 6164.2691 | 14642.1114 | 6164.2691 | 0.084945 | 0.012261 | 1.2814 | 8.6842 | 355 | 3.8693 | 2468.7188 | 10275.2 | 0
North Coast | 5720 | 210 | 344.5017 | 566 | 521.2114 | 79 | 36.8434 | 586.2467 | 6196.3785 | 493.4129 | 3.1933 | 73.0205 | 1.0452 | 0.0012865 | 0.0011152 | 0.37102 | 0.66096 | {7B87BD32-83E4-4831-8C0E-079887A90817} | 42151111 | SANTA ROSA A 1111 | 114 | 38.4282 | -122.6766 | SANTA ROSA A 1111114 | 259 | 373 | 43288.8385 | 18440.8581 | 24847.9804 | 9582.7736 | 9804.7997 | 0.088104 | 0.0051994 | 1.6405 | 7.1646 | 356 | 0.10163 | 2464.8495 | 10281.1509 | 0
North Coast | 7384 | 54 | 86.1235 | 66 | 92.2732 | 13 | 4.2021 | 50.6417 | 518.3612 | 1.6763 | 0.45048 | 25.8449 | 1.0448 | 0.016757 | 0.0011027 | 0.81818 | 0.93335 | {44188CC0-DB48-4329-AD0B-C1A6BD23A8F4} | 192311142 | FRUITLAND 1142 | 2006 | 40.2235 | -123.8263 | FRUITLAND 11422006 | 125 | 260 | 20457.9992 | 14130.0867 | 6327.9125 | 12367.8837 | 4734.8498 | 0.014334 | 0.0054993 | 1.5949 | 5.0769 | 360 | 0.21784 | 2464.7479 | 10288.8314 | 0
North Coast | 710 | 583 | 903.3094 | 1208 | 1254.7622 | 67 | 9.477 | 51.9337 | 526.7256 | 20.232 | 1.9564 | 26.901 | 1.1699 | 0.017409 | 0.0010675 | 0.48262 | 0.7199 | {2864C93C-BF52-4E0B-A5D1-FA5019DBF7C4} | 42811112 | MONTE RIO 1112 | 5040 | 38.4322 | -122.967 | MONTE RIO 11125040 | 78 | 304 | 20180.4929 | 6507.7866 | 13672.7062 | 6507.7866 | 13672.7062 | 0.071519 | 0.011382 | 1.5494 | 18.0299 | 377 | 1.1664 | 2464.5301 | 10292.8727 | 0
North Coast | 5072 | 7 | 12.797 | 11 | 14.5234 | 5 | 30.1721 | 657.0175 | 3567.2873 | 163.7571 | 2.835 | 117.1315 | 1.1695 | 0.0075719 | 0.0010432 | 0.63636 | 0.88113 | {92C865B2-0C37-47A7-A1CF-103D45B5F3C3} | 43381101 | POINT ARENA 1101 | 37426 | 38.912 | -123.6807 | POINT ARENA 110137426 | 136 | 309 | 19677.258 | 8133.5264 | 11543.7316 | 776.126 | 285.6046 | 0.005216 | 0.00034128 | 1.8281 | 2.2 | 387 | 0.03786 | 2463.3637 | 10293.3547 | 0
North Coast | 8265 | 214 | 248.8204 | 313 | 298.7616 | 25 | 9.1719 | 51.8899 | 450.7217 | 5.3181 | 1.9187 | 15.8661 | 1.0338 | 0.018684 | 0.0010357 | 0.68371 | 0.83284 | {BEE7985F-2DE6-4F21-8751-BD293BFF69B9} | 43141101 | MIDDLETOWN 1101 | 614 | 38.8266 | -122.7269 | MIDDLETOWN 1101614 | 39 | 132 | 9225.1851 | 2239.5087 | 6985.6764 | 2239.5087 | 6985.6764 | 0.025894 | 0.0046784 | 1.1627 | 12.52 | 391 | 0.46709 | 2463.3258 | 10294.7454 | 0
North Coast | 5135 | 549 | 930.574 | 1246 | 1149.922 | 235 | 33.2962 | 2714.3395 | 28618.1422 | 1331.6516 | 9.7145 | 584.1753 | 1.5688 | 0.033689 | 0.0010277 | 0.44061 | 0.80925 | {4496154F-1DB9-4FB1-A431-4CE20A572B84} | 43361103 | HIGHLANDS 1103 | 482 | 38.908 | -122.5961 | HIGHLANDS 1103482 | 235 | 159 | 60613.0273 | 41526.8283 | 19086.199 | 38824.923 | 15555.1559 | 0.24151 | 0.015568 | 1.695 | 5.3021 | 399 | 7.917 | 2462.8587 | 10318.8557 | 0
North Coast | 3769 | 60 | 86.5583 | 87 | 99.3311 | 17 | 33.9204 | 1174.2187 | 22247.5254 | 4049.0928 | 8.0833 | 72.0403 | 1.2426 | 0.014266 | 0.0010043 | 0.68966 | 0.87141 | {B04BF7D5-ADED-43AC-BEDB-9FDE2335B752} | 42771111 | UKIAH 1111 | 29452 | 39.1594 | -123.2023 | UKIAH 111129452 | 242 | 173 | 31582.7741 | 20265.329 | 11317.4451 | 5841.787 | 2021.0565 | 0.017073 | 0.0011696 | 1.4426 | 5.1176 | 411 | 0.24252 | 2454.9417 | 10322.4835 | 0
North Coast | 2173 | 222 | 295.3008 | 383 | 355.4612 | 78 | 20.6706 | 340.4703 | 1577.2827 | 107.1345 | 14.1563 | 592.3219 | 1.3614 | 0.071621 | 0.001003 | 0.57963 | 0.83075 | {302C19E7-740B-49C6-83EC-9E70AC44D5CB} | 43141101 | MIDDLETOWN 1101 | circuit_breaker | 38.7527 | -122.6087 | MIDDLETOWN 1101circuit_breaker | 383 | 618 | 68780.4081 | 30016.3762 | 38764.0319 | 13452.3274 | 15586.5774 | 0.078233 | 0.0071436 | 1.3302 | 4.9103 | 412 | 5.5864 | 2454.6992 | 10330.8374 | 1
North Coast | 5973 | 209 | 335.1133 | 475 | 484.6593 | 40 | 18.2121 | 51.3292 | 107.7787 | 3.2952 | 6.1069 | 27.8913 | 1.0091 | 0.0028593 | 0.00099352 | 0.44 | 0.69144 | {366DDD05-C36C-4018-8E0C-E1718F820EB6} | 42571101 | MOLINO 1101 | 152 | 38.3962 | -122.8626 | MOLINO 1101152 | 267 | 457 | 46710.6775 | 18334.7231 | 28375.9544 | 3850.1683 | 6279.2101 | 0.039741 | 0.0053332 | 1.6034 | 11.875 | 413 | 0.11437 | 2449.1128 | 10333.2283 | 0
North Coast | 3425 | 1295 | 2107.928 | 2248 | 2662.417 | 208 | 10.7254 | 97.7594 | 919.016 | 42.0449 | 5.378 | 50.9074 | 1.1074 | 0.0092116 | 0.00096834 | 0.57607 | 0.79173 | {20117F3E-B95A-44FF-848A-F718B3011E5C} | 42571102 | MOLINO 1102 | 396 | 38.4096 | -122.9355 | MOLINO 1102396 | 278 | 388 | 50493.3718 | 25719.6473 | 24773.7245 | 25719.6473 | 24773.7245 | 0.20141 | 0.032589 | 1.6277 | 10.8077 | 427 | 1.916 | 2448.9984 | 10349.2002 | 0
North Coast | 2193 | 2947 | 5240.1495 | 4195 | 5972.0337 | 332 | 12.8521 | 200.4073 | 1638.6405 | 81.0167 | 1.893 | 34.29 | 1.0486 | 0.0040474 | 0.00096149 | 0.7025 | 0.87745 | {937FE0BF-1949-4B31-99B0-C96DCB7F5DAB} | 42571102 | MOLINO 1102 | 318 | 38.4048 | -122.9485 | MOLINO 1102318 | 351 | 366 | 57496.3603 | 31101.718 | 26394.6423 | 31101.718 | 26394.6423 | 0.31921 | 0.04846 | 1.7781 | 12.6355 | 430 | 1.3437 | 2447.0824 | 10368.5144 | 0
North Coast | 2077 | 992 | 1534.4291 | 1569 | 1825.5928 | 159 | 5.5478 | 39.5997 | 218.1921 | 1.1878 | 1.3596 | 17.2204 | 1.0667 | 0.017082 | 0.00094806 | 0.63225 | 0.84051 | {76599403-EF2F-43B7-895E-85F706D26E36} | 192221102 | GARBERVILLE 1102 | circuit_breaker | 40.103 | -123.7929 | GARBERVILLE 1102circuit_breaker | 392 | 856 | 49878.4617 | 26078.7579 | 23799.7038 | 17301.6263 | 9858.6943 | 0.15074 | 0.051058 | 1.5468 | 9.8679 | 434 | 2.7161 | 2445.7387 | 10379.2587 | 0
North Coast | 5512 | 319 | 377.454 | 460 | 445.2276 | 74 | 11.9179 | 837.2046 | 13883.1889 | 520.5689 | 2.6448 | 221.2945 | 1.328 | 0.042161 | 0.00094653 | 0.69348 | 0.84778 | {9D061223-5B52-4134-9A27-9EB1E4A74BC8} | 192321121 | FORT SEWARD 1121 | circuit_breaker | 40.2134 | -123.5965 | FORT SEWARD 1121circuit_breaker | 59 | 25 | 12132.2393 | 11681.8525 | 450.3868 | 11649.7657 | 450.3868 | 0.070044 | 0.010478 | 1.1832 | 6.2162 | 436 | 3.1199 | 2443.0226 | 10386.4932 | 0
North Coast | 6737 | 59 | 75.1104 | 103 | 88.9824 | 11 | 12.83 | 336.1431 | 1411.7481 | 37.5523 | 26.1205 | 359.8927 | 1.316 | 0.20515 | 0.00090158 | 0.57282 | 0.8441 | {BE94A233-F70C-44A4-9222-81B080FDD6FB} | 42281105 | POTTER VALLEY P H 1105 | 64118 | 39.362 | -123.1283 | POTTER VALLEY P H 110564118 | 158 | 214 | 28181.6044 | 15416.9418 | 12764.6627 | 2045.917 | 1781.6863 | 0.0099174 | 0.00096598 | 1.2731 | 9.3636 | 443 | 2.2567 | 2439.9026 | 10387.7637 | 1
North Coast | 265 | 495 | 755.4844 | 1184 | 1140.4011 | 86 | 12.8314 | 116.9848 | 1506.6687 | 39.2364 | 1.2545 | 11.3428 | 1.1559 | 0.0011501 | 0.00089847 | 0.41807 | 0.66247 | {98884EB6-8FFE-4527-976C-FBFB7D667FB9} | 42091102 | MIRABEL 1102 | 332 | 38.509 | -122.9241 | MIRABEL 1102332 | 100 | 331 | 27226.5067 | 9065.6252 | 18160.8815 | 9065.6252 | 18160.8815 | 0.077268 | 0.011327 | 1.5262 | 13.7674 | 445 | 0.098904 | 2437.646 | 10393.3935 | 0
North Coast | 4805 | 8 | 12.2688 | 13 | 14.9362 | 1 | 9.6497 | 33.2084 | 170.9604 | 1.7391 | 1 | 0.1 | 1 | 6.1642e-06 | 0.00089539 | 0.61538 | 0.82141 | {7C1CBDE8-4F9F-4F23-AED7-897BEA3B5B02} | 42811113 | MONTE RIO 1113 | 652 | 38.5199 | -122.9782 | MONTE RIO 1113652 | 61 | 372 | 9873.0436 | 2244.0392 | 7629.0044 | 2244.0392 | 7629.0044 | 0.00089539 | 9.279e-05 | 1.5336 | 13 | 450 | 6.1642e-06 | 2437.547 | 10394.787 | 0
North Coast | 5259 | 724 | 972.0383 | 1483 | 1400.5444 | 202 | 14.4741 | 468.3917 | 8343.0252 | 348.6573 | 1.3553 | 44.253 | 1.1243 | 0.0077899 | 0.00087892 | 0.4882 | 0.69404 | {5426272A-AD0A-4461-A119-14316B37A620} | 43071103 | DUNBAR 1103 | 534 | 38.3792 | -122.5191 | DUNBAR 1103534 | 220 | 190 | 40640.681 | 28145.853 | 12494.828 | 25938.9873 | 10873.6194 | 0.17754 | 0.020656 | 1.3426 | 7.3416 | 458 | 1.5736 | 2437.547 | 10410.8951 | 1
North Coast | 6032 | 380 | 640.5256 | 829 | 894.9778 | 59 | 11.7037 | 44.1472 | 164.4931 | 4.2985 | 6.6641 | 24.7749 | 1.0271 | 0.012311 | 0.0008617 | 0.45838 | 0.71569 | {1AA340F3-9B5E-42DA-A4FD-20D0C36458DA} | 42571101 | MOLINO 1101 | 891 | 38.3901 | -122.8854 | MOLINO 1101891 | 72 | 111 | 12604.6859 | 5070.4899 | 7534.196 | 5053.4192 | 6791.6859 | 0.05084 | 0.0092053 | 1.6856 | 14.0508 | 465 | 0.72638 | 2435.9735 | 10414.0333 | 0
North Coast | 8910 | 5 | 16.5312 | 7 | 17.6667 | 4 | 51.4942 | 409.873 | 2133.343 | 109.8548 | 12.8037 | 133.0728 | 1.1162 | 0.011848 | 0.00086134 | 0.71429 | 0.93573 | {991C05ED-971F-4D32-B6E6-51948C4F329B} | 42271102 | COTATI 1102 | circuit_breaker | 38.3094 | -122.7318 | COTATI 1102circuit_breaker | 28 | 17 | 4312.2274 | 3229.2079 | 1083.0195 | 2904.3184 | 917.0955 | 0.0034453 | 0.0002607 | 3.3062 | 1.75 | 466 | 0.047392 | 2435.2471 | 10415.8369 | 0
North Coast | 7943 | 183 | 308.2358 | 305 | 376.3744 | 33 | 9.5883 | 98.1082 | 712.4835 | 14.9252 | 1.1214 | 15.7371 | 1.0325 | 0.0010626 | 0.00084915 | 0.6 | 0.81896 | {561B7435-E1A2-417A-BAD2-8DB925A728A4} | 42811111 | MONTE RIO 1111 | 240 | 38.4715 | -123.0471 | MONTE RIO 1111240 | 82 | 182 | 16097.1097 | 4934.4459 | 11162.6638 | 4934.4459 | 11162.6638 | 0.028022 | 0.0056083 | 1.6843 | 9.2424 | 471 | 0.035066 | 2435.1997 | 10418.9012 | 0
North Coast | 8018 | 59 | 96.7544 | 163 | 152.5933 | 29 | 18.6778 | 84.8914 | 471.529 | 80.0102 | 7.6506 | 77.6087 | 1.3035 | 0.0037007 | 0.00084416 | 0.36196 | 0.63407 | {25F749B3-A74D-4E71-A304-4CB2AAD2E132} | 42271102 | COTATI 1102 | 282 | 38.2844 | -122.6892 | COTATI 1102282 | 114 | 142 | 16741.3161 | 8211.2885 | 8530.0276 | 4768.5619 | 3860.0292 | 0.024481 | 0.0015988 | 1.6399 | 5.6207 | 475 | 0.10732 | 2435.1647 | 10421.8624 | 1
North Coast | 1668 | 492 | 629.9467 | 883 | 829.7175 | 100 | 3.4952 | 550.2453 | 5542.0983 | 60.4753 | 0.62912 | 42.5516 | 1.09 | 0.023388 | 0.00084348 | 0.55719 | 0.75923 | {0FD31FD2-8045-433E-9D12-C8669CFF0383} | 192221102 | GARBERVILLE 1102 | 2010 | 40.1419 | -123.8077 | GARBERVILLE 11022010 | 51 | 43 | 11776.1763 | 10929.7392 | 846.437 | 10929.7392 | 846.437 | 0.084348 | 0.029044 | 1.2804 | 8.83 | 476 | 2.3388 | 2435.0573 | 10428.6498 | 0
North Coast | 7267 | 60 | 77.4886 | 88 | 95.9555 | 9 | 42.0413 | 105.598 | 619.872 | 49.5182 | 0.53392 | 8.3858 | 0.80383 | 0.010172 | 0.00083613 | 0.68182 | 0.80755 | {3704160C-56F4-464C-949D-B0353C9BFECB} | 42721106 | SONOMA 1106 | 376 | 38.2952 | -122.4677 | SONOMA 1106376 | 169 | 587 | 37828.2658 | 8667.3641 | 29160.9017 | 1147.4391 | 1012.4437 | 0.0075252 | 0.0010833 | 1.2915 | 9.7778 | 481 | 0.091552 | 2432.7185 | 10429.3624 | 0
North Coast | 6809 | 170 | 334.7622 | 266 | 386.0106 | 17 | 12.838 | 42.6774 | 337.013 | 7.3073 | 0.98425 | 22.0815 | 1.1054 | 0.0014163 | 0.00083602 | 0.6391 | 0.86724 | {BD415B0D-9627-498A-917B-E8CC6D68ECA3} | 42811113 | MONTE RIO 1113 | 8299 | 38.5034 | -123.0284 | MONTE RIO 11138299 | 24 | 70 | 5686.3782 | 1927.3515 | 3759.0267 | 1927.3515 | 3759.0267 | 0.014212 | 0.0020588 | 1.9692 | 15.6471 | 482 | 0.024077 | 2432.627 | 10430.5593 | 0
North Coast | 915 | 1693 | 2057.459 | 2885 | 2677.6636 | 239 | 10.8962 | 79.8747 | 224.9829 | 2.7748 | 4.592 | 138.2539 | 1.0705 | 0.010369 | 0.00083568 | 0.58683 | 0.76838 | {D90B87B5-4140-4452-85E8-38B08B9DC56F} | 43141101 | MIDDLETOWN 1101 | 548 | 38.7577 | -122.6359 | MIDDLETOWN 1101548 | 396 | 880 | 81764.7701 | 39630.2884 | 42134.4816 | 36627.2391 | 41510.3442 | 0.19973 | 0.033218 | 1.2153 | 12.0711 | 483 | 2.4782 | 2432.6029 | 10453.3048 | 0
North Coast | 627 | 663 | 811.0529 | 905 | 943.5063 | 87 | 10.6358 | 189.0851 | 1984.8035 | 41.6055 | 2.6891 | 38.1027 | 1.1219 | 0.005749 | 0.00080139 | 0.7326 | 0.85962 | {65E5FC7F-8C6A-45F6-95D3-74B8F1E3F473} | 42681101 | LAYTONVILLE 1101 | circuit_breaker | 39.6846 | -123.4773 | LAYTONVILLE 1101circuit_breaker | 150 | 193 | 26169.5365 | 14777.2299 | 11392.3066 | 9592.9795 | 5242.833 | 0.069721 | 0.011704 | 1.2233 | 10.4023 | 499 | 0.50016 | 2430.1247 | 10459.262 | 0
North Coast | 5134 | 0 | 0 | 3 | 1.2707 | 1 | 13.1716 | 2822.3542 | 23007.4434 | 314.0968 | 9.6195 | 419.6122 | 1.2987 | 0.0045132 | 0.00079969 | 0 | 0 | {276EDBF0-4288-4842-B2CC-B94871DC6986} | 42631108 | PETALUMA C 1108 | 632 | 38.2572 | -122.801 | PETALUMA C 1108632 | 90 | 74 | 36948.1164 | 23698.3277 | 13249.7887 | 23698.3277 | 13249.7887 | 0.00079969 | 6.0713e-05 |  | 3 | 500 | 0.0045132 | 2429.6245 | 10473.9787 | 0
North Coast | 6026 | 471 | 761.1769 | 1023 | 1062.8406 | 88 | 10.4977 | 72.5839 | 835.1355 | 13.8945 | 0.67709 | 12.3144 | 1.0098 | 0.00055459 | 0.00079072 | 0.46041 | 0.71617 | {06C5DDF3-68CB-4362-94D6-24163B7FDD9B} | 42811113 | MONTE RIO 1113 | 202 | 38.4984 | -122.9914 | MONTE RIO 1113202 | 87 | 145 | 14088.2023 | 8479.0365 | 5609.1658 | 8479.0365 | 5609.1658 | 0.069584 | 0.011541 | 1.6161 | 11.625 | 504 | 0.048804 | 2429.62 | 10479.2442 | 0
North Coast | 3080 | 139 | 296.7558 | 276 | 372.7259 | 39 | 16.1766 | 578.7212 | 2591.5659 | 122.1618 | 26.3478 | 399.5914 | 1.3168 | 0.13114 | 0.00078468 | 0.50362 | 0.79618 | {B81A8616-55B2-41F9-9829-B699E6A06290} | 42571102 | MOLINO 1102 | 79306 | 38.3722 | -122.9117 | MOLINO 110279306 | 93 | 97 | 21034.1108 | 13023.8596 | 8010.2512 | 5037.4953 | 3666.2135 | 0.030602 | 0.003384 | 2.1349 | 7.0769 | 506 | 5.1143 | 2429.5712 | 10482.3724 | 0
North Coast | 4905 | 1089 | 1608.2837 | 1384 | 1757.1742 | 114 | 9.963 | 619.648 | 7243.3953 | 146.481 | 0.7695 | 53.8115 | 1.1978 | 0.019538 | 0.0007837 | 0.78685 | 0.91527 | {90C83132-41C0-4461-99CD-C9A5052731EB} | 42681102 | LAYTONVILLE 1102 | circuit_breaker | 39.6846 | -123.4772 | LAYTONVILLE 1102circuit_breaker | 128 | 89 | 25024.5852 | 20680.6827 | 4343.9025 | 16837.2871 | 1648.7 | 0.089342 | 0.014817 | 1.4768 | 12.1404 | 507 | 2.2274 | 2424.4569 | 10492.8284 | 0
North Coast | 4764 | 59 | 105.6813 | 92 | 123.6638 | 5 | 15.2824 | 13.3532 | 36.782 | 0.55245 | 0.7646 | 0.72465 | 1 | 7.447e-06 | 0.00077607 | 0.6413 | 0.85459 | {3A330D41-F506-49D1-A8AC-21EA6FC6FDFA} | 42811113 | MONTE RIO 1113 | 532 | 38.4949 | -123.0109 | MONTE RIO 1113532 | 11 | 47 | 2867.1636 | 836.4221 | 2030.7415 | 836.4221 | 2030.7415 | 0.0038803 | 0.0005605 | 1.7912 | 18.4 | 514 | 3.7235e-05 | 2422.2295 | 10493.3478 | 0
North Coast | 6120 | 333 | 508.1614 | 581 | 656.4557 | 88 | 12.674 | 263.6548 | 3767.8305 | 85.9124 | 1.2298 | 50.056 | 1.1892 | 0.0082285 | 0.00077553 | 0.57315 | 0.7741 | {DDD005A1-4733-4F2A-A213-96BA207EE134} | 42811113 | MONTE RIO 1113 | 1991 | 38.5445 | -122.9849 | MONTE RIO 11131991 | 57 | 43 | 15186.7781 | 11352.1197 | 3834.6584 | 11352.1197 | 3834.6584 | 0.068246 | 0.010381 | 1.526 | 6.6023 | 515 | 0.72411 | 2422.2295 | 10500.3975 | 0
North Coast | 8343 | 271 | 324.7132 | 304 | 340.166 | 37 | 4.3645 | 3233.3925 | 67086.8163 | 369.2174 | 0.086702 | 20.4005 | 1.0331 | 0.011624 | 0.00077389 | 0.89145 | 0.95457 | {91A00852-9832-43D1-A31D-4D51B95ED53F} | 192171101 | WILLOW CREEK 1101 | 3050 | 40.8857 | -123.7719 | WILLOW CREEK 11013050 | 24 | 12 | 4820.8119 | 4461.1677 | 359.6442 | 4461.1677 | 359.6442 | 0.028634 | 0.0101 | 1.1982 | 8.2162 | 517 | 0.43008 | 2421.5054 | 10503.1679 | 0
North Coast | 1291 | 1365 | 2312.0561 | 2245 | 2784.8384 | 179 | 9.1268 | 81.2492 | 510.9872 | 12.2257 | 5.4972 | 33.6939 | 1.103 | 0.015982 | 0.00077032 | 0.60802 | 0.83023 | {E011217D-F6B4-46C8-AC6E-B5F7ADEBD850} | 42571102 | MOLINO 1102 | 178 | 38.4194 | -122.876 | MOLINO 1102178 | 330 | 395 | 48370.5445 | 21902.7203 | 26467.8242 | 19242.2295 | 23183.8669 | 0.13789 | 0.028327 | 1.6938 | 12.5419 | 519 | 2.8607 | 2421.0753 | 10515.1173 | 1
North Coast | 244 | 117 | 174.7089 | 347 | 315.4457 | 25 | 20.4342 | 150.0378 | 894.0961 | 29.295 | 1.898 | 46.0102 | 1.1089 | 0.014999 | 0.00076985 | 0.33718 | 0.55385 | {2A534FE3-EF17-402C-9700-8C33AB455C66} | 43321103 | RINCON 1103 | circuit_breaker | 38.4899 | -122.6662 | RINCON 1103circuit_breaker | 76 | 94 | 13108.5488 | 5989.4697 | 7119.0791 | 3908.5393 | 3713.5655 | 0.019246 | 0.0021109 | 1.4932 | 13.88 | 520 | 0.37497 | 2418.2146 | 10517.5445 | 1
North Coast | 5583 | 515 | 769.4459 | 1475 | 1331.1061 | 110 | 12.6484 | 200.281 | 1753.7036 | 120.3283 | 1.5966 | 23.4674 | 1.0527 | 0.00074579 | 0.00076412 | 0.34915 | 0.57805 | {BEA97E4E-CFBB-4EAF-9EAB-B9D9096C26BD} | 43182103 | BELLEVUE 2103 | 646 | 38.3992 | -122.6217 | BELLEVUE 2103646 | 269 | 363 | 42939.7565 | 19879.4545 | 23060.302 | 12247.7458 | 13884.0043 | 0.084053 | 0.012656 | 1.4941 | 13.4091 | 525 | 0.082037 | 2417.8396 | 10525.1503 | 1
North Coast | 1391 | 95 | 168.0715 | 556 | 295.6891 | 134 | 22.5479 | 224.1565 | 1717.8943 | 118.322 | 27.6867 | 467.696 | 1.5045 | 0.12019 | 0.00076404 | 0.17086 | 0.56841 | {5F8C3D5E-6EE2-44BA-8DAB-1423918270D0} | 43141102 | MIDDLETOWN 1102 | 998 | 38.7941 | -122.5663 | MIDDLETOWN 1102998 | 349 | 682 | 68478.8559 | 27688.0247 | 40790.8311 | 23041.0417 | 34832.7993 | 0.10238 | 0.0085463 | 1.7692 | 4.1493 | 526 | 16.1058 | 2417.7576 | 10539.4588 | 0
North Coast | 3347 | 6 | 18.8887 | 17 | 23.1294 | 10 | 17.5215 | 2187.6669 | 8905.5914 | 234.9781 | 13.4854 | 390.7253 | 1.2635 | 0.031337 | 0.00075654 | 0.35294 | 0.81665 | {4B1C4FCD-287E-4417-8568-2D11E983B37F} | 42271105 | COTATI 1105 | 616 | 38.3102 | -122.8518 | COTATI 1105616 | 248 | 281 | 70168.4428 | 49321.001 | 20847.4418 | 2435.445 | 2413.2035 | 0.0075654 | 0.00056693 | 3.1481 | 1.7 | 529 | 0.31337 | 2401.6518 | 10540.9712 | 0
North Coast | 6649 | 194 | 358.5503 | 383 | 459.2055 | 18 | 7.0997 | 4.1746 | 10.845 | 0.2173 | 0.89356 | 2.1249 | 1.0048 | 1.1913e-05 | 0.00075303 | 0.50653 | 0.78081 | {C4F8319D-D897-4280-8AA8-30DB11490475} | 42811111 | MONTE RIO 1111 | 506 | 38.4692 | -123.0135 | MONTE RIO 1111506 | 45 | 152 | 7522.5812 | 1987.3505 | 5535.2308 | 1987.3505 | 5535.2308 | 0.013555 | 0.0032279 | 1.8482 | 21.2778 | 530 | 0.00021443 | 2401.3384 | 10542.2054 | 0
North Coast | 1853 | 470 | 891.8685 | 921 | 1052.211 | 154 | 15.4726 | 1157.1855 | 13684.3023 | 366.4891 | 15.695 | 501.0925 | 1.4701 | 0.072883 | 0.00075201 | 0.51031 | 0.84761 | {9F8ACCEF-B036-4FB1-850C-B401BE3A4651} | 43191101 | REDBUD 1101 | 323962 | 39.0663 | -122.6111 | REDBUD 1101323962 | 427 | 642 | 87325.9479 | 46324.5895 | 41001.3585 | 32521.6427 | 20804.5105 | 0.11581 | 0.013219 | 1.8976 | 5.9805 | 531 | 11.224 | 2401.3382 | 10562.4013 | 0
North Coast | 8974 | 87 | 150.2151 | 184 | 203.5163 | 12 | 9.5067 | 51.7229 | 245.3624 | 3.6349 | 1.4572 | 18.7267 | 1.01 | 0.0010311 | 0.00075083 | 0.47283 | 0.7381 | {CBD25292-9F23-4669-82FC-DDD3751DA0D4} | 42811113 | MONTE RIO 1113 | 1067 | 38.4934 | -123.0059 | MONTE RIO 11131067 | 17 | 148 | 6562.6591 | 1294.5528 | 5268.1063 | 1294.5528 | 5268.1063 | 0.0090099 | 0.0013427 | 1.7266 | 15.3333 | 532 | 0.012373 | 2390.1142 | 10563.2052 | 0
North Coast | 1520 | 3386 | 5495.8367 | 4015 | 5820.065 | 404 | 9.3786 | 156.7228 | 1593.1097 | 85.6649 | 1.4003 | 36.0893 | 1.1256 | 0.010955 | 0.00075006 | 0.84334 | 0.94429 | {75E7E1B3-D461-49A0-A0AB-E84CDEE528DF} | 42661103 | WILLITS 1103 | 91810 | 39.4456 | -123.3807 | WILLITS 110391810 | 478 | 648 | 88704.1689 | 47349.2019 | 41354.967 | 47349.2019 | 41354.967 | 0.30302 | 0.059046 | 1.6231 | 9.9381 | 533 | 4.4256 | 2390.1019 | 10592.6091 | 0
North Coast | 1907 | 889 | 1363.4895 | 1083 | 1454.532 | 104 | 17.7921 | 243.9793 | 2561.5285 | 142.2559 | 3.0036 | 71.0231 | 1.1552 | 0.015638 | 0.00074681 | 0.82087 | 0.93741 | {57AE83F3-7C35-4A08-BEA4-B10AAC4F4015} | 42771113 | UKIAH 1113 | circuit_breaker | 39.1432 | -123.1916 | UKIAH 1113circuit_breaker | 339 | 845 | 66265.1165 | 25541.5735 | 40723.543 | 12034.1255 | 15604.9247 | 0.077669 | 0.008472 | 1.5337 | 10.4135 | 534 | 1.6263 | 2385.6762 | 10600.0823 | 0
North Coast | 3022 | 171 | 225.3711 | 368 | 333.057 | 57 | 23.2734 | 227.5896 | 2551.9417 | 169.3177 | 5.4693 | 137.0102 | 1.094 | 0.01198 | 0.00074128 | 0.46467 | 0.67667 | {F335CD9B-C6EC-489A-8E1A-57248916AA35} | 42891102 | GEYSERVILLE 1102 | 274 | 38.6627 | -122.8694 | GEYSERVILLE 1102274 | 234 | 212 | 50940.8906 | 30005.2502 | 20935.6403 | 7596.7493 | 3939.4874 | 0.042253 | 0.0039993 | 1.318 | 6.4561 | 539 | 0.68286 | 2384.0499 | 10604.7999 | 0
North Coast | 2529 | 1179 | 1576.4328 | 1441 | 1713.82 | 194 | 10.2783 | 1367.9899 | 15020.9963 | 331.0543 | 2.6956 | 207.7998 | 1.337 | 0.047533 | 0.00073776 | 0.81818 | 0.91984 | {9FACD320-0A6B-4701-A9D9-81FE9755F114} | 42681102 | LAYTONVILLE 1102 | 500 | 39.6658 | -123.4763 | LAYTONVILLE 1102500 | 285 | 211 | 63469.3836 | 47214.3808 | 16255.0028 | 32899.6268 | 12434.1125 | 0.14312 | 0.024664 | 1.3371 | 7.4278 | 542 | 9.2215 | 2383.367 | 10625.2305 | 0
North Coast | 8284 | 89 | 152.0664 | 108 | 162.0934 | 23 | 1.6032 | 157.7234 | 1781.6521 | 11.5481 | 0.38649 | 14.7366 | 1.0266 | 0.040901 | 0.00072398 | 0.82407 | 0.93814 | {F2F5CD46-ED54-485C-8E9F-F1D6186FA89B} | 192311142 | FRUITLAND 1142 | 93234 | 40.2355 | -123.8346 | FRUITLAND 114293234 | 114 | 108 | 21024.4027 | 18464.5673 | 2559.8354 | 18464.5673 | 2559.8354 | 0.016651 | 0.011806 | 1.7086 | 4.6957 | 553 | 0.94073 | 2374.1456 | 10636.697 | 0
North Coast | 6423 | 912 | 1142.9966 | 1267 | 1320.0029 | 154 | 13.2716 | 3104.3688 | 63176.3223 | 1765.4698 | 0.964 | 47.5077 | 1.0825 | 0.0042079 | 0.00071399 | 0.71981 | 0.8659 | {0A0C5F0B-CE32-47C8-9E33-CC208CAF8F95} | 42281105 | POTTER VALLEY P H 1105 | 76498 | 39.3624 | -123.128 | POTTER VALLEY P H 110576498 | 141 | 168 | 41877.9576 | 23931.4188 | 17946.5388 | 23931.4188 | 17946.5388 | 0.10995 | 0.014713 | 1.2533 | 8.2273 | 559 | 0.64802 | 2373.2048 | 10651.5584 | 0
North Coast | 290 | 320 | 427.0972 | 581 | 550.4299 | 60 | 14.4351 | 715.8711 | 7376.0489 | 292.5582 | 4.8832 | 178.7224 | 1.1834 | 0.0092488 | 0.00070525 | 0.55077 | 0.77593 | {DE700694-1BC1-42F0-BD3F-498F1D5E0950} | 42951101 | MENDOCINO 1101 | 31322 | 39.2656 | -123.2041 | MENDOCINO 110131322 | 533 | 630 | 95020.7406 | 46258.8786 | 48761.862 | 7456.8364 | 6513.4506 | 0.042315 | 0.0055277 | 1.3347 | 9.6833 | 562 | 0.55493 | 2372.5568 | 10656.1891 | 0
North Coast | 3249 | 837 | 1305.7932 | 1219 | 1479.296 | 132 | 10.1715 | 1270.6689 | 16731.0573 | 359.2005 | 0.40296 | 76.8239 | 1.2726 | 0.0401 | 0.00070379 | 0.68663 | 0.88271 | {389365FD-B3C9-4F63-9935-3457B5B05A11} | 42681102 | LAYTONVILLE 1102 | 37586 | 39.6174 | -123.4629 | LAYTONVILLE 110237586 | 101 | 47 | 26173.1755 | 21840.8846 | 4332.2909 | 21840.8846 | 4332.2909 | 0.0929 | 0.017392 | 1.5601 | 9.2348 | 564 | 5.2932 | 2372.0019 | 10669.7523 | 0
North Coast | 5211 | 696 | 1210.3587 | 1075 | 1412.9565 | 92 | 9.3691 | 508.2918 | 9322.1379 | 271.8644 | 0.84374 | 37.7612 | 1.2032 | 0.062852 | 0.00070159 | 0.64744 | 0.85661 | {30AC1F79-37C1-4981-9C64-81FC3670878D} | 42751113 | FITCH MOUNTAIN 1113 | 24918 | 38.5914 | -122.92 | FITCH MOUNTAIN 111324918 | 63 | 45 | 13406.7479 | 8527.9094 | 4878.8385 | 8527.9094 | 4878.8385 | 0.064546 | 0.013875 | 1.739 | 11.6848 | 566 | 5.7824 | 2366.7086 | 10675.0482 | 0
North Coast | 674 | 446 | 755.9786 | 1086 | 1098.1917 | 88 | 13.4188 | 25.0118 | 221.1511 | 8.8569 | 1.254 | 4.9836 | 1.1754 | 0.00040017 | 0.00069699 | 0.41068 | 0.68838 | {8C8983C8-884C-4E70-BBB6-36F59CD80D78} | 42811113 | MONTE RIO 1113 | 524 | 38.5037 | -122.9936 | MONTE RIO 1113524 | 159 | 890 | 41818.1192 | 10034.2173 | 31783.9019 | 10034.2173 | 31783.9019 | 0.061335 | 0.0079642 | 1.695 | 12.3409 | 568 | 0.035215 | 2360.9263 | 10681.2794 | 0
North Coast | 6887 | 953 | 1255.6033 | 1992 | 1826.0972 | 158 | 11.6935 | 127.6977 | 1689.4989 | 88.5793 | 3.396 | 36.1359 | 1.0885 | 0.014003 | 0.00069477 | 0.47841 | 0.68759 | {1FA8A5B8-216C-48A5-8B5C-D037DBE66063} | 42091101 | MIRABEL 1101 | 116 | 38.4736 | -122.8977 | MIRABEL 1101116 | 173 | 173 | 30587.0663 | 17803.3709 | 12783.6955 | 16655.9357 | 11869.8742 | 0.10977 | 0.017514 | 1.3175 | 12.6076 | 570 | 2.2124 | 2360.8911 | 10691.6227 | 0
North Coast | 457 | 607 | 972.6774 | 983 | 1177.5397 | 87 | 10.8078 | 81.7634 | 589.9105 | 26.4604 | 4.0097 | 24.9079 | 1.0633 | 0.0042722 | 0.00068222 | 0.6175 | 0.82603 | {E88FFA7F-5F70-49D0-8DB1-373E7BB1124C} | 42571102 | MOLINO 1102 | 51788 | 38.4361 | -122.8721 | MOLINO 110251788 | 300 | 420 | 46660.1471 | 23550.5125 | 23109.6346 | 9018.9359 | 7725.1243 | 0.059353 | 0.0092753 | 1.6024 | 11.2989 | 584 | 0.37168 | 2358.6787 | 10697.2235 | 0
North Coast | 1530 | 103 | 129.7654 | 135 | 143.6913 | 20 | 11.5778 | 117.0231 | 1248.5203 | 22.7237 | 3.9815 | 40.4169 | 1.171 | 0.006661 | 0.00068177 | 0.76296 | 0.90308 | {E40AF6DD-8BB8-44B0-9133-5EE5D793A9BC} | 42251101 | HOPLAND 1101 | 80620 | 38.9943 | -123.1181 | HOPLAND 110180620 | 62 | 69 | 14826.9531 | 9040.9556 | 5785.9974 | 1849.3413 | 2703.3724 | 0.013635 | 0.0018528 | 1.2599 | 6.75 | 586 | 0.13322 | 2358.307 | 10698.3719 | 0
North Coast | 2826 | 301 | 558.6786 | 355 | 589.3616 | 26 | 6.4751 | 22.2073 | 92.5323 | 0.70101 | 1.5064 | 3.5662 | 1.4617 | 1.0919e-05 | 0.00068146 | 0.84789 | 0.94794 | {8E83A400-F142-4678-B5FC-E0505BD0823D} | 42811111 | MONTE RIO 1111 | 1701 | 38.4728 | -123.0474 | MONTE RIO 11111701 | 25 | 88 | 9391.7922 | 2197.6127 | 7194.1794 | 2197.6127 | 7194.1794 | 0.017718 | 0.004876 | 1.8561 | 13.6538 | 587 | 0.0002839 | 2358.1738 | 10699.7367 | 0
North Coast | 3304 | 117 | 223.7475 | 208 | 269.3231 | 51 | 14.6532 | 677.1514 | 15632.7579 | 1768.8185 | 1.1685 | 19.2828 | 1.0305 | 0.00055682 | 0.00067026 | 0.5625 | 0.83078 | {790F1996-ADCE-423E-BD1D-F157FD535C39} | 43351106 | LUCERNE 1106 | 38436 | 39.0088 | -122.7771 | LUCERNE 110638436 | 127 | 356 | 24732.461 | 7720.9209 | 17011.5401 | 7130.3909 | 16058.8826 | 0.034183 | 0.0043596 | 1.9124 | 4.0784 | 594 | 0.028398 | 2358.1735 | 10704.1646 | 0
North Coast | 6371 | 501 | 657.0422 | 682 | 742.8247 | 133 | 11.5588 | 1904.3172 | 34606.5189 | 1039.6822 | 7.1937 | 226.9621 | 1.2598 | 0.015206 | 0.00066962 | 0.7346 | 0.88452 | {5002339C-3B44-461E-A16D-6DB263D4D731} | 42871101 | UPPER LAKE 1101 | 75370 | 39.1894 | -122.9009 | UPPER LAKE 110175370 | 170 | 176 | 42224.8777 | 23613.6779 | 18611.1998 | 17069.5104 | 10269.9747 | 0.089059 | 0.011826 | 1.3115 | 5.1278 | 596 | 2.0223 | 2358.1451 | 10714.7648 | 0
North Coast | 6757 | 167 | 273.3026 | 178 | 278.8671 | 36 | 2.2169 | 57.2661 | 338.133 | 1.0797 | 0.12107 | 10.8162 | 1.0192 | 0.011943 | 0.00066807 | 0.9382 | 0.98005 | {AFC4D0E6-261E-40B5-B86E-B68528CD28DE} | 192311142 | FRUITLAND 1142 | 6054 | 40.2854 | -123.8367 | FRUITLAND 11426054 | 122 | 105 | 19236.7856 | 16837.555 | 2399.2306 | 16837.555 | 2399.2306 | 0.024051 | 0.013848 | 1.6365 | 4.9444 | 598 | 0.42997 | 2356.1227 | 10725.2209 | 0
North Coast | 3996 | 405 | 752.6059 | 733 | 932.1195 | 35 | 6.2993 | 23.5803 | 109.2618 | 0.75586 | 0.59779 | 4.5518 | 1.0012 | 0.00053574 | 0.00066065 | 0.55252 | 0.80741 | {C6591A95-C17A-4B6F-BCDF-C2C9AE4418F5} | 42811111 | MONTE RIO 1111 | 140 | 38.4668 | -123.0158 | MONTE RIO 1111140 | 76 | 219 | 10144.4325 | 4235.2908 | 5909.1417 | 4235.2908 | 5909.1417 | 0.023123 | 0.0053026 | 1.8583 | 20.9429 | 602 | 0.018751 | 2355.6928 | 10727.851 | 0
North Coast | 4763 | 13 | 24.9055 | 34 | 34.6174 | 6 | 8.7976 | 212.2182 | 2624.8534 | 55.8804 | 0.96165 | 6.3393 | 1.0107 | 0.00083392 | 0.00065507 | 0.38235 | 0.71945 | {271E7E9C-640A-4CFE-9B9C-B8B9EB8F49E3} | 43081101 | BIG RIVER 1101 | 3019 | 39.3431 | -123.8124 | BIG RIVER 11013019 | 18 | 20 | 2840.743 | 1511.0833 | 1329.6597 | 423.4937 | 281.5124 | 0.0039304 | 0.00062676 | 1.9158 | 5.6667 | 609 | 0.0050035 | 2355.674 | 10728.114 | 0
North Coast | 524 | 28 | 39.5077 | 75 | 59.0267 | 15 | 12.7676 | 13.2678 | 40.0848 | 2.3883 | 0.90074 | 2.4138 | 1 | 4.8617e-06 | 0.00065282 | 0.37333 | 0.66932 | {F73918F2-BDFA-403D-8839-D569F0C45575} | 43361104 | HIGHLANDS 1104 | 39458 | 38.9376 | -122.628 | HIGHLANDS 110439458 | 157 | 456 | 29741.7477 | 8594.1592 | 21147.5885 | 1626.6223 | 2480.402 | 0.0097923 | 0.0010957 | 1.411 | 5 | 614 | 7.2926e-05 | 2355.669 | 10729.1242 | 0
North Coast | 5420 | 1172 | 1825.7679 | 2282 | 2432.266 | 213 | 10.4267 | 167.9035 | 2091.6751 | 61.0011 | 0.50723 | 23.5398 | 1.0922 | 0.0048752 | 0.00065265 | 0.51358 | 0.75064 | {1B23A4BA-CD57-4FC0-AB6D-FA127475AD96} | 42091101 | MIRABEL 1101 | 298 | 38.4725 | -122.9106 | MIRABEL 1101298 | 175 | 206 | 33997.7844 | 20371.1921 | 13626.5923 | 20135.0832 | 13521.1575 | 0.13902 | 0.026118 | 1.5578 | 10.7136 | 615 | 1.0384 | 2355.6689 | 10741.628 | 1
North Coast | 7400 | 45 | 54.8639 | 95 | 85.9059 | 25 | 17.4763 | 1747.0935 | 24565.5854 | 998.1478 | 3.3907 | 107.6545 | 1.0443 | 0.0012262 | 0.00065068 | 0.47368 | 0.63865 | {0750A711-A5D3-4DF4-B033-0C5E7ED06920} | 42871101 | UPPER LAKE 1101 | 6663 | 39.2126 | -122.9314 | UPPER LAKE 11016663 | 21 | 21 | 4581.7264 | 3763.6845 | 818.0419 | 3763.6845 | 818.0419 | 0.016267 | 0.0023286 | 1.2192 | 3.8 | 617 | 0.030656 | 2354.6305 | 10743.9653 | 0
North Coast | 1735 | 416 | 762.1617 | 649 | 883.9308 | 28 | 5.0392 | 12.7266 | 43.3959 | 0.42844 | 0.37976 | 3.9355 | 1.4286 | 1.3359e-05 | 0.00065014 | 0.64099 | 0.86224 | {DD8BA615-FFBA-48E9-84EA-5D20532CD959} | 42811112 | MONTE RIO 1112 | 64682 | 38.4646 | -123.0101 | MONTE RIO 111264682 | 58 | 236 | 10568.603 | 2767.8678 | 7800.7353 | 2767.8678 | 7800.7353 | 0.018204 | 0.0063988 | 1.8321 | 23.1786 | 618 | 0.00037406 | 2354.5999 | 10745.6841 | 1
North Coast | 6282 | 575 | 948.8006 | 1394 | 1369.856 | 142 | 8.8847 | 181.0335 | 1168.9884 | 28.1227 | 8.5349 | 103.9769 | 1.1789 | 0.054399 | 0.00064483 | 0.41248 | 0.69263 | {4AE7AB5F-C633-47AF-9F7F-61FE17B35998} | 42571102 | MOLINO 1102 | 66006 | 38.4055 | -122.9478 | MOLINO 110266006 | 156 | 157 | 23731.1845 | 14413.6045 | 9317.5799 | 14413.6045 | 9317.5799 | 0.091566 | 0.021389 | 1.6501 | 9.8169 | 621 | 7.7247 | 2354.5995 | 10754.635 | 0
North Coast | 9321 | 70 | 124.5484 | 81 | 129.5615 | 18 | 10.4282 | 813.2906 | 19529.7192 | 592.4063 | 0.029376 | 37.7531 | 1.3153 | 0.0061911 | 0.00064311 | 0.8642 | 0.96131 | {E5474BC9-1FBC-47D7-924C-371BAFB1C79B} | 192171102 | WILLOW CREEK 1102 | 37374 | 40.9887 | -123.6397 | WILLOW CREEK 110237374 | 6 | 1 | 2060.1155 | 2046.1835 | 13.932 | 2046.1835 | 13.932 | 0.011576 | 0.0027473 | 1.7793 | 4.5 | 623 | 0.11144 | 2346.8748 | 10755.9057 | 0
North Coast | 7639 | 1111 | 1701.4265 | 1747 | 2056.1948 | 119 | 6.0686 | 153.6848 | 1617.6598 | 32.4403 | 0.65431 | 32.9142 | 1.0508 | 0.0020022 | 0.00063116 | 0.63595 | 0.82746 | {A3E8D9EB-1B5A-4CFD-AE2F-C1E7C6E04114} | 42811112 | MONTE RIO 1112 | 120 | 38.4637 | -123.0083 | MONTE RIO 1112120 | 109 | 132 | 16707.1302 | 11062.7422 | 5644.3879 | 11062.7422 | 5644.3879 | 0.075108 | 0.021203 | 1.5314 | 14.6807 | 638 | 0.23827 | 2346.7633 | 10762.7756 | 0
North Coast | 4799 | 198 | 259.159 | 309 | 315.9164 | 53 | 10.5622 | 293.1786 | 4123.1885 | 122.2522 | 8.4441 | 63.4628 | 0.98034 | 0.01473 | 0.0006291 | 0.64078 | 0.82034 | {EF9398DB-0F7B-497E-B310-02727CA6D6C0} | 42661104 | WILLITS 1104 | 34006 | 39.402 | -123.3549 | WILLITS 110434006 | 170 | 440 | 26640.4771 | 9186.411 | 17454.066 | 6444.3113 | 10157.6994 | 0.033343 | 0.0063099 | 1.3089 | 5.8302 | 641 | 0.78067 | 2346.5251 | 10766.7776 | 0
North Coast | 3175 | 1923 | 2589.1202 | 4267 | 3848.1096 | 425 | 13.0862 | 215.2246 | 1841.6535 | 90.2822 | 9.1903 | 157.2873 | 1.2025 | 0.031347 | 0.00062812 | 0.45067 | 0.67283 | {82FFCF9A-29C9-4CD0-A5CE-AFFBFF95F55A} | 42561107 | FULTON 1107 | 214 | 38.5031 | -122.7355 | FULTON 1107214 | 490 | 506 | 86068.3292 | 48113.355 | 37954.9742 | 48113.355 | 37954.9742 | 0.26695 | 0.037269 | 1.3464 | 10.04 | 642 | 13.3226 | 2345.7444 | 10796.6559 | 0
North Coast | 8471 | 848 | 1105.9393 | 1448 | 1377.9467 | 197 | 8.1627 | 2198.0984 | 48189.5933 | 787.3522 | 0.75535 | 158.1349 | 1.3064 | 0.017151 | 0.00062724 | 0.58564 | 0.8026 | {71012A72-9F3A-4416-A409-5A697A15AF1C} | 42681102 | LAYTONVILLE 1102 | 2502 | 39.5665 | -123.3983 | LAYTONVILLE 11022502 | 89 | 56 | 31795.347 | 27326.5363 | 4468.8107 | 27326.5363 | 4468.8107 | 0.12357 | 0.025157 | 1.3042 | 7.3503 | 644 | 3.3788 | 2332.4218 | 10813.6257 | 0
North Coast | 6674 | 245 | 421.7964 | 401 | 497.506 | 59 | 3.8233 | 200.6768 | 2400.1608 | 35.9513 | 1.5676 | 75.9335 | 1.205 | 0.059158 | 0.0006168 | 0.61097 | 0.84782 | {4FAFA82B-3330-476C-B978-ABE18A7516EA} | 192221101 | GARBERVILLE 1101 | 39524 | 40.0751 | -123.788 | GARBERVILLE 110139524 | 202 | 234 | 36408.3051 | 24862.4083 | 11545.8968 | 7261.0619 | 2681.9641 | 0.036391 | 0.014755 | 1.7216 | 6.7966 | 653 | 3.4903 | 2329.043 | 10818.1348 | 0
North Coast | 8799 | 272 | 363.3117 | 571 | 536.9186 | 60 | 10.6705 | 362.8295 | 4146.1235 | 289.2665 | 1.9128 | 19.3286 | 1.1027 | 0.020479 | 0.00061085 | 0.47636 | 0.67666 | {946410D9-CB53-4C0F-8ECA-3A3B9551D58C} | 43071102 | DUNBAR 1102 | 694641 | 38.328 | -122.5222 | DUNBAR 1102694641 | 78 | 51 | 8292.9342 | 6527.852 | 1765.0823 | 6527.852 | 1765.0823 | 0.036651 | 0.00639 | 1.3357 | 9.5167 | 659 | 1.2287 | 2325.5527 | 10822.1886 | 0
North Coast | 8669 | 182 | 268.6039 | 632 | 518.5409 | 57 | 31.7531 | 1871.5541 | 12450.783 | 755.0238 | 6.966 | 525.7975 | 1.3163 | 0.0050676 | 0.00060019 | 0.28797 | 0.518 | {F16EF0FE-506D-4026-9FF6-A9B4826F67BC} | 43371102 | LAKEVILLE 1102 | 87432 | 38.2562 | -122.5858 | LAKEVILLE 110287432 | 96 | 77 | 29530.1399 | 22038.8573 | 7491.2826 | 15489.4062 | 4653.4923 | 0.034211 | 0.0024342 | 1.4758 | 11.0877 | 672 | 0.28885 | 2324.324 | 10831.8076 | 0
North Coast | 1812 | 1179 | 2164.0166 | 1538 | 2334.4338 | 112 | 6.8859 | 85.2961 | 559.5499 | 6.4514 | 0.85094 | 11.0351 | 1.1133 | 9.59e-06 | 0.0005933 | 0.76658 | 0.927 | {2480EF39-65DB-49E5-BB32-DE1887FC85E8} | 43081101 | BIG RIVER 1101 | 3002 | 39.2856 | -123.7932 | BIG RIVER 11013002 | 144 | 124 | 21264.4571 | 13203.7302 | 8060.7269 | 11691.8924 | 6989.8074 | 0.06645 | 0.016567 | 1.8355 | 13.7321 | 676 | 0.0010741 | 2324.0351 | 10839.0682 | 0
North Coast | 6814 | 133 | 296.5072 | 264 | 351.7987 | 54 | 26.5295 | 794.1751 | 3030.2008 | 134.3102 | 17.7841 | 299.6351 | 1.169 | 0.053057 | 0.000586 | 0.50379 | 0.84283 | {181E81CC-8A10-40D6-ABD4-3AD397DDF786} | 42271103 | COTATI 1103 | circuit_breaker | 38.3094 | -122.7318 | COTATI 1103circuit_breaker | 145 | 114 | 35705.8476 | 19561.5616 | 16144.286 | 19561.5616 | 16144.286 | 0.031644 | 0.0034433 | 2.2294 | 4.8889 | 684 | 2.8651 | 2324.034 | 10851.216 | 0
North Coast | 3789 | 188 | 438.0339 | 592 | 683.1769 | 75 | 18.9024 | 297.7877 | 1997.834 | 94.8056 | 10.0607 | 165.3915 | 1.1373 | 0.020998 | 0.00058456 | 0.31757 | 0.64117 | {105045E7-1917-46B4-B5AB-FC5617125FFB} | 43182103 | BELLEVUE 2103 | 478 | 38.38 | -122.6858 | BELLEVUE 2103478 | 332 | 318 | 60949.7506 | 32688.1249 | 28261.6257 | 13352.3887 | 9380.8271 | 0.043842 | 0.0047803 | 2.33 | 7.8933 | 688 | 1.5749 | 2321.169 | 10859.5078 | 0
North Coast | 6067 | 178 | 328.9153 | 310 | 391.6013 | 39 | 5.8274 | 53.0599 | 328.4337 | 5.8999 | 1.8009 | 10.7967 | 1.1245 | 0.00024124 | 0.00057402 | 0.57419 | 0.83992 | {774F8E82-5627-4004-BA65-1CFB3311B274} | 43081101 | BIG RIVER 1101 | 1052 | 39.3099 | -123.7938 | BIG RIVER 11011052 | 85 | 76 | 9867.4788 | 6204.7091 | 3662.7697 | 4296.6961 | 3237.1304 | 0.022387 | 0.0057767 | 1.8478 | 7.9487 | 704 | 0.0094083 | 2319.5941 | 10862.176 | 0
North Coast | -1 | 4567 | 7201.1085 | 8420 | 9182.066 | 790 | 8.7534 | 334.1755 | 5837.4503 | 195.6544 | 2.9289 | 69.078 | 1.1711 | 0.011359 | 0.00057181 | 0.5424 | 0.78426 | [7 empty] | 24027 | 74104 | 3888777.1576 | 1329581.1795 | 2559195.9781 | 524269.184 | 795782.4977 | 0.45173 | 0.094865 | 1.5768 | 10.6582 | 706 | 8.9732 | 2319.5847 | 11187.7472 | 0
North Coast | 5286 | 25 | 77.4371 | 77 | 97.6597 | 27 | 34.4315 | 1206.99 | 5769.5142 | 487.1509 | 9.3136 | 384.9397 | 1.2316 | 0.022746 | 0.00057158 | 0.32468 | 0.79293 | {D07BAC6A-6F88-48C4-A1B1-54FEC9739EF1} | 42271105 | COTATI 1105 | 634 | 38.2982 | -122.8208 | COTATI 1105634 | 58 | 58 | 19573.4881 | 11162.845 | 8410.6431 | 11162.845 | 8410.6431 | 0.015433 | 0.0016263 | 3.0975 | 2.8519 | 707 | 0.61415 | 2310.6114 | 11194.6793 | 0
North Coast | 3021 | 698 | 1554.9762 | 911 | 1668.7521 | 44 | 8.3704 | 68.8731 | 578.7183 | 11.6756 | 1.1358 | 15.8358 | 1.0397 | 0.00079038 | 0.00057134 | 0.76619 | 0.93182 | {EF630F9A-72E2-42EA-B074-23D3C9859856} | 42811113 | MONTE RIO 1113 | 320 | 38.4989 | -123.0211 | MONTE RIO 1113320 | 52 | 125 | 9822.8228 | 4416.0265 | 5406.7963 | 4416.0265 | 5406.7963 | 0.025139 | 0.0054604 | 2.2278 | 20.7045 | 708 | 0.034777 | 2309.9973 | 11197.4217 | 0
North Coast | 6453 | 59 | 110.4288 | 93 | 124.0894 | 26 | 13.7291 | 258.8751 | 1442.3735 | 71.5228 | 1.6418 | 44.1694 | 1.049 | 0.00053807 | 0.00056028 | 0.63441 | 0.88991 | {E7660F7E-BB9F-4573-B70D-C3EB843F48E4} | 43381101 | POINT ARENA 1101 | 476 | 38.9201 | -123.695 | POINT ARENA 1101476 | 126 | 110 | 30873.9322 | 24431.6786 | 6442.2536 | 4407.3314 | 1531.5138 | 0.014567 | 0.0019167 | 1.8717 | 3.5769 | 723 | 0.01399 | 2309.9625 | 11200.1586 | 0
North Coast | 1014 | 1449 | 2367.312 | 2336 | 2817.438 | 202 | 3.164 | 315.4758 | 7257.4421 | 65.9063 | 0.82635 | 24.6163 | 1.1075 | 0.031073 | 0.00055737 | 0.62029 | 0.84024 | {FBCD7012-56B0-4DB8-BFD1-768DDA012D1B} | 192401101 | HOOPA 1101 | 3290 | 41.3028 | -123.537 | HOOPA 11013290 | 236 | 210 | 27125.952 | 21820.8937 | 5305.0583 | 21820.8937 | 5305.0583 | 0.11259 | 0.052724 | 1.6338 | 11.5644 | 728 | 6.2767 | 2309.9485 | 11213.7094 | 0
North Coast | 7148 | 2019 | 3179.4618 | 3050 | 3733.2395 | 318 | 6.3342 | 546.7194 | 10620.6347 | 182.1536 | 0.53639 | 39.157 | 1.157 | 0.025203 | 0.00055728 | 0.66197 | 0.85166 | {A0E5F0B2-0FDE-4EFD-91DF-F0E385B1FA8B} | 42751113 | FITCH MOUNTAIN 1113 | 6751 | 38.592 | -122.9622 | FITCH MOUNTAIN 11136751 | 161 | 157 | 53997.9402 | 35962.163 | 18035.7772 | 35962.163 | 18035.7772 | 0.17721 | 0.046192 | 1.5748 | 9.5912 | 729 | 8.0144 | 2303.6718 | 11236.0419 | 1
North Coast | 6700 | 30 | 42.4147 | 47 | 51.272 | 9 | 33.3576 | 90.4034 | 236.8204 | 8.4585 | 23.4007 | 497.5986 | 1.3466 | 0.39527 | 0.00055556 | 0.6383 | 0.82725 | {BD0977E2-D82F-4AAC-B014-EDCBC19E0BA7} | 42661103 | WILLITS 1103 | 966 | 39.4133 | -123.3512 | WILLITS 1103966 | 68 | 83 | 6354.0436 | 3603.2325 | 2750.8111 | 1339.7772 | 855.4454 | 0.0050001 | 0.0013933 | 1.4138 | 5.2222 | 731 | 3.5574 | 2295.6574 | 11236.8739 | 0
North Coast | 3928 | 476 | 918.0614 | 1493 | 1470.828 | 96 | 7.7911 | 28.8677 | 67.4507 | 1.1087 | 3.6894 | 18.2673 | 1.0134 | 0.0031339 | 0.00055112 | 0.31882 | 0.62418 | {D5D881FC-5E37-43D0-8EE8-25189C47D57C} | 42571101 | MOLINO 1101 | 5042 | 38.3905 | -122.8789 | MOLINO 11015042 | 168 | 196 | 23907.4405 | 11223.364 | 12684.0765 | 9764.6994 | 10492.5289 | 0.052908 | 0.011405 | 1.9287 | 15.5521 | 735 | 0.30085 | 2292.0999 | 11242.9378 | 0
North Coast | 2779 | 152 | 363.8317 | 207 | 389.8293 | 38 | 12.5536 | 43.2555 | 164.868 | 10.0005 | 5.1892 | 15.7344 | 1.5809 | 3.4045e-06 | 0.0005504 | 0.7343 | 0.93331 | {D0082608-F94E-4A4E-A9EF-A114F6AAC5C3} | 42271104 | COTATI 1104 | circuit_breaker | 38.3095 | -122.7318 | COTATI 1104circuit_breaker | 210 | 326 | 29191.1107 | 12365.6799 | 16825.4308 | 5446.6395 | 4892.6221 | 0.020915 | 0.0024178 | 2.3936 | 5.4474 | 737 | 0.00012937 | 2291.7991 | 11246.3202 | 0
North Coast | 1700 | 428 | 647.0173 | 1472 | 1035.1954 | 136 | 8.9303 | 154.9274 | 3589.6586 | 277.5349 | 2.9603 | 14.1713 | 1.0688 | 0.011178 | 0.0005499 | 0.29076 | 0.62502 | {7BCF996F-5D44-49DD-8430-629850EC151D} | 43351106 | LUCERNE 1106 | 664 | 39.021 | -122.7488 | LUCERNE 1106664 | 317 | 658 | 49857.3949 | 17950.7499 | 31906.645 | 15102.6309 | 25670.2895 | 0.074786 | 0.014407 | 1.5117 | 10.8235 | 738 | 1.5203 | 2291.7989 | 11255.6989 | 0
North Coast | 8575 | 93 | 121.6819 | 158 | 153.0749 | 14 | 5.342 | 40.2336 | 254.5429 | 1.9856 | 8.5501 | 97.4791 | 1.1421 | 0.026665 | 0.00054646 | 0.58861 | 0.79492 | {6605C9B9-1E01-4CAA-B9F4-139E3DFEC103} | 43141101 | MIDDLETOWN 1101 | 1314 | 38.7312 | -122.6231 | MIDDLETOWN 11011314 | 22 | 26 | 2040.9996 | 1494.2319 | 546.7677 | 1494.2319 | 530.0446 | 0.0076504 | 0.0018169 | 1.3084 | 11.2857 | 741 | 0.3733 | 2290.2787 | 11256.6268 | 0
North Coast | 5049 | 208 | 347.6452 | 335 | 419.4256 | 28 | 6.8529 | 6.8285 | 26.2842 | 0.43904 | 0.37537 | 2.2525 | 1.7143 | 7.8457e-06 | 0.00054596 | 0.6209 | 0.82886 | {2E6DCA70-6B36-4F65-B853-AA4AC3CF0E30} | 42811113 | MONTE RIO 1113 | 5026 | 38.5 | -122.9924 | MONTE RIO 11135026 | 53 | 229 | 12030.1674 | 2955.8477 | 9074.3197 | 2955.8477 | 9074.3197 | 0.015287 | 0.0038327 | 1.6714 | 11.9643 | 742 | 0.00021968 | 2289.9054 | 11258.4624 | 0
North Coast | 7484 | 244 | 425.8028 | 371 | 491.9836 | 35 | 8.1166 | 10.5015 | 31.538 | 0.5476 | 0.65904 | 2.8147 | 0.97212 | 1.0093e-05 | 0.00054364 | 0.65768 | 0.86548 | {C70CA0FD-CD6F-47B4-AE85-ADF07161D721} | 42811112 | MONTE RIO 1112 | 212 | 38.475 | -123.0028 | MONTE RIO 1112212 | 49 | 208 | 13631.031 | 3618.1726 | 10012.8583 | 3618.1726 | 10012.8583 | 0.019027 | 0.0053178 | 1.7451 | 10.6 | 744 | 0.00035327 | 2289.9052 | 11260.7093 | 0
North Coast | 2359 | 108 | 171.729 | 362 | 306.7022 | 35 | 5.7688 | 8.6921 | 47.0091 | 0.79908 | 0.4444 | 13.1411 | 1.3547 | 0.00044463 | 0.00054196 | 0.29834 | 0.55992 | {F17BD51F-053C-4103-8B04-3625671BC676} | 42811113 | MONTE RIO 1113 | 477 | 38.4925 | -123.0081 | MONTE RIO 1113477 | 36 | 372 | 19550.9416 | 2831.9084 | 16719.0332 | 2831.9084 | 16719.0332 | 0.018969 | 0.0054225 | 1.5901 | 10.3429 | 747 | 0.015562 | 2289.9048 | 11262.4679 | 0
North Coast | 6074 | 761 | 1264.235 | 1154 | 1468.4177 | 98 | 5.5379 | 205.682 | 1744.8009 | 17.4102 | 0.4802 | 34.4295 | 1.0784 | 0.01877 | 0.00053339 | 0.65945 | 0.86095 | {19BB688C-7539-4331-8ED9-2B0221333B05} | 42851121 | FORT ROSS 1121 | 70288 | 38.5287 | -123.1574 | FORT ROSS 112170288 | 129 | 100 | 28474.6239 | 18893.0241 | 9581.5998 | 18893.0241 | 9581.5998 | 0.052272 | 0.016844 | 1.6613 | 11.7755 | 753 | 1.8394 | 2289.8892 | 11274.2005 | 0
North Coast | 3233 | 251 | 301.4389 | 423 | 390.7873 | 5 | 9.6383 | 38.3631 | 228.9718 | 3.3437 | 1.8075 | 80.059 | 1.4686 | 0.020676 | 0.00052781 | 0.59338 | 0.77136 | {6ABCE308-047E-4F2E-99AB-65F7E6BEAD99} | 42561102 | FULTON 1102 | circuit_breaker | 38.497 | -122.7616 | FULTON 1102circuit_breaker | 144 | 256 | 20953.5814 | 7126.3044 | 13827.277 | 646.4219 | 444.5029 | 0.002639 | 0.00060134 | 1.201 | 84.6 | 762 | 0.10338 | 2288.0498 | 11274.6019 | 0
North Coast | 3122 | 192 | 386.4223 | 295 | 433.9106 | 57 | 11.4621 | 230.3539 | 3665.2426 | 563.0363 | 1.919 | 14.1817 | 1.0222 | 0.00042324 | 0.00052719 | 0.65085 | 0.89056 | {D3BC4C4A-6AD6-4D57-ADFE-ACA0E6607A3B} | 43311108 | KONOCTI 1108 | 950 | 38.954 | -122.7265 | KONOCTI 1108950 | 136 | 444 | 32675.6268 | 11930.8969 | 20744.7299 | 9061.9141 | 14659.3562 | 0.03005 | 0.0043869 | 2.0126 | 5.1754 | 763 | 0.024125 | 2287.9464 | 11280.2293 | 0
North Coast | 5240 | 549 | 1071.4449 | 709 | 1154.4375 | 36 | 8.7191 | 273.8064 | 3696.3042 | 71.4448 | 0.49545 | 20.8195 | 1.0231 | 0.0025159 | 0.00052339 | 0.77433 | 0.92811 | {A8069B35-D465-4FFC-9D93-424130BEE74D} | 42091101 | MIRABEL 1101 | 4859 | 38.4755 | -122.9526 | MIRABEL 11014859 | 31 | 56 | 8529.7555 | 2980.2139 | 5549.5416 | 2980.2139 | 5549.5416 | 0.018842 | 0.0045299 | 1.9516 | 19.6944 | 767 | 0.090574 | 2287.9223 | 11282.08 | 1
North Coast | 5091 | 2530 | 3804.3543 | 2859 | 3964.4104 | 288 | 6.2496 | 260.0471 | 2468.7758 | 31.5548 | 0.78666 | 40.3847 | 1.0843 | 0.0094647 | 0.00052271 | 0.88492 | 0.95963 | {A1E50B4A-662D-4B26-9A77-844EAB929468} | 42661104 | WILLITS 1104 | 504 | 39.4048 | -123.3854 | WILLITS 1104504 | 321 | 372 | 55554.793 | 36161.7196 | 19393.0733 | 36161.7196 | 19393.0733 | 0.15054 | 0.043886 | 1.5037 | 9.9271 | 769 | 2.7258 | 2287.8317 | 11304.5365 | 0
North Coast | 4073 | 1479 | 2350.0208 | 2375 | 2802.5076 | 183 | 2.7283 | 151.4599 | 1274.2769 | 6.9156 | 0.60879 | 25.9207 | 1.0914 | 0.0077156 | 0.00052156 | 0.62274 | 0.83854 | {1339ADD4-8465-4C5F-ADF0-25D79054621F} | 192221102 | GARBERVILLE 1102 | 1510 | 40.1222 | -123.8352 | GARBERVILLE 11021510 | 175 | 164 | 26458.8864 | 21228.5996 | 5230.2868 | 21228.5996 | 5230.2868 | 0.095445 | 0.051176 | 1.5889 | 12.9781 | 774 | 1.412 | 2285.1059 | 11317.7194 | 0
North Coast | 7098 | 64 | 87.5223 | 108 | 108.4653 | 17 | 3.1093 | 106.4949 | 2313.5278 | 45.3134 | 0.20243 | 5.4681 | 1.0016 | 1.0316e-05 | 0.00051204 | 0.59259 | 0.80692 | {A739E4CD-6027-447C-8193-CB877EF24141} | 192171103 | WILLOW CREEK 1103 | circuit_breaker | 40.9477 | -123.6401 | WILLOW CREEK 1103circuit_breaker | 118 | 220 | 12197.3112 | 6235.9798 | 5961.3313 | 6235.9798 | 5961.3313 | 0.0087048 | 0.0026399 | 1.3675 | 6.3529 | 778 | 0.00017537 | 2283.6939 | 11321.592 | 0
North Coast | 8169 | 45 | 102.7149 | 103 | 136.9777 | 15 | 21.5033 | 177.7263 | 809.5422 | 73.9432 | 8.0811 | 54.3139 | 1.0202 | 0.0046848 | 0.00051122 | 0.43689 | 0.74987 | {2E0FB866-9F6A-4839-A968-F9A8CD3FA6CE} | 42271102 | COTATI 1102 | 462 | 38.2988 | -122.7115 | COTATI 1102462 | 55 | 60 | 10178.0846 | 6310.2369 | 3867.8477 | 4359.8054 | 2252.9522 | 0.0076682 | 0.00078297 | 2.2826 | 6.8667 | 779 | 0.070272 | 2283.6937 | 11324.2994 | 0
North Coast | 5312 | 1439 | 2955.1472 | 2050 | 3233.58 | 189 | 7.0972 | 48.4202 | 284.9801 | 12.061 | 0.24854 | 2.0998 | 1.2759 | 7.7744e-06 | 0.00050667 | 0.70195 | 0.91389 | {0D62503E-67CB-4A8E-BC3C-093230B8FF31} | 42761101 | FORT BRAGG A 1101 | 3100 | 39.4525 | -123.7989 | FORT BRAGG A 11013100 | 381 | 495 | 52192.8224 | 23696.4521 | 28496.3702 | 19614.6509 | 26237.748 | 0.095761 | 0.023733 | 2.0536 | 10.8466 | 781 | 0.0014694 | 2283.6235 | 11336.4801 | 0
North Coast | 513 | 61 | 108.2065 | 91 | 123.5811 | 21 | 4.8408 | 117.8209 | 457.6375 | 3.6828 | 1.1321 | 66.9625 | 1.1411 | 0.0038233 | 0.00049818 | 0.67033 | 0.87559 | {E76F208E-D030-4954-AE4B-2E5BE9D9580C} | 42811111 | MONTE RIO 1111 | 292 | 38.4614 | -123.0424 | MONTE RIO 1111292 | 229 | 380 | 50430.3708 | 31768.7358 | 18661.6349 | 22117.1152 | 12102.8451 | 0.010462 | 0.0020664 | 1.7739 | 4.3333 | 789 | 0.08029 | 2283.622 | 11350.2148 | 0
North Coast | 4802 | 1261 | 1954.098 | 1889 | 2236.9758 | 166 | 5.2892 | 42.8199 | 236.6849 | 1.8595 | 1.0396 | 12.9505 | 1.4547 | 9.0946e-06 | 0.00049499 | 0.66755 | 0.87354 | {66330EE0-007E-454B-A909-6B12AA6DF153} | 192171103 | WILLOW CREEK 1103 | 5012 | 40.8894 | -123.5579 | WILLOW CREEK 11035012 | 199 | 271 | 25994.6207 | 17863.1995 | 8131.4212 | 17863.1995 | 8131.4212 | 0.082168 | 0.025466 | 1.5496 | 11.3795 | 793 | 0.0015097 | 2283.5417 | 11361.3079 | 0
North Coast | 1580 | 744 | 1365.9965 | 1414 | 1700.9229 | 117 | 4.5511 | 21.4357 | 185.871 | 1.5291 | 0.32112 | 6.512 | 1.4773 | 0.00055409 | 0.0004917 | 0.52617 | 0.80309 | {53EC2261-1200-4127-A3BA-F52DA74219E3} | 42811113 | MONTE RIO 1113 | 3970 | 38.4997 | -123.0053 | MONTE RIO 11133970 | 192 | 615 | 36345.8656 | 11846.1263 | 24499.7393 | 11846.1263 | 24499.7393 | 0.057528 | 0.017185 | 1.836 | 12.0855 | 795 | 0.064828 | 2283.5402 | 11368.6643 | 0
North Coast | 2536 | 253 | 511.5036 | 497 | 624.9314 | 41 | 7.3595 | 125.1183 | 1369.9533 | 36.7745 | 0.63883 | 5.6652 | 1.1051 | 0.00061574 | 0.00048506 | 0.50905 | 0.8185 | {2D8E8FC7-3A5C-40AE-8F67-02A91CEAEC16} | 43081101 | BIG RIVER 1101 | 55402 | 39.3394 | -123.8093 | BIG RIVER 110155402 | 181 | 223 | 27214.707 | 14975.0535 | 12239.6535 | 3203.2885 | 2341.2323 | 0.019887 | 0.0045784 | 2.0218 | 12.122 | 803 | 0.025245 | 2283.4754 | 11370.6536 | 0
North Coast | 2432 | 567 | 786.6906 | 912 | 991.9579 | 89 | 15.5326 | 76.6093 | 412.9576 | 15.5782 | 4.9586 | 35.9934 | 1.0145 | 0.0027758 | 0.00047991 | 0.62171 | 0.79307 | {97A379E6-C657-4B3B-9AC8-B4B0F3BA119F} | 42151104 | SANTA ROSA A 1104 | 220 | 38.4864 | -122.6771 | SANTA ROSA A 1104220 | 188 | 143 | 24753.6696 | 15355.5551 | 9398.1144 | 15355.5551 | 9398.1144 | 0.042712 | 0.0064693 | 1.3875 | 10.2472 | 812 | 0.24705 | 2283.4501 | 11380.1894 | 0
North Coast | 3469 | 2578 | 3987.759 | 3357 | 4340.893 | 282 | 4.1271 | 1371.8035 | 34822.223 | 263.0603 | 0.18725 | 19.7406 | 1.0763 | 0.0049372 | 0.00047696 | 0.76795 | 0.91865 | {2D4A5008-1C90-406A-A2B7-E4FA7A353F8A} | 192171101 | WILLOW CREEK 1101 | 4904 | 40.9469 | -123.6427 | WILLOW CREEK 11014904 | 146 | 81 | 32420.4304 | 29923.3138 | 2497.1166 | 29923.3138 | 2497.1166 | 0.1345 | 0.056127 | 1.5468 | 11.9043 | 815 | 1.3923 | 2283.2031 | 11398.7718 | 0
North Coast | 38 | 101 | 172.5293 | 251 | 227.1447 | 70 | 19.5878 | 1482.3809 | 19548.3321 | 1201.6537 | 7.7181 | 412.3085 | 1.4413 | 0.0075118 | 0.00047448 | 0.40239 | 0.75956 | {3492968E-3545-4212-B771-A444F5766479} | 43191101 | REDBUD 1101 | 708166 | 39.0231 | -122.678 | REDBUD 1101708166 | 208 | 159 | 61014.3982 | 32947.3958 | 28067.0024 | 13686.2588 | 11445.8545 | 0.033213 | 0.0040697 | 1.7082 | 3.5857 | 818 | 0.52582 | 2281.8108 | 11407.2709 | 0
North Coast | 7552 | 1199 | 1578.7258 | 2089 | 2084.513 | 183 | 7.4158 | 157.5728 | 1904.3576 | 54.4666 | 1.444 | 40.9687 | 1.0633 | 0.0025029 | 0.00047215 | 0.57396 | 0.75736 | {A91227FD-6BAA-4D3E-82C2-58CC21F46A65} | 43321103 | RINCON 1103 | 568 | 38.5173 | -122.655 | RINCON 1103568 | 186 | 186 | 38664.056 | 20662.4363 | 18001.6197 | 20662.4363 | 18001.6197 | 0.086403 | 0.02007 | 1.3167 | 11.4153 | 822 | 0.45803 | 2281.285 | 11420.1023 | 0
North Coast | 7173 | 1151 | 1468.7323 | 1525 | 1675.2604 | 106 | 6.0613 | 88.3206 | 592.8539 | 5.1262 | 1.8968 | 47.3833 | 1.0626 | 0.0026766 | 0.00047098 | 0.75475 | 0.87672 | {17A00714-8A49-49C0-B860-6006F3A8F3AD} | 42681101 | LAYTONVILLE 1101 | 89606 | 39.6878 | -123.4891 | LAYTONVILLE 110189606 | 178 | 245 | 32872.5808 | 19260.766 | 13611.8147 | 18642.295 | 13156.2942 | 0.049923 | 0.016131 | 1.276 | 14.3868 | 823 | 0.28372 | 2280.8269 | 11431.6792 | 1
North Coast | 296 | 329 | 488.181 | 708 | 694.3695 | 52 | 5.2021 | 54.6117 | 373.8506 | 2.9352 | 0.77204 | 19.0671 | 1.0517 | 0.00087538 | 0.00047037 | 0.46469 | 0.70306 | {173229A0-9A6C-4AB5-8BBC-51112D47DF20} | 42811111 | MONTE RIO 1111 | 64758 | 38.5089 | -123.0696 | MONTE RIO 111164758 | 175 | 353 | 33862.5503 | 17002.078 | 16860.4724 | 17002.078 | 16860.4724 | 0.024459 | 0.0079817 | 1.4838 | 13.6154 | 827 | 0.04552 | 2280.5432 | 11442.2374 | 0
North Coast | 771 | 627 | 873.3133 | 1313 | 1257.4352 | 73 | 4.4339 | 10.6671 | 41.536 | 0.67795 | 0.66302 | 1.9282 | 0.98964 | 0.00082499 | 0.00046978 | 0.47753 | 0.69452 | {C5E1652A-2EB6-4FD0-B328-E1AC1FDEB33B} | 42091102 | MIRABEL 1102 | circuit_breaker | 38.4893 | -122.894 | MIRABEL 1102circuit_breaker | 313 | 1038 | 65251.8776 | 18129.1338 | 47122.7438 | 7538.7631 | 24518.3358 | 0.034294 | 0.010908 | 1.3928 | 17.9863 | 829 | 0.060224 | 2280.4977 | 11446.919 | 0
North Coast | 7640 | 2089 | 3445.1413 | 2951 | 3884.4402 | 296 | 5.1781 | 376.84 | 4233.4207 | 62.1798 | 1.2639 | 94.5353 | 1.1815 | 0.022706 | 0.00046906 | 0.7079 | 0.88691 | {33062E2A-6001-4611-8363-46C244F6285A} | 42681102 | LAYTONVILLE 1102 | 572 | 39.6732 | -123.506 | LAYTONVILLE 1102572 | 203 | 164 | 46924.3949 | 34430.0284 | 12494.3665 | 34430.0284 | 12494.3665 | 0.13884 | 0.042176 | 1.6492 | 9.9696 | 830 | 6.721 | 2280.4375 | 11468.3001 | 0
North Coast | 6685 | 208 | 322.7614 | 340 | 378.1506 | 35 | 16.3129 | 479.2387 | 6503.8068 | 390.4216 | 1.3257 | 139.296 | 1.2664 | 0.0077718 | 0.00046856 | 0.61176 | 0.85353 | {8A5CF734-63C5-45CD-9511-BDF8DA98EA25} | 43311102 | KONOCTI 1102 | 64464 | 38.9443 | -122.6752 | KONOCTI 110264464 | 51 | 146 | 10663.8346 | 4327.7045 | 6336.1301 | 3132.1045 | 3041.1003 | 0.0164 | 0.0023558 | 1.5517 | 9.7143 | 831 | 0.27201 | 2273.7165 | 11470.2451 | 0
North Coast | 2229 | 14 | 25.9061 | 35 | 32.5217 | 14 | 11.9255 | 1497.0238 | 9639.756 | 182.1785 | 11.7762 | 583.5853 | 1.4068 | 0.038647 | 0.00046801 | 0.4 | 0.79658 | {01278228-324E-4DE9-A0E4-67F4CFACFDAB} | 43141102 | MIDDLETOWN 1102 | 414 | 38.7829 | -122.5657 | MIDDLETOWN 1102414 | 185 | 501 | 53082.0293 | 18793.485 | 34288.5443 | 8076.5942 | 11913.405 | 0.0065521 | 0.00086561 | 1.8504 | 2.5 | 832 | 0.54106 | 2273.4444 | 11475.2607 | 0
North Coast | 4127 | 156 | 237.6021 | 269 | 277.2146 | 48 | 11.1245 | 1436.8712 | 17904.8538 | 632.1906 | 10.8547 | 252.3881 | 1.4078 | 0.075419 | 0.00046767 | 0.57993 | 0.85711 | {8D4490B9-6B4D-4F2D-8A60-88D879FECDA8} | 42281104 | POTTER VALLEY P H 1104 | 95878 | 39.3618 | -123.1272 | POTTER VALLEY P H 110495878 | 261 | 360 | 63197.0579 | 29933.3469 | 33263.711 | 7653.5834 | 7733.5092 | 0.022448 | 0.004353 | 1.5231 | 5.6042 | 834 | 3.6201 | 2272.9034 | 11480.0135 | 0
North Coast | 218 | 653 | 898.0622 | 1353 | 1242.874 | 110 | 9.6518 | 186.3185 | 2121.8149 | 157.3875 | 1.1362 | 12.8735 | 1.0211 | 0.002764 | 0.00046486 | 0.48263 | 0.72257 | {46D8BBC2-519D-4FA1-BC3E-5FF3581AAFDB} | 43071102 | DUNBAR 1102 | circuit_breaker | 38.3834 | -122.5279 | DUNBAR 1102circuit_breaker | 225 | 634 | 42535.3129 | 13793.3359 | 28741.977 | 11754.0323 | 24605.0551 | 0.051134 | 0.011664 | 1.3753 | 12.3 | 838 | 0.30404 | 2269.2833 | 11487.3128 | 0
North Coast | 5934 | 426 | 604.8587 | 947 | 917.9915 | 94 | 8.4367 | 545.2359 | 11413.5699 | 328.1302 | 2.3742 | 57.0645 | 1.2518 | 0.014763 | 0.00046441 | 0.44984 | 0.65889 | {A4A124EA-8920-4709-8090-23E3A2E000DC} | 42891101 | GEYSERVILLE 1101 | 35492 | 38.693 | -122.9625 | GEYSERVILLE 110135492 | 310 | 255 | 60120.6187 | 34732.69 | 25387.9287 | 14162.9366 | 9522.0117 | 0.043655 | 0.0091845 | 1.4199 | 10.0745 | 839 | 1.3877 | 2268.9792 | 11496.108 | 0
North Coast | 1008 | 1927 | 2149.3899 | 2522 | 2434.1887 | 225 | 5.5961 | 251.8267 | 2761.663 | 29.7703 | 1.3862 | 51.3821 | 1.1609 | 0.0090491 | 0.00046118 | 0.76408 | 0.883 | {7F4B9844-ADF3-422F-9AC4-7D66BD72A184} | 192411101 | LOW GAP 1101 | 2094 | 40.436 | -123.4882 | LOW GAP 11012094 | 192 | 192 | 34621.0821 | 27430.2028 | 7190.8793 | 24081.2978 | 4639.0065 | 0.10377 | 0.036152 | 1.1154 | 11.2089 | 844 | 2.036 | 2267.5915 | 11511.0625 | 0
North Coast | 4875 | 318 | 433.4894 | 679 | 630.4362 | 64 | 9.479 | 62.8647 | 684.4756 | 33.3376 | 11.5482 | 61.1269 | 1.1504 | 0.015786 | 0.000457 | 0.46834 | 0.6876 | {447B8131-1050-400E-81F0-E893F64CB384} | 42571102 | MOLINO 1102 | 41392 | 38.4457 | -122.868 | MOLINO 110241392 | 296 | 377 | 46341.6638 | 23482.9452 | 22858.7186 | 6064.4075 | 3939.5257 | 0.029248 | 0.0056796 | 1.3632 | 10.6094 | 853 | 1.0103 | 2265.5555 | 11514.8285 | 0
North Coast | 8325 | 112 | 178.1187 | 163 | 203.8345 | 16 | 3.4192 | 688.0287 | 8775.8126 | 24.7295 | 1.141 | 55.8446 | 1.2647 | 0.015923 | 0.000455 | 0.68712 | 0.87384 | {1B1B8E92-3F52-4768-9081-CBB4EFF42E21} | 192221102 | GARBERVILLE 1102 | 8189 | 40.27 | -124.2241 | GARBERVILLE 11028189 | 14 | 14 | 2781.1302 | 1628.0781 | 1153.0521 | 1628.0781 | 1153.0521 | 0.00728 | 0.0033072 | 1.5903 | 10.1875 | 854 | 0.25477 | 2264.5451 | 11515.8395 | 0
North Coast | 2853 | 343 | 677.2616 | 440 | 728.1863 | 33 | 5.1397 | 61.6136 | 414.4067 | 2.9086 | 0.70354 | 11.5148 | 1.0116 | 0.00019621 | 0.00045183 | 0.77955 | 0.93007 | {9DEA7C0C-988A-45A0-A22A-FD3B61FBF719} | 42811111 | MONTE RIO 1111 | 53477 | 38.4961 | -123.0693 | MONTE RIO 111153477 | 28 | 81 | 8409.6407 | 3299.3477 | 5110.293 | 3299.3477 | 5110.293 | 0.01491 | 0.0048457 | 1.9745 | 13.3333 | 857 | 0.006475 | 2264.2904 | 11517.8884 | 0
North Coast | 1016 | 110 | 167.018 | 123 | 174.1472 | 27 | 1.9594 | 199.2703 | 2274.8221 | 6.626 | 0.77098 | 27.014 | 1.065 | 0.011067 | 0.00044966 | 0.89431 | 0.95906 | {C08075C5-E7BA-4353-AF25-7A00C76C5CA3} | 192311142 | FRUITLAND 1142 | circuit_breaker | 40.286 | -123.8369 | FRUITLAND 1142circuit_breaker | 157 | 145 | 35281.744 | 24720.3786 | 10561.3653 | 16901.355 | 7393.593 | 0.012141 | 0.0076999 | 1.5183 | 4.5556 | 864 | 0.29881 | 2264.2839 | 11528.3841 | 0
North Coast | 9009 | 171 | 309.7101 | 195 | 320.6477 | 25 | 7.8688 | 55.6376 | 346.1954 | 3.3919 | 0.49558 | 9.3743 | 1.0218 | 0.002341 | 0.00044946 | 0.87692 | 0.96589 | {8A730939-42F5-47D3-8D16-1FB3EEA2BAEF} | 42841112 | GUALALA 1112 | circuit_breaker | 38.7861 | -123.5221 | GUALALA 1112circuit_breaker | 45 | 44 | 5487.8185 | 3460.0472 | 2027.7713 | 2540.8884 | 785.2921 | 0.011237 | 0.0020115 | 1.8112 | 7.8 | 865 | 0.058525 | 2263.9851 | 11529.962 | 0
North Coast | 7770 | 52 | 77.3116 | 92 | 100.7088 | 8 | 6.7613 | 41.0975 | 432.7008 | 8.7561 | 2.0158 | 5.1578 | 1.0025 | 0.00041158 | 0.00044634 | 0.56522 | 0.76767 | {4A44046C-0EA0-4681-BB3C-B702268C5A42} | 42091102 | MIRABEL 1102 | 1139 | 38.5091 | -122.9195 | MIRABEL 11021139 | 56 | 183 | 11826.5043 | 2923.0188 | 8903.4855 | 2923.0188 | 8903.4855 | 0.0035707 | 0.0012226 | 1.4868 | 11.5 | 868 | 0.0032926 | 2263.9265 | 11531.7772 | 0
North Coast | 6839 | 657 | 834.7258 | 1505 | 1323.77 | 138 | 6.7232 | 275.6879 | 5151.3118 | 113.4419 | 3.0764 | 62.0415 | 1.2147 | 0.047548 | 0.00044561 | 0.43654 | 0.63057 | {F1192C47-0912-4CBD-BF6E-19925F71459A} | 42751113 | FITCH MOUNTAIN 1113 | 356 | 38.5838 | -122.8803 | FITCH MOUNTAIN 1113356 | 197 | 177 | 44437.6908 | 24401.1439 | 20036.5469 | 15672.6029 | 13870.9457 | 0.061495 | 0.015349 | 1.2705 | 10.9058 | 870 | 6.5616 | 2263.9233 | 11541.5099 | 0
North Coast | 6073 | 18 | 26.1925 | 101 | 74.0954 | 13 | 11.1845 | 672.7682 | 2382.0717 | 35.1829 | 24.1778 | 757.2005 | 1.5026 | 0.18481 | 0.00044504 | 0.17822 | 0.3535 | {05737260-3AA4-4F7E-BF36-A5BD94AF80DD} | 43161101 | SALMON CREEK 1101 | 196 | 38.335 | -123.0444 | SALMON CREEK 1101196 | 45 | 23 | 13823.4611 | 11722.7376 | 2100.7234 | 5757.7629 | 1362.6699 | 0.0057855 | 0.0012164 | 1.4551 | 7.7692 | 872 | 2.4025 | 2257.3617 | 11545.0855 | 0
North Coast | 1536 | 469 | 667.1353 | 619 | 749.8742 | 45 | 4.7901 | 79.5439 | 800.1943 | 24.8724 | 2.4054 | 27.5143 | 1.0871 | 0.016348 | 0.00044436 | 0.75767 | 0.88966 | {9B107EC7-49C5-413B-94F9-4B15782C698B} | 42681102 | LAYTONVILLE 1102 | 64908 | 39.6812 | -123.4774 | LAYTONVILLE 110264908 | 168 | 226 | 21107.4693 | 10255.6361 | 10851.8333 | 5371.196 | 5773.7114 | 0.019996 | 0.0075803 | 1.4225 | 13.7556 | 873 | 0.73565 | 2254.9591 | 11548.421 | 0
North Coast | 5073 | 1232 | 1757.3941 | 1700 | 1970.6499 | 179 | 3.5173 | 278.5327 | 6084.8733 | 84.3838 | 0.93636 | 21.5933 | 1.0695 | 0.0015432 | 0.00044406 | 0.72471 | 0.89178 | {AF113D3A-C32B-4AE6-9683-F0B931A2BCC2} | 192401101 | HOOPA 1101 | 82542 | 41.058 | -123.6861 | HOOPA 110182542 | 214 | 288 | 36995.3836 | 24434.1618 | 12561.2219 | 18590.2459 | 4168.8744 | 0.079487 | 0.028335 | 1.4265 | 9.4972 | 874 | 0.27624 | 2254.2235 | 11559.9655 | 0
North Coast | 7765 | 424 | 871.6718 | 955 | 1156.8241 | 71 | 9.6089 | 199.842 | 2341.7989 | 81.5691 | 3.065 | 29.8783 | 0.90085 | 0.0068409 | 0.00044326 | 0.44398 | 0.7535 | {200F9B52-1051-48E9-985E-1C9F81A1D6A9} | 43071102 | DUNBAR 1102 | 861496 | 38.358 | -122.5256 | DUNBAR 1102861496 | 70 | 114 | 15273.8676 | 7248.9399 | 8024.9278 | 7248.9399 | 8024.9278 | 0.031471 | 0.0056392 | 2.0558 | 13.4507 | 876 | 0.48571 | 2253.9473 | 11564.4671 | 0
North Coast | 2817 | 805 | 1341.9839 | 1480 | 1680.5243 | 132 | 5.7688 | 102.3839 | 1145.3754 | 26.8202 | 0.69015 | 21.7574 | 1.1661 | 0.0025415 | 0.00043827 | 0.54392 | 0.79855 | {EA690835-9E38-4D73-A546-B5676BCE1BEA} | 42811113 | MONTE RIO 1113 | 346 | 38.5044 | -122.9975 | MONTE RIO 1113346 | 177 | 484 | 42485.3909 | 16237.5238 | 26247.867 | 16237.5238 | 26247.867 | 0.057852 | 0.016577 | 1.6671 | 11.2121 | 883 | 0.33548 | 2253.4615 | 11574.5506 | 0
North Coast | 9535 | 4 | 4.9109 | 9 | 7.0451 | 2 | 5.6125 | 796.3947 | 2409.0154 | 13.5205 | 33.0188 | 1306.5457 | 1.7699 | 0.25943 | 0.00043689 | 0.44444 | 0.69706 | {EF7692CE-6490-45CF-89E0-AAC63F03AECA} | 43141103 | MIDDLETOWN 1103 | circuit_breaker | 38.7526 | -122.6085 | MIDDLETOWN 1103circuit_breaker | 11 | 0 | 259.3908 | 259.3908 | 0 | 85.2366 | 0 | 0.00087378 | 0.00024097 | 1.2277 | 4.5 | 885 | 0.51885 | 2253.1261 | 11574.6036 | 0
North Coast | 1466 | 356 | 491.3357 | 515 | 587.3068 | 67 | 10.5428 | 311.9728 | 4281.1192 | 61.511 | 3.86 | 82.4458 | 1.3953 | 0.061527 | 0.00043686 | 0.69126 | 0.83659 | {1FD9348C-4D4E-4981-80D7-DF41347DC4BB} | 42821101 | CLOVERDALE 1101 | circuit_breaker | 38.7973 | -123.0106 | CLOVERDALE 1101circuit_breaker | 212 | 474 | 39790.7548 | 14601.0166 | 25189.7381 | 7970.5303 | 4893.9246 | 0.029269 | 0.0050433 | 1.3802 | 7.6866 | 886 | 4.1223 | 2252.6072 | 11579.5533 | 0
North Coast | 5869 | 285 | 360.1674 | 773 | 651.5388 | 82 | 10.1948 | 446.1564 | 6253.1678 | 94.3214 | 4.8636 | 99.0364 | 1.2756 | 0.048119 | 0.00043111 | 0.36869 | 0.5528 | {426BF604-696E-47F3-AC03-51DD52DEC8DF} | 42751113 | FITCH MOUNTAIN 1113 | 583202 | 38.5954 | -122.8597 | FITCH MOUNTAIN 1113583202 | 167 | 171 | 34739.7464 | 15440.8422 | 19298.9043 | 7085.4902 | 9626.0246 | 0.035351 | 0.0071119 | 1.2637 | 9.4268 | 888 | 3.9458 | 2248.4849 | 11583.9534 | 0
North Coast | 6896 | 761 | 932.5375 | 885 | 989.5998 | 101 | 4.9264 | 701.5984 | 12718.8273 | 196.6385 | 0.92951 | 71.6995 | 1.2256 | 0.0076923 | 0.00042805 | 0.85989 | 0.94234 | {24C71D6A-46DB-4BB7-8807-9800CAD347CE} | 192461101 | BRIDGEVILLE 1101 | 37484 | 40.4523 | -123.6539 | BRIDGEVILLE 110137484 | 90 | 45 | 19197.4071 | 16191.138 | 3006.2692 | 12953.0865 | 2424.305 | 0.043233 | 0.016664 | 1.2254 | 8.7624 | 896 | 0.77693 | 2244.5391 | 11591.9972 | 0
North Coast | 6236 | 191 | 317.8358 | 298 | 375.6578 | 24 | 8.5024 | 16.7469 | 96.5988 | 1.5358 | 0.20736 | 7.7512 | 1.1684 | 0.00036702 | 0.00042644 | 0.64094 | 0.84608 | {DC5D373F-83D4-48BB-B919-0674685FB4AD} | 42811113 | MONTE RIO 1113 | 1313 | 38.504 | -122.9884 | MONTE RIO 11131313 | 26 | 162 | 8534.2879 | 1981.3722 | 6552.9157 | 1981.3722 | 6552.9157 | 0.010234 | 0.0017943 | 1.6641 | 12.4167 | 901 | 0.0088085 | 2243.7622 | 11593.2277 | 0
North Coast | 3787 | 95 | 217.8664 | 426 | 392.782 | 53 | 12.927 | 139.2907 | 694.5654 | 32.4773 | 17.2972 | 102.3879 | 1.0437 | 0.024606 | 0.00042603 | 0.223 | 0.55468 | {80668D9B-77B5-47D8-83CC-0D502F20CB37} | 42271102 | COTATI 1102 | 681 | 38.2838 | -122.7101 | COTATI 1102681 | 75 | 147 | 15399.9783 | 6118.1742 | 9281.8041 | 6118.1742 | 9281.8041 | 0.02258 | 0.0041783 | 2.2933 | 8.0377 | 902 | 1.3041 | 2243.7534 | 11597.027 | 0
North Coast | 1481 | 717 | 1410.871 | 1073 | 1603.7072 | 59 | 7.1804 | 7.4111 | 32.3723 | 0.3676 | 0.82237 | 2.9524 | 1.0012 | 0.00012298 | 0.00042582 | 0.66822 | 0.87976 | {C3FAC8CF-A105-47CA-BAFD-6A205D726950} | 42811113 | MONTE RIO 1113 | circuit_breaker | 38.4713 | -123.012 | MONTE RIO 1113circuit_breaker | 114 | 426 | 27250.8532 | 7159.5444 | 20091.3088 | 7159.5444 | 20091.3088 | 0.025124 | 0.0078029 | 1.9677 | 18.1864 | 904 | 0.0072556 | 2242.4493 | 11601.4731 | 0
North Coast | 4267 | 1094 | 1789.6025 | 1276 | 1879.1243 | 139 | 1.9362 | 66.2585 | 499.3207 | 1.6457 | 0.099526 | 11.4099 | 1.0226 | 0.017011 | 0.00042399 | 0.85737 | 0.95236 | {270A551E-565A-4C78-BA5D-427CE889B75E} | 192311141 | FRUITLAND 1141 | 95324 | 40.284 | -123.8723 | FRUITLAND 114195324 | 140 | 229 | 20457.736 | 14576.7142 | 5881.0218 | 14576.7142 | 5881.0218 | 0.058935 | 0.0418 | 1.6358 | 9.1799 | 905 | 2.3645 | 2242.442 | 11610.5253 | 0
North Coast | 5217 | 941 | 1780.7154 | 1422 | 1991.938 | 183 | 8.3422 | 51.8202 | 216.7384 | 4.7929 | 0.6747 | 5.4381 | 1.3755 | 6.4234e-06 | 0.00042111 | 0.66174 | 0.89396 | {BC4F0196-621B-4CEE-9F22-55FAA9EB12A8} | 42761104 | FORT BRAGG A 1104 | 1316 | 39.4439 | -123.7909 | FORT BRAGG A 11041316 | 315 | 492 | 52894.9484 | 22356.1761 | 30538.7724 | 21724.3712 | 29312.4564 | 0.077063 | 0.015285 | 1.8924 | 7.7705 | 908 | 0.0011755 | 2240.0775 | 11624.0161 | 0
North Coast | 1027 | 2198 | 3896.353 | 2783 | 4196.022 | 217 | 1.959 | 123.916 | 1497.2223 | 5.8189 | 0.70818 | 16.282 | 1.0898 | 0.014315 | 0.00042089 | 0.7898 | 0.92858 | {8E27DD26-ACA7-40A3-8328-F2AB9AB9A4A2} | 192221102 | GARBERVILLE 1102 | 8652 | 40.1065 | -123.9278 | GARBERVILLE 11028652 | 164 | 111 | 27071.644 | 21012.1269 | 6059.5171 | 21012.1269 | 6059.5171 | 0.091333 | 0.062647 | 1.7727 | 12.8249 | 909 | 3.1063 | 2240.0764 | 11637.0646 | 0
North Coast | 572 | 644 | 1066.9993 | 880 | 1194.4822 | 76 | 5.2266 | 49.7639 | 327.448 | 4.1213 | 0.64404 | 16.0653 | 0.9899 | 0.00021535 | 0.00041591 | 0.73182 | 0.89327 | {928C2523-6FDC-42B7-8EE9-33FA426DCF79} | 42811111 | MONTE RIO 1111 | 23916 | 38.49 | -123.0599 | MONTE RIO 111123916 | 111 | 205 | 21104.3687 | 8839.5506 | 12264.8181 | 8839.5506 | 12264.8181 | 0.031609 | 0.011423 | 1.6568 | 11.5789 | 916 | 0.016366 | 2236.9701 | 11642.554 | 0
North Coast | 1947 | 73 | 222.1605 | 83 | 227.2313 | 15 | 21.2684 | 84.5117 | 197.4076 | 12.2483 | 11.2956 | 37.9052 | 1.0211 | 0.0073186 | 0.00041419 | 0.87952 | 0.97768 | {711CF875-45FB-4C9E-91F5-632D204CB23D} | 42271105 | COTATI 1105 | 328 | 38.3457 | -122.7606 | COTATI 1105328 | 323 | 780 | 62371.0187 | 22174.0143 | 40197.0044 | 1823.3649 | 4065.6396 | 0.0062129 | 0.0012138 | 3.0433 | 5.5333 | 921 | 0.10978 | 2236.9537 | 11643.6863 | 0
North Coast | 7454 | 220 | 386.6892 | 261 | 405.448 | 25 | 7.2685 | 23.0226 | 57.0816 | 0.48571 | 1.2827 | 4.8511 | 1.0023 | 6.2217e-06 | 0.00041357 | 0.84291 | 0.95373 | {A11A44BE-5FF6-4EAE-B643-DC3914767492} | 42761102 | FORT BRAGG A 1102 | circuit_breaker | 39.4351 | -123.7995 | FORT BRAGG A 1102circuit_breaker | 158 | 231 | 24023.6809 | 9307.747 | 14715.9339 | 2547.229 | 2327.4184 | 0.010339 | 0.0023414 | 1.7577 | 10.44 | 922 | 0.00015554 | 2236.8439 | 11645.2681 | 0
North Coast | 3660 | 236 | 371.26 | 469 | 497.5837 | 46 | 10.3709 | 113.7619 | 1340.8563 | 34.1343 | 0.78025 | 29.9854 | 1.2546 | 0.0074706 | 0.00041074 | 0.5032 | 0.74613 | {AC5E1196-E1A0-4AEB-87C6-E671E2DDECCF} | 42811113 | MONTE RIO 1113 | 1137 | 38.5277 | -122.9999 | MONTE RIO 11131137 | 36 | 38 | 8876.2051 | 4563.9223 | 4312.2828 | 4563.9223 | 4312.2828 | 0.018894 | 0.0038629 | 1.5731 | 10.1957 | 926 | 0.34365 | 2236.8438 | 11648.1023 | 0
North Coast | 3778 | 826 | 1680.4048 | 1188 | 1848.1732 | 120 | 3.6408 | 19.6119 | 67.6393 | 0.37368 | 0.32866 | 4.2451 | 1.136 | 0.0004212 | 0.00041055 | 0.69529 | 0.90922 | {C40FEC6C-4399-4FDE-8ABD-E729D917D61E} | 42761101 | FORT BRAGG A 1101 | 4698 | 39.4911 | -123.7844 | FORT BRAGG A 11014698 | 151 | 196 | 27822.1469 | 12907.3842 | 14914.7627 | 12907.3842 | 14914.7627 | 0.049266 | 0.017914 | 2.0344 | 9.9 | 927 | 0.050544 | 2236.5001 | 11656.1178 | 0
North Coast | 3414 | 4059 | 6669.631 | 4233 | 6749.5317 | 370 | 4.3851 | 50.1572 | 657.1612 | 4.9941 | 0.81176 | 12.3712 | 1.02 | 0.0055337 | 0.00040992 | 0.95889 | 0.98816 | {5B3D2F2F-DF90-45C0-963C-1589633A1498} | 42661104 | WILLITS 1104 | 34008 | 39.4366 | -123.3893 | WILLITS 110434008 | 424 | 572 | 60308.2261 | 36886.2403 | 23421.9859 | 36886.2403 | 23421.9859 | 0.15167 | 0.05914 | 1.6432 | 11.4405 | 928 | 2.0475 | 2236.4496 | 11679.0242 | 0
North Coast | 6622 | 70 | 133.873 | 98 | 150.0621 | 8 | 3.7368 | 6.395 | 51.1371 | 1.0283 | 0.3326 | 0.31261 | 2.5 | 5.7824e-06 | 0.00040829 | 0.71429 | 0.89212 | {CF6DCD50-9D01-424C-A63A-95836ADA2180} | 42091102 | MIRABEL 1102 | 2043 | 38.5038 | -122.9457 | MIRABEL 11022043 | 11 | 102 | 3983.4628 | 914.8961 | 3068.5667 | 914.8961 | 3068.5667 | 0.0032663 | 0.0010741 | 1.9125 | 12.25 | 932 | 4.626e-05 | 2234.4021 | 11679.5923 | 0
North Coast | 5157 | 2232 | 4000.3574 | 2718 | 4233.6 | 231 | 2.3237 | 189.1926 | 1449.4726 | 6.2309 | 0.48575 | 42.2129 | 1.075 | 0.012993 | 0.00040694 | 0.82119 | 0.94491 | {37DB383D-2CA0-40C2-9028-FCF646539713} | 192221102 | GARBERVILLE 1102 | 2500 | 40.1079 | -123.9289 | GARBERVILLE 11022500 | 133 | 82 | 31045.2848 | 25786.904 | 5258.3808 | 25786.904 | 5258.3808 | 0.094003 | 0.057761 | 1.7923 | 11.7662 | 934 | 3.0015 | 2234.4021 | 11695.606 | 0
North Coast | 1141 | 602 | 888.4787 | 1124 | 1165.5076 | 124 | 5.4407 | 57.5945 | 566.8636 | 8.9092 | 2.1706 | 19.7735 | 1.0397 | 0.0069215 | 0.00040048 | 0.53559 | 0.76231 | {34794EA8-41B0-4C58-A267-88FB7ED2F311} | 43071101 | DUNBAR 1101 | 302 | 38.4284 | -122.565 | DUNBAR 1101302 | 206 | 159 | 25257.9159 | 16689.601 | 8568.315 | 13818.0912 | 7142.8928 | 0.04966 | 0.014613 | 1.4759 | 9.0645 | 943 | 0.85826 | 2231.4006 | 11704.187 | 1
North Coast | 857 | 275 | 529.5786 | 786 | 848.7404 | 92 | 5.5291 | 15.7194 | 50.2467 | 0.56454 | 1.605 | 6.7262 | 1.5771 | 0.003245 | 0.00039671 | 0.34987 | 0.62396 | {5B55A465-FAC4-48C8-B9A5-F80EA4DBED38} | 42561107 | FULTON 1107 | 77670 | 38.5022 | -122.737 | FULTON 110777670 | 158 | 308 | 27773.2994 | 11040.0737 | 16733.2257 | 10408.8422 | 15870.5723 | 0.036497 | 0.010783 | 1.9257 | 8.5435 | 947 | 0.29854 | 2230.5423 | 11710.6509 | 0
North Coast | 3591 | 86 | 107.4592 | 159 | 149.3785 | 10 | 6.5704 | 7.7145 | 20.6373 | 0.29324 | 0.41637 | 2.7673 | 1 | 5.9296e-06 | 0.00039612 | 0.54088 | 0.71938 | {3D15A0FB-7F79-449E-9100-AEDACD615B82} | 43302107 | MONROE 2107 | 65424 | 38.4692 | -122.7337 | MONROE 210765424 | 229 | 424 | 26680.8981 | 8210.9441 | 18469.954 | 1114.9522 | 1002.473 | 0.0039612 | 0.00089261 | 1.2495 | 15.9 | 949 | 5.9296e-05 | 2230.2438 | 11711.3433 | 0
North Coast | 5608 | 20 | 26.1797 | 33 | 31.2647 | 8 | 5.9264 | 53.6063 | 156.5316 | 5.5208 | 5.6563 | 53.9464 | 1.6164 | 0.0046285 | 0.00039315 | 0.60606 | 0.83736 | {C0802380-5040-4C58-8433-9FF2FB3282BB} | 43361103 | HIGHLANDS 1103 | 4630 | 38.9098 | -122.6174 | HIGHLANDS 11034630 | 91 | 183 | 15328.041 | 5570.4953 | 9757.5457 | 963.0506 | 1874.5388 | 0.0031452 | 0.00052269 | 1.309 | 4.125 | 954 | 0.037028 | 2230.2438 | 11711.9413 | 0
North Coast | 5744 | 131 | 193.4261 | 242 | 257.1961 | 12 | 5.3443 | 3.453 | 12.2833 | 0.15106 | 0.15185 | 0.42723 | 1.0031 | 0.0014263 | 0.00038464 | 0.54132 | 0.75206 | {7A325237-8BF6-4A6F-9F21-89C867E6F89A} | 42151104 | SANTA ROSA A 1104 | 64565 | 38.4716 | -122.6831 | SANTA ROSA A 110464565 | 24 | 55 | 4272.6876 | 1301.8977 | 2970.7899 | 1301.8977 | 2970.7899 | 0.0046157 | 0.0012084 | 1.4765 | 20.1667 | 960 | 0.017116 | 2230.2067 | 11712.7498 | 0
North Coast | 1283 | 915 | 1144.8808 | 1631 | 1569.1248 | 168 | 8.6031 | 224.4627 | 2556.2591 | 47.3659 | 1.235 | 37.6369 | 1.1668 | 0.0062707 | 0.0003811 | 0.56101 | 0.72963 | {CDD6FD47-53A2-4B6C-945C-140CC31348B2} | 43321101 | RINCON 1101 | 578 | 38.4587 | -122.6337 | RINCON 1101578 | 249 | 246 | 48550.6523 | 30007.9481 | 18542.7041 | 27632.8586 | 15162.62 | 0.064025 | 0.01478 | 1.2512 | 9.7083 | 965 | 1.0535 | 2230.1896 | 11729.9098 | 1
North Coast | 5183 | 1050 | 1685.3123 | 1665 | 1981.07 | 266 | 1.704 | 617.7544 | 15120.0288 | 70.4057 | 0.61 | 28.4166 | 1.1313 | 0.019499 | 0.0003781 | 0.63063 | 0.85071 | {6AEB3C8E-8034-4470-96BF-E9E68C89B3AC} | 192401101 | HOOPA 1101 | 3174 | 41.2232 | -123.6551 | HOOPA 11013174 | 247 | 311 | 46007.0698 | 35383.1104 | 10623.9593 | 28229.9925 | 3854.9879 | 0.10058 | 0.070295 | 1.6051 | 6.2594 | 971 | 5.1867 | 2229.1361 | 11747.4406 | 0
North Coast | 2379 | 371 | 600.2441 | 793 | 758.3967 | 103 | 10.06 | 297.6511 | 5077.3959 | 503.8911 | 3.1198 | 45.7179 | 1.1612 | 0.0093057 | 0.00037307 | 0.46784 | 0.79146 | {4A405FCD-64B2-4AE1-B455-764875D385D0} | 42141101 | CLEAR LAKE 1101 | 1302 | 39.0041 | -122.8437 | CLEAR LAKE 11011302 | 294 | 562 | 71475.111 | 28050.5504 | 43424.5606 | 11041.6679 | 23663.2364 | 0.038426 | 0.0095174 | 1.6179 | 7.699 | 977 | 0.95848 | 2223.9495 | 11754.2975 | 0
North Coast | 1082 | 836 | 1120.7275 | 2255 | 1816.8959 | 319 | 2.1535 | 654.9348 | 15840.7937 | 71.8121 | 0.10882 | 14.9292 | 1.0154 | 0.0029914 | 0.00037223 | 0.37073 | 0.61684 | {8651217A-D767-4452-8107-AA225147083B} | 192401101 | HOOPA 1101 | 37202 | 41.1894 | -123.7104 | HOOPA 110137202 | 234 | 116 | 50083.7922 | 46502.2253 | 3581.5668 | 39996.9216 | 3465.8951 | 0.11874 | 0.073968 | 1.3406 | 7.069 | 978 | 0.95424 | 2222.991 | 11779.1356 | 0
North Coast | 9343 | 55 | 100.3155 | 87 | 114.8565 | 15 | 10.2586 | 20.9121 | 163.3834 | 15.3336 | 6.014 | 80.7341 | 1.1084 | 0.0054903 | 0.00037195 | 0.63218 | 0.8734 | {4CA5D300-8532-4AF9-BD85-CE58373188C7} | 43501103 |  | 701650 | 38.5636 | -122.8037 | 701650 | 27 | 11 | 1548.8036 | 1191.4526 | 357.351 | 1191.4526 | 357.351 | 0.0055792 | 0.001211 | 1.8239 | 5.8 | 981 | 0.082354 | 2222.0367 | 11779.8755 | 0
North Coast | 1878 | 94 | 200.4906 | 196 | 252.2756 | 18 | 3.6128 | 2.0643 | 11.7323 | 0.10143 | 0.22975 | 0.023485 | 1.1111 | 7.344e-06 | 0.00036982 | 0.47959 | 0.79473 | {697A1F90-C46B-4A32-BA8E-838CA80BD5D2} | 42151104 | SANTA ROSA A 1104 | 39786 | 38.4527 | -122.7009 | SANTA ROSA A 110439786 | 197 | 942 | 52604.0124 | 10862.9994 | 41741.013 | 1494.4367 | 4461.2883 | 0.0066568 | 0.0023832 | 2.1329 | 10.8889 | 984 | 0.00013219 | 2221.9544 | 11780.8035 | 0
North Coast | 7335 | 193 | 248.819 | 395 | 361.4239 | 41 | 5.0819 | 67.394 | 594.5557 | 5.8409 | 1.9496 | 20.1367 | 1.0339 | 0.0082695 | 0.00036824 | 0.48861 | 0.68844 | {D409FD83-0B7E-49F1-B258-94C24ABDABA1} | 43071101 | DUNBAR 1101 | 4817 | 38.4 | -122.5697 | DUNBAR 11014817 | 71 | 70 | 9534.9529 | 4994.4292 | 4540.5237 | 4994.4292 | 4540.5237 | 0.015098 | 0.0049219 | 1.2892 | 9.6341 | 987 | 0.33905 | 2221.9542 | 11783.9051 | 0
North Coast | 4230 | 159 | 309.4463 | 241 | 357.0888 | 33 | 5.5908 | 20.7647 | 88.9591 | 1.6011 | 0.75261 | 4.8777 | 1.0017 | 6.7786e-06 | 0.00036756 | 0.65975 | 0.86658 | {B37312AE-80D7-4090-A893-C81D3025336C} | 42151104 | SANTA ROSA A 1104 | 32180 | 38.4782 | -122.679 | SANTA ROSA A 110432180 | 77 | 137 | 11548.8893 | 3870.5139 | 7678.3754 | 3607.4547 | 7520.1905 | 0.012129 | 0.003251 | 1.9462 | 7.303 | 989 | 0.00022369 | 2221.6152 | 11786.1453 | 0
North Coast | 2080 | 186 | 267.6129 | 385 | 326.3005 | 80 | 8.324 | 567.3058 | 5384.0943 | 183.1413 | 15.7848 | 312.3052 | 1.4471 | 0.078231 | 0.00036284 | 0.48312 | 0.82014 | {A05AE75B-B8B1-4EF0-A327-427A302D4FDB} | 43351103 | LUCERNE 1103 | 1280 | 39.1273 | -122.8651 | LUCERNE 11031280 | 359 | 450 | 68381.874 | 38046.2309 | 30335.6431 | 11811.7208 | 7582.8687 | 0.029027 | 0.0053228 | 1.4388 | 4.8125 | 993 | 6.2585 | 2221.615 | 11793.4804 | 0
North Coast | 9664 | 1 | 0.97408 | 2 | 1.4011 | 1 |  |  |  |  | 0.081858 | 1.1723 | 1 | 2.3974e-05 | 0.00036089 | 0.5 | 0.69522 | {9A5A8C62-A4BB-4303-B428-2F196D68F00D} | 192221102 | GARBERVILLE 1102 | 2124 | 40.0569 | -123.9756 | GARBERVILLE 11022124 | 8 | 3 | 5591.7393 | 5026.2322 | 565.5071 | 5026.2322 | 565.5071 | 0.00036089 | 0.00036089 | 0.97408 | 2 | 997 | 2.3974e-05 | 2215.3565 | 11796.6017 | 0
North Coast | 1477 | 1330 | 2146.5432 | 1833 | 2391.2546 | 201 | 2.1422 | 160.967 | 1124.1137 | 5.2658 | 0.41397 | 32.6279 | 1.0685 | 0.0089078 | 0.00036073 | 0.72559 | 0.89766 | {793DCBEA-5781-44DD-9297-E7975A642482} | 192221101 | GARBERVILLE 1101 | 1750 | 40.0853 | -123.8075 | GARBERVILLE 11011750 | 92 | 116 | 31216.1738 | 23805.8246 | 7410.3492 | 23509.5028 | 7410.3492 | 0.072507 | 0.050273 | 1.6139 | 9.1194 | 998 | 1.7905 | 2215.3565 | 11811.2011 | 0
North Coast | 6059 | 212 | 408.029 | 355 | 485.3214 | 19 | 3.8449 | 8.3034 | 39.3114 | 0.31344 | 0.29099 | 2.2715 | 1 | 9.9696e-06 | 0.00036003 | 0.59718 | 0.84074 | {F3C44BD4-C837-40EB-9584-B17B6404063F} | 42811113 | MONTE RIO 1113 | 250 | 38.4816 | -123.0112 | MONTE RIO 1113250 | 24 | 81 | 5141.508 | 1971.2642 | 3170.2438 | 1971.2642 | 3170.2438 | 0.0068406 | 0.0028514 | 1.9247 | 18.6842 | 1000 | 0.00018942 | 2213.566 | 11812.4252 | 0
North Coast | 5041 | 188 | 576.355 | 227 | 592.8277 | 83 | 12.0636 | 1651.774 | 7885.612 | 257.7009 | 11.8786 | 305.143 | 1.1788 | 0.025913 | 0.00035774 | 0.82819 | 0.97221 | {D681E6AF-06CA-4983-B4FB-ED08B0DAD260} | 42271103 | COTATI 1103 | 132 | 38.2647 | -122.8057 | COTATI 1103132 | 216 | 164 | 62732.9904 | 40702.0776 | 22030.9128 | 40702.0776 | 22030.9128 | 0.029693 | 0.0047283 | 3.0657 | 2.7349 | 1001 | 2.1508 | 2213.5658 | 11837.7012 | 0
North Coast | 2069 | 675 | 1062.213 | 1804 | 1641.2832 | 161 | 5.6579 | 49.3373 | 619.2414 | 14.1444 | 0.99985 | 14.1325 | 1.0828 | 0.0015892 | 0.00035773 | 0.37417 | 0.64718 | {76DCCACD-E9DC-40E0-8CEA-2EC1A63EA736} | 42091102 | MIRABEL 1102 | 38514 | 38.5056 | -122.9307 | MIRABEL 110238514 | 172 | 459 | 47110.8914 | 17032.4383 | 30078.4531 | 17032.4383 | 30078.4531 | 0.057595 | 0.016675 | 1.5736 | 11.205 | 1002 | 0.25586 | 2211.415 | 11848.2784 | 0
North Coast | 2011 | 471 | 802.402 | 508 | 820.092 | 52 | 1.0454 | 96.9561 | 641.7958 | 1.3565 | 0.052204 | 13.5876 | 1.0241 | 0.015571 | 0.00035669 | 0.92717 | 0.97843 | {2690968B-84D3-4326-843B-7CB873856615} | 192311141 | FRUITLAND 1141 | circuit_breaker | 40.2861 | -123.8369 | FRUITLAND 1141circuit_breaker | 26 | 11 | 5136.4087 | 4594.941 | 541.4677 | 4594.941 | 541.4677 | 0.018548 | 0.019137 | 1.7036 | 9.7692 | 1004 | 0.80968 | 2211.1592 | 11851.1318 | 0
North Coast | 1017 | 138 | 291.796 | 312 | 351.4481 | 100 | 14.1376 | 23.3389 | 94.1633 | 8.0819 | 7.9095 | 104.9 | 1.1287 | 0.022378 | 0.0003498 | 0.44231 | 0.83027 | {EAE1C088-E6A0-4B00-80D2-C64BBF575702} | 43141102 | MIDDLETOWN 1102 | 1312 | 38.8089 | -122.5709 | MIDDLETOWN 11021312 | 207 | 853 | 62789.1721 | 15846.2392 | 46942.9329 | 15846.2392 | 46942.9329 | 0.03498 | 0.0069353 | 2.1145 | 3.12 | 1012 | 2.2378 | 2210.3495 | 11860.9724 | 0
North Coast | 8366 | 22 | 30.0607 | 90 | 62.7048 | 7 | 4.7182 | 17.4469 | 100.3425 | 0.95466 | 0.0012642 | 1.844 | 0.57143 | 8.5875e-06 | 0.00034853 | 0.24444 | 0.4794 | {7A5B68F2-6534-44D1-AA3E-9D90FAA18095} | 42091102 | MIRABEL 1102 | 7401 | 38.5037 | -122.9487 | MIRABEL 11027401 | 16 | 102 | 4122.4888 | 1171.4888 | 2951 | 1171.4888 | 2951 | 0.0024397 | 0.00090488 | 1.3664 | 12.8571 | 1014 | 6.0113e-05 | 2208.1116 | 11861.6998 | 0
North Coast | 640 | 889 | 1326.0367 | 1286 | 1479.2637 | 144 | 4.8441 | 163.8804 | 2155.235 | 15.9124 | 3.8475 | 211.4224 | 1.2691 | 0.014295 | 0.00034833 | 0.69129 | 0.89642 | {87D28769-5329-4925-BD5B-DA686EE4E76D} | 43141101 | MIDDLETOWN 1101 | 48212 | 38.725 | -122.619 | MIDDLETOWN 110148212 | 164 | 176 | 30903.1345 | 17455.2996 | 13447.8349 | 17298.8853 | 13410.8034 | 0.050159 | 0.019552 | 1.4916 | 8.9306 | 1015 | 2.0585 | 2208.1116 | 11872.4425 | 1
North Coast | 43 | 32 | 59.2998 | 48 | 68.4057 | 4 | 3.6597 | 3.656 | 20.7145 | 0.17455 | 1.0254 | 7.2469 | 1.0017 | 0.00099634 | 0.00034709 | 0.66667 | 0.86688 | {25648DD1-14CD-4635-B4A3-2CF9AF96E6F4} | 42811111 | MONTE RIO 1111 | 1703 | 38.4835 | -123.0538 | MONTE RIO 11111703 | 29 | 67 | 5819.929 | 2219.017 | 3600.912 | 2219.017 | 3600.912 | 0.0013884 | 0.00061432 | 1.8531 | 12 | 1017 | 0.0039854 | 2206.0531 | 11873.8205 | 0
North Coast | 9239 | 1016 | 1659.545 | 1142 | 1721.912 | 99 | 3.4629 | 599.1042 | 7899.6578 | 63.1749 | 1.0452 | 53.5343 | 1.172 | 0.017383 | 0.00034614 | 0.88967 | 0.96378 | {FC8DA5F1-E256-452E-840A-DB2CC55A41C4} | 192461101 | BRIDGEVILLE 1101 | circuit_breaker | 40.4796 | -123.7798 | BRIDGEVILLE 1101circuit_breaker | 69 | 34 | 16439.5653 | 13703.3241 | 2736.2412 | 13703.3241 | 2736.2412 | 0.034268 | 0.017096 | 1.6334 | 11.5354 | 1020 | 1.721 | 2206.0491 | 11882.3302 | 0
North Coast | 6476 | 1091 | 1654.7697 | 1975 | 2094.782 | 232 | 3.0244 | 408.1888 | 9133.8726 | 92.7657 | 0.15958 | 16.4762 | 1.0571 | 0.0068018 | 0.00034386 | 0.55241 | 0.78995 | {40D83712-E530-4392-B692-30F2EF646603} | 192401101 | HOOPA 1101 | 3304 | 41.1053 | -123.6888 | HOOPA 11013304 | 113 | 80 | 29489.9979 | 27461.6659 | 2028.3321 | 27461.6659 | 2028.3321 | 0.079776 | 0.042514 | 1.5167 | 8.5129 | 1023 | 1.578 | 2204.3282 | 11899.3839 | 0
North Coast | 2336 | 4013 | 6979.5674 | 4396 | 7156.8916 | 335 | 5.2813 | 50.375 | 358.8172 | 3.6288 | 0.51817 | 10.5294 | 1.021 | 0.00078662 | 0.00034139 | 0.91288 | 0.97522 | {6177229C-DB60-448B-B309-D4C2F1A2330C} | 42841112 | GUALALA 1112 | 1294 | 38.8037 | -123.5835 | GUALALA 11121294 | 407 | 415 | 55846.0538 | 32449.4042 | 23396.6496 | 31035.4817 | 21998.6753 | 0.11437 | 0.03714 | 1.7392 | 13.1224 | 1025 | 0.26352 | 2202.7501 | 11918.657 | 0
North Coast | 7680 | 159 | 271.8189 | 269 | 333.4906 | 32 | 4.0011 | 68.7384 | 417.5929 | 2.948 | 0.60958 | 18.8707 | 1.1097 | 0.0022758 | 0.00034103 | 0.59108 | 0.81507 | {C0868086-2AE3-4A05-90EB-BF1D6E5F34F7} | 42811111 | MONTE RIO 1111 | 37520 | 38.5088 | -123.0693 | MONTE RIO 111137520 | 28 | 56 | 7254.2682 | 3470.728 | 3783.5401 | 3470.728 | 3783.5401 | 0.010913 | 0.0045026 | 1.7096 | 8.4062 | 1027 | 0.072826 | 2202.4866 | 11920.8123 | 0
North Coast | 1932 | 2142 | 3774.26 | 3120 | 4246.6714 | 223 | 0.96522 | 76.4918 | 722.6871 | 1.9227 | 0.47605 | 15.5413 | 1.0491 | 0.010397 | 0.00033934 | 0.68654 | 0.88876 | {7F9C85EF-487B-454C-8489-CDBA87D32E67} | 192221101 | GARBERVILLE 1101 | 1514 | 40.0477 | -123.7896 | GARBERVILLE 11011514 | 166 | 131 | 28532.833 | 23737.6018 | 4795.2313 | 23737.6018 | 4795.2313 | 0.075673 | 0.076868 | 1.762 | 13.991 | 1031 | 2.3186 | 2202.4138 | 11935.5533 | 0
North Coast | 4056 | 238 | 439.5379 | 429 | 526.1973 | 35 | 6.3124 | 108.516 | 718.2836 | 7.235 | 1.0678 | 13.3333 | 1.0252 | 7.1293e-06 | 0.0003389 | 0.55478 | 0.83531 | {C82DD836-B8DD-4D46-90CF-6BDF1D75C42C} | 42981101 | ELK 1101 | 4628 | 39.24 | -123.7713 | ELK 11014628 | 102 | 106 | 12264.7248 | 6684.5064 | 5580.2184 | 3351.298 | 2281.7429 | 0.011862 | 0.0037561 | 1.8468 | 12.2571 | 1032 | 0.00024953 | 2200.0952 | 11937.6345 | 0
North Coast | 6156 | 1187 | 1629.8098 | 2172 | 2087.3557 | 337 | 9.4187 | 831.0548 | 11793.4232 | 267.6037 | 1.745 | 151.7331 | 1.3128 | 0.013527 | 0.00033663 | 0.5465 | 0.7808 | {51D9F3E7-D9FC-4F6D-B9B5-400B76D74D25} | 42771114 | UKIAH 1114 | 408 | 39.1065 | -123.1981 | UKIAH 1114408 | 336 | 298 | 102476.0339 | 60895.2254 | 41580.8085 | 59693.1649 | 39387.6184 | 0.11344 | 0.024081 | 1.373 | 6.4451 | 1037 | 4.5587 | 2200.095 | 11974.7039 | 0
North Coast | 796 | 810 | 1155.4233 | 2503 | 1992.162 | 209 | 5.1589 | 45.7603 | 360.0764 | 3.9994 | 2.6892 | 21.6823 | 1.0463 | 0.0071315 | 0.0003366 | 0.32361 | 0.57998 | {ECF0597E-C523-4664-9DE2-2ED0EC5C00F2} | 43071102 | DUNBAR 1102 | 246 | 38.3657 | -122.5275 | DUNBAR 1102246 | 234 | 391 | 40835.9461 | 21342.108 | 19493.8381 | 21342.108 | 19493.8381 | 0.070349 | 0.022787 | 1.4264 | 11.9761 | 1038 | 1.4905 | 2195.5363 | 11987.9574 | 0
North Coast | 2728 | 84 | 207.9531 | 132 | 231.6426 | 7 | 4.5081 | 16.6287 | 47.2445 | 0.75226 | 0.24905 | 2.9371 | 1.0009 | 4.7855e-06 | 0.00033603 | 0.63636 | 0.89773 | {68D3E51B-D82F-468F-8693-722B02390473} | 192251102 | RIO DELL 1102 | circuit_breaker | 40.4954 | -124.0995 | RIO DELL 1102circuit_breaker | 253 | 870 | 34873.0283 | 11413.6327 | 23459.3956 | 655.8803 | 2252.3764 | 0.0023522 | 0.00050425 | 2.4756 | 18.8571 | 1041 | 3.3498e-05 | 2194.0458 | 11988.3647 | 0
North Coast | 3309 | 38 | 63.3082 | 62 | 74.538 | 5 | 6.3815 | 43.7172 | 168.1873 | 1.8811 | 6.7898 | 60.27 | 1.8102 | 0.00077912 | 0.00033506 | 0.6129 | 0.84934 | {1EA5CD6B-83B6-4AB6-830D-FD93A0E7328B} | 192151132 | NEWBURG 1132 | 3425 | 40.5951 | -124.1333 | NEWBURG 11323425 | 25 | 29 | 3957.953 | 2438.8597 | 1519.0933 | 360.086 | 357.2269 | 0.0016753 | 0.00039856 | 1.666 | 12.4 | 1043 | 0.0038956 | 2194.0458 | 11988.5883 | 0
North Coast | 271 | 145 | 203.0496 | 368 | 334.3142 | 50 | 8.6052 | 385.5009 | 4175.0745 | 70.9 | 3.9302 | 91.2615 | 1.2757 | 0.0164 | 0.00033501 | 0.39402 | 0.60736 | {95D38DE9-E8FF-48E8-A441-5433C36DE660} | 42891102 | GEYSERVILLE 1102 | 350 | 38.6706 | -122.8117 | GEYSERVILLE 1102350 | 250 | 216 | 55341.9565 | 31239.3548 | 24102.6017 | 6355.4918 | 7644.5753 | 0.016751 | 0.0034129 | 1.4003 | 7.36 | 1044 | 0.81998 | 2194.0419 | 11992.5351 | 1
North Coast | 5847 | 380 | 528.9637 | 961 | 819.2327 | 78 | 4.6176 | 23.5046 | 160.5766 | 1.3588 | 1.9378 | 15.209 | 1.0312 | 0.014087 | 0.00033216 | 0.39542 | 0.64568 | {4BCD6EE2-7FEC-4152-907C-A38A16D3BF51} | 42721102 | SONOMA 1102 | 118 | 38.3089 | -122.4781 | SONOMA 1102118 | 134 | 220 | 23354.4912 | 12055.2085 | 11299.2827 | 9282.9853 | 7223.1118 | 0.025908 | 0.0079028 | 1.392 | 12.3205 | 1051 | 1.0988 | 2193.2219 | 11998.2998 | 0
North Coast | 4442 | 95 | 155.3847 | 207 | 225.3341 | 26 | 9.8824 | 33.9564 | 161.373 | 7.524 | 1.1186 | 22.5835 | 0.90521 | 0.00038308 | 0.00033129 | 0.45894 | 0.68957 | {F102360D-42FF-446F-88B4-F431C95B2DC4} | 43321101 | RINCON 1101 | circuit_breaker | 38.4899 | -122.6659 | RINCON 1101circuit_breaker | 152 | 340 | 23865.1212 | 7751.5983 | 16113.5229 | 2521.3047 | 4573.7389 | 0.0086135 | 0.0016725 | 1.6356 | 7.9615 | 1052 | 0.0099601 | 2192.1231 | 11999.8655 | 0
North Coast | 6306 | 214 | 282.2808 | 482 | 384.9407 | 103 | 9.9338 | 771.7836 | 9019.4081 | 242.1138 | 19.4477 | 431.2919 | 1.3805 | 0.074476 | 0.00033016 | 0.44398 | 0.73331 | {CEA08BFB-7016-4016-B5B7-B9CA2EAF8E9F} | 42871101 | UPPER LAKE 1101 | 412 | 39.1825 | -122.9619 | UPPER LAKE 1101412 | 193 | 197 | 55030.4791 | 29863.0456 | 25167.4335 | 17548.709 | 10619.9279 | 0.034007 | 0.0062506 | 1.3191 | 4.6796 | 1055 | 7.671 | 2192.1131 | 12010.7633 | 0
North Coast | 5574 | 3515 | 6294.5558 | 4191 | 6625.4316 | 259 | 1.5302 | 93.7639 | 1062.8824 | 2.7755 | 0.33027 | 13.3551 | 1.0347 | 0.0073881 | 0.00032971 | 0.8387 | 0.95006 | {0A529EA6-6476-4FE6-9A4C-9E2DBC5F560C} | 192221102 | GARBERVILLE 1102 | 6084 | 40.0621 | -123.9619 | GARBERVILLE 11026084 | 165 | 163 | 32920.4248 | 24635.362 | 8285.0629 | 24635.362 | 8285.0629 | 0.085396 | 0.066418 | 1.7908 | 16.1815 | 1056 | 1.9135 | 2184.4421 | 12026.0618 | 0
North Coast | 6208 | 72 | 159.3117 | 87 | 165.8351 | 21 | 9.3879 | 139.931 | 402.0524 | 15.2991 | 3.185 | 183.2363 | 1.1612 | 0.012733 | 0.00032875 | 0.82759 | 0.96066 | {05266111-8CFD-418B-8046-91385E641AA2} | 43161101 | SALMON CREEK 1101 | 37368 | 38.381 | -123.079 | SALMON CREEK 110137368 | 82 | 78 | 14140.2064 | 10726.7893 | 3413.4171 | 10726.7893 | 3413.4171 | 0.0069038 | 0.0018125 | 2.2127 | 4.1429 | 1059 | 0.26739 | 2182.5286 | 12032.7232 | 0
North Coast | 50 | 128 | 172.7769 | 381 | 297.8793 | 41 | 12.5352 | 270.1636 | 3450.2643 | 160.5624 | 1.5692 | 19.3143 | 1.2338 | 0.0037804 | 0.00032623 | 0.33596 | 0.58002 | {19F00F46-8DF2-4369-8C23-B78BEB3B793E} | 43071102 | DUNBAR 1102 | 448 | 38.3443 | -122.5145 | DUNBAR 1102448 | 222 | 448 | 37309.5847 | 14544.1744 | 22765.4103 | 3456.1423 | 4298.9074 | 0.013375 | 0.0026842 | 1.3498 | 9.2927 | 1064 | 0.155 | 2182.2612 | 12034.8694 | 0
North Coast | 26 | 583 | 868.9375 | 1294 | 1206.1208 | 156 | 5.462 | 68.2523 | 517.2039 | 10.1862 | 5.2504 | 53.6917 | 1.054 | 0.0034877 | 0.00032548 | 0.45054 | 0.72044 | {D8D35F92-2CE4-473E-A048-B7A252678CA3} | 42951101 | MENDOCINO 1101 | circuit_breaker | 39.2507 | -123.1977 | MENDOCINO 1101circuit_breaker | 246 | 314 | 40803.539 | 21845.6652 | 18957.8738 | 18680.8862 | 15894.7201 | 0.050775 | 0.016009 | 1.4905 | 8.2949 | 1068 | 0.54409 | 2182.1062 | 12046.4703 | 0
North Coast | 7830 | 461 | 593.6672 | 717 | 719.0362 | 77 | 4.5784 | 195.0576 | 2204.3614 | 21.9517 | 5.066 | 54.84 | 1.2026 | 0.0089969 | 0.00032076 | 0.64296 | 0.82564 | {35FAF06A-E239-4015-A854-21F6A4EC4F03} | 192411101 | LOW GAP 1101 | 86816 | 40.4621 | -123.5304 | LOW GAP 110186816 | 81 | 140 | 10733.617 | 7103.5026 | 3630.1144 | 7103.5026 | 3630.1144 | 0.024699 | 0.011291 | 1.2878 | 9.3117 | 1073 | 0.69276 | 2181.5621 | 12050.8815 | 0
North Coast | 704 | 2 | 2.5863 | 23 | 16.0114 | 7 | 10.5293 | 1034.1311 | 5901.882 | 106.9407 | 10.3157 | 701.0153 | 1.6934 | 0.016529 | 0.00031849 | 0.086957 | 0.16153 | {F573D52A-B881-4B76-BAE1-75A508AA556E} | 43371102 | LAKEVILLE 1102 | 280 | 38.2544 | -122.5754 | LAKEVILLE 1102280 | 73 | 52 | 26362.8265 | 14239.5056 | 12123.3209 | 3287.3324 | 468.5223 | 0.0022294 | 0.00026746 | 1.2931 | 3.2857 | 1081 | 0.1157 | 2180.8693 | 12052.923 | 0
North Coast | 1326 | 314 | 428.566 | 926 | 737.355 | 118 | 9.3768 | 134.7985 | 1059.778 | 19.8593 | 9.7942 | 165.7349 | 1.3348 | 0.015762 | 0.00031723 | 0.33909 | 0.58122 | {4783296A-689D-4C7A-9F23-C015688BF301} | 42561102 | FULTON 1102 | 4522 | 38.5424 | -122.7746 | FULTON 11024522 | 207 | 139 | 31031.6434 | 19948.4708 | 11083.1726 | 13642.0128 | 6523.4143 | 0.037433 | 0.0067491 | 1.3649 | 7.8475 | 1085 | 1.86 | 2180.7536 | 12061.3947 | 0
North Coast | 2013 | 113 | 171.8867 | 165 | 195.7122 | 27 | 7.1947 | 1509.5108 | 18025.8777 | 160.1493 | 0.97427 | 105.2274 | 1.311 | 0.036411 | 0.0003172 | 0.68485 | 0.87826 | {48D8AB29-32BE-434B-A269-6B6F081BC956} | 42681101 | LAYTONVILLE 1101 | 518 | 39.7981 | -123.5405 | LAYTONVILLE 1101518 | 191 | 127 | 49486.031 | 36002.4776 | 13483.5535 | 3441.5642 | 1189.9084 | 0.0085645 | 0.0021006 | 1.5211 | 6.1111 | 1086 | 0.9831 | 2178.8937 | 12063.5319 | 1
North Coast | 882 | 145 | 287.4479 | 208 | 317.6017 | 40 | 10.0186 | 130.0803 | 628.1201 | 72.1489 | 7.8998 | 53.6385 | 1.0592 | 0.0045467 | 0.00031679 | 0.69712 | 0.90506 | {ACC3FA28-9FAB-4AE9-AABE-1ABF0B659322} | 42271105 | COTATI 1105 | 5156 | 38.3157 | -122.7354 | COTATI 11055156 | 199 | 336 | 33688.7823 | 16005.1118 | 17683.6704 | 7460.4725 | 5403.2756 | 0.012671 | 0.0022136 | 1.9824 | 5.2 | 1088 | 0.18187 | 2177.9106 | 12068.1648 | 0
North Coast | 2710 | 1301 | 1883.4748 | 2474 | 2409.736 | 324 | 9.5203 | 669.7274 | 9547.6997 | 389.0182 | 4.5325 | 118.9915 | 1.1949 | 0.019401 | 0.0003139 | 0.52587 | 0.78161 | {48F0B79D-EE60-460B-8BC5-9B5CCB492CAC} | 43411101 | CALPELLA 1101 | 1204 | 39.2478 | -123.2086 | CALPELLA 11011204 | 513 | 573 | 107024.9456 | 63297.3095 | 43727.636 | 47939.0001 | 31388.122 | 0.1017 | 0.037205 | 1.4477 | 7.6358 | 1096 | 6.2858 | 2177.7287 | 12097.9349 | 0
North Coast | 739 | 1240 | 2211.4567 | 1424 | 2296.7249 | 94 | 4.3374 | 29.0705 | 171.6263 | 1.466 | 0.47472 | 7.23 | 1.0046 | 0.00040385 | 0.00030956 | 0.87079 | 0.96287 | {A14F3892-7C26-42AD-BDDE-906FEDC3E74D} | 42841112 | GUALALA 1112 | 662 | 38.7751 | -123.5383 | GUALALA 1112662 | 193 | 239 | 25535.677 | 13650.0311 | 11885.6459 | 8946.2004 | 8389.2888 | 0.029099 | 0.0094819 | 1.7834 | 15.1489 | 1100 | 0.037962 | 2171.4429 | 12103.4905 | 0
North Coast | 5825 | 224 | 268.1539 | 481 | 412.8203 | 71 | 7.566 | 113.3601 | 785.6081 | 18.4757 | 1.6054 | 37.9998 | 1.0737 | 0.0037707 | 0.00030882 | 0.4657 | 0.64957 | {7F16B5BC-4060-4BCC-9EE1-D9EAFE5FD541} | 43321103 | RINCON 1103 | 198 | 38.4982 | -122.6537 | RINCON 1103198 | 96 | 65 | 20370.9662 | 10388.1795 | 9982.7867 | 10388.1795 | 9982.7867 | 0.021926 | 0.0055856 | 1.1971 | 6.7746 | 1102 | 0.26772 | 2171.405 | 12109.9416 | 0
North Coast | 3504 | 156 | 269.7472 | 263 | 327.1341 | 36 | 4.3912 | 16.5386 | 90.3245 | 1.7723 | 6.2216 | 26.1437 | 1.5954 | 0.0028891 | 0.00030433 | 0.59316 | 0.82458 | {0DAF681A-D0A6-472F-BDFE-814CD10BFA9B} | 42091101 | MIRABEL 1101 | circuit_breaker | 38.4893 | -122.8941 | MIRABEL 1101circuit_breaker | 261 | 569 | 39505.6399 | 13652.7515 | 25852.8884 | 3875.2533 | 5873.6035 | 0.010956 | 0.0036206 | 1.7291 | 7.3056 | 1110 | 0.10401 | 2171.1373 | 12112.3481 | 0
North Coast | 4254 | 247 | 673.2911 | 510 | 834.318 | 78 | 13.3935 | 250.8884 | 1573.9 | 68.0719 | 10.649 | 99.6649 | 1.1655 | 0.014552 | 0.00030416 | 0.48431 | 0.807 | {5DA68EF3-5901-4088-9DDE-761BE1716E65} | 43182103 | BELLEVUE 2103 | 552 | 38.3652 | -122.6659 | BELLEVUE 2103552 | 314 | 234 | 44356.7669 | 24038.0516 | 20318.7153 | 11666.895 | 11628.4154 | 0.023725 | 0.0052855 | 2.7259 | 6.5385 | 1111 | 1.1351 | 2171.0333 | 12119.5933 | 0
North Coast | 4618 | 716 | 846.6686 | 1158 | 1090.3789 | 230 | 5.2041 | 406.939 | 3815.6452 | 27.3805 | 1.1848 | 94.0525 | 1.161 | 0.0056093 | 0.00030361 | 0.61831 | 0.77649 | {03DB1220-E098-4294-96C0-8000CD99CD41} | 42681101 | LAYTONVILLE 1101 | 402 | 39.7033 | -123.4875 | LAYTONVILLE 1101402 | 190 | 149 | 59046.9739 | 37926.2925 | 21120.6814 | 37059.5588 | 20241.7019 | 0.06983 | 0.024684 | 1.1825 | 5.0348 | 1113 | 1.2901 | 2169.8982 | 12142.6073 | 0
North Coast | 5092 | 516 | 755.6324 | 634 | 807.7679 | 44 | 10.2514 | 54.9142 | 278.6 | 2.4199 | 0.55848 | 7.6519 | 1.0247 | 0.0012573 | 0.00030239 | 0.81388 | 0.93546 | {DD9AEFE6-8781-45D2-A01C-A8D7D2CCC603} | 192151133 | NEWBURG 1133 | circuit_breaker | 40.5946 | -124.1352 | NEWBURG 1133circuit_breaker | 169 | 256 | 27275.3857 | 14787.4934 | 12487.8923 | 3484.7774 | 1516.747 | 0.013305 | 0.0030918 | 1.4644 | 14.4091 | 1116 | 0.055322 | 2168.6081 | 12144.7713 | 0
North Coast | 4735 | 499 | 672.1137 | 939 | 916.1895 | 99 | 4.9372 | 34.6206 | 247.1726 | 3.985 | 1.2985 | 18.3445 | 1.0502 | 0.0066003 | 0.0003008 | 0.53142 | 0.7336 | {D51477E9-479D-4F9C-8092-33C149C77422} | 43071101 | DUNBAR 1101 | 79086 | 38.4096 | -122.5436 | DUNBAR 110179086 | 130 | 198 | 22874.2109 | 11168.1456 | 11706.0653 | 10550.9054 | 11637.5898 | 0.029779 | 0.010603 | 1.3469 | 9.4848 | 1122 | 0.65343 | 2168.5527 | 12151.3234 | 0
North Coast | 9082 | 208 | 250.3645 | 365 | 343.1358 | 26 | 5.6052 | 176.3562 | 2274.0677 | 25.9714 | 1.9952 | 74.5269 | 1.287 | 0.0068059 | 0.00029986 | 0.56986 | 0.72964 | {1D81D8F5-A042-428A-8894-895D8E08C89E} | 43321103 | RINCON 1103 | 5152 | 38.5499 | -122.6678 | RINCON 11035152 | 24 | 8 | 2986.5025 | 2561.9657 | 424.5368 | 2561.9657 | 424.5368 | 0.0077963 | 0.0027111 | 1.2037 | 14.0385 | 1125 | 0.17695 | 2167.8993 | 12152.9144 | 0
North Coast | 3431 | 567 | 1004.4077 | 1014 | 1240.7194 | 83 | 3.3016 | 34.7103 | 198.3351 | 0.94284 | 0.42078 | 15.3706 | 1.5533 | 0.00029534 | 0.00029947 | 0.55917 | 0.80954 | {7E7B289D-4C56-4E03-B7F0-62BB352D64F7} | 42811111 | MONTE RIO 1111 | 256 | 38.4698 | -123.0145 | MONTE RIO 1111256 | 165 | 408 | 27297.8886 | 11643.9499 | 15653.9386 | 11643.9499 | 15653.9386 | 0.024856 | 0.011126 | 1.7714 | 12.2169 | 1126 | 0.024513 | 2167.7224 | 12160.1453 | 0
North Coast | 2778 | 860 | 1164.135 | 1710 | 1613.6055 | 160 | 6.2078 | 320.5028 | 6748.3779 | 165.9876 | 1.8839 | 49.9071 | 1.2884 | 0.062201 | 0.00029827 | 0.50292 | 0.72145 | {BFE1D441-2168-4D90-8012-C988D5F78BF2} | 42891101 | GEYSERVILLE 1101 | 166 | 38.7162 | -122.9206 | GEYSERVILLE 1101166 | 225 | 174 | 43513.8511 | 25913.2012 | 17600.6499 | 18354.3619 | 12104.1387 | 0.047723 | 0.01545 | 1.3536 | 10.6875 | 1128 | 9.9522 | 2167.6978 | 12171.5434 | 0
North Coast | 7578 | 510 | 665.3973 | 671 | 731.3388 | 167 | 12.9652 | 742.3943 | 8486.3906 | 265.2313 | 3.3778 | 180.4221 | 1.051 | 0.010971 | 0.00029813 | 0.76006 | 0.90983 | {8550FAE9-8660-4D0D-A46A-9FC5A8080BAF} | 42251101 | HOPLAND 1101 | 94006 | 39.044 | -123.1536 | HOPLAND 110194006 | 126 | 119 | 39908.712 | 24484.3021 | 15424.4099 | 18955.1203 | 13190.4317 | 0.049788 | 0.010263 | 1.3047 | 4.018 | 1129 | 1.8322 | 2157.7457 | 12183.3145 | 0
North Coast | 8745 | 620 | 1128.805 | 830 | 1224.0498 | 80 | 1.4482 | 91.2475 | 668.9874 | 1.6208 | 0.19696 | 19.8337 | 1.089 | 0.024987 | 0.00029807 | 0.74699 | 0.92219 | {CF682344-0C1A-411D-B173-CAE04AD6EAA0} | 192311141 | FRUITLAND 1141 | 37410 | 40.3263 | -123.9227 | FRUITLAND 114137410 | 50 | 46 | 10500.5907 | 8875.6069 | 1624.9838 | 7642.4024 | 1299.6336 | 0.023845 | 0.018476 | 1.8207 | 10.375 | 1130 | 1.9989 | 2155.9135 | 12188.0604 | 0
North Coast | 438 | 225 | 355.1839 | 524 | 514.006 | 52 | 2.3323 | 6.1624 | 19.8196 | 0.1386 | 0.43282 | 3.3361 | 0.98115 | 0.00021528 | 0.00029486 | 0.42939 | 0.69101 | {78AB2FDD-E1CA-4DC9-8362-0759A43BD212} | 42811112 | MONTE RIO 1112 | circuit_breaker | 38.4712 | -123.0121 | MONTE RIO 1112circuit_breaker | 104 | 455 | 23206.52 | 5973.9084 | 17232.6116 | 5973.9084 | 17232.6116 | 0.015333 | 0.0083261 | 1.5786 | 10.0769 | 1137 | 0.011195 | 2153.9145 | 12191.7702 | 0
North Coast | 2042 | 562 | 767.245 | 1497 | 1191.5935 | 280 | 6.9123 | 825.9201 | 10889.3913 | 243.194 | 5.4102 | 240.117 | 1.2663 | 0.024759 | 0.00029449 | 0.37542 | 0.64388 | {99C448A1-95CE-4373-846C-DC41955DCE78} | 42281105 | POTTER VALLEY P H 1105 | 1904 | 39.3217 | -123.095 | POTTER VALLEY P H 11051904 | 418 | 389 | 96960.159 | 64539.5347 | 32420.6243 | 47497.3243 | 20016.0873 | 0.082457 | 0.021652 | 1.3652 | 5.3464 | 1139 | 6.9326 | 2153.9033 | 12221.266 | 0
North Coast | 6999 | 700 | 956.4631 | 1147 | 1184.8525 | 108 | 2.0617 | 440.2922 | 8366.3742 | 83.6638 | 0.18791 | 24.1525 | 1.0742 | 0.00079974 | 0.00029429 | 0.61029 | 0.80724 | {1D151194-CF04-464D-9004-1F697BF4DA48} | 192171101 | WILLOW CREEK 1101 | 29362 | 40.8941 | -123.7726 | WILLOW CREEK 110129362 | 96 | 47 | 22014.7507 | 18629.0665 | 3385.6842 | 11564.4444 | 2190.593 | 0.031784 | 0.022468 | 1.3664 | 10.6204 | 1140 | 0.086372 | 2146.9707 | 12228.4476 | 0
North Coast | 3793 | 1592 | 2067.4849 | 2760 | 2714.5906 | 286 | 5.4128 | 217.4786 | 2925.7603 | 77.8023 | 1.1608 | 33.7805 | 1.1015 | 0.0063917 | 0.00029221 | 0.57681 | 0.76162 | {6A5817A5-7FC3-45B7-8DC9-2BBA0FD82034} | 43321103 | RINCON 1103 | 474 | 38.5056 | -122.646 | RINCON 1103474 | 207 | 222 | 52918.1401 | 29554.6121 | 23363.528 | 29554.6121 | 23363.528 | 0.083572 | 0.027315 | 1.2987 | 9.6503 | 1146 | 1.828 | 2146.8844 | 12246.801 | 0
North Coast | 2142 | 306 | 389.3103 | 642 | 580.1434 | 47 | 4.3007 | 215.8704 | 5207.7022 | 104.9853 | 1.2641 | 32.094 | 1.1469 | 0.04513 | 0.00028816 | 0.47664 | 0.67106 | {0D0AF9DD-E748-4197-8438-68854D1A85E5} | 42891102 | GEYSERVILLE 1102 | 89714 | 38.7078 | -122.9013 | GEYSERVILLE 110289714 | 180 | 137 | 28976.2143 | 20357.282 | 8618.9323 | 4342.1142 | 2058.7258 | 0.013543 | 0.0051729 | 1.2723 | 13.6596 | 1153 | 2.1211 | 2145.0563 | 12249.4974 | 0
North Coast | 6186 | 1217 | 2099.6702 | 1478 | 2222.8125 | 154 | 6.1439 | 34.2022 | 274.219 | 5.8718 | 0.4909 | 3.9997 | 1.0007 | 8.517e-05 | 0.00028756 | 0.82341 | 0.9446 | {63294CD0-4D7E-4FB1-9784-991B87B370C8} | 42761102 | FORT BRAGG A 1102 | 956 | 39.4015 | -123.8082 | FORT BRAGG A 1102956 | 247 | 329 | 40155.1104 | 19602.7346 | 20552.3758 | 18050.2005 | 17349.8801 | 0.044284 | 0.013039 | 1.7253 | 9.5974 | 1155 | 0.013116 | 2142.9352 | 12260.7066 | 0
North Coast | 8339 | 268 | 270.4033 | 357 | 314.4826 | 78 | 2.8081 | 768.0967 | 13241.1679 | 80.5687 | 1.0058 | 98.1548 | 1.1542 | 0.025891 | 0.00028633 | 0.7507 | 0.85984 | {3BB5B038-4064-4F43-B944-1BDE53135960} | 192461101 | BRIDGEVILLE 1101 | 69866 | 40.4693 | -123.7011 | BRIDGEVILLE 110169866 | 53 | 23 | 14027.5247 | 10521.7386 | 3505.7862 | 10521.7386 | 3505.7862 | 0.022334 | 0.012697 | 1.009 | 4.5769 | 1157 | 2.0195 | 2142.9221 | 12267.2406 | 0
North Coast | 9157 | 243 | 357.3013 | 594 | 543.0146 | 67 | 5.6878 | 224.4872 | 3247.2718 | 33.1464 | 0.94888 | 47.2669 | 1.1413 | 0.0027114 | 0.00028621 | 0.40909 | 0.658 | {2DE576B0-9ADE-465B-8612-83446037B4D3} | 43071101 | DUNBAR 1101 | 343 | 38.4315 | -122.5537 | DUNBAR 1101343 | 51 | 115 | 16343.1272 | 7181.969 | 9161.1582 | 7034.2123 | 9161.1582 | 0.019176 | 0.0058989 | 1.4704 | 8.8657 | 1158 | 0.18167 | 2140.9026 | 12271.6089 | 0
North Coast | 5725 | 99 | 325.4077 | 214 | 385.5019 | 24 | 14.3914 | 138.5329 | 529.3026 | 15.3281 | 19.3454 | 67.3931 | 1.0303 | 0.006314 | 0.00028361 | 0.46262 | 0.84411 | {7C56E936-196E-400D-91F9-D03DA82672AE} | 42271102 | COTATI 1102 | 260 | 38.314 | -122.6938 | COTATI 1102260 | 113 | 204 | 21926.0301 | 9537.0372 | 12388.9929 | 4171.7031 | 2862.4822 | 0.0068067 | 0.001344 | 3.2869 | 8.9167 | 1163 | 0.15154 | 2140.7209 | 12274.1995 | 0
North Coast | 4918 | 535 | 728.1104 | 604 | 766.6389 | 112 | 1.3066 | 1285.2038 | 32216.411 | 77.6595 | 0.83089 | 85.6672 | 1.1789 | 0.039623 | 0.0002819 | 0.88576 | 0.94974 | {5393CBB1-CE75-4399-B6C7-25EB732D48AF} | 192461102 | BRIDGEVILLE 1102 | circuit_breaker | 40.4795 | -123.7801 | BRIDGEVILLE 1102circuit_breaker | 193 | 176 | 65019.0666 | 57957.1067 | 7061.96 | 40164.6361 | 3494.1439 | 0.031573 | 0.027897 | 1.361 | 5.3929 | 1169 | 4.4377 | 2140.5694 | 12299.1417 | 0
North Coast | 4535 | 42 | 79.2358 | 72 | 94.7554 | 15 | 10.0823 | 71.4685 | 833.7027 | 24.6183 | 3.7535 | 12.4046 | 1.051 | 3.6713e-06 | 0.00028126 | 0.58333 | 0.83621 | {55873172-8DD8-4C14-AA30-FE38E0573859} | 43311108 | KONOCTI 1108 | 4041 | 38.9539 | -122.7257 | KONOCTI 11084041 | 101 | 459 | 31063.9383 | 7544.3878 | 23519.5505 | 1537.6241 | 4653.2786 | 0.004219 | 0.00082897 | 1.8866 | 4.8 | 1174 | 5.507e-05 | 2136.1317 | 12300.0966 | 0
North Coast | 5213 | 663 | 1078.7348 | 1764 | 1624.5479 | 200 | 2.2084 | 264.2488 | 3066.7039 | 11.6897 | 2.7097 | 98.9463 | 1.175 | 0.031247 | 0.00027998 | 0.37585 | 0.66402 | {221BC5D9-51C0-467D-BFB7-19AAD7C5E6CD} | 192221102 | GARBERVILLE 1102 | 4744 | 40.2786 | -124.2442 | GARBERVILLE 11024744 | 212 | 265 | 42826.3406 | 32668.2317 | 10158.1089 | 26935.3901 | 7920.6505 | 0.055995 | 0.040078 | 1.6271 | 8.82 | 1177 | 6.2493 | 2136.1316 | 12316.8235 | 0
North Coast | 8908 | 1471 | 2424.5379 | 1791 | 2577.7861 | 111 | 0.96425 | 148.8173 | 1898.3052 | 5.4434 | 0.54637 | 21.6654 | 1.2198 | 0.011905 | 0.0002765 | 0.82133 | 0.94055 | {C4977E7A-7767-4DD5-83E3-B05622B35B40} | 192221102 | GARBERVILLE 1102 | 37054 | 40.1653 | -124.0816 | GARBERVILLE 110237054 | 89 | 56 | 17833.7237 | 14832.6398 | 3001.0839 | 13349.1892 | 2946.837 | 0.030692 | 0.032449 | 1.6482 | 16.1351 | 1181 | 1.3215 | 2129.8823 | 12325.1133 | 0
North Coast | 4894 | 327 | 490.2404 | 578 | 644.2148 | 69 | 5.1491 | 108.6791 | 1508.8258 | 20.3283 | 4.3805 | 85.8756 | 1.3835 | 0.07303 | 0.00027637 | 0.56574 | 0.76099 | {0AFDFC2C-BE93-4295-B473-DFD529280FFF} | 42821102 | CLOVERDALE 1102 | 156 | 38.7991 | -122.9913 | CLOVERDALE 1102156 | 180 | 258 | 39176.2158 | 18980.0369 | 20196.1789 | 8650.9367 | 7616.5751 | 0.01907 | 0.0053203 | 1.4992 | 8.3768 | 1182 | 5.0391 | 2128.5608 | 12330.4855 | 0
North Coast | 1534 | 6 | 12.3584 | 33 | 28.8567 | 6 | 3.3315 | 2.2692 | 12.2397 | 0.086996 | 0.99779 | 0.10066 | 1.6667 | 8.1086e-06 | 0.00027544 | 0.18182 | 0.42827 | {BAA473AF-66C6-4355-8E90-0CDB40A98A03} | 42151104 | SANTA ROSA A 1104 | circuit_breaker | 38.4366 | -122.7137 | SANTA ROSA A 1104circuit_breaker | 179 | 1016 | 54258.7277 | 9705.5931 | 44553.1345 | 380.5489 | 1043.5698 | 0.0016526 | 0.00089585 | 2.0597 | 5.5 | 1186 | 4.8652e-05 | 2123.5217 | 12330.7219 | 0
North Coast | 6356 | 1863 | 2881.502 | 2379 | 3142.3342 | 240 | 3.6058 | 478.2908 | 7013.6785 | 40.7882 | 12.1051 | 205.5513 | 1.3714 | 0.16032 | 0.00027538 | 0.7831 | 0.91699 | {6C3387D7-E1FD-47EC-9629-A161F573B39E} | 43141101 | MIDDLETOWN 1101 | 622 | 38.7462 | -122.6206 | MIDDLETOWN 1101622 | 222 | 181 | 45500.0956 | 32035.0118 | 13465.0838 | 25790.8227 | 9001.687 | 0.06609 | 0.030775 | 1.5467 | 9.9125 | 1187 | 38.4777 | 2123.5217 | 12346.738 | 1
North Coast | 2497 | 33 | 54.9225 | 46 | 62.9622 | 5 | 4.3135 | 29.7533 | 97.8886 | 0.79013 | 30.4301 | 94.5291 | 1.0611 | 0.021854 | 0.00027526 | 0.71739 | 0.87231 | {A29DEF0E-FE5C-45F9-AF88-EA9CD50596F5} | 42271102 | COTATI 1102 | 825 | 38.3081 | -122.6907 | COTATI 1102825 | 45 | 107 | 9785.8003 | 3371.6214 | 6414.1789 | 749.4567 | 568.1816 | 0.0013763 | 0.00034644 | 1.6643 | 9.2 | 1188 | 0.10927 | 2085.0439 | 12347.2034 | 0
North Coast | 4288 | 136 | 207.0186 | 208 | 239.0353 | 42 | 15.1919 | 84.3174 | 282.5381 | 16.125 | 6.4234 | 23.6842 | 1.2036 | 0.0012171 | 0.00027442 | 0.65385 | 0.86606 | {A8AFA199-8340-4CFB-8F0F-27828B093B75} | 42271104 | COTATI 1104 | 75972 | 38.3319 | -122.7191 | COTATI 110475972 | 100 | 231 | 20257.6269 | 7223.394 | 13034.2329 | 4863.4766 | 9137.0381 | 0.011526 | 0.0016834 | 1.5222 | 4.9524 | 1190 | 0.051118 | 2084.9347 | 12350.2236 | 0
North Coast | 783 | 189 | 241.1481 | 366 | 342.5043 | 45 | 3.5497 | 58.5175 | 577.3206 | 5.2032 | 0.91593 | 15.7751 | 1.023 | 0.0072747 | 0.00027222 | 0.51639 | 0.70407 | {099221CD-5C0A-49E5-8576-2B334B5F477C} | 43071101 | DUNBAR 1101 | circuit_breaker | 38.3835 | -122.5281 | DUNBAR 1101circuit_breaker | 340 | 611 | 52116.7121 | 23582.0206 | 28534.6915 | 3778.218 | 4134.6012 | 0.01225 | 0.0052068 | 1.2759 | 8.1333 | 1198 | 0.32736 | 2084.8836 | 12352.5699 | 0
North Coast | 4695 | 897 | 1478.5114 | 1663 | 1920.4622 | 186 | 5.4828 | 30.4521 | 143.1562 | 2.209 | 2.074 | 21.6868 | 1.1322 | 0.001475 | 0.00027046 | 0.53939 | 0.76987 | {D3082F6C-C528-49AC-BBCA-64C476BB2FE2} | 42151104 | SANTA ROSA A 1104 | 642 | 38.5039 | -122.6866 | SANTA ROSA A 1104642 | 308 | 287 | 38902.8686 | 21539.3089 | 17363.5597 | 21539.3089 | 17363.5597 | 0.050305 | 0.015412 | 1.6483 | 8.9409 | 1203 | 0.27435 | 2084.5562 | 12365.9458 | 0
North Coast | 186 | 2137 | 3613.4952 | 2915 | 3969.4246 | 233 | 3.4522 | 29.2331 | 147.8233 | 0.83238 | 0.55113 | 4.9615 | 1.055 | 0.00014908 | 0.00026495 | 0.7331 | 0.91033 | {20E18CC8-D4A7-4B74-B6A8-456036AC47A2} | 43081101 | BIG RIVER 1101 | 79628 | 39.312 | -123.7861 | BIG RIVER 110179628 | 266 | 355 | 47890.4214 | 23966.4375 | 23923.9839 | 23966.4375 | 23923.9839 | 0.061733 | 0.026179 | 1.6909 | 12.5107 | 1209 | 0.034735 | 2084.2818 | 12380.8289 | 0
North Coast | 7683 | 412 | 568.5999 | 1037 | 926.825 | 128 | 6.6446 | 94.0032 | 728.5469 | 11.7174 | 2.6214 | 36.1533 | 1.0663 | 0.0013845 | 0.0002634 | 0.3973 | 0.61349 | {F8BEFC4B-3D6B-4BB7-B77D-7582CBA169BE} | 42151104 | SANTA ROSA A 1104 | 716 | 38.5043 | -122.6864 | SANTA ROSA A 1104716 | 170 | 94 | 20185.2974 | 14273.5878 | 5911.7096 | 14273.5878 | 5911.7096 | 0.033716 | 0.009857 | 1.3801 | 8.1016 | 1212 | 0.17721 | 2084.2471 | 12389.6928 | 1
North Coast | 6851 | 81 | 102.09 | 312 | 186.224 | 50 | 4.6727 | 850.2686 | 10996.5337 | 172.8155 | 12.104 | 223.2812 | 1.3616 | 0.025801 | 0.00026239 | 0.25962 | 0.54821 | {0F086603-31D0-422E-BBA1-3A12831F4713} | 42871101 | UPPER LAKE 1101 | 472084 | 39.1456 | -122.9162 | UPPER LAKE 1101472084 | 97 | 109 | 24077.9703 | 11576.044 | 12501.9263 | 7182.4083 | 2822.8782 | 0.013119 | 0.0041127 | 1.2604 | 6.24 | 1218 | 1.29 | 2084.0699 | 12394.1531 | 0
North Coast | 6036 | 106 | 117.3224 | 302 | 229.9532 | 39 | 3.2704 | 173.1199 | 2290.4907 | 15.2813 | 0.41468 | 47.1677 | 1.1609 | 0.015735 | 0.00025436 | 0.35099 | 0.5102 | {E1077E4E-022A-4658-906D-61D41C4EF125} | 43071101 | DUNBAR 1101 | 416 | 38.4361 | -122.5779 | DUNBAR 1101416 | 35 | 33 | 6194.0842 | 5219.9703 | 974.1139 | 4032.4336 | 855.4724 | 0.0099199 | 0.004281 | 1.1068 | 7.7436 | 1237 | 0.61367 | 2082.7798 | 12396.6573 | 1
North Coast | 7099 | 156 | 167.0111 | 260 | 217.1555 | 30 | 3.7353 | 104.0198 | 1048.7543 | 5.8682 | 0.94727 | 42.4669 | 1.0844 | 0.0016144 | 0.00025407 | 0.6 | 0.76909 | {5346AC49-CDE1-40C3-A681-DA76F08A9FA4} | 192411101 | LOW GAP 1101 | circuit_breaker | 40.4336 | -123.473 | LOW GAP 1101circuit_breaker | 34 | 35 | 4417.3744 | 3490.2509 | 927.1235 | 3490.2509 | 927.1235 | 0.0076222 | 0.0030163 | 1.0706 | 8.6667 | 1238 | 0.048432 | 2082.1662 | 12398.8247 | 0
North Coast | 3038 | 1270 | 1926.3027 | 1911 | 2250.6448 | 185 | 1.2521 | 266.046 | 3545.7485 | 11.7358 | 0.65558 | 56.7838 | 1.1078 | 0.0073272 | 0.00025038 | 0.66457 | 0.85589 | {09BB38E4-7FE7-4BD1-9CFE-F62698521734} | 192221102 | GARBERVILLE 1102 | 2540 | 40.2432 | -124.127 | GARBERVILLE 11022540 | 169 | 128 | 37102.0705 | 28743.4558 | 8358.6148 | 23928.4593 | 7558.7709 | 0.046321 | 0.043678 | 1.5168 | 10.3297 | 1247 | 1.3555 | 2082.1177 | 12413.6843 | 0
North Coast | 5197 | 375 | 507.9902 | 571 | 601.6454 | 34 | 1.7502 | 18.3805 | 129.1631 | 0.46273 | 2.151 | 21.2934 | 1.0501 | 0.018209 | 0.00025029 | 0.65674 | 0.84433 | {9C63EAAD-55B5-4DD4-BF3E-81AFCB311847} | 192321121 | FORT SEWARD 1121 | 1663 | 40.172 | -123.607 | FORT SEWARD 11211663 | 33 | 106 | 6313.6789 | 3125.6698 | 3188.0092 | 3125.6698 | 3188.0092 | 0.0085098 | 0.0057496 | 1.3546 | 16.7941 | 1248 | 0.6191 | 2080.7622 | 12415.6253 | 0
North Coast | 9419 | 123 | 197.0529 | 152 | 210.6141 | 30 | 7.8936 | 64.0022 | 398.3081 | 7.0009 | 0.24196 | 9.2084 | 1.0084 | 3.6816e-06 | 0.00024885 | 0.80921 | 0.93561 | {DEA0AB0F-3AB6-4F54-9C8C-03D0C01BC917} | 42841111 | GUALALA 1111 | 498 | 38.7543 | -123.5097 | GUALALA 1111498 | 45 | 2 | 4947.8039 | 4821.7264 | 126.0774 | 3498.0819 | 11.7636 | 0.0074656 | 0.0016626 | 1.6021 | 5.0667 | 1253 | 0.00011045 | 2080.1431 | 12417.7976 | 0
North Coast | 7155 | 67 | 93.276 | 114 | 118.9717 | 21 | 0.86163 | 71.7956 | 623.3242 | 1.1278 | 0.3465 | 12.4166 | 1.018 | 0.0093157 | 0.00024785 | 0.58772 | 0.78402 | {BDFC6231-C003-4BB6-9C95-EEAEA882FC5D} | 192311142 | FRUITLAND 1142 | 63170 | 40.2219 | -123.8199 | FRUITLAND 114263170 | 119 | 181 | 27138.1892 | 21723.3744 | 5414.8148 | 19693.2907 | 2750.2215 | 0.0052049 | 0.0059717 | 1.3922 | 5.4286 | 1256 | 0.19563 | 2080.143 | 12430.0272 | 0
North Coast | 3097 | 70 | 107.4043 | 95 | 122.0623 | 26 | 4.4556 | 527.1476 | 3276.1489 | 33.146 | 1.6197 | 154.2926 | 1.1723 | 0.0075562 | 0.00024782 | 0.73684 | 0.87991 | {4BB38AE8-B760-4E43-B459-E75BDA0EF348} | 43161101 | SALMON CREEK 1101 | 194 | 38.3487 | -123.0613 | SALMON CREEK 1101194 | 110 | 203 | 21877.0573 | 13583.0049 | 8294.0524 | 7700.4518 | 5551.2443 | 0.0064434 | 0.0023628 | 1.5343 | 3.6538 | 1257 | 0.19646 | 2079.9474 | 12434.8091 | 0
North Coast | 364 | 23 | 27.4776 | 61 | 43.5507 | 5 | 7.4345 | 5.1007 | 15.7971 | 0.13787 | 0.97434 | 0.12133 | 1 | 5.236e-06 | 0.00024533 | 0.37705 | 0.63093 | {D98BCE06-B639-4635-9566-7FA7CFE5BC8F} | 42771114 | UKIAH 1114 | circuit_breaker | 39.1433 | -123.1915 | UKIAH 1114circuit_breaker | 194 | 356 | 27706.5225 | 13996.69 | 13709.8325 | 555.5725 | 402.0448 | 0.0012267 | 0.00039409 | 1.1947 | 12.2 | 1263 | 2.618e-05 | 2079.7509 | 12435.1541 | 0
North Coast | 1419 | 890 | 1207.0373 | 1305 | 1408.6827 | 203 | 2.8621 | 804.8587 | 12526.6361 | 107.9833 | 1.6149 | 112.1458 | 1.1593 | 0.033752 | 0.0002446 | 0.68199 | 0.85686 | {DDBF5221-9BD5-419F-9A17-E9260A89D7CD} | 192321122 | FORT SEWARD 1122 | circuit_breaker | 40.2136 | -123.5964 | FORT SEWARD 1122circuit_breaker | 119 | 139 | 47276.8254 | 35129.8817 | 12146.9437 | 28255.3669 | 11501.226 | 0.049654 | 0.026236 | 1.3562 | 6.4286 | 1264 | 6.8517 | 2079.7509 | 12452.7007 | 0
North Coast | 2184 | 275 | 618.6151 | 395 | 674.6357 | 31 | 4.5901 | 19.5007 | 151.3529 | 3.0331 | 0.28654 | 1.3778 | 1.0006 | 5.7481e-06 | 0.00024334 | 0.6962 | 0.91696 | {75E57175-6FC2-4C18-9858-49FEBB55AE91} | 42761102 | FORT BRAGG A 1102 | 1226 | 39.4116 | -123.8087 | FORT BRAGG A 11021226 | 202 | 288 | 30428.6582 | 12668.4441 | 17760.2141 | 2760.5742 | 3664.4609 | 0.0075435 | 0.0026823 | 2.2495 | 12.7419 | 1270 | 0.00017819 | 2072.8992 | 12454.415 | 0
North Coast | 1655 | 1352 | 2047.9636 | 2027 | 2356.186 | 214 | 2.7972 | 183.909 | 3421.2035 | 26.9093 | 1.2694 | 18.7007 | 1.0734 | 0.00058422 | 0.00024289 | 0.667 | 0.86919 | {17DD54A2-E0AC-4BEA-A392-1296720E1866} | 192171103 | WILLOW CREEK 1103 | 47966 | 40.9003 | -123.6119 | WILLOW CREEK 110347966 | 290 | 344 | 35725.1302 | 27180.6372 | 8544.493 | 27180.6372 | 8544.493 | 0.051979 | 0.027183 | 1.5148 | 9.472 | 1271 | 0.12502 | 2072.899 | 12471.2942 | 0
North Coast | 9727 | 17 | 28.7993 | 42 | 42.5251 | 3 | 6.2941 | 4.9237 | 16.8386 | 0.11407 | 0.0022124 | 0.10376 | 1 | 4.3513e-06 | 0.00024021 | 0.40476 | 0.67723 | {3F69DD3E-C46A-485A-8A4E-8252A760746F} | 42811113 | MONTE RIO 1113 | 5024 | 38.4955 | -123.0075 | MONTE RIO 11135024 | 7 | 3 | 668.1635 | 545.8664 | 122.2971 | 545.8664 | 122.2971 | 0.00072063 | 0.0001965 | 1.6941 | 14 | 1277 | 1.3054e-05 | 2072.774 | 12471.6332 | 0
North Coast | 8028 | 518 | 968.3855 | 1043 | 1208.5682 | 62 | 4.6721 | 84.6828 | 225.1647 | 1.6966 | 0.76966 | 23.5578 | 1.0227 | 0.0002325 | 0.00023978 | 0.49664 | 0.80127 | {3A3BBF86-310F-432E-A06D-A8536237FB4D} | 192151131 | NEWBURG 1131 | 90242 | 40.5703 | -124.1254 | NEWBURG 113190242 | 75 | 106 | 13221.9215 | 7015.9838 | 6205.9377 | 5381.5662 | 2871.4966 | 0.014866 | 0.005348 | 1.8695 | 16.8226 | 1279 | 0.014415 | 2072.774 | 12474.9752 | 0
North Coast | 3302 | 61 | 77.9434 | 113 | 107.9893 | 13 | 3.0585 | 103.3716 | 2058.4835 | 18.4535 | 0.86232 | 23.4785 | 1.0963 | 0.021414 | 0.00023774 | 0.53982 | 0.72177 | {377EDE62-95BF-4247-B5CE-2FDAD489198A} | 42891101 | GEYSERVILLE 1101 | circuit_breaker | 38.7096 | -122.9079 | GEYSERVILLE 1101circuit_breaker | 170 | 287 | 24940.337 | 13273.8152 | 11666.5218 | 1595.2814 | 697.0736 | 0.0030906 | 0.001456 | 1.2778 | 8.6923 | 1284 | 0.27838 | 2072.7595 | 12475.9658 | 0
North Coast | 7191 | 1587 | 2452.3319 | 2403 | 2844.775 | 213 | 1.3365 | 75.71 | 594.2045 | 1.4664 | 0.21807 | 16.7401 | 1.0513 | 0.0076073 | 0.00023633 | 0.66042 | 0.86205 | {BA71994D-6A0B-4F0B-9E44-79C1DD5F42DD} | 192221101 | GARBERVILLE 1101 | 97300 | 39.9723 | -123.8008 | GARBERVILLE 110197300 | 134 | 100 | 27385.8509 | 22729.2098 | 4656.641 | 22729.2098 | 4656.641 | 0.050338 | 0.042195 | 1.5453 | 11.2817 | 1292 | 1.6204 | 2072.4812 | 12490.0807 | 0
North Coast | 6172 | 21 | 33.9745 | 28 | 37.3347 | 4 | 3.5306 | 8.9051 | 22.987 | 0.11319 | 0.0022124 | 0.99082 | 1 | 5.4347e-06 | 0.00023633 | 0.75 | 0.91 | {DDA08885-FEC3-49A8-9C1B-A5CDAFE21444} | 42761104 | FORT BRAGG A 1104 | 65894 | 39.4364 | -123.7895 | FORT BRAGG A 110465894 | 41 | 58 | 5121.936 | 1933.4215 | 3188.5145 | 322.1994 | 395.4321 | 0.0009453 | 0.00032724 | 1.6178 | 7 | 1293 | 2.1739e-05 | 2070.8608 | 12490.2808 | 0
North Coast | 6145 | 515 | 877.9064 | 1261 | 1284.1188 | 98 | 3.5297 | 51.5798 | 186.2188 | 1.1931 | 2.8822 | 27.5058 | 1.0803 | 0.01181 | 0.00023541 | 0.40841 | 0.68366 | {47D11162-DBA1-4478-BDF3-B67846D21C32} | 42601102 | PHILO 1102 | circuit_breaker | 39.0641 | -123.4379 | PHILO 1102circuit_breaker | 216 | 196 | 43061.5326 | 20191.5402 | 22869.9923 | 10918.6301 | 8461.0097 | 0.023071 | 0.010985 | 1.7047 | 12.8673 | 1295 | 1.1574 | 2070.8608 | 12497.0612 | 0
North Coast | 8982 | 51 | 70.8715 | 73 | 77.8563 | 15 | 4.0717 | 106.698 | 946.4753 | 7.6674 | 4.8128 | 260.7048 | 1.3956 | 0.0025076 | 0.00023519 | 0.69863 | 0.91029 | {0AEE71D0-17A5-4B33-BC11-93FDB3F0422F} | 43351103 | LUCERNE 1103 | 4200 | 39.1173 | -122.902 | LUCERNE 11034200 | 49 | 18 | 9230.5783 | 7940.3444 | 1290.2339 | 6495.7462 | 791.9514 | 0.0035278 | 0.00089773 | 1.3896 | 4.8667 | 1296 | 0.037615 | 2069.7034 | 12501.0951 | 0
North Coast | 9369 | 214 | 321.28 | 494 | 483.1557 | 27 | 3.0842 | 46.3779 | 344.8257 | 1.1076 | 0.17549 | 13.5074 | 1.0105 | 0.0026378 | 0.00023506 | 0.4332 | 0.66496 | {F763F6AF-FC97-4F89-AD25-F9455AF541C2} | 42811113 | MONTE RIO 1113 | 678 | 38.4867 | -123.0158 | MONTE RIO 1113678 | 25 | 62 | 5741.2654 | 2967.1836 | 2774.0818 | 2967.1836 | 2774.0818 | 0.0063467 | 0.0033068 | 1.5013 | 18.2963 | 1297 | 0.07122 | 2069.6657 | 12502.9377 | 0
North Coast | 4346 | 130 | 235.4407 | 240 | 291.3628 | 30 | 5.6899 | 69.0257 | 181.5625 | 4.2199 | 2.5364 | 33.0928 | 1.0304 | 0.0022265 | 0.00023337 | 0.54167 | 0.80807 | {5988784C-46D2-4999-AEE8-C136D520A366} | 43321102 | RINCON 1102 | circuit_breaker | 38.4899 | -122.666 | RINCON 1102circuit_breaker | 110 | 152 | 14494.0741 | 5733.5212 | 8760.5529 | 4493.3108 | 7756.5018 | 0.007001 | 0.0015897 | 1.8111 | 8 | 1304 | 0.066795 | 2069.5945 | 12505.728 | 0
North Coast | 5003 | 59 | 105.4154 | 180 | 136.1511 | 33 | 8.7009 | 7.4848 | 21.0423 | 1.6981 | 4.2229 | 29.7331 | 1.0837 | 0.0019761 | 0.00023046 | 0.32778 | 0.77425 | {60D33697-692D-4938-96CD-E53257AEC032} | 43211102 | HARTLEY 1102 | circuit_breaker | 39.0769 | -122.9331 | HARTLEY 1102circuit_breaker | 220 | 206 | 33457.4511 | 18689.97 | 14767.4811 | 4816.0328 | 4847.6507 | 0.0076051 | 0.0023949 | 1.7867 | 5.4545 | 1309 | 0.065211 | 2069.5277 | 12508.7188 | 0
North Coast | 2036 | 1754 | 2440.995 | 3084 | 3045.1523 | 394 | 1.7379 | 98.6992 | 640.6977 | 1.1214 | 0.95918 | 34.9115 | 1.1814 | 0.00026562 | 0.0002282 | 0.56874 | 0.8016 | {264668B8-73DE-4037-AA66-7B299329D5F2} | 192171103 | WILLOW CREEK 1103 | 2936 | 40.8666 | -123.5145 | WILLOW CREEK 11032936 | 323 | 297 | 59465.3482 | 53467.3373 | 5998.0109 | 53467.3373 | 5998.0109 | 0.089911 | 0.060419 | 1.3917 | 7.8274 | 1317 | 0.10465 | 2069.4625 | 12541.922 | 0
North Coast | 7477 | 71 | 114.6706 | 79 | 118.0742 | 20 | 1.862 | 74.5279 | 463.0277 | 1.3906 | 0.44878 | 28.732 | 1.0272 | 0.0044052 | 0.00022724 | 0.89873 | 0.97117 | {B01D0AA7-5805-4227-AB93-F941564BB56C} | 43381101 | POINT ARENA 1101 | 83354 | 38.8808 | -123.6621 | POINT ARENA 110183354 | 48 | 21 | 10174.0447 | 8260.8147 | 1913.23 | 8260.8147 | 1913.23 | 0.0045448 | 0.0033977 | 1.6151 | 3.95 | 1324 | 0.088104 | 2069.3579 | 12547.052 | 0
North Coast | 7060 | 995 | 1625.1915 | 1273 | 1754.894 | 62 | 4.1168 | 57.9356 | 167.3373 | 1.499 | 0.78925 | 20.77 | 1.0303 | 5.9878e-06 | 0.00022577 | 0.78162 | 0.92609 | {5E0A571A-4E57-4C9B-881D-B7EA8F011B21} | 192251102 | RIO DELL 1102 | 8852 | 40.4932 | -124.1078 | RIO DELL 11028852 | 65 | 57 | 11998.5658 | 7652.3134 | 4346.2524 | 6733.2314 | 4232.9276 | 0.013998 | 0.0055884 | 1.6334 | 20.5323 | 1326 | 0.00037125 | 2069.2698 | 12551.2333 | 0
North Coast | 949 | 127 | 173.3252 | 328 | 286.3691 | 24 | 3.0046 | 52.8531 | 591.3813 | 5.093 | 2.7566 | 42.5435 | 1.0558 | 0.0077012 | 0.000224 | 0.3872 | 0.60525 | {E5FC257A-973F-414F-A273-EE859A543B23} | 43071102 | DUNBAR 1102 | 903030 | 38.382 | -122.5549 | DUNBAR 1102903030 | 25 | 28 | 4351.2867 | 2345.7829 | 2005.5038 | 2345.7829 | 2005.5038 | 0.005376 | 0.0025504 | 1.3648 | 13.6667 | 1329 | 0.18483 | 2069.2694 | 12552.6901 | 0
North Coast | 2145 | 258 | 422.3339 | 342 | 460.7547 | 41 | 4.0263 | 52.5185 | 181.3488 | 1.0851 | 1.8042 | 16.7823 | 1.0267 | 0.00031524 | 0.00022387 | 0.75439 | 0.91661 | {C04ABA60-50E1-4D28-B0FC-7F9C72775B5F} | 192151131 | NEWBURG 1131 | circuit_breaker | 40.5944 | -124.1353 | NEWBURG 1131circuit_breaker | 305 | 693 | 52153.1542 | 19977.4909 | 32175.6633 | 3684.9558 | 3558.8108 | 0.0091787 | 0.0031705 | 1.637 | 8.3415 | 1330 | 0.012925 | 2069.0846 | 12554.9784 | 0
North Coast | 150 | 75 | 117.1139 | 143 | 145.3288 | 14 | 4.5125 | 38.3538 | 189.2972 | 0.93994 | 0.98436 | 8.3729 | 1.0169 | 0.0026951 | 0.00022334 | 0.52448 | 0.80585 | {61AD59B6-3DE5-4155-9391-74B53A84E200} | 192151132 | NEWBURG 1132 | 2074 | 40.5946 | -124.1427 | NEWBURG 11322074 | 343 | 1281 | 65515.4362 | 16861.3212 | 48654.115 | 1527.0717 | 1850.4272 | 0.0031268 | 0.00088261 | 1.5615 | 10.2143 | 1331 | 0.037732 | 2069.0716 | 12555.9267 | 0
North Coast | 6489 | 52 | 78.6744 | 115 | 95.6063 | 32 | 7.9779 | 1187.0814 | 5410.3148 | 81.1515 | 25.5296 | 1102.1314 | 1.5946 | 0.11931 | 0.00022275 | 0.45217 | 0.8229 | {7E69B413-A223-4CCD-AF98-CC3C74EA7FDA} | 43141102 | MIDDLETOWN 1102 | circuit_breaker | 38.7528 | -122.6088 | MIDDLETOWN 1102circuit_breaker | 115 | 49 | 15060.3621 | 10581.2966 | 4479.0656 | 7090.0728 | 2534.4495 | 0.007128 | 0.0018227 | 1.513 | 3.5938 | 1334 | 3.818 | 2069.0339 | 12560.3297 | 1
North Coast | 3473 | 62 | 79.1115 | 250 | 181.2736 | 28 | 5.7866 | 98.9109 | 1040.4065 | 41.7342 | 1.8329 | 33.2747 | 1.0262 | 0.0014147 | 0.00022201 | 0.248 | 0.43642 | {587017B7-CF95-40B8-A31E-326EDAB4E012} | 43071103 | DUNBAR 1103 | circuit_breaker | 38.3834 | -122.528 | DUNBAR 1103circuit_breaker | 249 | 305 | 32998.968 | 19663.038 | 13335.93 | 3351.8236 | 2239.2224 | 0.0062162 | 0.0022583 | 1.276 | 8.9286 | 1336 | 0.039611 | 2065.2159 | 12562.4111 | 1
North Coast | 5478 | 430 | 605.4348 | 723 | 762.678 | 152 | 4.568 | 735.6137 | 9921.5759 | 100.6197 | 2.4346 | 237.343 | 1.4612 | 0.03298 | 0.00022126 | 0.59474 | 0.79383 | {B86F1274-5A5C-436E-B792-43E98848CB75} | 42821102 | CLOVERDALE 1102 | 672 | 38.8238 | -123.0032 | CLOVERDALE 1102672 | 168 | 162 | 55257.6564 | 36513.5782 | 18744.0782 | 35674.8205 | 17482.1716 | 0.033631 | 0.011938 | 1.408 | 4.7566 | 1339 | 5.013 | 2065.1763 | 12584.5652 | 1
North Coast | 4667 | 392 | 555.2262 | 658 | 708.0456 | 110 | 5.3656 | 933.8197 | 12636.2963 | 206.1376 | 1.522 | 155.4561 | 1.2988 | 0.012748 | 0.00021893 | 0.59574 | 0.78417 | {D3629DD4-F83C-4237-B37C-A36F4F11F0E0} | 42821102 | CLOVERDALE 1102 | 674 | 38.8294 | -123.0064 | CLOVERDALE 1102674 | 171 | 231 | 45952.6285 | 31757.8273 | 14194.8012 | 25986.6813 | 7825.4838 | 0.024082 | 0.007111 | 1.4164 | 5.9818 | 1345 | 1.4022 | 2060.1633 | 12600.7029 | 0
North Coast | 6417 | 114 | 138.6281 | 186 | 173.8917 | 20 | 4.1607 | 310.483 | 1564.3949 | 34.6121 | 9.3035 | 203.644 | 1.2121 | 0.060947 | 0.00021714 | 0.6129 | 0.79721 | {216E9E12-5043-456A-946D-A8BF7CCC2C71} | 42281105 | POTTER VALLEY P H 1105 | 37476 | 39.3171 | -123.1131 | POTTER VALLEY P H 110537476 | 102 | 98 | 25121.9056 | 14076.6161 | 11045.2894 | 3321.5283 | 3655.9073 | 0.0043428 | 0.0023103 | 1.216 | 9.3 | 1351 | 1.2189 | 2058.7611 | 12602.7656 | 0
North Coast | 6706 | 268 | 503.5228 | 319 | 526.541 | 35 | 4.0897 | 21.6953 | 70.7215 | 0.29065 | 0.099903 | 2.1853 | 1.2286 | 6.075e-06 | 0.00021702 | 0.84013 | 0.95628 | {DCB2091F-52D0-405B-8DDE-82750DB61471} | 42761102 | FORT BRAGG A 1102 | 816 | 39.4119 | -123.7985 | FORT BRAGG A 1102816 | 54 | 71 | 8375.0865 | 4123.7572 | 4251.3292 | 3663.972 | 3892.9012 | 0.0075959 | 0.0033907 | 1.8788 | 9.1143 | 1352 | 0.00021262 | 2057.5421 | 12605.0409 | 0
North Coast | 1796 | 598 | 922.9625 | 1119 | 1220.5382 | 105 | 3.1231 | 3.072 | 12.2374 | 0.1467 | 0.031579 | 0.11204 | 0.70476 | 6.378e-06 | 0.0002154 | 0.53441 | 0.75619 | {53C74AF7-2A69-47CF-8DFD-9E70E0E39334} | 42151104 | SANTA ROSA A 1104 | 210 | 38.4571 | -122.6979 | SANTA ROSA A 1104210 | 287 | 547 | 39862.5454 | 12743.9815 | 27118.5639 | 10547.5245 | 22521.0613 | 0.022617 | 0.010871 | 1.5434 | 10.6571 | 1358 | 0.00066969 | 2057.5419 | 12611.5909 | 0
North Coast | 4477 | 99 | 136.4092 | 195 | 170.6319 | 50 | 6.3347 | 202.257 | 1740.5162 | 62.547 | 21.6741 | 356.6323 | 1.5386 | 0.065896 | 0.00021494 | 0.50769 | 0.79944 | {541E85BD-7389-44DB-A5D1-1B9283DDEB83} | 42871101 | UPPER LAKE 1101 | 660 | 39.1641 | -122.9236 | UPPER LAKE 1101660 | 114 | 116 | 27211.1828 | 15466.5207 | 11744.6621 | 8469.2097 | 5986.6834 | 0.010747 | 0.0033568 | 1.3779 | 3.9 | 1362 | 3.2948 | 2057.5412 | 12616.8503 | 0
North Coast | 7532 | 286 | 432.4377 | 434 | 510.4991 | 44 | 0.99982 | 132.789 | 1210.7834 | 2.2668 | 0.40698 | 34.8151 | 1.1318 | 0.025728 | 0.00021436 | 0.65899 | 0.84709 | {4A1EC5D3-CF7E-4E3A-B115-9A4757B7DAC6} | 192311142 | FRUITLAND 1142 | 6064 | 40.2943 | -123.8195 | FRUITLAND 11426064 | 83 | 82 | 21625.1905 | 13612.899 | 8012.2914 | 9593.2152 | 7060.6858 | 0.009432 | 0.0092718 | 1.512 | 9.8636 | 1365 | 1.132 | 2054.2465 | 12622.8077 | 0
North Coast | 801 | 547 | 825.1527 | 1206 | 1208.8362 | 182 | 3.4601 | 41.2301 | 393.1104 | 4.3292 | 4.4506 | 96.6344 | 1.2587 | 0.014383 | 0.00021386 | 0.45357 | 0.6826 | {32B34880-BC93-4771-BC39-2E887BB96BE8} | 42821102 | CLOVERDALE 1102 | 570 | 38.7762 | -122.981 | CLOVERDALE 1102570 | 268 | 301 | 64680.3055 | 34152.262 | 30528.0435 | 26431.4448 | 20545.4163 | 0.038923 | 0.015206 | 1.5085 | 6.6264 | 1370 | 2.6177 | 2053.1144 | 12639.2216 | 0
North Coast | 7539 | 276 | 368.6451 | 1256 | 913.8785 | 129 | 4.6414 | 69.1308 | 733.9653 | 12.5547 | 1.7678 | 28.9838 | 1.0672 | 0.005458 | 0.00021358 | 0.21975 | 0.40339 | {4B7DC187-5EE3-45A7-A2F4-3F80A5EC9C80} | 42721103 | SONOMA 1103 | 3052 | 38.2911 | -122.4394 | SONOMA 11033052 | 238 | 278 | 53420.248 | 26080.1016 | 27340.1464 | 21211.1693 | 20130.945 | 0.027551 | 0.0096833 | 1.3357 | 9.7364 | 1372 | 0.70408 | 2050.4968 | 12652.3938 | 0
North Coast | 4707 | 601 | 983.009 | 672 | 1015.218 | 71 | 2.4468 | 50.7838 | 231.2899 | 0.79337 | 0.20435 | 16.4696 | 1.0297 | 0.0018749 | 0.00021125 | 0.89435 | 0.96827 | {CAD50E3B-E1AA-4BD0-B856-9F05498FC7E2} | 42841112 | GUALALA 1112 | 23444 | 38.849 | -123.644 | GUALALA 111223444 | 195 | 155 | 36723.3513 | 23359.6524 | 13363.6989 | 23359.6524 | 13363.6989 | 0.014999 | 0.0099729 | 1.6356 | 9.4648 | 1376 | 0.13312 | 2049.7927 | 12666.9001 | 0
North Coast | 8923 | 1113 | 1768.9978 | 1612 | 1992.9651 | 147 | 2.2181 | 315.7443 | 4777.2398 | 23.8507 | 0.50446 | 40.1988 | 1.2084 | 0.0044131 | 0.00021119 | 0.69045 | 0.88762 | {999C3E0D-1E31-46AC-B115-3B4EB4A2A32A} | 192171103 | WILLOW CREEK 1103 | 3090 | 40.8889 | -123.5928 | WILLOW CREEK 11033090 | 63 | 42 | 17734.3923 | 16560.5655 | 1173.8268 | 16560.5655 | 1173.8268 | 0.031045 | 0.021055 | 1.5894 | 10.966 | 1377 | 0.64873 | 2049.6596 | 12677.1842 | 0
North Coast | 3569 | 30 | 96.0253 | 80 | 126.6865 | 16 | 13.7789 | 80.1698 | 264.8222 | 7.5616 | 7.6488 | 27.152 | 1.0176 | 0.0030406 | 0.00020993 | 0.375 | 0.75798 | {29853D86-D10B-44F9-9B31-548850DBE0F0} | 43471101 | PENNGROVE 1101 | 554 | 38.3126 | -122.6667 | PENNGROVE 1101554 | 289 | 554 | 50627.8866 | 20497.8694 | 30130.0172 | 1740.0436 | 3061.9494 | 0.0033589 | 0.00080283 | 3.2008 | 5 | 1379 | 0.048649 | 2049.0108 | 12678.2648 | 1
North Coast | 5406 | 64 | 102.1653 | 188 | 131.6635 | 46 | 7.9593 | 90.6788 | 517.5294 | 10.7311 | 17.9824 | 579.537 | 1.5971 | 0.042741 | 0.00020984 | 0.34043 | 0.77596 | {C2104F3A-E916-4650-9AAE-B23FDDC60033} | 43361102 | HIGHLANDS 1102 | 80660 | 38.9546 | -122.608 | HIGHLANDS 110280660 | 98 | 82 | 20717.5416 | 12052.2865 | 8665.2551 | 9091.4024 | 6606.6395 | 0.0096527 | 0.0020637 | 1.5963 | 4.087 | 1380 | 1.9661 | 2048.9622 | 12683.9106 | 0
North Coast | 6126 | 3024 | 5250.4539 | 3285 | 5371.9 | 247 | 3.745 | 37.0204 | 184.3735 | 1.0005 | 0.39484 | 8.7881 | 1.0102 | 0.00040099 | 0.00020838 | 0.92055 | 0.97739 | {FD400AC6-30E3-4FB9-965E-48825707A861} | 42841111 | GUALALA 1111 | 35562 | 38.7868 | -123.5217 | GUALALA 111135562 | 240 | 336 | 42565.7157 | 22847.3348 | 19718.3809 | 22847.3348 | 19718.3809 | 0.05147 | 0.02322 | 1.7363 | 13.2996 | 1385 | 0.099045 | 2046.9961 | 12698.0987 | 0
North Coast | 528 | 1145 | 1384.5232 | 1702 | 1661.514 | 242 | 2.623 | 554.1834 | 8382.0297 | 98.0731 | 0.61413 | 56.6275 | 1.1597 | 0.018718 | 0.00020779 | 0.67274 | 0.83329 | {F3EC175B-7845-4CA9-AB09-DEC2A3B40256} | 192321121 | FORT SEWARD 1121 | 1602 | 40.1834 | -123.5765 | FORT SEWARD 11211602 | 122 | 100 | 38973.1362 | 36343.227 | 2629.9092 | 27815.4127 | 2021.7032 | 0.050286 | 0.02649 | 1.2092 | 7.0331 | 1388 | 4.5297 | 2046.8971 | 12715.3721 | 0
North Coast | 5257 | 811 | 1405.3648 | 1810 | 1726.9236 | 270 | 5.5618 | 964.3371 | 20051.919 | 297.893 | 12.0524 | 426.3832 | 1.4607 | 0.040964 | 0.00020693 | 0.44807 | 0.8138 | {03F8A00F-736A-4732-8784-8918754D1A39} | 43311102 | KONOCTI 1102 | 64664 | 38.9435 | -122.7976 | KONOCTI 110264664 | 379 | 329 | 79284.2138 | 46643.7092 | 32640.5046 | 43740.7498 | 31832.9869 | 0.05587 | 0.017585 | 1.7329 | 6.7037 | 1392 | 11.0602 | 2042.3674 | 12742.5351 | 0
North Coast | 4588 | 57 | 102.5553 | 152 | 138.3884 | 50 | 5.0184 | 1005.8448 | 13237.7208 | 199.4608 | 10.7631 | 486.7053 | 1.5428 | 0.013126 | 0.00020408 | 0.375 | 0.74107 | {ADA3ACDD-1F23-47D9-8D0C-75E817018764} | 43191101 | REDBUD 1101 | 454 | 39.0839 | -122.6601 | REDBUD 1101454 | 66 | 44 | 13036.2188 | 8939.3598 | 4096.859 | 8939.3598 | 4096.859 | 0.010204 | 0.002886 | 1.7992 | 3.04 | 1400 | 0.65628 | 2031.3071 | 12748.0865 | 0
North Coast | 2034 | 2259 | 4104.3522 | 3630 | 4739.851 | 369 | 3.3642 | 235.5646 | 1793.2102 | 9.7378 | 4.5829 | 138.013 | 1.1884 | 0.033444 | 0.00020357 | 0.62231 | 0.86592 | {A45E0124-BCF3-4DBF-9317-CD21317A326D} | 42601101 | PHILO 1101 | circuit_breaker | 39.064 | -123.4378 | PHILO 1101circuit_breaker | 712 | 903 | 135354.5622 | 79786.4997 | 55568.0625 | 48254.7037 | 22956.1468 | 0.075119 | 0.035664 | 1.8169 | 9.8374 | 1401 | 12.3408 | 2030.6508 | 12778.0526 | 0
North Coast | 9616 | 1 | 2.9829 | 1 | 2.9829 | 1 |  |  |  |  | 0 | 17.9854 | 1.0066 | 1.5991e-05 | 0.00020204 | 1 | 1 | {AA9B3AC3-107D-4281-A065-CEC882DC5747} | 192251102 | RIO DELL 1102 | 7124 | 40.4469 | -124.1399 | RIO DELL 11027124 | 6 | 0 | 1081.3743 | 1081.3743 | 0 | 1081.3743 | 0 | 0.00020204 | 0.00020204 | 2.9829 | 1 | 1405 | 1.5991e-05 | 2018.31 | 12778.7242 | 0
North Coast | 1573 | 143 | 233.7391 | 297 | 320.0253 | 36 | 3.412 | 2.5083 | 9.0707 | 0.18953 | 0.19998 | 0.45237 | 2.032 | 0.001531 | 0.00019996 | 0.48148 | 0.73038 | {DDE06CFF-C1C8-453E-9DCE-C51203C62E9C} | 43321104 | RINCON 1104 | circuit_breaker | 38.4899 | -122.6663 | RINCON 1104circuit_breaker | 194 | 442 | 28028.1891 | 9046.3288 | 18981.8603 | 4001.0684 | 7544.2171 | 0.0071987 | 0.0036952 | 1.6345 | 8.25 | 1412 | 0.055116 | 2018.31 | 12781.2088 | 0
North Coast | 4609 | 89 | 158.2543 | 92 | 159.7224 | 24 | 0.11714 | 31.8318 | 119.8626 | 0.022668 | 0.17008 | 8.7675 | 1.0115 | 0.014822 | 0.00019996 | 0.96739 | 0.99081 | {901979A9-33A5-4FBB-9019-2CBDDF98F849} | 192311141 | FRUITLAND 1141 | 8860 | 40.2829 | -123.8726 | FRUITLAND 11418860 | 61 | 149 | 10329.406 | 6108.7785 | 4220.6275 | 3211.911 | 478.6548 | 0.004799 | 0.010214 | 1.7781 | 3.8333 | 1413 | 0.35573 | 2018.2549 | 12783.2034 | 0
North Coast | 584 | 93 | 140.7576 | 118 | 152.4866 | 11 | 0 | 0 | 0 | 0 | 1.6645 | 4.5918 | 1.006 | 0.0030585 | 0.00019829 | 0.78814 | 0.92308 | {81BF210B-E399-451E-B158-93FB561813DD} | 192221103 | GARBERVILLE 1103 | circuit_breaker | 40.1031 | -123.7928 | GARBERVILLE 1103circuit_breaker | 99 | 404 | 15687.2267 | 3592.4976 | 12094.7291 | 841.9717 | 2305.5852 | 0.0021811 | 0.0036953 | 1.5135 | 10.7273 | 1420 | 0.033644 | 2017.8991 | 12783.7263 | 0
North Coast | 6357 | 462 | 768.254 | 790 | 859.6285 | 160 | 5.182 | 420.719 | 2125.2663 | 18.677 | 8.9802 | 425.6158 | 1.4351 | 0.010423 | 0.00019734 | 0.58481 | 0.8937 | {ADF7CDB1-D7EE-4238-AD1F-3FDE0907FF69} | 43361103 | HIGHLANDS 1103 | 1282 | 38.8802 | -122.6125 | HIGHLANDS 11031282 | 218 | 251 | 52001.2191 | 26925.5772 | 25075.6419 | 23288.0926 | 20569.3659 | 0.031575 | 0.010137 | 1.6629 | 4.9375 | 1423 | 1.6676 | 2017.8655 | 12798.1882 | 0
North Coast | 4594 | 548 | 990.4819 | 853 | 1130.1158 | 75 | 3.9573 | 45.0939 | 340.3908 | 4.3488 | 0.25496 | 6.5716 | 1.005 | 0.00060942 | 0.00019363 | 0.64244 | 0.87644 | {DFBBBB18-D02D-419D-977F-28C5BC8837E8} | 43081101 | BIG RIVER 1101 | 1286 | 39.3191 | -123.8002 | BIG RIVER 11011286 | 162 | 195 | 24471.5803 | 12142.2229 | 12329.3575 | 6546.1056 | 4985.4612 | 0.014522 | 0.0064304 | 1.8074 | 11.3733 | 1435 | 0.045707 | 2016.1979 | 12802.2533 | 0
North Coast | 7563 | 737 | 1182.3639 | 1110 | 1308.3713 | 138 | 3.128 | 181.3914 | 1538.5856 | 32.7069 | 5.6877 | 217.0194 | 1.4098 | 0.028043 | 0.00019354 | 0.66396 | 0.90369 | {D5E7700A-E368-40EA-8C45-A0E9AA2F6F54} | 43311102 | KONOCTI 1102 | 716 | 38.924 | -122.7205 | KONOCTI 1102716 | 127 | 69 | 37440.2847 | 27418.9124 | 10021.3723 | 21759.5686 | 5163.8409 | 0.026708 | 0.012121 | 1.6043 | 8.0435 | 1436 | 3.87 | 2016.1522 | 12815.766 | 0
North Coast | 1172 | 2515 | 4239.4893 | 3039 | 4479.483 | 228 | 2.4141 | 9.0187 | 34.5953 | 0.15157 | 0.1262 | 2.0069 | 1.0879 | 7.1917e-06 | 0.00019152 | 0.82757 | 0.94642 | {2F10EC8A-D66D-41A3-A96A-C091A52D1815} | 42761102 | FORT BRAGG A 1102 | 418 | 39.419 | -123.7976 | FORT BRAGG A 1102418 | 338 | 561 | 59721.3376 | 22747.0574 | 36974.2802 | 21780.1498 | 36489.3689 | 0.043667 | 0.025327 | 1.6857 | 13.3289 | 1445 | 0.0016397 | 2012.2822 | 12829.2915 | 0
North Coast | 413 | 3251 | 5303.6364 | 4181 | 5717.6514 | 277 | 3.6493 | 76.6337 | 440.8674 | 2.5525 | 0.54862 | 7.4001 | 1.008 | 0.0011158 | 0.00019152 | 0.77757 | 0.92759 | {F8ACD64A-30F6-4E37-A172-24BA9176BE45} | 192021122 | ARCATA 1122 | 5384 | 40.8273 | -124.0389 | ARCATA 11225384 | 315 | 391 | 57674.1355 | 28119.8007 | 29554.3348 | 24769.8423 | 26626.5889 | 0.053051 | 0.024668 | 1.6314 | 15.0939 | 1446 | 0.30908 | 2012.2805 | 12844.6736 | 0
North Coast | 3904 | 192 | 230.9111 | 359 | 314.0174 | 27 | 2.2767 | 57.9024 | 506.8226 | 2.4561 | 2.004 | 14.6545 | 0.97108 | 0.00053301 | 0.00019099 | 0.53482 | 0.73534 | {F4C78492-32F9-47FB-AA37-4818CAE3C60E} | 43321101 | RINCON 1101 | 576 | 38.4647 | -122.6512 | RINCON 1101576 | 281 | 371 | 33656.7823 | 16916.5683 | 16740.214 | 4105.0155 | 2103.8446 | 0.0051566 | 0.0026703 | 1.2027 | 13.2963 | 1449 | 0.014391 | 2011.9714 | 12847.2228 | 1
North Coast | 9323 | 972 | 1905.5172 | 1054 | 1941.5118 | 91 | 0.29037 | 149.7419 | 2248.8447 | 2.1119 | 0.21042 | 20.6969 | 1.0766 | 0.031305 | 0.0001902 | 0.9222 | 0.98146 | {BF5AD074-5FDE-42FF-9EE4-EC1E7EF14392} | 192221102 | GARBERVILLE 1102 | 56048 | 40.1477 | -124.0196 | GARBERVILLE 110256048 | 32 | 13 | 9253.7445 | 7998.8346 | 1254.9099 | 7998.8346 | 1254.9099 | 0.017308 | 0.026734 | 1.9604 | 11.5824 | 1450 | 2.8488 | 2011.9571 | 12852.1901 | 1
North Coast | 6550 | 120 | 184.62 | 363 | 312.194 | 59 | 2.9287 | 53.5278 | 779.4191 | 9.719 | 1.3238 | 31.0999 | 1.1129 | 0.0033558 | 0.00018981 | 0.33058 | 0.59136 | {9217337C-879F-471A-BA6E-83EA099544C5} | 43071103 | DUNBAR 1103 | 3127 | 38.3329 | -122.49 | DUNBAR 11033127 | 104 | 102 | 23989.0554 | 15768.1584 | 8220.8969 | 14668.3464 | 7724.8153 | 0.011199 | 0.0049119 | 1.5385 | 6.1525 | 1451 | 0.19799 | 2009.1083 | 12861.2991 | 0
North Coast | 8429 | 1007 | 1571.9157 | 1229 | 1686.0588 | 108 | 3.5197 | 51.3736 | 478.358 | 3.5848 | 0.32432 | 5.7896 | 1.1152 | 5.5578e-06 | 0.00018842 | 0.81937 | 0.9323 | {A36BE560-E1CB-4559-8E7E-01132EBA1D0A} | 43081101 | BIG RIVER 1101 | 954 | 39.363 | -123.8129 | BIG RIVER 1101954 | 122 | 136 | 20965.4038 | 13095.0592 | 7870.3447 | 11972.4011 | 7353.557 | 0.020349 | 0.0092782 | 1.561 | 11.3796 | 1455 | 0.00060024 | 2008.9103 | 12868.734 | 0
North Coast | 5345 | 515 | 846.8463 | 601 | 886.3444 | 69 | 4.5196 | 42.5211 | 251.0266 | 2.6816 | 0.75519 | 8.6742 | 1.0067 | 4.7003e-06 | 0.00018781 | 0.85691 | 0.95544 | {73132ABD-89F1-46DF-ADF4-0148C2A7C9B0} | 42841111 | GUALALA 1111 | circuit_breaker | 38.7862 | -123.5219 | GUALALA 1111circuit_breaker | 92 | 76 | 9335.4727 | 6218.5195 | 3116.9531 | 5963.2451 | 3116.9531 | 0.012959 | 0.004882 | 1.6444 | 8.7101 | 1458 | 0.00032432 | 2008.9097 | 12872.4371 | 0
North Coast | 7360 | 113 | 217.9581 | 190 | 242.1588 | 73 | 3.8523 | 759.8467 | 7166.1066 | 113.8593 | 4.908 | 1220.8528 | 1.8782 | 0.059961 | 0.00018538 | 0.59474 | 0.90006 | {805F8CD4-618B-4641-8C2C-AEC1BF35DB49} | 43361102 | HIGHLANDS 1102 | 628 | 38.9823 | -122.603 | HIGHLANDS 1102628 | 58 | 31 | 29074.0249 | 22902.6806 | 6171.3443 | 22902.6806 | 6171.3443 | 0.013533 | 0.0043719 | 1.9288 | 2.6027 | 1463 | 4.3771 | 2008.9094 | 12886.6597 | 0
North Coast | 6060 | 3250 | 5521.661 | 3704 | 5731.1924 | 354 | 0.47408 | 147.1612 | 1780.0594 | 2.0431 | 0.1489 | 24.9448 | 1.1532 | 0.052487 | 0.00018315 | 0.87743 | 0.96344 | {83499CD2-C0F0-4DE8-A7FA-CECB9345AEE8} | 192251102 | RIO DELL 1102 | 4230 | 40.4172 | -124.0895 | RIO DELL 11024230 | 68 | 32 | 37599.7998 | 36927.9603 | 671.8395 | 36847.6257 | 671.8395 | 0.064835 | 0.08529 | 1.699 | 10.4633 | 1472 | 18.5803 | 2004.5322 | 12909.5421 | 0
North Coast | 7349 | 19 | 32.6175 | 30 | 37.5341 | 6 | 2.1861 | 6.7215 | 19.7386 | 0.046629 | 1.7017 | 3.663 | 1.0022 | 7.1186e-06 | 0.00018276 | 0.63333 | 0.86901 | {C8B7B79F-9539-45C9-8977-9A8FC5806A25} | 42761103 | FORT BRAGG A 1103 | circuit_breaker | 39.4351 | -123.7995 | FORT BRAGG A 1103circuit_breaker | 141 | 235 | 13605.6687 | 4315.8195 | 9289.8492 | 271.1874 | 523.4882 | 0.0010965 | 0.00064294 | 1.7167 | 5 | 1475 | 4.2712e-05 | 1985.952 | 12909.7105 | 0
North Coast | 4596 | 674 | 1175.3089 | 857 | 1261.0901 | 67 | 3.3176 | 40.7449 | 221.2824 | 1.0235 | 0.26907 | 7.5691 | 1.0606 | 0.00022455 | 0.00018226 | 0.78646 | 0.93198 | {A53E45F3-3435-4AAC-A0E8-0F3C42F17E7B} | 42981101 | ELK 1101 | 8779 | 39.2234 | -123.7339 | ELK 11018779 | 52 | 45 | 15071.2918 | 6865.4129 | 8205.8789 | 6865.4129 | 8205.8789 | 0.012212 | 0.0056009 | 1.7438 | 12.791 | 1476 | 0.015045 | 1985.9519 | 12913.9739 | 0
North Coast | 6947 | 719 | 1227.247 | 950 | 1337.9055 | 115 | 1.2277 | 46.0638 | 235.1419 | 0.55156 | 0.18138 | 8.3254 | 1.0116 | 0.0018025 | 0.00018197 | 0.75684 | 0.91729 | {AF459D89-AFC9-4CD3-8D0B-AF684DED3FA0} | 192021121 | ARCATA 1121 | 1206 | 40.8684 | -124.0707 | ARCATA 11211206 | 237 | 269 | 43650.5109 | 25263.8878 | 18386.6231 | 11057.5552 | 3843.368 | 0.020927 | 0.017881 | 1.7069 | 8.2609 | 1479 | 0.20728 | 1985.9369 | 12920.8407 | 0
North Coast | 9493 | 0 | 0 | 1 | 0.35094 | 1 | 1.27 | 113.5378 | 1014.3189 | 4.8416 | 0.0088496 | 29.0538 | 1.0022 | 2.0413e-05 | 0.00018163 | 0 | 0 | {E7C5D89B-64E1-4E8D-A11F-B21BB10A3931} | 43141101 | MIDDLETOWN 1101 | 612 | 38.6742 | -122.5875 | MIDDLETOWN 1101612 | 31 | 29 | 19701.1136 | 6226.4809 | 13474.6328 | 6226.4809 | 13474.6328 | 0.00018163 | 0.00014301 |  | 1 | 1482 | 2.0413e-05 | 1985.7296 | 12924.7073 | 1
North Coast | 574 | 100 | 218.2857 | 238 | 273.7185 | 35 | 4.8706 | 47.6086 | 580.8557 | 22.8645 | 1.666 | 103.2398 | 1.109 | 0.0013549 | 0.00018044 | 0.42017 | 0.79748 | {DA9B8D37-5C46-437A-B55A-1CC1BE987A25} | 43351106 | LUCERNE 1106 | 47198 | 39.0936 | -122.7958 | LUCERNE 110647198 | 163 | 717 | 40903.9032 | 9365.4324 | 31538.4708 | 4671.7433 | 9758.2107 | 0.0063153 | 0.0020913 | 2.1829 | 6.8 | 1485 | 0.04742 | 1985.7296 | 12927.6084 | 0
North Coast | 5241 | 0 | 0 | 1 | 0.45574 | 1 | 2.6196 | 49.0659 | 317.9757 | 7.381 | 1.294e-11 | 0.022124 | 1 | 4.557e-06 | 0.0001797 | 0 | 0 | {B9E22F01-648D-4F6F-B1E0-311BE99AC492} | 42631108 | PETALUMA C 1108 | 600 | 38.2425 | -122.6796 | PETALUMA C 1108600 | 249 | 380 | 38359.4799 | 13922.7445 | 24436.7354 | 8142.768 | 12827.0764 | 0.0001797 | 6.8599e-05 |  | 1 | 1486 | 4.557e-06 | 1985.6822 | 12932.6651 | 0
North Coast | 2125 | 330 | 448.0538 | 665 | 574.5816 | 176 | 5.5475 | 961.6825 | 12908.4686 | 154.4839 | 10.5617 | 411.2355 | 1.4414 | 0.032907 | 0.00017897 | 0.49624 | 0.77979 | {03A33F3F-5506-459A-89E7-ACD76DFFDD38} | 42251101 | HOPLAND 1101 | 4626 | 38.9711 | -123.1134 | HOPLAND 11014626 | 315 | 318 | 78618.1891 | 49646.9813 | 28971.2078 | 40127.548 | 18922.3364 | 0.031498 | 0.0092716 | 1.3577 | 3.7784 | 1491 | 5.7917 | 1985.6822 | 12957.5843 | 0
North Coast | 230 | 108 | 169.4895 | 219 | 213.4896 | 24 | 2.5933 | 38.4327 | 273.7937 | 3.1829 | 2.3854 | 12.4191 | 1.0099 | 0.0011867 | 0.00017537 | 0.49315 | 0.7939 | {4082A2F1-8D28-4818-ADB2-9A809F438C96} | 43311102 | KONOCTI 1102 | 2293 | 38.9455 | -122.6673 | KONOCTI 11022293 | 44 | 81 | 6782.8665 | 2820.5709 | 3962.2956 | 2621.5628 | 3870.2605 | 0.0042089 | 0.0023565 | 1.5693 | 9.125 | 1501 | 0.02848 | 1979.8905 | 12959.2123 | 0
North Coast | 2706 | 134 | 253.9346 | 284 | 320.7858 | 43 | 4.1625 | 230.0337 | 909.2048 | 6.6654 | 1.208 | 84.3947 | 1.1043 | 0.00018395 | 0.00017282 | 0.47183 | 0.7916 | {32CDF0E8-BDA5-4E37-8B42-CD1492E2A580} | 42981101 | ELK 1101 | 900 | 39.0468 | -123.685 | ELK 1101900 | 262 | 226 | 48739.9082 | 33079.2876 | 15660.6206 | 9529.0573 | 2869.2154 | 0.0074313 | 0.0025759 | 1.895 | 6.6047 | 1515 | 0.00791 | 1979.862 | 12965.1298 | 0
North Coast | 1525 | 1682 | 2634.1225 | 2365 | 2957.877 | 152 | 2.4177 | 63.7156 | 420.2283 | 0.74822 | 0.22484 | 5.9832 | 1.1141 | 0.0010151 | 0.0001724 | 0.71121 | 0.89054 | {909F40E6-1D12-4BBB-BCCE-5ABCF3C59E2F} | 192291121 | CARLOTTA 1121 | 4914 | 40.5335 | -124.0415 | CARLOTTA 11214914 | 220 | 419 | 42898.8658 | 22809.6793 | 20089.1865 | 15711.3837 | 10003.2935 | 0.026204 | 0.014096 | 1.5661 | 15.5592 | 1516 | 0.15429 | 1979.8541 | 12974.8866 | 0
North Coast | 2709 | 29 | 35.6037 | 86 | 68.4072 | 5 | 3.5965 | 61.2944 | 249.0106 | 1.2979 | 8.354 | 202.226 | 1.2708 | 0.014578 | 0.00017187 | 0.33721 | 0.52047 | {72AE5EDE-AC15-4265-AF32-67B0F370C217} | 42561107 | FULTON 1107 | circuit_breaker | 38.497 | -122.7619 | FULTON 1107circuit_breaker | 508 | 788 | 59910.99 | 22107.5267 | 37803.4632 | 487.3016 | 748.4625 | 0.00085933 | 0.00037212 | 1.2277 | 17.2 | 1517 | 0.072892 | 1979.6998 | 12975.1892 | 0
North Coast | 6055 | 323 | 503.356 | 679 | 685.6411 | 77 | 1.0554 | 300.6395 | 4588.4675 | 8.9138 | 0.093064 | 16.8444 | 1.0249 | 0.0010637 | 0.00017139 | 0.4757 | 0.73414 | {ABEF63BB-FD93-485F-8439-718A3A0F3B42} | 192171101 | WILLOW CREEK 1101 | 91926 | 40.9382 | -123.8461 | WILLOW CREEK 110191926 | 57 | 59 | 21047.6068 | 17080.2643 | 3967.3425 | 7078.2935 | 2362.0353 | 0.013197 | 0.013013 | 1.5584 | 8.8182 | 1518 | 0.081905 | 1979.6269 | 12979.5849 | 0
North Coast | 5753 | 297 | 453.4226 | 346 | 480.6873 | 34 | 2.2355 | 64.6539 | 665.1945 | 3.4525 | 0.47697 | 5.2973 | 1 | 6.2266e-06 | 0.00016812 | 0.85838 | 0.94328 | {69363607-FF8E-409A-B5BD-8D40D2F4E07A} | 43081101 | BIG RIVER 1101 | 2183 | 39.3445 | -123.7782 | BIG RIVER 11012183 | 42 | 45 | 5944.8098 | 4246.8638 | 1697.9459 | 4246.8638 | 1697.9459 | 0.0057161 | 0.0031868 | 1.5267 | 10.1765 | 1523 | 0.0002117 | 1979.545 | 12982.2222 | 0
North Coast | 1776 | 195 | 282.9636 | 348 | 325.1812 | 43 | 2.6996 | 6.2209 | 38.4833 | 1.0271 | 4.6213 | 15.5532 | 0.98096 | 5.2922e-06 | 0.0001678 | 0.56034 | 0.87017 | {7E2F1938-FEBF-4ABD-86B8-56A7EC0C222F} | 43211101 | HARTLEY 1101 | 738 | 39.0621 | -122.9311 | HARTLEY 1101738 | 229 | 701 | 45344.7705 | 12990.0963 | 32354.6742 | 3766.2764 | 7619.9811 | 0.0072154 | 0.0034256 | 1.4511 | 8.093 | 1524 | 0.00022757 | 1979.5448 | 12984.561 | 0
North Coast | 7183 | 22 | 32.2481 | 59 | 48.3545 | 17 | 2.5335 | 22.6024 | 233.21 | 4.9048 | 0.42634 | 12.142 | 1.0056 | 0.0010637 | 0.00016763 | 0.37288 | 0.66691 | {A3F717BF-A7F9-4D6D-9334-FEB4D4CA058B} | 43351106 | LUCERNE 1106 | 2327 | 39.0672 | -122.7833 | LUCERNE 11062327 | 30 | 103 | 6578.3575 | 2038.5927 | 4539.7648 | 1891.7626 | 3406.5386 | 0.0028498 | 0.0015355 | 1.4658 | 3.4706 | 1525 | 0.018082 | 1979.5446 | 12985.7358 | 0
North Coast | 1680 | 1115 | 2249.3483 | 1515 | 2432.304 | 97 | 3.3622 | 56.626 | 330.4761 | 1.9803 | 0.41869 | 10.1002 | 1.0201 | 0.00029938 | 0.00016718 | 0.73597 | 0.92478 | {51F158BA-B081-4FAF-A03B-EC569F9C35AD} | 42981101 | ELK 1101 | 91336 | 39.2238 | -123.7688 | ELK 110191336 | 119 | 116 | 21915.3013 | 13315.4628 | 8599.8385 | 11968.0294 | 6758.5078 | 0.016216 | 0.0071896 | 2.0174 | 15.6186 | 1527 | 0.02904 | 1979.5265 | 12993.1679 | 0
North Coast | 1816 | 1560 | 2352.7391 | 1986 | 2544.6 | 181 | 3.7588 | 44.5556 | 207.8023 | 0.90054 | 0.6908 | 9.093 | 1.4449 | 7.0733e-05 | 0.00016526 | 0.7855 | 0.9246 | {9AB01B94-B2A5-4A8A-9109-9F42C093DB3E} | 42761104 | FORT BRAGG A 1104 | 4690 | 39.4417 | -123.7902 | FORT BRAGG A 11044690 | 290 | 494 | 42832.0952 | 23032.9774 | 19799.1178 | 18031.2616 | 11461.9409 | 0.029912 | 0.012988 | 1.5082 | 10.9724 | 1530 | 0.012803 | 1979.4974 | 13004.3654 | 0
North Coast | 1782 | 995 | 1334.4846 | 1767 | 1787.86 | 247 | 3.7735 | 196.8119 | 2393.7681 | 19.571 | 2.9542 | 146.1327 | 1.3354 | 0.032468 | 0.00016479 | 0.5631 | 0.74641 | {EFFBC73B-5CF0-4391-8D52-00A9D7379A46} | 42821101 | CLOVERDALE 1101 | 112 | 38.8021 | -123.0182 | CLOVERDALE 1101112 | 444 | 1077 | 99513.9079 | 43621.7134 | 55892.1945 | 30254.9758 | 14059.7954 | 0.040704 | 0.015622 | 1.3412 | 7.1538 | 1532 | 8.0196 | 1979.4846 | 13023.1537 | 0
North Coast | 570 | 961 | 1564.7043 | 1129 | 1645.9978 | 108 | 3.3607 | 113.1407 | 687.5226 | 6.6988 | 0.58096 | 25.3638 | 1.0531 | 0.003681 | 0.00016439 | 0.8512 | 0.95061 | {72A22D65-E2E8-42C5-897F-8C8D23CE5089} | 43381101 | POINT ARENA 1101 | circuit_breaker | 38.9123 | -123.6794 | POINT ARENA 1101circuit_breaker | 145 | 105 | 29465.8404 | 18269.3482 | 11196.4922 | 18269.3482 | 11196.4922 | 0.017754 | 0.0082357 | 1.6282 | 10.4537 | 1535 | 0.39755 | 1971.4651 | 13034.499 | 0
North Coast | 7630 | 285 | 463.2831 | 355 | 497.481 | 28 | 3.7933 | 21.2541 | 201.7608 | 1.3466 | 0.39215 | 2.8159 | 1.0002 | 5.2216e-06 | 0.00016291 | 0.80282 | 0.93126 | {B849FFAE-ED7D-4C30-A59F-EE2E39484950} | 43081101 | BIG RIVER 1101 | 5065 | 39.3644 | -123.7985 | BIG RIVER 11015065 | 35 | 38 | 6743.9921 | 3543.5774 | 3200.4147 | 3543.5774 | 3200.4147 | 0.0045614 | 0.0022008 | 1.6256 | 12.6786 | 1539 | 0.0001462 | 1971.0675 | 13036.6995 | 0
North Coast | 9592 | 9 | 9.4062 | 21 | 17.469 | 1 | 2.1792 | 678.0563 | 8061.876 | 17.5689 | 0.10841 | 64.8042 | 1.25 | 0.0035147 | 0.00016032 | 0.42857 | 0.53845 | {26E5272A-CBC3-4332-B0D6-5C00B9086880} | 42861101 | ANNAPOLIS 1101 | circuit_breaker | 38.6801 | -123.311 | ANNAPOLIS 1101circuit_breaker | 16 | 3 | 1119.422 | 1058.7166 | 60.7054 | 1058.7166 | 60.7054 | 0.00016032 | 7.3567e-05 | 1.0451 | 21 | 1545 | 0.0035147 | 1971.0674 | 13037.357 | 0
North Coast | 7221 | 282 | 452.6152 | 508 | 539.0876 | 71 | 2.5473 | 215.4384 | 2075.1854 | 10.1477 | 2.2553 | 93.437 | 1.3552 | 0.02274 | 0.00015912 | 0.55512 | 0.83959 | {3EE95B4C-7440-4D46-99D3-576CFD7E946C} | 43311102 | KONOCTI 1102 | 948 | 38.9109 | -122.6462 | KONOCTI 1102948 | 111 | 169 | 22389.5005 | 12598.6341 | 9790.8664 | 9863.4507 | 8767.2857 | 0.011298 | 0.0066975 | 1.605 | 7.1549 | 1546 | 1.6146 | 1971.0639 | 13043.4822 | 0
North Coast | 3432 | 188 | 300.6509 | 525 | 389.5273 | 134 | 2.6209 | 880.5887 | 6535.4578 | 38.9419 | 8.4421 | 800.7203 | 1.5484 | 0.03275 | 0.00015827 | 0.3581 | 0.77184 | {F5CA881C-11A8-4857-9165-F7C1423FEF9F} | 43141103 | MIDDLETOWN 1103 | 830 | 38.7561 | -122.6052 | MIDDLETOWN 1103830 | 254 | 187 | 83433.1222 | 62352.3339 | 21080.7883 | 40504.507 | 12641.1256 | 0.021208 | 0.011163 | 1.5992 | 3.9179 | 1550 | 4.3884 | 1969.4493 | 13068.6355 | 0
North Coast | 7979 | 241 | 417.3748 | 290 | 439.6093 | 28 | 3.3426 | 27.4153 | 113.2948 | 0.51559 | 0.02323 | 2.5982 | 1 | 5.2364e-06 | 0.00015799 | 0.83103 | 0.94942 | {C5260397-7BFE-45E3-969A-B60D6BAD6CE0} | 42841112 | GUALALA 1112 | 4431 | 38.7872 | -123.5577 | GUALALA 11124431 | 27 | 41 | 5171.4033 | 2379.9343 | 2791.469 | 2212.4234 | 2755.6991 | 0.0044238 | 0.0022071 | 1.7318 | 10.3571 | 1552 | 0.00014662 | 1965.0609 | 13070.0094 | 0
North Coast | 4359 | 172 | 303.4395 | 496 | 418.507 | 105 | 5.1825 | 77.1084 | 799.3103 | 13.4772 | 4.796 | 159.2246 | 1.3886 | 0.0086285 | 0.00015746 | 0.34677 | 0.72505 | {BFEEA045-A307-47A2-9C2E-0B69ACE24065} | 43351106 | LUCERNE 1106 | 526 | 39.0763 | -122.783 | LUCERNE 1106526 | 173 | 366 | 34906.4402 | 17455.0829 | 17451.3574 | 16072.0884 | 13994.239 | 0.016534 | 0.007201 | 1.7642 | 4.7238 | 1554 | 0.906 | 1965.0607 | 13079.9902 | 0
North Coast | 7276 | 47 | 138.6758 | 109 | 153.1188 | 17 | 3.07 | 71.8399 | 285.6409 | 2.5294 | 6.3218 | 53.5568 | 1.3157 | 0.0028085 | 0.00015716 | 0.43119 | 0.90567 | {9A7B1854-4374-4D14-BB43-EA4EAD6446AB} | 43211101 | HARTLEY 1101 | circuit_breaker | 39.0767 | -122.933 | HARTLEY 1101circuit_breaker | 57 | 44 | 8035.3779 | 4864.6418 | 3170.7361 | 2204.3614 | 1366.8608 | 0.0026718 | 0.0012419 | 2.9505 | 6.4118 | 1555 | 0.047745 | 1964.1547 | 13081.3591 | 0
North Coast | 3145 | 143 | 439.0299 | 242 | 476.1653 | 52 | 6.4434 | 1078.4956 | 5239.3267 | 108.0752 | 5.4362 | 217.7815 | 1.2609 | 0.0069807 | 0.00015686 | 0.59091 | 0.92201 | {BCD422E2-9AE0-44D1-BF49-26A0E5D7C844} | 42271103 | COTATI 1103 | 61736 | 38.2767 | -122.8912 | COTATI 110361736 | 184 | 267 | 40790.8251 | 26748.6696 | 14042.1555 | 18397.7495 | 6698.3068 | 0.0081567 | 0.0024335 | 3.0701 | 4.6538 | 1556 | 0.363 | 1964.107 | 13092.7841 | 0
North Coast | 2968 | 3393 | 5396.4147 | 3794 | 5599.3687 | 368 | 3.9723 | 122.3677 | 558.0082 | 2.7793 | 1.0256 | 34.574 | 1.0771 | 0.00023444 | 0.00015671 | 0.89431 | 0.96375 | {EADE9BC7-FA33-4E78-987B-E6772CEF7A88} | 42601102 | PHILO 1102 | 1308 | 39.1863 | -123.5804 | PHILO 11021308 | 310 | 276 | 82076.1543 | 51499.148 | 30577.0062 | 51499.148 | 30577.0062 | 0.057668 | 0.024346 | 1.5905 | 10.3098 | 1558 | 0.086273 | 1963.744 | 13124.7651 | 0
North Coast | 1711 | 184 | 296.3565 | 249 | 325.8394 | 27 | 2.737 | 21.527 | 104.116 | 0.59024 | 0.68084 | 4.8021 | 1.0097 | 5.3411e-06 | 0.00015661 | 0.73896 | 0.90952 | {DDD68DD3-36B2-4580-BE12-D96815D31D50} | 42841111 | GUALALA 1111 | 402866 | 38.7594 | -123.5129 | GUALALA 1111402866 | 27 | 15 | 3146.271 | 2560.4032 | 585.8677 | 2022.5208 | 585.8677 | 0.0042284 | 0.0021708 | 1.6106 | 9.2222 | 1559 | 0.00014421 | 1963.6577 | 13126.021 | 0
North Coast | 5862 | 36 | 46.5894 | 142 | 93.1303 | 20 | 4.0526 | 31.0419 | 263.238 | 3.2188 | 3.7967 | 46.2551 | 1.1439 | 0.0040003 | 0.00015589 | 0.25352 | 0.50026 | {2993BF9E-90A5-4634-AB04-8D39B8C96792} | 43411102 | CALPELLA 1102 | circuit_breaker | 39.197 | -123.1926 | CALPELLA 1102circuit_breaker | 219 | 252 | 27584.2787 | 14778.125 | 12806.1537 | 3000.9026 | 1821.8261 | 0.0031178 | 0.0012372 | 1.2942 | 7.1 | 1562 | 0.080005 | 1963.6576 | 13127.8846 | 0
North Coast | 3121 | 10 | 15.2774 | 39 | 31.6109 | 11 | 2.2151 | 97.7231 | 697.0297 | 25.6937 | 5.3741 | 106.684 | 1.1018 | 0.0016936 | 0.00015533 | 0.25641 | 0.4833 | {883C1192-DE93-49B0-9D61-992A9165A32C} | 42721104 | SONOMA 1104 | 78372 | 38.2972 | -122.5041 | SONOMA 110478372 | 289 | 333 | 50691.8189 | 27765.3023 | 22926.5166 | 26611.5178 | 21270.6772 | 0.0017086 | 0.0010893 | 1.5277 | 3.5455 | 1563 | 0.01863 | 1963.5776 | 13144.4104 | 0
North Coast | 4409 | 281 | 457.198 | 737 | 657.7024 | 116 | 4.1597 | 41.584 | 434.4238 | 3.4503 | 2.5105 | 18.997 | 1.1587 | 0.0050679 | 0.00015334 | 0.38128 | 0.69514 | {C851DF07-17A8-4945-A053-68AC77422563} | 43411101 | CALPELLA 1101 | circuit_breaker | 39.1969 | -123.1927 | CALPELLA 1101circuit_breaker | 398 | 552 | 59702.5655 | 32842.3149 | 26860.2506 | 17245.9403 | 10008.7228 | 0.017787 | 0.010115 | 1.627 | 6.3534 | 1573 | 0.58788 | 1963.5589 | 13155.1201 | 0
North Coast | 312 | 90 | 142.2041 | 259 | 222.6493 | 39 | 1.8667 | 13.3621 | 104.4433 | 0.47388 | 0.79811 | 5.7302 | 1.005 | 0.0020208 | 0.00015262 | 0.34749 | 0.63869 | {5AA0A9EA-0FB6-4230-B4CC-9462B9350D46} | 43071103 | DUNBAR 1103 | 440 | 38.3424 | -122.4968 | DUNBAR 1103440 | 330 | 1047 | 72072.2813 | 22799.1788 | 49273.1024 | 4464.9005 | 7184.3592 | 0.0059522 | 0.0046996 | 1.58 | 6.641 | 1577 | 0.078811 | 1962.971 | 13157.8928 | 1
North Coast | 2382 | 1875 | 3209.0354 | 2429 | 3464.228 | 219 | 2.1261 | 23.5275 | 131.6704 | 0.50759 | 0.26317 | 3.8387 | 1.5319 | 2.8153e-05 | 0.00015213 | 0.77192 | 0.92633 | {88ABC052-C1CA-454C-9520-7292289269D5} | 42761102 | FORT BRAGG A 1102 | 35592 | 39.3941 | -123.7793 | FORT BRAGG A 110235592 | 268 | 398 | 47830.408 | 21272.3021 | 26558.1059 | 21272.3021 | 26558.1059 | 0.033316 | 0.021276 | 1.7115 | 11.0913 | 1580 | 0.0061655 | 1962.8922 | 13171.1029 | 0
North Coast | 510 | 225 | 386.2481 | 234 | 391.2004 | 31 | 1.7985 | 62.0202 | 345.7738 | 0.84075 | 0.35327 | 12.6498 | 1.0223 | 0.0032464 | 0.00015182 | 0.96154 | 0.98734 | {6151271A-BC5B-476A-8700-C63C19F32AF9} | 43381101 | POINT ARENA 1101 | 47952 | 38.9145 | -123.6392 | POINT ARENA 110147952 | 116 | 81 | 23668.8231 | 16717.6297 | 6951.1934 | 16717.6297 | 6951.1934 | 0.0047065 | 0.0031603 | 1.7167 | 7.5484 | 1583 | 0.10064 | 1962.8861 | 13181.4845 | 0
North Coast | 6987 | 625 | 783.8629 | 1493 | 1208.1798 | 194 | 4.1949 | 986.6344 | 13052.0058 | 132.0261 | 5.6937 | 303.6633 | 1.3759 | 0.01826 | 0.0001515 | 0.41862 | 0.6488 | {5F898AAB-A822-418A-A7D3-2566EAF134B5} | 42871101 | UPPER LAKE 1101 | 1276 | 39.1586 | -122.989 | UPPER LAKE 11011276 | 151 | 278 | 42234.7914 | 20671.4818 | 21563.3096 | 20671.4818 | 21563.3096 | 0.029391 | 0.010849 | 1.2542 | 7.6959 | 1584 | 3.5424 | 1962.7854 | 13194.3215 | 0
North Coast | 5533 | 534 | 914.5176 | 1918 | 1438.4777 | 213 | 4.9331 | 392.332 | 6458.3093 | 69.0527 | 1.3172 | 42.5396 | 1.1929 | 0.00045595 | 0.00015002 | 0.27842 | 0.63575 | {A99474C6-C1F9-4A19-8465-2D8ED25CEFB7} | 42771115 | UKIAH 1115 | circuit_breaker | 39.1433 | -123.1916 | UKIAH 1115circuit_breaker | 433 | 536 | 75254.8118 | 40874.779 | 34380.0328 | 26755.7552 | 28626.4167 | 0.031955 | 0.01163 | 1.7126 | 9.0047 | 1592 | 0.097118 | 1959.2431 | 13210.9368 | 0
North Coast | 9153 | 299 | 426.2815 | 462 | 524.3944 | 50 | 1.6315 | 64.1766 | 426.1781 | 2.0853 | 0.26438 | 39.2366 | 1.1087 | 0.0011918 | 0.0001494 | 0.64719 | 0.8129 | {FA640947-6357-4303-A243-055CFBFA4C89} | 42811111 | MONTE RIO 1111 | 3891 | 38.5162 | -123.0644 | MONTE RIO 11113891 | 25 | 36 | 8962.1332 | 5703.541 | 3258.5922 | 5703.541 | 3258.5922 | 0.0074702 | 0.005618 | 1.4257 | 9.24 | 1595 | 0.059592 | 1959.1459 | 13214.4787 | 0
North Coast | 3876 | 412 | 571.1409 | 1019 | 930.6513 | 113 | 3.8532 | 253.002 | 3004.5307 | 50.959 | 4.6924 | 140.8501 | 1.3058 | 0.013866 | 0.00014767 | 0.40432 | 0.6137 | {C4DDBB89-4E15-4D06-A02D-161343869D3B} | 42751113 | FITCH MOUNTAIN 1113 | 24550 | 38.5793 | -122.878 | FITCH MOUNTAIN 111324550 | 290 | 240 | 62439.0172 | 35120.4777 | 27318.5394 | 12900.9804 | 9735.9263 | 0.016687 | 0.0073576 | 1.3863 | 9.0177 | 1604 | 1.5669 | 1959.0863 | 13222.4903 | 0
North Coast | 2224 | 943 | 1484.4941 | 1185 | 1596.0125 | 147 | 2.1335 | 81.8937 | 435.6361 | 1.7894 | 0.71632 | 16.6654 | 1.01 | 0.00014417 | 0.00014729 | 0.79578 | 0.93013 | {73B4F2ED-84BD-4C50-9DB1-F9DAD696FAA9} | 42981101 | ELK 1101 | circuit_breaker | 39.1293 | -123.7117 | ELK 1101circuit_breaker | 189 | 172 | 40768.3596 | 27400.2212 | 13368.1384 | 18644.2912 | 7124.5177 | 0.021651 | 0.013808 | 1.5742 | 8.0612 | 1607 | 0.021193 | 1957.5195 | 13234.0684 | 0
North Coast | 6920 | 1747 | 1886.0665 | 2410 | 2196.1519 | 319 | 1.3014 | 95.4374 | 927.5278 | 5.1828 | 0.56195 | 33.0488 | 1.116 | 0.006654 | 0.00014652 | 0.7249 | 0.85881 | {8F7144B3-988A-433A-A6F7-A1F0E4529E41} | 192411101 | LOW GAP 1101 | 4160 | 40.4272 | -123.481 | LOW GAP 11014160 | 283 | 250 | 39514.7953 | 34991.7062 | 4523.0891 | 34571.9467 | 4492.3741 | 0.046739 | 0.041339 | 1.0796 | 7.5549 | 1612 | 2.1226 | 1957.4983 | 13255.5375 | 0
North Coast | 685 | 307 | 519.1677 | 641 | 716.4731 | 42 | 1.2236 | 0.90638 | 4.8449 | 0.015906 | 0.36005 | 0.17257 | 1.4048 | 7.6293e-06 | 0.00014603 | 0.47894 | 0.72462 | {66A6713B-EEF9-4672-883A-89D2D2628FA8} | 42151107 | SANTA ROSA A 1107 | circuit_breaker | 38.4367 | -122.7133 | SANTA ROSA A 1107circuit_breaker | 212 | 674 | 40010.5296 | 9899.1863 | 30111.3433 | 4761.8386 | 10891.6551 | 0.0061331 | 0.005701 | 1.6911 | 15.2619 | 1615 | 0.00032043 | 1955.3757 | 13258.4946 | 0
North Coast | 9142 | 481 | 869.8701 | 567 | 910.182 | 73 | 1.4653 | 52.9056 | 505.2276 | 1.451 | 0.16618 | 15.3832 | 1.0272 | 8.1926e-06 | 0.00014439 | 0.84832 | 0.95571 | {69ECBFC6-9041-42D6-B70D-8E6BF5F8976F} | 42841111 | GUALALA 1111 | 445166 | 38.6937 | -123.4238 | GUALALA 1111445166 | 115 | 38 | 16207.7717 | 14711.3731 | 1496.3986 | 9193.5626 | 454.3565 | 0.010541 | 0.0076058 | 1.8085 | 7.7671 | 1620 | 0.00059806 | 1955.3754 | 13264.2038 | 0
North Coast | 453 | 188 | 337.2087 | 535 | 447.2233 | 97 | 3.9318 | 539.3647 | 11765.0303 | 287.2037 | 8.9055 | 338.1351 | 1.7149 | 0.014294 | 0.00014109 | 0.3514 | 0.75401 | {6139DC48-33A9-4D2F-A5A3-F8FF5CADADDE} | 43311102 | KONOCTI 1102 | 596 | 38.9406 | -122.78 | KONOCTI 1102596 | 275 | 516 | 45927.7718 | 21540.3672 | 24387.4045 | 15791.9595 | 15501.9019 | 0.013686 | 0.0057154 | 1.7937 | 5.5155 | 1628 | 1.3865 | 1955.3748 | 13274.0106 | 0
North Coast | 6292 | 270 | 402.3284 | 655 | 591.8702 | 85 | 2.4708 | 344.8639 | 6565.7703 | 35.3405 | 1.7241 | 48.1099 | 1.1754 | 0.026185 | 0.00013875 | 0.41221 | 0.67976 | {8E06DD08-111B-4D73-B845-1ABBADC77B32} | 42891101 | GEYSERVILLE 1101 | 37454 | 38.7047 | -122.9592 | GEYSERVILLE 110137454 | 174 | 105 | 32079.7363 | 19682.6267 | 12397.1096 | 10482.9729 | 8155.9463 | 0.011794 | 0.0077568 | 1.4901 | 7.7059 | 1636 | 2.2257 | 1953.9883 | 13280.5206 | 0
North Coast | 2491 | 609 | 832.9259 | 1521 | 1300.6495 | 236 | 4.1433 | 170.8942 | 1866.2169 | 26.4906 | 3.911 | 137.1031 | 1.2379 | 0.01886 | 0.00013815 | 0.40039 | 0.64039 | {1B09A511-4056-470A-B00D-4FB4522380B2} | 42561102 | FULTON 1102 | 287172 | 38.579 | -122.7705 | FULTON 1102287172 | 352 | 295 | 73018.0479 | 42798.2234 | 30219.8245 | 29351.4047 | 21099.6148 | 0.032604 | 0.015204 | 1.3677 | 6.4449 | 1642 | 4.4509 | 1951.7625 | 13298.7478 | 0
North Coast | 7055 | 227 | 373.3084 | 358 | 431.9726 | 30 | 4.8761 | 13.0815 | 44.0926 | 0.33839 | 0.33901 | 1.4357 | 1 | 3.5825e-06 | 0.00013771 | 0.63408 | 0.86419 | {0E0C2894-9F4C-4F14-AF8A-F5A44822C594} | 192431108 | HARRIS 1108 | 2062 | 40.7571 | -124.1469 | HARRIS 11082062 | 177 | 585 | 34770.7108 | 8481.5172 | 26289.1937 | 2687.4494 | 7345.5165 | 0.0041312 | 0.0016178 | 1.6445 | 11.9333 | 1648 | 0.00010748 | 1947.3116 | 13300.4167 | 0
North Coast | 5971 | 1598 | 2620.2255 | 2068 | 2848.3503 | 158 | 1.9811 | 51.6355 | 558.7525 | 2.3551 | 0.70843 | 12.4771 | 1.0677 | 0.013514 | 0.00013739 | 0.77273 | 0.91991 | {7CD25D9B-B7BF-4806-8728-687CBA0C8188} | 192221101 | GARBERVILLE 1101 | 35706 | 39.8714 | -123.7119 | GARBERVILLE 110135706 | 162 | 252 | 24034.4148 | 16258.1269 | 7776.2879 | 16258.1269 | 7776.2879 | 0.021708 | 0.015349 | 1.6397 | 13.0886 | 1651 | 2.1352 | 1947.3115 | 13310.513 | 0
North Coast | 1201 | 29 | 32.7707 | 104 | 73.872 | 15 | 1.6658 | 97.2974 | 765.4384 | 1.6883 | 1.9957 | 48.8628 | 1.1398 | 0.00098117 | 0.00013736 | 0.27885 | 0.44361 | {CBE456DC-501B-4A85-8947-55FFB864F380} | 42851121 | FORT ROSS 1121 | 2987 | 38.5419 | -123.09 | FORT ROSS 11212987 | 24 | 27 | 7211.3871 | 3345.8187 | 3865.5684 | 3345.8187 | 3865.5684 | 0.0020604 | 0.0016172 | 1.13 | 6.9333 | 1652 | 0.014718 | 1945.1763 | 13312.5908 | 0
North Coast | 8089 | 73 | 120.9519 | 141 | 149.5169 | 21 | 0.81563 | 2.871 | 7.737 | 0.022742 | 0.035398 | 1.127 | 1.381 | 7.8562e-06 | 0.00013607 | 0.51773 | 0.80895 | {BCC029FE-B790-4D1A-9B12-5D2C7AA3930D} | 43081101 | BIG RIVER 1101 | circuit_breaker | 39.3116 | -123.7865 | BIG RIVER 1101circuit_breaker | 71 | 120 | 9378.586 | 3058.0721 | 6320.5139 | 2894.9274 | 6320.5139 | 0.0028575 | 0.0027958 | 1.6569 | 6.7143 | 1658 | 0.00016498 | 1945.1616 | 13314.3885 | 0
North Coast | 6394 | 205 | 306.904 | 316 | 359.1432 | 47 | 2.2844 | 30.5464 | 141.1349 | 0.7671 | 1.7057 | 11.0727 | 0.99779 | 0.00011702 | 0.00013545 | 0.64873 | 0.85454 | {C88ECF07-A349-4E08-B534-12AB1E3B3B9B} | 43071101 | DUNBAR 1101 | 234 | 38.4218 | -122.5538 | DUNBAR 1101234 | 158 | 174 | 20026.4151 | 10449.6965 | 9576.7185 | 5211.7421 | 4174.5166 | 0.0063662 | 0.0034214 | 1.4971 | 6.7234 | 1663 | 0.0054998 | 1945.1614 | 13317.625 | 1
North Coast | 4382 | 634 | 808.2243 | 965 | 971.356 | 135 | 1.0039 | 490.2626 | 9029.4935 | 17.5557 | 1.7283 | 126.8407 | 1.1996 | 0.023527 | 0.00013465 | 0.65699 | 0.83206 | {71DE392B-20E6-4124-9FFE-851197719244} | 192411101 | LOW GAP 1101 | 4086 | 40.3025 | -123.3539 | LOW GAP 11014086 | 87 | 69 | 19778.9957 | 18494.205 | 1284.7907 | 18494.205 | 1284.7907 | 0.018178 | 0.016976 | 1.2748 | 7.1481 | 1670 | 3.1761 | 1945.1559 | 13329.1099 | 0
North Coast | 6880 | 1735 | 3032.6773 | 2009 | 3165.4128 | 148 | 1.8749 | 28.0014 | 150.8017 | 0.47454 | 0.19505 | 7.0199 | 1.1903 | 0.00020633 | 0.00013456 | 0.86361 | 0.95807 | {B18E180C-39A4-4EFB-8DCB-B1B629947F6E} | 43081101 | BIG RIVER 1101 | 69032 | 39.2995 | -123.789 | BIG RIVER 110169032 | 141 | 141 | 18347.6236 | 13621.9318 | 4725.6918 | 13621.9318 | 4725.6918 | 0.019915 | 0.013927 | 1.7479 | 13.5743 | 1671 | 0.030536 | 1941.9798 | 13337.5691 | 0
North Coast | 6326 | 10 | 24.3513 | 10 | 24.3513 | 1 |  |  |  |  | 0.0022124 | 8.196 | 1.0044 | 0.0031997 | 0.00013419 | 1 | 1 | {8CA524F1-8D7D-4618-99D9-A20A89A3DB89} | 42091102 | MIRABEL 1102 | 7347 | 38.5035 | -122.9486 | MIRABEL 11027347 | 17 | 94 | 3253.1792 | 1145.4102 | 2107.769 | 1145.4102 | 2107.769 | 0.00013419 | 0.00013419 | 2.4351 | 10 | 1677 | 0.0031997 | 1941.9492 | 13338.2804 | 0
North Coast | 4496 | 56 | 110.0776 | 69 | 116.0331 | 21 | 6.4089 | 19.1416 | 39.5267 | 0.43771 | 3.3607 | 12.0234 | 1.0015 | 3.2055e-06 | 0.00013341 | 0.81159 | 0.94867 | {B13BE392-390E-4E3B-A432-5336348FF9E8} | 42271104 | COTATI 1104 | 426 | 38.3265 | -122.7095 | COTATI 1104426 | 105 | 263 | 20085.5549 | 6253.9916 | 13831.5634 | 3056.6341 | 4201.2071 | 0.0028016 | 0.0010133 | 1.9657 | 3.2857 | 1681 | 6.7316e-05 | 1941.946 | 13340.1786 | 0
North Coast | 826 | 3795 | 6299.4267 | 4698 | 6716.8403 | 352 | 2.4899 | 57.1192 | 337.7235 | 1.3747 | 0.50643 | 9.4498 | 1.2171 | 7.9078e-05 | 0.0001334 | 0.80779 | 0.93786 | {62C9F82C-9B7A-4C03-B528-D0CC602C0334} | 42981101 | ELK 1101 | 1272 | 39.2233 | -123.768 | ELK 11011272 | 354 | 365 | 75878.311 | 36075.8659 | 39802.445 | 35495.0764 | 39652.5067 | 0.046958 | 0.027482 | 1.6599 | 13.3466 | 1682 | 0.027835 | 1941.946 | 13362.221 | 0
North Coast | 6413 | 352 | 588.9928 | 461 | 639.0589 | 66 | 3.1544 | 15.2056 | 111.3041 | 1.2979 | 1.5476 | 11.1906 | 1.0061 | 2.7171e-05 | 0.00013277 | 0.76356 | 0.92166 | {F1237B34-AE98-483F-8E45-6E7314FDEDD2} | 42841111 | GUALALA 1111 | 887180 | 38.7284 | -123.4702 | GUALALA 1111887180 | 113 | 43 | 10398.3199 | 8802.6895 | 1595.6304 | 7924.3024 | 1595.6304 | 0.0087629 | 0.004061 | 1.6733 | 6.9848 | 1686 | 0.0017933 | 1941.9181 | 13367.142 | 0
North Coast | 3962 | 257 | 507.6454 | 572 | 648.9157 | 71 | 2.2149 | 5.5552 | 36.6986 | 0.16858 | 2.1785 | 6.8086 | 1.0127 | 0.0005685 | 0.00013098 | 0.4493 | 0.7823 | {7B7F4A99-FA71-47CD-9812-ECE462607E94} | 43311108 | KONOCTI 1108 | 1278 | 38.9559 | -122.7274 | KONOCTI 11081278 | 165 | 389 | 33303.222 | 12812.7853 | 20490.4368 | 7722.6194 | 12123.2999 | 0.0092997 | 0.0046745 | 1.9753 | 8.0563 | 1697 | 0.040363 | 1941.9164 | 13371.9378 | 0
North Coast | 2130 | 423 | 655.2545 | 1065 | 920.8382 | 220 | 5.1974 | 1201.492 | 18945.4114 | 47.4111 | 5.4374 | 193.0394 | 1.3365 | 0.0071888 | 0.00013055 | 0.39718 | 0.71158 | {C7347FC3-B613-4AAE-82AC-3F7111D01C04} | 43411101 | CALPELLA 1101 | 542 | 39.2357 | -123.1787 | CALPELLA 1101542 | 233 | 206 | 59838.372 | 37984.1313 | 21854.2407 | 37983.2329 | 21825.0099 | 0.02872 | 0.014831 | 1.5491 | 4.8409 | 1698 | 1.5815 | 1941.876 | 13395.5254 | 0
North Coast | 748 | 2276 | 3426.7689 | 2518 | 3544.681 | 210 | 2.1406 | 23.1064 | 74.4089 | 0.20074 | 0.49507 | 9.6207 | 1.2016 | 6.1703e-05 | 0.00013036 | 0.90389 | 0.96674 | {1DB69746-E909-4FD7-90E8-E346F8AB657A} | 43081101 | BIG RIVER 1101 | 952 | 39.2695 | -123.7812 | BIG RIVER 1101952 | 262 | 319 | 35867.9595 | 26900.4145 | 8967.545 | 26689.2485 | 8764.0926 | 0.027375 | 0.018207 | 1.5056 | 11.9905 | 1700 | 0.012958 | 1940.2944 | 13412.0994 | 0
North Coast | 4928 | 566 | 971.6965 | 889 | 1113.3287 | 60 | 0.86634 | 53.5861 | 245.5274 | 0.40122 | 1.0902 | 23.8152 | 1.053 | 0.0011963 | 0.00013004 | 0.63667 | 0.87278 | {B2A085D5-4C4C-4026-B04B-46CF38E6CB2B} | 192251102 | RIO DELL 1102 | 70960 | 40.4163 | -123.9613 | RIO DELL 110270960 | 129 | 199 | 33044.5453 | 19246.0448 | 13798.5006 | 5431.663 | 4863.7866 | 0.0078026 | 0.0087395 | 1.7168 | 14.8167 | 1701 | 0.071776 | 1940.2815 | 13415.4724 | 0
North Coast | 6670 | 147 | 189.1691 | 257 | 253.7322 | 26 | 2.305 | 63.6739 | 719.4713 | 4.8654 | 3.5648 | 48.1736 | 1.1371 | 0.013758 | 0.00012853 | 0.57198 | 0.74555 | {40B1E31D-7977-4CD1-A0DB-03E15686CC3E} | 42821102 | CLOVERDALE 1102 | 670 | 38.7831 | -123.0115 | CLOVERDALE 1102670 | 137 | 99 | 15970.1655 | 9645.5215 | 6324.644 | 4063.4864 | 2783.4503 | 0.0033419 | 0.0022557 | 1.2869 | 9.8846 | 1705 | 0.3577 | 1940.2097 | 13417.9959 | 0
North Coast | 1493 | 1458 | 2384.4623 | 1876 | 2575.5854 | 187 | 0.47194 | 74.4901 | 554.6964 | 0.2036 | 0.26797 | 13.4127 | 1.1161 | 0.010631 | 0.0001267 | 0.77719 | 0.92579 | {A72343AE-8C2E-4D3F-9541-799C96B3BB35} | 192251102 | RIO DELL 1102 | 1504 | 40.4538 | -124.0477 | RIO DELL 11021504 | 86 | 106 | 22115.6549 | 19231.7001 | 2883.9548 | 17338.0675 | 2092.1149 | 0.023693 | 0.031886 | 1.6354 | 10.0321 | 1712 | 1.988 | 1939.852 | 13428.7628 | 1
North Coast | 2842 | 29 | 38.399 | 53 | 47.1215 | 7 | 5.8552 | 861.5389 | 15252.6245 | 253.9543 | 2.1887 | 87.243 | 1.1846 | 0.00015069 | 0.00012669 | 0.54717 | 0.81489 | {4F4D60A8-18DF-4AD7-9533-2FDA5C5224B4} | 42771114 | UKIAH 1114 | 544 | 39.123 | -123.1811 | UKIAH 1114544 | 143 | 147 | 21655.4821 | 16090.1587 | 5565.3234 | 423.9084 | 460.9537 | 0.00088684 | 0.00020075 | 1.3241 | 7.5714 | 1713 | 0.0010548 | 1937.864 | 13429.0261 | 0
North Coast | 7028 | 1967 | 3197.4626 | 2114 | 3264.4048 | 89 | 1.596 | 135.8488 | 727.9864 | 1.5126 | 0.10543 | 11.4092 | 1.1387 | 0.00025399 | 0.0001262 | 0.93046 | 0.97949 | {BD7155EF-64EF-4144-9B75-F7FC5FD58146} | 192021122 | ARCATA 1122 | 4218 | 40.7595 | -123.9934 | ARCATA 11224218 | 43 | 29 | 12075.4887 | 8162.5664 | 3912.9223 | 7920.8951 | 3912.9223 | 0.011232 | 0.0093129 | 1.6256 | 23.7528 | 1719 | 0.022605 | 1937.863 | 13433.9449 | 0
North Coast | 361 | 37 | 55.2243 | 107 | 86.7479 | 9 | 2.7774 | 25.7912 | 231.1542 | 1.0137 | 0.026057 | 0.67989 | 1 | 5.2885e-06 | 0.00012473 | 0.34579 | 0.63661 | {21ADCA93-F696-42D2-B9AB-0580CBDEB386} | 192021122 | ARCATA 1122 | 33060 | 40.8419 | -124.0626 | ARCATA 112233060 | 122 | 211 | 18720.6982 | 7913.5825 | 10807.1157 | 701.4158 | 1090.1638 | 0.0011226 | 0.00071647 | 1.4925 | 11.8889 | 1726 | 4.7597e-05 | 1937.8404 | 13434.3805 | 0
North Coast | 2486 | 1714 | 2639.9331 | 2350 | 2950.449 | 229 | 2.3602 | 128.0383 | 619.5166 | 2.5846 | 1.2448 | 42.1048 | 1.0909 | 0.0013549 | 0.00012468 | 0.72936 | 0.89476 | {BC0A2CA4-638F-47ED-8CA5-834F5A792974} | 42601102 | PHILO 1102 | 920 | 39.0924 | -123.4814 | PHILO 1102920 | 328 | 242 | 61313.5338 | 41958.9354 | 19354.5984 | 26207.5142 | 12876.6647 | 0.028551 | 0.017991 | 1.5402 | 10.262 | 1727 | 0.31026 | 1937.8403 | 13450.6554 | 0
North Coast | 4466 | 1628 | 2664.6934 | 2029 | 2877.7114 | 241 | 2.6437 | 119.831 | 595.5162 | 3.1755 | 0.89217 | 31.7174 | 1.1419 | 0.0047299 | 0.00012428 | 0.80237 | 0.92598 | {40E0DF85-5967-47AC-89F5-066590299710} | 42601102 | PHILO 1102 | 928 | 39.1176 | -123.5175 | PHILO 1102928 | 167 | 145 | 41285.7739 | 24804.6018 | 16481.1721 | 22042.0965 | 14704.8906 | 0.029952 | 0.016789 | 1.6368 | 8.4191 | 1730 | 1.1399 | 1937.5301 | 13464.3435 | 0
North Coast | 2170 | 1 | 1.2277 | 4 | 1.8679 | 3 | 10.269 | 176.1364 | 1279.8713 | 13.143 | 15.6158 | 209.0047 | 1.6209 | 0.0061911 | 0.00012407 | 0.25 | 0.65725 | {D546C25E-2665-4E0F-83E6-19A6D0D70A7D} | 43302103 | MONROE 2103 | circuit_breaker | 38.4531 | -122.7437 | MONROE 2103circuit_breaker | 544 | 611 | 49029.0217 | 23628.7455 | 25400.2762 | 674.1153 | 230.8668 | 0.00037222 | 8.1899e-05 | 1.2277 | 1.3333 | 1732 | 0.018573 | 1936.3902 | 13464.7621 | 0
North Coast | 4143 | 206 | 378.6966 | 500 | 497.0715 | 105 | 3.5437 | 196.3114 | 1657.6672 | 21.4412 | 6.9187 | 424.2987 | 1.3448 | 0.033977 | 0.00012352 | 0.412 | 0.76186 | {5D4D8690-5B01-4EDA-9ADD-A0F82EE8F0D4} | 43191102 | REDBUD 1102 | circuit_breaker | 39.0271 | -122.6628 | REDBUD 1102circuit_breaker | 248 | 194 | 60758.469 | 32033.4913 | 28724.9778 | 26827.5429 | 21672.9137 | 0.01297 | 0.0061372 | 1.8383 | 4.7619 | 1733 | 3.5676 | 1936.3716 | 13481.422 | 0
North Coast | 4238 | 3 | 6.8145 | 23 | 28.5 | 1 |  |  |  |  | 4.7566 | 45.5976 | 1.0088 | 0.0029321 | 0.00012286 | 0.13043 | 0.23911 | {C334FDD7-2F74-4DEB-B23B-81054BF72A46} | 153661103 | APPLE HILL 1103 | 8412 | 38.7272 | -120.738 | APPLE HILL 11038412 | 301 | 300 | 57090.4583 | 32448.6667 | 24641.7917 | 32448.6667 | 24641.7917 | 0.00012286 | 0.00012286 | 2.2715 | 23 | 1737 | 0.0029321 | 1932.804 | 13501.5727 | 0
North Coast | 5248 | 155 | 347.931 | 466 | 528.8405 | 27 | 1.8776 | 14.9827 | 63.3552 | 0.302 | 5.4902 | 20.0654 | 1.1115 | 0.001705 | 0.0001198 | 0.33262 | 0.65791 | {8AED6124-82F9-4968-B1CD-29F6C223DBAE} | 42091101 | MIRABEL 1101 | 228 | 38.4615 | -122.8806 | MIRABEL 1101228 | 186 | 271 | 30794.9489 | 15637.442 | 15157.5069 | 3472.2526 | 3889.0134 | 0.0032346 | 0.0022722 | 2.2447 | 17.2593 | 1749 | 0.046034 | 1932.801 | 13503.7289 | 0
North Coast | 8674 | 5 | 6.7229 | 17 | 11.1975 | 1 |  |  |  |  | 0 | 2.1909 | 1 | 7.9052e-06 | 0.000119 | 0.29412 | 0.60039 | {95AA1DFC-C5A4-4057-BBAE-EB51A3C8494D} | 42281105 | POTTER VALLEY P H 1105 | circuit_breaker | 39.361 | -123.1277 | POTTER VALLEY P H 1105circuit_breaker | 23 | 0 | 296.5288 | 296.5288 | 0 | 296.5288 | 0 | 0.000119 | 0.000119 | 1.3446 | 17 | 1750 | 7.9052e-06 | 1932.755 | 13503.9131 | 0
North Coast | 3229 | 50 | 94.7063 | 199 | 143.5513 | 47 | 1.5134 | 6.7479 | 29.6788 | 0.45499 | 4.3771 | 64.0482 | 1.2144 | 0.018272 | 0.00011862 | 0.25126 | 0.65974 | {01484F25-B16D-4119-BFC6-A19899DBC158} | 43191102 | REDBUD 1102 | 510 | 38.97 | -122.6643 | REDBUD 1102510 | 179 | 693 | 41891.7718 | 12965.106 | 28926.6658 | 5477.4083 | 10966.2121 | 0.005575 | 0.0040353 | 1.8941 | 4.234 | 1751 | 0.8588 | 1932.755 | 13507.3146 | 1
North Coast | 21 | 79 | 142.2526 | 176 | 185.0663 | 28 | 27.472 | 186.7329 | 2500.5361 | 133.374 | 9.1205 | 105.6973 | 1.1896 | 0.018004 | 0.00011855 | 0.44886 | 0.76866 | {E5E424DC-C8C0-4A20-B0C0-11A950F19719} | 42751113 | FITCH MOUNTAIN 1113 | 154 | 38.6306 | -122.8728 | FITCH MOUNTAIN 1113154 | 329 | 432 | 57698.5807 | 30573.1342 | 27125.4465 | 2751.1631 | 4777.2046 | 0.0033194 | 0.0019272 | 1.8007 | 6.2857 | 1753 | 0.50412 | 1931.8962 | 13509.023 | 0
North Coast | 1080 | 77 | 156.6974 | 394 | 244.2569 | 84 | 7.5497 | 8.9765 | 23.0206 | 1.6019 | 8.645 | 192.8906 | 0.86612 | 0.017678 | 0.00011733 | 0.19543 | 0.64153 | {D71C2E21-7CE4-4721-8677-0076FC6B52D7} | 43361102 | HIGHLANDS 1102 | 75140 | 38.9543 | -122.6103 | HIGHLANDS 110275140 | 527 | 1901 | 120117.0637 | 32224.2832 | 87892.7805 | 13187.2724 | 35318.5253 | 0.009856 | 0.0031557 | 2.035 | 4.6905 | 1759 | 1.485 | 1931.3921 | 13517.2123 | 0
North Coast | 1870 | 15 | 35.4314 | 56 | 61.5474 | 9 | 1.4741 | 35.5137 | 313.1463 | 1.008 | 4.0364 | 32.6394 | 1.0959 | 0.019297 | 0.00011659 | 0.26786 | 0.57568 | {A0925B55-2E02-42A8-B141-C53A4CA4086F} | 42721105 | SONOMA 1105 | 404 | 38.2708 | -122.4182 | SONOMA 1105404 | 303 | 374 | 56778.6675 | 28928.7411 | 27849.9265 | 18092.5178 | 16993.358 | 0.0010493 | 0.00087401 | 2.3621 | 6.2222 | 1765 | 0.17367 | 1929.9071 | 13528.4478 | 0
North Coast | 7822 | 7 | 22.9268 | 13 | 25.6612 | 1 |  |  |  |  | 1.8982 | 88.9321 | 1.0221 | 0.0083717 | 0.00011659 | 0.53846 | 0.89344 | {7FAC07ED-E166-44B1-881F-FAD3AE3EA85D} | 42271105 | COTATI 1105 | 893 | 38.3203 | -122.8513 | COTATI 1105893 | 120 | 125 | 31178.1547 | 16957.7992 | 14220.3556 | 105.1251 | 680.8944 | 0.00011659 | 0.00011659 | 3.2753 | 13 | 1766 | 0.0083717 | 1929.7334 | 13528.5131 | 0
North Coast | 7444 | 2065 | 3511.7282 | 2271 | 3608.5798 | 223 | 1.1988 | 60.8464 | 210.018 | 0.44859 | 0.55818 | 21.4335 | 1.0424 | 0.00013458 | 0.00011478 | 0.90929 | 0.97316 | {AE0E521E-C3FF-493C-8531-F1F586FF92F5} | 42981101 | ELK 1101 | 1260 | 39.1293 | -123.7112 | ELK 11011260 | 149 | 106 | 31135.2865 | 24924.6684 | 6210.6181 | 24474.7526 | 6210.6181 | 0.025595 | 0.02247 | 1.7006 | 10.1839 | 1776 | 0.03001 | 1929.7251 | 13543.7119 | 0
North Coast | 4539 | 790 | 916.5778 | 1429 | 1247.497 | 219 | 1.2074 | 238.2843 | 3845.9585 | 15.2935 | 3.1857 | 107.0842 | 1.3112 | 0.019256 | 0.00011423 | 0.55283 | 0.73473 | {BD574B29-15C8-4B0E-8A1E-85F74B10E15F} | 192411101 | LOW GAP 1101 | 37498 | 40.2998 | -123.3426 | LOW GAP 110137498 | 168 | 170 | 29623.6668 | 26210.4026 | 3413.2642 | 26210.4026 | 3413.2642 | 0.025017 | 0.023064 | 1.1602 | 6.5251 | 1778 | 4.217 | 1929.695 | 13559.9885 | 0
North Coast | 7961 | 1484 | 2979.5676 | 1549 | 3013.4592 | 114 | 1.3044 | 110.6445 | 667.3039 | 1.7485 | 1.4508 | 112.3183 | 1.1862 | 0.012411 | 0.00011367 | 0.95804 | 0.98875 | {6432AE5E-F371-470F-8E71-1BA304A7A433} | 42851121 | FORT ROSS 1121 | circuit_breaker | 38.5405 | -123.2243 | FORT ROSS 1121circuit_breaker | 156 | 128 | 32261.3871 | 20387.5307 | 11873.8564 | 20387.5307 | 11873.8564 | 0.012958 | 0.011288 | 2.0078 | 13.5877 | 1782 | 1.4149 | 1925.478 | 13572.6492 | 0
North Coast | 3013 | 0 | 0 | 6 | 2.5909 | 1 |  |  |  |  | 0.64823 | 1.4586 | 1 | 7.4332e-06 | 0.00011189 | 0 | 0 | {9CDBB67A-2B35-4338-A3A3-91CFC4E574D6} | 43191102 | REDBUD 1102 | 2013 | 38.9791 | -122.6633 | REDBUD 11022013 | 98 | 406 | 29064.5038 | 7412.4545 | 21652.0493 | 125.6367 | 823.9851 | 0.00011189 | 0.00011189 |  | 6 | 1788 | 7.4332e-06 | 1924.0632 | 13572.7272 | 0
North Coast | 6721 | 245 | 322.042 | 1046 | 760.5569 | 79 | 1.3732 | 68.0639 | 750.9749 | 2.9387 | 2.9677 | 38.0306 | 1.1564 | 0.009234 | 0.00011059 | 0.23423 | 0.42343 | {0A4816B0-BB69-491B-8E9D-476A9DF6F15C} | 42091102 | MIRABEL 1102 | 334 | 38.5009 | -122.9052 | MIRABEL 1102334 | 136 | 100 | 20100.5939 | 14759.2293 | 5341.3646 | 7485.5189 | 3183.5448 | 0.0087363 | 0.0077583 | 1.3145 | 13.2405 | 1798 | 0.72948 | 1924.0631 | 13577.3757 | 0
North Coast | 4180 | 1074 | 1395.8808 | 1935 | 1898.1982 | 198 |  |  |  |  | 2.1627 | 31.8418 | 1.1208 | 0.030178 | 0.0001093 | 0.55504 | 0.73537 | {E3F69DF5-8A62-4068-9DEE-C082DBE7414E} | 42751113 | FITCH MOUNTAIN 1113 | 4566 | 38.6063 | -122.8864 | FITCH MOUNTAIN 11134566 | 243 | 313 | 56471.943 | 27995.22 | 28476.723 | 18477.8969 | 14246.0865 | 0.021641 | 0.021641 | 1.2997 | 9.7727 | 1806 | 5.9751 | 1923.3337 | 13588.8505 | 0
North Coast | 3109 | 238 | 441.802 | 1038 | 751.2709 | 134 | 2.1726 | 3.0975 | 11.5166 | 0.19982 | 1.2116 | 37.7426 | 1.28 | 0.0011403 | 0.00010859 | 0.22929 | 0.58807 | {F34B7A71-9435-4BB4-952A-AC8430FF4984} | 43351103 | LUCERNE 1103 | 630 | 39.1185 | -122.8329 | LUCERNE 1103630 | 348 | 1045 | 64140.9829 | 21891.672 | 42249.3109 | 19624.8492 | 35913.2319 | 0.014551 | 0.0089968 | 1.8563 | 7.7463 | 1810 | 0.1528 | 1917.3585 | 13601.0375 | 0
North Coast | 1385 | 21 | 38.0109 | 64 | 60.4145 | 18 | 6.7437 | 625.2401 | 3628.7542 | 99.8082 | 6.802 | 417.3384 | 1.4186 | 0.020256 | 0.00010781 | 0.32812 | 0.62917 | {8F27A86E-670B-4331-ABF1-9BA9A6222879} | 42721107 | SONOMA 1107 | 126 | 38.2596 | -122.483 | SONOMA 1107126 | 312 | 344 | 60352.5483 | 35906.1491 | 24446.3992 | 6523.4267 | 1703.7072 | 0.0019405 | 0.0011225 | 1.81 | 3.5556 | 1817 | 0.36461 | 1917.2057 | 13605.0886 | 0
North Coast | 5255 | 193 | 233.8099 | 526 | 441.69 | 39 |  |  |  |  | 5.296 | 22.5299 | 1.128 | 0.012733 | 0.00010746 | 0.36692 | 0.52935 | {31A95017-FE64-4D4F-A4CA-39176F23B79F} | 42751113 | FITCH MOUNTAIN 1113 | 406 | 38.6211 | -122.8757 | FITCH MOUNTAIN 1113406 | 176 | 237 | 37235.0823 | 15193.9016 | 22041.1806 | 3309.8931 | 2891.7978 | 0.0041908 | 0.0041908 | 1.2115 | 13.4872 | 1819 | 0.4966 | 1916.8411 | 13607.144 | 0
North Coast | 5918 | 5 | 9.7249 | 7 | 10.6364 | 1 |  |  |  |  | 0 | 6.1144 | 1 | 7.1087e-06 | 0.00010701 | 0.71429 | 0.91431 | {36BC008E-75DD-4032-9E44-5DB50949C39A} | 43361102 | HIGHLANDS 1102 | 556 | 38.9691 | -122.6211 | HIGHLANDS 1102556 | 199 | 461 | 35440.0273 | 12171.5187 | 23268.5085 | 0 | 32.6295 | 0.00010701 | 0.00010701 | 1.945 | 7 | 1820 | 7.1087e-06 | 1916.3445 | 13607.144 | 0
North Coast | 9319 | 89 | 176.7449 | 255 | 246.0199 | 33 | 1.7799 | 473.7304 | 3000.0199 | 14.8302 | 0.44228 | 34.6862 | 1.0536 | 0.0011495 | 0.00010621 | 0.34902 | 0.71842 | {CD0E4DDB-0ADE-4475-B99A-1BAA95E110A8} | 42811111 | MONTE RIO 1111 | 59046 | 38.4385 | -123.1041 | MONTE RIO 111159046 | 21 | 23 | 6888.9071 | 6178.7733 | 710.1339 | 5445.8416 | 710.1339 | 0.0035048 | 0.0021239 | 1.9859 | 7.7273 | 1824 | 0.037933 | 1916.3445 | 13610.5259 | 0
North Coast | 5169 | 106 | 171.0213 | 193 | 211.7312 | 19 | 1.2089 | 121.259 | 794.9627 | 1.6119 | 0.33104 | 42.9802 | 1.0739 | 2.1004e-05 | 0.00010606 | 0.54922 | 0.80773 | {731B8D8A-0D26-4FAC-B904-5F57E7A23907} | 42981101 | ELK 1101 | 1300 | 39.129 | -123.7111 | ELK 11011300 | 79 | 48 | 21302.8938 | 15972.3198 | 5330.574 | 2515.6031 | 1391.9739 | 0.0020152 | 0.001777 | 1.6134 | 10.1579 | 1826 | 0.00039907 | 1916.3066 | 13612.0881 | 0
North Coast | 276 | 92 | 165.6868 | 185 | 213.1244 | 35 | 1.8539 | 90.9054 | 2097.5086 | 35.4625 | 3.3081 | 59.8531 | 1.1761 | 0.0063559 | 0.00010535 | 0.4973 | 0.77742 | {69EA27A3-0D2B-4A2D-A229-63A3090F6AF6} | 42891101 | GEYSERVILLE 1101 | 122 | 38.7347 | -122.9441 | GEYSERVILLE 1101122 | 226 | 214 | 51090.5345 | 30286.4801 | 20804.0544 | 7052.0878 | 5557.9441 | 0.0036871 | 0.0023817 | 1.8009 | 5.2857 | 1831 | 0.22246 | 1916.3062 | 13616.4674 | 0
North Coast | 7645 | 5 | 6.1386 | 13 | 9.4768 | 4 | 5.7127 | 716.9171 | 4095.0027 | 38.8103 | 0.47124 | 15.8811 | 1 | 1.8905e-06 | 0.00010532 | 0.38462 | 0.64774 | {7E6065FF-2C07-4696-A18E-5408BD7025E6} | 42251101 | HOPLAND 1101 | circuit_breaker | 38.9728 | -123.0816 | HOPLAND 1101circuit_breaker | 107 | 173 | 17535.0189 | 9884.04 | 7650.979 | 1104.2357 | 645.4199 | 0.00042127 | 0.00011383 | 1.2277 | 3.25 | 1832 | 7.5621e-06 | 1916.0837 | 13617.1532 | 0
North Coast | 8330 | 5 | 6.4084 | 15 | 12.7339 | 3 | [6 empty] | 2.3333 | 4.4034e-06 | 0.00010518 | 0.33333 | 0.50326 | {18B04DCD-9DDD-4C1C-AC8D-731B4880D7B2} | 43302103 | MONROE 2103 | 92868 | 38.4799 | -122.7328 | MONROE 210392868 | 75 | 46 | 4101.8281 | 1827.1241 | 2274.7039 | 437.4753 | 234.8764 | 0.00031555 | 0.00031555 | 1.2817 | 5 | 1833 | 1.321e-05 | 1916.0837 | 13617.4248 | 0
North Coast | 9040 | 2273 | 3531.4678 | 2713 | 3741.3223 | 229 | 1.0521 | 113.5416 | 1528.3447 | 2.5393 | 0.4854 | 17.8278 | 1.041 | 0.0049372 | 0.000105 | 0.83782 | 0.94391 | {9C0210C9-FBB0-4C91-A32D-9DD4D26081CB} | 42681102 | LAYTONVILLE 1102 | 682 | 39.6298 | -123.5825 | LAYTONVILLE 1102682 | 121 | 96 | 29044.7107 | 23844.5349 | 5200.1758 | 23844.5349 | 5200.1758 | 0.024044 | 0.023925 | 1.5537 | 11.8472 | 1835 | 1.1306 | 1916.0837 | 13632.2323 | 0
North Coast | 2960 | 88 | 175.8807 | 254 | 254.0624 | 55 | 1.8382 | 122.1642 | 2830.6212 | 91.4668 | 0.38126 | 3.9458 | 1.0188 | 0.0015982 | 0.00010352 | 0.34646 | 0.69227 | {11292177-63B4-4D1D-9B97-B2A90B30A4AD} | 43351106 | LUCERNE 1106 | 38632 | 38.9913 | -122.7481 | LUCERNE 110638632 | 111 | 299 | 20944.6858 | 7546.5249 | 13398.1608 | 7104.2847 | 12570.3829 | 0.0056934 | 0.004646 | 1.9986 | 4.6182 | 1838 | 0.0879 | 1914.9531 | 13636.644 | 0
North Coast | 2427 | 2294 | 3630.9951 | 3500 | 4147.3296 | 251 | 3.5824 | 32.351 | 169.2129 | 0.84567 | 0.46614 | 4.952 | 1.0042 | 0.00036622 | 0.00010275 | 0.65543 | 0.8755 | {076F886F-3F6B-4035-B7B1-0BE70152A7F4} | 192431109 | HARRIS 1109 | 700 | 40.7805 | -124.1253 | HARRIS 1109700 | 560 | 926 | 96754.7407 | 47370.0595 | 49384.6813 | 23735.6051 | 25024.2724 | 0.025791 | 0.0119 | 1.5828 | 13.9442 | 1841 | 0.091921 | 1914.8652 | 13651.3839 | 0
North Coast | 1708 | 1825 | 3176.1979 | 3104 | 3732.2598 | 307 | 1.2508 | 123.67 | 1057.4854 | 2.5251 | 0.20595 | 18.5735 | 1.0727 | 0.0025321 | 0.00010242 | 0.58795 | 0.85101 | {68CC0E2F-7024-44BE-85E9-7639B7540AB9} | 42761101 | FORT BRAGG A 1101 | 95294 | 39.5748 | -123.7698 | FORT BRAGG A 110195294 | 240 | 222 | 62745.5101 | 43705.7865 | 19039.7236 | 43187.6602 | 19039.7236 | 0.031443 | 0.028155 | 1.7404 | 10.1107 | 1844 | 0.77737 | 1914.7732 | 13678.2034 | 0
North Coast | 4371 | 68 | 99.4157 | 249 | 175.0787 | 39 | 1.0385 | 15.2816 | 109.5087 | 0.35134 | 1.2136 | 22.5665 | 0.98162 | 0.0072232 | 0.00010083 | 0.27309 | 0.56783 | {1767BA94-AAFE-4694-A170-90C49EF279A2} | 43411102 | CALPELLA 1102 | 496 | 39.1947 | -123.2066 | CALPELLA 1102496 | 322 | 417 | 48826.3573 | 27009.544 | 21816.8133 | 5425.0881 | 5771.2147 | 0.0039325 | 0.0037212 | 1.462 | 6.3846 | 1846 | 0.28171 | 1913.9959 | 13681.5724 | 0
North Coast | 7428 | 808 | 1301.7238 | 1203 | 1475.5997 | 131 | 1.8446 | 76.205 | 392.2074 | 1.1754 | 0.72301 | 15.6094 | 0.99823 | 0.0012556 | 9.9998e-05 | 0.67165 | 0.88217 | {E2A5C9D1-0F72-4324-B0EF-35BCFDBA6824} | 42761101 | FORT BRAGG A 1101 | 3113 | 39.5073 | -123.7645 | FORT BRAGG A 11013113 | 91 | 111 | 25812.3522 | 16133.333 | 9679.0193 | 16133.333 | 9679.0193 | 0.0131 | 0.0095988 | 1.611 | 9.1832 | 1849 | 0.16449 | 1913.7142 | 13691.5912 | 0
North Coast | 2824 | 1 | 2.9829 | 1 | 2.9829 | 1 |  |  |  |  | 0.0044248 | 10.3325 | 1.0044 | 0.0023862 | 9.9991e-05 | 1 | 1 | {765C457F-F3C6-4599-8CF0-4576582D7DD5} | 42851121 | FORT ROSS 1121 | 4947 | 38.5577 | -123.0969 | FORT ROSS 11214947 | 63 | 62 | 32593.415 | 16678.3963 | 15915.0186 | 16678.3963 | 15915.0186 | 9.9991e-05 | 9.9991e-05 | 2.9829 | 1 | 1850 | 0.0023862 | 1913.5497 | 13701.9485 | 0
North Coast | 1184 | 367 | 486.6118 | 868 | 683.0299 | 140 | 3.9197 | 1262.8391 | 22658.5233 | 189.0096 | 2.3679 | 120.066 | 1.2318 | 0.0007275 | 9.9854e-05 | 0.42281 | 0.71243 | {1163B195-EACD-43BD-86EC-77A4B82C1934} | 42251101 | HOPLAND 1101 | 960 | 38.973 | -123.0808 | HOPLAND 1101960 | 194 | 161 | 49052.8468 | 35106.288 | 13946.5588 | 23874.8083 | 12309.7229 | 0.013979 | 0.0065794 | 1.3259 | 6.2 | 1851 | 0.10185 | 1913.5473 | 13716.7747 | 0
North Coast | 8365 | 1376 | 1907.5397 | 1455 | 1944.7777 | 96 | 0.99373 | 136.8561 | 1023.9036 | 1.244 | 0.82621 | 21.2049 | 1.0647 | 0.0092799 | 9.8973e-05 | 0.9457 | 0.98085 | {DC0A7D01-2EED-443F-A8C6-2C05CEB2611C} | 192461102 | BRIDGEVILLE 1102 | 37486 | 40.4615 | -123.8396 | BRIDGEVILLE 110237486 | 153 | 157 | 28756.9481 | 18386.8195 | 10370.1286 | 16908.281 | 9994.8234 | 0.0095014 | 0.010003 | 1.3863 | 15.1562 | 1855 | 0.89087 | 1913.4454 | 13727.2748 | 0
North Coast | 5172 | 1 | 0.97408 | 1 | 0.97408 | 1 |  |  |  |  | 0.51106 | 31.4201 | 1.0155 | 1.5374e-05 | 9.8902e-05 | 1 | 1 | {A8C66523-6BAD-4410-B093-1D69B3A4DEED} | 192381103 | EEL RIVER 1103 | 3820 | 40.578 | -124.2691 | EEL RIVER 11033820 | 182 | 230 | 47604.5207 | 31973.6142 | 15630.9065 | 5191.5083 | 1978.2795 | 9.8902e-05 | 9.8902e-05 | 0.97408 | 1 | 1856 | 1.5374e-05 | 1912.5546 | 13730.4987 | 0
North Coast | 636 | 80 | 149.7785 | 180 | 192.7952 | 26 | 1.1117 | 1.7612 | 5.5469 | 0.013399 | 2.2126 | 4.1619 | 1.0002 | 6.6371e-06 | 9.8389e-05 | 0.44444 | 0.77688 | {6CC0AC14-D9A2-4DF6-8158-C7F692F1F8D5} | 43311108 | KONOCTI 1108 | 4039 | 38.9545 | -122.7186 | KONOCTI 11084039 | 46 | 185 | 12452.101 | 3707.395 | 8744.7059 | 2945.2304 | 5641.5661 | 0.0025581 | 0.0025976 | 1.8722 | 6.9231 | 1860 | 0.00017256 | 1912.5546 | 13732.3277 | 0
North Coast | 8385 | 3 | 3.558 | 7 | 5.2209 | 3 | 0 | 0 | 0 | 0 | 0 | 0.64572 | 1 | 1.1443e-05 | 9.8026e-05 | 0.42857 | 0.6815 | {D79DDEF4-123C-4149-A834-7D55A5080178} | 192311141 | FRUITLAND 1141 | 8746 | 40.3969 | -123.943 | FRUITLAND 11418746 | 18 | 7 | 1621.1382 | 1353.7785 | 267.3597 | 895.774 | 249.973 | 0.00029408 | 0.00051676 | 1.186 | 2.3333 | 1863 | 3.4329e-05 | 1912.5544 | 13732.8839 | 0
North Coast | 9603 | 400 | 575.1854 | 590 | 663.6224 | 74 | 0.096965 | 292.7379 | 3427.0247 | 0.48541 | 0.085476 | 37.0474 | 1.1222 | 0.0024672 | 9.787e-05 | 0.67797 | 0.86674 | {C155999E-0638-4738-B652-2E7910103A63} | 192251102 | RIO DELL 1102 | 75970 | 40.4708 | -124.1362 | RIO DELL 110275970 | 48 | 13 | 11619.6657 | 11373.8899 | 245.7759 | 11373.8899 | 245.7759 | 0.0072424 | 0.011627 | 1.438 | 7.973 | 1864 | 0.18257 | 1912.5544 | 13739.9471 | 0
North Coast | 5880 | 129 | 184.4372 | 306 | 269.8409 | 32 | 0.47035 | 514.299 | 6473.045 | 19.8069 | 0.0011062 | 10.1156 | 1.0124 | 0.0048125 | 9.5654e-05 | 0.42157 | 0.6835 | {CCE91D7C-BCE4-4F01-BD5F-6C83E3A409D2} | 192381102 | EEL RIVER 1102 | 4814 | 40.482 | -124.2289 | EEL RIVER 11024814 | 114 | 89 | 50730.9589 | 44419.8849 | 6311.074 | 43150.0728 | 6189.3968 | 0.0030609 | 0.0043862 | 1.4297 | 9.5625 | 1875 | 0.154 | 1912.3718 | 13766.7433 | 0
North Coast | 9383 | 19 | 29.441 | 20 | 29.8681 | 3 | 0.78052 | 3311.2317 | 51560.2695 | 40.2438 | 1.8894 | 127.8982 | 1.0531 | 0.017525 | 9.5639e-05 | 0.95 | 0.9857 | {5598BC99-B84D-494C-B070-C710E85A4555} | 48011146 | CALPINE 1146 | 400 | 38.8266 | -122.8043 | CALPINE 1146400 | 9 | 0 | 5057.3021 | 5057.3021 | 0 | 5057.3021 | 0 | 0.00028692 | 0.00031484 | 1.5495 | 6.6667 | 1876 | 0.052574 | 1912.2178 | 13769.8839 | 0
North Coast | 7780 | 280 | 377.987 | 589 | 549.5818 | 49 | 1.9187 | 30.3965 | 468.7264 | 12.0373 | 3.037 | 23.324 | 1.056 | 0.0054807 | 9.4594e-05 | 0.47538 | 0.68777 | {BA29ADD5-B1B1-47E7-B854-EFD7521B0E94} | 43071102 | DUNBAR 1102 | 528 | 38.3295 | -122.5096 | DUNBAR 1102528 | 99 | 66 | 10886.5186 | 6520.0631 | 4366.4555 | 5365.7106 | 3634.4631 | 0.0046351 | 0.0037661 | 1.35 | 12.0204 | 1883 | 0.26856 | 1912.1652 | 13773.216 | 0
North Coast | 5749 | 225 | 372.5213 | 441 | 456.7112 | 80 | 2.1161 | 307.4969 | 5208.024 | 63.8391 | 12.0858 | 158.8319 | 1.2737 | 0.031715 | 9.3708e-05 | 0.5102 | 0.81566 | {CE237446-8B77-4B6F-A151-0796DF2727A1} | 43211101 | HARTLEY 1101 | 1306 | 39.0609 | -122.9322 | HARTLEY 11011306 | 187 | 142 | 31619.325 | 20418.473 | 11200.852 | 15400.0788 | 8155.67 | 0.0074966 | 0.0045923 | 1.6557 | 5.5125 | 1887 | 2.5372 | 1911.8967 | 13782.7795 | 0
North Coast | 7795 | 532 | 899.7737 | 613 | 939.7021 | 77 | 0.10917 | 72.0098 | 483.2568 | 0.10113 | 0.00045972 | 14.0763 | 1.0351 | 0.01283 | 9.3253e-05 | 0.86786 | 0.95751 | {7FB18F66-61A5-4984-9B43-02F544D8F8C8} | 192311141 | FRUITLAND 1141 | 3902 | 40.3428 | -123.9157 | FRUITLAND 11413902 | 15 | 4 | 8305.404 | 8223.6344 | 81.7696 | 4505.0192 | 81.7696 | 0.0071804 | 0.0125 | 1.6913 | 7.961 | 1889 | 0.98791 | 1909.3594 | 13785.5771 | 0
North Coast | 5635 | 118 | 225.6037 | 255 | 286.0929 | 51 | 3.2452 | 56.1179 | 444.5254 | 2.4724 | 4.8038 | 75.1309 | 1.1796 | 0.0055607 | 9.2964e-05 | 0.46275 | 0.78857 | {49DD2761-248F-4D1E-809D-C19E1A64F359} | 42251101 | HOPLAND 1101 | 1100 | 39.0267 | -123.133 | HOPLAND 11011100 | 94 | 133 | 20094.6484 | 10708.6266 | 9386.0218 | 4021.7261 | 6182.0039 | 0.0047412 | 0.0029442 | 1.9119 | 5 | 1890 | 0.2836 | 1908.3715 | 13788.0746 | 0
North Coast | 4941 | 253 | 322.5855 | 646 | 557.1921 | 65 | 1.0739 | 53.1587 | 625.3594 | 2.1595 | 0.31076 | 20.2698 | 1.041 | 0.0052788 | 9.273e-05 | 0.39164 | 0.57895 | {565357B0-3D43-4998-81C7-7EBC74E038B1} | 43071101 | DUNBAR 1101 | 47964 | 38.3919 | -122.53 | DUNBAR 110147964 | 94 | 54 | 18132.6868 | 12211.6017 | 5921.0851 | 10130.7271 | 5777.9586 | 0.0060274 | 0.0059441 | 1.275 | 9.9385 | 1891 | 0.34312 | 1908.0879 | 13794.3658 | 1
North Coast | 3891 | 23 | 36.0119 | 58 | 46.2169 | 17 | 2.1656 | 362.1673 | 1643.6631 | 7.6173 | 12.4693 | 750.6844 | 1.5204 | 0.023096 | 9.2342e-05 | 0.39655 | 0.77919 | {EAAE6801-22BE-4013-9B3B-D2D2C906D6CC} | 43141102 | MIDDLETOWN 1102 | 878 | 38.7862 | -122.5678 | MIDDLETOWN 1102878 | 96 | 75 | 12817.5786 | 9248.9027 | 3568.676 | 2592.1013 | 2856.7708 | 0.0015698 | 0.00092059 | 1.5657 | 3.4118 | 1893 | 0.39264 | 1907.7448 | 13795.9754 | 0
North Coast | 2043 | 0 | 0 | 1 | 0.45574 | 1 |  |  |  |  | 0.011062 | 0.44159 | 1 | 6.1144e-06 | 9.204e-05 | 0 | 0 | {8A80C7E5-86DA-415B-A0BF-702ACAC61E9A} | 192151131 | NEWBURG 1131 | 3446 | 40.5488 | -124.1425 | NEWBURG 11313446 | 122 | 180 | 22023.6885 | 13140.8369 | 8882.8516 | 0 | 163.4304 | 9.204e-05 | 9.204e-05 |  | 1 | 1896 | 6.1144e-06 | 1907.3522 | 13795.9754 | 1
North Coast | 3084 | 263 | 398.2348 | 561 | 507.1548 | 134 | 2.6249 | 1338.9317 | 17806.6492 | 131.1331 | 4.6935 | 620.2841 | 1.6657 | 0.018254 | 9.1729e-05 | 0.46881 | 0.78523 | {CF814E69-077B-44BB-9617-D51226ABE508} | 42251101 | HOPLAND 1101 | 768 | 38.9695 | -123.1026 | HOPLAND 1101768 | 125 | 119 | 45042.5623 | 32085.8687 | 12956.6937 | 26862.8023 | 7068.0495 | 0.012292 | 0.0067638 | 1.5142 | 4.1866 | 1899 | 2.4461 | 1907.3522 | 13812.6572 | 0
North Coast | 9044 | 49 | 84.6024 | 189 | 164.7804 | 24 | 2.8994 | 73.0073 | 407.5452 | 3.12 | 5.6376 | 134.6855 | 1.1444 | 0.01002 | 8.9444e-05 | 0.25926 | 0.51343 | {CF3D4281-EA2F-4415-B4CD-AC674F9B4864} | 43501103 |  | 171410 | 38.5687 | -122.7991 | 171410 | 47 | 35 | 10940.4528 | 7764.5032 | 3175.9497 | 2859.7024 | 607.8964 | 0.0021467 | 0.0012663 | 1.7266 | 7.875 | 1912 | 0.24049 | 1904.9061 | 13814.4331 | 0
North Coast | 6815 | 2 | 2.4554 | 4 | 3.2621 | 3 | 3.1417 | 27.7456 | 70.5576 | 0.22186 | 8.9447 | 53.9635 | 1.1003 | 0.022388 | 8.9344e-05 | 0.5 | 0.75271 | {47939910-AA8B-4A65-8C1D-0E8F25841F0A} | 43181102 | BELLEVUE 1102 | 392 | 38.3665 | -122.7415 | BELLEVUE 1102392 | 110 | 163 | 20890.093 | 10922.1116 | 9967.9814 | 223.0422 | 1352.2848 | 0.00026803 | 0.00016238 | 1.2277 | 1.3333 | 1913 | 0.067165 | 1904.6656 | 13814.5716 | 0
North Coast | 2439 | 314 | 577.5669 | 831 | 754.2676 | 133 | 3.0332 | 12.4287 | 81.7771 | 1.0912 | 3.2401 | 47.88 | 1.2775 | 0.007653 | 8.9262e-05 | 0.37786 | 0.76573 | {3ED5FB3A-A2CD-4F13-ABBF-430305FFB318} | 43191101 | REDBUD 1101 | circuit_breaker | 39.0271 | -122.6629 | REDBUD 1101circuit_breaker | 413 | 1499 | 90748.6992 | 23104.2807 | 67644.4184 | 15284.1769 | 34165.9766 | 0.011872 | 0.0061328 | 1.8394 | 6.2481 | 1915 | 1.0178 | 1904.5984 | 13824.0631 | 0
North Coast | 1003 | 71 | 99.3522 | 113 | 116.4172 | 20 | 3.2354 | 290.6404 | 3164.0954 | 22.7468 | 2.9451 | 65.5012 | 1.1174 | 0.0065233 | 8.8617e-05 | 0.62832 | 0.85342 | {2D9FE14A-68D2-46A5-B4CD-1EF83FC0FBCE} | 42771114 | UKIAH 1114 | 822 | 39.1182 | -123.1943 | UKIAH 1114822 | 250 | 402 | 42913.467 | 22663.2714 | 20250.1955 | 3178.5328 | 2374.3329 | 0.0017723 | 0.0012587 | 1.3993 | 5.65 | 1922 | 0.13047 | 1903.5806 | 13826.037 | 0
North Coast | 7091 | 809 | 1321.8705 | 1194 | 1500.9388 | 137 | 0.65929 | 64.6195 | 729.2974 | 1.6733 | 0.37808 | 17.888 | 1.1139 | 0.015811 | 8.8602e-05 | 0.67755 | 0.8807 | {BBD56973-ABAA-4951-A1EE-E863C47010B2} | 192221101 | GARBERVILLE 1101 | 1770 | 39.9153 | -123.7634 | GARBERVILLE 11011770 | 95 | 96 | 18630.6348 | 13857.9245 | 4772.7102 | 13857.9245 | 4772.7102 | 0.012138 | 0.014947 | 1.634 | 8.7153 | 1923 | 2.1661 | 1903.4501 | 13834.6427 | 0
North Coast | 6403 | 858 | 1445.3692 | 1180 | 1589.5806 | 126 | 0.95027 | 229.8964 | 3934.6536 | 10.1251 | 0.26456 | 24.558 | 1.1842 | 0.012822 | 8.8075e-05 | 0.72712 | 0.90928 | {A82CFD07-C2CE-4724-B78F-F024AA45842E} | 42681101 | LAYTONVILLE 1101 | 1760 | 39.8255 | -123.5937 | LAYTONVILLE 11011760 | 87 | 89 | 25141.5739 | 20359.96 | 4781.6139 | 15633.6438 | 3906.3779 | 0.011097 | 0.011319 | 1.6846 | 9.3651 | 1925 | 1.6155 | 1901.284 | 13844.3512 | 0
North Coast | 4955 | 271 | 388.8741 | 645 | 562.5945 | 152 | 1.128 | 429.7678 | 5484.1862 | 16.2697 | 2.189 | 212.705 | 1.2739 | 0.02926 | 8.7628e-05 | 0.42016 | 0.69122 | {1642E076-5F84-4CD5-A49F-E61735A3F10D} | 42601101 | PHILO 1101 | 3700 | 38.9969 | -123.357 | PHILO 11013700 | 138 | 89 | 40113.5488 | 29050.7038 | 11062.845 | 29050.7038 | 11062.845 | 0.013319 | 0.012189 | 1.435 | 4.2434 | 1927 | 4.4475 | 1899.6684 | 13862.3917 | 0
North Coast | 4752 | 98 | 130.8479 | 249 | 183.5884 | 64 | 1.4845 | 86.8475 | 854.6517 | 3.5026 | 19.9333 | 742.9544 | 1.6218 | 0.098139 | 8.6812e-05 | 0.39357 | 0.71272 | {14B018BB-E4F3-4418-8464-262A2B2FE900} | 43211101 | HARTLEY 1101 | 698 | 39.0803 | -122.9513 | HARTLEY 1101698 | 117 | 118 | 28812.8788 | 16608.1598 | 12204.719 | 9794.4645 | 7405.3166 | 0.005556 | 0.0043206 | 1.3352 | 3.8906 | 1933 | 6.2809 | 1895.2209 | 13868.4741 | 0
North Coast | 7206 | 19 | 31.8714 | 38 | 42.9924 | 3 | 0.19648 | 0.62326 | 5.5082 | 0.1067 | 1.7058 | 4.8235 | 1 | 7.716e-06 | 8.6349e-05 | 0.5 | 0.74133 | {09497714-C1FB-4002-AD16-E7091A7FE67A} | 42091102 | MIRABEL 1102 | 841 | 38.5087 | -122.9261 | MIRABEL 1102841 | 22 | 130 | 7515.4202 | 1089.713 | 6425.7072 | 1089.713 | 6425.7072 | 0.00025905 | 0.00034845 | 1.6774 | 12.6667 | 1937 | 2.3148e-05 | 1888.94 | 13869.1508 | 0
North Coast | 4340 | 31 | 48.7915 | 71 | 66.5382 | 10 | 0.0041685 | 0.40274 | 1.8655 | 3.8648e-05 | 16.854 | 217.6049 | 1.1487 | 0.22681 | 8.6289e-05 | 0.43662 | 0.73329 | {00459A21-49A7-4C9F-B533-C9081A2B5652} | 42661103 | WILLITS 1103 | 37504 | 39.4132 | -123.3273 | WILLITS 110337504 | 100 | 73 | 8185.5101 | 5389.9576 | 2795.5526 | 1413.5779 | 1019.3012 | 0.00086289 | 0.0016092 | 1.5739 | 7.1 | 1938 | 2.2681 | 1888.94 | 13870.0286 | 0
North Coast | 8986 | 1 | 2.9829 | 1 | 2.9829 | 1 |  |  |  |  | 3.0088 | 11.3765 | 1.3053 | 0.024371 | 8.5429e-05 | 1 | 1 | {0E59589A-491E-4CA0-BA48-3E1B533591BC} | 43040401 | GARCIA 0401 | circuit_breaker | 38.8891 | -123.5504 | GARCIA 0401circuit_breaker | 5 | 0 | 68.2264 | 68.2264 | 0 | 68.2264 | 0 | 8.5429e-05 | 8.5429e-05 | 2.9829 | 1 | 1943 | 0.024371 | 1886.6719 | 13870.071 | 0
North Coast | 5722 | 1 | 2.9829 | 1 | 2.9829 | 1 |  |  |  |  | 0.5 | 17.3856 | 1.0243 | 0.0081045 | 8.5187e-05 | 1 | 1 | {2B626DC9-13BD-4F58-BFDD-9C1FE143AC91} | 43040401 | GARCIA 0401 | 666 | 38.8887 | -123.5506 | GARCIA 0401666 | 14 | 11 | 4207.344 | 3911.285 | 296.059 | 3911.285 | 296.059 | 8.5187e-05 | 8.5187e-05 | 2.9829 | 1 | 1947 | 0.0081045 | 1886.6475 | 13872.4999 | 0
North Coast | 3437 | 131 | 204.4506 | 323 | 252.5441 | 75 | 3.2019 | 1197.9606 | 24815.8908 | 283.8734 | 18.5959 | 563.0209 | 1.4443 | 0.06994 | 8.5039e-05 | 0.40557 | 0.80956 | {3FE0C1F5-EB90-4962-9A26-B07537415DC7} | 42141101 | CLEAR LAKE 1101 | 406 | 39.0046 | -122.8941 | CLEAR LAKE 1101406 | 454 | 424 | 95794.4897 | 52777.1485 | 43017.3412 | 17278.745 | 11086.4083 | 0.006378 | 0.0037871 | 1.5607 | 4.3067 | 1950 | 5.2455 | 1886.6394 | 13883.23 | 0
North Coast | 128 | 313 | 611.9111 | 627 | 789.6335 | 94 | 1.748 | 18.2391 | 111.6357 | 0.6671 | 4.4123 | 57.3576 | 1.0845 | 0.0054062 | 8.4948e-05 | 0.4992 | 0.77493 | {C28A65D7-37D3-4F6C-9C48-AF74AD2858BE} | 42891102 | GEYSERVILLE 1102 | 522 | 38.7163 | -122.8936 | GEYSERVILLE 1102522 | 142 | 176 | 29664.6273 | 16833.4938 | 12831.1335 | 11530.9091 | 9911.0113 | 0.0079851 | 0.0060726 | 1.955 | 6.6702 | 1952 | 0.50819 | 1881.3939 | 13890.3907 | 0
North Coast | 4592 | 48 | 77.1523 | 167 | 111.2521 | 28 | 3.7749 | 4.9209 | 12.7676 | 0.26389 | 1.3206 | 4.6032 | 1.0114 | 2.6352e-06 | 8.488e-05 | 0.28743 | 0.69349 | {33AF121E-F118-4B6E-94DA-FB39FA49A86E} | 43211101 | HARTLEY 1101 | 94178 | 39.0514 | -122.9372 | HARTLEY 110194178 | 120 | 258 | 17214.9349 | 6647.1964 | 10567.7385 | 3325.1898 | 2723.5185 | 0.0023766 | 0.0010977 | 1.6073 | 5.9643 | 1953 | 7.3787e-05 | 1880.8857 | 13892.4556 | 0
North Coast | 7332 | 0 | 0 | 1 | 0.58532 | 1 |  |  |  |  | 0.43805 | 1.2372 | 1 | 5.6253e-06 | 8.4678e-05 | 0 | 0 | {309A17EE-FDB5-41A4-BAF3-151B6AAED517} | 192291121 | CARLOTTA 1121 | 4045 | 40.5452 | -124.0718 | CARLOTTA 11214045 | 20 | 26 | 3926.1986 | 3179.9108 | 746.2877 | 0 | 64.6967 | 8.4678e-05 | 8.4678e-05 |  | 1 | 1955 | 5.6253e-06 | 1880.8857 | 13892.4556 | 0
North Coast | 6519 | 652 | 996.0855 | 1054 | 1178.2012 | 197 | 1.865 | 558.8897 | 9372.3482 | 47.2367 | 4.8869 | 328.5425 | 1.531 | 0.0574 | 8.2306e-05 | 0.6186 | 0.84543 | {B4EDF571-A5E6-4473-9456-D58C67AB0D1F} | 42601101 | PHILO 1101 | 37222 | 38.9147 | -123.272 | PHILO 110137222 | 174 | 134 | 54185.1953 | 40901.8789 | 13283.3164 | 40901.8789 | 13283.3164 | 0.016214 | 0.011563 | 1.5277 | 5.3503 | 1968 | 11.3077 | 1880.8857 | 13917.8557 | 0
North Coast | 305 | 160 | 227.9445 | 248 | 263.7793 | 8 | 0.21187 | 659.7188 | 11949.1299 | 5.5658 | 1.4212 | 65.6795 | 1.172 | 0.011031 | 8.0533e-05 | 0.64516 | 0.86415 | {A76B3C85-A928-4A11-8CC5-E0ACBE412C66} | 48011144 | CALPINE 1144 | circuit_breaker | 38.8153 | -122.8003 | CALPINE 1144circuit_breaker | 170 | 30 | 43565.052 | 42270.0145 | 1295.0375 | 42270.0145 | 1295.0375 | 0.00064426 | 0.00076633 | 1.4247 | 31 | 1978 | 0.088245 | 1869.5779 | 13944.1054 | 0
North Coast | 7963 | 138 | 169.2778 | 270 | 231.2141 | 56 |  |  |  |  | 11.7113 | 240.9409 | 1.229 | 0.062453 | 8.0154e-05 | 0.51111 | 0.73213 | {1B6A9064-674E-4151-B148-004CA8DBD66C} | 43411101 | CALPELLA 1101 | 3419 | 39.3191 | -123.2998 | CALPELLA 11013419 | 49 | 40 | 15225.2571 | 12991.6223 | 2233.6349 | 12991.6223 | 2233.6349 | 0.0044886 | 0.0044886 | 1.2267 | 4.8214 | 1981 | 3.4974 | 1869.4897 | 13952.1732 | 0
North Coast | 7283 | 2678 | 4494.2758 | 2867 | 4589.7134 | 265 | 0.60986 | 59.8736 | 279.1789 | 0.25511 | 0.56907 | 19.1525 | 1.0355 | 0.0029189 | 7.9892e-05 | 0.93408 | 0.97921 | {AD82FA7A-9F47-4C04-A20C-1CCF257103DF} | 42601102 | PHILO 1102 | 2600 | 39.0853 | -123.485 | PHILO 11022600 | 150 | 102 | 38964.6117 | 32189.254 | 6775.3578 | 32189.254 | 6775.3578 | 0.021171 | 0.02547 | 1.6782 | 10.8189 | 1982 | 0.7735 | 1865.9923 | 13972.1627 | 0
North Coast | 160 | 22 | 46.7599 | 31 | 51.0856 | 5 | 3.2398 | 9.3406 | 27.5205 | 0.17832 | 0.0088496 | 0.2031 | 2.6168 | 1.6696e-06 | 7.9788e-05 | 0.70968 | 0.91533 | {D1AA7A01-6717-4A8D-8AC5-0F1F18BEAC1F} | 43491103 | CORONA 1103 | 4446 | 38.2842 | -122.6683 | CORONA 11034446 | 242 | 539 | 49903.899 | 19753.849 | 30150.05 | 734.2401 | 1771.5366 | 0.00039894 | 0.00019746 | 2.1254 | 6.2 | 1984 | 8.3481e-06 | 1865.2188 | 13972.6187 | 0
North Coast | 7432 | 51 | 66.4796 | 100 | 87.5877 | 12 | 0.68562 | 0.49713 | 2.3473 | 0.010079 | 0.27686 | 0.084608 | 2.3333 | 3.9331e-06 | 7.9495e-05 | 0.51 | 0.75901 | {7D69F374-F9B0-4F64-806B-E0305A606677} | 42771114 | UKIAH 1114 | 72990 | 39.1339 | -123.1661 | UKIAH 111472990 | 67 | 147 | 10042.6879 | 5262.4562 | 4780.2317 | 1032.2982 | 3184.3535 | 0.00095394 | 0.001092 | 1.3035 | 8.3333 | 1985 | 4.7197e-05 | 1865.2188 | 13973.2597 | 0
North Coast | 395 | 163 | 299.7803 | 500 | 401.4284 | 82 | 1.3031 | 5.2862 | 32.7438 | 0.14243 | 2.1396 | 10.0636 | 1.0597 | 4.4762e-06 | 7.8255e-05 | 0.326 | 0.74678 | {72AB9BE6-2DAD-47AD-B1E1-28EC23582566} | 43191102 | REDBUD 1102 | 922 | 38.999 | -122.6721 | REDBUD 1102922 | 128 | 364 | 27664.3751 | 12463.6383 | 15200.7368 | 12117.314 | 11870.1596 | 0.0064169 | 0.0055252 | 1.8391 | 6.0976 | 1996 | 0.00036705 | 1865.2187 | 13980.7846 | 0
North Coast | 7419 | 133 | 181.9369 | 290 | 273.9298 | 79 | 1.2282 | 273.3662 | 3360.2093 | 9.9607 | 1.5029 | 254.5438 | 1.4179 | 0.033293 | 7.7111e-05 | 0.45862 | 0.66417 | {08D74C7F-8D6E-4EDB-8355-DEA79828121D} | 42821102 | CLOVERDALE 1102 | 4646 | 38.7891 | -123.0171 | CLOVERDALE 11024646 | 75 | 40 | 27348.2217 | 24017.6199 | 3330.6019 | 22119.9907 | 3120.9534 | 0.0060918 | 0.0059837 | 1.3679 | 3.6709 | 2003 | 2.6302 | 1865.2184 | 13994.5211 | 0
North Coast | 7841 | 40 | 50.419 | 254 | 101.1376 | 38 | 1.4886 | 36.5937 | 420.2469 | 2.8515 | 30.3641 | 220.7792 | 1.3773 | 0.094821 | 7.6167e-05 | 0.15748 | 0.49852 | {270933AB-36E0-4F19-9FD5-2CA707CDE013} | 42141102 | CLEAR LAKE 1102 | 904 | 39.0183 | -122.9168 | CLEAR LAKE 1102904 | 46 | 48 | 9139.0864 | 5777.0339 | 3362.0525 | 5254.2064 | 3010.6144 | 0.0028943 | 0.002251 | 1.2605 | 6.6842 | 2010 | 3.6032 | 1862.5882 | 13997.784 | 0
North Coast | 7128 | 34 | 50.4324 | 110 | 99.2575 | 23 | 1.786 | 69.9774 | 656.3895 | 2.2023 | 2.0909 | 86.6901 | 1.1446 | 0.0036476 | 7.4298e-05 | 0.30909 | 0.5081 | {B7169D14-D576-4EBC-83AD-DD429DE5E777} | 42891102 | GEYSERVILLE 1102 | circuit_breaker | 38.7097 | -122.9079 | GEYSERVILLE 1102circuit_breaker | 133 | 168 | 21764.22 | 11834.3236 | 9929.8964 | 3579.9474 | 2383.0886 | 0.0017089 | 0.0012223 | 1.4833 | 4.7826 | 2022 | 0.083896 | 1858.985 | 14000.0071 | 0
North Coast | 2330 | 547 | 750.6926 | 1148 | 1085.1174 | 218 | 1.2525 | 538.8175 | 9065.1433 | 47.9211 | 2.0641 | 155.7598 | 1.354 | 0.01978 | 7.4142e-05 | 0.47648 | 0.69181 | {C8D83F3A-CD64-4875-8687-B98C0D29D9E1} | 42891102 | GEYSERVILLE 1102 | 484 | 38.7132 | -122.8848 | GEYSERVILLE 1102484 | 491 | 442 | 131296.913 | 78386.0012 | 52910.9118 | 50631.555 | 26279.6906 | 0.016163 | 0.013116 | 1.3724 | 5.2661 | 2023 | 4.312 | 1858.9011 | 14031.4493 | 1
North Coast | 4590 | 234 | 316.7225 | 769 | 641.2167 | 81 |  |  |  |  | 3.6636 | 142.7654 | 1.1529 | 0.013585 | 7.39e-05 | 0.30429 | 0.49394 | {F0A897EB-747B-40C7-9836-35FB75DF52B9} | 42751113 | FITCH MOUNTAIN 1113 | 352 | 38.6126 | -122.8546 | FITCH MOUNTAIN 1113352 | 172 | 564 | 48895.8583 | 19254.3259 | 29641.5324 | 9077.2683 | 7619.9555 | 0.0059859 | 0.0059859 | 1.3535 | 9.4938 | 2027 | 1.1004 | 1854.5891 | 14037.0863 | 0
North Coast | 7309 | 1 | 1.6135 | 1 | 1.6135 | 1 |  |  |  |  | 0 | 0.028097 | 1 | 4.897e-06 | 7.3716e-05 | 1 | 1 | {0A86DDE1-72D3-4AA4-946A-5E91F4735FDF} | 42631109 | PETALUMA C 1109 | 738866 | 38.2166 | -122.6308 | PETALUMA C 1109738866 | 57 | 95 | 10241.7174 | 4335.7412 | 5905.9762 | 2889.9768 | 3419.009 | 7.3716e-05 | 7.3716e-05 | 1.6135 | 1 | 2030 | 4.897e-06 | 1853.4887 | 14038.881 | 0
North Coast | 625 | 108 | 148.0746 | 156 | 174.9041 | 23 | 1.3037 | 42.1186 | 141.1308 | 0.33229 | 1.7497 | 22.5185 | 1.0127 | 4.6738e-06 | 7.3585e-05 | 0.69231 | 0.8466 | {98861C56-51D3-43DB-9804-E460E1D0C1F4} | 43071101 | DUNBAR 1101 | 160 | 38.436 | -122.5796 | DUNBAR 1101160 | 151 | 295 | 26232.2292 | 10698.4424 | 15533.7867 | 3768.8878 | 1626.8369 | 0.0016924 | 0.0016182 | 1.3711 | 6.7826 | 2032 | 0.0001075 | 1853.4887 | 14041.2214 | 1
North Coast | 5340 | 530 | 771.5963 | 1043 | 1024.3157 | 130 | 0.30564 | 91.755 | 480.5504 | 0.28481 | 0.096801 | 17.0284 | 1.009 | 0.00048935 | 7.3495e-05 | 0.50815 | 0.75328 | {D3EDA1A2-8AF8-4A2A-853E-161161439812} | 192101101 | MAPLE CREEK 1101 | circuit_breaker | 40.7681 | -123.8739 | MAPLE CREEK 1101circuit_breaker | 84 | 50 | 25203.5646 | 23066.1262 | 2137.4384 | 15254.5949 | 1348.0661 | 0.0095544 | 0.014746 | 1.4558 | 8.0231 | 2033 | 0.063615 | 1853.4886 | 14050.6945 | 0
North Coast | 8696 | 2 | 2.5863 | 8 | 5.4691 | 2 | 0.40399 | 0.22239 | 0.41058 | 0.0001857 | 0.8219 | 4.2969 | 1.0177 | 0.015717 | 7.2916e-05 | 0.25 | 0.4729 | {F631AD16-DB0B-45CF-9124-A221CF5B6E01} | 43071103 | DUNBAR 1103 | 3135 | 38.3259 | -122.4879 | DUNBAR 11033135 | 27 | 132 | 6523.8449 | 1214.2636 | 5309.5812 | 100.9792 | 858.1802 | 0.00014583 | 0.00034861 | 1.2931 | 4 | 2037 | 0.031434 | 1853.425 | 14050.7573 | 0
North Coast | 639 | 7 | 8.7465 | 38 | 26.436 | 6 | 0.27281 | 175.4693 | 1505.0988 | 0.82122 | 1.6645 | 13.917 | 1.0173 | 0.000848 | 7.2833e-05 | 0.18421 | 0.33086 | {45DAEF94-8CBC-41FA-B3AC-23C4DF1DF209} | 43321101 | RINCON 1101 | 580 | 38.464 | -122.6514 | RINCON 1101580 | 91 | 201 | 14190.6461 | 4616.0468 | 9574.5993 | 541.3735 | 113.5355 | 0.000437 | 0.00059445 | 1.2495 | 6.3333 | 2039 | 0.005088 | 1853.3935 | 14051.0935 | 0
North Coast | 1475 | 612 | 947.3109 | 1111 | 1162.756 | 109 | 1.3892 | 43.4298 | 261.1532 | 0.67843 | 0.41541 | 8.7854 | 1.0697 | 0.00020743 | 7.1589e-05 | 0.55086 | 0.81471 | {CE95A09E-74FB-479F-845B-A7A77A530903} | 192341102 | HUMBOLDT BAY 1102 | 4724 | 40.7546 | -124.1875 | HUMBOLDT BAY 11024724 | 230 | 462 | 51442.125 | 24851.4009 | 26590.7241 | 10436.2695 | 8877.6229 | 0.0078032 | 0.0065544 | 1.5479 | 10.1927 | 2042 | 0.02261 | 1853.3885 | 14057.5744 | 0
North Coast | 1845 | 2457 | 3954.098 | 2723 | 4073.8362 | 272 | 0.84378 | 48.474 | 222.6376 | 0.2981 | 0.23569 | 13.5252 | 1.081 | 0.00036276 | 7.1405e-05 | 0.90231 | 0.97061 | {BF12DE8B-4E1C-4761-B900-F5DD3C822515} | 42761102 | FORT BRAGG A 1102 | 31304 | 39.415 | -123.7704 | FORT BRAGG A 110231304 | 153 | 128 | 43579.2277 | 34687.2851 | 8891.9427 | 34687.2851 | 8891.9427 | 0.019422 | 0.020998 | 1.6093 | 10.011 | 2043 | 0.09867 | 1853.3659 | 14079.1152 | 0
North Coast | 2973 | 38 | 58.2014 | 59 | 65.7059 | 18 | 1.4016 | 220.6586 | 2661.0272 | 18.4312 | 1.9703 | 113.9139 | 1.37 | 0.0069559 | 7.1204e-05 | 0.64407 | 0.88579 | {7D091198-DCC2-4EA1-AD83-C691E4F808C9} | 42251101 | HOPLAND 1101 | 558 | 38.9989 | -123.1172 | HOPLAND 1101558 | 98 | 76 | 18464.6908 | 15006.3279 | 3458.3628 | 2272.5532 | 1234.4749 | 0.0012817 | 0.00099279 | 1.5316 | 3.2778 | 2046 | 0.12521 | 1853.2672 | 14080.5264 | 0
North Coast | 5777 | 6 | 8.1824 | 20 | 16.8733 | 4 | 0.034584 | 2.2011 | 35.9391 | 0.003008 | 2.4148 | 21.5903 | 1.0636 | 0.018258 | 7.1203e-05 | 0.3 | 0.48493 | {FC698F49-08CB-4375-B278-3C062280B4C5} | 42891101 | GEYSERVILLE 1101 | 482 | 38.7004 | -122.9575 | GEYSERVILLE 1101482 | 63 | 65 | 12220.2853 | 6000.7291 | 6219.5562 | 352.7494 | 209.1756 | 0.00028481 | 0.00055736 | 1.3637 | 5 | 2047 | 0.073031 | 1853.142 | 14080.7455 | 0
North Coast | 6662 | 2 | 5.8611 | 2 | 5.8611 | 2 | 2.3515 | 442.6015 | 2283.2075 | 34.4093 | 16.1007 | 535.755 | 1.3673 | 0.029761 | 7.1145e-05 | 1 | 1 | {D6A4485E-AC24-4E5F-8B68-E6B52EAE7CCB} | 42631108 | PETALUMA C 1108 | 208 | 38.2261 | -122.7213 | PETALUMA C 1108208 | 119 | 105 | 34108.4807 | 19951.8799 | 14156.6007 | 19951.8799 | 14156.6007 | 0.00014229 | 8.5804e-05 | 2.9305 | 1 | 2048 | 0.059522 | 1853.0689 | 14093.1356 | 0
North Coast | 1791 | 1489 | 3047.4516 | 2346 | 3430.2087 | 167 | 0.76159 | 74.696 | 390.4412 | 0.48634 | 0.37979 | 17.6922 | 1.1048 | 0.00029753 | 7.0602e-05 | 0.6347 | 0.88842 | {FD379B27-6785-4E43-84D1-7E22C4EB286F} | 42761101 | FORT BRAGG A 1101 | 4622 | 39.5153 | -123.7634 | FORT BRAGG A 11014622 | 153 | 150 | 37166.6829 | 21198.3263 | 15968.3566 | 21198.3263 | 15968.3566 | 0.01179 | 0.013078 | 2.0466 | 14.0479 | 2051 | 0.049687 | 1853.0094 | 14106.2998 | 0
North Coast | 8302 | 9 | 20.9959 | 30 | 31.7962 | 3 | 0.097419 | 0.11738 | 0.41623 | 0.0010094 | 0 | 0.042035 | 2.3333 | 1.217e-05 | 7.0058e-05 | 0.3 | 0.66033 | {149DEC4B-D1C4-4F4B-922B-9B5C5A4AE0D1} | 42811111 | MONTE RIO 1111 | circuit_breaker | 38.4712 | -123.012 | MONTE RIO 1111circuit_breaker | 12 | 24 | 1188.0287 | 425.3264 | 762.7023 | 425.3264 | 762.7023 | 0.00021017 | 0.00070641 | 2.3329 | 10 | 2058 | 3.6511e-05 | 1852.9597 | 14106.5639 | 0
North Coast | 5424 | 120 | 189.723 | 125 | 192.6822 | 25 | 0.67328 | 86.2036 | 302.4581 | 0.33327 | 1.681 | 100.7092 | 1.1699 | 0.0020063 | 6.7742e-05 | 0.96 | 0.98464 | {56EC8BE0-B402-4A7D-9076-C44EBD9A9DDD} | 42851121 | FORT ROSS 1121 | 37326 | 38.5346 | -123.2751 | FORT ROSS 112137326 | 48 | 59 | 10300.4294 | 8318.589 | 1981.8404 | 8318.589 | 1919.6703 | 0.0016935 | 0.0018798 | 1.581 | 5 | 2072 | 0.050157 | 1852.9597 | 14111.7297 | 0
North Coast | 1996 | 21 | 39.3853 | 95 | 62.0227 | 16 | 1.4766 | 0.63116 | 1.0975 | 0.015335 | 1.0463e-14 | 5.2316e-16 | 1.5625 | 2.5936e-06 | 6.6791e-05 | 0.22105 | 0.63501 | {0343042E-9F65-47DD-BA69-5192F97A36BA} | 43351103 | LUCERNE 1103 | 1663 | 39.1233 | -122.8477 | LUCERNE 11031663 | 27 | 111 | 6206.6347 | 1947.6462 | 4258.9885 | 1947.6462 | 4258.9885 | 0.0010687 | 0.00082469 | 1.8755 | 5.9375 | 2079 | 4.1497e-05 | 1852.9095 | 14112.9392 | 0
North Coast | 8971 | 72 | 116.6724 | 106 | 132.363 | 19 | 1.4452 | 186.7144 | 993.865 | 1.5804 | 0.89043 | 37.257 | 1.0555 | 0.00069997 | 6.5997e-05 | 0.67925 | 0.88146 | {827A54D0-0188-46E1-B6F0-E7D696DF4D89} | 43381101 | POINT ARENA 1101 | 1296 | 38.9513 | -123.6846 | POINT ARENA 11011296 | 43 | 48 | 11330.5583 | 8913.723 | 2416.8353 | 4384.7382 | 1394.1682 | 0.001254 | 0.0010824 | 1.6204 | 5.5789 | 2082 | 0.013299 | 1852.9095 | 14115.6622 | 0
North Coast | 4765 | 22 | 32.7975 | 52 | 47.9167 | 13 | 0.39899 | 21.215 | 196.762 | 0.29117 | 1.6401 | 46.0141 | 1.1234 | 0.0020268 | 6.5354e-05 | 0.42308 | 0.68447 | {106A3CC8-ABBB-4312-91E3-1D68E8BAE7A2} | 42891101 | GEYSERVILLE 1101 | 480 | 38.7001 | -122.9516 | GEYSERVILLE 1101480 | 241 | 216 | 65304.0341 | 25712.4856 | 39591.5485 | 1516.0203 | 2449.8043 | 0.0008496 | 0.001013 | 1.4908 | 4 | 2087 | 0.026348 | 1852.8962 | 14116.6036 | 0
North Coast | 7418 | 11 | 31.5815 | 38 | 43.2538 | 5 | 0 | 0 | 0 | 0 | 0.26504 | 0.37664 | 1 | 5.3873e-06 | 6.5113e-05 | 0.28947 | 0.73014 | {078E6937-4C7E-4DCA-8920-0F03CEE6AF5C} | 43351106 | LUCERNE 1106 | 2355 | 39.0393 | -122.7643 | LUCERNE 11062355 | 31 | 96 | 5053.5421 | 1676.4836 | 3377.0586 | 560.2517 | 817.0359 | 0.00032556 | 0.00040548 | 2.871 | 7.6 | 2091 | 2.6937e-05 | 1852.8699 | 14116.9515 | 0
North Coast | 7174 | 60 | 72.7571 | 247 | 156.0482 | 25 | 0.35635 | 150.8764 | 1139.3527 | 0.51363 | 0.16593 | 17.2748 | 1.0405 | 0.00057521 | 6.5021e-05 | 0.24291 | 0.46625 | {AD459C08-CBDF-43AA-86A2-CD8C1B5B6101} | 192381102 | EEL RIVER 1102 | 1902 | 40.5279 | -124.1646 | EEL RIVER 11021902 | 53 | 32 | 17655.559 | 11921.8282 | 5733.7308 | 9656.571 | 4971.7217 | 0.0016255 | 0.0021142 | 1.2126 | 9.88 | 2093 | 0.01438 | 1852.8698 | 14122.9482 | 0
North Coast | 8756 | 14 | 24.3606 | 44 | 36.5881 | 5 | 0.26248 | 0.85003 | 3.8916 | 0.0022049 | 5.0796 | 39.0494 | 1.0265 | 0.015919 | 6.4933e-05 | 0.31818 | 0.66581 | {782709DA-4B4D-4F76-8D74-6294980C1957} | 43191102 | REDBUD 1102 | 44119 | 38.9672 | -122.6525 | REDBUD 110244119 | 62 | 199 | 12889.4056 | 4510.2451 | 8379.1605 | 603.3084 | 909.872 | 0.00032466 | 0.00048536 | 1.74 | 8.8 | 2094 | 0.079595 | 1852.8554 | 14123.3229 | 0
North Coast | 7546 | 1424 | 2026.2401 | 2060 | 2371.1794 | 341 | 0.63212 | 274.6792 | 2981.046 | 10.4247 | 0.83682 | 191.6036 | 1.4066 | 0.028957 | 6.4465e-05 | 0.69126 | 0.85453 | {CD516753-E346-488C-8A28-4021B3A7E490} | 42891101 | GEYSERVILLE 1101 | 79788 | 38.6993 | -122.9708 | GEYSERVILLE 110179788 | 208 | 114 | 78233.136 | 67534.7693 | 10698.3666 | 63216.603 | 6747.0925 | 0.021983 | 0.026991 | 1.4229 | 6.0411 | 2098 | 9.8744 | 1852.7759 | 14162.5804 | 0
North Coast | 2551 | 365 | 546.7828 | 384 | 556.6308 | 60 | 0.86117 | 62.5016 | 409.7276 | 0.58385 | 1.2077 | 23.2385 | 1.0435 | 0.00093833 | 6.4148e-05 | 0.95052 | 0.98231 | {228A6257-66FD-4F4F-AA34-7D22FE084DBC} | 42851121 | FORT ROSS 1121 | 124 | 38.5657 | -123.2723 | FORT ROSS 1121124 | 125 | 90 | 43684.2668 | 29943.2023 | 13741.0645 | 29943.2023 | 13741.0645 | 0.0038489 | 0.0041064 | 1.498 | 6.4 | 2105 | 0.0563 | 1842.9014 | 14181.1751 | 0
North Coast | 3214 | 62 | 127.0805 | 165 | 167.206 | 50 | 1.1292 | 46.6101 | 471.0799 | 3.0526 | 1.5359 | 100.1267 | 1.1075 | 0.0002908 | 6.3427e-05 | 0.37576 | 0.76002 | {E3192F4B-E306-4B2D-9341-C84584505AEB} | 43311108 | KONOCTI 1108 | circuit_breaker | 38.9324 | -122.741 | KONOCTI 1108circuit_breaker | 185 | 659 | 46677.5588 | 14154.8598 | 32522.6989 | 9103.4044 | 16624.5352 | 0.0031714 | 0.0028849 | 2.0497 | 3.3 | 2108 | 0.01454 | 1842.8451 | 14186.8284 | 0
North Coast | 2182 | 253 | 658.835 | 262 | 663.3429 | 41 | 2.2808 | 158.4569 | 514.5425 | 2.9767 | 6.6418 | 370.6 | 1.2894 | 0.0069651 | 6.2032e-05 | 0.96565 | 0.9932 | {26714021-3ECA-430A-89F2-F363DC8CF00F} | 42271103 | COTATI 1103 | 148 | 38.2415 | -122.9053 | COTATI 1103148 | 145 | 154 | 29440.6349 | 24952.5401 | 4488.0948 | 23990.7662 | 4324.6019 | 0.0025433 | 0.0016252 | 2.6041 | 6.3902 | 2116 | 0.28557 | 1842.8306 | 14201.7266 | 0
North Coast | 9707 | 28 | 38.6586 | 41 | 46.043 | 8 | 0.53578 | 30.935 | 290.9604 | 0.27566 | 0.63551 | 17.7302 | 1.1123 | 0.034594 | 6.162e-05 | 0.68293 | 0.83962 | {5A3AA98B-24A2-41A0-8E61-B5A0B5E2F3E7} | 42891102 | GEYSERVILLE 1102 | 756 | 38.6973 | -122.8549 | GEYSERVILLE 1102756 | 8 | 6 | 1028.8029 | 948.4078 | 80.3951 | 948.4078 | 80.3951 | 0.00049296 | 0.0006177 | 1.3807 | 5.125 | 2118 | 0.27675 | 1842.545 | 14202.3156 | 0
North Coast | 8197 | 677 | 924.4501 | 800 | 981.8801 | 63 | 0.23941 | 48.6172 | 226.8695 | 0.069607 | 0.10216 | 12.9858 | 1.0265 | 0.0011062 | 6.1384e-05 | 0.84625 | 0.94151 | {47D7E27E-F1F2-4AFA-B2C6-25B11F5B475A} | 192291121 | CARLOTTA 1121 | 44150 | 40.4947 | -123.9878 | CARLOTTA 112144150 | 16 | 12 | 6054.0922 | 5746.8082 | 307.284 | 5746.8082 | 307.284 | 0.0038672 | 0.0061641 | 1.3655 | 12.6984 | 2120 | 0.06969 | 1842.2683 | 14205.8843 | 0
North Coast | 6406 | 381 | 475.9006 | 754 | 641.42 | 99 | 2.2254 | 2097.9349 | 35656.1821 | 112.272 | 1.7856 | 150.8653 | 1.3404 | 0.0034129 | 6.1376e-05 | 0.50531 | 0.74195 | {4A3EF433-B8F9-4C76-92D7-D30553832B68} | 42771114 | UKIAH 1114 | 3606 | 39.1316 | -123.1661 | UKIAH 11143606 | 186 | 273 | 37494.1557 | 26641.1454 | 10853.0103 | 16376.8546 | 4955.8971 | 0.0060762 | 0.0043803 | 1.2491 | 7.6162 | 2121 | 0.33787 | 1842.1986 | 14216.0544 | 0
North Coast | 5237 | 74 | 134.0013 | 91 | 142.1444 | 51 | 0.97065 | 108.3156 | 788.1751 | 1.8975 | 0.5809 | 26.6709 | 1.0075 | 4.259e-06 | 6.009e-05 | 0.81319 | 0.94271 | {4E55E7CE-52B3-47DC-8A51-FD5ED3230884} | 42861101 | ANNAPOLIS 1101 | 554 | 38.711 | -123.3384 | ANNAPOLIS 1101554 | 227 | 145 | 50761.5079 | 43657.3063 | 7104.2016 | 43657.3063 | 7104.2016 | 0.0030646 | 0.0030298 | 1.8108 | 1.7843 | 2141 | 0.00021721 | 1841.8607 | 14243.1656 | 0
North Coast | 8449 | 9 | 14.4629 | 33 | 20.7964 | 8 | 1.0993 | 25.8118 | 146.6172 | 6.3336 | 10.0893 | 244.2513 | 1.2475 | 0.034451 | 5.988e-05 | 0.27273 | 0.69545 | {45C1901D-E49E-428E-8B0F-B20AF66CAD20} | 43211102 | HARTLEY 1102 | 524 | 39.0788 | -122.9339 | HARTLEY 1102524 | 52 | 43 | 10994.4761 | 7246.3624 | 3748.1136 | 2350.321 | 348.8739 | 0.00047904 | 0.00056225 | 1.607 | 4.125 | 2142 | 0.27561 | 1841.8605 | 14244.6251 | 0
North Coast | 2629 | 4 | 3.9072 | 27 | 24.2856 | 1 |  |  |  |  | 0.061947 | 31.3035 | 1.1482 | 0.028392 | 5.9643e-05 | 0.14815 | 0.16089 | {EBBE0A29-2908-46ED-BB26-43BABD7BEC2A} | 43292102 | PUEBLO 2102 | 792 | 38.433 | -122.4021 | PUEBLO 2102792 | 221 | 193 | 53493.2008 | 33531.1108 | 19962.09 | 30375.5803 | 19611.8188 | 5.9643e-05 | 5.9643e-05 | 0.9768 | 27 | 2147 | 0.028392 | 1841.5849 | 14263.4883 | 0
North Coast | 4368 | 244 | 314.0387 | 422 | 418.1051 | 25 | 0.6944 | 11.5694 | 112.2819 | 0.22406 | 1.9154 | 43.3308 | 1.1908 | 6.6555e-06 | 5.9039e-05 | 0.5782 | 0.7511 | {3FDFEE62-2564-4B56-8AC9-FC80D427FADF} | 42091102 | MIRABEL 1102 | 206 | 38.4907 | -122.8886 | MIRABEL 1102206 | 247 | 273 | 39580.3282 | 20489.8622 | 19090.466 | 2879.3705 | 1476.4703 | 0.001476 | 0.0018782 | 1.287 | 16.88 | 2151 | 0.00016639 | 1841.5565 | 14265.2764 | 1
North Coast | 944 | 20 | 43.4116 | 87 | 61.0814 | 32 | 1.103 | 0.98694 | 2.1781 | 0.029462 | 10.7616 | 56.9325 | 1.3401 | 0.011513 | 5.7337e-05 | 0.22989 | 0.71072 | {51EF8730-4C17-4517-B094-A50393B56842} | 43141102 | MIDDLETOWN 1102 | 514 | 38.807 | -122.5689 | MIDDLETOWN 1102514 | 112 | 597 | 43245.579 | 8514.884 | 34730.6949 | 5004.0934 | 19340.9831 | 0.0018348 | 0.0016718 | 2.1706 | 2.7188 | 2168 | 0.36842 | 1841.5563 | 14268.384 | 0
North Coast | 7533 | 31 | 72.6396 | 90 | 108.4917 | 13 | 0.91251 | 26.3737 | 83.4554 | 0.16335 | 4.5146 | 76.2589 | 1.2297 | 0.011465 | 5.7135e-05 | 0.34444 | 0.66954 | {EA9B2479-0C7B-4A59-82AF-47AD3E8F521E} | 42561102 | FULTON 1102 | 4994 | 38.5278 | -122.7651 | FULTON 11024994 | 80 | 68 | 12682.9096 | 6942.8858 | 5740.0238 | 1753.9056 | 1818.9799 | 0.00074275 | 0.00078518 | 2.3432 | 6.9231 | 2171 | 0.14905 | 1841.1879 | 14269.4732 | 0
North Coast | 3465 | 13 | 21.1249 | 55 | 36.3285 | 18 | 0.22998 | 21.7404 | 153.0433 | 0.07712 | 1.0087 | 52.5954 | 1.1308 | 0.0010819 | 5.7082e-05 | 0.23636 | 0.5815 | {F830099C-EEA2-4CF4-B68F-D2F012925468} | 43351103 | LUCERNE 1103 | circuit_breaker | 39.1102 | -122.8131 | LUCERNE 1103circuit_breaker | 170 | 419 | 27761.1735 | 13358.6173 | 14402.5562 | 3472.4667 | 1684.9341 | 0.0010275 | 0.0014452 | 1.625 | 3.0556 | 2174 | 0.019474 | 1841.0388 | 14271.6296 | 0
North Coast | 3965 | 5 | 9.7249 | 42 | 23.3888 | 12 | 0.26024 | 0.13507 | 0.1586 | 0.00020388 | 1.4124 | 5.3462 | 1.0258 | 0.0017643 | 5.624e-05 | 0.11905 | 0.41579 | {D29B0306-223B-4BFF-9389-253396BA7A0F} | 43191102 | REDBUD 1102 | 432 | 38.9803 | -122.6634 | REDBUD 1102432 | 292 | 1350 | 77507.4088 | 18069.9686 | 59437.4402 | 1279.6978 | 3634.9092 | 0.00067488 | 0.00089012 | 1.945 | 3.5 | 2181 | 0.021171 | 1841.0194 | 14272.4242 | 0
North Coast | 1196 | 12 | 35.7944 | 12 | 35.7944 | 1 | [6 empty] | 5 | 0 | 5.5732e-05 | 1 | 1 | {34DFDDBB-39B7-422C-B7C0-767BF9731AB2} | 42761101 | FORT BRAGG A 1101 | circuit_breaker | 39.4351 | -123.7996 | FORT BRAGG A 1101circuit_breaker | 288 | 1129 | 59453.6309 | 13059.0747 | 46394.5562 | 290.3604 | 410.4589 | 5.5732e-05 | 5.5732e-05 | 2.9829 | 12 | 2182 | 0 | 1840.9982 | 14272.6046 | 0
North Coast | 999 | 49 | 68.0908 | 108 | 90.5028 | 18 | 2.4326 | 238.3234 | 1276.2525 | 6.7217 | 4.2565 | 338.6219 | 1.2357 | 0.0064187 | 5.5077e-05 | 0.4537 | 0.75236 | {D2D369CA-0917-4B7E-9B23-ECC7D27E5D79} | 42251101 | HOPLAND 1101 | 770 | 38.978 | -123.0986 | HOPLAND 1101770 | 133 | 84 | 26404.6199 | 21887.414 | 4517.2059 | 7603.6292 | 1757.7495 | 0.00099139 | 0.00066487 | 1.3896 | 6 | 2190 | 0.11554 | 1840.9982 | 14277.3264 | 0
North Coast | 8114 | 461 | 841.5788 | 546 | 886.6893 | 97 | 0.3893 | 232.1813 | 2159.2416 | 1.6002 | 0.2315 | 51.0056 | 1.1096 | 0.0049987 | 5.4228e-05 | 0.84432 | 0.94912 | {4E7F584A-58CA-4FD0-89EA-914007B3A7FD} | 42861101 | ANNAPOLIS 1101 | 608 | 38.6772 | -123.3138 | ANNAPOLIS 1101608 | 92 | 58 | 31086.955 | 28636.0357 | 2450.9193 | 28636.0357 | 2450.9193 | 0.0052601 | 0.0075632 | 1.8256 | 5.6289 | 2201 | 0.48487 | 1840.8827 | 14295.1094 | 0
North Coast | 2726 | 82 | 194.4612 | 100 | 203.8568 | 30 | 0.60156 | 102.7053 | 735.1029 | 1.048 | 0.61298 | 37.4755 | 1.0614 | 0.0018199 | 5.362e-05 | 0.82 | 0.95391 | {2E3AB06D-E271-44D1-BCDE-8DE501692F34} | 42861101 | ANNAPOLIS 1101 | 76842 | 38.6803 | -123.3125 | ANNAPOLIS 110176842 | 43 | 21 | 10860.6465 | 9045.3441 | 1815.3024 | 9045.3441 | 1815.3024 | 0.0016086 | 0.0019928 | 2.3715 | 3.3333 | 2208 | 0.054597 | 1840.3978 | 14300.7266 | 0
North Coast | 2863 | 9 | 14.5217 | 10 | 14.9775 | 1 |  |  |  |  | 0 | 0.27146 | 1 | 3.5303e-06 | 5.3142e-05 | 0.9 | 0.96957 | {B435E505-091B-4464-AF4F-65421296FB23} | 192331104 | EUREKA E 1104 | 35934 | 40.7712 | -124.1618 | EUREKA E 110435934 | 110 | 348 | 22454.402 | 5459.9113 | 16994.4906 | 163.1504 | 185.6536 | 5.3142e-05 | 5.3142e-05 | 1.6135 | 10 | 2210 | 3.5303e-06 | 1840.3432 | 14300.8279 | 0
North Coast | 193 | 29 | 45.5133 | 32 | 47.0507 | 5 | 0.42245 | 57.8226 | 403.3561 | 0.35912 | 0 | 1.1358 | 1.8 | 4.0852e-06 | 5.2874e-05 | 0.90625 | 0.96733 | {F40CB029-270F-46C5-9305-F30A68FC7241} | 192251102 | RIO DELL 1102 | 8768 | 40.4765 | -124.1008 | RIO DELL 11028768 | 61 | 57 | 11528.6614 | 8376.3931 | 3152.2684 | 449.1583 | 458.7294 | 0.00026437 | 0.00045984 | 1.5694 | 6.4 | 2212 | 2.0426e-05 | 1840.3432 | 14301.1068 | 0
North Coast | 7298 | 524 | 911.5069 | 566 | 930.6458 | 54 | 0.36022 | 35.9358 | 241.0227 | 0.090436 | 0.13164 | 10.7723 | 0.96169 | 0.00062929 | 5.2312e-05 | 0.9258 | 0.97943 | {9A2A59D4-79DC-47CE-A757-850979A9B368} | 43381101 | POINT ARENA 1101 | 2637 | 38.9563 | -123.6415 | POINT ARENA 11012637 | 34 | 29 | 12746.0537 | 6500.6025 | 6245.4512 | 6500.6025 | 6245.4512 | 0.0028249 | 0.0040636 | 1.7395 | 10.4815 | 2218 | 0.033982 | 1840.3432 | 14305.1437 | 0
North Coast | 1532 | 183 | 359.0439 | 398 | 462.259 | 43 | 1.4337 | 2.2753 | 7.163 | 0.12038 | 0.68166 | 5.1671 | 1.1415 | 2.2768e-05 | 5.0987e-05 | 0.4598 | 0.77672 | {003E8DD3-C7CE-4179-B86D-B637E24AA54E} | 43321103 | RINCON 1103 | 472 | 38.4722 | -122.653 | RINCON 1103472 | 149 | 435 | 29642.2125 | 7702.3079 | 21939.9046 | 4843.5768 | 12903.6518 | 0.0021924 | 0.0024859 | 1.962 | 9.2558 | 2222 | 0.00097903 | 1840.3092 | 14308.1515 | 0
North Coast | 5177 | 714 | 1618.1587 | 735 | 1628.8993 | 58 | 0.26423 | 68.2048 | 836.6958 | 0.73599 | 0.059544 | 15.8044 | 1.0053 | 0.00058724 | 5.026e-05 | 0.97143 | 0.99341 | {C44E173D-32C1-4900-92A5-AD54BFE2000C} | 42851121 | FORT ROSS 1121 | 560 | 38.5562 | -123.3034 | FORT ROSS 1121560 | 37 | 24 | 12832.5354 | 9208.7912 | 3623.7443 | 8402.379 | 3076.3906 | 0.0029151 | 0.0043113 | 2.2663 | 12.6724 | 2228 | 0.03406 | 1840.3082 | 14313.3694 | 0
North Coast | 9360 | 7 | 8.8557 | 17 | 14.2727 | 4 | 0 | 0 | 0 | 0 | 3.8473 | 4.7431 | 1 | 4.5029e-06 | 4.9533e-05 | 0.41176 | 0.62047 | {5C89CE05-2636-4AC9-BAFC-5707AC921B94} | 43501103 |  | 5060 | 38.5618 | -122.8169 | 5060 | 31 | 17 | 1766.5578 | 1112.8921 | 653.6657 | 477.3134 | 359.0567 | 0.00019813 | 0.00027113 | 1.2651 | 4.25 | 2232 | 1.8011e-05 | 1840.2742 | 14313.6658 | 0
North Coast | 5502 | 18 | 34.1016 | 59 | 46.3616 | 15 | 1.194 | 109.8835 | 1240.4871 | 7.3326 | 46.7982 | 661.9337 | 1.7128 | 0.17198 | 4.9393e-05 | 0.30508 | 0.73556 | {D05A5F97-BA6C-4210-AA67-0AC96ADACE28} | 43211101 | HARTLEY 1101 | 658 | 39.0609 | -122.9334 | HARTLEY 1101658 | 212 | 261 | 44398.9157 | 21971.0708 | 22427.8449 | 4569.0388 | 1696.5005 | 0.00074089 | 0.00070218 | 1.8945 | 3.9333 | 2233 | 2.5796 | 1840.2741 | 14316.5032 | 0
North Coast | 3086 | 3 | 3.6831 | 36 | 17.5616 | 3 | 0 | 0 | 0 | 0 | 32.41 | 349.98 | 1.677 | 0.18138 | 4.8784e-05 | 0.083333 | 0.20973 | {168A101A-B40A-4107-A560-9FF95054D3E7} | 42141101 | CLEAR LAKE 1101 | 486 | 39.0026 | -122.8755 | CLEAR LAKE 1101486 | 508 | 677 | 98090.0725 | 49197.9889 | 48892.0836 | 343.3545 | 1187.1495 | 0.00014635 | 0.00022385 | 1.2277 | 12 | 2237 | 0.54415 | 1837.6945 | 14316.7164 | 0
North Coast | 7480 | 2 | 2.4554 | 5 | 4.3058 | 4 | 0.0046088 | 0.22239 | 0.0063376 | 2.9208e-08 | 9.7926 | 72.0705 | 1.1388 | 0.0025063 | 4.829e-05 | 0.4 | 0.57026 | {40D7F055-E8F9-4650-B226-FC76BC481B62} | 42721104 | SONOMA 1104 | 5661 | 38.3044 | -122.5031 | SONOMA 11045661 | 100 | 106 | 16194.9632 | 8171.7539 | 8023.2093 | 3397.3315 | 4091.3512 | 0.00019316 | 0.00030906 | 1.2277 | 1.25 | 2246 | 0.010025 | 1837.1503 | 14318.8262 | 0
North Coast | 7787 | 802 | 1507.3717 | 882 | 1542.093 | 108 | 0.11684 | 109.9509 | 1083.2571 | 0.26142 | 0.1081 | 19.8552 | 1.0608 | 0.010079 | 4.7659e-05 | 0.9093 | 0.97748 | {E7486DD4-0A7D-467A-B7E3-9401480FC5B2} | 192221101 | GARBERVILLE 1101 | 2026 | 39.8515 | -123.7182 | GARBERVILLE 11012026 | 29 | 27 | 11495.2611 | 10220.4249 | 1274.8362 | 10220.4249 | 1274.8362 | 0.0051472 | 0.010282 | 1.8795 | 8.1667 | 2252 | 1.0885 | 1837.1403 | 14325.173 | 0
North Coast | 5113 | 33 | 50.0525 | 48 | 58.9854 | 7 | 0.70538 | 15.3963 | 138.4902 | 0.3754 | 2.0831 | 143.0905 | 1.0613 | 0.0066751 | 4.76e-05 | 0.6875 | 0.84856 | {AA2E97C7-3759-4D9E-BC19-D9ED237F5DA1} | 42751111 | FITCH MOUNTAIN 1111 | circuit_breaker | 38.6065 | -122.8528 | FITCH MOUNTAIN 1111circuit_breaker | 331 | 472 | 59720.9361 | 28044.9802 | 31675.9559 | 486.7283 | 1187.0121 | 0.0003332 | 0.00039508 | 1.5167 | 6.8571 | 2253 | 0.046726 | 1836.0518 | 14325.4753 | 0
North Coast | 839 | 4 | 11.3946 | 14 | 17.2962 | 6 | 0.0023987 | 0.0072783 | 0.024191 | 1.7731e-06 | 0.65339 | 2.019 | 1 | 4.1761e-06 | 4.7567e-05 | 0.28571 | 0.65879 | {A2A06826-B5AC-4037-94EC-F135DC826294} | 43321102 | RINCON 1102 | 644 | 38.4691 | -122.6669 | RINCON 1102644 | 348 | 821 | 54056.4855 | 16240.3737 | 37816.1118 | 652.5483 | 1279.2397 | 0.0002854 | 0.00037719 | 2.8486 | 2.3333 | 2254 | 2.5057e-05 | 1836.005 | 14325.8805 | 0
North Coast | 4034 | 153 | 196.8848 | 226 | 224.4966 | 34 | 0.43176 | 236.0028 | 2721.0825 | 2.379 | 2.1488 | 70.3488 | 1.2093 | 0.0040704 | 4.6823e-05 | 0.67699 | 0.87701 | {7CFF91C6-6122-459F-BD71-B9F17BE39EB0} | 42771114 | UKIAH 1114 | 528 | 39.0975 | -123.1724 | UKIAH 1114528 | 147 | 150 | 27619.9851 | 19731.4227 | 7888.5624 | 4515.409 | 2727.9786 | 0.001592 | 0.0019578 | 1.2868 | 6.6471 | 2269 | 0.13839 | 1836.005 | 14328.6846 | 0
North Coast | 4616 | 12 | 26.7058 | 21 | 30.4522 | 9 | 0.18186 | 22.3342 | 68.2808 | 0.038512 | 0.053343 | 0.81497 | 1 | 4.2754e-06 | 4.5704e-05 | 0.57143 | 0.87698 | {762F2724-D687-4C14-8C14-CCCD968810AC} | 42631109 | PETALUMA C 1109 | 48000 | 38.2262 | -122.6131 | PETALUMA C 110948000 | 167 | 126 | 30741.3375 | 21371.2273 | 9370.1102 | 15185.5394 | 7055.7401 | 0.00041134 | 0.00057922 | 2.2255 | 2.3333 | 2277 | 3.8478e-05 | 1835.8666 | 14338.1148 | 0
North Coast | 6941 | 15 | 29.127 | 17 | 29.981 | 6 | 0 | 0.15103 | 0.43481 | 0 | 8.384e-16 | 83.8853 | 1.2146 | 0.00084062 | 4.5387e-05 | 0.88235 | 0.97151 | {7897A070-7C30-42E9-B1B0-EB5E015E733B} | 43061101 | COVELO 1101 | 536 | 39.7439 | -123.2485 | COVELO 1101536 | 85 | 70 | 40352.1853 | 35716.0554 | 4636.1299 | 15104.7289 | 499.5351 | 0.00027232 | 0.00059752 | 1.9418 | 2.8333 | 2279 | 0.0050437 | 1835.8666 | 14347.4949 | 0
North Coast | 6525 | 33 | 60.3181 | 88 | 79.9852 | 13 | 0 | 0 | 0 | 0 | 0.70507 | 13.0266 | 1.0325 | 0.00028492 | 4.3589e-05 | 0.375 | 0.75412 | {928EDF6A-AE60-4D52-BF0A-EE27518314CC} | 43191101 | REDBUD 1101 | 400 | 39.0262 | -122.7314 | REDBUD 1101400 | 31 | 114 | 6049.8422 | 1637.3642 | 4412.4779 | 1401.7515 | 2490.499 | 0.00056665 | 0.00084584 | 1.8278 | 6.7692 | 2295 | 0.003704 | 1835.8615 | 14348.3653 | 0
North Coast | 451 | 0 | 0 | 4 | 1.8229 | 1 | 1.6127 | 0.99186 | 5.022 | 0.0090799 | 1.9646 | 0.09823 | 1 | 1.7033e-06 | 4.1351e-05 | 0 | 0 | {D91DE9C6-DAB2-43C2-806F-267EA9087948} | 43211102 | HARTLEY 1102 | 824 | 39.0723 | -122.915 | HARTLEY 1102824 | 213 | 479 | 42980.7955 | 12575.4803 | 30405.3152 | 137.5107 | 157.9055 | 4.1351e-05 | 2.564e-05 |  | 4 | 2319 | 1.7033e-06 | 1835.8578 | 14348.4507 | 0
North Coast | 9466 | 54 | 94.5197 | 174 | 147.831 | 21 | 0.29817 | 46.5186 | 284.6702 | 0.10904 | 0.19711 | 18.7646 | 1.0572 | 0.0017789 | 4.1209e-05 | 0.31034 | 0.63938 | {59886564-6CA1-4F45-A988-019BCC3E66E5} | 43381101 | POINT ARENA 1101 | 4923 | 38.9464 | -123.6449 | POINT ARENA 11014923 | 12 | 14 | 5274.0717 | 4611.3164 | 662.7553 | 4611.3164 | 662.7553 | 0.00086538 | 0.0014025 | 1.7504 | 8.2857 | 2324 | 0.037358 | 1835.8578 | 14351.3144 | 0
North Coast | 2538 | 40 | 73.424 | 174 | 112.3642 | 33 | 0.51373 | 2.0017 | 4.5014 | 0.026933 | 4.9639 | 34.8667 | 0.99155 | 0.0090807 | 4.1121e-05 | 0.22989 | 0.65345 | {0628807D-B297-4343-8118-F7F853EA05DA} | 43211101 | HARTLEY 1101 | 86876 | 39.0405 | -122.939 | HARTLEY 110186876 | 275 | 926 | 50601.1902 | 13541.1985 | 37059.9917 | 3441.3803 | 3984.1394 | 0.001357 | 0.0016338 | 1.8356 | 5.2727 | 2326 | 0.29966 | 1835.8205 | 14353.4515 | 0
North Coast | 8710 | 10 | 9.7408 | 81 | 41.2186 | 5 | 1.2278 | 1796.7138 | 31719.7854 | 130.5907 | 7.4301 | 250.13 | 1.9243 | 0.01096 | 4.0968e-05 | 0.12346 | 0.23632 | {8DC366D2-489B-4862-83DA-61BC167BAFAF} | 48011146 | CALPINE 1146 | circuit_breaker | 38.815 | -122.8021 | CALPINE 1146circuit_breaker | 37 | 4 | 5016.6421 | 4947.493 | 69.1491 | 4947.493 | 69.1491 | 0.00020484 | 0.00032537 | 0.97408 | 16.2 | 2328 | 0.054802 | 1835.5208 | 14356.5239 | 0
North Coast | 6333 | 1 | 0.97408 | 4 | 2.3413 | 3 | 0.040725 | 0.22239 | 1.1176 | 4.5515e-05 | 0.04646 | 1.3131 | 1 | 4.3938e-06 | 4.0038e-05 | 0.25 | 0.41604 | {D2E66D36-59AC-4BEC-BEE9-31C660B6B4ED} | 42851121 | FORT ROSS 1121 | 134 | 38.5588 | -123.2702 | FORT ROSS 1121134 | 162 | 98 | 20594.695 | 12995.1583 | 7599.5367 | 12414.5774 | 7199.4291 | 0.00012011 | 0.00019842 | 0.97408 | 1.3333 | 2340 | 1.3181e-05 | 1835.466 | 14364.2333 | 0
North Coast | 2078 | 70 | 103.7082 | 152 | 132.3298 | 23 | 0.32086 | 2.4481 | 4.531 | 0.0034493 | 0.53857 | 8.3 | 0.9672 | 0.00011598 | 3.9833e-05 | 0.46053 | 0.78371 | {64C6F4FE-9745-4B83-9BA2-6905B1D464FF} | 43351106 | LUCERNE 1106 | circuit_breaker | 39.1101 | -122.8129 | LUCERNE 1106circuit_breaker | 108 | 398 | 23744.9936 | 5806.4035 | 17938.5901 | 2265.0742 | 4440.2717 | 0.00091616 | 0.0014228 | 1.4815 | 6.6087 | 2345 | 0.0026676 | 1835.466 | 14365.6399 | 0
North Coast | 2117 | 83 | 159.3695 | 496 | 269.9737 | 71 | 0.56786 | 0.78627 | 2.0088 | 0.01704 | 0.0043001 | 0.090206 | 0.47887 | 3.2501e-06 | 3.8327e-05 | 0.16734 | 0.59032 | {EC0CBAAC-D25D-4166-8326-CC1A005227F9} | 43361104 | HIGHLANDS 1104 | circuit_breaker | 38.937 | -122.6091 | HIGHLANDS 1104circuit_breaker | 248 | 617 | 44096.0597 | 13342.2829 | 30753.7768 | 7426.3873 | 20046.973 | 0.0027212 | 0.0034736 | 1.9201 | 6.9859 | 2358 | 0.00023075 | 1835.4633 | 14370.2517 | 0
North Coast | 6012 | 104 | 205.3 | 704 | 357.6836 | 83 | 0.66146 | 0.77443 | 1.775 | 0.017736 | 2.1819e-16 | 1.5855e-15 | 5.4789e-15 | 2.7825e-06 | 3.7423e-05 | 0.14773 | 0.57397 | {05A2F271-E60C-4560-A544-2497E351C8FC} | 43361104 | HIGHLANDS 1104 | 48262 | 38.9395 | -122.6189 | HIGHLANDS 110448262 | 148 | 564 | 35426.5084 | 9974.1543 | 25452.3541 | 9900.0196 | 25297.0398 | 0.0031061 | 0.0034765 | 1.974 | 8.4819 | 2372 | 0.00023095 | 1835.4631 | 14376.3996 | 0
North Coast | 8011 | 33 | 42.1174 | 52 | 52.524 | 3 | 0.50124 | 12.5076 | 110.2346 | 0.10905 | 4.5737 | 53.5312 | 1.115 | 0.0092136 | 3.725e-05 | 0.63462 | 0.80187 | {A0D136BC-BED5-4E61-825E-2EC84D15BD33} | 42821102 | CLOVERDALE 1102 | circuit_breaker | 38.7973 | -123.0109 | CLOVERDALE 1102circuit_breaker | 74 | 187 | 16137.4995 | 4874.945 | 11262.5545 | 420.2416 | 569.7847 | 0.00011175 | 0.00016035 | 1.2763 | 17.3333 | 2374 | 0.027641 | 1835.4629 | 14376.6606 | 0
North Coast | 6694 | 2 | 3.7585 | 8 | 5.4662 | 3 | 0.013966 | 0.40627 | 2.046 | 0.0027926 | 8.8223 | 71.1518 | 1.2522 | 0.0028166 | 3.5047e-05 | 0.25 | 0.68759 | {3A01C04B-1C28-4E51-9D30-D6AD9F524D9D} | 42771111 | UKIAH 1111 | 2504 | 39.1732 | -123.2131 | UKIAH 11112504 | 73 | 164 | 12412.1247 | 4779.0786 | 7633.046 | 52.248 | 97.7229 | 0.00010514 | 0.00015226 | 1.8792 | 2.6667 | 2398 | 0.0084498 | 1835.4352 | 14376.693 | 0
North Coast | 842 | 0 | 0 | 8 | 2.8432 | 3 | 0.14645 | 2.9685 | 18.1673 | 0.018734 | 2.4867 | 18.436 | 1.0634 | 0.0063204 | 3.4311e-05 | 0 | 0 | {989A9D45-A06C-4EF7-99F0-5A8D5A73FF7C} | 42721103 | SONOMA 1103 | 418 | 38.2916 | -122.4548 | SONOMA 1103418 | 230 | 591 | 36885.6166 | 9496.5275 | 27389.0891 | 326.2189 | 85.0245 | 0.00010293 | 0.00014221 |  | 2.6667 | 2410 | 0.018961 | 1835.4268 | 14376.8956 | 0
North Coast | 7235 | 38 | 48.4094 | 64 | 62.8247 | 11 | 0.22707 | 5.6691 | 35.1866 | 0.053603 | 5.4767 | 59.7471 | 1.2166 | 0.017937 | 3.2059e-05 | 0.59375 | 0.77055 | {CC976BA1-8774-4271-B2E6-D5339363F132} | 42821102 | CLOVERDALE 1102 | 262 | 38.7977 | -122.991 | CLOVERDALE 1102262 | 108 | 96 | 21879.6251 | 9248.1499 | 12631.4751 | 947.9156 | 1778.124 | 0.00035265 | 0.00066204 | 1.2739 | 5.8182 | 2441 | 0.19731 | 1835.4078 | 14377.4843 | 0
North Coast | 1670 | 53 | 104.7344 | 168 | 153.3234 | 28 | 0.18074 | 0.23969 | 1.8002 | 0.00082883 | 1.1685 | 40.1293 | 1.0936 | 0.00088871 | 2.875e-05 | 0.31548 | 0.68309 | {97FE1380-8BE3-42D2-B6E3-D4904D2C8F20} | 43351106 | LUCERNE 1106 | 76850 | 39.0915 | -122.797 | LUCERNE 110676850 | 108 | 524 | 28247.9491 | 5965.4962 | 22282.4529 | 2991.9456 | 8445.1915 | 0.00080501 | 0.0019711 | 1.9761 | 6 | 2481 | 0.024884 | 1835.2105 | 14379.3423 | 0
North Coast | 2263 | 94 | 141.5067 | 114 | 149.6 | 12 | 0.036352 | 0.13939 | 0.0678 | 3.9323e-06 | 9.6921 | 133.061 | 1.1707 | 0.021126 | 2.859e-05 | 0.82456 | 0.9459 | {35CE18CF-0731-4236-B455-551D76E65366} | 42141102 | CLEAR LAKE 1102 | circuit_breaker | 39.0078 | -122.8941 | CLEAR LAKE 1102circuit_breaker | 457 | 688 | 77495.013 | 36164.5483 | 41330.4648 | 1141.6054 | 818.8811 | 0.00034308 | 0.00051172 | 1.5054 | 9.5 | 2484 | 0.25352 | 1835.1856 | 14380.0512 | 0
North Coast | 5445 | 10 | 13.5802 | 17 | 15.5587 | 4 | 0 | 0 | 0 | 0 | 8.1056 | 54.2814 | 1.0586 | 0.0048044 | 2.7356e-05 | 0.58824 | 0.87283 | {7C347C2A-D137-4C7B-9A15-013D3BAB11C4} | 42141102 | CLEAR LAKE 1102 | 4708 | 39.0258 | -122.9167 | CLEAR LAKE 11024708 | 64 | 80 | 8302.2434 | 4509.6824 | 3792.5609 | 312.1287 | 461.1137 | 0.00010942 | 0.00018677 | 1.358 | 4.25 | 2501 | 0.019218 | 1834.9321 | 14380.245 | 0
North Coast | 197 | 0 | 0 | 1 | 0.42703 | 1 |  |  |  |  | 0 | 0 | 0 | 1.7129e-06 | 2.5785e-05 | 0 | 0 | {3706FF29-9CD7-48BA-89F8-13A11ECD321F} | 42631109 | PETALUMA C 1109 | 270 | 38.2225 | -122.6388 | PETALUMA C 1109270 | 293 | 1107 | 59017.9245 | 12322.9722 | 46694.9522 | 2986.7863 | 6430.8011 | 2.5785e-05 | 2.5785e-05 |  | 1 | 2519 | 1.7129e-06 | 1834.9129 | 14382.0998 | 0
North Coast | 9084 | 42 | 56.6299 | 98 | 74.5322 | 14 | 0.10902 | 3.7982 | 47.4389 | 0.39007 | 34.4033 | 213.7731 | 1.4346 | 0.10421 | 2.478e-05 | 0.42857 | 0.7598 | {801F0074-FB1F-4C52-9EC5-EE9281D564FB} | 43211101 | HARTLEY 1101 | 4710 | 39.0402 | -122.9314 | HARTLEY 11014710 | 22 | 10 | 2920.5126 | 2414.0517 | 506.461 | 2414.0517 | 506.461 | 0.00034691 | 0.00068794 | 1.3483 | 7 | 2537 | 1.459 | 1834.9129 | 14383.599 | 0
North Coast | 5355 | 11 | 21.6414 | 23 | 27.1713 | 9 | 0.51291 | 0.30648 | 0.33968 | 0.00046193 | 0.21632 | 0.26814 | 1 | 2.3592e-06 | 2.3527e-05 | 0.47826 | 0.79648 | {4767D54A-43F6-4C91-ADC4-A02B76D81A7F} | 43311108 | KONOCTI 1108 | 4037 | 38.9547 | -122.7114 | KONOCTI 11084037 | 38 | 177 | 11230.176 | 2770.5432 | 8459.6328 | 1312.7691 | 2877.0872 | 0.00021174 | 0.00031962 | 1.9674 | 2.5556 | 2553 | 2.1233e-05 | 1833.4539 | 14384.4142 | 0
North Coast | 2738 | 33 | 67.7688 | 301 | 129.996 | 57 | 0.0027129 | 0.011952 | 0.032835 | 2.675e-06 | 0.1264 | 1.3062 | 1.2982 | 2.286e-06 | 2.3122e-05 | 0.10963 | 0.52131 | {12D5CC7A-B2CA-4EEF-8AD4-C988E70110AA} | 43361102 | HIGHLANDS 1102 | circuit_breaker | 38.937 | -122.6088 | HIGHLANDS 1102circuit_breaker | 149 | 494 | 38272.4432 | 11973.99 | 26298.4532 | 11973.99 | 26298.4532 | 0.001318 | 0.0021242 | 2.0536 | 5.2807 | 2563 | 0.0001303 | 1833.4539 | 14391.85 | 1
North Coast | 9730 | 1 | 1.2277 | 5 | 2.0814 | 2 | 0.30965 | 21.4728 | 55.1893 | 0.017287 | 10.0343 | 260.7652 | 1.4491 | 0.0028588 | 2.113e-05 | 0.2 | 0.58986 | {6A48DD4C-8096-4848-9316-CAF03427E24D} | 42871101 | UPPER LAKE 1101 | circuit_breaker | 39.1458 | -122.9171 | UPPER LAKE 1101circuit_breaker | 7 | 0 | 1791.2622 | 1791.2622 | 0 | 1791.2622 | 0 | 4.226e-05 | 7.4136e-05 | 1.2277 | 2.5 | 2587 | 0.0057175 | 1833.4538 | 14392.9624 | 1
North Coast | 180 | 3 | 3.6831 | 4 | 3.8966 | 3 | 0.0024582 | 0.22446 | 0.97125 | 4.3726e-06 | 0.0014749 | 16.1367 | 1 | 4.0039e-06 | 1.3679e-05 | 0.75 | 0.94523 | {91E6CF65-65E6-49D9-99AE-7F739C671773} | 42141101 | CLEAR LAKE 1101 | 92870 | 38.9894 | -122.8469 | CLEAR LAKE 110192870 | 341 | 654 | 66268.9305 | 29084.561 | 37184.3695 | 859.6824 | 1058.2594 | 4.1036e-05 | 0.00016522 | 1.2277 | 1.3333 | 2729 | 1.2012e-05 | 1833.4481 | 14393.4963 | 0
North Coast | 9058 | 3 | 8.5595 | 9 | 11.2217 | 3 | 0.21489 | 0.33974 | 0.44501 | 0.00025039 | 0 | 0.1045 | 1 | 3.3136e-06 | 8.7338e-06 | 0.33333 | 0.76276 | {E2438D63-9836-48BB-91BE-1736CBE6A21A} | 43361104 | HIGHLANDS 1104 | 84640 | 38.9359 | -122.6186 | HIGHLANDS 110484640 | 42 | 17 | 2519.028 | 1219.5259 | 1299.5021 | 569.7278 | 106.4988 | 2.6201e-05 | 0.00014964 | 2.8532 | 3 | 2801 | 9.9409e-06 | 1833.4481 | 14393.8501 | 0
North Coast | 127 | 3 | 2.9222 | 8 | 7.4881 | 1 | 0.097929 | 0.3067 | 0.63039 | 0.00026188 | 0 | 0.0030973 | 1 | 4.8348e-06 | 7.1271e-06 | 0.375 | 0.39025 | {DD461B3A-397C-4A3A-A4DD-6F0A05715903} | 153661103 | APPLE HILL 1103 | circuit_breaker | 38.7394 | -120.6769 | APPLE HILL 1103circuit_breaker | 727 | 1120 | 109916.7446 | 53861.3542 | 56055.3904 | 47137.6043 | 52133.033 | 7.1271e-06 | 7.2778e-05 | 0.97408 | 8 | 2820 | 4.8348e-06 | 1833.448 | 14423.1225 | 0
North Coast | 5970 | 5 | 8.9599 | 10 | 12.3049 | 1 | 0.0061901 | 0.66718 | 4.4005 | 2.724e-05 | 0.40929 | 2.2062 | 1.0066 | 3.9985e-06 | 3.7259e-07 | 0.5 | 0.72816 | {20EEDFE7-15DE-4AF7-B5E5-DDB50839E523} | 43371102 | LAKEVILLE 1102 | 530 | 38.2561 | -122.5866 | LAKEVILLE 1102530 | 102 | 59 | 16139.9664 | 8337.7277 | 7802.2387 | 291.9883 | 1391.0937 | 3.7259e-07 | 6.0192e-05 | 1.792 | 10 | 2881 | 3.9985e-06 | 1833.448 | 14423.3039 | 0
North Coast | 9617 | 4 | 5.0412 | 7 | 6.3119 | 1 | 0 | 0 | 0 | 0 | 0 | 2.1909 | 1 | 7.3847e-06 | 0 | 0.57143 | 0.79869 | {57F4EFFD-9C20-4F14-986D-FBD228591C36} | 42281104 | POTTER VALLEY P H 1104 | circuit_breaker | 39.3614 | -123.1279 | POTTER VALLEY P H 1104circuit_breaker | 9 | 0 | 158.6806 | 158.6806 | 0 | 158.6806 | 0 | 0 | 0.00011116 | 1.2603 | 7 | 2888 | 7.3847e-06 | 1833.448 | 14423.4024 | 0
North Coast | 6982 | 1 | 1.2277 | 1 | 1.2277 | 1 | 0 | 0 | 0 | 0 | 3.0575 | 403.0051 | 1.7146 | 0.0022795 | 0 | 1 | 1 | {335D8DF9-D334-4C80-A8EC-F250AAC0E6C3} | 42211104 | NOVATO 1104 | 55398 | 38.1171 | -122.5642 | NOVATO 110455398 | 119 | 33 | 22960.02 | 18150.4566 | 4809.5634 | 4828.5632 | 3903.2018 | 0 | 3.0165e-05 | 1.2277 | 1 | 2893 | 0.0022795 | 1833.448 | 14426.4009 | 0
North Coast | 1354 | 6 | 9.6812 | 27 | 18.8984 | 5 | 0 | 0 | 0 | 0 | 0.010619 | 1.291 | 1 | 3.4057e-06 | 0 | 0.22222 | 0.51227 | {1983F28A-08C9-48B3-9CC8-597EC6A45F0E} | 192431108 | HARRIS 1108 | 4674 | 40.7798 | -124.1445 | HARRIS 11084674 | 250 | 1059 | 56377.1915 | 13045.0322 | 43332.1593 | 465.5681 | 953.6292 | 0 | 0.00025633 | 1.6135 | 5.4 | 2896 | 1.7028e-05 | 1833.4457 | 14426.6901 | 0
Central Valley | 3986 | 919 | 1228.7931 | 2152 | 1852.9088 | 232 | 214.0696 | 3489.1303 | 62703.5333 | 20427.9701 | 1.9935 | 41.6149 | 1.1332 | 0.0056462 | 0.0097224 | 0.42704 | 0.66317 | {1445490F-C0B5-460E-8F6D-3B7658CD2546} | 163201102 | WEST POINT 1102 | 36676 | 38.3724 | -120.5066 | WEST POINT 110236676 | 250 | 225 | 43497.762 | 27353.6284 | 16144.1336 | 27353.6284 | 16144.1336 | 2.2556 | 0.023929 | 1.3371 | 9.2759 | 9 | 1.3099 | 1833.4457 | 14443.6767 | 1
Central Valley | 6771 | 434 | 538.4041 | 1041 | 806.4946 | 116 | 164.5351 | 1448.1546 | 29089.7323 | 12492.5306 | 0.92259 | 21.6809 | 1.0393 | 0.005746 | 0.0093048 | 0.41691 | 0.66759 | {C8B6F5A4-B7EB-4267-93EF-866DFF4F4584} | 163751102 | PINE GROVE 1102 | 35576 | 38.4176 | -120.6137 | PINE GROVE 110235576 | 102 | 95 | 17024.1828 | 12655.9114 | 4368.2714 | 12655.9114 | 4368.2714 | 1.0794 | 0.014232 | 1.2406 | 8.9741 | 11 | 0.66654 | 1832.1358 | 14451.536 | 0
Central Valley | 3329 | 546 | 670.4547 | 3728 | 2129.3142 | 241 | 125.7497 | 3082.2327 | 52858.6781 | 11288.5653 | 1.6476 | 27.4157 | 1.1587 | 0.00080471 | 0.0084954 | 0.14646 | 0.31487 | {D284AD02-1208-4AE0-8968-E88D8134BCC9} | 163751102 | PINE GROVE 1102 | 13438 | 38.4738 | -120.6266 | PINE GROVE 110213438 | 267 | 311 | 48149.6017 | 26763.0781 | 21386.5236 | 26763.0781 | 21386.5236 | 2.0474 | 0.030226 | 1.2279 | 15.4689 | 15 | 0.19393 | 1831.4693 | 14468.1558 | 0
Central Valley | 5363 | 192 | 257.7257 | 395 | 348.076 | 59 | 186.1764 | 2377.3152 | 40124.2322 | 14609.7355 | 1.5509 | 54.9857 | 1.147 | 0.006231 | 0.0080817 | 0.48608 | 0.74043 | {2513FD67-0D09-4828-9017-8366EEBFD1A3} | 163201102 | WEST POINT 1102 | 1305 | 38.4009 | -120.5045 | WEST POINT 11021305 | 134 | 121 | 24858.4685 | 18286.9662 | 6571.5023 | 18286.9662 | 6571.5023 | 0.47682 | 0.006174 | 1.3423 | 6.6949 | 17 | 0.36763 | 1831.2753 | 14479.5121 | 0
Central Valley | 2375 | 9 | 12.8826 | 26 | 20.7731 | 10 | 59.3107 | 1258.6859 | 28017.2967 | 8634.0798 | 0.49668 | 8.8933 | 1.0024 | 0.00099933 | 0.0077938 | 0.34615 | 0.62016 | {EB0CF7B2-4A78-45DE-8AED-51D903B9E71F} | 163751102 | PINE GROVE 1102 | 45292 | 38.4536 | -120.53 | PINE GROVE 110245292 | 239 | 432 | 40214.6535 | 17509.1139 | 22705.5396 | 17509.1139 | 22705.5396 | 0.077938 | 0.0016441 | 1.4314 | 2.6 | 19 | 0.0099933 | 1830.9077 | 14490.3852 | 0
Central Valley | 6095 | 150 | 197.414 | 342 | 297.0631 | 56 | 130.6917 | 1943.5462 | 33815.6016 | 8909.6531 | 1.0782 | 19.5633 | 1.0345 | 0.0061987 | 0.0074421 | 0.4386 | 0.66455 | {C67356BD-8CAD-4F56-A2F4-79BA30858021} | 163201102 | WEST POINT 1102 | 1303 | 38.4044 | -120.5058 | WEST POINT 11021303 | 204 | 274 | 42414.8318 | 25499.4036 | 16915.4282 | 25499.4036 | 16915.4282 | 0.41676 | 0.0059964 | 1.3161 | 6.1071 | 20 | 0.34713 | 1830.8977 | 14506.2203 | 1
Central Valley | 7850 | 154 | 207.6402 | 240 | 252.0601 | 33 | 211.9694 | 3827.1921 | 61867.0187 | 16151.0876 | 4.3064 | 39.9812 | 1.0647 | 0.0044423 | 0.0068369 | 0.64167 | 0.82377 | {4D3D5180-6A6C-4C43-B692-915E3881962C} | 163201102 | WEST POINT 1102 | 72036 | 38.4129 | -120.5501 | WEST POINT 110272036 | 52 | 62 | 5795.9687 | 3794.583 | 2001.3857 | 3794.583 | 2001.3857 | 0.22562 | 0.0027448 | 1.3483 | 7.2727 | 22 | 0.1466 | 1830.5506 | 14508.5768 | 0
Central Valley | 6103 | 7 | 12.8976 | 25 | 17.8071 | 11 | 99.2644 | 1356.2044 | 8086.3135 | 1182.0527 | 5.2039 | 270.9259 | 1.1965 | 0.0083008 | 0.0066837 | 0.28 | 0.7243 | {931E0ACF-1FAB-493D-95FA-FA513D1003B5} | 163231101 | NORTH BRANCH 1101 | 13496 | 38.1994 | -120.8282 | NORTH BRANCH 110113496 | 150 | 332 | 21521.2704 | 8066.3398 | 13454.9306 | 2903.2847 | 1341.2127 | 0.073521 | 0.0012791 | 1.8425 | 2.2727 | 24 | 0.091309 | 1830.404 | 14510.3797 | 0
Central Valley | 3162 | 3 | 3.3067 | 19 | 11.3308 | 9 | 83.9539 | 1866.5334 | 38651.401 | 13087.7091 | 0.79105 | 6.7197 | 1.0037 | 0.0016891 | 0.0065012 | 0.15789 | 0.29184 | {E8E54876-15CA-4535-8C00-844AA0076F05} | 163201101 | WEST POINT 1101 | 4706 | 38.4647 | -120.5292 | WEST POINT 11014706 | 260 | 438 | 43003.2953 | 18548.1318 | 24455.1635 | 18548.1318 | 24455.1635 | 0.058511 | 0.0012605 | 1.1022 | 2.1111 | 25 | 0.015202 | 1830.3127 | 14521.8981 | 0
Central Valley | 3123 | 282 | 372.8904 | 925 | 672.0018 | 73 | 117.8529 | 1192.0935 | 18659.9671 | 3808.7548 | 1.175 | 13.4295 | 1.0072 | 0.0021107 | 0.0063876 | 0.30486 | 0.55489 | {0922D0E7-0574-453E-909E-0FA0DA849831} | 163751101 | PINE GROVE 1101 | 1021 | 38.414 | -120.6755 | PINE GROVE 11011021 | 75 | 114 | 13222.1917 | 6749.2717 | 6472.9199 | 6749.2717 | 6472.9199 | 0.4663 | 0.0084576 | 1.3223 | 12.6712 | 26 | 0.15408 | 1830.2975 | 14526.0894 | 0
Central Valley | 2655 | 2313 | 3036.2826 | 6790 | 5092.1367 | 526 | 91.9793 | 928.3792 | 18552.2033 | 5980.8894 | 1.3082 | 16.711 | 1.0291 | 0.0027079 | 0.0053917 | 0.34065 | 0.59627 | {0A126708-7779-4E45-A8D5-6CB2B8C285C8} | 163751102 | PINE GROVE 1102 | 3172 | 38.4101 | -120.6517 | PINE GROVE 11023172 | 740 | 1122 | 112871.0756 | 59226.0308 | 53645.0448 | 59226.0308 | 53645.0448 | 2.836 | 0.068128 | 1.3127 | 12.9087 | 32 | 1.4243 | 1830.1434 | 14562.8688 | 0
Central Valley | 2067 | 973 | 1287.4556 | 2175 | 1855.7715 | 182 | 90.0543 | 1408.9632 | 22089.0127 | 4395.3694 | 2.1049 | 38.0523 | 1.1079 | 0.008266 | 0.0052866 | 0.44736 | 0.69376 | {EC11255E-1283-4994-89AE-376C709CBC76} | 163201102 | WEST POINT 1102 | circuit_breaker | 38.4212 | -120.5493 | WEST POINT 1102circuit_breaker | 343 | 479 | 50164.9275 | 28676.4886 | 21488.4389 | 28676.4886 | 21488.4389 | 0.96217 | 0.020633 | 1.3232 | 11.9505 | 34 | 1.5044 | 1828.7191 | 14580.6769 | 0
Central Valley | 4541 | 23 | 33.7072 | 135 | 84.6913 | 26 | 75.1419 | 910.4151 | 15825.2241 | 3560.7697 | 1.2612 | 10.7381 | 1.013 | 0.0067088 | 0.0048535 | 0.17037 | 0.398 | {10618A90-ED86-44CD-8B76-773E3BF2AE42} | 163201101 | WEST POINT 1101 | 12256 | 38.4438 | -120.5087 | WEST POINT 110112256 | 172 | 260 | 22317.18 | 10485.7942 | 11831.3858 | 10485.7942 | 11831.3858 | 0.12619 | 0.0038378 | 1.4655 | 5.1923 | 38 | 0.17443 | 1827.2147 | 14587.1885 | 0
Central Valley | 8547 | 462 | 599.5522 | 799 | 780.2612 | 49 | 105.9252 | 1315.1232 | 23027.8992 | 6579.684 | 1.3592 | 31.227 | 1.0425 | 0.0016918 | 0.0047423 | 0.57822 | 0.7684 | {A62A472C-6B1A-4D7F-BCA4-027FEE815FC1} | 163201102 | WEST POINT 1102 | 1535 | 38.3844 | -120.513 | WEST POINT 11021535 | 46 | 68 | 6904.4385 | 4933.5895 | 1970.8491 | 4933.5895 | 1970.8491 | 0.23238 | 0.0048209 | 1.2977 | 16.3061 | 39 | 0.0829 | 1827.0402 | 14590.2523 | 1
Central Valley | 1362 | 462 | 667.6762 | 1695 | 1278.3511 | 98 | 224.2812 | 1448.2997 | 24101.5304 | 9041.0656 | 2.239 | 28.5031 | 1.1551 | 0.0014248 | 0.004681 | 0.27257 | 0.52229 | {B18F77BC-A9DA-4B29-AB14-C0D1FCA97447} | 163661701 | MIWUK 1701 | 93062 | 38.0212 | -120.222 | MIWUK 170193062 | 138 | 192 | 26095.1635 | 13308.2221 | 12786.9414 | 13308.2221 | 12786.9414 | 0.45873 | 0.0046416 | 1.4452 | 17.2959 | 40 | 0.13963 | 1826.9573 | 14598.5167 | 1
Central Valley | 4365 | 90 | 124.6888 | 458 | 286.0339 | 55 | 100.7413 | 1864.0558 | 33060.6727 | 6190.8779 | 0.48359 | 46.8852 | 1.2217 | 0.0089959 | 0.0045317 | 0.19651 | 0.43592 | {B92F58F2-6135-47A4-8467-3E84B6151393} | 163201101 | WEST POINT 1101 | circuit_breaker | 38.4213 | -120.5492 | WEST POINT 1101circuit_breaker | 30 | 6 | 8056.4146 | 7549.0145 | 507.4002 | 7549.0145 | 507.4002 | 0.24924 | 0.0053254 | 1.3854 | 8.3273 | 42 | 0.49477 | 1826.8177 | 14603.2047 | 0
Central Valley | 6892 | 636 | 871.4134 | 1860 | 1432.3966 | 145 | 89.0589 | 568.7646 | 8429.1079 | 2418.5313 | 2.1484 | 30.4112 | 1.1124 | 0.004102 | 0.0044127 | 0.34194 | 0.60836 | {6F523CC1-7B62-49B9-AAF8-BD03742BA043} | 163751102 | PINE GROVE 1102 | 83098 | 38.4174 | -120.5969 | PINE GROVE 110283098 | 148 | 254 | 25603.3963 | 13034.6629 | 12568.7334 | 13034.6629 | 12568.7334 | 0.63985 | 0.02018 | 1.3701 | 12.8276 | 46 | 0.5948 | 1826.3229 | 14611.2992 | 0
Central Valley | 4557 | 1464 | 1909.6946 | 5018 | 3574.9768 | 474 | 105.7852 | 1586.142 | 28364.6488 | 6469.1967 | 2.239 | 50.1393 | 1.107 | 0.0028728 | 0.0044035 | 0.29175 | 0.53418 | {EAFDD43F-F7FF-4388-8EDB-D22261F3737C} | 163751102 | PINE GROVE 1102 | 3168 | 38.4142 | -120.6538 | PINE GROVE 11023168 | 402 | 422 | 71876.6683 | 48743.192 | 23133.4763 | 48743.192 | 23133.4763 | 2.0873 | 0.041921 | 1.3044 | 10.5865 | 47 | 1.3617 | 1825.7281 | 14641.5687 | 0
Central Valley | 167 | 97 | 247.9289 | 293 | 305.1923 | 102 | 98.0134 | 795.6317 | 4878.9291 | 542.0731 | 13.5625 | 575.5548 | 1.6537 | 0.098378 | 0.0043761 | 0.33106 | 0.81237 | {964B7091-3309-4D13-897C-3C72D5D00A0F} | 163231101 | NORTH BRANCH 1101 | 11206 | 38.1859 | -120.8251 | NORTH BRANCH 110111206 | 181 | 192 | 41331.3902 | 28777.6676 | 12553.7227 | 28150.1513 | 12540.8205 | 0.44636 | 0.0087071 | 2.556 | 2.8725 | 48 | 10.0345 | 1824.3664 | 14659.0499 | 0
Central Valley | 9511 | 13 | 12.9167 | 49 | 31.8514 | 23 | 84.2108 | 952.7619 | 16832.5552 | 2805.2488 | 0.25789 | 34.4834 | 1.3237 | 0.0085676 | 0.0043474 | 0.26531 | 0.40553 | {42CE80CD-1575-4D75-9DA9-13CC191BD6F8} | 161380201 | TIGER CREEK 0201 | circuit_breaker | 38.4489 | -120.4922 | TIGER CREEK 0201circuit_breaker | 23 | 21 | 6804.8389 | 6272.7997 | 532.0392 | 6272.7997 | 532.0392 | 0.09999 | 0.0022724 | 0.99359 | 2.1304 | 49 | 0.19705 | 1814.3319 | 14662.9454 | 0
Central Valley | 6874 | 502 | 672.5858 | 857 | 853.8665 | 103 | 79.9711 | 1195.0684 | 20233.5658 | 5147.6424 | 2.7254 | 49.496 | 1.1362 | 0.0093379 | 0.0039796 | 0.58576 | 0.78769 | {0EFB4216-A177-4018-B731-828073FEC64E} | 163201102 | WEST POINT 1102 | 34416 | 38.3988 | -120.5256 | WEST POINT 110234416 | 165 | 174 | 28281.6607 | 16938.9243 | 11342.7364 | 16938.9243 | 11342.7364 | 0.4099 | 0.012407 | 1.3398 | 8.3204 | 59 | 0.9618 | 1814.1349 | 14673.4644 | 0
Central Valley | 3679 | 686 | 950.488 | 1740 | 1442.02 | 138 | 137.7443 | 851.5566 | 12055.9268 | 3189.3304 | 2.0945 | 27.5378 | 1.2541 | 0.0003065 | 0.0036972 | 0.39425 | 0.65914 | {EA84943C-5C73-4028-8D85-A074BC119CA8} | 163351705 | CURTIS 1705 | 10590 | 37.9742 | -120.2382 | CURTIS 170510590 | 181 | 235 | 27387.7035 | 15780.5647 | 11607.1388 | 15780.5647 | 11607.1388 | 0.51021 | 0.0079661 | 1.3856 | 12.6087 | 69 | 0.042297 | 1813.1731 | 14683.2642 | 0
Central Valley | 8661 | 176 | 263.6808 | 493 | 414.6028 | 72 | 105.5637 | 1412.1104 | 21630.3907 | 4479.015 | 1.5559 | 108.6493 | 1.304 | 0.002305 | 0.003333 | 0.357 | 0.63598 | {918E0B8F-0C42-4226-8DC0-E78B4BED7E6D} | 162821701 | STANISLAUS 1701 | circuit_breaker | 38.1394 | -120.3704 | STANISLAUS 1701circuit_breaker | 80 | 57 | 14863.8642 | 10963.5629 | 3900.3013 | 10963.5629 | 3900.3013 | 0.23998 | 0.0042631 | 1.4982 | 6.8472 | 84 | 0.16596 | 1813.1308 | 14690.0725 | 0
Central Valley | 9018 | 252 | 332.032 | 502 | 453.1377 | 52 | 62.8369 | 330.1677 | 5058 | 604.036 | 0.78506 | 10.0874 | 1.0046 | 0.0018537 | 0.0032519 | 0.50199 | 0.73274 | {94C99AB4-12AC-4B39-8DBB-EDDC32F126DD} | 163751102 | PINE GROVE 1102 | 9145 | 38.4082 | -120.6204 | PINE GROVE 11029145 | 46 | 48 | 7464.3327 | 4703.8594 | 2760.4733 | 4703.8594 | 2760.4733 | 0.1691 | 0.0061954 | 1.3176 | 9.6538 | 87 | 0.09639 | 1812.9648 | 14692.9936 | 1
Central Valley | 8095 | 332 | 433.083 | 572 | 542.722 | 36 | 71.9947 | 675.3309 | 11120.2292 | 2634.9978 | 1.8641 | 31.454 | 1.0596 | 0.0035418 | 0.0031649 | 0.58042 | 0.79798 | {73E08A33-0EC5-4395-9E83-FEAACBFDC6EC} | 163201102 | WEST POINT 1102 | L3733 | 38.3892 | -120.5256 | WEST POINT 1102L3733 | 39 | 68 | 6223.3121 | 2820.1267 | 3403.1854 | 2820.1267 | 3403.1854 | 0.11394 | 0.0036852 | 1.3045 | 15.8889 | 98 | 0.1275 | 1812.8684 | 14694.7449 | 0
Central Valley | 6273 | 97 | 124.53 | 1423 | 763.0851 | 133 | 43.7527 | 801.7083 | 15823.029 | 3501.9592 | 0.86171 | 11.8575 | 1.136 | 0.00064645 | 0.0030623 | 0.068166 | 0.16319 | {1F21142A-72EE-4D4A-A8F0-E9702D60226C} | 163201101 | WEST POINT 1101 | 13444 | 38.487 | -120.5231 | WEST POINT 110113444 | 327 | 413 | 49975.2895 | 26771.8299 | 23203.4596 | 26771.8299 | 23203.4596 | 0.40728 | 0.018502 | 1.2838 | 10.6992 | 104 | 0.085978 | 1812.7409 | 14711.3702 | 0
Central Valley | 1117 | 231 | 312.9638 | 646 | 497.4519 | 72 | 48.5068 | 236.8174 | 2199.4918 | 220.1384 | 1.0887 | 30.1502 | 1.0692 | 0.0015461 | 0.0027313 | 0.35759 | 0.62913 | {7E08659E-39A5-4373-949B-319BDC171EA7} | 162161101 | ELECTRA 1101 | 36816 | 38.3603 | -120.7527 | ELECTRA 110136816 | 82 | 85 | 13326.8832 | 8016.99 | 5309.8931 | 8016.99 | 5309.8931 | 0.19666 | 0.0070769 | 1.3548 | 8.9722 | 117 | 0.11132 | 1812.6549 | 14716.3488 | 0
Central Valley | 4699 | 795 | 1085.0151 | 3171 | 2231.188 | 202 | 55.3343 | 458.18 | 5938.8528 | 723.9146 | 1.3592 | 23.1351 | 1.1561 | 0.0014285 | 0.0026937 | 0.25071 | 0.48629 | {21E26CE5-9BFF-45A6-8272-2A9D442E9691} | 162161101 | ELECTRA 1101 | 7104 | 38.3637 | -120.6466 | ELECTRA 11017104 | 276 | 418 | 40947.6446 | 19862.8394 | 21084.8052 | 19862.8394 | 21084.8052 | 0.54412 | 0.019344 | 1.3648 | 15.698 | 118 | 0.28856 | 1812.5436 | 14728.6836 | 0
Central Valley | 7359 | 217 | 296.1217 | 504 | 441.6505 | 59 | 73.5032 | 2192.8742 | 32694.1953 | 3558.302 | 4.7223 | 153.1008 | 1.472 | 0.0075413 | 0.002673 | 0.43056 | 0.67049 | {CA439F72-C503-4E1D-A7E3-1CE4E62334DD} | 163201102 | WEST POINT 1102 | 1369 | 38.4058 | -120.5359 | WEST POINT 11021369 | 91 | 81 | 26175.6152 | 17175.8338 | 8999.7814 | 15950.4182 | 8642.9879 | 0.15771 | 0.0042562 | 1.3646 | 8.5424 | 119 | 0.44494 | 1812.2551 | 14738.5888 | 1
Central Valley | 3450 | 142 | 320.1987 | 548 | 445.7216 | 177 | 138.9158 | 8822.1621 | 70830.8244 | 12625.9257 | 53.1187 | 1223.4568 | 1.7947 | 0.12922 | 0.0024772 | 0.25912 | 0.71838 | {CFE5622E-640A-4701-B25A-30E645D814D9} | 254151102 | AUBERRY 1102 | R2850 | 37.0358 | -119.5229 | AUBERRY 1102R2850 | 294 | 239 | 67886.0863 | 41610.2357 | 26275.8505 | 41610.2357 | 26275.8505 | 0.43847 | 0.0057454 | 2.2549 | 3.096 | 127 | 22.8722 | 1811.8101 | 14764.4288 | 0
Central Valley | 8735 | 1 | 1.2277 | 66 | 17.8055 | 26 | 145.2595 | 7790.9524 | 49993.8391 | 7290.6651 | 35.4202 | 1179.7103 | 1.7592 | 0.057599 | 0.002471 | 0.015152 | 0.068952 | {50C5ADB6-0C49-498A-ACD5-0AA4887D7C48} | 254601103 | SAND CREEK 1103 | 7823F | 36.7004 | -119.2516 | SAND CREEK 11037823F | 62 | 66 | 10783.9957 | 7345.0348 | 3438.9609 | 7345.0348 | 3438.9609 | 0.064245 | 0.00064573 | 1.2277 | 2.5385 | 128 | 1.4976 | 1788.938 | 14768.99 | 0
Central Valley | 324 | 2246 | 2989.2726 | 4911 | 4347.5938 | 452 | 58.7187 | 1365.4632 | 20783.441 | 3226.5573 | 1.252 | 36.492 | 1.1555 | 0.0026949 | 0.0024371 | 0.45734 | 0.68757 | {7C8CD214-E17A-42EE-B431-70BEE1692D64} | 163201102 | WEST POINT 1102 | 4790 | 38.3868 | -120.5244 | WEST POINT 11024790 | 458 | 542 | 76730.7191 | 53036.5916 | 23694.1275 | 53036.5916 | 23694.1275 | 1.1016 | 0.043053 | 1.3309 | 10.865 | 132 | 1.2181 | 1787.4404 | 14801.9258 | 1
Central Valley | 4787 | 477 | 648.3556 | 2023 | 1339.8207 | 167 | 54.7916 | 369.8156 | 5400.6766 | 686.3493 | 1.5781 | 17.9313 | 1.0731 | 0.0014339 | 0.002416 | 0.23579 | 0.48391 | {29253623-89FE-435D-961C-4E4487404246} | 163751102 | PINE GROVE 1102 | circuit_breaker | 38.4126 | -120.6604 | PINE GROVE 1102circuit_breaker | 249 | 328 | 34183.2668 | 17217.3979 | 16965.8689 | 17217.3979 | 16965.8689 | 0.40348 | 0.015154 | 1.3592 | 12.1138 | 134 | 0.23946 | 1786.2223 | 14812.6178 | 0
Central Valley | 1346 | 1029 | 1294.516 | 3579 | 2391.229 | 241 | 35.0211 | 383.7835 | 6688.8319 | 1629.224 | 0.63373 | 13.8933 | 1.0186 | 0.0025975 | 0.0024092 | 0.28751 | 0.54136 | {B84BB2A7-38F5-4777-ACCF-AE61211F946D} | 163751102 | PINE GROVE 1102 | 1222 | 38.436 | -120.5561 | PINE GROVE 11021222 | 400 | 707 | 63090.2564 | 27692.5615 | 35397.6949 | 27692.5615 | 35397.6949 | 0.58061 | 0.038588 | 1.258 | 14.8506 | 135 | 0.62601 | 1785.9828 | 14829.8148 | 0
Central Valley | 5498 | 88 | 296.602 | 291 | 353.1958 | 119 | 116.8701 | 8760.8065 | 65955.6329 | 10034.0638 | 56.5475 | 1948.5018 | 1.7159 | 0.18449 | 0.0023965 | 0.30241 | 0.83977 | {98A05919-30C6-4E49-A2BF-93B102BA501D} | 252062111 | SHEPHERD 2111 | R1400 | 36.967 | -119.6264 | SHEPHERD 2111R1400 | 298 | 245 | 57252.3264 | 36919.6677 | 20332.6588 | 29130.6459 | 16893.8237 | 0.28518 | 0.0048357 | 3.3705 | 2.4454 | 138 | 21.9543 | 1785.3568 | 14847.905 | 0
Central Valley | 924 | 2239 | 2970.0655 | 5885 | 4756.4663 | 641 | 52.174 | 978.3825 | 14011.3427 | 1496.6792 | 1.9155 | 35.3776 | 1.123 | 0.0023037 | 0.0023614 | 0.38046 | 0.62443 | {2DE74D61-95A1-4D32-9CCA-28AB5E692CE7} | 163201102 | WEST POINT 1102 | 93116 | 38.3838 | -120.527 | WEST POINT 110293116 | 621 | 607 | 100726.0382 | 68737.6903 | 31988.3478 | 68737.6903 | 31988.3478 | 1.5137 | 0.064553 | 1.3265 | 9.181 | 141 | 1.4767 | 1763.4026 | 14890.5911 | 0
Central Valley | 7702 | 171 | 230.9196 | 573 | 408.3333 | 62 | 33.6587 | 242.3849 | 3985.4559 | 705.3113 | 1.3657 | 9.943 | 1.0038 | 0.0012205 | 0.0022385 | 0.29843 | 0.56552 | {5E0ECFE9-34C5-4F2B-8405-6E29B71598DF} | 163751101 | PINE GROVE 1101 | circuit_breaker | 38.4127 | -120.6604 | PINE GROVE 1101circuit_breaker | 118 | 178 | 14825.456 | 6897.7403 | 7927.7157 | 6897.7403 | 7927.7157 | 0.13879 | 0.0063241 | 1.3504 | 9.2419 | 157 | 0.07567 | 1761.9259 | 14894.8746 | 0
Central Valley | 2021 | 158 | 298.4741 | 873 | 536.184 | 225 | 120.4406 | 2374.0746 | 22896.3859 | 5768.1413 | 58.5576 | 767.3117 | 1.686 | 0.20288 | 0.0021853 | 0.18099 | 0.55666 | {43911212-3F90-4E9E-B3C9-DFE000FE6625} | 254432104 | COARSEGOLD 2104 | 5310 | 37.2286 | -119.7102 | COARSEGOLD 21045310 | 271 | 269 | 53194.7871 | 28358.0547 | 24836.7324 | 28358.0547 | 24836.7324 | 0.49168 | 0.0094753 | 1.8891 | 3.88 | 161 | 45.6473 | 1761.8502 | 14912.4849 | 1
Central Valley | 3587 | 69 | 186.6006 | 280 | 247.313 | 76 | 145.1776 | 12320.4442 | 101228.5864 | 18708.4397 | 46.0421 | 1009.8873 | 1.697 | 0.13104 | 0.0021618 | 0.24643 | 0.75451 | {6CB8407B-8DEC-4DDB-A06C-70CFC4C2C27B} | 254151102 | AUBERRY 1102 | R309 | 37.0114 | -119.5301 | AUBERRY 1102R309 | 135 | 122 | 22869.4238 | 13825.8859 | 9043.5379 | 13825.8859 | 9043.5379 | 0.1643 | 0.0020011 | 2.7044 | 3.6842 | 164 | 9.9592 | 1716.2029 | 14921.0708 | 0
Central Valley | 6731 | 316 | 456.3048 | 1139 | 896.299 | 83 | 46.3968 | 341.2339 | 4835.9692 | 544.8255 | 0.60905 | 10.8262 | 1.1677 | 8.8803e-05 | 0.0020255 | 0.27744 | 0.5091 | {B2C7A4F4-BED5-4E31-A9B4-8AA354D418D1} | 162161101 | ELECTRA 1101 | L1697 | 38.3794 | -120.638 | ELECTRA 1101L1697 | 115 | 288 | 22345.155 | 8779.0798 | 13566.0753 | 8779.0798 | 13566.0753 | 0.16812 | 0.007566 | 1.444 | 13.7229 | 174 | 0.0073707 | 1706.2438 | 14926.5226 | 0
Central Valley | 937 | 296 | 412.9011 | 1260 | 878.9219 | 152 | 45.5524 | 498.4755 | 7285.3666 | 718.0429 | 0.59838 | 23.8425 | 1.1044 | 0.00046219 | 0.0019271 | 0.23492 | 0.46978 | {2EBFCB83-8CD9-4937-9DF1-5F0721235A72} | 162821701 | STANISLAUS 1701 | 79826 | 38.1699 | -120.4067 | STANISLAUS 170179826 | 150 | 142 | 25547.8218 | 16403.2639 | 9144.5579 | 16403.2639 | 9144.5579 | 0.29292 | 0.011277 | 1.3949 | 8.2895 | 183 | 0.070253 | 1706.2364 | 14936.709 | 0
Central Valley | 5807 | 102 | 195.1263 | 495 | 329.3152 | 141 | 111.4587 | 5747.0161 | 54455.0363 | 7563.0141 | 77.1048 | 1580.331 | 1.8387 | 0.22154 | 0.0019083 | 0.20606 | 0.59252 | {98EBF873-A6B0-4247-9A49-69BFB2B9A30C} | 254432104 | COARSEGOLD 2104 | 6288 | 37.2638 | -119.7335 | COARSEGOLD 21046288 | 155 | 171 | 30435.1645 | 16779.965 | 13655.1995 | 16779.965 | 13655.1995 | 0.26907 | 0.0047885 | 1.913 | 3.5106 | 184 | 31.2372 | 1706.1661 | 14947.1294 | 1
Central Valley | 1168 | 8 | 15.1477 | 40 | 30.8884 | 8 | 23.9631 | 46.9966 | 132.4559 | 5.2486 | 4.0653 | 32.887 | 1.1264 | 0.00031822 | 0.00187 | 0.2 | 0.4904 | {EA8957E8-4D9E-4768-B294-C26CA1256456} | 163781705 | PEORIA 1705 | 75274 | 37.9488 | -120.4192 | PEORIA 170575274 | 111 | 406 | 21052.6899 | 5362.5182 | 15690.1717 | 450.4418 | 831.729 | 0.01496 | 0.00084852 | 1.8935 | 5 | 187 | 0.0025458 | 1674.929 | 14947.4091 | 0
Central Valley | 4896 | 112 | 253.2845 | 486 | 386.3562 | 127 | 144.4929 | 9163.2615 | 78181.5784 | 13977.9317 | 30.9397 | 725.691 | 1.6844 | 0.054194 | 0.0018416 | 0.23045 | 0.65557 | {5ED2B13E-98E4-45F9-A6A0-57DA496030DD} | 254151102 | AUBERRY 1102 | R902 | 37.0347 | -119.5181 | AUBERRY 1102R902 | 236 | 176 | 39784.1113 | 24311.5038 | 15472.6074 | 24311.5038 | 15472.6074 | 0.23388 | 0.0032808 | 2.2615 | 3.8268 | 189 | 6.8827 | 1674.9264 | 14962.5066 | 0
Central Valley | 6091 | 56 | 82.5722 | 145 | 120.1323 | 41 | 55.0319 | 393.0595 | 2626.8666 | 298.2998 | 12.5448 | 261.6162 | 1.2912 | 0.031508 | 0.0017972 | 0.38621 | 0.68734 | {79D3DE13-EDFE-4798-9C48-8D9438D496D5} | 162161101 | ELECTRA 1101 | 1238 | 38.3572 | -120.7593 | ELECTRA 11011238 | 170 | 388 | 26947.2988 | 11276.5469 | 15670.7519 | 5695.7641 | 2446.8284 | 0.073686 | 0.0031469 | 1.4745 | 3.5366 | 196 | 1.2918 | 1668.0438 | 14966.0436 | 0
Central Valley | 1713 | 769 | 1196.4054 | 6714 | 4223.8457 | 271 | 88.4584 | 609.4464 | 12786.2006 | 3765.0133 | 0.77115 | 11.783 | 1.2346 | 0.00074288 | 0.0017059 | 0.11454 | 0.28325 | {E8F5F8AF-6EC9-4C69-835B-E53C764AC834} | 163661701 | MIWUK 1701 | circuit_breaker | 38.0528 | -120.2169 | MIWUK 1701circuit_breaker | 385 | 762 | 51076.8221 | 28710.6531 | 22366.169 | 28710.6531 | 22366.169 | 0.4623 | 0.013123 | 1.5558 | 24.7749 | 208 | 0.20132 | 1666.7519 | 14983.873 | 0
Central Valley | 192 | 178 | 351.5821 | 1203 | 659.751 | 383 | 95.0742 | 4305.1803 | 35736.9993 | 5896.8978 | 48.9639 | 902.6347 | 1.6685 | 0.12107 | 0.0016849 | 0.14796 | 0.5329 | {756F4B6A-7251-46F3-9B2C-93A003B98431} | 254432104 | COARSEGOLD 2104 | 5300 | 37.227 | -119.7102 | COARSEGOLD 21045300 | 439 | 426 | 93924.2635 | 59987.7854 | 33936.4781 | 59987.7854 | 33936.4781 | 0.64532 | 0.012357 | 1.9752 | 3.141 | 211 | 46.3711 | 1666.5506 | 15021.1254 | 1
Central Valley | 2050 | 100 | 204.7189 | 508 | 351.5657 | 133 | 81.6494 | 1067.2872 | 9353.6101 | 3005.784 | 28.7919 | 728.7502 | 1.6273 | 0.094564 | 0.0016449 | 0.19685 | 0.58231 | {19623F95-3D51-435E-B42C-17FE4878C880} | 254432103 | COARSEGOLD 2103 | 5020 | 37.2065 | -119.7141 | COARSEGOLD 21035020 | 209 | 190 | 41345.6206 | 26968.3187 | 14377.3019 | 25953.2029 | 13841.9547 | 0.21878 | 0.006185 | 2.0472 | 3.8195 | 217 | 12.577 | 1620.1795 | 15037.2423 | 0
Central Valley | 7758 | 401 | 584.0668 | 954 | 841.1464 | 78 | 66.8302 | 649.124 | 11909.9494 | 2016.2791 | 2.1232 | 23.2938 | 1.1291 | 0.00043309 | 0.0016407 | 0.42034 | 0.69437 | {EBD937A8-0F05-49AA-848E-8FB362E60B61} | 162821701 | STANISLAUS 1701 | 7144 | 38.1744 | -120.3835 | STANISLAUS 17017144 | 96 | 140 | 15763.8748 | 7457.9017 | 8305.973 | 7457.9017 | 8305.973 | 0.12797 | 0.0046718 | 1.4565 | 12.2308 | 218 | 0.033781 | 1607.6025 | 15041.8737 | 0
Central Valley | 204 | 189 | 393.9523 | 1169 | 718.9774 | 307 | 143.5512 | 3887.5747 | 34856.5241 | 8611.3666 | 77.5673 | 959.0718 | 1.7032 | 0.14221 | 0.0016138 | 0.16168 | 0.54793 | {004C66A4-EFD9-4F4F-AA71-77719D3D9AC9} | 254151102 | AUBERRY 1102 | circuit_breaker | 37.0683 | -119.4966 | AUBERRY 1102circuit_breaker | 543 | 529 | 99480.059 | 55632.597 | 43847.4619 | 55632.597 | 43847.4619 | 0.49543 | 0.0077704 | 2.0844 | 3.8078 | 226 | 43.659 | 1607.5687 | 15076.4215 | 1
Central Valley | 2254 | 957 | 1330.7365 | 4090 | 2953.9714 | 316 | 27.5119 | 339.9495 | 5456.2328 | 1098.2292 | 0.77682 | 13.139 | 1.092 | 0.003334 | 0.0016125 | 0.23399 | 0.45049 | {34B1CFFF-1F43-44C3-AF15-E50BDC16F6A4} | 162821701 | STANISLAUS 1701 | 1812 | 38.183 | -120.3756 | STANISLAUS 17011812 | 408 | 617 | 54617.4285 | 31400.4893 | 23216.9392 | 31400.4893 | 23216.9392 | 0.50956 | 0.03889 | 1.3905 | 12.943 | 227 | 1.0536 | 1563.9097 | 15095.9212 | 0
Central Valley | 2409 | 422 | 921.6403 | 1591 | 1311.9781 | 473 | 86.5552 | 3272.1076 | 24017.7721 | 4605.1771 | 49.4588 | 675.1924 | 1.593 | 0.11269 | 0.0016085 | 0.26524 | 0.70248 | {7CAE9E3D-9A6E-4166-92A3-E494C4AA002D} | 254432104 | COARSEGOLD 2104 | 10400 | 37.2216 | -119.7687 | COARSEGOLD 210410400 | 747 | 1107 | 145028.9512 | 71887.274 | 73141.6772 | 67877.1847 | 72299.439 | 0.7608 | 0.01678 | 2.184 | 3.3636 | 228 | 53.3043 | 1562.8562 | 15138.0729 | 1
Central Valley | 6372 | 343 | 570.6989 | 1417 | 932.0087 | 338 | 152.5642 | 7259.2902 | 57400.7864 | 11397.9314 | 35.8012 | 1097.6056 | 1.7647 | 0.05829 | 0.0015993 | 0.24206 | 0.61233 | {69DA4F1C-E07E-4189-8040-902C89E5A469} | 252941107 | TIVY VALLEY 1107 | 584840 | 36.7262 | -119.2563 | TIVY VALLEY 1107584840 | 596 | 565 | 118294.5311 | 72367.2531 | 45927.278 | 72367.2531 | 45927.278 | 0.54056 | 0.0071023 | 1.6638 | 4.1923 | 229 | 19.7021 | 1509.5518 | 15183.013 | 1
Central Valley | 9096 | 70 | 130.6721 | 279 | 205.2378 | 101 | 80.7514 | 2942.8907 | 29518.8268 | 4232.1129 | 9.1247 | 1068.5163 | 1.7588 | 0.020247 | 0.0015348 | 0.2509 | 0.63669 | {37CEC619-9FFE-4BA7-9FD0-D8641CD59BBA} | 254432104 | COARSEGOLD 2104 | 6210 | 37.269 | -119.7137 | COARSEGOLD 21046210 | 61 | 29 | 20595.8109 | 17177.2503 | 3418.5606 | 17177.2503 | 3418.5606 | 0.15501 | 0.0038687 | 1.8667 | 2.7624 | 238 | 2.045 | 1489.8498 | 15193.6801 | 0
Central Valley | 7339 | 235 | 395.15 | 1264 | 756.9847 | 103 | 74.9029 | 580.6814 | 6982.8725 | 1688.4456 | 3.8224 | 33.2844 | 1.2119 | 0.00016337 | 0.0015209 | 0.18592 | 0.52201 | {09598188-CE5A-44C7-8CBD-CFBA0AA34580} | 163351705 | CURTIS 1705 | 8110 | 37.9861 | -120.2613 | CURTIS 17058110 | 150 | 181 | 26031.2998 | 13092.5709 | 12938.7288 | 13092.5709 | 12938.7288 | 0.15666 | 0.0043943 | 1.6815 | 12.2718 | 241 | 0.016828 | 1487.8048 | 15201.8106 | 0
Central Valley | 6785 | 53 | 114.8452 | 472 | 244.9692 | 115 | 97.8851 | 3756.2191 | 33902.609 | 7057.5035 | 38.7239 | 536.4042 | 1.5175 | 0.08541 | 0.0014984 | 0.11229 | 0.46881 | {71E8F95F-8504-4520-9C3B-8AB71CD7CDDD} | 254151102 | AUBERRY 1102 | R1013 | 37.0452 | -119.4864 | AUBERRY 1102R1013 | 169 | 144 | 30632.0954 | 19936.8067 | 10695.2887 | 19936.8067 | 10695.2887 | 0.17232 | 0.003606 | 2.1669 | 4.1043 | 246 | 9.8222 | 1487.788 | 15214.1913 | 0
Central Valley | 6088 | 188 | 268.5287 | 1079 | 674.5107 | 64 | 53.3001 | 274.1422 | 4475.1258 | 1033.7426 | 3.1225 | 36.2657 | 1.3719 | 0.0011614 | 0.0014599 | 0.17424 | 0.39811 | {EB9C8400-DD80-4F71-B217-2C3080AFE151} | 163661702 | MIWUK 1702 | 19772 | 38.0261 | -120.2523 | MIWUK 170219772 | 66 | 140 | 12024.5877 | 6198.5938 | 5825.9939 | 6198.5938 | 5825.9939 | 0.093434 | 0.0040944 | 1.4283 | 16.8594 | 256 | 0.074328 | 1477.9658 | 15218.0406 | 1
Central Valley | 8231 | 10 | 19.4498 | 80 | 45.575 | 22 | 59.4493 | 492.3072 | 4888.9431 | 841.6143 | 24.048 | 537.3171 | 1.7078 | 0.045442 | 0.0014485 | 0.125 | 0.42676 | {9126AC99-906D-4CEE-8034-3EECC4C90F16} | 254432104 | COARSEGOLD 2104 | circuit_breaker | 37.2275 | -119.6902 | COARSEGOLD 2104circuit_breaker | 49 | 28 | 5467.1255 | 3906.143 | 1560.9825 | 3906.143 | 1560.9825 | 0.031868 | 0.00095462 | 1.945 | 3.6364 | 260 | 0.99973 | 1477.8915 | 15220.4664 | 0
Central Valley | 7295 | 336 | 499.717 | 902 | 784.4258 | 80 | 54.791 | 826.4773 | 12578.0109 | 1575.7778 | 1.0099 | 122.1533 | 1.3566 | 0.012271 | 0.0014084 | 0.37251 | 0.63705 | {5ACF71BC-5CB9-4FB2-84D8-E7796B319ECF} | 162821702 | STANISLAUS 1702 | circuit_breaker | 38.1398 | -120.3703 | STANISLAUS 1702circuit_breaker | 123 | 114 | 17893.8584 | 12811.6118 | 5082.2466 | 12811.6118 | 5082.2466 | 0.11268 | 0.004141 | 1.4873 | 11.275 | 271 | 0.98169 | 1476.8917 | 15228.4224 | 1
Central Valley | 2220 | 153 | 329.5239 | 824 | 553.7891 | 203 | 66.8121 | 1799.7615 | 16251.4939 | 3181.4693 | 44.5278 | 604.7162 | 1.5082 | 0.13854 | 0.0014063 | 0.18568 | 0.59504 | {298036AF-0EED-4E31-B15F-AFDA3D1D605E} | 254432104 | COARSEGOLD 2104 | 369777 | 37.2293 | -119.7354 | COARSEGOLD 2104369777 | 221 | 227 | 46896.9794 | 29945.6871 | 16951.2923 | 29945.6871 | 16951.2923 | 0.28548 | 0.0083277 | 2.1538 | 4.0591 | 273 | 28.1228 | 1475.9101 | 15247.0186 | 1
Central Valley | 6981 | 1 | 1.2277 | 59 | 20.8849 | 13 | 129.9599 | 1393.1967 | 8528.0774 | 1170.2502 | 10.1156 | 136.9966 | 1.3174 | 0.020846 | 0.0013927 | 0.016949 | 0.058785 | {A0B72D64-342D-4CD8-B398-D7C01DA365B3} | 162991102 | CORRAL 1102 | 13498 | 38.172 | -120.8366 | CORRAL 110213498 | 21 | 14 | 2759.8685 | 1603.6406 | 1156.2279 | 1585.9579 | 983.4109 | 0.018105 | 0.00047454 | 1.2277 | 4.5385 | 275 | 0.271 | 1447.7872 | 15248.0035 | 0
Central Valley | 5931 | 165 | 337.0416 | 529 | 462.4703 | 166 | 80.8622 | 1119.5948 | 9213.7508 | 2740.3482 | 57.4695 | 935.7412 | 1.6075 | 0.18534 | 0.0013899 | 0.31191 | 0.72879 | {22973E9F-9F56-4D4C-A7E3-5FDC99C738ED} | 254432104 | COARSEGOLD 2104 | 5525 | 37.1933 | -119.7709 | COARSEGOLD 21045525 | 258 | 439 | 48322.2178 | 20995.911 | 27326.3069 | 20995.911 | 27326.3069 | 0.23072 | 0.0066407 | 2.0427 | 3.1867 | 276 | 30.7671 | 1447.5162 | 15261.042 | 1
Central Valley | 7367 | 509 | 699.3245 | 3970 | 2511.3726 | 179 | 68.2879 | 425.6293 | 7832.6 | 2104.1442 | 0.81878 | 13.6862 | 1.2389 | 0.0010129 | 0.0013477 | 0.12821 | 0.27846 | {EC1F55C2-465D-4546-BC4C-2AD9B6897358} | 163661701 | MIWUK 1701 | 8050 | 38.0569 | -120.203 | MIWUK 17018050 | 224 | 405 | 38125.2197 | 19483.5578 | 18641.6619 | 19483.5578 | 18641.6619 | 0.24124 | 0.0090851 | 1.3739 | 22.1788 | 282 | 0.18132 | 1416.7492 | 15273.1413 | 1
Central Valley | 7068 | 27 | 35.5618 | 122 | 71.9139 | 24 | 29.1988 | 33.3898 | 140.7084 | 6.8758 | 3.9968 | 72.2927 | 1.1612 | 0.0023307 | 0.0013325 | 0.22131 | 0.49451 | {9F8CA5FE-A9BA-4EDC-994E-2CFB4235B5A0} | 163011102 | MARTELL 1102 | 99214 | 38.3629 | -120.7749 | MARTELL 110299214 | 53 | 16 | 4493.687 | 3260.5607 | 1233.1264 | 2497.7197 | 131.5957 | 0.031981 | 0.0019796 | 1.3171 | 5.0833 | 287 | 0.055938 | 1416.5679 | 15274.6924 | 0
Central Valley | 2108 | 60 | 87.3134 | 1913 | 991.7095 | 103 | 75.0849 | 611.1436 | 14746.3616 | 5872.0903 | 0.37819 | 8.8739 | 1.0172 | 0.00026316 | 0.0012696 | 0.031364 | 0.088043 | {AA9722DD-9A20-411C-A91B-FCD027C3242A} | 163661701 | MIWUK 1701 | 53038 | 38.087 | -120.1534 | MIWUK 170153038 | 143 | 426 | 22831.9294 | 10691.9033 | 12140.026 | 10691.9033 | 12140.026 | 0.13077 | 0.0035563 | 1.4552 | 18.5728 | 299 | 0.027105 | 1416.5119 | 15281.332 | 0
Central Valley | 2092 | 445 | 650.675 | 1708 | 1197.0365 | 224 | 41.2019 | 535.6255 | 5710.851 | 612.651 | 3.7973 | 118.6069 | 1.3038 | 0.0008884 | 0.0012638 | 0.26054 | 0.54357 | {BB6FF44B-32EF-4B9B-B3A4-B0CE69F543D6} | 163451701 | FROGTOWN 1701 | 1623 | 38.1247 | -120.45 | FROGTOWN 17011623 | 196 | 181 | 38467.1418 | 24542.3809 | 13924.761 | 24542.3809 | 13924.761 | 0.28309 | 0.013213 | 1.4622 | 7.625 | 300 | 0.199 | 1416.4848 | 15296.5728 | 0
Central Valley | 6836 | 0 | 0 | 1 | 0.62586 | 1 | 13.4182 | 18.3367 | 80.8411 | 1.2071 | 2.9978 | 15.2033 | 1.0088 | 0.0022314 | 0.0012556 | 0 | 0 | {D1304657-02FA-4D1D-AEC4-81E74D24E4EB} | 162821702 | STANISLAUS 1702 | 4905 | 38.2626 | -120.3289 | STANISLAUS 17024905 | 70 | 147 | 9450.9551 | 3770.3669 | 5680.5883 | 3770.3669 | 5680.5883 | 0.0012556 | 9.3571e-05 |  | 1 | 304 | 0.0022314 | 1416.2858 | 15298.9142 | 0
Central Valley | 7126 | 120 | 168.6802 | 420 | 286.4925 | 71 | 25.4679 | 226.0128 | 1459.0966 | 88.0889 | 12.0511 | 217.1819 | 1.4499 | 0.014918 | 0.0012316 | 0.28571 | 0.58878 | {74DC8F54-4589-4421-89BC-E98BD5920B33} | 163011102 | MARTELL 1102 | circuit_breaker | 38.3691 | -120.7968 | MARTELL 1102circuit_breaker | 119 | 123 | 19260.22 | 10830.1822 | 8430.0378 | 7916.9254 | 5510.9411 | 0.087446 | 0.0054675 | 1.4057 | 5.9155 | 312 | 1.0592 | 1416.2836 | 15303.8307 | 0
Central Valley | 2669 | 554 | 774.8252 | 3602 | 2389.0706 | 142 | 46.4608 | 139.5552 | 2117.2476 | 760.0654 | 0.72592 | 7.7647 | 1.146 | 0.00048991 | 0.0012171 | 0.1538 | 0.32432 | {5DE457D9-5E7A-46A3-820A-688DCA33A9BB} | 163661702 | MIWUK 1702 | circuit_breaker | 38.0528 | -120.2169 | MIWUK 1702circuit_breaker | 226 | 380 | 32124.8788 | 16506.2205 | 15618.6583 | 16506.2205 | 15618.6583 | 0.17283 | 0.0086852 | 1.3986 | 25.3662 | 316 | 0.069568 | 1415.2244 | 15314.081 | 0
Central Valley | 1458 | 117 | 204.8869 | 598 | 349.9863 | 151 | 80.3116 | 1588.9636 | 13859.0931 | 3328.9196 | 51.8204 | 636.7029 | 1.5375 | 0.10004 | 0.0012117 | 0.19565 | 0.58541 | {50F15232-B267-496F-ACCD-C66670CD5E1D} | 254151101 | AUBERRY 1101 | circuit_breaker | 37.0683 | -119.4966 | AUBERRY 1101circuit_breaker | 337 | 301 | 47926.6633 | 29094.1652 | 18832.4981 | 29094.1652 | 18832.4981 | 0.18296 | 0.0045491 | 1.7512 | 3.9603 | 322 | 15.1058 | 1415.1548 | 15332.1485 | 0
Central Valley | 4582 | 36 | 64.4942 | 145 | 102.9682 | 41 | 127.1577 | 9068.6416 | 65485.8703 | 11964.3273 | 40.4181 | 2220.8767 | 1.8774 | 0.05409 | 0.0011781 | 0.24828 | 0.62635 | {7AEDC5DF-B44F-49B0-91EC-479413610904} | 252411104 | COPPERMINE 1104 | R755 | 36.8683 | -119.5573 | COPPERMINE 1104R755 | 540 | 416 | 156133.8384 | 99071.0889 | 57062.7495 | 14117.8234 | 11732.5414 | 0.048303 | 0.00080704 | 1.7915 | 3.5366 | 332 | 2.2177 | 1400.049 | 15340.9157 | 0
Central Valley | 6153 | 207 | 287.9527 | 1262 | 792.3036 | 24 | 42.8303 | 34.1735 | 252.6777 | 14.8 | 0.019006 | 2.3295 | 1.3355 | 0.00036155 | 0.0011674 | 0.16403 | 0.36344 | {CA0E971D-5831-4DB9-9A57-0D7C43C8EF35} | 163661702 | MIWUK 1702 | S2247 | 38.0369 | -120.2384 | MIWUK 1702S2247 | 40 | 262 | 12915.5879 | 2394.0014 | 10521.5865 | 2394.0014 | 10521.5865 | 0.028018 | 0.0013745 | 1.3911 | 52.5833 | 336 | 0.0086771 | 1397.8314 | 15342.4023 | 0
Central Valley | 2907 | 597 | 860.2284 | 2097 | 1571.3441 | 138 | 22.6122 | 292.4054 | 3167.782 | 196.1587 | 1.6364 | 24.4259 | 1.0707 | 0.00025459 | 0.0011543 | 0.28469 | 0.54745 | {A3304E07-DDA8-4961-A6C8-06DAE01202AE} | 163351704 | CURTIS 1704 | 803 | 38.0417 | -120.3867 | CURTIS 1704803 | 120 | 126 | 22792.508 | 15628.5101 | 7163.9979 | 15628.5101 | 7163.9979 | 0.1593 | 0.012772 | 1.4409 | 15.1957 | 341 | 0.035133 | 1397.8227 | 15352.1076 | 0
Central Valley | 1955 | 462 | 704.121 | 2146 | 1484.3959 | 377 | 30.759 | 489.2061 | 3682.0587 | 206.4929 | 4.9568 | 134.999 | 1.2858 | 0.0038488 | 0.0011511 | 0.21528 | 0.47435 | {0D0FEEBA-0BD3-4962-B35B-0A3278052F45} | 162161101 | ELECTRA 1101 | circuit_breaker | 38.3309 | -120.6721 | ELECTRA 1101circuit_breaker | 383 | 279 | 75175.9153 | 51915.3729 | 23260.5424 | 51915.3729 | 23260.5424 | 0.43396 | 0.032101 | 1.5241 | 5.6923 | 342 | 1.451 | 1397.7876 | 15384.3471 | 0
Central Valley | 2159 | 251 | 466.0877 | 997 | 734.904 | 207 | 41.9051 | 551.1609 | 3672.6955 | 302.6262 | 10.6103 | 254.8067 | 1.461 | 0.04073 | 0.0011217 | 0.25176 | 0.63422 | {128383E7-96CF-4707-8041-13E4B9B7C999} | 163761704 | RACETRACK 1704 | circuit_breaker | 37.9799 | -120.4138 | RACETRACK 1704circuit_breaker | 257 | 254 | 54908.4625 | 36598.3736 | 18310.089 | 36598.3736 | 18310.089 | 0.23219 | 0.010399 | 1.8569 | 4.8164 | 354 | 8.431 | 1396.3366 | 15407.0747 | 0
Central Valley | 146 | 0 | 0 | 11 | 4.8947 | 6 | 16.8549 | 626.9395 | 12505.924 | 643.6176 | 0.073451 | 1.0088 | 1.6685 | 0.0007611 | 0.001107 | 0 | 0 | {0ADE0ABE-2B1D-4CB6-BB2E-0E310321E755} | 162821702 | STANISLAUS 1702 | 6028 | 38.2369 | -120.3646 | STANISLAUS 17026028 | 174 | 349 | 21533.4054 | 8608.783 | 12924.6224 | 8608.783 | 12924.6224 | 0.0066422 | 0.00047726 |  | 1.8333 | 358 | 0.0045666 | 1387.9055 | 15412.4207 | 0
Central Valley | 1671 | 63 | 95.5141 | 385 | 226.7553 | 66 | 31.049 | 304.048 | 1828.6556 | 103.9808 | 3.7225 | 116.0009 | 1.3135 | 0.00034883 | 0.0011069 | 0.16364 | 0.42122 | {2CE7DA92-EEC1-4680-BEC4-A1E05BA2B50C} | 162211101 | CALAVERAS CEMENT 1101 | 36880 | 38.2019 | -120.6895 | CALAVERAS CEMENT 110136880 | 149 | 248 | 28701.2955 | 13909.6582 | 14791.6373 | 9538.3272 | 7956.1837 | 0.073053 | 0.005864 | 1.5161 | 5.8333 | 359 | 0.023023 | 1387.901 | 15418.344 | 0
Central Valley | 4241 | 99 | 230.6831 | 486 | 349.5964 | 149 | 50.157 | 656.9095 | 3634.9213 | 488.4318 | 18.3104 | 242.9303 | 1.3677 | 0.042918 | 0.001096 | 0.2037 | 0.65986 | {D6BA7AB0-BD1E-4258-B5D5-B64D6E99400B} | 162991102 | CORRAL 1102 | 36666 | 38.1605 | -120.8481 | CORRAL 110236666 | 281 | 463 | 58313.2129 | 29026.438 | 29286.7749 | 26276.8597 | 26433.4525 | 0.16331 | 0.0087486 | 2.3301 | 3.2617 | 363 | 6.3947 | 1387.8779 | 15434.662 | 0
Central Valley | 7719 | 177 | 250.0282 | 873 | 626.0533 | 40 | 32.3786 | 433.0577 | 6450.7886 | 1112.553 | 1.0544 | 9.6019 | 1.0038 | 0.00065815 | 0.0010842 | 0.20275 | 0.39937 | {231BEE73-587D-46B7-AD5A-EAD10C3B8AAD} | 163661702 | MIWUK 1702 | S1547 | 38.0579 | -120.2706 | MIWUK 1702S1547 | 71 | 139 | 11213.5358 | 4436.0854 | 6777.4504 | 4436.0854 | 6777.4504 | 0.04337 | 0.0025621 | 1.4126 | 21.825 | 369 | 0.026326 | 1381.4832 | 15437.4168 | 0
Central Valley | 7203 | 95 | 290.2529 | 427 | 392.5125 | 124 | 59.5906 | 2509.0811 | 14443.6625 | 1943.1817 | 37.1112 | 614.8876 | 1.407 | 0.091485 | 0.0010828 | 0.22248 | 0.73947 | {BB1AB0D8-04B4-4BAF-B0BB-9DFA5174A1E7} | 162991101 | CORRAL 1101 | 12608 | 38.1339 | -120.9255 | CORRAL 110112608 | 246 | 268 | 36355.7135 | 27099.2397 | 9256.4738 | 27099.2397 | 9256.4738 | 0.13426 | 0.0045543 | 3.0553 | 3.4435 | 371 | 11.3441 | 1381.4569 | 15454.2454 | 0
Central Valley | 1088 | 42 | 89.0641 | 188 | 135.0779 | 81 | 84.797 | 5312.6152 | 37605.3229 | 5905.3646 | 26.341 | 1724.1254 | 1.9642 | 0.063318 | 0.0010772 | 0.2234 | 0.65935 | {81F65546-748C-422D-A853-780F9DAF978A} | 254432104 | COARSEGOLD 2104 | 10030 | 37.2233 | -119.7692 | COARSEGOLD 210410030 | 159 | 149 | 40042.3627 | 28835.8758 | 11206.4869 | 23477.104 | 7722.0997 | 0.08725 | 0.0023946 | 2.1206 | 2.321 | 374 | 5.1287 | 1370.1128 | 15468.8247 | 0
Central Valley | 1559 | 497 | 704.2658 | 2095 | 1452.1313 | 290 | 22.423 | 862.4798 | 9542.859 | 565.3446 | 1.2875 | 26.7708 | 1.0981 | 0.00058909 | 0.0010646 | 0.23723 | 0.48499 | {E154310E-F1E3-4CE7-BE08-29FE6DF23F68} | 163011101 | MARTELL 1101 | 11244 | 38.391 | -120.7692 | MARTELL 110111244 | 304 | 252 | 58230.0108 | 35268.1557 | 22961.8551 | 33683.9339 | 21316.9034 | 0.30873 | 0.027128 | 1.417 | 7.2241 | 379 | 0.17084 | 1364.984 | 15489.7424 | 0
Central Valley | 1871 | 49 | 77.7768 | 485 | 205.375 | 112 | 104.7267 | 1710.822 | 10341.0905 | 2070.1769 | 38.4722 | 895.902 | 1.6816 | 0.072213 | 0.0010631 | 0.10103 | 0.37871 | {8C528F18-9D07-401C-90F8-07B202001D80} | 252941107 | TIVY VALLEY 1107 | R1817 | 36.8245 | -119.3652 | TIVY VALLEY 1107R1817 | 182 | 224 | 56560.0475 | 30917.6877 | 25642.3598 | 30260.3712 | 25619.9728 | 0.11906 | 0.0024854 | 1.5873 | 4.3304 | 380 | 8.0879 | 1364.8132 | 15508.5341 | 0
Central Valley | 7909 | 49 | 69.8481 | 276 | 149.2332 | 52 | 38.2797 | 929.8031 | 5350.4657 | 184.9421 | 8.9543 | 311.2799 | 1.5962 | 0.043849 | 0.0010562 | 0.17754 | 0.46805 | {7B5B2CF8-2901-483C-B55E-83E22B23519F} | 163781705 | PEORIA 1705 | circuit_breaker | 37.9037 | -120.4973 | PEORIA 1705circuit_breaker | 49 | 25 | 13356.6736 | 11472.2383 | 1884.4353 | 11339.1152 | 1884.4353 | 0.05492 | 0.0025187 | 1.4255 | 5.3077 | 384 | 2.2801 | 1356.7253 | 15515.5757 | 0
Central Valley | 1421 | 230 | 384.8321 | 4270 | 2424.1768 | 187 | 75.522 | 586.1455 | 13273.7944 | 5586.1925 | 1.03 | 12.2854 | 1.0217 | 0.00059275 | 0.0010402 | 0.053864 | 0.15875 | {778380F2-BA49-477B-8F0F-740FAC39A283} | 163661701 | MIWUK 1701 | 953336 | 38.0681 | -120.1866 | MIWUK 1701953336 | 267 | 649 | 38818.7116 | 19079.6137 | 19739.0979 | 19079.6137 | 19739.0979 | 0.19451 | 0.0071343 | 1.6732 | 22.8342 | 389 | 0.11084 | 1354.4452 | 15527.4241 | 0
Central Valley | 603 | 24 | 44.2631 | 146 | 91.2159 | 42 | 75.1023 | 1890.2183 | 17646.7482 | 2894.2194 | 31.0639 | 722.2921 | 1.679 | 0.073873 | 0.00098555 | 0.16438 | 0.48526 | {5CEBE369-1234-4C2E-B50B-4FF49A63CB11} | 252561101 | KERCKHOFF 1101 | circuit_breaker | 37.0919 | -119.5525 | KERCKHOFF 1101circuit_breaker | 237 | 206 | 40921.5971 | 27412.9116 | 13508.6855 | 27412.9116 | 13508.6855 | 0.041393 | 0.0011793 | 1.8443 | 3.4762 | 416 | 3.1027 | 1354.3343 | 15544.4475 | 0
Central Valley | 3133 | 277 | 620.0697 | 818 | 783.9222 | 241 | 108.4249 | 10074.1572 | 79096.8576 | 12033.41 | 31.5725 | 1552.4027 | 1.7999 | 0.041052 | 0.00098023 | 0.33863 | 0.79098 | {4F5EBE36-6D68-4A47-AF49-0D6F0830F1BC} | 254151101 | AUBERRY 1101 | R314 | 36.9954 | -119.4087 | AUBERRY 1101R314 | 497 | 416 | 116570.7813 | 70887.9033 | 45682.878 | 67647.5297 | 44505.8052 | 0.23624 | 0.0041219 | 2.2385 | 3.3942 | 419 | 9.8936 | 1351.2316 | 15586.4567 | 1
Central Valley | 2402 | 138 | 340.788 | 477 | 447.685 | 147 | 49.849 | 930.5918 | 3181.05 | 343.7985 | 25.2588 | 446.3489 | 1.2393 | 0.050708 | 0.00097262 | 0.28931 | 0.76122 | {C39B67B3-F0FA-469A-B248-D7E581E2EE7B} | 162991101 | CORRAL 1101 | 12612 | 38.1783 | -120.9273 | CORRAL 110112612 | 282 | 234 | 42941.2158 | 32323.3334 | 10617.8824 | 31361.0381 | 10315.5023 | 0.14298 | 0.0055042 | 2.4695 | 3.2449 | 425 | 7.4541 | 1341.3381 | 15605.9319 | 0
Central Valley | 3421 | 162 | 247.232 | 957 | 507.001 | 197 | 98.0109 | 4145.2701 | 37770.2156 | 6509.3121 | 25.9701 | 821.5405 | 1.7477 | 0.033578 | 0.00096599 | 0.16928 | 0.48764 | {079BD93C-880F-493A-A5F3-34E94A52D05E} | 254061103 | DUNLAP 1103 | 7040 | 36.7388 | -119.1217 | DUNLAP 11037040 | 311 | 302 | 58875.061 | 39870.7942 | 19004.2668 | 39870.7942 | 19004.2668 | 0.1903 | 0.0036851 | 1.5261 | 4.8579 | 428 | 6.6149 | 1333.884 | 15630.6916 | 0
Central Valley | 1785 | 1218 | 1729.3495 | 4535 | 3087.9548 | 656 | 32.266 | 366.7435 | 3400.508 | 714.2567 | 11.445 | 211.0995 | 1.3505 | 0.022752 | 0.00096475 | 0.26858 | 0.56003 | {B491FAF3-D57C-4407-A408-814947D65184} | 254432104 | COARSEGOLD 2104 | 10110 | 37.2673 | -119.7126 | COARSEGOLD 210410110 | 750 | 782 | 136664.1753 | 79684.5808 | 56979.5945 | 79684.5808 | 56979.5945 | 0.63288 | 0.043037 | 1.4198 | 6.9131 | 429 | 14.9256 | 1327.269 | 15680.1758 | 0
Central Valley | 8659 | 166 | 228.9636 | 1129 | 712.9275 | 30 | 44.1365 | 24.9727 | 109.1391 | 6.7255 | 0.60016 | 2.6065 | 1.2687 | 0.00032668 | 0.00095882 | 0.14703 | 0.32116 | {F7C0AC68-FB70-41DD-B222-3064175EA9BE} | 163661702 | MIWUK 1702 | 1808 | 38.0301 | -120.245 | MIWUK 17021808 | 62 | 308 | 16929.7344 | 2945.2419 | 13984.4925 | 2945.2419 | 13984.4925 | 0.028765 | 0.0017056 | 1.3793 | 37.6333 | 431 | 0.0098005 | 1312.3434 | 15682.0048 | 0
Central Valley | 3533 | 766 | 1034.0885 | 2850 | 1961.1381 | 187 | 18.6763 | 133.663 | 1207.6399 | 47.4996 | 2.423 | 22.9153 | 1.0737 | 0.00029156 | 0.00095841 | 0.26877 | 0.52729 | {EAC612D6-99B1-40C4-9814-8599E5819D52} | 163751101 | PINE GROVE 1101 | 3166 | 38.4065 | -120.6704 | PINE GROVE 11013166 | 234 | 263 | 31547.5015 | 20128.8983 | 11418.6031 | 20128.8983 | 11418.6031 | 0.17922 | 0.018223 | 1.35 | 15.2406 | 432 | 0.054521 | 1312.3336 | 15694.5048 | 0
Central Valley | 1390 | 1515 | 2114.6621 | 5711 | 4181.2607 | 347 | 18.8636 | 281.4754 | 3543.6665 | 211.7924 | 1.4958 | 31.7587 | 1.0752 | 0.00061488 | 0.00094736 | 0.26528 | 0.50575 | {44BC81C9-8540-477A-9326-99FB3CD481E2} | 163351704 | CURTIS 1704 | 8140 | 38.0068 | -120.3479 | CURTIS 17048140 | 394 | 469 | 70369.299 | 42473.8563 | 27895.4428 | 42473.8563 | 27895.4428 | 0.32874 | 0.032925 | 1.3958 | 16.4582 | 435 | 0.21336 | 1312.2791 | 15720.8811 | 0
Central Valley | 6260 | 1004 | 1412.6036 | 4115 | 2857.0337 | 526 | 19.515 | 727.1967 | 7653.4835 | 328.019 | 2.7731 | 83.0653 | 1.2773 | 0.0013928 | 0.0009302 | 0.24399 | 0.49443 | {B48DDE03-609C-4554-A3F2-3D029A190740} | 163751102 | PINE GROVE 1102 | 6080 | 38.4615 | -120.6577 | PINE GROVE 11026080 | 413 | 312 | 86369.7127 | 56095.9807 | 30273.7319 | 56095.9807 | 30273.7319 | 0.48928 | 0.047471 | 1.407 | 7.8232 | 438 | 0.73263 | 1312.0658 | 15755.7167 | 0
Central Valley | 1015 | 239 | 641.7124 | 1137 | 919.9794 | 322 | 50.0085 | 1069.8761 | 5702.7172 | 761.6869 | 38.0922 | 696.1031 | 1.4671 | 0.1004 | 0.00091195 | 0.2102 | 0.69753 | {B537B104-D44A-45F9-BCC9-AE639B2EEDC6} | 162991101 | CORRAL 1101 | 36652 | 38.1784 | -120.9257 | CORRAL 110136652 | 479 | 524 | 76483.8468 | 58059.3769 | 18424.4699 | 58059.3769 | 18424.4699 | 0.29365 | 0.01238 | 2.685 | 3.5311 | 440 | 32.3296 | 1311.3331 | 15791.7715 | 0
Central Valley | 4356 | 516 | 699.2871 | 1952 | 1434.2065 | 89 | 34.9092 | 94.5152 | 862.603 | 78.2737 | 0.36365 | 4.1094 | 1.4976 | 0.00064859 | 0.00090312 | 0.26434 | 0.48758 | {ED3657AD-4222-47A8-B914-D4A507DC3692} | 163661702 | MIWUK 1702 | 38218 | 38.0486 | -120.2438 | MIWUK 170238218 | 264 | 503 | 42025.0145 | 17457.0622 | 24567.9522 | 17457.0622 | 24567.9522 | 0.080377 | 0.0058094 | 1.3552 | 21.9326 | 441 | 0.057725 | 1279.0035 | 15802.6124 | 0
Central Valley | 7114 | 29 | 81.6013 | 325 | 172.0101 | 95 | 53.1809 | 2376.4798 | 13469.9788 | 1453.8359 | 24.7286 | 627.0439 | 1.4687 | 0.045612 | 0.00090304 | 0.089231 | 0.4744 | {C54A0C3F-F840-49B9-80B1-CFAA5E138643} | 162991102 | CORRAL 1102 | 14026 | 38.1167 | -120.8907 | CORRAL 110214026 | 124 | 102 | 21362.6911 | 16308.5206 | 5054.1706 | 16308.5206 | 5054.1706 | 0.085789 | 0.003063 | 2.8138 | 3.4211 | 442 | 4.3331 | 1278.9457 | 15812.74 | 0
Central Valley | 4268 | 168 | 368.839 | 629 | 521.8383 | 197 | 99.7682 | 8082.4835 | 64538.5956 | 8739.4188 | 67.9298 | 1373.5313 | 1.7778 | 0.10339 | 0.00089813 | 0.26709 | 0.70681 | {72B3FD6E-4E00-4CD9-8668-70733AC266B2} | 254151102 | AUBERRY 1102 | 37466 | 37.012 | -119.5269 | AUBERRY 110237466 | 448 | 366 | 85086.0453 | 50914.8919 | 34171.1534 | 50295.1648 | 34016.001 | 0.17693 | 0.0039428 | 2.1955 | 3.1929 | 446 | 20.3675 | 1274.6126 | 15843.9733 | 0
Central Valley | 1412 | 663 | 936.7879 | 2929 | 2031.3087 | 114 | 32.9761 | 138.5463 | 2345.2904 | 476.9763 | 1.1577 | 13.7178 | 1.1466 | 0.00049975 | 0.0008966 | 0.22636 | 0.46117 | {CA297791-685C-4EDD-BB53-30F381A39ACF} | 163661701 | MIWUK 1701 | 11800 | 38.0253 | -120.2212 | MIWUK 170111800 | 237 | 612 | 44060.2079 | 15184.802 | 28875.4059 | 15184.802 | 28875.4059 | 0.10221 | 0.0063187 | 1.413 | 25.693 | 448 | 0.056971 | 1254.2451 | 15853.403 | 1
Central Valley | 1518 | 1845 | 2598.4967 | 5063 | 4140.476 | 615 | 20.8594 | 1114.1707 | 11757.9118 | 694.2701 | 1.2518 | 47.4672 | 1.1154 | 0.00018138 | 0.0008955 | 0.36441 | 0.62758 | {111B8F03-A7A2-4ADC-B553-BFBB68F5B187} | 163011101 | MARTELL 1101 | 91216 | 38.4349 | -120.7501 | MARTELL 110191216 | 503 | 459 | 103941.1045 | 66328.7264 | 37612.3781 | 66328.7264 | 37612.3781 | 0.55073 | 0.063462 | 1.4084 | 8.2325 | 449 | 0.11155 | 1254.1881 | 15894.5932 | 0
Central Valley | 5933 | 205 | 316.4649 | 1060 | 678.4898 | 78 | 40.0274 | 357.0365 | 3237.7823 | 308.9956 | 2.7844 | 28.854 | 1.3674 | 0.00065633 | 0.00087788 | 0.1934 | 0.46643 | {1AB89EBD-4C74-4F17-AC51-C67FA279FE6D} | 163351702 | CURTIS 1702 | 9111 | 38.0127 | -120.3073 | CURTIS 17029111 | 130 | 268 | 21198.7616 | 9135.0634 | 12063.6983 | 9135.0634 | 12063.6983 | 0.068475 | 0.003639 | 1.5437 | 13.5897 | 459 | 0.051194 | 1254.0766 | 15900.266 | 0
Central Valley | -1 | 3057 | 4491.4283 | 15060 | 10100.535 | 1195 | 29.9571 | 729.9613 | 6883.9318 | 1062.343 | 9.8958 | 204.3789 | 1.2748 | 0.018681 | 0.00086842 | 0.20299 | 0.44467 | [7 empty] | 24027 | 74104 | 3888777.1576 | 1329581.1795 | 2559195.9781 | 524269.184 | 795782.4977 | 1.0378 | 0.069001 | 1.4692 | 12.6025 | 462 | 22.3238 | 1254.0254 | 16225.8372 | 0
Central Valley | 4692 | 195 | 284.2025 | 761 | 517.8409 | 183 | 48.0033 | 470.6577 | 3545.4048 | 272.661 | 35.6727 | 665.2995 | 1.6131 | 0.098165 | 0.00085657 | 0.25624 | 0.54882 | {778182E4-2AE7-465E-B2C9-C1ED6A0D9207} | 254421103 | OAKHURST 1103 | 63334 | 37.3839 | -119.6785 | OAKHURST 110363334 | 221 | 224 | 39160.3036 | 27690.7454 | 11469.5582 | 27690.7454 | 11469.5582 | 0.15675 | 0.0063522 | 1.4574 | 4.1585 | 468 | 17.9641 | 1231.7016 | 16243.0332 | 0
Central Valley | 2652 | 45 | 83.239 | 154 | 121.8188 | 29 | 26.7838 | 1263.6678 | 6818.811 | 316.4159 | 13.5954 | 394.1857 | 1.3946 | 0.024246 | 0.00083646 | 0.29221 | 0.6833 | {0DE3898A-1208-4EC8-ABE1-FA05111C0DC6} | 163541101 | OLETA 1101 | 63500 | 38.4802 | -120.8458 | OLETA 110163500 | 192 | 416 | 26445.3396 | 12301.408 | 14143.9316 | 6425.1593 | 2551.58 | 0.024257 | 0.0016639 | 1.8498 | 5.3103 | 480 | 0.70315 | 1213.7374 | 16247.0232 | 0
Central Valley | 2744 | 1981 | 2780.9639 | 5646 | 4469.276 | 589 | 16.4593 | 199.6767 | 2417.7091 | 152.5636 | 2.2817 | 33.4189 | 1.081 | 0.00082963 | 0.00081683 | 0.35087 | 0.62224 | {207F56DE-FF3F-4FB6-9F25-8FC555D28285} | 163751101 | PINE GROVE 1101 | 3170 | 38.415 | -120.6852 | PINE GROVE 11013170 | 686 | 618 | 98232.0449 | 64707.4468 | 33524.5981 | 64707.4468 | 33524.5981 | 0.48112 | 0.055971 | 1.4038 | 9.5857 | 489 | 0.48865 | 1213.0343 | 16287.2065 | 0
Central Valley | 963 | 1588 | 2270.6216 | 4483 | 3681.1833 | 734 | 18.5997 | 487.3251 | 5440.2703 | 299.2138 | 2.728 | 128.2279 | 1.2283 | 0.0067718 | 0.00081397 | 0.35423 | 0.61682 | {7DA2EEB5-1A19-437C-8020-DD813277F9CC} | 163201102 | WEST POINT 1102 | 4788 | 38.3314 | -120.5187 | WEST POINT 11024788 | 847 | 686 | 160327.1528 | 113054.7153 | 47272.4375 | 113054.7153 | 47272.4375 | 0.59745 | 0.065559 | 1.4299 | 6.1076 | 492 | 4.9705 | 1212.5456 | 16357.4135 | 0
Central Valley | 7975 | 180 | 237.2763 | 425 | 339.7231 | 52 | 18.1097 | 89.6216 | 522.3367 | 19.5795 | 2.7414 | 72.4378 | 1.1007 | 0.001772 | 0.00081049 | 0.42353 | 0.69844 | {52B817B8-3607-4215-94CE-6DB0D80039B6} | 163011101 | MARTELL 1101 | 6074 | 38.3928 | -120.7927 | MARTELL 11016074 | 45 | 40 | 7979.5112 | 5835.7283 | 2143.7828 | 5835.7283 | 2143.7828 | 0.042145 | 0.0049476 | 1.3182 | 8.1731 | 493 | 0.092143 | 1207.5751 | 16361.0375 | 0
Central Valley | 2475 | 600 | 850.0222 | 2159 | 1577.805 | 66 | 26.488 | 21.7049 | 93.0064 | 4.7724 | 0.24013 | 2.5686 | 2.076 | 4.3598e-05 | 0.00080344 | 0.27791 | 0.53874 | {140F24BC-87D9-4984-9742-733B7440732D} | 163661702 | MIWUK 1702 | 8090 | 38.0489 | -120.2345 | MIWUK 17028090 | 128 | 489 | 28900.9097 | 6478.2235 | 22422.6863 | 6478.2235 | 22422.6863 | 0.053027 | 0.0038618 | 1.4167 | 32.7121 | 498 | 0.0028775 | 1207.483 | 16365.0604 | 0
Central Valley | 1366 | 275 | 515.7094 | 1546 | 981.895 | 367 | 71.6712 | 4537.5982 | 38918.6357 | 3912.4187 | 39.414 | 926.6089 | 1.768 | 0.072884 | 0.00077685 | 0.17788 | 0.52522 | {688E42B7-A82A-4FB4-A2CB-EF444C8907DE} | 254601103 | SAND CREEK 1103 | 45190 | 36.692 | -119.1544 | SAND CREEK 110345190 | 554 | 625 | 105265.8773 | 58836.3475 | 46429.5298 | 58836.3475 | 46429.5298 | 0.2851 | 0.0077128 | 1.8753 | 4.2125 | 513 | 26.7484 | 1207.4801 | 16401.5978 | 1
Central Valley | 5118 | 396 | 570.024 | 2083 | 1485.2847 | 96 | 25.6325 | 160.8182 | 2117.9276 | 409.4321 | 0.91178 | 11.1212 | 1.3941 | 0.00035192 | 0.00076707 | 0.19011 | 0.38378 | {E3EB2F7C-142F-4854-915A-45E737E9415A} | 163351705 | CURTIS 1705 | 843 | 37.9988 | -120.2321 | CURTIS 1705843 | 153 | 405 | 28575.7276 | 10626.4913 | 17949.2363 | 10626.4913 | 17949.2363 | 0.073639 | 0.0069802 | 1.4395 | 21.6979 | 522 | 0.033784 | 1180.7318 | 16408.1969 | 0
Central Valley | 4028 | 37 | 50.7957 | 56 | 58.6278 | 8 | 9.9897 | 29.7737 | 73.6854 | 1.1487 | 3.0619 | 26.2746 | 1.0918 | 0.00070606 | 0.00072212 | 0.66071 | 0.86641 | {2ED0FFD8-DF5F-45A0-8687-5F34F37A5A97} | 163351705 | CURTIS 1705 | 65908 | 37.9575 | -120.3133 | CURTIS 170565908 | 355 | 339 | 48772.1113 | 26938.5587 | 21833.5526 | 21139.8755 | 18447.0315 | 0.0057769 | 0.00074939 | 1.3729 | 7 | 555 | 0.0056485 | 1180.698 | 16421.3247 | 0
Central Valley | 3408 | 798 | 1116.707 | 3035 | 2159.5024 | 230 | 32.0633 | 462.6014 | 5353.5761 | 464.8314 | 3.6799 | 37.9856 | 1.2583 | 0.0013077 | 0.00071474 | 0.26293 | 0.51711 | {EC5957DB-4019-4BE8-BED9-1CDB082F6FD9} | 163351702 | CURTIS 1702 | 6008 | 38.0085 | -120.3034 | CURTIS 17026008 | 246 | 315 | 53229.4153 | 28195.182 | 25034.2333 | 28195.182 | 25034.2333 | 0.16439 | 0.011307 | 1.3994 | 13.1957 | 557 | 0.30077 | 1180.6923 | 16438.8339 | 0
Central Valley | 380 | 274 | 764.7668 | 1002 | 991.9045 | 215 | 31.1765 | 650.8218 | 2517.7585 | 170.7406 | 19.657 | 362.9446 | 1.2651 | 0.041626 | 0.00069083 | 0.27345 | 0.77101 | {34B49956-28BF-4C3F-BBD0-326423DCC642} | 162991101 | CORRAL 1101 | 12606 | 38.1805 | -120.9263 | CORRAL 110112606 | 276 | 226 | 49842.2655 | 36019.0707 | 13823.1948 | 36019.0707 | 13823.1948 | 0.14853 | 0.010583 | 2.7911 | 4.6605 | 574 | 8.9495 | 1180.3916 | 16461.2018 | 0
Central Valley | 850 | 108 | 239.0891 | 412 | 328.7385 | 106 | 52.2242 | 655.0809 | 2530.2675 | 261.3897 | 9.9499 | 210.1147 | 1.3394 | 0.0027591 | 0.00068661 | 0.26214 | 0.72729 | {73788ED7-3EB0-46BC-B768-F67E7458E32E} | 163781704 | PEORIA 1704 | 59596 | 37.9009 | -120.5804 | PEORIA 170459596 | 484 | 864 | 98173.9533 | 57857.723 | 40316.2304 | 32203.8416 | 16983.1868 | 0.072781 | 0.0043386 | 2.2138 | 3.8868 | 576 | 0.29247 | 1171.442 | 16481.2004 | 0
Central Valley | 6735 | 1 | 1.3586 | 16 | 7.4611 | 3 | 8.984 | 122.5329 | 1405.698 | 15.9551 | 0.068584 | 7.8552 | 0.67625 | 0.002395 | 0.00068547 | 0.0625 | 0.18209 | {FC8E042C-D542-4C57-BDAA-B0EC45E15E40} | 162821702 | STANISLAUS 1702 | L3151 | 38.2565 | -120.3521 | STANISLAUS 1702L3151 | 21 | 40 | 3570.5113 | 1598.9081 | 1971.6032 | 1598.9081 | 1971.6032 | 0.0020564 | 0.00022866 | 1.3586 | 5.3333 | 579 | 0.0071849 | 1171.1496 | 16482.1933 | 0
Central Valley | 3507 | 130 | 175.7662 | 1168 | 724.3585 | 112 | 42.0589 | 968.4946 | 12005.0444 | 1052.9905 | 2.1009 | 35.0931 | 1.1517 | 0.00025082 | 0.00068495 | 0.1113 | 0.24265 | {BE967458-9C2E-4DBF-9D1D-857D10B2BFD4} | 163351703 | CURTIS 1703 | 9330 | 37.8312 | -120.2368 | CURTIS 17039330 | 461 | 478 | 101244.2805 | 66426.892 | 34817.3884 | 66426.892 | 34817.3884 | 0.076714 | 0.0037554 | 1.352 | 10.4286 | 581 | 0.028092 | 1171.1424 | 16523.4444 | 0
Central Valley | 912 | 103 | 300.4785 | 655 | 463.6836 | 200 | 43.4083 | 2051.0832 | 10277.5082 | 571.9188 | 46.175 | 819.2795 | 1.4427 | 0.093359 | 0.00068418 | 0.15725 | 0.64802 | {67B48D0E-E0F7-48F9-B3C0-C31311AFB61B} | 162991101 | CORRAL 1101 | circuit_breaker | 38.1015 | -120.9263 | CORRAL 1101circuit_breaker | 390 | 342 | 57479.9694 | 44068.152 | 13411.8174 | 42004.2216 | 13265.2758 | 0.13684 | 0.0063271 | 2.9173 | 3.275 | 582 | 18.6718 | 1171.1143 | 16549.529 | 0
Central Valley | 2424 | 234 | 455.8566 | 345 | 493.9998 | 84 | 24.8252 | 1227.7913 | 8241.2296 | 986.8736 | 32.8567 | 1264.0033 | 1.808 | 0.13658 | 0.0006823 | 0.67826 | 0.92279 | {41DA8C6A-A66B-4741-8630-05B8383240D3} | 255292108 | WOODWARD 2108 | R2860 | 36.9932 | -119.6991 | WOODWARD 2108R2860 | 279 | 195 | 53539.1747 | 35474.6172 | 18064.5575 | 17727.1373 | 8246.0845 | 0.057314 | 0.005922 | 1.9481 | 4.1071 | 583 | 11.4725 | 1152.4425 | 16560.5376 | 0
Central Valley | 1973 | 530 | 714.0093 | 1634 | 1197.5703 | 304 | 23.9205 | 248.4856 | 1797.7076 | 72.8972 | 34.4547 | 336.1249 | 1.3822 | 0.1287 | 0.00065339 | 0.32436 | 0.59621 | {19617CFD-32A5-4AA4-9E54-43F64E95D667} | 254421101 | OAKHURST 1101 | 5490 | 37.3403 | -119.676 | OAKHURST 11015490 | 442 | 574 | 72516.2806 | 39826.5176 | 32689.763 | 39826.5176 | 32689.763 | 0.19863 | 0.016147 | 1.3472 | 5.375 | 612 | 39.1235 | 1140.97 | 16585.2698 | 1
Central Valley | 2656 | 114 | 172.6968 | 376 | 280.6755 | 51 | 18.0058 | 147.0177 | 702.8108 | 41.0969 | 2.7774 | 29.7745 | 1.1108 | 0.00079055 | 0.00065227 | 0.30319 | 0.61529 | {50E0B9CF-D877-44E3-8923-B1CAE75FDAA7} | 163781705 | PEORIA 1705 | 67898 | 37.9582 | -120.4385 | PEORIA 170567898 | 130 | 168 | 18622.9986 | 9738.6344 | 8884.3642 | 5781.6377 | 4501.9575 | 0.033266 | 0.0049589 | 1.5149 | 7.3725 | 616 | 0.040318 | 1101.8466 | 16588.8602 | 0
Central Valley | 4823 | 49 | 50.6442 | 175 | 101.8678 | 47 | 8.0496 | 40.5363 | 348.5107 | 8.6061 | 0.73467 | 6.8494 | 1.1896 | 0.0024029 | 0.00064545 | 0.28 | 0.49716 | {B0AD76E8-C8B6-4D91-BE40-831E99BE5659} | 163201101 | WEST POINT 1101 | 36674 | 38.4875 | -120.5197 | WEST POINT 110136674 | 195 | 291 | 33176.4199 | 15191.9661 | 17984.4538 | 15191.9661 | 17984.4538 | 0.030336 | 0.0061095 | 1.0336 | 3.7234 | 619 | 0.11294 | 1101.8063 | 16598.2944 | 0
Central Valley | 6857 | 0 | 0 | 3 | 1.8776 | 2 | 7.9806 | 25.8884 | 49.1845 | 0.39275 | 2.7113 | 14.6852 | 1.0033 | 9.5334e-06 | 0.00064291 | 0 | 0 | {716EEA07-8EC7-426F-AA45-1CEE92CFA700} | 163201101 | WEST POINT 1101 | L373 | 38.489 | -120.5365 | WEST POINT 1101L373 | 129 | 182 | 24287.5257 | 12006.0598 | 12281.4659 | 12006.0598 | 12281.4659 | 0.0012858 | 0.00028702 |  | 1.5 | 624 | 1.9067e-05 | 1101.6933 | 16605.7502 | 0
Central Valley | 8363 | 431 | 567.6107 | 837 | 732.9863 | 88 | 16.1767 | 264.2518 | 1680.009 | 54.6388 | 3.811 | 58.3669 | 1.1274 | 0.0012968 | 0.00063935 | 0.51493 | 0.77438 | {97ACC61C-80B7-431D-B04B-B9076E222D13} | 163761703 | RACETRACK 1703 | 6014 | 38.0049 | -120.4064 | RACETRACK 17036014 | 107 | 145 | 20729.6692 | 11321.9024 | 9407.7669 | 11321.9024 | 9407.7669 | 0.056263 | 0.0082654 | 1.317 | 9.5114 | 629 | 0.11412 | 1101.6933 | 16612.7811 | 0
Central Valley | 5401 | 3 | 6.6116 | 36 | 16.7414 | 10 | 12.2556 | 274.9994 | 1232.893 | 53.3182 | 2.25 | 21.4711 | 1.0814 | 0.00027611 | 0.00063572 | 0.083333 | 0.39493 | {94EE7076-462E-4300-BB9C-E1B2A1AE599F} | 163451702 | FROGTOWN 1702 | 36870 | 38.0806 | -120.5562 | FROGTOWN 170236870 | 102 | 176 | 15285.0756 | 5012.9466 | 10272.129 | 1179.9136 | 2374.2193 | 0.0063572 | 0.00066013 | 2.2039 | 3.6 | 632 | 0.0027611 | 1101.5792 | 16613.5138 | 0
Central Valley | 580 | 387 | 648.0206 | 5653 | 3334.3381 | 135 | 31.1546 | 29.2331 | 133.5997 | 6.5607 | 0.8225 | 3.2334 | 1.1424 | 0.00030219 | 0.00063364 | 0.068459 | 0.19435 | {38AAAE1F-7053-4022-8941-265790AA8F13} | 163661701 | MIWUK 1701 | 10600 | 38.066 | -120.1888 | MIWUK 170110600 | 305 | 961 | 40826.3466 | 17528.1979 | 23298.1487 | 17528.1979 | 23298.1487 | 0.085541 | 0.0065443 | 1.6745 | 41.8741 | 634 | 0.040795 | 1101.5764 | 16624.3988 | 0
Central Valley | 5284 | 81 | 126.9682 | 293 | 219.231 | 34 | 25.1342 | 217.0313 | 1593.0225 | 46.9682 | 4.0276 | 42.7232 | 1.1577 | 0.00051011 | 0.00063187 | 0.27645 | 0.57915 | {24E78F9F-8085-415C-92D5-690939A42C94} | 163451701 | FROGTOWN 1701 | L3361 | 38.131 | -120.4373 | FROGTOWN 1701L3361 | 40 | 77 | 6637.4584 | 3015.6838 | 3621.7746 | 3015.6838 | 3621.7746 | 0.021483 | 0.0021513 | 1.5675 | 8.6176 | 636 | 0.017344 | 1101.5356 | 16626.2716 | 0
Central Valley | 1364 | 99 | 133.6372 | 275 | 204.3379 | 45 | 19.2555 | 81.9986 | 252.2575 | 5.3958 | 10.7794 | 53.8692 | 1.2202 | 0.0012632 | 0.00063121 | 0.36 | 0.654 | {60313232-3855-4646-B9A6-D03E4546E4FB} | 163351705 | CURTIS 1705 | 39256 | 37.9571 | -120.3085 | CURTIS 170539256 | 443 | 471 | 77821.3957 | 42574.1624 | 35247.2333 | 42574.1624 | 35247.2333 | 0.028404 | 0.0027935 | 1.3499 | 6.1111 | 637 | 0.056842 | 1101.5183 | 16652.7101 | 0
Central Valley | 6583 | 22 | 53.1902 | 195 | 103.7945 | 66 | 36.2173 | 9757.0414 | 84883.1249 | 4061.4784 | 13.1277 | 1436.5512 | 1.7786 | 0.011121 | 0.00062984 | 0.11282 | 0.51246 | {04B6E7EF-7D58-4AD6-8C95-F9DC0FD8A439} | 254432103 | COARSEGOLD 2103 | 6110 | 37.128 | -119.7352 | COARSEGOLD 21036110 | 211 | 169 | 59805.8956 | 47978.9803 | 11826.9153 | 16696.1653 | 7078.8169 | 0.041569 | 0.0022365 | 2.4177 | 2.9545 | 639 | 0.73399 | 1101.4615 | 16663.0785 | 0
Central Valley | 1329 | 132 | 308.2611 | 560 | 445.4964 | 148 | 27.6516 | 1377.4188 | 7376.9521 | 446.0209 | 33.0439 | 393.4819 | 1.3714 | 0.066034 | 0.00062468 | 0.23571 | 0.69195 | {A70761E3-E888-44FB-B083-651B5C823F25} | 162991102 | CORRAL 1102 | circuit_breaker | 38.1015 | -120.9263 | CORRAL 1102circuit_breaker | 348 | 455 | 53371.3284 | 34251.1303 | 19120.1981 | 25529.3697 | 15812.1298 | 0.092453 | 0.0072484 | 2.3353 | 3.7838 | 646 | 9.7731 | 1100.7275 | 16678.9322 | 0
Central Valley | 7449 | 92 | 180.8019 | 611 | 349.3584 | 178 | 32.2332 | 3128.5567 | 22567.8433 | 2008.143 | 9.0174 | 342.3343 | 1.3864 | 0.013877 | 0.00062244 | 0.15057 | 0.51753 | {D05BF1A7-CDA9-471C-9C8C-324F680AD3F8} | 252192101 | BEAR VALLEY 2101 | 4160 | 37.4958 | -120.0437 | BEAR VALLEY 21014160 | 236 | 246 | 61984.9577 | 36553.6326 | 25431.3251 | 36553.6326 | 25431.3251 | 0.11079 | 0.0077354 | 1.9652 | 3.4326 | 647 | 2.4701 | 1090.9544 | 16701.632 | 0
Central Valley | 7802 | 130 | 187.8389 | 604 | 427.4 | 133 | 35.5523 | 1668.4932 | 22565.1261 | 1186.912 | 1.4151 | 50.4235 | 1.1475 | 0.00083616 | 0.00062137 | 0.21523 | 0.43949 | {F76AEDBB-91E0-4407-A41D-F6794405D1E1} | 252192105 | BEAR VALLEY 2105 | 13430 | 37.7501 | -120.1363 | BEAR VALLEY 210513430 | 180 | 126 | 35348.794 | 21403.3287 | 13945.4653 | 21403.3287 | 13945.4653 | 0.082642 | 0.0045638 | 1.4449 | 4.5414 | 648 | 0.11121 | 1088.4843 | 16714.9235 | 0
Central Valley | 8753 | 46 | 64.1832 | 139 | 114.1128 | 8 | 21.702 | 52.9047 | 248.8358 | 8.1778 | 0.77129 | 10.3778 | 1.0022 | 0.00023539 | 0.0006212 | 0.33094 | 0.56245 | {5E0E9C3F-102B-4736-867B-523AEBC69611} | 163661702 | MIWUK 1702 | 36888 | 38.0286 | -120.2516 | MIWUK 170236888 | 21 | 8 | 1302.2065 | 990.9397 | 311.2667 | 990.9397 | 311.2667 | 0.0049696 | 0.00052534 | 1.3953 | 17.375 | 649 | 0.0018831 | 1088.3731 | 16715.5388 | 0
Central Valley | 8245 | 12 | 22.6225 | 99 | 58.3795 | 25 | 45.5726 | 1597.3636 | 15360.1429 | 2291.7812 | 8.7151 | 516.5747 | 1.667 | 0.0096857 | 0.000613 | 0.12121 | 0.38751 | {88F7D35A-B742-45DC-AA55-32394737AD92} | 252561101 | KERCKHOFF 1101 | R308 | 37.0988 | -119.5187 | KERCKHOFF 1101R308 | 33 | 20 | 7792.7166 | 6217.3701 | 1575.3465 | 6217.3701 | 1575.3465 | 0.015325 | 0.00056439 | 1.8852 | 3.96 | 658 | 0.24214 | 1088.3712 | 16719.3998 | 0
Central Valley | 1265 | 57 | 88.055 | 327 | 196.1669 | 50 | 16.9108 | 676.323 | 2934.5492 | 104.1332 | 5.5974 | 105.0692 | 1.1938 | 0.0022776 | 0.00060479 | 0.17431 | 0.44888 | {9BE6D037-BD8E-46AF-A32B-7F2BB00D9E6A} | 163451702 | FROGTOWN 1702 | 32556 | 38.0683 | -120.5387 | FROGTOWN 170232556 | 119 | 242 | 19482.1061 | 10065.4499 | 9416.6562 | 7932.1339 | 5143.0187 | 0.030239 | 0.0034033 | 1.5448 | 6.54 | 664 | 0.11388 | 1088.1291 | 16724.3257 | 0
Central Valley | 621 | 90 | 129.333 | 251 | 200.3073 | 21 | 11.2246 | 61.6018 | 767.9002 | 28.8046 | 2.2611 | 6.6857 | 1.1185 | 0.00020307 | 0.00060421 | 0.35857 | 0.64567 | {2C817939-22E6-4D0A-962C-2F9F458E8593} | 163761703 | RACETRACK 1703 | 10870 | 37.9807 | -120.3916 | RACETRACK 170310870 | 71 | 143 | 12386.6003 | 4188.8092 | 8197.7911 | 3188.0176 | 6978.9043 | 0.012688 | 0.0024979 | 1.437 | 11.9524 | 665 | 0.0042644 | 1088.0152 | 16726.3054 | 0
Central Valley | 926 | 294 | 505.0596 | 2085 | 1197.0852 | 259 | 15.5569 | 179.4231 | 841.1921 | 35.7535 | 4.5639 | 60.9363 | 1.1585 | 0.0052515 | 0.00060072 | 0.14101 | 0.42191 | {1D6F2813-1DE7-4CF3-9F1D-B6618158D284} | 163351703 | CURTIS 1703 | 6064 | 37.9604 | -120.3764 | CURTIS 17036064 | 303 | 367 | 58935.168 | 31678.1851 | 27256.9829 | 30178.8533 | 26589.7843 | 0.15559 | 0.022239 | 1.7179 | 8.0502 | 671 | 1.3601 | 1088.0109 | 16745.0465 | 0
Central Valley | 1577 | 382 | 808.2699 | 1044 | 1049.0729 | 307 | 34.6108 | 2569.4179 | 19541.7487 | 1713.8384 | 44.2108 | 807.1604 | 1.5329 | 0.11508 | 0.00059963 | 0.3659 | 0.77046 | {87310FC6-15ED-48C6-A2E1-D0212614AC1A} | 254432103 | COARSEGOLD 2103 | 10820 | 37.155 | -119.7343 | COARSEGOLD 210310820 | 495 | 803 | 109378.8823 | 45979.4651 | 63399.4172 | 45523.6929 | 63177.5372 | 0.18409 | 0.012205 | 2.1159 | 3.4007 | 673 | 35.3292 | 1086.6508 | 16773.3167 | 1
Central Valley | 1374 | 250 | 359.9316 | 1084 | 765.9584 | 146 | 14.9528 | 205.3256 | 1475.3361 | 67.8381 | 20.9327 | 377.4187 | 1.5131 | 0.079894 | 0.00059824 | 0.23063 | 0.46991 | {6E730337-737F-4AF4-89D0-F209BD78A056} | 252521103 | SAN JOAQUIN #2 1103 | 10320 | 37.2141 | -119.5525 | SAN JOAQUIN #2 110310320 | 182 | 192 | 30937.0179 | 18926.5803 | 12010.4376 | 18926.5803 | 12010.4376 | 0.087343 | 0.0095347 | 1.4397 | 7.4247 | 674 | 11.6645 | 1051.3216 | 16785.0701 | 0
Central Valley | 3772 | 83 | 107.1104 | 366 | 225.9947 | 22 | 5.4047 | 6.6734 | 17.0722 | 0.12364 | 0.20525 | 1.8503 | 1.0015 | 0.00065886 | 0.00059432 | 0.22678 | 0.47395 | {7B183002-426A-4DA8-873E-9A518FB69116} | 163751102 | PINE GROVE 1102 | 1765 | 38.4433 | -120.5355 | PINE GROVE 11021765 | 40 | 100 | 6075.3039 | 2330.5339 | 3744.77 | 2330.5339 | 3744.77 | 0.013075 | 0.0037098 | 1.2905 | 16.6364 | 675 | 0.014495 | 1039.6571 | 16786.5174 | 0
Central Valley | 6535 | 104 | 217.4005 | 432 | 311.2808 | 126 | 40.8341 | 463.2757 | 2511.6404 | 183.3226 | 21.5383 | 149.2168 | 1.2734 | 0.027125 | 0.00059139 | 0.24074 | 0.69841 | {320BFDAF-F5A8-4096-BB62-ECF18634253B} | 163781704 | PEORIA 1704 | 11232 | 37.9376 | -120.6091 | PEORIA 170411232 | 291 | 496 | 55130.4727 | 27614.6759 | 27515.7968 | 19016.7925 | 17834.7804 | 0.074515 | 0.0037294 | 2.0904 | 3.4286 | 680 | 3.4178 | 1039.6426 | 16798.3268 | 0
Central Valley | 5945 | 17 | 39.3195 | 83 | 55.7544 | 18 | 35.7549 | 516.896 | 5603.8977 | 741.873 | 37.1556 | 403.3665 | 1.5163 | 0.13127 | 0.00058515 | 0.20482 | 0.70523 | {9485A7D0-401F-403C-A8F4-B704232548DB} | 254432104 | COARSEGOLD 2104 | 570682 | 37.264 | -119.7128 | COARSEGOLD 2104570682 | 42 | 37 | 5108.267 | 3262.933 | 1845.3341 | 3262.933 | 1845.3341 | 0.010533 | 0.00086991 | 2.3129 | 4.6111 | 687 | 2.3629 | 1036.2248 | 16800.3531 | 0
Central Valley | 514 | 174 | 235.8489 | 689 | 427.8949 | 184 | 100.1648 | 3104.7931 | 30229.0943 | 5824.7488 | 18.4341 | 816.5858 | 1.7024 | 0.013884 | 0.00058234 | 0.25254 | 0.55118 | {5755A55C-8127-474D-99F5-38E2401D21A6} | 254061103 | DUNLAP 1103 | 7220 | 36.7161 | -119.0342 | DUNLAP 11037220 | 237 | 179 | 56067.9923 | 39952.2483 | 16115.744 | 39952.2483 | 16115.744 | 0.10715 | 0.0029084 | 1.3555 | 3.7446 | 693 | 2.5547 | 1033.862 | 16825.1634 | 0
Central Valley | 374 | 13 | 17.6616 | 100 | 61.5094 | 17 | 12.0976 | 33.32 | 198.3959 | 6.2496 | 0.48767 | 14.0868 | 1.4784 | 0.0019955 | 0.00057993 | 0.13 | 0.28714 | {4D82DC58-585D-41B0-ABBC-3515C39508AD} | 162821702 | STANISLAUS 1702 | 1804 | 38.2589 | -120.3477 | STANISLAUS 17021804 | 248 | 562 | 34605.3878 | 13424.5046 | 21180.8832 | 13424.5046 | 21180.8832 | 0.0098588 | 0.0013283 | 1.3586 | 5.8824 | 697 | 0.033923 | 1031.3073 | 16833.5001 | 0
Central Valley | 2199 | 462 | 694.8033 | 1644 | 1126.4613 | 220 | 25.8128 | 363.6173 | 2714.387 | 130.9534 | 5.615 | 74.9328 | 1.2456 | 0.0024815 | 0.00057943 | 0.28102 | 0.6168 | {A13891AD-BB5A-427E-8F5C-CEB24021177B} | 163351702 | CURTIS 1702 | 47488 | 37.9649 | -120.2507 | CURTIS 170247488 | 324 | 673 | 72960.1433 | 33088.8899 | 39871.2534 | 29796.4907 | 28840.9557 | 0.12748 | 0.010307 | 1.5039 | 7.4727 | 698 | 0.54593 | 1031.2734 | 16852.0037 | 0
Central Valley | 1923 | 204 | 303.0191 | 798 | 532.3025 | 113 | 29.6878 | 784.648 | 9013.5739 | 458.3794 | 7.1399 | 152.0753 | 1.3586 | 0.0049435 | 0.00057852 | 0.25564 | 0.56926 | {5B03EFF1-F12F-4656-8D60-84D55FFB9841} | 163351704 | CURTIS 1704 | 11290 | 38.0065 | -120.347 | CURTIS 170411290 | 113 | 109 | 22972.4339 | 12662.0411 | 10310.3929 | 12662.0411 | 10310.3929 | 0.065373 | 0.0039878 | 1.4854 | 7.0619 | 699 | 0.55861 | 1030.7275 | 16859.8668 | 0
Central Valley | 5418 | 522 | 809.1646 | 3371 | 2153.6016 | 331 | 12.623 | 172.9113 | 1554.3815 | 58.7354 | 2.9082 | 49.2595 | 1.1392 | 0.00036763 | 0.00057822 | 0.15485 | 0.37573 | {467D6E51-4EB9-458F-952D-00686C463F1F} | 162161101 | ELECTRA 1101 | 61816 | 38.3634 | -120.6486 | ELECTRA 110161816 | 335 | 324 | 60561.0339 | 37900.7563 | 22660.2775 | 37900.7563 | 22660.2775 | 0.19139 | 0.030294 | 1.5501 | 10.1843 | 700 | 0.12168 | 1030.1689 | 16883.4032 | 0
Central Valley | 1279 | 1151 | 1619.1467 | 3622 | 2820.9563 | 219 | 22.3471 | 178.1171 | 1809.9509 | 239.7093 | 0.76365 | 9.3118 | 1.1208 | 3.7253e-06 | 0.00057789 | 0.31778 | 0.57397 | {C413BF51-2D4A-4E14-8A5C-AF93355185D2} | 163351702 | CURTIS 1702 | 8000 | 38.0084 | -120.301 | CURTIS 17028000 | 299 | 529 | 57186.6958 | 23052.1801 | 34134.5157 | 23052.1801 | 34134.5157 | 0.12656 | 0.012668 | 1.4067 | 16.5388 | 701 | 0.00081584 | 1030.0472 | 16897.7186 | 0
Central Valley | 3795 | 248 | 417.5557 | 2140 | 1057.8789 | 394 | 31.0319 | 2693.3676 | 23025.2698 | 1112.081 | 40.7561 | 874.8396 | 1.6609 | 0.13159 | 0.00057243 | 0.11589 | 0.39471 | {7717B878-CAFD-4AC4-8B78-BDBB8F6365D2} | 254452102 | MARIPOSA 2102 | 10880 | 37.4617 | -119.9507 | MARIPOSA 210210880 | 459 | 428 | 106316.5002 | 64121.2381 | 42195.2621 | 63141.8494 | 40793.3135 | 0.22554 | 0.01458 | 1.6837 | 5.4315 | 705 | 51.8448 | 1030.0464 | 16936.9297 | 1
Central Valley | 2312 | 688 | 967.398 | 2897 | 1919.5922 | 304 | 14.0961 | 874.7424 | 7312.1078 | 147.7649 | 3.7591 | 178.6032 | 1.3345 | 0.0046373 | 0.00057093 | 0.23749 | 0.50396 | {147F14E5-BECB-490C-A00E-B83A5C57F64C} | 163541102 | OLETA 1102 | 1204 | 38.5326 | -120.7653 | OLETA 11021204 | 295 | 272 | 71239.8668 | 47208.0794 | 24031.7874 | 39941.6187 | 20539.6126 | 0.17356 | 0.02488 | 1.4061 | 9.5296 | 709 | 1.4097 | 978.2016 | 16961.7334 | 0
Central Valley | 1103 | 483 | 654.5968 | 2169 | 1409.5377 | 238 | 11.015 | 65.8035 | 461.6016 | 8.1665 | 2.9252 | 31.5096 | 1.085 | 0.0032131 | 0.00056684 | 0.22268 | 0.46441 | {68513B5A-56EB-4D19-97D2-4A9509C9FEBC} | 254432102 | COARSEGOLD 2102 | 10040 | 37.3092 | -119.5843 | COARSEGOLD 210210040 | 314 | 397 | 51897.4477 | 28189.7477 | 23707.7 | 28189.7477 | 23707.7 | 0.13491 | 0.021786 | 1.3553 | 9.1134 | 715 | 0.76472 | 976.7918 | 16979.2393 | 0
Central Valley | 7960 | 228 | 311.17 | 741 | 540.1414 | 130 | 12.6735 | 180.8387 | 1502.4924 | 41.7293 | 1.8544 | 32.4662 | 1.0962 | 0.00042095 | 0.0005524 | 0.30769 | 0.57609 | {0F46298C-BD7C-494E-910E-FE65C6C90770} | 163751101 | PINE GROVE 1101 | 94936 | 38.3851 | -120.6921 | PINE GROVE 110194936 | 114 | 78 | 21129.1813 | 14913.8447 | 6215.3367 | 14913.8447 | 6215.3367 | 0.071812 | 0.010821 | 1.3648 | 5.7 | 732 | 0.054724 | 976.0271 | 16988.5007 | 0
Central Valley | 3556 | 10 | 13.8425 | 155 | 62.9836 | 32 | 15.4531 | 152.7094 | 539.9778 | 13.02 | 5.1611 | 138.2626 | 1.2137 | 0.0014337 | 0.00054806 | 0.064516 | 0.21978 | {646B02DA-833B-4BEB-8A59-9FDCAF947841} | 163451702 | FROGTOWN 1702 | circuit_breaker | 38.0569 | -120.5339 | FROGTOWN 1702circuit_breaker | 166 | 214 | 15864.3796 | 8323.2793 | 7541.1002 | 4274.7494 | 737.4345 | 0.017538 | 0.0019053 | 1.3843 | 4.8438 | 740 | 0.045877 | 975.9724 | 16991.1554 | 0
Central Valley | 7614 | 31 | 59.4433 | 157 | 106.7349 | 48 | 20.2626 | 925.1922 | 8833.4988 | 503.1753 | 7.1841 | 418.186 | 1.4717 | 0.0081941 | 0.00053913 | 0.19745 | 0.55692 | {D6398899-238B-49AC-A776-D1F3468DFF9B} | 254452102 | MARIPOSA 2102 | circuit_breaker | 37.5046 | -120.0078 | MARIPOSA 2102circuit_breaker | 49 | 49 | 13162.5579 | 8571.1084 | 4591.4495 | 8453.5074 | 4433.9535 | 0.025878 | 0.0032655 | 1.9175 | 3.2708 | 748 | 0.39332 | 975.9265 | 16996.405 | 0
Central Valley | 5902 | 252 | 348.5017 | 629 | 529.08 | 125 | 13.0855 | 218.4914 | 1771.4932 | 103.2807 | 9.7499 | 122.7847 | 1.2923 | 0.021389 | 0.00053401 | 0.40064 | 0.65869 | {97C68D50-1C62-46F3-99B5-57378B7629BD} | 254421102 | OAKHURST 1102 | 10100 | 37.3272 | -119.6493 | OAKHURST 110210100 | 259 | 308 | 36808.859 | 18754.034 | 18054.825 | 16350.2682 | 11587.4436 | 0.066752 | 0.011156 | 1.3829 | 5.032 | 752 | 2.6736 | 975.5332 | 17006.5585 | 0
Central Valley | 973 | 8 | 16.7681 | 49 | 28.5899 | 17 | 31.4352 | 163.9105 | 616.1348 | 64.8982 | 5.7577 | 55.205 | 1.0945 | 0.0017745 | 0.00053046 | 0.16327 | 0.5865 | {1EA8CF8C-ECB4-4CEA-BCE6-3A74137F1411} | 163781704 | PEORIA 1704 | 13494 | 37.9346 | -120.6385 | PEORIA 170413494 | 149 | 289 | 28325.4492 | 12088.6323 | 16236.8168 | 3111.8752 | 3682.3162 | 0.0090179 | 0.00054138 | 2.096 | 2.8824 | 757 | 0.030167 | 972.8596 | 17008.491 | 0
Central Valley | 525 | 0 | 0 | 6 | 3.0352 | 3 | 5.5527 | 165.655 | 3353.8958 | 398.5653 | 0.44027 | 0.78407 | 0.66667 | 5.7986e-06 | 0.00052962 | 0 | 0 | {DBBC669E-53C3-46F8-B180-51E0DC203C00} | 162821702 | STANISLAUS 1702 | 37278 | 38.2465 | -120.3643 | STANISLAUS 170237278 | 210 | 460 | 27570.4484 | 10956.0145 | 16614.4339 | 10956.0145 | 16614.4339 | 0.0015888 | 0.00026186 |  | 2 | 760 | 1.7396e-05 | 972.8294 | 17015.2947 | 0
Central Valley | 883 | 604 | 975.8831 | 1778 | 1448.3578 | 242 | 17.2255 | 234.3577 | 1272.8275 | 47.9399 | 4.7665 | 65.9829 | 1.1635 | 0.004173 | 0.00052883 | 0.33971 | 0.67379 | {7E0EED7A-2775-40CE-B357-57739361FC2E} | 163761704 | RACETRACK 1704 | 55798 | 37.9759 | -120.4466 | RACETRACK 170455798 | 353 | 432 | 73815.3425 | 37898.11 | 35917.2325 | 37898.11 | 35917.2325 | 0.12798 | 0.015563 | 1.6157 | 7.3471 | 761 | 1.0099 | 972.8294 | 17038.8294 | 0
Central Valley | 4482 | 30 | 53.8816 | 125 | 89.4972 | 39 | 39.9393 | 7765.2931 | 76877.1826 | 4024.1123 | 5.067 | 1318.0764 | 1.6869 | 0.0021577 | 0.00052372 | 0.24 | 0.60205 | {3339FEFA-4C2B-4E1B-B838-4C72937EBB52} | 252561101 | KERCKHOFF 1101 | R353 | 37.0927 | -119.5519 | KERCKHOFF 1101R353 | 60 | 48 | 24619.5739 | 22124.1321 | 2495.4418 | 22124.1321 | 2495.4418 | 0.020425 | 0.0009884 | 1.7961 | 3.2051 | 765 | 0.08415 | 971.8196 | 17052.5685 | 0
Central Valley | 4696 | 108 | 154.1148 | 294 | 241.1466 | 26 | 18.4671 | 208.4218 | 1943.0791 | 58.352 | 6.6146 | 36.2192 | 1.2479 | 0.0012107 | 0.00052241 | 0.36735 | 0.63909 | {08D111B3-1350-4552-9BBA-E44861C6A6AD} | 252531102 | SAN JOAQUIN #3 1102 | 10342 | 37.2706 | -119.5344 | SAN JOAQUIN #3 110210342 | 36 | 96 | 7138.3813 | 2930.8819 | 4207.4994 | 2930.8819 | 4207.4994 | 0.013583 | 0.0015924 | 1.427 | 11.3077 | 771 | 0.031479 | 971.7354 | 17054.3886 | 0
Central Valley | 8741 | 2 | 2.6363 | 22 | 10.4146 | 9 | 5.8477 | 21.8562 | 52.7174 | 0.31845 | 0.96411 | 6.6459 | 1.0054 | 0.0016398 | 0.00050882 | 0.090909 | 0.25314 | {2737D8E9-06AE-4808-BE80-BDF76249D619} | 163201101 | WEST POINT 1101 | L3355 | 38.5061 | -120.4938 | WEST POINT 1101L3355 | 34 | 50 | 6042.7096 | 3577.4455 | 2465.2642 | 3577.4455 | 2465.2642 | 0.0045794 | 0.0010875 | 1.3182 | 2.4444 | 780 | 0.014759 | 971.7039 | 17056.6102 | 0
Central Valley | 1459 | 992 | 1488.4632 | 2991 | 2255.7192 | 310 | 17.0402 | 92.9041 | 636.569 | 45.278 | 6.2722 | 35.956 | 1.129 | 0.00069965 | 0.00050578 | 0.33166 | 0.65986 | {7226EEDE-AAEC-45AB-A41D-23DA3572485A} | 163351702 | CURTIS 1702 | circuit_breaker | 37.9745 | -120.32 | CURTIS 1702circuit_breaker | 524 | 742 | 79338.0532 | 36730.9251 | 42607.1281 | 35160.9523 | 40104.3156 | 0.15679 | 0.02046 | 1.5005 | 9.6484 | 783 | 0.21689 | 971.6892 | 17078.4451 | 0
Central Valley | 9338 | 30 | 49.4742 | 153 | 101.3112 | 24 | 11.2925 | 53.1347 | 350.2731 | 8.3402 | 6.1215 | 62.5512 | 1.339 | 0.0021596 | 0.00049993 | 0.19608 | 0.48834 | {8FCA88A2-5287-4980-B557-B7704EA7B310} | 254432102 | COARSEGOLD 2102 | 10610 | 37.3222 | -119.6174 | COARSEGOLD 210210610 | 34 | 26 | 4019.3991 | 2195.6315 | 1823.7676 | 2195.6315 | 1823.7676 | 0.011998 | 0.0022366 | 1.6491 | 6.375 | 785 | 0.05183 | 971.4723 | 17079.8086 | 0
Central Valley | 3918 | 665 | 1008.9243 | 1953 | 1478.018 | 206 | 10.9069 | 52.6183 | 306.2663 | 20.4613 | 5.2725 | 40.7944 | 1.0989 | 0.0098439 | 0.0004859 | 0.3405 | 0.68262 | {6CFF4874-9416-4562-8168-A66869F04B91} | 163351704 | CURTIS 1704 | circuit_breaker | 37.9745 | -120.3203 | CURTIS 1704circuit_breaker | 295 | 408 | 50888.8195 | 22861.2714 | 28027.5481 | 22095.5217 | 25890.7597 | 0.1001 | 0.016348 | 1.5172 | 9.4806 | 801 | 2.0278 | 971.4205 | 17093.5299 | 1
Central Valley | 4455 | 289 | 390.8415 | 837 | 671.3035 | 110 | 9.2354 | 387.8317 | 4309.1576 | 96.4166 | 0.40394 | 19.1582 | 1.039 | 0.0020305 | 0.0004839 | 0.34528 | 0.58221 | {889F53E6-7F0E-4AD7-A387-533DAB6CF47B} | 163201102 | WEST POINT 1102 | 1341 | 38.3173 | -120.5209 | WEST POINT 11021341 | 109 | 99 | 19478.1073 | 16262.9038 | 3215.2035 | 16262.9038 | 3215.2035 | 0.053229 | 0.010044 | 1.3524 | 7.6091 | 806 | 0.22336 | 969.3926 | 17103.6292 | 1
Central Valley | 698 | 355 | 667.2623 | 1772 | 1193.8619 | 422 | 19.7324 | 511.3592 | 4846.1646 | 417.684 | 19.0095 | 365.1999 | 1.4427 | 0.061681 | 0.00048333 | 0.20034 | 0.55891 | {2E4BA31C-6FC8-4D7D-B79B-DB347A05F67C} | 254432103 | COARSEGOLD 2103 | circuit_breaker | 37.2273 | -119.6902 | COARSEGOLD 2103circuit_breaker | 610 | 847 | 113630.6641 | 61823.6709 | 51806.9932 | 61823.6709 | 51806.9932 | 0.20397 | 0.020466 | 1.8796 | 4.1991 | 807 | 26.0295 | 969.1693 | 17142.0217 | 0
Central Valley | 5112 | 1751 | 2418.0013 | 6527 | 4928.8604 | 260 | 17.0683 | 149.4278 | 2006.2273 | 208.0322 | 0.93669 | 11.8498 | 1.4636 | 0.00099292 | 0.00048056 | 0.26827 | 0.49058 | {268BA793-4C12-4947-B776-6DA4E26F1686} | 163661702 | MIWUK 1702 | 6018 | 38.0441 | -120.2479 | MIWUK 17026018 | 409 | 762 | 67799.5957 | 31416.8747 | 36382.721 | 31416.8747 | 36382.721 | 0.12495 | 0.016292 | 1.3809 | 25.1038 | 810 | 0.25816 | 943.1398 | 17161.5316 | 0
Central Valley | 5394 | 452 | 634.6356 | 1427 | 1051.1106 | 133 | 22.4507 | 168.5863 | 1354.9197 | 122.5112 | 3.391 | 39.1195 | 1.1626 | 0.0014651 | 0.00047305 | 0.31675 | 0.60378 | {54A77FF2-7A52-4D36-BA6B-B455CC7DC4A6} | 163351702 | CURTIS 1702 | 9220 | 37.9795 | -120.2763 | CURTIS 17029220 | 204 | 170 | 28625.8599 | 17957.7628 | 10668.0971 | 17305.2505 | 10611.1376 | 0.062915 | 0.0071918 | 1.4041 | 10.7293 | 819 | 0.19485 | 942.8816 | 17172.2781 | 0
Central Valley | 4462 | 47 | 68.8458 | 390 | 212.8505 | 39 | 10.6412 | 31.0981 | 137.4759 | 2.3564 | 1.5361 | 19.9057 | 1.1061 | 0.0015741 | 0.00047091 | 0.12051 | 0.32345 | {07357E95-1494-460D-BB24-62F7136594F4} | 254432102 | COARSEGOLD 2102 | 5722 | 37.3156 | -119.6083 | COARSEGOLD 21025722 | 39 | 85 | 7441.1521 | 3182.9469 | 4258.2052 | 3182.9469 | 4258.2052 | 0.018365 | 0.0034735 | 1.4648 | 10 | 824 | 0.061392 | 942.6868 | 17174.2547 | 0
Central Valley | 3908 | 179 | 270.6088 | 1275 | 727.8389 | 188 | 10.454 | 70.2772 | 506.9598 | 11.4742 | 3.7543 | 61.4267 | 1.1949 | 0.0026357 | 0.00047003 | 0.14039 | 0.3718 | {2F9F4A6E-5722-4460-BD68-D94825E8F2C8} | 254432102 | COARSEGOLD 2102 | 5380 | 37.3089 | -119.5849 | COARSEGOLD 21025380 | 218 | 211 | 39217.1306 | 22745.3926 | 16471.738 | 22745.3926 | 16471.738 | 0.088365 | 0.015009 | 1.5118 | 6.7819 | 828 | 0.49551 | 942.6254 | 17188.3796 | 0
Central Valley | 2953 | 198 | 305.1706 | 1031 | 664.063 | 117 | 12.3922 | 226.3523 | 1971.0924 | 56.715 | 2.1024 | 38.3379 | 1.1154 | 0.0012912 | 0.00046639 | 0.19205 | 0.45955 | {542EB99D-D4C9-4D12-B28C-42F86055BDF5} | 163761703 | RACETRACK 1703 | 11270 | 38.022 | -120.4318 | RACETRACK 170311270 | 175 | 172 | 31879.4365 | 19572.4814 | 12306.9551 | 19572.4814 | 12306.9551 | 0.054567 | 0.0091103 | 1.5413 | 8.812 | 837 | 0.15107 | 942.1299 | 17200.5341 | 0
Central Valley | 3912 | 227 | 414.5259 | 949 | 634.1356 | 274 | 25.788 | 944.5572 | 4159.5988 | 180.8922 | 22.8435 | 778.017 | 1.5238 | 0.043159 | 0.00046032 | 0.2392 | 0.65369 | {5372D86A-A2C3-481F-93D2-142C67A2BDD1} | 163541101 | OLETA 1101 | 1208 | 38.4373 | -120.8358 | OLETA 11011208 | 416 | 415 | 101267.2382 | 61275.2844 | 39991.9538 | 52737.327 | 37574.5641 | 0.12613 | 0.010581 | 1.8261 | 3.4635 | 846 | 11.8256 | 941.9788 | 17233.284 | 0
Central Valley | 2205 | 1301 | 1867.4792 | 4292 | 3248.0564 | 547 | 17.151 | 447.9876 | 6240.7251 | 481.0387 | 2.3059 | 52.5671 | 1.2208 | 0.0017277 | 0.00045927 | 0.30312 | 0.57495 | {32DE7714-2265-4DEA-9044-817FFC428BF4} | 163451701 | FROGTOWN 1701 | 13412 | 38.1336 | -120.4621 | FROGTOWN 170113412 | 579 | 908 | 120654.5216 | 62186.2508 | 58468.2708 | 62186.2508 | 58468.2708 | 0.25122 | 0.034224 | 1.4354 | 7.8464 | 849 | 0.94506 | 930.1532 | 17271.9017 | 0
Central Valley | 5012 | 447 | 732.8868 | 2135 | 1454.6571 | 392 | 11.9918 | 246.0316 | 1735.617 | 44.197 | 2.8158 | 108.5478 | 1.3677 | 0.00056968 | 0.00045834 | 0.20937 | 0.50382 | {1D87D320-3344-47D1-AB52-86F36B13B2E4} | 162211101 | CALAVERAS CEMENT 1101 | 502 | 38.1894 | -120.6651 | CALAVERAS CEMENT 1101502 | 424 | 350 | 97818.6924 | 66199.832 | 31618.8605 | 60118.0927 | 28858.2958 | 0.17967 | 0.023085 | 1.6396 | 5.4464 | 852 | 0.22332 | 929.2081 | 17309.235 | 0
Central Valley | 2478 | 315 | 453.5232 | 1465 | 1054.5117 | 68 | 11.8277 | 36.7374 | 360.5817 | 10.0695 | 0.4201 | 4.7171 | 1.3992 | 0.00055283 | 0.00045179 | 0.21502 | 0.43008 | {9663063B-48E8-470B-AC65-CDCDAD31AE00} | 163661702 | MIWUK 1702 | 8130 | 38.0282 | -120.2571 | MIWUK 17028130 | 225 | 404 | 33840.5844 | 15891.4897 | 17949.0947 | 15891.4897 | 17949.0947 | 0.030722 | 0.0049876 | 1.4398 | 21.5441 | 858 | 0.037592 | 928.9848 | 17319.1036 | 0
Central Valley | 3761 | 178 | 470.3165 | 647 | 616.8412 | 201 | 60.7229 | 7316.2442 | 46094.343 | 3057.24 | 62.4398 | 1295.3542 | 1.7202 | 0.086089 | 0.00044968 | 0.27512 | 0.76246 | {2D5FBF93-4F75-44A4-A3B6-356A65A990D3} | 254601103 | SAND CREEK 1103 | 7140 | 36.6751 | -119.1899 | SAND CREEK 11037140 | 402 | 365 | 69561.5423 | 42354.6264 | 27206.9158 | 42354.6264 | 27206.9158 | 0.090385 | 0.0033331 | 2.6422 | 3.2189 | 863 | 17.3038 | 928.9472 | 17345.4058 | 0
Central Valley | 5633 | 48 | 79.3636 | 276 | 177.6805 | 39 | 19.8089 | 295.1163 | 2079.1077 | 71.5746 | 16.4527 | 362.6094 | 1.7023 | 0.0086954 | 0.00044556 | 0.17391 | 0.44666 | {045D9164-1EA4-4D2F-BCF3-8AA3EF9C5F1E} | 254421103 | OAKHURST 1103 | 5732 | 37.3991 | -119.7005 | OAKHURST 11035732 | 46 | 53 | 7948.6554 | 5570.0761 | 2378.5793 | 5570.0761 | 2378.5793 | 0.017377 | 0.0017262 | 1.6534 | 7.0769 | 871 | 0.33912 | 911.6434 | 17348.8649 | 1
Central Valley | 346 | 472 | 672.4307 | 973 | 860.2019 | 135 | 17.9327 | 74.3957 | 472.3731 | 40.566 | 5.1641 | 24.0177 | 1.2268 | 3.2962e-06 | 0.00044244 | 0.4851 | 0.78171 | {B8932F39-9144-47B8-8698-4C980B6BF57A} | 163351702 | CURTIS 1702 | 10940 | 37.9883 | -120.2831 | CURTIS 170210940 | 239 | 414 | 42693.4236 | 17011.7556 | 25681.668 | 13795.9366 | 20161.0379 | 0.05973 | 0.0069662 | 1.4246 | 7.2074 | 878 | 0.00044499 | 911.3043 | 17357.4321 | 0
Central Valley | 7482 | 68 | 108.8211 | 326 | 226.4302 | 38 | 5.6926 | 13.3162 | 65.0268 | 1.9169 | 1.7828 | 13.6308 | 1.0146 | 0.001046 | 0.00044034 | 0.20859 | 0.48059 | {D0015396-1CC9-4783-A5A2-48EC4AF3208B} | 254421102 | OAKHURST 1102 | circuit_breaker | 37.322 | -119.6342 | OAKHURST 1102circuit_breaker | 146 | 292 | 24613.5971 | 7704.6852 | 16908.9118 | 3940.8287 | 9441.4855 | 0.016733 | 0.0042502 | 1.6003 | 8.5789 | 881 | 0.039746 | 911.3038 | 17359.8794 | 0
Central Valley | 4022 | 235 | 638.3711 | 670 | 787.0189 | 178 | 63.5383 | 6881.2014 | 49964.659 | 3909.3186 | 51.0018 | 1147.7437 | 1.664 | 0.074482 | 0.0004301 | 0.35075 | 0.81113 | {6360CE1E-0CA2-4404-B100-BE673F561AC1} | 254601103 | SAND CREEK 1103 | 7420 | 36.6759 | -119.1869 | SAND CREEK 11037420 | 376 | 399 | 65458.4399 | 38096.5412 | 27361.8987 | 38096.5412 | 27361.8987 | 0.076558 | 0.0030256 | 2.7165 | 3.764 | 889 | 13.2578 | 911.2641 | 17383.5373 | 0
Central Valley | 1043 | 161 | 224.5105 | 627 | 435.4779 | 157 | 15.9042 | 362.6192 | 3046.5201 | 124.2139 | 14.6241 | 308.9836 | 1.4809 | 0.033565 | 0.00042948 | 0.25678 | 0.51555 | {A16C1879-E924-48DF-A54B-36A49902B835} | 254452101 | MARIPOSA 2101 | 10990 | 37.4965 | -119.8112 | MARIPOSA 210110990 | 491 | 498 | 113771.1759 | 64117.5165 | 49653.6594 | 64117.5165 | 49653.6594 | 0.067429 | 0.0076145 | 1.3945 | 3.9936 | 893 | 5.2697 | 898.0063 | 17423.3543 | 1
Central Valley | 7153 | 34 | 79.2557 | 203 | 126.6759 | 52 | 32.2906 | 1783.1227 | 9803.7251 | 381.4266 | 24.034 | 550.8745 | 1.4739 | 0.048693 | 0.00042948 | 0.16749 | 0.62566 | {9F95EC4F-532B-46F3-B204-91F26FFADEE3} | 163231101 | NORTH BRANCH 1101 | 11158 | 38.2012 | -120.8274 | NORTH BRANCH 110111158 | 276 | 310 | 72516.0234 | 45851.8623 | 26664.1612 | 16351.0693 | 9112.5896 | 0.022333 | 0.0020943 | 2.331 | 3.9038 | 894 | 2.532 | 892.7366 | 17433.5083 | 0
Central Valley | 1817 | 761 | 1151.9438 | 3407 | 2217.223 | 456 | 11.6309 | 94.821 | 610.0211 | 21.323 | 13.2237 | 114.2245 | 1.2576 | 0.050377 | 0.00042721 | 0.22336 | 0.51954 | {0FC43676-7F71-4151-8B57-A856F18A7815} | 254421103 | OAKHURST 1103 | circuit_breaker | 37.322 | -119.6345 | OAKHURST 1103circuit_breaker | 760 | 845 | 106522.0728 | 54035.2628 | 52486.81 | 50881.3747 | 46600.722 | 0.19481 | 0.035964 | 1.5137 | 7.4715 | 897 | 22.972 | 890.2046 | 17465.1057 | 0
Central Valley | 4775 | 270 | 356.7391 | 869 | 617.6007 | 99 | 6.6691 | 276.0237 | 3097.5837 | 55.551 | 1.5692 | 53.6056 | 1.1718 | 0.00084088 | 0.00042679 | 0.3107 | 0.57762 | {6211F369-8BB0-4A6F-AF12-1490B4F377A4} | 163201102 | WEST POINT 1102 | 77204 | 38.3444 | -120.5828 | WEST POINT 110277204 | 100 | 80 | 14499.0762 | 11906.8331 | 2592.2431 | 11906.8331 | 2592.2431 | 0.042253 | 0.0097682 | 1.3213 | 8.7778 | 898 | 0.083247 | 867.2326 | 17472.4998 | 0
Central Valley | 4967 | 543 | 1043.1548 | 1927 | 1517.6765 | 422 | 39.542 | 2001.0827 | 17592.0782 | 1241.2025 | 52.9054 | 776.8098 | 1.6358 | 0.066009 | 0.00042075 | 0.28179 | 0.68734 | {E7B58C7C-DEE3-44AF-9DC1-540E49CB1676} | 254151101 | AUBERRY 1101 | R2578 | 37.0177 | -119.4272 | AUBERRY 1101R2578 | 724 | 671 | 124970.8915 | 74321.3837 | 50649.5078 | 74321.3837 | 50649.5078 | 0.17756 | 0.0089838 | 1.9211 | 4.5664 | 910 | 27.8557 | 867.1493 | 17518.6534 | 1
Central Valley | 8783 | 73 | 131.1386 | 362 | 215.4489 | 128 | 16.1413 | 4645.1744 | 46009.2688 | 900.7781 | 6.4531 | 383.238 | 1.4351 | 0.0032816 | 0.00041527 | 0.20166 | 0.60868 | {3CAC56CD-7B8A-420C-A5B0-8853D3551182} | 162211101 | CALAVERAS CEMENT 1101 | 585 | 38.1398 | -120.6624 | CALAVERAS CEMENT 1101585 | 101 | 80 | 31102.2057 | 22710.6586 | 8391.547 | 22710.6586 | 8391.547 | 0.053155 | 0.0064738 | 1.7964 | 2.8281 | 918 | 0.42004 | 839.2937 | 17532.7567 | 0
Central Valley | 5162 | 364 | 524.3108 | 970 | 813.0102 | 135 | 13.3771 | 118.2101 | 798.4892 | 20.1207 | 7.2478 | 107.404 | 1.2334 | 0.0084906 | 0.00040732 | 0.37526 | 0.6449 | {F2F4DFE2-A71E-4AEB-AA05-9FF7D56E28F8} | 252531102 | SAN JOAQUIN #3 1102 | circuit_breaker | 37.2539 | -119.5194 | SAN JOAQUIN #3 1102circuit_breaker | 133 | 232 | 26617.2245 | 15601.4012 | 11015.8233 | 15601.4012 | 11015.8233 | 0.054988 | 0.0088323 | 1.4404 | 7.1852 | 933 | 1.1462 | 838.8736 | 17542.4452 | 0
Central Valley | 1876 | 219 | 311.5383 | 539 | 434.4491 | 73 | 11.0992 | 134.5106 | 637.6348 | 30.5108 | 2.4204 | 65.9486 | 1.111 | 2.4865e-05 | 0.0004051 | 0.40631 | 0.71709 | {90E79228-756C-4E01-AE14-296DCF1179DF} | 163451701 | FROGTOWN 1701 | 6807 | 38.1241 | -120.4507 | FROGTOWN 17016807 | 77 | 112 | 12375.6152 | 7647.5853 | 4728.03 | 7647.5853 | 4728.03 | 0.029572 | 0.0048492 | 1.4225 | 7.3836 | 935 | 0.0018152 | 837.7274 | 17547.1943 | 0
Central Valley | 1363 | 199 | 277.9325 | 1406 | 824.4602 | 65 | 7.8391 | 49.7712 | 968.7275 | 30.6067 | 0.26036 | 2.4903 | 1.1718 | 0.00063702 | 0.00040446 | 0.14154 | 0.33711 | {0E73709C-125E-45DC-B07D-3894E7D59501} | 162821701 | STANISLAUS 1701 | 1331 | 38.2329 | -120.3655 | STANISLAUS 17011331 | 117 | 296 | 18663.8274 | 7071.5091 | 11592.3184 | 7071.5091 | 11592.3184 | 0.02629 | 0.0053708 | 1.3966 | 21.6308 | 936 | 0.041407 | 837.7256 | 17551.5857 | 0
Central Valley | 7643 | 171 | 228.1186 | 385 | 337.1184 | 55 | 6.4751 | 72.2785 | 552.1181 | 8.1838 | 2.4044 | 23.6562 | 1.1228 | 0.0014042 | 0.00040302 | 0.44416 | 0.67667 | {04FAB232-49CB-424E-BFDC-D01D068BCF02} | 254432102 | COARSEGOLD 2102 | 10207 | 37.2984 | -119.6165 | COARSEGOLD 210210207 | 48 | 41 | 8330.1103 | 5760.3678 | 2569.7425 | 5760.3678 | 2569.7425 | 0.022166 | 0.0060762 | 1.334 | 7 | 942 | 0.07723 | 837.6842 | 17555.1629 | 0
Central Valley | 5804 | 192 | 262.5425 | 1114 | 768.2939 | 99 | 7.4923 | 32.6214 | 259.9655 | 4.7419 | 1.6685 | 17.8731 | 1.0539 | 0.0018443 | 0.00038199 | 0.17235 | 0.34172 | {246AEE64-BD98-43AF-876E-DF5040419CD3} | 254432102 | COARSEGOLD 2102 | 10050 | 37.3092 | -119.5842 | COARSEGOLD 210210050 | 138 | 261 | 24726.2745 | 11531.9078 | 13194.3668 | 11531.9078 | 13194.3668 | 0.037817 | 0.0078914 | 1.3674 | 11.2525 | 964 | 0.18258 | 837.607 | 17562.3242 | 0
Central Valley | 1410 | 1416 | 1924.7548 | 4886 | 3528.345 | 815 | 16.3012 | 240.774 | 2208.0615 | 100.4681 | 11.0176 | 163.9128 | 1.3509 | 0.022179 | 0.00037976 | 0.28981 | 0.54551 | {5BCEC129-10D0-4B20-A658-76CA792FBB41} | 254452101 | MARIPOSA 2101 | 9400 | 37.5219 | -119.917 | MARIPOSA 21019400 | 941 | 1040 | 181888.2181 | 101390.2805 | 80497.9375 | 101390.2805 | 80497.9375 | 0.30951 | 0.037303 | 1.3593 | 5.9951 | 968 | 18.0755 | 837.4244 | 17625.2876 | 0
Central Valley | 3784 | 5 | 7.6119 | 21 | 14.2181 | 7 | 6.125 | 19.3244 | 91.6481 | 1.1808 | 2.6738 | 65.0512 | 1.0367 | 0.00019061 | 0.00037968 | 0.2381 | 0.53537 | {C5570B1A-B071-4827-88D1-68633BB92AFE} | 162991102 | CORRAL 1102 | 75622 | 38.1582 | -120.8455 | CORRAL 110275622 | 136 | 337 | 25226.9871 | 9209.8908 | 16017.0963 | 1424.9314 | 2191.9856 | 0.0026578 | 0.00053057 | 1.5224 | 3 | 969 | 0.0013343 | 819.3489 | 17626.1725 | 0
Central Valley | 1396 | 8 | 9.8217 | 38 | 22.6738 | 7 | 21.6242 | 137.1776 | 425.2823 | 18.0974 | 4.6865 | 182.5024 | 1.141 | 0.00011487 | 0.00037657 | 0.21053 | 0.43317 | {537E07C0-FB8F-462B-87E9-2D8AA468190F} | 163341101 | CLAY 1101 | 84572 | 38.3515 | -120.9323 | CLAY 110184572 | 90 | 223 | 11783.2288 | 3629.8323 | 8153.3966 | 598.9234 | 1343.5774 | 0.002636 | 0.00043761 | 1.2277 | 5.4286 | 973 | 0.00080407 | 819.3475 | 17626.5444 | 0
Central Valley | 4363 | 11 | 20.3776 | 88 | 52.3426 | 10 | 11.644 | 18.547 | 52.928 | 1.697 | 9.685 | 33.6238 | 1.033 | 3.9206e-06 | 0.00037569 | 0.125 | 0.38931 | {C985F098-6ECF-4C69-B902-1B5157262ED5} | 163451702 | FROGTOWN 1702 | 74648 | 38.071 | -120.539 | FROGTOWN 170274648 | 196 | 646 | 30921.0275 | 8485.2437 | 22435.7839 | 1211.7571 | 706.2512 | 0.0037569 | 0.00059016 | 1.8525 | 8.8 | 974 | 3.9206e-05 | 819.3467 | 17627.2969 | 0
Central Valley | 2368 | 628 | 972.7724 | 2876 | 2022.1635 | 277 | 9.5523 | 243.1636 | 1851.0192 | 35.419 | 3.2827 | 65.4538 | 1.2142 | 0.0025239 | 0.00037536 | 0.21836 | 0.48106 | {F6CDB784-D217-4455-8CED-BCD020F0A7C6} | 163451702 | FROGTOWN 1702 | 290609 | 38.1112 | -120.5088 | FROGTOWN 1702290609 | 232 | 299 | 48513.0069 | 29095.2779 | 19417.729 | 29095.2779 | 19417.729 | 0.10398 | 0.019108 | 1.549 | 10.3827 | 975 | 0.69913 | 819.3467 | 17645.3651 | 0
Central Valley | 3944 | 204 | 288.3663 | 803 | 548.8093 | 144 | 15.4188 | 435.5522 | 1592.4495 | 34.7338 | 4.6891 | 93.7129 | 1.1636 | 0.0017211 | 0.00037195 | 0.25405 | 0.52544 | {D96B1841-141B-4A05-91C1-D6709B1FFA78} | 163451702 | FROGTOWN 1702 | 91134 | 38.0722 | -120.5399 | FROGTOWN 170291134 | 241 | 272 | 41470.356 | 25769.8346 | 15700.5214 | 22498.6303 | 12556.3719 | 0.053561 | 0.0080235 | 1.4136 | 5.5764 | 980 | 0.24784 | 818.6475 | 17659.3367 | 0
Central Valley | 1352 | 130 | 194.6026 | 751 | 413.1885 | 184 | 18.8866 | 1813.238 | 12724.6379 | 428.8351 | 2.5712 | 138.162 | 1.183 | 0.00080384 | 0.00036558 | 0.1731 | 0.47098 | {275411B9-F65E-4C2D-AC92-04E91C75A810} | 163451702 | FROGTOWN 1702 | 11212 | 38.0863 | -120.5718 | FROGTOWN 170211212 | 190 | 153 | 45775.7705 | 34480.8483 | 11294.9223 | 34480.8483 | 11294.9223 | 0.067267 | 0.0085001 | 1.4969 | 4.0815 | 991 | 0.14791 | 818.3997 | 17680.7493 | 0
Central Valley | 4877 | 8 | 18.1282 | 36 | 28.2029 | 12 | 12.7287 | 757.2717 | 4744.289 | 206.4932 | 9.9491 | 173.9831 | 2.226 | 0.0060995 | 0.00036111 | 0.22222 | 0.64278 | {4DC1CEF2-A050-43F8-AD47-CFA46D056F9F} | 163011103 | MARTELL 1103 | circuit_breaker | 38.369 | -120.7967 | MARTELL 1103circuit_breaker | 185 | 317 | 20672.2648 | 10088.6649 | 10583.5999 | 1549.4828 | 442.4965 | 0.0043334 | 0.00055497 | 2.266 | 3 | 995 | 0.073194 | 818.2518 | 17681.7116 | 0
Central Valley | 3413 | 1 | 0.97225 | 50 | 13.623 | 9 | 7.5355 | 1219.4983 | 8313.9973 | 130.2013 | 5.7672 | 141.453 | 1.1192 | 0.00081696 | 0.00036073 | 0.02 | 0.071368 | {277F84D3-A270-449A-A58E-FDC1A84261F4} | 163011101 | MARTELL 1101 | 98374 | 38.3904 | -120.804 | MARTELL 110198374 | 113 | 279 | 15281.5346 | 6135.709 | 9145.8256 | 936.3607 | 334.2878 | 0.0032465 | 0.00047313 | 0.97225 | 5.5556 | 999 | 0.0073527 | 818.1786 | 17682.2931 | 1
Central Valley | 1905 | 194 | 410.0131 | 721 | 570.7039 | 191 | 10.0969 | 289.9033 | 1026.3829 | 20.372 | 10.6356 | 553.2159 | 1.4226 | 0.023156 | 0.00035496 | 0.26907 | 0.71843 | {FA75516B-A711-4173-9090-FC27FCF4EADC} | 163231101 | NORTH BRANCH 1101 | TS1115 | 38.2444 | -120.8446 | NORTH BRANCH 1101TS1115 | 185 | 183 | 38855.9439 | 28340.5083 | 10515.4356 | 28340.5083 | 10515.4356 | 0.067797 | 0.012025 | 2.1135 | 3.7749 | 1009 | 4.4229 | 818.1713 | 17699.8925 | 0
Central Valley | 3694 | 12 | 37.0613 | 325 | 114.1476 | 111 | 22.1639 | 10054.4978 | 64670.329 | 2004.8101 | 15.4548 | 578.5411 | 1.3563 | 0.018011 | 0.00034896 | 0.036923 | 0.32468 | {D468A32E-4500-4D2C-80DA-85F74A9A6EF3} | 252192101 | BEAR VALLEY 2101 | 4500 | 37.4304 | -120.0991 | BEAR VALLEY 21014500 | 587 | 508 | 190154.7833 | 131623.5309 | 58531.2523 | 34089.7521 | 21160.2163 | 0.038734 | 0.0035056 | 3.0884 | 2.9279 | 1013 | 1.9992 | 813.7484 | 17721.0622 | 0
Central Valley | 5808 | 16 | 27.9533 | 151 | 81.7558 | 17 | 6.7509 | 9.4752 | 19.4145 | 0.16084 | 0.53397 | 3.7281 | 1 | 7.0731e-06 | 0.00034525 | 0.10596 | 0.34191 | {20D6DAD8-1EAB-401A-8690-BA00488AD19D} | 163761703 | RACETRACK 1703 | 2553 | 37.9919 | -120.4016 | RACETRACK 17032553 | 66 | 224 | 14140.9954 | 3989.867 | 10151.1283 | 1162.4255 | 2937.1921 | 0.0058692 | 0.00181 | 1.7471 | 8.8824 | 1021 | 0.00012024 | 811.7492 | 17721.7841 | 0
Central Valley | 4487 | 1 | 1.945 | 4 | 3.4536 | 4 | 21.5172 | 23.8087 | 56.343 | 1.2124 | 0.68584 | 1.5945 | 2 | 2.4142e-06 | 0.00033851 | 0.25 | 0.56317 | {CB8A5610-26AF-406C-A01C-6D3A6199376B} | 163781701 | PEORIA 1701 | 84318 | 37.8548 | -120.2069 | PEORIA 170184318 | 250 | 617 | 44791.1473 | 16239.9493 | 28551.198 | 16239.9493 | 28551.198 | 0.001354 | 0.00020493 | 1.945 | 1 | 1035 | 9.6569e-06 | 811.7491 | 17731.8691 | 0
Central Valley | 6047 | 158 | 330.1034 | 760 | 591.3936 | 65 | 5.7726 | 20.8405 | 126.9342 | 2.6602 | 1.452 | 7.8214 | 1.0046 | 0.00022531 | 0.00033622 | 0.20789 | 0.55818 | {08C43BB5-02C4-4FB7-9500-39371503D9F3} | 163781705 | PEORIA 1705 | 87222 | 37.9608 | -120.4061 | PEORIA 170587222 | 115 | 224 | 18660.1903 | 8479.914 | 10180.2764 | 8240.0572 | 10111.1171 | 0.021855 | 0.0071444 | 2.0893 | 11.6923 | 1039 | 0.014645 | 811.749 | 17736.9862 | 0
Central Valley | 6262 | 401 | 531.3001 | 908 | 742.8149 | 180 | 30.1306 | 1923.9174 | 18120.8783 | 886.9629 | 15.634 | 690.9193 | 1.6616 | 0.010507 | 0.00033257 | 0.44163 | 0.71525 | {DC0C9AE9-E0EC-4108-AF9E-4DDFE694FC71} | 254061102 | DUNLAP 1102 | 7060 | 36.6878 | -119.0223 | DUNLAP 11027060 | 201 | 214 | 46155.7833 | 28682.1944 | 17473.5889 | 28682.1944 | 17473.5889 | 0.059863 | 0.0042801 | 1.3249 | 5.0444 | 1049 | 1.8912 | 811.7344 | 17754.7978 | 0
Central Valley | 930 | 485 | 728.1394 | 2804 | 1694.3624 | 506 | 14.8907 | 177.4742 | 1368.7115 | 46.8915 | 14.9575 | 189.4183 | 1.4368 | 0.02894 | 0.00033256 | 0.17297 | 0.42974 | {43662797-F521-40C6-867F-8BCF69F03BE0} | 254452102 | MARIPOSA 2102 | 9590 | 37.4594 | -119.8997 | MARIPOSA 21029590 | 546 | 501 | 109969.815 | 58305.4261 | 51664.3888 | 58305.4261 | 51664.3888 | 0.16827 | 0.022461 | 1.5013 | 5.5415 | 1050 | 14.6437 | 809.8432 | 17791.0055 | 0
Central Valley | 2763 | 828 | 1138.125 | 3724 | 2439.2495 | 540 | 14.7835 | 412.6977 | 3378.1387 | 125.4693 | 31.7288 | 492.4818 | 1.4803 | 0.075309 | 0.00032804 | 0.22234 | 0.46659 | {2F234991-7E43-4D60-8350-25C731139A77} | 254421101 | OAKHURST 1101 | 10090 | 37.364 | -119.7252 | OAKHURST 110110090 | 626 | 672 | 123090.4941 | 71069.2859 | 52021.2082 | 71069.2859 | 52021.2082 | 0.17714 | 0.025839 | 1.3745 | 6.8963 | 1060 | 40.6671 | 795.1995 | 17835.1395 | 1
Central Valley | 6532 | 193 | 307.5106 | 1246 | 698.9669 | 293 | 13.681 | 731.0252 | 7729.0301 | 223.6185 | 16.2707 | 420.1688 | 1.6242 | 0.02733 | 0.00032706 | 0.1549 | 0.43995 | {C88CD342-0019-4371-8FA7-CA6CF25A5380} | 254452102 | MARIPOSA 2102 | 1960 | 37.4586 | -119.9003 | MARIPOSA 21021960 | 288 | 249 | 65100.4989 | 39674.5223 | 25425.9765 | 39674.5223 | 25425.9765 | 0.095828 | 0.013822 | 1.5933 | 4.2526 | 1062 | 8.0077 | 754.5324 | 17859.7774 | 1
Central Valley | 1229 | 336 | 448.5233 | 1900 | 1291.0901 | 131 | 10.7833 | 75.4459 | 800.7236 | 54.4012 | 0.61923 | 6.8198 | 1.2244 | 3.4848e-06 | 0.00032621 | 0.17684 | 0.3474 | {11F969DC-9C50-4BBE-BE33-15DB7CEEDE86} | 163351703 | CURTIS 1703 | 9240 | 37.8315 | -120.2371 | CURTIS 17039240 | 294 | 838 | 55786.2546 | 17593.4022 | 38192.8523 | 17593.4022 | 38192.8523 | 0.042734 | 0.0073285 | 1.3349 | 14.5038 | 1065 | 0.00045651 | 746.5247 | 17870.7029 | 1
Central Valley | 6042 | 75 | 108.5498 | 240 | 166.5734 | 77 | 14.4003 | 896.9333 | 4781.6219 | 104.7738 | 11.3934 | 707.2752 | 1.4818 | 0.019755 | 0.0003262 | 0.3125 | 0.65166 | {5BFA9C05-674E-46C3-BAEE-B85172DBDA5E} | 163541101 | OLETA 1101 | 4768 | 38.4804 | -120.8599 | OLETA 11014768 | 133 | 85 | 35145.841 | 21913.0144 | 13232.8265 | 18073.0157 | 10972.6771 | 0.025117 | 0.0038309 | 1.4473 | 3.1169 | 1066 | 1.5211 | 746.5243 | 17881.9263 | 0
Central Valley | 1261 | 395 | 611.5587 | 2421 | 1333.7002 | 425 | 11.729 | 507.9509 | 3614.5848 | 80.4718 | 5.5994 | 120.2211 | 1.2756 | 0.0093027 | 0.00032619 | 0.16316 | 0.45854 | {B98EC037-8B2E-4659-97E2-613B4380C532} | 163351703 | CURTIS 1703 | 9180 | 37.9527 | -120.3681 | CURTIS 17039180 | 551 | 476 | 144190.2304 | 93135.0691 | 51055.1613 | 93135.0691 | 51055.1613 | 0.13863 | 0.020134 | 1.5482 | 5.6965 | 1067 | 3.9536 | 745.0032 | 17939.7631 | 0
Central Valley | 9114 | 74 | 137.0278 | 560 | 320.9442 | 47 | 8.0998 | 183.4228 | 1414.57 | 22.6381 | 3.1206 | 53.9376 | 1.1273 | 0.0022344 | 0.00032109 | 0.13214 | 0.42695 | {1342493A-4682-4997-B671-32B9B4D877B0} | 163351704 | CURTIS 1704 | 11300 | 38.0057 | -120.3478 | CURTIS 170411300 | 65 | 78 | 11521.3963 | 5848.9555 | 5672.4408 | 5848.9555 | 5672.4408 | 0.015091 | 0.0038496 | 1.8517 | 11.9149 | 1072 | 0.10502 | 741.0495 | 17943.3953 | 0
Central Valley | 34 | 27 | 42.528 | 245 | 131.9305 | 24 | 8.8868 | 13.6328 | 32.6996 | 0.64837 | 0.87583 | 6.799 | 1.0024 | 6.0352e-06 | 0.00031911 | 0.1102 | 0.32235 | {BD6EE575-4256-4E66-B07C-5D3BE152301A} | 163351701 | CURTIS 1701 | 9230 | 37.9737 | -120.3716 | CURTIS 17019230 | 84 | 189 | 14068.9438 | 5067.8425 | 9001.1013 | 3602.8642 | 5014.3448 | 0.0076586 | 0.0021803 | 1.5751 | 10.2083 | 1078 | 0.00014484 | 740.9445 | 17945.6327 | 0
Central Valley | 2372 | 18 | 28.826 | 156 | 84.192 | 46 | 17.0744 | 1200.0504 | 10361.336 | 282.8104 | 7.1216 | 582.7921 | 1.6061 | 0.0041778 | 0.00031864 | 0.11538 | 0.34238 | {DD0025EB-B991-46AA-8D21-AE164B513DA5} | 254452101 | MARIPOSA 2101 | 90180 | 37.558 | -120.0133 | MARIPOSA 210190180 | 56 | 53 | 13610.5644 | 7283.0829 | 6327.4815 | 7283.0829 | 6327.4815 | 0.014657 | 0.0019968 | 1.6014 | 3.3913 | 1080 | 0.19218 | 740.9444 | 17950.1555 | 0
Central Valley | 3215 | 15 | 20.9849 | 200 | 90.4922 | 31 | 9.8241 | 119.6666 | 666.5912 | 22.4112 | 7.6983 | 72.8108 | 1.1437 | 0.03055 | 0.00031829 | 0.075 | 0.2319 | {2CDF7848-B063-4FC4-9C52-AE29AA49D3FF} | 254421101 | OAKHURST 1101 | circuit_breaker | 37.322 | -119.6343 | OAKHURST 1101circuit_breaker | 122 | 87 | 9005.6506 | 4768.9067 | 4236.7439 | 3669.1128 | 3595.9802 | 0.0098669 | 0.0019282 | 1.399 | 6.4516 | 1082 | 0.94705 | 740.7522 | 17952.434 | 0
Central Valley | 1596 | 29 | 58.0107 | 195 | 109.8686 | 70 | 25.3214 | 530.3999 | 2139.8835 | 151.4015 | 6.4397 | 424.9934 | 1.4353 | 0.0035702 | 0.00031495 | 0.14872 | 0.528 | {90124199-1243-4A62-BE12-797EFE6331CC} | 163341103 | CLAY 1103 | 7124 | 38.2898 | -120.9278 | CLAY 11037124 | 403 | 396 | 86564.599 | 51668.2469 | 34896.3521 | 15711.1032 | 12352.2434 | 0.022047 | 0.0026856 | 2.0004 | 2.7857 | 1093 | 0.24991 | 739.8051 | 17962.1906 | 0
Central Valley | 970 | 123 | 194.283 | 598 | 400.8969 | 93 | 8.7836 | 194.7422 | 993.5464 | 23.6717 | 3.0574 | 93.1375 | 1.2338 | 0.00085182 | 0.00030768 | 0.20569 | 0.48462 | {CC00F970-8F13-4247-87D9-81AC67764BAD} | 163451701 | FROGTOWN 1701 | circuit_breaker | 38.057 | -120.5335 | FROGTOWN 1701circuit_breaker | 119 | 108 | 22564.5999 | 17920.0747 | 4644.5253 | 16003.3182 | 2624.6453 | 0.028614 | 0.00509 | 1.5795 | 6.4301 | 1104 | 0.079219 | 739.5552 | 17972.1287 | 0
Central Valley | 1143 | 837 | 1148.2139 | 3499 | 2570.212 | 417 | 15.9469 | 495.7799 | 6464.7358 | 448.8678 | 1.6545 | 61.5633 | 1.2179 | 0.00070604 | 0.00030662 | 0.23921 | 0.44674 | {F0D5CE6E-E57F-49E9-90E4-51B561A47925} | 252192105 | BEAR VALLEY 2105 | 9560 | 37.6978 | -120.1162 | BEAR VALLEY 21059560 | 491 | 450 | 96474.2811 | 58396.3744 | 38077.9068 | 58396.3744 | 38077.9068 | 0.12786 | 0.017832 | 1.3718 | 8.3909 | 1107 | 0.29442 | 739.476 | 18008.3928 | 0
Central Valley | 138 | 726 | 1066.838 | 2291 | 1716.0273 | 201 | 6.3973 | 28.6546 | 134.2538 | 8.9221 | 1.1345 | 8.9978 | 1.0082 | 0.00015394 | 0.00030573 | 0.31689 | 0.62169 | {155070BB-C96B-485B-99BD-6B770FC28FA3} | 163761703 | RACETRACK 1703 | circuit_breaker | 37.98 | -120.4138 | RACETRACK 1703circuit_breaker | 475 | 951 | 75998.9491 | 28812.6661 | 47186.283 | 24637.5385 | 40300.4618 | 0.061453 | 0.019385 | 1.4695 | 11.398 | 1108 | 0.030943 | 739.1816 | 18023.6927 | 0
Central Valley | 7927 | 121 | 206.6584 | 352 | 301.6769 | 37 | 5.9877 | 8.4603 | 32.8955 | 0.42299 | 6.1678 | 52.0169 | 1.1761 | 0.0062471 | 0.000305 | 0.34375 | 0.68503 | {5171DE14-7E8C-4AB0-AFB6-B769B1D84873} | 163781705 | PEORIA 1705 | 999 | 37.9614 | -120.4177 | PEORIA 1705999 | 33 | 78 | 8817.1915 | 3715.0604 | 5102.1311 | 3715.0604 | 5102.1311 | 0.011285 | 0.0040908 | 1.7079 | 9.5135 | 1109 | 0.23114 | 739.1506 | 18025.9998 | 0
Central Valley | 2243 | 341 | 501.0243 | 1430 | 976.6099 | 249 | 22.9354 | 893.2984 | 10197.5486 | 623.0746 | 1.9954 | 114.6649 | 1.2765 | 0.00073122 | 0.00030229 | 0.23846 | 0.51302 | {BAB6581B-1DEF-4E8B-AEF9-096FA24A0638} | 252192105 | BEAR VALLEY 2105 | 21160 | 37.7155 | -120.1934 | BEAR VALLEY 210521160 | 243 | 263 | 62081.3117 | 38250.3476 | 23830.9641 | 38250.3476 | 23830.9641 | 0.075271 | 0.0065658 | 1.4693 | 5.743 | 1117 | 0.18207 | 738.9195 | 18049.7533 | 0
Central Valley | 5941 | 402 | 704.5829 | 1807 | 1259.5403 | 342 | 7.3405 | 241.6541 | 1482.3807 | 26.9578 | 4.2332 | 102.1293 | 1.2379 | 0.0059962 | 0.00030124 | 0.22247 | 0.5594 | {65DFE4A7-A5B5-488E-A5EA-F56668120457} | 162211101 | CALAVERAS CEMENT 1101 | 11188 | 38.2136 | -120.6961 | CALAVERAS CEMENT 110111188 | 439 | 681 | 84138.787 | 48300.9598 | 35837.8271 | 48300.9598 | 35837.8271 | 0.10303 | 0.027531 | 1.7527 | 5.2836 | 1120 | 2.0507 | 738.7374 | 18079.7482 | 0
Central Valley | 6934 | 61 | 107.4614 | 312 | 204.1544 | 56 | 11.2868 | 393.8047 | 3200.6156 | 150.7955 | 15.9691 | 443.8513 | 1.426 | 0.087976 | 0.00030048 | 0.19551 | 0.52637 | {D55632F8-2CFE-45BD-8046-185433E1F9AE} | 254452102 | MARIPOSA 2102 | 440236 | 37.4867 | -119.9603 | MARIPOSA 2102440236 | 62 | 53 | 12924.3418 | 6819.7347 | 6104.6071 | 6786.4552 | 6040.5207 | 0.016827 | 0.0040648 | 1.7617 | 5.5714 | 1124 | 4.9267 | 736.6867 | 18083.9625 | 0
Central Valley | 7396 | 165 | 238.4071 | 446 | 362.6358 | 23 | 8.201 | 9.1539 | 20.001 | 0.29869 | 0.4213 | 4.2586 | 3.1739 | 2.3539e-06 | 0.00029862 | 0.36996 | 0.65743 | {90FD8044-FB92-466A-9C47-A3D72A063397} | 163351702 | CURTIS 1702 | S2123 | 38.0176 | -120.2696 | CURTIS 1702S2123 | 52 | 203 | 12796.176 | 2995.553 | 9800.623 | 2995.553 | 9800.623 | 0.0068683 | 0.0018475 | 1.4449 | 19.3913 | 1127 | 5.4139e-05 | 731.76 | 18085.8228 | 0
Central Valley | 47 | 251 | 384.8813 | 1144 | 744.2446 | 202 | 16.8431 | 376.3516 | 3708.671 | 174.6371 | 4.3015 | 126.33 | 1.334 | 0.0014936 | 0.00029795 | 0.21941 | 0.51714 | {5F6C2DBD-A6A7-42E4-BABA-B899CFDCE0DB} | 254452101 | MARIPOSA 2101 | 35244 | 37.4927 | -119.9657 | MARIPOSA 210135244 | 176 | 167 | 42550.923 | 27730.4872 | 14820.4358 | 27730.4872 | 14820.4358 | 0.060186 | 0.0083344 | 1.5334 | 5.6634 | 1131 | 0.30172 | 731.76 | 18103.0434 | 0
Central Valley | 52 | 139 | 191.5158 | 559 | 357.7985 | 58 | 10.8167 | 43.9939 | 338.3635 | 11.8071 | 2.8179 | 18.596 | 1.3734 | 3.6106e-06 | 0.00029598 | 0.24866 | 0.53526 | {897848FB-F125-46A8-B9E9-7A6CE5229B91} | 163351702 | CURTIS 1702 | 34426 | 37.9665 | -120.2389 | CURTIS 170234426 | 165 | 631 | 36886.6337 | 11088.7783 | 25797.8554 | 7090.4475 | 9677.4323 | 0.017167 | 0.0034148 | 1.3778 | 9.6379 | 1133 | 0.00020941 | 731.4583 | 18107.4466 | 0
Central Valley | 2580 | 203 | 311.1321 | 991 | 538.9257 | 255 | 38.6804 | 3743.7987 | 29819.6624 | 1758.2361 | 17.7672 | 1024.2958 | 1.7715 | 0.014458 | 0.00029501 | 0.20484 | 0.57732 | {1328D5B4-6BC6-4A19-8B7D-C1E2266894DF} | 254151101 | AUBERRY 1101 | R2579 | 36.9726 | -119.3782 | AUBERRY 1101R2579 | 358 | 341 | 91289.9833 | 55665.4542 | 35624.5291 | 55665.4542 | 35624.5291 | 0.075227 | 0.0044952 | 1.5327 | 3.8863 | 1136 | 3.6868 | 731.4581 | 18142.0148 | 1
Central Valley | 2785 | 132 | 239.8996 | 455 | 346.5072 | 141 | 15.7465 | 1155.9913 | 8137.6587 | 208.8578 | 8.6804 | 588.8731 | 1.5601 | 0.0043948 | 0.00029363 | 0.29011 | 0.69234 | {138F1A45-4EE4-407C-9580-B6FBC2BCEC83} | 163011103 | MARTELL 1103 | 3152 | 38.3598 | -120.8199 | MARTELL 11033152 | 159 | 150 | 35857.5642 | 27364.6036 | 8492.9605 | 27174.8741 | 8338.0357 | 0.041402 | 0.0050702 | 1.8174 | 3.227 | 1142 | 0.61966 | 727.7712 | 18158.8904 | 0
Central Valley | 3620 | 297 | 472.0371 | 1533 | 895.1686 | 317 | 14.8357 | 423.383 | 3848.6941 | 128.0731 | 10.3165 | 303.5694 | 1.5259 | 0.0072179 | 0.00029223 | 0.19374 | 0.52732 | {26575688-884D-4CC7-8C04-F1F692E3F0D5} | 254452101 | MARIPOSA 2101 | 10070 | 37.5077 | -119.996 | MARIPOSA 210110070 | 306 | 253 | 69302.8537 | 41751.638 | 27551.2157 | 41751.638 | 27551.2157 | 0.092637 | 0.012276 | 1.5894 | 4.836 | 1145 | 2.2881 | 727.1516 | 18184.8182 | 1
Central Valley | 1025 | 502 | 857.2938 | 2804 | 1748.66 | 526 | 14.1771 | 932.5873 | 7549.0418 | 262.3316 | 20.9753 | 561.3944 | 1.6236 | 0.057365 | 0.00029202 | 0.17903 | 0.49026 | {9C7CA36A-A220-4889-B18C-7665D5C736E3} | 254452102 | MARIPOSA 2102 | 37282 | 37.4622 | -119.9482 | MARIPOSA 210237282 | 635 | 638 | 161618.8021 | 96120.2252 | 65498.577 | 81850.6465 | 57628.3858 | 0.1536 | 0.023545 | 1.7078 | 5.3308 | 1147 | 30.1742 | 724.8635 | 18235.6474 | 1
Central Valley | 2624 | 549 | 877.6025 | 2258 | 1503.0796 | 406 | 12.2953 | 229.7914 | 1297.7472 | 32.6436 | 3.0576 | 96.9017 | 1.2787 | 0.0060603 | 0.00029073 | 0.24314 | 0.58387 | {6471EAF8-C6B2-4BBF-898D-F4AC5320ACCB} | 163451702 | FROGTOWN 1702 | 12282 | 38.088 | -120.5377 | FROGTOWN 170212282 | 365 | 487 | 84660.5535 | 58310.0701 | 26350.4834 | 58310.0701 | 26350.4834 | 0.11804 | 0.02099 | 1.5985 | 5.5616 | 1150 | 2.4605 | 694.6892 | 18271.858 | 0
Central Valley | 832 | 0 | 0 | 3 | 1.7075 | 3 | 4.9599 | 7.2085 | 16.1131 | 0.1245 | 1.1084 | 2.5183 | 1 | 5.6323e-06 | 0.00029025 | 0 | 0 | {C3619A95-0ECC-48A6-ABDA-B7A0B8AC9A76} | 162821702 | STANISLAUS 1702 | 37276 | 38.2391 | -120.3364 | STANISLAUS 170237276 | 370 | 878 | 53313.8764 | 18919.7774 | 34394.099 | 18919.7774 | 34394.099 | 0.00087076 | 0.00025435 |  | 1 | 1152 | 1.6897e-05 | 692.2287 | 18283.6072 | 0
Central Valley | 7448 | 41 | 70.2459 | 349 | 174.7151 | 113 | 14.3258 | 1790.3104 | 15963.9222 | 636.0625 | 15.0594 | 934.8578 | 1.7876 | 0.014628 | 0.00028434 | 0.11748 | 0.40206 | {E1B28A54-7ECA-4BC3-8221-20371DB8BAC6} | 254421101 | OAKHURST 1101 | 6220 | 37.3599 | -119.7394 | OAKHURST 11016220 | 176 | 107 | 42607.1977 | 32301.3797 | 10305.8181 | 32301.3797 | 10305.8181 | 0.032131 | 0.0036213 | 1.7133 | 3.0885 | 1160 | 1.6529 | 692.2287 | 18303.6663 | 0
Central Valley | 861 | 413 | 746.7921 | 2117 | 1266.0452 | 443 | 13.6171 | 2970.1932 | 23373.0003 | 616.5851 | 7.722 | 300.4605 | 1.3802 | 0.0060605 | 0.00028288 | 0.19509 | 0.58986 | {169946F8-2E71-42DA-9D83-785B4AD4F476} | 163451702 | FROGTOWN 1702 | 75252 | 38.0522 | -120.6226 | FROGTOWN 170275252 | 480 | 446 | 131378.6154 | 97052.7173 | 34325.8981 | 90444.8522 | 29293.955 | 0.12532 | 0.017895 | 1.8082 | 4.7788 | 1167 | 2.6848 | 690.5758 | 18359.8326 | 0
Central Valley | 4631 | 156 | 215.9429 | 445 | 343.4058 | 84 | 12.1112 | 229.8807 | 1997.2031 | 39.5345 | 10.0855 | 335.737 | 1.6036 | 0.0057937 | 0.00028193 | 0.35056 | 0.62883 | {5FCD3F70-B3EF-41B7-B59A-4AF393BD948D} | 254432102 | COARSEGOLD 2102 | circuit_breaker | 37.2272 | -119.6902 | COARSEGOLD 2102circuit_breaker | 110 | 59 | 27338.6768 | 22592.2597 | 4746.4171 | 22592.2597 | 4746.4171 | 0.023682 | 0.0039382 | 1.3842 | 5.2976 | 1168 | 0.48667 | 687.891 | 18373.8624 | 1
Central Valley | 1297 | 96 | 137.4595 | 431 | 323.2273 | 54 | 9.7513 | 8.0823 | 16.5392 | 0.30743 | 0.3733 | 3.5038 | 1.4815 | 3.2486e-06 | 0.00028174 | 0.22274 | 0.42527 | {52FB3514-9C62-49DD-A158-2A9A7CF95D5B} | 163781701 | PEORIA 1701 | 3186 | 37.8621 | -120.2265 | PEORIA 17013186 | 253 | 756 | 47996.3252 | 15920.2864 | 32076.0387 | 15920.2864 | 32076.0387 | 0.015214 | 0.0030611 | 1.4319 | 7.9815 | 1171 | 0.00017543 | 687.4043 | 18383.7489 | 0
Central Valley | 5821 | 16 | 29.9469 | 116 | 68.9027 | 24 | 17.5217 | 306.8703 | 3382.5907 | 87.931 | 7.0805 | 186.2068 | 1.2919 | 0.0070701 | 0.00027899 | 0.13793 | 0.43463 | {50B1E436-CAE2-4BB7-88C4-FB7945F4E49E} | 254452101 | MARIPOSA 2101 | 309438 | 37.5025 | -119.9884 | MARIPOSA 2101309438 | 194 | 298 | 26916.2796 | 13018.6366 | 13897.643 | 5630.6567 | 2421.3467 | 0.0066958 | 0.00094473 | 1.8717 | 4.8333 | 1180 | 0.16968 | 687.4041 | 18387.2455 | 0
Central Valley | 3279 | 113 | 178.8636 | 433 | 313.9264 | 103 | 11.5682 | 253.4587 | 1756.075 | 42.8779 | 12.6293 | 294.8594 | 1.4914 | 0.032753 | 0.00027581 | 0.26097 | 0.56976 | {3D247DD8-C725-4A26-BE65-60FA26890CB2} | 254421103 | OAKHURST 1103 | 10570 | 37.3708 | -119.633 | OAKHURST 110310570 | 129 | 112 | 24532.8722 | 15685.0936 | 8847.7786 | 15685.0936 | 8847.7786 | 0.028408 | 0.0054826 | 1.5829 | 4.2039 | 1185 | 3.3736 | 687.2344 | 18396.986 | 0
Central Valley | 1490 | 151 | 238.2489 | 590 | 384.7947 | 182 | 14.4906 | 2103.1751 | 15941.7151 | 436.3623 | 5.7309 | 306.6802 | 1.4931 | 0.0067166 | 0.00027406 | 0.25593 | 0.61916 | {04098A19-988D-4276-8D0E-8060BEC56ABE} | 163451702 | FROGTOWN 1702 | 1573 | 38.0465 | -120.63 | FROGTOWN 17021573 | 162 | 166 | 46234.1126 | 28787.0124 | 17447.1002 | 28787.0124 | 17447.1002 | 0.049878 | 0.0069998 | 1.5778 | 3.2418 | 1191 | 1.2224 | 683.8609 | 18414.8627 | 0
Central Valley | 4777 | 434 | 651.9195 | 1135 | 970.7871 | 126 | 7.6484 | 58.1912 | 276.7362 | 6.6902 | 4.6802 | 33.4914 | 1.1463 | 0.0019229 | 0.00027391 | 0.38238 | 0.67154 | {FFD203AA-6234-4925-9391-F490E508E718} | 163761703 | RACETRACK 1703 | 9190 | 38.0049 | -120.4056 | RACETRACK 17039190 | 196 | 309 | 30443.9774 | 14436.1267 | 16007.8507 | 14436.1267 | 16007.8507 | 0.034512 | 0.0095357 | 1.5021 | 9.0079 | 1193 | 0.24229 | 682.6384 | 18423.8275 | 0
Central Valley | 5192 | 16 | 32.1238 | 260 | 95.5912 | 87 | 26.6392 | 5148.6259 | 32056.1826 | 1069.3103 | 12.8843 | 492.7963 | 1.4998 | 0.0067157 | 0.0002727 | 0.061538 | 0.33605 | {8E69B2F0-EC1C-4178-9E4E-64B5D7938362} | 163451702 | FROGTOWN 1702 | 7108 | 37.9743 | -120.6588 | FROGTOWN 17027108 | 119 | 79 | 26985.9929 | 20569.8382 | 6416.1547 | 14176.7324 | 2638.8954 | 0.023725 | 0.0019104 | 2.0077 | 2.9885 | 1194 | 0.58426 | 682.3962 | 18432.6313 | 0
Central Valley | 1316 | 188 | 272.116 | 900 | 602.8256 | 165 | 19.0836 | 354.0024 | 3031.3249 | 275.6403 | 5.3534 | 108.1911 | 1.2383 | 0.0026527 | 0.00027112 | 0.20889 | 0.4514 | {48B8D134-2217-4EE4-BD7C-3270CBBFB37D} | 254151101 | AUBERRY 1101 | R2838 | 37.0876 | -119.4688 | AUBERRY 1101R2838 | 328 | 524 | 61751.2327 | 32678.392 | 29072.8407 | 32678.392 | 29072.8407 | 0.044735 | 0.004701 | 1.4474 | 5.4545 | 1202 | 0.4377 | 681.8119 | 18452.9246 | 0
Central Valley | 1639 | 187 | 385.885 | 3994 | 2197.128 | 238 | 18.4756 | 462.8182 | 12431.3349 | 836.639 | 0.3079 | 6.0321 | 1.2218 | 0.00027075 | 0.00026372 | 0.04682 | 0.17563 | {06F65D45-2D82-470F-9B27-5D880652F1A1} | 162831702 |  | 9690 | 38.1885 | -120.0082 | 9690 | 343 | 812 | 44783.7765 | 27542.9968 | 17240.7797 | 27542.9968 | 17240.7797 | 0.062766 | 0.0065235 | 2.0636 | 16.7815 | 1211 | 0.064438 | 681.3742 | 18470.0288 | 0
Central Valley | 3291 | 251 | 581.9174 | 1343 | 927.6367 | 203 | 13.5054 | 472.5672 | 2830.467 | 86.1968 | 6.4577 | 141.8769 | 1.1929 | 0.0052213 | 0.00026258 | 0.1869 | 0.62731 | {843F968C-C902-4C08-BE12-AD0D025C5DF3} | 163781705 | PEORIA 1705 | 1834 | 37.9479 | -120.4202 | PEORIA 17051834 | 305 | 381 | 71158.0797 | 38348.1492 | 32809.9305 | 37631.0076 | 32010.5179 | 0.053303 | 0.0078155 | 2.3184 | 6.6158 | 1216 | 1.0599 | 681.3098 | 18493.3976 | 0
Central Valley | 6188 | 133 | 273.9291 | 383 | 346.2956 | 115 | 19.0043 | 241.8214 | 837.8923 | 29.7075 | 15.0993 | 149.2044 | 1.2817 | 0.027186 | 0.00026254 | 0.34726 | 0.79103 | {E473F3E7-4790-4E95-BFB6-2DFAB51C8E70} | 252811102 | MERCED FALLS 1102 | 38748 | 37.7018 | -120.3396 | MERCED FALLS 110238748 | 282 | 297 | 43267.9508 | 24704.6356 | 18563.3152 | 24704.6356 | 18563.3152 | 0.030192 | 0.0033655 | 2.0596 | 3.3304 | 1217 | 3.1264 | 680.2498 | 18508.7392 | 0
Central Valley | 969 | 560 | 788.4834 | 2134 | 1494.5634 | 260 | 5.3961 | 28.0127 | 169.3234 | 3.025 | 2.1905 | 23.8325 | 1.0596 | 0.00059828 | 0.00025993 | 0.26242 | 0.52757 | {9D3389CA-CFE2-49B7-8B13-3D1B7ACB399D} | 254421103 | OAKHURST 1103 | 10140 | 37.3666 | -119.6296 | OAKHURST 110310140 | 315 | 437 | 52361.1591 | 27059.5406 | 25301.6184 | 27059.5406 | 25301.6184 | 0.067581 | 0.021587 | 1.408 | 8.2077 | 1226 | 0.15555 | 677.1234 | 18525.5432 | 0
Central Valley | 3745 | 43 | 60.8871 | 166 | 115.4651 | 41 | 21.9071 | 190.7121 | 1581.8904 | 54.5158 | 0.16107 | 21.3782 | 1.0426 | 0.00025346 | 0.00025986 | 0.25904 | 0.52732 | {13369490-DD2C-4AB6-AA03-426047B13A3E} | 254151101 | AUBERRY 1101 | D4982 | 37.0783 | -119.3479 | AUBERRY 1101D4982 | 34 | 26 | 6659.0275 | 4312.861 | 2346.1664 | 4312.861 | 2346.1664 | 0.010654 | 0.00092718 | 1.416 | 4.0488 | 1227 | 0.010392 | 676.9679 | 18528.2215 | 0
Central Valley | 8880 | 25 | 48.6244 | 240 | 120.4706 | 102 | 15.9577 | 2506.2778 | 18275.7091 | 646.4602 | 12.6655 | 1290.0257 | 1.7784 | 0.0067128 | 0.00025896 | 0.10417 | 0.40362 | {5DA2A1D7-0688-4867-AAF9-609471332BF9} | 254432104 | COARSEGOLD 2104 | 5516 | 37.2282 | -119.8706 | COARSEGOLD 21045516 | 117 | 125 | 45926.549 | 29689.925 | 16236.624 | 29689.925 | 16236.624 | 0.026414 | 0.00355 | 1.945 | 2.3529 | 1230 | 0.6847 | 676.9575 | 18546.6589 | 0
Central Valley | 106 | 585 | 840.2645 | 2131 | 1610.4662 | 136 | 3.9894 | 20.6629 | 124.8338 | 1.9517 | 0.96955 | 7.5862 | 1.0195 | 0.00031868 | 0.00025837 | 0.27452 | 0.52175 | {B167BE1C-A9FE-47A6-A4DC-3662D3CE2EC1} | 163761703 | RACETRACK 1703 | 8120 | 38.0253 | -120.405 | RACETRACK 17038120 | 219 | 239 | 28488.8815 | 14368.0422 | 14120.8393 | 14368.0422 | 14120.8393 | 0.035138 | 0.015826 | 1.4363 | 15.6691 | 1232 | 0.043341 | 676.2728 | 18555.5815 | 0
Central Valley | 1266 | 67 | 151.1889 | 441 | 238.6958 | 140 | 14.6982 | 191.1753 | 772.7287 | 20.3785 | 13.4091 | 164.0552 | 1.2872 | 0.024441 | 0.00025334 | 0.15193 | 0.6334 | {C35DFEFE-AAAB-47B8-ACD8-3B6A331D2855} | 252811102 | MERCED FALLS 1102 | 9470 | 37.646 | -120.3111 | MERCED FALLS 11029470 | 390 | 384 | 66956.1566 | 36994.5762 | 29961.5805 | 36994.5762 | 29961.5805 | 0.035468 | 0.0038054 | 2.2566 | 3.15 | 1241 | 3.4217 | 676.2294 | 18578.5551 | 0
Central Valley | 365 | 109 | 200.0198 | 785 | 407.2133 | 103 | 9.9473 | 43.8126 | 145.9661 | 2.3673 | 2.4484 | 29.8907 | 1.1454 | 0.004488 | 0.00025267 | 0.13885 | 0.49119 | {74641153-5847-4D3C-B484-25FD29972F96} | 163351701 | CURTIS 1701 | circuit_breaker | 37.9745 | -120.3199 | CURTIS 1701circuit_breaker | 325 | 464 | 39610.9096 | 19970.3298 | 19640.5798 | 13323.4289 | 11023.2343 | 0.026025 | 0.0060495 | 1.835 | 7.6214 | 1243 | 0.46227 | 672.8077 | 18586.8289 | 0
Central Valley | 4514 | 352 | 484.7763 | 1060 | 809.7385 | 64 | 3.1754 | 158.8755 | 1480.3355 | 14.9654 | 1.2448 | 78.7022 | 1.1368 | 0.0056035 | 0.00025119 | 0.33208 | 0.59868 | {6992FFBA-72E0-4D3C-898B-1A95BB5A0A16} | 163541102 | OLETA 1102 | 41396 | 38.5329 | -120.7649 | OLETA 110241396 | 147 | 342 | 26267.6988 | 11864.1579 | 14403.5408 | 10921.5489 | 13820.0136 | 0.016076 | 0.0079259 | 1.3772 | 16.5625 | 1245 | 0.35863 | 672.3454 | 18593.6112 | 0
Central Valley | 6928 | 122 | 201.5965 | 514 | 343.6936 | 60 | 8.2663 | 128.7172 | 1012.2822 | 28.4183 | 0.80029 | 16.6195 | 1.0471 | 0.00085557 | 0.0002498 | 0.23735 | 0.58656 | {677BC4CE-74C4-4870-9B50-45491FB41EEF} | 163351704 | CURTIS 1704 | 6060 | 37.9892 | -120.3331 | CURTIS 17046060 | 89 | 179 | 15197.4302 | 6649.044 | 8548.3862 | 6649.044 | 8548.3862 | 0.014988 | 0.0043379 | 1.6524 | 8.5667 | 1249 | 0.051334 | 671.9868 | 18597.7403 | 0
Central Valley | 2429 | 26 | 48.7719 | 216 | 126.6574 | 42 | 7.3213 | 262.7314 | 1641.6333 | 15.8866 | 6.5601 | 99.1345 | 1.2679 | 4.3142e-05 | 0.00024893 | 0.12037 | 0.38507 | {FA05D50A-B4CD-4B2A-B744-6E94BBCBA43A} | 162161102 | ELECTRA 1102 | 6014 | 38.3158 | -120.7132 | ELECTRA 11026014 | 65 | 37 | 10545.4756 | 8101.0669 | 2444.4087 | 8101.0669 | 2444.4087 | 0.010455 | 0.003314 | 1.8758 | 5.1429 | 1252 | 0.001812 | 671.9355 | 18602.771 | 0
Central Valley | 3649 | 149 | 232.651 | 447 | 368.8398 | 41 | 3.2957 | 45.6855 | 476.7125 | 5.3137 | 1.333 | 18.4979 | 1.0075 | 0.00041755 | 0.00024596 | 0.33333 | 0.63076 | {1330A2A7-6F05-480E-914F-CD520FD996F9} | 163751101 | PINE GROVE 1101 | 52088 | 38.3994 | -120.7339 | PINE GROVE 110152088 | 58 | 60 | 6713.6706 | 4068.7441 | 2644.9265 | 4068.7441 | 2644.9265 | 0.010084 | 0.0047507 | 1.5614 | 10.9024 | 1261 | 0.017119 | 671.9336 | 18605.2977 | 0
Central Valley | 3803 | 82 | 185.4272 | 489 | 328.2119 | 66 | 9.5836 | 296.107 | 1780.3029 | 55.0077 | 7.736 | 94.0171 | 1.099 | 0.0048275 | 0.00024453 | 0.16769 | 0.56496 | {59D5B837-86E5-4FF6-AEF5-91D544FDF3B9} | 163781705 | PEORIA 1705 | 10580 | 37.9489 | -120.4258 | PEORIA 170510580 | 207 | 406 | 48817.2793 | 18856.5854 | 29960.6939 | 11664.5509 | 18011.3703 | 0.016139 | 0.0034691 | 2.2613 | 7.4091 | 1265 | 0.31862 | 671.9165 | 18612.5414 | 0
Central Valley | 4411 | 63 | 161.9817 | 367 | 237.049 | 158 | 20.5859 | 1197.467 | 5750.1696 | 207.9949 | 8.4843 | 112.416 | 1.0888 | 0.006408 | 0.0002415 | 0.17166 | 0.68333 | {9E750160-198E-4DE4-9B67-A39CCFF98BD9} | 252811102 | MERCED FALLS 1102 | 85002 | 37.6444 | -120.3123 | MERCED FALLS 110285002 | 548 | 572 | 98412.904 | 57333.7596 | 41079.1443 | 57333.7596 | 41079.1443 | 0.038157 | 0.0040929 | 2.5711 | 2.3228 | 1273 | 1.0125 | 671.5979 | 18648.1457 | 0
Central Valley | 7955 | 233 | 387.1563 | 747 | 596.1711 | 103 | 6.0614 | 50.7929 | 219.2199 | 1.5252 | 3.4153 | 38.9677 | 1.1341 | 0.0011276 | 0.000241 | 0.31191 | 0.6494 | {C4B116D3-EE04-4D0A-96A8-6CF57FE78721} | 163351703 | CURTIS 1703 | circuit_breaker | 37.9745 | -120.3201 | CURTIS 1703circuit_breaker | 209 | 251 | 30303.9317 | 17646.6229 | 12657.3088 | 13991.6786 | 7649.5708 | 0.024823 | 0.0080036 | 1.6616 | 7.2524 | 1274 | 0.11614 | 670.5854 | 18656.8345 | 0
Central Valley | 5912 | 203 | 392.7738 | 741 | 585.9564 | 129 | 18.7672 | 824.1181 | 7702.7261 | 487.5348 | 18.804 | 456.9031 | 1.535 | 0.025012 | 0.00023476 | 0.27395 | 0.67031 | {31E3CA9D-D54E-4B12-BCD7-9DB740FF58FA} | 254151101 | AUBERRY 1101 | R2839 | 37.0368 | -119.4516 | AUBERRY 1101R2839 | 165 | 143 | 30008.3567 | 20609.1212 | 9399.2355 | 20609.1212 | 9399.2355 | 0.030284 | 0.003202 | 1.9348 | 5.7442 | 1299 | 3.2266 | 670.4693 | 18669.6328 | 0
Central Valley | 3987 | 100 | 154.9411 | 228 | 206.1607 | 51 | 6.0558 | 152.8976 | 921.5566 | 22.6108 | 4.0117 | 110.2898 | 1.1306 | 0.0044898 | 0.00023423 | 0.4386 | 0.75156 | {2C34AC51-01A3-44C9-B45A-F5786A7BA8F0} | 163011101 | MARTELL 1101 | circuit_breaker | 38.3691 | -120.7969 | MARTELL 1101circuit_breaker | 399 | 748 | 53779.4966 | 21373.1568 | 32406.3398 | 8464.9135 | 6217.4051 | 0.011946 | 0.0044329 | 1.5494 | 4.4706 | 1301 | 0.22898 | 667.2427 | 18674.8895 | 0
Central Valley | 3226 | 308 | 420.2329 | 880 | 662.8215 | 73 | 3.0574 | 9.7835 | 43.1227 | 0.20273 | 2.0311 | 36.1016 | 1.0506 | 0.00011943 | 0.00023003 | 0.35 | 0.63401 | {C73A5D7F-692C-413A-8D72-DC21C7152C9F} | 163240402 | TAR FLAT 0402 | 3144 | 37.9906 | -120.3838 | TAR FLAT 04023144 | 95 | 248 | 19085.8712 | 8204.0408 | 10881.8304 | 7378.011 | 8049.0182 | 0.016792 | 0.0085603 | 1.3644 | 12.0548 | 1310 | 0.0087181 | 667.0137 | 18679.4712 | 0
Central Valley | 5210 | 137 | 275.8999 | 357 | 338.4326 | 103 | 19.1732 | 1460.8962 | 10083.2832 | 325.5025 | 7.0717 | 1009.5408 | 1.7104 | 0.030547 | 0.00022907 | 0.38375 | 0.81523 | {2D0A47C1-BF15-45C3-84C2-EF93E7A58095} | 252192105 | BEAR VALLEY 2105 | 11210 | 37.7228 | -120.2741 | BEAR VALLEY 210511210 | 184 | 132 | 39622.712 | 27422.5497 | 12200.1623 | 27422.5497 | 12200.1623 | 0.023594 | 0.0037338 | 2.0139 | 3.466 | 1312 | 3.1464 | 667.005 | 18696.5006 | 0
Central Valley | 4163 | 80 | 106.9652 | 292 | 215.3758 | 42 | 7.4842 | 84.7161 | 429.0031 | 8.0378 | 15.6394 | 203.2695 | 1.4948 | 0.024376 | 0.00022879 | 0.27397 | 0.49664 | {5512EE79-F6AF-4543-8A7B-B7E11740B6C7} | 252521103 | SAN JOAQUIN #2 1103 | 157026 | 37.2401 | -119.5576 | SAN JOAQUIN #2 1103157026 | 64 | 66 | 9734.3319 | 5166.9066 | 4567.4252 | 5166.9066 | 4567.4252 | 0.0096094 | 0.002526 | 1.3371 | 6.9524 | 1315 | 1.0238 | 663.8586 | 18699.7093 | 0
Central Valley | 4806 | 34 | 64.8994 | 143 | 98.1487 | 58 | 9.1719 | 889.1647 | 8096.8072 | 237.9342 | 3.9575 | 346.6525 | 1.5973 | 0.0070354 | 0.00022781 | 0.23776 | 0.66124 | {CE2E0286-475F-4451-81F2-51329124240C} | 252192101 | BEAR VALLEY 2101 | 90550 | 37.5158 | -120.0525 | BEAR VALLEY 210190550 | 60 | 52 | 17171.0018 | 12881.7348 | 4289.267 | 12881.7348 | 4289.267 | 0.013213 | 0.0028904 | 1.9088 | 2.4655 | 1320 | 0.40805 | 662.8349 | 18707.7088 | 0
Central Valley | 5765 | 554 | 763.4044 | 1412 | 1146.407 | 84 | 5.7366 | 17.6403 | 46.8543 | 0.39482 | 0.5168 | 6.2732 | 1.2748 | 0.00024864 | 0.00022746 | 0.39235 | 0.66591 | {AA0F2742-8D52-435A-9889-3CD8160159B6} | 163661702 | MIWUK 1702 | 9270 | 38.0261 | -120.2543 | MIWUK 17029270 | 119 | 140 | 16690.9395 | 9423.8186 | 7267.1209 | 9423.8186 | 7267.1209 | 0.019106 | 0.005566 | 1.378 | 16.8095 | 1322 | 0.020886 | 662.4268 | 18713.561 | 0
Central Valley | 7933 | 6 | 15.1475 | 73 | 29.4459 | 20 | 15.6855 | 1617.6414 | 8043.0663 | 178.6548 | 7.0501 | 162.5637 | 1.2976 | 0.00085771 | 0.00022481 | 0.082192 | 0.51442 | {E4D16BCD-AE1D-4E84-9AC4-94D1A6F08214} | 252811102 | MERCED FALLS 1102 | 22772 | 37.6288 | -120.308 | MERCED FALLS 110222772 | 37 | 42 | 8090.2848 | 3605.0516 | 4485.2332 | 3605.0516 | 4485.2332 | 0.0044963 | 0.00064277 | 2.5246 | 3.65 | 1327 | 0.017154 | 662.4059 | 18715.7998 | 0
Central Valley | 3710 | 68 | 109.7319 | 316 | 194.1311 | 95 | 6.2392 | 101.4786 | 528.9607 | 3.9571 | 7.4268 | 168.8223 | 1.2698 | 0.0016115 | 0.00022275 | 0.21519 | 0.56525 | {16B948B9-B372-45A4-B29D-56B8F2A70B74} | 162211101 | CALAVERAS CEMENT 1101 | circuit_breaker | 38.1697 | -120.6679 | CALAVERAS CEMENT 1101circuit_breaker | 491 | 801 | 69356.2814 | 29364.3079 | 39991.9735 | 16524.9105 | 8049.6131 | 0.021161 | 0.0068362 | 1.6137 | 3.3263 | 1333 | 0.15309 | 662.3888 | 18726.0617 | 0
Central Valley | 7470 | 32 | 60.5241 | 191 | 117.3752 | 47 | 14.4128 | 530.0099 | 5018.4012 | 478.7902 | 17.9181 | 390.2266 | 1.5857 | 0.025339 | 0.00022165 | 0.16754 | 0.51565 | {88D20852-6A01-4C0A-B81E-35A0065BE6FB} | 254452101 | MARIPOSA 2101 | 97142 | 37.5066 | -120.0082 | MARIPOSA 210197142 | 54 | 49 | 13415.2676 | 7406.0615 | 6009.2061 | 7406.0615 | 6009.2061 | 0.010417 | 0.0014435 | 1.8914 | 4.0638 | 1338 | 1.1909 | 662.2357 | 18730.6609 | 0
Central Valley | 4431 | 404 | 653.9833 | 3473 | 1736.848 | 827 | 16.0171 | 1578.5062 | 13538.9946 | 368.2771 | 18.7403 | 658.3623 | 1.6946 | 0.027718 | 0.00022045 | 0.11633 | 0.37653 | {38642A96-8776-4716-B709-CC59463C3DA7} | 254452102 | MARIPOSA 2102 | 37288 | 37.4205 | -119.8772 | MARIPOSA 210237288 | 829 | 666 | 212726.8733 | 136885.5796 | 75841.2937 | 136885.5796 | 75841.2937 | 0.18231 | 0.023964 | 1.6188 | 4.1995 | 1341 | 22.9229 | 661.0448 | 18815.6669 | 0
Central Valley | 4581 | 168 | 256.881 | 461 | 358.7177 | 92 | 18.7328 | 3542.7259 | 31113.3027 | 894.9516 | 15.2267 | 866.2732 | 1.7927 | 0.0055189 | 0.00021961 | 0.36443 | 0.71611 | {29E98E36-5623-4DDD-B302-D78235AF2960} | 254061102 | DUNLAP 1102 | 7849F | 36.6937 | -119.0524 | DUNLAP 11027849F | 68 | 53 | 20673.5046 | 13949.6344 | 6723.8703 | 13949.6344 | 6723.8703 | 0.020204 | 0.0016827 | 1.5291 | 5.0109 | 1344 | 0.50774 | 638.1219 | 18824.3296 | 0
Central Valley | 7662 | 306 | 416.4181 | 1044 | 778.8956 | 149 | 4.698 | 105.1385 | 1011.6224 | 15.2819 | 2.5767 | 38.8252 | 1.0747 | 0.0017417 | 0.0002188 | 0.2931 | 0.53463 | {FE7641C5-7812-4FD4-8B21-6308923D8DFD} | 254432102 | COARSEGOLD 2102 | 10330 | 37.2515 | -119.562 | COARSEGOLD 210210330 | 124 | 96 | 21945.6196 | 15524.0665 | 6421.5532 | 15524.0665 | 6421.5532 | 0.032602 | 0.010128 | 1.3608 | 7.0067 | 1346 | 0.25952 | 637.6142 | 18833.97 | 0
Central Valley | 4123 | 79 | 112.719 | 459 | 271.4528 | 33 | 2.671 | 2.4809 | 10.2196 | 0.096963 | 1.8907 | 4.218 | 1.0001 | 7.1547e-06 | 0.00021827 | 0.17211 | 0.41524 | {EA023699-472E-4198-908E-801A3A6750F5} | 163240401 | TAR FLAT 0401 | circuit_breaker | 37.9845 | -120.3795 | TAR FLAT 0401circuit_breaker | 107 | 418 | 22670.0405 | 5901.3044 | 16768.7361 | 5449.6774 | 14684.8851 | 0.0072029 | 0.0035541 | 1.4268 | 13.9091 | 1348 | 0.0002361 | 637.3546 | 18837.3543 | 0
Central Valley | 2139 | 0 | 0 | 24 | 5.3355 | 7 | 21.2506 | 1007.2251 | 2808.7225 | 52.1459 | 5.9106 | 136.356 | 1.0664 | 0.0014049 | 0.00021817 | 0 | 0 | {CFC21754-99CF-4E36-A5A0-12F128F562A8} | 252811102 | MERCED FALLS 1102 | 22774 | 37.5883 | -120.2764 | MERCED FALLS 110222774 | 35 | 31 | 6578.4576 | 5970.2453 | 608.2123 | 1272.8669 | 169.6124 | 0.0015272 | 0.00010127 |  | 3.4286 | 1349 | 0.0098346 | 637.3544 | 18838.1447 | 0
Central Valley | 2260 | 1075 | 1508.6024 | 2719 | 2280.5469 | 369 | 6.3441 | 74.1551 | 519.8638 | 10.0227 | 7.8084 | 106.9377 | 1.2929 | 0.017905 | 0.00021688 | 0.39537 | 0.66151 | {A6A3BCCC-F462-4ECA-85D9-4927341E1902} | 252531103 | SAN JOAQUIN #3 1103 | circuit_breaker | 37.2539 | -119.5194 | SAN JOAQUIN #3 1103circuit_breaker | 408 | 451 | 70440.3232 | 45356.6535 | 25083.6697 | 45356.6535 | 25083.6697 | 0.080027 | 0.023258 | 1.4034 | 7.3686 | 1353 | 6.6069 | 637.3446 | 18866.3112 | 0
Central Valley | 6081 | 491 | 682.521 | 1653 | 1229.9155 | 101 | 5.1922 | 6.46 | 18.7162 | 0.20178 | 0.72906 | 3.7901 | 1.1793 | 0.00015323 | 0.00021467 | 0.29704 | 0.55493 | {45D5D58B-80DE-4D2E-89C9-FED8B8DCC26F} | 163351702 | CURTIS 1702 | 68380 | 38.0151 | -120.2744 | CURTIS 170268380 | 175 | 406 | 29573.1738 | 10695.6106 | 18877.5632 | 10695.6106 | 18877.5632 | 0.021682 | 0.0063741 | 1.3901 | 16.3663 | 1363 | 0.015476 | 630.7376 | 18872.9532 | 0
Central Valley | 4728 | 448 | 644.2802 | 1202 | 942.3475 | 154 | 6.4272 | 28.0392 | 99.0491 | 1.443 | 3.6147 | 32.3959 | 1.2107 | 0.0052559 | 0.0002142 | 0.37271 | 0.6837 | {87827028-00DC-43D6-989D-C6C9D1E3E860} | 163351705 | CURTIS 1705 | circuit_breaker | 37.9745 | -120.3204 | CURTIS 1705circuit_breaker | 290 | 299 | 42466.3542 | 21968.5837 | 20497.7706 | 21100.4775 | 19805.2621 | 0.032986 | 0.010431 | 1.4381 | 7.8052 | 1368 | 0.80941 | 630.7222 | 18886.0566 | 0
Central Valley | 4890 | 130 | 263.152 | 547 | 396.2168 | 150 | 11.7538 | 1279.4315 | 8995.1437 | 212.472 | 4.5839 | 256.5671 | 1.5226 | 0.0066901 | 0.00021373 | 0.23766 | 0.66416 | {C6F5EE82-3D4A-4852-9595-AF1157128635} | 163451702 | FROGTOWN 1702 | 8482 | 38.0749 | -120.5687 | FROGTOWN 17028482 | 139 | 140 | 34353.058 | 23167.7877 | 11185.2703 | 23167.7877 | 11185.2703 | 0.032059 | 0.0066211 | 2.0242 | 3.6467 | 1371 | 1.0035 | 629.9128 | 18900.4438 | 0
Central Valley | 320 | 492 | 712.3969 | 1645 | 1219.5681 | 132 | 5.0711 | 56.5571 | 419.215 | 5.896 | 1.374 | 12.9543 | 1.0173 | 8.205e-05 | 0.00020963 | 0.29909 | 0.58414 | {A5122D22-FC3B-40AD-B1C9-1922AC7D5EB3} | 163351704 | CURTIS 1704 | 63502 | 38.0455 | -120.3925 | CURTIS 170463502 | 192 | 260 | 31137.1787 | 16791.7983 | 14345.3804 | 16791.7983 | 14345.3804 | 0.027672 | 0.0097862 | 1.448 | 12.4621 | 1381 | 0.010831 | 628.9092 | 18910.8715 | 0
Central Valley | 6352 | 3 | 3.6831 | 15 | 8.1954 | 5 | 2.2908 | 50.187 | 194.3789 | 1.2977 | 5.3889 | 174.843 | 1.4584 | 0.0026253 | 0.00020804 | 0.2 | 0.44942 | {CC3A7F8F-5717-4639-B6A5-ECE8361467E4} | 163341101 | CLAY 1101 | circuit_breaker | 38.3423 | -120.9347 | CLAY 1101circuit_breaker | 103 | 201 | 11121.7933 | 4411.9174 | 6709.8759 | 707.4258 | 67.6469 | 0.0010402 | 0.00045701 | 1.2277 | 3 | 1386 | 0.013126 | 628.8984 | 18911.3108 | 0
Central Valley | 7027 | 0 | 0 | 40 | 10.6865 | 18 | 19.4719 | 2108.7728 | 13318.624 | 1070.3202 | 14.3698 | 1030.7694 | 1.808 | 0.017547 | 0.00020791 | 0 | 0 | {755777FC-6215-430E-868E-B21D92A14A1A} | 252941107 | TIVY VALLEY 1107 | 7380 | 36.7051 | -119.3751 | TIVY VALLEY 11077380 | 309 | 293 | 62776.0426 | 45102.1031 | 17673.9395 | 18290.2186 | 8734.3587 | 0.0037424 | 0.0002806 |  | 2.2222 | 1387 | 0.31585 | 628.8853 | 18922.669 | 0
Central Valley | 4260 | 220 | 336.8734 | 1122 | 687.0245 | 225 | 10.6956 | 451.1878 | 3714.3694 | 107.7361 | 4.53 | 172.8714 | 1.3599 | 0.0012134 | 0.00020741 | 0.19608 | 0.49034 | {FABC253B-2AB5-4209-985F-A0BF3DABCFE0} | 254452101 | MARIPOSA 2101 | 8030 | 37.5701 | -119.9416 | MARIPOSA 21018030 | 192 | 160 | 45373.7027 | 30213.4552 | 15160.2474 | 30213.4552 | 15160.2474 | 0.046666 | 0.0087595 | 1.5312 | 4.9867 | 1390 | 0.27302 | 628.5694 | 18941.4316 | 0
Central Valley | 8291 | 34 | 51.556 | 147 | 89.3628 | 30 | 11.0606 | 560.9518 | 2244.7851 | 116.3366 | 4.4782 | 201.6621 | 1.2029 | 0.00088921 | 0.00020709 | 0.23129 | 0.57693 | {9E89ADDE-355B-4153-8A3A-140410223CE4} | 163341103 | CLAY 1103 | 7142 | 38.3168 | -120.9416 | CLAY 11037142 | 112 | 100 | 31804.4007 | 24816.4121 | 6987.9887 | 5016.468 | 1745.2618 | 0.0062127 | 0.0010278 | 1.5164 | 4.9 | 1391 | 0.026676 | 628.2964 | 18944.5468 | 0
Central Valley | 129 | 533 | 836.8074 | 2064 | 1429.0126 | 389 | 7.6122 | 743.3766 | 6393.1955 | 140.2714 | 14.6013 | 399.7011 | 1.577 | 0.042412 | 0.00020573 | 0.25824 | 0.58558 | {65F04F88-77E2-416B-8718-E84D34A90738} | 252521103 | SAN JOAQUIN #2 1103 | circuit_breaker | 37.2039 | -119.4966 | SAN JOAQUIN #2 1103circuit_breaker | 761 | 839 | 162156.2756 | 109277.3995 | 52878.8762 | 109277.3995 | 52878.8762 | 0.08003 | 0.021785 | 1.57 | 5.3059 | 1395 | 16.4981 | 628.2697 | 19012.4081 | 1
Central Valley | 5452 | 17 | 32.9023 | 134 | 63.1028 | 36 | 7.3488 | 90.0336 | 462.1828 | 43.7443 | 8.593 | 51.8466 | 1.1963 | 0.0043667 | 0.00020306 | 0.12687 | 0.52141 | {03406AFB-92D3-4CE9-B7EA-72DA34AFA832} | 162991102 | CORRAL 1102 | 14028 | 38.1461 | -120.8611 | CORRAL 110214028 | 184 | 284 | 26243.5371 | 12833.3324 | 13410.2047 | 5856.3944 | 5472.8552 | 0.00731 | 0.0019466 | 1.9354 | 3.7222 | 1403 | 0.1572 | 611.7716 | 19016.0449 | 0
Central Valley | 5336 | 4 | 7.7799 | 11 | 10.3706 | 7 | 7.7823 | 146.6408 | 1139.1021 | 11.8487 | 13.391 | 683.7084 | 1.6852 | 0.037301 | 0.00020136 | 0.36364 | 0.75019 | {96707C24-07B2-408B-B719-59181F4D3F8C} | 254452102 | MARIPOSA 2102 | 241564 | 37.4871 | -119.9619 | MARIPOSA 2102241564 | 43 | 13 | 2371.1669 | 1779.8257 | 591.3412 | 874.7258 | 209.6462 | 0.0014095 | 0.00042138 | 1.945 | 1.5714 | 1406 | 0.2611 | 611.6144 | 19016.5881 | 0
Central Valley | 7881 | 47 | 64.4398 | 163 | 127.774 | 48 | 11.2516 | 607.7303 | 5132.6676 | 82.121 | 3.6348 | 189.0835 | 1.3105 | 0.0004203 | 0.00020046 | 0.28834 | 0.50433 | {A8F5C818-FC4E-4829-9378-1203403CDD9C} | 252192105 | BEAR VALLEY 2105 | 4609 | 37.713 | -120.0988 | BEAR VALLEY 21054609 | 49 | 52 | 12030.0497 | 7321.9227 | 4708.127 | 7321.9227 | 4708.127 | 0.0096222 | 0.0015852 | 1.3711 | 3.3958 | 1410 | 0.020174 | 611.3533 | 19021.135 | 0
Central Valley | 1092 | 120 | 188.4849 | 518 | 339.1843 | 61 | 5.5364 | 59.8079 | 396.6003 | 26.2672 | 2.7202 | 35.8053 | 1.1288 | 0.0052863 | 0.00020034 | 0.23166 | 0.5557 | {290F2F85-BD8F-4301-9FF5-97DAAF38092F} | 163781705 | PEORIA 1705 | 6697 | 37.9607 | -120.4259 | PEORIA 17056697 | 72 | 85 | 13257.4547 | 6657.3541 | 6600.1006 | 6657.3541 | 6600.1006 | 0.012221 | 0.0050683 | 1.5707 | 8.4918 | 1411 | 0.32247 | 611.3331 | 19025.2692 | 0
Central Valley | 1263 | 180 | 273.4119 | 905 | 602.1127 | 174 | 4.4308 | 123.3208 | 644.7599 | 9.0164 | 2.1925 | 53.2167 | 1.1434 | 5.3393e-05 | 0.00019953 | 0.1989 | 0.45409 | {3FB47D58-B406-4320-8238-19B8B73E9349} | 162211101 | CALAVERAS CEMENT 1101 | 2646 | 38.2992 | -120.6982 | CALAVERAS CEMENT 11012646 | 212 | 162 | 46705.3583 | 28470.7774 | 18234.5809 | 28470.7774 | 18234.5809 | 0.034718 | 0.012653 | 1.519 | 5.2011 | 1415 | 0.0092904 | 611.0107 | 19042.9496 | 0
Central Valley | 1151 | 63 | 174.9086 | 283 | 231.5987 | 87 | 6.7761 | 24.1519 | 91.4446 | 3.2663 | 10.0839 | 165.9997 | 1.1534 | 0.014912 | 0.00019822 | 0.22261 | 0.75522 | {EB467927-3D28-42DC-B202-516334CB2DF4} | 162991103 | CORRAL 1103 | 36680 | 38.1245 | -120.8473 | CORRAL 110336680 | 430 | 886 | 77894.271 | 32149.378 | 45744.8931 | 13725.8331 | 15814.5755 | 0.017245 | 0.0049011 | 2.7763 | 3.2529 | 1421 | 1.2973 | 611.0014 | 19051.4733 | 0
Central Valley | 1211 | 552 | 810.3465 | 2651 | 1780.2598 | 273 | 6.5615 | 110.4035 | 961.3205 | 22.9496 | 3.917 | 51.048 | 1.0538 | 0.0026154 | 0.00019448 | 0.20822 | 0.45518 | {194E4857-C055-4CC4-9616-06A060725A90} | 254421103 | OAKHURST 1103 | 5480 | 37.3754 | -119.6293 | OAKHURST 11035480 | 287 | 542 | 57261.8501 | 27507.5877 | 29754.2625 | 27507.5877 | 29754.2625 | 0.053093 | 0.016008 | 1.468 | 9.7106 | 1428 | 0.71402 | 609.704 | 19068.5555 | 1
Central Valley | 8007 | 9 | 12.2273 | 135 | 66.9621 | 15 | 6.6614 | 6.0352 | 16.9855 | 0.15686 | 0.056637 | 4.8135 | 2.336 | 0.00038262 | 0.00019292 | 0.066667 | 0.1826 | {5BC70572-47B3-4492-B9B0-A912C8860F45} | 163692102 | SALT SPRINGS 2102 | L7283 | 38.314 | -120.2557 | SALT SPRINGS 2102L7283 | 18 | 52 | 3175.3975 | 1066.8481 | 2108.5494 | 1066.8481 | 2108.5494 | 0.0028938 | 0.00060099 | 1.3586 | 9 | 1441 | 0.0057393 | 608.99 | 19069.218 | 0
Central Valley | 8781 | 19 | 36.2761 | 140 | 78.8247 | 52 | 18.5145 | 1638.1005 | 16602.2179 | 1003.0518 | 6.4587 | 1127.9384 | 1.7761 | 0.03133 | 0.00019177 | 0.13571 | 0.46021 | {C6F77565-3ECF-49F4-A49E-50D716B67BE9} | 252192105 | BEAR VALLEY 2105 | 9570 | 37.7156 | -120.2026 | BEAR VALLEY 21059570 | 78 | 58 | 20050.174 | 12951.7997 | 7098.3743 | 12951.7997 | 7098.3743 | 0.0099721 | 0.0012396 | 1.9093 | 2.6923 | 1443 | 1.6291 | 608.9843 | 19077.2611 | 0
Central Valley | 2984 | 13 | 18.9662 | 142 | 77.0199 | 25 | 9.1177 | 92.2702 | 1065.5801 | 30.3705 | 0.34044 | 13.5735 | 1.0182 | 0.0012963 | 0.00018607 | 0.091549 | 0.24625 | {63080617-6586-4F7A-B820-64DDE42B59AD} | 162821702 | STANISLAUS 1702 | 1888 | 38.2367 | -120.3628 | STANISLAUS 17021888 | 425 | 698 | 57798.7161 | 30461.9306 | 27336.7854 | 30461.9306 | 27336.7854 | 0.0046517 | 0.0017855 | 1.4589 | 5.68 | 1460 | 0.032406 | 607.3551 | 19096.178 | 0
Central Valley | 3488 | 62 | 104.0426 | 248 | 169.6506 | 109 | 7.4422 | 266.8481 | 1422.33 | 15.165 | 8.3532 | 335.4793 | 1.325 | 0.0081063 | 0.00018429 | 0.25 | 0.61328 | {C597D1DF-05AF-4117-9139-6F79BFFC0A15} | 163541101 | OLETA 1101 | 13478 | 38.4364 | -120.8347 | OLETA 110113478 | 309 | 508 | 44804.9946 | 24622.6296 | 20182.365 | 19228.1516 | 8262.8231 | 0.020088 | 0.0063062 | 1.6781 | 2.2752 | 1468 | 0.88359 | 607.3227 | 19108.1186 | 1
Central Valley | 482 | 48 | 72.3196 | 224 | 127.6117 | 55 | 29.8348 | 2770.2849 | 18781.9445 | 1333.448 | 11.0717 | 1085.4295 | 1.7711 | 0.01124 | 0.00018279 | 0.21429 | 0.56672 | {B007F88B-9403-4642-A8D2-16BDDDACB785} | 252941107 | TIVY VALLEY 1107 | circuit_breaker | 36.7704 | -119.3932 | TIVY VALLEY 1107circuit_breaker | 384 | 292 | 86765.2136 | 68308.1954 | 18457.0183 | 19259.2253 | 4091.3705 | 0.010054 | 0.0018582 | 1.5067 | 4.0727 | 1474 | 0.61822 | 606.4391 | 19120.0786 | 0
Central Valley | 1561 | 90 | 197.5377 | 294 | 246.8157 | 54 | 5.1236 | 14.9196 | 49.4519 | 0.93336 | 7.6325 | 43.5779 | 1.1115 | 0.0013387 | 0.00018142 | 0.30612 | 0.80034 | {A87A01D7-FDFF-4B8F-B41F-FAA11796C3AB} | 162991103 | CORRAL 1103 | 59770 | 38.1188 | -120.8616 | CORRAL 110359770 | 149 | 297 | 27913.6581 | 11687.7898 | 16225.8683 | 6842.3899 | 8186.6604 | 0.0097965 | 0.0032401 | 2.1949 | 5.4444 | 1483 | 0.072287 | 605.8209 | 19124.3277 | 0
Central Valley | 894 | 56 | 121.909 | 453 | 280.336 | 63 | 3.3052 | 7.8418 | 23.1324 | 0.16396 | 2.3582 | 9.6706 | 1.0063 | 0.00023753 | 0.00018096 | 0.12362 | 0.43487 | {8B476FB2-9EFB-4231-AA3D-ADAA150B87C8} | 163781705 | PEORIA 1705 | 90374 | 37.9593 | -120.4019 | PEORIA 170590374 | 79 | 96 | 13098.3959 | 7135.3675 | 5963.0284 | 6578.4615 | 5919.9231 | 0.011401 | 0.0062972 | 2.1769 | 7.1905 | 1484 | 0.014965 | 605.7486 | 19128.413 | 0
Central Valley | 4122 | 101 | 165.838 | 328 | 238.8106 | 99 | 6.172 | 477.6009 | 2214.9791 | 47.4903 | 3.8023 | 465.2355 | 1.5394 | 0.0011237 | 0.00017913 | 0.30793 | 0.69443 | {BE4CA008-D653-4EED-9B85-D4D7237516F5} | 163231101 | NORTH BRANCH 1101 | circuit_breaker | 38.1998 | -120.7197 | NORTH BRANCH 1101circuit_breaker | 187 | 96 | 40371.1588 | 32618.4392 | 7752.7196 | 23932.4889 | 5098.8029 | 0.017734 | 0.0062782 | 1.642 | 3.3131 | 1490 | 0.11124 | 605.7337 | 19143.275 | 0
Central Valley | 3135 | 46 | 125.5443 | 1878 | 954.8411 | 111 | 16.1785 | 164.1443 | 3539.6768 | 210.9148 | 0.53641 | 4.7817 | 1.0065 | 0.00014607 | 0.00017877 | 0.024494 | 0.13148 | {EF855D85-A8A9-46E0-809B-873120E44CEB} | 162831702 |  | 9280 | 38.1992 | -120.0197 | 9280 | 159 | 432 | 22009.2787 | 10238.6401 | 11770.6386 | 10238.6401 | 11770.6386 | 0.019844 | 0.0023469 | 2.7292 | 16.9189 | 1492 | 0.016214 | 605.6224 | 19149.6332 | 0
Central Valley | 1005 | 9 | 12.2964 | 58 | 38.514 | 26 | 7.6752 | 38.9282 | 238.2688 | 2.5809 | 0.76464 | 20.6264 | 1.0756 | 0.00027992 | 0.00017816 | 0.15517 | 0.31927 | {B1C3BF34-DFE5-420F-B7AD-C0CAC681FC7D} | 254452101 | MARIPOSA 2101 | 439030 | 37.4657 | -119.7562 | MARIPOSA 2101439030 | 314 | 470 | 58722.1343 | 31566.7616 | 27155.3727 | 31566.7616 | 27155.3727 | 0.0046321 | 0.0013274 | 1.3663 | 2.2308 | 1494 | 0.007278 | 605.6062 | 19169.2362 | 0
Central Valley | 6533 | 181 | 324.2683 | 725 | 516.7034 | 131 | 5.8427 | 232.0438 | 1206.6737 | 13.7332 | 11.1213 | 300.1173 | 1.4803 | 0.014736 | 0.00017581 | 0.24966 | 0.62757 | {23616425-EB34-423E-9DF9-30BB0AE7795F} | 163541102 | OLETA 1102 | circuit_breaker | 38.4807 | -120.8451 | OLETA 1102circuit_breaker | 190 | 146 | 34746.1334 | 24558.1337 | 10187.9997 | 21808.3893 | 8879.1301 | 0.023031 | 0.0067455 | 1.7915 | 5.5344 | 1499 | 1.9304 | 605.5989 | 19182.7792 | 0
Central Valley | 6304 | 461 | 664.3118 | 947 | 896.9965 | 57 | 4.8041 | 4.8671 | 12.9359 | 0.20406 | 0.53503 | 2.5334 | 1.6319 | 3.8203e-06 | 0.00017364 | 0.4868 | 0.7406 | {976CA043-61DE-4F22-87BA-0696E25C4DF1} | 163661702 | MIWUK 1702 | 47143 | 38.0045 | -120.2628 | MIWUK 170247143 | 150 | 375 | 24675.5978 | 7868.7696 | 16806.8282 | 7868.7696 | 16806.8282 | 0.0098975 | 0.0039558 | 1.441 | 16.614 | 1510 | 0.00021775 | 603.6685 | 19187.6657 | 1
Central Valley | 4351 | 65 | 96.8964 | 324 | 195.2828 | 72 | 5.5194 | 1658.247 | 12599.0741 | 144.0307 | 3.9551 | 267.9446 | 1.3261 | 0.0010377 | 0.00017089 | 0.20062 | 0.49618 | {73BBABA3-6CA4-41B8-A40A-89CE8D63C8FE} | 162161102 | ELECTRA 1102 | 4756 | 38.3164 | -120.713 | ELECTRA 11024756 | 186 | 233 | 30649.0725 | 19012.5154 | 11636.5571 | 15007.7986 | 5834.5065 | 0.012304 | 0.0043169 | 1.4907 | 4.5 | 1520 | 0.074716 | 603.6683 | 19196.9856 | 0
Central Valley | 5946 | 32 | 49.3285 | 74 | 69.474 | 13 | 6.6492 | 124.5611 | 1230.6068 | 16.2836 | 0.27997 | 6.2369 | 1.0116 | 0.00010562 | 0.00016517 | 0.43243 | 0.71003 | {8AAD3A20-76BA-4DD7-9403-7AA47644DC04} | 163781701 | PEORIA 1701 | 69124 | 37.8554 | -120.2251 | PEORIA 170169124 | 60 | 106 | 8511.5167 | 4347.2792 | 4164.2375 | 4347.2792 | 4164.2375 | 0.0021472 | 0.00069371 | 1.5415 | 5.6923 | 1531 | 0.0013731 | 603.5936 | 19199.6852 | 0
Central Valley | 8475 | 59 | 142.3717 | 189 | 187.1244 | 69 | 25.2511 | 6627.5921 | 41002.5708 | 1220.3535 | 40.2623 | 1654.8022 | 1.8448 | 0.039041 | 0.0001647 | 0.31217 | 0.76084 | {E54C0E82-949E-4C90-9607-A30CD2E7D9C4} | 254601103 | SAND CREEK 1103 | circuit_breaker | 36.6443 | -119.1595 | SAND CREEK 1103circuit_breaker | 105 | 67 | 24265.835 | 20610.8944 | 3654.9406 | 20610.8944 | 3654.9406 | 0.011364 | 0.00068959 | 2.4131 | 2.7391 | 1533 | 2.6938 | 603.5922 | 19212.4846 | 0
Central Valley | 8459 | 21 | 35.7696 | 166 | 88.7984 | 36 | 9.5959 | 269.7713 | 2799.5151 | 204.8896 | 10.0755 | 228.6332 | 1.4197 | 0.015159 | 0.00016158 | 0.12651 | 0.40282 | {050E06AF-91BE-429B-BDFE-3EAD80F24863} | 254452101 | MARIPOSA 2101 | circuit_breaker | 37.5047 | -120.0077 | MARIPOSA 2101circuit_breaker | 65 | 43 | 6979.1883 | 4029.4321 | 2949.7561 | 4029.4321 | 2949.7561 | 0.0058169 | 0.0014084 | 1.7033 | 4.6111 | 1542 | 0.54574 | 600.8984 | 19214.9869 | 0
Central Valley | 4077 | 198 | 264.2514 | 1053 | 662.2253 | 178 | 6.2394 | 262.3479 | 3582.5977 | 30.3251 | 1.0397 | 46.2687 | 1.0961 | 0.0002973 | 0.00015907 | 0.18803 | 0.39904 | {36E417A9-B355-4038-92B6-BA6B805D598D} | 254452101 | MARIPOSA 2101 | 10170 | 37.5164 | -119.8354 | MARIPOSA 210110170 | 204 | 269 | 50113.7807 | 26174.8185 | 23938.9622 | 26174.8185 | 23938.9622 | 0.028315 | 0.0075467 | 1.3346 | 5.9157 | 1547 | 0.05292 | 600.3526 | 19231.2414 | 0
Central Valley | 2031 | 107 | 155.662 | 658 | 393.4169 | 77 | 3.2881 | 263.5195 | 2036.6378 | 14.2311 | 3.3204 | 169.4608 | 1.4433 | 0.0025361 | 0.00015605 | 0.16261 | 0.39567 | {C6E29021-78E0-4CE1-AD84-6C3DE1BD57E9} | 163541102 | OLETA 1102 | 1228 | 38.5137 | -120.825 | OLETA 11021228 | 498 | 344 | 107856.612 | 69198.1694 | 38658.4425 | 12585.9936 | 8245.9928 | 0.012016 | 0.0054659 | 1.4548 | 8.5455 | 1560 | 0.19528 | 600.2997 | 19239.0573 | 0
Central Valley | 2295 | 115 | 199.9183 | 933 | 433.7359 | 240 | 8.4183 | 768.4821 | 4501.0725 | 95.4193 | 11.5364 | 538.8131 | 1.4955 | 0.019027 | 0.00015506 | 0.12326 | 0.46092 | {31882BA6-5D81-4512-9217-A61120B12235} | 163341101 | CLAY 1101 | 13442 | 38.3516 | -120.9352 | CLAY 110113442 | 404 | 684 | 84710.1098 | 49967.0249 | 34743.085 | 40782.5793 | 18451.3525 | 0.037214 | 0.0091218 | 1.7384 | 3.8875 | 1565 | 4.5666 | 600.1045 | 19264.3833 | 0
Central Valley | 997 | 35 | 95.0562 | 114 | 117.3244 | 31 | 5.7408 | 25.5193 | 102.893 | 2.1456 | 14.0656 | 270.5184 | 1.2014 | 0.020396 | 0.00015435 | 0.30702 | 0.8102 | {03D991AF-6109-4C4F-9E0E-284738E05B02} | 162991103 | CORRAL 1103 | circuit_breaker | 38.1015 | -120.9263 | CORRAL 1103circuit_breaker | 538 | 1107 | 101206.9579 | 46165.5988 | 55041.3591 | 4196.3293 | 8098.016 | 0.004785 | 0.0017695 | 2.7159 | 3.6774 | 1569 | 0.63226 | 595.5379 | 19266.9892 | 0
Central Valley | 7192 | 0 | 0 | 2 | 0.70188 | 1 |  |  |  |  | 0.0044248 | 3.3405 | 1 | 1.0153e-05 | 0.00015283 | 0 | 0 | {76B6EBA6-803A-40C7-99AD-9AD455E44C8B} | 163201101 | WEST POINT 1101 | L2219 | 38.4909 | -120.5268 | WEST POINT 1101L2219 | 58 | 88 | 10125.0934 | 5487.8839 | 4637.2094 | 5487.8839 | 4637.2094 | 0.00015283 | 0.00015283 |  | 2 | 1575 | 1.0153e-05 | 594.9056 | 19270.3972 | 0
Central Valley | 9051 | 24 | 38.1283 | 1562 | 727.0168 | 196 | 11.4788 | 270.8849 | 6516.1794 | 867.6597 | 0.089455 | 5.3592 | 1.0043 | 0.00034477 | 0.00015203 | 0.015365 | 0.052445 | {02C4638B-890A-4131-8AEF-2E0622DB34D6} | 163692102 | SALT SPRINGS 2102 | 8442 | 38.4156 | -120.1341 | SALT SPRINGS 21028442 | 80 | 61 | 21783.4381 | 19520.8754 | 2262.5627 | 19520.8754 | 2262.5627 | 0.029799 | 0.0037849 | 1.5887 | 7.9694 | 1581 | 0.067574 | 594.9056 | 19282.5197 | 0
Central Valley | 8805 | 31 | 72.3784 | 281 | 175.2443 | 42 | 4.6851 | 168.7275 | 834.837 | 8.1979 | 4.5074 | 446.1832 | 1.5886 | 0.0038911 | 0.00015067 | 0.11032 | 0.41301 | {CC378BAE-BD49-4ABE-8599-52019F7E517A} | 163341103 | CLAY 1103 | 59714 | 38.3395 | -120.9268 | CLAY 110359714 | 36 | 25 | 9476.6353 | 7453.2846 | 2023.3507 | 7453.2846 | 2023.3507 | 0.0063282 | 0.0025174 | 2.3348 | 6.6905 | 1589 | 0.16343 | 594.838 | 19287.1482 | 0
Central Valley | 1009 | 259 | 395.8358 | 6033 | 2862.6304 | 278 | 6.5727 | 15.9375 | 163.7091 | 2.4625 | 0.49262 | 3.6968 | 1.2618 | 0.00040456 | 0.00014926 | 0.042931 | 0.13828 | {11FD881F-3901-4F70-8CA9-73ABCE362AB7} | 163692102 | SALT SPRINGS 2102 | 3142 | 38.3018 | -120.277 | SALT SPRINGS 21023142 | 449 | 923 | 62767.5331 | 27128.7333 | 35638.7997 | 27128.7333 | 35638.7997 | 0.041495 | 0.011969 | 1.5283 | 21.7014 | 1596 | 0.11247 | 594.6746 | 19303.9951 | 0
Central Valley | 8537 | 16 | 24.2053 | 248 | 125.3578 | 14 | 7.8287 | 7.5988 | 16.5948 | 0.20034 | 0.43521 | 6.057 | 1.0032 | 0.00039667 | 0.00014862 | 0.064516 | 0.19309 | {99944090-D986-4C85-A635-DE641A326023} | 163692102 | SALT SPRINGS 2102 | L485 | 38.2974 | -120.2742 | SALT SPRINGS 2102L485 | 24 | 52 | 3455.5812 | 1339.4234 | 2116.1578 | 1339.4234 | 2116.1578 | 0.0020806 | 0.00049236 | 1.5128 | 17.7143 | 1598 | 0.0055534 | 594.5621 | 19304.8269 | 0
Central Valley | 876 | 827 | 1142.362 | 1758 | 1553.7542 | 239 | 7.9161 | 143.4698 | 1364.4798 | 26.8764 | 4.5264 | 160.6817 | 1.3086 | 0.0095641 | 0.00014718 | 0.47042 | 0.73523 | {4272B914-DD96-40AD-9866-404625A4A67D} | 254452101 | MARIPOSA 2101 | 10240 | 37.5245 | -119.9173 | MARIPOSA 210110240 | 237 | 315 | 55285.3492 | 34426.9078 | 20858.4414 | 34426.9078 | 20858.4414 | 0.035176 | 0.008868 | 1.3813 | 7.3556 | 1608 | 2.2858 | 594.5566 | 19326.206 | 0
Central Valley | 2628 | 3 | 4.0758 | 11 | 9.6899 | 1 |  |  |  |  | 0.56416 | 24.3338 | 1.0066 | 0.0035106 | 0.00014702 | 0.27273 | 0.42062 | {71852C93-FB23-454D-AA22-159ABBF0F364} | 153662102 | APPLE HILL 2102 | 77546 | 38.5701 | -120.7327 | APPLE HILL 210277546 | 540 | 433 | 91653.5791 | 69457.7296 | 22195.8495 | 69457.7296 | 22195.8495 | 0.00014702 | 0.00014702 | 1.3586 | 11 | 1610 | 0.0035106 | 592.2708 | 19369.3392 | 0
Central Valley | 5467 | 72 | 99.8059 | 480 | 269.6757 | 40 | 1.6069 | 5.3165 | 10.2147 | 0.04908 | 1.4289 | 8.2313 | 0.97677 | 6.5405e-06 | 0.00014559 | 0.15 | 0.3701 | {9E6CCAD4-16BF-438A-8FB8-933F07D27C09} | 163351701 | CURTIS 1701 | 90120 | 37.9736 | -120.3748 | CURTIS 170190120 | 186 | 477 | 31034.2008 | 8306.5424 | 22727.6584 | 4659.8125 | 11656.5568 | 0.0058235 | 0.0039381 | 1.3862 | 12 | 1616 | 0.00026162 | 592.2673 | 19372.233 | 0
Central Valley | 6703 | 32 | 43.4747 | 564 | 267.4049 | 44 | 5.7801 | 6.6349 | 17.7227 | 0.14972 | 0.097561 | 2.7402 | 1.1828 | 0.00013002 | 0.00014128 | 0.056738 | 0.16258 | {935356E3-FEB4-4879-A7C1-1F4676D9B041} | 163692102 | SALT SPRINGS 2102 | L491 | 38.3076 | -120.2664 | SALT SPRINGS 2102L491 | 56 | 114 | 8083.4089 | 3564.5514 | 4518.8575 | 3564.5514 | 4518.8575 | 0.0062161 | 0.0017271 | 1.3586 | 12.8182 | 1626 | 0.005721 | 592.267 | 19374.4466 | 0
Central Valley | 8869 | 24 | 44.9778 | 100 | 72.0228 | 20 | 6.6414 | 399.7794 | 1855.0134 | 42.0044 | 7.3713 | 523.8288 | 1.5997 | 0.0085256 | 0.00014057 | 0.24 | 0.62449 | {3D156343-1F71-46EE-A300-26BD3EB64071} | 163541101 | OLETA 1101 | circuit_breaker | 38.4807 | -120.8451 | OLETA 1101circuit_breaker | 25 | 3 | 5694.3587 | 5393.0771 | 301.2817 | 5372.4907 | 301.2817 | 0.0028114 | 0.0010604 | 1.8741 | 5 | 1630 | 0.17051 | 592.2613 | 19377.7829 | 0
Central Valley | 3487 | 180 | 249.3732 | 724 | 546.126 | 54 | 2.8731 | 6.5274 | 45.7007 | 0.47033 | 1.0985 | 8.9062 | 1.03 | 0.00067269 | 0.00013809 | 0.24862 | 0.45662 | {B3D10DC1-455E-4DDF-8795-B604423C3B61} | 254421103 | OAKHURST 1103 | 77384 | 37.3389 | -119.5843 | OAKHURST 110377384 | 159 | 554 | 26182.3972 | 7607.5657 | 18574.8315 | 7607.5657 | 18574.8315 | 0.0074569 | 0.0040535 | 1.3854 | 13.4074 | 1643 | 0.036325 | 592.0908 | 19382.5072 | 0
Central Valley | 5573 | 874 | 1194.009 | 2332 | 1829.9309 | 330 | 4.4368 | 123.4842 | 1117.1243 | 14.5014 | 4.8592 | 101.6711 | 1.2267 | 0.0037235 | 0.00013786 | 0.37479 | 0.65249 | {B247F56B-7C52-4365-95E5-8882465CCCBA} | 252531103 | SAN JOAQUIN #3 1103 | 5100 | 37.2311 | -119.4942 | SAN JOAQUIN #3 11035100 | 367 | 538 | 71356.1394 | 42249.6443 | 29106.4951 | 42249.6443 | 29106.4951 | 0.045495 | 0.016187 | 1.3661 | 7.0667 | 1644 | 1.2288 | 592.0544 | 19408.7442 | 0
Central Valley | 578 | 0 | 0 | 7 | 3.569 | 1 |  |  |  |  | 0 | 0.09469 | 1 | 9.0108e-06 | 0.00013564 | 0 | 0 | {550714A4-7303-4842-936D-572C7CE200C4} | 152762101 | EL DORADO PH 2101 | 6852 | 38.7612 | -120.5582 | EL DORADO PH 21016852 | 577 | 1140 | 95692.4307 | 40526.8318 | 55165.5989 | 40526.8318 | 55165.5989 | 0.00013564 | 0.00013564 |  | 7 | 1661 | 9.0108e-06 | 590.8257 | 19433.9114 | 0
Central Valley | 8506 | 13 | 23.8966 | 117 | 65.3313 | 19 | 2.0927 | 65.4346 | 230.1041 | 0.79635 | 2.2542 | 39.7203 | 1.1579 | 0.00050897 | 0.00013417 | 0.11111 | 0.36578 | {21D2A9B2-3258-44D7-A4FD-EDFB8BC88DE8} | 163781705 | PEORIA 1705 | 70198 | 37.9573 | -120.4383 | PEORIA 170570198 | 84 | 85 | 8397.8451 | 5122.9043 | 3274.9408 | 3727.5999 | 779.5944 | 0.0025493 | 0.0014649 | 1.8382 | 6.1579 | 1678 | 0.0096704 | 590.8257 | 19436.2262 | 0
Central Valley | 5033 | 51 | 83.3029 | 215 | 153.5281 | 46 | 3.093 | 386.2614 | 2616.6096 | 13.6313 | 1.3858 | 138.8888 | 1.3568 | 0.0031093 | 0.00013196 | 0.23721 | 0.54259 | {2ADCBD92-66F4-407E-9ADA-EA48C32C4604} | 163541102 | OLETA 1102 | 2642 | 38.5013 | -120.8481 | OLETA 11022642 | 29 | 24 | 9076.656 | 7497.8568 | 1578.7992 | 7497.8568 | 1578.7992 | 0.0060703 | 0.0029089 | 1.6334 | 4.6739 | 1691 | 0.14303 | 590.816 | 19440.8824 | 0
Central Valley | 2713 | 378 | 532.8719 | 1652 | 1130.3153 | 227 | 9.4889 | 173.9163 | 1560.0221 | 104.308 | 2.838 | 77.2097 | 1.187 | 0.0010134 | 0.0001317 | 0.22881 | 0.47144 | {AF3C9CC3-4B67-4003-BBC4-2AADCCAC2E66} | 254151101 | AUBERRY 1101 | R2845 | 37.0536 | -119.4614 | AUBERRY 1101R2845 | 244 | 306 | 50780.4756 | 28634.7335 | 22145.7421 | 28634.7335 | 22145.7421 | 0.029896 | 0.0055816 | 1.4097 | 7.2775 | 1692 | 0.23003 | 590.673 | 19458.6646 | 0
Central Valley | 2206 | 38 | 98.6815 | 166 | 132.7997 | 28 | 3.3111 | 13.2324 | 62.5532 | 1.3337 | 10.1916 | 247.0461 | 1.1666 | 0.031244 | 0.00013165 | 0.22892 | 0.74309 | {6748E8F4-5236-4133-9E21-482CCE2EC069} | 162991103 | CORRAL 1103 | 13474 | 38.1118 | -120.8661 | CORRAL 110313474 | 153 | 327 | 29718.9933 | 11606.5963 | 18112.3971 | 3896.5378 | 7338.3067 | 0.0036861 | 0.0026068 | 2.5969 | 5.9286 | 1693 | 0.87484 | 590.4429 | 19461.0843 | 0
Central Valley | 7364 | 12 | 21.3183 | 50 | 31.0093 | 25 | 9.48 | 343.0973 | 1344.3515 | 13.5059 | 1.3353 | 309.1285 | 1.395 | 6.8791e-05 | 0.00013146 | 0.24 | 0.68748 | {D6A9F596-51F2-4D36-A52E-B2F47C72F950} | 163781704 | PEORIA 1704 | 13490 | 37.902 | -120.5808 | PEORIA 170413490 | 97 | 34 | 11268.7456 | 8715.5754 | 2553.1702 | 6383.5889 | 1485.7612 | 0.0032865 | 0.00061608 | 1.7765 | 2 | 1694 | 0.0017198 | 589.5681 | 19465.0485 | 0
Central Valley | 688 | 23 | 39.3193 | 180 | 74.5327 | 52 | 9.3954 | 850.5128 | 4312.4015 | 98.9677 | 2.0321 | 156.6929 | 1.3719 | 5.6936e-05 | 0.00012994 | 0.12778 | 0.52754 | {0E4DE50B-9CB6-46AA-9EAF-66A90C70B824} | 252811102 | MERCED FALLS 1102 | 9460 | 37.591 | -120.3071 | MERCED FALLS 11029460 | 77 | 43 | 16142.5063 | 14365.6775 | 1776.8289 | 14069.7042 | 1694.0007 | 0.0067568 | 0.0014887 | 1.7095 | 3.4615 | 1702 | 0.0029607 | 589.5664 | 19473.7858 | 0
Central Valley | 4021 | 79 | 125.8724 | 191 | 179.3633 | 45 | 4.1561 | 139.532 | 1093.8571 | 8.3851 | 3.2108 | 70.9549 | 1.3456 | 0.00070211 | 0.00012913 | 0.41361 | 0.70177 | {6FC28AC3-D7E2-4D2C-9C34-2FD4A55CB839} | 254452101 | MARIPOSA 2101 | 4410 | 37.5011 | -119.809 | MARIPOSA 21014410 | 316 | 285 | 64876.2008 | 36631.6496 | 28244.5512 | 36631.6496 | 28244.5512 | 0.0058109 | 0.0018573 | 1.5933 | 4.2444 | 1704 | 0.031595 | 589.5634 | 19496.5341 | 1
Central Valley | 3099 | 14 | 27.8024 | 73 | 47.0597 | 23 | 5.2899 | 493.2279 | 3326.5359 | 43.0455 | 10.787 | 222.2047 | 1.2347 | 0.016678 | 0.00012739 | 0.19178 | 0.59079 | {2D2F9EB5-C573-4256-A9F2-6087D93C70C6} | 163011103 | MARTELL 1103 | 68192 | 38.3585 | -120.7899 | MARTELL 110368192 | 174 | 404 | 25896.583 | 10120.6731 | 15775.9099 | 3980.4628 | 1526.6958 | 0.00293 | 0.0011674 | 1.9859 | 3.1739 | 1708 | 0.3836 | 589.5318 | 19499.0059 | 0
Central Valley | 3201 | 35 | 77.4301 | 181 | 122.7758 | 64 | 3.9296 | 820.334 | 7137.0005 | 84.753 | 3.9931 | 349.6041 | 1.4711 | 0.027559 | 0.00012497 | 0.19337 | 0.63066 | {F72524F5-D5B1-4F6F-9F15-809009991306} | 252192105 | BEAR VALLEY 2105 | 9480 | 37.6317 | -120.1547 | BEAR VALLEY 21059480 | 131 | 59 | 25199.6753 | 19971.3977 | 5228.2776 | 19971.3977 | 5228.2776 | 0.0079981 | 0.0024796 | 2.2123 | 2.8281 | 1724 | 1.7638 | 589.1482 | 19511.4082 | 0
Central Valley | 8021 | 90 | 135.6216 | 236 | 213.5725 | 48 | 7.2573 | 426.3518 | 4254.0305 | 84.4888 | 1.0253 | 188.2264 | 1.2875 | 0.0024584 | 0.00012447 | 0.38136 | 0.63501 | {DBF29453-0B03-42AD-A97A-1CA961543977} | 252192105 | BEAR VALLEY 2105 | 76694 | 37.741 | -120.128 | BEAR VALLEY 210576694 | 51 | 36 | 10282.5742 | 7317.351 | 2965.2231 | 7317.351 | 2965.2231 | 0.0059747 | 0.0016603 | 1.5069 | 4.9167 | 1728 | 0.118 | 587.3844 | 19515.9522 | 0
Central Valley | 7441 | 0 | 0 | 4 | 1.5806 | 2 | 12.0269 | 1177.2453 | 4238.1564 | 56.7996 | 5.1781 | 1245.2499 | 1.4646 | 0.0024066 | 0.00012432 | 0 | 0 | {7B4CCB47-4C77-4503-81B9-A825A72EAF0C} | 252921110 | STONE CORRAL 1110 | 7784F | 36.479 | -119.1188 | STONE CORRAL 11107784F | 50 | 85 | 11801.3721 | 7654.6568 | 4146.7153 | 586.0706 | 30.0986 | 0.00024863 | 2.3578e-05 |  | 2 | 1729 | 0.0048132 | 587.2664 | 19516.3162 | 0
Central Valley | 6650 | 54 | 98.2871 | 264 | 171.9147 | 83 | 5.2291 | 544.4415 | 1892.7008 | 15.4304 | 9.9111 | 649.1659 | 1.4655 | 0.0040471 | 0.00012288 | 0.20455 | 0.57172 | {FCFE42BE-9C18-409B-9916-4C477F3B3051} | 163541101 | OLETA 1101 | 51740 | 38.4525 | -120.9131 | OLETA 110151740 | 140 | 101 | 43359.9292 | 33990.1368 | 9369.7924 | 20448.965 | 6872.9231 | 0.010199 | 0.0029196 | 1.8201 | 3.1807 | 1736 | 0.33591 | 587.2616 | 19529.015 | 0
Central Valley | 3938 | 66 | 205.6603 | 266 | 298.2803 | 54 | 8.8847 | 926.0071 | 19707.2724 | 302.8411 | 0.0014749 | 18.0703 | 1.0529 | 0.0005098 | 0.00012239 | 0.24812 | 0.68949 | {F8BEC349-F596-4C98-AE0E-999ADE59AE2E} | 254421103 | OAKHURST 1103 | 5120 | 37.4809 | -119.6372 | OAKHURST 11035120 | 29 | 5 | 10315.4166 | 10236.3208 | 79.0958 | 10236.3208 | 79.0958 | 0.0066088 | 0.0012903 | 3.1161 | 4.9259 | 1741 | 0.027529 | 586.9257 | 19535.3718 | 0
Central Valley | 2991 | 100 | 146.8638 | 724 | 428.0714 | 145 | 8.1077 | 84.8555 | 617.8466 | 12.0627 | 0.70636 | 17.4743 | 1.0434 | 0.00021346 | 0.0001215 | 0.13812 | 0.34308 | {CF478BAD-B068-4DDA-83F7-95633906AC62} | 254151101 | AUBERRY 1101 | R324 | 37.0552 | -119.3699 | AUBERRY 1101R324 | 177 | 126 | 24817.7055 | 17331.696 | 7486.0095 | 17331.696 | 7486.0095 | 0.017617 | 0.0037913 | 1.4686 | 4.9931 | 1743 | 0.030952 | 586.8982 | 19546.1347 | 0
Central Valley | 869 | 91 | 145.2598 | 2441 | 1121.5757 | 126 | 5.4171 | 7.6495 | 29.5679 | 0.28413 | 0.21602 | 2.9752 | 1.2097 | 0.00038218 | 0.00012008 | 0.03728 | 0.12951 | {62775B3C-DB61-48AD-B027-A91400EE7920} | 163692102 | SALT SPRINGS 2102 | 4796 | 38.3199 | -120.2524 | SALT SPRINGS 21024796 | 205 | 431 | 29124.6969 | 11537.3564 | 17587.3405 | 11537.3564 | 17587.3405 | 0.01513 | 0.0050633 | 1.5963 | 19.373 | 1748 | 0.048155 | 586.8672 | 19553.2994 | 0
Central Valley | 8718 | 2 | 2.7172 | 3 | 3.1442 | 2 | 2.8335 | 48.7293 | 530.3801 | 7.4075 | 0 | 0.81084 | 1 | 3.3891e-06 | 0.00011826 | 0.66667 | 0.86418 | {96EF7A8C-C5F4-4169-B851-BA4324B1FDB9} | 254432102 | COARSEGOLD 2102 | 383092 | 37.3087 | -119.5844 | COARSEGOLD 2102383092 | 27 | 1 | 620.6322 | 613.1926 | 7.4396 | 613.1926 | 7.4396 | 0.00023651 | 0.00010203 | 1.3586 | 1.5 | 1754 | 6.7782e-06 | 586.8191 | 19553.6802 | 0
Central Valley | 3210 | 30 | 40.7196 | 156 | 93.8883 | 14 | 0.87717 | 0.85282 | 2.3131 | 0.0059938 | 2.2157 | 1.6053 | 1.0057 | 8.2252e-06 | 0.00011802 | 0.19231 | 0.4337 | {56B3B60A-49BB-43A9-9EE8-443CF9005AA3} | 163761703 | RACETRACK 1703 | 10850 | 37.9807 | -120.3901 | RACETRACK 170310850 | 76 | 329 | 17453.0071 | 3044.989 | 14408.0181 | 927.6524 | 3247.6159 | 0.0016523 | 0.0017334 | 1.3573 | 11.1429 | 1756 | 0.00011515 | 586.8191 | 19554.2563 | 0
Central Valley | 9129 | 36 | 81.5788 | 253 | 205.3352 | 65 | 8.1493 | 1320.7822 | 31603.4566 | 715.738 | 0.31617 | 50.8939 | 1.1898 | 0.0014274 | 0.00011744 | 0.14229 | 0.3973 | {64CDB5CA-B54E-4043-BB09-802AFEE142DC} | 162831702 |  | circuit_breaker | 38.1865 | -120.1118 | circuit_breaker | 36 | 17 | 12530.3694 | 11948.6238 | 581.7455 | 11948.6238 | 581.7455 | 0.0076333 | 0.0017735 | 2.2661 | 3.8923 | 1758 | 0.092782 | 586.819 | 19561.6764 | 0
Central Valley | 8105 | 32 | 42.1848 | 161 | 99.1414 | 36 | 2.5716 | 58.5988 | 863.5079 | 10.086 | 0.27624 | 4.9834 | 1.0006 | 0.00017436 | 0.00011724 | 0.19876 | 0.4255 | {1A848C40-E8B2-462D-A943-C318AC9886BA} | 252531101 | SAN JOAQUIN #3 1101 | 10060 | 37.2927 | -119.5325 | SAN JOAQUIN #3 110110060 | 84 | 172 | 17677.3382 | 10431.3936 | 7245.9446 | 10431.3936 | 7245.9446 | 0.0042205 | 0.0022291 | 1.3183 | 4.4722 | 1760 | 0.0062769 | 586.7262 | 19568.1543 | 1
Central Valley | 2473 | 45 | 94.2946 | 223 | 150.6688 | 54 | 9.8863 | 574.2608 | 3572.2957 | 76.4204 | 7.6089 | 642.304 | 1.6158 | 0.0049965 | 0.00011708 | 0.20179 | 0.62584 | {AE111B59-4073-4BA6-A6F7-C46E4FCA24F4} | 163341103 | CLAY 1103 | 34338 | 38.2944 | -120.9095 | CLAY 110334338 | 75 | 48 | 23409.9025 | 16836.8272 | 6573.0753 | 14279.384 | 5450.3293 | 0.0063222 | 0.0020397 | 2.0954 | 4.1296 | 1762 | 0.26981 | 586.7199 | 19577.0218 | 0
Central Valley | 371 | 66 | 125.1387 | 555 | 273.8117 | 179 | 9.6176 | 6340.1655 | 37832.934 | 498.744 | 8.8304 | 433.0091 | 1.4497 | 0.0009547 | 0.00011464 | 0.11892 | 0.45702 | {6AB13959-ED93-4600-8F98-FD0154A29E48} | 163451702 | FROGTOWN 1702 | L5407 | 37.9775 | -120.6771 | FROGTOWN 1702L5407 | 169 | 148 | 44825.0653 | 29150.3712 | 15674.694 | 29150.3712 | 15674.694 | 0.02052 | 0.0043921 | 1.896 | 3.1006 | 1777 | 0.17089 | 586.4501 | 19595.1242 | 0
Central Valley | 5011 | 116 | 166.3391 | 299 | 245.3031 | 63 | 17.8056 | 826.5046 | 6856.1203 | 165.2222 | 9.5282 | 536.7015 | 1.7083 | 0.0014312 | 0.00011339 | 0.38796 | 0.6781 | {81D716EF-AF38-46F5-8FD2-48383247DE01} | 254061102 | DUNLAP 1102 | 7360 | 36.6765 | -119.0165 | DUNLAP 11027360 | 115 | 81 | 19844.8704 | 13675.786 | 6169.0845 | 13675.786 | 6169.0845 | 0.0071436 | 0.00097328 | 1.434 | 4.746 | 1784 | 0.090166 | 586.2792 | 19603.6168 | 0
Central Valley | 6045 | 5 | 9.9158 | 46 | 20.2323 | 23 | 6.1717 | 602.1129 | 2544.4618 | 29.2507 | 3.2469 | 179.8757 | 1.2159 | 0.00040541 | 0.00011137 | 0.1087 | 0.4901 | {ABA7C635-5CFB-4061-A207-A842A0C4AD30} | 163781701 | PEORIA 1701 | 76030 | 37.8992 | -120.4551 | PEORIA 170176030 | 69 | 51 | 11799.3536 | 9992.9255 | 1806.4282 | 8122.6361 | 1174.0528 | 0.0025615 | 0.00066039 | 1.9832 | 2 | 1792 | 0.0093245 | 586.189 | 19608.661 | 0
Central Valley | 1099 | 189 | 370.2314 | 683 | 523.4584 | 161 | 7.7861 | 356.9249 | 2080.1353 | 18.7892 | 8.4381 | 543.9782 | 1.3913 | 0.014734 | 0.00011135 | 0.27672 | 0.70728 | {4F2BC5E5-BD35-4490-9CFD-1F5D23517497} | 252811102 | MERCED FALLS 1102 | 87352 | 37.7031 | -120.3373 | MERCED FALLS 110287352 | 296 | 338 | 67319.688 | 42810.09 | 24509.598 | 42562.7821 | 24457.6589 | 0.017928 | 0.0043066 | 1.9589 | 4.2422 | 1793 | 2.3721 | 586.1797 | 19635.0925 | 0
Central Valley | 6856 | 11 | 17.8084 | 151 | 77.7237 | 32 | 4.3776 | 161.0218 | 791.6169 | 4.7341 | 0.1456 | 104.8708 | 1.2658 | 1.9122e-05 | 0.0001109 | 0.072848 | 0.22913 | {F6B2F362-298B-4DEB-8C9E-04B14858212A} | 162161102 | ELECTRA 1102 | circuit_breaker | 38.331 | -120.6727 | ELECTRA 1102circuit_breaker | 17 | 1 | 4246.5703 | 4216.8732 | 29.6971 | 4216.8732 | 29.6971 | 0.0035489 | 0.0012764 | 1.6189 | 4.7188 | 1795 | 0.00061191 | 583.8076 | 19637.7112 | 0
Central Valley | 1409 | 27 | 39.3781 | 149 | 93.3516 | 6 | 0.92813 | 0.33462 | 1.778 | 0.0033171 | 0.25184 | 0.13934 | 1 | 7.3809e-06 | 0.00011042 | 0.18121 | 0.42183 | {15F62F46-8DEB-4CCA-80E4-1A07793D2B95} | 163240402 | TAR FLAT 0402 | circuit_breaker | 37.9844 | -120.3795 | TAR FLAT 0402circuit_breaker | 54 | 201 | 10517.8159 | 2350.4406 | 8167.3754 | 1258.5471 | 4603.0644 | 0.00066253 | 0.00066663 | 1.4584 | 24.8333 | 1799 | 4.4286e-05 | 583.807 | 19638.4927 | 0
Central Valley | 4997 | 167 | 281.171 | 1086 | 591.1724 | 212 | 5.1237 | 518.8084 | 3931.6508 | 41.5481 | 3.3981 | 203.4812 | 1.3353 | 0.00022785 | 0.00010896 | 0.15378 | 0.47562 | {765E2074-110B-4FD6-8019-AD09D7431DAB} | 162211101 | CALAVERAS CEMENT 1101 | 11236 | 38.1697 | -120.6677 | CALAVERAS CEMENT 110111236 | 161 | 117 | 44070.9262 | 31569.3587 | 12501.5675 | 31569.3587 | 12501.5675 | 0.0231 | 0.0092924 | 1.6837 | 5.1226 | 1808 | 0.048303 | 583.8069 | 19658.0973 | 0
Central Valley | 6138 | 55 | 120.9027 | 431 | 254.3043 | 85 | 4.1739 | 25.7901 | 200.6948 | 4.1199 | 30.8665 | 365.0295 | 1.6446 | 0.10489 | 0.00010652 | 0.12761 | 0.47543 | {2A4EBD50-37BC-4DE9-AE49-98B293AB7234} | 254432104 | COARSEGOLD 2104 | 10335 | 37.2274 | -119.7033 | COARSEGOLD 210410335 | 89 | 129 | 18762.0001 | 9369.0411 | 9392.959 | 9369.0411 | 9392.959 | 0.0090541 | 0.0039182 | 2.1982 | 5.0706 | 1822 | 8.9154 | 583.7586 | 19663.9155 | 0
Central Valley | 4968 | 2 | 2.7172 | 57 | 30.4244 | 12 | 1.0802 | 0.50252 | 2.9416 | 0.013273 | 0.14381 | 2.6264 | 1.25 | 5.5456e-06 | 9.856e-05 | 0.035088 | 0.089309 | {B87C881C-26C5-430F-BDD9-C06CB7701154} | 162821702 | STANISLAUS 1702 | 1850 | 38.2415 | -120.3611 | STANISLAUS 17021850 | 451 | 928 | 57071.7401 | 21674.5076 | 35397.2324 | 21674.5076 | 35397.2324 | 0.0011827 | 0.0010816 | 1.3586 | 4.75 | 1858 | 6.6547e-05 | 574.8432 | 19677.3753 | 0
Central Valley | 8273 | 49 | 70.4075 | 140 | 118.6676 | 34 | 18.05 | 629.6745 | 6147.8036 | 211.5341 | 2.7683 | 298.2226 | 1.5197 | 0.0004939 | 9.8435e-05 | 0.35 | 0.59332 | {2C485712-3D09-43E6-B47A-A2006FA28A66} | 254061103 | DUNLAP 1103 | circuit_breaker | 36.7097 | -119.0297 | DUNLAP 1103circuit_breaker | 50 | 21 | 11208.8511 | 8988.316 | 2220.5351 | 8988.316 | 2220.5351 | 0.0033468 | 0.00038048 | 1.4369 | 4.1176 | 1859 | 0.016793 | 574.8431 | 19682.9571 | 0
Central Valley | 3243 | 46 | 92.5631 | 151 | 130.904 | 48 | 4.6544 | 318.3773 | 1434.8198 | 10.9189 | 7.8694 | 1132.6116 | 1.7461 | 0.024972 | 9.7322e-05 | 0.30464 | 0.70711 | {F1BA8416-91DD-4B99-927A-83F7EBAF42CF} | 163541101 | OLETA 1101 | 1217 | 38.4881 | -120.9102 | OLETA 11011217 | 128 | 108 | 40122.9894 | 27736.9205 | 12386.069 | 21207.62 | 6809.7221 | 0.0046715 | 0.0019019 | 2.0122 | 3.1458 | 1866 | 1.1987 | 574.8263 | 19696.127 | 0
Central Valley | 3842 | 529 | 732.8682 | 1784 | 1313.3206 | 249 | 5.2661 | 107.8394 | 813.2379 | 11.8544 | 2.4344 | 77.5457 | 1.2526 | 0.00083369 | 9.5794e-05 | 0.29652 | 0.55803 | {CC22620A-5BA3-4EC5-B4A7-D508D0CFED84} | 254151101 | AUBERRY 1101 | R319 | 37.053 | -119.3706 | AUBERRY 1101R319 | 225 | 205 | 47861.3808 | 33658.5688 | 14202.812 | 33658.5688 | 14202.812 | 0.023853 | 0.0079657 | 1.3854 | 7.1647 | 1873 | 0.20759 | 573.6276 | 19717.029 | 0
Central Valley | 1564 | 51 | 71.4393 | 238 | 159.5648 | 40 | 3.0759 | 16.022 | 106.224 | 0.32876 | 0.61692 | 8.5996 | 1.0034 | 0.00034655 | 9.3987e-05 | 0.21429 | 0.44771 | {1AD6607D-F312-473D-9241-E313EE11C5E3} | 252531101 | SAN JOAQUIN #3 1101 | 673480 | 37.2881 | -119.5197 | SAN JOAQUIN #3 1101673480 | 174 | 643 | 41250.8571 | 20465.7113 | 20785.1458 | 20465.7113 | 20785.1458 | 0.0037595 | 0.0017969 | 1.4008 | 5.95 | 1884 | 0.013862 | 573.4201 | 19729.7382 | 0
Central Valley | 3903 | 405 | 570.3296 | 1510 | 1075.006 | 194 | 2.7206 | 85.8225 | 490.5196 | 4.7471 | 2.1153 | 55.5775 | 1.2225 | 0.0002404 | 9.3727e-05 | 0.26821 | 0.53054 | {E42BF1E0-70DF-4CCB-A84B-A568AFC83C89} | 162211101 | CALAVERAS CEMENT 1101 | 1419 | 38.2128 | -120.5592 | CALAVERAS CEMENT 11011419 | 153 | 124 | 35424.374 | 24046.9564 | 11377.4177 | 24046.9564 | 11377.4177 | 0.018183 | 0.011562 | 1.4082 | 7.7835 | 1886 | 0.046637 | 573.4062 | 19744.6713 | 0
Central Valley | 6293 | 309 | 480.5718 | 903 | 710.1767 | 100 | 2.3909 | 6.235 | 28.3781 | 0.26559 | 0.70259 | 9.9767 | 1.0413 | 3.4755e-06 | 9.3413e-05 | 0.34219 | 0.67669 | {944E3EC7-4285-4D17-99A0-D6960B77E4D2} | 163351705 | CURTIS 1705 | 8170 | 37.987 | -120.2611 | CURTIS 17058170 | 220 | 554 | 36627.9268 | 12664.7539 | 23963.1729 | 12248.0291 | 23671.1998 | 0.0093413 | 0.0051377 | 1.5552 | 9.03 | 1888 | 0.00034755 | 573.3596 | 19752.2774 | 0
Central Valley | 5890 | 15 | 22.8467 | 426 | 201.9708 | 41 | 3.9285 | 28.9716 | 171.6156 | 0.36044 | 0.89737 | 9.239 | 1.0179 | 0.0012966 | 9.2445e-05 | 0.035211 | 0.11312 | {635F8134-C2A6-4C23-A242-6F5A1291D1C6} | 163692102 | SALT SPRINGS 2102 | 37300 | 38.3004 | -120.279 | SALT SPRINGS 210237300 | 79 | 75 | 20438.6005 | 11257.5171 | 9181.0834 | 11257.5171 | 9181.0834 | 0.0037902 | 0.0019863 | 1.5231 | 10.3902 | 1892 | 0.053159 | 573.3592 | 19759.2683 | 0
Central Valley | 2640 | 105 | 214.9168 | 449 | 314.2748 | 189 | 5.4564 | 1254.6627 | 7848.0699 | 72.9306 | 4.4952 | 221.5103 | 1.3169 | 0.00098584 | 9.1044e-05 | 0.23385 | 0.68385 | {0D159A34-F101-472F-9F8B-631446B0CF4C} | 252192101 | BEAR VALLEY 2101 | 10000 | 37.5694 | -120.1175 | BEAR VALLEY 210110000 | 271 | 225 | 82820.9502 | 53605.23 | 29215.7202 | 47046.2975 | 28714.6348 | 0.017207 | 0.0062784 | 2.0468 | 2.3757 | 1903 | 0.18632 | 573.306 | 19788.484 | 0
Central Valley | 3219 | 1 | 1.945 | 38 | 22.0594 | 10 | 3.2998 | 91.461 | 613.9497 | 2.2161 | 1.6704 | 154.8347 | 1.5934 | 0.00024817 | 8.9339e-05 | 0.026316 | 0.08817 | {419BA50F-A9D8-4C0B-BAD7-EA55841BE036} | 163351703 | CURTIS 1703 | 90320 | 37.8474 | -120.2022 | CURTIS 170390320 | 448 | 1122 | 103656.3964 | 44739.8635 | 58916.5329 | 44739.8635 | 58916.5329 | 0.00089339 | 0.00037262 | 1.945 | 3.8 | 1914 | 0.0024817 | 573.1197 | 19816.2675 | 0
Central Valley | 2618 | 132 | 247.1731 | 513 | 364.8196 | 168 | 3.5281 | 351.6733 | 1937.4356 | 21.5237 | 5.0982 | 537.7782 | 1.545 | 0.0047763 | 8.9031e-05 | 0.25731 | 0.67752 | {D62CDDF4-E093-4960-B995-54A7DAF191D3} | 163341103 | CLAY 1103 | 1230 | 38.2942 | -120.9112 | CLAY 11031230 | 156 | 100 | 43770.1388 | 30392.9883 | 13377.1505 | 24532.2816 | 10362.9357 | 0.014957 | 0.0070756 | 1.8725 | 3.0536 | 1920 | 0.80242 | 573.1172 | 19831.502 | 0
Central Valley | 2412 | 304 | 708.7118 | 1861 | 1377.2903 | 166 | 5.7222 | 415.945 | 7565.0012 | 82.1417 | 0.57084 | 18.2897 | 1.0159 | 0.00051779 | 8.8139e-05 | 0.16335 | 0.51457 | {15EFA531-A43D-4849-828D-DC9485A13753} | 254421103 | OAKHURST 1103 | 10190 | 37.4144 | -119.6272 | OAKHURST 110310190 | 208 | 358 | 45339.2171 | 18572.0473 | 26767.1698 | 18572.0473 | 26767.1698 | 0.014631 | 0.0049999 | 2.3313 | 11.2108 | 1924 | 0.085952 | 572.3148 | 19843.0353 | 0
Central Valley | 6237 | 293 | 449.081 | 1113 | 773.8987 | 205 | 1.928 | 56.857 | 373.565 | 3.0188 | 3.7942 | 151.1787 | 1.2745 | 0.0044538 | 8.6678e-05 | 0.26325 | 0.58028 | {CF62E6C3-07CA-4DD5-8099-332BF3F2B85C} | 162211101 | CALAVERAS CEMENT 1101 | 4786 | 38.232 | -120.5345 | CALAVERAS CEMENT 11014786 | 233 | 195 | 45830.3614 | 28957.9323 | 16872.4291 | 28957.9323 | 16872.4291 | 0.017769 | 0.012633 | 1.5327 | 5.4293 | 1934 | 0.91303 | 572.2289 | 19861.0182 | 0
Central Valley | 7336 | 72 | 114.8531 | 505 | 278.3503 | 103 | 2.8261 | 578.3191 | 2615.2951 | 13.1339 | 2.7766 | 150.3275 | 1.3471 | 0.0039498 | 8.5218e-05 | 0.14257 | 0.41262 | {0486726A-698F-459A-9224-3E1921E2AC68} | 163451702 | FROGTOWN 1702 | 7134 | 38.0554 | -120.5345 | FROGTOWN 17027134 | 208 | 142 | 46171.8287 | 36552.2416 | 9619.5871 | 28875.1403 | 7367.5521 | 0.0087775 | 0.0050963 | 1.5952 | 4.9029 | 1946 | 0.40683 | 571.3158 | 19878.9496 | 0
Central Valley | 9544 | 0 | 0 | 6 | 2.677 | 3 | 2.0288 | 202.4264 | 975.8207 | 2.1272 | 0.071534 | 21.4708 | 1.0347 | 2.7892e-06 | 8.0457e-05 | 0 | 0 | {7D0477A1-3B70-4629-B0DA-1E96F8ADF8DC} | 163351703 | CURTIS 1703 | 49746 | 37.9653 | -120.3627 | CURTIS 170349746 | 6 | 1 | 632.3808 | 601.9007 | 30.4801 | 601.9007 | 30.4801 | 0.00024137 | 0.00012596 |  | 2 | 1979 | 8.3675e-06 | 570.909 | 19879.3234 | 0
Central Valley | 5939 | 323 | 621.7082 | 1123 | 957.5431 | 199 | 4.4334 | 384.3139 | 3240.2195 | 33.019 | 2.8118 | 164.9577 | 1.3574 | 0.0019866 | 7.9224e-05 | 0.28762 | 0.64927 | {CA1036D4-6988-4718-9A58-7F114C1260AF} | 163781701 | PEORIA 1701 | 90090 | 37.9026 | -120.4551 | PEORIA 170190090 | 209 | 205 | 60119.0478 | 48288.5394 | 11830.5085 | 46519.9218 | 11830.5085 | 0.015766 | 0.007202 | 1.9248 | 5.6432 | 1988 | 0.39534 | 570.909 | 19908.2123 | 0
Central Valley | 6161 | 192 | 292.1486 | 427 | 414.7148 | 66 | 9.9832 | 202.8477 | 1879.0628 | 67.9236 | 3.9723 | 169.67 | 1.3425 | 0.00065544 | 7.8161e-05 | 0.44965 | 0.70446 | {A6D1F5C5-C503-4CFC-844D-2877BC97AA39} | 254061102 | DUNLAP 1102 | circuit_breaker | 36.7096 | -119.0299 | DUNLAP 1102circuit_breaker | 128 | 153 | 18350.5771 | 10788.4174 | 7562.1596 | 10788.4174 | 7562.1596 | 0.0051586 | 0.0012162 | 1.5216 | 6.4697 | 1998 | 0.043259 | 570.5137 | 19914.9119 | 0
Central Valley | 5891 | 446 | 584.4199 | 1126 | 891.2278 | 213 | 2.0894 | 73.0313 | 455.2058 | 3.4952 | 2.9368 | 54.7009 | 1.1653 | 0.00042761 | 7.6506e-05 | 0.39609 | 0.65575 | {31F34B0C-04AD-46C5-88A1-857D16F62C5A} | 162211101 | CALAVERAS CEMENT 1101 | 80930 | 38.1945 | -120.5851 | CALAVERAS CEMENT 110180930 | 256 | 228 | 46398.7045 | 29611.6951 | 16787.0094 | 29611.6951 | 16787.0094 | 0.016296 | 0.012687 | 1.3104 | 5.2864 | 2006 | 0.091082 | 570.4704 | 19933.3007 | 0
Central Valley | 3827 | 168 | 236.6854 | 396 | 351.6868 | 60 | 5.2149 | 70.473 | 369.9556 | 5.3176 | 7.2054 | 109.1033 | 1.3845 | 0.00155 | 7.6342e-05 | 0.42424 | 0.673 | {3F7F0AF6-C0C2-4150-988F-57E9FF4DC9A3} | 254151101 | AUBERRY 1101 | 37536 | 37.059 | -119.3877 | AUBERRY 110137536 | 103 | 84 | 14936.3596 | 8826.9707 | 6109.3889 | 8826.9707 | 6109.3889 | 0.0045805 | 0.0015295 | 1.4088 | 6.6 | 2007 | 0.093 | 570.3793 | 19938.7823 | 0
Central Valley | 6605 | 1 | 1.2277 | 13 | 6.4255 | 3 | 5.3222 | 521.2927 | 1402.1766 | 7.4626 | 10.5524 | 1094.497 | 1.7633 | 0.0048076 | 7.6153e-05 | 0.076923 | 0.19107 | {9D5BFE02-DE54-49D0-8A6C-80BCABF7CBD7} | 163881101 | IONE 1101 | circuit_breaker | 38.3737 | -120.9575 | IONE 1101circuit_breaker | 119 | 60 | 30175.8828 | 22553.5189 | 7622.3639 | 1810.1911 | 266.5436 | 0.00022846 | 8.5251e-05 | 1.2277 | 4.3333 | 2011 | 0.014423 | 570.2863 | 19939.9064 | 0
Central Valley | 4093 | 2 | 2.7172 | 526 | 241.8686 | 63 | 9.8006 | 154.544 | 2504.1998 | 89.581 | 0.34629 | 12.037 | 1.0075 | 0.0002325 | 7.5449e-05 | 0.0038023 | 0.011234 | {A2735C5A-AC0C-48E2-9CB7-2F6A791B6D33} | 162831702 |  | 10720 | 38.1994 | -120.0206 | 10720 | 37 | 122 | 11582.144 | 7647.7028 | 3934.4412 | 7647.7028 | 3934.4412 | 0.0047533 | 0.00099107 | 1.3586 | 8.3492 | 2015 | 0.014648 | 570.2719 | 19944.6556 | 0
Central Valley | 4718 | 102 | 185.8746 | 544 | 334.7509 | 147 | 2.8077 | 138.2954 | 1101.0044 | 17.0809 | 2.4719 | 97.4701 | 1.1006 | 0.00015679 | 7.5023e-05 | 0.1875 | 0.55526 | {01E04AB3-4BC7-461C-86D6-3A3D5CD166F9} | 252192101 | BEAR VALLEY 2101 | circuit_breaker | 37.586 | -120.1254 | BEAR VALLEY 2101circuit_breaker | 219 | 211 | 50420.8258 | 30106.3475 | 20314.4784 | 30106.3475 | 20314.4784 | 0.011028 | 0.0066996 | 1.8223 | 3.7007 | 2020 | 0.023048 | 570.2572 | 19963.3517 | 0
Central Valley | 7605 | 32 | 60.8499 | 116 | 84.3302 | 33 | 4.2236 | 580.9572 | 2274.6092 | 18.4988 | 5.5064 | 327.8444 | 1.4462 | 0.00027435 | 7.4635e-05 | 0.27586 | 0.72157 | {57BF0C33-990B-4465-98B9-17EDC5A10F72} | 163781704 | PEORIA 1704 | circuit_breaker | 37.9034 | -120.4975 | PEORIA 1704circuit_breaker | 91 | 35 | 17837.9513 | 13354.1752 | 4483.7761 | 11652.3164 | 4461.0104 | 0.002463 | 0.0011898 | 1.9016 | 3.5152 | 2021 | 0.0090534 | 570.2342 | 19970.5878 | 0
Central Valley | 5956 | 1 | 1.2277 | 33 | 11.2899 | 18 | 4.1688 | 336.637 | 1295.9309 | 5.3643 | 30.4601 | 1675.8778 | 1.8013 | 0.065242 | 7.3997e-05 | 0.030303 | 0.10874 | {B3FDA245-0020-4744-99E0-2E32EA3113C6} | 254432104 | COARSEGOLD 2104 | 90356 | 37.2198 | -119.9043 | COARSEGOLD 210490356 | 195 | 267 | 45105.0757 | 27329.0227 | 17776.0529 | 7895.0402 | 4775.9978 | 0.0013319 | 0.00066448 | 1.2277 | 1.8333 | 2025 | 1.1744 | 570.2251 | 19975.4906 | 0
Central Valley | 2148 | 0 | 0 | 2 | 0.91147 | 1 |  |  |  |  | 0.23451 | 8.6834 | 1.0066 | 4.9046e-06 | 7.383e-05 | 0 | 0 | {B086CF84-D2F5-42B5-8FBA-007201735811} | 152261105 | DIAMOND SPRINGS 1105 | 19910 | 38.6313 | -120.8543 | DIAMOND SPRINGS 110519910 | 338 | 438 | 66869.8412 | 32811.9682 | 34057.873 | 32811.9682 | 34057.873 | 7.383e-05 | 7.383e-05 |  | 2 | 2028 | 4.9046e-06 | 569.0508 | 19995.8668 | 0
Central Valley | 588 | 13 | 21.2619 | 123 | 74.5258 | 19 | 5.1156 | 105.0916 | 1046.4436 | 15.2558 | 1.8456 | 68.3898 | 1.2639 | 0.00032313 | 7.3165e-05 | 0.10569 | 0.2853 | {F49F720E-0E74-44F4-A395-CBFF584836C4} | 163351703 | CURTIS 1703 | 56972 | 37.8853 | -120.3061 | CURTIS 170356972 | 84 | 78 | 17477.0678 | 13676.594 | 3800.4738 | 13676.594 | 3800.4738 | 0.0013901 | 0.00054249 | 1.6355 | 6.4737 | 2035 | 0.0061394 | 569.0508 | 20004.36 | 0
Central Valley | 1216 | 662 | 890.3762 | 2184 | 1596.4185 | 427 | 1.3326 | 83.2237 | 466.1156 | 6.6535 | 0.96937 | 57.8419 | 1.1916 | 3.8622e-05 | 7.1313e-05 | 0.30311 | 0.55773 | {AFAF5A37-E0AD-4142-ABDE-E616F0022060} | 162211101 | CALAVERAS CEMENT 1101 | 47968 | 38.2323 | -120.5512 | CALAVERAS CEMENT 110147968 | 387 | 299 | 90192.9449 | 65252.4191 | 24940.5258 | 65252.4191 | 24940.5258 | 0.030451 | 0.025254 | 1.345 | 5.1148 | 2044 | 0.016492 | 569.0447 | 20044.8817 | 0
Central Valley | 6725 | 53 | 75.181 | 858 | 432.5183 | 80 | 2.6393 | 18.3312 | 116.8249 | 0.59573 | 0.63233 | 7.9586 | 1.0072 | 0.00065967 | 6.9824e-05 | 0.061772 | 0.17382 | {77733CA8-C469-4656-B2CC-06892BE8F14F} | 163692102 | SALT SPRINGS 2102 | 97924 | 38.3232 | -120.2538 | SALT SPRINGS 210297924 | 101 | 186 | 14585.0896 | 8204.8506 | 6380.2391 | 8204.8506 | 6380.2391 | 0.0055859 | 0.0032033 | 1.4185 | 10.725 | 2059 | 0.052773 | 569.0282 | 20049.977 | 0
Central Valley | 8305 | 4 | 9.5372 | 17 | 14.2214 | 4 | 0 | 0 | 0 | 0 | 0.33462 | 57.4192 | 1.2235 | 8.6353e-06 | 6.9398e-05 | 0.23529 | 0.67062 | {7EE01833-70BE-4E5D-9E9A-D8D904929AC9} | 163781704 | PEORIA 1704 | 6090 | 37.8973 | -120.5719 | PEORIA 17046090 | 25 | 9 | 2226.2031 | 1284.821 | 941.3821 | 1011.0046 | 279.8856 | 0.00027759 | 0.0003029 | 2.3843 | 4.25 | 2063 | 3.4541e-05 | 568.9754 | 20050.6048 | 0
Central Valley | 8943 | 10 | 18.0152 | 52 | 31.6181 | 17 | 3.0225 | 57.2516 | 188.8367 | 1.5242 | 7.6788 | 344.922 | 1.4473 | 0.0098895 | 6.7092e-05 | 0.19231 | 0.56978 | {0FF7F9F0-B4F2-4330-AF41-9981039A3994} | 163341103 | CLAY 1103 | 1821 | 38.302 | -120.8981 | CLAY 11031821 | 42 | 28 | 12275.9017 | 6061.921 | 6213.9807 | 4972.0887 | 5395.9406 | 0.0011406 | 0.00091835 | 1.8015 | 3.0588 | 2077 | 0.16812 | 568.9754 | 20053.6925 | 0
Central Valley | 6825 | 22 | 30.9939 | 179 | 82.0577 | 46 | 2.8467 | 286.6867 | 1145.3824 | 6.2889 | 2.2799 | 318.8139 | 1.4798 | 0.0012689 | 6.5879e-05 | 0.12291 | 0.37771 | {3B5F2B21-B073-4B15-A884-38AC36D267F6} | 163781701 | PEORIA 1701 | circuit_breaker | 37.9036 | -120.4974 | PEORIA 1701circuit_breaker | 85 | 57 | 19505.6694 | 14117.7933 | 5387.8761 | 14117.7933 | 5387.8761 | 0.0030304 | 0.0016249 | 1.4088 | 3.8913 | 2083 | 0.05837 | 568.8072 | 20062.4596 | 0
Central Valley | 8841 | 1 | 3.0796 | 46 | 16.9256 | 13 | 5.1483 | 1024.1148 | 9642.2905 | 51.3814 | 6.1333 | 78.263 | 1.2907 | 0.000576 | 6.5321e-05 | 0.021739 | 0.18195 | {853B9DFF-FC32-431D-BEC5-8F7218514F74} | 252192101 | BEAR VALLEY 2101 | 10019 | 37.5353 | -120.0874 | BEAR VALLEY 210110019 | 12 | 10 | 3898.1903 | 3187.4941 | 710.6962 | 3187.4941 | 710.6962 | 0.00084917 | 0.00052415 | 3.0796 | 3.5385 | 2088 | 0.007488 | 568.7489 | 20064.439 | 0
Central Valley | 3958 | 6 | 8.8008 | 26 | 14.8354 | 12 | 1.3625 | 92.6916 | 782.8541 | 0.19908 | 8.4735 | 137.2256 | 1.1106 | 0.015572 | 6.467e-05 | 0.23077 | 0.59323 | {B1720971-4842-488B-929E-F65E96985B19} | 162211101 | CALAVERAS CEMENT 1101 | 13424 | 38.1964 | -120.6879 | CALAVERAS CEMENT 110113424 | 74 | 214 | 16217.4245 | 5801.6622 | 10415.7622 | 2488.4546 | 3152.8742 | 0.00077604 | 0.00070729 | 1.4668 | 2.1667 | 2097 | 0.18686 | 568.7414 | 20065.9844 | 0
Central Valley | 6376 | 40 | 54.3434 | 779 | 392.7332 | 50 | 9.391 | 527.5984 | 12061.358 | 67.7262 | 0.20845 | 17.7029 | 0.92102 | 4.8358e-05 | 6.2031e-05 | 0.051348 | 0.13837 | {D8E71690-B481-4860-BE72-8B484DD0017D} | 163160401 | PINECREST 0401 | 1818 | 38.1883 | -119.9936 | PINECREST 04011818 | 40 | 260 | 13450.7827 | 5092.2491 | 8358.5336 | 5011.2665 | 8179.3979 | 0.0031015 | 0.0004548 | 1.3586 | 15.58 | 2117 | 0.0024179 | 568.5545 | 20069.0964 | 0
Central Valley | 5281 | 26 | 35.3232 | 309 | 161.1528 | 42 | 0.57212 | 11.8956 | 24.2239 | 0.033204 | 0.1899 | 5.994 | 1.0008 | 4.6142e-06 | 6.1069e-05 | 0.084142 | 0.21919 | {34FFF0A8-2671-4464-AC38-1EA19A472934} | 163201102 | WEST POINT 1102 | 5357 | 38.2816 | -120.5422 | WEST POINT 11025357 | 50 | 67 | 7747.8131 | 5289.0317 | 2458.7814 | 5289.0317 | 2458.7814 | 0.0025649 | 0.0029172 | 1.3586 | 7.3571 | 2123 | 0.0001938 | 568.5521 | 20072.3809 | 0
Central Valley | 792 | 16 | 25.6248 | 100 | 68.8593 | 12 | 2.8583 | 63.2426 | 666.4793 | 4.2418 | 0.29369 | 2.2202 | 1 | 2.575e-06 | 6.026e-05 | 0.16 | 0.37213 | {FB848303-D5D3-4EED-8986-7FB32C443F1F} | 163781701 | PEORIA 1701 | 9250 | 37.8373 | -120.2615 | PEORIA 17019250 | 93 | 93 | 19477.3758 | 13421.5992 | 6055.7767 | 13421.5992 | 6055.7767 | 0.00072312 | 0.00046514 | 1.6016 | 8.3333 | 2139 | 3.09e-05 | 568.5519 | 20080.7157 | 0
Central Valley | 2001 | 4 | 7.6302 | 10 | 9.8434 | 5 | 13.2378 | 2853.3252 | 10111.3281 | 134.6816 | 8.9336 | 2308.2647 | 1.7894 | 0.0073597 | 5.9253e-05 | 0.4 | 0.77516 | {1B9CB438-3D64-400D-8827-441645AF1444} | 252341104 | REEDLEY 1104 | 274990 | 36.603 | -119.3214 | REEDLEY 1104274990 | 528 | 711 | 94819.4526 | 66865.8982 | 27953.5544 | 2623.0001 | 117.1379 | 0.00029626 | 0.00015492 | 1.9075 | 2 | 2149 | 0.036799 | 568.5519 | 20082.3445 | 0
Central Valley | 5484 | 0 | 0 | 3 | 1.6027 | 1 |  |  |  |  | 1.0221 | 1.3637 | 1 | 3.8878e-06 | 5.8524e-05 | 0 | 0 | {763723A0-FD03-42C3-9B8B-0F105886147F} | 162821702 | STANISLAUS 1702 | 75348 | 38.2622 | -120.3292 | STANISLAUS 170275348 | 165 | 389 | 23232.9488 | 8681.8427 | 14551.1061 | 8681.8427 | 14551.1061 | 5.8524e-05 | 5.8524e-05 |  | 3 | 2154 | 3.8878e-06 | 568.5151 | 20087.736 | 0
Central Valley | 2161 | 187 | 259.0549 | 1256 | 772.5305 | 127 | 6.2566 | 174.4151 | 3518.13 | 31.2894 | 0.5766 | 13.2662 | 1.038 | 0.00015771 | 5.7391e-05 | 0.14889 | 0.33533 | {CE6F4624-7696-4753-9F9E-95B6D73CFD1A} | 254421103 | OAKHURST 1103 | 5470 | 37.5302 | -119.6369 | OAKHURST 11035470 | 206 | 571 | 32650.203 | 15314.9972 | 17335.2058 | 15314.9972 | 17335.2058 | 0.0072886 | 0.0021189 | 1.3853 | 9.8898 | 2166 | 0.02003 | 568.5151 | 20097.2466 | 0
Central Valley | 893 | 54 | 93.1909 | 621 | 336.1906 | 103 | 8.373 | 258.3427 | 2912.0194 | 90.0511 | 0.11833 | 18.3554 | 1.0136 | 0.00015935 | 5.5477e-05 | 0.086957 | 0.2772 | {1A4C84BC-5487-41C8-8DEF-67BCD120C5BE} | 254061102 | DUNLAP 1102 | 7050 | 36.6985 | -119.0118 | DUNLAP 11027050 | 102 | 369 | 27533.8299 | 14670.6683 | 12863.1616 | 14670.6683 | 12863.1616 | 0.0057142 | 0.00093226 | 1.7258 | 6.0291 | 2187 | 0.016413 | 568.495 | 20106.3571 | 0
Central Valley | 6538 | 32 | 43.0902 | 127 | 95.2809 | 33 | 12.9633 | 463.1477 | 2730.7199 | 55.35 | 2.6054 | 103.5843 | 1.0489 | 0.00022823 | 5.4382e-05 | 0.25197 | 0.45224 | {85C573CB-6CAC-4BD3-9BAE-88F4FB8F62BB} | 252691104 | INDIAN FLAT 1104 | 10270 | 37.6973 | -119.7607 | INDIAN FLAT 110410270 | 57 | 64 | 12058.9196 | 6119.8904 | 5939.0292 | 6119.8904 | 5939.0292 | 0.0017946 | 0.00030173 | 1.3466 | 3.8485 | 2200 | 0.0075315 | 568.4786 | 20110.1575 | 0
Central Valley | 5760 | 28 | 75.83 | 1254 | 613.7737 | 63 | 6.0963 | 110.07 | 2653.7967 | 18.7404 | 0.65216 | 3.6285 | 1.0018 | 3.429e-05 | 5.2792e-05 | 0.022329 | 0.12355 | {F823B297-BE7E-454D-B946-D904DF33E9F1} | 162831702 |  | 693441 | 38.1877 | -120.0028 | 693441 | 111 | 288 | 14065.8803 | 6840.8929 | 7224.9874 | 6840.8929 | 7224.9874 | 0.0033259 | 0.0011791 | 2.7082 | 19.9048 | 2214 | 0.0021602 | 568.4711 | 20114.4057 | 0
Central Valley | 676 | 9 | 26.5801 | 27 | 34.7833 | 5 | 6.0662 | 840.6066 | 3180.5289 | 53.6059 | 37.4004 | 1862.0068 | 1.6606 | 0.02847 | 5.2323e-05 | 0.33333 | 0.76416 | {2BE56CEB-D130-4F64-98EE-3834ECE93155} | 252921110 | STONE CORRAL 1110 | 75288 | 36.4717 | -119.1604 | STONE CORRAL 111075288 | 403 | 496 | 72904.2223 | 47821.8592 | 25082.3631 | 1818.7235 | 446.3773 | 0.00026161 | 5.5327e-05 | 2.9533 | 5.4 | 2217 | 0.14235 | 568.4689 | 20115.5351 | 0
Central Valley | 8930 | 28 | 45.6635 | 108 | 74.9405 | 36 | 3.5429 | 796.8495 | 5141.6287 | 22.7918 | 1.6544 | 405.7811 | 1.4744 | 0.0087216 | 5.2122e-05 | 0.25926 | 0.60933 | {ABA71BA3-C71D-490E-AEB5-C37239F168A1} | 252192105 | BEAR VALLEY 2105 | 4170 | 37.6103 | -120.1339 | BEAR VALLEY 21054170 | 53 | 19 | 18937.3255 | 15319.6375 | 3617.688 | 15319.6375 | 3617.688 | 0.0018764 | 0.00081544 | 1.6308 | 3 | 2219 | 0.31398 | 568.3266 | 20125.0486 | 0
Central Valley | 7263 | 58 | 96.819 | 374 | 209.9089 | 106 | 2.3932 | 497.8503 | 2014.1732 | 8.8148 | 4.7734 | 602.7607 | 1.3775 | 0.0010488 | 5.0394e-05 | 0.15508 | 0.46124 | {3DF9BEB2-B457-42A9-8B28-26A87305BFB7} | 163881101 | IONE 1101 | L3141 | 38.4093 | -121.0098 | IONE 1101L3141 | 101 | 93 | 38698.9617 | 22463.5933 | 16235.3684 | 21707.6376 | 13642.839 | 0.0053418 | 0.0032225 | 1.6693 | 3.5283 | 2227 | 0.11117 | 568.0126 | 20138.5291 | 0
Central Valley | 7052 | 13 | 16.0906 | 50 | 32.9993 | 9 | 0.00040865 | 0.006007 | 0.026768 | 4.0498e-07 | 0.58137 | 19.5593 | 1.0074 | 0.00041908 | 4.8407e-05 | 0.26 | 0.48761 | {ECC5358A-3849-4B2A-9964-68FBF1B8D64E} | 254452102 | MARIPOSA 2102 | 594143 | 37.4858 | -119.9694 | MARIPOSA 2102594143 | 179 | 430 | 20453.4883 | 6649.2174 | 13804.2709 | 751.6885 | 1440.7724 | 0.00043567 | 0.00066159 | 1.2377 | 5.5556 | 2242 | 0.0037717 | 567.9014 | 20138.9959 | 0
Central Valley | 8694 | 47 | 72.4821 | 77 | 89.213 | 14 | 6.9382 | 870.2153 | 8732.1577 | 159.1852 | 3.821 | 308.4714 | 1.3707 | 0.000383 | 4.7518e-05 | 0.61039 | 0.81246 | {03B91929-B748-41B7-BED2-9D46A08F08B1} | 254061102 | DUNLAP 1102 | 39190 | 36.6873 | -119.02 | DUNLAP 110239190 | 23 | 24 | 3894.7605 | 2902.8014 | 991.9591 | 2902.8014 | 991.9591 | 0.00066525 | 0.00025792 | 1.5422 | 5.5 | 2257 | 0.005362 | 567.8977 | 20140.7985 | 0
Central Valley | 7072 | 90 | 153.5427 | 309 | 247.7979 | 41 | 1.1103 | 17.7501 | 72.4807 | 0.27067 | 2.1389 | 192.7235 | 1.2169 | 0.0015252 | 4.4349e-05 | 0.29126 | 0.61963 | {12C9081C-95BF-4D8B-9422-8F9EBEEF2908} | 163341103 | CLAY 1103 | circuit_breaker | 38.3422 | -120.9347 | CLAY 1103circuit_breaker | 168 | 85 | 31649.8516 | 21666.9014 | 9982.9502 | 9300.035 | 1397.5644 | 0.0018183 | 0.0020756 | 1.706 | 7.5366 | 2288 | 0.062535 | 567.8923 | 20146.5738 | 0
Central Valley | 7490 | 18 | 30.1379 | 53 | 43.4293 | 23 | 2.1339 | 1067.2781 | 6633.9427 | 23.0511 | 3.4418 | 426.8989 | 1.3699 | 0.0002137 | 4.3491e-05 | 0.33962 | 0.69395 | {2FC56DAF-3BEA-4D4D-AF4F-08FDD13FFBA2} | 163781704 | PEORIA 1704 | 877670 | 37.9037 | -120.5087 | PEORIA 1704877670 | 41 | 16 | 11182.6139 | 10595.2996 | 587.3143 | 10595.2996 | 587.3143 | 0.0010003 | 0.00081424 | 1.6743 | 2.3043 | 2296 | 0.004915 | 567.8298 | 20153.1535 | 0
Central Valley | 1160 | 7 | 21.0996 | 44 | 31.916 | 17 | 1.4375 | 1937.2663 | 9588.3026 | 20.0869 | 0.7828 | 277.2825 | 1.4827 | 0.00027572 | 4.1231e-05 | 0.15909 | 0.6611 | {3C66AA6E-AAFB-4AC9-BCE9-F89CAFA6091F} | 252811102 | MERCED FALLS 1102 | circuit_breaker | 37.5233 | -120.3306 | MERCED FALLS 1102circuit_breaker | 279 | 342 | 58748.2899 | 40596.6604 | 18151.6295 | 11883.3184 | 292.1017 | 0.00070093 | 0.00045295 | 3.0142 | 2.5882 | 2323 | 0.0046872 | 567.8248 | 20160.5331 | 0
Central Valley | 5815 | 94 | 217.8925 | 203 | 252.7654 | 89 |  |  |  |  | 12.624 | 1013.2413 | 1.715 | 0.012189 | 4.0957e-05 | 0.46305 | 0.86203 | {F84D57DC-FE09-4A90-9BFD-E1132269D500} | 255292108 | WOODWARD 2108 | 78448 | 37.0197 | -119.7297 | WOODWARD 210878448 | 226 | 155 | 57025.9223 | 47714.7864 | 9311.1359 | 28435.4926 | 6650.7299 | 0.0036451 | 0.0036451 | 2.318 | 2.2809 | 2329 | 1.0848 | 567.8202 | 20178.1915 | 0
Central Valley | 4865 | 11 | 24.3444 | 70 | 42.7982 | 18 | 2.7043 | 606.5367 | 2290.452 | 9.0507 | 1.8922 | 225.7256 | 1.297 | 0.00013996 | 3.9353e-05 | 0.15714 | 0.56882 | {B68E2FC5-9A54-49EB-9258-EB6EA1DB9D61} | 163781704 | PEORIA 1704 | 8040 | 37.8996 | -120.5039 | PEORIA 17048040 | 174 | 126 | 54900.0158 | 41434.2849 | 13465.7309 | 11308.8739 | 3781.9841 | 0.00070835 | 0.00042992 | 2.2131 | 3.8889 | 2351 | 0.0025193 | 566.7354 | 20185.2143 | 0
Central Valley | 3395 | 2 | 3.89 | 13 | 7.5974 | 7 | 6.3678 | 861.4103 | 6537.1685 | 42.3276 | 4.7102 | 382.6126 | 1.1539 | 0.0012362 | 3.6843e-05 | 0.15385 | 0.51201 | {FEFF3CD8-2343-48D8-93C4-6004850FEF87} | 258861101 | SO. CAL. EDISON #3 1101 | circuit_breaker | 37.1585 | -119.4059 | SO. CAL. EDISON #3 1101circuit_breaker | 33 | 27 | 13827.0084 | 13165.8307 | 661.1777 | 13165.8307 | 661.1777 | 0.0002579 | 0.00013571 | 1.945 | 1.8571 | 2376 | 0.0086536 | 566.7329 | 20193.3903 | 0
Central Valley | 5093 | 187 | 266.4217 | 729 | 487.0694 | 153 | 3.5321 | 530.9316 | 3835.0041 | 21.4606 | 4.1433 | 488.3268 | 1.506 | 0.00045007 | 3.309e-05 | 0.25652 | 0.54699 | {D40D6BB9-1863-4357-9803-EF56709C4086} | 254601103 | SAND CREEK 1103 | 7110 | 36.6347 | -118.9966 | SAND CREEK 11037110 | 159 | 236 | 42989.5878 | 29837.817 | 13151.7708 | 29837.817 | 13151.7708 | 0.0050628 | 0.0019881 | 1.4247 | 4.7647 | 2424 | 0.068861 | 566.7242 | 20211.9196 | 0
Central Valley | 3747 | 150 | 205.0853 | 611 | 382.9644 | 125 | 4.6689 | 1767.8612 | 11591.9038 | 74.0452 | 10.1717 | 930.4681 | 1.7438 | 0.0039417 | 3.1699e-05 | 0.2455 | 0.53552 | {863BED83-C87B-4B95-B9B9-262F78012E12} | 254601103 | SAND CREEK 1103 | 7070 | 36.6464 | -119.1499 | SAND CREEK 11037070 | 127 | 108 | 34640.0169 | 28595.1882 | 6044.8287 | 28595.1882 | 6044.8287 | 0.0039624 | 0.0013806 | 1.3672 | 4.888 | 2445 | 0.49271 | 566.6553 | 20229.6772 | 0
Central Valley | 8791 | 1 | 1.945 | 31 | 15.1291 | 7 | 0 | 0 | 0 | 0 | 0.53951 | 92.5702 | 1.1514 | 0.0013712 | 3.1446e-05 | 0.032258 | 0.12856 | {D868AF66-93C2-4B3E-8187-2C428023C31E} | 163341102 | CLAY 1102 | circuit_breaker | 38.3423 | -120.9347 | CLAY 1102circuit_breaker | 37 | 5 | 3343.7829 | 3149.4821 | 194.3008 | 1255.8462 | 13.5503 | 0.00022012 | 0.00029713 | 1.945 | 4.4286 | 2449 | 0.0095983 | 566.1626 | 20230.4571 | 0
Central Valley | 9546 | 1 | 1.9791 | 7 | 4.1343 | 3 | 0.00040594 | 0.10668 | 0.24211 | 8.1959e-07 | 0.081121 | 111.1671 | 0.91445 | 2.7932e-05 | 3.101e-05 | 0.14286 | 0.47871 | {6F5293E8-A883-45E5-9872-AC9FAE469C47} | 163781704 | PEORIA 1704 | 88630 | 37.9006 | -120.5169 | PEORIA 170488630 | 9 | 1 | 1274.0013 | 1252.5971 | 21.4042 | 1252.5971 | 21.4042 | 9.3029e-05 | 0.00013976 | 1.9791 | 2.3333 | 2458 | 8.3796e-05 | 566.153 | 20231.2349 | 0
Central Valley | 1744 | 135 | 265.5548 | 360 | 333.2096 | 126 | 42.5801 | 5533.3975 | 32339.252 | 1377.0084 | 75.9927 | 1399.5812 | 1.7227 | 0.11726 | 3.0861e-05 | 0.375 | 0.79696 | {8685FED6-DA63-4202-8ADA-3D58BFE83B0E} | 252941107 | TIVY VALLEY 1107 | 869946 | 36.8179 | -119.3396 | TIVY VALLEY 1107869946 | 286 | 299 | 64046.4293 | 48055.8133 | 15990.616 | 48055.8133 | 15990.616 | 0.0038885 | 0.0030712 | 1.9671 | 2.8571 | 2459 | 14.7751 | 566.153 | 20261.0776 | 1
Central Valley | 8902 | 2 | 4.3169 | 6 | 5.9468 | 4 | 1.9304 | 574.2226 | 4997.3657 | 19.2935 | 2.8451 | 2816.5243 | 2.1278 | 0.041486 | 3.0572e-05 | 0.33333 | 0.72593 | {AA81189C-0FB0-446B-B000-4E0A59F32937} | 253642104 | POSO MOUNTAIN 2104 | circuit_breaker | 35.5591 | -118.9575 | POSO MOUNTAIN 2104circuit_breaker | 45 | 5 | 12272.8813 | 11934.6881 | 338.1932 | 5614.2654 | 289.9345 | 0.00012229 | 8.3356e-05 | 2.1585 | 1.5 | 2464 | 0.16595 | 551.3779 | 20264.5641 | 0
Central Valley | 60 | 0 | 0 | 1 | 0.45574 | 1 |  |  |  |  | 33.6991 | 937.6827 | 1.5288 | 0.071046 | 2.8673e-05 | 0 | 0 | {C6783DDC-8CCC-4EFE-8097-5CE8336375DE} | 162991101 | CORRAL 1101 | 75204 | 38.1006 | -120.9283 | CORRAL 110175204 | 176 | 107 | 36461.9814 | 29877.8806 | 6584.1008 | 154.2541 | 87.807 | 2.8673e-05 | 2.8673e-05 |  | 1 | 2483 | 0.071046 | 551.2119 | 20264.6598 | 0
Central Valley | 9085 | 25 | 42.8863 | 179 | 102.604 | 58 | 0.48109 | 129.9274 | 752.1857 | 1.0062 | 2.039 | 498.9572 | 1.642 | 0.01041 | 2.8542e-05 | 0.13966 | 0.41798 | {F4E4D8BC-9659-4439-88C6-265319222D40} | 251511101 | WISHON 1101 | circuit_breaker | 37.1509 | -119.5046 | WISHON 1101circuit_breaker | 46 | 23 | 14779.2774 | 12397.8907 | 2381.3867 | 12397.8907 | 2381.3867 | 0.0016554 | 0.0023059 | 1.7155 | 3.0862 | 2485 | 0.60376 | 551.1409 | 20272.3589 | 0
Central Valley | 7345 | 0 | 0 | 3 | 0.85385 | 2 |  |  |  |  | 18.5376 | 372.4893 | 1.6482 | 0.0082504 | 2.5807e-05 | 0 | 0 | {6985CB9B-1F8C-4CB7-A5AE-AEFA2BA7C828} | 254151101 | AUBERRY 1101 | 49122 | 37.0811 | -119.4877 | AUBERRY 110149122 | 75 | 47 | 9022.3102 | 6376.7942 | 2645.516 | 6376.7942 | 2645.516 | 5.1613e-05 | 5.1613e-05 |  | 1.5 | 2518 | 0.016501 | 550.5371 | 20276.3189 | 0
Central Valley | 5982 | 6 | 16.3078 | 14 | 20.2939 | 7 | 3.1822 | 6166.874 | 29574.453 | 104.6784 | 6.1855 | 3071.0426 | 2.0117 | 0.016156 | 2.5399e-05 | 0.42857 | 0.80358 | {908C371E-60A0-479A-AB4A-419AF9711AF4} | 253642101 | POSO MOUNTAIN 2101 | 2181 | 35.5943 | -118.9584 | POSO MOUNTAIN 21012181 | 137 | 59 | 41370.7977 | 38091.8602 | 3278.9375 | 26885.9284 | 3016.2973 | 0.00017779 | 7.1816e-05 | 2.718 | 2 | 2531 | 0.11309 | 550.5206 | 20293.0151 | 0
Central Valley | 9105 | 6 | 8.874 | 97 | 47.4547 | 34 | 0.025935 | 238.6962 | 2034.6801 | 0.084259 | 2.463 | 368.8076 | 1.6369 | 0.0020375 | 2.5228e-05 | 0.061856 | 0.187 | {BE20DD4B-6661-46C1-A7C9-992DA1F66AB7} | 252501101 | BALCH NO 1 1101 | circuit_breaker | 36.9082 | -119.0866 | BALCH NO 1 1101circuit_breaker | 42 | 41 | 14908.6363 | 13497.4542 | 1411.1821 | 13497.4542 | 1411.1821 | 0.00085774 | 0.0014184 | 1.479 | 2.8529 | 2535 | 0.069275 | 550.4076 | 20301.397 | 0
Central Valley | 4304 | 71 | 96.8181 | 198 | 157.1807 | 58 | 8.5496 | 8634.2874 | 47950.3381 | 476.787 | 12.5322 | 2511.6663 | 1.7919 | 0.0016381 | 2.1167e-05 | 0.35859 | 0.61597 | {80FE859C-5651-4408-BF07-1945D67AD54A} | 253642101 | POSO MOUNTAIN 2101 | 4456 | 35.5878 | -118.958 | POSO MOUNTAIN 21014456 | 111 | 75 | 44264.304 | 37862.2156 | 6402.0884 | 37862.2156 | 6402.0884 | 0.0012277 | 0.00029565 | 1.3636 | 3.4138 | 2585 | 0.095012 | 550.3383 | 20324.9094 | 0
Central Valley | 1719 | 11 | 14.2221 | 16 | 15.5028 | 7 | 0.29329 | 80.8609 | 267.2515 | 0.11588 | 3.4415 | 223.1864 | 1.2803 | 0.00099704 | 2.1164e-05 | 0.6875 | 0.91739 | {27131A9E-D142-4A6D-93D0-301DB39F0FC8} | 163341101 | CLAY 1101 | 13450 | 38.3494 | -120.9384 | CLAY 110113450 | 105 | 158 | 17707.8557 | 7994.7686 | 9713.0871 | 553.6801 | 2393.4024 | 0.00014815 | 0.00028832 | 1.2929 | 2.2857 | 2586 | 0.0069792 | 550.2433 | 20325.2533 | 0
Central Valley | 9933 | 0 | 0 | 1 | 0.21341 | 1 |  |  |  |  | 1.7412 | 352.452 | 1.2942 | 0.0005296 | 1.9378e-05 | 0 | 0 | {885453EE-C081-4617-8ED9-DAFDFB250BE8} | 163781704 | PEORIA 1704 | 92888 | 37.8883 | -120.522 | PEORIA 170492888 | 7 | 0 | 765.3621 | 765.3621 | 0 | 400.6025 | 0 | 1.9378e-05 | 1.9378e-05 |  | 1 | 2623 | 0.0005296 | 550.2363 | 20325.5021 | 0
Central Valley | 7363 | 3 | 9.2342 | 913 | 424.124 | 68 | 6.2556 | 19.1583 | 55.5024 | 0.49442 | 0.96701 | 5.4298 | 1.0011 | 3.5256e-07 | 1.9334e-05 | 0.0032859 | 0.021772 | {E91E5054-3C36-49EA-8A97-9B6297ED700A} | 163692101 | SALT SPRINGS 2101 | 4913 | 38.421 | -120.0974 | SALT SPRINGS 21014913 | 86 | 145 | 9037.0283 | 6222.6929 | 2814.3355 | 6222.6929 | 2814.3355 | 0.0013147 | 0.00036088 | 3.0781 | 13.4265 | 2625 | 2.3974e-05 | 550.2358 | 20329.3663 | 0
Central Valley | 3755 | 2 | 1.9445 | 3 | 2.4002 | 1 |  |  |  |  | 9.8982 | 2137.8477 | 1.8473 | 0.0062313 | 1.8413e-05 | 0.66667 | 0.81013 | {0ED60982-9EAF-4A20-AAB0-618C5740E1E9} | 252341112 | REEDLEY 1112 | 7240 | 36.6254 | -119.3048 | REEDLEY 11127240 | 338 | 333 | 57776.7368 | 43589.6697 | 14187.067 | 1451.4793 | 294.5902 | 1.8413e-05 | 1.8413e-05 | 0.97225 | 3 | 2640 | 0.0062313 | 550.2357 | 20330.2677 | 0
Central Valley | 3689 | 19 | 37.3912 | 82 | 60.9819 | 31 | 1.1228 | 188.1605 | 1199.8013 | 2.0727 | 4.4963 | 232.339 | 1.6166 | 0.00091714 | 1.8355e-05 | 0.23171 | 0.61315 | {BA3893C1-711D-4BF6-9767-7C0EC1B0CA4D} | 254151101 | AUBERRY 1101 | R322 | 37.0906 | -119.4686 | AUBERRY 1101R322 | 45 | 39 | 20602.1306 | 12046.3509 | 8555.7798 | 12046.3509 | 8555.7798 | 0.00056902 | 0.00049944 | 1.968 | 2.6452 | 2642 | 0.028431 | 550.2295 | 20337.7485 | 0
Central Valley | 853 | 18 | 33.8139 | 59 | 46.9255 | 17 | 0.62469 | 91.3001 | 280.0143 | 0.48286 | 7.6309 | 233.2273 | 1.3237 | 0.0070095 | 1.8097e-05 | 0.30508 | 0.72059 | {1961711E-F220-4B05-9528-34A575D6B44D} | 163781701 | PEORIA 1701 | 9811 | 37.8773 | -120.4486 | PEORIA 17019811 | 115 | 135 | 19765.9812 | 14351.9195 | 5414.0618 | 4687.197 | 882.181 | 0.00030765 | 0.00043795 | 1.8785 | 3.4706 | 2648 | 0.11916 | 550.2011 | 20340.6592 | 0
Central Valley | 8716 | 0 | 0 | 35 | 14.406 | 3 |  |  |  |  | 3.2323 | 1980.0798 | 1.6888 | 0.01839 | 1.679e-05 | 0 | 0 | {00D1CA6B-BA0D-48A2-AF6B-44F02D16A6FD} | 253642101 | POSO MOUNTAIN 2101 | 3990 | 35.5581 | -118.9767 | POSO MOUNTAIN 21013990 | 29 | 18 | 9949.8183 | 8936.2242 | 1013.5942 | 6347.4219 | 159.886 | 5.037e-05 | 5.037e-05 |  | 11.6667 | 2665 | 0.055169 | 550.0819 | 20344.601 | 0
Central Valley | 10015 | 4 | 4.9109 | 15 | 9.8655 | 1 | 0.30314 | 2.8685 | 23.9501 | 0.8055 | 0.71903 | 19.4558 | 1.0044 | 3.6783e-06 | 1.6785e-05 | 0.26667 | 0.49778 | {705B5A79-F7F3-41CE-925F-797105088580} | 163351705 | CURTIS 1705 | 11790 | 37.9746 | -120.2392 | CURTIS 170511790 | 4 | 0 | 22.8988 | 22.8988 | 0 | 22.8988 | 0 | 1.6785e-05 | 5.537e-05 | 1.2277 | 15 | 2666 | 3.6783e-06 | 550.0267 | 20344.6152 | 0
Central Valley | 8419 | 1 | 1.2277 | 4 | 2.5662 | 2 | 0 | 0 | 0 | 0 | 2.4292 | 10.6584 | 1 | 2.0064e-06 | 1.5877e-05 | 0.25 | 0.47841 | {0F280189-7238-4409-8E14-ABF01E8D5CE1} | 254452102 | MARIPOSA 2102 | 10250 | 37.4632 | -119.9479 | MARIPOSA 210210250 | 4 | 1 | 84.368 | 66.9649 | 17.4031 | 66.9649 | 17.4031 | 3.1754e-05 | 6.0405e-05 | 1.2277 | 2 | 2685 | 4.0128e-06 | 550.0267 | 20344.6568 | 0
Central Valley | 9984 | 0 | 0 | 3 | 1.2624 | 1 |  |  |  |  | 0.30973 | 1.025 | 1 | 1.0532e-06 | 1.5855e-05 | 0 | 0 | {21272FCC-A834-4F21-A4CB-5DBBD597A054} | 163160401 | PINECREST 0401 | circuit_breaker | 38.1883 | -119.9938 | PINECREST 0401circuit_breaker | 4 | 0 | 20.6165 | 20.6165 | 0 | 20.6165 | 0 | 1.5855e-05 | 1.5855e-05 |  | 3 | 2686 | 1.0532e-06 | 550.0267 | 20344.6696 | 0
Central Valley | 9867 | 14 | 28.1379 | 18 | 30.0735 | 8 | 0.15298 | 831.9038 | 4526.746 | 0.94293 | 0.1474 | 111.955 | 1.1867 | 6.2246e-06 | 1.5708e-05 | 0.77778 | 0.93564 | {3A07F3B8-E9B8-45C5-8744-6792C16A4186} | 252192105 | BEAR VALLEY 2105 | circuit_breaker | 37.5861 | -120.1255 | BEAR VALLEY 2105circuit_breaker | 17 | 4 | 7018.3692 | 6175.4075 | 842.9617 | 6175.4075 | 842.9617 | 0.00012567 | 0.00022266 | 2.0098 | 2.25 | 2690 | 4.9797e-05 | 550.0267 | 20348.5045 | 0
Central Valley | 1472 | 0 | 0 | 1 | 0.35919 | 1 |  |  |  |  | 0 | 2.1186 | 1 | 1.0133e-06 | 1.5254e-05 | 0 | 0 | {EB657CB8-596F-4421-86E3-2C8A72D44EE1} | 83912110 | PIERCY 2110 | XR258 | 37.2803 | -121.7577 | PIERCY 2110XR258 | 165 | 89 | 49305.7146 | 42515.4619 | 6790.2527 | 32262.0914 | 4527.8817 | 1.5254e-05 | 1.5254e-05 |  | 1 | 2699 | 1.0133e-06 | 550.0267 | 20368.5393 | 0
Central Valley | 3663 | 168 | 273.4634 | 491 | 415.3886 | 98 | 2.155 | 103.0637 | 786.5032 | 2.969 | 2.8145 | 188.1208 | 1.3105 | 0.00035504 | 1.5089e-05 | 0.34216 | 0.65833 | {8FE2B2A5-53AD-4D02-8B28-25A33ED98DCB} | 252691104 | INDIAN FLAT 1104 | circuit_breaker | 37.6655 | -119.8416 | INDIAN FLAT 1104circuit_breaker | 155 | 267 | 30939.222 | 20602.0949 | 10337.1271 | 20602.0949 | 10337.1271 | 0.0014788 | 0.001169 | 1.6278 | 5.0102 | 2704 | 0.034794 | 550.0267 | 20381.3332 | 0
Central Valley | 9097 | 25 | 34.2823 | 204 | 84.8514 | 64 | 2.4472 | 1533.107 | 7570.0928 | 27.9672 | 4.9002 | 1262.036 | 1.8379 | 0.00083763 | 1.4587e-05 | 0.12255 | 0.40403 | {1C32E9CE-3898-49FE-891B-A309867CC97B} | 254601103 | SAND CREEK 1103 | 97354 | 36.6098 | -119.0982 | SAND CREEK 110397354 | 76 | 50 | 18909.0102 | 16295.7352 | 2613.275 | 13531.0761 | 1321.1137 | 0.00093356 | 0.00057689 | 1.3713 | 3.1875 | 2714 | 0.053608 | 549.9919 | 20389.736 | 0
Central Valley | 9147 | 1 | 1.3586 | 21 | 9.4814 | 8 | 1.9934 | 292.7453 | 3501.043 | 20.9313 | 0 | 17.5155 | 1.0025 | 4.4597e-05 | 1.1943e-05 | 0.047619 | 0.14329 | {3E72B6B4-2ACF-4DC3-9DE3-FC6C6A9FFD94} | 254061102 | DUNLAP 1102 | 778286 | 36.717 | -118.9672 | DUNLAP 1102778286 | 6 | 4 | 4223.2815 | 4188.0047 | 35.2768 | 4188.0047 | 35.2768 | 9.5548e-05 | 6.3177e-05 | 1.3586 | 2.625 | 2764 | 0.00035677 | 549.9383 | 20392.3367 | 0
Central Valley | 5124 | 12 | 14.7326 | 37 | 23.6343 | 12 | 1.0157 | 292.7622 | 1143.4438 | 5.5748 | 5.7764 | 1251.5019 | 1.4873 | 0.0036227 | 1.0189e-05 | 0.32432 | 0.62335 | {7C3F27CE-B3FE-4A3A-A517-4F1EC2F3B587} | 252921108 | STONE CORRAL 1108 | 7100 | 36.4928 | -119.1764 | STONE CORRAL 11087100 | 142 | 175 | 36307.0589 | 29507.2094 | 6799.8495 | 3682.723 | 766.1549 | 0.00012227 | 0.00013343 | 1.2277 | 3.0833 | 2785 | 0.043472 | 549.9379 | 20394.6237 | 0
Central Valley | 841 | 8 | 10.6451 | 314 | 146.8359 | 69 | 0.52412 | 70.6025 | 352.9451 | 0.14721 | 0.012152 | 22.5345 | 1.0501 | 0.0005265 | 9.8851e-06 | 0.025478 | 0.072497 | {CFBBFBB1-419F-4DD9-BB1F-9B2617993BDF} | 163692101 | SALT SPRINGS 2101 | 1216 | 38.4989 | -120.2177 | SALT SPRINGS 21011216 | 40 | 80 | 11657.793 | 8899.3047 | 2758.4883 | 8899.3047 | 2758.4883 | 0.00068207 | 0.00094377 | 1.3306 | 4.5507 | 2790 | 0.036328 | 549.8944 | 20400.1502 | 0
Central Valley | 3927 | 24 | 60.9052 | 568 | 301.331 | 102 | 3.9422 | 59.946 | 502.8208 | 1.917 | 0.37771 | 10.7255 | 1.009 | 9.3224e-06 | 8.8981e-06 | 0.042254 | 0.20212 | {3474C71F-C417-4DFD-9033-1EBD72D1A9BF} | 254061103 | DUNLAP 1103 | 7080 | 36.7433 | -118.9608 | DUNLAP 11037080 | 111 | 424 | 29854.1139 | 17013.9683 | 12840.1456 | 17013.9683 | 12840.1456 | 0.00090761 | 0.00036192 | 2.5377 | 5.5686 | 2798 | 0.00095088 | 549.8581 | 20410.7159 | 0
Central Valley | 9903 | 0 | 0 | 11 | 2.3475 | 1 |  |  |  |  | 1.2611 | 0.48938 | 1 | 5.6405e-07 | 8.4906e-06 | 0 | 0 | {215B4A0E-B4E1-4DEB-8481-0B3FF4DD4D17} | 252691104 | INDIAN FLAT 1104 | 4440 | 37.677 | -119.7768 | INDIAN FLAT 11044440 | 6 | 0 | 376.2849 | 376.2849 | 0 | 376.2849 | 0 | 8.4906e-06 | 8.4906e-06 |  | 11 | 2806 | 5.6405e-07 | 549.8572 | 20410.9495 | 0
Central Valley | 8427 | 1 | 3.8265 | 74 | 36.099 | 7 | 0.72819 | 1188.3613 | 34404.8827 | 66.0272 | 0.018331 | 13.8163 | 1.0066 | 0.0002296 | 8.3208e-06 | 0.013514 | 0.106 | {17340C5D-4E9A-414F-A76B-922497EBB75D} | 162831702 |  | 86032 | 38.1849 | -119.9915 | 86032 | 34 | 15 | 4952.4347 | 4656.0497 | 296.385 | 1615.684 | 203.3681 | 5.8245e-05 | 6.6392e-05 | 3.8265 | 10.5714 | 2807 | 0.0016072 | 549.8572 | 20411.9529 | 0
Central Valley | 9302 | 32 | 46.378 | 170 | 112.9711 | 40 | 0.028315 | 119.7271 | 968.0347 | 0.06114 | 0.35404 | 197.6379 | 1.584 | 0.00051449 | 7.5484e-06 | 0.18824 | 0.41053 | {75BFEF05-1988-4830-B09E-C95373B77F35} | 252501101 | BALCH NO 1 1101 | R372 | 36.9129 | -119.081 | BALCH NO 1 1101R372 | 18 | 2 | 9913.6989 | 9846.4194 | 67.2795 | 9846.4194 | 67.2795 | 0.00030194 | 0.00059096 | 1.4493 | 4.25 | 2816 | 0.020579 | 549.8556 | 20418.0675 | 0
Central Valley | 6442 | 0 | 0 | 9 | 3.9003 | 7 | 0.03033 | 415.133 | 2645.7361 | 0.068684 | 0.5 | 18.1675 | 1.0066 | 0.00010106 | 7.4986e-06 | 0 | 0 | {28A07299-BAB6-4846-84FA-366E13AEFEE9} | 163351703 | CURTIS 1703 | 9210 | 37.8183 | -120.0961 | CURTIS 17039210 | 178 | 152 | 45576.8121 | 37044.9289 | 8531.8832 | 37044.9289 | 8531.8832 | 5.249e-05 | 8.6828e-05 |  | 1.2857 | 2817 | 0.00070741 | 549.835 | 20441.0724 | 0
Central Valley | 7829 | 4 | 5.0417 | 17 | 11.0676 | 8 | 0.055983 | 2110.9799 | 19181.8253 | 1.939 | 0.08656 | 501.5877 | 1.7945 | 4.999e-05 | 7.3556e-06 | 0.23529 | 0.45554 | {EC646814-C576-4C16-B414-32B05AD6EA11} | 253141103 | CUYAMA 1103 | 622728 | 35.0056 | -119.808 | CUYAMA 1103622728 | 124 | 82 | 63541.8101 | 61732.6363 | 1809.1738 | 3818.1464 | 99.0569 | 5.8845e-05 | 9.7103e-05 | 1.2604 | 2.125 | 2818 | 0.00039992 | 549.8343 | 20443.4435 | 0
Central Valley | 6601 | 4 | 7.0341 | 34 | 21.1478 | 10 | 0.031745 | 512.0186 | 10175.949 | 1.2357 | 0.30044 | 63.5711 | 1.1341 | 0.00080821 | 6.9037e-06 | 0.11765 | 0.33262 | {3B618A90-1F99-49FA-8702-76A28A158E81} | 163692101 | SALT SPRINGS 2101 | 10416 | 38.4983 | -120.2183 | SALT SPRINGS 210110416 | 15 | 13 | 1591.5 | 928.207 | 663.293 | 928.207 | 663.293 | 6.9037e-05 | 0.00012441 | 1.7585 | 3.4 | 2825 | 0.0080821 | 549.8339 | 20444.0199 | 0
Central Valley | 8214 | 27 | 36.2196 | 82 | 64.9219 | 19 | 3.8138 | 8599.4675 | 63486.5183 | 305.9161 | 5.4952 | 2466.5958 | 1.7755 | 0.0012095 | 6.8711e-06 | 0.32927 | 0.55789 | {CEAE967B-3953-4836-B34C-F08811987B2A} | 253642103 | POSO MOUNTAIN 2103 | 3988 | 35.5532 | -118.9349 | POSO MOUNTAIN 21033988 | 80 | 35 | 31719.7098 | 29944.6558 | 1775.054 | 26364.8424 | 1421.739 | 0.00013055 | 5.5861e-05 | 1.3415 | 4.3158 | 2826 | 0.02298 | 549.8258 | 20460.3924 | 0
Central Valley | 7781 | 1 | 1.246 | 13 | 5.5563 | 2 | 0.58465 | 638.9394 | 2708.7876 | 1.5837 | 3.2876 | 2004.3556 | 1.896 | 0.0038792 | 6.2953e-06 | 0.076923 | 0.22425 | {59412086-F782-4166-B6FC-4A718057E9E9} | 253642104 | POSO MOUNTAIN 2104 | 48268 | 35.4995 | -118.9051 | POSO MOUNTAIN 210448268 | 42 | 8 | 8811.4991 | 8339.3842 | 472.1149 | 7515.6606 | 472.1149 | 1.2591e-05 | 1.6116e-05 | 1.246 | 6.5 | 2837 | 0.0077584 | 549.8028 | 20465.0597 | 0
Central Valley | 2844 | 1 | 2.8532 | 35 | 18.3482 | 1 |  |  |  |  | 8.2168 | 2561.0579 | 1.9425 | 0.0075289 | 5.8341e-06 | 0.028571 | 0.1555 | {391E65C1-AEAE-49D7-9726-5DDBC48D6DA9} | 252931103 | TEJON 1103 | 2280 | 35.0162 | -118.8709 | TEJON 11032280 | 164 | 86 | 46226.6054 | 44165.0695 | 2061.5359 | 2624.0904 | 90.7142 | 5.8341e-06 | 5.8341e-06 | 2.8532 | 35 | 2839 | 0.0075289 | 549.7951 | 20466.6892 | 0
Central Valley | 5721 | 6 | 17.6388 | 883 | 418.1698 | 91 | 0.79787 | 15.0681 | 52.4328 | 0.054624 | 0.046412 | 4.1328 | 1 | 4.1162e-07 | 5.593e-06 | 0.006795 | 0.042181 | {9EF30C64-8412-466B-8695-929E20570E0C} | 163692101 | SALT SPRINGS 2101 | 1232 | 38.4163 | -120.1331 | SALT SPRINGS 21011232 | 105 | 127 | 18295.9501 | 14525.4003 | 3770.5498 | 10582.3145 | 3063.5837 | 0.00050896 | 0.00056386 | 2.9398 | 9.7033 | 2840 | 3.7458e-05 | 549.7875 | 20473.2609 | 0
Central Valley | 1985 | 14 | 37.5369 | 237 | 133.5325 | 42 | 1.4853 | 64.9915 | 876.5214 | 4.5991 | 0.025969 | 12.1196 | 1.0164 | 2.8436e-07 | 4.9752e-06 | 0.059072 | 0.28111 | {733D4902-C475-4A3B-A2B1-E7586C4C7AE4} | 254061103 | DUNLAP 1103 | 7170 | 36.7263 | -118.9956 | DUNLAP 11037170 | 91 | 99 | 11356.4783 | 8635.1099 | 2721.3685 | 8635.1099 | 2721.3685 | 0.00020896 | 0.00017978 | 2.6812 | 5.6429 | 2846 | 1.1943e-05 | 549.7875 | 20478.6233 | 0
Central Valley | 3335 | 2 | 5.7063 | 2 | 5.7063 | 1 |  |  |  |  | 1.4226 | 3087.4749 | 2.1969 | 0.011924 | 4.8596e-06 | 1 | 1 | {A1011A88-A66E-4DA3-B03F-1383046CA8FD} | 253191101 | SAN BERNARD 1101 | circuit_breaker | 35.0924 | -118.8783 | SAN BERNARD 1101circuit_breaker | 335 | 138 | 79753.7282 | 71472.9513 | 8280.7768 | 1475.2454 | 37.9107 | 4.8596e-06 | 4.8596e-06 | 2.8532 | 2 | 2848 | 0.011924 | 549.7875 | 20479.5394 | 0
Central Valley | 892 | 27 | 35.8206 | 232 | 122.4448 | 40 | 0.24614 | 328.2137 | 2667.5282 | 4.2467 | 0.14856 | 150.4326 | 1.2181 | 5.6086e-05 | 3.8696e-06 | 0.11638 | 0.29254 | {35723AC1-565E-4787-875F-B05907FDAE4F} | 258591101 | TULE POWER HOUSE 1101 | circuit_breaker | 36.1623 | -118.7065 | TULE POWER HOUSE 1101circuit_breaker | 12 | 8 | 6674.0759 | 6363.6748 | 310.401 | 6363.6748 | 310.401 | 0.00015478 | 0.00026975 | 1.3267 | 5.8 | 2856 | 0.0022435 | 549.7755 | 20483.4912 | 0
Central Valley | 7826 | 0 | 0 | 169 | 77.0194 | 13 | 0.14868 | 20.8393 | 76.0467 | 0.022891 | 0.48026 | 3.2178 | 1 | 3.6857e-07 | 2.6154e-06 | 0 | 0 | {DE9905F1-4C65-4778-858E-371103A18BB4} | 163692101 | SALT SPRINGS 2101 | 3116 | 38.4164 | -120.134 | SALT SPRINGS 21013116 | 30 | 19 | 2271.9029 | 1616.0372 | 655.8658 | 1222.9143 | 426.8841 | 3.4e-05 | 7.2126e-05 |  | 13 | 2868 | 4.7914e-06 | 549.7733 | 20484.2507 | 0
Central Valley | 423 | 434 | 706.1687 | 1141 | 999.4036 | 172 | 3.8584 | 1352.0802 | 9725.0776 | 99.5351 | 17.0429 | 956.9699 | 1.5685 | 0.00099015 | 1.2754e-06 | 0.38037 | 0.70659 | {F982DA9B-E6B3-4123-BDDF-635E01BF398E} | 252931102 | TEJON 1102 | 3751 | 34.9325 | -118.9281 | TEJON 11023751 | 335 | 388 | 71736.383 | 41566.0587 | 30170.3243 | 32633.9479 | 28296.8396 | 0.00021936 | 0.00015545 | 1.6271 | 6.6337 | 2875 | 0.17031 | 549.7733 | 20504.5163 | 0
Central Valley | 7934 | 9 | 11.5729 | 23 | 19.6594 | 10 | 0.29871 | 446.9017 | 1552.6106 | 0.92756 | 2.5896 | 2192.5936 | 2.0456 | 0.0033432 | 1.0888e-06 | 0.3913 | 0.58867 | {75FA50A9-2878-4633-B714-48E51CCA6E1E} | 255451102 | CAL WATER 1102 | 920714 | 35.4217 | -118.8326 | CAL WATER 1102920714 | 76 | 43 | 16000.4531 | 13869.7898 | 2130.6633 | 6508.6114 | 260.9894 | 1.0888e-05 | 1.7176e-05 | 1.2859 | 2.3 | 2877 | 0.033432 | 549.603 | 20508.5582 | 0
Central Valley | 9477 | 5 | 13.488 | 95 | 49.0018 | 11 | 0.20397 | 56.7945 | 276.493 | 0.088635 | 0.093524 | 26.104 | 1.0284 | 1.4543e-07 | 8.9705e-07 | 0.052632 | 0.27526 | {DA87C478-BBD3-40FA-ACA7-D9696B584D48} | 254061102 | DUNLAP 1102 | 7290 | 36.7289 | -118.9454 | DUNLAP 11027290 | 14 | 8 | 1363.739 | 1178.1007 | 185.6383 | 1178.1007 | 185.6383 | 9.8676e-06 | 2.408e-05 | 2.6976 | 8.6364 | 2878 | 1.5997e-06 | 549.5696 | 20509.2898 | 0
Central Valley | 65 | 187 | 322.7227 | 387 | 413.0457 | 74 | 0 | 0 | 0 | 0 | 24.1239 | 548.4674 | 1.4409 | 0.0011503 | 6.2199e-07 | 0.4832 | 0.78132 | {86F94E18-E480-4E12-9A1F-F90D460B947B} | 252931102 | TEJON 1102 | 2455 | 34.8574 | -118.8835 | TEJON 11022455 | 132 | 307 | 31287.6816 | 10444.6875 | 20842.9941 | 10444.6875 | 20842.9941 | 4.6027e-05 | 4.6535e-05 | 1.7258 | 5.2297 | 2879 | 0.085122 | 549.5696 | 20515.7759 | 0
Central Valley | 9599 | 36 | 46.8151 | 177 | 106.6508 | 37 | 0.15178 | 1484.0215 | 8215.245 | 2.3133 | 0.84519 | 1419.8683 | 1.8456 | 0.00072418 | 3.1386e-07 | 0.20339 | 0.43896 | {6C424A0E-18F6-4E95-BDD7-E63E2F8C4F83} | 252931102 | TEJON 1102 | 3760 | 34.846 | -118.8707 | TEJON 11023760 | 12 | 1 | 10658.214 | 10548.2717 | 109.9423 | 10548.2717 | 109.9423 | 1.1613e-05 | 2.1128e-05 | 1.3004 | 4.7838 | 2882 | 0.026795 | 549.4844 | 20522.3264 | 0
Central Coast | 8874 | 0 | 0 | 3 | 0.88256 | 1 | 22.6129 | 298.8874 | 2114.3518 | 48.2119 | 16.0907 | 76.3723 | 1.5133 | 0.018527 | 0.008797 | 0 | 0 | {CBB88C85-EC74-4A88-A152-9F1C6F5CED0E} | 182391103 | OILFIELDS 1103 | N46 | 35.7811 | -120.9892 | OILFIELDS 1103N46 | 59 | 13 | 9591.7121 | 9360.626 | 231.0861 | 9360.626 | 231.0861 | 0.008797 | 0.00038903 |  | 3 | 13 | 0.018527 | 549.4576 | 20528.1394 | 0
Central Coast | 6283 | 57 | 93.377 | 98 | 117.6247 | 3 | 17.9576 | 62.1116 | 305.1102 | 6.2361 | 0.0014749 | 0.5865 | 1 | 1.6591e-05 | 0.0044672 | 0.58163 | 0.79385 | {1F190D24-49B1-4525-8708-03EC335995FB} | 82841101 | BIG BASIN 1101 | 5479 | 37.1292 | -122.113 | BIG BASIN 11015479 | 6 | 13 | 957.6921 | 274.045 | 683.6471 | 274.045 | 683.6471 | 0.013402 | 0.00074923 | 1.6382 | 32.6667 | 45 | 4.9772e-05 | 549.4391 | 20528.3095 | 0
Central Coast | 7288 | 397 | 702.856 | 606 | 820.8174 | 37 | 16.3889 | 12.495 | 41.2189 | 1.136 | 0.10261 | 1.4003 | 1 | 2.1079e-05 | 0.0027505 | 0.65512 | 0.85629 | {A44012CD-0861-4778-ABC7-FDA4AFEB10EB} | 83622106 | CAMP EVERS 2106 | 16000 | 37.0464 | -122.0243 | CAMP EVERS 210616000 | 139 | 220 | 16742.5634 | 6294.2005 | 10448.3628 | 3279.9189 | 5274.3917 | 0.10177 | 0.011741 | 1.7704 | 16.3784 | 116 | 0.00077994 | 549.4391 | 20530.3464 | 0
Central Coast | 5661 | 123 | 238.3254 | 164 | 257.9818 | 9 | 14.0397 | 31.0397 | 83.4897 | 1.55 | 0.0011062 | 8.3105 | 2.382 | 1.1068e-05 | 0.0017315 | 0.75 | 0.92381 | {A37409D5-7086-445E-AAD3-796DE84F477C} | 82841101 | BIG BASIN 1101 | 9773 | 37.1288 | -122.1141 | BIG BASIN 11019773 | 11 | 38 | 2296.2089 | 724.7249 | 1571.484 | 724.7249 | 1571.484 | 0.015584 | 0.0022919 | 1.9376 | 18.2222 | 203 | 9.9609e-05 | 549.4383 | 20530.7964 | 0
Central Coast | 5099 | 114 | 192.6103 | 217 | 250.8514 | 14 | 9.6544 | 5.8268 | 24.2076 | 0.3014 | 0.20923 | 1.1725 | 1 | 2.4115e-05 | 0.0016815 | 0.52535 | 0.76783 | {84EE2558-0006-42C6-8836-08F2D7F2DAA3} | 83622104 | CAMP EVERS 2104 | circuit_breaker | 37.0418 | -122.025 | CAMP EVERS 2104circuit_breaker | 237 | 257 | 16251.644 | 7159.1448 | 9092.4992 | 1223.0517 | 1122.4718 | 0.023541 | 0.005082 | 1.6896 | 15.5 | 212 | 0.0003376 | 549.4382 | 20531.5559 | 0
Central Coast | 4629 | 920 | 1884.4079 | 1076 | 1963.2982 | 48 | 11.4666 | 14.4903 | 46.1257 | 0.80169 | 0.33518 | 2.8725 | 1 | 1.866e-05 | 0.0015794 | 0.85502 | 0.95982 | {BA541186-8D15-43B9-BDFB-BAD6936C2F64} | 83622105 | CAMP EVERS 2105 | 74170 | 37.0883 | -122.0885 | CAMP EVERS 210574170 | 91 | 337 | 22627.3489 | 5724.1198 | 16903.2291 | 5724.1198 | 16903.2291 | 0.07581 | 0.013483 | 2.0483 | 22.4167 | 231 | 0.00089567 | 549.4379 | 20535.1106 | 0
Central Coast | 6613 | 1384 | 2424.441 | 2319 | 2970.0962 | 109 | 12.1807 | 26.0587 | 133.3915 | 2.182 | 0.85498 | 7.2789 | 1.0412 | 0.00054403 | 0.0015242 | 0.59681 | 0.81628 | {EA87785F-FD13-47C1-AD0C-AE56EB6FAE60} | 83041101 | BEN LOMOND 1101 | 96738 | 37.1112 | -122.1143 | BEN LOMOND 110196738 | 162 | 296 | 24126.4963 | 10935.49 | 13191.0063 | 10935.49 | 13191.0063 | 0.16614 | 0.025492 | 1.7518 | 21.2752 | 240 | 0.0593 | 549.437 | 20541.9016 | 0
Central Coast | 1456 | 1691 | 3417.3028 | 2453 | 3834.7185 | 141 | 12.0567 | 22.689 | 104.3199 | 1.6357 | 0.56482 | 5.9116 | 0.99551 | 0.00088617 | 0.0014736 | 0.68936 | 0.89115 | {97243609-0190-4CA4-910D-8656166A7529} | 83041101 | BEN LOMOND 1101 | BL 1101 | 37.0926 | -122.0966 | BEN LOMOND 1101BL 1101 | 199 | 614 | 41287.4724 | 13712.9137 | 27574.5587 | 13712.9137 | 27574.5587 | 0.20778 | 0.034475 | 2.0209 | 17.3972 | 253 | 0.12495 | 549.3777 | 20550.4173 | 0
Central Coast | 5185 | 767 | 1457.1326 | 1232 | 1728.4731 | 65 | 15.776 | 141.5323 | 2064.3816 | 72.9115 | 0.53033 | 15.0296 | 1.0658 | 0.001049 | 0.0014134 | 0.62256 | 0.84302 | {1594C1F1-1EBD-4EB0-9A76-086953E0C574} | 82841101 | BIG BASIN 1101 | 10720 | 37.1086 | -122.1439 | BIG BASIN 110110720 | 96 | 260 | 19352.137 | 7531.494 | 11820.643 | 7531.494 | 11820.643 | 0.091874 | 0.011818 | 1.8998 | 18.9538 | 269 | 0.068186 | 549.2527 | 20555.0943 | 0
Central Coast | 923 | 715 | 1392.9049 | 1376 | 1761.2377 | 61 | 10.3466 | 7.7935 | 32.3971 | 0.54477 | 0.52314 | 1.3753 | 1 | 1.6287e-05 | 0.0013849 | 0.51962 | 0.79087 | {8B06F25F-237B-4FE8-8F99-17C1FF96A7BD} | 83622105 | CAMP EVERS 2105 | 11384 | 37.0536 | -122.0439 | CAMP EVERS 210511384 | 121 | 422 | 24570.1426 | 6564.1653 | 18005.9773 | 6564.1653 | 18005.9773 | 0.084481 | 0.014956 | 1.9481 | 22.5574 | 277 | 0.00099352 | 549.1845 | 20559.1707 | 0
Central Coast | 5106 | 268 | 557.6047 | 286 | 566.7172 | 16 | 11.9149 | 22.788 | 65.8075 | 0.81275 | 0.48382 | 2.4849 | 1 | 1.3809e-05 | 0.001356 | 0.93706 | 0.98392 | {3B4F48D2-D2BA-4DFD-AA73-9AA05B8A162C} | 83622106 | CAMP EVERS 2106 | 1625 | 37.0415 | -122.0901 | CAMP EVERS 21061625 | 19 | 21 | 2309.2116 | 1453.5601 | 855.6514 | 1453.5601 | 855.6514 | 0.021697 | 0.003326 | 2.0806 | 17.875 | 280 | 0.00022095 | 549.1835 | 20560.0733 | 0
Central Coast | 5747 | 681 | 1289.5539 | 1207 | 1570.602 | 76 | 9.5831 | 15.8437 | 65.7196 | 1.237 | 0.29908 | 2.568 | 0.98757 | 1.7162e-05 | 0.0013445 | 0.56421 | 0.82106 | {DC9501E4-F6F2-46C0-8391-ADD21969AEDD} | 83040401 | BEN LOMOND 0401 | circuit_breaker | 37.0924 | -122.0964 | BEN LOMOND 0401circuit_breaker | 220 | 570 | 37756.8034 | 12506.4618 | 25250.3416 | 12506.4618 | 25250.3416 | 0.10219 | 0.019634 | 1.8936 | 15.8816 | 283 | 0.0013043 | 549.1833 | 20567.8399 | 0
Central Coast | 1239 | 6 | 7.3663 | 6 | 7.3663 | 2 | 46.0331 | 572.1687 | 2562.0087 | 119.2535 | 69.1969 | 1243.4613 | 1.7743 | 0.15005 | 0.0012605 | 1 | 1 | {DD694EAA-A9BC-4C03-B675-60DCE9DF4147} | 183052113 | TEMPLETON 2113 | circuit_breaker | 35.5554 | -120.6799 | TEMPLETON 2113circuit_breaker | 477 | 1084 | 88569.9542 | 41923.3786 | 46646.5756 | 879.0751 | 254.7108 | 0.002521 | 5.5813e-05 | 1.2277 | 3 | 302 | 0.30009 | 549.182 | 20568.3858 | 0
Central Coast | 689 | 752 | 1442.005 | 1418 | 1819.0173 | 81 | 10.1214 | 23.5208 | 112.5997 | 2.1415 | 0.08967 | 3.6218 | 0.99047 | 0.0015912 | 0.0012164 | 0.53032 | 0.79274 | {9C7B2B92-FC22-48B4-B1A3-9DC57E45ACA3} | 83622105 | CAMP EVERS 2105 | 12590 | 37.0634 | -122.0799 | CAMP EVERS 210512590 | 131 | 465 | 30878.3126 | 8909.0232 | 21969.2893 | 7908.9298 | 18075.9252 | 0.098529 | 0.018136 | 1.9176 | 17.5062 | 317 | 0.12889 | 548.8819 | 20573.2972 | 0
Central Coast | 6991 | 65 | 118.9776 | 130 | 156.8221 | 7 | 9.3552 | 23.7465 | 101.0601 | 1.4213 | 0.55468 | 4.1315 | 1 | 1.4755e-05 | 0.0012142 | 0.5 | 0.75868 | {E247FC6E-157B-4272-AEDD-8C777FFAAD92} | 82841101 | BIG BASIN 1101 | 65444 | 37.1278 | -122.1229 | BIG BASIN 110165444 | 15 | 46 | 2594.9274 | 738.7266 | 1856.2008 | 738.7266 | 1856.2008 | 0.0084997 | 0.0015547 | 1.8304 | 18.5714 | 319 | 0.00010328 | 548.753 | 20573.756 | 0
Central Coast | 6447 | 1296 | 2346.4288 | 2285 | 2899.8923 | 110 | 11.8133 | 54.5813 | 232.1919 | 4.2987 | 1.3546 | 14.2347 | 1.012 | 0.00099565 | 0.0011979 | 0.56718 | 0.80914 | {4EC0C5CA-D3E9-47E9-809A-55A51CA9C021} | 83622106 | CAMP EVERS 2106 | 37210 | 37.0808 | -122.0044 | CAMP EVERS 210637210 | 105 | 137 | 20956.4186 | 10381.5121 | 10574.9064 | 10381.5121 | 10574.9064 | 0.13177 | 0.019723 | 1.8105 | 20.7727 | 323 | 0.10952 | 548.7529 | 20580.2029 | 0
Central Coast | 2978 | 2965 | 5091.8298 | 4736 | 6087.7026 | 216 | 12.974 | 33.7842 | 146.5309 | 2.5842 | 0.37614 | 5.5745 | 1.1171 | 0.0010374 | 0.0011585 | 0.62606 | 0.83641 | {024E8502-820B-436F-9464-D294850FDD35} | 82841101 | BIG BASIN 1101 | 10296 | 37.1333 | -122.1258 | BIG BASIN 110110296 | 373 | 1026 | 74246.8942 | 23203.6203 | 51043.2739 | 23203.6203 | 51043.2739 | 0.25023 | 0.037623 | 1.7173 | 21.9259 | 339 | 0.22408 | 548.6434 | 20594.6123 | 1
Central Coast | 8373 | 70 | 92.3644 | 136 | 130.6363 | 10 | 10.8361 | 14.3715 | 53.8672 | 0.96409 | 0.29956 | 2.0654 | 1 | 1.0592e-05 | 0.0011462 | 0.51471 | 0.70703 | {F50933AC-5B82-417B-BA6F-799563320ECE} | 83622106 | CAMP EVERS 2106 | circuit_breaker | 37.0419 | -122.0251 | CAMP EVERS 2106circuit_breaker | 91 | 171 | 10540.9442 | 3738.5003 | 6802.4439 | 828.2056 | 359.1482 | 0.011462 | 0.0015944 | 1.3195 | 13.6 | 344 | 0.00010592 | 548.4193 | 20595.1266 | 0
Central Coast | 2347 | 240 | 458.8491 | 316 | 502.2225 | 19 | 9.1231 | 13.3441 | 53.3807 | 0.7517 | 0.13484 | 3.2418 | 1.0003 | 1.6097e-05 | 0.0011402 | 0.75949 | 0.91364 | {45C3786B-AE79-4338-94ED-DE73E8F27992} | 83622105 | CAMP EVERS 2105 | 9031 | 37.0726 | -122.0742 | CAMP EVERS 21059031 | 29 | 65 | 5424.3947 | 1758.1932 | 3666.2015 | 1758.1932 | 3666.2015 | 0.021664 | 0.0046038 | 1.9119 | 16.6316 | 348 | 0.00030583 | 548.4192 | 20596.2185 | 0
Central Coast | 1390 | 2 | 4.2117 | 98 | 81.5171 | 3 | 16.2147 | 189.6149 | 2496.5033 | 141.5003 | 0.95206 | 16.225 | 1.0088 | 0.0024739 | 0.0011008 | 0.020408 | 0.051667 | {44BC81C9-8540-477A-9326-99FB3CD481E2} | 163351704 | CURTIS 1704 | 8140 | 38.0068 | -120.3479 | CURTIS 17048140 | 394 | 469 | 70369.299 | 42473.8563 | 27895.4428 | 42473.8563 | 27895.4428 | 0.0033025 | 0.00027003 | 2.1059 | 32.6667 | 362 | 0.0074216 | 548.4189 | 20622.5947 | 0
Central Coast | 4706 | 186 | 329.5683 | 494 | 519.249 | 38 | 29.0248 | 92.491 | 1427.6532 | 115.6056 | 0.36755 | 3.8333 | 1.0031 | 0.0008229 | 0.0010877 | 0.37652 | 0.6347 | {9DDD43C5-588F-4D1E-AFA3-8A122C419F83} | 83500401 | SEACLIFF 0401 | 12946 | 36.9876 | -121.9186 | SEACLIFF 040112946 | 68 | 434 | 28208.1591 | 5200.6844 | 23007.4747 | 3742.632 | 13642.9675 | 0.041333 | 0.0023123 | 1.7719 | 13 | 366 | 0.03127 | 548.4115 | 20624.9189 | 0
Central Coast | 3882 | 239 | 454.3635 | 625 | 671.7554 | 32 | 9.2875 | 31.201 | 359.2462 | 15.53 | 0.28637 | 3.2684 | 1.0017 | 0.00027814 | 0.0010614 | 0.3824 | 0.67638 | {CC60F8EB-8583-4463-B38C-D2F869F171F0} | 82841101 | BIG BASIN 1101 | 12838 | 37.1272 | -122.1236 | BIG BASIN 110112838 | 64 | 190 | 12297.8637 | 3775.6915 | 8522.1722 | 3775.6915 | 8522.1722 | 0.033965 | 0.0062822 | 1.9011 | 19.5312 | 381 | 0.0089004 | 548.3802 | 20627.2636 | 1
Central Coast | 8127 | 34 | 58.8042 | 50 | 67.2864 | 7 | 13.7632 | 33.9758 | 212.3526 | 5.5554 | 0.18995 | 3.5262 | 1.0136 | 0.0008057 | 0.0010575 | 0.68 | 0.87394 | {B2DB007C-B536-4565-AFB8-FF22CE3BFDE5} | 83140401 | FELTON 0401 | circuit_breaker | 37.0489 | -122.0646 | FELTON 0401circuit_breaker | 48 | 55 | 6269.6055 | 4116.7901 | 2152.8154 | 3781.4684 | 1784.8535 | 0.0074023 | 0.0015082 | 1.7295 | 7.1429 | 382 | 0.0056399 | 548.3713 | 20629.6119 | 0
Central Coast | 8949 | 4 | 4.9841 | 25 | 16.1714 | 2 | 41.8808 | 853.1053 | 3526.3394 | 147.6861 | 0.48673 | 77.8695 | 1 | 1.6595e-05 | 0.0010509 | 0.16 | 0.3082 | {AAFA242E-CE7C-45BF-A927-201DEB4735C4} | 82831109 | MILPITAS 1109 | XR044 | 37.4385 | -121.8718 | MILPITAS 1109XR044 | 40 | 23 | 3772.893 | 3013.9349 | 758.9582 | 77.0548 | 0 | 0.0021018 | 8.1e-05 | 1.246 | 12.5 | 385 | 3.3191e-05 | 548.3657 | 20629.6598 | 0
Central Coast | 4387 | 492 | 922.519 | 619 | 991.0771 | 30 | 14.6838 | 35.6127 | 154.9755 | 1.6412 | 0.35782 | 5.9809 | 1.0139 | 0.0049874 | 0.0010194 | 0.79483 | 0.93082 | {F21FA11B-160D-41F2-AA17-7452280F39DA} | 83622105 | CAMP EVERS 2105 | 11010 | 37.1053 | -122.0518 | CAMP EVERS 210511010 | 54 | 171 | 11506.1747 | 3577.8936 | 7928.2811 | 3577.8936 | 7928.2811 | 0.030581 | 0.0055491 | 1.875 | 20.6333 | 402 | 0.14962 | 548.3656 | 20631.8816 | 0
Central Coast | 8278 | 656 | 1098.0036 | 1118 | 1379.2181 | 39 | 12.8163 | 26.0472 | 92.8941 | 2.3296 | 1.4801 | 7.2781 | 1.0068 | 0.00063781 | 0.0010172 | 0.58676 | 0.79611 | {7CFF45FB-01BE-445B-B5D9-024236B07470} | 83622105 | CAMP EVERS 2105 | 33542 | 37.0905 | -122.0456 | CAMP EVERS 210533542 | 73 | 112 | 9737.8527 | 3984.6462 | 5753.2065 | 3984.6462 | 5753.2065 | 0.039669 | 0.0067837 | 1.6738 | 28.6667 | 404 | 0.024875 | 548.216 | 20634.3561 | 0
Central Coast | 1759 | 1483 | 3065.4607 | 1720 | 3192.9187 | 92 | 7.7452 | 109.2514 | 981.7904 | 14.0965 | 0.34987 | 17.6121 | 1.0296 | 0.00072996 | 0.00098828 | 0.86221 | 0.96008 | {62DB6A1E-C643-412E-AD78-478695BE02E4} | 83622105 | CAMP EVERS 2105 | 10912 | 37.0913 | -122.096 | CAMP EVERS 210510912 | 91 | 75 | 13261.3053 | 8140.064 | 5121.2412 | 8140.064 | 5121.2412 | 0.090921 | 0.021206 | 2.0671 | 18.6957 | 415 | 0.067156 | 548.1911 | 20639.4111 | 0
Central Coast | 1685 | 308 | 711.7761 | 1032 | 1127.3588 | 134 | 63.1596 | 420.4057 | 1272.9016 | 157.2141 | 50.371 | 354.9901 | 1.354 | 0.10135 | 0.00098062 | 0.29845 | 0.63137 | {BE22BF5B-77AE-4173-893E-2D7D15CAA658} | 183041102 | BUELLTON 1102 | Y50 | 34.6125 | -120.1757 | BUELLTON 1102Y50 | 288 | 326 | 40304.2685 | 20629.3397 | 19674.9288 | 17178.6356 | 12460.4514 | 0.1314 | 0.0042125 | 2.311 | 7.7015 | 418 | 13.5803 | 548.124 | 20650.079 | 0
Central Coast | 2791 | 2719 | 5106.005 | 3690 | 5639.1553 | 125 | 8.8197 | 29.2293 | 110.4285 | 1.1017 | 0.54956 | 5.4478 | 1.0045 | 0.0022424 | 0.00088979 | 0.73686 | 0.90546 | {9A213A9A-1023-49F7-ABDF-C909666FFA23} | 83622105 | CAMP EVERS 2105 | 10294 | 37.0992 | -122.0531 | CAMP EVERS 210510294 | 252 | 448 | 34698.2525 | 13600.6961 | 21097.5563 | 13600.6961 | 21097.5563 | 0.11122 | 0.023042 | 1.8779 | 29.52 | 452 | 0.2803 | 534.5437 | 20658.525 | 0
Central Coast | 6799 | 28 | 54.5031 | 71 | 78.8973 | 13 | 88.0882 | 420.1032 | 1146.8059 | 130.6274 | 31.3918 | 179.7376 | 1.2631 | 0.061653 | 0.0008777 | 0.39437 | 0.69081 | {248D5525-98DB-494D-8A88-8F5511E7C8B0} | 182721102 | SANTA YNEZ 1102 | circuit_breaker | 34.6252 | -120.119 | SANTA YNEZ 1102circuit_breaker | 297 | 391 | 30440.5735 | 14333.2897 | 16107.2838 | 1351.6956 | 445.0694 | 0.01141 | 0.00053729 | 1.9465 | 5.4615 | 460 | 0.8015 | 534.2634 | 20659.3644 | 0
Central Coast | 1146 | 508 | 866.4424 | 1021 | 1148.2574 | 63 | 6.0573 | 8.671 | 72.8373 | 1.1728 | 0.4481 | 4.2056 | 1.0006 | 0.00045711 | 0.00086846 | 0.49755 | 0.75457 | {0F585841-A965-44FC-98CB-5C72CA920770} | 82841101 | BIG BASIN 1101 | 95690 | 37.1249 | -122.125 | BIG BASIN 110195690 | 144 | 426 | 23842.8408 | 6270.3435 | 17572.4973 | 6270.3435 | 17572.4973 | 0.054713 | 0.014792 | 1.7056 | 16.2063 | 461 | 0.028798 | 533.4619 | 20663.2583 | 0
Central Coast | 6214 | 521 | 942.143 | 1333 | 1441.1759 | 96 | 12.17 | 61.1605 | 512.5577 | 12.9957 | 1.0259 | 10.5239 | 1.0252 | 0.001786 | 0.00086609 | 0.39085 | 0.65373 | {11174DFD-907B-47BB-8CC5-096C12F9E27C} | 83252106 | PAUL SWEET 2106 | 8091 | 37.0477 | -121.9389 | PAUL SWEET 21068091 | 106 | 126 | 17874.9693 | 9677.9322 | 8197.0371 | 9677.9322 | 8197.0371 | 0.083145 | 0.011961 | 1.8083 | 13.8854 | 464 | 0.17146 | 533.4331 | 20669.2683 | 0
Central Coast | 4182 | 24 | 39.9105 | 57 | 60.037 | 7 | 33.4427 | 155.1812 | 608.5769 | 33.4615 | 11.2876 | 76.4354 | 1.091 | 0.0057792 | 0.00085549 | 0.42105 | 0.66476 | {2C2A0D1B-C427-42CC-B24E-D58836D68BB9} | 83242105 | MORGAN HILL 2105 | XR494 | 37.1066 | -121.6618 | MORGAN HILL 2105XR494 | 279 | 302 | 27383.7291 | 11814.4524 | 15569.2766 | 485.8055 | 271.1166 | 0.0059884 | 0.00025013 | 1.6629 | 8.1429 | 469 | 0.040455 | 533.2616 | 20669.57 | 0
Central Coast | 6320 | 216 | 438.7536 | 442 | 578.9476 | 18 | 7.6359 | 8.7257 | 32.8188 | 0.37577 | 0.27704 | 1.3685 | 1 | 1.6398e-05 | 0.00083716 | 0.48869 | 0.75785 | {B6D66A77-B522-44A7-B0D4-0D26D50F0307} | 83622105 | CAMP EVERS 2105 | 5577 | 37.0487 | -122.0616 | CAMP EVERS 21055577 | 24 | 130 | 7544.1719 | 1864.9283 | 5679.2435 | 1864.9283 | 5679.2435 | 0.015069 | 0.0044432 | 2.0313 | 24.5556 | 479 | 0.00029517 | 533.2212 | 20670.7281 | 0
Central Coast | 5096 | 41 | 61.8156 | 389 | 258.5281 | 65 | 43.0929 | 743.1852 | 2353.9917 | 190.8792 | 47.0862 | 612.3226 | 1.5518 | 0.14873 | 0.00081965 | 0.1054 | 0.23911 | {30375F5B-5F9A-4C1C-992C-DEDED43F1FC3} | 182721104 | SANTA YNEZ 1104 | 77098 | 34.6323 | -120.1186 | SANTA YNEZ 110477098 | 146 | 101 | 28673.1744 | 20978.2648 | 7694.9096 | 16911.4845 | 6901.673 | 0.053277 | 0.0026015 | 1.5077 | 5.9846 | 486 | 9.6674 | 533.2209 | 20681.2302 | 0
Central Coast | 8862 | 123 | 210.1596 | 250 | 282.505 | 14 | 6.9207 | 11.8203 | 45.0626 | 0.49265 | 0.26802 | 1.2662 | 1 | 1.4749e-05 | 0.00081848 | 0.492 | 0.74391 | {698941ED-3342-4B1B-9444-3C9E83DD3184} | 83622106 | CAMP EVERS 2106 | 834583 | 37.0442 | -122.0777 | CAMP EVERS 2106834583 | 12 | 43 | 3134.546 | 972.7555 | 2161.7905 | 972.7555 | 2161.7905 | 0.011459 | 0.0031083 | 1.7086 | 17.8571 | 487 | 0.00020649 | 523.5534 | 20681.8342 | 0
Central Coast | 2756 | 53 | 88.1955 | 341 | 237.2304 | 41 | 34.1427 | 139.2262 | 403.7672 | 69.0672 | 57.4115 | 256.7444 | 1.6069 | 0.089128 | 0.00079389 | 0.15543 | 0.37177 | {6170E12A-002A-40B3-A4BB-42077F0D87F0} | 182681102 | ZACA 1102 | Y48 | 34.6653 | -120.1182 | ZACA 1102Y48 | 263 | 210 | 34334.512 | 19086.044 | 15248.468 | 6193.8861 | 3105.3463 | 0.032549 | 0.0022165 | 1.6641 | 8.3171 | 502 | 3.6543 | 523.5532 | 20685.6806 | 0
Central Coast | 6165 | 91 | 141.4944 | 297 | 259.6625 | 12 | 8.5249 | 6.702 | 21.7143 | 0.43068 | 0.96681 | 1.5474 | 1 | 1.2433e-05 | 0.00078123 | 0.3064 | 0.54492 | {706177F8-BA6A-42DD-94DE-1F1DD0F84610} | 82841102 | BIG BASIN 1102 | 9741 | 37.157 | -122.1289 | BIG BASIN 11029741 | 17 | 55 | 3452.6554 | 1047.536 | 2405.1194 | 1047.536 | 2405.1194 | 0.0093748 | 0.0022459 | 1.5549 | 24.75 | 510 | 0.0001492 | 519.899 | 20686.3312 | 0
Central Coast | 7350 | 17 | 27.8392 | 70 | 45.0775 | 16 | 30.9377 | 571.2051 | 2710.0383 | 203.2722 | 42.1484 | 826.4503 | 1.3928 | 0.11881 | 0.00076833 | 0.24286 | 0.61759 | {9CF1253B-D8D6-49C7-BA9B-F1C1932CEBBE} | 182611103 | PASO ROBLES 1103 | 2731 | 35.6845 | -120.73 | PASO ROBLES 11032731 | 15 | 13 | 3624.073 | 2616.6102 | 1007.4628 | 2616.6102 | 1007.4628 | 0.012293 | 0.00068693 | 1.6376 | 4.375 | 521 | 1.901 | 519.8988 | 20687.9561 | 0
Central Coast | 7767 | 59 | 93.2696 | 128 | 128.8087 | 15 | 10.7861 | 69.8419 | 302.5989 | 3.266 | 0.072566 | 9.3877 | 1.0024 | 0.00072555 | 0.00076187 | 0.46094 | 0.72409 | {8CE26437-AB3D-4CA1-B3DD-136FBC93120B} | 83040401 | BEN LOMOND 0401 | 5144 | 37.0912 | -122.0774 | BEN LOMOND 04015144 | 52 | 33 | 8936.2601 | 6409.4899 | 2526.7702 | 6409.4899 | 2526.7702 | 0.011428 | 0.0028039 | 1.5808 | 8.5333 | 527 | 0.010883 | 517.9978 | 20691.9364 | 0
Central Coast | 7302 | 1776 | 3589.4485 | 2451 | 3945.1367 | 69 | 9.8478 | 64.7873 | 689.6628 | 16.2393 | 0.86636 | 6.8703 | 1.0061 | 4.7521e-05 | 0.00075992 | 0.7246 | 0.90984 | {6763B940-A4FC-4294-830C-EA07CE726C5F} | 82931101 | POINT MORETTI 1101 | 36516 | 37.0789 | -122.1338 | POINT MORETTI 110136516 | 95 | 118 | 13904.473 | 6707.2903 | 7197.1827 | 6707.2903 | 7197.1827 | 0.052434 | 0.0091506 | 2.0211 | 35.5217 | 528 | 0.003279 | 517.9869 | 20696.1016 | 0
Central Coast | 7949 | 439 | 671.4125 | 974 | 986.259 | 49 | 14.7075 | 114.8101 | 1071.6472 | 28.8092 | 1.9375 | 15.029 | 1.1085 | 0.0010956 | 0.00072259 | 0.45072 | 0.68077 | {08B6165C-ACFB-44A0-A794-D2E73EAB3B33} | 83622106 | CAMP EVERS 2106 | 11533 | 37.1429 | -121.9939 | CAMP EVERS 210611533 | 36 | 34 | 6338.1156 | 4271.438 | 2066.6776 | 4271.438 | 2066.6776 | 0.035407 | 0.0048003 | 1.5294 | 19.8776 | 554 | 0.053683 | 517.9837 | 20698.7542 | 0
Central Coast | 5809 | 188 | 340.7805 | 415 | 470.037 | 36 | 10.904 | 18.8537 | 79.7204 | 4.1949 | 2.962 | 19.7439 | 1.0063 | 0.0012691 | 0.00069485 | 0.45301 | 0.72501 | {58DC126F-C9E2-47DB-AFA1-8FE0FF5A0DFD} | 83622106 | CAMP EVERS 2106 | 94770 | 37.0632 | -122.0057 | CAMP EVERS 210694770 | 125 | 215 | 18412.2252 | 6436.7786 | 11975.4466 | 3595.9649 | 9723.1688 | 0.025015 | 0.0057328 | 1.8127 | 11.5278 | 569 | 0.045686 | 517.93 | 20700.9873 | 0
Central Coast | 8987 | 13 | 24.2512 | 24 | 29.9364 | 2 | 7.1969 | 1.2232 | 11.8561 | 0.17066 | 0 | 0.10951 | 1 | 5.1733e-06 | 0.00068556 | 0.54167 | 0.81009 | {22D220C5-2768-4212-BADC-DEEFF16BE912} | 83622103 | CAMP EVERS 2103 | circuit_breaker | 37.0418 | -122.025 | CAMP EVERS 2103circuit_breaker | 16 | 4 | 392.8412 | 190.6576 | 202.1836 | 146.1912 | 202.1836 | 0.0013711 | 0.00015575 | 1.8655 | 12 | 578 | 1.0347e-05 | 517.8843 | 20701.078 | 0
Central Coast | 4680 | 16 | 35.6368 | 23 | 39.9471 | 9 | 43.4763 | 182.7202 | 706.1638 | 39.8032 | 20.6271 | 103.6313 | 1.046 | 0.0092694 | 0.00067674 | 0.69565 | 0.8921 | {553C693F-FB0A-403F-AF7B-DFD04F0B4035} | 182541103 | ATASCADERO 1103 | A88 | 35.4581 | -120.6456 | ATASCADERO 1103A88 | 97 | 47 | 6488.0985 | 4273.7537 | 2214.3447 | 1106.7141 | 842.0094 | 0.0060907 | 0.00028083 | 2.2273 | 2.5556 | 591 | 0.083425 | 517.8843 | 20701.7653 | 0
Central Coast | 6797 | 1305 | 2886.1333 | 1392 | 2929.3308 | 78 | 4.8319 | 30.5524 | 226.6338 | 2.5568 | 0.40084 | 6.0427 | 1.0055 | 1.5467e-05 | 0.00067271 | 0.9375 | 0.98525 | {5510A025-B5B2-46F0-8DC5-ADBD6BE8276E} | 83622105 | CAMP EVERS 2105 | 10786 | 37.0927 | -122.097 | CAMP EVERS 210510786 | 119 | 110 | 13530.5337 | 7281.933 | 6248.6007 | 7281.933 | 6248.6007 | 0.052471 | 0.018161 | 2.2116 | 17.8462 | 593 | 0.0012064 | 517.8009 | 20706.2874 | 0
Central Coast | 9640 | 7 | 10.7457 | 9 | 11.5444 | 2 | 2.6865 | 5.1148 | 16.0568 | 0.083206 | 0.8208 | 5.9274 | 1 | 1.5975e-05 | 0.00065694 | 0.77778 | 0.93081 | {9C524D92-A5C3-4391-A08F-2E5640BEA3EC} | 83622105 | CAMP EVERS 2105 | 10996 | 37.0748 | -122.0846 | CAMP EVERS 210510996 | 10 | 1 | 1252.9999 | 1226.2093 | 26.7906 | 1226.2093 | 26.7906 | 0.0013139 | 0.00048094 | 1.5351 | 4.5 | 607 | 3.1949e-05 | 517.7996 | 20707.0489 | 0
Central Coast | 2632 | 14 | 34.7457 | 182 | 135.2156 | 36 | 33.398 | 308.7592 | 1023.3772 | 63.8123 | 39.2439 | 409.9625 | 1.4206 | 0.10715 | 0.00065373 | 0.076923 | 0.25696 | {2D7A19FE-1388-4016-A42B-7364F42C4D40} | 183041102 | BUELLTON 1102 | circuit_breaker | 34.625 | -120.1858 | BUELLTON 1102circuit_breaker | 244 | 375 | 41538.6655 | 20359.3308 | 21179.3347 | 8489.4268 | 3070.6037 | 0.023534 | 0.0012993 | 2.4818 | 5.0556 | 610 | 3.8574 | 517.7996 | 20712.3208 | 0
Central Coast | 3012 | 798 | 1512.3885 | 2132 | 2246.546 | 151 | 5.0614 | 11.7928 | 64.547 | 1.3561 | 0.38567 | 2.8441 | 0.99577 | 0.00022487 | 0.00059242 | 0.3743 | 0.67321 | {61BEE218-5ECD-4073-AA08-F1DB60558A8D} | 83622105 | CAMP EVERS 2105 | 10728 | 37.0665 | -122.0797 | CAMP EVERS 210510728 | 273 | 1013 | 65013.8357 | 16827.1381 | 48186.6976 | 16827.1381 | 48186.6976 | 0.089455 | 0.032346 | 1.8952 | 14.1192 | 678 | 0.033956 | 513.9422 | 20722.7705 | 0
Central Coast | 5960 | 1026 | 1915.5378 | 2091 | 2545.9768 | 116 | 4.0159 | 14.3133 | 67.6873 | 0.86628 | 0.24962 | 4.8332 | 1.008 | 0.00038475 | 0.00058423 | 0.49067 | 0.75238 | {EE077F7F-8175-4265-8512-03731CF3E11C} | 83622105 | CAMP EVERS 2105 | circuit_breaker | 37.0419 | -122.0251 | CAMP EVERS 2105circuit_breaker | 237 | 353 | 35304.7095 | 16540.5741 | 18764.1354 | 12905.269 | 13680.8998 | 0.067771 | 0.023743 | 1.867 | 18.0259 | 689 | 0.044631 | 513.9083 | 20730.7846 | 0
Central Coast | 3526 | 2682 | 4535.9656 | 4287 | 5473.9697 | 238 | 9.54 | 48.4361 | 288.2535 | 5.0091 | 0.8762 | 12.3707 | 1.0272 | 0.00098292 | 0.00058123 | 0.62561 | 0.82864 | {1695E978-9BD4-42EE-A017-6DD99E4F027F} | 82841102 | BIG BASIN 1102 | 12992 | 37.1987 | -122.1536 | BIG BASIN 110212992 | 294 | 654 | 60432.8982 | 22897.5855 | 37535.3127 | 22897.5855 | 37535.3127 | 0.13833 | 0.024939 | 1.6913 | 18.0126 | 694 | 0.23393 | 513.8637 | 20745.004 | 1
Central Coast | 5506 | 649 | 1237.499 | 856 | 1350.578 | 60 | 7.0804 | 86.1927 | 1588.9216 | 20.8658 | 0.31689 | 5.9716 | 1.0177 | 0.00063079 | 0.00057075 | 0.75818 | 0.91627 | {BEA4FE88-D817-444C-8617-83661CE5A408} | 82841102 | BIG BASIN 1102 | 12758 | 37.1485 | -122.1748 | BIG BASIN 110212758 | 146 | 393 | 27849.9662 | 9878.3441 | 17971.6221 | 9878.3441 | 17971.6221 | 0.034245 | 0.0098426 | 1.9068 | 14.2667 | 710 | 0.037848 | 513.6297 | 20751.1385 | 1
Central Coast | 8709 | 190 | 324.8899 | 234 | 349.1985 | 5 | 3.9495 | 9.5702 | 35.0866 | 0.21556 | 0.63894 | 5.7557 | 1.0088 | 0.0068611 | 0.00057046 | 0.81197 | 0.93039 | {C47E0BEE-F56F-4DA1-AE1E-FD70A4E33128} | 83622105 | CAMP EVERS 2105 | 10225 | 37.0995 | -122.0495 | CAMP EVERS 210510225 | 6 | 12 | 665.995 | 292.7321 | 373.2628 | 292.7321 | 373.2628 | 0.0028523 | 0.00088472 | 1.7099 | 46.8 | 711 | 0.034306 | 513.5919 | 20751.3203 | 0
Central Coast | 6747 | 432 | 899.1287 | 623 | 1014.113 | 25 | 5.3269 | 31.4729 | 236.4087 | 2.6497 | 0.41965 | 9.63 | 1.0094 | 9.9751e-06 | 0.00056953 | 0.69342 | 0.88662 | {77124F72-2A10-485B-AF25-5FB9845AECBA} | 183582101 | BURNS 2101 | circuit_breaker | 37.0952 | -122.1442 | BURNS 2101circuit_breaker | 44 | 41 | 5159.4392 | 2668.3535 | 2491.0858 | 2668.3535 | 2491.0858 | 0.014238 | 0.0037539 | 2.0813 | 24.92 | 712 | 0.00024938 | 513.5576 | 20752.9773 | 0
Central Coast | 2265 | 38 | 79.0042 | 206 | 176.3747 | 17 | 3.7739 | 2.4036 | 6.6806 | 0.12978 | 0.25534 | 0.37659 | 1 | 1.7288e-05 | 0.00056618 | 0.18447 | 0.44793 | {52BA473C-1BA5-4952-86A7-343CF045CF65} | 83040401 | BEN LOMOND 0401 | 16010 | 37.0886 | -122.0874 | BEN LOMOND 040116010 | 40 | 162 | 10465.0564 | 2728.9115 | 7736.1449 | 2728.9115 | 7736.1449 | 0.009625 | 0.0044242 | 2.0791 | 12.1176 | 718 | 0.0002939 | 513.5573 | 20754.672 | 0
Central Coast | 8134 | 869 | 1935.2911 | 1145 | 2101.9941 | 40 | 9.5476 | 41.4967 | 208.5041 | 3.5509 | 0.31294 | 3.6713 | 1.0001 | 7.829e-06 | 0.00056123 | 0.75895 | 0.92069 | {1E15AF20-63CE-4AE7-884A-DD7A02307129} | 82931101 | POINT MORETTI 1101 | 5401 | 37.0648 | -122.1233 | POINT MORETTI 11015401 | 59 | 62 | 7198.6471 | 4092.0757 | 3106.5715 | 4092.0757 | 3106.5715 | 0.022449 | 0.0047141 | 2.227 | 28.625 | 721 | 0.00031316 | 513.557 | 20757.2132 | 0
Central Coast | 4885 | 5 | 7.6275 | 18 | 15.7741 | 5 | 21.0657 | 186.7372 | 662.8054 | 23.7421 | 3.6686 | 22.3196 | 1.0018 | 0.00036615 | 0.00055901 | 0.27778 | 0.48354 | {1A2AEC20-7798-471E-990E-3BD9D80801FA} | 182541101 | ATASCADERO 1101 | A22 | 35.4741 | -120.6661 | ATASCADERO 1101A22 | 363 | 1253 | 86163.0987 | 21047.1239 | 65115.9748 | 209.5535 | 3172.162 | 0.002795 | 0.00016889 | 1.5255 | 3.6 | 725 | 0.0018308 | 513.5567 | 20757.3433 | 0
Central Coast | 9573 | 145 | 315.845 | 175 | 332.4157 | 10 | 8.0515 | 28.9232 | 66.8006 | 0.62121 | 0.53473 | 3.0334 | 1 | 7.175e-06 | 0.00055765 | 0.82857 | 0.95015 | {2158531F-B7B5-4ECE-803F-B5BAD865C4B6} | 82931101 | POINT MORETTI 1101 | 10722 | 37.0777 | -122.1332 | POINT MORETTI 110110722 | 21 | 20 | 1949.1397 | 974.5061 | 974.6337 | 974.5061 | 974.6337 | 0.0055765 | 0.0010801 | 2.1782 | 17.5 | 727 | 7.175e-05 | 513.5549 | 20757.9485 | 0
Central Coast | 5717 | 775 | 1534.7533 | 1848 | 2124.917 | 273 | 10.2118 | 1146.9022 | 7569.3643 | 120.0361 | 9.6529 | 323.0637 | 1.4365 | 0.0050692 | 0.00055138 | 0.41937 | 0.72227 | {E6F3FB48-7B73-44A2-9D22-75A3F05024E8} | 183052113 | TEMPLETON 2113 | A10 | 35.4107 | -120.5657 | TEMPLETON 2113A10 | 320 | 285 | 70409.867 | 49852.2593 | 20557.6077 | 49852.2593 | 20557.6077 | 0.15053 | 0.027118 | 1.9803 | 6.7692 | 734 | 1.3839 | 513.5548 | 20788.9067 | 0
Central Coast | 819 | 267 | 397.4217 | 924 | 767.7103 | 238 | 15.2243 | 503.6275 | 2063.7795 | 50.6441 | 38.1096 | 1063.3566 | 1.5498 | 0.16262 | 0.00054231 | 0.28896 | 0.51767 | {49C145C8-C8F5-459A-817E-3F37A5597C7A} | 182681102 | ZACA 1102 | Y54 | 34.6533 | -120.0714 | ZACA 1102Y54 | 435 | 142 | 71672.8706 | 54621.7415 | 17051.1291 | 53471.0661 | 15937.4697 | 0.12907 | 0.016251 | 1.4885 | 3.8824 | 746 | 38.7034 | 512.1709 | 20822.1122 | 0
Central Coast | 4597 | 7 | 8.7222 | 19 | 15.5703 | 8 | 24.8548 | 2715.0147 | 14808.5847 | 478.1219 | 4.0354 | 368.4348 | 1.1825 | 0.0015233 | 0.00053753 | 0.36842 | 0.56018 | {D1A948DB-B3D6-469B-ACB6-5B79CAB78401} | 182551102 | CAYUCOS 1102 | W18 | 35.4245 | -120.8785 | CAYUCOS 1102W18 | 399 | 2424 | 129020.9626 | 36681.1721 | 92339.7905 | 3816.311 | 1467.0553 | 0.0043002 | 0.00024445 | 1.246 | 2.375 | 749 | 0.012187 | 473.4675 | 20824.4822 | 0
Central Coast | 2591 | 1005 | 1752.7482 | 3969 | 3611.0933 | 495 | 15.4859 | 52.2491 | 187.2399 | 7.1039 | 11.4087 | 45.7332 | 1.1891 | 0.006368 | 0.00053272 | 0.25321 | 0.48538 | {B94710C5-B1CB-42E6-AC57-91B01B723998} | 183052111 | TEMPLETON 2111 | A66 | 35.5213 | -120.7126 | TEMPLETON 2111A66 | 682 | 773 | 101958.408 | 54317.8357 | 47640.5724 | 54317.8357 | 47640.5724 | 0.2637 | 0.032885 | 1.744 | 8.0182 | 755 | 3.1522 | 473.4553 | 20858.2135 | 0
Central Coast | 3035 | 180 | 314.0661 | 535 | 500.0137 | 65 | 16.2725 | 115.4507 | 487.9997 | 10.1368 | 17.276 | 100.5354 | 1.6982 | 0.0046321 | 0.00053196 | 0.33645 | 0.62812 | {80C03548-09A3-4516-9CD7-A85242729AF9} | 182541103 | ATASCADERO 1103 | circuit_breaker | 35.4656 | -120.6713 | ATASCADERO 1103circuit_breaker | 174 | 306 | 30826.337 | 15502.9137 | 15323.4233 | 11975.6869 | 6797.5022 | 0.034578 | 0.003842 | 1.7448 | 8.2308 | 756 | 0.30109 | 470.3032 | 20865.6504 | 0
Central Coast | 1205 | 212 | 433.0356 | 407 | 529.7102 | 80 | 24.3212 | 889.7018 | 4478.3208 | 142.8077 | 17.4761 | 392.8692 | 1.4895 | 0.019775 | 0.00052331 | 0.52088 | 0.8175 | {ED2FD62D-73A2-48E2-BABA-F5CBA9685A6D} | 183052113 | TEMPLETON 2113 | A08 | 35.4621 | -120.6221 | TEMPLETON 2113A08 | 399 | 474 | 68913.6396 | 39393.6221 | 29520.0175 | 13880.8278 | 5946.6161 | 0.041865 | 0.0034589 | 2.0426 | 5.0875 | 768 | 1.582 | 470.0021 | 20874.2704 | 0
Central Coast | 3696 | 266 | 461.745 | 568 | 626.2123 | 30 | 10.5381 | 12.84 | 42.119 | 0.65602 | 0.58525 | 2.2506 | 1.0007 | 7.4892e-06 | 0.00052263 | 0.46831 | 0.73736 | {1AF8FBF6-3836-4778-B451-B0D01E1343B6} | 82021106 | LOS GATOS 1106 | LA46 | 37.1615 | -121.9817 | LOS GATOS 1106LA46 | 40 | 196 | 12539.8682 | 2467.6552 | 10072.213 | 2467.6552 | 10072.213 | 0.015679 | 0.0033821 | 1.7359 | 18.9333 | 770 | 0.00022468 | 468.42 | 20875.8029 | 0
Central Coast | 125 | 649 | 1025.3291 | 1582 | 1563.8966 | 66 | 5.6183 | 26.8751 | 91.7645 | 0.90064 | 0.72308 | 9.0221 | 0.98817 | 1.3786e-05 | 0.00051698 | 0.41024 | 0.65562 | {7121682A-B3AC-4974-A685-FFAEF4CE6C69} | 83622105 | CAMP EVERS 2105 | 5232 | 37.0751 | -122.0541 | CAMP EVERS 21055232 | 111 | 238 | 19670.1579 | 7297.0471 | 12373.1108 | 7297.0471 | 12373.1108 | 0.034121 | 0.013696 | 1.5799 | 23.9697 | 777 | 0.00090985 | 468.4198 | 20880.3343 | 0
Central Coast | 711 | 1635 | 3362.0951 | 1912 | 3528.0261 | 104 | 7.5215 | 61.5722 | 522.8562 | 6.6725 | 0.56503 | 11.5593 | 1.0182 | 0.0017922 | 0.00048981 | 0.85513 | 0.95297 | {87B7E394-3606-4372-9564-36FE0E57DA45} | 82841102 | BIG BASIN 1102 | 96986 | 37.172 | -122.1648 | BIG BASIN 110296986 | 96 | 93 | 17195.3678 | 9463.8689 | 7731.4989 | 9463.8689 | 7731.4989 | 0.050941 | 0.011621 | 2.0563 | 18.3846 | 798 | 0.18639 | 468.4189 | 20886.2114 | 1
Central Coast | 6054 | 1 | 1.945 | 4 | 3.7063 | 3 | 48.8527 | 48.4436 | 138.3035 | 6.8789 | 20.5251 | 78.5482 | 1.2714 | 9.6346e-07 | 0.00048581 | 0.25 | 0.52477 | {8D6AF672-1092-41FD-91A5-035B7D768884} | 83242111 | MORGAN HILL 2111 | circuit_breaker | 37.1269 | -121.6589 | MORGAN HILL 2111circuit_breaker | 97 | 103 | 9312.358 | 4339.1173 | 4973.2407 | 461.9266 | 978.9035 | 0.0014574 | 4.3509e-05 | 1.945 | 1.3333 | 802 | 2.8904e-06 | 468.2325 | 20886.4982 | 0
Central Coast | 4005 | 1007 | 1844.0465 | 1855 | 2345.0403 | 96 | 4.7276 | 26.1772 | 99.1701 | 0.79029 | 0.41653 | 8.3825 | 1.0091 | 0.00095444 | 0.00047075 | 0.54286 | 0.78636 | {51C72ADA-5E33-425F-A574-21BEA172A863} | 83622104 | CAMP EVERS 2104 | 10442 | 37.0612 | -122.0029 | CAMP EVERS 210410442 | 240 | 573 | 44973.2002 | 16787.1434 | 28186.0568 | 8552.2815 | 8774.9518 | 0.045192 | 0.017316 | 1.8312 | 19.3229 | 825 | 0.091626 | 468.2325 | 20891.8092 | 0
Central Coast | 3711 | 2630 | 5416.7331 | 3530 | 5956.043 | 179 | 9.0325 | 65.0236 | 568.1545 | 14.7246 | 0.70512 | 11.5558 | 1.0185 | 0.00012523 | 0.00047065 | 0.74504 | 0.90945 | {F7013B1A-D0D7-4319-B5E7-A5441451D41D} | 82931101 | POINT MORETTI 1101 | 10726 | 37.0614 | -122.1489 | POINT MORETTI 110110726 | 226 | 233 | 31898.8207 | 17020.6225 | 14878.1981 | 17020.6225 | 14878.1981 | 0.084246 | 0.017546 | 2.0596 | 19.7207 | 826 | 0.022416 | 468.1409 | 20902.379 | 0
Central Coast | 5867 | 826 | 1620.1312 | 1048 | 1757.3154 | 46 | 6.0029 | 31.3681 | 171.1196 | 1.7149 | 0.63948 | 5.1897 | 1.0031 | 1.0434e-05 | 0.00046792 | 0.78817 | 0.92194 | {1E00CF74-EEE2-4457-A6AF-F5C49F5CE48D} | 82931101 | POINT MORETTI 1101 | 39126 | 37.0778 | -122.1326 | POINT MORETTI 110139126 | 58 | 77 | 8714.3148 | 3614.1844 | 5100.1303 | 3614.1844 | 5100.1303 | 0.021524 | 0.0072246 | 1.9614 | 22.7826 | 833 | 0.00047994 | 468.1185 | 20904.6234 | 0
Central Coast | -1 | 9924 | 19791.6307 | 17362 | 23958.695 | 1057 | 7.6356 | 74.3647 | 353.3855 | 6.3337 | 3.4179 | 66.5212 | 1.077 | 0.0041041 | 0.00046726 | 0.57159 | 0.82607 | [7 empty] | 24027 | 74104 | 3888777.1576 | 1329581.1795 | 2559195.9781 | 524269.184 | 795782.4977 | 0.49389 | 0.1029 | 1.9943 | 16.4257 | 836 | 4.338 | 468.118 | 21230.1946 | 0
Central Coast | 6393 | 394 | 723.0299 | 776 | 930.7601 | 55 | 5.7532 | 15.7246 | 50.4041 | 0.56854 | 3.7671 | 11.1834 | 1.0001 | 9.2835e-06 | 0.000463 | 0.50773 | 0.77682 | {9E68327F-3BBC-4F71-B18E-5E0E2432F769} | 83252102 | PAUL SWEET 2102 | 5291 | 36.9756 | -122.0584 | PAUL SWEET 21025291 | 119 | 103 | 11822.3314 | 6995.8694 | 4826.462 | 5450.0475 | 2065.9615 | 0.025465 | 0.007686 | 1.8351 | 14.1091 | 842 | 0.00051059 | 463.78 | 21233.5791 | 0
Central Coast | 659 | 2951 | 5292.0488 | 5306 | 6609.6387 | 317 | 4.3111 | 30.148 | 140.988 | 0.98532 | 0.94932 | 12.0274 | 1.046 | 0.00052282 | 0.00045881 | 0.55616 | 0.80066 | {8DE472F3-E517-45DB-B3CD-7520098E73B7} | 83622104 | CAMP EVERS 2104 | 5096 | 37.0511 | -122.037 | CAMP EVERS 21045096 | 350 | 603 | 68309.7589 | 33040.8953 | 35268.8636 | 32780.5456 | 35268.8636 | 0.14544 | 0.054014 | 1.7933 | 16.7382 | 850 | 0.16573 | 463.7795 | 21253.9358 | 0
Central Coast | 2681 | 713 | 1192.3901 | 1015 | 1380.9468 | 69 | 5.8051 | 49.2411 | 582.1972 | 10.3433 | 0.79322 | 15.6181 | 1.0675 | 0.0012765 | 0.00044156 | 0.70246 | 0.86346 | {5E67FDC7-6621-4E4B-BC49-469EB29666B6} | 82841102 | BIG BASIN 1102 | 12124 | 37.1678 | -122.1661 | BIG BASIN 110212124 | 107 | 117 | 15143.4295 | 6852.9075 | 8290.5219 | 6852.9075 | 8290.5219 | 0.030468 | 0.010372 | 1.6724 | 14.7101 | 879 | 0.088081 | 463.6137 | 21258.1914 | 1
Central Coast | 8520 | 45 | 77.2406 | 362 | 281.3325 | 41 | 11.4899 | 45.6291 | 202.2384 | 5.4915 | 4.2588 | 38.6184 | 1.0977 | 0.0039331 | 0.00042823 | 0.12431 | 0.27455 | {A107EF70-1BBB-446A-BE85-B69D29852E35} | 182631107 | SAN LUIS OBISPO 1107 | V62 | 35.1889 | -120.7189 | SAN LUIS OBISPO 1107V62 | 107 | 92 | 14439.5935 | 11135.8835 | 3303.71 | 10856.7862 | 2903.6967 | 0.017558 | 0.0018539 | 1.7165 | 8.8293 | 895 | 0.16126 | 463.5256 | 21264.9335 | 0
Central Coast | 8891 | 937 | 1634.3704 | 1542 | 1968.7677 | 86 | 6.2015 | 57.1158 | 239.5435 | 1.8156 | 0.21416 | 18.104 | 1.0049 | 0.00050107 | 0.00042277 | 0.60765 | 0.83015 | {C935E616-2A18-4E49-AA77-D9A22DDDA4F7} | 82841102 | BIG BASIN 1102 | 8403 | 37.1548 | -122.1333 | BIG BASIN 11028403 | 56 | 130 | 16583.4124 | 7917.119 | 8666.2934 | 7917.119 | 8666.2934 | 0.036359 | 0.0079117 | 1.7443 | 17.9302 | 906 | 0.043092 | 463.3644 | 21269.85 | 0
Central Coast | 6679 | 116 | 237.6666 | 216 | 291.9629 | 58 | 6.2019 | 525.7595 | 3485.5522 | 59.9421 | 11.2269 | 380.9942 | 1.4424 | 0.027902 | 0.00041907 | 0.53704 | 0.81403 | {B7E378B5-33FB-4A39-80EA-4BDF85CF7D40} | 183052113 | TEMPLETON 2113 | 6055 | 35.4549 | -120.4869 | TEMPLETON 21136055 | 310 | 326 | 87605.9313 | 63807.832 | 23798.0993 | 63807.832 | 23798.0993 | 0.024306 | 0.0060873 | 2.0489 | 3.7241 | 912 | 1.6183 | 463.3213 | 21309.4747 | 0
Central Coast | 8443 | 0 | 0 | 4 | 2.7191 | 1 | 22.7493 | 11.6609 | 30.7699 | 0.71009 | 0.21239 | 50.8825 | 1.0442 | 1.2096e-06 | 0.00041423 | 0 | 0 | {9AA16F48-39A4-4006-910E-3E37752DF955} | 182402106 | FORT ORD 2106 | 37286 | 36.6436 | -121.7895 | FORT ORD 210637286 | 33 | 3 | 5986.7736 | 5924.4605 | 62.3132 | 3227.6123 | 27.3128 | 0.00041423 | 1.8208e-05 |  | 4 | 920 | 1.2096e-06 | 461.7029 | 21311.479 | 0
Central Coast | 1717 | 99 | 199.1291 | 378 | 377.771 | 32 | 13.926 | 61.211 | 207.1131 | 5.2168 | 20.4096 | 117.5958 | 1.167 | 0.019633 | 0.00041198 | 0.2619 | 0.52712 | {1A1B9828-BB7B-4831-9B29-12F7B7720C90} | 183052111 | TEMPLETON 2111 | circuit_breaker | 35.5555 | -120.6799 | TEMPLETON 2111circuit_breaker | 199 | 101 | 23715.5624 | 17899.6887 | 5815.8737 | 2988.8542 | 2459.7263 | 0.013183 | 0.0017986 | 2.0114 | 11.8125 | 925 | 0.62824 | 461.7029 | 21313.3351 | 0
Central Coast | 227 | 42 | 83.9053 | 171 | 156.0836 | 16 | 12.1741 | 9.5096 | 26.8622 | 0.60064 | 1.102 | 6.2563 | 1 | 3.4112e-06 | 0.0004098 | 0.24561 | 0.53757 | {35A821AF-CADB-4929-9F1D-038A70D8EFD3} | 83252106 | PAUL SWEET 2106 | 12828 | 36.9874 | -121.949 | PAUL SWEET 210612828 | 156 | 462 | 28182.328 | 8000.0514 | 20182.2766 | 1804.684 | 3092.1649 | 0.0065567 | 0.00082157 | 1.9977 | 10.6875 | 930 | 5.4579e-05 | 461.0747 | 21314.4558 | 0
Central Coast | 463 | 636 | 1108.3336 | 1292 | 1482.077 | 73 | 3.1733 | 7.8433 | 28.7804 | 0.23164 | 0.28703 | 2.1403 | 1.1096 | 1.4337e-05 | 0.00040429 | 0.49226 | 0.74782 | {2110F054-7B33-4168-8EE0-C9A95CFC1232} | 82841101 | BIG BASIN 1101 | 5028 | 37.1284 | -122.1222 | BIG BASIN 11015028 | 119 | 338 | 25127.7627 | 7931.4866 | 17196.2761 | 7931.4866 | 17196.2761 | 0.029513 | 0.016295 | 1.7427 | 17.6986 | 937 | 0.0010466 | 461.0746 | 21319.3813 | 1
Central Coast | 938 | 248 | 621.3492 | 898 | 987.4999 | 52 | 10.8088 | 16.9754 | 64.0566 | 1.2905 | 0.75102 | 5.9136 | 1.0788 | 5.393e-05 | 0.00040425 | 0.27617 | 0.62921 | {3E23A7A3-C33C-44B7-A4F6-DB4402C4D050} | 83252106 | PAUL SWEET 2106 | circuit_breaker | 36.9923 | -121.9823 | PAUL SWEET 2106circuit_breaker | 420 | 728 | 55127.9216 | 22673.5975 | 32454.3241 | 8257.1442 | 4436.543 | 0.021021 | 0.0037853 | 2.5054 | 17.2692 | 938 | 0.0028044 | 461.0736 | 21324.509 | 0
Central Coast | 2154 | 727 | 1247.2999 | 2079 | 2056.408 | 325 | 10.3398 | 54.1904 | 217.4709 | 4.1083 | 10.1879 | 62.8299 | 1.159 | 0.012398 | 0.00040356 | 0.34969 | 0.60654 | {C51913E0-1635-4DCE-BB82-7AF8898196AC} | 182541101 | ATASCADERO 1101 | A02 | 35.4838 | -120.6842 | ATASCADERO 1101A02 | 364 | 425 | 67048.6252 | 42537.755 | 24510.8703 | 42537.755 | 24510.8703 | 0.13116 | 0.023059 | 1.7157 | 6.3969 | 939 | 4.0292 | 461.0708 | 21350.9249 | 0
Central Coast | 5030 | 3896 | 6759.7987 | 6179 | 8061.4795 | 240 | 5.9704 | 31.3335 | 151.7479 | 1.7468 | 0.81736 | 10.5373 | 1.0321 | 0.00067305 | 0.00040324 | 0.63052 | 0.83853 | {012CDBC3-48FF-4297-A5D2-4E50EE81B775} | 83622106 | CAMP EVERS 2106 | 5020 | 37.1025 | -121.9847 | CAMP EVERS 21065020 | 321 | 336 | 42076.3788 | 24453.2376 | 17623.1412 | 24453.2376 | 17623.1412 | 0.096778 | 0.028627 | 1.7351 | 25.7458 | 941 | 0.16153 | 457.0416 | 21366.1104 | 0
Central Coast | 1949 | 3 | 9.3442 | 21 | 17.5474 | 5 | 22.4903 | 786.4778 | 4193.856 | 105.0312 | 51.281 | 884.1833 | 1.8058 | 0.087117 | 0.00039998 | 0.14286 | 0.53251 | {9DE0BAA2-B8C4-4631-BEBA-CFB3AF750506} | 182661105 | SAN MIGUEL 1105 | circuit_breaker | 35.7522 | -120.6844 | SAN MIGUEL 1105circuit_breaker | 181 | 535 | 34348.9156 | 16697.3527 | 17651.5629 | 2410.7396 | 426.9832 | 0.0019999 | 0.0001331 | 3.1147 | 4.2 | 944 | 0.43559 | 456.8801 | 21367.6074 | 1
Central Coast | 1189 | 1037 | 1776.2855 | 2397 | 2603.1697 | 97 | 10.2745 | 40.1278 | 366.5724 | 7.4988 | 0.52929 | 6.4535 | 1.0007 | 0.00021753 | 0.00039792 | 0.43262 | 0.68235 | {45408D73-5C26-471E-9488-9F6B0D601D29} | 83692105 | ROB ROY 2105 | 5166 | 36.9818 | -121.901 | ROB ROY 21055166 | 177 | 281 | 22536.5679 | 8833.6807 | 13702.8872 | 8833.6807 | 13702.8872 | 0.038598 | 0.0071353 | 1.7129 | 24.7113 | 946 | 0.0211 | 456.4445 | 21373.0932 | 0
Central Coast | 669 | 4317 | 7686.3689 | 8153 | 9892.788 | 442 | 3.9296 | 25.5861 | 108.3694 | 0.86129 | 0.7976 | 10.6125 | 1.0225 | 0.00046108 | 0.00039668 | 0.5295 | 0.77697 | {77218484-2483-4A3A-8ACC-0336A0ABECA8} | 83622106 | CAMP EVERS 2106 | 12760 | 37.0676 | -121.9966 | CAMP EVERS 210612760 | 464 | 459 | 70236.8628 | 42950.8829 | 27285.9799 | 42934.8809 | 27285.9799 | 0.17533 | 0.068406 | 1.7805 | 18.4457 | 948 | 0.2038 | 456.4234 | 21399.7557 | 0
Central Coast | 2873 | 255 | 489.2235 | 771 | 778.2711 | 63 | 8.1878 | 22.9776 | 218.6467 | 10.4125 | 0.48047 | 2.1366 | 0.93665 | 3.7601e-05 | 0.00039393 | 0.33074 | 0.6286 | {337FC985-3DD3-4483-BEDA-15F859835747} | 83692105 | ROB ROY 2105 | 38430 | 36.9756 | -121.8885 | ROB ROY 210538430 | 481 | 1487 | 77980.3059 | 21756.9518 | 56223.3541 | 8878.6769 | 14071.5162 | 0.024817 | 0.0043177 | 1.9185 | 12.2381 | 953 | 0.0023689 | 456.2196 | 21405.2694 | 0
Central Coast | 2615 | 3374 | 5556.8201 | 6366 | 7318.3843 | 381 | 7.0709 | 57.6826 | 558.0222 | 9.3036 | 1.2604 | 13.185 | 1.0642 | 0.0012848 | 0.00038822 | 0.53 | 0.7593 | {498D8DB9-5CC7-45E0-BE16-B8DB75429782} | 83622106 | CAMP EVERS 2106 | 60124 | 37.1462 | -121.9823 | CAMP EVERS 210660124 | 468 | 644 | 70920.5845 | 36237.2416 | 34683.3429 | 36237.2416 | 34683.3429 | 0.14791 | 0.042183 | 1.647 | 16.7087 | 959 | 0.48951 | 456.2172 | 21427.7727 | 0
Central Coast | 286 | 2357 | 4009.689 | 4209 | 5071.2866 | 312 | 4.8744 | 39.3826 | 165.9645 | 1.2929 | 0.63319 | 13.9105 | 1.0289 | 0.00084831 | 0.00038463 | 0.55999 | 0.79067 | {6AB8FDF6-DF60-4669-94F5-76C04F7F5767} | 82841101 | BIG BASIN 1101 | 69550 | 37.1319 | -122.1095 | BIG BASIN 110169550 | 328 | 398 | 52726.391 | 28833.0726 | 23893.3184 | 28833.0726 | 23893.3184 | 0.12 | 0.043435 | 1.7012 | 13.4904 | 961 | 0.26467 | 455.7277 | 21445.678 | 1
Central Coast | 3883 | 2818 | 4830.4781 | 4669 | 5859.637 | 250 | 6.3509 | 71.7828 | 403.1794 | 5.6655 | 0.54919 | 15.2999 | 1.0582 | 0.0012337 | 0.00037801 | 0.60356 | 0.82436 | {F835FBEC-BE60-4F27-B7FA-FBF03B1492E9} | 83622105 | CAMP EVERS 2105 | 10214 | 37.0909 | -122.0441 | CAMP EVERS 210510214 | 214 | 272 | 37954.1099 | 22399.2356 | 15554.8743 | 22399.2356 | 15554.8743 | 0.094503 | 0.029677 | 1.7142 | 18.676 | 972 | 0.30842 | 455.463 | 21459.588 | 0
Central Coast | 1416 | 579 | 1128.0805 | 752 | 1230.4116 | 74 | 8.1551 | 343.9313 | 5998.2718 | 37.1472 | 1.2401 | 23.9959 | 1.1101 | 0.0018069 | 0.00037218 | 0.76995 | 0.91683 | {7DF78B7A-3D58-4011-B365-74BA17A842F7} | 82841102 | BIG BASIN 1102 | circuit_breaker | 37.131 | -122.1722 | BIG BASIN 1102circuit_breaker | 100 | 62 | 14256.5773 | 10031.5247 | 4225.0526 | 10031.5247 | 4225.0526 | 0.027541 | 0.0066184 | 1.9483 | 10.1622 | 979 | 0.13371 | 455.1546 | 21465.8175 | 1
Central Coast | 1399 | 150 | 259.3459 | 310 | 347.6461 | 79 | 21.7462 | 350.0515 | 1085.0227 | 52.5606 | 56.9766 | 688.608 | 1.3761 | 0.12271 | 0.00037113 | 0.48387 | 0.74601 | {615A0700-A424-4825-ACAC-C9AB34833626} | 182681102 | ZACA 1102 | Y02 | 34.6503 | -120.0946 | ZACA 1102Y02 | 245 | 116 | 32802.069 | 21124.0364 | 11678.0325 | 15863.9802 | 7724.9951 | 0.029319 | 0.0029675 | 1.729 | 3.9241 | 982 | 9.6937 | 455.0209 | 21475.6691 | 0
Central Coast | 9000 | 57 | 98.5496 | 216 | 181.6799 | 31 | 18.2035 | 418.2328 | 2356.8931 | 64.6126 | 20.044 | 382.3693 | 1.3704 | 0.052132 | 0.00037007 | 0.26389 | 0.54244 | {3ECF96B8-05BC-4EC8-8FE4-68D9EB247E43} | 182611103 | PASO ROBLES 1103 | 59763 | 35.6415 | -120.7259 | PASO ROBLES 110359763 | 36 | 43 | 7322.4927 | 4529.9707 | 2792.522 | 4529.9707 | 2792.522 | 0.011472 | 0.0013095 | 1.7289 | 6.9677 | 983 | 1.6161 | 445.3272 | 21478.4822 | 0
Central Coast | 3127 | 63 | 156.7322 | 163 | 184.7613 | 49 | 17.6862 | 449.8026 | 2148.735 | 114.2992 | 47.1518 | 809.3316 | 1.6496 | 0.12582 | 0.00036865 | 0.3865 | 0.8483 | {7FF6A461-1CB2-4D3B-BBDC-5839761BEAE7} | 182661104 | SAN MIGUEL 1104 | R58 | 35.7208 | -120.6846 | SAN MIGUEL 1104R58 | 311 | 268 | 54720.2906 | 38699.3305 | 16020.96 | 14371.1045 | 3302.8724 | 0.018064 | 0.0016281 | 2.4878 | 3.3265 | 985 | 6.1653 | 443.7111 | 21487.4066 | 0
Central Coast | 4155 | 656 | 1149.3825 | 1126 | 1406.6881 | 89 | 4.0743 | 22.9666 | 141.9989 | 0.65589 | 0.13978 | 4.2396 | 1.2144 | 0.00036727 | 0.00036329 | 0.58259 | 0.81708 | {3F3C2221-BBAC-4E4F-9E04-666D69CECF1F} | 83622106 | CAMP EVERS 2106 | 5302 | 37.0438 | -122.0755 | CAMP EVERS 21065302 | 102 | 248 | 20903.8556 | 9619.5872 | 11284.2684 | 9619.5872 | 11284.2684 | 0.032333 | 0.01428 | 1.7521 | 12.6517 | 992 | 0.032687 | 437.5458 | 21493.3804 | 0
Central Coast | 1533 | 675 | 1289.8367 | 2020 | 2067.098 | 118 | 4.4994 | 40.5183 | 339.178 | 5.7654 | 0.37451 | 7.5887 | 1.0218 | 0.0012344 | 0.00036106 | 0.33416 | 0.62398 | {7E071814-6E26-47AC-8D93-17E4616D1F83} | 83252106 | PAUL SWEET 2106 | 5178 | 37.0326 | -121.9462 | PAUL SWEET 21065178 | 164 | 164 | 22492.3945 | 11755.1342 | 10737.2603 | 11755.1342 | 10737.2603 | 0.042605 | 0.01588 | 1.9109 | 17.1186 | 996 | 0.14566 | 437.5131 | 21500.6803 | 0
Central Coast | 5408 | 109 | 162.3491 | 533 | 440.1982 | 92 | 1.5415 | 564.4303 | 3468.5497 | 15.1873 | 6.042 | 356.2167 | 1.286 | 0.017835 | 0.00035146 | 0.2045 | 0.36881 | {CDC11A25-DBD9-42BE-AA95-70647385571E} | 182721101 | SANTA YNEZ 1101 | Y52 | 34.5981 | -120.0296 | SANTA YNEZ 1101Y52 | 209 | 161 | 44112.512 | 38825.6098 | 5286.9022 | 36116.1135 | 4717.4034 | 0.032335 | 0.019554 | 1.4894 | 5.7935 | 1011 | 1.6408 | 437.3674 | 21523.1085 | 0
Central Coast | 989 | 188 | 417.2517 | 689 | 609.5516 | 163 | 26.2497 | 594.1106 | 3171.9218 | 101.1459 | 33.3223 | 508.0744 | 1.2903 | 0.045463 | 0.00034814 | 0.27286 | 0.68452 | {7937BCC6-E91C-41D5-AE9E-FB212F98DDB6} | 183052113 | TEMPLETON 2113 | A70 | 35.5024 | -120.649 | TEMPLETON 2113A70 | 851 | 710 | 153188.0406 | 107119.9327 | 46068.1078 | 39039.5646 | 20971.0588 | 0.056748 | 0.0043863 | 2.2194 | 4.227 | 1016 | 7.4104 | 435.7266 | 21547.352 | 0
Central Coast | 4981 | 2 | 5.6282 | 4 | 6.5397 | 2 | 12.7207 | 118.11 | 527.3902 | 2.9184 | 0.37611 | 7.9517 | 1 | 2.9943e-06 | 0.00034692 | 0.5 | 0.86062 | {A0154153-BF56-4706-9955-FEBD0CFAAAA7} | 182951101 | FOOTHILL 1101 | circuit_breaker | 35.2862 | -120.7061 | FOOTHILL 1101circuit_breaker | 192 | 171 | 47278.0836 | 35204.2801 | 12073.8035 | 18495.1348 | 7447.7525 | 0.00069384 | 4.5385e-05 | 2.8141 | 2 | 1018 | 5.9886e-06 | 428.3162 | 21558.8375 | 0
Central Coast | 8644 | 9 | 12.6749 | 210 | 63.9648 | 38 | 8.1575 | 393.8174 | 2586.9109 | 71.5173 | 4.9677 | 372.2876 | 1.2502 | 0.0040576 | 0.00034422 | 0.042857 | 0.19815 | {35122D11-1E93-423C-905C-FD3596B054C4} | 182611103 | PASO ROBLES 1103 | N52 | 35.6885 | -120.7653 | PASO ROBLES 1103N52 | 44 | 21 | 12177.5719 | 10495.5857 | 1681.9862 | 10495.5857 | 1681.9862 | 0.01308 | 0.0020293 | 1.4083 | 5.5263 | 1022 | 0.15419 | 428.3162 | 21565.3553 | 0
Central Coast | 5648 | 477 | 919.0326 | 1694 | 1626.7743 | 101 | 3.1118 | 16.9015 | 64.6718 | 0.27384 | 0.20805 | 4.1518 | 0.99054 | 1.2118e-05 | 0.00034024 | 0.28158 | 0.56494 | {90D97D29-641D-4D44-ABC6-DEB499FDF2DF} | 83622106 | CAMP EVERS 2106 | 11044 | 37.0405 | -122.0294 | CAMP EVERS 210611044 | 322 | 797 | 56362.609 | 19987.9543 | 36374.6547 | 12091.4268 | 16910.0847 | 0.034364 | 0.018423 | 1.9267 | 16.7723 | 1028 | 0.0012239 | 428.162 | 21572.864 | 0
Central Coast | 5123 | 398 | 792.0395 | 649 | 947.498 | 33 | 4.7107 | 11.2187 | 43.4554 | 0.38878 | 0.29264 | 3.8534 | 1.0004 | 0.00023226 | 0.00034009 | 0.61325 | 0.83593 | {CD17E58D-2AE5-429A-8116-FD0D2E9FA263} | 82841101 | BIG BASIN 1101 | 5000 | 37.1028 | -122.1413 | BIG BASIN 11015000 | 47 | 61 | 6943.3772 | 3211.5435 | 3731.8337 | 3211.5435 | 3731.8337 | 0.011223 | 0.0050052 | 1.99 | 19.6667 | 1029 | 0.0076645 | 428.1607 | 21574.8584 | 0
Central Coast | 9104 | 27 | 79.5764 | 92 | 117.5079 | 6 | 21.0235 | 22.5903 | 52.5838 | 1.3701 | 0.60509 | 1.5258 | 1 | 2.1773e-06 | 0.00033949 | 0.29348 | 0.6772 | {8D03B6F3-9D77-4101-86DB-95FECDC9E7D7} | 182222103 | DEL MONTE 2103 | 2204 | 36.5568 | -121.898 | DEL MONTE 21032204 | 12 | 0 | 592.6413 | 592.6413 | 0 | 592.6413 | 0 | 0.0020369 | 0.00019665 | 2.9473 | 15.3333 | 1030 | 1.3064e-05 | 428.1531 | 21575.2264 | 0
Central Coast | 5138 | 273 | 548.2251 | 943 | 921.4679 | 72 | 4.4725 | 37.2819 | 249.7534 | 2.8468 | 1.1767 | 10.2536 | 1.008 | 0.0020729 | 0.00033813 | 0.2895 | 0.59495 | {8F9FCAA5-1D1B-42BE-8E3D-F2DBA5211C02} | 83252106 | PAUL SWEET 2106 | 10424 | 37.0123 | -121.953 | PAUL SWEET 210610424 | 168 | 187 | 25057.9022 | 11634.0857 | 13423.8165 | 9066.2649 | 10287.2786 | 0.024345 | 0.0087165 | 2.0082 | 13.0972 | 1036 | 0.14925 | 428.1531 | 21580.8566 | 0
Central Coast | 1169 | 128 | 416.088 | 795 | 831.7814 | 108 | 33.3559 | 183.1297 | 943.1779 | 67.6054 | 18.0267 | 184.8561 | 1.2227 | 0.011021 | 0.00033349 | 0.16101 | 0.50024 | {612579F3-BEE6-43F6-ABF9-9C9C3F31A5CF} | 182601104 | OCEANO 1104 | V36 | 35.145 | -120.53 | OCEANO 1104V36 | 234 | 272 | 39866.8172 | 21377.0626 | 18489.7546 | 15485.8164 | 12119.5095 | 0.036017 | 0.0019554 | 3.2507 | 7.3611 | 1048 | 1.1903 | 428.0038 | 21590.4733 | 0
Central Coast | 3780 | 1489 | 2625.4241 | 3153 | 3568.0588 | 177 | 6.9349 | 27.0935 | 164.707 | 1.9273 | 0.97233 | 7.8305 | 1.0132 | 5.4141e-05 | 0.00033067 | 0.47225 | 0.73581 | {86E17BC0-A879-45C0-9429-4A0FD02BA21E} | 82021106 | LOS GATOS 1106 | 60116 | 37.1734 | -121.9929 | LOS GATOS 110660116 | 301 | 359 | 41854.1705 | 19897.4804 | 21956.6901 | 19897.4804 | 21956.6901 | 0.058529 | 0.016651 | 1.7632 | 17.8136 | 1053 | 0.0095829 | 426.8135 | 21602.8296 | 0
Central Coast | 3271 | 441 | 796.3517 | 1595 | 1403.0188 | 87 | 2.1292 | 6.6745 | 25.1 | 0.10848 | 0.18838 | 2.0046 | 1.0007 | 1.459e-05 | 0.0003303 | 0.27649 | 0.5676 | {592F5AE1-0E6F-42C9-A6FF-0D40652C51A7} | 83622105 | CAMP EVERS 2105 | 5146 | 37.0577 | -122.0595 | CAMP EVERS 21055146 | 139 | 235 | 21486.6028 | 9692.8148 | 11793.788 | 9692.8148 | 11793.788 | 0.028736 | 0.019108 | 1.8058 | 18.3333 | 1054 | 0.0012694 | 426.8039 | 21608.8489 | 0
Central Coast | 6723 | 1669 | 3182.9107 | 3201 | 4076.0645 | 184 | 5.6357 | 21.5217 | 74.4265 | 0.87871 | 1.1893 | 8.0224 | 1.0025 | 0.00026155 | 0.00032118 | 0.5214 | 0.78088 | {20C18C61-423B-413F-AE41-A93513864053} | 83252106 | PAUL SWEET 2106 | 428102 | 36.9976 | -121.9515 | PAUL SWEET 2106428102 | 256 | 356 | 41269.6868 | 20879.8446 | 20389.8422 | 19212.6145 | 16930.9581 | 0.059098 | 0.018088 | 1.9071 | 17.3967 | 1071 | 0.048126 | 426.8027 | 21620.7799 | 0
Central Coast | 8528 | 246 | 441.7818 | 304 | 475.6777 | 23 | 5.2222 | 38.2072 | 223.45 | 1.9954 | 1.0384 | 17.106 | 1.0628 | 0.0017309 | 0.00031971 | 0.80921 | 0.92874 | {A307E01D-38BD-458E-A0F5-C1940DA0A5B2} | 82841102 | BIG BASIN 1102 | 2253 | 37.1711 | -122.1653 | BIG BASIN 11022253 | 17 | 16 | 3716.5479 | 2352.4543 | 1364.0936 | 2352.4543 | 1364.0936 | 0.0073533 | 0.0023127 | 1.7959 | 13.2174 | 1076 | 0.03981 | 426.7545 | 21622.2408 | 0
Central Coast | 3703 | 3392 | 6398.7305 | 5006 | 7315.0327 | 270 | 4.3975 | 36.5466 | 155.6782 | 1.5849 | 0.60249 | 12.8351 | 1.0334 | 0.00033975 | 0.00031896 | 0.67759 | 0.87474 | {B2736A5B-2643-4CB6-B3B5-18538EA2774B} | 83622106 | CAMP EVERS 2106 | 12518 | 37.079 | -122.0037 | CAMP EVERS 210612518 | 249 | 234 | 38887.1638 | 25588.9357 | 13298.228 | 25588.9357 | 13298.228 | 0.086119 | 0.033504 | 1.8864 | 18.5407 | 1079 | 0.091732 | 426.7147 | 21638.1315 | 0
Central Coast | 4066 | 1395 | 2522.6969 | 1932 | 2793.1904 | 140 | 2.3081 | 22.9556 | 168.4312 | 2.2034 | 0.45292 | 4.8648 | 1.0046 | 0.0002644 | 0.00031682 | 0.72205 | 0.90316 | {B4068132-26FE-4389-8AFD-3CC1F1A1FF98} | 83622106 | CAMP EVERS 2106 | 10718 | 37.0361 | -122.107 | CAMP EVERS 210610718 | 162 | 159 | 25549.9185 | 13748.6879 | 11801.2306 | 13748.6879 | 11801.2306 | 0.044355 | 0.028295 | 1.8084 | 13.8 | 1087 | 0.037016 | 426.623 | 21646.6694 | 0
Central Coast | 362 | 1474 | 2678.087 | 1964 | 2951.0847 | 134 | 7.0894 | 68.6297 | 425.7762 | 5.6807 | 1.3083 | 20.1319 | 1.0416 | 0.00080462 | 0.000316 | 0.75051 | 0.90749 | {FA346406-A3D0-4066-8116-4806F77ED4DD} | 82931101 | POINT MORETTI 1101 | 5078 | 37.0315 | -122.1867 | POINT MORETTI 11015078 | 256 | 239 | 38071.4107 | 23596.4557 | 14474.955 | 23596.4557 | 14474.955 | 0.042344 | 0.010872 | 1.8169 | 14.6567 | 1089 | 0.10782 | 426.586 | 21661.3228 | 0
Central Coast | 2902 | 455 | 794.3162 | 611 | 885.3264 | 38 | 2.8391 | 23.0686 | 251.3579 | 1.6933 | 1.6884 | 7.5013 | 1.0478 | 0.00045464 | 0.00031578 | 0.74468 | 0.8972 | {7395FFA4-03E8-4D80-A8FA-546880E8DDC7} | 82841102 | BIG BASIN 1102 | 76752 | 37.1535 | -122.1612 | BIG BASIN 110276752 | 76 | 169 | 11898.3747 | 4328.6941 | 7569.6806 | 4328.6941 | 7569.6806 | 0.012 | 0.0060538 | 1.7457 | 16.0789 | 1091 | 0.017276 | 426.4781 | 21664.0109 | 1
Central Coast | 7660 | 419 | 719.628 | 1004 | 1048.015 | 69 | 3.9535 | 33.7112 | 227.4847 | 1.5552 | 1.1999 | 12.5059 | 1.0646 | 0.00088263 | 0.0003156 | 0.41733 | 0.68666 | {F761DD80-845B-4F29-ADA0-4CE9C4A1F615} | 83622106 | CAMP EVERS 2106 | 12840 | 37.0539 | -121.9547 | CAMP EVERS 210612840 | 78 | 66 | 10925.1046 | 6527.3425 | 4397.7621 | 6527.3425 | 4397.7621 | 0.021777 | 0.0095267 | 1.7175 | 14.5507 | 1092 | 0.060901 | 426.4609 | 21668.0644 | 0
Central Coast | 1251 | 4 | 7.4993 | 33 | 20.9397 | 5 | 20.7983 | 840.2064 | 2776.3416 | 66.1457 | 0.028319 | 0.014071 | 1 | 2.5403e-06 | 0.00031159 | 0.12121 | 0.35814 | {1B8DB8B3-1D13-4E12-A58F-43F8C34F8820} | 182721104 | SANTA YNEZ 1104 | Y30 | 34.6353 | -120.0891 | SANTA YNEZ 1104Y30 | 356 | 873 | 65202.251 | 21907.9147 | 43294.3363 | 984.7789 | 1028.1417 | 0.0015579 | 0.0001912 | 1.8748 | 6.6 | 1098 | 1.2702e-05 | 426.4 | 21668.676 | 0
Central Coast | 5296 | 107 | 188.697 | 630 | 499.5452 | 109 | 10.0422 | 213.5207 | 647.9633 | 17.515 | 27.6227 | 515.1939 | 1.3051 | 0.073532 | 0.0003092 | 0.16984 | 0.37774 | {06AE963E-8682-491C-931E-D311BC02A28D} | 182681102 | ZACA 1102 | circuit_breaker | 34.6967 | -120.1515 | ZACA 1102circuit_breaker | 291 | 348 | 52894.6664 | 33377.7518 | 19516.9147 | 24178.8119 | 8041.2705 | 0.033703 | 0.0061728 | 1.7635 | 5.7798 | 1101 | 8.015 | 426.4 | 21683.691 | 0
Central Coast | 3057 | 497 | 822.5658 | 930 | 1101.6407 | 84 | 4.6759 | 296.5496 | 4684.1352 | 32.153 | 1.8409 | 27.877 | 1.1877 | 0.00093168 | 0.00030166 | 0.53441 | 0.74667 | {94CF54F7-C6CD-4453-B5AE-8C10C6BEE2CA} | 82841101 | BIG BASIN 1101 | circuit_breaker | 37.131 | -122.1722 | BIG BASIN 1101circuit_breaker | 77 | 65 | 14048.1866 | 7584.3674 | 6463.8192 | 7584.3674 | 6463.8192 | 0.025339 | 0.0092771 | 1.6551 | 11.0714 | 1119 | 0.078261 | 418.385 | 21688.4009 | 0
Central Coast | 7415 | 31 | 42.1504 | 154 | 117.6659 | 32 | 20.1727 | 356.429 | 1394.8192 | 45.207 | 7.482 | 380.5217 | 1.3674 | 0.0029901 | 0.00030097 | 0.2013 | 0.35822 | {07E209B8-80A2-40A5-8228-12D4DFF42801} | 83182101 | LLAGAS 2101 | XR586 | 37.0279 | -121.5275 | LLAGAS 2101XR586 | 239 | 237 | 42193.3388 | 21353.5124 | 20839.8264 | 7394.3416 | 7123.5991 | 0.0096311 | 0.0010395 | 1.3597 | 4.8125 | 1121 | 0.095685 | 418.3067 | 21692.9928 | 0
Central Coast | 632 | 147 | 314.5403 | 563 | 560.8324 | 71 | 1.9574 | 5.1371 | 16.4904 | 0.16236 | 0.40474 | 4.3611 | 1.0079 | 1.2892e-05 | 0.00029544 | 0.2611 | 0.56085 | {91583C6E-961C-4B38-9535-F88F266F69EA} | 83622105 | CAMP EVERS 2105 | 11004 | 37.0792 | -122.0772 | CAMP EVERS 210511004 | 104 | 270 | 20158.5441 | 6906.8406 | 13251.7036 | 6906.8406 | 13251.7036 | 0.020976 | 0.013779 | 2.1397 | 7.9296 | 1135 | 0.00091536 | 418.211 | 21697.2819 | 0
Central Coast | 4947 | 1223 | 2579.7422 | 4198 | 4243.8896 | 240 | 6.1085 | 21.9196 | 87.7722 | 0.98193 | 1.0993 | 10.0919 | 1.0137 | 6.4881e-06 | 0.00029453 | 0.29133 | 0.60787 | {D6E3B990-3B6A-4843-9D6C-590EB1D40E85} | 83252104 | PAUL SWEET 2104 | 5394 | 36.9884 | -121.9697 | PAUL SWEET 21045394 | 310 | 244 | 39103.2411 | 24535.8062 | 14567.4349 | 23022.1384 | 13536.8874 | 0.070688 | 0.02344 | 2.1094 | 17.4917 | 1138 | 0.0015572 | 418.2101 | 21711.5787 | 0
Central Coast | 2480 | 468 | 1487.9 | 1592 | 2150.4167 | 180 | 32.8802 | 193.2557 | 1122.2298 | 101.0691 | 22.1938 | 112.5226 | 1.1575 | 0.011455 | 0.00028424 | 0.29397 | 0.69191 | {7C50129A-5CE2-426F-8AEE-1DAC2E3B9D18} | 182601104 | OCEANO 1104 | Q08 | 35.1481 | -120.5893 | OCEANO 1104Q08 | 236 | 269 | 35577.1662 | 19963.0067 | 15614.1595 | 19963.0067 | 15614.1595 | 0.051163 | 0.0032046 | 3.1793 | 8.8444 | 1161 | 2.0619 | 418.2086 | 21723.9757 | 0
Central Coast | 6506 | 52 | 115.5904 | 277 | 252.9297 | 29 | 2.3298 | 21.7158 | 112.0647 | 0.4221 | 1.323 | 29.5181 | 1.0298 | 0.00042521 | 0.00027938 | 0.18773 | 0.45701 | {8C44BEAB-509E-4818-A7FB-FBD552205E02} | 83622105 | CAMP EVERS 2105 | 5188 | 37.0759 | -122.0571 | CAMP EVERS 21055188 | 26 | 23 | 5146.9112 | 3191.7712 | 1955.14 | 3191.7712 | 1955.14 | 0.008102 | 0.0052819 | 2.2229 | 9.5517 | 1179 | 0.012331 | 416.1467 | 21725.9578 | 0
Central Coast | 4339 | 324 | 807.425 | 692 | 983.5599 | 118 | 7.8753 | 355.4859 | 1005.5275 | 12.3844 | 51.0799 | 710.9219 | 1.5577 | 0.22707 | 0.00027613 | 0.46821 | 0.82092 | {1E768305-B6AF-4963-B2D5-92FDAB6A5028} | 182721104 | SANTA YNEZ 1104 | Y04 | 34.6354 | -120.0656 | SANTA YNEZ 1104Y04 | 343 | 182 | 55695.1663 | 35646.7737 | 20048.3926 | 24112.9415 | 9815.6324 | 0.032584 | 0.0084996 | 2.4921 | 5.8644 | 1183 | 26.7943 | 416.1344 | 21740.9319 | 0
Central Coast | 1656 | 1968 | 3593.5372 | 4477 | 4980.531 | 228 | 4.3072 | 21.9859 | 69.4862 | 0.49078 | 0.59668 | 9.3987 | 1.0181 | 7.372e-06 | 0.00027248 | 0.43958 | 0.72152 | {EA67021F-EC51-4B91-B55C-AC9EF715A21B} | 83622103 | CAMP EVERS 2103 | 12990 | 37.039 | -122.0215 | CAMP EVERS 210312990 | 278 | 339 | 43900.5547 | 21722.1338 | 22178.4209 | 21722.1338 | 22178.4209 | 0.062126 | 0.025301 | 1.826 | 19.636 | 1196 | 0.0016808 | 389.3401 | 21754.4214 | 0
Central Coast | 5597 | 681 | 1234.4428 | 1938 | 1741.4855 | 283 | 4.3052 | 184.844 | 1024.0466 | 7.6404 | 4.3386 | 86.2975 | 1.1222 | 0.0043257 | 0.00027245 | 0.35139 | 0.70884 | {33400389-0E2B-42A8-BC66-48CCE49F1F75} | 183052110 | TEMPLETON 2110 | N32 | 35.6817 | -120.9365 | TEMPLETON 2110N32 | 318 | 430 | 77756.4228 | 47441.6231 | 30314.7997 | 46049.4952 | 29814.3015 | 0.077104 | 0.034346 | 1.8127 | 6.8481 | 1197 | 1.2242 | 389.3384 | 21783.0181 | 0
Central Coast | 3149 | 136 | 262.2137 | 572 | 516.1231 | 41 | 7.6348 | 5.9459 | 19.3403 | 0.4702 | 0.061245 | 0.082182 | 0.36585 | 4.5594e-06 | 0.00027161 | 0.23776 | 0.50804 | {FFC04C14-5557-4FC3-9795-3587569ECB50} | 83692105 | ROB ROY 2105 | 12474 | 36.9713 | -121.8735 | ROB ROY 210512474 | 229 | 605 | 41838.1603 | 13639.2736 | 28198.8867 | 4762.2826 | 12450.4122 | 0.011136 | 0.002814 | 1.928 | 13.9512 | 1200 | 0.00018694 | 388.1142 | 21785.9755 | 0
Central Coast | 7753 | 775 | 1261.5307 | 1238 | 1530.7628 | 76 | 4.1728 | 32.7242 | 235.3024 | 2.074 | 1.2041 | 14.3682 | 1.0298 | 0.0016774 | 0.00027149 | 0.62601 | 0.82412 | {CCDF3A25-AE56-4EB7-B245-ECC2A1643713} | 83622106 | CAMP EVERS 2106 | 60120 | 37.1305 | -121.9785 | CAMP EVERS 210660120 | 68 | 59 | 11018.134 | 7017.9486 | 4000.1854 | 7017.9486 | 4000.1854 | 0.020633 | 0.008229 | 1.6278 | 16.2895 | 1201 | 0.12748 | 388.1141 | 21790.3336 | 0
Central Coast | 8313 | 291 | 515.195 | 329 | 535.6573 | 14 | 6.3851 | 41.7046 | 162.8304 | 1.1282 | 0.78698 | 11.9909 | 1.0028 | 5.4549e-06 | 0.00026889 | 0.8845 | 0.9618 | {4939E3FC-0C7B-45BF-A34E-F13CD4603449} | 82841102 | BIG BASIN 1102 | 6219 | 37.184 | -122.1408 | BIG BASIN 11026219 | 16 | 28 | 3479.2897 | 1442.8917 | 2036.3981 | 1442.8917 | 2036.3981 | 0.0037645 | 0.0011496 | 1.7704 | 23.5 | 1204 | 7.6368e-05 | 387.9866 | 21791.2297 | 0
Central Coast | 7417 | 13 | 47.3811 | 45 | 66.6594 | 4 | 7.8764 | 4.0518 | 10.165 | 0.1793 | 0.10841 | 0.30774 | 1 | 2.0845e-06 | 0.00026863 | 0.28889 | 0.71079 | {946D9301-8325-4649-B180-881E34272B41} | 182040402 | CARMEL 0402 | circuit_breaker | 36.5608 | -121.9196 | CARMEL 0402circuit_breaker | 64 | 193 | 7315.0099 | 2329.9611 | 4985.0488 | 461.4011 | 126.9579 | 0.0010745 | 0.00012551 | 3.6447 | 11.25 | 1205 | 8.3381e-06 | 387.9865 | 21791.5162 | 0
Central Coast | 2810 | 1607 | 2950.6588 | 4129 | 4384.8936 | 260 | 4.0009 | 26.2943 | 141.3167 | 1.1648 | 0.68115 | 9.9501 | 1.0162 | 0.00017172 | 0.00026588 | 0.3892 | 0.67291 | {DC46DF0C-E79C-47C3-8E88-AF56F3C9F267} | 83622103 | CAMP EVERS 2103 | 11046 | 36.9995 | -122.0079 | CAMP EVERS 210311046 | 322 | 381 | 55708.761 | 26125.6746 | 29583.0863 | 26125.6746 | 29583.0863 | 0.069128 | 0.026129 | 1.8361 | 15.8808 | 1208 | 0.044646 | 387.9865 | 21807.7403 | 0
Central Coast | 3212 | 478 | 1064.0049 | 1395 | 1551.1859 | 79 | 3.6322 | 6.8332 | 23.4093 | 0.24029 | 0.55159 | 1.9565 | 1 | 8.1848e-06 | 0.00026176 | 0.34265 | 0.68593 | {A1366627-BA9B-4DAB-8067-98E47F041CB9} | 83622103 | CAMP EVERS 2103 | 10946 | 37.0342 | -122.0227 | CAMP EVERS 210310946 | 219 | 320 | 29567.1859 | 13670.8285 | 15896.3574 | 8744.1235 | 7612.6191 | 0.020679 | 0.0097332 | 2.226 | 17.6582 | 1221 | 0.0006466 | 387.9418 | 21813.1704 | 0
Central Coast | 8571 | 29 | 45.3648 | 65 | 65.3756 | 3 |  |  |  |  | 0.082596 | 3.8469 | 1 | 1.7354e-05 | 0.00026124 | 0.44615 | 0.69391 | {81F477DE-A079-435A-9F55-2410FEC944BA} | 83040401 | BEN LOMOND 0401 | 5400 | 37.08 | -122.0838 | BEN LOMOND 04015400 | 10 | 12 | 1200.1564 | 712.5707 | 487.5856 | 712.5707 | 487.5856 | 0.00078371 | 0.00078371 | 1.5643 | 21.6667 | 1224 | 5.2063e-05 | 387.9412 | 21813.6129 | 0
Central Coast | 5592 | 38 | 66.7378 | 57 | 76.0689 | 6 | 3.3296 | 11.9052 | 54.8513 | 0.23856 | 0.34255 | 7.2058 | 1.0015 | 0.00061154 | 0.00026051 | 0.66667 | 0.87733 | {93B6E3D2-A180-4B48-A34A-CC6FAF84E787} | 83040401 | BEN LOMOND 0401 | 5206 | 37.0955 | -122.0857 | BEN LOMOND 04015206 | 129 | 144 | 20497.1751 | 11401.1639 | 9096.0112 | 11401.1639 | 9096.0112 | 0.001563 | 0.0010537 | 1.7563 | 9.5 | 1225 | 0.0036692 | 387.9411 | 21820.693 | 0
Central Coast | 1786 | 11 | 23.8461 | 69 | 59.9167 | 18 | 8.1464 | 970.3787 | 5531.0588 | 120.1854 | 1.4918 | 101.5991 | 1.028 | 0.00053702 | 0.00025983 | 0.15942 | 0.39799 | {DC1CD14A-C73E-417C-A65E-B1AE2FBC8341} | 183011101 | MORRO BAY 1101 | V66 | 35.3761 | -120.8525 | MORRO BAY 1101V66 | 196 | 213 | 39237.2783 | 26069.3739 | 13167.9044 | 5689.205 | 2706.6441 | 0.004677 | 0.00067706 | 2.1678 | 3.8333 | 1228 | 0.0096664 | 387.9375 | 21824.226 | 0
Central Coast | 4416 | 3968 | 7298.6859 | 6487 | 8772.82 | 435 | 4.4292 | 31.0082 | 168.0874 | 1.8905 | 1.6507 | 13.1042 | 1.0366 | 0.00053943 | 0.00025971 | 0.61168 | 0.83197 | {996F801A-49DB-4E12-9C16-86F37BF363D7} | 82021107 | LOS GATOS 1107 | 60118 | 37.1246 | -121.9354 | LOS GATOS 110760118 | 495 | 527 | 84272.9187 | 42371.3391 | 41901.5797 | 42371.3391 | 41901.5797 | 0.11297 | 0.040026 | 1.8394 | 14.9126 | 1229 | 0.23465 | 387.9278 | 21850.5386 | 0
Central Coast | 751 | 170 | 320.6186 | 853 | 735.876 | 65 | 4.7106 | 4.3815 | 12.9986 | 0.24543 | 0.34731 | 1.7445 | 0.87692 | 4.6724e-06 | 0.00025593 | 0.1993 | 0.4357 | {179FE519-944E-4835-9C33-84ABCACF7D82} | 82021108 | LOS GATOS 1108 | LB86 | 37.2261 | -121.9826 | LOS GATOS 1108LB86 | 209 | 650 | 35376.9904 | 8579.3653 | 26797.6251 | 7195.675 | 19015.1766 | 0.016635 | 0.0045717 | 1.886 | 13.1231 | 1236 | 0.00030371 | 387.6932 | 21855.0071 | 0
Central Coast | 4121 | 1528 | 2849.5306 | 3201 | 3845.9534 | 212 | 3.2705 | 12.3479 | 50.6141 | 0.41127 | 0.80501 | 7.4927 | 1.0122 | 0.00026739 | 0.00025361 | 0.47735 | 0.74092 | {CFFA07B9-8209-4D21-824C-C9A2945C083F} | 82021106 | LOS GATOS 1106 | LA64 | 37.1373 | -121.9674 | LOS GATOS 1106LA64 | 259 | 402 | 45605.1006 | 20491.3377 | 25113.7629 | 20491.3377 | 25113.7629 | 0.053766 | 0.024281 | 1.8649 | 15.0991 | 1240 | 0.056688 | 387.6929 | 21867.7322 | 0
Central Coast | 9289 | 430 | 783.9491 | 540 | 840.5865 | 44 | 6.2462 | 88.7567 | 909.2858 | 10.0293 | 0.99824 | 31.0734 | 1.1126 | 0.00016486 | 0.00025086 | 0.7963 | 0.93262 | {6BAAEACD-1C65-48C0-90AE-AACABE567607} | 83692104 | ROB ROY 2104 | 6577 | 37.048 | -121.8081 | ROB ROY 21046577 | 46 | 51 | 12596.4359 | 5612.3201 | 6984.1158 | 5612.3201 | 6984.1158 | 0.011038 | 0.0031115 | 1.8231 | 12.2727 | 1246 | 0.007254 | 387.6362 | 21871.2175 | 0
Central Coast | 3462 | 2 | 2.7861 | 19 | 13.4174 | 4 | 3.5587 | 2.9654 | 7.3261 | 0.028182 | 0.58241 | 1.8663 | 0.75 | 6.1854e-06 | 0.00024929 | 0.10526 | 0.20765 | {F85FD245-E951-4FD5-89D8-9A5F2519071F} | 83500402 | SEACLIFF 0402 | circuit_breaker | 36.9842 | -121.9154 | SEACLIFF 0402circuit_breaker | 46 | 229 | 12860.1259 | 2486.9473 | 10373.1786 | 417.7951 | 669.3148 | 0.00099714 | 0.00037243 | 1.3931 | 4.75 | 1250 | 2.4741e-05 | 387.6289 | 21871.4769 | 0
Central Coast | 6483 | 802 | 1467.8922 | 2458 | 2355.0408 | 275 | 8.4256 | 24.4763 | 86.1697 | 1.8709 | 7.0603 | 28.597 | 1.5166 | 0.0006014 | 0.00024903 | 0.32628 | 0.6233 | {C74334F6-C157-4384-BFB7-ED7E4C2B59D6} | 182541101 | ATASCADERO 1101 | A50 | 35.4654 | -120.6712 | ATASCADERO 1101A50 | 463 | 907 | 78714.6125 | 33670.734 | 45043.8785 | 30172.5253 | 40379.3349 | 0.068484 | 0.012985 | 1.8303 | 8.9382 | 1251 | 0.16538 | 387.6289 | 21890.2141 | 0
Central Coast | 6433 | 68 | 200.5837 | 125 | 234.8583 | 26 | 15.9472 | 85.3295 | 399.9291 | 23.7205 | 1.2028 | 17.0987 | 1.0368 | 2.8314e-06 | 0.00024347 | 0.544 | 0.85406 | {1F7CD2D0-886C-4D05-8112-AF25ABC480A2} | 182371112 | LAURELES 1112 | 438 | 36.4967 | -121.7313 | LAURELES 1112438 | 85 | 115 | 15791.681 | 9219.1151 | 6572.566 | 7535.0705 | 3480.3802 | 0.0063302 | 0.00088862 | 2.9498 | 4.8077 | 1268 | 7.3616e-05 | 387.4635 | 21894.8933 | 0
Central Coast | 1114 | 1623 | 2473.7884 | 3614 | 3583.4158 | 287 | 6.637 | 78.6038 | 750.7686 | 10.2967 | 1.8467 | 21.7537 | 1.0683 | 0.00065898 | 0.00024056 | 0.44909 | 0.69034 | {5D70BF4D-C1AE-452C-84AB-8E4767458B84} | 82021106 | LOS GATOS 1106 | LB44 | 37.1938 | -121.9959 | LOS GATOS 1106LB44 | 337 | 351 | 57668.6855 | 30802.2438 | 26866.4417 | 30802.2438 | 26866.4417 | 0.069039 | 0.018971 | 1.5242 | 12.5923 | 1276 | 0.18913 | 387.4634 | 21914.0215 | 0
Central Coast | 6149 | 39 | 63.7912 | 149 | 125.0207 | 15 | 5.7533 | 4.8198 | 14.8163 | 0.14626 | 1.1867 | 1.4633 | 0.86667 | 5.0044e-06 | 0.00023942 | 0.26174 | 0.51025 | {7097C41D-4FD9-4503-BEF9-0B96E72F7C88} | 83692105 | ROB ROY 2105 | 71630 | 36.976 | -121.8947 | ROB ROY 210571630 | 52 | 222 | 14008.4418 | 2893.6341 | 11114.8077 | 1881.1605 | 5371.6035 | 0.0035912 | 0.00113 | 1.6357 | 9.9333 | 1280 | 7.5066e-05 | 387.2743 | 21915.1897 | 0
Central Coast | 1597 | 6 | 18.179 | 6 | 18.179 | 1 | 7.0259 | 13.7885 | 36.6128 | 0.25724 | 0.042035 | 0.12832 | 1 | 2.2516e-06 | 0.00023813 | 1 | 1 | {81973749-CAB3-49C6-B105-0C3D389524EF} | 182631105 | SAN LUIS OBISPO 1105 | circuit_breaker | 35.2616 | -120.635 | SAN LUIS OBISPO 1105circuit_breaker | 116 | 548 | 29878.4871 | 5631.4463 | 24247.0408 | 67.4906 | 164.2514 | 0.00023813 | 3.3893e-05 | 3.0298 | 6 | 1282 | 2.2516e-06 | 387.2742 | 21915.2316 | 0
Central Coast | 3506 | 12 | 24.074 | 48 | 48.2273 | 11 | 7.3377 | 801.5959 | 2390.4379 | 25.0818 | 19.355 | 840.8615 | 1.5358 | 0.049772 | 0.00023708 | 0.25 | 0.49918 | {B38CEC4B-CE5C-427A-839C-FFC2B2AF9000} | 182721101 | SANTA YNEZ 1101 | Y14 | 34.5993 | -120.0979 | SANTA YNEZ 1101Y14 | 203 | 153 | 35864.8287 | 26396.3962 | 9468.4325 | 7302.2086 | 1454.937 | 0.0026078 | 0.00060569 | 2.0062 | 4.3636 | 1287 | 0.54749 | 387.2742 | 21919.7663 | 0
Central Coast | 986 | 3997 | 7795.5731 | 6877 | 9335.091 | 346 | 3.3508 | 35.167 | 142.4527 | 0.95127 | 0.56334 | 14.1623 | 1.0279 | 0.00024665 | 0.00023705 | 0.58121 | 0.83508 | {EF6C4CB7-A789-4591-89F4-A27F2C5BBE61} | 83692104 | ROB ROY 2104 | 5082 | 36.9907 | -121.8064 | ROB ROY 21045082 | 321 | 286 | 51579.4437 | 33221.6065 | 18357.8372 | 32076.122 | 17153.0608 | 0.08202 | 0.03408 | 1.9504 | 19.8757 | 1288 | 0.085342 | 386.7267 | 21939.6856 | 0
Central Coast | 308 | 18 | 44.9523 | 69 | 72.131 | 8 | 5.7392 | 4.8856 | 10.9513 | 0.17985 | 1.1117 | 8.0926 | 1.0014 | 5.2004e-06 | 0.00023481 | 0.26087 | 0.6232 | {E84E756D-50CD-4E19-9CC3-E6F7306D45B8} | 83252102 | PAUL SWEET 2102 | circuit_breaker | 36.9923 | -121.9824 | PAUL SWEET 2102circuit_breaker | 167 | 465 | 29640.6139 | 9537.1446 | 20103.4694 | 590.0954 | 95.8621 | 0.0018785 | 0.00062626 | 2.4974 | 8.625 | 1298 | 4.1604e-05 | 386.6414 | 21940.052 | 0
Central Coast | 3550 | 45 | 155.2998 | 98 | 177.0945 | 15 | 16.1648 | 41.9993 | 250.9041 | 23.6886 | 1.0718 | 49.6935 | 1.0161 | 0.00011615 | 0.00023465 | 0.45918 | 0.87693 | {081215BD-B859-40D1-BF5E-3B29C95FC4FD} | 183071101 | PERRY 1101 | V88 | 35.5597 | -121.0765 | PERRY 1101V88 | 102 | 240 | 13771.1853 | 5002.9541 | 8768.2313 | 1316.7813 | 1715.9486 | 0.0035198 | 0.00058037 | 3.4511 | 6.5333 | 1300 | 0.0017422 | 386.6414 | 21940.8698 | 0
Central Coast | 4068 | 556 | 984.0559 | 2103 | 1862.9746 | 149 | 4.1254 | 28.964 | 124.1958 | 0.80464 | 0.84981 | 9.8649 | 1.009 | 5.7579e-06 | 0.00023258 | 0.26438 | 0.52822 | {FE58AABB-4F2E-4F6C-8A2E-70A2F4BDC1F4} | 82021107 | LOS GATOS 1107 | 60092 | 37.1825 | -121.985 | LOS GATOS 110760092 | 184 | 254 | 29029.3203 | 15505.8611 | 13523.4592 | 15505.8611 | 13523.4592 | 0.034654 | 0.012914 | 1.7699 | 14.1141 | 1306 | 0.00085793 | 386.6396 | 21950.4989 | 0
Central Coast | 2897 | 3 | 4.069 | 31 | 21.4295 | 8 | 8.668 | 57.2628 | 191.5995 | 2.8186 | 11.1963 | 50.0704 | 1.0091 | 0.00057168 | 0.00022899 | 0.096774 | 0.18988 | {4BEE9D9E-BAC4-46AE-B4EA-D5A6948A1B98} | 83432101 | HICKS 2101 | XR162 | 37.2123 | -121.836 | HICKS 2101XR162 | 312 | 478 | 37529.8469 | 15349.8178 | 22180.0291 | 1339.293 | 3306.0968 | 0.0018319 | 0.00019343 | 1.3563 | 3.875 | 1313 | 0.0045734 | 386.6388 | 21951.3306 | 0
Central Coast | 532 | 29 | 60.0919 | 44 | 67.099 | 11 | 10.625 | 803.8135 | 4563.7817 | 79.7759 | 5.6221 | 292.1311 | 1.1211 | 0.0026625 | 0.00022779 | 0.65909 | 0.89557 | {F7BD212B-7F44-4A16-B423-2BCFB7829D6C} | 183052113 | TEMPLETON 2113 | R82 | 35.5299 | -120.523 | TEMPLETON 2113R82 | 683 | 548 | 155125.0644 | 111327.2051 | 43797.8593 | 60266.4888 | 18150.6235 | 0.0025057 | 0.00053836 | 2.0721 | 4 | 1321 | 0.029288 | 386.6342 | 21988.7561 | 0
Central Coast | 875 | 61 | 131.9719 | 173 | 195.4945 | 30 | 8.9172 | 23.3264 | 89.6782 | 3.2938 | 3.0347 | 8.1149 | 1.1566 | 0.0002254 | 0.00022596 | 0.3526 | 0.67507 | {FFDFCD62-3D83-4DB1-8291-20A4384347C8} | 183052108 | TEMPLETON 2108 | A64 | 35.5233 | -120.6936 | TEMPLETON 2108A64 | 288 | 351 | 35505.8137 | 19026.8995 | 16478.9142 | 3063.2438 | 3911.7888 | 0.0067787 | 0.0011216 | 2.1635 | 5.7667 | 1325 | 0.0067619 | 386.6049 | 21990.6584 | 0
Central Coast | 1994 | 351 | 1135.5186 | 719 | 1363.2139 | 93 | 33.5976 | 145.6098 | 731.0991 | 58.2076 | 12.6704 | 79.0951 | 1.1016 | 0.005194 | 0.00022478 | 0.48818 | 0.83297 | {6A98D8AD-262A-4E43-B52C-E7FA164E1E31} | 182601102 |  | V56 | 35.0804 | -120.5538 | V56 | 167 | 133 | 23195.3437 | 15908.7859 | 7286.5578 | 14519.9082 | 6848.0801 | 0.020904 | 0.0013889 | 3.2351 | 7.7312 | 1328 | 0.48304 | 386.5981 | 21999.6752 | 0
Central Coast | 934 | 194 | 338.4582 | 345 | 427.894 | 88 | 5.577 | 1379.399 | 4512.8523 | 29.895 | 19.0517 | 1935.6681 | 1.8356 | 0.076876 | 0.00022069 | 0.56232 | 0.79099 | {B46D742B-3DDA-4738-A51C-19ABAD3AA23C} | 182721104 | SANTA YNEZ 1104 | Y66 | 34.6111 | -120.0203 | SANTA YNEZ 1104Y66 | 157 | 105 | 40590.9362 | 28822.2697 | 11768.6666 | 25950.7807 | 10680.2681 | 0.019421 | 0.0064297 | 1.7446 | 3.9205 | 1340 | 6.7651 | 386.1151 | 22015.7907 | 0
Central Coast | 2301 | 10 | 15.2073 | 20 | 21.1088 | 3 | 17.5611 | 158.6701 | 520.1456 | 9.1413 | 7.0885 | 56.608 | 1.0029 | 1.6257e-06 | 0.00022033 | 0.5 | 0.72042 | {2C56B704-0B48-474B-86AD-67CE86231708} | 83242106 | MORGAN HILL 2106 | circuit_breaker | 37.1267 | -121.659 | MORGAN HILL 2106circuit_breaker | 117 | 172 | 16081.749 | 6109.6825 | 9972.0666 | 0 | 1529.3175 | 0.000661 | 5.3202e-05 | 1.5207 | 6.6667 | 1342 | 4.877e-06 | 379.35 | 22015.7907 | 0
Central Coast | 4203 | 209 | 414.4469 | 1211 | 1016.4069 | 164 | 14.2351 | 418.0818 | 2237.2947 | 60.9252 | 9.7444 | 252.8701 | 1.1866 | 0.0066719 | 0.00021623 | 0.17258 | 0.40776 | {C5AAF8EB-A62D-4527-870A-FE6B41EEDAF4} | 182821101 | MESA 1101 | 6111 | 35.0643 | -120.4971 | MESA 11016111 | 250 | 225 | 59762.5242 | 41196.8537 | 18565.6705 | 37685.5687 | 17769.4909 | 0.035462 | 0.0055435 | 1.983 | 7.3841 | 1356 | 1.0942 | 379.35 | 22039.1934 | 0
Central Coast | 198 | 111 | 261.4302 | 396 | 415.3785 | 56 | 21.6457 | 101.9085 | 327.7096 | 78.9315 | 1.9998 | 61.256 | 1.0486 | 0.0030669 | 0.0002119 | 0.2803 | 0.62938 | {D8F287F2-9F47-4079-84BA-BB2B78537313} | 182731101 | RESERVATION ROAD 1101 | circuit_breaker | 36.6242 | -121.6881 | RESERVATION ROAD 1101circuit_breaker | 200 | 392 | 33277.6377 | 15082.891 | 18194.7467 | 7957.2831 | 1954.6503 | 0.011866 | 0.0011825 | 2.3552 | 7.0714 | 1375 | 0.17175 | 378.2558 | 22044.1349 | 0
Central Coast | 6585 | 761 | 1303.3729 | 1708 | 1882.3978 | 95 | 4.0321 | 21.0792 | 82.7573 | 0.53895 | 0.63204 | 5.9279 | 1.0036 | 0.00020897 | 0.00021064 | 0.44555 | 0.6924 | {4EF4529F-4E08-426D-A25B-A1F6BCFED593} | 83500401 | SEACLIFF 0401 | circuit_breaker | 36.9842 | -121.9155 | SEACLIFF 0401circuit_breaker | 113 | 125 | 17488.9606 | 9677.833 | 7811.1276 | 9172.6769 | 7730.9606 | 0.02001 | 0.0080877 | 1.7127 | 17.9789 | 1378 | 0.019852 | 378.0841 | 22049.8311 | 0
Central Coast | 2181 | 144 | 299.9388 | 589 | 554.7476 | 47 | 5.0327 | 6.7405 | 27.7329 | 0.29476 | 0.56284 | 1.6932 | 0.97872 | 4.1765e-06 | 0.00020886 | 0.24448 | 0.54068 | {8C8A8C09-E52E-42BB-8F77-24A43F9E99B3} | 83252109 | PAUL SWEET 2109 | circuit_breaker | 36.9922 | -121.982 | PAUL SWEET 2109circuit_breaker | 431 | 1083 | 70567.0846 | 20163.9647 | 50403.1199 | 4486.5579 | 9738.533 | 0.0098166 | 0.0029549 | 2.0829 | 12.5319 | 1382 | 0.0001963 | 378.0642 | 22052.6173 | 0
Central Coast | 1334 | 452 | 755.6356 | 705 | 884.8113 | 41 | 1.9417 | 4.3217 | 21.6037 | 0.097011 | 0.35905 | 3.7246 | 1.0128 | 0.00031839 | 0.00020874 | 0.64113 | 0.85401 | {7A9AA471-3E06-41F0-A2F5-E0382CC26D52} | 83622103 | CAMP EVERS 2103 | 5753 | 37.0019 | -122.0379 | CAMP EVERS 21035753 | 62 | 437 | 19682.5441 | 3895.5708 | 15786.9733 | 3895.5708 | 15786.9733 | 0.0085585 | 0.0068712 | 1.6718 | 17.1951 | 1383 | 0.013054 | 378.064 | 22055.0364 | 0
Central Coast | 787 | 790 | 2430.2701 | 1519 | 2814.4087 | 211 | 22.4512 | 99.4355 | 497.6655 | 38.0636 | 8.4473 | 77.1689 | 1.1422 | 0.0035483 | 0.00020665 | 0.52008 | 0.86351 | {53EA2B69-06B5-416F-96AE-9EC7627A84C5} | 182601102 |  | circuit_breaker | 35.1011 | -120.5814 | circuit_breaker | 564 | 558 | 73277.5191 | 44267.9262 | 29009.5929 | 32849.6375 | 20341.9793 | 0.043604 | 0.0034267 | 3.0763 | 7.1991 | 1393 | 0.74869 | 378.051 | 22075.436 | 0
Central Coast | 3211 | 700 | 1931.1792 | 2528 | 2961.5752 | 320 | 21.798 | 93.701 | 443.3042 | 20.3839 | 20.4456 | 112.099 | 1.1844 | 0.0127 | 0.00020581 | 0.2769 | 0.65208 | {5BBBE0D2-FA05-4DE6-8C44-4E21C5EC4C80} | 182601104 | OCEANO 1104 | Q10 | 35.1351 | -120.5694 | OCEANO 1104Q10 | 485 | 551 | 73760.325 | 37945.3605 | 35814.9645 | 37945.3605 | 35814.9645 | 0.065858 | 0.0061789 | 2.7588 | 7.9 | 1394 | 4.064 | 377.3023 | 22099.0001 | 0
Central Coast | 8988 | 126 | 237.5205 | 813 | 645.0699 | 76 | 6.2732 | 240.7168 | 3501.026 | 39.0183 | 0.85107 | 29.9301 | 1.1405 | 0.00014591 | 0.0002013 | 0.15498 | 0.36821 | {D42EB516-2D37-4D0C-8D56-AE34D1571A30} | 82021107 | LOS GATOS 1107 | LA60 | 37.1839 | -121.9823 | LOS GATOS 1107LA60 | 101 | 56 | 19485.2758 | 13828.9369 | 5656.3389 | 13828.9369 | 5656.3389 | 0.015299 | 0.0037489 | 1.8851 | 10.6974 | 1407 | 0.011089 | 373.2383 | 22107.5879 | 0
Central Coast | 8296 | 5 | 6.1752 | 15 | 12.0402 | 7 | 19.508 | 103.0816 | 312.639 | 6.8393 | 15.6122 | 107.8421 | 1.1444 | 0.001295 | 0.00019913 | 0.33333 | 0.51288 | {29DF4083-4850-493D-A17C-7E1454C0761F} | 83432101 | HICKS 2101 | circuit_breaker | 37.2338 | -121.9007 | HICKS 2101circuit_breaker | 44 | 0 | 17493.6949 | 17493.6949 | 0 | 4105.0932 | 0 | 0.0013939 | 0.00013447 | 1.235 | 2.1429 | 1416 | 0.0090651 | 373.2272 | 22110.1371 | 0
Central Coast | 2593 | 142 | 314.2026 | 648 | 515.5908 | 151 | 12.1966 | 298.1261 | 1410.7724 | 47.4963 | 48.8081 | 795.6018 | 1.5552 | 0.128 | 0.00019812 | 0.21914 | 0.6094 | {3D8A845E-016A-4676-A95E-AFB35541512A} | 182611103 | PASO ROBLES 1103 | N54 | 35.6544 | -120.7258 | PASO ROBLES 1103N54 | 299 | 223 | 49268.661 | 34349.6665 | 14918.9945 | 30731.9341 | 14025.413 | 0.029916 | 0.005358 | 2.2127 | 4.2914 | 1422 | 19.3286 | 373.2181 | 22129.2217 | 0
Central Coast | 7211 | 204 | 368.0944 | 745 | 679.2958 | 27 | 0.8782 | 1.3667 | 8.6076 | 0.03974 | 0.59546 | 2.2366 | 1.0001 | 1.4846e-05 | 0.00019595 | 0.27383 | 0.54188 | {386E8549-812B-4BD5-AF30-4B8F8F3211D4} | 83622106 | CAMP EVERS 2106 | 11006 | 37.05 | -122.0657 | CAMP EVERS 210611006 | 56 | 138 | 8638.4998 | 3330.3404 | 5308.1594 | 3330.3404 | 5308.1594 | 0.0052906 | 0.0060341 | 1.8044 | 27.5926 | 1424 | 0.00040085 | 353.8896 | 22131.2898 | 0
Central Coast | 1855 | 1314 | 2534.0358 | 3581 | 3863.648 | 213 | 3.1177 | 17.6519 | 91.3324 | 0.44463 | 0.6696 | 6.1011 | 1.01 | 0.00056517 | 0.0001959 | 0.36694 | 0.65587 | {869A1D07-AF0C-4C1B-B4FB-3299F6D51C09} | 83692104 | ROB ROY 2104 | circuit_breaker | 36.9791 | -121.867 | ROB ROY 2104circuit_breaker | 296 | 308 | 42341.1842 | 22978.5798 | 19362.6044 | 22978.5798 | 19362.6044 | 0.041726 | 0.019613 | 1.9285 | 16.8122 | 1425 | 0.12038 | 353.8892 | 22145.5595 | 0
Central Coast | 2933 | 11 | 16.9 | 29 | 28.2912 | 9 | 14.7164 | 1126.2522 | 4804.0118 | 102.5108 | 12.1504 | 203.225 | 1 | 0.021844 | 0.00019458 | 0.37931 | 0.59736 | {21823ADE-60D1-49AF-96C7-A6BCD78F0512} | 83432101 | HICKS 2101 | XR548 | 37.2021 | -121.8332 | HICKS 2101XR548 | 171 | 152 | 25675.3901 | 13934.1431 | 11741.247 | 1925.3259 | 518.2523 | 0.0017512 | 0.00025178 | 1.5364 | 3.2222 | 1427 | 0.1966 | 353.7688 | 22146.7551 | 0
Central Coast | 782 | 73 | 176.0624 | 656 | 560.7716 | 115 | 25.4366 | 108.3809 | 571.7051 | 69.495 | 13.6606 | 175.5821 | 1.1278 | 0.0074226 | 0.00019412 | 0.11128 | 0.31396 | {9476F86E-2EE0-4DDC-B659-7AD569267F21} | 182821101 | MESA 1101 | M86 | 35.0492 | -120.4827 | MESA 1101M86 | 327 | 324 | 55844.2973 | 33506.261 | 22338.0363 | 18124.1497 | 16040.224 | 0.022324 | 0.0017203 | 2.4118 | 5.7043 | 1431 | 0.8536 | 353.5722 | 22158.0102 | 0
Central Coast | 6971 | 875 | 1579.5272 | 1702 | 2073.8782 | 123 | 3.7116 | 29.887 | 152.3713 | 0.93718 | 2.4346 | 23.3493 | 1.0571 | 0.00020254 | 0.00019124 | 0.5141 | 0.76163 | {0FCDB678-0B45-409C-87BF-C304E827F93C} | 82021107 | LOS GATOS 1107 | 2917 | 37.1092 | -121.9355 | LOS GATOS 11072917 | 123 | 140 | 22132.7664 | 12406.0821 | 9726.6844 | 12406.0821 | 9726.6844 | 0.023522 | 0.0097507 | 1.8052 | 13.8374 | 1447 | 0.024912 | 352.7186 | 22165.7144 | 0
Central Coast | 7580 | 51 | 115.7589 | 146 | 169.423 | 16 | 1.3291 | 1.3028 | 6.0206 | 0.0062441 | 0.26148 | 1.2226 | 1 | 1.219e-05 | 0.00018786 | 0.34932 | 0.68325 | {3BCDAF7C-1C90-48AD-8ECA-3702D1B4C97A} | 83622104 | CAMP EVERS 2104 | 11048 | 37.0482 | -122.0339 | CAMP EVERS 210411048 | 50 | 24 | 3576.7177 | 2200.0004 | 1376.7173 | 1365.3169 | 1312.859 | 0.0030057 | 0.002936 | 2.2698 | 9.125 | 1457 | 0.00019504 | 352.6937 | 22166.5623 | 0
Central Coast | 3521 | 133 | 303.4133 | 873 | 720.5578 | 119 | 25.0729 | 82.3811 | 377.3165 | 22.3652 | 13.564 | 88.8938 | 1.1199 | 0.0039437 | 0.00018598 | 0.15235 | 0.42108 | {F2D88342-EA4A-4DE6-A5A2-0FD601C586EE} | 182601104 | OCEANO 1104 | V38 | 35.1274 | -120.5692 | OCEANO 1104V38 | 351 | 609 | 60078.4462 | 27980.8002 | 32097.646 | 18252.5164 | 16012.1022 | 0.022132 | 0.0019778 | 2.2813 | 7.3361 | 1461 | 0.46929 | 352.6935 | 22177.8971 | 0
Central Coast | 9623 | 72 | 119.8876 | 123 | 145.6939 | 4 | 0.32181 | 0.37614 | 1.9367 | 0.041396 | 0.0033186 | 0.32976 | 1 | 1.8858e-05 | 0.00018509 | 0.58537 | 0.82287 | {F1794D00-AFE7-4C35-B1DB-EC5AFB91B7A9} | 83622105 | CAMP EVERS 2105 | 95394 | 37.0895 | -122.0928 | CAMP EVERS 210595394 | 28 | 19 | 1633.8847 | 797.3729 | 836.5118 | 797.3729 | 836.5118 | 0.00074037 | 0.0011355 | 1.6651 | 30.75 | 1464 | 7.5431e-05 | 352.2242 | 22178.3922 | 0
Central Coast | 3082 | 157 | 281.5543 | 248 | 326.8607 | 41 | 15.5353 | 36.2395 | 104.6734 | 11.4197 | 28.0662 | 340.8271 | 1.2532 | 0.059107 | 0.00018318 | 0.63306 | 0.86139 | {10BA1E2F-8A72-4CA0-9D11-9A4EEB187DC3} | 83242105 | MORGAN HILL 2105 | XR564 | 37.0455 | -121.6522 | MORGAN HILL 2105XR564 | 142 | 100 | 19488.0815 | 11614.6161 | 7873.4654 | 8673.0497 | 6093.6115 | 0.0075103 | 0.0015605 | 1.7933 | 6.0488 | 1471 | 2.4234 | 352.2241 | 22183.7782 | 0
Central Coast | 6144 | 358 | 804.6415 | 431 | 839.606 | 14 | 3.2336 | 53.0178 | 183.8797 | 0.68518 | 0.07854 | 11.9475 | 1 | 6.1743e-06 | 0.00018291 | 0.83063 | 0.95836 | {E8501414-249C-40BD-935F-69A6CB98996A} | 83692104 | ROB ROY 2104 | 9973 | 37.025 | -121.8205 | ROB ROY 21049973 | 5 | 6 | 1511.1258 | 921.5182 | 589.6075 | 921.5182 | 589.6075 | 0.0025607 | 0.0013012 | 2.2476 | 30.7857 | 1473 | 8.644e-05 | 349.8007 | 22184.3505 | 0
Central Coast | 5593 | 7 | 12.1803 | 10 | 13.7716 | 4 | 3.0074 | 934.7241 | 8871.1709 | 53.3591 | 6.0996 | 275.2379 | 0.95022 | 0.0018566 | 0.00017966 | 0.7 | 0.88445 | {63E72A21-A36A-4936-B748-71270400CC57} | 182391103 | OILFIELDS 1103 | N48 | 35.7984 | -120.9743 | OILFIELDS 1103N48 | 339 | 238 | 101596.5373 | 76455.2167 | 25141.3205 | 76392.1084 | 25141.3205 | 0.00071865 | 0.00026892 | 1.74 | 2.5 | 1487 | 0.0074263 | 349.8006 | 22231.79 | 0
Central Coast | 4408 | 147 | 336.693 | 402 | 486.3411 | 73 | 14.738 | 68.0587 | 194.716 | 21.2545 | 3.693 | 36.8749 | 1.0456 | 0.00029004 | 0.00017764 | 0.36567 | 0.6923 | {FE25DCBF-8FD2-4D0B-8589-850A3EE5ED4C} | 182731102 | RESERVATION ROAD 1102 | circuit_breaker | 36.6243 | -121.6884 | RESERVATION ROAD 1102circuit_breaker | 320 | 358 | 47129.6684 | 28859.6299 | 18270.0386 | 12102.7686 | 7481.1939 | 0.012967 | 0.0016085 | 2.2904 | 5.5068 | 1497 | 0.021173 | 349.7932 | 22239.3058 | 0
Central Coast | 2246 | 2 | 2.5863 | 23 | 13.3704 | 13 | 7.5422 | 179.7994 | 837.253 | 13.9123 | 29.0284 | 344.134 | 1.373 | 0.053052 | 0.00017543 | 0.086957 | 0.19343 | {7E3660A3-92BC-4694-A2D5-248E2793B9A8} | 182611103 | PASO ROBLES 1103 | 55374 | 35.6203 | -120.6962 | PASO ROBLES 110355374 | 174 | 417 | 39635.5094 | 17000.9166 | 22634.5927 | 3793.0347 | 4346.0958 | 0.0022806 | 0.00037984 | 1.2931 | 1.7692 | 1500 | 0.68967 | 349.772 | 22241.6613 | 0
Central Coast | 259 | 2836 | 5246.8473 | 5735 | 6932.48 | 311 | 3.315 | 27.3037 | 127.5851 | 1.4385 | 0.56225 | 7.9013 | 1.0125 | 8.4236e-05 | 0.00017508 | 0.49451 | 0.75685 | {97F0E264-6757-4E01-B858-9C73FC0BF875} | 83692105 | ROB ROY 2105 | 5090 | 36.9802 | -121.8922 | ROB ROY 21055090 | 423 | 347 | 55602.2415 | 34034.3802 | 21567.8613 | 34034.3802 | 21567.8613 | 0.05445 | 0.028197 | 1.8501 | 18.4405 | 1502 | 0.026197 | 349.0823 | 22262.7966 | 0
Central Coast | 2032 | 2293 | 4569.9839 | 2859 | 4920.682 | 206 | 3.994 | 126.4687 | 1583.8141 | 21.0894 | 0.21017 | 15.4152 | 1.0846 | 0.00076827 | 0.00017504 | 0.80203 | 0.92873 | {A725B58B-37EB-4147-83B3-63635BC09A1B} | 82841102 | BIG BASIN 1102 | 5066 | 37.1707 | -122.1655 | BIG BASIN 11025066 | 154 | 100 | 30993.8002 | 23248.0337 | 7745.7665 | 23248.0337 | 7745.7665 | 0.036057 | 0.015194 | 1.993 | 13.8786 | 1503 | 0.15826 | 349.0561 | 22277.2336 | 1
Central Coast | 58 | 27 | 88.892 | 200 | 152.3612 | 6 | 29.5558 | 78.2829 | 407.6203 | 36.1034 | 1.7083 | 15.155 | 1.028 | 0.00021706 | 0.00017502 | 0.135 | 0.58343 | {98891E8E-A196-4377-815F-B850671211F6} | 182771102 | CAMBRIA 1102 | W50 | 35.567 | -121.1052 | CAMBRIA 1102W50 | 105 | 637 | 31711.7627 | 5728.406 | 25983.3567 | 779.9345 | 1576.7096 | 0.0010501 | 0.00015466 | 3.2923 | 33.3333 | 1504 | 0.0013024 | 348.8979 | 22277.718 | 0
Central Coast | 7575 | 94 | 304.6577 | 142 | 330.9608 | 12 | 19.3073 | 91.0128 | 441.2497 | 9.1127 | 21.6991 | 109.2042 | 1.1866 | 0.024278 | 0.00017388 | 0.66197 | 0.92052 | {2FEE1CE0-BC95-467C-8CDD-CAD4D3CD2579} | 182601106 | OCEANO 1106 | circuit_breaker | 35.1012 | -120.5814 | OCEANO 1106circuit_breaker | 173 | 344 | 21108.4269 | 8076.9737 | 13031.4532 | 1811.9234 | 125.9887 | 0.0020866 | 0.00027622 | 3.241 | 11.8333 | 1509 | 0.29134 | 348.8966 | 22278.8432 | 0
Central Coast | 1339 | 154 | 283.6519 | 687 | 582.403 | 32 | 3.2968 | 4.4505 | 15.4034 | 0.096624 | 0.84251 | 4.3325 | 1.0019 | 5.4174e-06 | 0.0001732 | 0.22416 | 0.48704 | {CEB97A6E-057E-4617-8BF5-91D85F0FC1F8} | 83622103 | CAMP EVERS 2103 | 5402 | 37.0103 | -122.0341 | CAMP EVERS 21035402 | 204 | 392 | 27473.3577 | 10811.0731 | 16662.2846 | 3816.6305 | 2929.5374 | 0.0055424 | 0.0026095 | 1.8419 | 21.4688 | 1512 | 0.00017336 | 348.6052 | 22281.2133 | 0
Central Coast | 5523 | 7 | 26.7131 | 7 | 26.7131 | 2 | 21.5007 | 352.9401 | 1031.9193 | 22.187 | 16.7257 | 263.5069 | 1.3783 | 0.00892 | 0.00016709 | 1 | 1 | {2D522AA5-8F8F-4B96-B755-D0E01134E6CB} | 82931101 | POINT MORETTI 1101 | 5104 | 37.0302 | -122.1868 | POINT MORETTI 11015104 | 21 | 2 | 3055.1591 | 3011.2994 | 43.8597 | 3011.2994 | 43.8597 | 0.00033417 | 4.0379e-05 | 3.8162 | 3.5 | 1528 | 0.01784 | 348.6051 | 22283.0833 | 0
Central Coast | 4481 | 1067 | 2021.5817 | 2521 | 2808.4453 | 167 | 3.7992 | 187.3704 | 2655.0669 | 33.4115 | 1.3266 | 38.0536 | 1.2304 | 0.0006255 | 0.00016463 | 0.42324 | 0.71982 | {717BE6DE-1A86-4939-B958-630A186C1AF4} | 83371107 | SARATOGA 1107 | 413816 | 37.2524 | -122.0611 | SARATOGA 1107413816 | 168 | 100 | 26276.6617 | 17947.1279 | 8329.5338 | 17947.1279 | 8329.5338 | 0.027493 | 0.011306 | 1.8946 | 15.0958 | 1534 | 0.10446 | 348.5872 | 22294.2285 | 0
Central Coast | 8487 | 488 | 778.3169 | 941 | 1019.7053 | 68 | 10.5447 | 234.846 | 2078.798 | 40.1883 | 1.0167 | 64.0038 | 1.1567 | 0.00028357 | 0.00016387 | 0.5186 | 0.76328 | {C47B4B77-9CC6-4665-96AD-097EBCE52988} | 182941102 | OTTER 1102 | 2166 | 36.2769 | -121.8264 | OTTER 11022166 | 84 | 74 | 8488.7732 | 6559.0006 | 1929.7726 | 6559.0006 | 1929.7726 | 0.011143 | 0.001901 | 1.5949 | 13.8382 | 1537 | 0.019283 | 348.4828 | 22298.3016 | 0
Central Coast | 4009 | 71 | 116.8437 | 205 | 168.1425 | 49 | 9.2536 | 185.2922 | 867.2822 | 21.3186 | 17.736 | 427.048 | 1.2754 | 0.027276 | 0.00016049 | 0.34634 | 0.69491 | {B0A0DAD0-3674-4CD8-8437-87CE246C1A79} | 183052113 | TEMPLETON 2113 | A60 | 35.4894 | -120.6389 | TEMPLETON 2113A60 | 130 | 102 | 21175.7158 | 14423.3233 | 6752.3925 | 10180.3906 | 4388.4633 | 0.0078642 | 0.001855 | 1.6457 | 4.1837 | 1544 | 1.3365 | 348.4635 | 22304.6237 | 0
Central Coast | 1592 | 25 | 50.7285 | 43 | 54.5699 | 15 | 22.5983 | 7205.484 | 49934.0091 | 1708.5202 | 9.0777 | 1845.7361 | 1.3425 | 0.0033639 | 0.00015907 | 0.5814 | 0.92961 | {3F83E7A1-428B-491F-A667-31D49B0E1C27} | 182661104 | SAN MIGUEL 1104 | R66 | 35.7252 | -120.6553 | SAN MIGUEL 1104R66 | 343 | 217 | 94616.94 | 71296.2907 | 23320.6493 | 11247.2619 | 6856.3582 | 0.0023861 | 0.00056 | 2.0291 | 2.8667 | 1548 | 0.050459 | 347.1269 | 22311.6082 | 0
Central Coast | 4675 | 262 | 530.979 | 933 | 887.728 | 40 | 1.8602 | 3.6017 | 10.237 | 0.062826 | 0.56637 | 2.0469 | 1 | 6.7764e-06 | 0.00015416 | 0.28081 | 0.59813 | {08861202-71CD-43A7-A4E9-A7647717C791} | 83622103 | CAMP EVERS 2103 | 5404 | 37.0156 | -122.0254 | CAMP EVERS 21035404 | 123 | 259 | 20529.4484 | 7424.9094 | 13104.539 | 3769.8779 | 5953.0121 | 0.0061665 | 0.0040802 | 2.0266 | 23.325 | 1570 | 0.00027106 | 347.0765 | 22313.9493 | 0
Central Coast | 7115 | 1122 | 2060.102 | 2081 | 2557.896 | 154 | 1.8718 | 27.5853 | 117.9282 | 0.61672 | 0.90471 | 19.7558 | 1.0763 | 6.5644e-06 | 0.00015347 | 0.53916 | 0.80539 | {F407D1C7-AF54-4B98-B726-B5AC300E0031} | 83692104 | ROB ROY 2104 | 10298 | 36.9935 | -121.7994 | ROB ROY 210410298 | 205 | 234 | 38480.3999 | 21488.8231 | 16991.5768 | 17304.3139 | 11693.6514 | 0.023635 | 0.015206 | 1.8361 | 13.513 | 1572 | 0.0010109 | 347.0762 | 22324.6953 | 0
Central Coast | 7373 | 175 | 494.0017 | 571 | 712.7418 | 100 | 14.0905 | 463.3843 | 1471.7372 | 49.2617 | 11.2585 | 360.9421 | 1.3321 | 0.015514 | 0.00015329 | 0.30648 | 0.6931 | {4514D6A6-77B8-4164-AACC-ADDF4E8C95FD} | 183041101 | BUELLTON 1101 | Y26 | 34.625 | -120.1892 | BUELLTON 1101Y26 | 190 | 122 | 44349.1331 | 25494.2608 | 18854.8724 | 23209.1215 | 17729.3441 | 0.015329 | 0.0026903 | 2.8229 | 5.71 | 1574 | 1.5514 | 347.0752 | 22339.1081 | 0
Central Coast | 5619 | 247 | 723.0786 | 736 | 1018.6066 | 71 | 5.9703 | 82.2539 | 318.1096 | 4.2036 | 2.4653 | 21.2059 | 1.0326 | 3.6778e-05 | 0.00015214 | 0.3356 | 0.70987 | {9F487EDE-1254-4232-B1F0-1B8CB4720B05} | 182222104 | DEL MONTE 2104 | 9500 | 36.5582 | -121.7507 | DEL MONTE 21049500 | 152 | 137 | 18852.0321 | 10897.0354 | 7954.9966 | 9189.3701 | 6215.35 | 0.010802 | 0.0026196 | 2.9274 | 10.3662 | 1579 | 0.0026112 | 345.5238 | 22344.8147 | 1
Central Coast | 2675 | 20 | 43.6233 | 96 | 88.1483 | 16 | 11.7184 | 344.7851 | 1775.4052 | 36.2478 | 5.7081 | 117.8135 | 1.1164 | 0.0051697 | 0.00015124 | 0.20833 | 0.49489 | {AF824FE0-092F-4984-80E3-6C6BE36268BB} | 182631104 | SAN LUIS OBISPO 1104 | V10 | 35.215 | -120.6143 | SAN LUIS OBISPO 1104V10 | 112 | 46 | 13139.1496 | 10945.8906 | 2193.259 | 5741.8428 | 385.8005 | 0.0024199 | 0.00037297 | 2.1812 | 6 | 1585 | 0.082715 | 345.5212 | 22348.3804 | 0
Central Coast | 4321 | 606 | 1664.5382 | 1466 | 2109.4602 | 170 | 18.0879 | 56.6715 | 249.5651 | 14.833 | 10.9641 | 53.2402 | 1.1127 | 0.004437 | 0.00015111 | 0.41337 | 0.78908 | {766BCAEB-8E30-4C4C-8834-E815A7569457} | 182601104 | OCEANO 1104 | Q06 | 35.1341 | -120.5702 | OCEANO 1104Q06 | 288 | 367 | 43622.9598 | 19967.3254 | 23655.6344 | 19967.3254 | 23655.6344 | 0.025688 | 0.0024288 | 2.7468 | 8.6235 | 1586 | 0.75429 | 345.4385 | 22360.7801 | 0
Central Coast | 2794 | 42 | 97.6163 | 262 | 212.1581 | 36 | 26.1501 | 42.2268 | 156.5673 | 7.8935 | 8.125 | 200.9337 | 1.2313 | 0.0063809 | 0.00015083 | 0.16031 | 0.46011 | {AD6746AA-B778-4E12-B7CD-DBCB8C9B3412} | 182631101 | SAN LUIS OBISPO 1101 | circuit_breaker | 35.2615 | -120.6349 | SAN LUIS OBISPO 1101circuit_breaker | 161 | 556 | 38860.1952 | 10872.4454 | 27987.7497 | 5333.7243 | 8927.6571 | 0.00543 | 0.00085305 | 2.3242 | 7.2778 | 1587 | 0.22971 | 344.6842 | 22364.0924 | 0
Central Coast | 8417 | 62 | 107.2384 | 69 | 111.5304 | 3 | 0.56286 | 4.0977 | 18.2671 | 0.08751 | 0.75811 | 8.1171 | 1.0015 | 1.1677e-05 | 0.00015082 | 0.89855 | 0.96152 | {DEE9C36C-2C34-4C19-A8C9-7EC73800B8AC} | 82841102 | BIG BASIN 1102 | 12779 | 37.16 | -122.1553 | BIG BASIN 110212779 | 6 | 22 | 1486.4982 | 407.3922 | 1079.1059 | 407.3922 | 1079.1059 | 0.00045246 | 0.00052734 | 1.7297 | 23 | 1588 | 3.5032e-05 | 344.4545 | 22364.3454 | 0
Central Coast | 3071 | 24 | 64.9981 | 82 | 93.0955 | 16 | 10.4076 | 98.175 | 334.886 | 6.1545 | 23.809 | 159.9293 | 1.2266 | 0.045236 | 0.00014958 | 0.29268 | 0.69819 | {2DBAAA9C-8985-4692-9A1B-CC370D239D9B} | 83242105 | MORGAN HILL 2105 | 42348 | 37.1254 | -121.6615 | MORGAN HILL 210542348 | 145 | 292 | 21249.4569 | 6767.0715 | 14482.3855 | 2297.9263 | 2586.4713 | 0.0023933 | 0.00042609 | 2.7083 | 5.125 | 1593 | 0.72378 | 344.4545 | 22365.7724 | 0
Central Coast | 6218 | 319 | 657.3792 | 1546 | 1382.7766 | 206 | 9.2802 | 255.0532 | 1115.1564 | 33.4224 | 2.9055 | 89.8327 | 1.1156 | 4.1703e-05 | 0.00014809 | 0.20634 | 0.47541 | {FB7A8750-C967-4B2F-BC27-F33BBB5DCEFD} | 182222104 | DEL MONTE 2104 | 3088 | 36.5492 | -121.7318 | DEL MONTE 21043088 | 280 | 229 | 41642.8175 | 24826.2717 | 16816.5458 | 24826.2717 | 16816.5458 | 0.030506 | 0.006945 | 2.0607 | 7.5049 | 1603 | 0.0085907 | 343.7307 | 22381.1895 | 1
Central Coast | 3628 | 124 | 216.2317 | 517 | 433.4457 | 60 | 7.5016 | 8.5016 | 26.8035 | 0.68918 | 0.90517 | 1.7421 | 1.6515 | 6.5739e-05 | 0.00014758 | 0.23985 | 0.49887 | {4E56AABA-E208-4168-987C-AD9B6E34D222} | 183052108 | TEMPLETON 2108 | A40 | 35.5065 | -120.6939 | TEMPLETON 2108A40 | 401 | 1178 | 74829.6341 | 20682.9125 | 54146.7216 | 5903.9832 | 10843.3586 | 0.0088545 | 0.0018444 | 1.7438 | 8.6167 | 1605 | 0.0039443 | 343.7221 | 22384.8559 | 0
Central Coast | 5194 | 127 | 225.5629 | 251 | 278.1792 | 66 | 6.3602 | 36.8302 | 133.5042 | 3.4751 | 60.6223 | 647.9008 | 1.4331 | 0.14727 | 0.0001474 | 0.50598 | 0.81085 | {63FF5E85-7320-4916-95DB-09A821D7A9F8} | 183052113 | TEMPLETON 2113 | A20 | 35.5005 | -120.6607 | TEMPLETON 2113A20 | 128 | 115 | 18021.8207 | 12664.8988 | 5356.9218 | 10922.8343 | 4831.4112 | 0.0097283 | 0.0027525 | 1.7761 | 3.803 | 1606 | 9.7196 | 343.7181 | 22391.639 | 0
Central Coast | 1269 | 5 | 20.2454 | 9 | 22.9106 | 1 | 4.2713 | 1.5793 | 3.8117 | 0.096126 | 0.0022124 | 0.38872 | 1 | 2.2637e-06 | 0.00014555 | 0.55556 | 0.88367 | {3C76847C-A8C4-4A3F-9423-53C131CDED01} | 182040405 | CARMEL 0405 | circuit_breaker | 36.5609 | -121.9197 | CARMEL 0405circuit_breaker | 107 | 759 | 24924.6515 | 4990.6238 | 19934.0277 | 58.7067 | 236.937 | 0.00014555 | 3.4075e-05 | 4.0491 | 9 | 1617 | 2.2637e-06 | 333.9985 | 22391.6754 | 0
Central Coast | 2890 | 369 | 712.8018 | 1230 | 1187.3328 | 101 | 3.106 | 23.8135 | 150.664 | 1.5547 | 0.7721 | 9.7076 | 1.007 | 8.2001e-05 | 0.00014444 | 0.3 | 0.60034 | {8D1DF0FB-6A31-4B98-9D74-0EE015EF8A6D} | 83252105 | PAUL SWEET 2105 | circuit_breaker | 36.9922 | -121.9822 | PAUL SWEET 2105circuit_breaker | 422 | 720 | 59149.9602 | 25766.2731 | 33383.6871 | 12715.3949 | 6603.9993 | 0.014588 | 0.0079116 | 1.9317 | 12.1782 | 1619 | 0.0082821 | 333.9985 | 22399.5717 | 0
Central Coast | 1107 | 125 | 283.0131 | 461 | 377.7701 | 138 | 4.6206 | 1464.4276 | 9865.4665 | 148.2776 | 3.8944 | 1079.1119 | 1.5134 | 0.0054385 | 0.0001432 | 0.27115 | 0.74917 | {DC9AC6DA-C366-497D-A431-13D5888CCACE} | 182661106 | SAN MIGUEL 1106 | circuit_breaker | 35.7522 | -120.6844 | SAN MIGUEL 1106circuit_breaker | 315 | 226 | 115043.6157 | 93802.1913 | 21241.4243 | 56840.9678 | 13174.5428 | 0.019762 | 0.0060121 | 2.2641 | 3.3406 | 1622 | 0.75051 | 333.9903 | 22434.8699 | 0
Central Coast | 7358 | 1498 | 3142.9821 | 1784 | 3302.6282 | 99 | 2.6902 | 74.8093 | 500.5629 | 1.8704 | 0.93839 | 29.8526 | 1.0324 | 0.0015186 | 0.00014311 | 0.83969 | 0.95166 | {6B3803C4-78D9-4845-848A-F16561C51AFC} | 82931101 | POINT MORETTI 1101 | 36514 | 37.0393 | -122.1518 | POINT MORETTI 110136514 | 88 | 57 | 15762.9086 | 10964.1377 | 4798.7709 | 10964.1377 | 4798.7709 | 0.014168 | 0.0079178 | 2.0981 | 18.0202 | 1623 | 0.15034 | 333.2397 | 22441.6786 | 0
Central Coast | 2253 | 560 | 1034.1266 | 2140 | 1996.2592 | 139 | 5.284 | 15.5673 | 41.9005 | 0.42721 | 0.69564 | 5.4687 | 1.3674 | 2.6568e-06 | 0.00014131 | 0.26168 | 0.51803 | {F252A13D-948A-43C3-954E-C03439B944E1} | 182371111 | LAURELES 1111 | 2028 | 36.4728 | -121.7178 | LAURELES 11112028 | 178 | 596 | 40716.3022 | 14061.7847 | 26654.5175 | 14048.0686 | 26654.5175 | 0.019642 | 0.0060891 | 1.8467 | 15.3957 | 1625 | 0.00036929 | 333.0894 | 22450.4025 | 0
Central Coast | 3714 | 186 | 271.8139 | 841 | 684.78 | 27 | 0.90443 | 18.6943 | 53.2618 | 0.027741 | 0.11607 | 0.92192 | 1 | 1.0188e-05 | 0.00014118 | 0.22117 | 0.39694 | {4C9A65DC-55B1-4CE2-AD64-FA340511DC8F} | 83622103 | CAMP EVERS 2103 | 55638 | 37.0139 | -122.0341 | CAMP EVERS 210355638 | 82 | 234 | 16225.6931 | 5626.2533 | 10599.4398 | 2080.9167 | 2069.4858 | 0.0038118 | 0.0041406 | 1.4614 | 31.1481 | 1627 | 0.00027507 | 333.089 | 22451.6947 | 0
Central Coast | 2407 | 259 | 747.5499 | 451 | 843.7731 | 69 | 12.8649 | 578.6636 | 3199.7409 | 104.0701 | 31.8146 | 329.3733 | 1.3603 | 0.029387 | 0.00014108 | 0.57428 | 0.88596 | {EB029C6B-1104-4127-A12F-6B1C6DB20B5A} | 182631103 | SAN LUIS OBISPO 1103 | 42344 | 35.2316 | -120.6362 | SAN LUIS OBISPO 110342344 | 193 | 215 | 30153.5443 | 17394.6877 | 12758.8566 | 14174.6452 | 11562.9101 | 0.0097347 | 0.0011584 | 2.8863 | 6.5362 | 1629 | 2.0277 | 333.0888 | 22460.4972 | 0
Central Coast | 8849 | 15 | 22.3996 | 57 | 48.1699 | 9 | 6.0761 | 107.087 | 281.7205 | 2.8031 | 15.5639 | 121.1439 | 1.1003 | 0.010637 | 0.00014023 | 0.26316 | 0.46501 | {90264C2C-3ED3-42D6-BFF5-F41E927FBBE3} | 83182105 | LLAGAS 2105 | XR234 | 36.9919 | -121.5618 | LLAGAS 2105XR234 | 51 | 25 | 6040.3678 | 3448.7535 | 2591.6143 | 1152.082 | 171.2646 | 0.0012621 | 0.00044698 | 1.4933 | 6.3333 | 1631 | 0.09573 | 331.0611 | 22461.2126 | 0
Central Coast | 9752 | 132 | 213.7163 | 152 | 224.5288 | 8 | 2.4615 | 48.8974 | 222.4786 | 0.83465 | 2.3266 | 24.942 | 1.0476 | 6.0839e-06 | 0.00013828 | 0.86842 | 0.95184 | {0AA45AF7-C211-4B8E-8C0A-4D0687522BE1} | 83192101 | GREEN VALLEY 2101 | 1645 | 37.0218 | -121.7653 | GREEN VALLEY 21011645 | 11 | 7 | 1811.2353 | 777.8514 | 1033.3839 | 777.8514 | 1033.3839 | 0.0011062 | 0.0007158 | 1.6191 | 19 | 1639 | 4.8671e-05 | 330.9653 | 22461.6957 | 0
Central Coast | 5561 | 11 | 22.4628 | 14 | 24.5021 | 3 | 1.7472 | 552.2557 | 7279.3745 | 25.4649 | 1.8296 | 26.1407 | 1.0288 | 0.0020895 | 0.00013785 | 0.78571 | 0.91677 | {4260F392-8CF2-458A-B972-28FCF38AA586} | 82841102 | BIG BASIN 1102 | 10254 | 37.1391 | -122.1786 | BIG BASIN 110210254 | 18 | 3 | 3468.7391 | 3441.3015 | 27.4376 | 3441.3015 | 27.4376 | 0.00041356 | 0.00026286 | 2.0421 | 4.6667 | 1645 | 0.0062684 | 330.9653 | 22463.8327 | 0
Central Coast | 686 | 564 | 1652.2275 | 1780 | 2316.6514 | 212 | 7.614 | 178.2245 | 884.9337 | 23.2217 | 3.5458 | 59.0126 | 1.2145 | 9.8215e-05 | 0.00013714 | 0.31685 | 0.7132 | {900275D8-44B8-45C0-ADC0-5DBF17ADDB8A} | 182731101 | RESERVATION ROAD 1101 | 3026 | 36.5788 | -121.7199 | RESERVATION ROAD 11013026 | 446 | 625 | 77013.1086 | 36330.5251 | 40682.5835 | 34466.6969 | 34078.4388 | 0.029074 | 0.0073586 | 2.9295 | 8.3962 | 1653 | 0.020822 | 330.959 | 22485.2366 | 0
Central Coast | 4990 | 1609 | 2503.3768 | 3141 | 3394.5723 | 239 | 2.4947 | 63.9161 | 686.9349 | 4.6098 | 1.1632 | 18.653 | 1.0762 | 0.0016005 | 0.00013492 | 0.51226 | 0.73746 | {ED4FFAA8-32ED-4B25-8B3D-9D1525DB179F} | 82021106 | LOS GATOS 1106 | LB48 | 37.19 | -121.9942 | LOS GATOS 1106LB48 | 220 | 140 | 35690.519 | 23832.8123 | 11857.7067 | 23832.8123 | 11857.7067 | 0.032246 | 0.019121 | 1.5559 | 13.1423 | 1665 | 0.38252 | 330.9382 | 22500.0367 | 0
Central Coast | 3373 | 1464 | 2313.5057 | 2849 | 3097.705 | 281 | 2.9701 | 66.53 | 598.0548 | 4.2627 | 1.7762 | 29.9824 | 1.1066 | 0.00077604 | 0.00013455 | 0.51386 | 0.74685 | {E0F39461-5FDF-4E75-995C-8A6CC288C11A} | 82021107 | LOS GATOS 1107 | 60114 | 37.1188 | -121.9201 | LOS GATOS 110760114 | 335 | 300 | 64833.1622 | 39175.9013 | 25657.2609 | 39175.9013 | 25657.2609 | 0.037809 | 0.017292 | 1.5803 | 10.1388 | 1672 | 0.21807 | 330.5557 | 22524.365 | 0
Central Coast | 4545 | 372 | 1049.2514 | 954 | 1385.3376 | 103 | 3.4827 | 15.164 | 58.7714 | 0.82 | 0.55358 | 4.2155 | 1.0421 | 3.8467e-06 | 0.00013446 | 0.38994 | 0.7574 | {272F711A-D76D-479D-B7FF-5C57D964944A} | 83692104 | ROB ROY 2104 | 12596 | 36.9871 | -121.8328 | ROB ROY 210412596 | 230 | 305 | 36227.9432 | 17006.0385 | 19221.9047 | 11237.3875 | 11832.9675 | 0.013849 | 0.0060102 | 2.8206 | 9.2621 | 1673 | 0.00039621 | 330.3376 | 22531.3434 | 0
Central Coast | 3862 | 163 | 277.6082 | 646 | 548.1336 | 36 | 1.677 | 1.9685 | 11.714 | 0.068242 | 0.29204 | 1.5595 | 1.0002 | 7.1765e-06 | 0.00013444 | 0.25232 | 0.50646 | {07C3F785-A0A2-4537-8DD2-EA76577441A5} | 82021106 | LOS GATOS 1106 | LA42 | 37.1551 | -121.9818 | LOS GATOS 1106LA42 | 73 | 228 | 10745.6547 | 4461.918 | 6283.7367 | 4461.918 | 6283.7367 | 0.00484 | 0.003889 | 1.7031 | 17.9444 | 1674 | 0.00025835 | 330.3372 | 22534.1142 | 0
Central Coast | 6910 | 103 | 325.5748 | 422 | 498.7574 | 47 | 8.0761 | 146.6115 | 662.0095 | 12.6968 | 48.2871 | 514.4975 | 1.436 | 0.15925 | 0.00013308 | 0.24408 | 0.65277 | {ABB59667-7D2C-427E-8CD5-70D7C7F4474B} | 182611103 | PASO ROBLES 1103 | N58 | 35.6286 | -120.6955 | PASO ROBLES 1103N58 | 158 | 234 | 24039.9352 | 12056.5272 | 11983.408 | 7139.6018 | 4492.0835 | 0.0062546 | 0.0019589 | 3.1609 | 8.9787 | 1683 | 7.4845 | 330.3369 | 22538.5479 | 1
Central Coast | 5636 | 790 | 1661.394 | 1551 | 2086.8994 | 116 | 2.4052 | 4.2358 | 11.3556 | 0.081967 | 0.33744 | 1.7294 | 1.3113 | 3.9646e-05 | 0.0001314 | 0.50935 | 0.79611 | {A588ED32-95D8-43A3-8FC4-5077DBA91F77} | 83692104 | ROB ROY 2104 | 10954 | 36.9873 | -121.86 | ROB ROY 210410954 | 210 | 346 | 28821.3975 | 11322.6315 | 17498.766 | 11322.6315 | 17498.766 | 0.015242 | 0.0081649 | 2.103 | 13.3707 | 1695 | 0.0045989 | 322.8524 | 22545.5793 | 0
Central Coast | 2053 | 1434 | 1932.2552 | 2314 | 2360.4727 | 174 | 3.3217 | 99.0175 | 1530.5867 | 23.4804 | 0.34961 | 14.2551 | 1.0945 | 0.0031698 | 0.00013049 | 0.61971 | 0.81859 | {635AB06E-6FE6-4F3C-85D2-7DF03CF41311} | 83481110 | STELLING 1110 | 60094 | 37.2574 | -122.1202 | STELLING 111060094 | 126 | 93 | 26404.6016 | 15898.3782 | 10506.2234 | 15898.3782 | 10506.2234 | 0.022705 | 0.010712 | 1.3475 | 13.2989 | 1699 | 0.55155 | 322.8478 | 22555.4522 | 0
Central Coast | 1673 | 5 | 5.9197 | 28 | 16.8497 | 6 | 9.8225 | 19.9684 | 65.926 | 1.7882 | 3.3547 | 77.6734 | 1.1154 | 0.0014806 | 0.00012951 | 0.17857 | 0.35132 | {7FC31E1C-DBD5-4F97-9DB8-E6AAAE06E52A} | 182631105 | SAN LUIS OBISPO 1105 | 796050 | 35.2724 | -120.6446 | SAN LUIS OBISPO 1105796050 | 188 | 793 | 39675.2323 | 7961.3272 | 31713.9051 | 2135.0041 | 6588.3773 | 0.00077708 | 0.00017088 | 1.1839 | 4.6667 | 1703 | 0.0088838 | 322.2963 | 22556.778 | 0
Central Coast | 8121 | 9 | 11.0494 | 29 | 24.4208 | 13 | 13.3101 | 602.7447 | 2560.0922 | 127.3097 | 8.0647 | 638.7638 | 1.4426 | 0.0046288 | 0.00012833 | 0.31034 | 0.45246 | {1D20AD79-1B20-4BDE-B0E8-CF4AA41EFB2A} | 182681101 | ZACA 1101 | Y72 | 34.7208 | -120.1303 | ZACA 1101Y72 | 48 | 51 | 12917.6888 | 10339.027 | 2578.6619 | 8576.3267 | 2508.5385 | 0.0016682 | 0.00034294 | 1.2277 | 2.2308 | 1706 | 0.060174 | 322.2874 | 22562.1039 | 0
Central Coast | 7992 | 112 | 192.4066 | 328 | 318.8141 | 15 | 0.39088 | 3.5733 | 19.9924 | 0.021751 | 0.053392 | 0.98074 | 1 | 1.1677e-05 | 0.00012644 | 0.34146 | 0.60351 | {74ADD149-328D-4200-BB7E-7652CB379BD2} | 83622106 | CAMP EVERS 2106 | 7603 | 37.0844 | -122.0048 | CAMP EVERS 21067603 | 16 | 26 | 2861.1452 | 1504.5923 | 1356.5528 | 1504.5923 | 1356.5528 | 0.0018966 | 0.0026367 | 1.7179 | 21.8667 | 1716 | 0.00017516 | 322.2272 | 22563.0383 | 0
Central Coast | 526 | 14 | 30.9972 | 59 | 45.8037 | 13 | 7.5546 | 16.9622 | 40.8923 | 0.51433 | 14.3372 | 41.8057 | 1.0153 | 2.1374e-06 | 0.00012638 | 0.23729 | 0.67674 | {9EA2D570-9C08-4A90-9E79-02DD530C0174} | 182541101 | ATASCADERO 1101 | 2379 | 35.4651 | -120.6834 | ATASCADERO 11012379 | 17 | 21 | 2604.3064 | 1171.3689 | 1432.9375 | 1171.3689 | 1432.9375 | 0.0016429 | 0.00041826 | 2.2141 | 4.5385 | 1718 | 2.7786e-05 | 322.227 | 22563.7657 | 0
Central Coast | 1701 | 45 | 90.118 | 250 | 207.723 | 25 | 3.2726 | 2.4798 | 6.5341 | 0.091405 | 0.032301 | 0.44505 | 0.28 | 3.0134e-06 | 0.00012616 | 0.18 | 0.43384 | {168FAC6E-221A-4D80-AD26-79821278B765} | 82021101 | LOS GATOS 1101 | circuit_breaker | 37.2263 | -121.9776 | LOS GATOS 1101circuit_breaker | 145 | 505 | 28538.0456 | 6310.1881 | 22227.8575 | 2776.4398 | 11430.3244 | 0.0031539 | 0.001134 | 2.0026 | 10 | 1720 | 7.5336e-05 | 322.227 | 22565.4898 | 0
Central Coast | 359 | 2 | 5.0213 | 91 | 59.6577 | 10 | 9.2181 | 26.2981 | 70.6337 | 0.61801 | 5.2192 | 18.2145 | 1.0272 | 1.1028e-06 | 0.00012482 | 0.021978 | 0.084169 | {3CCA61DC-2699-479D-8396-73463C6B90FD} | 182971101 | PURISIMA 1101 | 49394 | 34.7035 | -120.461 | PURISIMA 110149394 | 240 | 1213 | 73424.8648 | 14100.597 | 59324.2678 | 1434.279 | 941.4801 | 0.0012482 | 0.00016601 | 2.5107 | 9.1 | 1725 | 1.1028e-05 | 322.2269 | 22566.3805 | 0
Central Coast | 4193 | 102 | 175.6929 | 343 | 309.6076 | 23 | 1.5223 | 2.0316 | 3.7804 | 0.028381 | 0.42237 | 4.0367 | 1.0012 | 0.00020526 | 0.00012327 | 0.29738 | 0.56747 | {C4E0B9E0-CB11-4C51-9BF2-0A1F8C067741} | 83622103 | CAMP EVERS 2103 | 11056 | 36.9937 | -122.0299 | CAMP EVERS 210311056 | 49 | 114 | 8082.4332 | 2992.2228 | 5090.2103 | 2611.1508 | 3987.5529 | 0.0028352 | 0.0021412 | 1.7225 | 14.913 | 1735 | 0.0047209 | 322.2269 | 22568.0021 | 0
Central Coast | 6139 | 577 | 1189.7097 | 930 | 1403.8208 | 68 | 2.4188 | 41.7243 | 184.3348 | 1.1708 | 0.74896 | 29.6342 | 1.0614 | 0.00052544 | 0.00012271 | 0.62043 | 0.84748 | {1058939C-63D6-4E6A-BE26-51405BD3A77F} | 83192101 | GREEN VALLEY 2101 | 36820 | 36.958 | -121.7297 | GREEN VALLEY 210136820 | 255 | 335 | 50417.1229 | 26572.8864 | 23844.2365 | 7189.3721 | 1883.2912 | 0.0083439 | 0.0055364 | 2.0619 | 13.6765 | 1738 | 0.03573 | 322.2222 | 22572.4667 | 0
Central Coast | 1381 | 805 | 1216.9618 | 1480 | 1561.5391 | 199 | 1.501 | 403.6512 | 2239.1952 | 6.5793 | 4.3306 | 358.0962 | 1.3749 | 0.0024268 | 0.00012257 | 0.54392 | 0.77933 | {DCD0DC19-914F-4CFB-A070-C04552F2A497} | 182541103 | ATASCADERO 1103 | A16 | 35.392 | -120.5978 | ATASCADERO 1103A16 | 138 | 76 | 38898.0633 | 31675.1523 | 7222.911 | 28337.886 | 7118.4482 | 0.02439 | 0.015119 | 1.5118 | 7.4372 | 1740 | 0.48294 | 322.1865 | 22590.0645 | 0
Central Coast | 6033 | 357 | 973.6192 | 538 | 1082.8591 | 44 | 4.3201 | 58.5881 | 468.7185 | 9.3141 | 0.1611 | 3.3794 | 1.0123 | 3.2246e-06 | 0.00012106 | 0.66357 | 0.89912 | {07CA7935-70B1-4CBA-B069-3C5BAF9F4438} | 182291102 | HATTON 1102 | 2010 | 36.506 | -121.936 | HATTON 11022010 | 96 | 140 | 12325.9614 | 6466.4829 | 5859.4785 | 6466.4829 | 5859.4785 | 0.0053264 | 0.0021305 | 2.7272 | 12.2273 | 1744 | 0.00014188 | 321.7035 | 22594.0802 | 0
Central Coast | 8642 | 163 | 488.0905 | 644 | 718.2227 | 50 | 4.5844 | 36.5713 | 123.4878 | 1.7059 | 1.7812 | 22.5219 | 1.1763 | 0.00016513 | 0.00012062 | 0.25311 | 0.67958 | {B079AC67-F69E-4839-9DB7-69A2C23DFB56} | 83692104 | ROB ROY 2104 | 5304 | 36.973 | -121.8204 | ROB ROY 21045304 | 86 | 131 | 16394.478 | 8039.9737 | 8354.5043 | 4973.8861 | 3109.0585 | 0.0060311 | 0.0025261 | 2.9944 | 12.88 | 1745 | 0.0082564 | 321.7034 | 22597.169 | 0
Central Coast | 7699 | 177 | 537.8021 | 394 | 673.8203 | 27 | 5.1588 | 10.3377 | 28.0968 | 0.29431 | 0.24175 | 1.0238 | 1.1484 | 1.9837e-06 | 0.00011857 | 0.44924 | 0.79814 | {19B86573-307E-4C6E-966B-96848CB70151} | 182291101 | HATTON 1101 | circuit_breaker | 36.5569 | -121.898 | HATTON 1101circuit_breaker | 38 | 52 | 5571.8794 | 2553.7001 | 3018.1793 | 2553.7001 | 3018.1793 | 0.0032014 | 0.00082749 | 3.0384 | 14.5926 | 1752 | 5.3559e-05 | 321.6951 | 22598.7548 | 0
Central Coast | 2055 | 13 | 19.7307 | 31 | 28.7725 | 7 | 8.991 | 267.6426 | 1166.8003 | 29.5747 | 3.6179 | 325.4547 | 1.2393 | 0.0032953 | 0.00011806 | 0.41935 | 0.68575 | {614AFF73-1972-445B-AB78-45C825B90AEF} | 182541103 | ATASCADERO 1103 | A46 | 35.4018 | -120.6222 | ATASCADERO 1103A46 | 196 | 611 | 36486.3047 | 14964.2331 | 21522.0716 | 983.4741 | 273.0205 | 0.00082639 | 0.00022816 | 1.5177 | 4.4286 | 1755 | 0.023067 | 321.6951 | 22599.3655 | 0
Central Coast | 3824 | 225 | 365.6786 | 532 | 551.6329 | 60 | 2.7013 | 19.9072 | 54.2764 | 0.2974 | 6.9183 | 41.4788 | 1.1311 | 0.010857 | 0.00011688 | 0.42293 | 0.6629 | {53582C8A-D41B-4282-A67B-535B2AA3B79C} | 83182107 | LLAGAS 2107 | 40407 | 37.0136 | -121.6512 | LLAGAS 210740407 | 111 | 108 | 19742.8739 | 10022.7174 | 9720.1566 | 6648.3182 | 4870.8096 | 0.0070125 | 0.003495 | 1.6252 | 8.8667 | 1763 | 0.65143 | 321.672 | 22603.4941 | 0
Central Coast | 4475 | 45 | 109.5585 | 88 | 135.2264 | 10 | 6.5526 | 7.1092 | 16.9872 | 0.20801 | 2.8673e-13 | 0.0059735 | 3.2 | 9.8727e-07 | 0.00011662 | 0.51136 | 0.81019 | {E55048C4-CAB1-4B6B-99F6-30BB24FEA325} | 182291102 | HATTON 1102 | 2070 | 36.5447 | -121.9082 | HATTON 11022070 | 50 | 206 | 13583.5716 | 3077.1708 | 10506.4008 | 797.8151 | 3584.7569 | 0.0011662 | 0.00031017 | 2.4346 | 8.8 | 1764 | 9.8727e-06 | 321.0206 | 22603.9896 | 0
Central Coast | 8418 | 350 | 571.0463 | 732 | 805.6644 | 159 | 0.27587 | 117.1299 | 569.0038 | 0.37094 | 2.0057 | 189.4758 | 1.2037 | 0.0037739 | 0.00011646 | 0.47814 | 0.70879 | {3A07B299-3D05-42C7-8DB9-4F2F009C8698} | 183052110 | TEMPLETON 2110 | N30 | 35.6261 | -120.8962 | TEMPLETON 2110N30 | 132 | 82 | 39132.1201 | 32940.3855 | 6191.7346 | 32940.3855 | 6191.7346 | 0.018517 | 0.028707 | 1.6316 | 4.6038 | 1767 | 0.60006 | 321.0206 | 22624.4456 | 0
Central Coast | 5572 | 1592 | 3037.4115 | 2416 | 3461.01 | 183 | 1.4825 | 32.2457 | 140.2821 | 0.43326 | 1.8411 | 31.707 | 1.0843 | 0.00052231 | 0.00011614 | 0.65894 | 0.87761 | {C405C907-DA8C-4647-B06E-C99DEABE607F} | 83192101 | GREEN VALLEY 2101 | 11054 | 36.9775 | -121.7415 | GREEN VALLEY 210111054 | 339 | 286 | 76130.1436 | 40835.6292 | 35294.5144 | 38401.1556 | 31336.6718 | 0.021254 | 0.01695 | 1.9079 | 13.2022 | 1770 | 0.095583 | 320.4205 | 22648.2927 | 0
Central Coast | 3924 | 12 | 44.6556 | 39 | 60.1476 | 19 | 7.9508 | 192.3108 | 754.945 | 18.8208 | 4.7145 | 146.7555 | 1.2627 | 0.00077054 | 0.00011528 | 0.30769 | 0.74243 | {133D318F-822E-44D3-9638-08188E1B8D58} | 183101103 | CABRILLO 1103 | Y10 | 34.6655 | -120.4224 | CABRILLO 1103Y10 | 177 | 1081 | 76448.8655 | 24484.6302 | 51964.2353 | 7083.7808 | 5997.6344 | 0.0021904 | 0.00040813 | 3.7213 | 2.0526 | 1774 | 0.01464 | 320.3249 | 22652.6917 | 0
Central Coast | 1902 | 310 | 663.5361 | 1677 | 1461.9302 | 125 | 1.9316 | 21.2496 | 228.0522 | 3.8593 | 0.61256 | 11.8725 | 1.1501 | 7.5456e-05 | 0.00011397 | 0.18485 | 0.45388 | {574B3F5C-C8A6-43BF-A24C-78D062C2D75A} | 83371107 | SARATOGA 1107 | LC12 | 37.255 | -122.0354 | SARATOGA 1107LC12 | 170 | 184 | 21123.4666 | 12044.8193 | 9078.6473 | 12044.8193 | 9078.6473 | 0.014247 | 0.009179 | 2.1404 | 13.416 | 1779 | 0.009432 | 320.3103 | 22660.1715 | 0
Central Coast | 313 | 316 | 703.7125 | 809 | 984.2389 | 82 | 1.8722 | 39.825 | 124.9965 | 0.70572 | 1.5402 | 22.8442 | 1.0163 | 0.00012102 | 0.00011364 | 0.39061 | 0.71498 | {C8470ABD-D047-4E6E-A601-35B08D6D1BD2} | 83192101 | GREEN VALLEY 2101 | 12106 | 36.9718 | -121.7649 | GREEN VALLEY 210112106 | 338 | 399 | 60778.3318 | 30176.8092 | 30601.5226 | 9141.9925 | 5136.2014 | 0.0093189 | 0.006059 | 2.2269 | 9.8659 | 1783 | 0.0099233 | 320.3009 | 22665.8487 | 0
Central Coast | 1813 | 244 | 574.5209 | 579 | 771.9567 | 133 | 9.8617 | 150.186 | 530.9915 | 30.9392 | 7.7888 | 199.0391 | 1.166 | 0.002399 | 0.00011269 | 0.42142 | 0.74424 | {4C792319-919C-4A4D-9290-FB2E69D483E5} | 82831109 | MILPITAS 1109 | XR082 | 37.4483 | -121.8462 | MILPITAS 1109XR082 | 246 | 190 | 53044.2184 | 32625.1795 | 20419.0389 | 30817.3767 | 17168.5701 | 0.014987 | 0.0022758 | 2.3546 | 4.3534 | 1785 | 0.31906 | 320.2909 | 22684.9863 | 0
Central Coast | 865 | 294 | 495.7452 | 931 | 882.6611 | 108 | 4.7861 | 54.9 | 192.8356 | 2.7652 | 11.9522 | 110.7326 | 1.1412 | 0.019603 | 0.00011063 | 0.31579 | 0.56165 | {08118DBC-B5A1-4A52-A349-C7CD96194E0D} | 83242105 | MORGAN HILL 2105 | XR152 | 37.1047 | -121.6625 | MORGAN HILL 2105XR152 | 298 | 261 | 39509.2949 | 20565.0196 | 18944.2753 | 11909.7787 | 12103.3536 | 0.011948 | 0.0050513 | 1.6862 | 8.6204 | 1797 | 2.1171 | 319.9719 | 22692.3823 | 0
Central Coast | 3525 | 346 | 665.1856 | 2032 | 1713.9719 | 344 | 3.4676 | 381.3619 | 2071.8168 | 15.4528 | 5.7401 | 209.4215 | 1.1976 | 0.006672 | 0.0001096 | 0.17028 | 0.3881 | {D0FCA825-EE19-45C5-82C2-01947841A1DF} | 182671108 | SANTA MARIA 1108 | M80 | 35.0164 | -120.3591 | SANTA MARIA 1108M80 | 470 | 429 | 137837.0158 | 94108.6643 | 43728.3514 | 94108.6643 | 43728.3514 | 0.037701 | 0.019015 | 1.9225 | 5.907 | 1804 | 2.2952 | 317.8547 | 22750.8238 | 0
Central Coast | 7256 | 523 | 957.3015 | 3075 | 2364.314 | 382 | 3.5941 | 39.1097 | 180.837 | 1.4064 | 5.8864 | 47.1806 | 1.1332 | 0.0061114 | 0.00010882 | 0.17008 | 0.4049 | {850B41E6-E885-4F34-842C-9B877CC07C7A} | 182541103 | ATASCADERO 1103 | A06 | 35.4634 | -120.6701 | ATASCADERO 1103A06 | 521 | 510 | 94076.5338 | 60068.7168 | 34007.817 | 56511.8674 | 29845.8269 | 0.041571 | 0.021151 | 1.8304 | 8.0497 | 1809 | 2.3346 | 315.5595 | 22785.9176 | 0
Central Coast | 1588 | 466 | 1181.3899 | 1932 | 2051.5051 | 121 | 1.3737 | 12.1088 | 124.4353 | 1.9706 | 0.15225 | 1.9821 | 0.92657 | 5.574e-06 | 0.0001083 | 0.2412 | 0.57586 | {27F30433-27B7-407B-8F57-C7D8C59F953A} | 83371106 | SARATOGA 1106 | LC24 | 37.2571 | -122.0139 | SARATOGA 1106LC24 | 337 | 438 | 39631.6916 | 18692.0591 | 20939.6325 | 12995.8406 | 13855.8345 | 0.013104 | 0.010153 | 2.5352 | 15.9669 | 1813 | 0.00067446 | 313.225 | 22793.9881 | 0
Central Coast | 834 | 80 | 182.8975 | 695 | 533.3119 | 97 | 5.1098 | 122.994 | 617.0962 | 11.5254 | 25.8219 | 352.7402 | 1.3227 | 0.06605 | 0.00010805 | 0.11511 | 0.34295 | {C24AC45E-3D92-48D3-91B1-E09F9F7B86E3} | 182611104 | PASO ROBLES 1104 | R56 | 35.6443 | -120.7067 | PASO ROBLES 1104R56 | 164 | 148 | 29668.4386 | 19912.9218 | 9755.5168 | 17514.7266 | 8800.5126 | 0.010481 | 0.0036392 | 2.2862 | 7.1649 | 1815 | 6.4068 | 313.2243 | 22804.8647 | 0
Central Coast | 7129 | 492 | 976.0234 | 612 | 1046.4863 | 71 | 4.6269 | 166.4827 | 1227.2076 | 10.7729 | 2.1283 | 72.9257 | 1.3379 | 6.4044e-05 | 0.00010793 | 0.80392 | 0.93267 | {64CB4C99-55F9-4CDD-8DE2-173258603853} | 182941101 | OTTER 1101 | 2052 | 36.3999 | -121.902 | OTTER 11012052 | 75 | 136 | 13462.9804 | 7777.1247 | 5685.8557 | 7777.1247 | 5685.8557 | 0.0076631 | 0.002796 | 1.9838 | 8.6197 | 1816 | 0.0045471 | 306.8175 | 22809.6943 | 0
Central Coast | 5879 | 1547 | 2799.5298 | 3099 | 3708.258 | 192 | 4.4986 | 62 | 404.4523 | 5.5989 | 1.099 | 41.0196 | 1.0987 | 0.00033923 | 0.00010669 | 0.49919 | 0.75494 | {11A5B6DF-81F1-427D-A78C-DE7EF2F392AC} | 182941102 | OTTER 1102 | 63868 | 36.2641 | -121.7954 | OTTER 110263868 | 257 | 218 | 33727.4484 | 25330.6289 | 8396.8195 | 25330.6289 | 8396.8195 | 0.020484 | 0.0074633 | 1.8097 | 16.1406 | 1821 | 0.065133 | 306.8129 | 22825.4246 | 0
Central Coast | 219 | 1089 | 2795.2412 | 3296 | 4018.1367 | 256 | 2.2713 | 13.3814 | 35.8742 | 0.22168 | 0.99476 | 7.4753 | 1.0085 | 4.0107e-05 | 0.00010629 | 0.3304 | 0.69566 | {2E6975B3-903D-45C9-9C7D-960FEDF8E472} | 83692104 | ROB ROY 2104 | 10960 | 36.9866 | -121.8582 | ROB ROY 210410960 | 596 | 821 | 92994.5172 | 45185.3957 | 47809.1214 | 27847.2688 | 27559.3127 | 0.02721 | 0.017796 | 2.5668 | 12.875 | 1823 | 0.010267 | 306.7478 | 22842.7178 | 0
Central Coast | 4001 | 341 | 887.1003 | 810 | 1161.3384 | 82 | 5.2217 | 22.4716 | 88.5134 | 1.88 | 2.134 | 22.2132 | 1.6184 | 2.762e-06 | 0.00010616 | 0.42099 | 0.76386 | {5E20B311-BB0A-4C97-B880-E9EFFB1FD21F} | 182371112 | LAURELES 1112 | 2142 | 36.4806 | -121.7292 | LAURELES 11122142 | 185 | 382 | 38205.8611 | 15527.4179 | 22678.4431 | 12390.3415 | 15542.7422 | 0.0087052 | 0.0027746 | 2.6015 | 9.878 | 1825 | 0.00022649 | 306.7375 | 22850.4122 | 0
Central Coast | 5792 | 10 | 14.876 | 66 | 44.4443 | 8 | 7.6842 | 7.8964 | 18.0058 | 0.66697 | 3.4549 | 22.8689 | 1.0531 | 3.9786e-06 | 0.00010556 | 0.15152 | 0.33471 | {30C139BA-309C-45BA-85AD-14DDE6598AF6} | 83242105 | MORGAN HILL 2105 | circuit_breaker | 37.1267 | -121.6592 | MORGAN HILL 2105circuit_breaker | 69 | 235 | 13416.7767 | 2881.8434 | 10534.9333 | 791.0708 | 1456.8174 | 0.00084447 | 0.00017155 | 1.4876 | 8.25 | 1829 | 3.1829e-05 | 306.7373 | 22850.9034 | 0
Central Coast | 6768 | 199 | 488.9836 | 256 | 519.4398 | 25 | 3.2827 | 3.5037 | 9.9467 | 0.078745 | 0.19867 | 2.2593 | 2.28 | 1.7043e-06 | 0.00010295 | 0.77734 | 0.94137 | {F6BA7330-C23E-4354-B987-13A0DB7C9D56} | 182291102 | HATTON 1102 | 9642 | 36.5085 | -121.9366 | HATTON 11029642 | 57 | 68 | 4493.8186 | 1925.8934 | 2567.9252 | 1925.8934 | 2567.9252 | 0.0025738 | 0.0010261 | 2.4572 | 10.24 | 1840 | 4.2607e-05 | 306.7373 | 22852.0994 | 0
Central Coast | 5667 | 460 | 1195.4168 | 981 | 1474.2239 | 90 | 4.7594 | 31.6316 | 104.977 | 1.8918 | 1.3191 | 19.4469 | 1.1647 | 1.3053e-05 | 9.9773e-05 | 0.46891 | 0.81088 | {30178FDC-BE0A-4074-95F8-23AFFDDFE15C} | 182371112 | LAURELES 1112 | 2768 | 36.5029 | -121.759 | LAURELES 11122768 | 155 | 204 | 22458.5922 | 12981.6665 | 9476.9257 | 9769.2909 | 5955.8093 | 0.0089796 | 0.0029943 | 2.5987 | 10.9 | 1852 | 0.0011748 | 306.7372 | 22858.1661 | 0
Central Coast | 2056 | 71 | 168.4734 | 244 | 259.0832 | 17 | 2.5032 | 1.0804 | 4.164 | 0.031371 | 0.00091098 | 0.039081 | 0.41176 | 4.3328e-06 | 9.9244e-05 | 0.29098 | 0.65027 | {ABFDD865-4FD2-4A37-B95C-CF3A9E9EFA30} | 83692105 | ROB ROY 2105 | 12586 | 36.9733 | -121.8879 | ROB ROY 210512586 | 189 | 971 | 56977.54 | 10478.2508 | 46499.2892 | 2805.9717 | 10973.9588 | 0.0016871 | 0.0011088 | 2.3729 | 14.3529 | 1853 | 7.3658e-05 | 306.736 | 22859.9086 | 0
Central Coast | 695 | 143 | 455.7246 | 303 | 547.2076 | 26 | 9.886 | 124.0847 | 576.1275 | 11.9841 | 2.8321 | 30.8693 | 1.0802 | 1.8253e-06 | 9.8998e-05 | 0.47195 | 0.83282 | {99475FCB-F6DE-46D1-A853-CCBB82A0015E} | 182222104 | DEL MONTE 2104 | 2760 | 36.5581 | -121.7506 | DEL MONTE 21042760 | 50 | 19 | 5315.2201 | 4362.4601 | 952.7601 | 4362.4601 | 952.7601 | 0.0025739 | 0.00065172 | 3.1869 | 11.6538 | 1854 | 4.7457e-05 | 306.736 | 22862.6177 | 1
Central Coast | 806 | 466 | 1661.374 | 754 | 1841.1245 | 46 | 2.5056 | 5.4999 | 28.5898 | 0.12861 | 0.29689 | 1.9143 | 1.0108 | 5.3926e-05 | 9.8345e-05 | 0.61804 | 0.90237 | {143A069F-7F91-455A-9FDE-B811B4FD5E5E} | 183071101 | PERRY 1101 | V74 | 35.5457 | -121.0679 | PERRY 1101V74 | 149 | 396 | 22499.2839 | 8183.4097 | 14315.8743 | 6365.4334 | 10961.2269 | 0.0045239 | 0.0021997 | 3.5652 | 16.3913 | 1861 | 0.0024806 | 306.7359 | 22866.5707 | 0
Central Coast | 4507 | 209 | 568.5441 | 466 | 717.6145 | 82 | 10.4828 | 122.8867 | 630.5799 | 20.5228 | 10.444 | 186.1452 | 1.1898 | 0.0078609 | 9.7183e-05 | 0.4485 | 0.79227 | {84A17C4B-1356-4E5D-9790-C7A137661BEE} | 182631104 | SAN LUIS OBISPO 1104 | V40 | 35.2197 | -120.5967 | SAN LUIS OBISPO 1104V40 | 259 | 186 | 51478.2393 | 37142.5765 | 14335.6628 | 22025.4599 | 8522.9959 | 0.007969 | 0.0017795 | 2.7203 | 5.6829 | 1867 | 0.6446 | 306.7334 | 22880.2485 | 0
Central Coast | 1942 | 544 | 1379.1615 | 1522 | 1984.0127 | 134 | 3.3433 | 10.797 | 32.2571 | 0.31264 | 0.87604 | 5.7819 | 1.6279 | 2.4021e-06 | 9.7172e-05 | 0.35742 | 0.69514 | {2A037456-E4D6-4133-B41E-0D0ADCC9AA87} | 182371112 | LAURELES 1112 | 68454 | 36.4832 | -121.7379 | LAURELES 111268454 | 239 | 585 | 52868.6546 | 17632.0929 | 35236.5616 | 12588.4111 | 28343.7768 | 0.013021 | 0.0056239 | 2.5352 | 11.3582 | 1868 | 0.00032188 | 306.0889 | 22888.0659 | 0
Central Coast | 5603 | 464 | 747.4391 | 1020 | 1086.9529 | 89 | 1.0698 | 20.8763 | 70.3469 | 0.17256 | 1.5638 | 45.9425 | 1.0869 | 0.00049813 | 9.2162e-05 | 0.4549 | 0.68765 | {281B3385-4F71-4EC0-B77E-390E15EC23C1} | 83252107 | PAUL SWEET 2107 | 10986 | 36.9615 | -122.0627 | PAUL SWEET 210710986 | 251 | 202 | 48380.3787 | 31999.8278 | 16380.5509 | 13450.8089 | 8321.0868 | 0.0082024 | 0.007701 | 1.6109 | 11.4607 | 1894 | 0.044334 | 306.0885 | 22896.4188 | 0
Central Coast | 3894 | 134 | 289.5717 | 433 | 458.2935 | 37 | 1.6966 | 3.1458 | 10.2969 | 0.031112 | 0.50634 | 2.6763 | 0.94864 | 4.2667e-06 | 9.1257e-05 | 0.30947 | 0.63185 | {12D75819-A6BC-4E85-B057-219FF075B3A4} | 83692105 | ROB ROY 2105 | 12584 | 36.9707 | -121.8718 | ROB ROY 210512584 | 292 | 694 | 49439.7401 | 19455.512 | 29984.2281 | 5377.6554 | 3624.1185 | 0.0033765 | 0.0023764 | 2.161 | 11.7027 | 1900 | 0.00015787 | 306.0442 | 22899.7584 | 0
Central Coast | 5551 | 120 | 178.1587 | 311 | 304.5382 | 37 | 3.0807 | 223.6284 | 764.7954 | 6.0698 | 5.3112 | 155.0227 | 1.0695 | 0.0021216 | 9.0948e-05 | 0.38585 | 0.58501 | {CB331419-4415-4607-87D8-B05BBD8C7F9E} | 182721102 | SANTA YNEZ 1102 | Y18 | 34.5941 | -120.1409 | SANTA YNEZ 1102Y18 | 118 | 382 | 29501.2964 | 12113.6185 | 17387.6779 | 7602.3972 | 1630.6225 | 0.0033651 | 0.0020999 | 1.4847 | 8.4054 | 1904 | 0.0785 | 306.044 | 22904.4794 | 1
Central Coast | 3681 | 88 | 265.0534 | 170 | 311.574 | 24 | 2.1775 | 2.0198 | 5.6341 | 0.053353 | 0.55348 | 1.1598 | 1.1667 | 3.553e-06 | 9.0399e-05 | 0.51765 | 0.85069 | {C52D5D52-9044-49A2-A14C-4D5315EB34ED} | 83252104 | PAUL SWEET 2104 | 11074 | 36.9941 | -121.9775 | PAUL SWEET 210411074 | 83 | 331 | 17896.0498 | 4925.4583 | 12970.5915 | 4575.9781 | 12564.1363 | 0.0021696 | 0.0013068 | 3.012 | 7.0833 | 1905 | 8.5271e-05 | 305.9655 | 22907.3211 | 0
Central Coast | 813 | 232 | 375.9466 | 499 | 509.216 | 82 | 3.8645 | 553.2857 | 2738.9449 | 7.7455 | 25.3854 | 204.2695 | 1.133 | 0.017525 | 8.9596e-05 | 0.46493 | 0.73828 | {1D2DA1C9-B2A9-4713-BA25-DD6CA0F657BB} | 182541103 | ATASCADERO 1103 | A18 | 35.4489 | -120.6491 | ATASCADERO 1103A18 | 287 | 273 | 43891.8224 | 29119.0556 | 14772.7668 | 12533.7225 | 3539.2795 | 0.0073469 | 0.0037061 | 1.6205 | 6.0854 | 1911 | 1.437 | 305.9655 | 22915.1046 | 0
Central Coast | 6609 | 374 | 1197.4125 | 1284 | 1724.4175 | 148 | 6.8064 | 136.3967 | 523.4404 | 13.2738 | 1.1545 | 29.316 | 1.0321 | 8.4165e-06 | 8.9062e-05 | 0.29128 | 0.69439 | {F5363A17-6294-4FBA-A5E9-297DB437E9E9} | 182222104 | DEL MONTE 2104 | 2624 | 36.569 | -121.7951 | DEL MONTE 21042624 | 262 | 179 | 42192.47 | 30794.7643 | 11397.7057 | 29790.8638 | 11397.7057 | 0.013181 | 0.0036152 | 3.2016 | 8.6757 | 1918 | 0.0012456 | 304.5284 | 22933.6047 | 0
Central Coast | 5032 | 37 | 114.1435 | 70 | 133.7698 | 9 | 7.4862 | 10.421 | 19.0893 | 0.43251 | 0.16544 | 0.84186 | 1 | 1.5588e-06 | 8.9061e-05 | 0.52857 | 0.85328 | {3A16450D-C56F-42B5-80F8-8369EAD6F0C2} | 182852202 | VIEJO 2202 | 9120 | 36.6022 | -121.9359 | VIEJO 22029120 | 234 | 785 | 48641.662 | 11893.6537 | 36748.0083 | 2530.9244 | 8236.8552 | 0.00080155 | 0.00021118 | 3.085 | 7.7778 | 1919 | 1.4029e-05 | 304.5272 | 22935.1764 | 0
Central Coast | 8168 | 1982 | 3250.6954 | 2970 | 3803.4397 | 206 | 2.1246 | 118.8246 | 1509.947 | 17.885 | 0.82321 | 17.3897 | 1.0948 | 0.0026009 | 8.7352e-05 | 0.66734 | 0.85467 | {6C8A015E-28D9-4A6C-B2B8-20363D966398} | 82841102 | BIG BASIN 1102 | 11062 | 37.1989 | -122.1537 | BIG BASIN 110211062 | 118 | 81 | 27187.9206 | 21172.9967 | 6014.9239 | 21172.9967 | 6014.9239 | 0.017994 | 0.012328 | 1.6401 | 14.4175 | 1929 | 0.53578 | 304.5272 | 22948.3248 | 0
Central Coast | 1253 | 463 | 935.4878 | 2519 | 2177.8672 | 191 | 2.636 | 9.0714 | 39.1069 | 0.14696 | 0.51572 | 5.5549 | 0.92169 | 3.0703e-06 | 8.6909e-05 | 0.1838 | 0.42954 | {F9DF48B9-C722-406C-B401-60189B57E89A} | 82021107 | LOS GATOS 1107 | circuit_breaker | 37.2262 | -121.9773 | LOS GATOS 1107circuit_breaker | 396 | 762 | 61099.6228 | 25321.013 | 35778.6098 | 24420.9564 | 35026.4523 | 0.0166 | 0.0088274 | 2.0205 | 13.1885 | 1931 | 0.00058642 | 303.9914 | 22963.4902 | 0
Central Coast | 285 | 40 | 84.4402 | 98 | 113.9807 | 20 | 8.3744 | 161.1115 | 666.1974 | 26.7304 | 17.4102 | 188.7638 | 1.1366 | 0.014622 | 8.6601e-05 | 0.40816 | 0.74083 | {FEA8F80B-51AF-4084-A9B9-47D11430DD95} | 83242110 | MORGAN HILL 2110 | XR326 | 37.1072 | -121.6348 | MORGAN HILL 2110XR326 | 444 | 556 | 64363.006 | 33599.9303 | 30763.0758 | 3216.8739 | 3341.2808 | 0.001732 | 0.00055464 | 2.111 | 4.9 | 1935 | 0.29243 | 303.9908 | 22965.4879 | 0
Central Coast | 6876 | 117 | 396.6136 | 165 | 423.8729 | 19 | 3.8542 | 4.6226 | 9.8788 | 0.051391 | 0.083656 | 0.53863 | 1.6316 | 1.817e-06 | 8.6598e-05 | 0.70909 | 0.93569 | {11A2851C-72B1-4A62-98D6-D6E2FFA710C1} | 182852201 | VIEJO 2201 | circuit_breaker | 36.5784 | -121.9083 | VIEJO 2201circuit_breaker | 140 | 279 | 22693.4914 | 8262.6752 | 14430.8162 | 8158.9016 | 14430.8162 | 0.0016454 | 0.00061041 | 3.3899 | 8.6842 | 1936 | 3.4524e-05 | 303.6984 | 22970.5546 | 0
Central Coast | 4945 | 380 | 775.0187 | 2056 | 1750.9572 | 182 | 1.5727 | 30.235 | 152.5161 | 0.78324 | 4.3327 | 47.9997 | 1.0881 | 0.0085705 | 8.5311e-05 | 0.18482 | 0.44263 | {331D14B2-6B0F-4273-9F56-8DD687C4B860} | 182631107 | SAN LUIS OBISPO 1107 | V60 | 35.1846 | -120.7043 | SAN LUIS OBISPO 1107V60 | 200 | 226 | 41845.6362 | 25701.6823 | 16143.9538 | 25701.6823 | 16143.9538 | 0.015527 | 0.012447 | 2.0395 | 11.2967 | 1945 | 1.5598 | 303.6983 | 22986.5153 | 0
Central Coast | 6323 | 376 | 1346.8003 | 454 | 1395.852 | 28 | 4.1891 | 3.2405 | 7.7204 | 0.051035 | 0.14454 | 0.53146 | 1.2143 | 1.9179e-06 | 8.5017e-05 | 0.82819 | 0.96486 | {204F3E15-8D98-42F3-A6B0-F8D2FC5C7EAD} | 182852202 | VIEJO 2202 | circuit_breaker | 36.5784 | -121.9082 | VIEJO 2202circuit_breaker | 40 | 18 | 4291.4657 | 3355.2545 | 936.2113 | 3355.2545 | 936.2113 | 0.0023805 | 0.00086771 | 3.5819 | 16.2143 | 1951 | 5.37e-05 | 302.1385 | 22988.599 | 0
Central Coast | 1921 | 361 | 1031.311 | 1004 | 1430.4492 | 123 | 73.5254 | 217.1701 | 1063.8346 | 126.1869 | 15.6417 | 121.59 | 1.1102 | 0.009981 | 8.4379e-05 | 0.35956 | 0.72097 | {C0ABDB73-42C4-4D60-9BB1-4077EF0BE355} | 182821103 | MESA 1103 | M72 | 35.0398 | -120.5225 | MESA 1103M72 | 516 | 455 | 64760.9658 | 40398.8978 | 24362.068 | 14559.7479 | 7469.5999 | 0.010379 | 0.0019885 | 2.8568 | 8.1626 | 1957 | 1.2277 | 302.1384 | 22997.6406 | 0
Central Coast | 6135 | 70 | 226.9074 | 149 | 278.4 | 17 | 2.8535 | 4.4026 | 17.4289 | 0.20232 | 0.1684 | 2.0701 | 1.01 | 2.0366e-06 | 8.3957e-05 | 0.4698 | 0.81504 | {E1CC4B8A-EEA0-444B-A148-93C085F63A52} | 183071101 | PERRY 1101 | W10 | 35.5663 | -121.0754 | PERRY 1101W10 | 57 | 200 | 12364.9709 | 2977.5841 | 9387.3867 | 1609.5516 | 5996.5193 | 0.0014273 | 0.00052116 | 3.2415 | 8.7647 | 1959 | 3.4622e-05 | 300.9108 | 22998.6401 | 0
Central Coast | 2458 | 801 | 1961.0452 | 2088 | 2686.1147 | 212 | 1.8875 | 15.8102 | 45.8305 | 0.22683 | 1.8897 | 11.8376 | 1.0151 | 0.00042216 | 8.3788e-05 | 0.38362 | 0.73007 | {0A7E84D0-9946-4059-AC56-BD0EC9107E3A} | 83692104 | ROB ROY 2104 | 10714 | 36.9779 | -121.8666 | ROB ROY 210410714 | 361 | 392 | 58753.4704 | 31415.4862 | 27337.9842 | 22255.4392 | 14870.169 | 0.017763 | 0.012676 | 2.4482 | 9.8491 | 1960 | 0.089499 | 300.9107 | 23012.4607 | 0
Central Coast | 5449 | 22 | 55.8684 | 40 | 64.8243 | 8 | 13.1252 | 590.7591 | 2090.7489 | 38.2049 | 29.3634 | 554.1184 | 1.3747 | 0.026934 | 8.3499e-05 | 0.55 | 0.86184 | {3D42DADD-B930-4BCB-8FA8-10BD1514503A} | 83242111 | MORGAN HILL 2111 | XR186 | 37.1456 | -121.6707 | MORGAN HILL 2111XR186 | 321 | 351 | 41959.107 | 25686.8585 | 16272.2486 | 2744.6855 | 138.4815 | 0.00066799 | 0.00010659 | 2.5395 | 5 | 1961 | 0.21547 | 300.8212 | 23014.1652 | 0
Central Coast | 6996 | 0 | 0 | 2 | 1.3595 | 1 | 2.1275 | 1.2994 | 4.1713 | 0.033413 | 0.097345 | 0.0097345 | 1 | 2.5957e-06 | 8.3128e-05 | 0 | 0 | {98F44516-A7DA-4F88-98E1-7BF277BBBD67} | 182541101 | ATASCADERO 1101 | circuit_breaker | 35.4656 | -120.6715 | ATASCADERO 1101circuit_breaker | 65 | 319 | 17312.8724 | 3297.1528 | 14015.7196 | 491.5839 | 2605.6032 | 8.3128e-05 | 3.9074e-05 |  | 2 | 1963 | 2.5957e-06 | 300.6058 | 23014.4704 | 0
Central Coast | 2219 | 112 | 289.9432 | 336 | 413.1055 | 76 | 9.0676 | 93.5847 | 288.1584 | 11.8209 | 16.4369 | 297.8648 | 1.099 | 0.0084724 | 8.2155e-05 | 0.33333 | 0.70186 | {10854A52-7EF2-416D-830E-BF803A6482A0} | 83392110 | SWIFT 2110 | XR366 | 37.3326 | -121.7785 | SWIFT 2110XR366 | 226 | 233 | 31991.0305 | 17763.6308 | 14227.3997 | 13196.8212 | 6836.1856 | 0.0062437 | 0.0013573 | 2.5888 | 4.4211 | 1970 | 0.64391 | 300.6058 | 23022.6657 | 0
Central Coast | 6806 | 151 | 393.4399 | 306 | 477.2081 | 26 | 3.8675 | 4.6507 | 10.4057 | 0.12454 | 0.26812 | 1.4056 | 1.0003 | 2.1145e-06 | 8.1528e-05 | 0.49346 | 0.82446 | {95BA16F1-C0BE-4BE8-9C3E-AD056E7BB712} | 182222103 | DEL MONTE 2103 | 32886 | 36.5944 | -121.8659 | DEL MONTE 210332886 | 102 | 208 | 17625.6757 | 6355.8295 | 11269.8463 | 2565.9589 | 5889.2916 | 0.0021197 | 0.00082756 | 2.6056 | 11.7692 | 1971 | 5.4976e-05 | 299.9619 | 23024.2591 | 0
Central Coast | 4825 | 8 | 11.7749 | 31 | 25.1807 | 3 | 1.7077 | 13.4238 | 41.5734 | 0.077315 | 1.0383 | 25.1912 | 1.0752 | 4.2125e-06 | 8.0918e-05 | 0.25806 | 0.46762 | {F743E5C1-4CE6-4D65-B6FE-D0B8E82E2CBD} | 83252102 | PAUL SWEET 2102 | 12850 | 36.9887 | -122.0069 | PAUL SWEET 210212850 | 118 | 211 | 15001.2443 | 6534.2586 | 8466.9857 | 1087.1798 | 174.004 | 0.00024275 | 0.00019023 | 1.4719 | 10.3333 | 1975 | 1.2637e-05 | 299.9618 | 23024.9343 | 0
Central Coast | 648 | 18 | 30.3353 | 76 | 63.1757 | 28 | 3.8205 | 166.6644 | 685.4548 | 3.0721 | 4.4172 | 241.0612 | 1.3133 | 0.001035 | 7.9835e-05 | 0.23684 | 0.48017 | {ADF3EA9A-D7F8-418F-A55E-68471A89896D} | 182331101 | GABILAN 1101 | 579969 | 36.7777 | -121.5971 | GABILAN 1101579969 | 44 | 42 | 15366.7341 | 10763.6377 | 4603.0963 | 5768.1438 | 4286.7835 | 0.0022354 | 0.00091998 | 1.6853 | 2.7143 | 1983 | 0.02898 | 299.9618 | 23028.5163 | 0
Central Coast | 9379 | 3 | 3.6831 | 35 | 18.2667 | 5 | 7.0301 | 75.1988 | 254.4974 | 3.2322 | 42.2996 | 376.0218 | 1.2752 | 0.054019 | 7.948e-05 | 0.085714 | 0.20163 | {E103D17D-C161-441C-8C05-D72D4B887C7A} | 183052113 | TEMPLETON 2113 | 2949 | 35.5063 | -120.646 | TEMPLETON 21132949 | 7 | 15 | 1555.8998 | 766.5719 | 789.328 | 766.5719 | 789.328 | 0.0003974 | 0.00010854 | 1.2277 | 7 | 1986 | 0.2701 | 299.9328 | 23028.9923 | 0
Central Coast | 5428 | 33 | 44.3985 | 118 | 95.5125 | 24 | 2.5033 | 98.2754 | 556.4046 | 1.3249 | 1.6449 | 15.1278 | 1.0026 | 2.8314e-06 | 7.9472e-05 | 0.27966 | 0.46484 | {D3A9B0CE-EEFF-4BC6-8121-8BA08D5105E9} | 182371111 | LAURELES 1111 | 6617 | 36.4027 | -121.6573 | LAURELES 11116617 | 17 | 79 | 6234.4064 | 2923.677 | 3310.7294 | 2923.677 | 3310.7294 | 0.0019073 | 0.0010076 | 1.3454 | 4.9167 | 1987 | 6.7954e-05 | 299.6627 | 23030.8079 | 0
Central Coast | 7628 | 402 | 997.0483 | 1254 | 1473.7268 | 128 | 3.3629 | 43.7383 | 181.2486 | 1.4589 | 1.8229 | 25.6602 | 1.0352 | 2.283e-05 | 7.8838e-05 | 0.32057 | 0.67655 | {32A9C949-424C-43B5-963D-82C15E14F50A} | 182222104 | DEL MONTE 2104 | 2762 | 36.558 | -121.7504 | DEL MONTE 21042762 | 270 | 215 | 32363.8604 | 17774.3075 | 14589.5529 | 14335.4933 | 10720.6878 | 0.010091 | 0.0051178 | 2.4802 | 9.7969 | 1990 | 0.0029222 | 299.6627 | 23039.7103 | 1
Central Coast | 4424 | 128 | 183.508 | 567 | 461.6409 | 99 | 4.7623 | 124.8999 | 566.9387 | 11.7833 | 3.4087 | 69.0265 | 1.0982 | 0.00030337 | 7.8821e-05 | 0.22575 | 0.39751 | {494B4DF8-9782-49DD-876E-C17DBB5295CE} | 83182101 | LLAGAS 2101 | 1449 | 37.0418 | -121.5418 | LLAGAS 21011449 | 152 | 110 | 30783.2305 | 22615.7362 | 8167.4943 | 16208.7254 | 2414.0266 | 0.0078033 | 0.0026144 | 1.4337 | 5.7273 | 1991 | 0.030034 | 299.6597 | 23049.7759 | 0
Central Coast | 8297 | 7 | 14.1651 | 18 | 19.3367 | 2 |  |  |  |  | 179.583 | 739.5062 | 1.5752 | 0.51453 | 7.8444e-05 | 0.38889 | 0.73255 | {36F02C24-D26B-4B85-8C08-B8C39025E135} | 182721104 | SANTA YNEZ 1104 | circuit_breaker | 34.6253 | -120.119 | SANTA YNEZ 1104circuit_breaker | 227 | 212 | 26320.2426 | 13829.7068 | 12490.5358 | 295.2522 | 163.3852 | 0.00015689 | 0.00015689 | 2.0236 | 9 | 1995 | 1.0291 | 299.6297 | 23049.9592 | 0
Central Coast | 1844 | 191 | 651.6785 | 338 | 739.8977 | 31 | 3.7913 | 4.3266 | 13.0308 | 0.10705 | 0.19185 | 0.73205 | 1.5161 | 1.9227e-06 | 7.7522e-05 | 0.56509 | 0.88077 | {DF6AF33C-27E3-43A2-A515-B3B27F7B49FE} | 182291102 | HATTON 1102 | circuit_breaker | 36.5568 | -121.898 | HATTON 1102circuit_breaker | 127 | 110 | 14497.2028 | 7851.6881 | 6645.5147 | 3118.5334 | 3598.6962 | 0.0024032 | 0.0010198 | 3.4119 | 10.9032 | 2002 | 5.9602e-05 | 298.6006 | 23051.8959 | 0
Central Coast | 2918 | 282 | 430.6075 | 1226 | 1020.1207 | 152 | 1.9628 | 60.0353 | 219.4803 | 1.0908 | 9.0569 | 105.8573 | 1.1268 | 0.013396 | 7.692e-05 | 0.23002 | 0.42211 | {C1DF3268-8D83-469E-AB38-F1D09D72570E} | 183052111 | TEMPLETON 2111 | R86 | 35.5357 | -120.7225 | TEMPLETON 2111R86 | 236 | 198 | 36369.6536 | 23059.3782 | 13310.2754 | 17358.9842 | 7985.8358 | 0.011692 | 0.008624 | 1.527 | 8.0658 | 2004 | 2.0361 | 298.6006 | 23062.6758 | 0
Central Coast | 4538 | 23 | 51.05 | 82 | 83.2915 | 22 | 5.1553 | 1492.2886 | 5273.6654 | 32.7955 | 6.0531 | 310.4794 | 1.3898 | 0.0013089 | 7.628e-05 | 0.28049 | 0.61291 | {13C66FE2-04FC-416E-B77A-7B686717A2B5} | 182971101 | PURISIMA 1101 | Y42 | 34.759 | -120.4018 | PURISIMA 1101Y42 | 158 | 134 | 33591.5653 | 26927.883 | 6663.6822 | 2254.0917 | 584.0634 | 0.0016782 | 0.00063573 | 2.2196 | 3.7273 | 2008 | 0.028796 | 296.5645 | 23064.0756 | 0
Central Coast | 2627 | 298 | 578.9892 | 1618 | 1356.5994 | 121 | 2.5599 | 4.268 | 13.9823 | 0.074875 | 0.42803 | 1.9365 | 0.79811 | 2.7925e-06 | 7.5784e-05 | 0.18418 | 0.42679 | {2E2463B4-F331-472F-B632-0DB9F9C1E4AF} | 82021101 | LOS GATOS 1101 | LB40 | 37.2271 | -121.9666 | LOS GATOS 1101LB40 | 292 | 617 | 46820.6801 | 14924.9203 | 31895.7598 | 13423.6309 | 26545.6171 | 0.0091698 | 0.0050863 | 1.9429 | 13.3719 | 2013 | 0.00033789 | 296.5357 | 23072.4116 | 0
Central Coast | 5852 | 161 | 566.9419 | 239 | 612.5294 | 25 | 3.9961 | 2.3644 | 6.1343 | 0.053975 | 0.17823 | 0.28578 | 0.76 | 2.141e-06 | 7.5373e-05 | 0.67364 | 0.92558 | {D3AE8800-862E-498F-9908-541EA621BA7E} | 182852204 | VIEJO 2204 | 9540 | 36.5845 | -121.9023 | VIEJO 22049540 | 68 | 375 | 18501.382 | 3592.089 | 14909.2931 | 2249.934 | 9780.4911 | 0.0018843 | 0.00080573 | 3.5214 | 9.56 | 2016 | 5.3526e-05 | 296.5353 | 23073.8089 | 0
Central Coast | 5984 | 164 | 377.9688 | 596 | 645.1812 | 87 | 3.6369 | 50.1276 | 208.7772 | 3.2984 | 10.4678 | 93.6826 | 1.1303 | 0.012046 | 7.5168e-05 | 0.27517 | 0.58583 | {E9AA9F27-D8AA-4BDE-8886-2873D43D7B19} | 183181101 | SAN JUSTO 1101 | 4339 | 36.8681 | -121.5544 | SAN JUSTO 11014339 | 137 | 149 | 27454.8643 | 17685.5192 | 9769.3451 | 11461.6704 | 8123.0157 | 0.0065396 | 0.0033112 | 2.3047 | 6.8506 | 2019 | 1.048 | 296.5353 | 23080.9266 | 0
Central Coast | 4324 | 1169 | 2927.2915 | 1439 | 3085.1443 | 77 | 3.599 | 52.9546 | 326.3057 | 3.7263 | 0.13283 | 21.7331 | 1.0974 | 5.2257e-06 | 7.3226e-05 | 0.81237 | 0.94883 | {9B3F8B66-8E8D-4C3E-B30C-F806C7A06324} | 182941101 | OTTER 1101 | 440 | 36.4379 | -121.9198 | OTTER 1101440 | 183 | 309 | 34766.8649 | 17663.1455 | 17103.7194 | 9356.989 | 10535.8941 | 0.0056384 | 0.002832 | 2.5041 | 18.6883 | 2034 | 0.00040238 | 295.4872 | 23086.7372 | 0
Central Coast | 1538 | 48 | 104.1568 | 141 | 150.4278 | 17 | 2.3356 | 6.7567 | 19.831 | 0.077348 | 1.8679 | 82.9631 | 1.0593 | 0.00024698 | 7.307e-05 | 0.34043 | 0.6924 | {6095BEE0-0C36-47E1-939F-BFF38B2ABD81} | 182631101 | SAN LUIS OBISPO 1101 | 483444 | 35.2892 | -120.6524 | SAN LUIS OBISPO 1101483444 | 170 | 494 | 30709.7507 | 8577.8019 | 22131.9488 | 2987.6026 | 5496.9939 | 0.0012422 | 0.00062559 | 2.1699 | 8.2941 | 2036 | 0.0041987 | 295.4868 | 23088.5925 | 0
Central Coast | 2063 | 361 | 1082.7081 | 997 | 1452.1431 | 125 | 2.6043 | 9.2927 | 23.8041 | 0.26239 | 2.6541 | 33.9095 | 1.0318 | 0.00025348 | 7.2861e-05 | 0.36209 | 0.74559 | {1ED2FD17-894E-4836-A934-5237FD5BF8EA} | 182742104 | SAN BENITO 2104 | 88772 | 36.904 | -121.6087 | SAN BENITO 210488772 | 793 | 1201 | 138066.9539 | 69280.8495 | 68786.1045 | 37629.3808 | 38687.4655 | 0.0091076 | 0.0053071 | 2.9992 | 7.976 | 2038 | 0.031685 | 295.4826 | 23111.9604 | 0
Central Coast | 7508 | 211 | 354.4562 | 1029 | 859.1918 | 93 | 1.1656 | 7.2996 | 59.5261 | 0.56443 | 0.63588 | 7.6273 | 1.0145 | 4.1653e-06 | 7.2355e-05 | 0.20505 | 0.41255 | {D03187F3-5053-4E30-B164-D057F0065569} | 82021106 | LOS GATOS 1106 | circuit_breaker | 37.2262 | -121.9774 | LOS GATOS 1106circuit_breaker | 166 | 182 | 20904.047 | 12300.8206 | 8603.2264 | 10732.6188 | 7819.5435 | 0.006729 | 0.0058312 | 1.6799 | 11.0645 | 2041 | 0.00038737 | 295.4509 | 23118.6253 | 0
Central Coast | 1837 | 57 | 74.1158 | 545 | 383.8273 | 58 | 1.0508 | 44.3856 | 183.2816 | 0.91227 | 6.1194 | 129.7181 | 1.1344 | 0.0089264 | 7.0538e-05 | 0.10459 | 0.1931 | {29732AB3-8644-4D02-B399-63E828AF790C} | 183052110 | TEMPLETON 2110 | R06 | 35.5543 | -120.7222 | TEMPLETON 2110R06 | 388 | 190 | 53315.3469 | 41555.5333 | 11759.8137 | 8134.5668 | 3868.8241 | 0.0040912 | 0.0046256 | 1.3003 | 9.3966 | 2052 | 0.51773 | 295.4506 | 23123.6769 | 0
Central Coast | 6331 | 36 | 64.391 | 87 | 95.8138 | 12 | 2.2433 | 25.1372 | 65.3024 | 0.22206 | 16.2684 | 149.0892 | 1.1165 | 0.033289 | 7.0378e-05 | 0.41379 | 0.67204 | {1B5D7998-B20D-4848-BE59-22884992869D} | 83182107 | LLAGAS 2107 | XR188 | 37.0127 | -121.6026 | LLAGAS 2107XR188 | 150 | 106 | 18709.0395 | 9907.5767 | 8801.4629 | 2228.2099 | 1043.639 | 0.00084454 | 0.00069774 | 1.7886 | 7.25 | 2054 | 0.39946 | 294.9328 | 23125.0606 | 0
Central Coast | 5899 | 1 | 1.945 | 1 | 1.945 | 1 |  |  |  |  | 0.55088 | 80.256 | 1.0332 | 0.003332 | 6.927e-05 | 1 | 1 | {13EB3903-13F9-40C3-94BE-AF1022EEB8B5} | 182981103 | JOLON 1103 | circuit_breaker | 36.0132 | -121.1676 | JOLON 1103circuit_breaker | 115 | 20 | 30468.1902 | 29651.7983 | 816.3919 | 18381.2801 | 663.2295 | 6.927e-05 | 6.927e-05 | 1.945 | 1 | 2065 | 0.003332 | 294.5334 | 23136.4754 | 0
Central Coast | 9266 | 145 | 290.2079 | 299 | 382.7126 | 31 | 0.22239 | 16.4572 | 97.6617 | 0.036768 | 2.8335 | 21.6696 | 1.0712 | 7.0525e-06 | 6.9194e-05 | 0.48495 | 0.75829 | {E4165A82-7E13-4532-9E5E-AB5D693EB3C8} | 83192101 | GREEN VALLEY 2101 | 6601 | 36.9941 | -121.7172 | GREEN VALLEY 21016601 | 28 | 40 | 6530.0038 | 3063.6094 | 3466.3944 | 3063.6094 | 3466.3944 | 0.002145 | 0.003291 | 2.0014 | 9.6452 | 2066 | 0.00021863 | 294.53 | 23138.3779 | 0
Central Coast | 7461 | 33 | 122.416 | 41 | 126.958 | 6 | 3.5076 | 9.3406 | 22.6297 | 0.079375 | 0.066372 | 0.93754 | 1 | 3.1688e-06 | 6.7568e-05 | 0.80488 | 0.96422 | {95DA73C9-4DB4-4C31-AFD8-C43A5BC36425} | 182381101 | DOLAN ROAD 1101 | 22158 | 36.7999 | -121.6992 | DOLAN ROAD 110122158 | 281 | 472 | 48156.5512 | 18873.0319 | 29283.5193 | 274.4783 | 465.3061 | 0.00040541 | 0.0002862 | 3.7096 | 6.8333 | 2074 | 1.9013e-05 | 294.5298 | 23138.5484 | 0
Central Coast | 7788 | 1 | 2.9829 | 29 | 29.7686 | 1 |  |  |  |  | 0.11726 | 0.36128 | 1 | 4.4328e-06 | 6.6728e-05 | 0.034483 | 0.1002 | {F439C87D-AAE9-43A5-B8D6-BA1AB4C5C362} | 24101103 | HALF MOON BAY 1103 | 8898 | 37.3135 | -122.2756 | HALF MOON BAY 11038898 | 17 | 31 | 2159.5164 | 1026.3244 | 1133.192 | 1026.3244 | 1133.192 | 6.6728e-05 | 6.6728e-05 | 2.9829 | 29 | 2080 | 4.4328e-06 | 294.5298 | 23139.1857 | 0
Central Coast | 281 | 275 | 474.5734 | 1045 | 938.2189 | 140 | 2.0924 | 558.8938 | 3532.0307 | 49.5673 | 1.5324 | 247.6908 | 1.1659 | 0.0022756 | 6.6664e-05 | 0.26316 | 0.50582 | {99D427D2-40DF-4D58-B940-8F78EEDA8ECD} | 183071101 | PERRY 1101 | V78 | 35.5731 | -121.0412 | PERRY 1101V78 | 197 | 133 | 54955.0865 | 47298.9569 | 7656.1296 | 47298.9569 | 7656.1296 | 0.0093329 | 0.0049651 | 1.7257 | 7.4643 | 2081 | 0.31858 | 294.5298 | 23168.5584 | 0
Central Coast | 730 | 908 | 1789.5793 | 2076 | 2476.5842 | 240 | 2.1879 | 30.1354 | 96.0408 | 1.4632 | 10.721 | 93.5328 | 1.1416 | 0.013837 | 6.5417e-05 | 0.43738 | 0.7226 | {33647C9D-A594-482D-97B0-F9F1AC5928F8} | 83242105 | MORGAN HILL 2105 | XR176 | 37.0929 | -121.6472 | MORGAN HILL 2105XR176 | 558 | 400 | 79197.8253 | 44144.6443 | 35053.181 | 32979.6694 | 25994.2998 | 0.0157 | 0.01185 | 1.9709 | 8.65 | 2086 | 3.321 | 294.2112 | 23189.0387 | 0
Central Coast | 3322 | 671 | 2197.4867 | 1071 | 2427.9468 | 75 | 3.669 | 1.8147 | 4.7502 | 0.047155 | 0.42081 | 0.2338 | 0.85333 | 1.5079e-06 | 6.5056e-05 | 0.62652 | 0.90508 | {AD318D3F-F8E0-477A-9CA4-DF6AF7B738B6} | 182852202 | VIEJO 2202 | 9104 | 36.5869 | -121.9142 | VIEJO 22029104 | 172 | 782 | 46919.0834 | 9586.0766 | 37333.0068 | 9288.626 | 34382.1791 | 0.0048792 | 0.0017416 | 3.2749 | 14.28 | 2092 | 0.00011309 | 290.8902 | 23194.807 | 0
Central Coast | 7057 | 338 | 637.8423 | 884 | 902.8561 | 173 | 2.4267 | 687.4727 | 4096.0601 | 25.6708 | 6.0483 | 591.9649 | 1.4825 | 0.0044571 | 6.4421e-05 | 0.38235 | 0.70647 | {0BD3EAE8-A4C6-457C-A510-61EFBAEC688F} | 183052113 | TEMPLETON 2113 | A12 | 35.3806 | -120.4432 | TEMPLETON 2113A12 | 211 | 139 | 73929.3785 | 65018.3777 | 8911.0008 | 65018.3777 | 8911.0008 | 0.011145 | 0.0054268 | 1.8871 | 5.1098 | 2099 | 0.77108 | 290.8901 | 23235.1834 | 0
Central Coast | 8903 | 211 | 429.361 | 392 | 542.2695 | 38 | 1.4574 | 120.9278 | 661.0031 | 1.9507 | 1.049 | 46.032 | 1.1315 | 9.8725e-05 | 6.3706e-05 | 0.53827 | 0.79179 | {B894D21F-E8FF-4DD8-9F13-7F70E0655206} | 182941101 | OTTER 1101 | 7611 | 36.3864 | -121.8708 | OTTER 11017611 | 48 | 44 | 15261.1952 | 7068.0362 | 8193.1589 | 7068.0362 | 8193.1589 | 0.0024208 | 0.0019504 | 2.0349 | 10.3158 | 2106 | 0.0037516 | 290.119 | 23239.5726 | 0
Central Coast | 1414 | 0 | 0 | 102 | 80.5708 | 2 |  |  |  |  | 0.84403 | 34.5341 | 1.0111 | 0.0021111 | 6.3304e-05 | 0 | 0 | {56C84CD8-CFAF-4218-882A-B93134A396EB} | 24131102 | MENLO 1102 | 8952 | 37.3512 | -122.1983 | MENLO 11028952 | 158 | 299 | 28965.322 | 10925.0954 | 18040.2265 | 10925.0954 | 18040.2265 | 0.00012661 | 0.00012661 |  | 51 | 2109 | 0.0042223 | 290.1153 | 23246.3571 | 0
Central Coast | 4174 | 154 | 324.8083 | 342 | 419.7693 | 84 | 6.9732 | 148.5024 | 885.4263 | 18.6288 | 5.4297 | 67.7818 | 1.0872 | 0.0018251 | 6.3287e-05 | 0.45029 | 0.77378 | {1CF1F40F-51DA-4763-B407-DDAB0EF0C4E4} | 182631103 | SAN LUIS OBISPO 1103 | V82 | 35.2151 | -120.615 | SAN LUIS OBISPO 1103V82 | 308 | 489 | 49102.3457 | 22412.6462 | 26689.6996 | 12932.1765 | 13043.636 | 0.0053161 | 0.0017305 | 2.1091 | 4.0714 | 2110 | 0.15331 | 290.1111 | 23254.388 | 0
Central Coast | 2039 | 207 | 653.3445 | 857 | 999.8182 | 116 | 2.3039 | 30.128 | 144.1097 | 1.9891 | 10.0788 | 85.3885 | 1.1376 | 0.012507 | 6.3036e-05 | 0.24154 | 0.65346 | {37C0E6FA-9A39-4134-9B6F-8111077BFC3C} | 183181101 | SAN JUSTO 1101 | 36902 | 36.8686 | -121.5543 | SAN JUSTO 110136902 | 187 | 243 | 37082.0704 | 23604.3976 | 13477.6728 | 19755.8941 | 11421.7518 | 0.0073122 | 0.0044779 | 3.1563 | 7.3879 | 2113 | 1.4509 | 289.9578 | 23266.6564 | 0
Central Coast | 2445 | 7 | 11.2947 | 9 | 12.4302 | 1 |  |  |  |  | 0.050885 | 0.63916 | 1 | 4.0796e-06 | 6.1411e-05 | 0.77778 | 0.90865 | {8ED769A0-FD6A-439C-A794-36AC054AC7B8} | 82161102 | LOYOLA 1102 | 60082 | 37.3483 | -122.1143 | LOYOLA 110260082 | 109 | 134 | 13024.4833 | 6524.9258 | 6499.5575 | 51.5332 | 234.8024 | 6.1411e-05 | 6.1411e-05 | 1.6135 | 9 | 2119 | 4.0796e-06 | 288.5069 | 23266.6884 | 0
Central Coast | 4497 | 276 | 738.9613 | 1687 | 1452.4016 | 219 | 2.6367 | 36.4595 | 160.2004 | 1.3233 | 6.3336 | 64.2986 | 1.1202 | 0.0054134 | 6.1073e-05 | 0.1636 | 0.50879 | {1413E321-0BD6-4E14-989C-C8FF6A4A6DD1} | 182631107 | SAN LUIS OBISPO 1107 | V02 | 35.2383 | -120.6792 | SAN LUIS OBISPO 1107V02 | 292 | 260 | 45397.322 | 29266.1548 | 16131.1672 | 29017.7252 | 16131.1672 | 0.013375 | 0.0069466 | 2.6774 | 7.7032 | 2122 | 1.1855 | 288.5069 | 23284.7084 | 0
Central Coast | 6065 | 14 | 17.7115 | 279 | 90.4 | 49 | 3.3103 | 149.2187 | 667.1464 | 5.769 | 27.2028 | 858.1109 | 1.6162 | 0.061398 | 6.0933e-05 | 0.050179 | 0.19592 | {4F9BDDE8-58A1-4E37-A7DD-695333A57C0E} | 182661104 | SAN MIGUEL 1104 | N60 | 35.6957 | -120.7406 | SAN MIGUEL 1104N60 | 86 | 49 | 17901.2402 | 14225.5578 | 3675.6824 | 12563.9317 | 3023.699 | 0.0029857 | 0.0014654 | 1.2651 | 5.6939 | 2126 | 3.0085 | 287.3214 | 23292.5106 | 0
Central Coast | 8948 | 13 | 17.5035 | 29 | 27.4837 | 4 | 2.5316 | 25.475 | 43.4524 | 0.19581 | 0.74115 | 8.6602 | 1 | 1.7386e-06 | 6.0882e-05 | 0.44828 | 0.63687 | {DF06274D-82A7-4C1B-8F47-D036189DB7AF} | 83242105 | MORGAN HILL 2105 | XR602 | 37.1066 | -121.6568 | MORGAN HILL 2105XR602 | 23 | 24 | 3409.3424 | 1368.2778 | 2041.0645 | 356.9004 | 123.5152 | 0.00024353 | 0.00010469 | 1.3464 | 7.25 | 2128 | 6.9545e-06 | 284.3129 | 23292.7323 | 0
Central Coast | 8397 | 585 | 990.1451 | 1751 | 1670.1245 | 109 | 1.9061 | 75.0698 | 1217.9216 | 28.8631 | 0.84481 | 32.0609 | 1.1691 | 0.0013459 | 6.0857e-05 | 0.33409 | 0.59286 | {CE315338-5526-427E-BFD9-C9F38F5865EC} | 83481110 | STELLING 1110 | 60080 | 37.3221 | -122.0795 | STELLING 111060080 | 87 | 36 | 20589.5298 | 16267.2425 | 4322.2873 | 15400.8729 | 4322.2873 | 0.0066334 | 0.0043651 | 1.6926 | 16.0642 | 2129 | 0.1467 | 284.3128 | 23302.2962 | 0
Central Coast | 8087 | 78 | 161.4295 | 199 | 228.7067 | 31 | 3.1777 | 515.6306 | 9273.9023 | 53.1971 | 2.0759 | 40.0879 | 1.1487 | 0.00064242 | 6.074e-05 | 0.39196 | 0.70584 | {2F7A50CF-9F3D-4DF2-877E-9D53DE1B982A} | 82021107 | LOS GATOS 1107 | 60024 | 37.1696 | -121.939 | LOS GATOS 110760024 | 34 | 27 | 8703.6188 | 6397.1295 | 2306.4893 | 6397.1295 | 2306.4893 | 0.0018829 | 0.0011587 | 2.0696 | 6.4194 | 2131 | 0.019915 | 284.1661 | 23306.2688 | 0
Central Coast | 5657 | 1 | 3.8162 | 63 | 32.2958 | 5 | 42.3259 | 686.1359 | 2835.6089 | 120.0364 | 19.7381 | 1018.5477 | 1.6814 | 0.0095603 | 6.0541e-05 | 0.015873 | 0.11816 | {68BC2399-53D6-47DA-8B41-03AA4D509643} | 182821101 | MESA 1101 | 6113 | 35.0529 | -120.4864 | MESA 11016113 | 117 | 121 | 24317.9725 | 15635.2421 | 8682.7304 | 1783.5868 | 1804.2141 | 0.0003027 | 4.3439e-05 | 3.8162 | 12.6 | 2133 | 0.047802 | 284.1462 | 23307.3764 | 0
Central Coast | 4378 | 76 | 150.5624 | 220 | 239.2486 | 29 | 2.2885 | 2.1686 | 7.6254 | 0.077334 | 0.40601 | 5.108 | 0.96552 | 2.5817e-06 | 6.0095e-05 | 0.34545 | 0.62931 | {601835A0-060D-478B-8A86-7129055F5CF4} | 83242109 | MORGAN HILL 2109 | XR246 | 37.1237 | -121.641 | MORGAN HILL 2109XR246 | 224 | 243 | 23376.2637 | 10729.6078 | 12646.6559 | 4044.708 | 4691.5599 | 0.0017428 | 0.00097641 | 1.9811 | 7.5862 | 2140 | 7.487e-05 | 284.0984 | 23309.8882 | 0
Central Coast | 2168 | 161 | 488.4578 | 381 | 624.6165 | 26 | 2.0764 | 2.3725 | 6.6594 | 0.063008 | 0.26838 | 1.7611 | 1 | 2.4212e-06 | 5.9709e-05 | 0.42257 | 0.78201 | {38794799-8756-4269-B41E-6206BA101157} | 182222103 | DEL MONTE 2103 | 2654 | 36.5571 | -121.9039 | DEL MONTE 21032654 | 52 | 119 | 9601.523 | 2963.5999 | 6637.9232 | 2963.5999 | 6252.9116 | 0.0015524 | 0.0009476 | 3.0339 | 14.6538 | 2145 | 6.2951e-05 | 284.0984 | 23311.7286 | 0
Central Coast | 3702 | 169 | 277.0933 | 747 | 614.8683 | 154 | 2.0822 | 187.8369 | 954.29 | 6.546 | 2.1607 | 128.8823 | 1.1436 | 0.001118 | 5.9492e-05 | 0.22624 | 0.45065 | {D3B095E1-F799-4165-8E63-ACB7F609DF06} | 182631101 | SAN LUIS OBISPO 1101 | V12 | 35.2948 | -120.637 | SAN LUIS OBISPO 1101V12 | 162 | 176 | 43571.9495 | 33846.6296 | 9725.32 | 33846.6296 | 9725.32 | 0.0091617 | 0.0076089 | 1.6396 | 4.8506 | 2148 | 0.17217 | 284.0983 | 23332.7473 | 0
Central Coast | 1584 | 57 | 174.8937 | 282 | 296.7805 | 35 | 1.2893 | 107.9242 | 464.3218 | 2.5981 | 0.0017699 | 77.809 | 1.0749 | 0.00036949 | 5.8511e-05 | 0.20213 | 0.5893 | {961ADDB9-D321-4ADD-9D3F-D89CD78AE625} | 183101104 | CABRILLO 1104 | Y22 | 34.6455 | -120.4614 | CABRILLO 1104Y22 | 230 | 214 | 55283.4176 | 41421.5748 | 13861.8428 | 14759.1555 | 9689.5952 | 0.0020479 | 0.001137 | 3.0683 | 8.0571 | 2155 | 0.012932 | 283.9261 | 23341.9128 | 0
Central Coast | 8082 | 24 | 55.394 | 99 | 99.7281 | 20 | 8.1846 | 85.1286 | 404.022 | 12.6122 | 15.5265 | 342.582 | 1.2096 | 0.011695 | 5.827e-05 | 0.24242 | 0.55545 | {5E4CECE6-B405-46DF-AB3E-BC23B1171AD2} | 182631104 | SAN LUIS OBISPO 1104 | 350030 | 35.214 | -120.5914 | SAN LUIS OBISPO 1104350030 | 140 | 0 | 14694.3466 | 14694.3466 | 0 | 8366.5404 | 0 | 0.0011654 | 0.00027218 | 2.3081 | 4.95 | 2158 | 0.2339 | 283.9132 | 23347.1084 | 0
Central Coast | 5896 | 71 | 245.8978 | 185 | 292.1599 | 18 | 4.0736 | 15.9902 | 80.7003 | 1.2768 | 4.9484 | 23.9557 | 1.0302 | 0.0010281 | 5.75e-05 | 0.38378 | 0.84165 | {5A21115A-46BA-4632-AD7D-E9A81D89A695} | 182601106 | OCEANO 1106 | V28 | 35.0973 | -120.6074 | OCEANO 1106V28 | 179 | 503 | 35061.5426 | 14455.0675 | 20606.4751 | 2046.144 | 2978.2286 | 0.001035 | 0.00029351 | 3.4633 | 10.2778 | 2162 | 0.018506 | 283.6793 | 23348.3791 | 0
Central Coast | 617 | 674 | 1320.79 | 3119 | 2651.5251 | 383 | 2.5411 | 100.7849 | 374.4023 | 2.0594 | 1.6111 | 55.9586 | 1.0812 | 6.8951e-06 | 5.7383e-05 | 0.21609 | 0.49812 | {03861487-35BB-45AB-853E-5E8CD2B590E5} | 182371111 | LAURELES 1111 | 2020 | 36.4633 | -121.712 | LAURELES 11112020 | 354 | 305 | 76619.2324 | 53149.3291 | 23469.9033 | 53149.3291 | 23469.9033 | 0.021978 | 0.013799 | 1.9596 | 8.1436 | 2167 | 0.0026408 | 283.6608 | 23381.3848 | 0
Central Coast | 2952 | 193 | 641.4278 | 368 | 737.7188 | 36 | 1.5841 | 1.7327 | 5.1616 | 0.033455 | 0.20188 | 0.40597 | 1 | 2.5493e-06 | 5.7224e-05 | 0.52446 | 0.86947 | {ACE1BC6A-035E-4494-A0B8-B5F90D3DC126} | 183071101 | PERRY 1101 | W52 | 35.5577 | -121.0774 | PERRY 1101W52 | 116 | 398 | 24081.7395 | 6677.88 | 17403.8595 | 4757.9409 | 14869.7219 | 0.0020601 | 0.0013815 | 3.3235 | 10.2222 | 2169 | 9.1775e-05 | 283.6581 | 23384.3395 | 0
Central Coast | 4390 | 29 | 70.7862 | 189 | 157.2011 | 46 | 2.9899 | 43.0859 | 226.7874 | 2.5167 | 0.99885 | 24.3758 | 1.0156 | 0.0010317 | 5.7145e-05 | 0.15344 | 0.45029 | {25830136-A5D5-4A08-9B85-05018D7569FD} | 182631104 | SAN LUIS OBISPO 1104 | V14 | 35.1791 | -120.6181 | SAN LUIS OBISPO 1104V14 | 139 | 381 | 29955.5318 | 13129.632 | 16825.8998 | 13115.916 | 16560.1393 | 0.0026287 | 0.00099903 | 2.4409 | 4.1087 | 2170 | 0.04746 | 283.6581 | 23392.4844 | 0
Central Coast | 1699 | 2 | 4.3073 | 78 | 51.7605 | 18 | 1.6085 | 116.9932 | 486.3455 | 1.08 | 13.2368 | 242.261 | 1.2019 | 0.038288 | 5.7123e-05 | 0.025641 | 0.083217 | {D016C3BB-2E2C-416D-87C1-82B4CA16BCAB} | 183052112 | TEMPLETON 2112 | R28 | 35.5899 | -120.6934 | TEMPLETON 2112R28 | 345 | 206 | 53924.2204 | 39551.4346 | 14372.7858 | 3272.9638 | 1387.2363 | 0.0010282 | 0.00075213 | 2.1537 | 4.3333 | 2172 | 0.68918 | 283.6106 | 23394.517 | 0
Central Coast | 6997 | 420 | 687.8454 | 998 | 990.8607 | 78 | 1.4018 | 96.4673 | 1787.9501 | 16.9578 | 0.8455 | 34.7407 | 1.2269 | 0.00040691 | 5.6966e-05 | 0.42084 | 0.69419 | {E731F6BE-8220-43FF-B403-4FCE65138051} | 83371107 | SARATOGA 1107 | 167792 | 37.2482 | -122.0709 | SARATOGA 1107167792 | 64 | 34 | 8786.8725 | 7328.1795 | 1458.693 | 7328.1795 | 1458.693 | 0.0044433 | 0.0037525 | 1.6377 | 12.7949 | 2175 | 0.031739 | 282.9214 | 23399.0678 | 0
Central Coast | 4241 | 1 | 1.2277 | 9 | 7.2552 | 2 |  |  |  |  | 0.23119 | 0.22909 | 1 | 3.7537e-06 | 5.6504e-05 | 0.11111 | 0.16922 | {D6BA7AB0-BD1E-4258-B5D5-B64D6E99400B} | 162991102 | CORRAL 1102 | 36666 | 38.1605 | -120.8481 | CORRAL 110236666 | 281 | 463 | 58313.2129 | 29026.438 | 29286.7749 | 26276.8597 | 26433.4525 | 0.00011301 | 0.00011301 | 1.2277 | 4.5 | 2178 | 7.5073e-06 | 282.8897 | 23415.3857 | 0
Central Coast | 6264 | 216 | 297.9505 | 538 | 487.8195 | 61 | 1.2079 | 35.4748 | 103.7076 | 0.30016 | 15.3968 | 187.7766 | 1.3289 | 0.025489 | 5.6372e-05 | 0.40149 | 0.61078 | {D4E598FB-500D-4E86-913F-DD1E461E4E23} | 83242105 | MORGAN HILL 2105 | XR070 | 37.0427 | -121.6547 | MORGAN HILL 2105XR070 | 141 | 86 | 21044.7544 | 13816.8053 | 7227.9492 | 9521.4048 | 3423.9409 | 0.0034387 | 0.003137 | 1.3794 | 8.8197 | 2180 | 1.5548 | 282.8897 | 23421.2985 | 0
Central Coast | 1912 | 57 | 212.8082 | 147 | 259.2547 | 19 | 1.335 | 5.9382 | 28.8122 | 0.074903 | 3.8579 | 21.7961 | 1.878 | 5.1829e-05 | 5.5518e-05 | 0.38776 | 0.82085 | {6FDB7B55-5D84-4478-9719-37334B4F5477} | 83692104 | ROB ROY 2104 | 10930 | 36.964 | -121.8086 | ROB ROY 210410930 | 253 | 502 | 47627.0553 | 18179.3508 | 29447.7046 | 1570.0142 | 2818.0171 | 0.0010548 | 0.0010019 | 3.7335 | 7.7368 | 2185 | 0.00098475 | 281.3348 | 23422.2735 | 0
Central Coast | 3919 | 184 | 374.6776 | 428 | 509.4524 | 50 | 2.9048 | 16.1329 | 40.4461 | 0.57645 | 1.0962 | 7.3505 | 1.0023 | 2.3176e-06 | 5.5239e-05 | 0.42991 | 0.73545 | {E78B7822-B984-42F9-85C5-3ACE6CA5BD79} | 182381101 | DOLAN ROAD 1101 | 3012 | 36.8005 | -121.7216 | DOLAN ROAD 11013012 | 387 | 556 | 66093.496 | 33632.5258 | 32460.9702 | 5235.0908 | 5289.7599 | 0.0027619 | 0.0017443 | 2.0363 | 8.56 | 2189 | 0.00011588 | 281.3339 | 23425.5245 | 0
Central Coast | 1259 | 542 | 1149.7179 | 1736 | 1840.6206 | 120 | 0.76109 | 1.0363 | 3.5958 | 0.011396 | 0.13538 | 0.73081 | 0.75 | 4.0527e-06 | 5.4509e-05 | 0.31221 | 0.62464 | {798C7F9A-11E4-4951-9A2B-A99559D5AAA3} | 83371106 | SARATOGA 1106 | LC22 | 37.24 | -121.9965 | SARATOGA 1106LC22 | 240 | 474 | 40970.0604 | 13269.339 | 27700.7214 | 11864.1721 | 15892.6774 | 0.0065411 | 0.0073207 | 2.1213 | 14.4667 | 2197 | 0.00048633 | 281.3337 | 23432.8921 | 0
Central Coast | 3119 | 453 | 819.5012 | 867 | 957.1422 | 290 | 1.3225 | 1677.943 | 11612.6068 | 41.8916 | 8.37 | 1268.0192 | 1.5514 | 0.025091 | 5.4472e-05 | 0.52249 | 0.8562 | {7C7DB9EE-BC4D-48A6-99E0-8802DB262ED8} | 182562102 | CHOLAME 2102 | X06 | 35.7373 | -120.2882 | CHOLAME 2102X06 | 218 | 179 | 94539.7609 | 84987.8121 | 9551.9489 | 53331.3621 | 7351.9486 | 0.015797 | 0.014025 | 1.8091 | 2.9897 | 2198 | 7.2765 | 281.3332 | 23466.0109 | 0
Central Coast | 429 | 434 | 914.6697 | 1447 | 1518.4447 | 96 | 0.45825 | 0.93143 | 3.4741 | 0.010321 | 0.25611 | 2.5204 | 0.9796 | 4.8689e-06 | 5.2884e-05 | 0.29993 | 0.60237 | {AB3D61A8-2047-43B4-8648-838CA93AAC23} | 83371107 | SARATOGA 1107 | LC26 | 37.2495 | -122.0193 | SARATOGA 1107LC26 | 179 | 230 | 20415.1182 | 9086.0614 | 11329.0568 | 9086.0614 | 11329.0568 | 0.0050769 | 0.0070359 | 2.1075 | 15.0729 | 2211 | 0.00046741 | 274.0567 | 23471.6533 | 0
Central Coast | 6805 | 960 | 3070.7398 | 1804 | 3581.4465 | 119 | 1.8937 | 8.0732 | 16.6105 | 0.086724 | 0.30374 | 1.0861 | 1.0672 | 2.4661e-06 | 5.287e-05 | 0.53215 | 0.8574 | {A7511424-C0A7-4DC4-BAD6-B60505BBA431} | 182222103 | DEL MONTE 2103 | 2000 | 36.5851 | -121.8743 | DEL MONTE 21032000 | 182 | 122 | 19328.9978 | 14596.6085 | 4732.3893 | 14596.6085 | 4732.3893 | 0.0062916 | 0.0044813 | 3.1987 | 15.1597 | 2213 | 0.00029346 | 274.0563 | 23480.7178 | 0
Central Coast | 2816 | 1079 | 1555.6818 | 4190 | 3524.1602 | 581 | 0.54594 | 67.0522 | 302.5704 | 0.85407 | 2.8157 | 103.2784 | 1.1557 | 0.0035928 | 5.1373e-05 | 0.25752 | 0.44143 | {F2DB4641-1C59-4A03-8B1A-285CBA9763E2} | 183052110 | TEMPLETON 2110 | R90 | 35.5581 | -120.7772 | TEMPLETON 2110R90 | 693 | 471 | 150657.1596 | 120177.2391 | 30479.9205 | 106123.5164 | 25635.5656 | 0.029848 | 0.038549 | 1.4418 | 7.2117 | 2221 | 2.0874 | 274.056 | 23546.6205 | 0
Central Coast | 5645 | 45 | 69.6094 | 193 | 152.0295 | 37 | 4.0252 | 448.6301 | 2514.0898 | 23.925 | 3.1592 | 357.1654 | 1.4167 | 5.221e-05 | 5.0847e-05 | 0.23316 | 0.45787 | {1326B156-0483-47A9-A035-C6F98F761263} | 182492102 | HOLLISTER 2102 | 855412 | 36.9523 | -121.4743 | HOLLISTER 2102855412 | 157 | 103 | 60455.1832 | 54939.02 | 5516.1632 | 42101.5076 | 3000.0058 | 0.0018813 | 0.00092984 | 1.5469 | 5.2162 | 2225 | 0.0019318 | 271.9685 | 23572.7656 | 0
Central Coast | 3017 | 270 | 820.4171 | 508 | 918.0393 | 82 | 3.4866 | 63.8979 | 445.6804 | 2.1871 | 2.8458 | 12.126 | 1.1207 | 0.00033026 | 4.8845e-05 | 0.5315 | 0.89366 | {0CDA8136-A503-4AA7-BC0A-B92F08FF6749} | 182601102 |  | V50 | 35.0771 | -120.5828 | V50 | 193 | 270 | 34609.3641 | 16865.8166 | 17743.5474 | 10661.0029 | 13639.8627 | 0.0040053 | 0.0016324 | 3.0386 | 6.1951 | 2236 | 0.027081 | 271.9666 | 23579.386 | 0
Central Coast | 329 | 299 | 942.845 | 659 | 1141.1855 | 89 | 1.8612 | 91.7403 | 448.1856 | 0.61969 | 0.78846 | 99.7059 | 1.0945 | 0.00040509 | 4.8627e-05 | 0.45372 | 0.8262 | {A36DF7B8-003C-42F6-A33B-327B9F3DECA5} | 182771102 | CAMBRIA 1102 | circuit_breaker | 35.6002 | -121.115 | CAMBRIA 1102circuit_breaker | 251 | 488 | 57562.9767 | 37393.8508 | 20169.1259 | 25658.8486 | 6871.9207 | 0.0043278 | 0.0024363 | 3.1533 | 7.4045 | 2239 | 0.036053 | 271.9395 | 23595.3202 | 0
Central Coast | 1411 | 982 | 3291.8671 | 1306 | 3473.9563 | 80 | 2.1023 | 3.6416 | 12.2049 | 0.057812 | 0.019716 | 0.21513 | 1.3125 | 2.0371e-06 | 4.8569e-05 | 0.75191 | 0.94758 | {7C470D28-E772-41C4-B48A-99DC70576237} | 182852201 | VIEJO 2201 | 9114 | 36.5785 | -121.9279 | VIEJO 22019114 | 177 | 280 | 23710.3409 | 10947.6406 | 12762.7003 | 10880.685 | 12644.546 | 0.0038855 | 0.0026493 | 3.3522 | 16.325 | 2240 | 0.00016296 | 271.9035 | 23602.0771 | 0
Central Coast | 6446 | 22 | 54.4299 | 94 | 82.3152 | 15 | 5.3864 | 188.6296 | 768.4594 | 7.9071 | 14.3909 | 359.7552 | 1.3465 | 0.013873 | 4.8437e-05 | 0.23404 | 0.66124 | {A665CE56-6C65-40F6-B673-46690B88E477} | 182631107 | SAN LUIS OBISPO 1107 | 88962 | 35.244 | -120.6751 | SAN LUIS OBISPO 110788962 | 89 | 90 | 10180.5306 | 6411.4652 | 3769.0654 | 3512.4168 | 1723.2062 | 0.00072656 | 0.00031038 | 2.4741 | 6.2667 | 2241 | 0.20809 | 271.9033 | 23604.2583 | 0
Central Coast | 5252 | 521 | 1100.0922 | 980 | 1379.8823 | 121 | 1.8331 | 125.4752 | 1341.6557 | 0.81254 | 0.51247 | 10.8804 | 0.96879 | 2.8847e-06 | 4.8395e-05 | 0.53163 | 0.79724 | {C7A22305-CC6A-494A-88D7-7F9AE8676071} | 182291101 | HATTON 1101 | 37088 | 36.5464 | -121.8985 | HATTON 110137088 | 225 | 540 | 44588.8325 | 18049.2001 | 26539.6324 | 10725.9565 | 16541.7626 | 0.0058558 | 0.0052444 | 2.1115 | 8.0992 | 2243 | 0.00034905 | 271.6952 | 23610.9191 | 0
Central Coast | 1778 | 33 | 88.608 | 205 | 172.9605 | 36 | 6.5759 | 16.347 | 51.363 | 1.334 | 2.3805 | 21.3674 | 1.0127 | 0.00010524 | 4.8361e-05 | 0.16098 | 0.5123 | {C2088C0A-8EBB-40EA-8088-14055CC416B4} | 183101104 | CABRILLO 1104 | circuit_breaker | 34.6432 | -120.4377 | CABRILLO 1104circuit_breaker | 200 | 684 | 59234.3562 | 27422.4738 | 31811.8823 | 5579.5239 | 1074.775 | 0.001741 | 0.00056475 | 2.6851 | 5.6944 | 2244 | 0.0037888 | 271.6949 | 23614.384 | 0
Central Coast | 7708 | 214 | 291.3697 | 769 | 627.7358 | 52 | 0.19204 | 57.1029 | 319.7454 | 0.15675 | 0.09994 | 17.5085 | 1.1068 | 5.8852e-06 | 4.8137e-05 | 0.27828 | 0.46416 | {6B92ED0F-B7EF-410B-BAC6-F6F35DBFC4A1} | 182371111 | LAURELES 1111 | 10141 | 36.423 | -121.7328 | LAURELES 111110141 | 29 | 77 | 6725.2735 | 4696.5789 | 2028.6946 | 4696.5789 | 2028.6946 | 0.0025031 | 0.0046066 | 1.3615 | 14.7885 | 2248 | 0.00030603 | 271.6911 | 23617.3006 | 0
Central Coast | 260 | 240 | 583.694 | 660 | 824.0329 | 46 | 0.35916 | 0.54166 | 1.2589 | 0.0033497 | 0 | 0.0043767 | 0.13043 | 4.3146e-06 | 4.8116e-05 | 0.36364 | 0.70834 | {DAB08854-D3B6-4F8F-8E8C-51427B3E01B1} | 83371104 | SARATOGA 1104 | 13314 | 37.2626 | -121.9924 | SARATOGA 110413314 | 420 | 545 | 41607.4614 | 18413.6994 | 23193.7619 | 4930.3505 | 4954.9306 | 0.0022133 | 0.0029876 | 2.4321 | 14.3478 | 2249 | 0.00019847 | 271.6908 | 23620.3623 | 0
Central Coast | 7623 | 45 | 101.2294 | 68 | 114.0426 | 10 | 0.065196 | 11.6496 | 37.9177 | 0.0041087 | 4.5989 | 36.4414 | 1.0865 | 0.004906 | 4.7769e-05 | 0.66176 | 0.88765 | {C8FCB7D2-DBC0-45C1-8CE7-98B72CD50084} | 83182107 | LLAGAS 2107 | XR178 | 37.0134 | -121.6311 | LLAGAS 2107XR178 | 111 | 117 | 18135.2535 | 10843.4754 | 7291.7781 | 1344.6176 | 1309.3484 | 0.00047769 | 0.00066037 | 2.2495 | 6.8 | 2250 | 0.04906 | 271.6906 | 23621.1973 | 0
Central Coast | 5174 | 25 | 36.368 | 189 | 110.56 | 13 | 0.76675 | 2.0833 | 5.494 | 0.012671 | 1.3348 | 17.0658 | 1.0534 | 0.00013603 | 4.7702e-05 | 0.13228 | 0.32894 | {B5262924-E8BA-494C-94F2-552AF4F4F88E} | 183052113 | TEMPLETON 2113 | A32 | 35.501 | -120.6621 | TEMPLETON 2113A32 | 185 | 530 | 34175.624 | 9517.7168 | 24657.9072 | 2317.4886 | 1106.3293 | 0.00062013 | 0.00071129 | 1.4547 | 14.5385 | 2251 | 0.0017684 | 271.6415 | 23622.6365 | 0
Central Coast | 4688 | 231 | 423.692 | 1018 | 858.1909 | 130 | 0.91717 | 121.4374 | 602.2011 | 7.7833 | 1.6363 | 85.963 | 1.0933 | 0.00090795 | 4.7531e-05 | 0.22692 | 0.4937 | {73F7E742-5FE2-48F8-9BFF-7AB912085CD1} | 182631104 | SAN LUIS OBISPO 1104 | V46 | 35.1754 | -120.5259 | SAN LUIS OBISPO 1104V46 | 313 | 124 | 40839.1116 | 33475.4301 | 7363.6815 | 30343.0121 | 6606.7419 | 0.006179 | 0.0078927 | 1.8342 | 7.8308 | 2255 | 0.11803 | 271.6397 | 23641.4795 | 0
Central Coast | 4643 | 1514 | 2260.0699 | 3861 | 3603.4934 | 410 | 2.0735 | 74.0631 | 307.5962 | 3.1394 | 6.4509 | 167.6404 | 1.1731 | 0.0055194 | 4.7465e-05 | 0.39213 | 0.62719 | {27D41C21-61BA-4495-BB53-0AA4F98E2A0B} | 83242111 | MORGAN HILL 2111 | XR398 | 37.1263 | -121.7285 | MORGAN HILL 2111XR398 | 441 | 344 | 95670.7544 | 63830.0009 | 31840.7535 | 59220.7716 | 29463.2727 | 0.019461 | 0.014692 | 1.4928 | 9.4171 | 2258 | 2.263 | 271.5217 | 23678.2556 | 0
Central Coast | 8613 | 50 | 96.2485 | 202 | 154.8872 | 11 | 1.2229 | 106.531 | 343.2977 | 0.91181 | 3.8347 | 85.4889 | 1.0752 | 2.3185e-05 | 4.7207e-05 | 0.24752 | 0.62141 | {744CBA45-CA46-417A-809B-2361EA738493} | 82931101 | POINT MORETTI 1101 | 5074 | 37.0208 | -122.2072 | POINT MORETTI 11015074 | 49 | 85 | 8540.9335 | 4855.8147 | 3685.1187 | 2072.4094 | 1396.896 | 0.00051927 | 0.00044643 | 1.925 | 18.3636 | 2259 | 0.00025504 | 269.2587 | 23679.5426 | 0
Central Coast | 9182 | 13 | 33.8216 | 135 | 88.5977 | 13 | 0.79278 | 11.3987 | 34.2937 | 0.072608 | 0.6855 | 20.2301 | 1.0199 | 6.4299e-06 | 4.7206e-05 | 0.096296 | 0.38174 | {BDB273FE-3F8C-49DE-9FCD-F1023DEEBFB9} | 82931101 | POINT MORETTI 1101 | 83716 | 37.0863 | -122.261 | POINT MORETTI 110183716 | 28 | 18 | 7780.9482 | 4270.6499 | 3510.2983 | 3791.8733 | 3510.2983 | 0.00061368 | 0.00063643 | 2.6017 | 10.3846 | 2260 | 8.3588e-05 | 269.2585 | 23681.8973 | 0
Central Coast | 5779 | 386 | 592.0541 | 1117 | 990.756 | 134 | 1.5313 | 15.9554 | 47.3729 | 0.39921 | 2.4792 | 44.2875 | 1.0361 | 0.00054651 | 4.7182e-05 | 0.34557 | 0.59758 | {7A50E1CD-B005-4744-BD76-86E8006C9FCE} | 83242111 | MORGAN HILL 2111 | XR292 | 37.1335 | -121.6754 | MORGAN HILL 2111XR292 | 230 | 148 | 32551.9108 | 19536.8147 | 13015.0961 | 17517.5113 | 11201.7442 | 0.0063224 | 0.0050644 | 1.5338 | 8.3358 | 2262 | 0.073232 | 269.2584 | 23692.7757 | 0
Central Coast | 4804 | 127 | 170.0639 | 900 | 681.67 | 100 | 1.1786 | 51.9335 | 214.3995 | 2.5496 | 3.2268 | 125.9873 | 1.1904 | 0.001184 | 4.6902e-05 | 0.14111 | 0.24948 | {2D4980B0-FA10-4F37-8CCC-A52F852CF913} | 183052110 | TEMPLETON 2110 | R94 | 35.5605 | -120.7743 | TEMPLETON 2110R94 | 218 | 156 | 45922.7187 | 33532.7028 | 12390.0159 | 21302.3977 | 6939.6036 | 0.0046902 | 0.0041297 | 1.3391 | 9 | 2268 | 0.1184 | 269.1852 | 23706.0045 | 0
Central Coast | 1081 | 92 | 253.6531 | 155 | 288.5745 | 15 | 2.7819 | 5.7377 | 15.0086 | 0.2091 | 0.47803 | 4.0944 | 1.2667 | 1.4618e-06 | 4.6738e-05 | 0.59355 | 0.87899 | {572A903E-D7FD-4349-978F-5FBD205DDA11} | 182222103 | DEL MONTE 2103 | 86496 | 36.5937 | -121.873 | DEL MONTE 210386496 | 271 | 479 | 29625.8247 | 11778.9092 | 17846.9155 | 1909.93 | 2687.5835 | 0.00070107 | 0.00036233 | 2.7571 | 10.3333 | 2270 | 2.1926e-05 | 269.0668 | 23707.1906 | 0
Central Coast | 7676 | 439 | 880.0426 | 1286 | 1370.769 | 86 | 0.78568 | 3.1029 | 18.5488 | 0.43978 | 0.026949 | 0.50033 | 1.0116 | 3.2934e-06 | 4.5921e-05 | 0.34137 | 0.64201 | {01343684-2E22-4CD1-B45D-70EFDFE53735} | 83371107 | SARATOGA 1107 | 5696 | 37.2552 | -122.0274 | SARATOGA 11075696 | 222 | 310 | 26313.3305 | 9783.8788 | 16529.4517 | 8008.7281 | 12826.0284 | 0.0039492 | 0.0043849 | 2.0047 | 14.9535 | 2275 | 0.00028323 | 269.0668 | 23712.164 | 0
Central Coast | 7983 | 138 | 331.2929 | 652 | 644.7233 | 70 | 1.5325 | 23.9317 | 121.9485 | 1.0435 | 2.3444 | 63.1166 | 1.0509 | 0.0003063 | 4.589e-05 | 0.21166 | 0.51385 | {CF5272DC-8419-42E3-A72F-BD395166C5DF} | 182951102 | FOOTHILL 1102 | circuit_breaker | 35.2862 | -120.7061 | FOOTHILL 1102circuit_breaker | 175 | 150 | 23606.8594 | 15763.1114 | 7843.748 | 12510.7066 | 7155.7253 | 0.0032123 | 0.0027957 | 2.4007 | 9.3143 | 2276 | 0.021441 | 269.0665 | 23719.9331 | 0
Central Coast | 6902 | 848 | 1217.5232 | 1571 | 1580.0925 | 218 | 0.86929 | 238.208 | 1282.3479 | 4.059 | 5.7222 | 321.4582 | 1.29 | 0.0017313 | 4.5188e-05 | 0.53978 | 0.77054 | {3081AC44-490C-41E8-9095-7905CD98E81E} | 182541103 | ATASCADERO 1103 | A14 | 35.3237 | -120.5163 | ATASCADERO 1103A14 | 170 | 158 | 48649.5509 | 40416.4237 | 8233.1271 | 40416.4237 | 8233.1271 | 0.0098509 | 0.0099492 | 1.4358 | 7.2064 | 2281 | 0.37741 | 269.045 | 23745.0317 | 0
Central Coast | 1173 | 256 | 920.4871 | 686 | 1200.2518 | 30 | 1.2394 | 8.5621 | 18.0533 | 0.033978 | 0.12382 | 1.6378 | 1 | 2.5248e-06 | 4.5033e-05 | 0.37318 | 0.76691 | {DB34AA1E-C0F6-41DF-BFC5-43E5CD8E6B2B} | 182852204 | VIEJO 2204 | circuit_breaker | 36.5784 | -121.9081 | VIEJO 2204circuit_breaker | 113 | 189 | 14669.3383 | 6373.9064 | 8295.4319 | 3591.9838 | 780.1248 | 0.001351 | 0.0011402 | 3.5957 | 22.8667 | 2282 | 7.5743e-05 | 268.6676 | 23747.2623 | 0
Central Coast | 8050 | 54 | 189.6921 | 171 | 232.4975 | 21 | 1.6968 | 53.3948 | 315.0344 | 1.3166 | 2.922 | 21.0072 | 1.0858 | 2.7633e-06 | 4.4999e-05 | 0.31579 | 0.81589 | {4C9F3CAE-E991-4EA7-BCAB-BA03C4CEAE92} | 183011102 | MORRO BAY 1102 | circuit_breaker | 35.3752 | -120.855 | MORRO BAY 1102circuit_breaker | 65 | 111 | 13007.4844 | 8911.8848 | 4095.5997 | 5907.9517 | 995.491 | 0.00094498 | 0.00069468 | 3.5128 | 8.1429 | 2283 | 5.8029e-05 | 268.6675 | 23750.9312 | 0
Central Coast | 2600 | 730 | 2688.4705 | 1268 | 3037.9448 | 84 | 1.0269 | 0.9539 | 3.5846 | 0.022333 | 0.15231 | 0.15594 | 0.91667 | 2.7293e-06 | 4.3473e-05 | 0.57571 | 0.88496 | {1BFCD1F7-4819-470E-B6A4-C94657DF3551} | 183071101 | PERRY 1101 | V72 | 35.5505 | -121.0724 | PERRY 1101V72 | 266 | 906 | 53060.0769 | 14179.1577 | 38880.9192 | 9688.7012 | 30601.4913 | 0.0036517 | 0.0034511 | 3.6828 | 15.0952 | 2297 | 0.00022926 | 268.6675 | 23756.9479 | 0
Central Coast | 2338 | 9 | 16.7985 | 86 | 54.2234 | 18 | 3.2837 | 150.5359 | 642.455 | 3.223 | 17.2566 | 670.6104 | 1.3024 | 0.025539 | 4.3171e-05 | 0.10465 | 0.3098 | {80BB619F-1520-4563-BF62-E97585F4D6B9} | 182631103 | SAN LUIS OBISPO 1103 | circuit_breaker | 35.2613 | -120.6347 | SAN LUIS OBISPO 1103circuit_breaker | 205 | 197 | 38575.2126 | 22526.7494 | 16048.4631 | 4883.612 | 4633.9069 | 0.00077707 | 0.00038321 | 1.8665 | 4.7778 | 2299 | 0.45971 | 268.6673 | 23759.9806 | 0
Central Coast | 3139 | 0 | 0 | 8 | 6.5435 | 1 |  |  |  |  | 4.5274e-13 | 4.8996e-14 | 4.5475e-13 | 2.8524e-06 | 4.2938e-05 | 0 | 0 | {473DFDCA-EA19-476B-B0A4-B163B0B91B7F} | 12501105 | EL CERRITO G 1105 | BR160 | 37.8981 | -122.2615 | EL CERRITO G 1105BR160 | 253 | 1494 | 77267.8975 | 18464.1036 | 58803.7939 | 13118.739 | 33026.1297 | 4.2938e-05 | 4.2938e-05 |  | 8 | 2300 | 2.8524e-06 | 268.2075 | 23768.1273 | 0
Central Coast | 5662 | 177 | 386.0115 | 342 | 472.3296 | 28 | 1.3293 | 96.6512 | 368.8746 | 1.0896 | 0.215 | 22.1155 | 1.1164 | 0.00039666 | 4.2778e-05 | 0.51754 | 0.81725 | {EF958110-BB67-48F0-BCC0-A7C84F7DFFDE} | 82931101 | POINT MORETTI 1101 | 5076 | 37.0321 | -122.1892 | POINT MORETTI 11015076 | 93 | 55 | 17840.2787 | 14517.5787 | 3322.7 | 10957.7607 | 2768.3393 | 0.0011978 | 0.0010359 | 2.1809 | 12.2143 | 2301 | 0.011107 | 268.2075 | 23774.9321 | 0
Central Coast | 4406 | 130 | 469.8222 | 162 | 489.3939 | 13 | 2.6574 | 3.3373 | 6.3151 | 0.023116 | 0.10722 | 0.44428 | 1 | 1.7296e-06 | 4.2749e-05 | 0.80247 | 0.96001 | {D532A486-3F7F-4A83-AD8F-DB3333DA04B9} | 182852202 | VIEJO 2202 | 85904 | 36.5981 | -121.9245 | VIEJO 220285904 | 51 | 363 | 20214.3681 | 3179.0036 | 17035.3645 | 1316.0449 | 4391.9949 | 0.00055574 | 0.00033845 | 3.614 | 12.4615 | 2302 | 2.2484e-05 | 268.1964 | 23775.7494 | 0
Central Coast | 2769 | 269 | 389.6621 | 1126 | 883.5749 | 106 | 0.83222 | 15.6279 | 59.1989 | 0.21806 | 1.0943 | 20.4538 | 1.0367 | 4.7894e-06 | 4.2173e-05 | 0.2389 | 0.44101 | {7AD08992-20DE-491C-B310-C51F11D11659} | 83432101 | HICKS 2101 | XR250 | 37.2022 | -121.8329 | HICKS 2101XR250 | 325 | 474 | 47264.8254 | 21684.167 | 25580.6584 | 12241.6477 | 14826.2195 | 0.0044703 | 0.0044877 | 1.4486 | 10.6226 | 2305 | 0.00050767 | 268.1964 | 23783.3514 | 0
Central Coast | 951 | 169 | 256.691 | 938 | 735.2101 | 77 | 0.45305 | 50.8177 | 240.3165 | 0.42569 | 0.55117 | 34.086 | 1.0554 | 0.00021187 | 4.2127e-05 | 0.18017 | 0.34914 | {80B87962-AD85-4936-A71D-968069A54623} | 182551102 | CAYUCOS 1102 | circuit_breaker | 35.4488 | -120.8708 | CAYUCOS 1102circuit_breaker | 230 | 307 | 66910.3029 | 46289.4977 | 20620.8052 | 20474.7402 | 5336.0325 | 0.0032438 | 0.0047478 | 1.5189 | 12.1818 | 2306 | 0.016314 | 268.1959 | 23796.0662 | 0
Central Coast | 4756 | 12 | 41.5418 | 56 | 60.8836 | 9 | 15.1096 | 96.9988 | 379.0326 | 10.6051 | 0.83579 | 7.3229 | 1 | 9.379e-07 | 4.189e-05 | 0.21429 | 0.68231 | {BB99A914-387F-48D8-919A-BB8BCFE90D9F} | 182631108 | SAN LUIS OBISPO 1108 | circuit_breaker | 35.2614 | -120.6348 | SAN LUIS OBISPO 1108circuit_breaker | 327 | 726 | 46100.4881 | 13627.7483 | 32472.7398 | 2912.0068 | 2165.1894 | 0.00037701 | 8.9722e-05 | 3.4618 | 6.2222 | 2311 | 8.4411e-06 | 268.1796 | 23797.8746 | 1
Central Coast | 1967 | 136 | 261.7719 | 293 | 339.2869 | 89 | 0.91905 | 670.1793 | 4257.1147 | 16.1383 | 2.1865 | 132.0121 | 1.1016 | 8.5223e-05 | 4.1845e-05 | 0.46416 | 0.77154 | {201D4860-5BDE-4AE7-B543-F824A85004DC} | 182492105 | HOLLISTER 2105 | 4018 | 36.6885 | -121.2715 | HOLLISTER 21054018 | 311 | 245 | 124533.03 | 84640.1679 | 39892.8621 | 69788.1445 | 34802.2853 | 0.0037242 | 0.0048399 | 1.9248 | 3.2921 | 2312 | 0.0075849 | 268.1796 | 23841.213 | 0
Central Coast | 4653 | 87 | 168.4011 | 337 | 283.0088 | 91 | 1.0068 | 339.8565 | 1896.0069 | 4.0256 | 1.5136 | 148.831 | 1.2403 | 0.00024089 | 4.1006e-05 | 0.25816 | 0.59504 | {762B78C6-15BB-49D8-AF4E-4B3C32E16EAE} | 182811102 | SISQUOC 1102 | M52 | 34.9255 | -120.3465 | SISQUOC 1102M52 | 143 | 68 | 66954.0693 | 57351.1566 | 9602.9127 | 54915.488 | 9571.1508 | 0.0037315 | 0.004001 | 1.9356 | 3.7033 | 2327 | 0.021921 | 268.172 | 23875.3155 | 0
Central Coast | 6338 | 281 | 541.2874 | 1554 | 1231.2554 | 129 | 1.7761 | 7.4593 | 21.4656 | 0.1563 | 2.4712 | 17.0337 | 1.0315 | 1.9939e-06 | 4.046e-05 | 0.18082 | 0.43962 | {AA1A8D76-D2A1-485C-9B69-D74FAC1101F8} | 83431116 | HICKS 1116 | 60050 | 37.2297 | -121.9499 | HICKS 111660050 | 202 | 177 | 22819.0542 | 13194.2857 | 9624.7685 | 13194.2857 | 9624.7685 | 0.0052193 | 0.0038717 | 1.9263 | 12.0465 | 2333 | 0.00025721 | 268.1501 | 23883.5092 | 0
Central Coast | 8223 | 62 | 96.933 | 347 | 272.7391 | 28 | 1.3127 | 6.636 | 17.2922 | 0.05881 | 0.57238 | 4.5644 | 1.0002 | 2.7356e-06 | 4.0217e-05 | 0.17867 | 0.35541 | {851CDBBF-9DCD-4F7B-BBC9-AC14EA44A837} | 82021101 | LOS GATOS 1101 | 60052 | 37.2186 | -121.9525 | LOS GATOS 110160052 | 47 | 25 | 4623.0667 | 3109.1853 | 1513.8814 | 3109.1853 | 1513.8814 | 0.0011261 | 0.001153 | 1.5634 | 12.3929 | 2336 | 7.6598e-05 | 268.1498 | 23885.44 | 0
Central Coast | 3867 | 146 | 373.7153 | 307 | 462.2095 | 29 | 1.3492 | 83.3026 | 341.2132 | 0.87124 | 0.81172 | 40.4796 | 1.0917 | 0.00034598 | 4.0216e-05 | 0.47557 | 0.80854 | {9CD1A9B9-F6CA-4FBA-A861-B1CC3280E49B} | 82931101 | POINT MORETTI 1101 | 12122 | 37.0664 | -122.2286 | POINT MORETTI 110112122 | 87 | 50 | 17133.8971 | 12806.7268 | 4327.1703 | 9019.8604 | 4267.5221 | 0.0011663 | 0.0010206 | 2.5597 | 10.5862 | 2337 | 0.010034 | 268.1497 | 23891.0413 | 0
Central Coast | 7700 | 149 | 300.2807 | 324 | 394.4037 | 33 | 0.48328 | 231.5263 | 1539.278 | 1.4498 | 1.1407 | 136.6257 | 1.3785 | 3.8384e-05 | 3.9642e-05 | 0.45988 | 0.76135 | {D42BED5F-FA94-4772-B8B5-334F2629EC25} | 182941102 | OTTER 1102 | circuit_breaker | 36.3802 | -121.8989 | OTTER 1102circuit_breaker | 50 | 39 | 11969.4387 | 10718.1318 | 1251.307 | 10537.6394 | 1251.307 | 0.0013082 | 0.0014968 | 2.0153 | 9.8182 | 2346 | 0.0012667 | 268.1397 | 23897.5852 | 0
Central Coast | 3182 | 1 | 1.246 | 20 | 18.2155 | 1 |  |  |  |  | 0 | 0 | 0 | 2.6224e-06 | 3.9475e-05 | 0.05 | 0.068404 | {BAD456A1-64C0-4C58-9244-4CB0B49EFF5E} | 12101101 | OAKLAND K 1101 | circuit_breaker | 37.8479 | -122.2291 | OAKLAND K 1101circuit_breaker | 105 | 514 | 24145.6711 | 3826.4615 | 20319.2096 | 559.1884 | 538.1577 | 3.9475e-05 | 3.9475e-05 | 1.246 | 20 | 2350 | 2.6224e-06 | 268.1384 | 23897.9325 | 0
Central Coast | 7638 | 1 | 1.2277 | 7 | 2.5082 | 2 | 0.66279 | 668.5179 | 4537.0205 | 3.0071 | 2.3883 | 832.4893 | 1.5509 | 0.0024964 | 3.9121e-05 | 0.14286 | 0.48949 | {8F3B3809-0943-44A3-BEB7-992AA87124DA} | 182391103 | OILFIELDS 1103 | N62 | 35.7884 | -120.9562 | OILFIELDS 1103N62 | 47 | 25 | 9622.3276 | 8948.1922 | 674.1354 | 8948.1922 | 674.1354 | 7.8242e-05 | 9.5555e-05 | 1.2277 | 3.5 | 2354 | 0.0049929 | 268.1384 | 23903.4893 | 0
Central Coast | 7069 | 65 | 198.1761 | 137 | 234.2847 | 6 | 1.6735 | 1.5568 | 5.9039 | 0.0098805 | 0.54867 | 0.93997 | 1 | 2.3216e-06 | 3.8902e-05 | 0.47445 | 0.84588 | {8CF433ED-5D30-4AF4-B399-FAE6BF4CEC35} | 182222103 | DEL MONTE 2103 | 42226 | 36.5834 | -121.8569 | DEL MONTE 210342226 | 74 | 298 | 21669.4281 | 4032.3201 | 17637.108 | 616.5067 | 691.6034 | 0.00023341 | 0.00020969 | 3.0489 | 22.8333 | 2356 | 1.393e-05 | 268.1334 | 23903.8721 | 0
Central Coast | 995 | 178 | 414.9937 | 338 | 499.5894 | 20 | 1.4437 | 5.0674 | 15.6289 | 0.049186 | 0.055448 | 1.1187 | 1.4 | 2.0931e-06 | 3.8643e-05 | 0.52663 | 0.83067 | {D5629837-45B4-4B33-A660-AFDD9F409AB3} | 182852201 | VIEJO 2201 | 9490 | 36.5661 | -121.9352 | VIEJO 22019490 | 106 | 77 | 6576.0945 | 3484.3168 | 3091.7777 | 2513.194 | 1612.0331 | 0.00077285 | 0.00069769 | 2.3314 | 16.9 | 2357 | 4.1862e-05 | 268.1334 | 23905.4328 | 0
Central Coast | 6591 | 220 | 751.7578 | 357 | 820.3251 | 51 | 1.0293 | 43.8834 | 158.9342 | 0.15321 | 1.0653 | 5.8361 | 1.0003 | 2.5218e-06 | 3.8256e-05 | 0.61625 | 0.91641 | {96F3BFFE-8B25-45FE-9E94-B3CC1506798D} | 182291102 | HATTON 1102 | 648928 | 36.5332 | -121.9152 | HATTON 1102648928 | 78 | 50 | 8783.1151 | 7661.8083 | 1121.3068 | 5792.882 | 993.354 | 0.0019511 | 0.0019294 | 3.4171 | 7 | 2360 | 0.00012861 | 268.1334 | 23909.0302 | 0
Central Coast | 6234 | 70 | 179.9512 | 116 | 205.4841 | 8 | 2.2318 | 1.3915 | 3.9025 | 0.034694 | 0.07052 | 0.76087 | 0.75 | 1.4369e-06 | 3.8182e-05 | 0.60345 | 0.87574 | {BA7590D4-FA7A-4E66-A4E2-9385E2F5FD08} | 182852202 | VIEJO 2202 | 9118 | 36.6037 | -121.9358 | VIEJO 22029118 | 93 | 230 | 14881.5039 | 4750.7038 | 10130.8001 | 903.5074 | 2670.7267 | 0.00030545 | 0.00017303 | 2.5707 | 14.5 | 2362 | 1.1495e-05 | 268.1333 | 23909.5913 | 0
Central Coast | 8617 | 20 | 27.5167 | 24 | 30.2358 | 1 |  |  |  |  | 0.97788 | 71.3843 | 1.0332 | 0.0026979 | 3.7616e-05 | 0.83333 | 0.91007 | {7580C145-BC76-4DF0-BE7D-C5FC1E8761E1} | 82931101 | POINT MORETTI 1101 | 35874 | 37.0312 | -122.1871 | POINT MORETTI 110135874 | 16 | 2 | 490.7539 | 440.1765 | 50.5775 | 440.1765 | 50.5775 | 3.7616e-05 | 3.7616e-05 | 1.3758 | 24 | 2368 | 0.0026979 | 268.1333 | 23909.8646 | 0
Central Coast | 3917 | 162 | 332.7948 | 617 | 579.1125 | 67 | 1.2595 | 38.2965 | 129.6204 | 1.093 | 1.37 | 29.9917 | 1.2221 | 4.4939e-06 | 3.7478e-05 | 0.26256 | 0.57466 | {6ADA1603-F38C-494F-A594-401AD43EFE67} | 182371111 | LAURELES 1111 | circuit_breaker | 36.4777 | -121.7272 | LAURELES 1111circuit_breaker | 131 | 223 | 30691.2071 | 13157.523 | 17533.6841 | 11332.9679 | 7370.0132 | 0.002511 | 0.0025971 | 2.0543 | 9.209 | 2370 | 0.00030109 | 268.1306 | 23916.9024 | 0
Central Coast | 1950 | 1 | 4.0491 | 24 | 43.523 | 1 |  |  |  |  | 0.0066372 | 16.042 | 1.0332 | 0.0034993 | 3.6762e-05 | 0.041667 | 0.093033 | {CB6D4D73-6698-4949-92C3-C35EC9D09543} | 24101103 | HALF MOON BAY 1103 | 69412 | 37.2032 | -122.401 | HALF MOON BAY 110369412 | 203 | 158 | 40214.2392 | 34521.6852 | 5692.5539 | 21261.3098 | 3166.6716 | 3.6762e-05 | 3.6762e-05 | 4.0491 | 24 | 2377 | 0.0034993 | 268.1303 | 23930.1057 | 1
Central Coast | 4630 | 57 | 80.4 | 388 | 287.4415 | 85 | 1.7623 | 54.1328 | 211.513 | 1.3529 | 7.8868 | 261.2987 | 1.2613 | 0.006454 | 3.6625e-05 | 0.14691 | 0.27971 | {3D2C3694-7F26-47C8-A8D1-149DBF4B8BEA} | 182601104 | OCEANO 1104 | Q12 | 35.1396 | -120.5208 | OCEANO 1104Q12 | 172 | 179 | 43273.232 | 25898.4468 | 17374.7852 | 16245.9078 | 12149.0705 | 0.0031131 | 0.0027545 | 1.4105 | 4.5647 | 2379 | 0.54859 | 268.1268 | 23940.1944 | 0
Central Coast | 8152 | 309 | 498.3118 | 608 | 653.2951 | 24 | 0.22128 | 21.8645 | 115.9597 | 0.033708 | 0.19091 | 12.3023 | 1.0842 | 0.00021964 | 3.6468e-05 | 0.50822 | 0.76277 | {208B7AA1-3DC7-4A8B-92C8-2F0419B8F695} | 83242111 | MORGAN HILL 2111 | 4461 | 37.0838 | -121.7754 | MORGAN HILL 21114461 | 35 | 85 | 6953.9073 | 3633.9489 | 3319.9584 | 3633.9489 | 3319.9584 | 0.00087523 | 0.001605 | 1.6127 | 25.3333 | 2381 | 0.0052714 | 267.5782 | 23942.4511 | 0
Central Coast | 1097 | 167 | 378.3717 | 795 | 777.3106 | 92 | 1.4667 | 27.2846 | 176.2483 | 0.32363 | 0.96109 | 30.8649 | 0.98663 | 0.00015027 | 3.6452e-05 | 0.21006 | 0.48677 | {98ADBEF9-BACB-4586-BAAB-FCF78599AE57} | 83242104 | MORGAN HILL 2104 | XR018 | 37.1274 | -121.6483 | MORGAN HILL 2104XR018 | 293 | 270 | 39263.152 | 17280.6805 | 21982.4715 | 9365.0904 | 13609.1975 | 0.0033536 | 0.0025792 | 2.2657 | 8.6413 | 2382 | 0.013825 | 267.5729 | 23948.2668 | 0
Central Coast | 6777 | 0 | 0 | 15 | 6.708 | 4 | 0.22938 | 1.5375 | 7.048 | 0.14779 | 2.9712 | 10.842 | 1.0011 | 4.2654e-06 | 3.6186e-05 | 0 | 0 | {DA2C7B5E-6C7B-401F-B35E-CA8BB5D3B738} | 182541102 | ATASCADERO 1102 | A26 | 35.4647 | -120.6506 | ATASCADERO 1102A26 | 228 | 363 | 31386.7503 | 11312.8173 | 20073.9331 | 1034.6974 | 2502.23 | 0.00014475 | 0.00020097 |  | 3.75 | 2385 | 1.7062e-05 | 267.5591 | 23948.9094 | 0
Central Coast | 136 | 73 | 182.1581 | 432 | 369.821 | 51 | 1.3832 | 2.3349 | 8.1325 | 0.046902 | 0.26167 | 1.7473 | 1.0033 | 1.5223e-06 | 3.5754e-05 | 0.16898 | 0.49256 | {5EA14457-409E-4700-8C2E-71D96DB5E68C} | 183011102 | MORRO BAY 1102 | W34 | 35.3109 | -120.8251 | MORRO BAY 1102W34 | 202 | 368 | 32896.7111 | 15381.6099 | 17515.1011 | 11103.8333 | 12420.7837 | 0.0018235 | 0.0011604 | 2.4953 | 8.4706 | 2388 | 7.7636e-05 | 267.5591 | 23955.8048 | 0
Central Coast | 233 | 3 | 5.5351 | 8 | 8.4858 | 5 | 0.1846 | 0.14168 | 0.38754 | 0.00096911 | 0 | 0.01854 | 0.2 | 3.6469e-06 | 3.5672e-05 | 0.375 | 0.65227 | {9CE095E8-15BC-49D7-95AC-553D14C8CC1F} | 82021102 | LOS GATOS 1102 | circuit_breaker | 37.2263 | -121.9775 | LOS GATOS 1102circuit_breaker | 263 | 853 | 42940.2549 | 9572.3733 | 33367.8815 | 1766.8106 | 6793.8321 | 0.00017836 | 0.00027448 | 1.845 | 1.6 | 2390 | 1.8234e-05 | 267.559 | 23956.902 | 0
Central Coast | 7033 | 20 | 44.2093 | 32 | 50.3299 | 4 | 2.0368 | 1.1884 | 3.6201 | 0.011757 | 0.60122 | 0.30907 | 1 | 1.4126e-06 | 3.5518e-05 | 0.625 | 0.87839 | {5487E49D-3A5D-43A1-BCCA-6878D14EA68E} | 182852202 | VIEJO 2202 | 35388 | 36.6025 | -121.9344 | VIEJO 220235388 | 24 | 41 | 2459.5705 | 727.2974 | 1732.2731 | 676.3797 | 1299.9247 | 0.00014207 | 8.5054e-05 | 2.2105 | 8 | 2391 | 5.6503e-06 | 267.559 | 23957.3221 | 0
Central Coast | 1865 | 67 | 159.1159 | 149 | 200.1642 | 19 | 0.895 | 14.1775 | 80.7755 | 0.59567 | 0.40626 | 6.0566 | 1.0016 | 2.8049e-06 | 3.5291e-05 | 0.44966 | 0.79493 | {BECA105B-BD3C-4CFB-85DF-E12EFB68ADA7} | 182742104 | SAN BENITO 2104 | circuit_breaker | 36.8688 | -121.5491 | SAN BENITO 2104circuit_breaker | 87 | 53 | 19055.6115 | 14632.0755 | 4423.536 | 7728.5813 | 2254.6308 | 0.00067054 | 0.00070754 | 2.3749 | 7.8421 | 2393 | 5.3294e-05 | 267.5589 | 23962.1215 | 0
Central Coast | 5846 | 19 | 23.3815 | 79 | 57.6201 | 22 | 8.1771 | 377.4403 | 1694.4659 | 68.5242 | 5.9187 | 422.9086 | 1.3244 | 0.0053788 | 3.5254e-05 | 0.24051 | 0.40579 | {648B5D01-67D3-492E-989C-FF81490722DD} | 82831109 | MILPITAS 1109 | XR524 | 37.4496 | -121.8476 | MILPITAS 1109XR524 | 78 | 21 | 20105.5574 | 18154.4959 | 1951.0615 | 16623.6103 | 1164.4222 | 0.00077558 | 0.00038458 | 1.2306 | 3.5909 | 2394 | 0.11833 | 267.5589 | 23972.4448 | 0
Central Coast | 1695 | 9 | 24.2817 | 30 | 36.9951 | 4 | 0.63324 | 1.3343 | 6.8035 | 0.0088668 | 0.85619 | 2.1412 | 2 | 2.3725e-06 | 3.5202e-05 | 0.3 | 0.65635 | {F70B7F2A-1768-433D-8A85-4CF42DC91D6A} | 182371112 | LAURELES 1112 | circuit_breaker | 36.4778 | -121.7273 | LAURELES 1112circuit_breaker | 83 | 213 | 12189.7088 | 3818.0634 | 8371.6454 | 334.2836 | 682.9316 | 0.00014081 | 0.00017915 | 2.698 | 7.5 | 2395 | 9.49e-06 | 267.4406 | 23972.6524 | 0
Central Coast | 7253 | 55 | 92.405 | 154 | 138.7694 | 45 | 2.0278 | 1723.7955 | 12336.9298 | 45.1975 | 1.0414 | 144.2674 | 1.1084 | 4.346e-05 | 3.5171e-05 | 0.35714 | 0.66589 | {0C7E1298-8ED7-4AF4-8E12-9D89E23F7125} | 253671103 | PANOCHE 1103 | 4008 | 36.6115 | -120.929 | PANOCHE 11034008 | 143 | 133 | 79611.2831 | 56762.8241 | 22848.459 | 56762.8241 | 22848.459 | 0.0015827 | 0.0011139 | 1.6801 | 3.4222 | 2396 | 0.0019557 | 267.4406 | 24007.9021 | 0
Central Coast | 3733 | 381 | 753.5169 | 1528 | 1449.9688 | 142 | 0.52696 | 1.0182 | 2.9482 | 0.033297 | 1.9401 | 19.8501 | 1.0667 | 1.5546e-05 | 3.4804e-05 | 0.24935 | 0.51968 | {D8F111B1-64B9-41D7-9211-8173FEC05653} | 83371105 | SARATOGA 1105 | LC14 | 37.2814 | -122.0335 | SARATOGA 1105LC14 | 287 | 323 | 36606.4966 | 17941.3763 | 18665.1203 | 15716.535 | 13460.3012 | 0.0049422 | 0.0058923 | 1.9777 | 10.7606 | 2400 | 0.0022075 | 267.4386 | 24017.662 | 0
Central Coast | 6914 | 339 | 1254.5606 | 465 | 1329.6849 | 43 | 0.79588 | 4.7677 | 10.9153 | 0.013934 | 0.0028972 | 0.81473 | 1.093 | 2.4773e-06 | 3.4715e-05 | 0.72903 | 0.9435 | {4DC9724F-62CE-4CE8-B9B2-FC8D42753B78} | 182852203 | VIEJO 2203 | circuit_breaker | 36.5784 | -121.9082 | VIEJO 2203circuit_breaker | 83 | 148 | 11813.8652 | 5468.3648 | 6345.5004 | 4363.1693 | 2444.4219 | 0.0014927 | 0.001634 | 3.7008 | 10.814 | 2401 | 0.00010652 | 267.4364 | 24020.3716 | 0
Central Coast | 7812 | 407 | 586.1098 | 1270 | 1087.8228 | 113 | 0.21973 | 14.8186 | 76.1587 | 0.060408 | 2.6211 | 42.6019 | 1.1255 | 0.0027135 | 3.471e-05 | 0.32047 | 0.53879 | {4F22013A-C8F8-4C93-9CF0-829946636F4D} | 83242105 | MORGAN HILL 2105 | XR268 | 37.0328 | -121.6835 | MORGAN HILL 2105XR268 | 100 | 61 | 16662.9009 | 12821.0297 | 3841.8712 | 12821.0297 | 3841.8712 | 0.0039222 | 0.0067009 | 1.4401 | 11.2389 | 2402 | 0.30662 | 267.4363 | 24028.3334 | 0
Central Coast | 8441 | 335 | 580.8764 | 1246 | 1097.8784 | 95 | 0.13758 | 30.3359 | 122.2413 | 0.027215 | 1.1405 | 57.7266 | 1.2181 | 0.00075205 | 3.4517e-05 | 0.26886 | 0.52909 | {6CBB7AC4-B511-49AC-B596-895EB516C2D9} | 182631104 | SAN LUIS OBISPO 1104 | 2293 | 35.192 | -120.4565 | SAN LUIS OBISPO 11042293 | 58 | 44 | 17418.3223 | 14494.4535 | 2923.8688 | 14494.4535 | 2923.8688 | 0.0032791 | 0.0055418 | 1.734 | 13.1158 | 2408 | 0.071445 | 267.1297 | 24037.3345 | 0
Central Coast | 2244 | 90 | 217.7725 | 304 | 335.2702 | 55 | 6.3444 | 67.6231 | 332.6853 | 4.4858 | 2.7398 | 56.5382 | 0.94952 | 0.00030266 | 3.3966e-05 | 0.29605 | 0.64954 | {EF084BAC-E8B6-45D7-885C-1A50430DEB23} | 182601104 | OCEANO 1104 | circuit_breaker | 35.1013 | -120.5814 | OCEANO 1104circuit_breaker | 379 | 1013 | 69991.1235 | 24379.2168 | 45611.9066 | 11912.9543 | 16961.5498 | 0.0018681 | 0.00072013 | 2.4197 | 5.5273 | 2413 | 0.016646 | 267.0582 | 24044.7324 | 0
Central Coast | 8990 | 33 | 84.5544 | 196 | 179.6766 | 30 | 1.4942 | 603.5075 | 2113.8128 | 5.7684 | 0.81047 | 258.65 | 1.408 | 0.00038961 | 3.3727e-05 | 0.16837 | 0.47059 | {867AA1B1-4446-48B6-9D80-8E314456C23F} | 182971101 | PURISIMA 1101 | Y44 | 34.7193 | -120.4307 | PURISIMA 1101Y44 | 56 | 24 | 22910.8277 | 18642.1512 | 4268.6765 | 16580.432 | 4115.6873 | 0.0010118 | 0.00090558 | 2.5623 | 6.5333 | 2416 | 0.011688 | 267.0416 | 24055.0289 | 0
Central Coast | 4057 | 206 | 661.2141 | 244 | 682.1921 | 12 |  |  |  |  | 0 | 2.0081 | 0.83444 | 2.2317e-06 | 3.3593e-05 | 0.84426 | 0.96925 | {DA30E872-22F6-4600-80CD-C659254182C9} | 182852202 | VIEJO 2202 | 2606 | 36.5767 | -121.9507 | VIEJO 22022606 | 143 | 147 | 11330.9614 | 5106.4294 | 6224.532 | 1139.9059 | 2095.7364 | 0.00040312 | 0.00040312 | 3.2098 | 20.3333 | 2420 | 2.678e-05 | 267.0299 | 24055.7368 | 0
Central Coast | 3662 | 3 | 6.7662 | 31 | 18.2717 | 3 | 1.3417 | 18.2457 | 65.4603 | 0.15839 | 0 | 0.21895 | 1 | 1.8084e-06 | 3.3135e-05 | 0.096774 | 0.37031 | {51B50550-2616-4B8D-8593-9330C414F251} | 183031101 | PALMER 1101 | M82 | 34.7369 | -120.2589 | PALMER 1101M82 | 240 | 474 | 51410.0855 | 24210.9534 | 27199.1321 | 16759.4337 | 8936.4007 | 9.9404e-05 | 8.1665e-05 | 2.2554 | 10.3333 | 2423 | 5.4252e-06 | 267.0299 | 24066.1444 | 0
Central Coast | 8206 | 67 | 175.4048 | 85 | 184.9132 | 23 | 0.59189 | 17.71 | 79.2144 | 0.082131 | 0.42343 | 62.0148 | 1.1492 | 2.5865e-05 | 3.3022e-05 | 0.78824 | 0.94858 | {BB161BB9-B628-4038-939A-BDBCD448B75E} | 182941101 | OTTER 1101 | circuit_breaker | 36.3804 | -121.8989 | OTTER 1101circuit_breaker | 84 | 58 | 12237.2257 | 10779.267 | 1457.9587 | 9899.5429 | 1022.5664 | 0.00075951 | 0.00092371 | 2.618 | 3.6957 | 2425 | 0.00059489 | 267.0298 | 24072.292 | 0
Central Coast | 2019 | 162 | 486.6543 | 583 | 725.5642 | 138 | 2.9953 | 223.7388 | 735.3356 | 4.7537 | 9.8252 | 325.5945 | 1.3503 | 0.0073091 | 3.2922e-05 | 0.27787 | 0.67073 | {B215B9B7-F7F3-4553-8BC7-ED531B03358B} | 183041101 | BUELLTON 1101 | Y06 | 34.6201 | -120.2103 | BUELLTON 1101Y06 | 402 | 359 | 97752.0286 | 64675.3298 | 33076.6988 | 46315.0095 | 22714.0827 | 0.0045432 | 0.0024942 | 3.004 | 4.2246 | 2426 | 1.0087 | 267.0293 | 24101.0536 | 0
Central Coast | 8738 | 49 | 77.0078 | 305 | 223.7507 | 26 | 0.80169 | 32.2249 | 100.4949 | 0.079952 | 0.45967 | 15.279 | 1.0514 | 2.4274e-06 | 3.2708e-05 | 0.16066 | 0.34417 | {10DE6DA0-CA5B-473A-800A-83AA9ED5A37C} | 182371111 | LAURELES 1111 | 6421 | 36.4545 | -121.6954 | LAURELES 11116421 | 24 | 23 | 3999.3276 | 2777.3682 | 1221.9594 | 2777.3682 | 1221.9594 | 0.00085041 | 0.00095002 | 1.5716 | 11.7308 | 2431 | 6.3112e-05 | 266.0206 | 24102.7783 | 0
Central Coast | 4076 | 410 | 546.0728 | 1678 | 1329.5867 | 207 | 0.67737 | 110.6461 | 490.3432 | 1.066 | 2.1445 | 175.342 | 1.1397 | 0.0016525 | 3.2622e-05 | 0.24434 | 0.41071 | {DABFD7CD-8833-44A0-9DBA-3E8A3AC2C2CC} | 182611104 | PASO ROBLES 1104 | R12 | 35.6607 | -120.7652 | PASO ROBLES 1104R12 | 344 | 216 | 80249.7772 | 64641.2434 | 15608.5338 | 42365.8362 | 12283.4585 | 0.0067527 | 0.0093385 | 1.3319 | 8.1063 | 2432 | 0.34206 | 266.0205 | 24129.0875 | 0
Central Coast | 8058 | 190 | 364.1094 | 953 | 841.5652 | 82 | 1.0215 | 14.8837 | 43.8937 | 0.11038 | 2.4508 | 13.4139 | 1.0226 | 1.5088e-05 | 3.246e-05 | 0.19937 | 0.43266 | {2B443255-954D-4EC2-B244-9180B8A8FF9D} | 182222104 | DEL MONTE 2104 | 36720 | 36.5217 | -121.7921 | DEL MONTE 210436720 | 181 | 206 | 22281.7997 | 12840.8619 | 9440.9378 | 9052.9085 | 4096.6561 | 0.0026617 | 0.0026173 | 1.9164 | 11.622 | 2433 | 0.0012372 | 265.6785 | 24134.7094 | 0
Central Coast | 8737 | 43 | 68.6179 | 87 | 79.7778 | 34 | 1.2775 | 806.8025 | 5048.678 | 17.2948 | 6.0006 | 1216.9892 | 1.6314 | 0.0014654 | 3.2095e-05 | 0.49425 | 0.86011 | {A0B1EC87-107D-4315-9E85-F1BAB9E02281} | 182562102 | CHOLAME 2102 | 5597 | 35.9123 | -120.4394 | CHOLAME 21025597 | 22 | 20 | 9173.0617 | 8229.9238 | 943.1379 | 8229.9238 | 943.1379 | 0.0010912 | 0.00099224 | 1.5958 | 2.5588 | 2440 | 0.049822 | 265.6772 | 24139.8202 | 0
Central Coast | 4261 | 46 | 74.5608 | 99 | 107.3031 | 10 | 1.4739 | 140.1641 | 665.8318 | 2.9442 | 0.6458 | 102.6544 | 1.0173 | 1.7726e-05 | 3.1751e-05 | 0.46465 | 0.69486 | {C1E68105-3858-4273-9D69-DD27BF248870} | 182731102 | RESERVATION ROAD 1102 | 22136 | 36.5969 | -121.6245 | RESERVATION ROAD 110222136 | 93 | 79 | 14610.5881 | 8902.7374 | 5707.8507 | 1694.8476 | 766.7552 | 0.00031751 | 0.00026169 | 1.6209 | 9.9 | 2443 | 0.00017726 | 265.6274 | 24140.8727 | 0
Central Coast | 7806 | 52 | 121.4384 | 129 | 165.3554 | 9 | 1.934 | 1.2546 | 4.9667 | 0.047613 | 0 | 0.11315 | 0.88889 | 1.5199e-06 | 3.1724e-05 | 0.4031 | 0.73441 | {7DB70BC4-94B0-4E36-9BF7-CCF146742A63} | 182852202 | VIEJO 2202 | 9089 | 36.6057 | -121.938 | VIEJO 22029089 | 40 | 191 | 11578.2118 | 2685.7224 | 8892.4894 | 2193.9182 | 6817.2226 | 0.00028551 | 0.00020591 | 2.3354 | 14.3333 | 2444 | 1.3679e-05 | 265.6272 | 24142.2351 | 0
Central Coast | 5553 | 3 | 12.1472 | 28 | 28.2763 | 9 | 5.0692 | 340.6697 | 1025.8418 | 20.7505 | 16.0887 | 405.9212 | 1.1212 | 0.005729 | 3.1646e-05 | 0.10714 | 0.42959 | {F7BA05AD-8E42-4B6D-9E07-B1C94132C1D1} | 183101103 | CABRILLO 1103 | 1437 | 34.6008 | -120.2786 | CABRILLO 11031437 | 47 | 53 | 9893.9554 | 7854.9148 | 2039.0405 | 4397.9316 | 1548.8938 | 0.00028481 | 0.00017455 | 4.0491 | 3.1111 | 2446 | 0.051561 | 265.6272 | 24144.9662 | 0
Central Coast | 5764 | 42 | 142.3259 | 81 | 163.1164 | 8 |  |  |  |  | 0 | 0.052244 | 1 | 2.0845e-06 | 3.1378e-05 | 0.51852 | 0.87254 | {7C0AA1F8-3024-4D35-BAB8-1475B467A597} | 182852201 | VIEJO 2201 | 9698 | 36.5726 | -121.9437 | VIEJO 22019698 | 35 | 50 | 3493.0142 | 1448.8828 | 2044.1314 | 912.5815 | 1465.1638 | 0.00025102 | 0.00025102 | 3.3887 | 10.125 | 2451 | 1.6676e-05 | 265.5757 | 24145.5329 | 0
Central Coast | 6503 | 100 | 328.2331 | 423 | 507.6839 | 59 | 0.77772 | 194.5475 | 985.3905 | 1.5794 | 1.0837 | 138.1314 | 1.1331 | 0.0021363 | 3.1354e-05 | 0.23641 | 0.64653 | {A2EAD6B1-6208-4216-A913-DC206F2BE25D} | 183101104 | CABRILLO 1104 | Y24 | 34.633 | -120.4541 | CABRILLO 1104Y24 | 97 | 84 | 34860.1905 | 30947.8055 | 3912.385 | 28736.9146 | 3853.7668 | 0.0018499 | 0.0023907 | 3.2823 | 7.1695 | 2452 | 0.12604 | 265.5756 | 24163.3785 | 0
Central Coast | 6840 | 333 | 655.5165 | 929 | 1014.6237 | 89 | 2.3618 | 52.3364 | 248.9468 | 1.6047 | 1.1764 | 77.9415 | 1.1992 | 0.00013772 | 3.1302e-05 | 0.35845 | 0.64607 | {BF5568ED-9C16-497C-B05F-AE0C967E64B7} | 182941102 | OTTER 1102 | 2002 | 36.2249 | -121.759 | OTTER 11022002 | 105 | 77 | 16530.0941 | 13828.3943 | 2701.6998 | 13828.3943 | 2701.6998 | 0.0027859 | 0.0019036 | 1.9685 | 10.4382 | 2453 | 0.012257 | 265.4496 | 24171.966 | 0
Central Coast | 2988 | 666 | 875.0203 | 2573 | 1972.6813 | 410 | 1.7543 | 241.6035 | 1991.4568 | 6.441 | 0.66113 | 38.5818 | 1.0908 | 3.0887e-05 | 3.1222e-05 | 0.25884 | 0.44357 | {C78621C3-DA62-4FAA-872F-5C934F1DDE39} | 182371111 | LAURELES 1111 | 432 | 36.3975 | -121.6492 | LAURELES 1111432 | 375 | 363 | 106473.6415 | 79055.4755 | 27418.166 | 79055.4755 | 27418.166 | 0.012801 | 0.0095807 | 1.3138 | 6.2756 | 2454 | 0.012664 | 265.4373 | 24221.0594 | 0
Central Coast | 4927 | 36 | 97.1668 | 95 | 134.1575 | 11 | 0.67578 | 70.3423 | 248.2973 | 0.88081 | 2.8825 | 161.2975 | 1.1044 | 0.00012588 | 3.1215e-05 | 0.37895 | 0.72427 | {A0B73F98-66D4-44F0-A30D-DD6726111A66} | 83192101 | GREEN VALLEY 2101 | 12130 | 36.939 | -121.7423 | GREEN VALLEY 210112130 | 263 | 316 | 55330.631 | 27999.4589 | 27331.1721 | 2080.1983 | 1853.6105 | 0.00034337 | 0.00045518 | 2.6991 | 8.6364 | 2455 | 0.0013847 | 265.4247 | 24222.3512 | 0
Central Coast | 7016 | 32 | 85.8559 | 125 | 136.6158 | 9 | 0.14525 | 0.078703 | 0.00076723 | 3.1402e-07 | 0.00024582 | 0.63284 | 0.33382 | 2.6901e-06 | 3.108e-05 | 0.256 | 0.62845 | {91797B82-A1A4-4508-99A7-6356F1982129} | 83371107 | SARATOGA 1107 | 6867 | 37.2545 | -122.0332 | SARATOGA 11076867 | 22 | 92 | 5582.5847 | 1327.3586 | 4255.2261 | 985.9493 | 3348.1273 | 0.00027972 | 0.00036445 | 2.683 | 13.8889 | 2456 | 2.4211e-05 | 265.4233 | 24222.9635 | 0
Central Coast | 3744 | 33 | 124.9776 | 159 | 203.8545 | 33 | 1.999 | 17.1661 | 53.0031 | 0.11674 | 0.5941 | 19.3835 | 1.2869 | 1.9359e-06 | 3.1078e-05 | 0.20755 | 0.61307 | {72519E2E-220A-434F-A310-3B8078E34E61} | 182971101 | PURISIMA 1101 | circuit_breaker | 34.7006 | -120.4354 | PURISIMA 1101circuit_breaker | 55 | 169 | 16363.7025 | 7381.7293 | 8981.9732 | 5755.7195 | 250.1735 | 0.0010256 | 0.0010216 | 3.7872 | 4.8182 | 2457 | 6.3885e-05 | 265.4233 | 24226.5378 | 0
Central Coast | 5620 | 9 | 13.8708 | 70 | 53.7771 | 4 | 0 | 0 | 0 | 0 | 0.59845 | 0.59137 | 1 | 2.8173e-06 | 3.084e-05 | 0.12857 | 0.25793 | {5627B063-B665-4EAB-9B4A-39C8A753C0BC} | 182721102 | SANTA YNEZ 1102 | 320270 | 34.5995 | -120.1277 | SANTA YNEZ 1102320270 | 69 | 121 | 10570.9207 | 4497.6237 | 6073.297 | 464.6996 | 249.4747 | 0.00012336 | 0.00016964 | 1.5412 | 17.5 | 2460 | 1.1269e-05 | 265.4232 | 24226.8264 | 0
Central Coast | 994 | 7 | 11.2947 | 8 | 11.9744 | 1 |  |  |  |  | 0 | 0 | 0 | 2.0361e-06 | 3.065e-05 | 0.875 | 0.94323 | {3ECE28A7-9E9D-4AFE-8619-84A42C55B001} | 14091106 | CASTRO VALLEY 1106 | MR337 | 37.7052 | -122.0623 | CASTRO VALLEY 1106MR337 | 453 | 2862 | 149629.9495 | 30443.3196 | 119186.6299 | 13193.9222 | 26359.1951 | 3.065e-05 | 3.065e-05 | 1.6135 | 8 | 2461 | 2.0361e-06 | 265.4232 | 24235.0198 | 0
Central Coast | 931 | 1 | 1.2277 | 1 | 1.2277 | 1 |  |  |  |  | 1.0531 | 1.3403 | 1 | 2.0361e-06 | 3.0649e-05 | 1 | 1 | {76970631-2436-4433-8ABE-AE41F160A6E0} | 83481109 | STELLING 1109 | 13228 | 37.3103 | -122.0504 | STELLING 110913228 | 234 | 728 | 45096.9939 | 13588.5968 | 31508.3971 | 1453.4738 | 1893.0247 | 3.0649e-05 | 3.0649e-05 | 1.2277 | 1 | 2462 | 2.0361e-06 | 265.4232 | 24235.9224 | 0
Central Coast | 7553 | 12 | 38.7169 | 22 | 45.0666 | 9 |  |  |  |  | 5.7062 | 396.5175 | 1.2321 | 0.0017264 | 3.0463e-05 | 0.54545 | 0.85911 | {2DBCA866-9F0D-46E8-B9B3-4863FA94560D} | 182821103 | MESA 1103 | M92 | 35.0168 | -120.4802 | MESA 1103M92 | 230 | 351 | 28394.1427 | 12733.2432 | 15660.8996 | 1573.0951 | 959.5422 | 0.00027417 | 0.00027417 | 3.2264 | 2.4444 | 2466 | 0.015537 | 265.4232 | 24236.8993 | 0
Central Coast | 2693 | 61 | 92.7845 | 124 | 133.4033 | 23 | 0.062883 | 6.3656 | 10.6055 | 0.0052609 | 17.4744 | 190.9969 | 1.3083 | 0.080049 | 2.8948e-05 | 0.49194 | 0.69552 | {90A67B0B-7B04-4738-A6BC-63EA48062380} | 182742101 | SAN BENITO 2101 | 36912 | 36.8384 | -121.5204 | SAN BENITO 210136912 | 130 | 128 | 27401.1585 | 20320.0338 | 7081.1247 | 7482.8922 | 2275.3579 | 0.00066581 | 0.00095572 | 1.5211 | 5.3913 | 2475 | 1.8411 | 265.4077 | 24241.5462 | 0
Central Coast | 9177 | 15 | 25.3283 | 55 | 47.6626 | 8 | 0.79919 | 8.8751 | 28.4148 | 0.52553 | 14.3421 | 570.7733 | 1.3042 | 0.0076224 | 2.889e-05 | 0.27273 | 0.53141 | {9CF012F9-04AA-46D1-BCF0-338A1EC7E054} | 83182101 | LLAGAS 2101 | 4523 | 37.0193 | -121.5204 | LLAGAS 21014523 | 44 | 52 | 8826.1169 | 4420.7892 | 4405.3277 | 1169.9655 | 1078.7883 | 0.00023112 | 0.00026005 | 1.6886 | 6.875 | 2477 | 0.06098 | 263.5665 | 24242.2727 | 0
Central Coast | 542 | 3 | 11.9143 | 3 | 11.9143 | 1 |  |  |  |  | 0 | 0.10066 | 1 | 1.9085e-06 | 2.8729e-05 | 1 | 1 | {58E90993-9BBD-4F51-9BA9-AD36025808B4} | 83531103 | MC KEE 1103 | XR028 | 37.3918 | -121.8336 | MC KEE 1103XR028 | 251 | 857 | 57415.5121 | 16781.1982 | 40634.3139 | 1085.7736 | 195.366 | 2.8729e-05 | 2.8729e-05 | 3.9714 | 3 | 2482 | 1.9085e-06 | 263.5055 | 24242.947 | 0
Central Coast | 571 | 231 | 436.2099 | 501 | 527.186 | 176 | 2.2928 | 856.2027 | 5414.514 | 19.544 | 2.1921 | 286.7768 | 1.3727 | 3.4072e-05 | 2.8457e-05 | 0.46108 | 0.82743 | {1C274C9D-0345-4C36-BC5D-8A798BD2686F} | 83392110 | SWIFT 2110 | XR332 | 37.3488 | -121.6156 | SWIFT 2110XR332 | 231 | 130 | 87615.8963 | 79862.0317 | 7753.8646 | 79862.0317 | 7753.8646 | 0.0050085 | 0.0030523 | 1.8884 | 2.8466 | 2486 | 0.0059967 | 263.5055 | 24292.5413 | 0
Central Coast | 6975 | 103 | 132.4058 | 355 | 299.8773 | 45 | 2.0879 | 362.0941 | 1744.0427 | 19.4661 | 4.6424 | 271.864 | 1.2707 | 0.012432 | 2.8208e-05 | 0.29014 | 0.44153 | {2B5B2782-BD1A-416F-A256-E14A66306210} | 182721101 | SANTA YNEZ 1101 | Y16 | 34.5994 | -120.0995 | SANTA YNEZ 1101Y16 | 142 | 70 | 28439.0414 | 23205.9514 | 5233.09 | 12159.0407 | 1806.243 | 0.0012694 | 0.0012233 | 1.2855 | 7.8889 | 2487 | 0.55943 | 263.4996 | 24300.0921 | 0
Central Coast | 5885 | 232 | 754.5545 | 357 | 827.4904 | 38 | 0.39144 | 2.4802 | 9.1302 | 0.042719 | 0.056649 | 0.62594 | 0.73684 | 2.4023e-06 | 2.8156e-05 | 0.64986 | 0.91186 | {743AA0A1-467D-436E-BBF0-31F00EC2544E} | 183071101 | PERRY 1101 | W12 | 35.5488 | -121.0891 | PERRY 1101W12 | 183 | 677 | 37403.451 | 10253.6179 | 27149.8331 | 5951.1009 | 16275.189 | 0.0010699 | 0.0013282 | 3.2524 | 9.3947 | 2489 | 9.1287e-05 | 262.9401 | 24303.7877 | 0
Central Coast | 7589 | 213 | 320.7349 | 1048 | 836.1248 | 156 | 0.404 | 183.4407 | 1377.2923 | 0.22184 | 1.3455 | 44.9998 | 1.0703 | 0.00016085 | 2.7922e-05 | 0.20324 | 0.3836 | {3BA4B8C1-556E-4444-9F96-4ADCA52FD345} | 183181101 | SAN JUSTO 1101 | 4002 | 36.8322 | -121.5312 | SAN JUSTO 11014002 | 189 | 160 | 44028.8944 | 30436.1969 | 13592.6975 | 29265.3642 | 13289.9151 | 0.0043559 | 0.0056581 | 1.5058 | 6.7179 | 2492 | 0.025092 | 262.94 | 24321.9615 | 0
Central Coast | 2189 | 334 | 422.9901 | 1311 | 1032.2025 | 94 | 0.77288 | 11.9276 | 38.3455 | 0.070852 | 0.32529 | 12.0889 | 0.99355 | 2.4629e-06 | 2.7679e-05 | 0.25477 | 0.40979 | {ED3D87A2-B26D-4CB8-8B3D-56CD442881C5} | 83432103 | HICKS 2103 | LB50 | 37.2216 | -121.9083 | HICKS 2103LB50 | 91 | 42 | 26450.5229 | 21326.6152 | 5123.9077 | 18634.0428 | 4468.185 | 0.0026018 | 0.0034849 | 1.2664 | 13.9468 | 2496 | 0.00023151 | 262.9149 | 24333.5333 | 0
Central Coast | 1431 | 0 | 0 | 13 | 8.613 | 5 | 0 | 0 | 0 | 0 | 1.5168 | 109.684 | 1.1027 | 2.1279e-05 | 2.758e-05 | 0 | 0 | {528CF887-3009-4BDA-941C-23A6FE9B29B6} | 182082103 | LOS OSITOS 2103 | 3010 | 36.2805 | -121.3061 | LOS OSITOS 21033010 | 288 | 442 | 74452.0659 | 49974.2997 | 24477.7662 | 49533.9507 | 24477.7662 | 0.0001379 | 0.00016493 |  | 2.6 | 2498 | 0.0001064 | 262.9147 | 24364.2938 | 0
Central Coast | 9245 | 7 | 8.7249 | 51 | 34.7901 | 17 | 0.96503 | 56.6209 | 197.8439 | 0.31327 | 0.11661 | 11.254 | 1.0203 | 1.8693e-06 | 2.7566e-05 | 0.13725 | 0.25079 | {F1939199-12BC-4979-94F2-EFC54D60817D} | 182371111 | LAURELES 1111 | 84523 | 36.4267 | -121.6767 | LAURELES 111184523 | 7 | 9 | 3683.4244 | 1964.6047 | 1718.8197 | 1964.6047 | 1718.8197 | 0.00046862 | 0.00047835 | 1.2464 | 3 | 2499 | 3.1778e-05 | 262.9146 | 24365.5139 | 0
Central Coast | 3709 | 81 | 256.338 | 134 | 280.7779 | 34 | 0.75033 | 67.5933 | 484.3357 | 3.6967 | 0.51425 | 16.6549 | 1.0273 | 0.00010181 | 2.7438e-05 | 0.60448 | 0.91296 | {0C127574-7596-4A86-A384-D65556DA9180} | 183011102 | MORRO BAY 1102 | 47584 | 35.3115 | -120.8535 | MORRO BAY 110247584 | 93 | 138 | 21189.9911 | 15483.3273 | 5706.6638 | 14612.5687 | 4924.865 | 0.0009329 | 0.0010549 | 3.1647 | 3.9412 | 2500 | 0.0034617 | 262.9146 | 24374.5883 | 0
Central Coast | 8137 | 154 | 186.8199 | 627 | 442.051 | 33 | 0.61681 | 25.4463 | 195.603 | 0.91843 | 0.32388 | 38.2813 | 1.1746 | 2.7998e-06 | 2.7305e-05 | 0.24561 | 0.42262 | {0BEAB8A7-7BDA-4BC0-A9A3-2A5F9C79AF1D} | 83481110 | STELLING 1110 | 2243 | 37.2777 | -122.1116 | STELLING 11102243 | 19 | 45 | 7731.4026 | 3010.4448 | 4720.9578 | 3010.4448 | 4720.9578 | 0.00090107 | 0.0011829 | 1.2131 | 19 | 2502 | 9.2395e-05 | 262.9111 | 24376.4577 | 0
Central Coast | 1077 | 55 | 175.0543 | 63 | 180.2685 | 10 | 0.5642 | 54.0419 | 156.6975 | 0.17682 | 9.5031 | 95.7898 | 1.3142 | 0.0017144 | 2.7167e-05 | 0.87302 | 0.97108 | {723FB00A-7C12-42CB-85FE-70F2D7BE445E} | 183101103 | CABRILLO 1103 | Y12 | 34.6648 | -120.4223 | CABRILLO 1103Y12 | 344 | 295 | 78123.816 | 49554.7865 | 28569.0295 | 40069.4408 | 24697.5294 | 0.00027167 | 0.000337 | 3.1828 | 6.3 | 2503 | 0.017144 | 262.911 | 24401.3409 | 0
Central Coast | 3230 | 14 | 42.5782 | 53 | 59.0312 | 13 | 1.9051 | 81.2159 | 271.745 | 2.3429 | 2.1162 | 100.395 | 1.0727 | 0.00018055 | 2.7074e-05 | 0.26415 | 0.72128 | {6ECC9377-E065-4FCE-971C-2036CD830EDE} | 182571103 | DIVIDE 1103 | 48160 | 34.8293 | -120.4499 | DIVIDE 110348160 | 101 | 133 | 25738.7088 | 21090.6373 | 4648.0716 | 4025.5628 | 4268.3111 | 0.00035197 | 0.00021634 | 3.0413 | 4.0769 | 2504 | 0.0023472 | 262.8939 | 24403.8407 | 0
Central Coast | 6315 | 10 | 18.0663 | 37 | 35.1378 | 7 | 1.0989 | 126.9569 | 733.3425 | 1.2288 | 1.7626 | 51.0885 | 1.0619 | 0.00029356 | 2.6925e-05 | 0.27027 | 0.51416 | {BEF6045A-3518-436C-A876-62625F5A4B60} | 182951101 | FOOTHILL 1101 | 549904 | 35.2965 | -120.7659 | FOOTHILL 1101549904 | 207 | 227 | 48545.8649 | 28248.1164 | 20297.7485 | 12017.3608 | 7935.1372 | 0.00018848 | 0.00021964 | 1.8066 | 5.2857 | 2506 | 0.0020549 | 262.8915 | 24411.3035 | 0
Central Coast | 4931 | 26 | 47.3659 | 163 | 114.3284 | 25 | 0.8297 | 17.3553 | 76.3537 | 0.10427 | 1.1245 | 30.6598 | 1.0946 | 0.00028351 | 2.6656e-05 | 0.15951 | 0.4143 | {196F79B3-5D9F-4F99-B311-272A909D0DD7} | 182631107 | SAN LUIS OBISPO 1107 | V18 | 35.1831 | -120.7039 | SAN LUIS OBISPO 1107V18 | 91 | 199 | 14330.2897 | 6444.7052 | 7885.5845 | 4192.834 | 1240.3861 | 0.00066641 | 0.00074821 | 1.8218 | 6.52 | 2509 | 0.0070877 | 262.8895 | 24413.9073 | 0
Central Coast | 6119 | 83 | 110.3541 | 245 | 196.8869 | 56 | 0.60754 | 592.9452 | 4371.2381 | 5.1134 | 1.2569 | 44.4748 | 0.9874 | 7.5143e-05 | 2.646e-05 | 0.33878 | 0.56049 | {522758DC-D04C-45F3-86B0-6920B5847932} | 182492105 | HOLLISTER 2105 | 4048 | 36.719 | -121.2811 | HOLLISTER 21054048 | 181 | 145 | 59691.2096 | 44906.9277 | 14784.2819 | 26554.045 | 8787.7332 | 0.0014817 | 0.0019477 | 1.3296 | 4.375 | 2510 | 0.004208 | 262.8824 | 24430.3973 | 0
Central Coast | 7486 | 0 | 0 | 23 | 12.0018 | 2 | 0 | 0 | 0 | 0 | 0.10398 | 62.0774 | 1 | 3.5715e-06 | 2.6235e-05 | 0 | 0 | {FC7EF3C1-E676-4F19-A408-525DCCC4AA40} | 82161102 | LOYOLA 1102 | LL12 | 37.3578 | -122.1331 | LOYOLA 1102LL12 | 165 | 141 | 18434.3177 | 9731.1646 | 8703.1531 | 176.3756 | 170.7533 | 5.2471e-05 | 0.00010753 |  | 11.5 | 2512 | 7.1431e-06 | 262.8782 | 24430.5069 | 0
Central Coast | 606 | 7 | 14.6213 | 23 | 22.2786 | 10 | 0.40652 | 856.2188 | 4905.334 | 1.9941 | 0.37323 | 79.8245 | 0.92412 | 2.0605e-05 | 2.6115e-05 | 0.30435 | 0.6563 | {8EF9C157-EB82-4F95-9143-D4D285784E19} | 182492105 | HOLLISTER 2105 | 4724 | 36.7269 | -121.2708 | HOLLISTER 21054724 | 188 | 148 | 55281.9322 | 42311.0841 | 12970.848 | 7277.4055 | 321.0405 | 0.00026115 | 0.00028194 | 2.0888 | 2.3 | 2513 | 0.00020605 | 262.8782 | 24435.0261 | 0
Central Coast | 8101 | 82 | 166.9661 | 702 | 517.9773 | 62 | 0.8542 | 37.2064 | 426.4165 | 4.0879 | 2.8959 | 47.8641 | 1.2954 | 0.00069313 | 2.6104e-05 | 0.11681 | 0.32234 | {80D44D26-A5B1-4132-A46C-9B3A91131779} | 83481110 | STELLING 1110 | 9265 | 37.2937 | -122.1021 | STELLING 11109265 | 58 | 42 | 13575.0432 | 9183.0563 | 4391.9869 | 9183.0563 | 4391.9869 | 0.0016184 | 0.0022868 | 2.0362 | 11.3226 | 2514 | 0.042974 | 262.878 | 24440.7288 | 0
Central Coast | 5601 | 24 | 73.8393 | 144 | 123.4969 | 21 | 0.87515 | 278.9159 | 1719.5841 | 7.144 | 1.1535 | 60.3903 | 1.0252 | 0.00054983 | 2.6028e-05 | 0.16667 | 0.5979 | {30D7373B-D31B-4D5D-82BF-42F5B4929DAA} | 183071101 | PERRY 1101 | circuit_breaker | 35.571 | -121.0556 | PERRY 1101circuit_breaker | 45 | 25 | 5600.52 | 4085.1746 | 1515.3454 | 4085.1746 | 1515.3454 | 0.0005466 | 0.00061225 | 3.0766 | 6.8571 | 2515 | 0.011547 | 262.835 | 24443.2657 | 0
Central Coast | 2408 | 91 | 327.5664 | 118 | 344.5879 | 13 | 1.16 | 3.9442 | 12.4607 | 0.035247 | 0.22668 | 0.63405 | 1 | 1.4731e-06 | 2.5726e-05 | 0.77119 | 0.9506 | {BEBF2F35-AA76-45BC-AFD8-E27852839913} | 182852202 | VIEJO 2202 | 9112 | 36.6048 | -121.9339 | VIEJO 22029112 | 119 | 440 | 25409.0833 | 5823.4278 | 19585.6555 | 1129.5145 | 2069.2012 | 0.00033444 | 0.00028827 | 3.5996 | 9.0769 | 2522 | 1.9151e-05 | 262.8234 | 24443.9671 | 0
Central Coast | 732 | 1 | 1.812 | 3 | 3.1716 | 2 | 0.21512 | 4.8927 | 11.7546 | 0.0025287 | 0.099558 | 70.0585 | 1.1405 | 1.7373e-05 | 2.5631e-05 | 0.33333 | 0.57133 | {D9D7498B-EECD-46C9-B5F7-8D9ED4F7E924} | 182331101 | GABILAN 1101 | 3034 | 36.7317 | -121.613 | GABILAN 11013034 | 295 | 497 | 60880.288 | 33368.5845 | 27511.7036 | 558.7507 | 0 | 5.1262e-05 | 6.837e-05 | 1.812 | 1.5 | 2524 | 3.4746e-05 | 262.8234 | 24444.3141 | 0
Central Coast | 8192 | 132 | 430.0828 | 156 | 445.5348 | 8 | 0.11093 | 4.6703 | 9.1322 | 0.001013 | 0.039823 | 0.71442 | 2 | 1.3359e-06 | 2.5606e-05 | 0.84615 | 0.96532 | {8E85DA31-E8CD-4D80-BE55-60AFA6937F74} | 182852202 | VIEJO 2202 | 9488 | 36.5902 | -121.9442 | VIEJO 22029488 | 54 | 23 | 2787.0272 | 2122.5518 | 664.4753 | 1141.9334 | 451.9397 | 0.00020485 | 0.00022526 | 3.2582 | 19.5 | 2525 | 1.0687e-05 | 262.8234 | 24445.0233 | 0
Central Coast | 6297 | 110 | 169.4783 | 1014 | 740.7668 | 204 |  |  |  |  | 4.3934 | 220.5243 | 1.2602 | 0.00085758 | 2.5576e-05 | 0.10848 | 0.22879 | {BE479CE6-8809-4A3B-A6FB-86A2FCDE06C2} | 182811103 | SISQUOC 1103 | M14 | 34.8831 | -120.2779 | SISQUOC 1103M14 | 287 | 244 | 79997.4768 | 52362.2316 | 27635.2452 | 32732.59 | 21409.7734 | 0.0052176 | 0.0052176 | 1.5407 | 4.9706 | 2527 | 0.17495 | 262.8234 | 24465.3502 | 0
Central Coast | 6493 | 46 | 73.7122 | 116 | 120.8482 | 34 | 1.2487 | 339.6919 | 1503.1974 | 4.7332 | 4.1976 | 741.3812 | 1.6564 | 0.0023071 | 2.4797e-05 | 0.39655 | 0.60996 | {F73EB641-FFE0-4811-B0D3-9263F0EA89B1} | 183031101 | PALMER 1101 | M84 | 34.8206 | -120.2892 | PALMER 1101M84 | 188 | 61 | 42374.9741 | 39207.0427 | 3167.9314 | 34798.532 | 2468.9787 | 0.0008431 | 0.00099001 | 1.6024 | 3.4118 | 2536 | 0.078441 | 262.6484 | 24486.9601 | 0
Central Coast | 1767 | 0 | 0 | 1 | 0.45574 | 1 |  |  |  |  | 0.073009 | 0.0073009 | 1 | 1.6459e-06 | 2.4776e-05 | 0 | 0 | {534A451C-57DA-44B8-B8BC-2F5C24A553D0} | 83242105 | MORGAN HILL 2105 | XR578 | 37.1273 | -121.6629 | MORGAN HILL 2105XR578 | 29 | 78 | 4202.438 | 1108.6732 | 3093.7648 | 251.9162 | 435.8843 | 2.4776e-05 | 2.4776e-05 |  | 1 | 2538 | 1.6459e-06 | 262.57 | 24487.1165 | 0
Central Coast | 7585 | 49 | 102.1617 | 494 | 369.7352 | 45 | 0.037498 | 0.17353 | 0.057242 | 2.989e-06 | 0.70585 | 5.2862 | 1.0049 | 3.0645e-06 | 2.4711e-05 | 0.09919 | 0.27631 | {3FC7657A-E97F-4835-8F9A-E34BACD9F92C} | 83371115 | SARATOGA 1115 | LC20 | 37.294 | -122.0324 | SARATOGA 1115LC20 | 135 | 383 | 22682.2858 | 7847.8028 | 14834.483 | 4697.8741 | 2754.2127 | 0.001112 | 0.0020699 | 2.0849 | 10.9778 | 2539 | 0.0001379 | 262.57 | 24490.0339 | 0
Central Coast | 4742 | 95 | 236.2774 | 341 | 375.7164 | 31 | 0.11131 | 0.12918 | 0.031907 | 6.4809e-06 | 0.14288 | 0.93941 | 0.96774 | 2.3868e-06 | 2.3882e-05 | 0.27859 | 0.62887 | {D8FA53F1-4F5D-4A3B-A2ED-DEA75FD0EA10} | 83371103 | SARATOGA 1103 | LC16 | 37.264 | -122.0333 | SARATOGA 1103LC16 | 157 | 453 | 28092.8404 | 8155.3412 | 19937.4992 | 6890.8055 | 15856.2825 | 0.00074035 | 0.0011138 | 2.4871 | 11 | 2545 | 7.399e-05 | 262.5699 | 24494.3131 | 0
Central Coast | 2664 | 13 | 30.6076 | 44 | 39.1146 | 25 | 0.39782 | 2626.3186 | 18488.941 | 9.3279 | 3.4091 | 2027.2155 | 1.7452 | 0.0056186 | 2.3721e-05 | 0.29545 | 0.78251 | {56A881E4-0AE5-488C-A412-AABDAC51819A} | 182562102 | CHOLAME 2102 | X10 | 35.5847 | -120.3364 | CHOLAME 2102X10 | 182 | 140 | 75645.7569 | 70786.6402 | 4859.1167 | 32569.8267 | 1821.5999 | 0.00059303 | 0.00089 | 2.3544 | 1.76 | 2547 | 0.14047 | 262.5698 | 24514.539 | 0
Central Coast | 3846 | 56 | 99.3496 | 113 | 129.0274 | 21 | 0.51607 | 67.9137 | 310.4878 | 1.0669 | 3.5553 | 403.2891 | 1.2437 | 0.0028366 | 2.3615e-05 | 0.49558 | 0.76999 | {C56ADC1A-9E36-443A-A4AD-EABCB05C5CD5} | 182681101 | ZACA 1101 | Y70 | 34.7339 | -120.1265 | ZACA 1101Y70 | 75 | 46 | 15790.7707 | 13925.2647 | 1865.5061 | 8678.0315 | 1479.4401 | 0.00049591 | 0.00064122 | 1.7741 | 5.381 | 2549 | 0.05957 | 262.4293 | 24519.928 | 0
Central Coast | 2761 | 0 | 0 | 1 | 0.45574 | 1 |  |  |  |  | 82.6283 | 660.369 | 1.7633 | 0.17241 | 2.3613e-05 | 0 | 0 | {D032C5C8-0FC6-482A-9EC0-2FCD6D7C5C9E} | 182611104 | PASO ROBLES 1104 | P02 | 35.6406 | -120.695 | PASO ROBLES 1104P02 | 204 | 485 | 28069.3919 | 11384.6152 | 16684.7767 | 389.1275 | 126.479 | 2.3613e-05 | 2.3613e-05 |  | 1 | 2550 | 0.17241 | 262.3697 | 24520.1697 | 0
Central Coast | 6713 | 45 | 102.3626 | 101 | 129.1144 | 23 | 0.70177 | 124.3138 | 588.5642 | 1.3695 | 13.4457 | 404.0035 | 1.2738 | 0.028239 | 2.3564e-05 | 0.44554 | 0.7928 | {2BB441D5-FA7B-41CB-B4C4-3BB6BA3702C5} | 182581105 | GOLDTREE 1105 | circuit_breaker | 35.32 | -120.6926 | GOLDTREE 1105circuit_breaker | 232 | 423 | 32216.5359 | 17789.9354 | 14426.6004 | 11071.7645 | 1422.7085 | 0.00054198 | 0.00072762 | 2.2747 | 4.3913 | 2551 | 0.6495 | 262.1973 | 24527.0452 | 0
Central Coast | 6572 | 1 | 1.2277 | 8 | 5.314 | 3 | 0 | 0 | 0 | 0 | 6.8982 | 470.0968 | 1.5081 | 0.0033473 | 2.3518e-05 | 0.125 | 0.23103 | {7567099C-0C78-4F90-B664-1299D6F2A2C9} | 82951102 | EDENVALE 1102 | XR064 | 37.2239 | -121.7797 | EDENVALE 1102XR064 | 45 | 19 | 6711.6547 | 5786.1483 | 925.5064 | 956.603 | 65.3624 | 7.0555e-05 | 8.5275e-05 | 1.2277 | 2.6667 | 2554 | 0.010042 | 261.5478 | 24527.6393 | 0
Central Coast | 3041 | 1 | 1.2277 | 1 | 1.2277 | 1 |  |  |  |  | 14.5376 | 425.8354 | 1.7788 | 0.0039947 | 2.351e-05 | 1 | 1 | {3C29C0B2-611E-468C-9FBC-81B8ED82FB52} | 182981102 | JOLON 1102 | 7070 | 35.9643 | -121.1174 | JOLON 11027070 | 160 | 120 | 37107.4896 | 26486.1632 | 10621.3264 | 6723.3881 | 2319.5448 | 2.351e-05 | 2.351e-05 | 1.2277 | 1 | 2555 | 0.0039947 | 261.5378 | 24531.8145 | 0
Central Coast | 7075 | 31 | 47.8434 | 103 | 89.3651 | 42 | 0.37163 | 572.7532 | 2964.3707 | 3.0124 | 2.489 | 272.4367 | 1.42 | 0.00088751 | 2.3431e-05 | 0.30097 | 0.53537 | {D648C2D0-CEEA-4B72-A49B-959B06BED9AA} | 182671108 | SANTA MARIA 1108 | M18 | 34.9721 | -120.4019 | SANTA MARIA 1108M18 | 99 | 88 | 32573.8488 | 28755.1345 | 3818.7143 | 23036.475 | 2867.6798 | 0.00098412 | 0.0014807 | 1.5433 | 2.4524 | 2558 | 0.037275 | 261.5338 | 24546.1202 | 0
Central Coast | 7625 | 22 | 81.6102 | 114 | 125.1227 | 19 | 2.3631 | 746.6154 | 4746.2255 | 29.6027 | 1.6517 | 93.2763 | 0.91488 | 0.00044296 | 2.3425e-05 | 0.19298 | 0.65224 | {07DF4B2B-054C-4E25-84AF-DE6FF88C6FF3} | 183071101 | PERRY 1101 | W26 | 35.5714 | -121.0553 | PERRY 1101W26 | 31 | 17 | 7908.9573 | 4390.419 | 3518.5384 | 4390.419 | 3518.5384 | 0.00044507 | 0.00037879 | 3.7096 | 6 | 2559 | 0.0084163 | 261.4965 | 24548.8466 | 0
Central Coast | 6898 | 11 | 37.8287 | 11 | 37.8287 | 3 |  |  |  |  | 0.5826 | 0.075885 | 1 | 1.5371e-06 | 2.3139e-05 | 1 | 1 | {45F66B28-3708-48B3-AEFE-0F1CE66015AD} | 182440422 | PACIFIC GROVE 0422 | 2614 | 36.6076 | -121.9243 | PACIFIC GROVE 04222614 | 55 | 164 | 10954.0181 | 3446.6772 | 7507.3409 | 283.1092 | 326.3877 | 6.9416e-05 | 6.9416e-05 | 3.439 | 3.6667 | 2562 | 4.6114e-06 | 261.4881 | 24549.0224 | 0
Central Coast | 1988 | 2 | 2.4554 | 7 | 5.7598 | 3 |  |  |  |  | 2.0413 | 248.1484 | 1.1659 | 0.00028956 | 2.307e-05 | 0.28571 | 0.4263 | {BE64DC1C-3443-4966-940E-5A564C032974} | 83392102 | SWIFT 2102 | circuit_breaker | 37.3223 | -121.7966 | SWIFT 2102circuit_breaker | 45 | 75 | 7298.1738 | 3757.8955 | 3540.2783 | 706.8877 | 1136.9514 | 6.9211e-05 | 6.9211e-05 | 1.2277 | 2.3333 | 2566 | 0.00086869 | 261.4881 | 24549.4614 | 0
Central Coast | 3984 | 25 | 35.0166 | 190 | 109.5748 | 49 | 1.5112 | 493.1973 | 3165.8983 | 18.9477 | 1.4524 | 135.4333 | 1.1146 | 0.00046333 | 2.2699e-05 | 0.13158 | 0.31957 | {15367F9D-D171-45F6-9CB4-6F5003394A6D} | 182981102 | JOLON 1102 | 7040 | 36.0453 | -121.1755 | JOLON 11027040 | 149 | 100 | 45573.1098 | 36880.7714 | 8692.3385 | 31780.5056 | 8570.7075 | 0.0011123 | 0.0010491 | 1.4007 | 3.8776 | 2569 | 0.022703 | 261.4872 | 24569.1971 | 0
Central Coast | 7140 | 20 | 40.5988 | 65 | 66.8879 | 15 | 0.17416 | 415.4146 | 1653.2475 | 0.53143 | 7.5968 | 649.9258 | 1.3727 | 0.0071484 | 2.2659e-05 | 0.30769 | 0.60697 | {F11F1581-106D-4267-B291-AD8060715445} | 83182104 | LLAGAS 2104 | XR294 | 36.9675 | -121.5525 | LLAGAS 2104XR294 | 166 | 94 | 24930.3383 | 16899.7408 | 8030.5974 | 4685.9835 | 205.4585 | 0.00033989 | 0.00054945 | 2.0299 | 4.3333 | 2570 | 0.10723 | 261.4645 | 24572.1071 | 0
Central Coast | 2837 | 6 | 12.2609 | 116 | 68.0455 | 10 | 0.35795 | 41.2532 | 192.6938 | 0.80393 | 0.44049 | 17.4266 | 1.023 | 0.00020405 | 2.2655e-05 | 0.051724 | 0.18019 | {7C9F6E98-6AD1-45C0-AA12-C5A39FC092A4} | 182951102 | FOOTHILL 1102 | 99432 | 35.2603 | -120.6947 | FOOTHILL 110299432 | 290 | 865 | 53260.2196 | 14110.2866 | 39149.933 | 2389.4026 | 660.5738 | 0.00022655 | 0.00026005 | 2.0435 | 11.6 | 2571 | 0.0020405 | 261.3573 | 24573.5909 | 0
Central Coast | 4724 | 38 | 59.1981 | 225 | 160.8347 | 58 | 1.7252 | 1100.243 | 4755.4761 | 18.1214 | 3.8592 | 891.9861 | 1.476 | 0.0024604 | 2.2627e-05 | 0.16889 | 0.36807 | {96906956-5C77-4774-B51C-564876632563} | 182811102 | SISQUOC 1102 | M54 | 34.8627 | -120.2773 | SISQUOC 1102M54 | 190 | 144 | 57881.5824 | 48149.8206 | 9731.7618 | 30625.2961 | 5692.0749 | 0.0013124 | 0.0010619 | 1.5578 | 3.8793 | 2572 | 0.14271 | 261.3553 | 24592.6092 | 0
Central Coast | 2012 | 3 | 3.8318 | 18 | 11.788 | 3 | 0 | 0 | 0 | 0 | 0 | 0 | 0 | 3.2294e-06 | 2.2576e-05 | 0.16667 | 0.32506 | {8811ADA4-0D4D-4B1D-A0EC-DFD7E2D2F011} | 83771102 | VASONA 1102 | circuit_breaker | 37.254 | -121.9662 | VASONA 1102circuit_breaker | 578 | 1509 | 86892.9615 | 24792.446 | 62100.5155 | 282.6401 | 296.6694 | 6.7729e-05 | 0.00014583 | 1.2773 | 6 | 2573 | 9.6881e-06 | 261.2126 | 24592.7847 | 0
Central Coast | 6816 | 7 | 18.1285 | 7 | 18.1285 | 1 |  |  |  |  | 0.0022124 | 0.15907 | 1 | 1.4548e-06 | 2.1898e-05 | 1 | 1 | {B1F37713-3EC7-40D5-8605-FC72CCDF028E} | 83431115 | HICKS 1115 | 12494 | 37.2435 | -121.9378 | HICKS 111512494 | 96 | 310 | 16330.6103 | 4186.1864 | 12144.4239 | 84.655 | 101.4222 | 2.1898e-05 | 2.1898e-05 | 2.5898 | 7 | 2577 | 1.4548e-06 | 261.2125 | 24592.8373 | 0
Central Coast | 1083 | 41 | 126.5191 | 69 | 140.5723 | 23 |  |  |  |  | 9.669 | 157.7495 | 1.1898 | 0.0061563 | 2.1796e-05 | 0.5942 | 0.90003 | {450C95A5-CC86-42A5-8643-E83181385ECD} | 83531107 | MC KEE 1107 | XR010 | 37.3857 | -121.813 | MC KEE 1107XR010 | 292 | 405 | 45816.0465 | 21796.6657 | 24019.3808 | 4483.0278 | 3749.8513 | 0.00050131 | 0.00050131 | 3.0858 | 3 | 2579 | 0.1416 | 261.2125 | 24595.6213 | 0
Central Coast | 8519 | 299 | 530.492 | 740 | 771.0477 | 175 | 1.8405 | 193.6551 | 889.6906 | 3.3905 | 2.1672 | 207.3159 | 1.237 | 0.00080925 | 2.0883e-05 | 0.40405 | 0.68801 | {D078310A-A59A-4DF4-876C-B326130655F6} | 83392110 | SWIFT 2110 | XR254 | 37.334 | -121.7559 | SWIFT 2110XR254 | 158 | 93 | 45771.9089 | 39910.094 | 5861.8149 | 39910.094 | 5861.8149 | 0.0036546 | 0.0029886 | 1.7742 | 4.2286 | 2591 | 0.14162 | 261.0709 | 24620.4054 | 0
Central Coast | 822 | 61 | 119.6942 | 119 | 150.0352 | 31 | 1.0886 | 1.8409 | 12.8795 | 0.063559 | 0.41322 | 0.80505 | 1 | 1.378e-06 | 2.075e-05 | 0.51261 | 0.79777 | {E866BEB9-EA03-48B4-BFE7-3DF4E1FFA3E2} | 183011102 | MORRO BAY 1102 | W22 | 35.3291 | -120.8245 | MORRO BAY 1102W22 | 188 | 520 | 32932.9749 | 10102.1991 | 22830.7758 | 3676.1403 | 5658.3887 | 0.00064326 | 0.00064303 | 1.9622 | 3.8387 | 2593 | 4.2718e-05 | 260.9293 | 24622.6883 | 0
Central Coast | 6318 | 73 | 131.3634 | 735 | 527.0305 | 83 | 0.25663 | 10.2442 | 86.4744 | 0.73419 | 2.3992 | 45.1355 | 1.1453 | 5.8014e-06 | 2.0587e-05 | 0.09932 | 0.24925 | {1AB7CEED-5C4C-4BB2-AA34-33FF777E7C4A} | 83481110 | STELLING 1110 | 60090 | 37.2932 | -122.0984 | STELLING 111060090 | 103 | 58 | 16657.0456 | 10542.2205 | 6114.825 | 10215.1138 | 6107.196 | 0.0017087 | 0.0026898 | 1.7995 | 8.8554 | 2596 | 0.00048152 | 260.9293 | 24629.0319 | 0
Central Coast | 4353 | 2 | 5.2951 | 3 | 5.9749 | 3 | 2.4458 | 98.5203 | 492.7938 | 1.1913 | 5.6504 | 74.9987 | 1.1468 | 0.00099468 | 2.0319e-05 | 0.66667 | 0.88623 | {42FF0C87-DE5F-4AA1-BC1C-B5945FF34356} | 182201122 | SPENCE 1122 | circuit_breaker | 36.6138 | -121.5672 | SPENCE 1122circuit_breaker | 600 | 533 | 108171.3265 | 84675.007 | 23496.3195 | 14788.6218 | 8592.0069 | 6.0956e-05 | 3.6354e-05 | 2.6475 | 1 | 2602 | 0.002984 | 260.9288 | 24638.2156 | 0
Central Coast | 4984 | 15 | 57.4753 | 32 | 69.0314 | 6 | 0.49497 | 35.0246 | 228.5064 | 0.092799 | 0.38496 | 10.5423 | 1.0258 | 1.8308e-06 | 2.0308e-05 | 0.46875 | 0.8326 | {F3373B43-A9DC-45C9-B2E8-745D10B70AD6} | 183011101 | MORRO BAY 1101 | W20 | 35.3656 | -120.8403 | MORRO BAY 1101W20 | 83 | 344 | 19037.0092 | 5996.2896 | 13040.7197 | 3169.5643 | 625.2997 | 0.00012185 | 0.00015772 | 3.8317 | 5.3333 | 2603 | 1.0985e-05 | 260.9258 | 24640.1839 | 0
Central Coast | 2103 | 10 | 21.503 | 27 | 32.6111 | 4 | 0.1526 | 0.22239 | 0.0011503 | 1.7808e-07 | 0.44912 | 0.47931 | 1 | 2.4086e-06 | 1.9975e-05 | 0.37037 | 0.65938 | {0AC2A538-D1DE-4BF0-89DD-0FB685A31962} | 83371105 | SARATOGA 1105 | circuit_breaker | 37.281 | -122.0151 | SARATOGA 1105circuit_breaker | 178 | 442 | 28405.9242 | 8763.0473 | 19642.8769 | 514.5552 | 353.5658 | 7.9898e-05 | 0.00014503 | 2.1503 | 6.75 | 2607 | 9.6344e-06 | 260.9258 | 24640.5035 | 0
Central Coast | 325 | 30 | 90.23 | 630 | 319.5542 | 45 | 1.2633 | 261.6671 | 1351.1001 | 2.9926 | 4.9071 | 741.8926 | 1.3773 | 0.001427 | 1.9954e-05 | 0.047619 | 0.28236 | {C61DB78B-3364-4B90-90AD-4E89668B63A7} | 182821101 | MESA 1101 | circuit_breaker | 35.0077 | -120.4542 | MESA 1101circuit_breaker | 399 | 750 | 82508.3813 | 41442.2698 | 41066.1115 | 18758.3645 | 9023.5944 | 0.00089794 | 0.00069506 | 3.0077 | 14 | 2609 | 0.064216 | 260.9258 | 24652.1524 | 0
Central Coast | 753 | 2 | 2.492 | 45 | 30.8571 | 19 | 0.056188 | 28.6933 | 92.4444 | 0.017946 | 0.60806 | 105.487 | 1.3173 | 0.00048998 | 1.9935e-05 | 0.044444 | 0.080761 | {72D51786-0F19-4A21-BD91-493BA8FA331E} | 182811103 | SISQUOC 1103 | M98 | 34.8946 | -120.3018 | SISQUOC 1103M98 | 76 | 40 | 16378.9039 | 15489.3429 | 889.5611 | 11235.2762 | 726.5219 | 0.00037876 | 0.00068708 | 1.246 | 2.3684 | 2610 | 0.0093097 | 260.8616 | 24659.1295 | 0
Central Coast | 6710 | 2 | 8.0982 | 5 | 9.9757 | 1 |  |  |  |  | 0 | 0.063496 | 1 | 1.3174e-06 | 1.9831e-05 | 0.4 | 0.81178 | {C8ECEDCB-3AAA-445C-9FF2-2773F53D5EAE} | 182852202 | VIEJO 2202 | 92792 | 36.5899 | -121.9458 | VIEJO 220292792 | 45 | 115 | 7539.6615 | 2455.5037 | 5084.1578 | 0 | 56.8943 | 1.9831e-05 | 1.9831e-05 | 4.0491 | 5 | 2612 | 1.3174e-06 | 260.8523 | 24659.1295 | 0
Central Coast | 174 | 132 | 226.3166 | 585 | 466.997 | 130 | 1.9034 | 137.8601 | 884.3737 | 5.3067 | 3.4373 | 81.7372 | 1.1009 | 0.00014031 | 1.9455e-05 | 0.22564 | 0.48462 | {6DF33D7E-A953-44F1-82DC-C36E39D2281E} | 182031103 | KING CITY 1103 | 7038 | 36.1935 | -121.1442 | KING CITY 11037038 | 279 | 316 | 56798.0571 | 34883.787 | 21914.27 | 28474.5458 | 13562.6764 | 0.0025292 | 0.0021296 | 1.7145 | 4.5 | 2619 | 0.01824 | 260.8523 | 24676.8122 | 0
Central Coast | 4682 | 8 | 18.5733 | 19 | 24.4538 | 6 | 0.0026775 | 0.078665 | 0.38113 | 6.6078e-05 | 0.027655 | 1.0085 | 1 | 4.2303e-06 | 1.9383e-05 | 0.42105 | 0.75952 | {65F8EE18-25DB-48C0-8EE8-63D74E373DA3} | 83692105 | ROB ROY 2105 | circuit_breaker | 36.9792 | -121.867 | ROB ROY 2105circuit_breaker | 49 | 31 | 3877.1626 | 2115.1186 | 1762.044 | 778.4452 | 784.63 | 0.0001163 | 0.00038208 | 2.3217 | 3.1667 | 2622 | 2.5382e-05 | 260.834 | 24677.2956 | 0
Central Coast | 8479 | 57 | 86.0566 | 154 | 135.1506 | 24 | 0.70679 | 165.5707 | 1074.7475 | 3.3312 | 0.61173 | 147.3656 | 1.1949 | 0.00045118 | 1.9276e-05 | 0.37013 | 0.63675 | {5AD0F47A-1149-4BBD-8A9C-C835B4E34DD9} | 182941102 | OTTER 1102 | 2012 | 36.3314 | -121.8829 | OTTER 11022012 | 73 | 21 | 16686.3654 | 16177.0749 | 509.2905 | 14639.7556 | 462.2856 | 0.00046262 | 0.00049334 | 1.5098 | 6.4167 | 2626 | 0.010828 | 260.834 | 24686.3869 | 0
Central Coast | 2563 | 5 | 9.6463 | 38 | 28.4337 | 4 | 0.03011 | 0.55599 | 2.4707 | 0.00014878 | 0.79646 | 1.9397 | 1 | 2.8233e-06 | 1.9114e-05 | 0.13158 | 0.33926 | {7B756F98-069D-434F-A340-DDF69576DD23} | 182961110 | PRUNEDALE 1110 | 3716 | 36.8245 | -121.6753 | PRUNEDALE 11103716 | 293 | 418 | 48519.2363 | 21171.4707 | 27347.7656 | 500.9046 | 134.7346 | 7.6457e-05 | 0.00017 | 1.9293 | 9.5 | 2631 | 1.1293e-05 | 260.8232 | 24686.698 | 0
Central Coast | 2334 | 3 | 7.0212 | 8 | 9.6431 | 1 |  |  |  |  | 0 | 0.034513 | 1 | 1.2694e-06 | 1.9108e-05 | 0.375 | 0.7281 | {42179AE7-9A87-4B89-B57E-456ACB950056} | 182852204 | VIEJO 2204 | 9110 | 36.6094 | -121.92 | VIEJO 22049110 | 125 | 741 | 37732.84 | 6943.3735 | 30789.4665 | 20.6903 | 415.4592 | 1.9108e-05 | 1.9108e-05 | 2.3404 | 8 | 2632 | 1.2694e-06 | 260.8232 | 24686.7108 | 0
Central Coast | 5393 | 192 | 384.101 | 1157 | 968.4528 | 202 | 0.88087 | 303.5188 | 1401.1923 | 3.408 | 2.124 | 162.189 | 1.1281 | 0.0015089 | 1.8889e-05 | 0.16595 | 0.39661 | {9CBEE47E-1598-4921-97C7-5CC747F89863} | 183041101 | BUELLTON 1101 | Y36 | 34.6026 | -120.1931 | BUELLTON 1101Y36 | 333 | 294 | 100634.9865 | 72977.0065 | 27657.98 | 59828.4788 | 20717.4648 | 0.0038155 | 0.0043064 | 2.0005 | 5.7277 | 2635 | 0.30479 | 260.8232 | 24723.8643 | 0
Central Coast | 7092 | 38 | 56.6703 | 189 | 139.7874 | 51 | 0.26444 | 45.2163 | 267.932 | 0.39708 | 3.126 | 98.129 | 1.186 | 7.646e-05 | 1.8821e-05 | 0.20106 | 0.4054 | {95C4B2EA-7339-48DF-9F61-FADDFD6FCDFA} | 182492106 | HOLLISTER 2106 | 4004 | 36.8168 | -121.3906 | HOLLISTER 21064004 | 261 | 180 | 45020.0275 | 32627.9425 | 12392.0849 | 12351.5176 | 3883.5908 | 0.00095988 | 0.0017034 | 1.4913 | 3.7059 | 2636 | 0.0038995 | 260.5184 | 24731.5346 | 0
Central Coast | 1079 | 9 | 34.2046 | 9 | 34.2046 | 3 | 0 | 0 | 0 | 0 | 0 | 0.070206 | 0.66667 | 1.6717e-06 | 1.8587e-05 | 1 | 1 | {410C255F-3E61-44D1-A47D-CA8172B6BCA6} | 182852201 | VIEJO 2201 | 2064 | 36.5823 | -121.9204 | VIEJO 22012064 | 37 | 76 | 4943.748 | 1409.3976 | 3534.3504 | 1409.3976 | 3534.3504 | 5.5762e-05 | 7.5492e-05 | 3.8005 | 3 | 2639 | 5.0151e-06 | 260.5145 | 24732.4098 | 0
Central Coast | 3814 | 13 | 19.0146 | 13 | 19.0146 | 1 |  |  |  |  | 5.4867 | 17.1726 | 1.0376 | 1.2196e-06 | 1.8359e-05 | 1 | 1 | {C6CF638E-9C90-41DD-9ABD-A01972E6D396} | 183011102 | MORRO BAY 1102 | V84 | 35.3169 | -120.8248 | MORRO BAY 1102V84 | 258 | 1914 | 100285.2027 | 15814.6457 | 84470.557 | 101.4196 | 784.6383 | 1.8359e-05 | 1.8359e-05 | 1.4627 | 13 | 2641 | 1.2196e-06 | 260.5145 | 24732.4728 | 0
Central Coast | 3318 | 6 | 9.4799 | 10 | 12.1451 | 2 | 0.27215 | 0.079653 | 0.00080561 | 6.1215e-07 | 0 | 0.099115 | 1 | 3.3979e-06 | 1.8196e-05 | 0.6 | 0.78056 | {1EECCE5A-2560-4A1B-BCA1-BF5B03357FA1} | 83371107 | SARATOGA 1107 | circuit_breaker | 37.2811 | -122.0151 | SARATOGA 1107circuit_breaker | 325 | 1042 | 61567.5674 | 15770.6513 | 45796.9161 | 273.8424 | 631.6017 | 3.6392e-05 | 0.0001023 | 1.58 | 5 | 2644 | 6.7959e-06 | 260.5145 | 24732.6429 | 0
Central Coast | 8727 | 0 | 0 | 8 | 1.7073 | 6 | 0 | 6.8876 | 28.7721 | 0 | 2.9672 | 275.939 | 1.3274 | 0.043664 | 1.8074e-05 | 0 | 0 | {19CBB8DD-B0DD-40C9-99D6-9DC6A38717ED} | 182661106 | SAN MIGUEL 1106 | N34 | 35.8138 | -120.755 | SAN MIGUEL 1106N34 | 91 | 118 | 25588.8955 | 22008.9702 | 3579.9252 | 3289.5998 | 43.9553 | 0.00010845 | 0.00030038 |  | 1.3333 | 2650 | 0.26198 | 260.5145 | 24734.6857 | 0
Central Coast | 2127 | 74 | 168.6524 | 399 | 353.7637 | 66 | 0.29643 | 35.1932 | 77.1253 | 0.022819 | 8.7283 | 163.1197 | 1.1352 | 0.0031681 | 1.7996e-05 | 0.18546 | 0.47674 | {E158EBD1-D391-40F7-8D5C-4284F51B8199} | 83531111 | MC KEE 1111 | 711900 | 37.3561 | -121.8052 | MC KEE 1111711900 | 226 | 330 | 40334.2221 | 20149.4052 | 20184.8169 | 14114.2959 | 8751.0581 | 0.0011877 | 0.0011997 | 2.2791 | 6.0455 | 2651 | 0.2091 | 260.2525 | 24743.4507 | 0
Central Coast | 3771 | 239 | 700.8263 | 766 | 1019.2809 | 80 | 1.0858 | 18.0812 | 47.2662 | 0.16583 | 1.2765 | 16.0424 | 1.1181 | 1.4803e-06 | 1.7866e-05 | 0.31201 | 0.68757 | {593FA41B-396B-4601-BD50-0DE927CB7E5A} | 182291101 | HATTON 1101 | 2026 | 36.5315 | -121.8373 | HATTON 11012026 | 235 | 393 | 36545.2508 | 16427.734 | 20117.5167 | 7951.2018 | 11249.1213 | 0.0014293 | 0.0015585 | 2.9323 | 9.575 | 2653 | 0.00011843 | 260.0434 | 24748.3884 | 0
Central Coast | 1783 | 121 | 303.5417 | 285 | 386.1933 | 56 | 0.81145 | 59.3428 | 403.9999 | 1.643 | 0.58364 | 92.3257 | 1.3348 | 7.1186e-05 | 1.7189e-05 | 0.42456 | 0.78598 | {05EEF29D-5376-4D63-9244-FB865CD63617} | 182941102 | OTTER 1102 | 98036 | 36.1795 | -121.6955 | OTTER 110298036 | 86 | 39 | 15910.3483 | 14861.2597 | 1049.0886 | 14861.2597 | 1049.0886 | 0.00096261 | 0.0011334 | 2.5086 | 5.0893 | 2663 | 0.0039864 | 260.0433 | 24757.6172 | 0
Central Coast | 1472 | 162 | 234.1858 | 963 | 718.1713 | 150 | 0.93706 | 272.799 | 1269.511 | 4.4907 | 1.0706 | 221.1506 | 1.2131 | 0.00014745 | 1.6584e-05 | 0.16822 | 0.32609 | {EB657CB8-596F-4421-86E3-2C8A72D44EE1} | 83912110 | PIERCY 2110 | XR258 | 37.2803 | -121.7577 | PIERCY 2110XR258 | 165 | 89 | 49305.7146 | 42515.4619 | 6790.2527 | 32262.0914 | 4527.8817 | 0.0024876 | 0.0027838 | 1.4456 | 6.42 | 2669 | 0.022117 | 260.0393 | 24777.652 | 0
Central Coast | 4445 | 13 | 29.4452 | 39 | 40.3375 | 3 |  |  |  |  | 3.958 | 20.6107 | 1.0088 | 0.00028861 | 1.6254e-05 | 0.33333 | 0.72997 | {982A8403-6DD7-4479-B96A-84BF654A0654} | 183052113 | TEMPLETON 2113 | A30 | 35.4889 | -120.6645 | TEMPLETON 2113A30 | 61 | 146 | 7860.0523 | 2568.4452 | 5291.6071 | 401.1046 | 291.136 | 4.8763e-05 | 4.8763e-05 | 2.265 | 13 | 2679 | 0.00086582 | 260.0172 | 24777.9011 | 0
Central Coast | 249 | 83 | 136.6156 | 333 | 273.0778 | 35 | 0.26023 | 0.53899 | 1.8966 | 0.0036076 | 0.44456 | 5.5409 | 1.0018 | 1.8475e-06 | 1.6196e-05 | 0.24925 | 0.50028 | {887C42B0-874F-48B4-B368-C0A3D7EE375F} | 83431116 | HICKS 1116 | circuit_breaker | 37.2339 | -121.9015 | HICKS 1116circuit_breaker | 440 | 2087 | 110300.6492 | 27431.6264 | 82869.0228 | 4776.7233 | 6318.4209 | 0.00056685 | 0.00097337 | 1.646 | 9.5143 | 2681 | 6.4663e-05 | 260.0163 | 24780.8674 | 0
Central Coast | 8009 | 50 | 162.117 | 180 | 224.4624 | 40 | 0.4689 | 56.821 | 218.7884 | 0.20871 | 2.2222 | 372.7652 | 1.1545 | 0.00060897 | 1.5738e-05 | 0.27778 | 0.72225 | {EA98B02D-6B86-41AE-8783-1ADC45A8F561} | 183071101 | PERRY 1101 | 85870 | 35.5669 | -121.0747 | PERRY 110185870 | 165 | 121 | 33741.7069 | 26928.3914 | 6813.3154 | 14444.7623 | 4316.2773 | 0.0006295 | 0.00066425 | 3.2423 | 4.5 | 2689 | 0.024359 | 260.0162 | 24789.8376 | 0
Central Coast | 4930 | 74 | 204.7233 | 575 | 517.9263 | 36 | 0.24509 | 4.7704 | 14.5547 | 0.016967 | 0.16279 | 4.3908 | 1.0044 | 1.5965e-06 | 1.5597e-05 | 0.1287 | 0.39527 | {53A81FCC-6CE7-4EE5-B8F1-AB89BF2F3989} | 182222104 | DEL MONTE 2104 | 9096 | 36.5951 | -121.8454 | DEL MONTE 21049096 | 168 | 379 | 32418.9088 | 10640.4265 | 21778.4823 | 4576.3876 | 1251.6669 | 0.00056151 | 0.00086513 | 2.7665 | 15.9722 | 2691 | 5.7473e-05 | 259.9919 | 24792.6796 | 0
Central Coast | 7181 | 3 | 6.3702 | 127 | 74.2231 | 22 | 0.67749 | 477.9771 | 1911.4052 | 2.2231 | 2.8819 | 132.0064 | 1.1632 | 0.00066452 | 1.5248e-05 | 0.023622 | 0.085825 | {02264660-E3C6-4806-AC6E-28401EBDA58A} | 183101103 | CABRILLO 1103 | Y46 | 34.6448 | -120.429 | CABRILLO 1103Y46 | 330 | 257 | 111317.7012 | 76540.2703 | 34777.4309 | 37171.7089 | 16350.3342 | 0.00033546 | 0.00044578 | 2.1234 | 5.7727 | 2700 | 0.014619 | 259.9918 | 24815.7632 | 0
Central Coast | 5149 | 4 | 16.1963 | 31 | 29.2933 | 8 | 0.16556 | 168.5134 | 1075.7778 | 0.53522 | 0.056139 | 6.5469 | 1.0033 | 0.00017116 | 1.5101e-05 | 0.12903 | 0.5529 | {82D72170-020E-4DD7-9C9F-960EDB0862CE} | 182801101 | BAYWOOD 1101 | circuit_breaker | 35.3611 | -120.8113 | BAYWOOD 1101circuit_breaker | 291 | 226 | 58304.6686 | 46581.9622 | 11722.7064 | 6577.3472 | 1140.7996 | 0.00012081 | 0.00015121 | 4.0491 | 3.875 | 2702 | 0.0013693 | 259.9772 | 24819.8477 | 0
Central Coast | 5738 | 9 | 12.9366 | 43 | 25.1389 | 5 | 0.012926 | 14.0516 | 96.3022 | 0.21521 | 2.7628 | 226.0565 | 1.1345 | 0.00092277 | 1.5001e-05 | 0.2093 | 0.5146 | {370C8631-3D98-4FD6-A4A1-B8DD1604CB6A} | 182981102 | JOLON 1102 | circuit_breaker | 36.0134 | -121.1676 | JOLON 1102circuit_breaker | 229 | 122 | 50618.2914 | 38579.7369 | 12038.5546 | 36119.0128 | 11659.8838 | 7.5006e-05 | 0.00011753 | 1.4374 | 8.6 | 2706 | 0.0046139 | 259.9758 | 24842.2776 | 0
Central Coast | 440 | 1 | 3.8162 | 12 | 9.2773 | 3 |  |  |  |  | 0.0081121 | 0.18658 | 1 | 9.7678e-07 | 1.4703e-05 | 0.083333 | 0.41134 | {CED5D6B7-0919-4723-BD8E-41D37DAA2E37} | 182601105 | OCEANO 1105 | V44 | 35.1397 | -120.6393 | OCEANO 1105V44 | 42 | 148 | 6544.0681 | 1804.253 | 4739.8151 | 1004.1237 | 2116.1193 | 4.411e-05 | 4.411e-05 | 3.8162 | 4 | 2709 | 2.9303e-06 | 259.9712 | 24842.9012 | 0
Central Coast | 7740 | 41 | 50.0991 | 114 | 96.81 | 29 | 0.52355 | 323.5507 | 1400.8719 | 2.9898 | 7.4268 | 1166.3629 | 1.5307 | 0.011243 | 1.4638e-05 | 0.35965 | 0.5175 | {84844AA6-33FE-4B77-BE7F-2142383F94DA} | 182681101 | ZACA 1101 | circuit_breaker | 34.697 | -120.1515 | ZACA 1101circuit_breaker | 83 | 49 | 20189.5727 | 17338.0564 | 2851.5163 | 11111.2282 | 733.0805 | 0.00042449 | 0.00062484 | 1.2219 | 3.931 | 2712 | 0.32604 | 259.9712 | 24849.8013 | 0
Central Coast | 2449 | 16 | 22.5809 | 29 | 28.9971 | 12 | 2.3102 | 2032.1237 | 9592.5312 | 32.9046 | 1.3311 | 198.2921 | 1.1849 | 1.5082e-05 | 1.4624e-05 | 0.55172 | 0.77873 | {B8E5DB63-2FB3-475E-A16D-C9AC460D90A7} | 182131101 | GONZALES 1101 | 3094 | 36.5164 | -121.4331 | GONZALES 11013094 | 147 | 105 | 32423.4562 | 25186.6794 | 7236.7767 | 5968.4042 | 5602.0956 | 0.00017549 | 0.00013163 | 1.4113 | 2.4167 | 2713 | 0.00018099 | 259.6452 | 24853.5076 | 0
Central Coast | 954 | 26 | 60.5349 | 31 | 63.1143 | 4 | 0 | 0 | 0 | 0 | 0.038164 | 6.2355 | 1 | 1.072e-06 | 1.4309e-05 | 0.83871 | 0.95913 | {2F70F4D8-3BA3-4012-9A01-B8B771F3D276} | 182221101 | DEL MONTE 1101 | 38582 | 36.6191 | -121.8249 | DEL MONTE 110138582 | 117 | 519 | 33430.0563 | 8603.6462 | 24826.4101 | 792.5912 | 389.3044 | 5.7238e-05 | 6.4547e-05 | 2.3283 | 7.75 | 2717 | 4.288e-06 | 259.645 | 24853.9998 | 0
Central Coast | 6692 | 0 | 0 | 1 | 0.45574 | 1 |  |  |  |  | 0.5531 | 245.3142 | 1.1372 | 2.4798e-05 | 1.4211e-05 | 0 | 0 | {9864CC4F-02FB-49D3-9AAF-29D5DA95F673} | 182191101 | SAN ARDO 1101 | 93072 | 36.0739 | -120.979 | SAN ARDO 110193072 | 61 | 45 | 14918.0752 | 13409.0058 | 1509.0694 | 1004.5467 | 133.605 | 1.4211e-05 | 1.4211e-05 |  | 1 | 2719 | 2.4798e-05 | 259.645 | 24854.6237 | 0
Central Coast | 5624 | 14 | 32.6579 | 52 | 49.6613 | 16 | 0.85783 | 125.8159 | 687.6908 | 5.2255 | 1.0169 | 117.64 | 1.0001 | 7.4669e-05 | 1.3694e-05 | 0.26923 | 0.65761 | {820718CC-7467-4DD2-B2F8-381F3D5B3CFD} | 182052102 | SOLEDAD 2102 | 7048 | 36.4253 | -121.3075 | SOLEDAD 21027048 | 235 | 176 | 67480.0826 | 55321.9809 | 12158.1017 | 25828.9181 | 1685.3834 | 0.00021911 | 0.0001591 | 2.3327 | 3.25 | 2727 | 0.0011947 | 259.645 | 24870.6634 | 0
Central Coast | 9056 | 6 | 22.897 | 19 | 29.2696 | 6 | 0.72828 | 23.6189 | 91.0756 | 0.21158 | 1.4163 | 216.4928 | 1.1051 | 0.00072162 | 1.3489e-05 | 0.31579 | 0.78228 | {A168C8D5-2E1D-4B22-A42C-F22CB609C9B9} | 83531108 | MC KEE 1108 | 70535 | 37.4 | -121.8463 | MC KEE 110870535 | 67 | 89 | 9976.8804 | 5288.7742 | 4688.1062 | 1019.3465 | 417.2131 | 8.0936e-05 | 7.7202e-05 | 3.8162 | 3.1667 | 2733 | 0.0043297 | 259.6438 | 24871.2964 | 0
Central Coast | 3027 | 42 | 99.6815 | 179 | 184.4094 | 21 | 0.2672 | 37.4935 | 133.6903 | 0.066066 | 0.75158 | 180.1318 | 1.0806 | 9.3591e-05 | 1.3483e-05 | 0.23464 | 0.54054 | {5CB94E28-BCD0-4946-A0EA-D8080443F8CB} | 182771101 | CAMBRIA 1101 | circuit_breaker | 35.6002 | -121.1151 | CAMBRIA 1101circuit_breaker | 124 | 131 | 26305.702 | 19513.1402 | 6792.5618 | 9200.2096 | 1156.0948 | 0.00028313 | 0.00046513 | 2.3734 | 8.5238 | 2734 | 0.0019654 | 259.6394 | 24877.0098 | 0
Central Coast | 1993 | 166 | 371.8963 | 575 | 592.8869 | 44 | 0.17703 | 0.24572 | 0.50794 | 0.00074717 | 0.23577 | 2.604 | 0.84202 | 1.5546e-06 | 1.2903e-05 | 0.2887 | 0.62726 | {128CFE15-7FAD-449A-AC53-530ECD1ABDFD} | 83431116 | HICKS 1116 | LB16 | 37.2394 | -121.9278 | HICKS 1116LB16 | 261 | 1113 | 62518.2447 | 14726.4924 | 47791.7523 | 4954.2992 | 9527.5513 | 0.00056775 | 0.0010297 | 2.2403 | 13.0682 | 2745 | 6.8402e-05 | 259.6375 | 24880.0864 | 0
Central Coast | 7300 | 9 | 11.0494 | 52 | 30.6371 | 17 | 1.1268 | 154.3111 | 583.295 | 1.2478 | 8.3714 | 434.8308 | 1.3894 | 4.6802e-05 | 1.2757e-05 | 0.17308 | 0.36065 | {97435072-7F09-4357-A9C1-20AF42401B11} | 83182101 | LLAGAS 2101 | 1451 | 37.006 | -121.5107 | LLAGAS 21011451 | 88 | 70 | 20751.1809 | 14798.7124 | 5952.4685 | 9962.9329 | 2549.2646 | 0.00021686 | 0.00025435 | 1.2277 | 3.0588 | 2749 | 0.00079564 | 259.6374 | 24886.2734 | 0
Central Coast | 4579 | 249 | 615.4978 | 290 | 633.6088 | 47 | 0.24419 | 30.0931 | 121.4275 | 0.048474 | 1.3185 | 130.7313 | 1.1648 | 0.00010238 | 1.2724e-05 | 0.85862 | 0.97142 | {E6C5781A-7190-407F-9EDA-B9DCCCBA229C} | 182771101 | CAMBRIA 1101 | V76 | 35.647 | -121.1906 | CAMBRIA 1101V76 | 79 | 60 | 32755.6105 | 31109.7165 | 1645.8941 | 29392.3861 | 1645.8941 | 0.00059801 | 0.0010028 | 2.4719 | 6.1702 | 2751 | 0.0048118 | 259.6366 | 24904.526 | 0
Central Coast | 7257 | 47 | 146.8105 | 241 | 247.4472 | 54 | 0.621 | 125.6164 | 478.9768 | 0.91178 | 4.3862 | 71.6575 | 1.0777 | 0.00044462 | 1.2703e-05 | 0.19502 | 0.5933 | {B5391BD5-06CA-49EB-98DD-175A1FD20C36} | 182731102 | RESERVATION ROAD 1102 | 3030 | 36.5854 | -121.6002 | RESERVATION ROAD 11023030 | 212 | 200 | 54764.5126 | 41722.8305 | 13041.6821 | 10130.7204 | 7964.3819 | 0.00068597 | 0.0008258 | 3.1236 | 4.463 | 2752 | 0.024009 | 259.6318 | 24910.8172 | 0
Central Coast | 2481 | 3 | 6.2716 | 27 | 18.0667 | 10 | 0.57285 | 128.968 | 622.1361 | 0.57344 | 0.26195 | 10.5618 | 1.0011 | 1.1589e-06 | 1.244e-05 | 0.11111 | 0.34713 | {5544109A-90D8-4D98-A117-3D3506C6B01F} | 182131103 | GONZALES 1103 | 3096 | 36.4982 | -121.4501 | GONZALES 11033096 | 206 | 190 | 39846.5611 | 29023.6121 | 10822.9489 | 2007.6917 | 1124.7032 | 0.0001244 | 0.00016637 | 2.0905 | 2.7 | 2755 | 1.1589e-05 | 259.6078 | 24912.064 | 0
Central Coast | 3391 | 25 | 46.5498 | 61 | 63.9178 | 7 | 0.0028498 | 0.0014844 | 1.8415e-05 | 7.8478e-09 | 5.2359e-13 | 0.014602 | 0.28571 | 2.1318e-06 | 1.1655e-05 | 0.40984 | 0.72828 | {6679B851-BEDD-496F-943F-802ECD2AE75C} | 82021101 | LOS GATOS 1101 | 60136 | 37.2278 | -121.9676 | LOS GATOS 110160136 | 230 | 727 | 38887.4849 | 9049.3039 | 29838.181 | 461.7186 | 1148.7776 | 8.1585e-05 | 0.00022463 | 1.862 | 8.7143 | 2767 | 1.4923e-05 | 259.6078 | 24912.3507 | 0
Central Coast | 8605 | 0 | 0 | 4 | 2.3903 | 3 |  |  |  |  | 0.71386 | 106.1849 | 1.0015 | 5.7663e-06 | 1.1283e-05 | 0 | 0 | {B456B97B-6207-41D3-9457-CFE202A63FCC} | 182971101 | PURISIMA 1101 | 54728 | 34.7596 | -120.4087 | PURISIMA 110154728 | 37 | 18 | 7672.2464 | 7210.7913 | 461.455 | 1017.1008 | 278.46 | 3.3848e-05 | 3.3848e-05 |  | 1.3333 | 2772 | 1.7299e-05 | 259.6078 | 24912.9823 | 0
Central Coast | 2757 | 1 | 1.2277 | 5 | 2.9196 | 3 |  |  |  |  | 3.7869 | 950.3073 | 1.469 | 0.00037024 | 1.1181e-05 | 0.2 | 0.4205 | {2039711E-7AA5-4D64-B713-BB2955894DC0} | 82952107 | EDENVALE 2107 | XR336 | 37.2316 | -121.7616 | EDENVALE 2107XR336 | 395 | 357 | 61503.5557 | 47480.5961 | 14022.9597 | 2932.2246 | 65.4219 | 3.3542e-05 | 3.3542e-05 | 1.2277 | 1.6667 | 2773 | 0.0011107 | 259.6077 | 24914.8033 | 0
Central Coast | 1286 | 16 | 61.0585 | 16 | 61.0585 | 4 | 0.0010331 | 88.4551 | 209.2091 | 0.00021674 | 0.36173 | 9.6782 | 1.0066 | 1.1565e-06 | 1.0791e-05 | 1 | 1 | {4C087FEB-CACD-4757-8482-26820E95E898} | 182052101 | SOLEDAD 2101 | circuit_breaker | 36.4296 | -121.3322 | SOLEDAD 2101circuit_breaker | 158 | 124 | 27792.3885 | 23674.2161 | 4118.1724 | 1217.4718 | 301.2928 | 4.3163e-05 | 5.5247e-05 | 3.8162 | 4 | 2777 | 4.6259e-06 | 259.6066 | 24915.5593 | 0
Central Coast | 4257 | 0 | 0 | 7 | 4.0094 | 1 |  |  |  |  | 2.7058 | 16.9788 | 1 | 6.989e-07 | 1.0521e-05 | 0 | 0 | {77F4F191-CCC6-4075-AD1D-AD57A94CE7F5} | 182601103 | OCEANO 1103 | V22 | 35.1286 | -120.607 | OCEANO 1103V22 | 36 | 13 | 2775.5041 | 2481.8109 | 293.6931 | 1804.8041 | 97.4463 | 1.0521e-05 | 1.0521e-05 |  | 7 | 2778 | 6.989e-07 | 259.6066 | 24916.6801 | 0
Central Coast | 3165 | 19 | 42.3408 | 22 | 43.6793 | 4 |  |  |  |  | 0.75608 | 0.15238 | 1 | 6.9853e-07 | 1.0515e-05 | 0.86364 | 0.96936 | {CAD84BE8-270C-4E67-9FBC-AF6CB4F5A5CC} | 182852204 | VIEJO 2204 | 9098 | 36.5996 | -121.9011 | VIEJO 22049098 | 189 | 1116 | 56783.072 | 9682.1971 | 47100.8749 | 444.1507 | 3060.345 | 4.206e-05 | 4.206e-05 | 2.2285 | 5.5 | 2779 | 2.7941e-06 | 259.6066 | 24916.9559 | 0
Central Coast | 8034 | 11 | 14.1592 | 35 | 26.6334 | 7 | 1.1442 | 1294.1135 | 8749.0625 | 10.0109 | 0.84735 | 193.2588 | 0.8189 | 1.3231e-05 | 1.0295e-05 | 0.31429 | 0.53163 | {27DDD5EE-54A2-4E5E-9658-0DB34C83F134} | 182191101 | SAN ARDO 1101 | 7094 | 36.1124 | -121.038 | SAN ARDO 11017094 | 82 | 63 | 33044.4774 | 26905.8115 | 6138.6659 | 1399.194 | 1588.122 | 7.2068e-05 | 7.0924e-05 | 1.2872 | 5 | 2783 | 9.262e-05 | 259.6066 | 24917.8248 | 0
Central Coast | 6732 | 4 | 4.9109 | 19 | 14.9185 | 8 | 0.15069 | 2192.8331 | 16741.5206 | 3.0604 | 1.2862 | 222.1342 | 1.0655 | 1.3218e-05 | 1.0147e-05 | 0.21053 | 0.32918 | {2368E455-7639-40D5-A504-6B0E7FC0F145} | 182492104 | HOLLISTER 2104 | 4403 | 36.8756 | -121.3633 | HOLLISTER 21044403 | 127 | 133 | 45543.881 | 30234.2388 | 15309.6422 | 9894.6539 | 1041.6259 | 8.1173e-05 | 9.554e-05 | 1.2277 | 2.375 | 2786 | 0.00010574 | 259.6065 | 24923.9694 | 0
Central Coast | 4836 | 1 | 3.8162 | 4 | 5.1651 | 1 |  |  |  |  | 0.077434 | 2.8199 | 1 | 6.7393e-07 | 1.0145e-05 | 0.25 | 0.73884 | {7065F476-A653-46B8-B768-E4B58582997C} | 182052102 | SOLEDAD 2102 | 7008 | 36.4058 | -121.3537 | SOLEDAD 21027008 | 144 | 118 | 33139.1306 | 29112.5788 | 4026.5518 | 3543.9744 | 72.5893 | 1.0145e-05 | 1.0145e-05 | 3.8162 | 4 | 2787 | 6.7393e-07 | 259.6064 | 24926.1702 | 0
Central Coast | 6784 | 45 | 70.3741 | 198 | 146.2477 | 29 | 0.080642 | 21.6244 | 47.4387 | 0.017716 | 0.64525 | 14.9866 | 0.98955 | 1.707e-06 | 1.0124e-05 | 0.22727 | 0.4812 | {966AAD61-7205-4A6B-9491-7F1C72E1ED94} | 182731102 | RESERVATION ROAD 1102 | 3032 | 36.6338 | -121.6986 | RESERVATION ROAD 11023032 | 107 | 74 | 20240.1979 | 15612.677 | 4627.521 | 4109.0682 | 2724.3416 | 0.00029361 | 0.00068061 | 1.5639 | 6.8276 | 2789 | 4.9503e-05 | 259.6064 | 24928.7219 | 0
Central Coast | 6546 | 21 | 27.8299 | 27 | 30.5643 | 8 | 0.16344 | 40.5334 | 91.06 | 0.029529 | 2.9585 | 290.7874 | 1.2616 | 0.0015044 | 9.5725e-06 | 0.77778 | 0.91054 | {97FCD4F4-D4FA-4E54-B458-40505BE0F481} | 182492102 | HOLLISTER 2102 | 4780 | 36.9425 | -121.4435 | HOLLISTER 21024780 | 212 | 270 | 44286.8616 | 24176.1189 | 20110.7427 | 2943.6622 | 306.201 | 7.658e-05 | 0.00018278 | 1.3252 | 3.375 | 2794 | 0.012035 | 259.6064 | 24930.5499 | 0
Central Coast | 6965 | 3 | 3.814 | 23 | 13.676 | 6 |  |  |  |  | 0.40007 | 60.1574 | 1.0527 | 2.4273e-06 | 8.6282e-06 | 0.13043 | 0.27888 | {D0772DC9-F8FF-4FD1-BF38-1CDC8034D04A} | 182082102 | LOS OSITOS 2102 | 7470 | 36.29 | -121.1966 | LOS OSITOS 21027470 | 218 | 203 | 48769.0899 | 43864.2595 | 4904.8303 | 6032.2925 | 457.2787 | 5.1769e-05 | 5.1769e-05 | 1.2713 | 3.8333 | 2803 | 1.4564e-05 | 259.5943 | 24934.296 | 0
Central Coast | 3855 | 37 | 86.598 | 87 | 108.8138 | 9 | 0 | 0 | 0 | 0 | 0.45501 | 0.081957 | 0.66667 | 8.7465e-07 | 8.5079e-06 | 0.42529 | 0.79584 | {2899757E-80A9-4AB1-8800-BCC024D9B2AA} | 182090402 | MONTEREY 0402 | 2644 | 36.5998 | -121.9002 | MONTEREY 04022644 | 35 | 178 | 10105.7589 | 2300.473 | 7805.2859 | 887.4818 | 4171.8374 | 7.6571e-05 | 0.0001185 | 2.3405 | 9.6667 | 2804 | 7.8719e-06 | 259.5943 | 24934.8471 | 0
Central Coast | 2576 | 0 | 0 | 12 | 8.1573 | 1 |  |  |  |  | 0.43805 | 44.4449 | 1.0177 | 5.0594e-07 | 7.6159e-06 | 0 | 0 | {6CCE4F90-013B-444F-9BDA-6C6A4EE75374} | 182222102 | DEL MONTE 2102 | 9060 | 36.608 | -121.8536 | DEL MONTE 21029060 | 335 | 1799 | 91336.4678 | 16709.22 | 74627.2478 | 1038.0388 | 29.2277 | 7.6159e-06 | 7.6159e-06 |  | 12 | 2814 | 5.0594e-07 | 259.5943 | 24935.4917 | 0
Central Coast | 3675 | 12 | 15.7795 | 23 | 21.6888 | 3 | 0.00050513 | 0.1112 | 1.0026 | 1.0129e-06 | 0.86283 | 405.8959 | 1.4808 | 7.3262e-05 | 7.1741e-06 | 0.52174 | 0.72754 | {951B1516-4326-49B7-849D-E72573882819} | 182492104 | HOLLISTER 2104 | 91424 | 36.9335 | -121.3885 | HOLLISTER 210491424 | 139 | 121 | 19500.8151 | 14085.1454 | 5415.6697 | 430.1131 | 78.0393 | 2.1522e-05 | 6.9841e-05 | 1.315 | 7.6667 | 2819 | 0.00021979 | 259.5943 | 24935.7588 | 0
Central Coast | 6954 | 5 | 17.1704 | 5 | 17.1704 | 1 | 0.21628 | 0.22239 | 0.26718 | 5.7785e-05 | 2.4535 | 2.9042 | 1 | 2.1662e-06 | 7.0524e-06 | 1 | 1 | {C2A5C891-9ACA-4BCB-B672-51535FFB0933} | 182852203 | VIEJO 2203 | 2634 | 36.5669 | -121.9134 | VIEJO 22032634 | 50 | 337 | 17143.5444 | 2626.604 | 14516.9403 | 0 | 730.8417 | 7.0524e-06 | 3.2608e-05 | 3.4341 | 5 | 2821 | 2.1662e-06 | 259.5941 | 24935.7588 | 0
Central Coast | 9222 | 0 | 0 | 1 | 0.67977 | 1 | 0.2171 | 1.0643 | 10.3514 | 0.002362 | 0 | 0.1396 | 1 | 2.1312e-06 | 6.9647e-06 | 0 | 0 | {844C973E-06B3-4BF1-90ED-935D78CB12A8} | 182222104 | DEL MONTE 2104 | 3066 | 36.5584 | -121.7506 | DEL MONTE 21043066 | 5 | 0 | 26.0345 | 26.0345 | 0 | 26.0345 | 0 | 6.9647e-06 | 3.2081e-05 |  | 1 | 2822 | 2.1312e-06 | 259.5941 | 24935.775 | 0
Central Coast | 3806 | 51 | 115.3907 | 134 | 165.8595 | 35 | 0.025635 | 8.143 | 35.9509 | 0.0033979 | 0.95853 | 30.98 | 1.2154 | 1.3239e-05 | 6.7045e-06 | 0.3806 | 0.69571 | {28A92BFD-4CB5-418D-AD6F-813F50DE65A4} | 182052102 | SOLEDAD 2102 | 42506 | 36.4135 | -121.319 | SOLEDAD 210242506 | 295 | 321 | 63718.022 | 45403.9219 | 18314.1 | 13203.3163 | 5144.5021 | 0.00023466 | 0.00033994 | 2.2626 | 3.8286 | 2828 | 0.00046337 | 259.5941 | 24943.9743 | 0
Central Coast | 3490 | 3 | 9.2389 | 4 | 9.9187 | 1 |  |  |  |  | 7.5509 | 250.3416 | 1.2235 | 1.1152e-05 | 6.6834e-06 | 0.75 | 0.93147 | {B73F7608-4D30-4162-A279-F1B71A76D86D} | 83182106 | LLAGAS 2106 | XR146 | 36.9737 | -121.5188 | LLAGAS 2106XR146 | 188 | 152 | 46729.0956 | 32678.168 | 14050.9276 | 2566.3115 | 511.184 | 6.6834e-06 | 6.6834e-06 | 3.0796 | 4 | 2830 | 1.1152e-05 | 259.5936 | 24945.5679 | 0
Central Coast | 4313 | 11 | 20.7576 | 16 | 23.9325 | 2 | 0 | 0 | 0 | 0 | 0 | 0 | 0 | 8.834e-07 | 6.455e-06 | 0.6875 | 0.86734 | {7A855EEE-6A4F-4B41-AEEE-D64586BF7960} | 182090401 | MONTEREY 0401 | 2642 | 36.5933 | -121.8948 | MONTEREY 04012642 | 70 | 476 | 25848.3719 | 4201.7426 | 21646.6293 | 395.9249 | 1545.1264 | 1.291e-05 | 2.6596e-05 | 1.8871 | 8 | 2833 | 1.7668e-06 | 259.5936 | 24945.8138 | 0
Central Coast | 7116 | 1 | 1.2277 | 3 | 2.3632 | 2 | 0.17824 | 30.915 | 98.8224 | 0.035225 | 1.6991 | 344.3721 | 1.8385 | 0.0014493 | 5.1639e-06 | 0.33333 | 0.51951 | {68615336-79DC-4EC6-9727-806E7A643D26} | 183031101 | PALMER 1101 | 98478 | 34.7403 | -120.2269 | PALMER 110198478 | 41 | 18 | 8897.6588 | 7936.2417 | 961.4171 | 7555.738 | 579.3179 | 1.0328e-05 | 5.7409e-05 | 1.2277 | 1.5 | 2842 | 0.0028986 | 259.5936 | 24950.5059 | 0
Central Coast | 2406 | 10 | 34.2315 | 16 | 36.6661 | 4 | 0.01723 | 7.4016 | 18.6834 | 0.00072545 | 5.3247 | 150.3686 | 1.1283 | 0.0012883 | 4.9777e-06 | 0.625 | 0.9336 | {C6602F48-3A87-4830-B316-DED5C966EF46} | 182951102 | FOOTHILL 1102 | V06 | 35.2854 | -120.7014 | FOOTHILL 1102V06 | 131 | 566 | 34970.3514 | 10520.855 | 24449.4964 | 1798.9532 | 180.3113 | 1.9911e-05 | 5.0684e-05 | 3.4231 | 4 | 2845 | 0.0051532 | 259.5907 | 24951.6231 | 0
Central Coast | 9254 | 11 | 30.7208 | 26 | 36.9427 | 6 | 0.0018282 | 1.575 | 21.999 | 0.0031009 | 0.2618 | 219.9439 | 1.3392 | 0.00010652 | 4.8603e-06 | 0.42308 | 0.83158 | {AD986AF1-07AD-469F-94A3-573792C7B7E5} | 253671103 | PANOCHE 1103 | 4036 | 36.5855 | -120.8158 | PANOCHE 11034036 | 57 | 49 | 58181.2474 | 40363.4485 | 17817.7989 | 13306.7166 | 4188.2516 | 2.9162e-05 | 3.6573e-05 | 2.7928 | 4.3333 | 2847 | 0.00063911 | 259.5856 | 24959.8866 | 0
Central Coast | 7161 | 18 | 56.5456 | 34 | 63.7062 | 5 | 0.0006208 | 0.054766 | 0.14096 | 4.4773e-05 | 0.063717 | 0.57881 | 1 | 7.6941e-07 | 4.3427e-06 | 0.52941 | 0.8876 | {FE7ADF6B-5FAD-4650-8E18-1F81A8FDEE84} | 182631107 | SAN LUIS OBISPO 1107 | circuit_breaker | 35.2613 | -120.6347 | SAN LUIS OBISPO 1107circuit_breaker | 54 | 22 | 3858.5229 | 2726.7982 | 1131.7248 | 1569.1089 | 628.2281 | 2.1714e-05 | 5.791e-05 | 3.1414 | 6.8 | 2852 | 3.8471e-06 | 259.5849 | 24960.861 | 0
Central Coast | 6524 | 2 | 1.9572 | 2 | 1.9572 | 1 | 0.14063 | 169.8713 | 1014.8099 | 1.5974 | 5.7434 | 556.5856 | 1.2058 | 0.0024798 | 3.5634e-06 | 1 | 1 | {05828C1E-8E18-466B-88E7-9FC0E3CD182B} | 182191101 | SAN ARDO 1101 | 7632 | 36.0712 | -120.9813 | SAN ARDO 11017632 | 43 | 28 | 13680.8151 | 13067.8012 | 613.0139 | 668.3905 | 199.8475 | 3.5634e-06 | 2.5339e-05 | 0.97861 | 2 | 2859 | 0.0024798 | 259.5849 | 24961.276 | 0
Central Coast | 3911 | 3 | 3.6831 | 17 | 11.9937 | 6 | 0.074059 | 163.2172 | 934.0762 | 0.14434 | 0.93252 | 86.2042 | 1.115 | 9.4913e-06 | 3.2812e-06 | 0.17647 | 0.30709 | {267BC564-377B-4324-BC73-A7BED7B71D6E} | 182071101 | CAMPHORA 1101 | 77978 | 36.4795 | -121.4142 | CAMPHORA 110177978 | 196 | 178 | 47160.0672 | 40895.7342 | 6264.333 | 3393.7443 | 1023.1771 | 1.9687e-05 | 7.5964e-05 | 1.2277 | 2.8333 | 2861 | 5.6948e-05 | 259.5824 | 24963.3836 | 0
Central Coast | 2515 | 8 | 21.1074 | 13 | 24.0582 | 4 | 0 | 0 | 0 | 0 | 0.048673 | 27.1108 | 1.0044 | 1.5687e-06 | 3.1125e-06 | 0.61538 | 0.87735 | {C1DCB446-91BC-4976-8E19-E90A61136DD7} | 182222104 | DEL MONTE 2104 | 2032 | 36.5973 | -121.8479 | DEL MONTE 21042032 | 187 | 1045 | 59365.4457 | 9676.4913 | 49688.9544 | 253.941 | 215.1176 | 1.245e-05 | 3.9953e-05 | 2.6384 | 3.25 | 2863 | 6.2748e-06 | 259.5824 | 24963.5413 | 0
Central Coast | 2660 | 4 | 7.4993 | 21 | 16.4605 | 8 | 0.10489 | 0.1112 | 0.14804 | 9.2912e-05 | 0.071626 | 4.8072 | 1.0094 | 5.6289e-07 | 2.8901e-06 | 0.19048 | 0.45559 | {121773FD-4C4B-4842-BF5D-136BCB9BFB8D} | 182402107 | FORT ORD 2107 | 36596 | 36.6736 | -121.7807 | FORT ORD 210736596 | 368 | 841 | 58675.0345 | 20177.9536 | 38497.0809 | 6277.7799 | 753.5961 | 2.312e-05 | 6.7785e-05 | 1.8748 | 2.625 | 2865 | 4.5031e-06 | 259.5824 | 24967.4398 | 0
Central Coast | 4391 | 1 | 1.3586 | 3 | 2.2701 | 2 | 0 | 0.66718 | 2.0108 | 0 | 0.96903 | 108.1924 | 0.56637 | 4.1381e-06 | 2.8882e-06 | 0.33333 | 0.59848 | {36177CF1-DF55-4FEE-893C-1AD0F53C4183} | 182052101 | SOLEDAD 2101 | 7056 | 36.4675 | -121.391 | SOLEDAD 21017056 | 198 | 174 | 52101.1958 | 44962.8575 | 7138.3383 | 6257.9858 | 2347.6948 | 5.7764e-06 | 1.2907e-05 | 1.3586 | 1.5 | 2866 | 8.2761e-06 | 259.5824 | 24971.326 | 0
Central Coast | 5474 | 0 | 0 | 3 | 1.8153 | 1 | 0.042833 | 0.61678 | 2.4465 | 0.012129 | 0.31858 | 6.4555 | 1 | 7.779e-07 | 5.0157e-07 | 0 | 0 | {22E96A5A-3667-455E-A58A-C0A9770DDF94} | 182631102 | SAN LUIS OBISPO 1102 | 597518 | 35.2696 | -120.6686 | SAN LUIS OBISPO 1102597518 | 106 | 65 | 6670.2231 | 3448.5717 | 3221.6515 | 881.7949 | 110.7023 | 5.0157e-07 | 1.171e-05 |  | 3 | 2880 | 7.779e-07 | 259.5824 | 24971.8736 | 0
Central Coast | 8776 | 0 | 0 | 8 | 3.1631 | 2 | 0.0089648 | 1.8993 | 3.7817 | 0.0014245 | 0.33186 | 124.4188 | 1.0243 | 2.0012e-05 | 2.895e-07 | 0 | 0 | {A3EE8121-F4DD-4843-8E3D-4FC7281FCDB4} | 88820401 | COAST RD 0401 | 5134 | 36.9884 | -122.1587 | COAST RD 04015134 | 31 | 18 | 5295.9341 | 4886.1695 | 409.7646 | 465.4637 | 73.695 | 5.7901e-07 | 4.9009e-05 |  | 4 | 2883 | 4.0025e-05 | 259.5824 | 24972.1626 | 0
Central Coast | 3024 | 0 | 0 | 2 | 0.91147 | 1 | 0.00079184 | 0.39608 | 2.4717 | 0.019372 | 1.6549 | 400.5361 | 1.1394 | 0.00040553 | 1.2311e-08 | 0 | 0 | {C8B3CC69-B9EC-4FE8-B218-4BFA09031AD1} | 253671103 | PANOCHE 1103 | 4016 | 36.6026 | -120.839 | PANOCHE 11034016 | 69 | 44 | 22822.0385 | 20623.7001 | 2198.3385 | 3776.8409 | 958.0787 | 1.2311e-08 | 1.5547e-05 |  | 2 | 2886 | 0.00040553 | 259.5823 | 24974.508 | 0
Central Coast | 2835 | 0 | 0 | 7 | 3.7005 | 1 | 0.00010372 | 0.0038342 | 0.01067 | 3.2098e-07 | 0.47566 | 11.9779 | 1.0111 | 0.001196 | 5.2016e-09 | 0 | 0 | {2F8DBBAA-A379-4ECE-8007-F482E8F75EAA} | 102541101 | VOLTA 1101 | 1596 | 40.3514 | -121.7815 | VOLTA 11011596 | 187 | 273 | 51670.2753 | 34685.9379 | 16984.3374 | 34685.9379 | 16984.3374 | 5.2016e-09 | 5.0149e-05 |  | 7 | 2887 | 0.001196 | 259.5819 | 24996.048 | 0
Central Coast | 4949 | 1 | 1.246 | 11 | 6.6812 | 1 | 0 | 0 | 0 | 0 | 0 | 0.099336 | 1 | 3.0524e-06 | 0 | 0.090909 | 0.1865 | {A69D2BA4-3D74-416C-A5CD-5CA28C67DFB5} | 12840401 | RIDGE 0401 | circuit_breaker | 37.8851 | -122.255 | RIDGE 0401circuit_breaker | 82 | 520 | 25479.4182 | 4263.1331 | 21216.2852 | 4156.4129 | 20588.0897 | 0 | 4.5948e-05 | 1.246 | 11 | 2891 | 3.0524e-06 | 259.5807 | 24998.6291 | 0
Central Coast | 8392 | 2 | 7.6323 | 9 | 10.8225 | 1 | 0 | 78.923 | 429.7631 | 0 | 1.2279 | 28.1385 | 1.0398 | 1.1231e-06 | 0 | 0.22222 | 0.70523 | {B67EAAD0-18CE-4C8C-8264-33FF5297FE06} | 182051114 | SOLEDAD 1114 | 35306 | 36.4317 | -121.3296 | SOLEDAD 111435306 | 86 | 40 | 14931.2798 | 11463.1003 | 3468.1795 | 1328.8876 | 2046.4282 | 0 | 1.074e-05 | 3.8162 | 9 | 2895 | 1.1231e-06 | 259.5807 | 24999.4544 | 0
Central Coast | 2513 | 6 | 11.102 | 6 | 11.102 | 2 | 0 | 17.5692 | 64.1681 | 0 | 1.4248 | 34.7254 | 1.1681 | 1.2119e-06 | 0 | 1 | 1 | {54070A16-E414-4AEE-9621-8B78CEEC4570} | 182052102 | SOLEDAD 2102 | 7562 | 36.4295 | -121.332 | SOLEDAD 21027562 | 162 | 306 | 26575.7117 | 12110.2794 | 14465.4323 | 2922.6853 | 304.4008 | 0 | 2.6384e-05 | 1.8503 | 3 | 2897 | 2.4237e-06 | 259.5807 | 25001.2694 | 0
Central Coast | 3597 | 1 | 1.6135 | 3 | 2.9731 | 1 | 0 | 0 | 0 | 0 | 0 | 0.029204 | 1 | 1.2376e-06 | 0 | 0.33333 | 0.54271 | {3A7DE5A9-6F9C-4704-A7B4-637F15326CD9} | 182492104 | HOLLISTER 2104 | 41808 | 36.9354 | -121.3948 | HOLLISTER 210441808 | 184 | 194 | 29610.8192 | 17500.5057 | 12110.3135 | 4.0767 | 22.487 | 0 | 1.863e-05 | 1.6135 | 3 | 2900 | 1.2376e-06 | 259.5807 | 25001.2719 | 0
Bay Area | 6982 | 45 | 60.934 | 254 | 184.4463 | 30 | 66.0686 | 548.0353 | 4676.4389 | 787.7901 | 2.668 | 152.6855 | 1.2257 | 0.0011013 | 0.0017715 | 0.17717 | 0.33036 | {335D8DF9-D334-4C80-A8EC-F250AAC0E6C3} | 42211104 | NOVATO 1104 | 55398 | 38.1171 | -122.5642 | NOVATO 110455398 | 119 | 33 | 22960.02 | 18150.4566 | 4809.5634 | 4828.5632 | 3903.2018 | 0.053145 | 0.0019443 | 1.3541 | 8.4667 | 201 | 0.033038 | 259.5807 | 25004.2704 | 0
Bay Area | 6317 | 1 | 1.3586 | 20 | 25.7062 | 1 | 10.5335 | 5.6109 | 24.0922 | 0.2583 | 1.4801 | 0.66881 | 1 | 8.9187e-06 | 0.0014142 | 0.05 | 0.05285 | {3E0AE845-0CE4-470C-9DE4-D6AA20E33FFC} | 152691104 | HIGGINS 1104 | 32747 | 39.1426 | -121.0612 | HIGGINS 110432747 | 52 | 171 | 10460.0825 | 2820.8108 | 7639.2717 | 966.1489 | 3477.6876 | 0.0014142 | 0.00013425 | 1.3586 | 20 | 268 | 8.9187e-06 | 259.5477 | 25004.8704 | 0
Bay Area | 7330 | 36 | 48.5895 | 69 | 67.5334 | 7 | 66.1707 | 44.7437 | 166.3602 | 12.7131 | 1.4608 | 11.2105 | 1.0057 | 3.3292e-06 | 0.0013019 | 0.52174 | 0.71949 | {92F6E341-F0BC-4716-8F01-EF905EEF4BF1} | 14161102 | ROSSMOOR 1102 | circuit_breaker | 37.8653 | -122.0805 | ROSSMOOR 1102circuit_breaker | 37 | 10 | 2518.1697 | 2145.2785 | 372.8912 | 400.2166 | 0 | 0.009113 | 0.0003508 | 1.3497 | 9.8571 | 294 | 2.3304e-05 | 259.5477 | 25005.1189 | 0
Bay Area | 4993 | 265 | 425.2647 | 618 | 623.7388 | 37 | 19.1318 | 187.6845 | 3048.1657 | 158.6163 | 2.875 | 32.2444 | 1.1034 | 0.017971 | 0.0012571 | 0.4288 | 0.6818 | {B6278051-6E54-4737-9502-59CAD0AD2394} | 43432104 | SILVERADO 2104 | 722 | 38.5448 | -122.4757 | SILVERADO 2104722 | 139 | 245 | 25316.2935 | 11871.204 | 13445.0895 | 11871.204 | 13445.0895 | 0.046512 | 0.0041518 | 1.6048 | 16.7027 | 303 | 0.66491 | 259.5476 | 25012.491 | 0
Bay Area | 2016 | 236 | 303.6468 | 810 | 650.3328 | 87 | 47.2248 | 675.3968 | 10476.0615 | 1380.2083 | 2.1652 | 109.4107 | 1.2355 | 0.012514 | 0.0010567 | 0.29136 | 0.46691 | {EB87F1B0-DF58-4672-B521-8B7DD265BE37} | 43291104 | PUEBLO 1104 | 2802 | 38.338 | -122.2607 | PUEBLO 11042802 | 166 | 179 | 30285.6579 | 17054.4612 | 13231.1967 | 14988.5406 | 9714.5131 | 0.091929 | 0.0040354 | 1.2866 | 9.3103 | 383 | 1.0887 | 258.8827 | 25021.7988 | 0
Bay Area | 1138 | 161 | 451.6533 | 218 | 474.4617 | 34 | 38.4378 | 873.2237 | 3601.2143 | 257.1502 | 61.6342 | 1918.6983 | 1.9049 | 0.20023 | 0.00094354 | 0.73853 | 0.95193 | {175EAA06-BA71-4C85-BCC5-D0819BAB887B} | 13232105 | LONE TREE 2105 | 21210 | 37.9253 | -121.7602 | LONE TREE 210521210 | 132 | 56 | 31784.9767 | 25986.6286 | 5798.3481 | 16983.4147 | 5120.9116 | 0.03208 | 0.0012999 | 2.8053 | 6.4118 | 437 | 6.8077 | 257.794 | 25032.3455 | 0
Bay Area | 3424 | 12 | 16.9649 | 20 | 21.0588 | 7 | 58.2784 | 2005.5727 | 10712.6852 | 553.9702 | 38.8025 | 622.3879 | 1.5073 | 0.069419 | 0.00080765 | 0.6 | 0.80559 | {17D49159-2A99-4FB5-B2DC-0815D2D13280} | 12022215 | CLAYTON 2215 | circuit_breaker | 37.9447 | -121.9698 | CLAYTON 2215circuit_breaker | 266 | 713 | 49765.704 | 17643.4387 | 32122.2652 | 3378.3697 | 10.9722 | 0.0056536 | 0.00013234 | 1.4137 | 2.8571 | 496 | 0.48593 | 250.9863 | 25034.4435 | 0
Bay Area | 8271 | 17 | 48.831 | 31 | 56.8453 | 4 | 19.4055 | 48.0372 | 235.8557 | 9.1456 | 0 | 0.19712 | 1 | 4.0553e-06 | 0.00074209 | 0.54839 | 0.85902 | {151C0216-83E8-4EAF-9D71-0D50917A8A0E} | 43051101 | MONTICELLO 1101 | 52910 | 38.5062 | -122.202 | MONTICELLO 110152910 | 75 | 17 | 5937.1917 | 5053.4949 | 883.6968 | 3504.9565 | 443.9052 | 0.0029684 | 0.00024418 | 2.8724 | 7.75 | 538 | 1.6221e-05 | 250.5004 | 25036.6201 | 0
Bay Area | 7715 | 129 | 217.3456 | 421 | 356.9131 | 72 | 50.667 | 533.8631 | 3104.2982 | 388.2035 | 9.2632 | 567.7943 | 1.3161 | 0.012558 | 0.00072732 | 0.30641 | 0.60896 | {32128C45-30E5-4BD3-83C6-38B6DDD0B832} | 12022215 | CLAYTON 2215 | W531R | 37.9176 | -121.9968 | CLAYTON 2215W531R | 243 | 185 | 27693.5137 | 17365.1124 | 10328.4014 | 10534.5095 | 5494.0159 | 0.052367 | 0.0020034 | 1.6848 | 5.8472 | 549 | 0.90415 | 250.5004 | 25043.162 | 0
Bay Area | 1124 | 508 | 1285.6882 | 1482 | 1831.3882 | 54 | 22.4032 | 743.5846 | 14646.0686 | 693.1668 | 0.49492 | 1.8635 | 1.2232 | 0.00019762 | 0.00068507 | 0.34278 | 0.70203 | {A8B14B0D-3BCA-44F1-B75C-F9F858D43D86} | 42291101 | OLEMA 1101 | 1200 | 38.0971 | -122.8526 | OLEMA 11011200 | 69 | 301 | 19942.9854 | 4658.8808 | 15284.1046 | 4658.8808 | 15284.1046 | 0.036994 | 0.0029075 | 2.5309 | 27.4444 | 580 | 0.010671 | 249.5962 | 25046.0552 | 0
Bay Area | 2629 | 1142 | 1496.3535 | 2640 | 2377.26 | 235 | 12.2725 | 495.5295 | 9445.8336 | 375.1404 | 0.56233 | 48.3509 | 1.1802 | 0.014761 | 0.00066054 | 0.43258 | 0.62944 | {EBBE0A29-2908-46ED-BB26-43BABD7BEC2A} | 43292102 | PUEBLO 2102 | 792 | 38.433 | -122.4021 | PUEBLO 2102792 | 221 | 193 | 53493.2008 | 33531.1108 | 19962.09 | 30375.5803 | 19611.8188 | 0.15523 | 0.02362 | 1.3103 | 11.234 | 603 | 3.4689 | 249.5856 | 25064.9184 | 0
Bay Area | 5431 | 614 | 941.071 | 1240 | 1316.3579 | 175 | 29.2824 | 420.7777 | 5949.8842 | 662.0128 | 5.381 | 201.369 | 1.296 | 0.015812 | 0.00064145 | 0.49516 | 0.71491 | {07E5B1CE-7E3B-4E08-B657-89EC574C92A0} | 43291104 | PUEBLO 1104 | 1304 | 38.3634 | -122.2651 | PUEBLO 11041304 | 234 | 160 | 44764.0175 | 30920.9317 | 13843.0858 | 30920.9317 | 13843.0858 | 0.11225 | 0.0085781 | 1.5327 | 7.0857 | 626 | 2.7671 | 246.1166 | 25084.1203 | 0
Bay Area | 7210 | 41 | 93.9213 | 64 | 106.6023 | 11 | 140.4787 | 570.2195 | 2685.175 | 377.2099 | 1.5907 | 25.5242 | 1.0066 | 0.0013055 | 0.00062747 | 0.64062 | 0.88104 | {F43D5D09-9904-4503-827D-15E6F8524BEA} | 14161106 | ROSSMOOR 1106 | 39424 | 37.8713 | -122.0963 | ROSSMOOR 110639424 | 82 | 254 | 16624.2612 | 3992.9225 | 12631.3387 | 1232.955 | 1514.5518 | 0.0069021 | 0.00051788 | 2.2908 | 5.8182 | 643 | 0.01436 | 243.3495 | 25084.886 | 0
Bay Area | 345 | 16 | 20.2554 | 57 | 42.5233 | 9 | 13.7687 | 660.0113 | 7632.1899 | 420.3429 | 0.32448 | 28.7016 | 1.1384 | 0.036139 | 0.00062481 | 0.2807 | 0.47634 | {95F0930E-F4E9-4090-B429-18E6DA1F891D} | 43292102 | PUEBLO 2102 | 656 | 38.3886 | -122.318 | PUEBLO 2102656 | 260 | 313 | 43957.8417 | 27867.5616 | 16090.2801 | 592.9592 | 121.6404 | 0.0056233 | 0.00077969 | 1.266 | 6.3333 | 645 | 0.32525 | 243.3351 | 25085.2542 | 0
Bay Area | 4302 | 51 | 79.7323 | 135 | 128.5594 | 24 | 14.0077 | 24.9389 | 78.8815 | 2.2904 | 0.76217 | 7.6534 | 0.83416 | 8.4103e-06 | 0.0006197 | 0.37778 | 0.6202 | {DFA21900-F572-4D0B-90D6-E67080E9EF87} | 14161106 | ROSSMOOR 1106 | circuit_breaker | 37.8651 | -122.0809 | ROSSMOOR 1106circuit_breaker | 111 | 487 | 33024.9665 | 7735.3967 | 25289.5699 | 2246.1308 | 8984.2253 | 0.014873 | 0.0022807 | 1.5634 | 5.625 | 651 | 0.00020185 | 243.0099 | 25086.6491 | 0
Bay Area | 4898 | 424 | 635.6891 | 957 | 959.4659 | 62 | 17.773 | 434.9315 | 7745.0947 | 341.0029 | 2.5936 | 68.9588 | 1.2443 | 0.027087 | 0.00061396 | 0.44305 | 0.66254 | {1ACD7F45-5073-4366-9697-A511E06B0768} | 43021101 | WOODACRE 1101 | 1456 | 38.0541 | -122.6917 | WOODACRE 11011456 | 66 | 75 | 13713.4893 | 6154.4242 | 7559.0652 | 6154.4242 | 7559.0652 | 0.038065 | 0.0053991 | 1.4993 | 15.4355 | 656 | 1.6794 | 243.0097 | 25090.471 | 0
Bay Area | 9320 | 193 | 347.439 | 342 | 438.2377 | 17 | 6.5293 | 39.0591 | 633.2349 | 11.0986 | 0.42348 | 7.4714 | 1.0139 | 0.0076587 | 0.00061349 | 0.56433 | 0.79281 | {4E7059E5-B496-4153-B6AF-F578ED348327} | 43432104 | SILVERADO 2104 | 645 | 38.5378 | -122.4705 | SILVERADO 2104645 | 22 | 37 | 3337.0089 | 1626.8938 | 1710.1151 | 1626.8938 | 1710.1151 | 0.010429 | 0.0026623 | 1.8002 | 20.1176 | 657 | 0.1302 | 241.3303 | 25091.4813 | 0
Bay Area | 4870 | 564 | 959.7839 | 1194 | 1317.152 | 36 | 9.2722 | 6.6799 | 27.5413 | 0.49137 | 1.9263 | 2.4552 | 1.0277 | 0.012252 | 0.00060296 | 0.47236 | 0.72868 | {9A8B6C23-4C04-4C78-BA0B-C933E8EB9B64} | 42031124 | ALTO 1124 | 3121 | 37.905 | -122.5579 | ALTO 11243121 | 81 | 230 | 14524.1499 | 4421.122 | 10103.0278 | 4421.122 | 10103.0278 | 0.021706 | 0.0043141 | 1.7017 | 33.1667 | 666 | 0.44106 | 241.2001 | 25094.2268 | 0
Bay Area | 4720 | 12 | 14.9001 | 64 | 46.216 | 17 | 37.695 | 1232.0627 | 5211.2456 | 302.4655 | 5.5411 | 233.2772 | 1.2086 | 0.0046583 | 0.00060178 | 0.1875 | 0.3224 | {14F1F6DE-8209-477C-B956-E44E09281D3F} | 14241101 | SUNOL 1101 | MR196 | 37.575 | -121.8795 | SUNOL 1101MR196 | 149 | 73 | 26230.9898 | 20307.975 | 5923.0148 | 3630.319 | 1497.9962 | 0.01023 | 0.00040972 | 1.2417 | 3.7647 | 668 | 0.079191 | 240.759 | 25096.4812 | 0
Bay Area | 9976 | 0 | 0 | 4 | 1.8229 | 1 | 9.5952 | 717.6671 | 7354.6841 | 70.5695 | 0.25664 | 157.1066 | 1.635 | 0.0015073 | 0.00058986 | 0 | 0 | {D9246407-D8E8-4A85-808E-1B1964384F7E} | 43150241 | TOCALOMA 0241 | circuit_breaker | 38.055 | -122.7608 | TOCALOMA 0241circuit_breaker | 1 | 1 | 62.9054 | 26.5151 | 36.3903 | 26.5151 | 36.3903 | 0.00058986 | 6.1475e-05 |  | 4 | 682 | 0.0015073 | 240.6798 | 25096.4977 | 0
Bay Area | 8331 | 85 | 156.1733 | 410 | 336.448 | 56 | 18.4082 | 907.051 | 14534.6207 | 632.9788 | 4.1402 | 160.5208 | 1.183 | 0.016816 | 0.00055976 | 0.20732 | 0.46418 | {315B41A4-2763-4241-B96A-998B94A74075} | 43021101 | WOODACRE 1101 | 91900 | 38.0551 | -122.6933 | WOODACRE 110191900 | 116 | 93 | 36682.8096 | 22248.6035 | 14434.206 | 10288.938 | 10417.8139 | 0.031347 | 0.0035721 | 1.8373 | 7.3214 | 724 | 0.94168 | 240.6783 | 25102.8871 | 0
Bay Area | 1126 | 53 | 122.9885 | 163 | 188.2134 | 16 | 17.7357 | 74.5208 | 223.3212 | 7.9395 | 2.8059 | 18.3717 | 1.0376 | 0.00020498 | 0.00055803 | 0.32515 | 0.65345 | {FF138367-96EF-4586-B73C-AE42FDD878F0} | 43201101 | STAFFORD 1101 | 1082 | 38.1102 | -122.6132 | STAFFORD 11011082 | 56 | 417 | 25826.4016 | 4959.0869 | 20867.3147 | 1691.5237 | 4461.243 | 0.0089284 | 0.00063304 | 2.3205 | 10.1875 | 726 | 0.0032797 | 239.7366 | 25103.9375 | 0
Bay Area | 4128 | 222 | 520.868 | 672 | 712.4157 | 118 | 36.749 | 703.6139 | 3359.296 | 449.3418 | 33.2837 | 1400.3778 | 1.5836 | 0.084394 | 0.00055085 | 0.33036 | 0.73113 | {1E6D2AC0-4EEF-47FA-8309-E46E41F6921D} | 12022212 | CLAYTON 2212 | 2944 | 37.897 | -121.8596 | CLAYTON 22122944 | 185 | 137 | 30989.2604 | 23740.8312 | 7248.4292 | 23517.364 | 7090.2635 | 0.065001 | 0.0045004 | 2.3463 | 5.6949 | 736 | 9.9585 | 239.7334 | 25118.5418 | 0
Bay Area | 8455 | 5 | 6.2694 | 55 | 34.2037 | 16 | 16.0952 | 974.6007 | 8640.421 | 232.8013 | 21.7571 | 401.1028 | 1.3811 | 0.12339 | 0.00054287 | 0.090909 | 0.1833 | {07D78386-6A73-46DA-81CA-B20D2445579F} | 43201102 | STAFFORD 1102 | 1202 | 38.1221 | -122.6224 | STAFFORD 11021202 | 53 | 37 | 25331.2148 | 12713.8882 | 12617.3266 | 11742.1904 | 12617.3266 | 0.008686 | 0.0011379 | 1.2539 | 3.4375 | 745 | 1.9742 | 229.7749 | 25125.8337 | 0
Bay Area | 671 | 23 | 54.5335 | 33 | 59.8925 | 10 | 15.0378 | 86.5421 | 250.184 | 11.5571 | 1.858 | 10.8344 | 1.0055 | 3.5112e-06 | 0.00052359 | 0.69697 | 0.91052 | {C85608A6-E764-4BFF-96A3-04B105997205} | 14161106 | ROSSMOOR 1106 | 76468 | 37.8692 | -122.0987 | ROSSMOOR 110676468 | 56 | 388 | 23774.5938 | 4734.8645 | 19039.7293 | 812.7944 | 4679.4636 | 0.0052359 | 0.00051345 | 2.371 | 3.3 | 766 | 3.5112e-05 | 227.8007 | 25126.3385 | 0
Bay Area | 2102 | 2812 | 4113.934 | 4746 | 5189.424 | 474 | 8.1266 | 260.7079 | 3853.7596 | 124.3115 | 3.816 | 70.5345 | 1.1799 | 0.025135 | 0.00052232 | 0.5925 | 0.79275 | {C2E51B1B-3D1A-41AD-8F70-366CE643D28F} | 42711101 | CALISTOGA 1101 | 736 | 38.5803 | -122.5979 | CALISTOGA 1101736 | 491 | 445 | 84934.2958 | 56743.887 | 28190.4087 | 56743.887 | 28190.4087 | 0.24758 | 0.054795 | 1.463 | 10.0127 | 772 | 11.914 | 227.8006 | 25161.5764 | 0
Bay Area | 444 | 95 | 111.5951 | 243 | 196.479 | 30 | 7.499 | 231.7322 | 3313.4155 | 85.5391 | 7.087 | 137.9278 | 1.2651 | 0.03312 | 0.00052024 | 0.39095 | 0.56797 | {20AC1997-FDD9-4119-81FC-6AC3608237B2} | 42711101 | CALISTOGA 1101 | 1087 | 38.5846 | -122.6722 | CALISTOGA 11011087 | 24 | 32 | 4177.5465 | 3128.3884 | 1049.1581 | 3128.3884 | 1049.1581 | 0.015607 | 0.0038168 | 1.1747 | 8.1 | 775 | 0.9936 | 215.8866 | 25163.5191 | 0
Bay Area | 335 | 1045 | 1802.9319 | 2960 | 2907.0017 | 191 | 9.3094 | 105.13 | 2063.6078 | 74.9218 | 0.48914 | 5.426 | 1.2498 | 0.0011761 | 0.00051751 | 0.35304 | 0.6202 | {9E6A6B97-69AF-4332-A126-23324C3DC522} | 43021101 | WOODACRE 1101 | 404 | 38.0131 | -122.6677 | WOODACRE 1101404 | 318 | 866 | 62554.8185 | 19975.081 | 42579.7375 | 19975.081 | 42579.7375 | 0.098844 | 0.021821 | 1.7253 | 15.4974 | 776 | 0.22463 | 214.893 | 25175.9237 | 0
Bay Area | 5878 | 1344 | 1892.323 | 2910 | 2789.7407 | 124 | 9.5852 | 258.9601 | 3260.3733 | 121.2428 | 0.95133 | 29.0152 | 1.0835 | 0.025253 | 0.00050659 | 0.46186 | 0.67831 | {EDE87926-F33E-4FF5-A8C5-E53D4266C7FF} | 43292103 | PUEBLO 2103 | 78504 | 38.3469 | -122.3299 | PUEBLO 210378504 | 200 | 177 | 34643.0098 | 19482.7251 | 15160.2847 | 12406.3687 | 8433.4802 | 0.062817 | 0.012289 | 1.408 | 23.4677 | 782 | 3.1314 | 214.6684 | 25183.628 | 0
Bay Area | 5291 | 114 | 229.5961 | 615 | 538.6043 | 51 | 11.9945 | 58.7568 | 202.5908 | 6.402 | 1.4989 | 25.6182 | 1.0323 | 0.0001679 | 0.00049132 | 0.18537 | 0.42628 | {812F7F32-99CA-4B11-A2F5-E536332A91A6} | 14161108 | ROSSMOOR 1108 | circuit_breaker | 37.8651 | -122.0809 | ROSSMOOR 1108circuit_breaker | 153 | 360 | 26091.4873 | 9105.2713 | 16986.216 | 5393.569 | 3377.7009 | 0.025057 | 0.0046163 | 2.014 | 12.0588 | 796 | 0.0085631 | 211.5369 | 25186.9774 | 0
Bay Area | 7713 | 359 | 512.2656 | 1072 | 930.2587 | 90 | 9.8636 | 429.317 | 7538.0488 | 271.0995 | 1.1377 | 85.6399 | 1.2663 | 0.067762 | 0.0004904 | 0.33489 | 0.55067 | {C483C6B2-63CC-448F-80AD-EB7838DB89B8} | 42991105 | LAS GALLINAS A 1105 | 99904 | 38.0443 | -122.6155 | LAS GALLINAS A 110599904 | 78 | 46 | 14887.5888 | 8897.752 | 5989.8368 | 8897.752 | 5989.8368 | 0.044136 | 0.0082385 | 1.4269 | 11.9111 | 797 | 6.0985 | 211.5284 | 25192.5029 | 0
Bay Area | 7479 | 0 | 0 | 2 | 0.91147 | 1 | 40.999 | 300.2772 | 735.3701 | 32.11 | 89.9425 | 1216.2942 | 1.7965 | 0.069642 | 0.00047252 | 0 | 0 | {330BFDB0-6988-4176-BABE-C83B83D4EDBE} | 13912107 | WILLOW PASS 2107 | P500R | 38.022 | -121.942 | WILLOW PASS 2107P500R | 101 | 112 | 10027.2155 | 5092.597 | 4934.6186 | 1031.3201 | 38.1262 | 0.00047252 | 1.1525e-05 |  | 2 | 820 | 0.069642 | 205.4298 | 25193.1434 | 0
Bay Area | 1067 | 242 | 581.2985 | 1171 | 1139.6969 | 86 | 13.0893 | 81.5931 | 228.7636 | 10.1798 | 2.0645 | 20.9884 | 0.99496 | 0.0010928 | 0.00046767 | 0.20666 | 0.51005 | {6B23A69C-24B9-4566-AFFA-1FAEC2B2E50D} | 13801101 | MORAGA 1101 | circuit_breaker | 37.8489 | -122.1621 | MORAGA 1101circuit_breaker | 168 | 291 | 26965.0848 | 12067.7483 | 14897.3365 | 10864.992 | 13579.6613 | 0.04022 | 0.0052085 | 2.4021 | 13.6163 | 835 | 0.093981 | 205.3602 | 25199.8905 | 0
Bay Area | 389 | 1103 | 1667.552 | 2002 | 2192.8633 | 181 | 4.5566 | 126.092 | 1987.7469 | 37.7442 | 2.3821 | 77.008 | 1.2284 | 0.067548 | 0.00045993 | 0.55095 | 0.76045 | {F066D46E-68CF-473C-8A1D-A024587DFB27} | 42711101 | CALISTOGA 1101 | 734 | 38.5894 | -122.6078 | CALISTOGA 1101734 | 241 | 251 | 43968.8379 | 25385.1806 | 18583.6574 | 20110.861 | 14434.4965 | 0.083248 | 0.026601 | 1.5118 | 11.0608 | 847 | 12.2262 | 205.2662 | 25212.3794 | 0
Bay Area | 3972 | 87 | 106.8111 | 103 | 113.8679 | 26 | 52.2424 | 1782.2967 | 6199.6621 | 341.0244 | 17.1383 | 2343.1849 | 1.5969 | 0.013538 | 0.00045013 | 0.84466 | 0.93803 | {BE7BFFAE-6862-4503-AA75-EA4658F3F71F} | 12022213 | CLAYTON 2213 | circuit_breaker | 37.9448 | -121.9697 | CLAYTON 2213circuit_breaker | 112 | 156 | 17446.3163 | 9977.7681 | 7468.5482 | 6236.8648 | 296.1869 | 0.011703 | 0.00036569 | 1.2277 | 3.9615 | 861 | 0.352 | 193.04 | 25216.2525 | 0
Bay Area | 4394 | 47 | 66.7779 | 87 | 88.9445 | 10 | 4.8031 | 475.7763 | 6509.9808 | 89.1453 | 0.50332 | 4.5126 | 1 | 1.2123e-05 | 0.00045007 | 0.54023 | 0.75078 | {6A947491-FB60-4043-BF5D-F50FFBCF57D9} | 43432105 | SILVERADO 2105 | circuit_breaker | 38.4999 | -122.4593 | SILVERADO 2105circuit_breaker | 197 | 581 | 29424.63 | 7383.7458 | 22040.8843 | 958.0432 | 2117.6431 | 0.0045007 | 0.0018249 | 1.4208 | 8.7 | 862 | 0.00012123 | 192.688 | 25216.8474 | 0
Bay Area | 7844 | 121 | 308.0577 | 276 | 392.7666 | 68 | 14.6049 | 1809.0746 | 20355.0966 | 750.4117 | 4.6686 | 281.84 | 1.1892 | 0.0028233 | 0.00044854 | 0.43841 | 0.78433 | {EEE52A91-AF03-4B18-9CCC-F7F6825D7052} | 42271103 | COTATI 1103 | 87402 | 38.1632 | -122.8902 | COTATI 110387402 | 54 | 30 | 19924.8475 | 18214.2492 | 1710.5983 | 18214.2492 | 1710.5983 | 0.0305 | 0.0033259 | 2.5459 | 4.0588 | 866 | 0.19198 | 192.6879 | 25228.1585 | 0
Bay Area | 3383 | 85 | 120.5563 | 443 | 337.1361 | 22 | 5.2084 | 287.9022 | 4140.3903 | 59.3986 | 0.92558 | 19.2317 | 1.0554 | 0.033661 | 0.00042961 | 0.19187 | 0.35759 | {C0D404A9-516B-476A-9629-EE9B990B6FDA} | 43021102 | WOODACRE 1102 | 851 | 38.0057 | -122.638 | WOODACRE 1102851 | 26 | 139 | 8471.5859 | 2053.4749 | 6418.111 | 2053.4749 | 6418.111 | 0.0094514 | 0.0036529 | 1.4183 | 20.1364 | 891 | 0.74053 | 192.4959 | 25229.4337 | 0
Bay Area | 2315 | 16 | 18.8421 | 243 | 148.3989 | 36 | 14.8258 | 883.847 | 11165.7369 | 328.4257 | 0.27538 | 47.78 | 1.0675 | 0.0037177 | 0.00042952 | 0.065844 | 0.12697 | {53821A46-8FEE-4585-B4C8-79B31D43CD6A} | 42291101 | OLEMA 1101 | 320 | 38.0644 | -122.8051 | OLEMA 1101320 | 218 | 350 | 47659.3119 | 21386.8301 | 26272.4819 | 5064.1889 | 460.262 | 0.015463 | 0.0020337 | 1.1776 | 6.75 | 892 | 0.13384 | 191.7554 | 25232.5785 | 0
Bay Area | 700 | 396 | 533.9856 | 582 | 630.5869 | 42 | 6.6937 | 117.2916 | 1944.4823 | 28.1935 | 0.11218 | 12.7993 | 1.1293 | 0.010992 | 0.00042659 | 0.68041 | 0.84681 | {1ED35AB0-76EC-4B55-BA7D-30E8BB237D98} | 43432105 | SILVERADO 2105 | 1306 | 38.5099 | -122.4785 | SILVERADO 21051306 | 192 | 156 | 24673.8774 | 12596.1937 | 12077.6838 | 4731.2419 | 4374.1876 | 0.017917 | 0.0039382 | 1.3484 | 13.8571 | 900 | 0.46168 | 191.6215 | 25235.5166 | 0
Bay Area | 8952 | 0 | 0 | 6 | 3.1602 | 3 | 13.2646 | 397.8617 | 1573.0303 | 23.4905 | 1.6055 | 79.4083 | 1.0273 | 0.00070597 | 0.00042587 | 0 | 0 | {17DE99B2-61AF-4462-979F-1C1B612D667F} | 42042101 |  | circuit_breaker | 38.0676 | -122.1957 | circuit_breaker | 52 | 2 | 7237.8234 | 7084.2306 | 153.5927 | 305.1807 | 153.5927 | 0.0012776 | 0.00022282 |  | 2 | 903 | 0.0021179 | 191.1599 | 25235.7062 | 0
Bay Area | 500 | 895 | 1301.2987 | 1354 | 1554.5092 | 98 | 3.7509 | 62.7279 | 1004.9837 | 14.9482 | 3.0079 | 17.8596 | 1.0886 | 0.022114 | 0.00041821 | 0.661 | 0.83711 | {C9B98E7E-238C-4FD6-BD54-6425F9378BA6} | 42711101 | CALISTOGA 1101 | 43924 | 38.5951 | -122.6023 | CALISTOGA 110143924 | 207 | 285 | 36562.9148 | 14779.5747 | 21783.3401 | 11371.1135 | 14720.5357 | 0.040985 | 0.016531 | 1.454 | 13.8163 | 914 | 2.1672 | 191.1577 | 25242.7676 | 0
Bay Area | 590 | 66 | 96.6565 | 266 | 216.2325 | 41 | 7.8373 | 20.4765 | 63.6182 | 1.2416 | 7.3726 | 72.5944 | 1.2901 | 0.035696 | 0.00040986 | 0.24812 | 0.447 | {890FBE04-45F2-477D-ABCA-3FF18127DAFA} | 43201102 | STAFFORD 1102 | 524 | 38.1072 | -122.5941 | STAFFORD 1102524 | 326 | 810 | 67912.0003 | 20662.3416 | 47249.6586 | 9046.5504 | 11648.9007 | 0.016804 | 0.0036253 | 1.4645 | 6.4878 | 929 | 1.4635 | 188.9906 | 25248.3855 | 0
Bay Area | 8884 | 373 | 1281.5567 | 395 | 1290.3555 | 27 | 7.3236 | 69.0989 | 304.7383 | 6.3089 | 0.45854 | 47.5705 | 1.0679 | 0.0020422 | 0.00040873 | 0.9443 | 0.99318 | {1B478AA0-B298-4B7B-A396-0BA13AEAC7E0} | 22811103 | PACIFICA 1103 | 3907 | 37.5844 | -122.4997 | PACIFICA 11033907 | 32 | 18 | 8180.7857 | 7747.6312 | 433.1545 | 5462.3478 | 149.0846 | 0.011036 | 0.0025309 | 3.4358 | 14.6296 | 931 | 0.05514 | 187.527 | 25251.7776 | 0
Bay Area | 4414 | 31 | 53.3294 | 69 | 73.9526 | 11 | 6.3614 | 36.8651 | 124.7058 | 1.1236 | 0.82864 | 14.437 | 1.0282 | 0.0051112 | 0.00040356 | 0.44928 | 0.72113 | {22FCC67B-2F67-4BDC-A189-C3D042C3C23F} | 14662108 | TASSAJARA 2108 | 65438 | 37.8355 | -122.0207 | TASSAJARA 210865438 | 117 | 257 | 17931.4974 | 6051.8729 | 11879.6246 | 1087.8821 | 438.7801 | 0.0044391 | 0.0007163 | 1.7203 | 6.2727 | 940 | 0.056223 | 187.4719 | 25252.4532 | 0
Bay Area | 7884 | 0 | 0 | 1 | 0.58532 | 1 | 22.0902 | 34.9159 | 170.168 | 3.759 | 0.084071 | 0.74491 | 1 | 1.182e-06 | 0.00039303 | 0 | 0 | {117C09FD-AE60-4D22-843F-8781BD8BA585} | 42291101 | OLEMA 1101 | 37074 | 38.0687 | -122.8057 | OLEMA 110137074 | 24 | 34 | 1649.5018 | 506.0081 | 1143.4937 | 21.9456 | 0 | 0.00039303 | 1.7792e-05 |  | 1 | 955 | 1.182e-06 | 187.4157 | 25252.4669 | 0
Bay Area | 9469 | 25 | 51.5391 | 78 | 82.9195 | 17 | 43.9605 | 1725.5389 | 6810.2495 | 543.48 | 46.309 | 1695.1898 | 1.8286 | 0.062315 | 0.00039051 | 0.32051 | 0.62156 | {46301E96-9614-4B53-A8A4-29FAA9DC1F0B} | 14452104 | KIRKER 2104 | 442850 | 37.9909 | -121.8962 | KIRKER 2104442850 | 26 | 18 | 11132.8365 | 9153.4289 | 1979.4076 | 9153.4289 | 1979.4076 | 0.0066387 | 0.00026561 | 2.0616 | 4.5882 | 958 | 1.0594 | 187.4157 | 25258.1511 | 0
Bay Area | 7752 | 1 | 1.2277 | 1 | 1.2277 | 1 | 25.0078 | 631.378 | 3258.5164 | 81.4883 | 22.9204 | 1152.3638 | 1.6416 | 0.031908 | 0.00038453 | 1 | 1 | {0F972632-618F-44CB-A965-3BB4F6195935} | 14662106 | TASSAJARA 2106 | circuit_breaker | 37.7998 | -121.9079 | TASSAJARA 2106circuit_breaker | 103 | 60 | 10639.7542 | 5000.9317 | 5638.8225 | 809.5956 | 1676.0663 | 0.00038453 | 1.5376e-05 | 1.2277 | 1 | 962 | 0.031908 | 186.3563 | 25258.6539 | 0
Bay Area | 2271 | 123 | 253.2786 | 720 | 585.4927 | 73 | 7.2022 | 16.9467 | 55.6115 | 0.60794 | 0.44995 | 9.9085 | 1.3935 | 0.00036573 | 0.0003559 | 0.17083 | 0.43259 | {372C45CD-D068-4E6E-9903-0ED38EA6950C} | 13801101 | MORAGA 1101 | 108540 | 37.8837 | -122.1987 | MORAGA 1101108540 | 71 | 158 | 14643.6529 | 7755.7349 | 6887.918 | 7755.7349 | 6887.918 | 0.025981 | 0.0059166 | 2.0592 | 9.863 | 1007 | 0.026699 | 186.3244 | 25263.4702 | 0
Bay Area | 2851 | 27 | 49.7979 | 38 | 55.2591 | 3 | 9.4292 | 9.2878 | 30.8484 | 0.29253 | 0.28761 | 2.2035 | 1 | 6.4742e-06 | 0.0003198 | 0.71053 | 0.90117 | {626A33F5-DB74-4A90-9B40-B8EBDFF91330} | 13810401 | WAYNE 0401 | 75010 | 37.8344 | -122.0198 | WAYNE 040175010 | 43 | 170 | 12048.5767 | 4201.0119 | 7847.5648 | 282.8935 | 328.8002 | 0.00095941 | 0.00029237 | 1.8444 | 12.6667 | 1075 | 1.9423e-05 | 186.2977 | 25263.6459 | 0
Bay Area | 5959 | 24 | 39.052 | 65 | 63.1399 | 3 | 3.7685 | 74.0574 | 154.8059 | 0.58338 | 1.0118 | 7.0137 | 1.0052 | 0.0039291 | 0.00031739 | 0.36923 | 0.6185 | {0DCD5A2D-5C30-407E-83E1-35F7DE42F7D2} | 42011108 | SAN RAFAEL 1108 | 1247 | 37.9737 | -122.6127 | SAN RAFAEL 11081247 | 8 | 28 | 1830.2617 | 414.4526 | 1415.809 | 414.4526 | 1415.809 | 0.00095216 | 0.00049427 | 1.6272 | 21.6667 | 1084 | 0.011787 | 186.2977 | 25263.9033 | 0
Bay Area | 5665 | 2163 | 3848.7491 | 2800 | 4186.1865 | 216 | 2.8915 | 40.6041 | 292.5065 | 4.3735 | 1.6644 | 31.4247 | 1.1603 | 0.060272 | 0.00031007 | 0.7725 | 0.91939 | {841AD544-FFC0-4D92-904D-46B27F7D9430} | 43432104 | SILVERADO 2104 | 632 | 38.574 | -122.4444 | SILVERADO 2104632 | 280 | 254 | 54137.9478 | 30072.3446 | 24065.6032 | 29545.0013 | 24010.4515 | 0.066975 | 0.030002 | 1.7794 | 12.963 | 1099 | 13.0187 | 186.2859 | 25282.2507 | 0
Bay Area | 2256 | 277 | 400.608 | 365 | 441.357 | 34 | 25.055 | 446.4729 | 2178.5806 | 157.8971 | 10.3695 | 287.3888 | 1.1074 | 0.014206 | 0.00030792 | 0.7589 | 0.90767 | {E0DA3FA9-134E-46BA-BA63-A138252A7798} | 14502107 | VINEYARD 2107 | circuit_breaker | 37.6701 | -121.8544 | VINEYARD 2107circuit_breaker | 372 | 635 | 40312.1815 | 16402.2958 | 23909.8858 | 4200.246 | 4571.1313 | 0.010469 | 0.0012913 | 1.4462 | 10.7353 | 1103 | 0.48301 | 173.2672 | 25284.8591 | 0
Bay Area | 5660 | 909 | 1841.3605 | 2892 | 2927.3389 | 159 | 7.1311 | 328.4517 | 7135.031 | 92.9018 | 0.25852 | 4.3082 | 0.99969 | 0.00049416 | 0.00029274 | 0.31432 | 0.62902 | {48696EF7-D14F-4A4B-98EA-50D58AFE2188} | 42291101 | OLEMA 1101 | 1318 | 38.0643 | -122.8056 | OLEMA 11011318 | 183 | 310 | 28341.497 | 16637.0018 | 11704.4953 | 13978.4041 | 10574.1892 | 0.046546 | 0.010358 | 2.0257 | 18.1887 | 1144 | 0.078571 | 172.7842 | 25293.5396 | 0
Bay Area | 3092 | 1151 | 1628.4047 | 1732 | 1943.9434 | 167 | 2.9679 | 136.3856 | 2217.3777 | 25.8244 | 0.98518 | 19.2795 | 1.0212 | 0.022257 | 0.00029184 | 0.66455 | 0.83768 | {1AD33002-13F2-40BB-9E7F-A659676EE415} | 42711102 | CALISTOGA 1102 | 634 | 38.5859 | -122.5715 | CALISTOGA 1102634 | 339 | 286 | 57976.5334 | 30755.7403 | 27220.7931 | 19084.7717 | 18157.0478 | 0.048737 | 0.022487 | 1.4148 | 10.3713 | 1148 | 3.7169 | 172.7057 | 25305.3913 | 0
Bay Area | 456 | 229 | 359.8371 | 577 | 563.2041 | 83 | 13.6973 | 238.1893 | 4171.7901 | 282.4095 | 3.0512 | 100.817 | 1.1879 | 0.016471 | 0.00028799 | 0.39688 | 0.63891 | {829ACA47-635E-4880-92A0-8C929EC179A6} | 43021101 | WOODACRE 1101 | 96844 | 38.0192 | -122.6631 | WOODACRE 110196844 | 109 | 72 | 19763.3609 | 9464.5637 | 10298.7972 | 9464.5637 | 10298.7972 | 0.023903 | 0.0061795 | 1.5713 | 6.9518 | 1154 | 1.3671 | 168.9888 | 25311.2688 | 0
Bay Area | 8436 | 0 | 0 | 2 | 0.91147 | 1 | 4.0831 | 2.2834 | 17.4666 | 0.076626 | 0.37389 | 0.29049 | 1 | 4.6135e-06 | 0.00028356 | 0 | 0 | {4CA94395-6849-4C23-B9A9-BA346C47AF36} | 14161101 | ROSSMOOR 1101 | 81770 | 37.9095 | -122.0997 | ROSSMOOR 110181770 | 43 | 121 | 7362.2695 | 2254.8682 | 5107.4013 | 0 | 308.2338 | 0.00028356 | 6.9447e-05 |  | 2 | 1164 | 4.6135e-06 | 167.6217 | 25311.2688 | 0
Bay Area | 2928 | 5 | 13.5462 | 11 | 17.1768 | 3 | 3.2681 | 3.2337 | 13.5781 | 0.089125 | 0.13864 | 1.2102 | 0.66667 | 7.2838e-06 | 0.00028293 | 0.45455 | 0.78864 | {F3272220-83F6-47EF-AA10-7270133DA2ED} | 14662108 | TASSAJARA 2108 | 83368 | 37.8375 | -122.0229 | TASSAJARA 210883368 | 182 | 453 | 28840.8303 | 8729.1235 | 20111.7068 | 128.9574 | 825.602 | 0.00084879 | 0.00032893 | 2.7092 | 3.6667 | 1166 | 2.1851e-05 | 167.6217 | 25311.3489 | 0
Bay Area | 8967 | 292 | 468.3918 | 585 | 642.5397 | 30 | 2.6974 | 13.9027 | 43.6622 | 0.45109 | 1.7115 | 17.0836 | 1.0353 | 0.0055157 | 0.00028029 | 0.49915 | 0.72897 | {62B0F5C5-018B-42C2-9DA1-D8CCE6714B61} | 42011108 | SAN RAFAEL 1108 | 63598 | 37.9725 | -122.6032 | SAN RAFAEL 110863598 | 44 | 70 | 6464.7024 | 3076.8023 | 3387.9002 | 3076.8023 | 3387.9002 | 0.0084087 | 0.0043729 | 1.6041 | 19.5 | 1176 | 0.16547 | 167.6217 | 25313.2596 | 0
Bay Area | 2691 | 159 | 297.3989 | 522 | 509.9078 | 43 | 10.6301 | 11.8697 | 31.3255 | 0.68923 | 1.1742 | 17.9493 | 1.8943 | 0.00019481 | 0.00027966 | 0.3046 | 0.58324 | {AEA0E426-7AE2-48C6-9626-CB9218FF1143} | 14161108 | ROSSMOOR 1108 | 45268 | 37.8465 | -122.1101 | ROSSMOOR 110845268 | 270 | 495 | 38033.654 | 12359.2232 | 25674.4308 | 4023.0288 | 5183.5022 | 0.012026 | 0.0023271 | 1.8704 | 12.1395 | 1178 | 0.008377 | 167.4562 | 25315.7579 | 0
Bay Area | 6394 | 0 | 0 | 6 | 6.5943 | 1 | 4.0319 | 21.7555 | 84.3855 | 0.35636 | 11.4912 | 31.8285 | 1.0177 | 4.514e-06 | 0.00027397 | 0 | 0 | {C88ECF07-A349-4E08-B534-12AB1E3B3B9B} | 43071101 | DUNBAR 1101 | 234 | 38.4218 | -122.5538 | DUNBAR 1101234 | 158 | 174 | 20026.4151 | 10449.6965 | 9576.7185 | 5211.7421 | 4174.5166 | 0.00027397 | 6.795e-05 |  | 6 | 1192 | 4.514e-06 | 167.4478 | 25318.9943 | 1
Bay Area | 703 | 1286 | 2296.0658 | 2512 | 2974.2534 | 120 | 4.8615 | 3.1762 | 14.6069 | 0.32478 | 0.30186 | 1.7408 | 0.45612 | 0.016377 | 0.00026848 | 0.51194 | 0.77198 | {5B9950E9-6C0C-44EE-B414-F2773560C367} | 42031124 | ALTO 1124 | 430 | 37.906 | -122.5504 | ALTO 1124430 | 221 | 803 | 46219.6832 | 11716.5372 | 34503.146 | 11716.5372 | 34503.146 | 0.032217 | 0.012073 | 1.7854 | 20.9333 | 1206 | 1.9653 | 167.4478 | 25326.2703 | 0
Bay Area | 6123 | 527 | 937.9695 | 1190 | 1305.6212 | 61 | 4.3348 | 191.685 | 3564.6186 | 23.7246 | 0.43983 | 14.1598 | 1.0367 | 0.00069166 | 0.00026238 | 0.44286 | 0.71841 | {6D66BCD7-D73E-47DE-AD9E-4F226AFB1323} | 43021101 | WOODACRE 1101 | 1238 | 38.0111 | -122.7023 | WOODACRE 11011238 | 60 | 126 | 11912.9226 | 5891.9294 | 6020.9932 | 5891.9294 | 6020.9932 | 0.016005 | 0.0061061 | 1.7798 | 19.5082 | 1219 | 0.042192 | 165.4825 | 25329.9292 | 0
Bay Area | 3752 | 1428 | 3683.8613 | 4509 | 5378.757 | 221 | 8.3865 | 552.9355 | 10032.6723 | 226.9188 | 0.54872 | 4.498 | 1.1267 | 0.00062993 | 0.00025655 | 0.3167 | 0.68489 | {F7C05161-6A07-4797-A2B5-C7A055E43654} | 42291101 | OLEMA 1101 | 50396 | 38.0771 | -122.8316 | OLEMA 110150396 | 269 | 438 | 47079.2396 | 21037.3757 | 26041.8638 | 20493.6346 | 26023.5433 | 0.056698 | 0.012512 | 2.5797 | 20.4027 | 1235 | 0.13922 | 165.4403 | 25342.6558 | 0
Bay Area | 1312 | 1854 | 3195.4486 | 3408 | 4077.0808 | 366 | 2.9956 | 22.4037 | 251.1039 | 3.4785 | 1.1109 | 13.4151 | 1.0536 | 0.011375 | 0.00025289 | 0.54401 | 0.78376 | {13A712E3-B547-41AB-8639-0CAD4756D0FC} | 43432104 | SILVERADO 2104 | 37632 | 38.5349 | -122.4754 | SILVERADO 210437632 | 531 | 1126 | 104849.6578 | 42656.5483 | 62193.1095 | 42656.5483 | 62193.1095 | 0.092556 | 0.047216 | 1.7235 | 9.3115 | 1242 | 4.1631 | 165.3011 | 25369.1455 | 0
Bay Area | 3498 | 803 | 1166.5378 | 2694 | 2275.2422 | 169 | 2.7704 | 12.7147 | 85.9174 | 1.0632 | 1.1228 | 6.8001 | 1.269 | 0.0042048 | 0.00024748 | 0.29807 | 0.51271 | {F2E5D603-195F-45A5-9636-597C9B053516} | 42011108 | SAN RAFAEL 1108 | 516 | 37.9861 | -122.5875 | SAN RAFAEL 1108516 | 291 | 1523 | 86695.5688 | 17633.1443 | 69062.4245 | 17633.1443 | 69062.4245 | 0.041825 | 0.022525 | 1.4527 | 15.9408 | 1258 | 0.71062 | 161.138 | 25380.0956 | 0
Bay Area | 2882 | 428 | 894.5062 | 1079 | 1246.8721 | 89 | 7.3629 | 13.8516 | 26.4856 | 0.84103 | 1.1316 | 5.7243 | 0.97785 | 4.1108e-06 | 0.00024712 | 0.39666 | 0.7174 | {9E806E71-872A-40DE-ABFF-C0053F485B27} | 13532107 | LAKEWOOD 2107 | 69586 | 37.9274 | -122.0864 | LAKEWOOD 210769586 | 382 | 1038 | 70402.5179 | 19693.5361 | 50708.9819 | 8401.1793 | 12841.6417 | 0.021994 | 0.0055074 | 2.09 | 12.1236 | 1259 | 0.00036586 | 160.4274 | 25385.3128 | 0
Bay Area | 4106 | 238 | 574.9004 | 394 | 662.4941 | 37 | 7.5086 | 4.1771 | 11.8692 | 0.25593 | 0.64171 | 2.2462 | 1 | 3.7238e-06 | 0.00024625 | 0.60406 | 0.86778 | {A4D00FB7-3066-4764-B528-AB78985E682B} | 12541104 | OAKLAND X 1104 | CR214 | 37.819 | -122.1999 | OAKLAND X 1104CR214 | 72 | 407 | 23133.8979 | 4637.1496 | 18496.7484 | 4637.1496 | 18496.7484 | 0.0091114 | 0.0020741 | 2.4155 | 10.6486 | 1260 | 0.00013778 | 160.427 | 25388.1925 | 0
Bay Area | 1959 | 557 | 991.3411 | 1159 | 1337.2833 | 137 | 2.6859 | 220.66 | 3397.7368 | 39.1271 | 0.87724 | 29.5212 | 1.0419 | 0.003575 | 0.00024393 | 0.48059 | 0.74131 | {66AAADD9-54A2-4D43-B82B-F401906AF14B} | 43432103 | SILVERADO 2103 | circuit_breaker | 38.5 | -122.4594 | SILVERADO 2103circuit_breaker | 628 | 744 | 94570.4731 | 53273.3948 | 41297.0783 | 18626.4797 | 12688.0886 | 0.033418 | 0.018065 | 1.7798 | 8.4599 | 1266 | 0.48977 | 160.4269 | 25399.7595 | 1
Bay Area | 1875 | 1093 | 2553.8657 | 2680 | 3506.7202 | 247 | 7.2171 | 9.8752 | 25.1493 | 0.57652 | 1.3933 | 9.1897 | 1.2967 | 6.5172e-06 | 0.00024379 | 0.40784 | 0.72828 | {65BF29A6-90D7-4E9D-9D0F-0B463AE68E56} | 13801104 | MORAGA 1104 | circuit_breaker | 37.8489 | -122.1616 | MORAGA 1104circuit_breaker | 599 | 1994 | 133068.7819 | 34925.1276 | 98143.6543 | 22579.2249 | 62314.8408 | 0.060217 | 0.014966 | 2.3366 | 10.8502 | 1267 | 0.0016097 | 159.9371 | 25413.7812 | 0
Bay Area | 7505 | 702 | 923.0182 | 1419 | 1339.5554 | 113 | 3.437 | 161.7187 | 2202.6373 | 26.9599 | 0.88149 | 30.2704 | 1.074 | 0.0010955 | 0.00024243 | 0.49471 | 0.68905 | {72EECE85-CF40-4400-84B0-964539FAE729} | 43432105 | SILVERADO 2105 | 1421 | 38.5018 | -122.4771 | SILVERADO 21051421 | 100 | 94 | 31210.6146 | 15928.1461 | 15282.4685 | 15418.6642 | 14199.2368 | 0.027394 | 0.012164 | 1.3148 | 12.5575 | 1272 | 0.12379 | 159.9355 | 25423.3562 | 0
Bay Area | 9833 | 1 | 1.812 | 1 | 1.812 | 1 | 7.658 | 137.551 | 650.6501 | 5.9212 | 6.115 | 133.8261 | 1.3385 | 0.0022494 | 0.00023996 | 1 | 1 | {326D13C2-6BC0-4D12-9CFE-64D0722362EA} | 24101103 | HALF MOON BAY 1103 | 8920 | 37.3237 | -122.2789 | HALF MOON BAY 11038920 | 6 | 3 | 328.6868 | 185.7819 | 142.905 | 185.7819 | 142.905 | 0.00023996 | 3.1334e-05 | 1.812 | 1 | 1278 | 0.0022494 | 159.8117 | 25423.4716 | 0
Bay Area | 722 | 48 | 78.6202 | 79 | 97.8806 | 8 | 1.7242 | 3.497 | 17.3752 | 0.10578 | 0.0011062 | 0.080033 | 1 | 9.5085e-06 | 0.00023817 | 0.60759 | 0.80323 | {E61E149E-984B-41E5-BBE8-57BFA4C46C56} | 43432105 | SILVERADO 2105 | 1308 | 38.505 | -122.4747 | SILVERADO 21051308 | 160 | 520 | 33548.4745 | 8622.7598 | 24925.7147 | 812.0716 | 1516.6492 | 0.0019053 | 0.0011451 | 1.6379 | 9.875 | 1281 | 7.6068e-05 | 159.8095 | 25423.9759 | 0
Bay Area | 4559 | 1627 | 2745.5274 | 2954 | 3538.1265 | 201 | 2.812 | 56.0173 | 701.9661 | 5.7301 | 1.3501 | 19.659 | 1.102 | 0.029353 | 0.00023675 | 0.55078 | 0.77598 | {49BFB9F2-5C6B-4B7C-8CFC-569E7EA29701} | 43432104 | SILVERADO 2104 | 78268 | 38.5534 | -122.4562 | SILVERADO 210478268 | 238 | 359 | 44682.0804 | 19338.5201 | 25343.5603 | 19338.5201 | 25343.5603 | 0.047587 | 0.024359 | 1.6875 | 14.6965 | 1289 | 5.9 | 159.8094 | 25435.9851 | 0
Bay Area | 5153 | 262 | 357.4281 | 455 | 455.1639 | 29 | 7.4778 | 6.7928 | 25.8037 | 0.61894 | 0.16211 | 0.081569 | 0.41379 | 3.4383e-06 | 0.00023345 | 0.57582 | 0.78527 | {35E6FC31-93E6-466C-8E12-BDEF19C3F3E9} | 14161106 | ROSSMOOR 1106 | L522R | 37.8878 | -122.1163 | ROSSMOOR 1106L522R | 183 | 658 | 29323.1851 | 6797.2077 | 22525.9774 | 3036.9141 | 8384.6241 | 0.0067702 | 0.001501 | 1.3642 | 15.6897 | 1303 | 9.9712e-05 | 153.9093 | 25437.871 | 0
Bay Area | 8732 | 22 | 54.183 | 51 | 68.2816 | 7 | 4.7336 | 8.7846 | 25.4753 | 0.4718 | 4.1659 | 52.2826 | 1.0468 | 0.0054186 | 0.0002327 | 0.43137 | 0.79352 | {C65A3889-43E9-4E24-9131-D549D4446C2C} | 13532109 | LAKEWOOD 2109 | 64992 | 37.912 | -122.0445 | LAKEWOOD 210964992 | 103 | 81 | 7631.1352 | 4200.5164 | 3430.6188 | 587.7906 | 784.5439 | 0.0016289 | 0.00034695 | 2.4629 | 7.2857 | 1305 | 0.03793 | 153.9092 | 25438.236 | 0
Bay Area | 4574 | 77 | 138.5759 | 227 | 231.3336 | 17 | 3.7266 | 17.7161 | 91.5936 | 1.2108 | 0.37772 | 2.5554 | 1.9477 | 5.102e-06 | 0.00022886 | 0.33921 | 0.59903 | {E4DE7199-7E8D-4B24-BE88-94D626280805} | 14692102 | RESEARCH 2102 | 9746 | 37.8214 | -122.0047 | RESEARCH 21029746 | 80 | 124 | 11268.394 | 4518.0632 | 6750.3308 | 1130.0389 | 1684.7186 | 0.0038907 | 0.0016598 | 1.7997 | 13.3529 | 1314 | 8.6735e-05 | 153.8713 | 25438.9378 | 0
Bay Area | 2752 | 124 | 169.8714 | 240 | 234.6955 | 23 | 24.0089 | 70.4877 | 334.1484 | 66.6267 | 4.5408 | 71.2968 | 1.0511 | 0.0052524 | 0.00022868 | 0.51667 | 0.72379 | {05770147-61C5-4F9A-BFD5-5491F913B539} | 14662112 | TASSAJARA 2112 | 38868 | 37.8321 | -121.9571 | TASSAJARA 211238868 | 162 | 221 | 15052.9547 | 6910.3569 | 8142.5978 | 2492.9277 | 2822.9718 | 0.0052595 | 0.00090422 | 1.3699 | 10.4348 | 1316 | 0.12081 | 153.8712 | 25440.4859 | 0
Bay Area | 8364 | 0 | 0 | 17 | 9.4117 | 3 | 7.0093 | 385.5315 | 1311.5419 | 14.9319 | 11.7611 | 697.2445 | 1.5678 | 0.033609 | 0.00022786 | 0 | 0 | {8556DC30-45DF-483E-A1A0-A7C23CC64830} | 42021102 | NAPA 1102 | 5039 | 38.2581 | -122.3383 | NAPA 11025039 | 60 | 39 | 11754.3615 | 8769.8715 | 2984.4901 | 68.3438 | 57.5931 | 0.00068359 | 0.00013597 |  | 5.6667 | 1319 | 0.10083 | 153.7504 | 25440.5283 | 0
Bay Area | 1761 | 216 | 505.0491 | 669 | 760.241 | 53 | 4.2371 | 9.163 | 27.0438 | 0.78752 | 1.7172 | 5.9245 | 0.99436 | 0.00019906 | 0.00021679 | 0.32287 | 0.66433 | {882C20B1-4F53-4E74-914C-118DECC8B0F8} | 13801102 | MORAGA 1102 | circuit_breaker | 37.8491 | -122.1619 | MORAGA 1102circuit_breaker | 221 | 693 | 51629.0242 | 14952.4679 | 36676.5563 | 8031.17 | 20413.7385 | 0.01149 | 0.0033755 | 2.3382 | 12.6226 | 1354 | 0.01055 | 153.6496 | 25445.5157 | 1
Bay Area | 491 | 292 | 602.8622 | 925 | 952.0414 | 59 | 4.0779 | 5.8489 | 66.0535 | 2.901 | 0.19856 | 1.105 | 1.2932 | 0.0015179 | 0.0002154 | 0.31568 | 0.63323 | {792237E5-EE75-4319-AAE8-4FDB93CD8345} | 42031122 | ALTO 1122 | 78672 | 37.9249 | -122.5212 | ALTO 112278672 | 260 | 1330 | 70030.8212 | 13243.554 | 56787.2671 | 5142.0354 | 21599.6061 | 0.012709 | 0.0048923 | 2.0646 | 15.678 | 1359 | 0.089559 | 153.639 | 25448.7089 | 0
Bay Area | 7722 | 233 | 333.2899 | 896 | 626.4334 | 135 | 8.5442 | 323.4837 | 2253.3727 | 53.1135 | 8.9751 | 286.2525 | 1.3024 | 0.018065 | 0.00021512 | 0.26004 | 0.53204 | {CFFE2061-0111-499A-9D10-C50262E92A10} | 43051101 | MONTICELLO 1101 | 718 | 38.3768 | -122.1841 | MONTICELLO 1101718 | 324 | 262 | 71594.1578 | 47865.0064 | 23729.1514 | 42515.7179 | 22168.2875 | 0.029041 | 0.0063484 | 1.4304 | 6.637 | 1360 | 2.4388 | 153.5495 | 25475.1111 | 0
Bay Area | 6059 | 1 | 1.945 | 1 | 1.945 | 1 |  |  |  |  | 0 | 0.092257 | 1 | 1.423e-05 | 0.00021421 | 1 | 1 | {F3C44BD4-C837-40EB-9584-B17B6404063F} | 42811113 | MONTE RIO 1113 | 250 | 38.4816 | -123.0112 | MONTE RIO 1113250 | 24 | 81 | 5141.508 | 1971.2642 | 3170.2438 | 1971.2642 | 3170.2438 | 0.00021421 | 0.00021421 | 1.945 | 1 | 1367 | 1.423e-05 | 151.1107 | 25476.3353 | 0
Bay Area | 4944 | 431 | 795.656 | 1294 | 1329.6989 | 71 | 1.9714 | 25.5647 | 138.9975 | 1.6572 | 0.6854 | 3.4423 | 1.0036 | 0.00085566 | 0.00021264 | 0.33308 | 0.59837 | {429461DA-3754-40D0-8283-6B07C0ED0208} | 24251101 | WOODSIDE 1101 | 8912 | 37.3899 | -122.2394 | WOODSIDE 11018912 | 97 | 65 | 9766.539 | 6396.0491 | 3370.4899 | 6353.9227 | 3370.4899 | 0.015098 | 0.0099533 | 1.8461 | 18.2254 | 1373 | 0.060752 | 151.1106 | 25480.2811 | 0
Bay Area | 6077 | 840 | 1991.3553 | 1828 | 2580.8577 | 66 | 5.4246 | 52.8818 | 760.9522 | 7.7491 | 0.3267 | 1.5968 | 1.2436 | 0.00023006 | 0.00020444 | 0.45952 | 0.77159 | {46D411EC-386C-4DB1-B30F-D2D2AC060A49} | 42291101 | OLEMA 1101 | 1252 | 38.0779 | -122.8329 | OLEMA 11011252 | 89 | 122 | 12444.4488 | 6562.8215 | 5881.6272 | 6562.8215 | 5881.6272 | 0.013493 | 0.0042565 | 2.3707 | 27.697 | 1398 | 0.015184 | 151.0499 | 25484.3566 | 0
Bay Area | 8207 | 703 | 2067.4921 | 1778 | 2629.3855 | 128 | 9.7362 | 1725.0027 | 17556.1858 | 334.3533 | 0.39823 | 18.7007 | 1.0133 | 0.00064352 | 0.00020434 | 0.39539 | 0.7863 | {B7FC1F3D-8C95-48C1-8180-E56EBBA37A96} | 42291101 | OLEMA 1101 | 602 | 38.1094 | -122.8698 | OLEMA 1101602 | 137 | 109 | 49843.8167 | 39506.2468 | 10337.5699 | 25492.7395 | 3010.2029 | 0.026156 | 0.0059957 | 2.941 | 13.8906 | 1399 | 0.082371 | 151.0347 | 25500.1876 | 0
Bay Area | 1765 | 86 | 263.4847 | 407 | 443.7472 | 27 | 9.5188 | 4.0478 | 10.2008 | 0.28199 | 1.5167 | 5.3708 | 1 | 2.8021e-06 | 0.00020249 | 0.2113 | 0.59377 | {C6EF6B66-22B5-4479-8720-12455A79DA2B} | 12061103 | BERKELEY F 1103 | BR110 | 37.8683 | -122.2562 | BERKELEY F 1103BR110 | 231 | 1029 | 45954.8517 | 9087.9005 | 36866.9512 | 3020.133 | 9193.4495 | 0.0054673 | 0.0011389 | 3.0638 | 15.0741 | 1404 | 7.5657e-05 | 150.9523 | 25502.0631 | 0
Bay Area | 4979 | 136 | 226.3775 | 501 | 441.1842 | 31 | 1.4995 | 8.3494 | 18.542 | 0.10016 | 0.51513 | 5.7056 | 1.0011 | 1.1588e-05 | 0.00020109 | 0.27146 | 0.51311 | {0C4874FF-D222-478C-B9D7-BED0F08FA35C} | 24251101 | WOODSIDE 1101 | 8522 | 37.3955 | -122.2467 | WOODSIDE 11018522 | 270 | 303 | 32017.8039 | 15127.8447 | 16889.9592 | 3168.3928 | 2399.6585 | 0.0062339 | 0.0054076 | 1.6645 | 16.1613 | 1409 | 0.00035924 | 150.9523 | 25504.0307 | 1
Bay Area | 2172 | 111 | 185.378 | 317 | 300.375 | 39 | 6.0554 | 319.6893 | 4978.6809 | 233.3644 | 2.1991 | 171.5642 | 1.3644 | 0.021873 | 0.00019895 | 0.35016 | 0.61716 | {5B3909F8-EEF1-46D6-9827-15D3DCA91BD0} | 43051101 | MONTICELLO 1101 | 4360 | 38.4042 | -122.2043 | MONTICELLO 11014360 | 103 | 80 | 38897.7176 | 14746.7227 | 24150.995 | 11112.131 | 21310.944 | 0.0077592 | 0.0022195 | 1.6701 | 8.1282 | 1417 | 0.85304 | 150.9519 | 25510.9313 | 0
Bay Area | 791 | 94 | 166.3701 | 295 | 284.4123 | 22 | 3.8093 | 32.7182 | 156.4532 | 1.7479 | 0.22212 | 1.8533 | 1.1868 | 4.3962e-06 | 0.00019391 | 0.31864 | 0.58496 | {17B0EA25-D73F-4786-903D-45184AAF8053} | 14692102 | RESEARCH 2102 | 63274 | 37.8151 | -122 | RESEARCH 210263274 | 399 | 997 | 59074.1013 | 18111.0729 | 40963.0285 | 2064.5249 | 3394.4584 | 0.0042661 | 0.0014891 | 1.7699 | 13.4091 | 1432 | 9.6717e-05 | 150.0989 | 25512.2134 | 0
Bay Area | 2647 | 8 | 13.6905 | 29 | 22.9426 | 4 | 6.8353 | 2.4988 | 11.9331 | 0.31968 | 0 | 0 | 0 | 1.4409e-06 | 0.00019318 | 0.27586 | 0.59673 | {4B545AE9-A885-48BD-BBDD-C323FFCD6AA5} | 13320401 |  | CR242 | 37.7996 | -122.2145 | CR242 | 103 | 968 | 44077.14 | 7226.0562 | 36851.0837 | 362.7025 | 2298.9488 | 0.00077271 | 8.6757e-05 | 1.7113 | 7.25 | 1438 | 5.7634e-06 | 150.0988 | 25512.4386 | 0
Bay Area | 5238 | 633 | 948.0788 | 1214 | 1272.1979 | 98 | 2.3078 | 29.1554 | 390.5735 | 5.9668 | 0.38496 | 8.8251 | 0.98162 | 0.01127 | 0.00019313 | 0.52142 | 0.74523 | {5A345DA5-99DA-441B-8BB7-B6EB811524C1} | 43432105 | SILVERADO 2105 | 616 | 38.5114 | -122.4765 | SILVERADO 2105616 | 395 | 359 | 52337.1897 | 29229.1132 | 23108.0765 | 11577.8412 | 11609.5905 | 0.018927 | 0.012149 | 1.4978 | 12.3878 | 1439 | 1.1045 | 150.0988 | 25519.6284 | 0
Bay Area | 1730 | 131 | 199.317 | 478 | 394.2102 | 72 | 4.8258 | 31.8225 | 89.5528 | 1.8555 | 2.8748 | 31.5192 | 1.08 | 0.0029928 | 0.00019288 | 0.27406 | 0.50561 | {D247C9D4-2385-4C86-98D9-FAEFF0DAB6B3} | 14502108 | VINEYARD 2108 | MR172 | 37.657 | -121.9009 | VINEYARD 2108MR172 | 193 | 104 | 20255.3499 | 14260.3612 | 5994.9887 | 8979.3146 | 3664.0241 | 0.013887 | 0.0047004 | 1.5215 | 6.6389 | 1442 | 0.21548 | 148.9943 | 25525.2046 | 0
Bay Area | 5659 | 719 | 1942.1552 | 1802 | 2545.764 | 149 | 5.7641 | 2.8562 | 8.6949 | 0.1086 | 0.60428 | 2.0043 | 1.0823 | 4.2078e-06 | 0.00019109 | 0.399 | 0.7629 | {CDF93CEC-24EF-42DF-9C21-4B412C432F20} | 12101102 | OAKLAND K 1102 | CR014 | 37.8517 | -122.2053 | OAKLAND K 1102CR014 | 286 | 1513 | 85879.464 | 16905.4788 | 68973.9851 | 16905.4788 | 68973.9851 | 0.028472 | 0.0095537 | 2.7012 | 12.094 | 1448 | 0.00062696 | 148.7788 | 25535.7029 | 1
Bay Area | 6904 | 454 | 724.8309 | 973 | 1025.8917 | 61 | 1.815 | 12.9381 | 99.7546 | 0.37122 | 1.0372 | 7.8066 | 1.0426 | 0.02234 | 0.0001892 | 0.4666 | 0.70654 | {65E252BA-B6AF-41C8-8302-CDA75AAEE4FD} | 43432104 | SILVERADO 2104 | 708 | 38.5146 | -122.4742 | SILVERADO 2104708 | 109 | 167 | 16614.2851 | 7838.2779 | 8776.0072 | 5638.2492 | 5955.9207 | 0.011541 | 0.0081287 | 1.5965 | 15.9508 | 1453 | 1.3627 | 148.7782 | 25539.2042 | 0
Bay Area | 6722 | 53 | 70.9124 | 175 | 146.8573 | 18 | 18.598 | 13.3351 | 41.6402 | 2.9568 | 5.0281 | 20.5316 | 1.0788 | 0.00013097 | 0.00018488 | 0.30286 | 0.48287 | {A57172F7-A24B-4226-8C15-DA9E4C31AFEB} | 42481101 | IGNACIO 1101 | circuit_breaker | 38.0755 | -122.5399 | IGNACIO 1101circuit_breaker | 51 | 2 | 3100.4423 | 2942.811 | 157.6313 | 2568.3258 | 33.7521 | 0.0033278 | 0.00042891 | 1.338 | 9.7222 | 1466 | 0.0023575 | 147.4154 | 25540.7992 | 0
Bay Area | 64 | 1618 | 2522.7464 | 4937 | 4467.51 | 295 | 2.1711 | 28.6059 | 468.2526 | 12.1476 | 1.1405 | 26.0052 | 1.2887 | 0.028175 | 0.00018466 | 0.32773 | 0.56469 | {61FE98E8-80EF-4BDB-989C-5A04CDB81F15} | 43021102 | WOODACRE 1102 | circuit_breaker | 38.0122 | -122.6538 | WOODACRE 1102circuit_breaker | 507 | 2003 | 130664.2108 | 34037.9756 | 96626.2351 | 33390.0506 | 95576.2155 | 0.054474 | 0.034329 | 1.5592 | 16.7356 | 1467 | 8.3115 | 147.4131 | 25561.5344 | 0
Bay Area | 522 | 6 | 6.7555 | 8 | 7.9261 | 3 | 8.7393 | 10.6343 | 36.576 | 0.32087 | 0.0014749 | 1.0949 | 1 | 3.1822e-06 | 0.00018372 | 0.75 | 0.85231 | {466136A5-5029-445B-8434-F48A32643962} | 42011109 | SAN RAFAEL 1109 | 418 | 37.9912 | -122.5094 | SAN RAFAEL 1109418 | 234 | 1121 | 71378.7742 | 19644.7624 | 51734.0118 | 8200.6281 | 5549.2493 | 0.00055115 | 0.00014371 | 1.1259 | 2.6667 | 1469 | 9.5465e-06 | 139.1015 | 25566.627 | 0
Bay Area | 5540 | 3620 | 7034.1625 | 4591 | 7612.388 | 207 | 1.9929 | 30.2466 | 215.6578 | 0.59462 | 0.71707 | 12.2174 | 1.0738 | 0.016752 | 0.00018342 | 0.7885 | 0.92404 | {95843233-31DE-4B8A-A7FD-7E8E48EA1CD1} | 24251101 | WOODSIDE 1101 | 8974 | 37.3881 | -122.2669 | WOODSIDE 11018974 | 232 | 390 | 42834.2262 | 21603.9606 | 21230.2656 | 21603.9606 | 21230.2656 | 0.037968 | 0.024517 | 1.9431 | 22.1787 | 1470 | 3.4676 | 139.1015 | 25580.0431 | 1
Bay Area | 9385 | 21 | 29.7087 | 330 | 210.6758 | 38 | 5.25 | 171.2468 | 2105.975 | 202.9397 | 3.8964 | 91.4837 | 1.2184 | 0.020657 | 0.00018218 | 0.063636 | 0.14102 | {B4DFAE90-941A-416C-9750-49FB5BAA5F55} | 42991105 | LAS GALLINAS A 1105 | 532 | 38.0249 | -122.5589 | LAS GALLINAS A 1105532 | 52 | 25 | 10569.2733 | 7102.1777 | 3467.0956 | 7030.3171 | 3229.0784 | 0.0069229 | 0.0026014 | 1.4147 | 8.6842 | 1477 | 0.78498 | 135.634 | 25584.4089 | 0
Bay Area | 932 | 0 | 0 | 6 | 2.9585 | 3 | 27.4729 | 18.5334 | 33.8173 | 2.1362 | 25.7013 | 290.6131 | 1.087 | 0.010641 | 0.00018206 | 0 | 0 | {F271313B-5D1D-49E6-80E5-E9B726A3CF7F} | 13501108 | JARVIS 1108 | MR576 | 37.6164 | -122.0319 | JARVIS 1108MR576 | 164 | 1194 | 58020.8958 | 9799.7281 | 48221.1677 | 434.201 | 1872.35 | 0.00054619 | 3.3937e-05 |  | 2 | 1478 | 0.031924 | 134.849 | 25584.6785 | 0
Bay Area | 717 | 246 | 415.1437 | 746 | 727.6737 | 51 | 3.6451 | 8.9101 | 20.9571 | 0.26571 | 1.3926 | 13.1611 | 1.6319 | 3.9753e-06 | 0.00018182 | 0.32976 | 0.57051 | {AFD202FA-B4DE-44FF-BED9-22B6EABBD39F} | 13151105 | RADUM 1105 | MR282 | 37.6491 | -121.8809 | RADUM 1105MR282 | 211 | 288 | 21680.9107 | 10192.3583 | 11488.5524 | 4954.2228 | 6931.9392 | 0.0092727 | 0.00339 | 1.6876 | 14.6275 | 1480 | 0.00020274 | 134.8171 | 25587.7551 | 0
Bay Area | 2249 | 99 | 315.2846 | 208 | 374.4653 | 16 | 9.5907 | 2.7649 | 8.8944 | 0.19652 | 0.76383 | 0.57882 | 1 | 3.8018e-06 | 0.0001793 | 0.47596 | 0.84196 | {993BD642-B43F-4A07-B618-DAD20FD40FEE} | 12101104 | OAKLAND K 1104 | CR326 | 37.8309 | -122.1963 | OAKLAND K 1104CR326 | 42 | 157 | 8977.2003 | 2098.9601 | 6878.2403 | 2098.9601 | 6878.2403 | 0.0028688 | 0.00091567 | 3.1847 | 13 | 1488 | 6.0829e-05 | 134.8169 | 25589.0585 | 0
Bay Area | 6063 | 288 | 600.8778 | 1062 | 1002.9739 | 69 | 2.7536 | 9.6683 | 35.5519 | 0.16045 | 0.72233 | 13.3204 | 1.3199 | 0.00040499 | 0.00017864 | 0.27119 | 0.5991 | {8C718E02-B293-4F3E-A85B-44B4CAD6C2F4} | 13801101 | MORAGA 1101 | 18216 | 37.8836 | -122.2009 | MORAGA 110118216 | 119 | 279 | 20848.5365 | 7868.0142 | 12980.5222 | 7868.0142 | 12980.5222 | 0.012326 | 0.0059813 | 2.0864 | 15.3913 | 1493 | 0.027944 | 134.8168 | 25593.9446 | 0
Bay Area | 4486 | 258 | 432.8179 | 746 | 709.9511 | 55 | 2.3998 | 9.968 | 112.3359 | 2.2978 | 0.01243 | 0.28875 | 0.63636 | 6.9923e-06 | 0.00017804 | 0.34584 | 0.60964 | {B486F4D0-4246-4914-B521-4CE6A759247F} | 42011108 | SAN RAFAEL 1108 | 1262 | 37.9759 | -122.5638 | SAN RAFAEL 11081262 | 136 | 572 | 30941.3607 | 7151.9325 | 23789.4282 | 6212.9384 | 19542.1132 | 0.0097924 | 0.0057891 | 1.6776 | 13.5636 | 1495 | 0.00038458 | 134.7889 | 25597.8028 | 0
Bay Area | 6410 | 369 | 732.544 | 698 | 925.6833 | 39 | 1.0597 | 11.2977 | 36.522 | 0.19707 | 0.66462 | 4.5651 | 1.0081 | 1.1785e-05 | 0.00017596 | 0.52865 | 0.79135 | {F1CBF452-B2BE-49AF-B311-31158BD82F54} | 24251104 | WOODSIDE 1104 | 3583 | 37.4245 | -122.2736 | WOODSIDE 11043583 | 50 | 109 | 10835.27 | 4480.4665 | 6354.8035 | 4480.4665 | 6354.8035 | 0.0068623 | 0.0069189 | 1.9852 | 17.8974 | 1498 | 0.00045963 | 134.7885 | 25600.5852 | 0
Bay Area | 4753 | 98 | 194.7521 | 648 | 488.2884 | 48 | 8.0182 | 401.197 | 3883.7339 | 87.3145 | 3.9757 | 171.5008 | 1.2791 | 0.0086545 | 0.0001739 | 0.15123 | 0.39885 | {D374E70A-F10D-42BF-BFC9-DC52D8E99DC6} | 43292103 | PUEBLO 2103 | 1970 | 38.3156 | -122.3419 | PUEBLO 21031970 | 228 | 490 | 40241.9657 | 13574.3858 | 26667.5799 | 5037.9118 | 4479.3839 | 0.008347 | 0.0027884 | 1.9873 | 13.5 | 1508 | 0.41542 | 134.788 | 25603.7137 | 0
Bay Area | 3969 | 197 | 402.1167 | 681 | 678.7637 | 44 | 3.5117 | 2.4414 | 6.5937 | 0.053394 | 0.051086 | 0.042709 | 0.47727 | 4.0405e-06 | 0.00017363 | 0.28928 | 0.59243 | {6DF01F7D-D94B-4655-BAF6-B3A3B3F7FF40} | 13600401 | LAS AROMAS 0401 | LA401R | 37.8941 | -122.1785 | LAS AROMAS 0401LA401R | 108 | 347 | 22192.5327 | 6361.0626 | 15831.4702 | 4766.0601 | 11667.1739 | 0.0076399 | 0.0026762 | 2.0412 | 15.4773 | 1511 | 0.00017778 | 134.3726 | 25606.6735 | 0
Bay Area | -1 | 4480 | 8613.1008 | 10933 | 12227.393 | 817 | 3.7491 | 94.8367 | 1046.5861 | 38.0777 | 2.21 | 94.7755 | 1.0671 | 0.0080195 | 0.00017297 | 0.40977 | 0.70441 | [7 empty] | 24027 | 74104 | 3888777.1576 | 1329581.1795 | 2559195.9781 | 524269.184 | 795782.4977 | 0.14132 | 0.056618 | 1.9226 | 13.3819 | 1514 | 6.5519 | 134.3724 | 25932.2446 | 0
Bay Area | 9493 | 107 | 186.0668 | 139 | 201.4756 | 36 | 1.9693 | 197.1325 | 2479.5134 | 21.6456 | 1.076 | 82.7056 | 1.229 | 0.046397 | 0.00017134 | 0.76978 | 0.92352 | {E7C5D89B-64E1-4E8D-A11F-B21BB10A3931} | 43141101 | MIDDLETOWN 1101 | 612 | 38.6742 | -122.5875 | MIDDLETOWN 1101612 | 31 | 29 | 19701.1136 | 6226.4809 | 13474.6328 | 6226.4809 | 13474.6328 | 0.0061681 | 0.0042461 | 1.7389 | 3.8611 | 1519 | 1.6703 | 127.8205 | 25936.1113 | 1
Bay Area | 977 | 53 | 175.1646 | 97 | 191.162 | 14 | 6.3849 | 119.8358 | 684.6413 | 10.2475 | 0.74257 | 91.7751 | 1.0512 | 0.00125 | 0.00016692 | 0.54639 | 0.91632 | {04338CCA-7EF9-409D-9ECF-B4834D579CE2} | 24101102 | HALF MOON BAY 1102 | 2032 | 37.498 | -122.4633 | HALF MOON BAY 11022032 | 271 | 1140 | 45944.3252 | 17402.7083 | 28541.6169 | 2245.4219 | 3516.6026 | 0.0023369 | 0.0008896 | 3.305 | 6.9286 | 1529 | 0.017499 | 126.1502 | 25937.5057 | 0
Bay Area | 3285 | 51 | 68.0963 | 151 | 129.0262 | 18 | 4.7047 | 19.0018 | 86.8367 | 0.55934 | 0.2264 | 2.4754 | 1.0002 | 5.0101e-06 | 0.0001641 | 0.33775 | 0.52777 | {99848A3D-3AE5-4D01-A9C7-8BD9676BEFEE} | 14662108 | TASSAJARA 2108 | 12712 | 37.8471 | -122.0327 | TASSAJARA 210812712 | 97 | 224 | 16097.1475 | 5358.1983 | 10738.9492 | 1348.3115 | 555.7853 | 0.0029538 | 0.0013575 | 1.3352 | 8.3889 | 1536 | 9.0181e-05 | 126.1327 | 25938.343 | 0
Bay Area | 5700 | 98 | 255.7335 | 545 | 504.3555 | 71 | 8.2288 | 18.0341 | 65.4636 | 3.3196 | 2.9816 | 36.9301 | 0.99685 | 0.00045718 | 0.00016336 | 0.17982 | 0.50705 | {58409F43-908C-4F7B-B13E-65AE96367D27} | 14091108 | CASTRO VALLEY 1108 | MR243 | 37.7022 | -122.0452 | CASTRO VALLEY 1108MR243 | 116 | 469 | 32884.9613 | 8931.2655 | 23953.6958 | 8931.2655 | 23953.6958 | 0.011598 | 0.0031044 | 2.6095 | 7.6761 | 1538 | 0.03246 | 126.1326 | 25943.8893 | 1
Bay Area | 629 | 154 | 415.5496 | 579 | 647.7504 | 40 | 4.8568 | 8.9039 | 132.1193 | 12.1814 | 0.5744 | 0.12169 | 0.975 | 2.7035e-06 | 0.00015864 | 0.26598 | 0.64153 | {8EF016F0-1EE5-4AEA-B654-4E375979814E} | 42031125 | ALTO 1125 | 935 | 37.8792 | -122.5383 | ALTO 1125935 | 94 | 402 | 23365.0536 | 5180.4035 | 18184.6501 | 5180.4035 | 18184.6501 | 0.0063456 | 0.0016841 | 2.6984 | 14.475 | 1549 | 0.00010814 | 126.1002 | 25947.1063 | 0
Bay Area | 3454 | 139 | 438.03 | 312 | 536.9411 | 22 | 4.3985 | 2.6847 | 6.8205 | 0.1427 | 1.1443 | 2.8214 | 1 | 3.0188e-06 | 0.00015681 | 0.44551 | 0.81579 | {14CA8224-5AC7-4834-81C3-26558D7F85B9} | 12101104 | OAKLAND K 1104 | 432850 | 37.826 | -122.207 | OAKLAND K 1104432850 | 55 | 129 | 6808.9734 | 1972.5088 | 4836.4646 | 1972.5088 | 4836.4646 | 0.0034499 | 0.00099972 | 3.1513 | 14.1818 | 1557 | 6.6413e-05 | 126.1001 | 25948.3312 | 0
Bay Area | 2058 | 18 | 26.8873 | 47 | 39.4884 | 4 | 0 | 0 | 0 | 0 | 2.2942 | 6.2205 | 1 | 1.2653e-05 | 0.00015589 | 0.38298 | 0.68089 | {0F6B53D0-9013-4B98-984A-58093E66AEF9} | 42711102 | CALISTOGA 1102 | 706 | 38.5851 | -122.5806 | CALISTOGA 1102706 | 211 | 685 | 39396.6725 | 8027.0476 | 31369.6249 | 636.0356 | 847.4083 | 0.00062357 | 0.00076187 | 1.4937 | 11.75 | 1561 | 5.0612e-05 | 126.1 | 25948.7262 | 0
Bay Area | 959 | 197 | 391.6389 | 523 | 590.3431 | 34 | 5.5825 | 5.712 | 13.5697 | 0.18629 | 0.38953 | 1.5137 | 1.2942 | 3.3298e-06 | 0.0001552 | 0.37667 | 0.66341 | {0C454A4D-2638-47F8-A6A3-CB153585DC8C} | 13090402 | BRYANT 0402 | circuit_breaker | 37.8765 | -122.1796 | BRYANT 0402circuit_breaker | 212 | 813 | 53799.5825 | 12542.5322 | 41257.0503 | 3304.7718 | 9503.4695 | 0.0052768 | 0.0018785 | 1.988 | 15.3824 | 1564 | 0.00011321 | 126.0999 | 25950.7785 | 0
Bay Area | 3890 | 470 | 699.4777 | 1631 | 1358.3463 | 96 | 2.0826 | 2.5845 | 15.235 | 1.1188 | 0.67766 | 1.3684 | 0.59557 | 0.00027091 | 0.00015482 | 0.28817 | 0.51495 | {9D9542F3-BF28-42DE-B61B-60FE0E01870B} | 42011108 | SAN RAFAEL 1108 | 322 | 37.9774 | -122.5654 | SAN RAFAEL 1108322 | 224 | 1312 | 69160.7589 | 11886.0783 | 57274.6806 | 11483.9582 | 56180.2835 | 0.014862 | 0.0091087 | 1.4883 | 16.9896 | 1566 | 0.026007 | 126.0998 | 25957.91 | 0
Bay Area | 4389 | 166 | 237.2966 | 443 | 390.7529 | 31 | 1.6123 | 7.1184 | 59.0534 | 0.32452 | 0.34463 | 4.704 | 1.0114 | 0.0055603 | 0.00015459 | 0.37472 | 0.60728 | {BCC000F2-427B-4C85-BE86-EBEAE729A62B} | 43432104 | SILVERADO 2104 | circuit_breaker | 38.4999 | -122.4594 | SILVERADO 2104circuit_breaker | 196 | 379 | 24759.5043 | 8010.0912 | 16749.413 | 2560.2139 | 3388.8696 | 0.0047922 | 0.0033629 | 1.4295 | 14.2903 | 1567 | 0.17237 | 126.0738 | 25959.4999 | 0
Bay Area | 9107 | 30 | 49.8099 | 39 | 54.646 | 14 | 1.9419 | 137.4493 | 1709.9081 | 6.9267 | 0.0433 | 80.6221 | 1.3387 | 0.022169 | 0.00015454 | 0.76923 | 0.9115 | {D6C28B55-DE54-4F6F-8030-4A9A0C2CC1E1} | 42711101 | CALISTOGA 1101 | 35588 | 38.6577 | -122.5952 | CALISTOGA 110135588 | 25 | 7 | 4951.7392 | 4848.4058 | 103.3334 | 4848.4058 | 103.3334 | 0.0021636 | 0.001487 | 1.6603 | 2.7857 | 1568 | 0.31037 | 125.9015 | 25962.5108 | 0
Bay Area | 4265 | 443 | 700.1975 | 1177 | 1158.6266 | 76 | 1.1015 | 3.1913 | 9.465 | 0.032604 | 0.23705 | 2.7847 | 1.0075 | 0.0025849 | 0.00015414 | 0.37638 | 0.60433 | {26E85C09-0B57-42B9-B352-ED273600E95D} | 24251101 | WOODSIDE 1101 | 1922 | 37.3972 | -122.2475 | WOODSIDE 11011922 | 132 | 132 | 15294.8241 | 7665.9565 | 7628.8675 | 7077.1681 | 7268.3917 | 0.011714 | 0.010847 | 1.5806 | 15.4868 | 1571 | 0.19646 | 125.5911 | 25966.9057 | 1
Bay Area | 9946 | 31 | 57.4626 | 208 | 163.4648 | 14 | 9.1162 | 30.079 | 120.1954 | 2.034 | 0.24858 | 25.1232 | 1.0997 | 2.794e-06 | 0.00015273 | 0.14904 | 0.35153 | {E1CFB432-A326-40CC-8BB1-1B7A06DF46E8} | 13801101 | MORAGA 1101 | 83424 | 37.8741 | -122.1869 | MORAGA 110183424 | 12 | 2 | 2619.5028 | 2600.0484 | 19.4544 | 2587.2467 | 19.4544 | 0.0021382 | 0.00045116 | 1.8536 | 14.8571 | 1576 | 3.9116e-05 | 125.3946 | 25968.5124 | 0
Bay Area | 7215 | 99 | 181.8472 | 447 | 390.8123 | 32 | 0.71045 | 0.89641 | 2.2618 | 0.010478 | 0.20866 | 2.0244 | 1.0003 | 1.1354e-05 | 0.00015247 | 0.22148 | 0.46531 | {BBE63A51-7F9A-46A0-A46D-25679A3F93F8} | 24251101 | WOODSIDE 1101 | 2299 | 37.387 | -122.2372 | WOODSIDE 11012299 | 40 | 134 | 8106.4187 | 2949.4431 | 5156.9757 | 2949.4431 | 5156.9757 | 0.004879 | 0.0054694 | 1.8368 | 13.9688 | 1578 | 0.00036334 | 125.3946 | 25970.344 | 1
Bay Area | 7045 | 450 | 1429.6209 | 1140 | 1718.0339 | 111 | 5.2096 | 106.3688 | 483.7449 | 9.0871 | 1.1124 | 67.3415 | 1.1348 | 0.00022846 | 0.00015021 | 0.39474 | 0.83213 | {C41F4E5E-7BB3-4EF6-9D85-B639632114A4} | 24101101 | HALF MOON BAY 1101 | 8902 | 37.4745 | -122.4166 | HALF MOON BAY 11018902 | 199 | 160 | 41004.9967 | 30497.3428 | 10507.6539 | 21140.1681 | 7110.5983 | 0.016673 | 0.0054746 | 3.1769 | 10.2703 | 1590 | 0.025359 | 125.3942 | 25983.472 | 0
Bay Area | 9376 | 35 | 64.6748 | 95 | 95.477 | 6 | 0.42523 | 0.22239 | 0.0031646 | 1.3457e-06 | 0.7017 | 0.071313 | 1 | 1.0833e-05 | 0.00014706 | 0.36842 | 0.67739 | {43C4E506-67D9-4305-AA7A-65C3BF977D22} | 43091103 | GREENBRAE 1103 | 6083 | 37.9316 | -122.5427 | GREENBRAE 11036083 | 9 | 72 | 3396.9482 | 549.3456 | 2847.6026 | 549.3456 | 2847.6026 | 0.00088235 | 0.00097846 | 1.8479 | 15.8333 | 1609 | 6.5e-05 | 125.3689 | 25983.8132 | 0
Bay Area | 4355 | 2 | 2.2201 | 9 | 5.9776 | 2 |  |  |  |  | 0.012168 | 6.8466 | 1.0232 | 0.0017579 | 0.00014652 | 0.22222 | 0.37141 | {E69E0EDF-3BE3-421A-B55B-BE689105FC5C} | 42711102 | CALISTOGA 1102 | 705 | 38.577 | -122.5827 | CALISTOGA 1102705 | 41 | 218 | 10393.8054 | 2007.629 | 8386.1764 | 320.3013 | 1925.2744 | 0.00029304 | 0.00029304 | 1.1101 | 4.5 | 1611 | 0.0035158 | 125.3688 | 25984.0121 | 0
Bay Area | 2615 | 17 | 51.1378 | 58 | 101.0209 | 1 |  |  |  |  | 0.10619 | 3.7482 | 1 | 9.7149e-06 | 0.00014624 | 0.2931 | 0.50621 | {498D8DB9-5CC7-45E0-BE16-B8DB75429782} | 83622106 | CAMP EVERS 2106 | 60124 | 37.1462 | -121.9823 | CAMP EVERS 210660124 | 468 | 644 | 70920.5845 | 36237.2416 | 34683.3429 | 36237.2416 | 34683.3429 | 0.00014624 | 0.00014624 | 3.0081 | 58 | 1614 | 9.7149e-06 | 125.3653 | 26006.5154 | 0
Bay Area | 640 | 2 | 3.89 | 2 | 3.89 | 1 |  |  |  |  | 0 | 163.6657 | 1.0841 | 0.00013369 | 0.00014164 | 1 | 1 | {87D28769-5329-4925-BD5B-DA686EE4E76D} | 43141101 | MIDDLETOWN 1101 | 48212 | 38.725 | -122.619 | MIDDLETOWN 110148212 | 164 | 176 | 30903.1345 | 17455.2996 | 13447.8349 | 17298.8853 | 13410.8034 | 0.00014164 | 0.00014164 | 1.945 | 2 | 1624 | 0.00013369 | 125.3653 | 26017.258 | 1
Bay Area | 8719 | 995 | 1453.6581 | 1716 | 1865.9954 | 121 | 1.2217 | 61.2251 | 572.538 | 3.1862 | 2.0694 | 69.0185 | 1.1945 | 0.025136 | 0.00013965 | 0.57984 | 0.77903 | {58845AAB-F485-40BF-95E3-3DEA7E272B5E} | 42711101 | CALISTOGA 1101 | 89150 | 38.6092 | -122.5912 | CALISTOGA 110189150 | 128 | 119 | 23119.5087 | 15360.2828 | 7759.2259 | 15360.2828 | 7759.2259 | 0.016898 | 0.015342 | 1.461 | 14.1818 | 1633 | 3.0414 | 125.3651 | 26026.7967 | 0
Bay Area | 74 | 353 | 690.1697 | 979 | 1051.7717 | 60 | 2.5695 | 5.0304 | 39.4925 | 0.98957 | 0.59001 | 3.6183 | 0.98853 | 0.0064415 | 0.00013929 | 0.36057 | 0.6562 | {84CE664B-0611-4200-83BA-04B0E42A1B56} | 42031124 | ALTO 1124 | 428 | 37.9069 | -122.5437 | ALTO 1124428 | 164 | 683 | 41570.626 | 9441.0665 | 32129.5595 | 6700.9234 | 19121.2519 | 0.0083576 | 0.0048606 | 1.9552 | 16.3167 | 1634 | 0.38649 | 122.3237 | 26030.958 | 0
Bay Area | 1414 | 644 | 1048.4891 | 1683 | 1674.6967 | 115 | 4.1216 | 37.1579 | 387.336 | 6.2557 | 1.7891 | 21.8612 | 1.0813 | 0.00036653 | 0.00013894 | 0.38265 | 0.62608 | {56C84CD8-CFAF-4218-882A-B93134A396EB} | 24131102 | MENLO 1102 | 8952 | 37.3512 | -122.1983 | MENLO 11028952 | 158 | 299 | 28965.322 | 10925.0954 | 18040.2265 | 10925.0954 | 18040.2265 | 0.015979 | 0.0063302 | 1.6281 | 14.6348 | 1635 | 0.042151 | 121.9372 | 26037.7425 | 0
Bay Area | 6719 | 128 | 204.6318 | 409 | 363.6746 | 41 | 1.2699 | 28.1569 | 718.9615 | 8.7845 | 1.5662 | 34.0315 | 1.0548 | 0.015058 | 0.00013875 | 0.31296 | 0.56268 | {0C1EAF38-D291-4410-BD5A-7EDE35C497EC} | 43021101 | WOODACRE 1101 | circuit_breaker | 38.0121 | -122.6539 | WOODACRE 1101circuit_breaker | 71 | 131 | 10355.8676 | 4553.3245 | 5802.5431 | 4013.0588 | 5668.065 | 0.0056887 | 0.0049449 | 1.5987 | 9.9756 | 1637 | 0.61739 | 121.8951 | 26040.2346 | 1
Bay Area | 3317 | 407 | 787.6426 | 1059 | 1158.002 | 92 | 3.4675 | 34.1851 | 263.1622 | 4.6747 | 0.30454 | 23.5258 | 1.0841 | 0.00085633 | 0.00013823 | 0.38432 | 0.68017 | {24FD9F9F-3AE5-44A3-85E5-C29F5C852455} | 42261101 | BOLINAS 1101 | 504 | 37.9343 | -122.6968 | BOLINAS 1101504 | 86 | 42 | 16220.4768 | 10763.1712 | 5457.3056 | 10456.414 | 5457.3056 | 0.012717 | 0.0065497 | 1.9352 | 11.5109 | 1640 | 0.078783 | 121.2777 | 26046.728 | 0
Bay Area | 9394 | 19 | 54.044 | 80 | 91.4376 | 19 | 3.287 | 212.6742 | 1986.5934 | 12.0377 | 1.2867 | 45.8505 | 1.1106 | 0.0016384 | 0.00013821 | 0.2375 | 0.59105 | {6FB5348B-5DA9-49B1-98A7-B3620A483016} | 42261101 | BOLINAS 1101 | 1232 | 37.9365 | -122.7035 | BOLINAS 11011232 | 30 | 13 | 6602.698 | 3935.7724 | 2666.9256 | 3520.8723 | 632.7638 | 0.002626 | 0.0011037 | 2.8444 | 4.2105 | 1641 | 0.03113 | 121.1989 | 26048.9145 | 0
Bay Area | 5525 | 608 | 1622.3442 | 813 | 1711.1769 | 92 | 3.9641 | 71.1585 | 413.0248 | 3.5429 | 1.4748 | 63.3176 | 1.2947 | 0.0021144 | 0.00013771 | 0.74785 | 0.94809 | {D114DA17-C3D8-4F00-837D-4551FAA55B77} | 24101101 | HALF MOON BAY 1101 | circuit_breaker | 37.469 | -122.4303 | HALF MOON BAY 1101circuit_breaker | 241 | 289 | 36403.8885 | 22337.572 | 14066.3165 | 12179.0697 | 4310.1534 | 0.012669 | 0.0054839 | 2.6683 | 8.837 | 1647 | 0.19452 | 121.1678 | 26056.4777 | 0
Bay Area | 3683 | 800 | 1574.115 | 1469 | 1929.8033 | 87 | 1.6776 | 5.6407 | 45.6379 | 0.23762 | 1.0333 | 5.6205 | 1.0303 | 0.0072708 | 0.00013767 | 0.54459 | 0.81569 | {5443BEB4-FACA-473E-BC79-5158E049D910} | 42031125 | ALTO 1125 | 510 | 37.8896 | -122.5552 | ALTO 1125510 | 167 | 425 | 30982.1013 | 11874.2275 | 19107.8738 | 11874.2275 | 19107.8738 | 0.011977 | 0.0092644 | 1.9676 | 16.8851 | 1649 | 0.63256 | 120.9733 | 26063.8516 | 0
Bay Area | 1861 | 386 | 1138.768 | 425 | 1154.4255 | 49 | 2.1064 | 20.0822 | 97.5753 | 0.18539 | 0.44528 | 21.712 | 1.0286 | 0.00056491 | 0.00013758 | 0.90824 | 0.98644 | {B38DB0B8-9B03-4771-A545-1316F725B1B3} | 24101102 | HALF MOON BAY 1102 | 8848 | 37.5278 | -122.5105 | HALF MOON BAY 11028848 | 226 | 412 | 31602.7362 | 16171.7557 | 15430.9805 | 4923.8197 | 2090.8513 | 0.0067415 | 0.0052411 | 2.9502 | 8.6735 | 1650 | 0.027681 | 120.3407 | 26066.9093 | 0
Bay Area | 4334 | 1 | 1.3586 | 6 | 6.4243 | 1 |  |  |  |  | 1.4801 | 0.66881 | 1 | 9.1091e-06 | 0.00013712 | 0.16667 | 0.21148 | {6831EC63-2DE1-4FA9-8E52-ECEB96F95CDF} | 152691104 | HIGGINS 1104 | 1006 | 39.0996 | -121.05 | HIGGINS 11041006 | 536 | 1004 | 82584.6846 | 32162.0329 | 50422.6517 | 16662.2327 | 19291.7254 | 0.00013712 | 0.00013712 | 1.3586 | 6 | 1654 | 9.1091e-06 | 120.313 | 26077.2565 | 0
Bay Area | 4319 | 95 | 288.7347 | 131 | 302.4149 | 20 | 3.9103 | 167.5004 | 580.4006 | 1.8282 | 0.90796 | 53.5933 | 1.0893 | 0.0010773 | 0.00013631 | 0.72519 | 0.95476 | {D0EDFCD8-2A8A-490D-A06D-0BAFCCC6E362} | 24101103 | HALF MOON BAY 1103 | circuit_breaker | 37.4689 | -122.4303 | HALF MOON BAY 1103circuit_breaker | 276 | 892 | 45830.292 | 13492.7817 | 32337.5103 | 2489.4218 | 120.0432 | 0.0027262 | 0.0010056 | 3.0393 | 6.55 | 1656 | 0.021546 | 120.313 | 26078.8025 | 0
Bay Area | 6642 | 67 | 106.5291 | 881 | 601.3027 | 82 | 5.5026 | 620.8789 | 3955.1104 | 134.432 | 2.666 | 204.2994 | 1.3013 | 0.013473 | 0.00013485 | 0.07605 | 0.17716 | {605680BF-CE15-4E43-86C0-2D915CDAFCDB} | 42021112 | NAPA 1112 | 1302 | 38.2948 | -122.2444 | NAPA 11121302 | 378 | 504 | 64949.8628 | 35471.4937 | 29478.3691 | 14540.3445 | 6684.6247 | 0.011058 | 0.0038493 | 1.59 | 10.7439 | 1666 | 1.1048 | 120.2915 | 26087.832 | 0
Bay Area | 7796 | 106 | 231.5332 | 119 | 238.0333 | 9 | 1.6081 | 3.8137 | 14.2777 | 0.053415 | 1.6114 | 3.2808 | 1.0143 | 0.0020359 | 0.00013475 | 0.89076 | 0.97269 | {B7EA2BCC-1301-4AEA-B933-67DD1492700E} | 24251101 | WOODSIDE 1101 | 8601 | 37.4388 | -122.3234 | WOODSIDE 11018601 | 18 | 25 | 1620.6745 | 961.631 | 659.0435 | 961.631 | 659.0435 | 0.0012127 | 0.00088428 | 2.1843 | 13.2222 | 1668 | 0.018323 | 119.1867 | 26088.4292 | 0
Bay Area | 7857 | 111 | 203.6559 | 589 | 506.2237 | 100 | 3.8886 | 176.1789 | 2233.9491 | 24.3688 | 1.6863 | 131.2425 | 1.2463 | 0.017554 | 0.00013436 | 0.18846 | 0.4023 | {72A0B7D1-514D-4E97-9F9E-307ABD8141BA} | 42021112 | NAPA 1112 | 1723 | 38.2972 | -122.2283 | NAPA 11121723 | 128 | 127 | 32676.1691 | 18404.557 | 14271.6121 | 15407.0792 | 11764.9153 | 0.013436 | 0.0058264 | 1.8347 | 5.89 | 1675 | 1.7554 | 119.1684 | 26097.997 | 0
Bay Area | 9522 | 44 | 106.4881 | 170 | 170.5461 | 30 | 6.9493 | 56.0175 | 108.9177 | 3.6608 | 0.80435 | 73.446 | 1.0293 | 0.0003119 | 0.00013429 | 0.25882 | 0.62439 | {4B04C7BE-F037-4E43-AD43-455E3B1A9C74} | 13921104 | FRANKLIN 1104 | P146 | 38.013 | -122.2522 | FRANKLIN 1104P146 | 53 | 30 | 7314.5058 | 5929.8532 | 1384.6526 | 5649.6032 | 1140.8468 | 0.0040286 | 0.0013661 | 2.4202 | 5.6667 | 1676 | 0.0093569 | 117.413 | 26101.5054 | 0
Bay Area | 6733 | 116 | 186.2714 | 205 | 236.6396 | 27 | 2.6833 | 60.0501 | 561.299 | 5.2358 | 2.0892 | 63.5447 | 1.2407 | 0.013491 | 0.00013365 | 0.56585 | 0.78715 | {07D5D1F0-E088-492A-95F0-C51ED4C7A4B4} | 42711101 | CALISTOGA 1101 | circuit_breaker | 38.5922 | -122.5789 | CALISTOGA 1101circuit_breaker | 188 | 194 | 32486.6549 | 15415.3431 | 17071.3117 | 3212.9518 | 2572.8827 | 0.0036087 | 0.0026604 | 1.6058 | 7.5926 | 1679 | 0.36424 | 117.4036 | 26103.5006 | 0
Bay Area | 7013 | 1682 | 2140.6061 | 2316 | 2510.2449 | 239 | 1.3111 | 92.2217 | 1516.5364 | 24.7964 | 0.87747 | 22.3843 | 1.1651 | 0.0049131 | 0.00013275 | 0.72625 | 0.85275 | {991CF770-C017-4F1E-B905-05B063249BE8} | 43432105 | SILVERADO 2105 | 658898 | 38.5072 | -122.4911 | SILVERADO 2105658898 | 208 | 141 | 48126.6819 | 27768.6234 | 20358.0585 | 27768.6234 | 20358.0585 | 0.031727 | 0.027011 | 1.2727 | 9.6904 | 1687 | 1.1742 | 117.0394 | 26120.745 | 0
Bay Area | 9243 | 752 | 1154.7365 | 1209 | 1422.0878 | 113 | 1.1393 | 280.0545 | 4657.0145 | 50.7269 | 0.041311 | 66.197 | 1.2233 | 0.021493 | 0.00013252 | 0.622 | 0.812 | {2BEF64F2-FC8F-447E-AB5E-08962A1289FE} | 42261101 | BOLINAS 1101 | 530 | 37.9426 | -122.7025 | BOLINAS 1101530 | 33 | 4 | 17862.3416 | 17644.1845 | 218.1571 | 17644.1845 | 218.1571 | 0.014975 | 0.013043 | 1.5356 | 10.6991 | 1688 | 2.4287 | 115.8651 | 26131.702 | 0
Bay Area | 7858 | 14 | 18.0232 | 55 | 41.7747 | 4 | 2.1974 | 0.68063 | 1.7032 | 0.014667 | 0.28485 | 1.703 | 1 | 3.9018e-06 | 0.00013209 | 0.25455 | 0.43144 | {B57323AB-C84A-4096-B877-0C808916375A} | 42011104 | SAN RAFAEL 1104 | 2235 | 37.9839 | -122.5713 | SAN RAFAEL 11042235 | 27 | 149 | 8262.1431 | 1389.3312 | 6872.8118 | 240.5368 | 972.4334 | 0.00052837 | 0.00023493 | 1.2874 | 13.75 | 1690 | 1.5607e-05 | 113.4364 | 26131.8514 | 0
Bay Area | 7554 | 815 | 1540.5174 | 969 | 1634.2655 | 69 | 4.6083 | 58.6575 | 189.5643 | 1.1377 | 0.00404 | 8.3194 | 1.0089 | 7.9712e-05 | 0.00012683 | 0.84107 | 0.94264 | {122C7DAC-AC52-4005-A738-CAEFD4E1581A} | 24131103 | MENLO 1103 | 8982 | 37.2682 | -122.2113 | MENLO 11038982 | 63 | 81 | 10527.0404 | 7297.022 | 3230.0184 | 7297.022 | 3230.0184 | 0.008751 | 0.0033651 | 1.8902 | 14.0435 | 1711 | 0.0055001 | 113.4364 | 26136.3828 | 0
Bay Area | 745 | 7 | 25.653 | 9 | 26.7598 | 2 | 2.8763 | 4.1151 | 10.5101 | 0.063715 | 1.2854 | 17.1927 | 3 | 1.4443e-06 | 0.00012648 | 0.77778 | 0.95864 | {957F3B05-D3E6-46BF-B6B1-74EF9A986684} | 13531102 | LAKEWOOD 1102 | circuit_breaker | 37.9092 | -122.0572 | LAKEWOOD 1102circuit_breaker | 300 | 895 | 52910.1038 | 15408.0523 | 37502.0515 | 153.4063 | 259.1331 | 0.00025296 | 8.7487e-05 | 3.6647 | 4.5 | 1715 | 2.8887e-06 | 113.4309 | 26136.4781 | 0
Bay Area | 6166 | 82 | 189.0716 | 508 | 430.1462 | 49 | 6.0666 | 101.0276 | 437.6594 | 21.732 | 9.7037 | 242.1428 | 1.1732 | 0.018652 | 0.00012642 | 0.16142 | 0.43955 | {3C13801D-CC64-4F61-AF69-C39F394BB25E} | 14662113 | TASSAJARA 2113 | MR276 | 37.7625 | -121.984 | TASSAJARA 2113MR276 | 68 | 59 | 9345.4855 | 6265.9535 | 3079.532 | 6095.1274 | 2863.1031 | 0.0061945 | 0.0034697 | 2.3058 | 10.3673 | 1717 | 0.91393 | 113.4309 | 26140.2632 | 0
Bay Area | 2423 | 186 | 478.181 | 630 | 723.1767 | 52 | 6.4095 | 1.8758 | 5.3825 | 0.14937 | 0 | 0.0047355 | 0.51923 | 1.9449e-06 | 0.00012534 | 0.29524 | 0.66122 | {C758376E-2F53-4EBD-9E43-CD37C030EEDD} | 12101103 | OAKLAND K 1103 | CR188 | 37.8331 | -122.214 | OAKLAND K 1103CR188 | 120 | 675 | 34487.2596 | 5757.5465 | 28729.7131 | 5757.5465 | 28729.7131 | 0.0065178 | 0.0017349 | 2.5709 | 12.1154 | 1721 | 0.00010113 | 112.5169 | 26143.8386 | 0
Bay Area | 7139 | 634 | 1178.1825 | 1327 | 1574.2943 | 58 | 1.2037 | 1.3521 | 9.1155 | 0.040727 | 0.34117 | 11.4936 | 1.064 | 0.0056595 | 0.00012529 | 0.47777 | 0.74839 | {52C6D739-68AD-4B43-8573-6FBDC1C9EC3B} | 42031124 | ALTO 1124 | 3745 | 37.9154 | -122.5534 | ALTO 11243745 | 110 | 237 | 19710.8952 | 7368.4316 | 12342.4637 | 7368.4316 | 12342.4637 | 0.0072668 | 0.0067371 | 1.8583 | 22.8793 | 1722 | 0.32825 | 112.5168 | 26148.4144 | 0
Bay Area | 7656 | 235 | 426.7285 | 524 | 563.5076 | 75 | 6.8743 | 790.0492 | 4404.9781 | 139.9032 | 24.0184 | 1290.9183 | 1.401 | 0.03542 | 0.00012417 | 0.44847 | 0.75727 | {7713D0FD-BB09-40ED-B7D7-E260577647D4} | 14052103 | NORTH DUBLIN 2103 | circuit_breaker | 37.7445 | -121.857 | NORTH DUBLIN 2103circuit_breaker | 221 | 155 | 32695.429 | 24183.6175 | 8511.8114 | 20889.9745 | 8082.7173 | 0.0093128 | 0.0016563 | 1.8159 | 6.9867 | 1731 | 2.6565 | 112.1886 | 26161.3871 | 0
Bay Area | 6015 | 56 | 85.7808 | 116 | 118.5585 | 8 | 0.56976 | 0.21531 | 0.083338 | 3.3863e-05 | 0.63993 | 5.8947 | 0.7807 | 0.016402 | 0.00012335 | 0.48276 | 0.72353 | {CF195E6A-F6FE-4BB4-BB47-B64B021C49FD} | 43091103 | GREENBRAE 1103 | 56884 | 37.9334 | -122.5319 | GREENBRAE 110356884 | 73 | 274 | 13312.4166 | 2392.4896 | 10919.927 | 883.8137 | 3302.4057 | 0.00098682 | 0.0011705 | 1.5318 | 14.5 | 1734 | 0.13122 | 109.5321 | 26161.9359 | 0
Bay Area | 3079 | 1 | 1.2277 | 5 | 6.6984 | 1 |  |  |  |  | 34.2013 | 386.4345 | 1.6062 | 0.29793 | 0.00012265 | 0.2 | 0.18328 | {9B3053D4-0FCD-415D-AE49-1C1AC44BB827} | 152261105 | DIAMOND SPRINGS 1105 | 7722 | 38.6778 | -120.8497 | DIAMOND SPRINGS 11057722 | 807 | 822 | 160711.8744 | 100030.6738 | 60681.2005 | 95268.3331 | 57109.0073 | 0.00012265 | 0.00012265 | 1.2277 | 5 | 1739 | 0.29793 | 109.4008 | 26221.0976 | 1
Bay Area | 2432 | 0 | 0 | 17 | 20.4819 | 1 |  |  |  |  | 17.2279 | 107.5102 | 1.0155 | 0.0029335 | 0.00012013 | 0 | 0 | {97A379E6-C657-4B3B-9AC8-B4B0F3BA119F} | 42151104 | SANTA ROSA A 1104 | 220 | 38.4864 | -122.6771 | SANTA ROSA A 1104220 | 188 | 143 | 24753.6696 | 15355.5551 | 9398.1144 | 15355.5551 | 9398.1144 | 0.00012013 | 0.00012013 |  | 17 | 1747 | 0.0029335 | 109.1029 | 26230.6334 | 0
Bay Area | 992 | 1425 | 1775.7951 | 2243 | 2256.6694 | 251 | 1.9631 | 150.8968 | 2150.3586 | 31.0917 | 3.5257 | 229.7075 | 1.2475 | 0.040443 | 0.00011714 | 0.63531 | 0.78691 | {209A9D81-9C3D-4AF8-829C-32C96BA3EBD0} | 42711101 | CALISTOGA 1101 | 890 | 38.6158 | -122.6585 | CALISTOGA 1101890 | 226 | 158 | 45254.4585 | 39735.6 | 5518.8585 | 37703.1619 | 5155.8219 | 0.029401 | 0.020879 | 1.2462 | 8.9363 | 1761 | 10.1513 | 109.1 | 26254.047 | 0
Bay Area | 4284 | 482 | 672.396 | 957 | 961.3293 | 96 | 1.038 | 53.2414 | 680.5904 | 3.3076 | 1.5721 | 33.7314 | 1.1321 | 0.030538 | 0.0001163 | 0.50366 | 0.69944 | {3F9D2397-C923-47B2-B02D-BB46163B7124} | 42711102 | CALISTOGA 1102 | 769230 | 38.5678 | -122.5383 | CALISTOGA 1102769230 | 229 | 219 | 49354.0336 | 27488.654 | 21865.3796 | 16210.9352 | 14440.1129 | 0.011165 | 0.011055 | 1.395 | 9.9688 | 1768 | 2.9316 | 98.9487 | 26264.114 | 1
Bay Area | 1136 | 5 | 17.7576 | 29 | 30.5867 | 4 | 2.9859 | 6.9585 | 14.3877 | 0.075972 | 0.42146 | 0.17793 | 1 | 3.1938e-06 | 0.00011617 | 0.17241 | 0.58057 | {3479FEFA-1861-4D8C-A938-95A0471F292B} | 13801105 | MORAGA 1105 | 8354 | 37.82 | -122.122 | MORAGA 11058354 | 69 | 246 | 17339.3845 | 4982.0059 | 12357.3786 | 320.2661 | 528.2862 | 0.00046468 | 0.00019231 | 3.5515 | 7.25 | 1769 | 1.2775e-05 | 96.0171 | 26264.3129 | 0
Bay Area | 388 | 111 | 210.5198 | 464 | 422.8435 | 28 | 0.39327 | 1.2246 | 3.2164 | 0.014351 | 0.19793 | 1.4698 | 1 | 1.01e-05 | 0.00011567 | 0.23922 | 0.49787 | {4CEFDA18-FC78-4DED-AF3C-6DA953E1658C} | 24251104 | WOODSIDE 1104 | 9032 | 37.4292 | -122.2559 | WOODSIDE 11049032 | 216 | 253 | 24686.643 | 12668.8794 | 12017.7637 | 6850.4288 | 6199.2336 | 0.0032387 | 0.0042571 | 1.8966 | 16.5714 | 1771 | 0.0002828 | 96.017 | 26268.567 | 0
Bay Area | 3635 | 500 | 751.145 | 854 | 953.5407 | 60 | 1.0791 | 17.2119 | 177.8321 | 0.4301 | 1.3421 | 15.2205 | 1.0631 | 0.015804 | 0.00011557 | 0.58548 | 0.78774 | {163BDA39-807E-4AA9-AD15-91460635EEBA} | 43432102 | SILVERADO 2102 | 636 | 38.5088 | -122.4473 | SILVERADO 2102636 | 168 | 244 | 20415.645 | 9140.7797 | 11274.8654 | 6273.2424 | 2997.261 | 0.0069344 | 0.0064518 | 1.5023 | 14.2333 | 1772 | 0.94825 | 96.0168 | 26272.4627 | 0
Bay Area | 1460 | 384 | 755.7426 | 1303 | 1317.6871 | 56 | 2.2056 | 2.3457 | 8.5813 | 0.064448 | 0.53473 | 3.9403 | 1.5742 | 0.0001641 | 0.00011552 | 0.2947 | 0.57354 | {28DA4EFF-D25B-42D5-8BBC-019BF0512D2C} | 12350401 | ORINDA 0401 | N545R | 37.8844 | -122.1929 | ORINDA 0401N545R | 148 | 559 | 32818.6324 | 8180.3467 | 24638.2857 | 7502.4589 | 23172.5038 | 0.006469 | 0.0038627 | 1.9681 | 23.2679 | 1773 | 0.0091894 | 95.0685 | 26277.1217 | 0
Bay Area | 3571 | 483 | 859.2221 | 684 | 955.448 | 55 | 5.3227 | 66.1927 | 279.0658 | 2.0171 | 0.049839 | 16.5162 | 1.012 | 8.098e-05 | 0.00011498 | 0.70614 | 0.89929 | {525B2EF0-7EB8-48BA-86A2-CA5740BCAD7C} | 24101103 | HALF MOON BAY 1103 | 8089 | 37.2191 | -122.3424 | HALF MOON BAY 11038089 | 45 | 164 | 10971.3703 | 4645.2114 | 6326.1589 | 4645.2114 | 6326.1589 | 0.0063239 | 0.0018921 | 1.7789 | 12.4364 | 1775 | 0.0044539 | 95.0593 | 26280.0064 | 0
Bay Area | 289 | 54 | 105.476 | 240 | 204.1204 | 21 | 4.6059 | 1.4762 | 4.6202 | 0.083083 | 0.10156 | 0.12111 | 0.57143 | 2.0882e-06 | 0.00011393 | 0.225 | 0.51673 | {DCA9ACB4-28D7-4107-A085-304473A5BF3B} | 12840402 | RIDGE 0402 | circuit_breaker | 37.885 | -122.2551 | RIDGE 0402circuit_breaker | 92 | 610 | 24773.3731 | 3848.2536 | 20925.1196 | 2818.3373 | 15395.9113 | 0.0023926 | 0.00066012 | 1.9533 | 11.4286 | 1780 | 4.3853e-05 | 95.0549 | 26281.7566 | 0
Bay Area | 7999 | 172 | 348.3955 | 376 | 425.9709 | 52 | 4.7266 | 310.5121 | 3684.662 | 57.2026 | 2.6242 | 67.6059 | 1.2679 | 0.0027405 | 0.00011262 | 0.45745 | 0.81789 | {8D627439-1B8D-41BC-A6EE-EC8800086E69} | 43051101 | MONTICELLO 1101 | 654 | 38.5116 | -122.2134 | MONTICELLO 1101654 | 97 | 99 | 17417.2276 | 14051.7969 | 3365.4307 | 12946.7956 | 3035.6454 | 0.005856 | 0.0021271 | 2.0256 | 7.2308 | 1786 | 0.14251 | 95.0548 | 26289.7965 | 0
Bay Area | 3207 | 41 | 110.9899 | 129 | 163.5186 | 18 | 4.4128 | 9.2187 | 29.7653 | 0.99292 | 1.9081 | 8.1532 | 1.0305 | 0.0002597 | 0.00011147 | 0.31783 | 0.67876 | {42AA63AD-C552-4EF9-BEF2-2D7A46307F74} | 43201101 | STAFFORD 1101 | circuit_breaker | 38.1197 | -122.6142 | STAFFORD 1101circuit_breaker | 360 | 1280 | 90219.5585 | 19354.556 | 70865.0024 | 1888.1069 | 3969.3966 | 0.0020064 | 0.00067419 | 2.7071 | 7.1667 | 1790 | 0.0046746 | 94.9123 | 26290.9691 | 0
Bay Area | 1418 | 389 | 955.0589 | 889 | 1246.7144 | 52 | 2.4945 | 1.1532 | 3.9125 | 0.037956 | 0.20486 | 0.60637 | 1.3077 | 4.0009e-06 | 0.0001114 | 0.43757 | 0.76606 | {269CD2EB-7EB5-49D9-B9E1-2226E15FD282} | 12101104 | OAKLAND K 1104 | CR204 | 37.8317 | -122.1948 | OAKLAND K 1104CR204 | 130 | 468 | 28837.9686 | 6584.4717 | 22253.4969 | 6584.4717 | 22253.4969 | 0.0057928 | 0.0035787 | 2.4552 | 17.0962 | 1791 | 0.00020805 | 94.9076 | 26295.058 | 0
Bay Area | 2971 | 235 | 590.0575 | 779 | 885.4562 | 53 | 2.9566 | 1.8557 | 6.079 | 0.051809 | 0.50718 | 1.3526 | 0.92453 | 3.5981e-06 | 0.00011095 | 0.30167 | 0.66639 | {E0AFB0D0-4FAA-4A38-B181-558E89FECB34} | 12541104 | OAKLAND X 1104 | CR288 | 37.8186 | -122.2054 | OAKLAND X 1104CR288 | 100 | 394 | 21336.9617 | 4410.6695 | 16926.2922 | 4410.6695 | 16926.2922 | 0.0058803 | 0.0028706 | 2.5109 | 14.6981 | 1794 | 0.0001907 | 94.9074 | 26297.797 | 0
Bay Area | 2774 | 990 | 1577.3592 | 2130 | 2219.4053 | 90 | 0.99355 | 0.50622 | 1.5984 | 0.026187 | 0.49931 | 7.205 | 0.79373 | 0.0090214 | 0.0001101 | 0.46479 | 0.71071 | {5A7E1969-E475-4A2E-A5C6-85EFB5802FE4} | 42031124 | ALTO 1124 | 432 | 37.9088 | -122.5475 | ALTO 1124432 | 174 | 622 | 38990.9764 | 12584.9285 | 26406.0479 | 12584.9285 | 26168.5291 | 0.0099089 | 0.010938 | 1.5933 | 23.6667 | 1800 | 0.81193 | 94.9072 | 26305.6123 | 0
Bay Area | 3568 | 4060 | 5493.9395 | 7879 | 7705.8994 | 570 | 0.0035081 | 0.22239 | 1.635 | 5.7359e-06 | 1.3196 | 47.4208 | 1.1438 | 0.023503 | 0.00011001 | 0.51529 | 0.71295 | {80E79C4D-3B76-415E-BA02-A8236360DA4C} | 43292103 | PUEBLO 2103 | 678 | 38.3155 | -122.3423 | PUEBLO 2103678 | 453 | 372 | 104015.0972 | 56404.6012 | 47610.4961 | 56171.914 | 46797.5902 | 0.062707 | 0.062829 | 1.3532 | 13.8228 | 1801 | 13.3968 | 94.0953 | 26340.495 | 0
Bay Area | 5179 | 28 | 55.7486 | 63 | 77.8927 | 8 | 2.8878 | 2.4219 | 8.0804 | 0.035575 | 0 | 0 | 0 | 3.3892e-06 | 0.00010995 | 0.44444 | 0.71571 | {D5713EAC-4361-483E-B20A-724A36C5F247} | 14671101 | SOBRANTE 1101 | 42914 | 37.8928 | -122.1697 | SOBRANTE 110142914 | 96 | 379 | 27308.6593 | 6646.8405 | 20661.8188 | 755.7626 | 1581.9622 | 0.00087959 | 0.00040815 | 1.991 | 7.875 | 1802 | 2.7113e-05 | 80.6985 | 26340.9644 | 0
Bay Area | 9083 | 311 | 920.5396 | 423 | 966.797 | 64 | 5.1104 | 153.0913 | 603.7132 | 11.6773 | 1.1821 | 51.6275 | 1.0715 | 0.0004058 | 0.00010985 | 0.73522 | 0.95215 | {841D987A-954B-4FC0-9C79-A3D82BBD4123} | 24101103 | HALF MOON BAY 1103 | 6065 | 37.4506 | -122.4288 | HALF MOON BAY 11036065 | 67 | 55 | 16311.777 | 11019.2698 | 5292.5072 | 9622.0817 | 5036.833 | 0.0070306 | 0.0022836 | 2.9599 | 6.6094 | 1803 | 0.025971 | 80.6985 | 26346.9397 | 0
Bay Area | 195 | 22 | 43.8829 | 47 | 56.2076 | 8 | 4.1301 | 0.83025 | 2.2741 | 0.03145 | 0 | 0 | 0 | 2.7298e-06 | 0.0001091 | 0.46809 | 0.78073 | {B0F9DF73-E5FE-4D63-9A97-F698C647DBAA} | 13700401 | ARLINGTON 0401 | circuit_breaker | 37.8888 | -122.2729 | ARLINGTON 0401circuit_breaker | 123 | 914 | 43123.4648 | 6391.7678 | 36731.697 | 973.3919 | 4677.7507 | 0.00087281 | 0.00032873 | 1.9947 | 5.875 | 1807 | 2.1838e-05 | 80.6725 | 26347.5442 | 0
Bay Area | 409 | 12 | 23.2373 | 21 | 27.339 | 9 | 0.12349 | 0.1112 | 0.0013987 | 3.4544e-07 | 0.41323 | 0.32507 | 1 | 8.7329e-06 | 0.0001085 | 0.57143 | 0.84997 | {3BE78651-BE87-4B28-8A48-F46DBB91FDDB} | 22811102 | PACIFICA 1102 | circuit_breaker | 37.5946 | -122.4889 | PACIFICA 1102circuit_breaker | 198 | 1333 | 68867.6794 | 10933.7049 | 57933.9745 | 430.7272 | 7978.8793 | 0.00097646 | 0.0011831 | 1.9364 | 2.3333 | 1811 | 7.8596e-05 | 80.6725 | 26347.8116 | 0
Bay Area | 814 | 419 | 1011.1651 | 889 | 1274.9832 | 68 | 2.956 | 1.1402 | 4.7577 | 0.046447 | 0.78276 | 1.3728 | 0.88235 | 3.786e-06 | 0.00010764 | 0.47132 | 0.79308 | {2A115028-6F68-4B14-BB47-6F364E8C5941} | 12541104 | OAKLAND X 1104 | CR022 | 37.8218 | -122.2 | OAKLAND X 1104CR022 | 158 | 896 | 49359.2038 | 9630.8273 | 39728.3766 | 9630.8273 | 39728.3766 | 0.0073198 | 0.0038754 | 2.4133 | 13.0735 | 1818 | 0.00025745 | 80.6724 | 26353.7924 | 1
Bay Area | 7240 | 98 | 146.084 | 283 | 237.021 | 42 | 5.5785 | 97.4034 | 611.4205 | 9.0847 | 19.0346 | 427.3561 | 1.4694 | 0.041669 | 0.00010575 | 0.34629 | 0.61633 | {D423A3F7-280A-4662-8630-3491AC2B7D20} | 12022212 | CLAYTON 2212 | 7758 | 37.8794 | -121.868 | CLAYTON 22127758 | 27 | 28 | 10109.6541 | 5210.7596 | 4898.8945 | 5210.7596 | 4898.8945 | 0.0044413 | 0.0012661 | 1.4907 | 6.7381 | 1828 | 1.7501 | 80.6722 | 26357.0283 | 0
Bay Area | 4672 | 121 | 277.7155 | 301 | 378.952 | 46 | 2.442 | 3.7413 | 12.0101 | 0.12608 | 0.99288 | 4.8111 | 1.5877 | 3.4629e-06 | 0.00010448 | 0.40199 | 0.73285 | {71494031-9F05-4CC0-A953-4E31E51E28B7} | 14161101 | ROSSMOOR 1101 | 8132 | 37.911 | -122.1008 | ROSSMOOR 11018132 | 97 | 239 | 18570.1599 | 5907.1746 | 12662.9853 | 4210.4765 | 9317.2345 | 0.0048062 | 0.0028175 | 2.2952 | 6.5435 | 1836 | 0.00015929 | 78.9221 | 26359.643 | 0
Bay Area | 552 | 293 | 511.7309 | 805 | 783.9003 | 38 | 0.37498 | 0.13915 | 0.0020759 | 1.2705e-06 | 1.0648 | 5.6075 | 0.96524 | 0.017405 | 0.00010333 | 0.36398 | 0.6528 | {7808A995-1603-4DBC-94EF-C3DF7EAAE7DD} | 43091103 | GREENBRAE 1103 | 1260 | 37.9345 | -122.5375 | GREENBRAE 11031260 | 88 | 420 | 21867.1499 | 4352.5218 | 17514.6281 | 4080.5899 | 16590.2885 | 0.0039264 | 0.0054233 | 1.7465 | 21.1842 | 1839 | 0.66139 | 78.9219 | 26362.177 | 0
Bay Area | 1019 | 828 | 1311.2389 | 1372 | 1523.7004 | 260 | 1.9272 | 249.6217 | 2134.2737 | 20.053 | 8.6033 | 383.2852 | 1.4106 | 0.028094 | 0.00010267 | 0.6035 | 0.86056 | {8A2A1266-ADC7-4421-959B-BF4457BE3602} | 43432104 | SILVERADO 2104 | 726 | 38.6151 | -122.4295 | SILVERADO 2104726 | 329 | 409 | 99162.2988 | 56572.5773 | 42589.7215 | 46009.8876 | 29043.5154 | 0.026693 | 0.017043 | 1.5836 | 5.2769 | 1842 | 7.3045 | 78.2605 | 26390.7492 | 0
Bay Area | 1854 | 11 | 18.7304 | 42 | 34.0902 | 3 | 2.7425 | 18.7923 | 69.3461 | 0.38037 | 4.941 | 48.8801 | 1.1084 | 0.0026389 | 0.0001026 | 0.2619 | 0.54944 | {C2E68366-657D-4902-BBD7-D59A6C76C29A} | 42021112 | NAPA 1112 | circuit_breaker | 38.2956 | -122.2786 | NAPA 1112circuit_breaker | 486 | 1377 | 86337.1008 | 26219.4017 | 60117.6991 | 272.3504 | 248.1578 | 0.00030781 | 0.00010645 | 1.7028 | 14 | 1843 | 0.0079168 | 70.956 | 26390.9183 | 0
Bay Area | 816 | 427 | 886.216 | 1205 | 1348.4531 | 92 | 1.5143 | 4.2854 | 12.2478 | 0.067301 | 0.83383 | 5.669 | 1.3052 | 3.8195e-05 | 0.00010064 | 0.35436 | 0.65721 | {167EB25B-4A6A-4910-B109-DED2BEFF695B} | 14161101 | ROSSMOOR 1101 | 68920 | 37.8957 | -122.1117 | ROSSMOOR 110168920 | 211 | 385 | 30995.3314 | 11657.1969 | 19338.1345 | 9481.3207 | 17362.7188 | 0.0092587 | 0.0069271 | 2.0754 | 13.0978 | 1847 | 0.0035139 | 70.9481 | 26396.8062 | 0
Bay Area | 8766 | 61 | 171.7224 | 219 | 269.6028 | 29 | 12.11 | 648.9137 | 2555.4344 | 40.3507 | 16.8722 | 437.3276 | 1.4749 | 0.017974 | 0.0001003 | 0.27854 | 0.63695 | {771EB351-5AA3-41C4-91D1-E5FF75A7272A} | 14241101 | SUNOL 1101 | 8721 | 37.5663 | -121.8831 | SUNOL 11018721 | 37 | 27 | 7283.932 | 5007.3028 | 2276.6292 | 4212.4471 | 1119.8836 | 0.0029086 | 0.00058497 | 2.8151 | 7.5517 | 1848 | 0.52124 | 70.9446 | 26399.4221 | 1
Bay Area | 4425 | 49 | 106.1592 | 159 | 171.1952 | 14 | 3.0459 | 41.8188 | 152.8325 | 1.895 | 7.693 | 137.9671 | 1.1613 | 0.011686 | 9.8609e-05 | 0.30818 | 0.62011 | {9A4542AE-EE8F-4BB7-BE2E-76002D6DCF25} | 14101105 | ALHAMBRA 1105 | 95016 | 37.967 | -122.1249 | ALHAMBRA 110595016 | 117 | 391 | 24011.4742 | 6423.8169 | 17587.6573 | 1054.2618 | 1681.7452 | 0.0013805 | 0.00082739 | 2.1665 | 11.3571 | 1857 | 0.16361 | 70.4234 | 26400.0768 | 0
Bay Area | 128 | 0 | 0 | 10 | 21.3399 | 1 |  |  |  |  | 5.4137 | 27.1788 | 1.0708 | 0.0023496 | 9.8263e-05 | 0 | 0 | {C28A65D7-37D3-4F6C-9C48-AF74AD2858BE} | 42891102 | GEYSERVILLE 1102 | 522 | 38.7163 | -122.8936 | GEYSERVILLE 1102522 | 142 | 176 | 29664.6273 | 16833.4938 | 12831.1335 | 11530.9091 | 9911.0113 | 9.8263e-05 | 9.8263e-05 |  | 10 | 1862 | 0.0023496 | 70.2598 | 26407.2375 | 0
Bay Area | 9115 | 487 | 803.5938 | 847 | 1003.2079 | 57 | 2.7171 | 136.8172 | 1607.9535 | 18.3828 | 0.13926 | 27.3028 | 1.056 | 0.0011205 | 9.7794e-05 | 0.57497 | 0.80102 | {92DF57CB-130C-4B97-B59B-998A6C49E6E1} | 42261101 | BOLINAS 1101 | 37034 | 37.9442 | -122.7035 | BOLINAS 110137034 | 21 | 29 | 9075.2447 | 7287.0481 | 1788.1965 | 7287.0481 | 1788.1965 | 0.0055743 | 0.0043229 | 1.6501 | 14.8596 | 1865 | 0.063866 | 70.2574 | 26411.7628 | 0
Bay Area | 3836 | 165 | 351.46 | 498 | 546.5481 | 37 | 1.8676 | 1.4674 | 5.4712 | 0.028567 | 0.44523 | 0.64999 | 0.91892 | 4.1048e-06 | 9.7103e-05 | 0.33133 | 0.64305 | {4892CAAF-65E7-4660-A10F-F15BB35B52DD} | 13600401 | LAS AROMAS 0401 | 3342 | 37.8986 | -122.1769 | LAS AROMAS 04013342 | 64 | 237 | 14481.2281 | 3654.0283 | 10827.1997 | 3654.0283 | 10827.1997 | 0.0035928 | 0.0022862 | 2.1301 | 13.4595 | 1869 | 0.00015188 | 70.1936 | 26414.0319 | 0
Bay Area | 1047 | 1 | 3.8162 | 9 | 8.2989 | 2 | 12.5359 | 42.6997 | 180.8086 | 2.2666 | 10.3993 | 221.7392 | 1.0188 | 3.3723e-05 | 9.6628e-05 | 0.11111 | 0.45984 | {EC0EDAE1-4E21-4E4A-934D-53BE5B16B2F9} | 13501101 | JARVIS 1101 | MR210 | 37.6189 | -122.0448 | JARVIS 1101MR210 | 298 | 869 | 41912.0278 | 12482.1347 | 29429.8931 | 567.7092 | 443.5853 | 0.00019326 | 3.4562e-05 | 3.8162 | 4.5 | 1870 | 6.7445e-05 | 70.1934 | 26414.3845 | 0
Bay Area | 2362 | 1915 | 3398.6959 | 2579 | 3812.9211 | 136 | 0.84954 | 24.1008 | 157.6085 | 0.37206 | 0.73998 | 17.694 | 1.1155 | 0.012496 | 9.6566e-05 | 0.74254 | 0.89136 | {E37F33F6-1C0A-4C76-AC62-7F0B65A2F196} | 24251101 | WOODSIDE 1101 | 8884 | 37.3895 | -122.2687 | WOODSIDE 11018884 | 115 | 67 | 16158.595 | 12455.5334 | 3703.0616 | 12455.5334 | 3703.0616 | 0.013133 | 0.013357 | 1.7748 | 18.9632 | 1871 | 1.6995 | 70.1933 | 26422.1193 | 0
Bay Area | 3615 | 355 | 566.4263 | 714 | 762.5924 | 25 | 0.20813 | 0.056121 | 0.0011099 | 8.5283e-07 | 1.0273 | 3.7345 | 0.82062 | 0.026675 | 9.5719e-05 | 0.4972 | 0.74276 | {480E1BDA-E928-4338-A7BA-DDA1B7A106EF} | 42031122 | ALTO 1122 | 1212 | 37.9258 | -122.5308 | ALTO 11221212 | 74 | 362 | 18359.3634 | 3797.0171 | 14562.3463 | 2589.3247 | 10088.3628 | 0.002393 | 0.0031168 | 1.5956 | 28.56 | 1874 | 0.66688 | 68.4938 | 26423.7273 | 0
Bay Area | 4183 | 52 | 64.2289 | 188 | 143.3304 | 33 | 0.44498 | 58.4898 | 1290.3002 | 1.1483 | 0.2502 | 68.4888 | 1.4527 | 0.037201 | 9.5202e-05 | 0.2766 | 0.44812 | {2D821F7B-3CD2-4C8D-9060-9FD2240F0305} | 43292102 | PUEBLO 2102 | 618 | 38.4081 | -122.3695 | PUEBLO 2102618 | 265 | 196 | 32044.8878 | 26675.4835 | 5369.4043 | 3904.0753 | 501.4495 | 0.0031417 | 0.0032568 | 1.2352 | 5.697 | 1878 | 1.2276 | 67.827 | 26426.1517 | 0
Bay Area | 9541 | 14 | 24.7013 | 103 | 81.0563 | 15 | 4.6509 | 1896.5326 | 27752.9215 | 190.5576 | 1.2273 | 84.1854 | 1.0991 | 0.0017133 | 9.5051e-05 | 0.13592 | 0.30474 | {702CCB2B-B1B0-4591-B980-760D81375AFB} | 42291101 | OLEMA 1101 | 75686 | 38.0487 | -122.7435 | OLEMA 110175686 | 44 | 11 | 10084.2217 | 7759.3517 | 2324.87 | 6456.4354 | 2324.87 | 0.0014258 | 0.00075199 | 1.7644 | 6.8667 | 1879 | 0.0257 | 66.5993 | 26430.1612 | 0
Bay Area | 8624 | 200 | 337.0534 | 311 | 404.6467 | 41 | 0.21001 | 30.1886 | 184.3886 | 0.074057 | 0.43536 | 14.5334 | 1.0337 | 0.0045155 | 9.4996e-05 | 0.64309 | 0.83296 | {0DD641FC-11BF-40FB-8EF7-3A88160AB0B4} | 42011108 | SAN RAFAEL 1108 | 1250 | 37.961 | -122.571 | SAN RAFAEL 11081250 | 38 | 21 | 6484.0136 | 5757.8877 | 726.1259 | 5757.8877 | 726.1259 | 0.0038948 | 0.0052811 | 1.6853 | 7.5854 | 1880 | 0.18514 | 66.5736 | 26433.7368 | 0
Bay Area | 7037 | 154 | 252.3196 | 1226 | 900.4035 | 111 | 2.4437 | 85.728 | 370.8161 | 2.3516 | 9.7497 | 252.5462 | 1.1899 | 0.031745 | 9.4956e-05 | 0.12561 | 0.28023 | {B814E637-1BB9-4F04-B0A4-F99C92D5342E} | 14232108 | SAN RAMON 2108 | circuit_breaker | 37.745 | -121.9376 | SAN RAMON 2108circuit_breaker | 175 | 159 | 28492.3846 | 15307.4292 | 13184.9554 | 13911.3335 | 13074.7692 | 0.01054 | 0.0071291 | 1.6384 | 11.045 | 1881 | 3.5237 | 66.3885 | 26442.3758 | 0
Bay Area | 1566 | 546 | 1159.9007 | 1767 | 1877.3438 | 176 | 3.3628 | 106.4441 | 806.9395 | 11.5356 | 1.5983 | 107.7676 | 1.2769 | 0.0021421 | 9.4599e-05 | 0.309 | 0.61784 | {82B72724-3F36-4DE0-AF4C-310E9BC3E997} | 24131102 | MENLO 1102 | W80 | 37.3636 | -122.2132 | MENLO 1102W80 | 173 | 117 | 41047.3258 | 30438.0826 | 10609.2432 | 29528.8058 | 10609.2432 | 0.016649 | 0.007005 | 2.1244 | 10.0398 | 1882 | 0.37701 | 62.8648 | 26460.7132 | 0
Bay Area | 3780 | 1 | 1.6135 | 26 | 21.4819 | 1 | 0.97817 | 12.0692 | 79.0511 | 0.34115 | 0.15487 | 9.4173 | 1 | 6.3716e-06 | 9.3818e-05 | 0.038462 | 0.075111 | {86E17BC0-A879-45C0-9429-4A0FD02BA21E} | 82021106 | LOS GATOS 1106 | 60116 | 37.1734 | -121.9929 | LOS GATOS 110660116 | 301 | 359 | 41854.1705 | 19897.4804 | 21956.6901 | 19897.4804 | 21956.6901 | 9.3818e-05 | 9.5912e-05 | 1.6135 | 26 | 1885 | 6.3716e-06 | 62.4878 | 26473.0695 | 0
Bay Area | 2419 | 46 | 144.2152 | 129 | 187.5023 | 10 | 4.5033 | 1.0624 | 3.8241 | 0.023902 | 0 | 3.4207e-16 | 4.5475e-14 | 2.4094e-06 | 9.2081e-05 | 0.35659 | 0.76914 | {34B1FBA6-E642-41FD-8BD2-ADAC657BB906} | 12061105 | BERKELEY F 1105 | circuit_breaker | 37.8725 | -122.278 | BERKELEY F 1105circuit_breaker | 317 | 1837 | 73102.0537 | 12969.5675 | 60132.4862 | 1678.7947 | 5887.9164 | 0.00092081 | 0.00036269 | 3.1351 | 12.9 | 1895 | 2.4094e-05 | 62.4878 | 26474.112 | 0
Bay Area | 2806 | 1769 | 2945.3433 | 4239 | 4349.094 | 217 | 0.19465 | 0.18002 | 0.1886 | 0.0004547 | 0.13025 | 0.50157 | 1.0328 | 0.00015336 | 9.1738e-05 | 0.41732 | 0.67723 | {64A83390-336F-46D2-AA1C-9D91A30B0162} | 42011107 | SAN RAFAEL 1107 | 1166 | 37.9545 | -122.537 | SAN RAFAEL 11071166 | 472 | 1329 | 85500.9304 | 24108.9087 | 61392.0217 | 19693.934 | 42138.9696 | 0.019907 | 0.032068 | 1.665 | 19.5346 | 1898 | 0.03328 | 62.4877 | 26486.342 | 0
Bay Area | 7409 | 889 | 1965.5841 | 1066 | 2049.533 | 94 | 1.071 | 18.9615 | 84.33 | 0.36546 | 1.2123 | 19.4396 | 1.0744 | 0.0025375 | 9.0292e-05 | 0.83396 | 0.95904 | {75B0B322-68D2-4160-BC4E-E90092A2B4DE} | 24101101 | HALF MOON BAY 1101 | 2500 | 37.4946 | -122.3687 | HALF MOON BAY 11012500 | 138 | 159 | 20786.8726 | 11167.0911 | 9619.7815 | 9460.9126 | 9466.5039 | 0.0084875 | 0.0074583 | 2.211 | 11.3404 | 1906 | 0.23852 | 62.4544 | 26492.2172 | 0
Bay Area | 4072 | 209 | 334.8369 | 465 | 446.3944 | 88 | 2.5229 | 352.4697 | 3749.2168 | 28.4621 | 2.1098 | 145.4908 | 1.2802 | 0.0097183 | 9.0253e-05 | 0.44946 | 0.75009 | {77EAEB31-2A5F-4667-AEF2-E5A85CE88B8F} | 43051101 | MONTICELLO 1101 | 666 | 38.51 | -122.2128 | MONTICELLO 1101666 | 126 | 83 | 30370.8337 | 22466.5413 | 7904.2923 | 16769.5218 | 6275.5814 | 0.0079423 | 0.0046853 | 1.6021 | 5.2841 | 1907 | 0.85521 | 62.2159 | 26502.6311 | 0
Bay Area | 3589 | 170 | 257.4593 | 732 | 605.3576 | 91 | 3.9322 | 61.8474 | 203.211 | 2.0954 | 3.3336 | 84.9149 | 1.0833 | 0.00065008 | 8.9986e-05 | 0.23224 | 0.4253 | {144B98B4-D8D8-4444-BA16-D1CC613F7105} | 14241101 | SUNOL 1101 | MR297 | 37.5946 | -121.8882 | SUNOL 1101MR297 | 99 | 140 | 17541.7543 | 9725.4912 | 7816.2631 | 9415.923 | 6966.5106 | 0.0081887 | 0.0034906 | 1.5145 | 8.044 | 1909 | 0.059157 | 61.3607 | 26508.4784 | 0
Bay Area | 1966 | 306 | 466.2396 | 975 | 832.0104 | 51 | 0.26002 | 0.32929 | 0.59723 | 0.0013016 | 0.1366 | 1.8101 | 1.6485 | 0.00062056 | 8.9908e-05 | 0.31385 | 0.56038 | {332AA22A-A859-478E-AF82-419A23B67FF8} | 42011108 | SAN RAFAEL 1108 | 39156 | 37.9669 | -122.5589 | SAN RAFAEL 110839156 | 176 | 486 | 29509.8554 | 7673.7546 | 21836.1008 | 5556.6949 | 18202.6999 | 0.0045853 | 0.0064003 | 1.5237 | 19.1176 | 1910 | 0.031649 | 61.3016 | 26511.9291 | 0
Bay Area | 4524 | 172 | 518.982 | 597 | 763.7843 | 36 | 3.1279 | 1.4062 | 4.6784 | 0.050434 | 0.56837 | 1.5606 | 1.1389 | 2.5722e-06 | 8.9148e-05 | 0.28811 | 0.67949 | {61E67233-CD4F-4206-8138-63FBDA895D1D} | 12101104 | OAKLAND K 1104 | CR208 | 37.8279 | -122.2072 | OAKLAND K 1104CR208 | 60 | 458 | 23817.9544 | 3895.4111 | 19922.5434 | 3895.4111 | 19922.5434 | 0.0032093 | 0.0014834 | 3.0173 | 16.5833 | 1916 | 9.2599e-05 | 61.2699 | 26514.3481 | 0
Bay Area | 3864 | 580 | 920.1154 | 1625 | 1514.6439 | 215 | 2.1795 | 266.9258 | 2653.586 | 13.0073 | 1.5695 | 187.5113 | 1.4454 | 0.020016 | 8.9063e-05 | 0.35692 | 0.60748 | {D04F5483-38A6-4223-B65A-38F70E05486F} | 43432102 | SILVERADO 2102 | 34959 | 38.508 | -122.3749 | SILVERADO 210234959 | 271 | 160 | 69199.4418 | 42790.9314 | 26408.5104 | 41070.2397 | 24690.8187 | 0.019149 | 0.011416 | 1.5864 | 7.5581 | 1917 | 4.3034 | 61.2698 | 26539.8527 | 0
Bay Area | 8685 | 18 | 68.6909 | 22 | 70.9619 | 5 | 5.1802 | 346.4165 | 1037.7211 | 7.2282 | 16.0783 | 1044.7228 | 1.7673 | 0.011946 | 8.8855e-05 | 0.81818 | 0.968 | {02184DCE-4986-4759-8E54-71AE9F6D44F7} | 14351104 | FREMONT 1104 | MR339 | 37.5421 | -121.9222 | FREMONT 1104MR339 | 97 | 62 | 17399.0262 | 11193.7644 | 6205.2619 | 1796.5075 | 1767.6303 | 0.00044427 | 0.00012762 | 3.8162 | 4.4 | 1921 | 0.059732 | 56.9665 | 26540.9684 | 0
Bay Area | 3106 | 768 | 1542.7634 | 2324 | 2387.4634 | 105 | 1.4342 | 0.77831 | 2.5798 | 0.03298 | 0.061905 | 0.38868 | 0.48633 | 0.00017449 | 8.769e-05 | 0.33046 | 0.64619 | {E82C2F97-5C09-4976-BD47-A486EC875FA4} | 42031125 | ALTO 1125 | 1226 | 37.8966 | -122.5394 | ALTO 11251226 | 238 | 1017 | 58919.2608 | 12660.3361 | 46258.9248 | 12208.7235 | 43916.5464 | 0.0092074 | 0.0067033 | 2.0088 | 22.1333 | 1926 | 0.018322 | 56.9067 | 26548.55 | 0
Bay Area | 6611 | 1020 | 2095.6109 | 1109 | 2145.4155 | 72 | 0.71253 | 9.9527 | 40.8217 | 0.087192 | 0.52246 | 12.8361 | 1.0684 | 0.011732 | 8.7535e-05 | 0.91975 | 0.97679 | {3F2B4E81-3F76-4F92-B31C-17D1A0284314} | 24251101 | WOODSIDE 1101 | 47872 | 37.4182 | -122.3194 | WOODSIDE 110147872 | 110 | 120 | 13710.4609 | 7099.6124 | 6610.8485 | 7099.6124 | 6610.8485 | 0.0063025 | 0.0071041 | 2.0545 | 15.4028 | 1928 | 0.84471 | 56.8884 | 26552.9588 | 0
Bay Area | 5980 | 305 | 533.4719 | 756 | 758.5109 | 136 | 3.6982 | 865.7277 | 12984.7601 | 131.905 | 0.94679 | 119.3237 | 1.355 | 0.0065659 | 8.7146e-05 | 0.40344 | 0.70331 | {6F11C840-A229-4E10-BAF7-56043B23CA9B} | 43051101 | MONTICELLO 1101 | 93384 | 38.4789 | -122.1867 | MONTICELLO 110193384 | 109 | 99 | 33731.271 | 27868.9866 | 5862.2844 | 25527.468 | 4383.3043 | 0.011852 | 0.0062173 | 1.7491 | 5.5588 | 1930 | 0.89297 | 56.0437 | 26568.8114 | 0
Bay Area | 3496 | 424 | 963.9251 | 1373 | 1542.2523 | 150 | 1.5055 | 3.0402 | 9.8414 | 0.10566 | 0.27239 | 4.4883 | 1.9079 | 2.5498e-05 | 8.6879e-05 | 0.30881 | 0.62501 | {FAE87638-3327-4270-9C08-0DC3E3B13CC0} | 14671102 | SOBRANTE 1102 | circuit_breaker | 37.905 | -122.2076 | SOBRANTE 1102circuit_breaker | 279 | 490 | 42694.1847 | 16784.222 | 25909.9627 | 16784.222 | 25909.9627 | 0.013032 | 0.0099414 | 2.2734 | 9.1533 | 1932 | 0.0038248 | 55.1507 | 26579.2344 | 0
Bay Area | 613 | 393 | 780.7794 | 675 | 932.8463 | 70 | 2.8679 | 3.4427 | 11.1744 | 0.15551 | 1.9901 | 8.1293 | 2.0724 | 1.8447e-06 | 8.5876e-05 | 0.58222 | 0.83699 | {93932C89-B87A-4F1E-B65E-D8FDB2772713} | 14161101 | ROSSMOOR 1101 | L503R | 37.9011 | -122.1121 | ROSSMOOR 1101L503R | 127 | 446 | 28010.2506 | 6929.1359 | 21081.1147 | 6929.1359 | 21081.1147 | 0.0060113 | 0.002807 | 1.9867 | 9.6429 | 1939 | 0.00012913 | 55.1469 | 26583.5374 | 0
Bay Area | 6526 | 667 | 1160.1255 | 1891 | 1855.7979 | 120 | 2.4274 | 20.8341 | 103.893 | 0.90775 | 1.2526 | 18.3939 | 1.4112 | 0.00042021 | 8.5683e-05 | 0.35272 | 0.62514 | {67D16658-7393-469A-A583-1CF4002F525A} | 24101103 | HALF MOON BAY 1103 | 695411 | 37.3225 | -122.2781 | HALF MOON BAY 1103695411 | 167 | 478 | 33127.3569 | 13109.0272 | 20018.3297 | 13109.0272 | 20018.3297 | 0.010282 | 0.0057556 | 1.7393 | 15.7583 | 1940 | 0.050425 | 55.1468 | 26591.6781 | 0
Bay Area | 1451 | 1071 | 2422.401 | 3039 | 3609.685 | 219 | 1.9604 | 4.8321 | 16.8307 | 0.064487 | 0.31664 | 6.0255 | 1.2703 | 5.0631e-06 | 8.5677e-05 | 0.35242 | 0.67108 | {AC34AADC-41EC-4F75-A750-22A938BF80E6} | 14671101 | SOBRANTE 1101 | circuit_breaker | 37.9051 | -122.2077 | SOBRANTE 1101circuit_breaker | 443 | 936 | 66650.0216 | 24837.5413 | 41812.4804 | 22159.2029 | 36243.1072 | 0.018763 | 0.01234 | 2.2618 | 13.8767 | 1941 | 0.0011088 | 55.0963 | 26605.439 | 0
Bay Area | 2119 | 699 | 1554.3832 | 1787 | 2203.8462 | 144 | 2.0031 | 2.5996 | 7.7765 | 0.065687 | 0.33285 | 1.6818 | 1.4722 | 3.2578e-06 | 8.5339e-05 | 0.39116 | 0.7053 | {2F07459D-47C1-4462-B0ED-65839CB76ED4} | 14671102 | SOBRANTE 1102 | L510R | 37.9063 | -122.1529 | SOBRANTE 1102L510R | 296 | 669 | 44770.848 | 15693.2972 | 29077.5508 | 14977.7338 | 28369.6805 | 0.012289 | 0.0081861 | 2.2237 | 12.4097 | 1944 | 0.00046912 | 55.0952 | 26614.7401 | 0
Bay Area | 63 | 69 | 202.6969 | 213 | 279.0136 | 31 | 3.5609 | 1.0257 | 3.563 | 0.075266 | 0.025692 | 0.13598 | 0.22581 | 1.9002e-06 | 8.5118e-05 | 0.32394 | 0.72648 | {44B8C422-CD6C-4697-80AE-EEAF985A6D84} | 12541105 | OAKLAND X 1105 | circuit_breaker | 37.805 | -122.2315 | OAKLAND X 1105circuit_breaker | 435 | 3989 | 182870.2829 | 23764.1022 | 159106.1807 | 3428.0095 | 24132.6032 | 0.0026387 | 0.00088673 | 2.9376 | 6.871 | 1949 | 5.8907e-05 | 55.0948 | 26616.8689 | 0
Bay Area | 6607 | 941 | 1728.8449 | 1548 | 2047.928 | 120 | 2.0764 | 32.609 | 119.1674 | 0.41255 | 0.14978 | 9.9389 | 1.031 | 0.00026889 | 8.4026e-05 | 0.60788 | 0.84419 | {0D33DD6E-C54D-4E64-89FF-46D8E0E605B6} | 24101103 | HALF MOON BAY 1103 | 98440 | 37.2667 | -122.3224 | HALF MOON BAY 110398440 | 126 | 186 | 26295.7648 | 13071.9471 | 13223.8177 | 13071.9471 | 13223.8177 | 0.010083 | 0.0066773 | 1.8372 | 12.9 | 1958 | 0.032267 | 55.0947 | 26624.9866 | 0
Bay Area | 5383 | 51 | 103.0956 | 129 | 135.7625 | 27 | 28.4546 | 3576.6015 | 18831.292 | 577.7157 | 36.4921 | 3367.0272 | 1.7037 | 0.035394 | 8.2776e-05 | 0.39535 | 0.75938 | {5BDCF064-976E-49BF-91E3-AF71A40D145E} | 13751102 | VASCO 1102 | 11338 | 37.6634 | -121.6804 | VASCO 110211338 | 210 | 144 | 47738.2476 | 30852.0505 | 16886.1971 | 8850.5675 | 9821.1471 | 0.002235 | 0.00027341 | 2.0215 | 4.7778 | 1964 | 0.95564 | 55.0624 | 26630.4828 | 0
Bay Area | 6381 | 22 | 34.8966 | 231 | 146.2579 | 12 | 0.94714 | 0.58522 | 2.0878 | 0.0070499 | 0 | 1.3331e-15 | 3.7896e-14 | 5.7125e-06 | 8.2686e-05 | 0.095238 | 0.2386 | {0E23B264-3DB8-4CEC-B1FE-F1CB20A30CF5} | 42011101 | SAN RAFAEL 1101 | 68970 | 37.9735 | -122.5333 | SAN RAFAEL 110168970 | 170 | 620 | 32701.6885 | 6755.3309 | 25946.3575 | 1316.5192 | 4305.1866 | 0.00099224 | 0.0010319 | 1.5862 | 19.25 | 1965 | 6.855e-05 | 54.1068 | 26631.3004 | 0
Bay Area | 7659 | 636 | 896.6119 | 1621 | 1416.2754 | 186 | 1.3912 | 102.7718 | 1062.1508 | 4.8439 | 3.102 | 151.8027 | 1.2559 | 0.025598 | 8.2639e-05 | 0.39235 | 0.63308 | {05AC1C5B-D6E1-429E-A072-263D6E199803} | 43432102 | SILVERADO 2102 | 58626 | 38.5071 | -122.4061 | SILVERADO 210258626 | 164 | 135 | 46940.5784 | 24429.8093 | 22510.7691 | 24429.8093 | 22510.7691 | 0.015371 | 0.013602 | 1.4098 | 8.7151 | 1966 | 4.7612 | 54.1067 | 26646.4713 | 1
Bay Area | 1395 | 12 | 47.1914 | 17 | 49.4701 | 3 | 0 | 0 | 0 | 0 | 1.1268 | 11.4442 | 1.0015 | 8.8293e-06 | 8.2359e-05 | 0.70588 | 0.95394 | {5EC3A666-1799-428B-8C0E-2A981579542E} | 22811103 | PACIFICA 1103 | circuit_breaker | 37.5947 | -122.4888 | PACIFICA 1103circuit_breaker | 123 | 913 | 54127.0233 | 7914.1245 | 46212.8988 | 224.0976 | 1043.486 | 0.00024708 | 0.00039872 | 3.9326 | 5.6667 | 1967 | 2.6488e-05 | 49.3455 | 26646.6104 | 0
Bay Area | 5914 | 200 | 365.9298 | 543 | 551.8233 | 44 | 1.7184 | 4.5746 | 16.22 | 0.22394 | 1.4656 | 11.4272 | 1.6559 | 2.497e-06 | 8.1107e-05 | 0.36832 | 0.66313 | {EEF03FEE-E315-4DF5-BC12-E5292370248B} | 42481104 | IGNACIO 1104 | 1290 | 38.0853 | -122.5364 | IGNACIO 11041290 | 227 | 377 | 37228.0609 | 18840.8428 | 18387.2181 | 5098.9497 | 7244.1898 | 0.0035687 | 0.0019215 | 1.8296 | 12.3409 | 1973 | 0.00010987 | 49.3455 | 26649.7769 | 0
Bay Area | 5230 | 341 | 527.1403 | 1394 | 1134.7986 | 75 | 0.63261 | 0.28465 | 1.1968 | 0.0048879 | 0.087076 | 0.49981 | 0.88021 | 3.0933e-05 | 8.1081e-05 | 0.24462 | 0.46452 | {8BC2020E-62FB-478E-A2C9-53FD6549A421} | 42011108 | SAN RAFAEL 1108 | circuit_breaker | 37.9709 | -122.5273 | SAN RAFAEL 1108circuit_breaker | 250 | 998 | 52093.8696 | 11921.7427 | 40172.1269 | 6729.9719 | 23161.4338 | 0.006081 | 0.0071233 | 1.5459 | 18.5867 | 1974 | 0.00232 | 49.3454 | 26653.9562 | 0
Bay Area | 3452 | 172 | 506.7819 | 199 | 516.8662 | 27 | 10.0495 | 211.3691 | 1282.15 | 30.2165 | 2.4966 | 96.1455 | 1.0928 | 0.001739 | 8.0892e-05 | 0.86432 | 0.98049 | {F951C9B5-DFF6-4F18-959A-6543A104D243} | 24101103 | HALF MOON BAY 1103 | 9112 | 37.4533 | -122.4297 | HALF MOON BAY 11039112 | 173 | 101 | 21054.252 | 12911.7543 | 8142.4977 | 5442.5238 | 1401.7517 | 0.0021841 | 0.001009 | 2.9464 | 7.3704 | 1976 | 0.046954 | 49.343 | 26657.336 | 1
Bay Area | 5641 | 39 | 91.9585 | 300 | 214.3245 | 25 | 1.8762 | 47.0755 | 150.3919 | 1.0802 | 2.2578 | 43.6764 | 1.0318 | 0.00013994 | 8.0457e-05 | 0.13 | 0.42906 | {0F676DC3-CFF5-456D-B8E2-CAA231B3A90A} | 13432207 | FAIRVIEW 2207 | P150 | 38.0454 | -122.1903 | FAIRVIEW 2207P150 | 35 | 158 | 10109.209 | 3652.8381 | 6456.3709 | 3652.8381 | 6189.8522 | 0.0020114 | 0.0012549 | 2.3579 | 12 | 1980 | 0.0034985 | 49.2961 | 26659.6044 | 0
Bay Area | 4450 | 19 | 34.0329 | 296 | 179.2105 | 38 | 1.7884 | 31.1962 | 105.0904 | 2.9575 | 0.88956 | 128.7619 | 1.0895 | 3.2967e-05 | 7.8819e-05 | 0.064189 | 0.1899 | {D9DED303-0FA6-4611-A466-91E33B741947} | 14341106 | VALLEY VIEW 1106 | circuit_breaker | 37.9665 | -122.279 | VALLEY VIEW 1106circuit_breaker | 109 | 111 | 13525.1658 | 8094.566 | 5430.5998 | 5669.0772 | 3290.6448 | 0.0029951 | 0.0014507 | 1.7912 | 7.7895 | 1992 | 0.0012527 | 49.2926 | 26663.1249 | 0
Bay Area | 1147 | 234 | 334.5255 | 894 | 696.4838 | 49 | 0.23908 | 1.1601 | 4.0865 | 0.064886 | 0.12516 | 1.957 | 0.74923 | 0.00023144 | 7.8797e-05 | 0.26174 | 0.48031 | {C15D2B27-11D0-43EC-9B15-374D2297640F} | 42011108 | SAN RAFAEL 1108 | 1210 | 37.9627 | -122.569 | SAN RAFAEL 11081210 | 175 | 590 | 34929.1817 | 8753.0145 | 26176.1672 | 5233.0326 | 13185.556 | 0.003861 | 0.0059415 | 1.4296 | 18.2449 | 1993 | 0.01134 | 49.2913 | 26666.3746 | 0
Bay Area | 4110 | 29 | 69.9677 | 119 | 120.8368 | 16 | 4.193 | 11.3088 | 33.8261 | 0.66917 | 0.15831 | 8.2151 | 2.2517 | 1.7013e-06 | 7.7744e-05 | 0.2437 | 0.57903 | {B787A327-E708-4D5C-865B-C65998470D53} | 14341106 | VALLEY VIEW 1106 | P176 | 37.9566 | -122.2694 | VALLEY VIEW 1106P176 | 133 | 644 | 36976.0747 | 6680.3499 | 30295.7248 | 1598.933 | 7858.7548 | 0.0012439 | 0.0005824 | 2.4127 | 7.4375 | 2001 | 2.722e-05 | 49.28 | 26667.3676 | 0
Bay Area | 5794 | 132 | 201.2826 | 961 | 710.4946 | 68 | 0.6571 | 39.126 | 158.422 | 0.34693 | 1.026 | 33.5599 | 1.0382 | 0.00071494 | 7.6572e-05 | 0.13736 | 0.2833 | {3141710D-4E1F-480A-88B2-BC542204BF63} | 14161108 | ROSSMOOR 1108 | 37848 | 37.8464 | -122.1084 | ROSSMOOR 110837848 | 91 | 40 | 12736.3577 | 9580.5994 | 3155.7583 | 9580.5994 | 3155.7583 | 0.0052069 | 0.0061014 | 1.5249 | 14.1324 | 2005 | 0.048616 | 49.28 | 26673.3171 | 0
Bay Area | 2083 | 107 | 249.3875 | 250 | 328.0946 | 43 | 1.1667 | 2.6409 | 9.8891 | 0.16165 | 0.47113 | 3.8521 | 1.1149 | 0.00070297 | 7.62e-05 | 0.428 | 0.76011 | {64639A8A-2672-4BE4-8EBB-2985CB356A36} | 42481101 | IGNACIO 1101 | 1300 | 38.0662 | -122.5482 | IGNACIO 11011300 | 121 | 708 | 51963.5339 | 9813.462 | 42150.0719 | 4134.7438 | 18449.3358 | 0.0032766 | 0.0025877 | 2.3307 | 5.814 | 2009 | 0.030228 | 49.2313 | 26675.8848 | 0
Bay Area | 442 | 663 | 1084.8755 | 2193 | 1866.659 | 197 | 1.9203 | 45.719 | 266.1578 | 2.4319 | 16.3721 | 374.2943 | 1.2716 | 0.04686 | 7.6008e-05 | 0.30233 | 0.58119 | {3D0FC142-36D5-4662-84E1-74BFFF12E068} | 12022212 | CLAYTON 2212 | 96224 | 37.9039 | -121.8741 | CLAYTON 221296224 | 254 | 206 | 44100.5024 | 26353.3688 | 17747.1336 | 26353.3688 | 17747.1336 | 0.014974 | 0.0085425 | 1.6363 | 11.132 | 2012 | 9.2315 | 49.2011 | 26692.2502 | 0
Bay Area | 9113 | 55 | 117.6552 | 244 | 227.5127 | 14 | 0.79492 | 4.3617 | 13.3099 | 0.072385 | 0.17383 | 23.0812 | 1.0738 | 0.00055052 | 7.5675e-05 | 0.22541 | 0.51714 | {2F5A2527-DBAC-4BD9-A20F-08237C05AB99} | 24131102 | MENLO 1102 | 8896 | 37.3662 | -122.2136 | MENLO 11028896 | 19 | 15 | 3426.0735 | 2488.0112 | 938.0622 | 1013.7193 | 431.9207 | 0.0010595 | 0.0011823 | 2.1392 | 17.4286 | 2014 | 0.0077072 | 39.9696 | 26692.8798 | 0
Bay Area | 8711 | 13 | 27.7746 | 112 | 63.1497 | 13 | 2.2206 | 4.9218 | 21.9312 | 0.077051 | 1.4946 | 4.6504 | 1 | 3.1945e-06 | 7.5273e-05 | 0.11607 | 0.43982 | {6C96515F-B6CE-4B5E-91AB-166552C2F0C4} | 13532224 | LAKEWOOD 2224 | 568670 | 37.8676 | -122.0459 | LAKEWOOD 2224568670 | 50 | 43 | 6583.5758 | 4298.0796 | 2285.4962 | 1334.4522 | 1233.4773 | 0.00097855 | 0.00062513 | 2.1365 | 8.6154 | 2018 | 4.1529e-05 | 39.9619 | 26693.7085 | 0
Bay Area | 8027 | 176 | 275.2613 | 695 | 564.8594 | 55 | 0.21268 | 0.40691 | 1.1017 | 0.0035211 | 0.099891 | 0.88142 | 0.67349 | 0.00017254 | 7.4029e-05 | 0.25324 | 0.48731 | {78640A7E-4385-4C01-A0A7-78496A91C391} | 42011107 | SAN RAFAEL 1107 | 1276 | 37.9544 | -122.5405 | SAN RAFAEL 11071276 | 132 | 345 | 24098.0141 | 6179.9373 | 17918.0768 | 5613.9148 | 14761.6415 | 0.0040716 | 0.0063717 | 1.564 | 12.6364 | 2024 | 0.0094899 | 39.9619 | 26697.1947 | 0
Bay Area | 1182 | 2 | 2.2127 | 15 | 9.1101 | 1 |  |  |  |  | 0.36504 | 3.1515 | 1 | 4.8973e-06 | 7.3719e-05 | 0.13333 | 0.24288 | {49549F40-A326-4458-963A-8F0223D6E156} | 43292103 | PUEBLO 2103 | 98394 | 38.3211 | -122.3305 | PUEBLO 210398394 | 92 | 146 | 10249.6767 | 3363.933 | 6885.7438 | 20.0123 | 0 | 7.3719e-05 | 7.3719e-05 | 1.1063 | 15 | 2029 | 4.8973e-06 | 39.9524 | 26697.2071 | 0
Bay Area | 8315 | 40 | 71.6689 | 140 | 119.8892 | 26 | 6.2041 | 1360.1749 | 8580.1532 | 83.4794 | 49.4767 | 1669.4983 | 1.5208 | 0.085959 | 7.3662e-05 | 0.28571 | 0.59779 | {4726E885-2A0B-4F7A-A1C6-DDA1FAC8240F} | 14052103 | NORTH DUBLIN 2103 | 11101 | 37.7941 | -121.8385 | NORTH DUBLIN 210311101 | 52 | 61 | 9570.9042 | 5926.9536 | 3643.9506 | 5926.9536 | 3643.9506 | 0.0019152 | 0.00059956 | 1.7917 | 5.3846 | 2031 | 2.2349 | 39.9524 | 26700.8878 | 0
Bay Area | 6909 | 513 | 769.2811 | 1437 | 1344.8748 | 75 | 1.3549 | 1.6291 | 5.4058 | 0.034604 | 0.28581 | 2.3198 | 1.2135 | 3.4467e-06 | 7.1235e-05 | 0.35699 | 0.57201 | {5E439C6C-9351-476C-9634-FD9D0D59EEC5} | 12350401 | ORINDA 0401 | 3442 | 37.8866 | -122.1911 | ORINDA 04013442 | 199 | 485 | 31866.7094 | 10746.159 | 21120.5504 | 7643.0559 | 14866.523 | 0.0053426 | 0.0041677 | 1.4996 | 19.16 | 2045 | 0.0002585 | 37.7174 | 26705.6341 | 1
Bay Area | 3792 | 166 | 243.5716 | 558 | 461.1629 | 44 | 4.191 | 29.5467 | 133.4481 | 0.76325 | 1.3839 | 18.8242 | 0.98497 | 0.0023509 | 7.0935e-05 | 0.29749 | 0.52817 | {A6A5315D-8A62-41D0-A9DC-ABFF612B9C6E} | 43291105 | PUEBLO 1105 | 716 | 38.3232 | -122.2534 | PUEBLO 1105716 | 405 | 619 | 71624.3254 | 31715.3368 | 39908.9886 | 4005.9439 | 4066.8832 | 0.0031211 | 0.0022487 | 1.4673 | 12.6818 | 2049 | 0.10344 | 37.7172 | 26708.1218 | 0
Bay Area | 5254 | 371 | 494.8047 | 1329 | 1057.6664 | 89 | 1.5066 | 14.0576 | 32.463 | 0.1657 | 1.5189 | 63.6137 | 1.0729 | 0.0001421 | 7.0751e-05 | 0.27916 | 0.46783 | {266E069D-C6A8-4558-8F2F-10A212B5E8EA} | 14241101 | SUNOL 1101 | MR299 | 37.5957 | -121.8896 | SUNOL 1101MR299 | 110 | 277 | 19510.6861 | 8022.9478 | 11487.7383 | 8022.9478 | 11487.7383 | 0.0062969 | 0.0054415 | 1.3337 | 14.9326 | 2050 | 0.012647 | 37.6137 | 26713.104 | 0
Bay Area | 7989 | 10 | 16.7116 | 43 | 31.239 | 5 | 0.096642 | 1.0026 | 1.2419 | 0.0010826 | 2.1385 | 272.5782 | 1.2779 | 0.0091459 | 7.0498e-05 | 0.23256 | 0.53496 | {17B7D6FE-5F00-4D1F-ABC4-4972705BA2FB} | 63681102 | PUTAH CREEK 1102 | 64044 | 38.4944 | -122.0341 | PUTAH CREEK 110264044 | 58 | 43 | 13605.0908 | 11992.1979 | 1612.8929 | 8899.6249 | 1038.6404 | 0.00035249 | 0.00038803 | 1.6712 | 8.6 | 2053 | 0.04573 | 37.6011 | 26718.6307 | 0
Bay Area | 2773 | 543 | 860.1107 | 958 | 1050.6149 | 149 | 1.6268 | 360.0566 | 2848.4099 | 15.3133 | 3.5477 | 569.4563 | 1.4713 | 0.025788 | 7.0305e-05 | 0.56681 | 0.81867 | {B06F68AD-C4A0-4C48-AC8B-ACB86AC8FCA9} | 43432104 | SILVERADO 2104 | 806 | 38.6169 | -122.4244 | SILVERADO 2104806 | 249 | 162 | 66122.818 | 52895.6546 | 13227.1635 | 29193.0346 | 8922.4069 | 0.010475 | 0.008544 | 1.584 | 6.4295 | 2055 | 3.8424 | 37.5554 | 26736.7596 | 0
Bay Area | 7473 | 22 | 27.0097 | 37 | 37.2063 | 8 | 2.7383 | 67.4156 | 485.2905 | 2.8073 | 3.5777 | 100.9726 | 1.1529 | 0.0057172 | 7.022e-05 | 0.59459 | 0.72594 | {37307117-7712-4B70-890E-D9B3D42408D3} | 43292103 | PUEBLO 2103 | 694 | 38.3346 | -122.3317 | PUEBLO 2103694 | 120 | 65 | 12391.1085 | 7674.026 | 4717.0824 | 1193.6984 | 50.4458 | 0.00056176 | 0.00025246 | 1.2277 | 4.625 | 2056 | 0.045737 | 33.713 | 26737.5009 | 0
Bay Area | 2131 | 510 | 809.9322 | 1648 | 1499.8396 | 155 | 2.4257 | 121.6466 | 1154.5011 | 13.1033 | 3.7046 | 148.1125 | 1.237 | 0.01236 | 6.9785e-05 | 0.30947 | 0.54001 | {78AAB710-6DDE-407F-827D-71666B977FA6} | 43291105 | PUEBLO 1105 | 696 | 38.3575 | -122.2867 | PUEBLO 1105696 | 371 | 285 | 89022.1429 | 46972.3367 | 42049.8062 | 30001.1055 | 22222.3267 | 0.010817 | 0.0066977 | 1.5881 | 10.6323 | 2060 | 1.9158 | 33.6673 | 26756.1316 | 0
Bay Area | 2216 | 67 | 165.3983 | 134 | 202.9303 | 20 | 2.5622 | 5.1105 | 13.8538 | 0.086775 | 1.6176 | 4.1185 | 1.2023 | 2.6433e-06 | 6.9654e-05 | 0.5 | 0.81505 | {E6E0CE7A-9AFF-4A02-92C6-B06263224357} | 13532107 | LAKEWOOD 2107 | 38404 | 37.9253 | -122.0875 | LAKEWOOD 210738404 | 97 | 70 | 12705.3318 | 9331.7159 | 3373.6159 | 3768.6783 | 2459.9756 | 0.0013931 | 0.00083282 | 2.4686 | 6.7 | 2061 | 5.2865e-05 | 31.7514 | 26758.4719 | 0
Bay Area | 749 | 1 | 4.0491 | 7 | 6.3976 | 1 |  |  |  |  | 5.9867 | 122.5323 | 1.542 | 0.0098998 | 6.9326e-05 | 0.14286 | 0.6329 | {1FB07492-7817-4281-B458-54D457C1DE65} | 103191101 | BANGOR 1101 | 7446 | 39.3518 | -121.3275 | BANGOR 11017446 | 624 | 557 | 104276.5358 | 69879.8096 | 34396.7262 | 69879.8096 | 34396.7262 | 6.9326e-05 | 6.9326e-05 | 4.0491 | 7 | 2064 | 0.0098998 | 31.7514 | 26801.8673 | 1
Bay Area | 5480 | 41 | 117.6325 | 106 | 150.0579 | 7 | 3.8009 | 0.87341 | 4.8691 | 0.032811 | 0 | 0.030183 | 0.28571 | 1.9356e-06 | 6.9173e-05 | 0.38679 | 0.78391 | {3C8EEA5A-CE4E-4740-9897-693B2E67E957} | 12101104 | OAKLAND K 1104 | circuit_breaker | 37.8478 | -122.2291 | OAKLAND K 1104circuit_breaker | 52 | 178 | 10318.7727 | 2362.6398 | 7956.1329 | 2362.6398 | 7956.1329 | 0.00048421 | 0.00020396 | 2.8691 | 15.1429 | 2067 | 1.3549e-05 | 31.7415 | 26803.3345 | 0
Bay Area | 7289 | 273 | 468.2303 | 836 | 799.4087 | 61 | 1.2101 | 4.3313 | 12.3629 | 0.019627 | 0.13563 | 8.1618 | 1.2649 | 8.9007e-05 | 6.8949e-05 | 0.32656 | 0.58572 | {D5F18742-859C-45AE-BB95-2396135F0809} | 14671103 | SOBRANTE 1103 | circuit_breaker | 37.9051 | -122.2076 | SOBRANTE 1103circuit_breaker | 110 | 146 | 14586.6856 | 6918.9418 | 7667.7438 | 6759.5318 | 7163.2029 | 0.0042059 | 0.00355 | 1.7151 | 13.7049 | 2068 | 0.0054294 | 31.7415 | 26807.5321 | 0
Bay Area | 16 | 76 | 129.7141 | 217 | 208.4723 | 20 | 3.4374 | 5.3257 | 31.675 | 0.83384 | 2.541 | 6.9427 | 1.0111 | 1.5554e-05 | 6.8837e-05 | 0.35023 | 0.62221 | {5D059BF5-F769-4312-8893-6A2C828C685C} | 42011106 | SAN RAFAEL 1106 | 910 | 37.9752 | -122.5379 | SAN RAFAEL 1106910 | 179 | 1064 | 59384.547 | 11732.4333 | 47652.1137 | 2037.0021 | 6547.9324 | 0.0013767 | 0.00069697 | 1.7068 | 10.85 | 2070 | 0.00031109 | 31.736 | 26808.7971 | 0
Bay Area | 4734 | 1382 | 2875.3162 | 1480 | 2934.3416 | 105 | 1.2725 | 57.7307 | 304.2193 | 0.83322 | 0.79857 | 25.591 | 1.1062 | 0.005751 | 6.7775e-05 | 0.93378 | 0.97988 | {31C2E01B-7B87-407B-9DC8-52C242320576} | 24251101 | WOODSIDE 1101 | 8972 | 37.4185 | -122.3224 | WOODSIDE 11018972 | 81 | 96 | 16007.339 | 9771.1957 | 6236.1433 | 9771.1957 | 6236.1433 | 0.0071164 | 0.0061824 | 2.0805 | 14.0952 | 2071 | 0.60385 | 31.7357 | 26814.865 | 0
Bay Area | 4004 | 33 | 58.7989 | 192 | 147.1119 | 16 | 0.16425 | 0.085901 | 0.0010314 | 4.3857e-07 | 0.15238 | 0.27277 | 1 | 5.902e-06 | 6.7662e-05 | 0.17188 | 0.39969 | {9E4C5477-E966-43D5-8E24-BB781F7AED7E} | 43091103 | GREENBRAE 1103 | circuit_breaker | 37.938 | -122.5144 | GREENBRAE 1103circuit_breaker | 195 | 529 | 29052.8511 | 8367.7567 | 20685.0944 | 1165.1033 | 3911.8523 | 0.0010826 | 0.0014215 | 1.7818 | 12 | 2073 | 9.4432e-05 | 31.1319 | 26815.5886 | 0
Bay Area | 7824 | 3 | 5.9209 | 4 | 6.3766 | 1 |  |  |  |  | 11.7456 | 27.5429 | 1.0553 | 4.3596e-06 | 6.5625e-05 | 0.75 | 0.92853 | {37FBA5E9-EB7C-4A63-A4B5-288CF8FB512F} | 14161107 | ROSSMOOR 1107 | 7311 | 37.8753 | -122.0573 | ROSSMOOR 11077311 | 40 | 85 | 5389.1068 | 1914.4116 | 3474.6952 | 0 | 137.1155 | 6.5625e-05 | 6.5625e-05 | 1.9736 | 4 | 2084 | 4.3596e-06 | 31.1318 | 26815.5886 | 0
Bay Area | 69 | 109 | 274.7163 | 110 | 275.0754 | 13 | 0.95643 | 0.9898 | 2.8519 | 0.027676 | 1.152 | 7.4265 | 1.0095 | 3.6433e-06 | 6.5523e-05 | 0.99091 | 0.99869 | {19E4E8D4-9C4C-4C6B-8FB5-CC59DB118DCE} | 22811102 | PACIFICA 1102 | 6783 | 37.6243 | -122.4867 | PACIFICA 11026783 | 162 | 855 | 45396.43 | 10342.1784 | 35054.2516 | 2227.3024 | 1848.4492 | 0.0008518 | 0.00071296 | 2.5203 | 8.4615 | 2085 | 4.7363e-05 | 31.1318 | 26816.9717 | 0
Bay Area | 2636 | 42 | 99.233 | 914 | 631.9963 | 108 | 1.1492 | 26.7601 | 84.8718 | 0.39737 | 4.3123 | 209.7025 | 1.1042 | 0.0028133 | 6.5291e-05 | 0.045952 | 0.15702 | {1E4505DC-D80E-4F9F-A5C6-1B2DD1F7142B} | 14232107 | SAN RAMON 2107 | MR284 | 37.6977 | -121.9421 | SAN RAMON 2107MR284 | 234 | 192 | 42915.0228 | 24164.9 | 18750.1228 | 23158.7135 | 17335.7746 | 0.0070514 | 0.0067945 | 2.3627 | 8.463 | 2089 | 0.30384 | 31.1317 | 26831.3533 | 0
Bay Area | 9446 | 14 | 21.0134 | 95 | 67.617 | 8 | 1.0254 | 5.4222 | 24.7577 | 0.036183 | 3.1574 | 37.8287 | 1.3791 | 0.0039945 | 6.4858e-05 | 0.14737 | 0.31077 | {E417384C-CD10-4D00-B136-62F02EAF1C4A} | 43432102 | SILVERADO 2102 | circuit_breaker | 38.5 | -122.4594 | SILVERADO 2102circuit_breaker | 35 | 25 | 4341.412 | 2761.2179 | 1580.1941 | 345.0876 | 358.181 | 0.00051887 | 0.00052071 | 1.501 | 11.875 | 2095 | 0.031956 | 30.8279 | 26831.5676 | 0
Bay Area | 7100 | 74 | 145.5218 | 726 | 554.8732 | 89 | 0.83898 | 104.1991 | 500.9189 | 2.0885 | 3.3918 | 89.7409 | 1.0962 | 0.0039165 | 6.4694e-05 | 0.10193 | 0.26226 | {009FED72-F984-488A-870A-FBDD7926AC29} | 14232108 | SAN RAMON 2108 | 53732 | 37.7758 | -121.9974 | SAN RAMON 210853732 | 121 | 102 | 22722.0138 | 12570.9742 | 10151.0396 | 12570.9742 | 10151.0396 | 0.0057578 | 0.0061479 | 1.9665 | 8.1573 | 2096 | 0.34857 | 30.7959 | 26839.3742 | 0
Bay Area | 5711 | 171 | 535.6829 | 386 | 668.9917 | 37 | 1.6847 | 2.6377 | 6.6014 | 0.02956 | 0.24791 | 6.3419 | 1.0052 | 7.3647e-05 | 6.4375e-05 | 0.44301 | 0.80073 | {D1E9CD4E-4BC6-42D5-802C-68BF9527A1E0} | 12101102 | OAKLAND K 1102 | circuit_breaker | 37.8479 | -122.2292 | OAKLAND K 1102circuit_breaker | 91 | 152 | 12889.6005 | 4723.266 | 8166.3346 | 4723.266 | 8166.3346 | 0.0023819 | 0.0018852 | 3.1326 | 10.4324 | 2100 | 0.0027249 | 30.4474 | 26842.3073 | 0
Bay Area | 1879 | 557 | 886.6295 | 1543 | 1451.4799 | 158 | 0.76809 | 347.8444 | 6283.6262 | 21.6949 | 0.4125 | 59.0307 | 1.099 | 0.0030404 | 6.4306e-05 | 0.36099 | 0.61085 | {ED6FC814-3841-4AC9-A379-44E5BC33C241} | 42291101 | OLEMA 1101 | 416 | 38.0421 | -122.7868 | OLEMA 1101416 | 101 | 74 | 31150.6448 | 26064.3398 | 5086.305 | 25936.9304 | 5086.305 | 0.01016 | 0.01273 | 1.5918 | 9.7658 | 2102 | 0.48038 | 30.4446 | 26858.4141 | 0
Bay Area | 3405 | 295 | 512.6137 | 1324 | 1096.3479 | 72 | 0.37508 | 0.2015 | 0.23951 | 0.0092282 | 0.20993 | 0.77944 | 0.8891 | 3.2695e-05 | 6.4282e-05 | 0.22281 | 0.46756 | {AC6B2CFB-8470-47A8-8CFF-360D120857F5} | 42011107 | SAN RAFAEL 1107 | circuit_breaker | 37.9709 | -122.5273 | SAN RAFAEL 1107circuit_breaker | 239 | 1281 | 63725.3847 | 12784.0174 | 50941.3672 | 7424.3496 | 19460.6246 | 0.0046283 | 0.0070946 | 1.7377 | 18.3889 | 2103 | 0.0023541 | 29.9643 | 26863.0247 | 0
Bay Area | 2046 | 121 | 350.3338 | 681 | 656.0245 | 54 | 1.0714 | 6.4987 | 43.6571 | 0.50171 | 0.85364 | 27.7372 | 1.0973 | 0.0052545 | 6.3581e-05 | 0.17768 | 0.53403 | {B3DBF89F-E691-4A93-8B05-2E162DB10E10} | 42031120 | ALTO 1120 | 1214 | 37.8784 | -122.5342 | ALTO 11201214 | 91 | 430 | 27179.6011 | 7258.7621 | 19920.839 | 5446.0036 | 10972.68 | 0.0034334 | 0.0025296 | 2.8953 | 12.6111 | 2107 | 0.28374 | 29.9619 | 26866.4066 | 0
Bay Area | 4601 | 56 | 192.214 | 80 | 200.9478 | 25 | 3.4005 | 224.196 | 1072.9477 | 21.532 | 18.6583 | 977.3608 | 1.5938 | 0.022885 | 6.3004e-05 | 0.7 | 0.95654 | {9A8233B7-234B-46CF-8EEF-6B74776F9D38} | 14592105 | BRENTWOOD 2105 | B504R | 37.8951 | -121.6965 | BRENTWOOD 2105B504R | 131 | 66 | 21006.1139 | 18129.5072 | 2876.6067 | 12899.4497 | 1629.8507 | 0.0015751 | 0.00067344 | 3.4324 | 3.2 | 2114 | 0.57211 | 29.6782 | 26874.4172 | 0
Bay Area | 2191 | 62 | 111.2494 | 176 | 174.6235 | 24 | 1.6162 | 3.4025 | 13.7937 | 0.21131 | 0.87737 | 7.4394 | 2.1724 | 0.00020744 | 6.2223e-05 | 0.35227 | 0.63708 | {2723FD74-E215-4B66-BA9E-051AE21C4595} | 42481101 | IGNACIO 1101 | 1264 | 38.0748 | -122.5654 | IGNACIO 11011264 | 120 | 541 | 32774.7125 | 5420.1776 | 27354.5349 | 3308.6659 | 15170.3432 | 0.0014933 | 0.00077042 | 1.7943 | 7.3333 | 2115 | 0.0049785 | 29.106 | 26876.4719 | 0
Bay Area | 644 | 266 | 459.3029 | 1460 | 1180.6316 | 85 | 1.1351 | 10.3445 | 30.6177 | 0.07071 | 0.45042 | 8.9476 | 1.0031 | 5.4118e-05 | 6.1027e-05 | 0.18219 | 0.38903 | {40049C8F-DAE2-4759-A9B6-0D8AA42C6AC2} | 13801105 | MORAGA 1105 | circuit_breaker | 37.8488 | -122.1615 | MORAGA 1105circuit_breaker | 238 | 501 | 39550.3838 | 17363.7462 | 22186.6376 | 9314.4848 | 2986.362 | 0.0051873 | 0.0048987 | 1.7267 | 17.1765 | 2124 | 0.0046 | 29.1011 | 26882.2562 | 0
Bay Area | 4517 | 13 | 49.6101 | 13 | 49.6101 | 1 |  |  |  |  | 1.9358 | 51.0192 | 1.0664 | 1.3323e-05 | 6.0829e-05 | 1 | 1 | {EC65686F-B15A-4CBF-8005-BF1274876E69} | 24101102 | HALF MOON BAY 1102 | circuit_breaker | 37.4689 | -122.4302 | HALF MOON BAY 1102circuit_breaker | 113 | 216 | 13286.4452 | 6459.405 | 6827.0402 | 168.7519 | 61.3025 | 6.0829e-05 | 6.0829e-05 | 3.8162 | 13 | 2130 | 1.3323e-05 | 29.0965 | 26882.361 | 0
Bay Area | 5007 | 682 | 1326.9592 | 1676 | 1857.8265 | 159 | 0.53781 | 77.2127 | 759.2377 | 2.5622 | 0.51059 | 39.0561 | 1.0819 | 0.0078006 | 6.0694e-05 | 0.40692 | 0.71425 | {0D5489FC-3A6E-4BAE-918E-36EE08559B7E} | 42031125 | ALTO 1125 | 902 | 37.8891 | -122.5553 | ALTO 1125902 | 127 | 181 | 29378.8558 | 19412.9994 | 9965.8564 | 19412.9994 | 9965.8564 | 0.0096504 | 0.012232 | 1.9457 | 10.5409 | 2132 | 1.2403 | 29.0965 | 26894.4164 | 0
Bay Area | 4938 | 221 | 469.8251 | 523 | 636.1639 | 53 | 0.91461 | 7.2222 | 16.7131 | 0.12832 | 1.8048 | 28.2443 | 0.96832 | 0.00025058 | 6.0539e-05 | 0.42256 | 0.73853 | {AC26085C-F280-4A6A-A0D9-361E1E9983F9} | 14101105 | ALHAMBRA 1105 | 81514 | 37.9871 | -122.1282 | ALHAMBRA 110581514 | 157 | 468 | 32064.0989 | 7693.8321 | 24370.2669 | 5038.5618 | 12231.5089 | 0.0032086 | 0.0032951 | 2.1259 | 9.8679 | 2134 | 0.013281 | 27.8562 | 26897.5454 | 0
Bay Area | 1910 | 8 | 14.2093 | 56 | 40.9766 | 15 | 2.2205 | 61.9968 | 363.8628 | 1.5477 | 7.7966 | 305.6446 | 1.6323 | 0.019154 | 6.0518e-05 | 0.14286 | 0.34677 | {B9DFD3D4-5938-44FA-A6FD-F2608641C707} | 43432102 | SILVERADO 2102 | 98998 | 38.4714 | -122.3993 | SILVERADO 210298998 | 475 | 408 | 59450.9185 | 45845.8745 | 13605.044 | 4139.5096 | 1309.1575 | 0.00090777 | 0.00063633 | 1.7762 | 3.7333 | 2135 | 0.28731 | 27.8429 | 26900.116 | 0
Bay Area | 421 | 661 | 1377.512 | 1360 | 1749.1254 | 120 | 1.2899 | 2.0027 | 7.2378 | 0.056406 | 0.7304 | 5.9285 | 1.2122 | 3.2484e-06 | 6.032e-05 | 0.48603 | 0.78754 | {66A7CBF7-CC15-453E-8CD9-FF5746466C31} | 14671102 | SOBRANTE 1102 | L520R | 37.9064 | -122.1519 | SOBRANTE 1102L520R | 263 | 498 | 33440.9335 | 12086.0128 | 21354.9207 | 11876.5417 | 21020.2948 | 0.0072384 | 0.0065201 | 2.084 | 11.3333 | 2137 | 0.00038981 | 27.5556 | 26907.4913 | 0
Bay Area | 8447 | 155 | 334.5998 | 1849 | 1381.6378 | 126 | 1.3122 | 27.4336 | 120.4912 | 0.24684 | 1.3801 | 96.6942 | 1.0942 | 0.00042334 | 5.9804e-05 | 0.083829 | 0.24218 | {DB5E4E66-9EE6-4B14-84A9-0971764E1D9E} | 14091106 | CASTRO VALLEY 1106 | 8971 | 37.7114 | -122.0551 | CASTRO VALLEY 11068971 | 94 | 93 | 24595.7152 | 12736.098 | 11859.6172 | 12641.384 | 11769.5658 | 0.0075353 | 0.0059802 | 2.1587 | 14.6746 | 2143 | 0.053341 | 27.5552 | 26915.3416 | 0
Bay Area | 4949 | 124 | 266.5087 | 361 | 393.3428 | 36 | 1.9073 | 0.6513 | 2.7669 | 0.021476 | 0.1207 | 0.072554 | 0.61111 | 2.6193e-06 | 5.9778e-05 | 0.34349 | 0.67755 | {A69D2BA4-3D74-416C-A5CD-5CA28C67DFB5} | 12840401 | RIDGE 0401 | circuit_breaker | 37.8851 | -122.255 | RIDGE 0401circuit_breaker | 82 | 520 | 25479.4182 | 4263.1331 | 21216.2852 | 4156.4129 | 20588.0897 | 0.002152 | 0.0014194 | 2.1493 | 10.0278 | 2144 | 9.4296e-05 | 27.5018 | 26917.9228 | 0
Bay Area | 3727 | 1 | 1.2277 | 9 | 6.4132 | 2 |  |  |  |  | 0.63717 | 176.6629 | 1.0619 | 5.4726e-05 | 5.891e-05 | 0.11111 | 0.19144 | {EFBE7067-1C69-45D8-A9C8-472AE1406928} | 43292102 | PUEBLO 2102 | 698 | 38.4222 | -122.3373 | PUEBLO 2102698 | 325 | 474 | 49709.1467 | 26431.9074 | 23277.2393 | 187.7325 | 84.6958 | 0.00011782 | 0.00011782 | 1.2277 | 4.5 | 2152 | 0.00010945 | 27.5017 | 26918.0394 | 0
Bay Area | 5191 | 276 | 741.2595 | 581 | 911.869 | 20 | 1.1232 | 0.2926 | 1.3744 | 0.0061663 | 0.3802 | 0.44004 | 0.65 | 3.9009e-06 | 5.8807e-05 | 0.47504 | 0.8129 | {FDBE20C4-A243-4218-824C-85EFE8D9D967} | 12101104 | OAKLAND K 1104 | CR206 | 37.8317 | -122.197 | OAKLAND K 1104CR206 | 49 | 279 | 15090.9485 | 2883.3047 | 12207.6439 | 2883.3047 | 12207.6439 | 0.0011761 | 0.0011744 | 2.6857 | 29.05 | 2153 | 7.8019e-05 | 27.5016 | 26919.8299 | 0
Bay Area | 5010 | 263 | 450.1249 | 562 | 620.9524 | 57 | 0.83167 | 52.0084 | 313.4371 | 0.82562 | 1.5234 | 77.901 | 1.1569 | 0.013606 | 5.8465e-05 | 0.46797 | 0.72489 | {B9FC928F-6B55-4781-A3B8-3405DC4F241D} | 43432102 | SILVERADO 2102 | 3010 | 38.4921 | -122.416 | SILVERADO 21023010 | 229 | 171 | 29353.5887 | 20812.5079 | 8541.0809 | 5441.3026 | 273.3049 | 0.0033325 | 0.004079 | 1.7115 | 9.8596 | 2156 | 0.77557 | 27.5016 | 26923.2089 | 0
Bay Area | 6620 | 21 | 34.0179 | 325 | 178.1274 | 15 | 0 | 0 | 0 | 0 | 0.18525 | 17.6422 | 1.0142 | 0.00040507 | 5.7564e-05 | 0.064615 | 0.19098 | {701C0938-AA90-48C8-9BEF-CBE33E0DD08B} | 42291101 | OLEMA 1101 | 1686 | 38.0428 | -122.787 | OLEMA 11011686 | 82 | 111 | 13309.6561 | 8105.6577 | 5203.9985 | 1962.0765 | 1309.4437 | 0.00086347 | 0.00093679 | 1.6199 | 21.6667 | 2160 | 0.0060761 | 26.726 | 26924.4274 | 0
Bay Area | 7388 | 101 | 211.1202 | 205 | 257.0338 | 24 | 4.0624 | 354.552 | 1839.0672 | 51.0241 | 31.0923 | 1090.0188 | 1.2946 | 0.058607 | 5.7507e-05 | 0.49268 | 0.82137 | {74227EDF-7C62-40BA-8814-7C9EED050025} | 14052103 | NORTH DUBLIN 2103 | 9473 | 37.7863 | -121.8632 | NORTH DUBLIN 21039473 | 39 | 37 | 6104.3672 | 4731.0233 | 1373.3439 | 3725.6021 | 1271.7098 | 0.0013802 | 0.00068707 | 2.0903 | 8.5417 | 2161 | 1.4066 | 26.7199 | 26926.741 | 0
Bay Area | 3315 | 230 | 300.2242 | 612 | 534.2272 | 46 | 0.6255 | 35.0616 | 425.8495 | 0.97998 | 0.8119 | 20.2463 | 0.96484 | 0.024681 | 5.7453e-05 | 0.37582 | 0.56198 | {65C50E41-4A19-4EF0-8E02-55AD7C68E0C7} | 43432102 | SILVERADO 2102 | 714 | 38.5063 | -122.4411 | SILVERADO 2102714 | 210 | 221 | 33589.1166 | 18049.585 | 15539.5316 | 5471.307 | 2570.4065 | 0.0026429 | 0.0032561 | 1.3053 | 13.3043 | 2164 | 1.1353 | 25.3133 | 26930.1387 | 0
Bay Area | 6520 | 104 | 204.8918 | 431 | 391.1114 | 32 | 1.7225 | 3.7803 | 10.8236 | 0.037489 | 0.37021 | 3.3999 | 1.4116 | 8.9881e-05 | 5.7418e-05 | 0.2413 | 0.52387 | {D247477D-6B8D-41FB-AD66-DBEF58C5249C} | 12041112 | OAKLAND D 1112 | CR192 | 37.8514 | -122.2508 | OAKLAND D 1112CR192 | 128 | 688 | 33568.3572 | 6807.0507 | 26761.3066 | 3810.1619 | 8404.9927 | 0.0018374 | 0.0014022 | 1.9701 | 13.4688 | 2165 | 0.0028762 | 24.178 | 26932.5048 | 0
Bay Area | 4225 | 151 | 336.8431 | 323 | 441.0898 | 35 | 1.5541 | 23.6198 | 133.1459 | 0.16403 | 1.262 | 50.7506 | 1.0514 | 0.00074936 | 5.658e-05 | 0.46749 | 0.76366 | {6AEEBA49-CC4B-431B-92AA-34EB4CB9F64F} | 42261101 | BOLINAS 1101 | 1236 | 37.9316 | -122.6979 | BOLINAS 11011236 | 62 | 35 | 9204.0695 | 6557.8129 | 2646.2566 | 5655.0294 | 2321.1169 | 0.0019803 | 0.0016409 | 2.2307 | 9.2286 | 2177 | 0.026227 | 24.1751 | 26936.0165 | 0
Bay Area | 9133 | 9 | 18.4775 | 28 | 28.9045 | 3 | 0 | 0 | 0 | 0 | 0 | 0 | 0 | 5.9518e-06 | 5.6394e-05 | 0.32143 | 0.63926 | {BDEB9DF5-5559-414A-A4C0-A31B6D586A57} | 42011107 | SAN RAFAEL 1107 | 3323 | 37.9574 | -122.5415 | SAN RAFAEL 11073323 | 4 | 29 | 1320.5965 | 214.7286 | 1105.8679 | 214.7286 | 1105.8679 | 0.00016918 | 0.00026878 | 2.0531 | 9.3333 | 2179 | 1.7855e-05 | 24.1489 | 26936.1499 | 0
Bay Area | 9498 | 161 | 237.4514 | 429 | 405.0073 | 40 | 0.010477 | 26.4225 | 159.2082 | 0.003247 | 0.091759 | 49.4607 | 1.0855 | 0.0026529 | 5.566e-05 | 0.37529 | 0.58629 | {52879B9D-A33B-4D4E-99FA-0487B37405B8} | 42261101 | BOLINAS 1101 | 806 | 37.9559 | -122.6176 | BOLINAS 1101806 | 21 | 7 | 5085.6474 | 4898.4533 | 187.1941 | 4898.4533 | 187.1941 | 0.0022264 | 0.0041407 | 1.4749 | 10.725 | 2183 | 0.10612 | 24.1489 | 26939.1918 | 0
Bay Area | 23 | 21 | 29.7608 | 29 | 34.0066 | 9 | 18.0653 | 78.0397 | 396.9436 | 7.1728 | 8.0268 | 65.0415 | 1.1042 | 0.0020215 | 5.5601e-05 | 0.72414 | 0.87515 | {C740351C-623B-4A79-8F81-B59FA4E58E72} | 14662103 | TASSAJARA 2103 | circuit_breaker | 37.7998 | -121.9083 | TASSAJARA 2103circuit_breaker | 660 | 1216 | 84106.1872 | 28888.6491 | 55217.5381 | 651.7218 | 971.8755 | 0.00050041 | 0.00019133 | 1.4172 | 3.2222 | 2184 | 0.018193 | 24.0428 | 26939.5966 | 0
Bay Area | 7920 | 25 | 78.1941 | 70 | 98.2525 | 29 | 5.2624 | 658.5141 | 3728.9087 | 63.7805 | 30.7175 | 1819.8554 | 1.6042 | 0.048702 | 5.5487e-05 | 0.35714 | 0.79585 | {439ED568-0BDE-4626-B59A-7C48F17E3B78} | 14422111 | CAYETANO 2111 | circuit_breaker | 37.7382 | -121.7708 | CAYETANO 2111circuit_breaker | 127 | 65 | 23961.3578 | 18775.78 | 5185.5777 | 8282.7924 | 2523.3749 | 0.0016091 | 0.00056371 | 3.1278 | 2.4138 | 2186 | 1.4124 | 24.0246 | 26944.7402 | 0
Bay Area | 6972 | 65 | 116.0692 | 419 | 297.7154 | 62 | 1.7249 | 102.3493 | 235.7471 | 0.76382 | 0.81155 | 35.5147 | 1.0188 | 6.3618e-05 | 5.5361e-05 | 0.15513 | 0.38987 | {55278842-270D-4261-9B21-666405A19DF7} | 13432207 | FAIRVIEW 2207 | 99096 | 38.0167 | -122.1453 | FAIRVIEW 220799096 | 80 | 37 | 16737.4697 | 15921.3049 | 816.1649 | 15872.9643 | 734.25 | 0.0034324 | 0.0024134 | 1.7857 | 6.7581 | 2188 | 0.0039443 | 22.6122 | 26954.5973 | 0
Bay Area | 6127 | 245 | 732.621 | 613 | 945.6083 | 67 | 3.2085 | 2.0633 | 9.1775 | 0.1301 | 0.34715 | 1.189 | 1.4627 | 1.7382e-06 | 5.503e-05 | 0.39967 | 0.77476 | {A1C4F4D6-01EE-430E-BE68-0AE547BD756D} | 12541106 | OAKLAND X 1106 | CR008 | 37.8095 | -122.191 | OAKLAND X 1106CR008 | 150 | 542 | 35211.1072 | 7102.0164 | 28109.0908 | 7102.0164 | 28109.0908 | 0.003687 | 0.0019956 | 2.9903 | 9.1493 | 2191 | 0.00011646 | 22.6083 | 26959.0076 | 0
Bay Area | 5148 | 106 | 299.766 | 276 | 390.094 | 17 | 0.5722 | 0.87011 | 3.1909 | 0.0097993 | 0.34087 | 0.89501 | 1.3639 | 3.9296e-06 | 5.5025e-05 | 0.38406 | 0.76845 | {6C0139D5-EF28-447A-8798-DD6F8DC2F6B3} | 42011105 | SAN RAFAEL 1105 | 534 | 37.9763 | -122.4968 | SAN RAFAEL 1105534 | 53 | 88 | 6953.6009 | 2541.7011 | 4411.8997 | 1383.1216 | 2219.7337 | 0.00093543 | 0.0011292 | 2.828 | 16.2353 | 2192 | 6.6803e-05 | 22.6082 | 26959.8665 | 0
Bay Area | 5581 | 26 | 34.4946 | 55 | 47.8524 | 22 | 7.4282 | 607.1425 | 2356.0859 | 100.179 | 54.1428 | 2095.0008 | 1.7293 | 0.052661 | 5.4922e-05 | 0.47273 | 0.72085 | {A74482B6-4F98-4489-A417-0B9C2832ACBF} | 14652106 | TIDEWATER 2106 | 14072 | 37.9632 | -121.9407 | TIDEWATER 210614072 | 44 | 22 | 8226.7 | 6206.8729 | 2019.8271 | 5897.3117 | 1670.9562 | 0.0012083 | 0.00030806 | 1.3267 | 2.5 | 2193 | 1.1585 | 22.6081 | 26963.5288 | 0
Bay Area | 810 | 127 | 272.5372 | 441 | 468.0295 | 59 | 3.7335 | 403.6859 | 2330.3423 | 48.2712 | 15.7303 | 682.553 | 1.439 | 0.020034 | 5.4849e-05 | 0.28798 | 0.58231 | {8DD57FAC-0D20-4DE3-898A-E73074144CC8} | 14662104 | TASSAJARA 2104 | 19042 | 37.7985 | -121.8732 | TASSAJARA 210419042 | 148 | 124 | 16368.1668 | 13671.8199 | 2696.3469 | 9296.9258 | 1449.7713 | 0.0032361 | 0.0020468 | 2.146 | 7.4746 | 2194 | 1.182 | 21.4496 | 26969.3022 | 0
Bay Area | 6867 | 1617 | 2604.4199 | 2947 | 3415.953 | 232 | 1.3021 | 34.5695 | 155.9252 | 0.36397 | 0.35401 | 14.5475 | 1.0272 | 0.00055231 | 5.4526e-05 | 0.54869 | 0.76243 | {8F9D0578-4CB4-4781-89AC-7B1C36D45FF0} | 24131103 | MENLO 1103 | 8512 | 37.2892 | -122.2132 | MENLO 11038512 | 198 | 143 | 46118.1544 | 26938.1265 | 19180.028 | 26938.1265 | 19180.028 | 0.01265 | 0.010869 | 1.6106 | 12.7026 | 2195 | 0.12814 | 20.2675 | 26986.0307 | 0
Bay Area | 5182 | 22 | 46.8616 | 80 | 79.368 | 9 | 10.2759 | 30.0162 | 42.1635 | 1.9593 | 0.92355 | 5.8794 | 1.0015 | 1.0972e-06 | 5.4515e-05 | 0.275 | 0.59043 | {36DDF29F-B22D-4B8A-AF4A-BB933D5333CF} | 14101105 | ALHAMBRA 1105 | circuit_breaker | 37.9937 | -122.1302 | ALHAMBRA 1105circuit_breaker | 80 | 169 | 10291.6518 | 3045.0722 | 7246.5797 | 1107.679 | 1947.9854 | 0.00049064 | 0.00014227 | 2.1301 | 8.8889 | 2196 | 9.8746e-06 | 20.1394 | 26986.7186 | 0
Bay Area | 3139 | 454 | 1233.1458 | 1043 | 1554.8138 | 115 | 1.2085 | 11.7248 | 45.5627 | 0.02379 | 0.80932 | 14.1271 | 0.99454 | 0.00031635 | 5.4418e-05 | 0.43528 | 0.79311 | {473DFDCA-EA19-476B-B0A4-B163B0B91B7F} | 12501105 | EL CERRITO G 1105 | BR160 | 37.8981 | -122.2615 | EL CERRITO G 1105BR160 | 253 | 1494 | 77267.8975 | 18464.1036 | 58803.7939 | 13118.739 | 33026.1297 | 0.0062581 | 0.0064937 | 2.7162 | 9.0696 | 2199 | 0.03638 | 20.1394 | 26994.8654 | 0
Bay Area | 1046 | 300 | 786.6368 | 1081 | 1204.0104 | 70 | 0.90523 | 1.4308 | 10.0102 | 0.58874 | 0.47835 | 0.75875 | 0.60259 | 0.00022689 | 5.4084e-05 | 0.27752 | 0.65335 | {68422AE1-2121-4A4F-B961-26CF0C3DA27B} | 42031125 | ALTO 1125 | 1256 | 37.8866 | -122.5368 | ALTO 11251256 | 123 | 520 | 31860.8874 | 7051.2781 | 24809.6093 | 6410.4568 | 22052.0856 | 0.0037859 | 0.002868 | 2.6221 | 15.4429 | 2202 | 0.015882 | 20.103 | 26998.8462 | 0
Bay Area | 1104 | 35 | 71.8425 | 66 | 86.8689 | 23 | 2.4151 | 2.7779 | 12.4375 | 0.20222 | 2.4907 | 7.6641 | 1.0607 | 0.00096311 | 5.4067e-05 | 0.5303 | 0.82702 | {0EC84767-A265-4D35-8CD0-07F4DBFC6169} | 42991106 | LAS GALLINAS A 1106 | circuit_breaker | 38.0223 | -122.538 | LAS GALLINAS A 1106circuit_breaker | 366 | 1739 | 110513.6289 | 25166.3517 | 85347.2773 | 2059.9533 | 13100.8008 | 0.0012435 | 0.00087261 | 2.0526 | 2.8696 | 2203 | 0.022152 | 20.0871 | 27000.1255 | 0
Bay Area | 1527 | 11 | 13.6357 | 50 | 31.0352 | 8 | 0.49591 | 44.9 | 146.1271 | 0.1284 | 11.5868 | 116.9276 | 1.2309 | 0.0073429 | 5.4001e-05 | 0.22 | 0.43936 | {D76FC532-158A-4F2C-85C2-26FC0B6C05CB} | 14302106 | MEADOW LANE 2106 | C558R | 37.9558 | -122.0851 | MEADOW LANE 2106C558R | 460 | 1333 | 85642.736 | 22949.7629 | 62692.9731 | 1360.7806 | 90.4582 | 0.00043201 | 0.00048703 | 1.2396 | 6.25 | 2204 | 0.058743 | 20.065 | 27000.9705 | 0
Bay Area | 1202 | 26 | 77.0496 | 132 | 140.2369 | 13 | 1.2314 | 1.2851 | 6.2755 | 0.025409 | 2.2 | 5.2607 | 1.3079 | 3.2021e-06 | 5.3877e-05 | 0.19697 | 0.54942 | {14C57C49-3FAA-493A-A967-CDA87ADFA83B} | 13801103 | MORAGA 1103 | 81146 | 37.8431 | -122.1459 | MORAGA 110381146 | 181 | 442 | 31772.0157 | 9024.5516 | 22747.464 | 1121.0612 | 4869.5574 | 0.0007004 | 0.00065316 | 2.9634 | 10.1538 | 2206 | 4.1627e-05 | 20.0062 | 27001.6667 | 0
Bay Area | 3790 | 45 | 64.9297 | 106 | 97.4968 | 11 | 0.1797 | 0.043297 | 0.00085438 | 7.8864e-07 | 0.050885 | 0.01601 | 0.090909 | 5.8522e-06 | 5.3675e-05 | 0.42453 | 0.66597 | {2F8A55EE-31E9-4610-BC55-DCCDEAC8DCB6} | 42011108 | SAN RAFAEL 1108 | 1457 | 37.9823 | -122.5776 | SAN RAFAEL 11081457 | 20 | 206 | 9640.8883 | 1229.3805 | 8411.5078 | 1229.3805 | 8411.5078 | 0.00059042 | 0.00096904 | 1.4429 | 9.6364 | 2207 | 6.4374e-05 | 20.0062 | 27002.4301 | 0
Bay Area | 1696 | 87 | 176.7694 | 692 | 456.3494 | 26 | 0.13347 | 8.4616 | 57.647 | 0.067526 | 0.86487 | 17.9652 | 1.0194 | 0.00062895 | 5.2654e-05 | 0.12572 | 0.38736 | {86BA3963-96A5-4181-83CD-FA7B5EC47222} | 42261101 | BOLINAS 1101 | circuit_breaker | 37.9408 | -122.7068 | BOLINAS 1101circuit_breaker | 51 | 13 | 4103.0472 | 3500.023 | 603.0242 | 3408.2951 | 565.7352 | 0.001369 | 0.0016998 | 2.0318 | 26.6154 | 2215 | 0.016353 | 20.0061 | 27004.5467 | 0
Bay Area | 550 | 166 | 520.0269 | 169 | 521.3941 | 11 | 0.047239 | 0.18533 | 0.1574 | 8.5502e-06 | 0.034191 | 7.5214 | 1 | 7.014e-06 | 5.2343e-05 | 0.98225 | 0.99738 | {2E2285AC-DBD4-4A01-BBCE-F25D437434C6} | 22811102 | PACIFICA 1102 | 66732 | 37.6147 | -122.486 | PACIFICA 110266732 | 63 | 374 | 20860.1707 | 4716.4418 | 16143.7289 | 1010.3488 | 589.3384 | 0.00057577 | 0.0011614 | 3.1327 | 15.3636 | 2216 | 7.7154e-05 | 19.9898 | 27005.1741 | 0
Bay Area | 7223 | 104 | 172.8864 | 325 | 299.2943 | 44 | 1.725 | 4.0568 | 9.405 | 0.10806 | 3.2833 | 14.0254 | 1.0042 | 2.9871e-06 | 5.0955e-05 | 0.32 | 0.57765 | {F91156C0-E294-4BD1-9245-277084BD5819} | 42481104 | IGNACIO 1104 | 450582 | 38.1046 | -122.5132 | IGNACIO 1104450582 | 88 | 132 | 14523.4719 | 6790.6191 | 7732.8529 | 4879.3488 | 7154.4209 | 0.002242 | 0.0019785 | 1.6624 | 7.3864 | 2224 | 0.00013143 | 19.9897 | 27008.2042 | 0
Bay Area | 4097 | 15 | 47.7069 | 147 | 117.4155 | 13 | 2.3388 | 1.1864 | 3.0009 | 0.039833 | 2.0874 | 9.7867 | 1.9232 | 1.4398e-06 | 5.0135e-05 | 0.10204 | 0.40631 | {0B7F62BF-A04D-4B9C-AA26-AFE69516CA65} | 13432207 | FAIRVIEW 2207 | P142 | 38.0485 | -122.2217 | FAIRVIEW 2207P142 | 120 | 617 | 24993.1566 | 4934.9724 | 20058.1842 | 1449.2328 | 5179.9712 | 0.00065175 | 0.00033813 | 3.1805 | 11.3077 | 2229 | 1.8718e-05 | 19.9896 | 27009.1042 | 0
Bay Area | 5223 | 13 | 43.2584 | 15 | 44.3939 | 3 | 0 | 0 | 0 | 0 | 0.29056 | 0.014971 | 1 | 4.1715e-06 | 4.9389e-05 | 0.86667 | 0.97442 | {0685C5F8-0970-41C6-89BD-EFB0337B96FB} | 22811101 | PACIFICA 1101 | circuit_breaker | 37.5947 | -122.4889 | PACIFICA 1101circuit_breaker | 63 | 263 | 17964.1419 | 4340.9857 | 13623.1562 | 222.8126 | 779.173 | 0.00014817 | 0.00018838 | 3.3276 | 5 | 2234 | 1.2515e-05 | 19.9895 | 27009.2425 | 0
Bay Area | 5127 | 10 | 27.8546 | 26 | 37.2819 | 3 | 1.2884 | 1.3071 | 2.2818 | 0.016202 | 0 | 0 | 0 | 2.9348e-06 | 4.9388e-05 | 0.38462 | 0.74713 | {BA67EE88-1E6D-48B2-9DBA-46721926CAE7} | 42011105 | SAN RAFAEL 1105 | circuit_breaker | 37.9708 | -122.527 | SAN RAFAEL 1105circuit_breaker | 292 | 791 | 52260.1431 | 15578.3001 | 36681.843 | 373.6826 | 480.8512 | 0.00014817 | 0.00013253 | 2.7855 | 8.6667 | 2235 | 8.8044e-06 | 19.9895 | 27009.4746 | 0
Bay Area | 2916 | 102 | 290.1226 | 325 | 425.3618 | 59 | 1.3558 | 18.8953 | 40.9394 | 0.39145 | 1.192 | 20.1348 | 1.0508 | 0.0011053 | 4.8715e-05 | 0.31385 | 0.68206 | {144B3CD2-37D4-4FA9-8973-1F3A9C9CD174} | 14091109 | CASTRO VALLEY 1109 | MR334 | 37.6745 | -122.0317 | CASTRO VALLEY 1109MR334 | 165 | 217 | 21558.19 | 10131.275 | 11426.9149 | 9273.2114 | 10690.4871 | 0.0028742 | 0.0017367 | 2.8443 | 5.5085 | 2238 | 0.065212 | 19.9895 | 27015.2333 | 0
Bay Area | 5206 | 94 | 150.5469 | 233 | 198.8353 | 43 | 1.6044 | 224.925 | 2076.378 | 9.2289 | 7.3794 | 232.8024 | 1.3968 | 0.0095951 | 4.8293e-05 | 0.40343 | 0.75714 | {9EBC498A-4473-4FB2-A278-0770D844069B} | 43051101 | MONTICELLO 1101 | 37384 | 38.4453 | -122.1966 | MONTICELLO 110137384 | 93 | 60 | 22917.2341 | 15055.0544 | 7862.1797 | 15055.0544 | 7862.1797 | 0.0020766 | 0.0018282 | 1.6016 | 5.4186 | 2245 | 0.41259 | 19.9243 | 27024.5825 | 0
Bay Area | 4774 | 0 | 0 | 5 | 1.8925 | 2 | 0.31366 | 52.2152 | 207.4655 | 0.066186 | 13.7069 | 397.537 | 1.5177 | 0.044408 | 4.7144e-05 | 0 | 0 | {07BF8128-F528-4070-AA6F-0E3ACF3A793A} | 43051101 | MONTICELLO 1101 | 720 | 38.4556 | -122.2107 | MONTICELLO 1101720 | 88 | 71 | 30985.2299 | 13187.1947 | 17798.0352 | 11082.9735 | 16529.4297 | 9.4289e-05 | 0.00013179 |  | 2.5 | 2263 | 0.088816 | 19.5117 | 27031.465 | 0
Bay Area | 5658 | 388 | 676.4325 | 877 | 953.8181 | 49 | 0.51914 | 4.0265 | 14.7406 | 0.03324 | 0.2444 | 2.5853 | 1.0005 | 0.00010917 | 4.7139e-05 | 0.44242 | 0.70918 | {6992E765-02F8-45C7-B571-2F9E479DE26D} | 12541106 | OAKLAND X 1106 | CR020 | 37.8 | -122.1706 | OAKLAND X 1106CR020 | 29 | 25 | 4898.3401 | 3933.9507 | 964.3895 | 3933.9507 | 964.3895 | 0.0023098 | 0.0031189 | 1.7434 | 17.898 | 2264 | 0.0053494 | 19.4229 | 27033.908 | 0
Bay Area | 3152 | 1419 | 3854.8819 | 2255 | 4294.76 | 300 | 3.5462 | 248.8243 | 1118.5111 | 16.149 | 1.4635 | 118.2494 | 1.1215 | 0.00075835 | 4.7062e-05 | 0.62927 | 0.89758 | {F16AFC51-9F55-4551-9DB1-F4A71B7DE6A1} | 24101103 | HALF MOON BAY 1103 | H82 | 37.4176 | -122.4247 | HALF MOON BAY 1103H82 | 336 | 319 | 87378.844 | 58188.2631 | 29190.581 | 49003.1871 | 26288.8558 | 0.014119 | 0.0081555 | 2.7166 | 7.5167 | 2265 | 0.22751 | 19.4176 | 27064.3389 | 1
Bay Area | 1763 | 28 | 64.992 | 63 | 85.5595 | 6 | 0.039745 | 0.1112 | 0.00035236 | 2.801e-08 | 0.50221 | 6.1041 | 1.0026 | 0.00017761 | 4.6612e-05 | 0.44444 | 0.75961 | {196072E3-9BAD-4649-BDA0-FE3AF88F88C8} | 42261101 | BOLINAS 1101 | 1064 | 37.9253 | -122.6982 | BOLINAS 11011064 | 115 | 316 | 24373.3143 | 7144.3316 | 17228.9828 | 546.0033 | 1233.6391 | 0.00027967 | 0.00043815 | 2.3211 | 10.5 | 2271 | 0.0010656 | 19.19 | 27064.678 | 0
Bay Area | 2507 | 3 | 4.8406 | 32 | 19.5204 | 6 | 2.0392 | 2.0162 | 3.1737 | 0.012848 | 0.42662 | 10.186 | 0.83407 | 3.1846e-06 | 4.6385e-05 | 0.09375 | 0.24798 | {61CE2DCB-0D53-494B-8C34-3F4D665DD273} | 13432207 | FAIRVIEW 2207 | P148 | 38.0562 | -122.2169 | FAIRVIEW 2207P148 | 154 | 879 | 38818.4823 | 7362.5215 | 31455.9608 | 1241.4753 | 3160.2007 | 0.00027831 | 0.00022969 | 1.6135 | 5.3333 | 2272 | 1.9108e-05 | 19.189 | 27065.449 | 0
Bay Area | 4973 | 0 | 0 | 4 | 2.4951 | 2 |  |  |  |  | 3.7622 | 484.5864 | 1.7942 | 0.021086 | 4.6317e-05 | 0 | 0 | {F776B1CF-724B-4DB6-A87F-FF45F4D5AD0B} | 43292102 | PUEBLO 2102 | 1326 | 38.3917 | -122.3195 | PUEBLO 21021326 | 191 | 133 | 41794.0304 | 19367.251 | 22426.7794 | 326.1269 | 876.7851 | 9.2634e-05 | 9.2634e-05 |  | 2 | 2273 | 0.042172 | 19.189 | 27065.6515 | 0
Bay Area | 4226 | 3 | 4.0758 | 28 | 19.4 | 8 |  |  |  |  | 6.0113 | 41.6972 | 1.0669 | 3.0659e-06 | 4.6152e-05 | 0.10714 | 0.21009 | {3B8D2573-46CC-4384-8812-825E9555364D} | 42211104 | NOVATO 1104 | 1282 | 38.1164 | -122.5632 | NOVATO 11041282 | 120 | 144 | 17488.2796 | 7339.7437 | 10148.5359 | 722.7771 | 907.2047 | 0.00036921 | 0.00036921 | 1.3586 | 3.5 | 2274 | 2.4527e-05 | 19.1468 | 27066.1003 | 0
Bay Area | 5444 | 508 | 1116.8117 | 2911 | 2522.8125 | 293 | 1.0253 | 34.6587 | 104.4508 | 0.93469 | 6.2631 | 127.9164 | 1.1251 | 0.0069456 | 4.5513e-05 | 0.17451 | 0.44269 | {43B3FCFC-E570-42A3-9958-1934EF46169A} | 14101105 | ALHAMBRA 1105 | 82622 | 37.9665 | -122.127 | ALHAMBRA 110582622 | 417 | 290 | 72920.8604 | 41695.7116 | 31225.1488 | 41695.7116 | 31225.1488 | 0.013335 | 0.01367 | 2.1984 | 9.9352 | 2278 | 2.0351 | 19.1468 | 27091.9934 | 0
Bay Area | 7085 | 98 | 173.8963 | 369 | 336.7233 | 32 | 1.1797 | 49.7394 | 209.6519 | 0.59359 | 7.0759 | 249.1353 | 1.2938 | 0.0016191 | 4.5254e-05 | 0.26558 | 0.51644 | {787A6620-F35C-455C-956E-13AAB9DBEE49} | 24131102 | MENLO 1102 | 12249 | 37.3532 | -122.2644 | MENLO 110212249 | 33 | 32 | 6938.7116 | 3776.3578 | 3162.3538 | 3776.3578 | 3162.3538 | 0.0014481 | 0.0013003 | 1.7745 | 11.5312 | 2280 | 0.051811 | 17.1117 | 27094.3385 | 0
Bay Area | 7776 | 39 | 98.9006 | 101 | 126.7413 | 21 | 5.1741 | 417.095 | 2003.6285 | 65.7292 | 17.4307 | 1130.1897 | 1.4458 | 0.016994 | 4.4697e-05 | 0.38614 | 0.78033 | {14A8794B-8A75-4FC8-9957-3059A6D6C76B} | 14502110 | VINEYARD 2110 | circuit_breaker | 37.67 | -121.8548 | VINEYARD 2110circuit_breaker | 115 | 60 | 21524.9407 | 17792.5531 | 3732.3876 | 8669.9033 | 1720.2413 | 0.00093864 | 0.00037036 | 2.5359 | 4.8095 | 2285 | 0.35687 | 17.0599 | 27099.7225 | 0
Bay Area | 4303 | 17 | 44.1101 | 37 | 53.5497 | 11 |  |  |  |  | 0.44449 | 0.16506 | 1 | 2.9622e-06 | 4.459e-05 | 0.45946 | 0.82372 | {73B969AA-9422-4313-8799-666FFF6134B7} | 42011105 | SAN RAFAEL 1105 | 344 | 37.976 | -122.4898 | SAN RAFAEL 1105344 | 199 | 1009 | 64707.8649 | 12052.7047 | 52655.1602 | 796.0448 | 5540.5998 | 0.00049049 | 0.00049049 | 2.5947 | 3.3636 | 2286 | 3.2584e-05 | 16.703 | 27100.2168 | 0
Bay Area | 9742 | 6 | 7.3663 | 13 | 11.8413 | 3 |  |  |  |  | 10.8643 | 70.0442 | 1.0855 | 0.0053485 | 4.4565e-05 | 0.46154 | 0.62208 | {C9CC8490-6E43-45D4-87C2-A85ACD7797AC} | 43201102 | STAFFORD 1102 | circuit_breaker | 38.1198 | -122.6141 | STAFFORD 1102circuit_breaker | 17 | 0 | 993.1053 | 993.1053 | 0 | 669.8914 | 0 | 0.0001337 | 0.0001337 | 1.2277 | 4.3333 | 2287 | 0.016045 | 16.703 | 27100.6328 | 0
Bay Area | 5517 | 13 | 36.1848 | 105 | 81.6038 | 7 | 1.753 | 0.58927 | 3.3549 | 0.019217 | 0 | 0.0012326 | 0.14286 | 1.8675e-06 | 4.3982e-05 | 0.12381 | 0.44342 | {9898F55D-4181-4FB3-A3AA-B13258B3B860} | 12690401 | FLORENCE 0401 | circuit_breaker | 37.8361 | -122.2202 | FLORENCE 0401circuit_breaker | 97 | 472 | 24508.9839 | 4654.0755 | 19854.9084 | 996.0372 | 3834.6988 | 0.00030787 | 0.00019678 | 2.7834 | 15 | 2290 | 1.3073e-05 | 16.687 | 27101.2514 | 0
Bay Area | 8158 | 531 | 860.2449 | 1446 | 1422.4518 | 133 | 1.3807 | 83.0253 | 731.5768 | 3.8651 | 0.96061 | 42.8947 | 1.1246 | 0.0014487 | 4.3865e-05 | 0.36722 | 0.60476 | {8A15255F-3865-4264-A6D3-8F9EE2AA73EF} | 24131103 | MENLO 1103 | 7902 | 37.3835 | -122.1662 | MENLO 11037902 | 257 | 116 | 32534.5685 | 26240.481 | 6294.0875 | 18489.6466 | 2556.5641 | 0.005834 | 0.005741 | 1.62 | 10.8722 | 2291 | 0.19267 | 16.6869 | 27112.7335 | 0
Bay Area | 6523 | 218 | 444.6225 | 1333 | 1056.8618 | 92 | 0.59424 | 66.8074 | 214.255 | 0.73657 | 0.8599 | 24.8434 | 1.0297 | 0.00026069 | 4.252e-05 | 0.16354 | 0.4207 | {C69D7D8E-BEEA-4B6B-B6A4-19985ED0E309} | 14091108 | CASTRO VALLEY 1108 | 10315 | 37.6517 | -121.9818 | CASTRO VALLEY 110810315 | 74 | 67 | 12973.0615 | 8831.8074 | 4141.2541 | 8831.8074 | 4141.2541 | 0.0039119 | 0.0049104 | 2.0396 | 14.4891 | 2303 | 0.023983 | 16.4943 | 27118.218 | 0
Bay Area | 7324 | 23 | 38.9853 | 47 | 51.0433 | 15 | 0.4989 | 122.735 | 1718.4336 | 2.1259 | 1.9344 | 138.534 | 1.3795 | 0.020366 | 4.2459e-05 | 0.48936 | 0.76377 | {F03C5A67-D53B-453A-A832-9C316BDAD400} | 43432102 | SILVERADO 2102 | 808 | 38.5191 | -122.3111 | SILVERADO 2102808 | 46 | 31 | 16019 | 7848.6714 | 8170.3286 | 1683.2795 | 4805.3945 | 0.00063689 | 0.0008174 | 1.695 | 3.1333 | 2304 | 0.30549 | 16.4703 | 27119.2633 | 0
Bay Area | 1200 | 44 | 76.81 | 229 | 178.5917 | 44 | 0.79464 | 17.5258 | 39.8412 | 0.1311 | 1.9995 | 61.1764 | 1.0864 | 0.00062518 | 4.2046e-05 | 0.19214 | 0.43009 | {90446565-9C4E-4EC0-BE56-9B48C2C5DA8B} | 14241101 | SUNOL 1101 | MR298 | 37.5944 | -121.8891 | SUNOL 1101MR298 | 60 | 75 | 13185.4608 | 8594.3194 | 4591.1414 | 8010.2959 | 4106.9876 | 0.00185 | 0.0021433 | 1.7457 | 5.2045 | 2308 | 0.027508 | 16.1648 | 27124.2377 | 0
Bay Area | 2696 | 26 | 54.0584 | 105 | 97.1746 | 16 | 1.3683 | 327.46 | 1027.8062 | 2.2564 | 2.2161 | 36.6543 | 1.0639 | 6.9968e-06 | 4.1897e-05 | 0.24762 | 0.5563 | {531B9791-D7B4-4DAF-8D61-5A68DAA7C3F6} | 14241101 | SUNOL 1101 | MR650 | 37.5933 | -121.8844 | SUNOL 1101MR650 | 66 | 79 | 7054.858 | 4248.3171 | 2806.5409 | 1692.8493 | 836.9295 | 0.00067035 | 0.00059494 | 2.0792 | 6.5625 | 2310 | 0.00011195 | 16.1373 | 27125.289 | 0
Bay Area | 6764 | 28 | 87.4257 | 70 | 110.1334 | 6 | 0 | 0.22239 | 0.058114 | 0 | 0.12058 | 41.3417 | 1.2529 | 1.1506e-05 | 4.1795e-05 | 0.4 | 0.79382 | {7E93EFF6-2E9C-40C7-BE6F-763B6DBD01F0} | 42491102 | SAUSALITO 1102 | 1500 | 37.8626 | -122.4996 | SAUSALITO 11021500 | 10 | 20 | 3433.3767 | 2046.0654 | 1387.3113 | 1851.8444 | 0 | 0.00025077 | 0.00048986 | 3.1223 | 11.6667 | 2313 | 6.9038e-05 | 16.1372 | 27126.439 | 0
Bay Area | 1380 | 40 | 65.0485 | 151 | 132.067 | 18 | 0.14167 | 0.22239 | 0.0032982 | 4.6726e-07 | 0.73107 | 2.2578 | 1 | 2.8995e-06 | 4.1773e-05 | 0.2649 | 0.49254 | {CDB467EB-0C7C-4750-A7F9-34F28A41CB6F} | 42011106 | SAN RAFAEL 1106 | 1230 | 37.982 | -122.5234 | SAN RAFAEL 11061230 | 170 | 734 | 44027.4042 | 9947.7927 | 34079.6116 | 1200.481 | 4807.1942 | 0.00075191 | 0.00078563 | 1.6262 | 8.3889 | 2314 | 5.219e-05 | 16.1371 | 27127.1845 | 0
Bay Area | 4900 | 25 | 55.6608 | 262 | 200.8817 | 21 | 1.7067 | 1.5877 | 3.4207 | 0.014406 | 0.31384 | 14.6793 | 1.0175 | 4.6178e-06 | 4.15e-05 | 0.09542 | 0.27708 | {65654596-3A5A-40BB-834A-0960D61641E3} | 12501112 | EL CERRITO G 1112 | BR178 | 37.9467 | -122.3193 | EL CERRITO G 1112BR178 | 235 | 1410 | 71456.8666 | 12825.8849 | 58630.9818 | 2290.0818 | 8059.2112 | 0.00087149 | 0.00064082 | 2.2264 | 12.4762 | 2316 | 9.6974e-05 | 16.1371 | 27128.6066 | 0
Bay Area | 2552 | 684 | 1189.9152 | 1267 | 1548.748 | 107 | 0.15454 | 8.2115 | 20.5381 | 0.003312 | 0.43677 | 10.392 | 0.9113 | 0.00045986 | 4.1431e-05 | 0.53986 | 0.76831 | {BF748DD1-7EA7-463E-91B5-1F0876DD9BB0} | 24080401 | EMERALD LAKE 0401 | circuit_breaker | 37.4617 | -122.2772 | EMERALD LAKE 0401circuit_breaker | 400 | 747 | 65451.3985 | 33996.9433 | 31454.4551 | 23419.0309 | 28782.2307 | 0.0044331 | 0.0081723 | 1.7396 | 11.8411 | 2317 | 0.049205 | 16.137 | 27143.1498 | 0
Bay Area | 280 | 313 | 732.5962 | 974 | 1106.9644 | 110 | 0.53446 | 0.35071 | 0.81723 | 0.021625 | 1.6994 | 9.688 | 1.0145 | 0.002298 | 4.1394e-05 | 0.32136 | 0.66181 | {E7743FFE-2947-47FD-B4E6-A754209900CE} | 42011104 | SAN RAFAEL 1104 | 802 | 37.9885 | -122.5779 | SAN RAFAEL 1104802 | 338 | 1642 | 101359.0292 | 20343.1915 | 81015.8377 | 12060.44 | 38609.2134 | 0.0045534 | 0.0052541 | 2.3406 | 8.8545 | 2318 | 0.25278 | 16.0878 | 27150.6394 | 0
Bay Area | 8715 | 25 | 47.3208 | 29 | 49.0002 | 7 | 0.55842 | 141.7798 | 1515.9567 | 16.4761 | 0.29962 | 68.1425 | 1.3467 | 6.6732e-06 | 4.1344e-05 | 0.86207 | 0.96573 | {CCC05F57-600B-48FA-93EA-7CC307C90265} | 43051101 | MONTICELLO 1101 | circuit_breaker | 38.509 | -122.2142 | MONTICELLO 1101circuit_breaker | 12 | 1 | 908.7874 | 898.3339 | 10.4536 | 898.3339 | 10.4536 | 0.0002894 | 0.00037538 | 1.8928 | 4.1429 | 2320 | 4.6712e-05 | 15.835 | 27151.1972 | 0
Bay Area | 9195 | 193 | 346.0887 | 356 | 443.3271 | 18 | 0.30486 | 8.2287 | 32.0787 | 0.024019 | 5.3769e-14 | 2.9999 | 1 | 3.9373e-06 | 4.1263e-05 | 0.54213 | 0.78066 | {9B2F70E2-3822-4ABC-9A9F-F92985EE671F} | 12541106 | OAKLAND X 1106 | CR266 | 37.8051 | -122.1711 | OAKLAND X 1106CR266 | 14 | 7 | 2141.3055 | 1901.6084 | 239.6971 | 1901.6084 | 239.6971 | 0.00074273 | 0.0010668 | 1.7932 | 19.7778 | 2322 | 7.0871e-05 | 15.8349 | 27152.3781 | 0
Bay Area | 6687 | 19 | 32.0108 | 56 | 52.7594 | 8 | 0.0085751 | 0.11803 | 0.44426 | 7.3702e-06 | 8.8042 | 89.428 | 1.1197 | 0.002348 | 4.1131e-05 | 0.33929 | 0.60673 | {425E28B1-6940-4649-A8D4-A58D56D174C1} | 43291104 | PUEBLO 1104 | 640 | 38.3496 | -122.268 | PUEBLO 1104640 | 111 | 109 | 10933.3546 | 4473.5204 | 6459.8342 | 1072.0071 | 531.9602 | 0.00032905 | 0.00038894 | 1.6848 | 7 | 2325 | 0.018784 | 15.8349 | 27153.0438 | 0
Bay Area | 293 | 278 | 443.6166 | 535 | 577.8656 | 45 | 1.0903 | 8.9113 | 38.6545 | 0.43903 | 3.1314 | 57.8624 | 1.0673 | 0.0037478 | 4.0936e-05 | 0.51963 | 0.76768 | {3FFF1795-1315-4A71-8E91-178B9A0CCDE5} | 14662112 | TASSAJARA 2112 | D514R | 37.8226 | -121.9235 | TASSAJARA 2112D514R | 217 | 206 | 14840.8915 | 7666.4167 | 7174.4748 | 4376.3944 | 4392.6153 | 0.0018421 | 0.0018181 | 1.5957 | 11.8889 | 2330 | 0.16865 | 15.8161 | 27155.7616 | 0
Bay Area | 2962 | 227 | 457.5817 | 1005 | 898.3202 | 80 | 0.64263 | 0.38009 | 1.4895 | 0.014532 | 0.74248 | 1.0512 | 0.8125 | 2.9897e-06 | 4.0888e-05 | 0.22587 | 0.50937 | {946048CE-AA9C-41AF-93CE-2A93327AB590} | 42011101 | SAN RAFAEL 1101 | 494 | 37.9634 | -122.5217 | SAN RAFAEL 1101494 | 253 | 1121 | 62068.4903 | 14793.4066 | 47275.0836 | 8677.8794 | 28513.3315 | 0.003271 | 0.0036004 | 2.0158 | 12.5625 | 2331 | 0.00023918 | 15.6474 | 27161.1505 | 0
Bay Area | 5710 | 46 | 102.7719 | 214 | 202.1094 | 22 | 0.84539 | 1.2515 | 3.9217 | 0.017347 | 0.63496 | 4.1544 | 1.0019 | 0.00022735 | 4.0344e-05 | 0.21495 | 0.5085 | {A7850717-18DF-4BF5-B934-11A86FF92EB5} | 13801103 | MORAGA 1103 | circuit_breaker | 37.8488 | -122.1615 | MORAGA 1103circuit_breaker | 174 | 837 | 49475.0274 | 10266.3997 | 39208.6278 | 1860.265 | 6615.948 | 0.00088756 | 0.00093018 | 2.2342 | 9.7273 | 2335 | 0.0050018 | 15.6472 | 27162.3058 | 0
Bay Area | 4743 | 0 | 0 | 2 | 0.85406 | 1 |  |  |  |  | 0 | 0.059071 | 1 | 2.667e-06 | 4.0146e-05 | 0 | 0 | {E1F2559F-5071-40B5-BFDE-D70EABF698BC} | 42481105 |  | 84764 | 38.0926 | -122.5694 | 84764 | 92 | 656 | 43607.9081 | 6974.5934 | 36633.3147 | 2403.7519 | 14020.6052 | 4.0146e-05 | 4.0146e-05 |  | 2 | 2338 | 2.667e-06 | 15.6422 | 27163.7985 | 0
Bay Area | 2072 | 1 | 1.6135 | 4 | 3.6528 | 1 |  |  |  |  | 0.97345 | 0.098009 | 1 | 2.6646e-06 | 4.011e-05 | 0.25 | 0.44172 | {E6DE5FA6-EF94-448F-BB17-EE24C05283D8} | 14091106 | CASTRO VALLEY 1106 | MR205 | 37.7059 | -122.0615 | CASTRO VALLEY 1106MR205 | 159 | 1132 | 54643.327 | 8740.8691 | 45902.4579 | 143.1328 | 1211.2623 | 4.011e-05 | 4.011e-05 | 1.6135 | 4 | 2339 | 2.6646e-06 | 15.6422 | 27163.8874 | 1
Bay Area | 2742 | 22 | 60.7698 | 192 | 162.1503 | 14 | 0.11981 | 15.3611 | 31.9784 | 0.0064989 | 0.33613 | 81.1897 | 1.0085 | 0.00054407 | 3.9973e-05 | 0.11458 | 0.37477 | {F5BF7E7D-4C96-4918-ABEF-C33B63B5DD64} | 13501111 | JARVIS 1111 | MR121 | 37.5756 | -121.9726 | JARVIS 1111MR121 | 110 | 380 | 22019.9547 | 8355.9069 | 13664.0477 | 1635.8418 | 144.3716 | 0.00055962 | 0.00073636 | 2.7623 | 13.7143 | 2341 | 0.007617 | 15.6422 | 27164.9032 | 0
Bay Area | 946 | 88 | 214.9035 | 244 | 298.5104 | 35 | 0.12835 | 0.18921 | 0.19038 | 0.001789 | 0.68148 | 1.3515 | 0.92099 | 4.1621e-06 | 3.9941e-05 | 0.36066 | 0.71992 | {BFF521B9-A860-4F51-B554-94546E79EB8D} | 42011109 | SAN RAFAEL 1109 | 91742 | 37.9747 | -122.5184 | SAN RAFAEL 110991742 | 268 | 964 | 57500.6984 | 13838.4275 | 43662.2709 | 6806.4298 | 22511.785 | 0.0013979 | 0.0022618 | 2.4421 | 6.9714 | 2343 | 0.00014567 | 15.6346 | 27169.13 | 0
Bay Area | 6677 | 4 | 9.8459 | 12 | 15.1896 | 6 |  |  |  |  | 1.4945 | 20.8212 | 1.146 | 0.0012306 | 3.9907e-05 | 0.33333 | 0.6482 | {31C38397-CC97-43EB-A38A-D18D8FE5AEB7} | 42461106 | BASALT 1106 | 5030 | 38.2596 | -122.3051 | BASALT 11065030 | 207 | 140 | 38839.3611 | 23881.4452 | 14957.9159 | 2570.7987 | 2065.125 | 0.00023944 | 0.00023944 | 2.4615 | 2 | 2344 | 0.0073833 | 15.6344 | 27170.7265 | 0
Bay Area | 2182 | 143 | 393.8806 | 243 | 437.3886 | 38 | 1.1095 | 9.1884 | 34.9914 | 0.27652 | 1.7393 | 122.3926 | 1.2746 | 0.0004463 | 3.963e-05 | 0.58848 | 0.90053 | {26714021-3ECA-430A-89F2-F363DC8CF00F} | 42271103 | COTATI 1103 | 148 | 38.2415 | -122.9053 | COTATI 1103148 | 145 | 154 | 29440.6349 | 24952.5401 | 4488.0948 | 23990.7662 | 4324.6019 | 0.0015059 | 0.0012977 | 2.7544 | 6.3947 | 2347 | 0.01696 | 15.627 | 27185.6248 | 0
Bay Area | 4148 | 1138 | 2064.5297 | 2130 | 2593.992 | 179 | 1.1478 | 29.3051 | 112.045 | 0.28409 | 0.37647 | 10.1419 | 1.0498 | 2.3163e-06 | 3.9624e-05 | 0.53427 | 0.79589 | {65F40270-9C1F-4F03-A2E4-A1FA52E4266C} | 24101103 | HALF MOON BAY 1103 | 8894 | 37.25 | -122.3601 | HALF MOON BAY 11038894 | 164 | 190 | 36973.666 | 18161.0155 | 18812.6505 | 18016.3153 | 18662.9325 | 0.0070926 | 0.0062576 | 1.8142 | 11.8994 | 2348 | 0.00041461 | 15.6101 | 27196.8129 | 0
Bay Area | 6644 | 129 | 341.2053 | 489 | 556.6063 | 21 | 2.0187 | 2.9805 | 9.7091 | 0.17016 | 1.1268 | 7.9681 | 0.91372 | 2.1099e-06 | 3.9589e-05 | 0.2638 | 0.61301 | {FDA6A832-C24F-4A41-9F11-2FF86697F8AB} | 13801101 | MORAGA 1101 | 7616 | 37.8746 | -122.1864 | MORAGA 11017616 | 49 | 155 | 8380.9581 | 2295.5196 | 6085.4384 | 2295.5196 | 6085.4384 | 0.00083137 | 0.00049056 | 2.645 | 23.2857 | 2349 | 4.4308e-05 | 15.6097 | 27198.2384 | 1
Bay Area | 761 | 41 | 138.5155 | 50 | 142.0378 | 6 |  |  |  |  | 0.3632 | 8.6485 | 1.0136 | 2.828e-06 | 3.9104e-05 | 0.82 | 0.9752 | {EC3F19B1-655E-438D-8AA0-F3D32FED5878} | 22811104 | PACIFICA 1104 | circuit_breaker | 37.5947 | -122.4889 | PACIFICA 1104circuit_breaker | 106 | 816 | 46900.1113 | 6746.3425 | 40153.7688 | 1298.4065 | 978.3386 | 0.00023463 | 0.00023463 | 3.3784 | 8.3333 | 2355 | 1.6968e-05 | 15.6096 | 27199.0447 | 0
Bay Area | 5549 | 24 | 32.9457 | 62 | 52.4398 | 8 | 0.00023107 | 0.0029483 | 0.0062793 | 1.0945e-07 | 22.573 | 188.9364 | 1.4463 | 0.037729 | 3.8326e-05 | 0.3871 | 0.62826 | {9E39C048-EF22-4DAE-9CE9-DEC0330A8321} | 43051101 | MONTICELLO 1101 | 65454 | 38.4489 | -122.1955 | MONTICELLO 110165454 | 34 | 33 | 7634.7595 | 3019.3036 | 4615.4559 | 1332.2655 | 2442.5597 | 0.00030661 | 0.00035667 | 1.3727 | 7.75 | 2359 | 0.30184 | 15.6096 | 27199.8721 | 0
Bay Area | 898 | 64 | 159.5387 | 157 | 204.683 | 33 | 2.7292 | 3.1178 | 13.2615 | 0.30774 | 0.55334 | 0.24216 | 1.6062 | 1.5316e-05 | 3.8242e-05 | 0.40764 | 0.77944 | {7A791997-7726-43CB-896D-E2720D3FF37F} | 13350402 | WALDO 0402 | circuit_breaker | 37.9094 | -122.3068 | WALDO 0402circuit_breaker | 141 | 1223 | 57299.8729 | 8248.2932 | 49051.5797 | 4721.9877 | 25437.5677 | 0.001262 | 0.00065338 | 2.4928 | 4.7576 | 2361 | 0.00050542 | 15.3078 | 27202.8044 | 0
Bay Area | 2281 | 119 | 202.8492 | 372 | 341.904 | 30 | 0.15214 | 0.031723 | 0.00065665 | 7.1949e-07 | 0.094395 | 0.61566 | 0.33341 | 4.0384e-06 | 3.8072e-05 | 0.31989 | 0.59329 | {2C543D7C-5902-4DC9-BE9B-719A66315791} | 42031124 | ALTO 1124 | circuit_breaker | 37.8987 | -122.525 | ALTO 1124circuit_breaker | 271 | 1425 | 69792.5132 | 11198.0443 | 58594.4688 | 3322.8701 | 14051.4662 | 0.0011422 | 0.0018237 | 1.7046 | 12.4 | 2363 | 0.00012115 | 15.3073 | 27204.8679 | 0
Bay Area | 6457 | 78 | 226.5693 | 341 | 373.0799 | 28 | 0.15958 | 0.062952 | 0.0012345 | 6.7486e-07 | 0.6295 | 3.2095 | 0.90202 | 0.00037354 | 3.7798e-05 | 0.22874 | 0.60729 | {DC93F2BF-1FFD-4AAB-B042-E35ACAAAB3A8} | 42031125 | ALTO 1125 | 1158 | 37.8961 | -122.538 | ALTO 11251158 | 190 | 754 | 42633.3356 | 8797.5302 | 33835.8054 | 3766.7299 | 12002.4446 | 0.0010583 | 0.0014805 | 2.9047 | 12.1786 | 2364 | 0.010459 | 15.3071 | 27207.2071 | 0
Bay Area | 6440 | 7 | 11.6143 | 27 | 20.8157 | 5 | 0.50347 | 0.22239 | 0.0016296 | 8.2047e-07 | 0.76062 | 22.5188 | 1.0119 | 8.0931e-06 | 3.768e-05 | 0.25926 | 0.55796 | {30491B06-175D-4B50-9477-0E42FFDBA4F5} | 14341106 | VALLEY VIEW 1106 | P128 | 37.9792 | -122.2639 | VALLEY VIEW 1106P128 | 85 | 300 | 18303.7745 | 4067.7934 | 14235.9812 | 184.0685 | 138.2088 | 0.0001884 | 0.00021161 | 1.6592 | 5.4 | 2365 | 4.0465e-05 | 15.2967 | 27207.3214 | 0
Bay Area | 3308 | 6 | 9.883 | 11 | 12.6212 | 4 | 3.1478 | 4.1143 | 14.802 | 0.093188 | 0.092367 | 0.023507 | 1 | 1.5554e-06 | 3.7629e-05 | 0.54545 | 0.78305 | {10EE43CC-0DC9-4A02-A6E3-072C86D8499C} | 43091104 | GREENBRAE 1104 | 751 | 37.9192 | -122.5052 | GREENBRAE 1104751 | 63 | 527 | 30727.8629 | 5014.0519 | 25713.811 | 342.6723 | 1689.1107 | 0.00015051 | 9.3654e-05 | 1.6472 | 2.75 | 2367 | 6.2216e-06 | 15.2966 | 27207.5342 | 0
Bay Area | 9418 | 5 | 11.9693 | 14 | 17.7687 | 4 | 0.21449 | 0.88958 | 1.8488 | 0.00069354 | 0.091814 | 2.4266 | 1.0066 | 0.0010714 | 3.7499e-05 | 0.35714 | 0.67361 | {A1F417AE-CB88-4BF5-A5DF-07DA5F529B12} | 42481101 | IGNACIO 1101 | 1779 | 38.0634 | -122.5623 | IGNACIO 11011779 | 13 | 19 | 1581.6706 | 677.0293 | 904.6413 | 385.9886 | 763.5808 | 0.00014999 | 0.00023426 | 2.3939 | 3.5 | 2369 | 0.0042854 | 15.2966 | 27207.7739 | 0
Bay Area | 3357 | 17 | 33.5638 | 67 | 58.3917 | 5 | 0.044093 | 4.9682 | 31.0069 | 0.0028852 | 0 | 0.0058407 | 0.2 | 5.9897e-06 | 3.7469e-05 | 0.25373 | 0.5748 | {B6480B23-3B7E-4A3F-9C7B-82F910A25330} | 42711102 | CALISTOGA 1102 | circuit_breaker | 38.5921 | -122.5788 | CALISTOGA 1102circuit_breaker | 95 | 198 | 13787.7035 | 4507.3331 | 9280.3704 | 862.9478 | 717.3783 | 0.00018735 | 0.00045082 | 1.9743 | 13.4 | 2371 | 2.9949e-05 | 15.2923 | 27208.3098 | 1
Bay Area | 1469 | 130 | 243.5913 | 782 | 604.2826 | 35 | 0.55541 | 0.25055 | 0.83175 | 0.0045716 | 0.25891 | 0.31831 | 0.8 | 3.1109e-06 | 3.6517e-05 | 0.16624 | 0.40311 | {14F4E9ED-4B21-4FDE-817D-55ADC93A3192} | 42011101 | SAN RAFAEL 1101 | circuit_breaker | 37.9708 | -122.5268 | SAN RAFAEL 1101circuit_breaker | 184 | 659 | 31974.9702 | 6823.6578 | 25151.3124 | 3967.8905 | 15454.6274 | 0.0012781 | 0.001639 | 1.8738 | 22.3429 | 2380 | 0.00010888 | 15.2923 | 27210.7738 | 0
Bay Area | 7853 | 58 | 117.9633 | 315 | 263.7724 | 50 | 0.0026111 | 6.2541 | 25.7899 | 7.9135e-05 | 0 | 4.7547 | 1.0041 | 4.5984e-05 | 3.6377e-05 | 0.18413 | 0.44722 | {064EA0EC-DFDE-4FA8-8393-49958A6F3357} | 14341106 | VALLEY VIEW 1106 | P166 | 37.9495 | -122.2693 | VALLEY VIEW 1106P166 | 39 | 26 | 8127.8774 | 7343.1116 | 784.7657 | 7008.3242 | 526.3287 | 0.0018189 | 0.0032129 | 2.0339 | 6.3 | 2383 | 0.0022992 | 15.2922 | 27215.126 | 0
Bay Area | 6763 | 106 | 186.3644 | 155 | 213.0477 | 15 | 1.756 | 0.83373 | 1.4599 | 0.010254 | 0 | 0.011681 | 0.13333 | 2.0048e-06 | 3.6223e-05 | 0.68387 | 0.87475 | {8CEAFBDA-9CAF-47DF-A93A-B3DE193C02EB} | 12101101 | OAKLAND K 1101 | CR170 | 37.855 | -122.238 | OAKLAND K 1101CR170 | 45 | 232 | 11529.3981 | 2012.9178 | 9516.4804 | 2012.9178 | 9490.1933 | 0.00054334 | 0.00045268 | 1.7582 | 10.3333 | 2384 | 3.0072e-05 | 15.2899 | 27216.376 | 0
Bay Area | 854 | 60 | 154.2443 | 223 | 231.6897 | 32 | 1.2823 | 16.1281 | 49.0938 | 0.69312 | 2.1953 | 11.6181 | 1.5431 | 2.3782e-05 | 3.6107e-05 | 0.26906 | 0.66574 | {9F1312F5-B448-48CC-A9C3-FC2DE03C4391} | 13432207 | FAIRVIEW 2207 | M501R | 38.0169 | -122.1409 | FAIRVIEW 2207M501R | 163 | 1093 | 47322.1655 | 7472.5685 | 39849.597 | 3375.143 | 14223.8913 | 0.0011554 | 0.00073598 | 2.5707 | 6.9688 | 2386 | 0.00076101 | 15.2899 | 27218.472 | 0
Bay Area | 283 | 92 | 276.7559 | 478 | 477.0085 | 40 | 0.95806 | 0.41627 | 1.9744 | 0.013438 | 0.3887 | 1.8775 | 0.825 | 2.096e-06 | 3.5947e-05 | 0.19247 | 0.58019 | {FEA3C3F3-959E-472A-9376-926585E20D05} | 12541106 | OAKLAND X 1106 | circuit_breaker | 37.8051 | -122.2314 | OAKLAND X 1106circuit_breaker | 326 | 2572 | 122146.7532 | 18897.8572 | 103248.896 | 6219.7565 | 25220.7594 | 0.0014379 | 0.0012621 | 3.0082 | 11.95 | 2387 | 8.3841e-05 | 15.2891 | 27222.3344 | 0
Bay Area | 5769 | 409 | 835.0724 | 681 | 958.9207 | 90 | 0.89384 | 286.4999 | 3741.9476 | 36.6701 | 1.1298 | 343.5014 | 1.5548 | 0.010819 | 3.5096e-05 | 0.60059 | 0.87085 | {BF770A1D-B814-4B5E-BA39-314F43484812} | 43051101 | MONTICELLO 1101 | 630 | 38.5733 | -122.2442 | MONTICELLO 1101630 | 130 | 179 | 47418.0808 | 31569.6011 | 15848.4797 | 28630.1876 | 15032.0459 | 0.0031586 | 0.0030037 | 2.0417 | 7.5667 | 2397 | 0.97368 | 15.289 | 27240.1138 | 0
Bay Area | 7001 | 20 | 36.6792 | 39 | 45.7862 | 2 | 0.24563 | 0.12238 | 0.55979 | 0.001999 | 0 | 0 | 0 | 3.6112e-06 | 3.493e-05 | 0.51282 | 0.8011 | {DDAEA41C-A887-4E18-B3DF-4A90221F1904} | 12101101 | OAKLAND K 1101 | CR346 | 37.8534 | -122.2371 | OAKLAND K 1101CR346 | 16 | 25 | 1411.5429 | 301.378 | 1110.1649 | 301.378 | 1110.1649 | 6.9859e-05 | 0.00010872 | 1.834 | 19.5 | 2399 | 7.2223e-06 | 14.3153 | 27240.3009 | 0
Bay Area | 1360 | 35 | 90.1565 | 48 | 95.8245 | 15 | 0.29561 | 2.9596 | 28.8024 | 0.18061 | 0.54499 | 1.0665 | 1 | 4.4623e-06 | 3.4705e-05 | 0.72917 | 0.94085 | {F8848040-3D71-4E27-A6C9-8113D150CFEE} | 22811103 | PACIFICA 1103 | 11153 | 37.5845 | -122.4797 | PACIFICA 110311153 | 216 | 1806 | 98696.4674 | 14450.2027 | 84246.2647 | 1394.6966 | 6678.3188 | 0.00052058 | 0.00099037 | 2.5759 | 3.2 | 2403 | 6.6935e-05 | 14.3153 | 27241.1671 | 0
Bay Area | 4978 | 180 | 589.5288 | 804 | 917.1137 | 43 | 1.0176 | 1.3154 | 4.0829 | 0.0097541 | 0.2629 | 0.98287 | 1 | 2.2384e-06 | 3.4618e-05 | 0.22388 | 0.64281 | {BFA33FCB-E1C5-4ED0-AC2E-104CE6FA2AEF} | 13681112 | EDES 1112 | CR312 | 37.7629 | -122.1407 | EDES 1112CR312 | 91 | 273 | 19922.0899 | 5884.5739 | 14037.516 | 5725.9493 | 13564.0635 | 0.0014886 | 0.0014489 | 3.2752 | 18.6977 | 2405 | 9.6253e-05 | 14.3153 | 27244.7229 | 0
Bay Area | 3646 | 18 | 62.1252 | 100 | 105.8033 | 14 | 3.7116 | 4.3031 | 7.5315 | 0.065895 | 1.1008 | 2.7644 | 1 | 8.1299e-07 | 3.459e-05 | 0.18 | 0.58718 | {1A179874-1BC4-4379-BC93-DB3AE752926F} | 14341105 | VALLEY VIEW 1105 | P126 | 37.9837 | -122.2966 | VALLEY VIEW 1105P126 | 60 | 293 | 16465.6417 | 3297.3508 | 13168.2909 | 1553.9705 | 4424.5498 | 0.00048425 | 0.00017133 | 3.4514 | 7.1429 | 2406 | 1.1382e-05 | 14.3152 | 27245.6879 | 0
Bay Area | 6006 | 8 | 30.4084 | 10 | 31.3199 | 3 | 0.93463 | 0.36467 | 0.88931 | 0.0069552 | 0 | 0 | 0 | 2.3993e-06 | 3.4547e-05 | 0.8 | 0.9709 | {8F0A48D9-A322-4FA2-98F5-9BA99B0B225E} | 13380401 | WOOD 0401 | circuit_breaker | 37.8265 | -122.2162 | WOOD 0401circuit_breaker | 109 | 780 | 37630.7224 | 5314.1763 | 32316.5461 | 198.8033 | 1735.2481 | 0.00010364 | 0.00010835 | 3.8011 | 3.3333 | 2407 | 7.1979e-06 | 14.3152 | 27245.8113 | 0
Bay Area | 548 | 461 | 1076.4716 | 1902 | 1909.8771 | 90 | 0.14434 | 0.060939 | 0.22493 | 0.00022884 | 0.34907 | 0.11031 | 0.6 | 3.6289e-06 | 3.4427e-05 | 0.24238 | 0.56363 | {343DAC73-DC1A-4C06-8C35-1C7245E7BB91} | 43091102 | GREENBRAE 1102 | 1254 | 37.9451 | -122.5185 | GREENBRAE 11021254 | 285 | 1800 | 93085.23 | 15162.3612 | 77922.8688 | 9494.3832 | 37359.3343 | 0.0030984 | 0.0049163 | 2.3351 | 21.1333 | 2409 | 0.0003266 | 14.3152 | 27251.7073 | 0
Bay Area | 1683 | 1045 | 2102.2775 | 2683 | 3015.3247 | 241 | 1.3412 | 87.7827 | 419.4893 | 1.5107 | 1.2652 | 50.129 | 1.0523 | 0.00045324 | 3.4109e-05 | 0.38949 | 0.6972 | {196D5A62-8277-4556-8937-1330E86D299E} | 24101103 | HALF MOON BAY 1103 | H80 | 37.3302 | -122.375 | HALF MOON BAY 1103H80 | 245 | 246 | 51130.2847 | 31887.8354 | 19242.4494 | 31887.8354 | 19242.4494 | 0.0082203 | 0.0070433 | 2.0117 | 11.1328 | 2412 | 0.10923 | 14.3148 | 27271.5097 | 0
Bay Area | 2509 | 6 | 19.2213 | 18 | 26.6016 | 5 | 1.4185 | 0.9549 | 4.1571 | 0.013054 | 0.65155 | 2.3343 | 1 | 1.7822e-06 | 3.3948e-05 | 0.33333 | 0.72256 | {B72D11A7-A3E3-4487-9B62-E0B9199739E9} | 14091101 | CASTRO VALLEY 1101 | MR204 | 37.6613 | -122.0557 | CASTRO VALLEY 1101MR204 | 122 | 288 | 17336.7925 | 4709.4304 | 12627.362 | 232.9604 | 2742.9841 | 0.00016974 | 0.00013414 | 3.2035 | 3.6 | 2414 | 8.9111e-06 | 14.2056 | 27271.6544 | 0
Bay Area | 4320 | 25 | 69.5264 | 66 | 88.0398 | 9 | 1.8404 | 0.44479 | 2.1702 | 0.011982 | 0.00049164 | 0.13626 | 0.33333 | 1.5432e-06 | 3.3876e-05 | 0.37879 | 0.78972 | {42F99BA0-D146-40B7-AEEE-A7B52478E064} | 12541101 | OAKLAND X 1101 | CR224 | 37.8153 | -122.2224 | OAKLAND X 1101CR224 | 41 | 139 | 7479.799 | 1751.285 | 5728.5141 | 791.862 | 3025.2785 | 0.00030488 | 0.00020906 | 2.7811 | 7.3333 | 2415 | 1.3889e-05 | 14.2056 | 27272.1461 | 0
Bay Area | 9756 | 0 | 0 | 5 | 3.3989 | 1 |  |  |  |  | 0 | 0.004646 | 1 | 2.2389e-06 | 3.3702e-05 | 0 | 0 | {FCF2B093-ADAA-4F58-8EAB-58BC1ECF0ACE} | 42011109 | SAN RAFAEL 1109 | 2213 | 38.009 | -122.5194 | SAN RAFAEL 11092213 | 8 | 38 | 2524.7316 | 689.8513 | 1834.8802 | 666.4301 | 1371.0567 | 3.3702e-05 | 3.3702e-05 |  | 5 | 2417 | 2.2389e-06 | 14.2056 | 27272.56 | 0
Bay Area | 383 | 152 | 312.7216 | 555 | 449.1355 | 152 | 3.0279 | 732.6563 | 3826.1913 | 31.1999 | 14.2912 | 1124.6078 | 1.5705 | 0.019343 | 3.3666e-05 | 0.27387 | 0.69627 | {F2B446A8-3224-4354-BA23-539A5AFE1F0F} | 13751102 | VASCO 1102 | MR176 | 37.6642 | -121.7329 | VASCO 1102MR176 | 327 | 222 | 87611.3455 | 68431.2769 | 19180.0686 | 62221.1335 | 18126.4336 | 0.0051173 | 0.0018387 | 2.0574 | 3.6513 | 2418 | 2.9401 | 14.2056 | 27311.1993 | 0
Bay Area | 7788 | 76 | 114.5413 | 182 | 169.5649 | 8 | 0.23513 | 2.2441 | 9.9999 | 0.0089936 | 0.11062 | 0.9865 | 1 | 4.3391e-06 | 3.3624e-05 | 0.41758 | 0.6755 | {F439C87D-AAE9-43A5-B8D6-BA1AB4C5C362} | 24101103 | HALF MOON BAY 1103 | 8898 | 37.3135 | -122.2756 | HALF MOON BAY 11038898 | 17 | 31 | 2159.5164 | 1026.3244 | 1133.192 | 1026.3244 | 1133.192 | 0.00026899 | 0.00052253 | 1.5071 | 22.75 | 2419 | 3.4713e-05 | 11.2655 | 27311.8366 | 0
Bay Area | 5814 | 21 | 65.6152 | 167 | 151.6657 | 16 | 1.6821 | 0.65007 | 1.9756 | 0.019203 | 0.35633 | 1.4804 | 1 | 1.2744e-06 | 3.3524e-05 | 0.12575 | 0.43263 | {FA7AC1D5-82AB-4E51-B874-C59D71756955} | 12091105 | OAKLAND J 1105 | CR256 | 37.7779 | -122.1693 | OAKLAND J 1105CR256 | 49 | 386 | 18417.7278 | 2967.1612 | 15450.5666 | 1245.6022 | 7785.0639 | 0.00053639 | 0.00030694 | 3.1245 | 10.4375 | 2421 | 2.0391e-05 | 11.2655 | 27312.6102 | 0
Bay Area | 6087 | 11 | 23.3758 | 22 | 29.0611 | 7 |  |  |  |  | 1.4722 | 1.504 | 1 | 2.2046e-06 | 3.3186e-05 | 0.5 | 0.80437 | {1A3DCF6A-D8D9-4366-A0A3-6456AFF85AD5} | 42011101 | SAN RAFAEL 1101 | 310 | 37.9778 | -122.5527 | SAN RAFAEL 1101310 | 94 | 698 | 36448.5475 | 5721.8801 | 30726.6673 | 395.8699 | 2734.0525 | 0.0002323 | 0.0002323 | 2.1251 | 3.1429 | 2422 | 1.5432e-05 | 11.2654 | 27312.856 | 0
Bay Area | 4494 | 142 | 380.7965 | 281 | 458.1649 | 40 | 2.0291 | 1.1367 | 5.722 | 0.063519 | 0.14261 | 0.23612 | 1.175 | 9.2444e-07 | 3.2891e-05 | 0.50534 | 0.83113 | {08B99221-B59C-4635-A155-E118204BFD80} | 12501105 | EL CERRITO G 1105 | BR194 | 37.9202 | -122.2873 | EL CERRITO G 1105BR194 | 155 | 792 | 40630.2955 | 8523.5207 | 32106.7748 | 5780.6278 | 22521.0256 | 0.0013156 | 0.00061882 | 2.6817 | 7.025 | 2427 | 3.6977e-05 | 11.2654 | 27316.4458 | 0
Bay Area | 2705 | 385 | 1206.5066 | 851 | 1411.0491 | 122 | 2.1449 | 159.6907 | 844.9487 | 3.858 | 2.4093 | 99.2696 | 1.1613 | 0.00067236 | 3.2779e-05 | 0.45241 | 0.85504 | {2DDD3645-3AB5-4B35-8936-1A369FDDE7B2} | 24101103 | HALF MOON BAY 1103 | 6018 | 37.3265 | -122.3875 | HALF MOON BAY 11036018 | 230 | 321 | 51975.904 | 30588.369 | 21387.535 | 24500.2785 | 11457.7686 | 0.0039991 | 0.0024668 | 3.1338 | 6.9754 | 2428 | 0.082028 | 11.2654 | 27331.6604 | 0
Bay Area | 6362 | 0 | 0 | 2 | 0.91147 | 1 |  |  |  |  | 0 | 1.2137 | 1 | 2.1733e-06 | 3.2714e-05 | 0 | 0 | {27893E9C-0A5B-4290-96D8-63CEC0636192} | 14341106 | VALLEY VIEW 1106 | P180 | 37.9816 | -122.2684 | VALLEY VIEW 1106P180 | 100 | 329 | 19639.3023 | 3522.4569 | 16116.8455 | 133.4076 | 574.0458 | 3.2714e-05 | 3.2714e-05 |  | 2 | 2430 | 2.1733e-06 | 11.1834 | 27331.7433 | 0
Bay Area | 7506 | 46 | 104.977 | 99 | 138.8007 | 20 | 0.19326 | 23.5024 | 99.7122 | 0.035079 | 0.54469 | 42.0649 | 1.1584 | 0.00047746 | 3.2362e-05 | 0.46465 | 0.75631 | {47119C60-3B98-4B39-982B-BF99BDAD5FAA} | 12101102 | OAKLAND K 1102 | 17430 | 37.8611 | -122.209 | OAKLAND K 110217430 | 24 | 4 | 2434.0428 | 2362.1685 | 71.8742 | 2362.1685 | 71.8742 | 0.00064725 | 0.0010013 | 2.2821 | 4.95 | 2436 | 0.0095491 | 11.1834 | 27333.2102 | 0
Bay Area | 59 | 13 | 47.0604 | 15 | 47.9719 | 1 |  |  |  |  | 0 | 0 | 0 | 2.1437e-06 | 3.2269e-05 | 0.86667 | 0.981 | {7B48B738-B738-4F2B-B0D7-4D191D860D4E} | 24012102 | BAY MEADOWS 2102 | circuit_breaker | 37.5516 | -122.293 | BAY MEADOWS 2102circuit_breaker | 250 | 1354 | 64556.3828 | 11130.4877 | 53425.895 | 5.118 | 87.7392 | 3.2269e-05 | 3.2269e-05 | 3.62 | 15 | 2437 | 2.1437e-06 | 11.1738 | 27333.2134 | 0
Bay Area | 7712 | 12 | 44.0571 | 21 | 48.1897 | 5 | 8.7125 | 73.9203 | 151.8201 | 3.1685 | 3.7394 | 54.2053 | 1.0177 | 6.0933e-07 | 3.215e-05 | 0.57143 | 0.91424 | {DB131498-A71D-4A26-A77E-BBAB941A8DB9} | 13921101 | FRANKLIN 1101 | P138 | 38.0484 | -122.2481 | FRANKLIN 1101P138 | 40 | 51 | 3981.2584 | 2470.0232 | 1511.2353 | 2364.7362 | 1102.4839 | 0.00016075 | 4.5861e-05 | 3.6714 | 4.2 | 2439 | 3.0467e-06 | 11.1738 | 27334.6819 | 0
Bay Area | 1986 | 510 | 1057.599 | 1357 | 1550.383 | 124 | 0.1273 | 0.14607 | 0.098551 | 0.00010194 | 1.8031 | 9.6287 | 0.96548 | 0.0022488 | 3.176e-05 | 0.37583 | 0.68215 | {2D7883CD-6608-4310-8AB5-FA60A939C766} | 43021102 | WOODACRE 1102 | 1280 | 37.9962 | -122.5956 | WOODACRE 11021280 | 213 | 927 | 63841.2572 | 13839.6437 | 50001.6135 | 13606.7096 | 49335.0056 | 0.0039383 | 0.0064971 | 2.0737 | 10.9435 | 2442 | 0.27886 | 11.1738 | 27343.1316 | 0
Bay Area | 1800 | 134 | 267.9707 | 842 | 683.1342 | 97 | 0.15256 | 8.0644 | 26.3069 | 0.02825 | 2.8158 | 126.7631 | 1.1141 | 0.0016262 | 3.1609e-05 | 0.15914 | 0.39227 | {4396A44C-BE29-48A2-B592-2211E388C99B} | 14091108 | CASTRO VALLEY 1108 | MR748 | 37.6953 | -122.024 | CASTRO VALLEY 1108MR748 | 148 | 149 | 21801.289 | 10026.1125 | 11775.1765 | 10026.1125 | 11775.1765 | 0.003066 | 0.0044727 | 1.9998 | 8.6804 | 2447 | 0.15774 | 10.8949 | 27349.3578 | 1
Bay Area | 7759 | 118 | 316.0349 | 192 | 344.5308 | 42 | 0.0087775 | 0.61223 | 3.4025 | 3.4933e-05 | 0.73825 | 27.612 | 1.037 | 4.5551e-05 | 3.1536e-05 | 0.61458 | 0.91729 | {8F1701AB-AC20-48A5-8989-61140107D373} | 42491102 | SAUSALITO 1102 | 1268 | 37.8422 | -122.4943 | SAUSALITO 11021268 | 75 | 117 | 10945.5556 | 8059.3403 | 2886.2153 | 8059.3403 | 2886.2153 | 0.0013245 | 0.0023515 | 2.6783 | 4.5714 | 2448 | 0.0019131 | 10.7372 | 27354.3627 | 0
Bay Area | 774 | 149 | 423.2895 | 347 | 526.9308 | 36 | 0.86952 | 0.2073 | 0.9091 | 0.0030169 | 0.03208 | 0.010993 | 0.25 | 2.1858e-06 | 3.1424e-05 | 0.42939 | 0.80331 | {5D6DF9FD-08CF-4E49-97A3-2B3AF27CC711} | 12101104 | OAKLAND K 1104 | CR210 | 37.8299 | -122.2106 | OAKLAND K 1104CR210 | 80 | 519 | 26424.805 | 4546.547 | 21878.258 | 4546.547 | 21878.258 | 0.0011313 | 0.0012212 | 2.8409 | 9.6389 | 2450 | 7.869e-05 | 10.7353 | 27357.1861 | 0
Bay Area | 71 | 5 | 11.2972 | 10 | 14.472 | 1 |  |  |  |  | 0 | 0 | 0 | 2.0339e-06 | 3.0617e-05 | 0.5 | 0.78062 | {2DBE6767-7D56-4562-8F78-31E59118A4C4} | 24110404 | HILLSDALE 0404 | 85812 | 37.5365 | -122.3218 | HILLSDALE 040485812 | 159 | 780 | 39548.1564 | 9120.3733 | 30427.7832 | 0 | 31.1811 | 3.0617e-05 | 3.0617e-05 | 2.2594 | 10 | 2463 | 2.0339e-06 | 10.7352 | 27357.1861 | 0
Bay Area | 1059 | 242 | 408.1535 | 831 | 668.9368 | 115 | 1.1947 | 140.8587 | 727.7403 | 8.0543 | 11.8741 | 619.116 | 1.5081 | 0.02122 | 3.0537e-05 | 0.29122 | 0.61015 | {7A7A6CFC-A0E9-4695-9248-8391EE3DF390} | 12022212 | CLAYTON 2212 | Y504R | 37.9245 | -121.9125 | CLAYTON 2212Y504R | 187 | 222 | 39040.8466 | 18903.0653 | 20137.7813 | 18903.0653 | 19929.2571 | 0.0035117 | 0.0030469 | 1.6866 | 7.2261 | 2465 | 2.4403 | 10.7352 | 27368.9249 | 0
Bay Area | 226 | 39 | 87.7853 | 158 | 153.5602 | 12 | 1.7385 | 1.6642 | 10.9011 | 0.063043 | 0.28743 | 1.1117 | 1 | 1.6265e-06 | 3.0415e-05 | 0.24684 | 0.57167 | {EE04BD96-5787-4D66-B00B-BC1201689111} | 24060404 | CAROLANDS 0404 | 9026 | 37.5586 | -122.3566 | CAROLANDS 04049026 | 172 | 595 | 33567.2247 | 8105.233 | 25461.9917 | 1254.4036 | 2191.4703 | 0.00036498 | 0.00029381 | 2.2509 | 13.1667 | 2467 | 1.9518e-05 | 8.2949 | 27369.7039 | 0
Bay Area | 726 | 141 | 280.723 | 370 | 407.8233 | 48 | 0.071902 | 0.017148 | 0.00029956 | 2.9414e-07 | 0.18308 | 0.24453 | 0.625 | 4.0751e-06 | 2.9746e-05 | 0.38108 | 0.68834 | {33CCC2F4-F827-4C07-9171-27096EF33E3C} | 42011104 | SAN RAFAEL 1104 | circuit_breaker | 37.9708 | -122.5271 | SAN RAFAEL 1104circuit_breaker | 337 | 2111 | 103250.0015 | 16837.4541 | 86412.5474 | 5364.6138 | 30453.6797 | 0.0014278 | 0.0029445 | 1.9909 | 7.7083 | 2470 | 0.0001956 | 8.2949 | 27373.0353 | 0
Bay Area | 1814 | 125 | 367.0919 | 284 | 452.4298 | 24 | 0.076395 | 0.092977 | 0.05073 | 9.9907e-06 | 0.40954 | 0.47533 | 1.5 | 2.5237e-06 | 2.9467e-05 | 0.44014 | 0.81138 | {F8F75874-EBBE-4BAE-AEB7-B4201B2B809B} | 42031122 | ALTO 1122 | circuit_breaker | 37.8986 | -122.525 | ALTO 1122circuit_breaker | 80 | 257 | 21085.3392 | 5576.1236 | 15509.2157 | 3067.3601 | 9199.1511 | 0.0007072 | 0.0010742 | 2.9367 | 11.8333 | 2472 | 6.057e-05 | 8.2947 | 27374.9401 | 0
Bay Area | 5332 | 258 | 503.0631 | 906 | 837.545 | 98 | 0.4539 | 25.2657 | 58.837 | 0.26188 | 3.9474 | 62.6892 | 1.0464 | 0.00017216 | 2.9157e-05 | 0.28477 | 0.60064 | {EAE1D7B0-E463-4F79-B04B-CDCA7EEEF36C} | 14101105 | ALHAMBRA 1105 | 8302 | 37.989 | -122.1345 | ALHAMBRA 11058302 | 134 | 155 | 25821.2504 | 13278.3332 | 12542.9172 | 13278.3332 | 12542.9172 | 0.0028573 | 0.003733 | 1.9499 | 9.2449 | 2473 | 0.016872 | 8.2946 | 27383.186 | 0
Bay Area | 6889 | 12 | 19.5137 | 134 | 90.4492 | 10 | 0.04918 | 0.031045 | 0.00036582 | 1.2891e-07 | 0.86173 | 2.7222 | 1.0031 | 0.00033735 | 2.882e-05 | 0.089552 | 0.21574 | {D3D9A372-719E-4A04-B8A6-E8D2724FA93F} | 42011107 | SAN RAFAEL 1107 | 1415 | 37.9673 | -122.5378 | SAN RAFAEL 11071415 | 41 | 225 | 12418.1603 | 1913.2696 | 10504.8908 | 1054.2427 | 7130.0122 | 0.0002882 | 0.00086862 | 1.6261 | 13.4 | 2479 | 0.0033735 | 8.2778 | 27383.8407 | 0
Bay Area | 474 | 224 | 499.9027 | 422 | 603.6777 | 77 | 1.4075 | 0.91726 | 3.1826 | 0.024406 | 1.1889 | 2.179 | 1.9656 | 1.1457e-06 | 2.8171e-05 | 0.53081 | 0.8281 | {63FDD22C-1D84-438C-BDD2-97E9627809B3} | 12501105 | EL CERRITO G 1105 | circuit_breaker | 37.9162 | -122.3028 | EL CERRITO G 1105circuit_breaker | 210 | 1314 | 66304.6264 | 11881.4228 | 54423.2036 | 11881.4228 | 54423.2036 | 0.0021691 | 0.0017564 | 2.2317 | 5.4805 | 2488 | 8.8216e-05 | 8.2744 | 27391.219 | 0
Bay Area | 2068 | 71 | 146.6837 | 135 | 180.7187 | 19 | 0.90126 | 0.22277 | 0.31938 | 0.0017407 | 0.078084 | 0.13159 | 0.78947 | 1.9351e-06 | 2.8077e-05 | 0.52593 | 0.81167 | {9DF9A52F-32F8-4676-BE5E-F9A3D03712AF} | 13340402 | SPRUCE 0402 | BR304 | 37.9039 | -122.2658 | SPRUCE 0402BR304 | 124 | 838 | 40095.8245 | 5836.8583 | 34258.9662 | 2445.8736 | 14021.6203 | 0.00053346 | 0.0005875 | 2.066 | 7.1053 | 2490 | 3.6767e-05 | 8.2743 | 27392.7379 | 0
Bay Area | 2783 | 21 | 26.8154 | 108 | 78.997 | 10 | 0.034897 | 0.22239 | 0.15842 | 6.9486e-06 | 2.017 | 30.9986 | 1.0084 | 0.00054599 | 2.7728e-05 | 0.19444 | 0.33945 | {2ADB84B9-4752-4713-BF49-15F96D94E1DF} | 24131102 | MENLO 1102 | 9110 | 37.3873 | -122.1919 | MENLO 11029110 | 259 | 294 | 28980.9799 | 15093.0142 | 13887.9657 | 1403.503 | 253.3889 | 0.00027728 | 0.00047479 | 1.2769 | 10.8 | 2494 | 0.0054599 | 8.2743 | 27393.6095 | 0
Bay Area | 2007 | 143 | 325.2965 | 336 | 433.6931 | 49 | 0.52496 | 0.19331 | 0.9317 | 0.0020753 | 0.15702 | 0.90972 | 1.1023 | 1.8066e-05 | 2.7697e-05 | 0.4256 | 0.75006 | {3F882A80-2491-48FC-AFA8-BDC3FFEA4D12} | 13340401 | SPRUCE 0401 | BR316 | 37.9038 | -122.2662 | SPRUCE 0401BR316 | 111 | 960 | 46873.8702 | 6628.9852 | 40244.885 | 6628.9852 | 39980.9131 | 0.0013571 | 0.0014259 | 2.2748 | 6.8571 | 2495 | 0.00088523 | 8.2688 | 27397.7261 | 0
Bay Area | 4062 | 16 | 26.7823 | 48 | 45.2942 | 8 | 0 | 0 | 0 | 0 | 0 | 0.027793 | 1 | 2.5032e-06 | 2.7675e-05 | 0.33333 | 0.5913 | {B741A95F-002E-44D0-A60B-EBC8CDB18CCD} | 42011104 | SAN RAFAEL 1104 | 2651 | 37.999 | -122.5776 | SAN RAFAEL 11042651 | 16 | 133 | 7511.0197 | 1244.9562 | 6266.0634 | 1083.7544 | 4852.9809 | 0.0002214 | 0.00030145 | 1.6739 | 6 | 2497 | 2.0026e-05 | 8.2679 | 27398.3991 | 0
Bay Area | 3718 | 257 | 961.0573 | 348 | 1009.7325 | 46 | 0.40024 | 0.92696 | 4.0363 | 0.0086545 | 0.52077 | 1.5915 | 1.0455 | 2.2938e-06 | 2.7004e-05 | 0.73851 | 0.95179 | {198D5285-6472-4132-B2C3-DA39131D8819} | 12541106 | OAKLAND X 1106 | CR006 | 37.7953 | -122.1576 | OAKLAND X 1106CR006 | 99 | 303 | 23862.7145 | 5810.9825 | 18051.732 | 5810.9825 | 18051.732 | 0.0012422 | 0.0016174 | 3.7395 | 7.5652 | 2505 | 0.00010551 | 8.2679 | 27402.0077 | 0
Bay Area | 4662 | 16 | 32.7885 | 77 | 68.6924 | 8 | 0.82462 | 0.3093 | 2.0185 | 0.0046889 | 0.062223 | 0.21916 | 0.875 | 1.8545e-06 | 2.6918e-05 | 0.20779 | 0.47732 | {F6FBF85B-F199-40F3-8A70-868561B74EE6} | 42031125 | ALTO 1125 | circuit_breaker | 37.8983 | -122.5248 | ALTO 1125circuit_breaker | 89 | 454 | 23314.028 | 3665.4999 | 19648.5281 | 831.7602 | 3402.4742 | 0.00021534 | 0.00022333 | 2.0493 | 9.625 | 2507 | 1.4836e-05 | 8.2678 | 27402.5243 | 0
Bay Area | 1347 | 21 | 34.354 | 29 | 39.7922 | 3 |  |  |  |  | 5.708 | 69.454 | 1.2522 | 0.00097066 | 2.6875e-05 | 0.72414 | 0.86334 | {4D869EED-AD00-4E5D-B02B-0CB786403D3A} | 14662112 | TASSAJARA 2112 | circuit_breaker | 37.7998 | -121.9076 | TASSAJARA 2112circuit_breaker | 60 | 11 | 2508.158 | 2118.6497 | 389.5083 | 219.0837 | 95.7358 | 8.0624e-05 | 8.0624e-05 | 1.6359 | 9.6667 | 2508 | 0.002912 | 8.2678 | 27402.6603 | 0
Bay Area | 6923 | 244 | 524.3508 | 756 | 809.2481 | 33 | 0.35536 | 1.4886 | 7.0077 | 0.019065 | 0.027586 | 0.16144 | 1 | 2.4507e-06 | 2.643e-05 | 0.32275 | 0.64795 | {C2F314B0-1B7A-4CC5-862B-042BD22A1A33} | 42031122 | ALTO 1122 | 65474 | 37.9126 | -122.5226 | ALTO 112265474 | 143 | 214 | 15827.669 | 5874.8397 | 9952.8293 | 4236.5189 | 7614.2458 | 0.0008722 | 0.0012174 | 2.149 | 22.9091 | 2511 | 8.0874e-05 | 8.2649 | 27405.2912 | 0
Bay Area | 2921 | 33 | 57.0576 | 78 | 80.3022 | 20 | 2.4792 | 2.1413 | 4.1913 | 0.11017 | 1.3519 | 2.8835 | 1.0162 | 1.2578e-06 | 2.5975e-05 | 0.42308 | 0.71054 | {F6E31131-4FA7-4707-9B03-DC44D833452C} | 43201101 | STAFFORD 1101 | 1298 | 38.1199 | -122.5858 | STAFFORD 11011298 | 256 | 942 | 54315.9803 | 10849.9389 | 43466.0414 | 2037.2045 | 6390.328 | 0.0005195 | 0.00039132 | 1.729 | 3.9 | 2516 | 2.5155e-05 | 8.2648 | 27406.5563 | 0
Bay Area | 1235 | 245 | 655.7581 | 888 | 1013.0035 | 47 | 0.64597 | 0.30398 | 1.8812 | 0.0053736 | 1.0847 | 0.71792 | 0.78723 | 1.9771e-06 | 2.5932e-05 | 0.2759 | 0.64734 | {0E3E2146-50FB-4065-BA86-A817B98C8BBE} | 13180401 | PALO SECO 0401 | circuit_breaker | 37.8193 | -122.2062 | PALO SECO 0401circuit_breaker | 105 | 474 | 28300.1837 | 7522.627 | 20777.5567 | 7450.9364 | 20758.6617 | 0.0012188 | 0.0013988 | 2.6766 | 18.8936 | 2517 | 9.2923e-05 | 8.2648 | 27411.1833 | 0
Bay Area | 3378 | 18 | 36.0641 | 51 | 52.0243 | 3 | 0 | 0 | 0 | 0 | 0 | 0 | 0 | 2.4003e-06 | 2.5728e-05 | 0.35294 | 0.69322 | {3AC71A95-3DF9-478B-ACCE-8AC300269CEA} | 12101101 | OAKLAND K 1101 | CR178 | 37.8541 | -122.2365 | OAKLAND K 1101CR178 | 21 | 20 | 1455.1302 | 529.8862 | 925.244 | 529.8862 | 925.244 | 7.7185e-05 | 0.00010839 | 2.0036 | 17 | 2521 | 7.2008e-06 | 8.2647 | 27411.5124 | 0
Bay Area | 1961 | 14 | 38.4531 | 40 | 50.1975 | 9 | 0.14601 | 0.1852 | 2.501 | 0.001795 | 3.2694 | 18.213 | 1.0401 | 2.6941e-06 | 2.5687e-05 | 0.35 | 0.76604 | {4C3B8436-25B4-4A62-8D40-AF9B1B8FB54A} | 13801103 | MORAGA 1103 | E510R | 37.8411 | -122.1419 | MORAGA 1103E510R | 145 | 478 | 33394.1093 | 9824.475 | 23569.6343 | 662.3347 | 970.6053 | 0.00023118 | 0.00036499 | 2.7467 | 4.4444 | 2523 | 2.4247e-05 | 8.2647 | 27411.9237 | 0
Bay Area | 3517 | 109 | 218.9683 | 249 | 290.1621 | 39 | 1.2888 | 0.87261 | 3.1797 | 0.027691 | 0.55297 | 0.090871 | 0.74359 | 1.1395e-06 | 2.5604e-05 | 0.43775 | 0.75464 | {E8FD31A9-7950-4D14-9414-D1A0A0556AE8} | 12600401 | OAK 0401 | circuit_breaker | 37.9012 | -122.2867 | OAK 0401circuit_breaker | 150 | 1383 | 63793.9176 | 8444.2886 | 55349.629 | 5406.3145 | 35040.3995 | 0.00099854 | 0.00073914 | 2.0089 | 6.3846 | 2526 | 4.4441e-05 | 8.2646 | 27415.281 | 0
Bay Area | 420 | 37 | 92.9695 | 166 | 169.6088 | 11 | 0.57291 | 0.067495 | 0.0013565 | 2.401e-06 | 0.17961 | 3.4369 | 1.0012 | 0.00023681 | 2.5524e-05 | 0.22289 | 0.54814 | {89972505-5E8F-4A2D-AA5C-D59B16608028} | 42491101 | SAUSALITO 1101 | circuit_breaker | 37.8635 | -122.4986 | SAUSALITO 1101circuit_breaker | 299 | 841 | 37940.5679 | 9339.6058 | 28600.9621 | 1238.4516 | 2959.4765 | 0.00028076 | 0.00034858 | 2.5127 | 15.0909 | 2528 | 0.002605 | 8.2646 | 27416.0501 | 0
Bay Area | 5120 | 232 | 795.6727 | 367 | 865.4913 | 52 | 0.70501 | 3.3542 | 9.0929 | 0.099889 | 0.51583 | 4.7256 | 0.90402 | 1.8742e-06 | 2.545e-05 | 0.63215 | 0.91933 | {A2C189F4-1155-43D0-9466-3E701D18918E} | 13111109 | SAN LEANDRO U 1109 | CR182 | 37.7522 | -122.1267 | SAN LEANDRO U 1109CR182 | 128 | 565 | 35907.9142 | 7762.1289 | 28145.7853 | 7762.1289 | 28145.7853 | 0.0013234 | 0.001467 | 3.4296 | 7.0577 | 2529 | 9.7458e-05 | 8.262 | 27420.8704 | 0
Bay Area | 9368 | 1 | 1.6135 | 11 | 8.1279 | 2 |  |  |  |  | 4.427 | 28.1473 | 1.0044 | 1.6884e-06 | 2.5415e-05 | 0.090909 | 0.19852 | {D8E4C9CA-7EEB-49BA-880B-C873380BC8EB} | 14091106 | CASTRO VALLEY 1106 | MR233 | 37.7049 | -122.0548 | CASTRO VALLEY 1106MR233 | 22 | 16 | 1811.7034 | 1023.3375 | 788.3659 | 164.9976 | 231.8901 | 5.083e-05 | 5.083e-05 | 1.6135 | 5.5 | 2530 | 3.3768e-06 | 8.2619 | 27420.9728 | 0
Bay Area | 4698 | 34 | 106.968 | 59 | 119.9811 | 6 | 0.12561 | 139.5438 | 381.8267 | 0.058659 | 0.098083 | 10.0169 | 1.0059 | 3.3781e-06 | 2.5287e-05 | 0.57627 | 0.89154 | {2371EFC2-B46C-4698-931C-537DFFB0D5A5} | 14341103 | VALLEY VIEW 1103 | P160 | 37.9667 | -122.3058 | VALLEY VIEW 1103P160 | 236 | 1152 | 59568.8823 | 11104.7995 | 48464.0828 | 868.2348 | 0 | 0.00015172 | 0.000302 | 3.1461 | 9.8333 | 2532 | 2.0269e-05 | 8.2619 | 27421.512 | 0
Bay Area | 8383 | 39 | 49.4522 | 196 | 132.0017 | 37 | 0.69865 | 88.332 | 253.8411 | 0.47761 | 3.9769 | 588.971 | 1.3957 | 0.001185 | 2.5267e-05 | 0.19898 | 0.37463 | {6830085F-FF28-4A85-9104-F5B6CFD24479} | 14241101 | SUNOL 1101 | circuit_breaker | 37.587 | -121.8695 | SUNOL 1101circuit_breaker | 85 | 45 | 10668.6366 | 9328.3659 | 1340.2707 | 4242.1562 | 356.3029 | 0.00093489 | 0.00068146 | 1.268 | 5.2973 | 2533 | 0.043844 | 8.2619 | 27424.1464 | 0
Bay Area | 2549 | 481 | 812.667 | 1269 | 1280.4651 | 117 | 0.41809 | 27.8015 | 292.0788 | 0.74989 | 0.78477 | 34.3583 | 1.1376 | 0.0013173 | 2.5241e-05 | 0.37904 | 0.63467 | {581F1941-5575-42E1-A523-6A9EC3F9CF9A} | 24131103 | MENLO 1103 | 1721 | 37.3152 | -122.1879 | MENLO 11031721 | 58 | 46 | 17688.3933 | 10927.2973 | 6761.096 | 10927.2973 | 6761.096 | 0.0029532 | 0.0036789 | 1.6895 | 10.8462 | 2534 | 0.15412 | 8.218 | 27430.9322 | 0
Bay Area | 196 | 16 | 32.8681 | 33 | 43.2818 | 6 | 0.82296 | 0.77947 | 6.0399 | 0.011346 | 0.10251 | 0.52743 | 2.3333 | 7.558e-07 | 2.4415e-05 | 0.48485 | 0.7594 | {9BD2CCED-08C0-4120-A490-E52866AF5C8D} | 12101103 | OAKLAND K 1103 | circuit_breaker | 37.8478 | -122.2291 | OAKLAND K 1103circuit_breaker | 172 | 1153 | 54391.0795 | 7913.1284 | 46477.9511 | 859.4149 | 378.7766 | 0.00014649 | 0.00013597 | 2.0543 | 5.5 | 2540 | 4.5348e-06 | 8.0639 | 27431.4659 | 0
Bay Area | 6115 | 270 | 739.4816 | 574 | 908.6619 | 66 | 1.2275 | 2.4949 | 4.2146 | 0.045604 | 0.7315 | 2.7504 | 0.94151 | 1.1295e-06 | 2.4377e-05 | 0.47038 | 0.81381 | {D73C61C6-F360-40B2-9388-D54915745260} | 24012102 | BAY MEADOWS 2102 | 57886 | 37.5462 | -122.3337 | BAY MEADOWS 210257886 | 145 | 384 | 25543.7186 | 8466.0843 | 17077.6343 | 6347.2399 | 13396.3692 | 0.0016089 | 0.0011221 | 2.7388 | 8.697 | 2541 | 7.4545e-05 | 8.0639 | 27435.4076 | 0
Bay Area | 8829 | 9 | 33.6089 | 18 | 36.4989 | 7 | 2.8197 | 9.563 | 19.7961 | 0.16294 | 9.8094 | 130.9805 | 1.0487 | 0.0014576 | 2.3999e-05 | 0.5 | 0.92082 | {5E4EB8F1-F20C-4A10-9616-09E586C03349} | 14502107 | VINEYARD 2107 | MR332 | 37.6659 | -121.8416 | VINEYARD 2107MR332 | 72 | 20 | 6038.8453 | 5273.2666 | 765.5787 | 460.8485 | 25.0266 | 0.00016799 | 0.0001216 | 3.7343 | 2.5714 | 2543 | 0.010203 | 8.0638 | 27435.6938 | 0
Bay Area | 5893 | 191 | 573.0355 | 618 | 824.8323 | 54 | 0.25177 | 0.18447 | 0.92548 | 0.0029604 | 0.22341 | 0.35503 | 0.96296 | 2.1906e-06 | 2.3996e-05 | 0.30906 | 0.69473 | {ADC13D99-F0AF-402E-9F6C-0B91201427B3} | 24060404 | CAROLANDS 0404 | 9024 | 37.5445 | -122.3644 | CAROLANDS 04049024 | 124 | 268 | 17564.6639 | 6139.8959 | 11424.768 | 5539.7321 | 10964.7715 | 0.0012958 | 0.0017806 | 3.0002 | 11.4444 | 2544 | 0.00011829 | 8.0536 | 27439.1339 | 0
Bay Area | 8536 | 152 | 337.6321 | 477 | 511.6739 | 25 | 0.43887 | 0.16411 | 0.93408 | 0.003119 | 0 | 0.042091 | 0.6 | 2.187e-06 | 2.3766e-05 | 0.31866 | 0.65986 | {834BDB9E-9A30-4D9F-8424-760E012D4EC8} | 12101103 | OAKLAND K 1103 | CR422 | 37.8412 | -122.2247 | OAKLAND K 1103CR422 | 54 | 240 | 13508.1509 | 3299.6109 | 10208.54 | 3148.3595 | 9692.7796 | 0.00059415 | 0.0008606 | 2.2213 | 19.08 | 2546 | 5.4675e-05 | 8.0535 | 27441.0891 | 0
Bay Area | 9585 | 17 | 34.1184 | 50 | 51.924 | 10 | 1.2416 | 4.2436 | 26.0354 | 0.1142 | 1.5288 | 5.5233 | 1 | 1.4051e-06 | 2.3709e-05 | 0.34 | 0.65708 | {0FCC4668-DE07-42BB-BC4D-4288336A5D5A} | 12091102 | OAKLAND J 1102 | CR102 | 37.7964 | -122.184 | OAKLAND J 1102CR102 | 26 | 18 | 1634.8772 | 846.0426 | 788.8345 | 846.0426 | 788.8345 | 0.00023709 | 0.00021152 | 2.007 | 5 | 2548 | 1.4051e-05 | 8.0534 | 27441.6145 | 0
Bay Area | 994 | 142 | 381.3298 | 809 | 767.519 | 107 | 0.21221 | 5.1284 | 18.0105 | 0.006986 | 0.35315 | 16.1353 | 1.1243 | 0.00045418 | 2.3504e-05 | 0.17553 | 0.49683 | {3ECE28A7-9E9D-4AFE-8619-84A42C55B001} | 14091106 | CASTRO VALLEY 1106 | MR337 | 37.7052 | -122.0623 | CASTRO VALLEY 1106MR337 | 453 | 2862 | 149629.9495 | 30443.3196 | 119186.6299 | 13193.9222 | 26359.1951 | 0.0025149 | 0.0037862 | 2.6854 | 7.5607 | 2556 | 0.048598 | 8.0534 | 27449.8079 | 0
Bay Area | 391 | 3 | 4.7307 | 4 | 5.1864 | 2 | 0.31631 | 0.11247 | 0.2901 | 0.00018145 | 0 | 0 | 0 | 4.8821e-06 | 2.3487e-05 | 0.75 | 0.91213 | {2B644C8A-1232-4056-B6E3-B09CD0D7D415} | 14161104 | ROSSMOOR 1104 | circuit_breaker | 37.8652 | -122.0807 | ROSSMOOR 1104circuit_breaker | 360 | 984 | 60297.3811 | 17858.6714 | 42438.7097 | 0 | 77.9051 | 4.6975e-05 | 0.00014698 | 1.5769 | 2 | 2557 | 9.7642e-06 | 8.0048 | 27449.8079 | 0
Bay Area | 1013 | 66 | 202.7962 | 140 | 240.5359 | 8 | 0.001532 | 0.034973 | 0.00049287 | 4.8015e-09 | 0.17662 | 0.092257 | 2 | 1.3761e-06 | 2.3296e-05 | 0.47143 | 0.8431 | {C4F18DDE-7DF7-43C4-9D20-1B47C5ED6CA4} | 42031123 | ALTO 1123 | circuit_breaker | 37.8987 | -122.525 | ALTO 1123circuit_breaker | 195 | 833 | 47418.1781 | 9495.092 | 37923.0861 | 1041.5153 | 4215.1177 | 0.00018637 | 0.00020271 | 3.0727 | 17.5 | 2560 | 1.1009e-05 | 8.0048 | 27450.4547 | 0
Bay Area | 2893 | 16 | 58.0408 | 42 | 72.2713 | 5 | 0 | 0 | 0 | 0 | 0 | 0 | 0 | 2.136e-06 | 2.3193e-05 | 0.38095 | 0.8031 | {37A21F97-AEE6-4520-B851-056330FD3EDF} | 24251104 | WOODSIDE 1104 | 9116 | 37.4397 | -122.2644 | WOODSIDE 11049116 | 140 | 613 | 32462.5485 | 6807.6296 | 25654.919 | 1213.0994 | 4763.5054 | 0.00011596 | 0.00016077 | 3.6275 | 8.4 | 2561 | 1.068e-05 | 8.0048 | 27451.208 | 0
Bay Area | 1605 | 21 | 32.4011 | 51 | 47.858 | 7 | 0.41997 | 0.21098 | 1.2572 | 0.0027828 | 0 | 0 | 0 | 2.4043e-06 | 2.3113e-05 | 0.41176 | 0.67703 | {2F486204-BB5C-45FC-9D31-305D5B069E7B} | 12101101 | OAKLAND K 1101 | CR172 | 37.8506 | -122.2437 | OAKLAND K 1101CR172 | 63 | 557 | 23757.4928 | 3350.0951 | 20407.3977 | 572.872 | 4578.4239 | 0.00016179 | 0.00025334 | 1.5429 | 7.2857 | 2564 | 1.683e-05 | 8.0048 | 27451.5638 | 0
Bay Area | 7820 | 74 | 144.2125 | 217 | 224.0177 | 44 | 0.70192 | 977.5608 | 4167.4309 | 6.2434 | 5.0798 | 403.4698 | 1.2281 | 0.0028362 | 2.3084e-05 | 0.34101 | 0.64376 | {84C96F20-C20B-4D7E-B330-63B67A3A8540} | 14402108 | LAS POSITAS 2108 | MR182 | 37.6445 | -121.7679 | LAS POSITAS 2108MR182 | 92 | 95 | 18077.4684 | 11548.6884 | 6528.78 | 10768.7759 | 6272.4728 | 0.0010157 | 0.0012288 | 1.9488 | 4.9318 | 2565 | 0.12479 | 8.0048 | 27458.2512 | 0
Bay Area | 181 | 7 | 18.3599 | 50 | 43.7573 | 9 | 0.77644 | 1.1902 | 4.4128 | 0.022534 | 0.073009 | 1.0271 | 1 | 1.6946e-06 | 2.3066e-05 | 0.14 | 0.41959 | {2D08B37D-CF98-45C7-A5AE-9DEB997F2ACC} | 13480401 | ESTUDILLO 0401 | circuit_breaker | 37.7272 | -122.1387 | ESTUDILLO 0401circuit_breaker | 115 | 983 | 47201.8376 | 7573.1193 | 39628.7183 | 1368.0825 | 3038.7483 | 0.00020759 | 0.00022958 | 2.6228 | 5.5556 | 2567 | 1.5252e-05 | 7.88 | 27459.1007 | 0
Bay Area | 3182 | 23 | 39.3608 | 63 | 61.9364 | 8 | 0.02669 | 0.021216 | 0.15619 | 0.00030255 | 0.12694 | 0.014353 | 0.125 | 2.3746e-06 | 2.2353e-05 | 0.36508 | 0.6355 | {BAD456A1-64C0-4C58-9244-4CB0B49EFF5E} | 12101101 | OAKLAND K 1101 | circuit_breaker | 37.8479 | -122.2291 | OAKLAND K 1101circuit_breaker | 105 | 514 | 24145.6711 | 3826.4615 | 20319.2096 | 559.1884 | 538.1577 | 0.00017882 | 0.00028596 | 1.7113 | 7.875 | 2575 | 1.8997e-05 | 7.88 | 27459.448 | 0
Bay Area | 2319 | 3 | 6.4548 | 9 | 9.1893 | 5 | 0.034142 | 0.1112 | 0.12046 | 8.2255e-06 | 2.6071 | 12.4541 | 1.0044 | 6.0567e-06 | 2.2233e-05 | 0.33333 | 0.70243 | {4118C23A-F427-46E8-85D2-FD56A1055C29} | 22811101 | PACIFICA 1101 | 5001 | 37.5925 | -122.4741 | PACIFICA 11015001 | 147 | 349 | 21321.7311 | 8433.2827 | 12888.4483 | 1174.8636 | 1671.262 | 0.00011117 | 0.00027147 | 2.1516 | 1.8 | 2576 | 3.0284e-05 | 7.8799 | 27460.1776 | 0
Bay Area | 1645 | 3 | 6.9696 | 13 | 13.0007 | 1 |  |  |  |  | 0 | 1.3007 | 1 | 1.4293e-06 | 2.1515e-05 | 0.23077 | 0.53609 | {75D298E6-3FF1-47B6-9B91-A2291860E391} | 14091109 | CASTRO VALLEY 1109 | circuit_breaker | 37.6913 | -122.0609 | CASTRO VALLEY 1109circuit_breaker | 50 | 134 | 10596.3229 | 3040.0219 | 7556.301 | 222.2939 | 200.4417 | 2.1515e-05 | 2.1515e-05 | 2.3232 | 13 | 2580 | 1.4293e-06 | 7.8799 | 27460.3156 | 0
Bay Area | 5207 | 27 | 90.0903 | 65 | 108.0437 | 6 | 0.092375 | 0.12323 | 0.084089 | 0.00048052 | 0.56637 | 1.9249 | 1 | 2.0675e-06 | 2.145e-05 | 0.41538 | 0.83383 | {939220F8-B510-43C6-B684-A1C5D4C4B3DB} | 24060404 | CAROLANDS 0404 | 84797 | 37.5504 | -122.3739 | CAROLANDS 040484797 | 52 | 41 | 4273.8622 | 2172.9793 | 2100.8829 | 159.0147 | 552.0779 | 0.0001287 | 0.00018673 | 3.3367 | 10.8333 | 2581 | 1.2405e-05 | 7.8799 | 27460.4144 | 0
Bay Area | 4400 | 36 | 81.094 | 72 | 97.5005 | 13 | 0 | 0.1112 | 0.0009448 | 0 | 10.5793 | 522.7547 | 1.1537 | 0.010916 | 2.1259e-05 | 0.5 | 0.83173 | {8551839C-1867-4078-846B-9A7378D90E53} | 14652106 | TIDEWATER 2106 | 65866 | 38.0106 | -122.0041 | TIDEWATER 210665866 | 192 | 309 | 29277.6611 | 14341.466 | 14936.1951 | 2331.7066 | 1562.7128 | 0.00027637 | 0.00032544 | 2.2526 | 5.5385 | 2582 | 0.14191 | 7.8799 | 27461.8624 | 0
Bay Area | 1446 | 51 | 112.735 | 114 | 143.0105 | 19 | 0.0081293 | 0.19359 | 0.87361 | 7.3427e-05 | 0.4674 | 0.40865 | 0.89474 | 3.9045e-06 | 2.1243e-05 | 0.44737 | 0.7883 | {E52E3AA8-626F-4DCF-BFEC-F21E6141C71E} | 42261101 | BOLINAS 1101 | 528 | 37.8993 | -122.6347 | BOLINAS 1101528 | 124 | 458 | 21723.4685 | 4938.4038 | 16785.0647 | 2645.4949 | 7166.2039 | 0.00040362 | 0.0011167 | 2.2105 | 6 | 2583 | 7.4186e-05 | 7.738 | 27463.5052 | 0
Bay Area | 4383 | 0 | 0 | 2 | 0.91147 | 1 |  |  |  |  | 16.4403 | 730.7745 | 1.5774 | 0.017735 | 2.119e-05 | 0 | 0 | {7B2B399A-3CEE-4766-BF6E-D0BC89205982} | 14652106 | TIDEWATER 2106 | 57926 | 38.0335 | -122.0731 | TIDEWATER 210657926 | 197 | 278 | 29296.938 | 18927.2283 | 10369.7097 | 0 | 12.9316 | 2.119e-05 | 2.119e-05 |  | 2 | 2584 | 0.017735 | 7.7379 | 27463.5052 | 0
Bay Area | 3120 | 20 | 43.751 | 40 | 52.9503 | 7 | 0 | 0 | 0 | 0 | 0.010114 | 0.053003 | 0.85714 | 1.8922e-06 | 2.1051e-05 | 0.5 | 0.82627 | {01A1D9FE-BCED-4C35-831D-C0BD99AC82CE} | 43201102 | STAFFORD 1102 | 42542 | 38.1176 | -122.6086 | STAFFORD 110242542 | 129 | 406 | 24319.7226 | 5615.2121 | 18704.5105 | 623.2409 | 873.1751 | 0.00014736 | 0.00019938 | 2.1875 | 5.7143 | 2588 | 1.3245e-05 | 7.7202 | 27463.8923 | 0
Bay Area | 2322 | 51 | 130.857 | 197 | 210.5892 | 8 | 0.072476 | 0.21358 | 2.0916 | 0.0003157 | 1.7345 | 0.98166 | 1 | 1.9043e-06 | 2.1042e-05 | 0.25888 | 0.62139 | {14DC5424-B005-4065-8948-2B6A676B0C25} | 12541104 | OAKLAND X 1104 | circuit_breaker | 37.8053 | -122.2313 | OAKLAND X 1104circuit_breaker | 72 | 390 | 19709.8521 | 3923.3157 | 15786.5364 | 2011.6074 | 3851.2742 | 0.00016834 | 0.00022932 | 2.5658 | 24.625 | 2589 | 1.5234e-05 | 7.7202 | 27465.1415 | 0
Bay Area | 2603 | 48 | 145.6705 | 119 | 185.1407 | 17 | 0.36099 | 0.15885 | 2.3016 | 0.0058161 | 0.22918 | 0.70087 | 1 | 1.744e-06 | 2.0783e-05 | 0.40336 | 0.78681 | {4808F0D1-7684-45A4-AA78-2B2D6EF06890} | 12091106 | OAKLAND J 1106 | CR164 | 37.7664 | -122.1715 | OAKLAND J 1106CR164 | 217 | 1734 | 80854.5065 | 10525.9253 | 70328.5813 | 2328.9296 | 10556.1286 | 0.00035331 | 0.00044628 | 3.0348 | 7 | 2592 | 2.9647e-05 | 7.7202 | 27466.5877 | 0
Bay Area | 7251 | 89 | 288.5681 | 261 | 394.3975 | 30 | 0.12 | 0.28478 | 0.53206 | 0.0092084 | 8.1421 | 46.4952 | 1.0362 | 0.0012617 | 2.0697e-05 | 0.341 | 0.73167 | {A785A044-2D61-4F74-B02F-A90F8B32D4AB} | 14091108 | CASTRO VALLEY 1108 | MR341 | 37.6973 | -122.0469 | CASTRO VALLEY 1108MR341 | 78 | 104 | 11176.5508 | 5102.7494 | 6073.8015 | 3784.8751 | 5454.1466 | 0.00062092 | 0.00093368 | 3.2423 | 8.7 | 2594 | 0.03785 | 7.7201 | 27468.9381 | 0
Bay Area | 5028 | 35 | 50.1267 | 74 | 70.5192 | 11 | 0.09649 | 0.039193 | 0.023189 | 1.2696e-05 | 0.075422 | 0.45201 | 1 | 2.5166e-06 | 2.0571e-05 | 0.47297 | 0.71082 | {6816024C-0E2E-41A0-ACBC-61D5029F7695} | 12061105 | BERKELEY F 1105 | BR100 | 37.883 | -122.2663 | BERKELEY F 1105BR100 | 110 | 783 | 36358.4589 | 4175.3412 | 32183.1177 | 1156.966 | 6505.2272 | 0.00022628 | 0.00041671 | 1.4322 | 6.7273 | 2597 | 2.7683e-05 | 7.6823 | 27469.6566 | 0
Bay Area | 2622 | 148 | 407.294 | 637 | 689.6989 | 49 | 1.7608 | 1.6537 | 4.3988 | 0.032049 | 0.36312 | 1.2411 | 1.4082 | 1.1419e-06 | 2.0525e-05 | 0.23234 | 0.59054 | {9F880ADC-A7AD-4981-8671-C146C332254F} | 14341105 | VALLEY VIEW 1105 | P190 | 37.9763 | -122.2915 | VALLEY VIEW 1105P190 | 168 | 678 | 38550.0406 | 9490.8504 | 29059.1902 | 4841.3798 | 9746.1877 | 0.0010057 | 0.00092871 | 2.752 | 13 | 2598 | 5.5953e-05 | 7.6823 | 27472.6631 | 0
Bay Area | 3199 | 16 | 35.7174 | 23 | 39.3556 | 5 | 1.3248 | 1.0707 | 2.2097 | 0.1307 | 0.00044248 | 0.098451 | 1 | 1.1104e-06 | 2.0485e-05 | 0.69565 | 0.90755 | {1C6F3DE6-AA4E-42DF-A55E-4A158925CCE7} | 12091106 | OAKLAND J 1106 | CR330 | 37.7648 | -122.1607 | OAKLAND J 1106CR330 | 65 | 507 | 26986.4996 | 3874.576 | 23111.9235 | 845.057 | 3745.2206 | 0.00010242 | 8.3574e-05 | 2.2323 | 4.6 | 2599 | 5.552e-06 | 7.6822 | 27473.1879 | 0
Bay Area | 1112 | 128 | 286.0746 | 407 | 441.7765 | 54 | 0.4257 | 0.26258 | 0.47709 | 0.0045021 | 0.71755 | 1.4332 | 0.72222 | 1.7526e-06 | 2.0456e-05 | 0.3145 | 0.64755 | {976CCE27-9CBA-45DD-8002-F8BFB98C14D4} | 24181103 | SAN CARLOS 1103 | 9148 | 37.4783 | -122.2474 | SAN CARLOS 11039148 | 292 | 1209 | 65871.2267 | 14673.9555 | 51197.2712 | 6379.4044 | 18535.032 | 0.0011046 | 0.0014246 | 2.235 | 7.537 | 2600 | 9.4639e-05 | 7.6822 | 27477.1495 | 0
Bay Area | 7987 | 74 | 192.0933 | 241 | 272.3903 | 62 | 1.1868 | 768.555 | 5724.9753 | 23.5 | 14.243 | 1190.8724 | 1.5857 | 0.039949 | 2.0289e-05 | 0.30705 | 0.70521 | {30969EAF-1760-452C-8E13-34A8BE0709A9} | 14422109 | CAYETANO 2109 | 9504 | 37.7526 | -121.779 | CAYETANO 21099504 | 137 | 74 | 29441.9519 | 23311.7324 | 6130.2194 | 23307.0461 | 6118.6833 | 0.0012579 | 0.0015073 | 2.5959 | 3.8871 | 2604 | 2.4769 | 7.6821 | 27491.6232 | 0
Bay Area | 3555 | 0 | 0 | 60 | 27.5143 | 8 | 1.5116 | 2.4764 | 9.1642 | 0.047951 | 1.4807 | 6.0382 | 1.5006 | 8.7795e-07 | 2.0039e-05 | 0 | 0 | {FE1BD117-15DE-488E-8B59-94F428A7D4B4} | 12650401 | FAIRMOUNT 0401 | circuit_breaker | 37.9022 | -122.2967 | FAIRMOUNT 0401circuit_breaker | 150 | 1596 | 70259.9914 | 9236.8516 | 61023.1398 | 2166.002 | 11933.001 | 0.00016031 | 0.00011095 |  | 7.5 | 2606 | 7.0236e-06 | 5.2052 | 27492.9683 | 0
Bay Area | 3434 | 1 | 4.0491 | 23 | 15.0232 | 3 | 0.049162 | 0.035078 | 0.46573 | 0.00059351 | 0 | 0 | 0 | 1.8966e-06 | 1.9911e-05 | 0.043478 | 0.26952 | {D87265E8-5674-4799-A45E-7F1EC7B446CA} | 12690401 | FLORENCE 0401 | CR220 | 37.8331 | -122.2195 | FLORENCE 0401CR220 | 35 | 155 | 9433.1966 | 2216.0779 | 7217.1186 | 350.2675 | 2026.3332 | 5.9732e-05 | 8.5649e-05 | 4.0491 | 7.6667 | 2611 | 5.6899e-06 | 5.2052 | 27493.1858 | 0
Bay Area | 1950 | 947 | 2051.567 | 1289 | 2217.5552 | 140 | 0.62329 | 73.502 | 415.0725 | 0.73198 | 0.55149 | 32.3826 | 1.0642 | 0.00028297 | 1.9799e-05 | 0.73468 | 0.92515 | {CB6D4D73-6698-4949-92C3-C35EC9D09543} | 24101103 | HALF MOON BAY 1103 | 69412 | 37.2032 | -122.401 | HALF MOON BAY 110369412 | 203 | 158 | 40214.2392 | 34521.6852 | 5692.5539 | 21261.3098 | 3166.6716 | 0.0027719 | 0.0034644 | 2.1664 | 9.2071 | 2613 | 0.039616 | 5.2052 | 27506.3891 | 1
Bay Area | 645 | 77 | 242.0398 | 168 | 287.7246 | 16 | 0.075555 | 0.039135 | 0.00068163 | 2.926e-07 | 1.4299 | 2.5021 | 1 | 1.7974e-06 | 1.9795e-05 | 0.45833 | 0.84122 | {FD5FE64E-C40E-49F6-A1B2-6062B4E7CFF6} | 12091102 | OAKLAND J 1102 | CR252 | 37.7877 | -122.2108 | OAKLAND J 1102CR252 | 224 | 1736 | 74767.1967 | 9897.4043 | 64869.7924 | 1754.2398 | 2370.1319 | 0.00031672 | 0.0004329 | 3.1434 | 10.5 | 2614 | 2.8758e-05 | 5.1656 | 27507.4784 | 0
Bay Area | 4136 | 23 | 35.7873 | 85 | 70.9707 | 12 | 0.16667 | 0.15118 | 0.0024327 | 5.4635e-07 | 0.5826 | 1.2692 | 1 | 2.7958e-06 | 1.9701e-05 | 0.27059 | 0.50425 | {817C2475-7154-4157-877D-5C42AEE35A70} | 42011106 | SAN RAFAEL 1106 | 837 | 37.9876 | -122.5272 | SAN RAFAEL 1106837 | 42 | 155 | 9221.601 | 2472.1334 | 6749.4676 | 1084.0764 | 2450.774 | 0.00023642 | 0.00050503 | 1.556 | 7.0833 | 2615 | 3.355e-05 | 5.1656 | 27508.1516 | 0
Bay Area | 8323 | 13 | 29.304 | 32 | 39.9793 | 5 | 0.26835 | 0.14383 | 0.061099 | 5.0541e-05 | 0 | 0 | 0 | 2.0555e-06 | 1.9648e-05 | 0.40625 | 0.73298 | {9E2BE648-1876-419E-9EA6-9561CF55CBC8} | 24181104 | SAN CARLOS 1104 | 36864 | 37.48 | -122.26 | SAN CARLOS 110436864 | 44 | 68 | 4018.6705 | 1364.5515 | 2654.119 | 812.4562 | 1833.4996 | 9.8238e-05 | 0.00015471 | 2.2542 | 6.4 | 2616 | 1.0278e-05 | 5.1655 | 27508.6562 | 0
Bay Area | 3539 | 109 | 253.6916 | 196 | 293.4562 | 62 | 1.2214 | 349.9836 | 2554.948 | 45.2495 | 32.6822 | 2471.9527 | 1.6276 | 0.057097 | 1.9625e-05 | 0.55612 | 0.8645 | {CB1F79C6-162B-44E7-BDF1-619119F35335} | 14422109 | CAYETANO 2109 | circuit_breaker | 37.7382 | -121.7709 | CAYETANO 2109circuit_breaker | 275 | 177 | 64446.1331 | 46595.6391 | 17850.4941 | 30595.1389 | 13259.5773 | 0.0012168 | 0.0011645 | 2.3274 | 3.1613 | 2617 | 3.54 | 5.1655 | 27527.6558 | 0
Bay Area | 6845 | 6 | 9.3025 | 12 | 12.933 | 2 | 0.72186 | 0.204 | 0.36128 | 0.00028626 | 0.51991 | 0.24757 | 1 | 1.5301e-06 | 1.941e-05 | 0.5 | 0.71928 | {4B13830E-5EE9-44B1-B1EB-50CAC91FBF54} | 12501112 | EL CERRITO G 1112 | 57953 | 37.9435 | -122.3119 | EL CERRITO G 111257953 | 21 | 202 | 8923.1735 | 1217.1907 | 7705.9827 | 188.8354 | 1299.7368 | 3.8819e-05 | 4.6067e-05 | 1.5504 | 6 | 2620 | 3.0603e-06 | 1.6255 | 27527.773 | 0
Bay Area | 6936 | 210 | 626.0797 | 620 | 863.2987 | 69 | 0.24201 | 0.21287 | 0.39895 | 0.0012534 | 0.41583 | 1.1106 | 0.7971 | 2.0366e-06 | 1.9404e-05 | 0.33871 | 0.72522 | {3B6CB851-40C4-4A4E-8C82-B4A7B88943F2} | 24181104 | SAN CARLOS 1104 | 9052 | 37.4781 | -122.2614 | SAN CARLOS 11049052 | 121 | 428 | 28186.0448 | 8312.0915 | 19873.9534 | 7726.2126 | 16682.7356 | 0.0013389 | 0.0021153 | 2.9813 | 8.9855 | 2621 | 0.00014052 | 1.6255 | 27532.571 | 0
Bay Area | 8980 | 32 | 93.6635 | 41 | 97.8635 | 10 | 0.066955 | 0.35328 | 0.63291 | 8.9659e-05 | 1.1473 | 37.771 | 1.0115 | 7.8955e-06 | 1.9376e-05 | 0.78049 | 0.95708 | {D3A0D229-F80C-49CB-8DD0-3A6BB24AE00B} | 42291101 | OLEMA 1101 | 49756 | 38.109 | -122.844 | OLEMA 110149756 | 69 | 76 | 11899.1331 | 9480.1738 | 2418.9593 | 1000.1369 | 750.9165 | 0.00019376 | 0.000311 | 2.927 | 4.1 | 2624 | 7.8955e-05 | 1.6254 | 27533.1921 | 0
Bay Area | 3797 | 34 | 124.3499 | 256 | 256.3399 | 35 | 0.93601 | 25.7176 | 49.4658 | 0.135 | 1.4016 | 36.4998 | 1.0258 | 6.1457e-06 | 1.9268e-05 | 0.13281 | 0.4851 | {31523F0A-9FD2-41D0-8A36-117080631D88} | 13432207 | FAIRVIEW 2207 | P304 | 38.0478 | -122.2054 | FAIRVIEW 2207P304 | 157 | 176 | 18581.7049 | 10027.5804 | 8554.1245 | 8495.039 | 8423.1743 | 0.00067436 | 0.0012686 | 3.6573 | 7.3143 | 2627 | 0.0002151 | 1.6253 | 27538.4675 | 0
Bay Area | 8544 | 1 | 3.0796 | 19 | 13.1061 | 5 | 0.066975 | 0.069399 | 0.00083214 | 1.786e-07 | 3.4602 | 8.2979 | 1.0265 | 0.00067396 | 1.9258e-05 | 0.052632 | 0.23498 | {90D8A356-6EF7-43D5-832C-D86D9C80D726} | 42991105 | LAS GALLINAS A 1105 | circuit_breaker | 38.0222 | -122.5381 | LAS GALLINAS A 1105circuit_breaker | 58 | 148 | 10244.7008 | 3345.6946 | 6899.0062 | 658.6815 | 697.0062 | 9.6289e-05 | 0.00019805 | 3.0796 | 3.8 | 2628 | 0.0033698 | 1.6251 | 27538.8766 | 0
Bay Area | 7965 | 21 | 46.3019 | 22 | 46.9278 | 4 | 0 | 0 | 0 | 0 | 0.97235 | 3.1833 | 3.0011 | 1.0103e-06 | 1.9224e-05 | 0.95455 | 0.98666 | {935F9503-A6EA-4581-B689-528244098488} | 22721107 | SNEATH LANE 1107 | 15341 | 37.6348 | -122.4692 | SNEATH LANE 110715341 | 48 | 168 | 8016.0621 | 2071.5108 | 5944.5513 | 518.827 | 111.522 | 7.6898e-05 | 0.00019783 | 2.2049 | 5.5 | 2629 | 4.0413e-06 | 1.6217 | 27539.1987 | 0
Bay Area | 1425 | 34 | 70.4016 | 76 | 93.7632 | 17 | 0.15531 | 0.17792 | 0.0022378 | 4.2524e-07 | 13.2592 | 50.9422 | 1.1162 | 0.0020411 | 1.9122e-05 | 0.44737 | 0.75084 | {BA4CC229-6FEC-4C97-A427-8049E1A3A120} | 42991105 | LAS GALLINAS A 1105 | 904 | 38.0257 | -122.5737 | LAS GALLINAS A 1105904 | 143 | 1243 | 70862.9397 | 11479.983 | 59382.9567 | 1736.6554 | 6212.5481 | 0.00032508 | 0.00040478 | 2.0706 | 4.4706 | 2630 | 0.034699 | 1.6217 | 27540.2772 | 0
Bay Area | 5759 | 261 | 575.2573 | 1087 | 1047.9886 | 61 | 0.16207 | 0.14599 | 0.11227 | 8.438e-05 | 0.25366 | 0.88787 | 1 | 1.8858e-06 | 1.9006e-05 | 0.24011 | 0.54892 | {59262E1A-A9BD-4C08-8147-3EF20A86F7EA} | 24040403 | BERESFORD 0403 | 9154 | 37.5535 | -122.3336 | BERESFORD 04039154 | 208 | 683 | 37865.6287 | 10532.6812 | 27332.9475 | 6496.7789 | 12404.5549 | 0.0011594 | 0.0017316 | 2.2041 | 17.8197 | 2633 | 0.00011503 | 1.587 | 27544.3117 | 0
Bay Area | 6508 | 78 | 125.2677 | 290 | 255.502 | 25 | 0.1205 | 0.079024 | 0.028928 | 7.1021e-06 | 0.36487 | 0.61541 | 1 | 2.2126e-06 | 1.877e-05 | 0.26897 | 0.49028 | {6E19C0A5-86DD-49E4-909F-112A4E9E5B6E} | 24080402 | EMERALD LAKE 0402 | 8858 | 37.4667 | -122.2733 | EMERALD LAKE 04028858 | 54 | 206 | 11168.7113 | 3073.6226 | 8095.0888 | 3073.6226 | 8095.0888 | 0.00046925 | 0.00083264 | 1.606 | 11.6 | 2637 | 5.5314e-05 | 1.5869 | 27546.2204 | 0
Bay Area | 3239 | 154 | 546.7087 | 199 | 568.9442 | 20 | 0.14224 | 0.13911 | 0.0013514 | 3.7882e-07 | 0.40647 | 18.783 | 1.2221 | 0.00026582 | 1.8614e-05 | 0.77387 | 0.96092 | {66ED3CF0-2002-44E6-BE2F-18363B4298A8} | 22721106 | SNEATH LANE 1106 | circuit_breaker | 37.6221 | -122.447 | SNEATH LANE 1106circuit_breaker | 144 | 896 | 48107.178 | 9891.2145 | 38215.9635 | 3587.2513 | 6682.0129 | 0.00037227 | 0.0005075 | 3.5501 | 9.95 | 2638 | 0.0053163 | 1.5868 | 27548.4481 | 0
Bay Area | 3426 | 68 | 235.4741 | 320 | 367.9174 | 28 | 0.1049 | 0.053861 | 0.038486 | 0.00022871 | 0.0083755 | 0.01909 | 0.10714 | 1.7774e-06 | 1.8298e-05 | 0.2125 | 0.64002 | {24F38127-D3B0-46CD-A96D-4474F1F7C2CF} | 24251104 | WOODSIDE 1104 | 9030 | 37.458 | -122.249 | WOODSIDE 11049030 | 76 | 338 | 17426.9412 | 4149.4333 | 13277.5079 | 3145.1983 | 9177.4557 | 0.00051234 | 0.00074916 | 3.4629 | 11.4286 | 2643 | 4.9768e-05 | 1.5815 | 27550.4013 | 0
Bay Area | 3736 | 11 | 24.7322 | 30 | 35.2107 | 3 | 0 | 0 | 0 | 0 | 0 | 0 | 0 | 1.7301e-06 | 1.8135e-05 | 0.36667 | 0.7024 | {E6E93162-4459-4248-A579-2775F57735F8} | 42031120 | ALTO 1120 | 500 | 37.88 | -122.5278 | ALTO 1120500 | 95 | 459 | 26563.3806 | 5126.8034 | 21436.5772 | 498.0083 | 2020.3081 | 5.4405e-05 | 7.813e-05 | 2.2484 | 10 | 2645 | 5.1903e-06 | 1.5815 | 27550.7105 | 0
Bay Area | 7709 | 3 | 7.5922 | 5 | 8.5037 | 1 | 0.56494 | 0.82161 | 3.0776 | 0.20378 | 1.2987 | 13.6912 | 1.0044 | 2.1302e-06 | 1.8115e-05 | 0.6 | 0.89281 | {01D4891F-C6A5-4AED-AB10-724ED9F191A9} | 13801105 | MORAGA 1105 | 18396 | 37.8312 | -122.1301 | MORAGA 110518396 | 30 | 183 | 10961.6231 | 1810.5654 | 9151.0578 | 125.7014 | 851.9358 | 1.8115e-05 | 3.2066e-05 | 2.5307 | 5 | 2646 | 2.1302e-06 | 1.5815 | 27550.7886 | 0
Bay Area | 7080 | 5 | 10.8346 | 96 | 63.8018 | 11 | 0.064395 | 0.12798 | 0.046564 | 2.0259e-06 | 0.55853 | 7.1683 | 1 | 3.0249e-06 | 1.8087e-05 | 0.052083 | 0.16982 | {C6807FEA-40B3-41BE-80F1-095A0F67FBA5} | 14091108 | CASTRO VALLEY 1108 | MR273 | 37.6978 | -122.0278 | CASTRO VALLEY 1108MR273 | 22 | 26 | 2646.4262 | 1166.5861 | 1479.8401 | 1166.5861 | 1479.8401 | 0.00019896 | 0.00045514 | 2.1669 | 8.7273 | 2649 | 3.3274e-05 | 1.5815 | 27551.5131 | 0
Bay Area | 1341 | 95 | 336.5798 | 173 | 366.235 | 22 | 0.84526 | 60.3297 | 222.3738 | 0.42591 | 1.1308 | 50.3703 | 1.0601 | 0.00040811 | 1.7985e-05 | 0.54913 | 0.91903 | {C9FA3CBF-AF0B-40A6-8062-0EE0474AC48A} | 24101103 | HALF MOON BAY 1103 | 6014 | 37.2511 | -122.3872 | HALF MOON BAY 11036014 | 145 | 141 | 25975.7545 | 19926.5393 | 6049.2152 | 6646.3728 | 612.6365 | 0.00039567 | 0.00044861 | 3.5429 | 7.8636 | 2652 | 0.0089784 | 1.5814 | 27555.6404 | 0
Bay Area | 3594 | 3 | 9.5553 | 5 | 9.9821 | 3 |  |  |  |  | 30.8097 | 1241.9613 | 1.4366 | 0.03904 | 1.7689e-05 | 0.6 | 0.95724 | {C757B1E5-E864-41C5-8F1F-450BE13C3852} | 13751102 | VASCO 1102 | MR178 | 37.6665 | -121.6967 | VASCO 1102MR178 | 167 | 89 | 31044.3224 | 21484.5374 | 9559.7851 | 2230.6889 | 1010.539 | 5.3068e-05 | 5.3068e-05 | 3.1851 | 1.6667 | 2654 | 0.11712 | 1.5725 | 27557.0257 | 0
Bay Area | 4156 | 13 | 28.0344 | 24 | 33.4417 | 8 | 0.1193 | 0.11919 | 0.0020019 | 4.856e-07 | 2.2862 | 8.79 | 1.0799 | 0.01065 | 1.762e-05 | 0.54167 | 0.83831 | {7112559E-7269-4FF3-BE61-B0339A94698E} | 42991104 | LAS GALLINAS A 1104 | 304 | 38.0027 | -122.5527 | LAS GALLINAS A 1104304 | 62 | 395 | 24459.4041 | 4019.6637 | 20439.7405 | 683.5311 | 2786.884 | 0.00014096 | 0.00023988 | 2.1565 | 3 | 2655 | 0.085197 | 1.4553 | 27557.4502 | 0
Bay Area | 8970 | 110 | 327.84 | 164 | 352.3018 | 14 | 0.0055807 | 0.077295 | 0.0017993 | 3.0103e-08 | 4.3619 | 18.4295 | 1.0555 | 0.00011702 | 1.7493e-05 | 0.67073 | 0.93057 | {EEE9A4DD-4FFF-4813-917D-2CD2DA44AB21} | 42491102 | SAUSALITO 1102 | 84278 | 37.8514 | -122.4893 | SAUSALITO 110284278 | 43 | 39 | 4827.9717 | 2442.5589 | 2385.4128 | 2267.2637 | 2385.4128 | 0.0002449 | 0.00041116 | 2.9804 | 11.7143 | 2656 | 0.0016382 | 1.3701 | 27558.8582 | 0
Bay Area | 5376 | 46 | 130.1697 | 92 | 152.566 | 27 | 0.45372 | 0.21882 | 0.43925 | 0.014083 | 0.57227 | 0.85554 | 1.5556 | 1.2368e-06 | 1.7334e-05 | 0.5 | 0.8532 | {7C12A412-D2AF-4E21-A226-597936BFB6C3} | 24181104 | SAN CARLOS 1104 | 8942 | 37.4907 | -122.2659 | SAN CARLOS 11048942 | 70 | 557 | 31453.1929 | 4451.9839 | 27001.209 | 3376.0521 | 18993.5161 | 0.00046803 | 0.0005635 | 2.8298 | 3.4074 | 2659 | 3.3394e-05 | 1.3685 | 27560.9547 | 0
Bay Area | 6270 | 11 | 35.5826 | 13 | 36.6894 | 6 | 0.34195 | 61.9031 | 211.9595 | 0.14432 | 11.2496 | 580.3122 | 1.2618 | 0.019216 | 1.6689e-05 | 0.84615 | 0.96983 | {E6EA8FFD-93FC-4EE2-B4B3-05C67BB86274} | 42301101 | TULUCAY 1101 | 628 | 38.2231 | -122.256 | TULUCAY 1101628 | 95 | 33 | 12736.4589 | 12014.0867 | 722.3722 | 3826.9754 | 189.8043 | 0.00010014 | 0.00014014 | 3.2348 | 2.1667 | 2668 | 0.1153 | 1.3685 | 27563.3312 | 0
Bay Area | 4813 | 113 | 371.2793 | 364 | 513.4789 | 49 | 0.28134 | 0.70364 | 2.2748 | 0.005709 | 0.25135 | 1.7093 | 1 | 1.6813e-06 | 1.6544e-05 | 0.31044 | 0.72307 | {C2D0F25E-59C9-41E0-A6F7-60C91C33934C} | 13681112 | EDES 1112 | CR282 | 37.7543 | -122.1482 | EDES 1112CR282 | 89 | 478 | 30294.5359 | 6573.0208 | 23721.5151 | 6573.0208 | 23721.5151 | 0.00081064 | 0.0012401 | 3.2857 | 7.4286 | 2670 | 8.2382e-05 | 1.2532 | 27567.4131 | 0
Bay Area | 4178 | 80 | 202.56 | 352 | 352.0822 | 45 | 0.39101 | 0.18367 | 0.49186 | 0.0020699 | 0.044346 | 0.03737 | 0.37778 | 1.593e-06 | 1.6457e-05 | 0.22727 | 0.57532 | {18156E3B-3444-414F-97B1-9EC6878D0720} | 24080402 | EMERALD LAKE 0402 | 8872 | 37.4638 | -122.2719 | EMERALD LAKE 04028872 | 167 | 666 | 35999.8277 | 9034.3623 | 26965.4654 | 7185.3167 | 19415.2551 | 0.00074056 | 0.001079 | 2.532 | 7.8222 | 2671 | 7.1683e-05 | 1.2531 | 27571.8752 | 0
Bay Area | 3642 | 29 | 60.7866 | 83 | 88.2351 | 11 | 0.42444 | 0.55759 | 0.92791 | 0.0077493 | 1.9443 | 7.5249 | 1.0036 | 1.2892e-06 | 1.6428e-05 | 0.3494 | 0.68892 | {25DCD8D9-03C2-4BC1-93F7-DF5BB3FCC448} | 14671101 | SOBRANTE 1101 | L534R | 37.8887 | -122.133 | SOBRANTE 1101L534R | 100 | 203 | 10576.253 | 2992.4353 | 7583.8177 | 1291.9266 | 4666.681 | 0.00018071 | 0.00021348 | 2.0961 | 7.5455 | 2672 | 1.4182e-05 | 1.253 | 27572.6774 | 0
Bay Area | 6134 | 190 | 423.3604 | 508 | 564.8531 | 44 | 1.1532 | 152.5921 | 620.4233 | 2.3816 | 0.82537 | 38.7765 | 1.0356 | 4.89e-05 | 1.6362e-05 | 0.37402 | 0.74951 | {36477985-18D9-4EA3-B6F2-3100FB0B3657} | 24101103 | HALF MOON BAY 1103 | 6012 | 37.2428 | -122.3663 | HALF MOON BAY 11036012 | 100 | 63 | 23308.849 | 15443.639 | 7865.21 | 8085.8325 | 5491.2938 | 0.00071993 | 0.00083366 | 2.2282 | 11.5455 | 2673 | 0.0021516 | 1.253 | 27577.6987 | 1
Bay Area | 8049 | 9 | 14.3568 | 22 | 21.6587 | 5 |  |  |  |  | 0.038938 | 2.1257 | 1 | 1.0862e-06 | 1.6351e-05 | 0.40909 | 0.66286 | {DE1365E8-AE71-4371-B78C-316604B54A0D} | 14161104 | ROSSMOOR 1104 | 79146 | 37.9033 | -122.0955 | ROSSMOOR 110479146 | 79 | 160 | 9989.7568 | 3498.2633 | 6491.4935 | 400.4315 | 465.663 | 8.1753e-05 | 8.1753e-05 | 1.5952 | 4.4 | 2675 | 5.431e-06 | 1.2509 | 27577.9474 | 0
Bay Area | 4812 | 39 | 109.1659 | 101 | 142.7932 | 19 | 0.23233 | 0.27117 | 0.39637 | 0.00061003 | 1.0851 | 7.5099 | 1.4231 | 1.4532e-06 | 1.6336e-05 | 0.38614 | 0.7645 | {22481AA9-CE3A-4C9E-8438-4DBF082EDD18} | 14091108 | CASTRO VALLEY 1108 | circuit_breaker | 37.6913 | -122.0615 | CASTRO VALLEY 1108circuit_breaker | 115 | 156 | 12990.0712 | 4549.646 | 8440.4252 | 2110.9437 | 4182.109 | 0.00031039 | 0.00049945 | 2.7991 | 5.3158 | 2676 | 2.7611e-05 | 1.2508 | 27579.2583 | 0
Bay Area | 9208 | 70 | 253.2072 | 174 | 304.022 | 24 | 4.4179 | 26.0512 | 48.5619 | 0.78709 | 1.669 | 20.6977 | 1.1727 | 8.3885e-07 | 1.6319e-05 | 0.4023 | 0.83286 | {F15BB3D1-0A60-48BB-96E4-777A07B496BE} | 13921104 | FRANKLIN 1104 | P136 | 38.0355 | -122.2583 | FRANKLIN 1104P136 | 78 | 63 | 11705.6696 | 9481.7884 | 2223.8812 | 6756.6357 | 1896.8607 | 0.00039166 | 0.00032023 | 3.6172 | 7.25 | 2677 | 2.0133e-05 | 1.2508 | 27583.4542 | 0
Bay Area | 2724 | 3 | 9.6594 | 26 | 21.4639 | 4 | 0 | 0 | 0 | 0 | 1.0791 | 0.23695 | 1 | 1.6307e-06 | 1.6273e-05 | 0.11538 | 0.45003 | {176C1DEF-377C-4002-9F9A-8DF61DB4715B} | 12501112 | EL CERRITO G 1112 | BR180 | 37.9416 | -122.3127 | EL CERRITO G 1112BR180 | 66 | 554 | 23117.5743 | 3108.6276 | 20008.9467 | 850.589 | 6823.0358 | 6.5093e-05 | 9.8188e-05 | 3.2198 | 6.5 | 2678 | 6.5228e-06 | 1.2508 | 27583.9824 | 0
Bay Area | 7698 | 2 | 7.6323 | 4 | 8.5438 | 2 | 0.042779 | 3.6283 | 6.4733 | 0.0029025 | 59.6062 | 4174.6785 | 1.7909 | 0.14795 | 1.6249e-05 | 0.5 | 0.89332 | {96E83343-B1D6-4373-84A9-0E60E5A945BA} | 14422109 | CAYETANO 2109 | MR186 | 37.7324 | -121.7123 | CAYETANO 2109MR186 | 37 | 15 | 4752.4141 | 4135.7533 | 616.6608 | 547.3474 | 153.7843 | 3.2498e-05 | 5.055e-05 | 3.8162 | 2 | 2680 | 0.2959 | 1.2508 | 27584.3223 | 0
Bay Area | 7613 | 18 | 39.5949 | 40 | 50.6288 | 9 | 0.0099915 | 38.0006 | 141.9201 | 1.8719e-06 | 1.3938 | 97.6212 | 1.0612 | 0.00043887 | 1.6132e-05 | 0.45 | 0.78206 | {412508C2-76EC-400C-8C7E-53EB1141C78F} | 13801105 | MORAGA 1105 | 31512 | 37.8264 | -122.1299 | MORAGA 110531512 | 121 | 148 | 18958.6375 | 7423.6865 | 11534.9511 | 2816.3842 | 5664.3107 | 0.00014519 | 0.00030056 | 2.1997 | 4.4444 | 2682 | 0.0039498 | 0.95489 | 27586.0713 | 0
Bay Area | 4052 | 1 | 2.5307 | 4 | 3.8979 | 3 |  |  |  |  | 0.31416 | 0.033997 | 0.33333 | 1.0661e-06 | 1.6048e-05 | 0.25 | 0.64925 | {D5C37EEA-D463-430D-8618-04212D08A58F} | 12501110 | EL CERRITO G 1110 | circuit_breaker | 37.9161 | -122.3027 | EL CERRITO G 1110circuit_breaker | 76 | 525 | 23369.4602 | 4384.063 | 18985.3972 | 376.2535 | 3101.4916 | 4.8145e-05 | 4.8145e-05 | 2.5307 | 1.3333 | 2683 | 3.1983e-06 | 0.95094 | 27586.3049 | 0
Bay Area | 4871 | 81 | 242.775 | 318 | 359.3217 | 41 | 0.39214 | 0.36052 | 1.1502 | 0.0031518 | 0.12125 | 0.43515 | 0.95122 | 1.4412e-06 | 1.6035e-05 | 0.25472 | 0.67565 | {F0F7E9DB-942E-4AD9-8BB3-9A4EAA06963A} | 12091102 | OAKLAND J 1102 | CR184 | 37.7956 | -122.1834 | OAKLAND J 1102CR184 | 92 | 463 | 25097.6163 | 5568.9906 | 19528.6257 | 5568.9906 | 19528.6257 | 0.00065742 | 0.00088947 | 2.9972 | 7.7561 | 2684 | 5.9089e-05 | 0.95094 | 27589.7633 | 0
Bay Area | 5193 | 19 | 23.473 | 73 | 49.8773 | 14 | 0.18787 | 86.71 | 260.8153 | 0.025807 | 16.0299 | 944.5892 | 1.5074 | 0.032454 | 1.5809e-05 | 0.26027 | 0.47062 | {61DFA90A-EDB2-455B-85E4-E1B3C2D31605} | 14241101 | SUNOL 1101 | MR169 | 37.5892 | -121.8701 | SUNOL 1101MR169 | 128 | 43 | 16562.7011 | 14971.4355 | 1591.2656 | 4614.9374 | 280.7859 | 0.00022132 | 0.00027229 | 1.2354 | 5.2143 | 2687 | 0.45435 | 0.95088 | 27592.6291 | 1
Bay Area | 5793 | 1 | 1.6135 | 6 | 3.8348 | 2 | 0.6884 | 0.12668 | 0.05179 | 6.2588e-05 | 0 | 0 | 0 | 1.4816e-06 | 1.558e-05 | 0.16667 | 0.42076 | {4C49C25B-7AC8-408B-8A99-E4CB51688164} | 24251102 | WOODSIDE 1102 | 8862 | 37.4585 | -122.2437 | WOODSIDE 11028862 | 103 | 770 | 38463.3684 | 6135.6911 | 32327.6773 | 97.31 | 522.5673 | 3.1161e-05 | 4.4606e-05 | 1.6135 | 3 | 2692 | 2.9632e-06 | 0.49652 | 27592.6896 | 0
Bay Area | 386 | 118 | 279.2154 | 425 | 469.3789 | 40 | 0.12629 | 0.089943 | 0.031902 | 5.0305e-06 | 0.65279 | 1.3992 | 0.925 | 1.7498e-06 | 1.5536e-05 | 0.27765 | 0.59486 | {B68C4BA8-94F5-4FA3-9062-8EFAD0B4F95D} | 24031103 | BELMONT 1103 | 8958 | 37.5064 | -122.2862 | BELMONT 11038958 | 192 | 800 | 43415.5899 | 9587.299 | 33828.2909 | 5350.191 | 18614.0034 | 0.00062145 | 0.0011007 | 2.3662 | 10.625 | 2693 | 6.9991e-05 | 0.49652 | 27596.012 | 0
Bay Area | 638 | 3 | 10.2083 | 12 | 14.534 | 2 |  |  |  |  | 0.5 | 0.12743 | 1 | 1.0264e-06 | 1.5451e-05 | 0.25 | 0.70238 | {BE3C634B-17FC-4888-B134-237CE049DF24} | 12091105 | OAKLAND J 1105 | CR130 | 37.7794 | -122.1871 | OAKLAND J 1105CR130 | 144 | 1163 | 56272.5662 | 7851.3017 | 48421.2644 | 753.2352 | 3882.3914 | 3.0902e-05 | 3.0902e-05 | 3.4028 | 6 | 2694 | 2.0529e-06 | 0.49645 | 27596.4798 | 0
Bay Area | 3626 | 12 | 28.7673 | 18 | 31.5017 | 10 | 0.10883 | 0.10494 | 0.22461 | 0.0003563 | 0.9073 | 0.50591 | 1 | 1.289e-06 | 1.5437e-05 | 0.66667 | 0.9132 | {F23FD02C-15E0-46F5-9C74-B690AB0C4482} | 14091101 | CASTRO VALLEY 1101 | MR359 | 37.6769 | -122.0494 | CASTRO VALLEY 1101MR359 | 281 | 1386 | 71889.7595 | 14100.5025 | 57789.257 | 1462.9174 | 8353.4223 | 0.00015437 | 0.00019403 | 2.3973 | 1.8 | 2695 | 1.289e-05 | 0.49645 | 27597.3883 | 0
Bay Area | 1652 | 1 | 4.0491 | 4 | 5.5864 | 1 |  |  |  |  | 0.25885 | 0.025885 | 1 | 1.0225e-06 | 1.5392e-05 | 0.25 | 0.72481 | {218F069D-01B3-4618-A6DA-CD10F8EDDF5D} | 12091118 | OAKLAND J 1118 | CR198 | 37.7588 | -122.172 | OAKLAND J 1118CR198 | 147 | 1377 | 64068.6102 | 8427.7397 | 55640.8704 | 515.4771 | 2212.6731 | 1.5392e-05 | 1.5392e-05 | 4.0491 | 4 | 2696 | 1.0225e-06 | 0.49643 | 27597.7084 | 0
Bay Area | 7684 | 25 | 46.2197 | 380 | 270.0632 | 21 | 0.18123 | 0.12057 | 0.10154 | 4.0523e-05 | 0.56764 | 0.27795 | 0.71429 | 2.0352e-06 | 1.5331e-05 | 0.065789 | 0.17114 | {A0667D06-51C5-41CE-85EE-7B2260B907EA} | 24080402 | EMERALD LAKE 0402 | circuit_breaker | 37.4617 | -122.2772 | EMERALD LAKE 0402circuit_breaker | 53 | 122 | 8022.4134 | 3052.0291 | 4970.3843 | 3052.0291 | 4970.3843 | 0.00032196 | 0.00064335 | 1.8488 | 18.0952 | 2697 | 4.2739e-05 | 0.49643 | 27599.6037 | 0
Bay Area | 3699 | 3 | 9.9102 | 18 | 19.1167 | 3 |  |  |  |  | 0.67552 | 0.21003 | 1 | 1.0068e-06 | 1.5156e-05 | 0.16667 | 0.5184 | {FFE77CFA-A34C-468C-9434-8A402AB29846} | 12501112 | EL CERRITO G 1112 | circuit_breaker | 37.9163 | -122.3029 | EL CERRITO G 1112circuit_breaker | 175 | 1176 | 57519.0637 | 10601.0269 | 46918.0368 | 510.801 | 1516.6237 | 4.5468e-05 | 4.5468e-05 | 3.3034 | 6 | 2701 | 3.0205e-06 | 0.49639 | 27599.9209 | 0
Bay Area | 2447 | 64 | 162.2245 | 161 | 211.3727 | 28 | 0.1738 | 0.079103 | 0.00049246 | 2.401e-07 | 0.005452 | 0.1493 | 0.5 | 1.6363e-06 | 1.5095e-05 | 0.39752 | 0.76748 | {4B35CC98-8B7D-4556-87A5-A4000634AA4A} | 24181104 | SAN CARLOS 1104 | 8846 | 37.4895 | -122.2655 | SAN CARLOS 11048846 | 149 | 813 | 40104.2557 | 7060.9917 | 33043.264 | 3326.5951 | 12748.7827 | 0.00042267 | 0.00068966 | 2.5348 | 5.75 | 2703 | 4.5816e-05 | 0.49639 | 27601.9867 | 0
Bay Area | 1757 | 5 | 8.9848 | 10 | 11.2061 | 4 | 0.010376 | 0.0012405 | 0.0015612 | 2.9042e-06 | 0 | 0.025 | 0.25 | 1.749e-06 | 1.4946e-05 | 0.5 | 0.80178 | {9CBBDE0D-F420-4BB3-A85F-B498925D2703} | 12060402 | BERKELEY F 0402 | circuit_breaker | 37.8725 | -122.278 | BERKELEY F 0402circuit_breaker | 104 | 444 | 16232.419 | 3376.7149 | 12855.704 | 226.0238 | 1666.1498 | 5.9784e-05 | 0.00010531 | 1.797 | 2.5 | 2707 | 6.9961e-06 | 0.49634 | 27602.1271 | 0
Bay Area | 1108 | 0 | 0 | 9 | 4.7412 | 4 | 0.030017 | 205.9282 | 2550.2406 | 0.14852 | 2.3938 | 267.836 | 1.3905 | 0.016548 | 1.4472e-05 | 0 | 0 | {003177BD-8A4D-4A57-8E37-AC044D50D3EA} | 42631109 | PETALUMA C 1109 | 128 | 38.2201 | -122.6439 | PETALUMA C 1109128 | 361 | 217 | 85484.5203 | 60135.589 | 25348.9313 | 54365.1404 | 24533.3868 | 5.7888e-05 | 0.00012326 |  | 2.25 | 2715 | 0.066191 | 0.49634 | 27635.8878 | 0
Bay Area | 8824 | 18 | 22.6223 | 26 | 27.1174 | 6 | 1.2375 | 1170.2273 | 4685.7187 | 8.1491 | 5.7736 | 787.698 | 1.2378 | 0.0012794 | 1.4082e-05 | 0.69231 | 0.83424 | {C3E4270B-E62A-43D8-B1E2-6AFA491A42A5} | 14351104 | FREMONT 1104 | MR707 | 37.5484 | -121.9379 | FREMONT 1104MR707 | 17 | 0 | 14467.9261 | 14467.9261 | 0 | 2328.9027 | 0 | 8.4494e-05 | 7.6014e-05 | 1.2568 | 4.3333 | 2721 | 0.0076763 | 0.43014 | 27637.3341 | 0
Bay Area | 79 | 115 | 351.514 | 178 | 375.7612 | 9 | 0.30376 | 0.1668 | 0.0025733 | 5.9433e-07 | 2.4558 | 38.1942 | 1.076 | 9.6499e-05 | 1.3972e-05 | 0.64607 | 0.93547 | {88158706-37CE-4050-9559-5A1E15835B03} | 22721107 | SNEATH LANE 1107 | circuit_breaker | 37.6221 | -122.447 | SNEATH LANE 1107circuit_breaker | 92 | 643 | 33661.0176 | 6226.1953 | 27434.8223 | 1051.9745 | 3496.3199 | 0.00012575 | 0.00025256 | 3.0566 | 19.7778 | 2723 | 0.00086849 | 0.42247 | 27637.9874 | 0
Bay Area | 5156 | 17 | 34.5482 | 66 | 61.3705 | 13 | 2.0256 | 47.889 | 160.0139 | 1.5839 | 7.5713 | 317.8952 | 1.2287 | 0.00087029 | 1.3862e-05 | 0.25758 | 0.56295 | {E96A0569-DCDE-4681-A6D1-E506A3CBE6D9} | 12022212 | CLAYTON 2212 | circuit_breaker | 37.9443 | -121.9699 | CLAYTON 2212circuit_breaker | 375 | 731 | 56935.6901 | 20442.1182 | 36493.572 | 3174.2004 | 989.104 | 0.00018021 | 0.00016654 | 2.0322 | 5.0769 | 2725 | 0.011314 | 0.4216 | 27639.9585 | 0
Bay Area | 7828 | 15 | 33.0905 | 42 | 46.7109 | 11 | 0.091413 | 0.041171 | 0.021337 | 9.1081e-06 | 0.090909 | 0.14216 | 0.63636 | 1.4948e-06 | 1.3778e-05 | 0.35714 | 0.70841 | {67E8FE67-3DED-400C-8861-70D52FCAFB0E} | 12091102 | OAKLAND J 1102 | CR254 | 37.7974 | -122.1858 | OAKLAND J 1102CR254 | 53 | 397 | 19649.0283 | 2477.3187 | 17171.7095 | 1602.2826 | 10591.0011 | 0.00015156 | 0.00024751 | 2.206 | 3.8182 | 2726 | 1.6443e-05 | 0.41029 | 27640.9536 | 0
Bay Area | 1646 | 13 | 38.2016 | 22 | 42.3032 | 3 |  |  |  |  | 1.2729 | 2.9058 | 1 | 9.0864e-07 | 1.3678e-05 | 0.59091 | 0.90304 | {59075C34-BE20-48C1-88DD-797C87DDC3D3} | 12501111 | EL CERRITO G 1111 | circuit_breaker | 37.9162 | -122.3027 | EL CERRITO G 1111circuit_breaker | 377 | 2272 | 108929.2887 | 20306.9192 | 88622.3695 | 521.1606 | 2692.9809 | 4.1033e-05 | 4.1033e-05 | 2.9386 | 7.3333 | 2730 | 2.7259e-06 | 0.41027 | 27641.2772 | 0
Bay Area | 5974 | 11 | 34.8285 | 28 | 43.9202 | 9 | 0.44755 | 0.14772 | 0.10439 | 7.0387e-05 | 0.12795 | 0.084476 | 1.4444 | 9.1582e-07 | 1.3587e-05 | 0.39286 | 0.79299 | {84501BB6-0E8B-48DF-8950-A9E642A52FF8} | 24181104 | SAN CARLOS 1104 | 79774 | 37.4931 | -122.2689 | SAN CARLOS 110479774 | 62 | 225 | 12858.1438 | 2604.2837 | 10253.8601 | 1093.2973 | 4604.0266 | 0.00012229 | 0.00014238 | 3.1662 | 3.1111 | 2731 | 8.2424e-06 | 0.41027 | 27641.9561 | 0
Bay Area | 40 | 88 | 193.3954 | 271 | 294.4545 | 53 | 0.19957 | 0.078606 | 0.065994 | 0.00014138 | 0.19932 | 0.18572 | 0.86792 | 1.5338e-06 | 1.3565e-05 | 0.32472 | 0.65679 | {73C37461-BB3B-432F-BC96-82FA7CA2E859} | 24251104 | WOODSIDE 1104 | 555372 | 37.4608 | -122.259 | WOODSIDE 1104555372 | 114 | 522 | 29513.3046 | 6600.4202 | 22912.8843 | 6600.4202 | 22912.8843 | 0.00071895 | 0.0012237 | 2.1977 | 5.1132 | 2732 | 8.1294e-05 | 0.41026 | 27646.055 | 0
Bay Area | 3384 | 1 | 4.0491 | 1 | 4.0491 | 1 | 0.33744 | 0.22239 | 0.002369 | 7.994e-07 | 3.7013 | 20.246 | 1.0575 | 0.00095184 | 1.347e-05 | 1 | 1 | {5AC2A44E-A5CE-4631-A5D0-59B8F85FCDA2} | 22861104 | SERRAMONTE 1104 | 12705 | 37.6486 | -122.4713 | SERRAMONTE 110412705 | 166 | 1068 | 54531.6491 | 9361.8914 | 45169.7577 | 414.5607 | 1489.1674 | 1.347e-05 | 3.9917e-05 | 4.0491 | 1 | 2735 | 0.00095184 | 0.41018 | 27646.3124 | 0
Bay Area | 3401 | 59 | 89.7149 | 97 | 109.8025 | 22 | 0.30875 | 0.19008 | 0.0028158 | 1.0172e-06 | 0.32532 | 0.95299 | 1 | 9.4818e-07 | 1.3462e-05 | 0.60825 | 0.81706 | {25FEAA66-B3E3-4A2E-9CFA-07C2BE62DF67} | 42481105 |  | 318 | 38.0776 | -122.548 | 318 | 317 | 1741 | 106835.6689 | 18521.3174 | 88314.3515 | 2707.537 | 15379.4919 | 0.00029617 | 0.00031401 | 1.5206 | 4.4091 | 2736 | 2.086e-05 | 0.40923 | 27647.9938 | 0
Bay Area | 4550 | 373 | 1395.6331 | 453 | 1441.4152 | 24 | 0.46331 | 0.20076 | 0.029299 | 2.3108e-05 | 1.3981 | 0.8391 | 0.75 | 1.1499e-06 | 1.3227e-05 | 0.8234 | 0.96824 | {5A5EFB63-6847-4F33-8DBE-F9C3D6DCF54A} | 22721101 | SNEATH LANE 1101 | 34438 | 37.6152 | -122.4385 | SNEATH LANE 110134438 | 137 | 845 | 45884.7753 | 8258.7197 | 37626.0556 | 2524.5868 | 10587.9245 | 0.00031746 | 0.00041544 | 3.7416 | 18.875 | 2739 | 2.7599e-05 | 0.4092 | 27649.5616 | 0
Bay Area | 4623 | 7 | 27.1789 | 7 | 27.1789 | 2 |  |  |  |  | 0 | 0.0049779 | 0.5 | 8.7797e-07 | 1.3216e-05 | 1 | 1 | {8E15B458-F29C-4328-B8BB-225EB178302D} | 22721107 | SNEATH LANE 1107 | 1277 | 37.6246 | -122.4557 | SNEATH LANE 11071277 | 62 | 404 | 21453.6683 | 3471.3767 | 17982.2916 | 61.1173 | 550.6473 | 2.6432e-05 | 2.6432e-05 | 3.8827 | 3.5 | 2740 | 1.7559e-06 | 0.40918 | 27649.5995 | 0
Bay Area | 3926 | 83 | 279.4964 | 288 | 383.5774 | 35 | 0.24169 | 0.19909 | 0.67667 | 0.0014419 | 0.33918 | 0.45996 | 1.4 | 1.3532e-06 | 1.2997e-05 | 0.28819 | 0.72866 | {63D64072-C2FD-480F-8116-E56FEE7BD425} | 13681112 | EDES 1112 | CR100 | 37.7551 | -122.1492 | EDES 1112CR100 | 86 | 456 | 27744.2888 | 5399.0675 | 22345.2213 | 5399.0675 | 22345.2213 | 0.00045491 | 0.00085602 | 3.3674 | 8.2286 | 2742 | 4.7361e-05 | 0.40918 | 27652.9524 | 0
Bay Area | 1464 | 25 | 47.3355 | 46 | 59.7137 | 6 | 0.098474 | 0.15557 | 0.093372 | 0.00085744 | 7.5914 | 30.5196 | 1.0265 | 0.00038567 | 1.2967e-05 | 0.54348 | 0.79271 | {772B9C3A-4112-4E6C-8E48-73C0CBC8A027} | 14232107 | SAN RAMON 2107 | circuit_breaker | 37.745 | -121.9376 | SAN RAMON 2107circuit_breaker | 238 | 1155 | 65956.1053 | 14479.3454 | 51476.7599 | 477.5582 | 541.0621 | 7.7801e-05 | 0.00014936 | 1.8934 | 7.6667 | 2743 | 0.002314 | 0.40913 | 27653.2489 | 0
Bay Area | 868 | 101 | 325.0808 | 227 | 389.8275 | 34 | 0.21764 | 0.11578 | 0.73282 | 0.0053109 | 0.31058 | 1.5774 | 0.97059 | 1.2523e-06 | 1.2964e-05 | 0.44493 | 0.83391 | {2B6F69D9-2395-4FCE-ABEC-955C451097A3} | 13681112 | EDES 1112 | CR308 | 37.761 | -122.148 | EDES 1112CR308 | 125 | 465 | 25467.0458 | 5683.4055 | 19783.6403 | 5048.7285 | 15563.8615 | 0.00044077 | 0.00064096 | 3.2186 | 6.6765 | 2744 | 4.258e-05 | 0.40681 | 27656.3842 | 0
Bay Area | 2477 | 0 | 0 | 6 | 3.9842 | 2 | 1.6578 | 1.3037 | 1.514 | 0.0031382 | 1.9093 | 4.3023 | 1 | 6.2669e-07 | 1.2887e-05 | 0 | 0 | {F1CD3584-0342-4B1C-AC95-933DCB32DB86} | 12501113 | EL CERRITO G 1113 | circuit_breaker | 37.9162 | -122.3027 | EL CERRITO G 1113circuit_breaker | 199 | 791 | 33352.891 | 6919.0978 | 26433.7932 | 336.063 | 1296.0366 | 2.5775e-05 | 1.8867e-05 |  | 3 | 2746 | 1.2534e-06 | 0.40677 | 27656.5929 | 0
Bay Area | 7151 | 47 | 156.7815 | 86 | 176.9315 | 10 | 0 | 0 | 0 | 0 | 0.0066372 | 0.30555 | 1 | 1.5555e-06 | 1.2847e-05 | 0.54651 | 0.88611 | {1CFCF663-0CF6-44D7-93F9-73671725C761} | 13681112 | EDES 1112 | CR306 | 37.7522 | -122.1528 | EDES 1112CR306 | 42 | 112 | 6419.2803 | 1619.5833 | 4799.697 | 1619.5833 | 4799.697 | 0.00012847 | 0.00023415 | 3.3358 | 8.6 | 2747 | 1.5555e-05 | 0.40677 | 27657.5986 | 0
Bay Area | 7735 | 28 | 78.4275 | 74 | 103.24 | 13 | 0.47746 | 0.11443 | 0.0028922 | 2.2807e-06 | 0.34845 | 0.16268 | 1.3077 | 7.892e-07 | 1.282e-05 | 0.37838 | 0.75966 | {535449DD-A4B3-4AA9-AB71-3DA62C691B7C} | 42491102 | SAUSALITO 1102 | 410 | 37.874 | -122.5127 | SAUSALITO 1102410 | 69 | 422 | 19626.5103 | 3495.0118 | 16131.4984 | 1900.8841 | 7843.9545 | 0.00016666 | 0.00017432 | 2.801 | 5.6923 | 2748 | 1.026e-05 | 0.40675 | 27658.7791 | 0
Bay Area | 3585 | 1 | 3.8162 | 4 | 5.3535 | 2 |  |  |  |  | 0.21239 | 0.17622 | 1 | 8.4613e-07 | 1.2737e-05 | 0.25 | 0.71284 | {8BEFF91A-7C09-4291-9AE2-AE9219165D14} | 13681112 | EDES 1112 | circuit_breaker | 37.7388 | -122.1936 | EDES 1112circuit_breaker | 62 | 267 | 14357.8581 | 2377.7015 | 11980.1566 | 342.8746 | 1057.7955 | 2.5474e-05 | 2.5474e-05 | 3.8162 | 2 | 2750 | 1.6923e-06 | 0.40674 | 27658.992 | 0
Bay Area | 5151 | 4 | 15.7305 | 21 | 22.875 | 3 | 0 | 0 | 0 | 0 | 0.11283 | 0.011283 | 1 | 2.1882e-06 | 1.2469e-05 | 0.19048 | 0.68767 | {659FD2EB-053C-425F-AF25-D9C58353B44F} | 13432207 | FAIRVIEW 2207 | circuit_breaker | 38.0161 | -122.1164 | FAIRVIEW 2207circuit_breaker | 130 | 142 | 12994.0229 | 8087.0352 | 4906.9877 | 267.7583 | 537.7626 | 3.7407e-05 | 9.8816e-05 | 3.9326 | 7 | 2754 | 6.5645e-06 | 0.40674 | 27659.1583 | 0
Bay Area | 3200 | 198 | 574.7737 | 331 | 640.6072 | 73 | 0.52774 | 1.5345 | 5.2357 | 0.071913 | 1.0372 | 2.5326 | 0.9863 | 1.1249e-06 | 1.2397e-05 | 0.59819 | 0.89723 | {0A0CA719-3BA2-4B10-8DAF-28B4D94E2A5D} | 13111109 | SAN LEANDRO U 1109 | CR002 | 37.744 | -122.1508 | SAN LEANDRO U 1109CR002 | 194 | 1283 | 69032.9863 | 12468.7643 | 56564.222 | 10902.831 | 47424.5904 | 0.00090498 | 0.0012361 | 2.9029 | 4.5342 | 2756 | 8.2117e-05 | 0.40674 | 27665.9289 | 0
Bay Area | 2000 | 113 | 345.883 | 292 | 444.4655 | 47 | 0.24978 | 0.4378 | 1.105 | 0.002849 | 0.67233 | 5.8077 | 0.93669 | 1.2717e-06 | 1.2339e-05 | 0.38699 | 0.7782 | {21F0D258-E3F4-4472-9242-FFF30FF25E28} | 13111114 | SAN LEANDRO U 1114 | MR218 | 37.7169 | -122.1318 | SAN LEANDRO U 1114MR218 | 263 | 1622 | 94380.1655 | 18069.0511 | 76311.1143 | 8791.3954 | 30767.6748 | 0.00057996 | 0.00089973 | 3.0609 | 6.2128 | 2757 | 5.977e-05 | 0.40665 | 27671.3884 | 0
Bay Area | 543 | 24 | 48.1854 | 46 | 59.4614 | 5 | 0.034942 | 0.074131 | 0.095841 | 1.0046e-05 | 0.13053 | 0.14181 | 1 | 1.5385e-06 | 1.2281e-05 | 0.52174 | 0.81037 | {FB7430F5-69AD-42E3-8B5B-42F0E8A7B1F0} | 42031120 | ALTO 1120 | 88190 | 37.8868 | -122.5247 | ALTO 112088190 | 117 | 442 | 23112.3981 | 5023.293 | 18089.1051 | 530.6966 | 872.407 | 6.1406e-05 | 0.0001158 | 2.0077 | 9.2 | 2758 | 7.6926e-06 | 0.40659 | 27671.718 | 0
Bay Area | 476 | 5 | 13.5342 | 13 | 17.1801 | 1 |  |  |  |  | 0 | 0 | 0 | 8.1308e-07 | 1.2239e-05 | 0.38462 | 0.78778 | {5D1C1AAB-9C80-45FC-B4E5-476A83A13C6E} | 22721102 | SNEATH LANE 1102 | 10255 | 37.6353 | -122.4563 | SNEATH LANE 110210255 | 80 | 644 | 31817.4541 | 4666.4719 | 27150.9822 | 0 | 243.5358 | 1.2239e-05 | 1.2239e-05 | 2.7068 | 13 | 2759 | 8.1308e-07 | 0.40659 | 27671.718 | 0
Bay Area | 3167 | 1 | 4.0491 | 3 | 5.1846 | 2 |  |  |  |  | 0.013274 | 0.26704 | 1 | 8.0976e-07 | 1.2189e-05 | 0.33333 | 0.78098 | {7F8D329C-2906-4CB9-89A6-48A9455878D0} | 14341105 | VALLEY VIEW 1105 | circuit_breaker | 37.9665 | -122.2791 | VALLEY VIEW 1105circuit_breaker | 139 | 810 | 44555.7385 | 7478.2552 | 37077.4832 | 104.2614 | 664.3344 | 2.4379e-05 | 2.4379e-05 | 4.0491 | 1.5 | 2760 | 1.6195e-06 | 0.40659 | 27671.7827 | 0
Bay Area | 2996 | 11 | 13.1404 | 17 | 16.0988 | 3 | 0 | 17.118 | 38.5353 | 0 | 2.1364 | 190.6305 | 1.101 | 0.00058327 | 1.217e-05 | 0.64706 | 0.81623 | {BBAD7CA8-9930-4EC0-8393-CDE6447A6BA4} | 14402108 | LAS POSITAS 2108 | MR190 | 37.6652 | -121.7354 | LAS POSITAS 2108MR190 | 223 | 126 | 24406.3976 | 17286.4534 | 7119.9442 | 1015.7929 | 1334.3457 | 3.651e-05 | 4.8061e-05 | 1.1946 | 5.6667 | 2761 | 0.0017498 | 0.40658 | 27672.4135 | 0
Bay Area | 5085 | 8 | 10.9791 | 40 | 30.8535 | 7 | 0.1055 | 0.055599 | 0.0010789 | 4.5529e-07 | 1.5801 | 0.66456 | 2.1429 | 1.8273e-06 | 1.2087e-05 | 0.2 | 0.35585 | {09D14343-CC3E-46D9-99DC-4193E90EB264} | 42481103 | IGNACIO 1103 | circuit_breaker | 38.0754 | -122.5398 | IGNACIO 1103circuit_breaker | 115 | 145 | 10601.782 | 4294.5405 | 6307.2415 | 849.0798 | 2246.5205 | 8.4608e-05 | 0.00022582 | 1.3724 | 5.7143 | 2763 | 1.2791e-05 | 0.40483 | 27672.9408 | 0
Bay Area | 9055 | 11 | 29.3025 | 17 | 31.4576 | 2 | 0 | 0.19076 | 0.0015275 | 0 | 2.3451 | 77.6095 | 1.0066 | 0.0012445 | 1.1831e-05 | 0.64706 | 0.93149 | {8B109078-C964-45C9-BF00-4904308EBFAE} | 14592105 | BRENTWOOD 2105 | 96324 | 37.8624 | -121.6734 | BRENTWOOD 210596324 | 12 | 2 | 841.0537 | 775.7684 | 65.2852 | 775.7684 | 65.2852 | 2.3663e-05 | 5.1609e-05 | 2.6639 | 8.5 | 2765 | 0.002489 | 0.40482 | 27673.4226 | 0
Bay Area | 737 | 38 | 115.5035 | 84 | 140.2448 | 18 | 0.80167 | 0.28002 | 0.81932 | 0.0060224 | 0.35066 | 0.82608 | 0.88889 | 6.7734e-07 | 1.1674e-05 | 0.45238 | 0.82359 | {5B6AAB3F-644A-4510-BA3F-1EFCD22509A2} | 13350401 | WALDO 0401 | circuit_breaker | 37.9095 | -122.3067 | WALDO 0401circuit_breaker | 162 | 1463 | 69459.7953 | 9140.627 | 60319.1683 | 2562.0667 | 17075.9419 | 0.00021012 | 0.00018353 | 3.0396 | 4.6667 | 2766 | 1.2192e-05 | 0.40233 | 27675.0136 | 0
Bay Area | 6675 | 17 | 55.118 | 22 | 57.5668 | 7 | 0.04387 | 0.21522 | 0.74517 | 0.0022925 | 0.92509 | 1.0574 | 1.0009 | 4.3991e-06 | 1.1632e-05 | 0.77273 | 0.95746 | {0C9E66AB-FF7E-4958-AED9-234BEE09CC6F} | 24101101 | HALF MOON BAY 1101 | 48868 | 37.5034 | -122.4688 | HALF MOON BAY 110148868 | 88 | 422 | 16122.918 | 4759.8895 | 11363.0285 | 1128.5857 | 2609.6917 | 8.1424e-05 | 0.00046354 | 3.2422 | 3.1429 | 2768 | 3.0794e-05 | 0.40232 | 27675.7144 | 0
Bay Area | 1941 | 0 | 0 | 3 | 1.3672 | 1 | 0.47465 | 0.22182 | 0.0016742 | 7.9846e-07 | 0 | 0.10044 | 1 | 1.6072e-06 | 1.1484e-05 | 0 | 0 | {24F66B4A-94A3-4B18-925C-2BF0060C2435} | 24141102 | RALSTON 1102 | 2028 | 37.5114 | -122.3193 | RALSTON 11022028 | 84 | 210 | 15061.7742 | 3748.0499 | 11313.7243 | 2900.1535 | 10961.6769 | 1.1484e-05 | 2.4194e-05 |  | 3 | 2769 | 1.6072e-06 | 0.40229 | 27677.5154 | 0
Bay Area | 9191 | 97 | 188.7006 | 259 | 271.0747 | 42 | 0.015255 | 12.4239 | 64.1497 | 0.0032255 | 2.8374 | 385.7799 | 1.334 | 0.0072075 | 1.1376e-05 | 0.37452 | 0.69612 | {AAB781C7-68E3-444A-B651-9C4DDE030346} | 14662112 | TASSAJARA 2112 | 6392 | 37.8434 | -121.9462 | TASSAJARA 21126392 | 51 | 22 | 9696.2868 | 8416.1442 | 1280.1427 | 8416.1442 | 1280.1427 | 0.00047778 | 0.00091323 | 1.9454 | 6.1667 | 2770 | 0.30271 | 0.40229 | 27682.7419 | 0
Bay Area | 6656 | 31 | 109.2831 | 72 | 133.5595 | 7 | 0.21932 | 0.1112 | 0.0020455 | 8.9726e-07 | 0.52434 | 1.4377 | 1.0041 | 0.00015067 | 1.1331e-05 | 0.43056 | 0.81824 | {BE77E89E-D575-4124-AA7C-BF07ADE3CD3D} | 42491102 | SAUSALITO 1102 | 1224 | 37.8662 | -122.5 | SAUSALITO 11021224 | 144 | 146 | 10812.662 | 5029.3503 | 5783.3117 | 1179.0057 | 378.0186 | 7.9316e-05 | 8.9934e-05 | 3.5253 | 10.2857 | 2771 | 0.0010547 | 0.099573 | 27683.474 | 0
Bay Area | 5766 | 1 | 1.246 | 1 | 1.246 | 1 |  |  |  |  | 0.96681 | 0.096903 | 1 | 7.2609e-07 | 1.093e-05 | 1 | 1 | {08FF18F2-2664-4D84-92E0-670D1D31847D} | 42991104 | LAS GALLINAS A 1104 | 1220 | 38.0098 | -122.5504 | LAS GALLINAS A 11041220 | 97 | 797 | 43225.3675 | 7696.9362 | 35528.4313 | 0 | 191.6559 | 1.093e-05 | 1.093e-05 | 1.246 | 1 | 2776 | 7.2609e-07 | 0.098519 | 27683.474 | 0
Bay Area | 6388 | 25 | 67.3418 | 48 | 78.164 | 7 | 0.058225 | 2.5584 | 8.0312 | 0.00096227 | 13.1182 | 911.1909 | 1.135 | 0.0034124 | 1.0396e-05 | 0.52083 | 0.86155 | {298F8E6C-8C4E-4458-91EA-603E3295125F} | 14052101 | NORTH DUBLIN 2101 | circuit_breaker | 37.7446 | -121.8569 | NORTH DUBLIN 2101circuit_breaker | 57 | 12 | 6581.648 | 6326.3479 | 255.3001 | 5815.8712 | 245.9062 | 7.2772e-05 | 0.00017031 | 2.6937 | 6.8571 | 2780 | 0.023887 | 0.098518 | 27687.0857 | 0
Bay Area | 1306 | 27 | 72.8681 | 109 | 112.662 | 21 | 0.027798 | 0.0061463 | 0.053293 | 0.00018081 | 1.0714 | 0.45354 | 0.38095 | 1.5564e-06 | 1.0312e-05 | 0.24771 | 0.64678 | {854414CD-0C09-471D-91AA-83170F69D473} | 13170401 | HOLLYWOOD 0401 | circuit_breaker | 37.8127 | -122.2187 | HOLLYWOOD 0401circuit_breaker | 150 | 1539 | 73853.3941 | 8515.2971 | 65338.097 | 4478.6501 | 31120.634 | 0.00021656 | 0.000492 | 2.6988 | 5.1905 | 2781 | 3.2684e-05 | 0.074631 | 27689.8669 | 0
Bay Area | 6509 | 7 | 26.9186 | 11 | 28.7129 | 3 | 0.25742 | 0.074131 | 0.00049751 | 3.8421e-07 | 0 | 0.10044 | 1 | 2.1969e-06 | 1.0302e-05 | 0.63636 | 0.93751 | {30A0D7F0-FF87-4B5E-B98B-6A0711429281} | 24181104 | SAN CARLOS 1104 | 75210 | 37.4841 | -122.2822 | SAN CARLOS 110475210 | 25 | 37 | 2689.3408 | 618.926 | 2070.4148 | 618.926 | 2070.4148 | 3.0905e-05 | 9.9208e-05 | 3.8455 | 3.6667 | 2782 | 6.5906e-06 | 0.074598 | 27690.2513 | 0
Bay Area | 7726 | 2 | 5.4297 | 3 | 5.8854 | 3 | 0.38497 | 0.22239 | 0.060487 | 2.3286e-05 | 0 | 0.28518 | 1 | 9.6109e-07 | 1.022e-05 | 0.66667 | 0.92257 | {B40886D4-E154-4D0B-BB2B-061EFDC2739B} | 12091105 | OAKLAND J 1105 | CR150 | 37.7759 | -122.1669 | OAKLAND J 1105CR150 | 23 | 90 | 3991.3098 | 755.1885 | 3236.1213 | 288.2243 | 892.1483 | 3.0661e-05 | 4.3402e-05 | 2.7148 | 1 | 2784 | 2.8833e-06 | 0.074591 | 27690.4303 | 0
Bay Area | 7692 | 28 | 46.8565 | 143 | 109.6625 | 10 | 0.13938 | 0.072779 | 0.055261 | 1.9309e-05 | 0 | 0.049425 | 0.5 | 1.6131e-06 | 9.2559e-06 | 0.1958 | 0.42728 | {64F4E128-0BF2-4FD7-B86A-5EB41BF3367E} | 24251104 | WOODSIDE 1104 | 11555 | 37.4675 | -122.2641 | WOODSIDE 110411555 | 30 | 125 | 6109.7573 | 1379.9837 | 4729.7736 | 1379.9837 | 4729.7736 | 9.2559e-05 | 0.00024283 | 1.6734 | 14.3 | 2795 | 1.6131e-05 | 0.074589 | 27691.2872 | 0
Bay Area | 369 | 116 | 305.1356 | 342 | 434.7057 | 23 | 0.038769 | 0.04699 | 0.00036778 | 6.7722e-08 | 0.53126 | 2.4926 | 0.8763 | 1.5535e-06 | 9.1522e-06 | 0.33918 | 0.70194 | {E9CC44B0-F274-485D-B5C7-CF59D96240F4} | 24040403 | BERESFORD 0403 | circuit_breaker | 37.5648 | -122.3193 | BERESFORD 0403circuit_breaker | 161 | 892 | 43593.5891 | 8781.4305 | 34812.1586 | 1971.1564 | 3475.5666 | 0.0002105 | 0.00053787 | 2.6305 | 14.8696 | 2796 | 3.5731e-05 | 0.074572 | 27692.5113 | 0
Bay Area | 410 | 136 | 381.8904 | 374 | 518.4004 | 56 | 0.07884 | 0.40611 | 0.88172 | 1.1632e-05 | 1.0782 | 3.3384 | 1.015 | 1.2726e-06 | 8.9555e-06 | 0.36364 | 0.73667 | {C5ED9BB6-82EE-4A74-A509-3A42E5E8C396} | 24141101 | RALSTON 1101 | circuit_breaker | 37.5114 | -122.3402 | RALSTON 1101circuit_breaker | 197 | 1002 | 58267.378 | 13656.4798 | 44610.8982 | 7097.0963 | 24172.3454 | 0.00050151 | 0.0010728 | 2.808 | 6.6786 | 2797 | 7.1265e-05 | 0.074537 | 27696.9186 | 0
Bay Area | 418 | 11 | 26.9236 | 35 | 38.3237 | 15 | 0.87093 | 0.47496 | 0.76346 | 0.0060361 | 0.21342 | 0.021342 | 0.46667 | 6.1289e-07 | 8.801e-06 | 0.31429 | 0.70253 | {C255CD66-4CFB-4E6F-AE78-6A76CA6EB0AA} | 14091104 | CASTRO VALLEY 1104 | MR236 | 37.7008 | -122.0899 | CASTRO VALLEY 1104MR236 | 259 | 1943 | 87129.8975 | 13504.2844 | 73625.613 | 1927.0653 | 9965.8966 | 0.00013201 | 0.00013839 | 2.4476 | 2.3333 | 2800 | 9.1934e-06 | 0.074465 | 27698.1153 | 0
Bay Area | 2371 | 18 | 58.2349 | 26 | 62.3289 | 4 | 0 | 0 | 0 | 0 | 0.0005531 | 0.1302 | 0.25 | 7.5488e-07 | 8.5073e-06 | 0.69231 | 0.93432 | {399AB5C7-22B7-4F32-8432-A7E05E9E2D06} | 13111114 | SAN LEANDRO U 1114 | MR544 | 37.7084 | -122.1271 | SAN LEANDRO U 1114MR544 | 211 | 1267 | 52658.0872 | 10049.3013 | 42608.7859 | 1064.9351 | 3725.4016 | 3.4029e-05 | 4.5453e-05 | 3.2353 | 6.5 | 2805 | 3.0195e-06 | 0.074456 | 27698.7767 | 0
Bay Area | 2135 | 5 | 7.2826 | 18 | 14.9342 | 4 | 0.053962 | 2.59 | 13.9515 | 0.013804 | 4.2992 | 252.7671 | 1.2909 | 0.0077682 | 8.2225e-06 | 0.27778 | 0.48765 | {EB7314AB-7754-4D90-B11B-A641443B251F} | 43292102 | PUEBLO 2102 | circuit_breaker | 38.3452 | -122.2997 | PUEBLO 2102circuit_breaker | 273 | 213 | 50327.4693 | 25233.7086 | 25093.7608 | 802.3935 | 26.0889 | 3.289e-05 | 0.00012413 | 1.4565 | 4.5 | 2808 | 0.031073 | 0.074453 | 27699.2749 | 0
Bay Area | 199 | 10 | 29.0383 | 23 | 35.5489 | 8 | 0.092331 | 0.036547 | 4.5595e-05 | 2.5617e-08 | 0 | 0.008656 | 0.375 | 1.2131e-06 | 8.154e-06 | 0.43478 | 0.81686 | {32DE72AC-BD44-46F9-BF98-F2D8B456CA9C} | 24120401 | LAS PULGAS 0401 | circuit_breaker | 37.4629 | -122.2278 | LAS PULGAS 0401circuit_breaker | 168 | 1382 | 64479.9046 | 9719.2183 | 54760.6863 | 583.9042 | 3184.1506 | 6.5232e-05 | 0.00014609 | 2.9038 | 2.875 | 2809 | 9.705e-06 | 0.043381 | 27699.6375 | 0
Bay Area | 2786 | 0 | 0 | 1 | 0.45574 | 1 |  |  |  |  | 16.4403 | 730.7745 | 1.5774 | 0.0067338 | 8.0457e-06 | 0 | 0 | {7CF27098-3028-4D6C-96BA-430FB7E80045} | 13911101 | WILLOW PASS 1101 | circuit_breaker | 38.0248 | -121.9613 | WILLOW PASS 1101circuit_breaker | 145 | 535 | 36191.3938 | 11299.6182 | 24891.7756 | 2388.9792 | 82.0953 | 8.0457e-06 | 8.0457e-06 |  | 1 | 2811 | 0.0067338 | 0.043371 | 27701.1211 | 0
Bay Area | 1040 | 31 | 85.2051 | 69 | 102.8664 | 23 | 0.25789 | 0.11583 | 0.15739 | 0.0018513 | 2.0234 | 6.0799 | 0.60947 | 7.5645e-07 | 7.9039e-06 | 0.44928 | 0.82831 | {4B9E4541-F21D-43AC-ADB7-3A92CC33D20B} | 13111114 | SAN LEANDRO U 1114 | MR545 | 37.7035 | -122.1125 | SAN LEANDRO U 1114MR545 | 159 | 837 | 39491.2191 | 7220.0264 | 32271.1927 | 3494.5659 | 18097.3441 | 0.00018179 | 0.0002619 | 2.7486 | 3 | 2812 | 1.7398e-05 | 0.036637 | 27703.2912 | 0
Bay Area | 25 | 166 | 427.3668 | 427 | 562.1477 | 60 | 0.21785 | 0.11016 | 0.078047 | 0.00014044 | 0.091409 | 0.25618 | 0.63333 | 7.6714e-07 | 7.7469e-06 | 0.38876 | 0.76024 | {EA4820C6-602A-444A-A1BC-AC0CC345F5D7} | 24141101 | RALSTON 1101 | 48936 | 37.5171 | -122.3356 | RALSTON 110148936 | 185 | 582 | 42775.2235 | 9693.4724 | 33081.7511 | 7442.666 | 29537.592 | 0.00046481 | 0.00069286 | 2.5745 | 7.1167 | 2813 | 4.6028e-05 | 0.03662 | 27707.9131 | 0
Bay Area | 5396 | 273 | 921.4871 | 332 | 954.0046 | 14 | 0.14858 | 0.071987 | 0.00052677 | 2.2637e-07 | 0 | 0.00090507 | 0.78571 | 6.6231e-07 | 7.55e-06 | 0.82229 | 0.96591 | {40980895-4B8E-4C74-B15F-E13FF900DC4F} | 22721102 | SNEATH LANE 1102 | circuit_breaker | 37.6222 | -122.4469 | SNEATH LANE 1102circuit_breaker | 70 | 310 | 17742.9255 | 4044.2651 | 13698.6604 | 1789.3661 | 3809.7734 | 0.0001057 | 0.00016043 | 3.3754 | 23.7143 | 2815 | 9.2723e-06 | 0.036574 | 27709.0243 | 0
Bay Area | 7531 | 5 | 16.4698 | 86 | 55.8201 | 8 | 0 | 0 | 0 | 0 | 0.00082965 | 1.2637 | 0.5 | 7.194e-07 | 6.9534e-06 | 0.05814 | 0.29505 | {42064D42-EDBF-4ED5-8222-65863B241E1D} | 13111109 | SAN LEANDRO U 1109 | CR284 | 37.7436 | -122.1477 | SAN LEANDRO U 1109CR284 | 43 | 187 | 8164.7971 | 1501.5898 | 6663.2073 | 1126.0171 | 3091.4127 | 5.5628e-05 | 8.6633e-05 | 3.294 | 10.75 | 2823 | 5.7552e-06 | 0.036564 | 27709.7236 | 0
Bay Area | 2694 | 26 | 59.9492 | 31 | 62.2279 | 6 | 0 | 0 | 0 | 0 | 8.9919 | 167.1724 | 1.052 | 0.0024408 | 6.9452e-06 | 0.83871 | 0.96338 | {C29E1CFF-9B01-49C8-A70D-1B966DB72A34} | 13501108 | JARVIS 1108 | MR368 | 37.6226 | -122.039 | JARVIS 1108MR368 | 136 | 462 | 23394.7973 | 5392.0942 | 18002.7031 | 761.5311 | 986.4007 | 4.1671e-05 | 5.5842e-05 | 2.3057 | 5.1667 | 2824 | 0.014645 | 0.036559 | 27710.1965 | 0
Bay Area | 141 | 5 | 8.2766 | 26 | 18.1873 | 11 | 0.064148 | 0.037304 | 0.024308 | 9.2962e-06 | 0.93484 | 0.97798 | 0.81818 | 9.7725e-07 | 6.8328e-06 | 0.19231 | 0.45508 | {8CF3EAE2-3D5E-46D8-99A9-0040E44D6238} | 14091108 | CASTRO VALLEY 1108 | MR379 | 37.7032 | -122.0461 | CASTRO VALLEY 1108MR379 | 41 | 333 | 17097.9601 | 2536.0701 | 14561.89 | 1604.9824 | 7795.9576 | 7.5161e-05 | 0.00016182 | 1.6553 | 2.3636 | 2827 | 1.075e-05 | 0.021914 | 27711.1932 | 1
Bay Area | 5702 | 7 | 26.7131 | 8 | 27.339 | 1 |  |  |  |  | 0 | 0.0013274 | 1 | 4.451e-07 | 6.7e-06 | 0.875 | 0.97711 | {E63B66A6-F711-492C-AE55-754D3FBB9FA4} | 22721101 | SNEATH LANE 1101 | circuit_breaker | 37.6221 | -122.4469 | SNEATH LANE 1101circuit_breaker | 38 | 92 | 5129.3903 | 1546.1502 | 3583.2401 | 448.9693 | 869.0709 | 6.7e-06 | 6.7e-06 | 3.8162 | 8 | 2829 | 4.451e-07 | 0.021903 | 27711.472 | 0
Bay Area | 9136 | 60 | 79.1424 | 179 | 155.8 | 41 | 0.067079 | 83.8739 | 314.6278 | 0.20361 | 1.2556 | 526.8407 | 1.5895 | 0.00051912 | 6.5082e-06 | 0.3352 | 0.50797 | {475B4CFB-84F1-46E3-9FF3-409BD1FA54D8} | 14241101 | SUNOL 1101 | MR387 | 37.5735 | -121.864 | SUNOL 1101MR387 | 35 | 11 | 8208.0016 | 8023.8265 | 184.1751 | 7477.4807 | 159.0432 | 0.00026683 | 0.00053159 | 1.319 | 4.3659 | 2831 | 0.021284 | 0.021902 | 27716.1155 | 0
Bay Area | 1275 | 2 | 2.492 | 4 | 3.4035 | 2 |  |  |  |  | 0.0033186 | 1.7263 | 1 | 4.3004e-07 | 6.4734e-06 | 0.5 | 0.7322 | {A91DA441-EEAC-4573-A6F0-741EAB76EF3B} | 13030402 | BANCROFT 0402 | circuit_breaker | 37.74 | -122.1553 | BANCROFT 0402circuit_breaker | 122 | 1233 | 58201.0944 | 7332.1581 | 50868.9363 | 149.8171 | 1027.8493 | 1.2947e-05 | 1.2947e-05 | 1.246 | 2 | 2832 | 8.6008e-07 | 0.00061853 | 27716.2085 | 0
Bay Area | 7941 | 1 | 1.2277 | 1 | 1.2277 | 1 | 0.13957 | 0.22239 | 0.0054679 | 7.7125e-07 | 0 | 0.031416 | 1 | 3.0668e-06 | 6.4433e-06 | 1 | 1 | {2C2CFF8C-6FFC-491F-805A-E0EE63DF4C2A} | 42481105 |  | 1943 | 38.097 | -122.588 | 1943 | 26 | 75 | 6396.4345 | 1959.963 | 4436.4715 | 1959.963 | 4436.4715 | 6.4433e-06 | 4.6165e-05 | 1.2277 | 1 | 2834 | 3.0668e-06 | 0.00061767 | 27717.4257 | 0
Bay Area | 1305 | 0 | 0 | 1 | 0.67977 | 1 |  |  |  |  | 0 | 0.0053097 | 1 | 3.1284e-07 | 4.7092e-06 | 0 | 0 | {2B049CE5-6DAC-4065-B555-915EF340A6E9} | 24031110 | BELMONT 1110 | 39182 | 37.5109 | -122.2994 | BELMONT 111039182 | 85 | 281 | 14128.0508 | 3455.5413 | 10672.5095 | 111.8017 | 178.3665 | 4.7092e-06 | 4.7092e-06 |  | 1 | 2849 | 3.1284e-07 | 0.00061461 | 27717.4951 | 0
Bay Area | 1190 | 7 | 8.594 | 24 | 19.4493 | 4 | 0 | 0.10209 | 0.00020262 | 0 | 1.1781 | 19.3718 | 1.0105 | 0.00014059 | 4.6579e-06 | 0.29167 | 0.44187 | {9140C526-29BF-4637-A62D-8BE823C11E2E} | 14232106 | SAN RAMON 2106 | circuit_breaker | 37.745 | -121.9375 | SAN RAMON 2106circuit_breaker | 69 | 35 | 4481.1807 | 3629.0684 | 852.1123 | 655.1911 | 384.2721 | 1.8632e-05 | 4.2167e-05 | 1.2277 | 6 | 2850 | 0.00056237 | 0.0006143 | 27717.902 | 0
Bay Area | 2617 | 15 | 33.4136 | 31 | 41.6224 | 12 | 0.01681 | 0.045764 | 0.00050175 | 4.0988e-08 | 7.0291 | 12.6934 | 0.83481 | 1.2099e-06 | 3.8994e-06 | 0.48387 | 0.80278 | {7DC88504-8437-4262-8C77-15F7F25CD1D4} | 14091104 | CASTRO VALLEY 1104 | MR201 | 37.7014 | -122.0883 | CASTRO VALLEY 1104MR201 | 286 | 1880 | 90402.6846 | 15418.7744 | 74983.9102 | 1973.7097 | 7700.794 | 4.6793e-05 | 0.00021854 | 2.2276 | 2.5833 | 2854 | 1.4518e-05 | 5.1924e-05 | 27719.1277 | 0
Bay Area | 1956 | 2 | 7.6323 | 5 | 9.3428 | 3 | 0 | 0.22239 | 0.11266 | 0 | 1.649 | 18.5876 | 1 | 8.6505e-07 | 3.8825e-06 | 0.4 | 0.81692 | {BF555005-32AC-49E5-8E9E-ED1476EE192C} | 14091101 | CASTRO VALLEY 1101 | MR518 | 37.6589 | -122.0516 | CASTRO VALLEY 1101MR518 | 88 | 130 | 8175.3301 | 3163.325 | 5012.0051 | 621.9183 | 166.5334 | 1.1648e-05 | 3.8154e-05 | 3.8162 | 1.6667 | 2855 | 2.5951e-06 | 3.7406e-05 | 27719.5139 | 0
Bay Area | 1096 | 20 | 77.247 | 22 | 78.3825 | 2 | 0.0011931 | 0.00041086 | 3.865e-06 | 2.496e-09 | 0 | 0 | 0 | 5.6263e-07 | 3.199e-06 | 0.90909 | 0.98551 | {0670D960-5B0E-4306-B272-564D6CFEECFE} | 22721101 | SNEATH LANE 1101 | 68070 | 37.6087 | -122.4309 | SNEATH LANE 110168070 | 60 | 426 | 21755.9914 | 3445.6939 | 18310.2975 | 175.9556 | 1626.8225 | 6.3979e-06 | 1.6938e-05 | 3.8624 | 11 | 2862 | 1.1253e-06 | 3.4811e-05 | 27719.6231 | 0
Bay Area | 5548 | 2 | 5.0588 | 14 | 10.4228 | 6 | 0 | 0 | 0 | 0 | 1.7253e-12 | 0.069985 | 0.83333 | 6.7159e-07 | 3.0789e-06 | 0.14286 | 0.48536 | {FA2B109E-77DC-4E10-B450-A6980BE69B60} | 13111114 | SAN LEANDRO U 1114 | 9838 | 37.7025 | -122.1103 | SAN LEANDRO U 11149838 | 52 | 562 | 26810.0233 | 3949.4877 | 22860.5356 | 1189.5493 | 8262.8679 | 1.8474e-05 | 6.0657e-05 | 2.5294 | 2.3333 | 2864 | 4.0295e-06 | 3.3685e-05 | 27720.3618 | 0
Bay Area | 5600 | 0 | 0 | 1 | 0.45574 | 1 | 0.21463 | 0.22239 | 0.0038381 | 8.2376e-07 | 2.0376 | 1.0801 | 1 | 7.2039e-07 | 2.3275e-06 | 0 | 0 | {D824A6B2-681A-48EF-8928-B97846B95D59} | 42991105 | LAS GALLINAS A 1105 | 1218 | 38.0247 | -122.5486 | LAS GALLINAS A 11051218 | 49 | 411 | 25002.9944 | 3755.6182 | 21247.3762 | 60.2784 | 1126.0745 | 2.3275e-06 | 1.0844e-05 |  | 1 | 2871 | 7.2039e-07 | 2.9656e-05 | 27720.3993 | 0
Bay Area | 7319 | 2 | 2.7172 | 29 | 18.6764 | 2 | 0.045277 | 0.22239 | 0.069221 | 2.8463e-07 | 0.4646 | 0.04646 | 1 | 1.6305e-06 | 1.3052e-06 | 0.068966 | 0.14549 | {10AF2AF5-0312-4499-B6B7-F90BCDC56FEE} | 63801102 | JAMESON 1102 | 65516 | 38.2496 | -122.1606 | JAMESON 110265516 | 280 | 488 | 44601.527 | 18265.6782 | 26335.8488 | 12202.9885 | 15670.3248 | 2.6104e-06 | 4.9087e-05 | 1.3586 | 14.5 | 2874 | 3.2609e-06 | 2.8935e-05 | 27727.9773 | 0
Bay Area | 4237 | 5 | 17.4628 | 10 | 20.3058 | 2 | 0 | 0 | 0 | 0 | 0.61947 | 0.18772 | 1 | 1.8035e-07 | 1.2377e-06 | 0.5 | 0.85999 | {1467F520-572F-46EC-93E0-707DAECC5FB0} | 24031103 | BELMONT 1103 | 8956 | 37.5067 | -122.2871 | BELMONT 11038956 | 64 | 113 | 7466.1331 | 2231.1917 | 5234.9415 | 228.0716 | 1186.804 | 2.4754e-06 | 5.4297e-06 | 3.4926 | 5 | 2876 | 3.607e-07 | 2.5675e-05 | 27728.119 | 0
Bay Area | 2189 | 8 | 25.2156 | 12 | 27.8402 | 1 | 0.00052635 | 0.22239 | 1.353 | 7.1215e-07 | 0.26991 | 18.4392 | 1 | 3.3871e-06 | 2.6836e-08 | 0.66667 | 0.90573 | {ED3D87A2-B26D-4CB8-8B3D-56CD442881C5} | 83432103 | HICKS 2103 | LB50 | 37.2216 | -121.9083 | HICKS 2103LB50 | 91 | 42 | 26450.5229 | 21326.6152 | 5123.9077 | 18634.0428 | 4468.185 | 2.6836e-08 | 5.0986e-05 | 3.152 | 12 | 2884 | 3.3871e-06 | 2.5314e-05 | 27739.6907 | 0
Bay Area | 8777 | 0 | 0 | 9 | 3.2327 | 2 | 0.00016744 | 0.22239 | 0.0010858 | 1.5828e-10 | 0 | 0.66681 | 1 | 4.2937e-06 | 1.5367e-08 | 0 | 0 | {1B6353F3-7152-4A32-A40C-9970C5A62BA9} | 24240402 | WATERSHED 0402 | circuit_breaker | 37.4874 | -122.3103 | WATERSHED 0402circuit_breaker | 15 | 7 | 1910.473 | 1752.4587 | 158.0143 | 0 | 23.5094 | 3.0733e-08 | 0.00012926 |  | 4.5 | 2885 | 8.5873e-06 | 2.1927e-05 | 27739.6907 | 0
Bay Area | 342 | 1 | 1.6135 | 1 | 1.6135 | 1 | 0 | 0 | 0 | 0 | 0 | 0.089602 | 1 | 6.8369e-07 | 0 | 1 | 1 | {CC913DB3-6A51-493D-BE11-D5EAF399B0A8} | 14101102 | ALHAMBRA 1102 | circuit_breaker | 37.9938 | -122.1301 | ALHAMBRA 1102circuit_breaker | 239 | 1142 | 51311.899 | 9246.0524 | 42065.8465 | 306.9084 | 895.7185 | 0 | 1.0292e-05 | 1.6135 | 1 | 2889 | 6.8369e-07 | 1.3339e-05 | 27739.8813 | 0
Bay Area | 6261 | 5 | 20.2454 | 5 | 20.2454 | 1 | 0 | 0 | 0 | 0 | 0 | 0.065265 | 1 | 5.6516e-07 | 0 | 1 | 1 | {AC57E8D0-E406-43BB-B0B4-92AB46A557F5} | 22721102 | SNEATH LANE 1102 | 75844 | 37.64 | -122.4607 | SNEATH LANE 110275844 | 21 | 54 | 3774.7884 | 865.0219 | 2909.7665 | 184.0425 | 58.2418 | 0 | 8.5073e-06 | 4.0491 | 5 | 2892 | 5.6516e-07 | 1.2656e-05 | 27739.9956 | 0
Bay Area | 3063 | 1 | 1.6135 | 12 | 6.6266 | 1 | 0 | 0 | 0 | 0 | 0.13274 | 0.0066372 | 1 | 3.5154e-06 | 0 | 0.083333 | 0.24349 | {85056666-4A2B-4DAF-B399-DC93301E78AA} | 42011106 | SAN RAFAEL 1106 | 48752 | 37.9743 | -122.5239 | SAN RAFAEL 110648752 | 102 | 440 | 20377.6271 | 3711.6115 | 16666.0157 | 44.4852 | 522.1383 | 0 | 5.2918e-05 | 1.6135 | 12 | 2894 | 3.5154e-06 | 1.2091e-05 | 27740.0232 | 0
Bay Area | 486 | 11 | 31.723 | 23 | 38.312 | 1 | 0 | 0 | 0 | 0 | 0 | 0.13296 | 1 | 6.5519e-07 | 0 | 0.47826 | 0.82802 | {650AE2A0-8481-4167-A199-68E796B3390A} | 24031110 | BELMONT 1110 | 9090 | 37.5185 | -122.3035 | BELMONT 11109090 | 89 | 467 | 23008.6181 | 4185.121 | 18823.4971 | 0 | 150.5582 | 0 | 9.8626e-06 | 2.8839 | 23 | 2898 | 6.5519e-07 | 8.5752e-06 | 27740.0232 | 0
Bay Area | 42 | 2 | 5.0615 | 2 | 5.0615 | 2 | 0 | 0 | 0 | 0 | 1.042 | 0.12832 | 1 | 1.1955e-06 | 0 | 1 | 1 | {FD68B15D-2380-4995-ADA8-EF407A4F9E9B} | 12091105 | OAKLAND J 1105 | 153228 | 37.775 | -122.1815 | OAKLAND J 1105153228 | 146 | 1121 | 51620.7639 | 6680.4391 | 44940.3248 | 241.8819 | 1336.9639 | 0 | 3.5991e-05 | 2.5307 | 1 | 2901 | 2.391e-06 | 7.92e-06 | 27740.1734 | 0
Bay Area | 2118 | 1 | 1.6135 | 8 | 4.5144 | 2 | 0 | 0 | 0 | 0 | 0.48451 | 0.97732 | 1 | 2.7645e-06 | 0 | 0.125 | 0.35742 | {0052F236-02DD-4D59-831D-9E6CA4EBFC49} | 13532227 | LAKEWOOD 2227 | W503R | 37.9192 | -122.0371 | LAKEWOOD 2227W503R | 230 | 1036 | 58734.8644 | 12249.2617 | 46485.6027 | 121.8736 | 239.1504 | 0 | 8.3229e-05 | 1.6135 | 4 | 2902 | 5.529e-06 | 5.529e-06 | 27740.2491 | 0
| 647 | [16 empty] | {00AF1949-B9F3-40C7-B655-E7207FF7DB49} | 12501112 | EL CERRITO G 1112 | BR196 | 37.9216 | -122.3079 | EL CERRITO G 1112BR196 | 139 | 717 | 39086.242 | 5817.7228 | 33268.5192 | 68.9404 | 143.6722 |  |  |  |  | 2903 | 0 | 0 | 27740.2919 | 0
| 9937 | [16 empty] | {011DA57D-3361-4E85-BC2A-97718564E64F} | 182611103 | PASO ROBLES 1103 | N04 | 35.7334 | -120.8792 | PASO ROBLES 1103N04 | 10 | 0 | 858.0287 | 858.0287 | 0 | 858.0287 | 0 |  |  |  |  | 2904 | 0 | 0 | 27740.8248 | 0
| 7326 | [16 empty] | {011DEA9E-857C-400B-8F07-19E7424464B0} | 182581107 | GOLDTREE 1107 | circuit_breaker | 35.3199 | -120.6931 | GOLDTREE 1107circuit_breaker | 59 | 29 | 6303.7814 | 5718.1268 | 585.6546 | 1525.8896 | 63.5407 |  |  |  |  | 2905 | 0 | 0 | 27741.7723 | 0
| 9989 | [16 empty] | {02FE603A-B506-4A8C-BB2E-DD774BFD70EA} | 188071101 | SCE REFUGIO 1101 | circuit_breaker | 34.5249 | -120.0755 | SCE REFUGIO 1101circuit_breaker | 2 | 0 | 3.6129 | 3.6129 | 0 | 3.6129 | 0 |  |  |  |  | 2906 | 0 | 0 | 27741.7746 | 0
| 7967 | [16 empty] | {031CA341-2C0B-4194-9FCE-C18FD57B6895} | 42851121 | FORT ROSS 1121 | 204 | 38.5286 | -123.2068 | FORT ROSS 1121204 | 123 | 65 | 47901.7833 | 30176.1504 | 17725.6329 | 30176.1504 | 17725.6329 |  |  |  |  | 2907 | 0 | 0 | 27760.514 | 0
| 2673 | [16 empty] | {0490EF9F-4327-4CEC-AB8A-ADCAD043B99F} | 182981102 | JOLON 1102 | 7002 | 35.9664 | -121.1153 | JOLON 11027002 | 137 | 86 | 37851.8765 | 29669.8562 | 8182.0203 | 11843.464 | 4859.081 |  |  |  |  | 2908 | 0 | 0 | 27767.8688 | 0
| 9047 | [16 empty] | {0606B625-15C9-4BF7-B53E-DB310BE3421C} | 182082103 | LOS OSITOS 2103 | 7468 | 36.2933 | -121.2013 | LOS OSITOS 21037468 | 58 | 53 | 13369.2975 | 12232.8773 | 1136.4203 | 736.8159 | 39.971 |  |  |  |  | 2909 | 0 | 0 | 27768.3263 | 0
| 8959 | [16 empty] | {069FC1F9-26AE-4248-95D3-8B4718D722BC} | 152261106 | DIAMOND SPRINGS 1106 | 176130 | 38.676 | -120.7602 | DIAMOND SPRINGS 1106176130 | 3 | 0 | 32.0737 | 32.0737 | 0 | 32.0737 | 0 |  |  |  |  | 2910 | 0 | 0 | 27768.3462 | 0
| 10152 | [16 empty] | {096C1652-B7E1-4420-B7F5-3A29C5C5F06A} | 83622105 | CAMP EVERS 2105 | BL 2101 | 37.0926 | -122.0964 | CAMP EVERS 2105BL 2101 | 1 | 0 | 5.191 | 5.191 | 0 | 5.191 | 0 |  |  |  |  | 2911 | 0 | 0 | 27768.3495 | 0
| 1372 | [16 empty] | {09A4B9E8-989B-4DA3-9154-EF01A44BB71B} | 103481101 | LOS MOLINOS 1101 | 1308 | 40.1057 | -122.1075 | LOS MOLINOS 11011308 | 151 | 150 | 28416.6941 | 19434.6302 | 8982.0639 | 205.1097 | 167.5421 |  |  |  |  | 2912 | 0 | 0 | 27768.4768 | 0
| 9344 | [16 empty] | {0A01E260-13CE-4A2C-9E37-3DEB27359C08} | 152251101 | SPAULDING 1101 | circuit_breaker | 39.3255 | -120.643 | SPAULDING 1101circuit_breaker | 5 | 0 | 56.7484 | 56.7484 | 0 | 56.7484 | 0 |  |  |  |  | 2913 | 0 | 0 | 27768.5121 | 0
| 10123 | [16 empty] | {0C240C00-F56C-47A7-8A46-05398790480A} | 254421103 | OAKHURST 1103 | 10723 | 37.4745 | -119.6397 | OAKHURST 110310723 | 1 | 0 | 6.3415 | 6.3415 | 0 | 6.3415 | 0 |  |  |  |  | 2914 | 0 | 0 | 27768.516 | 0
| 4316 | [16 empty] | {0CC5B62D-8E39-47F2-A113-AB2F434531F0} | 14232119 | SAN RAMON 2119 | circuit_breaker | 37.7453 | -121.9369 | SAN RAMON 2119circuit_breaker | 40 | 40 | 4213.6288 | 2436.9887 | 1776.6401 | 757.1628 | 26.2859 |  |  |  |  | 2915 | 0 | 0 | 27768.9862 | 0
| 2720 | [16 empty] | {0CEB70F5-2209-4B8B-BEA6-B7EBAFD3DEEB} | 182581108 | GOLDTREE 1108 | circuit_breaker | 35.3197 | -120.6931 | GOLDTREE 1108circuit_breaker | 115 | 344 | 20741.2203 | 7797.4445 | 12943.7759 | 3288.9555 | 1282.139 |  |  |  |  | 2916 | 0 | 0 | 27771.0287 | 0
| 4593 | [16 empty] | {0DB6DB9D-7804-4D10-B639-1A5CA91DDA98} | 162671103 | WESTLEY 1103 | 9010 | 37.5385 | -121.2044 | WESTLEY 11039010 | 226 | 171 | 62578.6124 | 55369.2735 | 7209.3389 | 1485.982 | 10.0171 |  |  |  |  | 2917 | 0 | 0 | 27771.9514 | 0
| 9948 | [16 empty] | {0E163071-14D9-42E7-B9B8-B27ACF143A75} | 12541104 | OAKLAND X 1104 | CR101 | 37.8188 | -122.206 | OAKLAND X 1104CR101 | 5 | 0 | 28.3921 | 28.3921 | 0 | 28.3921 | 0 |  |  |  |  | 2918 | 0 | 0 | 27771.9691 | 0
| 7745 | [16 empty] | {113FEF80-B5A7-4041-A279-F58DE4B71B87} | 182082103 | LOS OSITOS 2103 | 7062 | 36.2789 | -121.303 | LOS OSITOS 21037062 | 60 | 61 | 27434.5707 | 19658.415 | 7776.1557 | 19658.415 | 7776.1557 |  |  |  |  | 2919 | 0 | 0 | 27784.177 | 0
| 8404 | [16 empty] | {1190A046-44FA-405F-8A82-A8C20ADEFCFC} | 42091102 | MIRABEL 1102 | 13597 | 38.5053 | -122.9241 | MIRABEL 110213597 | 9 | 46 | 2313.865 | 625.9642 | 1687.9008 | 625.9642 | 1687.9008 |  |  |  |  | 2920 | 0 | 0 | 27784.5657 | 0
| 5181 | [16 empty] | {12F1A144-2063-4E28-8860-F6ADF2052849} | 182631104 | SAN LUIS OBISPO 1104 | circuit_breaker | 35.2613 | -120.6347 | SAN LUIS OBISPO 1104circuit_breaker | 105 | 42 | 14433.1824 | 11106.7457 | 3326.4367 | 889.5466 | 1045.735 |  |  |  |  | 2921 | 0 | 0 | 27785.1181 | 0
| 3245 | [16 empty] | {133545C9-FF59-4E89-AB9A-6D025A3D74E4} | 83182101 | LLAGAS 2101 | XR244 | 37.0163 | -121.5446 | LLAGAS 2101XR244 | 257 | 301 | 41416.8482 | 22757.8317 | 18659.0165 | 321.7387 | 411.7455 |  |  |  |  | 2922 | 0 | 0 | 27785.3179 | 0
| 873 | [16 empty] | {13C5D467-3A5D-46D1-9164-0C6474ACC9E0} | 42721104 | SONOMA 1104 | 414 | 38.2767 | -122.4908 | SONOMA 1104414 | 395 | 1313 | 95641.4943 | 28754.2864 | 66887.2078 | 669.1199 | 3264.5295 |  |  |  |  | 2923 | 0 | 0 | 27785.7334 | 0
| 6003 | [16 empty] | {13E2F68D-5FE0-429F-8E83-F4D9D6BCB638} | 42761102 | FORT BRAGG A 1102 | 33064 | 39.4128 | -123.8091 | FORT BRAGG A 110233064 | 102 | 145 | 12660.8662 | 5911.1864 | 6749.6798 | 0 | 44.7837 |  |  |  |  | 2924 | 0 | 0 | 27785.7334 | 0
| 1370 | [16 empty] | {149E5268-4926-4B7A-B9E2-928EA9B5F83B} | 43061101 | COVELO 1101 | 562360 | 39.7985 | -123.2481 | COVELO 1101562360 | 446 | 484 | 92045.7041 | 61312.0727 | 30733.6315 | 3783.6743 | 2575.347 |  |  |  |  | 2925 | 0 | 0 | 27788.0831 | 0
| 9704 | [16 empty] | {14BEC098-B04A-4CB2-9AA3-38D63A101CE1} | 12501105 | EL CERRITO G 1105 | BR164 | 37.8856 | -122.2541 | EL CERRITO G 1105BR164 | 7 | 0 | 91.5845 | 91.5845 | 0 | 91.5845 | 0 |  |  |  |  | 2926 | 0 | 0 | 27788.1399 | 0
| 4309 | [16 empty] | {162FBB52-745E-4C32-9FDD-D8D884FE49AC} | 42721105 | SONOMA 1105 | 138 | 38.2726 | -122.4372 | SONOMA 1105138 | 339 | 469 | 58579.8128 | 27343.3572 | 31236.4556 | 615.5192 | 13.3928 |  |  |  |  | 2927 | 0 | 0 | 27788.5222 | 0
| 7970 | [16 empty] | {17D989D5-D004-4CEC-9F17-89364403A1F1} | 83392109 | SWIFT 2109 | XR300 | 37.3248 | -121.7847 | SWIFT 2109XR300 | 38 | 14 | 1867.4367 | 1305.5095 | 561.9272 | 121.3159 | 254.3964 |  |  |  |  | 2928 | 0 | 0 | 27788.5975 | 0
| 8702 | [16 empty] | {18905925-DFA6-44AE-B447-3A99A2ABC9ED} | 252021101 | ANTELOPE 1101 | 1631 | 35.666 | -120.0709 | ANTELOPE 11011631 | 53 | 31 | 19994.4998 | 18929.4401 | 1065.0597 | 1210.7069 | 19.5073 |  |  |  |  | 2929 | 0 | 0 | 27789.3494 | 0
| 3225 | [16 empty] | {18E8D8F7-45B7-41EF-BCF8-35FF7259EC09} | 43051101 | MONTICELLO 1101 | 1589 | 38.4069 | -122.2057 | MONTICELLO 11011589 | 95 | 205 | 15749.4751 | 6934.0024 | 8815.4726 | 6934.0024 | 8815.4726 |  |  |  |  | 2930 | 0 | 0 | 27793.6554 | 0
| 9337 | [16 empty] | {18F7A415-6C0E-4E68-A9B1-1EAFDA3A8A3D} | 42281105 | POTTER VALLEY P H 1105 | 990354 | 39.3618 | -123.1277 | POTTER VALLEY P H 1105990354 | 1 | 0 | 6.5127 | 6.5127 | 0 | 6.5127 | 0 |  |  |  |  | 2931 | 0 | 0 | 27793.6594 | 0
| 8654 | [16 empty] | {1BEA114F-1545-4690-B5EF-CA295187FA4B} | 252721106 | KERN OIL 1106 | 46960 | 35.4771 | -118.887 | KERN OIL 110646960 | 28 | 7 | 3294.4003 | 3100.4181 | 193.9822 | 1285.0343 | 0 |  |  |  |  | 2932 | 0 | 0 | 27794.4574 | 0
| 7406 | [16 empty] | {1C105F4C-AE80-4099-9437-85CB973612DF} | 42481105 |  | 908 | 38.0925 | -122.5763 | 908 | 98 | 260 | 15858.5289 | 3596.4627 | 12262.0662 | 1022.6867 | 1396.9246 |  |  |  |  | 2933 | 0 | 0 | 27795.0925 | 0
| 7180 | [16 empty] | {1C1CA89F-8D6E-4D8E-B038-38C87CE5A599} | 42661102 | WILLITS 1102 | 1270 | 39.4091 | -123.3481 | WILLITS 11021270 | 58 | 229 | 9749.0991 | 2454.7077 | 7294.3913 | 0 | 127.3131 |  |  |  |  | 2934 | 0 | 0 | 27795.0925 | 1
| 9721 | [16 empty] | {1EF86466-F881-472F-AD0A-3DC35663082A} | 182631107 | SAN LUIS OBISPO 1107 | V08 | 35.2449 | -120.6492 | SAN LUIS OBISPO 1107V08 | 6 | 0 | 39.9511 | 39.9511 | 0 | 39.9511 | 0 |  |  |  |  | 2935 | 0 | 0 | 27795.1173 | 0
| 7447 | [16 empty] | {1FEA32A9-A9DB-486B-B930-6597B0D6C986} | 182391103 | OILFIELDS 1103 | 2757 | 35.8313 | -120.9578 | OILFIELDS 11032757 | 18 | 8 | 4630.5172 | 4491.0736 | 139.4436 | 4491.0736 | 139.4436 |  |  |  |  | 2936 | 0 | 0 | 27797.9063 | 0
| 2831 | [16 empty] | {1FEB7E65-DDE1-46AE-83AD-B5F30417F926} | 13912108 | WILLOW PASS 2108 | circuit_breaker | 38.0247 | -121.9612 | WILLOW PASS 2108circuit_breaker | 168 | 89 | 18732.8786 | 14603.4136 | 4129.4649 | 235.7533 | 23.4608 |  |  |  |  | 2937 | 0 | 0 | 27798.0527 | 0
| 8157 | [16 empty] | {2258BA59-F952-4D7E-A5B4-7204CE2B68CB} | 182601103 | OCEANO 1103 | 76678 | 35.1221 | -120.5916 | OCEANO 110376678 | 17 | 22 | 1283.4224 | 597.8557 | 685.5667 | 88.7522 | 301.4065 |  |  |  |  | 2938 | 0 | 0 | 27798.1078 | 0
| 2578 | [16 empty] | {234C0F85-450D-4068-9BF4-08179DE2304E} | 253801101 | ARVIN 1101 | 94892 | 35.1509 | -118.8289 | ARVIN 110194892 | 92 | 45 | 19514.2472 | 15531.7609 | 3982.4863 | 345.9853 | 18.1965 |  |  |  |  | 2939 | 0 | 0 | 27798.3227 | 0
| 9001 | [16 empty] | {24566083-7477-436E-B006-AF0B8D860874} | 254452101 | MARIPOSA 2101 | 90130 | 37.4926 | -119.9662 | MARIPOSA 210190130 | 10 | 0 | 144.8101 | 144.8101 | 0 | 144.8101 | 0 |  |  |  |  | 2940 | 0 | 0 | 27798.4126 | 0
| 3390 | [16 empty] | {28C87B96-17F1-4B77-AC44-88E083C74B6C} | 182391103 | OILFIELDS 1103 | 7006 | 35.8684 | -120.8478 | OILFIELDS 11037006 | 98 | 64 | 27975.3683 | 24239.8026 | 3735.5657 | 5321.5914 | 1650.5739 |  |  |  |  | 2941 | 0 | 0 | 27801.7173 | 0
| 9758 | [16 empty] | {2FC93923-0AF8-4A4D-9F96-EF0ED8AF2245} | 42711102 | CALISTOGA 1102 | 66730 | 38.5777 | -122.5257 | CALISTOGA 110266730 | 11 | 0 | 1883.757 | 1883.757 | 0 | 1883.757 | 0 |  |  |  |  | 2942 | 0 | 0 | 27802.8871 | 0
| 9904 | [16 empty] | {32E1896B-D7D5-45B0-A209-034283C3B19F} | 183041101 | BUELLTON 1101 | 63389 | 34.6242 | -120.2258 | BUELLTON 110163389 | 3 | 9 | 945.1414 | 391.5938 | 553.5476 | 0 | 58.2967 |  |  |  |  | 2943 | 0 | 0 | 27802.8871 | 0
| 1587 | [16 empty] | {33AE2657-6F42-4109-A970-89EF5E991C73} | 83252105 | PAUL SWEET 2105 | 10290 | 36.977 | -122.0377 | PAUL SWEET 210510290 | 500 | 2160 | 113528.1157 | 27546.0728 | 85982.0428 | 4.572 | 61.4992 |  |  |  |  | 2944 | 0 | 0 | 27802.89 | 0
| 1383 | [16 empty] | {33EF8994-00DA-4C8F-AF23-8D41C5EB4753} | 182131104 | GONZALES 1104 | 22418 | 36.538 | -121.4635 | GONZALES 110422418 | 108 | 108 | 22094.2231 | 19539.8718 | 2554.3514 | 1354.2941 | 136.8892 |  |  |  |  | 2945 | 0 | 0 | 27803.731 | 0
| 5309 | [16 empty] | {35D3CEF8-0523-4ECA-BC11-26CD68907349} | 182852204 | VIEJO 2204 | 9440 | 36.6036 | -121.9095 | VIEJO 22049440 | 155 | 164 | 11698.5629 | 5512.2097 | 6186.3533 | 10.1911 | 0 |  |  |  |  | 2946 | 0 | 0 | 27803.7373 | 0
| 3576 | [16 empty] | {35F57AD2-0209-4C33-8C6F-331DBFF4518F} | 42721107 | SONOMA 1107 | 294 | 38.2349 | -122.4611 | SONOMA 1107294 | 105 | 86 | 25498.5274 | 14846.705 | 10651.8224 | 321.4105 | 171.0259 |  |  |  |  | 2947 | 0 | 0 | 27803.9369 | 0
| 7313 | [16 empty] | {369633AA-CFA4-4128-87F4-3265F391CCA6} | 63642106 | PEABODY 2106 | circuit_breaker | 38.2853 | -121.9704 | PEABODY 2106circuit_breaker | 16 | 1 | 1671.8083 | 1663.2394 | 8.5689 | 1514.2978 | 8.5689 |  |  |  |  | 2948 | 0 | 0 | 27804.8773 | 0
| 11 | [16 empty] | {382A16B7-3BCC-4C59-941A-61838BC92D6A} | 182611103 | PASO ROBLES 1103 | N50 | 35.714 | -120.8384 | PASO ROBLES 1103N50 | 44 | 3 | 3489.6284 | 3452.721 | 36.9075 | 3452.721 | 36.9075 |  |  |  |  | 2949 | 0 | 0 | 27807.0214 | 0
| 5100 | [16 empty] | {385A8486-C3EA-4FD6-BFA5-2F73ECF426BB} | 103491101 | MC ARTHUR 1101 | 37344 | 41.1203 | -121.1465 | MC ARTHUR 110137344 | 152 | 256 | 19422.5884 | 14267.9902 | 5154.5982 | 181.3406 | 6.0961 |  |  |  |  | 2950 | 0 | 0 | 27807.134 | 0
| 9714 | [16 empty] | {3A7B6052-3325-40C5-B01B-9EE013874399} | 24181104 | SAN CARLOS 1104 | 9048 | 37.4783 | -122.2611 | SAN CARLOS 11049048 | 3 | 0 | 24.5909 | 24.5909 | 0 | 24.5909 | 0 |  |  |  |  | 2951 | 0 | 0 | 27807.1493 | 0
| 7241 | [16 empty] | {3B54DCC0-9E34-4A0D-BB42-D31181D2C4D7} | 182631107 | SAN LUIS OBISPO 1107 | V58 | 35.247 | -120.6494 | SAN LUIS OBISPO 1107V58 | 67 | 18 | 4220.0544 | 3598.077 | 621.9775 | 1708.3239 | 24.5549 |  |  |  |  | 2952 | 0 | 0 | 27808.2102 | 0
| 2626 | [16 empty] | {3B5DCBB5-D826-4D6E-9F84-E8F9FA887643} | 43091103 | GREENBRAE 1103 | 7315 | 37.9337 | -122.5211 | GREENBRAE 11037315 | 74 | 466 | 24227.976 | 3607.614 | 20620.362 | 0 | 973.3956 |  |  |  |  | 2953 | 0 | 0 | 27808.2102 | 0
| 9906 | [16 empty] | {3DFFA8C0-A5C6-4A12-9D4C-C201315471FE} | 42631109 | PETALUMA C 1109 | 373772 | 38.1921 | -122.6663 | PETALUMA C 1109373772 | 4 | 0 | 28.6691 | 28.6691 | 0 | 28.6691 | 0 |  |  |  |  | 2954 | 0 | 0 | 27808.228 | 0
| 7009 | [16 empty] | {4198C21C-60CC-4B51-804E-CE0EA277ED81} | 182981102 | JOLON 1102 | 7004 | 35.9367 | -121.0781 | JOLON 11027004 | 156 | 165 | 42004.6432 | 32508.6758 | 9495.9674 | 8688.0359 | 2620.8826 |  |  |  |  | 2955 | 0 | 0 | 27813.6232 | 0
| 3835 | [16 empty] | {42F8D929-F3A9-49A8-94C4-A1A9328D939B} | 42631109 | PETALUMA C 1109 | circuit_breaker | 38.239 | -122.637 | PETALUMA C 1109circuit_breaker | 208 | 753 | 37747.8235 | 7864.725 | 29883.0985 | 1526.3367 | 2883.912 |  |  |  |  | 2956 | 0 | 0 | 27814.5711 | 0
| 9918 | [16 empty] | {430BD33F-FEB4-414F-BF1F-8CCB997A468A} | 162831702 |  | 188426 | 38.1684 | -120.1026 | 188426 | 1 | 0 | 4.572 | 4.572 | 0 | 4.572 | 0 |  |  |  |  | 2957 | 0 | 0 | 27814.5739 | 0
| 9209 | [16 empty] | {44DEC261-543D-4709-894B-61B8ADC18491} | 102911103 | WYANDOTTE 1103 | 66146 | 39.4971 | -121.4579 | WYANDOTTE 110366146 | 6 | 1 | 339.7904 | 252.3083 | 87.4822 | 252.3083 | 87.4822 |  |  |  |  | 2958 | 0 | 0 | 27814.7306 | 0
| 6335 | [16 empty] | {4709726B-1243-485D-89BF-CB13962C950E} | 83192101 | GREEN VALLEY 2101 | 12824 | 36.9284 | -121.7063 | GREEN VALLEY 210112824 | 150 | 146 | 32567.5049 | 19537.6008 | 13029.9041 | 107.6616 | 71.3588 |  |  |  |  | 2959 | 0 | 0 | 27814.7975 | 0
| 9927 | [16 empty] | {47D06C81-6B61-4B8B-8054-D7C4BE7B9ED2} | 103611101 | WILDWOOD 1101 | circuit_breaker | 40.3876 | -123.0452 | WILDWOOD 1101circuit_breaker | 8 | 3 | 158.8908 | 96.3625 | 62.5283 | 96.3625 | 62.5283 |  |  |  |  | 2960 | 0 | 0 | 27814.8573 | 0
| 2087 | [16 empty] | {47FD814D-36E3-4524-B471-B70B44EFD5A6} | 182391103 | OILFIELDS 1103 | N44 | 35.7755 | -120.8965 | OILFIELDS 1103N44 | 133 | 98 | 34651.5429 | 29033.0076 | 5618.5353 | 28861.9134 | 5417.988 |  |  |  |  | 2961 | 0 | 0 | 27832.7806 | 0
| 9519 | [16 empty] | {485D794E-EDB7-4779-A265-326DD68DD55C} | 42631109 | PETALUMA C 1109 | 664732 | 38.1908 | -122.6627 | PETALUMA C 1109664732 | 13 | 5 | 1553.9374 | 1437.8147 | 116.1227 | 1437.8147 | 116.1227 |  |  |  |  | 2962 | 0 | 0 | 27833.6734 | 0
| 9837 | [16 empty] | {48D95B2E-35A7-46C9-8A55-36E5ABB60897} | 14091108 | CASTRO VALLEY 1108 | 7742 | 37.6984 | -122.024 | CASTRO VALLEY 11087742 | 1 | 0 | 4.5721 | 4.5721 | 0 | 4.5721 | 0 |  |  |  |  | 2963 | 0 | 0 | 27833.6763 | 0
| 9681 | [16 empty] | {4983E6BE-3B0D-43DF-9F14-94B620236C4F} | 182611103 | PASO ROBLES 1103 | 451760 | 35.7332 | -120.8795 | PASO ROBLES 1103451760 | 5 | 0 | 82.4454 | 82.4454 | 0 | 82.4454 | 0 |  |  |  |  | 2964 | 0 | 0 | 27833.7275 | 0
| 4373 | [16 empty] | {49931849-9CA4-43E6-B559-5E2CB6D2E2B4} | 182852201 | VIEJO 2201 | 9704 | 36.5672 | -121.9276 | VIEJO 22019704 | 88 | 489 | 19850.7669 | 4088.1892 | 15762.5778 | 786.5986 | 577.297 |  |  |  |  | 2965 | 0 | 0 | 27834.216 | 0
| 5219 | [16 empty] | {4A8E733F-DFA6-45E2-8263-D2D979FF3043} | 43211101 | HARTLEY 1101 | 471 | 39.064 | -122.9175 | HARTLEY 1101471 | 29 | 136 | 8707.4992 | 2001.813 | 6705.6863 | 134.4299 | 283.6051 |  |  |  |  | 2966 | 0 | 0 | 27834.2994 | 0
| 1298 | [16 empty] | {4BB2B9D0-8D98-43BA-87AD-9BC7CE46F8C2} | 42721105 | SONOMA 1105 | 4456 | 38.2734 | -122.4384 | SONOMA 11054456 | 185 | 318 | 29033.4529 | 11837.4512 | 17196.0017 | 2092.6975 | 1485.3571 |  |  |  |  | 2967 | 0 | 0 | 27835.599 | 0
| 10118 | [16 empty] | {4E90D6A9-1CF7-4F7C-96E6-CAB4F9D70FCF} | 158041101 | WASHINGTON CITY GEN. 1101 | 1101/2 | 39.364 | -120.7925 | WASHINGTON CITY GEN. 11011101/2 | 1 | 0 | 5.7117 | 5.7117 | 0 | 5.7117 | 0 |  |  |  |  | 2968 | 0 | 0 | 27835.6026 | 0
| 2590 | [16 empty] | {4F05ED84-FE56-4A90-8DC4-86D939A68626} | 103491101 | MC ARTHUR 1101 | 53120 | 41.0559 | -121.3891 | MC ARTHUR 110153120 | 138 | 142 | 19148.4493 | 12732.032 | 6416.4173 | 0 | 20.9563 |  |  |  |  | 2969 | 0 | 0 | 27835.6026 | 0
| 9803 | [16 empty] | {4F589EB1-04B1-4740-ACAC-1766B4EEFC97} | 14241101 | SUNOL 1101 | 48180 | 37.5707 | -121.864 | SUNOL 110148180 | 3 | 0 | 25.1925 | 25.1925 | 0 | 13.6404 | 0 |  |  |  |  | 2970 | 0 | 0 | 27835.611 | 0
| 9275 | [16 empty] | {51DA223F-19E6-43F3-8CAF-437D80642823} | 43051101 | MONTICELLO 1101 | 1780 | 38.5061 | -122.1874 | MONTICELLO 11011780 | 12 | 0 | 105.9265 | 105.9265 | 0 | 105.9265 | 0 |  |  |  |  | 2971 | 0 | 0 | 27835.6768 | 0
| 4467 | [16 empty] | {53C5BA88-884F-48FE-B87C-D7D9589897A5} | 253642101 | POSO MOUNTAIN 2101 | circuit_breaker | 35.5596 | -118.9574 | POSO MOUNTAIN 2101circuit_breaker | 45 | 4 | 7014.8715 | 6924.1001 | 90.7715 | 6924.1001 | 90.7715 |  |  |  |  | 2972 | 0 | 0 | 27839.9767 | 0
| 9197 | [16 empty] | {53DC7FB8-8DF5-41D5-A637-520B18E24DEA} | 42821102 | CLOVERDALE 1102 | 47214 | 38.7759 | -123.0178 | CLOVERDALE 110247214 | 4 | 0 | 43.972 | 43.972 | 0 | 43.972 | 0 |  |  |  |  | 2973 | 0 | 0 | 27840.004 | 0
| 9439 | [16 empty] | {541E3522-13C9-4D47-8A88-53338B650ABF} | 14662112 | TASSAJARA 2112 | 3202 | 37.8758 | -121.9208 | TASSAJARA 21123202 | 15 | 1 | 649.7166 | 628.2778 | 21.4389 | 628.2778 | 21.4389 |  |  |  |  | 2974 | 0 | 0 | 27840.3941 | 0
| 7912 | [16 empty] | {5475AE79-68EA-407F-8A77-46EA0AED966F} | 63172101 | MADISON 2101 | 1969 | 38.8287 | -122.1936 | MADISON 21011969 | 112 | 132 | 23291.7306 | 13351.3585 | 9940.3721 | 200.8341 | 260.1722 |  |  |  |  | 2975 | 0 | 0 | 27840.5189 | 0
| 9662 | [16 empty] | {559E140E-BB75-460E-8600-94EB2CC41D94} | 258131101 | SCE TEHACHAPI 1101 | circuit_breaker | 35.1973 | -118.7006 | SCE TEHACHAPI 1101circuit_breaker | 2 | 3 | 4118.6858 | 1862.134 | 2256.5518 | 1862.134 | 2256.5518 |  |  |  |  | 2976 | 0 | 0 | 27841.6752 | 0
| 9403 | [16 empty] | {56415AA1-122C-4BC6-8C7D-172F2B1EFCC0} | 163692102 | SALT SPRINGS 2102 | 3118 | 38.4164 | -120.1341 | SALT SPRINGS 21023118 | 14 | 1 | 138.0314 | 115.8501 | 22.1813 | 115.8501 | 22.1813 |  |  |  |  | 2977 | 0 | 0 | 27841.7472 | 0
| 1629 | [16 empty] | {56915414-A928-48BE-9033-58A50A467962} | 13532224 | LAKEWOOD 2224 | W544R | 37.8983 | -122.0487 | LAKEWOOD 2224W544R | 168 | 554 | 35203.9422 | 8566.8847 | 26637.0575 | 0 | 96.4689 |  |  |  |  | 2978 | 0 | 0 | 27841.7472 | 0
| 9450 | [16 empty] | {582D525E-AEFD-49AD-B483-1141532B60A7} | 153612103 | CLARKSVILLE 2103 | circuit_breaker | 38.6558 | -121.0596 | CLARKSVILLE 2103circuit_breaker | 72 | 5 | 2400.7042 | 2324.8024 | 75.9018 | 239.3697 | 0 |  |  |  |  | 2979 | 0 | 0 | 27841.8958 | 0
| 7848 | [16 empty] | {58E1DDBF-27C2-479B-8E69-60E9501D29C8} | 43201102 | STAFFORD 1102 | 361952 | 38.123 | -122.6267 | STAFFORD 1102361952 | 12 | 8 | 2521.9404 | 2196.587 | 325.3535 | 2196.587 | 325.3535 |  |  |  |  | 2980 | 0 | 0 | 27843.2599 | 0
| 10158 | [16 empty] | {594F557D-6CF0-4B0F-964C-AC76F779089D} | 189001101 | DIABLO CANYON 1101 | circuit_breaker | 35.2122 | -120.8557 | DIABLO CANYON 1101circuit_breaker | 0 | 1 | 64.2348 | 0 | 64.2348 | 0 | 64.2348 |  |  |  |  | 2981 | 0 | 0 | 27843.2599 | 0
| 9068 | [16 empty] | {5A8D30A3-8AE5-4F6B-B53A-735A17ABC0FB} | 252531101 | SAN JOAQUIN #3 1101 | circuit_breaker | 37.254 | -119.5194 | SAN JOAQUIN #3 1101circuit_breaker | 42 | 15 | 9006.5115 | 8550.0082 | 456.5033 | 8550.0082 | 456.5033 |  |  |  |  | 2982 | 0 | 0 | 27848.5695 | 0
| 9663 | [16 empty] | {5DA8991F-2CE2-4FD2-84E6-8E0B8213A71A} | 43201102 | STAFFORD 1102 | 784704 | 38.1382 | -122.6232 | STAFFORD 1102784704 | 5 | 0 | 43.8835 | 43.8835 | 0 | 43.8835 | 0 |  |  |  |  | 2983 | 0 | 0 | 27848.5967 | 0
| 6226 | [16 empty] | {5DD49BEE-09C2-4674-9D89-3A76B7F55110} | 43381101 | POINT ARENA 1101 | 3702 | 38.9099 | -123.6865 | POINT ARENA 11013702 | 49 | 9 | 8658.7698 | 7962.9538 | 695.8161 | 7868.7714 | 695.8161 |  |  |  |  | 2984 | 0 | 0 | 27853.4832 | 0
| 5514 | [16 empty] | {5E127255-F44E-4E7F-9860-A35F96AE573A} | 42631108 | PETALUMA C 1108 | 628 | 38.2416 | -122.679 | PETALUMA C 1108628 | 208 | 314 | 46119.7279 | 18094.7665 | 28024.9614 | 14935.6028 | 22983.3503 |  |  |  |  | 2985 | 0 | 0 | 27862.7582 | 0
| 10128 | [16 empty] | {605FF237-9C18-43DA-A8F4-4C36FFCCA7D6} | 158011101 | SIERRA CITY GEN 1101 | 1101/2 | 39.5682 | -120.628 | SIERRA CITY GEN 11011101/2 | 1 | 0 | 8.5137 | 8.5137 | 0 | 8.5137 | 0 |  |  |  |  | 2986 | 0 | 0 | 27862.7635 | 0
| 7357 | [16 empty] | {60C1A406-48B4-41B2-8A0C-9258948EB086} | 182391103 | OILFIELDS 1103 | 5175 | 35.7491 | -120.8802 | OILFIELDS 11035175 | 19 | 23 | 3937.6062 | 3554.759 | 382.8472 | 3372.5858 | 312.9119 |  |  |  |  | 2987 | 0 | 0 | 27864.8579 | 0
| 7742 | [16 empty] | {638663C7-6F74-4FCD-9DA8-4EADE901EF3B} | 163201101 | WEST POINT 1101 | L1969 | 38.4575 | -120.5238 | WEST POINT 1101L1969 | 28 | 57 | 4332.0274 | 1741.0416 | 2590.9858 | 1741.0416 | 2590.9858 |  |  |  |  | 2988 | 0 | 0 | 27865.9391 | 0
| 1213 | [16 empty] | {64E25E19-2C19-4D95-80FC-7B76CB3706C9} | 43201102 | STAFFORD 1102 | 1019 | 38.1121 | -122.5932 | STAFFORD 11021019 | 16 | 127 | 7480.595 | 1173.8689 | 6306.7261 | 191.5288 | 1773.8185 |  |  |  |  | 2989 | 0 | 0 | 27866.058 | 0
| 9794 | [16 empty] | {664F5053-AB62-43A2-9999-CB6966E7F628} | 43211101 | HARTLEY 1101 | 58095 | 39.0406 | -122.9367 | HARTLEY 110158095 | 7 | 5 | 569.46 | 251.9158 | 317.5442 | 251.9158 | 317.5442 |  |  |  |  | 2990 | 0 | 0 | 27866.2145 | 0
| 1457 | [16 empty] | {67620093-3D29-47F3-861E-D41DF7A61FA6} | 43201102 | STAFFORD 1102 | 1258 | 38.108 | -122.5924 | STAFFORD 11021258 | 174 | 718 | 45014.2545 | 7855.3012 | 37158.9533 | 110.3452 | 191.833 |  |  |  |  | 2991 | 0 | 0 | 27866.283 | 0
| 8915 | [16 empty] | {69E872AF-88D3-4B73-8E65-0B02DC82EDCF} | 182981102 | JOLON 1102 | 7068 | 35.9224 | -121.0378 | JOLON 11027068 | 15 | 9 | 6722.9971 | 6155.1451 | 567.852 | 5962.9889 | 567.852 |  |  |  |  | 2992 | 0 | 0 | 27869.986 | 0
| 1178 | [16 empty] | {69F9D52B-D1A5-4442-84D4-BA9D76C2B3DC} | 43321102 | RINCON 1102 | 640 | 38.4797 | -122.6723 | RINCON 1102640 | 155 | 586 | 34617.9233 | 6850.8117 | 27767.1116 | 16.0031 | 0 |  |  |  |  | 2993 | 0 | 0 | 27869.9959 | 0
| 7587 | [16 empty] | {6A034A59-B030-4B42-9C02-B5134DF1FD0A} | 43291105 | PUEBLO 1105 | 3022 | 38.3507 | -122.2859 | PUEBLO 11053022 | 177 | 141 | 25387.3621 | 14664.2587 | 10723.1034 | 238.6731 | 0 |  |  |  |  | 2994 | 0 | 0 | 27870.1442 | 0
| 1657 | [16 empty] | {6B2D5F4D-4DFC-49DF-85DE-2AF9D30D36A6} | 102812101 | BIG MEADOWS 2101 | 2016 | 40.2098 | -121.1605 | BIG MEADOWS 21012016 | 146 | 423 | 30103.666 | 6821.8424 | 23281.8237 | 20.5741 | 0 |  |  |  |  | 2995 | 0 | 0 | 27870.1569 | 0
| 9648 | [16 empty] | {6B4BEF51-729A-495B-8FC4-CA82105C9822} | 182402106 | FORT ORD 2106 | 9658 | 36.6557 | -121.7468 | FORT ORD 21069658 | 4 | 1 | 245.0267 | 156.0125 | 89.0143 | 156.0125 | 89.0143 |  |  |  |  | 2996 | 0 | 0 | 27870.2538 | 0
| 5482 | [16 empty] | {6C67D310-8D73-415C-9BAA-A6CC964A8DDA} | 183011102 | MORRO BAY 1102 | V80 | 35.312 | -120.8504 | MORRO BAY 1102V80 | 55 | 199 | 10555.6494 | 3197.8948 | 7357.7546 | 18.5609 | 0 |  |  |  |  | 2997 | 0 | 0 | 27870.2653 | 0
| 5126 | [16 empty] | {6CF6A77C-B318-465C-B9DC-4D6CDBB1BB50} | 162821702 | STANISLAUS 1702 | L611 | 38.2447 | -120.3642 | STANISLAUS 1702L611 | 85 | 206 | 12448.6791 | 4813.9395 | 7634.7396 | 4813.9395 | 7634.7396 |  |  |  |  | 2998 | 0 | 0 | 27873.2548 | 0
| 4117 | [16 empty] | {6D5B17B5-960C-48B4-806D-BF9DA1A8A3B0} | 182331101 | GABILAN 1101 | 3722 | 36.6969 | -121.5729 | GABILAN 11013722 | 207 | 170 | 48849.5858 | 30859.7242 | 17989.8617 | 1147.7092 | 33.1264 |  |  |  |  | 2999 | 0 | 0 | 27873.9675 | 0
| 5900 | [16 empty] | {6DD2F111-0B5B-42BB-AFF2-1BE891878CB0} | 182391103 | OILFIELDS 1103 | N64 | 35.8135 | -120.8465 | OILFIELDS 1103N64 | 133 | 74 | 23386.1198 | 20163.8274 | 3222.2924 | 16233.6548 | 3010.5027 |  |  |  |  | 3000 | 0 | 0 | 27884.0486 | 0
| 3532 | [16 empty] | {6F3DC4C6-B30E-4E87-89BD-977051E850B3} | 83192101 | GREEN VALLEY 2101 | 90860 | 36.9705 | -121.739 | GREEN VALLEY 210190860 | 313 | 356 | 51825.4434 | 29488.5794 | 22336.8639 | 5419.4084 | 2273.791 |  |  |  |  | 3001 | 0 | 0 | 27887.4141 | 0
| 10114 | [16 empty] | {6FC75259-E499-428C-ADFE-2294A1B1EA1A} | 153132105 | NARROWS 2105 | 2214 | 39.2288 | -121.1011 | NARROWS 21052214 | 1 | 0 | 4.5721 | 4.5721 | 0 | 4.5721 | 0 |  |  |  |  | 3002 | 0 | 0 | 27887.4169 | 0
| 9578 | [16 empty] | {703579BF-EEA4-4200-951E-8470D02B6E41} | 253642101 | POSO MOUNTAIN 2101 | 1703 | 35.5588 | -118.9784 | POSO MOUNTAIN 21011703 | 9 | 1 | 3966.9789 | 3949.1387 | 17.8402 | 1455.5285 | 0 |  |  |  |  | 3003 | 0 | 0 | 27888.3208 | 0
| 3036 | [16 empty] | {707F90B6-29D2-416E-88CB-4A65D150CEBD} | 42631108 | PETALUMA C 1108 | 630 | 38.2354 | -122.6707 | PETALUMA C 1108630 | 97 | 169 | 18763.4639 | 6902.9174 | 11860.5464 | 2581.7965 | 3527.1162 |  |  |  |  | 3004 | 0 | 0 | 27889.9241 | 0
| 4622 | [16 empty] | {71ACD594-F55A-4D07-9FE3-9B0665AF5F6F} | 42011106 | SAN RAFAEL 1106 | 68694 | 37.9813 | -122.5223 | SAN RAFAEL 110668694 | 76 | 391 | 20324.4449 | 4050.2895 | 16274.1553 | 0 | 464.6198 |  |  |  |  | 3005 | 0 | 0 | 27889.9241 | 0
| 3286 | [16 empty] | {741F819D-F84A-48D0-B917-155D72B8DC6A} | 42761104 | FORT BRAGG A 1104 | 36526 | 39.4376 | -123.798 | FORT BRAGG A 110436526 | 223 | 1393 | 62262.0909 | 10589.3182 | 51672.7727 | 19.7226 | 59.2194 |  |  |  |  | 3006 | 0 | 0 | 27889.9363 | 0
| 7710 | [16 empty] | {74C9689B-27E2-45AE-B69F-F01C8E2CB358} | 24251101 | WOODSIDE 1101 | circuit_breaker | 37.437 | -122.2421 | WOODSIDE 1101circuit_breaker | 103 | 74 | 10936.81 | 7096.7537 | 3840.0563 | 16.0021 | 0 |  |  |  |  | 3007 | 0 | 0 | 27889.9463 | 0
| 9683 | [16 empty] | {75A395F4-172A-4FF6-844A-F6A1B941CE83} | 182611103 | PASO ROBLES 1103 | N02 | 35.7193 | -120.8649 | PASO ROBLES 1103N02 | 10 | 0 | 70.9341 | 70.9341 | 0 | 70.9341 | 0 |  |  |  |  | 3008 | 0 | 0 | 27889.9903 | 0
| 6717 | [16 empty] | {783F2A5E-A6A8-4886-A311-AC927B267C5C} | 24101103 | HALF MOON BAY 1103 | 76762 | 37.4582 | -122.4293 | HALF MOON BAY 110376762 | 19 | 72 | 4025.1369 | 817.0088 | 3208.1281 | 0 | 203.7106 |  |  |  |  | 3009 | 0 | 0 | 27889.9903 | 0
| 9502 | [16 empty] | {79DCCFC3-0111-4F08-BE2C-9A811B867436} | 103331101 | CORNING 1101 | 35974 | 39.9356 | -122.4017 | CORNING 110135974 | 19 | 4 | 1390.0483 | 1338.0934 | 51.9549 | 114.0493 | 6.096 |  |  |  |  | 3010 | 0 | 0 | 27890.0612 | 0
| 8272 | [16 empty] | {79FEFA25-425D-4CA0-8714-2AC25C0E088A} | 102601101 | GLENN 1101 | 2012 | 39.7809 | -122.2971 | GLENN 11012012 | 88 | 54 | 49769.7182 | 48377.7244 | 1391.9937 | 480.0698 | 44.172 |  |  |  |  | 3011 | 0 | 0 | 27890.3593 | 0
| 3767 | [16 empty] | {7A360B24-DB74-4302-B7FF-A7991F9BEB20} | 102931103 | COTTONWOOD 1103 | circuit_breaker | 40.3969 | -122.2675 | COTTONWOOD 1103circuit_breaker | 214 | 264 | 31541.878 | 18019.9627 | 13521.9153 | 1201.9482 | 24.944 |  |  |  |  | 3012 | 0 | 0 | 27891.1057 | 0
| 9770 | [16 empty] | {7A676B71-51F1-4DF0-A596-B3D6F63218D3} | 163661701 | MIWUK 1701 | 79118 | 38.0384 | -120.2274 | MIWUK 170179118 | 4 | 0 | 31.1564 | 31.1564 | 0 | 31.1564 | 0 |  |  |  |  | 3013 | 0 | 0 | 27891.125 | 0
| 8335 | [16 empty] | {7A8B2A60-24C7-4493-B0A2-97491FFFA04C} | 152481104 | BRUNSWICK 1104 | 7181 | 39.2456 | -121.0444 | BRUNSWICK 11047181 | 18 | 53 | 3354.5452 | 1196.7092 | 2157.836 | 1196.7092 | 2157.836 |  |  |  |  | 3014 | 0 | 0 | 27891.8682 | 0
| 9561 | [16 empty] | {7CF23476-92AA-47AB-A786-0FC0B6628675} | 158001101 | DOWNIEVILLE DIESEL 1101 | circuit_breaker | 39.5705 | -120.8209 | DOWNIEVILLE DIESEL 1101circuit_breaker | 3 | 0 | 36.9839 | 36.9839 | 0 | 36.9839 | 0 |  |  |  |  | 3015 | 0 | 0 | 27891.8912 | 0
| 5756 | [16 empty] | {7DB3B65A-9BC0-48E9-AEAF-56397C577A2D} | 42011107 | SAN RAFAEL 1107 | 434 | 37.9456 | -122.5439 | SAN RAFAEL 1107434 | 37 | 178 | 10138.9001 | 1839.9407 | 8298.9594 | 4.572 | 0 |  |  |  |  | 3016 | 0 | 0 | 27891.894 | 0
| 7133 | [16 empty] | {82A82E49-B7B9-4B20-91CE-19896367619D} | 153652105 | SHINGLE SPRINGS 2105 | 51738 | 38.6794 | -120.9799 | SHINGLE SPRINGS 210551738 | 52 | 71 | 4005.9683 | 1844.3225 | 2161.6458 | 26.6806 | 0 |  |  |  |  | 3017 | 0 | 0 | 27891.9106 | 0
| 6367 | [16 empty] | {859884CA-A48F-42EF-9FB7-61037D5ACB81} | 162821702 | STANISLAUS 1702 | L5381 | 38.2518 | -120.3509 | STANISLAUS 1702L5381 | 30 | 80 | 5939.6065 | 1946.774 | 3992.8324 | 1946.774 | 3992.8324 |  |  |  |  | 3018 | 0 | 0 | 27893.1195 | 0
| 2676 | [16 empty] | {87C2089E-844B-4CDB-8CA8-FEE8A9986F8E} | 182631101 | SAN LUIS OBISPO 1101 | 592368 | 35.2894 | -120.653 | SAN LUIS OBISPO 1101592368 | 179 | 785 | 38694.6404 | 7364.7529 | 31329.8875 | 0 | 71.4032 |  |  |  |  | 3019 | 0 | 0 | 27893.1195 | 0
| 1981 | [16 empty] | {87D8E969-EF8D-4B9C-90F3-5A57DD740C7C} | 42631108 | PETALUMA C 1108 | 296 | 38.2075 | -122.6755 | PETALUMA C 1108296 | 162 | 168 | 47770.8346 | 23764.0701 | 24006.7646 | 23764.0701 | 24006.7646 |  |  |  |  | 3020 | 0 | 0 | 27907.877 | 0
| 1192 | [16 empty] | {8AC1B346-79C7-4AB0-AEED-0EAD575A9A40} | 82952107 | EDENVALE 2107 | circuit_breaker | 37.2445 | -121.7957 | EDENVALE 2107circuit_breaker | 61 | 14 | 4719.8675 | 4245.231 | 474.6365 | 293.9737 | 0 |  |  |  |  | 3021 | 0 | 0 | 27908.0596 | 0
| 9963 | [16 empty] | {8AF78B6A-BE16-4226-B393-4AC8AD7FF084} | 183111102 | CMC 1102 | circuit_breaker | 35.3207 | -120.6935 | CMC 1102circuit_breaker | 9 | 0 | 590.8612 | 590.8612 | 0 | 590.8612 | 0 |  |  |  |  | 3022 | 0 | 0 | 27908.4265 | 0
| 9990 | [16 empty] | {8BA4213A-D34B-4B87-B8F6-E146FF0B7281} | 182402106 | FORT ORD 2106 | 9656 | 36.6566 | -121.7669 | FORT ORD 21069656 | 6 | 0 | 188.9883 | 188.9883 | 0 | 188.9883 | 0 |  |  |  |  | 3023 | 0 | 0 | 27908.5439 | 0
| 3647 | [16 empty] | {8DC14E6C-EC17-4B68-AA1F-34B2D141CBFE} | 83371103 | SARATOGA 1103 | LC82 | 37.2777 | -122.0259 | SARATOGA 1103LC82 | 91 | 165 | 10573.483 | 3440.1789 | 7133.3041 | 4.8945 | 0 |  |  |  |  | 3024 | 0 | 0 | 27908.5469 | 0
| 6444 | [16 empty] | {90FE2AC1-F695-42FF-8EBC-FB82E3B206C0} | 163011102 | MARTELL 1102 | 92172 | 38.3635 | -120.776 | MARTELL 110292172 | 136 | 345 | 16850.5974 | 5297.1108 | 11553.4866 | 186.9738 | 544.2233 |  |  |  |  | 3025 | 0 | 0 | 27908.663 | 0
| 2596 | [16 empty] | {942A1F20-74CB-4B0F-A8B8-16F691C971BA} | 22721106 | SNEATH LANE 1106 | 1339 | 37.6321 | -122.4376 | SNEATH LANE 11061339 | 108 | 1025 | 51891.3443 | 8419.6559 | 43471.6884 | 0 | 69.4806 |  |  |  |  | 3026 | 0 | 0 | 27908.663 | 0
| 203 | [16 empty] | {9452BDE0-DE70-4463-B819-B9B0CA79D823} | 22811102 | PACIFICA 1102 | 52715 | 37.6358 | -122.4885 | PACIFICA 110252715 | 155 | 899 | 40567.5571 | 6045.392 | 34522.1651 | 0 | 738.8686 |  |  |  |  | 3027 | 0 | 0 | 27908.663 | 0
| 9035 | [16 empty] | {970BC050-24B8-4916-A013-B639A58BC60E} | 152582109 | DEL MAR 2109 | 38684 | 38.839 | -121.2328 | DEL MAR 210938684 | 11 | 2 | 1585.5134 | 1501.1576 | 84.3558 | 0 | 19.9744 |  |  |  |  | 3028 | 0 | 0 | 27908.663 | 0
| 10038 | [16 empty] | {976E0AD8-A24B-4CE0-9666-90E1D38AD661} | 158031101 | ECHO SUMMIT 1101 | circuit_breaker | 38.8243 | -120.0287 | ECHO SUMMIT 1101circuit_breaker | 4 | 0 | 49.1761 | 49.1761 | 0 | 49.1761 | 0 |  |  |  |  | 3029 | 0 | 0 | 27908.6935 | 0
| 504 | [16 empty] | {97A1F23E-492F-4228-8A5B-62D2949ABD33} | 12091116 | OAKLAND J 1116 | circuit_breaker | 37.7635 | -122.214 | OAKLAND J 1116circuit_breaker | 628 | 5772 | 258837.8753 | 29949.9344 | 228887.9408 | 0 | 172.4766 |  |  |  |  | 3030 | 0 | 0 | 27908.6935 | 0
| 6633 | [16 empty] | {97C1B34A-95F8-4CCE-8DCC-4962D06B743A} | 253911102 | LAMONT 1102 | 4222 | 35.3258 | -118.804 | LAMONT 11024222 | 110 | 91 | 28335.7841 | 26105.5713 | 2230.2128 | 805.2366 | 73.5491 |  |  |  |  | 3031 | 0 | 0 | 27909.1936 | 0
| 10095 | [16 empty] | {9A7F38E9-3BD6-4960-8772-7BAEF3923457} | 48011144 | CALPINE 1144 | 304 | 38.7727 | -122.7295 | CALPINE 1144304 | 3 | 0 | 74.6067 | 74.6067 | 0 | 74.6067 | 0 |  |  |  |  | 3032 | 0 | 0 | 27909.2399 | 0
| 9905 | [16 empty] | {9C37E848-C9FB-4404-B824-088800AAA1AF} | 82831109 | MILPITAS 1109 | 62157 | 37.4945 | -121.8236 | MILPITAS 110962157 | 4 | 1 | 118.8834 | 72.1015 | 46.7819 | 72.1015 | 46.7819 |  |  |  |  | 3033 | 0 | 0 | 27909.2847 | 0
| 10104 | [16 empty] | {9C6E3EC5-697A-453D-8DEA-C3F8B751E8D1} | 103451101 | KESWICK 1101 | circuit_breaker | 40.624 | -122.4618 | KESWICK 1101circuit_breaker | 4 | 0 | 26.6683 | 26.6683 | 0 | 26.6683 | 0 |  |  |  |  | 3034 | 0 | 0 | 27909.3013 | 0
| 10004 | [16 empty] | {9E2DDAEA-6DE8-45F1-86FD-333F77EBF1FD} | 158041101 | WASHINGTON CITY GEN. 1101 | circuit_breaker | 39.3639 | -120.7922 | WASHINGTON CITY GEN. 1101circuit_breaker | 3 | 0 | 20.3534 | 20.3534 | 0 | 20.3534 | 0 |  |  |  |  | 3035 | 0 | 0 | 27909.3139 | 0
| 4130 | [16 empty] | {9E74C19B-FD10-4380-8F7F-0DF0A358D1AB} | 42721104 | SONOMA 1104 | 914376 | 38.2883 | -122.4935 | SONOMA 1104914376 | 171 | 407 | 33114.2235 | 11215.1853 | 21899.0382 | 702.83 | 920.5507 |  |  |  |  | 3036 | 0 | 0 | 27909.7504 | 0
| 3019 | [16 empty] | {A0069F30-9735-482E-85CC-36443E960AEF} | 83371103 | SARATOGA 1103 | LC40 | 37.268 | -122.0318 | SARATOGA 1103LC40 | 79 | 217 | 12245.6549 | 3059.9258 | 9185.7291 | 438.1448 | 1838.312 |  |  |  |  | 3037 | 0 | 0 | 27910.0224 | 0
| 1267 | [16 empty] | {A1A1D221-0393-4995-8057-AA9153B871D9} | 192381103 | EEL RIVER 1103 | circuit_breaker | 40.6028 | -124.21 | EEL RIVER 1103circuit_breaker | 607 | 1324 | 117233.0757 | 64348.2732 | 52884.8025 | 0 | 284.4698 |  |  |  |  | 3038 | 0 | 0 | 27910.0224 | 0
| 8129 | [16 empty] | {A38165FC-9A5A-4240-86F7-7CE409C40D9B} | 182391103 | OILFIELDS 1103 | N40 | 35.7565 | -120.8803 | OILFIELDS 1103N40 | 16 | 2 | 1242.0904 | 1192.0163 | 50.0741 | 1192.0163 | 50.0741 |  |  |  |  | 3039 | 0 | 0 | 27910.7627 | 0
| 4573 | [16 empty] | {A7EF07D3-EBF2-4720-9617-7A61F7C99687} | 182852202 | VIEJO 2202 | 55787 | 36.601 | -121.9385 | VIEJO 220255787 | 3 | 24 | 1873.3596 | 58.9251 | 1814.4346 | 58.9251 | 1814.4346 |  |  |  |  | 3040 | 0 | 0 | 27910.7993 | 0
| 7305 | [16 empty] | {A85BAC06-7F10-4768-B721-E152D18C46EA} | 183031101 | PALMER 1101 | M88 | 34.8325 | -120.3062 | PALMER 1101M88 | 91 | 34 | 26951.5029 | 24710.2481 | 2241.2548 | 3785.6453 | 249.2491 |  |  |  |  | 3041 | 0 | 0 | 27913.1502 | 0
| 5737 | [16 empty] | {A920E716-9436-4401-AAF8-C3A905DCBD43} | 24141102 | RALSTON 1102 | circuit_breaker | 37.5114 | -122.3402 | RALSTON 1102circuit_breaker | 133 | 266 | 19258.2474 | 6824.2186 | 12434.0288 | 1520.1281 | 123.7877 |  |  |  |  | 3042 | 0 | 0 | 27914.0942 | 0
| 9995 | [16 empty] | {AB254D01-1DD0-4C3E-BC57-F17A23B31245} | 82931101 | POINT MORETTI 1101 | circuit_breaker | 37.0311 | -122.1872 | POINT MORETTI 1101circuit_breaker | 3 | 0 | 20.574 | 20.574 | 0 | 20.574 | 0 |  |  |  |  | 3043 | 0 | 0 | 27914.1069 | 0
| 9735 | [16 empty] | {ABB7B77D-2EF2-4B3C-9B77-BF1774A4BD64} | 12061105 | BERKELEY F 1105 | BR166 | 37.8852 | -122.2551 | BERKELEY F 1105BR166 | 6 | 0 | 61.4345 | 61.4345 | 0 | 61.4345 | 0 |  |  |  |  | 3044 | 0 | 0 | 27914.1451 | 0
| 7042 | [16 empty] | {AC54FADD-7787-4603-A3A1-1A1440375EA4} | 43501103 |  | circuit_breaker | 38.566 | -122.833 | circuit_breaker | 161 | 167 | 21130.7294 | 8832.9704 | 12297.759 | 0 | 1138.1889 |  |  |  |  | 3045 | 0 | 0 | 27914.1451 | 0
| 7896 | [16 empty] | {AC82A3F6-A35E-40B3-B30F-C23643AC0649} | 152481110 | BRUNSWICK 1110 | circuit_breaker | 39.231 | -121.035 | BRUNSWICK 1110circuit_breaker | 109 | 129 | 7405.2406 | 2750.224 | 4655.0166 | 6.096 | 0 |  |  |  |  | 3046 | 0 | 0 | 27914.1489 | 0
| 401 | [16 empty] | {AD2D545D-446E-4C20-A74F-6B44E5722705} | 82831108 | MILPITAS 1108 | XR122 | 37.4307 | -121.8637 | MILPITAS 1108XR122 | 250 | 832 | 47617.1575 | 11983.0786 | 35634.0789 | 49.0072 | 8.6584 |  |  |  |  | 3047 | 0 | 0 | 27914.1793 | 0
| 5861 | [16 empty] | {ADA0B946-8139-4D75-A3D4-894703D1FC57} | 192381102 | EEL RIVER 1102 | 49130 | 40.567 | -124.2044 | EEL RIVER 110249130 | 147 | 161 | 37286.3651 | 22331.5765 | 14954.7885 | 2552.3517 | 2330.8835 |  |  |  |  | 3048 | 0 | 0 | 27915.7643 | 0
| 4206 | [16 empty] | {AE598DAD-86E1-4B86-97A5-38FEA17FEC39} | 102911109 | WYANDOTTE 1109 | 5973 | 39.4598 | -121.5494 | WYANDOTTE 11095973 | 63 | 177 | 16863.5364 | 3972.7876 | 12890.7488 | 0 | 76.4235 |  |  |  |  | 3049 | 0 | 0 | 27915.7643 | 0
| 9986 | [16 empty] | {AE8156AA-2834-43C3-BDEF-85E782B2D0C0} | 48011146 | CALPINE 1146 | 200-G | 38.8266 | -122.7997 | CALPINE 1146200-G | 2 | 0 | 13.7161 | 13.7161 | 0 | 13.7161 | 0 |  |  |  |  | 3050 | 0 | 0 | 27915.7728 | 0
| 5253 | [16 empty] | {AF6D64E0-EB57-4A91-A132-4FA867794848} | 63171105 | MADISON 1105 | 7712 | 38.6616 | -121.9708 | MADISON 11057712 | 251 | 234 | 59106.0922 | 48161.6451 | 10944.4471 | 630.6114 | 93.7954 |  |  |  |  | 3051 | 0 | 0 | 27916.1644 | 0
| 9776 | [16 empty] | {AFA2F3E5-5A6D-403E-A015-1BB8AB0D90BE} | 14232102 | SAN RAMON 2102 | circuit_breaker | 37.7452 | -121.9372 | SAN RAMON 2102circuit_breaker | 20 | 1 | 3418.4347 | 3412.1639 | 6.2707 | 2478.2008 | 0 |  |  |  |  | 3052 | 0 | 0 | 27917.7034 | 0
| 5746 | [16 empty] | {B05D8AC6-2B7C-4E68-B328-BD625ED75426} | 14662104 | TASSAJARA 2104 | circuit_breaker | 37.7998 | -121.9082 | TASSAJARA 2104circuit_breaker | 53 | 20 | 2596.7562 | 1951.9546 | 644.8017 | 118.3029 | 106.6047 |  |  |  |  | 3053 | 0 | 0 | 27917.7769 | 0
| 4721 | [16 empty] | {B0A59559-066B-42EC-B669-9E26912EE6C4} | 14101102 | ALHAMBRA 1102 | 13333 | 38.0052 | -122.1313 | ALHAMBRA 110213333 | 17 | 61 | 2540.0197 | 480.3389 | 2059.6808 | 130.2273 | 995.4918 |  |  |  |  | 3054 | 0 | 0 | 27917.8577 | 0
| 9393 | [16 empty] | {B2A3B189-1DF8-463C-BF6C-3A421128527B} | 12022215 | CLAYTON 2215 | 9765 | 37.9214 | -122.0102 | CLAYTON 22159765 | 39 | 19 | 2533.8665 | 1507.3257 | 1026.5408 | 425.4979 | 81.3198 |  |  |  |  | 3055 | 0 | 0 | 27918.122 | 0
| 1007 | [16 empty] | {B2FF44F5-E554-4874-9716-21C58C3BA291} | 182391103 | OILFIELDS 1103 | 83158 | 35.8991 | -120.942 | OILFIELDS 110383158 | 154 | 138 | 37569.9876 | 31398.3782 | 6171.6094 | 28457.0143 | 5421.1466 |  |  |  |  | 3056 | 0 | 0 | 27935.7938 | 0
| 8019 | [16 empty] | {B557525E-C955-4555-A43D-602C62B6D5B3} | 14592105 | BRENTWOOD 2105 | 502672 | 37.8678 | -121.6382 | BRENTWOOD 2105502672 | 157 | 122 | 36602.0692 | 29946.4669 | 6655.6023 | 1990.2405 | 625.4042 |  |  |  |  | 3057 | 0 | 0 | 27937.0297 | 0
| 9490 | [16 empty] | {B645C72A-8233-4D5A-9F66-3DBF30EFFB75} | 188881701 |  | circuit_breaker | 34.5442 | -119.8652 | circuit_breaker | 1 | 1 | 177.962 | 168.4127 | 9.5493 | 168.4127 | 9.5493 |  |  |  |  | 3058 | 0 | 0 | 27937.1343 | 0
| 6212 | [16 empty] | {B779C83B-3DC2-4512-9F97-360CB13A0909} | 43201102 | STAFFORD 1102 | 1048 | 38.0957 | -122.6021 | STAFFORD 11021048 | 131 | 205 | 20603.7935 | 8433.9926 | 12169.8009 | 8411.3678 | 11913.9981 |  |  |  |  | 3059 | 0 | 0 | 27942.3578 | 0
| 4154 | [16 empty] | {B83D09DE-3D47-4840-BFDB-F992D85178B8} | 152481103 | BRUNSWICK 1103 | 78862 | 39.2548 | -121.0242 | BRUNSWICK 110378862 | 68 | 188 | 9183.6261 | 2157.7055 | 7025.9206 | 423.5836 | 1237.6004 |  |  |  |  | 3060 | 0 | 0 | 27942.6208 | 0
| 246 | [16 empty] | {B916F1BC-FDC7-4604-9F1E-064F6D66F284} | 42151108 | SANTA ROSA A 1108 | 626 | 38.4132 | -122.7114 | SANTA ROSA A 1108626 | 136 | 128 | 13999.9892 | 6415.5954 | 7584.3939 | 219.1314 | 120.8222 |  |  |  |  | 3061 | 0 | 0 | 27942.7569 | 0
| 3104 | [16 empty] | {B92734B7-4E4E-459E-8B98-E0A159EA0D8F} | 42271103 | COTATI 1103 | 252 | 38.2435 | -122.9424 | COTATI 1103252 | 96 | 251 | 17845.1423 | 9654.7077 | 8190.4347 | 0 | 12.0706 |  |  |  |  | 3062 | 0 | 0 | 27942.7569 | 0
| 9625 | [16 empty] | {BB375DE2-3623-4EA6-85D7-9C8360495B20} | 48011144 | CALPINE 1144 | 962 | 38.766 | -122.7077 | CALPINE 1144962 | 10 | 0 | 63.3636 | 63.3636 | 0 | 63.3636 | 0 |  |  |  |  | 3063 | 0 | 0 | 27942.7962 | 0
| 3577 | [16 empty] | {BC48BC1B-FF6D-435C-9294-117A7961E04E} | 252721106 | KERN OIL 1106 | 3301 | 35.4424 | -118.9595 | KERN OIL 11063301 | 288 | 191 | 64287.2569 | 52237.9858 | 12049.2711 | 657.9886 | 461.2505 |  |  |  |  | 3064 | 0 | 0 | 27943.2049 | 1
| 2444 | [16 empty] | {BC94208A-FBF0-4021-BC48-64B29D924399} | 192381102 | EEL RIVER 1102 | 530 | 40.5987 | -124.2119 | EEL RIVER 1102530 | 395 | 453 | 81060.5731 | 51915.2562 | 29145.3169 | 8758.0357 | 3592.4404 |  |  |  |  | 3065 | 0 | 0 | 27948.6436 | 0
| 461 | [16 empty] | {BCAEB21F-2017-4B30-B93C-AB6BCBE099D0} | 182852203 | VIEJO 2203 | 9094 | 36.5607 | -121.915 | VIEJO 22039094 | 77 | 476 | 19005.0518 | 4020.7495 | 14984.3023 | 160.2742 | 149.0503 |  |  |  |  | 3066 | 0 | 0 | 27948.7431 | 0
| 9347 | [16 empty] | {BCDF55E9-752A-4470-8F8D-971D8F755C6B} | 183111101 | CMC 1101 | circuit_breaker | 35.3208 | -120.6935 | CMC 1101circuit_breaker | 19 | 0 | 3293.5334 | 3293.5334 | 0 | 3293.5334 | 0 |  |  |  |  | 3067 | 0 | 0 | 27950.7884 | 0
| 9928 | [16 empty] | {BD51C9D3-D0BA-422F-BCD5-DCA7AB571829} | 158011101 | SIERRA CITY GEN 1101 | circuit_breaker | 39.5685 | -120.6284 | SIERRA CITY GEN 1101circuit_breaker | 3 | 0 | 21.2814 | 21.2814 | 0 | 21.2814 | 0 |  |  |  |  | 3068 | 0 | 0 | 27950.8016 | 0
| 7391 | [16 empty] | {BD94B291-9C0B-4C28-8C7B-50F4F86D7051} | 183221111 | TRES PINOS 1111 | 4032 | 36.7834 | -121.3205 | TRES PINOS 11114032 | 208 | 207 | 44473.9275 | 30056.8781 | 14417.0494 | 0 | 23.7118 |  |  |  |  | 3069 | 0 | 0 | 27950.8016 | 0
| 8116 | [16 empty] | {BE0D8CE5-BE7F-4D94-B792-C4D840A2819E} | 42631108 | PETALUMA C 1108 | 636 | 38.2618 | -122.7158 | PETALUMA C 1108636 | 158 | 161 | 29950.6965 | 14844.2499 | 15106.4466 | 14844.2499 | 15106.4466 |  |  |  |  | 3070 | 0 | 0 | 27960.0199 | 0
| 7938 | [16 empty] | {BF9A1CFA-5044-466A-9DCB-672D048DD99A} | 182611107 | PASO ROBLES 1107 | circuit_breaker | 35.6154 | -120.6796 | PASO ROBLES 1107circuit_breaker | 269 | 225 | 36815.055 | 22651.5162 | 14163.5388 | 447.6357 | 408.4884 |  |  |  |  | 3071 | 0 | 0 | 27960.2979 | 0
| 3553 | [16 empty] | {C0699A77-D9F1-4326-8400-EC5E43167E10} | 24251104 | WOODSIDE 1104 | circuit_breaker | 37.437 | -122.2422 | WOODSIDE 1104circuit_breaker | 244 | 442 | 30346.3041 | 11969.1918 | 18377.1123 | 246.681 | 27.3235 |  |  |  |  | 3072 | 0 | 0 | 27960.4511 | 0
| 2554 | [16 empty] | {C1FA1EBC-6C51-4F6D-A326-E003BD24D8A5} | 182551101 | CAYUCOS 1101 | 4701 | 35.47 | -120.9762 | CAYUCOS 11014701 | 70 | 53 | 16347.1631 | 14292.3514 | 2054.8117 | 3147.6745 | 147.1533 |  |  |  |  | 3073 | 0 | 0 | 27962.4058 | 0
| 9588 | [16 empty] | {C4A51841-0308-49DA-9C27-2509F9C64A2D} | 153081109 | PLACERVILLE 1109 | circuit_breaker | 38.731 | -120.7832 | PLACERVILLE 1109circuit_breaker | 6 | 1 | 48.2214 | 35.0819 | 13.1395 | 25.9925 | 0 |  |  |  |  | 3074 | 0 | 0 | 27962.4219 | 0
| 9849 | [16 empty] | {C6A91D98-B704-457B-84C0-0DADC269F3D4} | 152531102 | FLINT 1102 | circuit_breaker | 38.8851 | -121.0672 | FLINT 1102circuit_breaker | 4 | 1 | 158.0888 | 149.4178 | 8.671 | 149.4178 | 8.671 |  |  |  |  | 3075 | 0 | 0 | 27962.5147 | 0
| 9441 | [16 empty] | {C805E056-6565-4701-B47E-65A72A694487} | 102781101 | ELK CREEK 1101 | circuit_breaker | 39.5932 | -122.5439 | ELK CREEK 1101circuit_breaker | 11 | 0 | 130.7379 | 130.7379 | 0 | 130.7379 | 0 |  |  |  |  | 3076 | 0 | 0 | 27962.5959 | 0
| 6363 | [16 empty] | {C84D6789-7EC5-4B63-96CB-78D964DC0C39} | 14232117 | SAN RAMON 2117 | circuit_breaker | 37.7454 | -121.9367 | SAN RAMON 2117circuit_breaker | 34 | 8 | 3014.7035 | 2698.3212 | 316.3823 | 735.1259 | 0 |  |  |  |  | 3077 | 0 | 0 | 27963.0524 | 0
| 7902 | [16 empty] | {C93D43A5-1B00-47F7-99CB-5288FDBDDC41} | 43061101 | COVELO 1101 | 96896 | 39.7587 | -123.2465 | COVELO 110196896 | 151 | 130 | 33620.768 | 24604.3242 | 9016.4438 | 5810.2676 | 1610.5407 |  |  |  |  | 3078 | 0 | 0 | 27966.6606 | 0
| 9092 | [16 empty] | {CA99B367-8DC7-4E82-BCC3-DFC89B2C9160} | 83622105 | CAMP EVERS 2105 | 95050 | 37.0888 | -122.0876 | CAMP EVERS 210595050 | 19 | 0 | 223.2117 | 223.2117 | 0 | 223.2117 | 0 |  |  |  |  | 3079 | 0 | 0 | 27966.7992 | 0
| 9654 | [16 empty] | {CAAFE659-24FA-408F-BA2E-FF77F42F1864} | 103221101 | KANAKA 1101 | 1036 | 39.5633 | -121.3071 | KANAKA 11011036 | 6 | 2 | 1011.552 | 979.1369 | 32.4151 | 979.1369 | 32.4151 |  |  |  |  | 3080 | 0 | 0 | 27967.4072 | 0
| 5908 | [16 empty] | {CBC2E590-65E4-4DD8-9118-7B6CB910201C} | 82952113 | EDENVALE 2113 | circuit_breaker | 37.2443 | -121.7953 | EDENVALE 2113circuit_breaker | 50 | 334 | 15209.4564 | 2357.516 | 12851.9404 | 24.568 | 0 |  |  |  |  | 3081 | 0 | 0 | 27967.4225 | 0
| 7005 | [16 empty] | {CD142DCA-BFBC-491B-9C29-D02961854E56} | 152591101 | SUMMIT 1101 | circuit_breaker | 39.3195 | -120.379 | SUMMIT 1101circuit_breaker | 10 | 0 | 200.821 | 200.821 | 0 | 200.821 | 0 |  |  |  |  | 3082 | 0 | 0 | 27967.5472 | 0
| 6911 | [16 empty] | {CDC6585C-22C0-4542-A949-CDEE5502EA22} | 182391103 | OILFIELDS 1103 | N42 | 35.8683 | -120.843 | OILFIELDS 1103N42 | 38 | 16 | 10747.6361 | 9813.7199 | 933.9162 | 4452.4168 | 573.2629 |  |  |  |  | 3083 | 0 | 0 | 27970.3122 | 0
| 7908 | [16 empty] | {D140947F-0C1B-40AD-B2F0-4E3897A9B1FE} | 42491101 | SAUSALITO 1101 | 1270 | 37.8627 | -122.4994 | SAUSALITO 11011270 | 22 | 27 | 2501.3788 | 1585.1168 | 916.2621 | 817.322 | 0 |  |  |  |  | 3084 | 0 | 0 | 27970.8197 | 0
| 9646 | [16 empty] | {D1CBB1BF-D0FC-42E9-B7A6-D58BDF3942E8} | 103321101 | CEDAR CREEK 1101 | 1362 | 40.8068 | -121.9367 | CEDAR CREEK 11011362 | 5 | 0 | 24.9515 | 24.9515 | 0 | 24.9515 | 0 |  |  |  |  | 3085 | 0 | 0 | 27970.8352 | 0
| 10071 | [16 empty] | {D46EEF9F-7543-4A99-84C1-44677B756920} | 48011144 | CALPINE 1144 | 276-G | 38.8057 | -122.8082 | CALPINE 1144276-G | 4 | 1 | 42.302 | 23.7478 | 18.5542 | 23.7478 | 18.5542 |  |  |  |  | 3086 | 0 | 0 | 27970.85 | 0
| 7381 | [16 empty] | {D4E144DE-8AEF-45D3-9080-EB1CCEA62B46} | 43061101 | COVELO 1101 | 37328 | 39.7866 | -123.2483 | COVELO 110137328 | 212 | 235 | 56836.3037 | 37925.6018 | 18910.7019 | 6550.0939 | 1617.6354 |  |  |  |  | 3087 | 0 | 0 | 27974.9176 | 0
| 5400 | [16 empty] | {D5040DDA-C582-40B5-8A53-2E3901DC0B08} | 42301101 | TULUCAY 1101 | circuit_breaker | 38.2476 | -122.2681 | TULUCAY 1101circuit_breaker | 173 | 61 | 15830.2833 | 11604.5805 | 4225.7027 | 121.1978 | 0 |  |  |  |  | 3088 | 0 | 0 | 27974.9928 | 0
| 8333 | [16 empty] | {D5C8CF3A-0CA8-4CD2-870D-AC7D1B010386} | 14232101 | SAN RAMON 2101 | circuit_breaker | 37.7453 | -121.9371 | SAN RAMON 2101circuit_breaker | 16 | 0 | 1579.2012 | 1579.2012 | 0 | 940.3742 | 0 |  |  |  |  | 3089 | 0 | 0 | 27975.5768 | 0
| 2715 | [16 empty] | {D661A4C9-F1EC-4DA6-BD47-BB819E0F490C} | 14341105 | VALLEY VIEW 1105 | P124 | 37.9843 | -122.2972 | VALLEY VIEW 1105P124 | 108 | 551 | 30853.9659 | 5089.5347 | 25764.4312 | 0 | 159.6174 |  |  |  |  | 3090 | 0 | 0 | 27975.5768 | 0
| 7668 | [16 empty] | {D7460C95-B7A0-4A1E-8E17-20B67F2A4B04} | 14232107 | SAN RAMON 2107 | MR441 | 37.7011 | -121.9382 | SAN RAMON 2107MR441 | 26 | 8 | 631.5486 | 350.4949 | 281.0537 | 40.2016 | 0 |  |  |  |  | 3091 | 0 | 0 | 27975.6018 | 0
| 5688 | [16 empty] | {D9A411F6-BF17-411A-B6B6-EDBF1A747192} | 12350401 | ORINDA 0401 | circuit_breaker | 37.8837 | -122.1934 | ORINDA 0401circuit_breaker | 14 | 0 | 238.0325 | 238.0325 | 0 | 160.4005 | 0 |  |  |  |  | 3092 | 0 | 0 | 27975.7014 | 0
| 9340 | [16 empty] | {D9F1E4D5-6C65-4B74-B28E-1D1E2528E5E8} | 42561102 | FULTON 1102 | 58990 | 38.5697 | -122.7741 | FULTON 110258990 | 11 | 2 | 922.121 | 901.0393 | 21.0818 | 0 | 10.4316 |  |  |  |  | 3093 | 0 | 0 | 27975.7014 | 0
| 8920 | [16 empty] | {DA007DA4-760F-4151-A582-C98D9C468550} | 14592105 | BRENTWOOD 2105 | 6512 | 37.8644 | -121.669 | BRENTWOOD 21056512 | 9 | 1 | 1062.6664 | 1047.7996 | 14.8668 | 1047.7996 | 14.8668 |  |  |  |  | 3094 | 0 | 0 | 27976.3521 | 0
| 3602 | [16 empty] | {DA43FDAA-0AFD-4DA3-9BAB-E9F0ED9A89B4} | 42991107 | LAS GALLINAS A 1107 | 554 | 37.9977 | -122.5383 | LAS GALLINAS A 1107554 | 91 | 444 | 26520.0687 | 4418.1736 | 22101.8951 | 200.8758 | 42.546 |  |  |  |  | 3095 | 0 | 0 | 27976.4768 | 0
| 5604 | [16 empty] | {DA50CC20-DF93-4A26-9942-3A43E97DCAC4} | 252941107 | TIVY VALLEY 1107 | 37522 | 36.7856 | -119.3991 | TIVY VALLEY 110737522 | 56 | 101 | 10677.1741 | 4999.5623 | 5677.6118 | 731.9163 | 619.2504 |  |  |  |  | 3096 | 0 | 0 | 27976.9313 | 0
| 8351 | [16 empty] | {DBB65B1C-D816-44BD-B6A7-C95BB0A659FA} | 12501110 | EL CERRITO G 1110 | BR236 | 37.9037 | -122.2899 | EL CERRITO G 1110BR236 | 18 | 27 | 2097.9597 | 850.4173 | 1247.5424 | 784.0637 | 1247.5424 |  |  |  |  | 3097 | 0 | 0 | 27977.4182 | 0
| 8771 | [16 empty] | {DDE57A1E-80D5-431E-961E-F1D86837BDD0} | 14091108 | CASTRO VALLEY 1108 | MR525 | 37.702 | -122.0378 | CASTRO VALLEY 1108MR525 | 7 | 3 | 177.5021 | 98.2491 | 79.253 | 98.2491 | 79.253 |  |  |  |  | 3098 | 0 | 0 | 27977.4792 | 0
| 4873 | [16 empty] | {DDFFEADB-3F2B-4296-80F5-9B1536EA3D55} | 13921104 | FRANKLIN 1104 | circuit_breaker | 38.0119 | -122.264 | FRANKLIN 1104circuit_breaker | 135 | 746 | 40811.0737 | 8418.0901 | 32392.9836 | 233.9749 | 17.7499 |  |  |  |  | 3099 | 0 | 0 | 27977.6245 | 0
| 8689 | [16 empty] | {DF5213A8-5BDB-44E0-A4B9-58E6CCF1A0EB} | 14671103 | SOBRANTE 1103 | N510R | 37.886 | -122.1893 | SOBRANTE 1103N510R | 29 | 25 | 2628.4483 | 1406.1178 | 1222.3305 | 404.6092 | 70.661 |  |  |  |  | 3100 | 0 | 0 | 27977.8758 | 0
| 9864 | [16 empty] | {E15C2196-794C-43C4-A16E-3E3DEE607D39} | 48011144 | CALPINE 1144 | 962 | 38.7658 | -122.7076 | CALPINE 1144962 | 17 | 0 | 6465.1165 | 6465.1165 | 0 | 6465.1165 | 0 |  |  |  |  | 3101 | 0 | 0 | 27981.8906 | 0
| 9098 | [16 empty] | {E1A0A01B-9D60-4F0B-9CA5-E97715E5EFA6} | 255292108 | WOODWARD 2108 | 688294 | 36.9857 | -119.6388 | WOODWARD 2108688294 | 5 | 0 | 24.3604 | 24.3604 | 0 | 24.3604 | 0 |  |  |  |  | 3102 | 0 | 0 | 27981.9058 | 0
| 5196 | [16 empty] | {E1A9F699-2041-4569-A9A7-03860994D8BC} | 14662109 | TASSAJARA 2109 | circuit_breaker | 37.7998 | -121.9077 | TASSAJARA 2109circuit_breaker | 13 | 0 | 3123.8712 | 3123.8712 | 0 | 1458.9789 | 0 |  |  |  |  | 3103 | 0 | 0 | 27982.8118 | 0
| 3874 | [16 empty] | {E273F09C-00C1-48A4-A71E-352A62A15E75} | 182082103 | LOS OSITOS 2103 | 7082 | 36.2872 | -121.2483 | LOS OSITOS 21037082 | 182 | 190 | 45136.8617 | 33004.0765 | 12132.7852 | 1889.198 | 804.2179 |  |  |  |  | 3104 | 0 | 0 | 27983.985 | 0
| 5152 | [16 empty] | {E2ABC82B-4DDD-4ED2-A54A-858526BC35DF} | 252841102 | OROSI 1102 | 7948F | 36.5441 | -119.1967 | OROSI 11027948F | 101 | 115 | 19030.7142 | 13674.0277 | 5356.6865 | 423.4544 | 55.676 |  |  |  |  | 3105 | 0 | 0 | 27984.248 | 0
| 10133 | [16 empty] | {E5E88710-33BB-4103-ABE7-ACD5B4972589} | 48011146 | CALPINE 1146 | 394G | 38.8264 | -122.7998 | CALPINE 1146394G | 3 | 0 | 18.1683 | 18.1683 | 0 | 18.1683 | 0 |  |  |  |  | 3106 | 0 | 0 | 27984.2592 | 0
| 384 | [16 empty] | {E5F8D630-F65C-4493-B471-181129A51D2B} | 42631108 | PETALUMA C 1108 | 56774 | 38.2298 | -122.6524 | PETALUMA C 110856774 | 89 | 629 | 30488.8216 | 4425.4323 | 26063.3893 | 259.5884 | 2301.8142 |  |  |  |  | 3107 | 0 | 0 | 27984.4204 | 1
| 10074 | [16 empty] | {E653CB3B-BE58-4EE9-93A0-32BDBFAE5B66} | 158001101 | DOWNIEVILLE DIESEL 1101 | 1101/2 | 39.5705 | -120.8209 | DOWNIEVILLE DIESEL 11011101/2 | 1 | 0 | 15.6648 | 15.6648 | 0 | 15.6648 | 0 |  |  |  |  | 3108 | 0 | 0 | 27984.4302 | 0
| 9031 | [16 empty] | {EC3D5092-5EAD-44A6-A8B2-0227C409E453} | 14232103 | SAN RAMON 2103 | MR279 | 37.7029 | -121.9121 | SAN RAMON 2103MR279 | 10 | 2 | 394.99 | 323.7748 | 71.2152 | 4.572 | 0 |  |  |  |  | 3109 | 0 | 0 | 27984.433 | 0
| 4723 | [16 empty] | {EE561184-1754-434F-A274-A2561C8ED6F1} | 182601105 | OCEANO 1105 | V48 | 35.1385 | -120.6405 | OCEANO 1105V48 | 128 | 475 | 18556.7342 | 4102.8714 | 14453.8627 | 142.1722 | 1717.9404 |  |  |  |  | 3110 | 0 | 0 | 27984.5213 | 0
| 9410 | [16 empty] | {EEA63280-84EF-4F1E-BEC0-47F8D6EB4C01} | 43071101 | DUNBAR 1101 | 13481 | 38.4267 | -122.5553 | DUNBAR 110113481 | 27 | 30 | 3167.9428 | 1675.6333 | 1492.3095 | 0 | 42.138 |  |  |  |  | 3111 | 0 | 0 | 27984.5213 | 0
| 9594 | [16 empty] | {EF5D8957-32CC-44F0-808E-217DC0A13E35} | 102911110 | WYANDOTTE 1110 | 2590 | 39.5285 | -121.4611 | WYANDOTTE 11102590 | 22 | 6 | 993.4184 | 928.8641 | 64.5543 | 0 | 13.967 |  |  |  |  | 3112 | 0 | 0 | 27984.5213 | 0
| 4674 | [16 empty] | {EF774119-F7FE-47E7-8D97-134D999F3AC9} | 24141102 | RALSTON 1102 | 9126 | 37.5116 | -122.3183 | RALSTON 11029126 | 62 | 199 | 12378.7763 | 2944.7848 | 9433.9915 | 1709.1714 | 8246.1454 |  |  |  |  | 3113 | 0 | 0 | 27985.5827 | 0
| 5528 | [16 empty] | {F1466976-3470-44F4-BFAC-1A77DCF2CCD2} | 83392107 | SWIFT 2107 | XR526 | 37.3134 | -121.7591 | SWIFT 2107XR526 | 91 | 68 | 12804.5607 | 8725.9112 | 4078.6495 | 3165.9502 | 1629.0055 |  |  |  |  | 3114 | 0 | 0 | 27987.5487 | 0
| 8310 | [16 empty] | {F21A680A-E282-4C69-AC36-05BB391457FE} | 102541101 | VOLTA 1101 | circuit_breaker | 40.4593 | -121.8676 | VOLTA 1101circuit_breaker | 119 | 62 | 19127.8259 | 14809.7042 | 4318.1217 | 14809.7042 | 4318.1217 |  |  |  |  | 3115 | 0 | 0 | 27996.7456 | 0
| 657 | [16 empty] | {F3B21B24-5FCC-4918-B9AB-A8B8CD51F711} | 183101103 | CABRILLO 1103 | circuit_breaker | 34.6433 | -120.4377 | CABRILLO 1103circuit_breaker | 66 | 42 | 12549.9992 | 7201.0303 | 5348.9689 | 423.065 | 616.6007 |  |  |  |  | 3116 | 0 | 0 | 27997.0083 | 0
| 6387 | [16 empty] | {F3C9E330-5EFE-42AE-9971-7797E81AA91A} | 83432103 | HICKS 2103 | XR248 | 37.2105 | -121.8595 | HICKS 2103XR248 | 58 | 199 | 10837.0217 | 2561.3965 | 8275.6253 | 124.695 | 69.8835 |  |  |  |  | 3117 | 0 | 0 | 27997.0857 | 0
| 1606 | [16 empty] | {F47DB185-D6D1-4508-B32F-E176427A55AE} | 182151101 | LOS COCHES 1101 | circuit_breaker | 36.3664 | -121.28 | LOS COCHES 1101circuit_breaker | 139 | 133 | 36165.178 | 32032.637 | 4132.5411 | 3722.9416 | 1109.6374 |  |  |  |  | 3118 | 0 | 0 | 27999.3977 | 0
| 10125 | [16 empty] | {F4FF7575-EB60-4F06-920B-F33332AB37E0} | 153132104 | NARROWS 2104 | circuit_breaker | 39.2358 | -121.2689 | NARROWS 2104circuit_breaker | 1 | 0 | 4.572 | 4.572 | 0 | 4.572 | 0 |  |  |  |  | 3119 | 0 | 0 | 27999.4005 | 0
| 8946 | [16 empty] | {F53F100A-A47D-4F77-AE95-9A2266045C73} | 103261101 | ANDERSON 1101 | 1390 | 40.441 | -122.2964 | ANDERSON 11011390 | 41 | 86 | 4303.2128 | 1742.8128 | 2560.4 | 15.3102 | 6.096 |  |  |  |  | 3120 | 0 | 0 | 27999.41 | 0
| 3048 | [16 empty] | {F61A533E-D44D-4AFC-AE85-9F4FD0A8F945} | 14452104 | KIRKER 2104 | circuit_breaker | 38.0206 | -121.9058 | KIRKER 2104circuit_breaker | 303 | 1998 | 99296.6605 | 16836.6678 | 82459.9927 | 74.5132 | 0 |  |  |  |  | 3121 | 0 | 0 | 27999.4563 | 0
| 10077 | [16 empty] | {F7C77AB2-FB1A-424C-8DCB-D1ED89130316} | 43361101 | HIGHLANDS 1101 | circuit_breaker | 38.937 | -122.6089 | HIGHLANDS 1101circuit_breaker | 1 | 0 | 42.5019 | 42.5019 | 0 | 42.5019 | 0 |  |  |  |  | 3122 | 0 | 0 | 27999.4827 | 0
| 6474 | [16 empty] | {F8B3D30D-8DD1-4628-A46B-E961D4F39DD6} | 183011101 | MORRO BAY 1101 | W04 | 35.3613 | -120.8365 | MORRO BAY 1101W04 | 68 | 513 | 24843.0563 | 3936.0015 | 20907.0547 | 0 | 56.064 |  |  |  |  | 3123 | 0 | 0 | 27999.4827 | 0
| 4784 | [16 empty] | {FB91D5A1-93AF-44B1-AF92-030805414888} | 12660404 | BERKELEY T 0404 | circuit_breaker | 37.8645 | -122.2589 | BERKELEY T 0404circuit_breaker | 42 | 302 | 11717.182 | 1941.7529 | 9775.429 | 6.096 | 390.4782 |  |  |  |  | 3124 | 0 | 0 | 27999.4865 | 0
| 7590 | [16 empty] | {FE2E59EB-BA50-4D05-88C6-174D3F07D4AE} | 43091101 | GREENBRAE 1101 | 82270 | 37.9369 | -122.5189 | GREENBRAE 110182270 | 47 | 89 | 5091.0228 | 1202.9792 | 3888.0436 | 4.572 | 0 |  |  |  |  | 3125 | 0 | 0 | 27999.4893 | 0
| 9987 | [16 empty] | {FF54465D-5764-4C87-9FA1-2FCC27FF3FF8} | 182581105 | GOLDTREE 1105 | 551904 | 35.3204 | -120.692 | GOLDTREE 1105551904 | 4 | 0 | 35.7177 | 35.7177 | 0 | 35.7177 | 0 |  |  |  |  | 3126 | 0 | 0 | 27999.5115 | 0
| 9400 | [16 empty] | {FFDB1F5B-AEE3-4CB6-9A6F-D3D25805592F} | 253642103 | POSO MOUNTAIN 2103 | circuit_breaker | 35.5592 | -118.9574 | POSO MOUNTAIN 2103circuit_breaker | 16 | 3 | 3773.9816 | 3720.379 | 53.6026 | 3720.379 | 53.6026 |  |  |  |  | 3127 | 0 | 0 | 28001.8219 | 0
27366.3753

## Mapping
OAKHURST 110110090 | 1
DIAMOND SPRINGS 11057722 | 1
HIGGINS 110950072 | 1
DESCHUTES 11011580 | 1
SHINGLE SPRINGS 210913322 | 1
AUBERRY 1101R2578 | 1
SAN JOAQUIN #2 1103circuit_breaker | 1
MARIPOSA 210210880 | 1
MARIPOSA 210237282 | 1
BANGOR 11017446 | 1
OAKHURST 11015490 | 1
MIDDLETOWN 1101622 | 1
RED BLUFF 11011334 | 1
WISE 11022230 | 1
OREGON TRAIL 11041574 | 1
VACA DIXON 110540092 | 1
TIVY VALLEY 1107584840 | 1
HIGGINS 110950078 | 1
FITCH MOUNTAIN 11136751 | 1
AUBERRY 1102circuit_breaker | 1
BELL 11072400 | 1
TIVY VALLEY 1107869946 | 1
SAND CREEK 110345190 | 1
OREGON TRAIL 11041634 | 1
COARSEGOLD 210310820 | 1
DESCHUTES 11041370 | 1
MARIPOSA 210110990 | 1
WOODSIDE 11018974 | 1
VACAVILLE 110838316 | 1
BELL 110750172 | 1
APPLE HILL 21028372 | 1
DESCHUTES 110449024 | 1
AUBERRY 1101R314 | 1
PENRYN 1103circuit_breaker | 1
DIAMOND SPRINGS 1107circuit_breaker | 1
SHINGLE SPRINGS 110419502 | 1
OREGON TRAIL 110335002 | 1
COARSEGOLD 21045300 | 1
AUBERRY 1101R2579 | 1
COARSEGOLD 210410400 | 1
MARIPOSA 21021960 | 1
BANGOR 110182350 | 1
GARBERVILLE 110256048 | 1
RIO DELL 11021504 | 1
LAYTONVILLE 110189606 | 1
GEYSERVILLE 1102484 | 1
BANGOR 11011804 | 1
WEST POINT 11024790 | 1
APPLE HILL 110413512 | 1
COARSEGOLD 21045310 | 1
CLARKSVILLE 210319572 | 1
MARIPOSA 210110070 | 1
CLOVERDALE 1102672 | 1
WEST POINT 11021303 | 1
SILVERADO 210258626 | 1
MOLINO 1102658 | 1
OAKHURST 11035480 | 1
MOLINO 1102178 | 1
WEST POINT 110236676 | 1
BRUNSWICK 11052130 | 1
HIGHLANDS 1103828 | 1
CALISTOGA 1102769230 | 1
MIDDLETOWN 110148212 | 1
COTTONWOOD 11031348 | 1
BRUNSWICK 11062790 | 1
COARSEGOLD 2104369777 | 1
APPLE HILL 210251792 | 1
COARSEGOLD 21045525 | 1
MIRABEL 1101298 | 1
MIDDLETOWN 1102circuit_breaker | 1
COARSEGOLD 21046288 | 1
DUNBAR 1103534 | 1
MIDDLETOWN 1101circuit_breaker | 1
RINCON 1101578 | 1
MIDDLETOWN 1101612 | 1
BIG BASIN 110110296 | 1
ORO FINO 11022556 | 1
BIG BASIN 110169550 | 1
BIG BASIN 11025066 | 1
BIG BASIN 110212992 | 1
EL DORADO PH 2102circuit_breaker | 1
SILVERADO 2103circuit_breaker | 1
OLETA 110113478 | 1
PARADISE 1104circuit_breaker | 1
BELL 11082226 | 1
COARSEGOLD 2102circuit_breaker | 1
WEST POINT 11021369 | 1
GEYSERVILLE 1102350 | 1
HALF MOON BAY 1103H82 | 1
CURTIS 1704circuit_breaker | 1
DUNBAR 110147964 | 1
CLARKSVILLE 2104circuit_breaker | 1
WILLOW CREEK 1102circuit_breaker | 1
POTTER VALLEY P H 110564118 | 1
DUNBAR 1101302 | 1
BIG BASIN 1102circuit_breaker | 1
LAYTONVILLE 1101518 | 1
MIRABEL 11014859 | 1
PARADISE 1105circuit_breaker | 1
PASO ROBLES 1103N58 | 1
BIG BASIN 110296986 | 1
WEST POINT 11021341 | 1
REDBUD 1102510 | 1
CLARK ROAD 110290548 | 1
MARIPOSA 21014410 | 1
BRUNSWICK 11102664 | 1
STANISLAUS 1702circuit_breaker | 1
BRUNSWICK 11052204 | 1
MIWUK 170193062 | 1
DUNBAR 1101416 | 1
WOODACRE 1101circuit_breaker | 1
BRUNSWICK 1105circuit_breaker | 1
RED BLUFF 11041566 | 1
CLARKSVILLE 210419632 | 1
MIWUK 17018050 | 1
MIWUK 170111800 | 1
SANTA ROSA A 1104716 | 1
EL DORADO PH 210219542 | 1
HIGHLANDS 1102circuit_breaker | 1
WOODSIDE 11011922 | 1
BIG BASIN 110276752 | 1
ORO FINO 1102127563 | 1
BRUNSWICK 110663124 | 1
EL DORADO PH 21026645 | 1
BIG BASIN 110212758 | 1
BIG BASIN 110212124 | 1
OAKHURST 11035732 | 1
HALF MOON BAY 110369412 | 1
BELLEVUE 2103646 | 1
SANTA YNEZ 1102Y18 | 1
COTATI 1105circuit_breaker | 1
CASTRO VALLEY 1108MR748 | 1
WEST POINT 11021535 | 1
CASTRO VALLEY 1108MR243 | 1
SAN JOAQUIN #3 110110060 | 1
RINCON 1103circuit_breaker | 1
PINE GROVE 11029145 | 1
UPPER LAKE 1101circuit_breaker | 1
ORO FINO 11022236 | 1
CURTIS 17039240 | 1
DUNBAR 1101160 | 1
SUNOL 1101MR169 | 1
COTATI 1102282 | 1
MORAGA 1102circuit_breaker | 1
WILLITS 11021270 | 1
SUNOL 11018721 | 1
RINCON 1101576 | 1
NARROWS 210276952 | 1
DUNBAR 1103440 | 1
HALF MOON BAY 11039112 | 1
BIG MEADOWS 21012474 | 1
CALISTOGA 1102circuit_breaker | 1
SAN MIGUEL 1105circuit_breaker | 1
MONTE RIO 111264682 | 1
DUNBAR 1103circuit_breaker | 1
DUNBAR 1101234 | 1
NEWBURG 11313446 | 1
HALF MOON BAY 11036012 | 1
DEL MONTE 21043088 | 1
MIWUK 170219772 | 1
PENNGROVE 1101554 | 1
BIG BASIN 110112838 | 1
BIG BASIN 11015028 | 1
VACAVILLE 1108circuit_breaker | 1
SAN LUIS OBISPO 1108circuit_breaker | 1
VIEJO 220393964 | 1
WOODSIDE 11012299 | 1
WOODSIDE 11018522 | 1
MORAGA 11017616 | 1
PETALUMA C 110856774 | 1
OAKLAND X 1104CR022 | 1
OAKLAND K 1102CR014 | 1
MIRABEL 1102206 | 1
MIWUK 170247143 | 1
ORINDA 04013442 | 1
MARTELL 110198374 | 1
KERN OIL 11063301 | 1
DEL MONTE 21049500 | 1
BRUNSWICK 111095576 | 1
CASTRO VALLEY 1106MR205 | 1
DEL MONTE 21042760 | 1
DEL MONTE 21042762 | 1
CASTRO VALLEY 1108MR379 | 1

## Sheet1
Row Labels | 0 | 1 | 1 | Grand Total
OAKHURST 110110090 |  | 395.231 |  | 395.231
APPLE HILL 2102circuit_breaker | 314.815 |  |  | 314.815 | DIAMOND SPRINGS 11057722
DIAMOND SPRINGS 11057722 |  | 306.388 |  | 306.388
HIGGINS 110950072 |  | 278.787 |  | 278.787
DESCHUTES 11011580 |  | 253.242 |  | 253.242
SHINGLE SPRINGS 210913322 |  | 201.734 |  | 201.734
AUBERRY 1101R2578 |  | 194.409 |  | 194.409
SAN JOAQUIN #2 1103circuit_breaker |  | 185.677 |  | 185.677
RIO DELL 11024230 | 178.911 |  |  | 178.911 | MARIPOSA 210237282
PUEBLO 2103678 | 170.571 |  |  | 170.571 | BANGOR 11017446
DIAMOND SPRINGS 11052102 | 167.637 |  |  | 167.637 | OAKHURST 11015490
PLACERVILLE 21067522 | 166.154 |  |  | 166.154 | MIDDLETOWN 1101622
MARIPOSA 210210880 |  | 163.911 |  | 163.911
MARIPOSA 210237282 |  | 147.224 |  | 147.224
MARIPOSA 210237288 | 144.883 |  |  | 144.883 | OREGON TRAIL 11041574
BANGOR 11017446 |  | 143.906 |  | 143.906
CEDAR CREEK 11011664 | 122.429 |  |  | 122.429 | TIVY VALLEY 1107584840
OAKHURST 11015490 |  | 122.168 |  | 122.168
APPLE HILL 21021532 | 114.072 |  |  | 114.072 | FITCH MOUNTAIN 11136751
BIG BEND 11021972 | 113.277 |  |  | 113.277 | AUBERRY 1102circuit_breaker
HIGGINS 1109circuit_breaker | 112.338 |  |  | 112.338 | BELL 11072400
MIDDLETOWN 1101622 |  | 110.206 |  | 110.206
CEDAR CREEK 11011608 | 108.265 |  |  | 108.265 | SAND CREEK 110345190
CEDAR CREEK 11011656 | 108.21 |  |  | 108.21 | OREGON TRAIL 11041634
RED BLUFF 11011334 |  | 107.777 |  | 107.777
STILLWATER 1102circuit_breaker | 106.041 |  |  | 106.041 | DESCHUTES 11041370
OAKHURST 1103circuit_breaker | 103.543 |  |  | 103.543 | MARIPOSA 210110990
WISE 11022230 |  | 103.429 |  | 103.429
OREGON TRAIL 11041574 |  | 102.186 |  | 102.186
WEST POINT 11024788 | 99.192 |  |  | 99.192 | BELL 110750172
NARROWS 21011202 | 96.081 |  |  | 96.081 | APPLE HILL 21028372
VACA DIXON 110540092 |  | 94.161 |  | 94.161
CHALLENGE 11021064 | 94.131 |  |  | 94.131 | AUBERRY 1101R314
MARIPOSA 21029590 | 91.86 |  |  | 91.86 | PENRYN 1103circuit_breaker
BELL 11082202 | 90.775 |  |  | 90.775 | DIAMOND SPRINGS 1107circuit_breaker
TIVY VALLEY 1107584840 |  | 90.608 |  | 90.608
PLACERVILLE 21061104 | 89.262 |  |  | 89.262 | OREGON TRAIL 110335002
HIGGINS 110950078 |  | 87.738 |  | 87.738
FITCH MOUNTAIN 11136751 |  | 87.157 |  | 87.157
GRASS VALLEY 11032180 | 85.884 |  |  | 85.884 | COARSEGOLD 210410400
WILLITS 110391810 | 85.787 |  |  | 85.787 | MARIPOSA 21021960
AUBERRY 1102circuit_breaker |  | 85.542 |  | 85.542
BELL 11072400 |  | 85.012 |  | 85.012
PHILO 1101circuit_breaker | 81.829 |  |  | 81.829 | RIO DELL 11021504
UKIAH 1111534 | 81.1 |  |  | 81.1 | LAYTONVILLE 110189606
GIRVAN 1101323094 | 80.824 |  |  | 80.824 | GEYSERVILLE 1102484
BRIDGEVILLE 1102circuit_breaker | 80.612 |  |  | 80.612 | BANGOR 11011804
MOUNTAIN QUARRIES 2101circuit_breaker | 80.145 |  |  | 80.145 | WEST POINT 11024790
PHILO 110137222 | 75.395 |  |  | 75.395 | APPLE HILL 110413512
PIKE CITY 1101circuit_breaker | 75.109 |  |  | 75.109 | COARSEGOLD 21045310
MARIPOSA 21019400 | 73.668 |  |  | 73.668 | CLARKSVILLE 210319572
KONOCTI 1102circuit_breaker | 72.989 |  |  | 72.989 | MARIPOSA 210110070
TIVY VALLEY 1107869946 |  | 71.436 |  | 71.436
SAND CREEK 110345190 |  | 68.165 |  | 68.165
CALISTOGA 1101736 | 67.722 |  |  | 67.722 | SILVERADO 210258626
DOBBINS 11011264 | 66.754 |  |  | 66.754 | MOLINO 1102658
SILVERADO 2104632 | 64.332 |  |  | 64.332 | OAKHURST 11035480
COTTONWOOD 11021578 | 63.347 |  |  | 63.347 | MOLINO 1102178
OREGON TRAIL 11041634 |  | 63.246 |  | 63.246
FORT SEWARD 11211690 | 63.159 |  |  | 63.159 | BRUNSWICK 11052130
COTTONWOOD 11011610 | 60.665 |  |  | 60.665 | HIGHLANDS 1103828
VOLTA 110180454 | 59.847 |  |  | 59.847 | CALISTOGA 1102769230
APPLE HILL 210277546 | 58.641 |  |  | 58.641 | MIDDLETOWN 110148212
WYANDOTTE 110979932 | 58.477 |  |  | 58.477 | COTTONWOOD 11031348
COARSEGOLD 210310820 |  | 58.328 |  | 58.328
UKIAH 1114408 | 58.121 |  |  | 58.121 | COARSEGOLD 2104369777
WHITMORE 11011598 | 58.001 |  |  | 58.001 | APPLE HILL 210251792
STILLWATER 11021644 | 57.758 |  |  | 57.758 | COARSEGOLD 21045525
SHINGLE SPRINGS 2109circuit_breaker | 56.783 |  |  | 56.783 | MIRABEL 1101298
COARSEGOLD 2103circuit_breaker | 55.845 |  |  | 55.845 | MIDDLETOWN 1102circuit_breaker
ANTLER 11011378 | 55.487 |  |  | 55.487 | COARSEGOLD 21046288
LAYTONVILLE 1102572 | 54.696 |  |  | 54.696 | DUNBAR 1103534
LAYTONVILLE 1102500 | 54.371 |  |  | 54.371 | MIDDLETOWN 1101circuit_breaker
WYANDOTTE 11031974 | 54.203 |  |  | 54.203 | RINCON 1101578
COTTONWOOD 110168190 | 54.063 |  |  | 54.063 | MIDDLETOWN 1101612
DESCHUTES 11041370 |  | 53.284 |  | 53.284
EL DORADO PH 210126000 | 52.719 |  |  | 52.719 | ORO FINO 11022556
NARROWS 21052216 | 52.43 |  |  | 52.43 | BIG BASIN 110169550
GIRVAN 11011330 | 52.142 |  |  | 52.142 | BIG BASIN 11025066
GEYSERVILLE 110179788 | 51.429 |  |  | 51.429 | BIG BASIN 110212992
MARIPOSA 210110990 |  | 51.284 |  | 51.284
HIGGINS 1103circuit_breaker | 50.801 |  |  | 50.801 | SILVERADO 2103circuit_breaker
TIVY VALLEY 1107R1817 | 49.722 |  |  | 49.722 | OLETA 110113478
WISE 1102307494 | 48.512 |  |  | 48.512 | PARADISE 1104circuit_breaker
CHALLENGE 11025462 | 48.35 |  |  | 48.35 | BELL 11082226
SHINGLE SPRINGS 21107742 | 48.313 |  |  | 48.313 | COARSEGOLD 2102circuit_breaker
OREGON TRAIL 1104circuit_breaker | 47.6 |  |  | 47.6 | WEST POINT 11021369
HIGGINS 110332120 | 47.408 |  |  | 47.408 | GEYSERVILLE 1102350
PENRYN 11032198 | 47.261 |  |  | 47.261 | HALF MOON BAY 1103H82
APPLE HILL 2102186912 | 46.953 |  |  | 46.953 | CURTIS 1704circuit_breaker
NARROWS 21052228 | 45.56 |  |  | 45.56 | DUNBAR 110147964
BONNIE NOOK 1102circuit_breaker | 44.339 |  |  | 44.339 | CLARKSVILLE 2104circuit_breaker
WOODSIDE 11018974 |  | 44.21 |  | 44.21
ZACA 1102Y54 | 43.1 |  |  | 43.1 | POTTER VALLEY P H 110564118
VOLTA 110237350 | 41.548 |  |  | 41.548 | DUNBAR 1101302
BROWNS VALLEY 110193870 | 40.504 |  |  | 40.504 | BIG BASIN 1102circuit_breaker
MOUNTAIN QUARRIES 21011102 | 39.764 |  |  | 39.764 | LAYTONVILLE 1101518
WILLITS 1104934 | 39.734 |  |  | 39.734 | MIRABEL 11014859
DIAMOND SPRINGS 110519910 | 39.467 |  |  | 39.467 | PARADISE 1105circuit_breaker
BRUNSWICK 11052140 | 39.252 |  |  | 39.252 | PASO ROBLES 1103N58
VACAVILLE 110838316 |  | 39.037 |  | 39.037
WOODACRE 1102circuit_breaker | 37.868 |  |  | 37.868 | WEST POINT 11021341
AUBERRY 1102R2850 | 37.215 |  |  | 37.215 | REDBUD 1102510
BELL 110750172 |  | 36.911 |  | 36.911
LINCOLN 11042070 | 36.781 |  |  | 36.781 | MARIPOSA 21014410
AUBERRY 110237466 | 36.484 |  |  | 36.484 | BRUNSWICK 11102664
APPLE HILL 21028372 |  | 36.329 |  | 36.329
DESCHUTES 110449024 |  | 36.214 |  | 36.214
WILLITS 1103968 | 36.211 |  |  | 36.211 | MIWUK 170193062
WYANDOTTE 11031976 | 35.793 |  |  | 35.793 | DUNBAR 1101416
GEYSERVILLE 1101166 | 35.59 |  |  | 35.59 | WOODACRE 1101circuit_breaker
DESCHUTES 11049718 | 35.572 |  |  | 35.572 | BRUNSWICK 1105circuit_breaker
CHALLENGE 1102circuit_breaker | 35.203 |  |  | 35.203 | RED BLUFF 11041566
DESCHUTES 11011380 | 34.569 |  |  | 34.569 | CLARKSVILLE 210419632
FORESTHILL 11022106 | 34.392 |  |  | 34.392 | MIWUK 17018050
HOOPA 11013174 | 34.171 |  |  | 34.171 | MIWUK 170111800
KANAKA 110165606 | 34.033 |  |  | 34.033 | SANTA ROSA A 1104716
OAKHURST 110363334 | 33.899 |  |  | 33.899 | EL DORADO PH 210219542
LAYTONVILLE 110237586 | 33.714 |  |  | 33.714 | HIGHLANDS 1102circuit_breaker
WYANDOTTE 110913052 | 33.498 |  |  | 33.498 | WOODSIDE 11011922
CALPELLA 11011204 | 33.314 |  |  | 33.314 | BIG BASIN 110276752
SHINGLE SPRINGS 210912392 | 32.471 |  |  | 32.471 | ORO FINO 1102127563
GARBERVILLE 11024744 | 32.389 |  |  | 32.389 | BRUNSWICK 110663124
CALISTOGA 1101734 | 32.348 |  |  | 32.348 | EL DORADO PH 21026645
AUBERRY 1101R314 |  | 31.989 |  | 31.989
DIAMOND SPRINGS 11062100 | 31.264 |  |  | 31.264 | BIG BASIN 110212124
PINE GROVE 11023172 | 31.001 |  |  | 31.001 | OAKHURST 11035732
FORT SEWARD 1122circuit_breaker | 30.871 |  |  | 30.871 | HALF MOON BAY 110369412
SHINGLE SPRINGS 21099372 | 30.545 |  |  | 30.545 | BELLEVUE 2103646
JESSUP 110141356 | 30.173 |  |  | 30.173 | SANTA YNEZ 1102Y18
PHILO 11013700 | 29.706 |  |  | 29.706 | COTATI 1105circuit_breaker
PENRYN 1103circuit_breaker |  | 29.411 |  | 29.411
DIAMOND SPRINGS 110610587 | 29.281 |  |  | 29.281 | WEST POINT 11021535
SAN JOAQUIN #3 1103circuit_breaker | 28.813 |  |  | 28.813 | CASTRO VALLEY 1108MR243
HOOPA 11013290 | 28.382 |  |  | 28.382 | SAN JOAQUIN #3 110110060
NARROWS 2105circuit_breaker | 28.185 |  |  | 28.185 | RINCON 1103circuit_breaker
WISE 11022054 | 28.168 |  |  | 28.168 | PINE GROVE 11029145
DIAMOND SPRINGS 1107circuit_breaker |  | 28.072 |  | 28.072
DESCHUTES 11049726 | 27.892 |  |  | 27.892 | ORO FINO 11022236
AUBERRY 1101circuit_breaker | 27.405 |  |  | 27.405 | CURTIS 17039240
PENRYN 11051342 | 27.335 |  |  | 27.335 | DUNBAR 1101160
APPLE HILL 21029722 | 27.144 |  |  | 27.144 | SUNOL 1101MR169
FORT SEWARD 11211602 | 26.942 |  |  | 26.942 | COTATI 1102282
FRUITLAND 114293234 | 26.665 |  |  | 26.665 | MORAGA 1102circuit_breaker
COARSEGOLD 210410110 | 26.488 |  |  | 26.488 | WILLITS 11021270
RED BLUFF 11031702 | 26.163 |  |  | 26.163 | SUNOL 11018721
FULTON 1107214 | 25.917 |  |  | 25.917 | RINCON 1101576
STILLWATER 110248952 | 25.916 |  |  | 25.916 | NARROWS 210276952
SHINGLE SPRINGS 210961892 | 25.543 |  |  | 25.543 | DUNBAR 1103440
SHINGLE SPRINGS 110419502 |  | 25.54 |  | 25.54
OREGON TRAIL 110335002 |  | 25.123 |  | 25.123
JESSUP 110276068 | 25.001 |  |  | 25.001 | CALISTOGA 1102circuit_breaker
TEMPLETON 2111A66 | 24.856 |  |  | 24.856 | SAN MIGUEL 1105circuit_breaker
CHALLENGE 1101circuit_breaker | 24.843 |  |  | 24.843 | MONTE RIO 111264682
SILVERADO 210437632 | 24.809 |  |  | 24.809 | DUNBAR 1103circuit_breaker
NARROWS 21057203 | 24.352 |  |  | 24.352 | DUNBAR 1101234
TYLER 110585132 | 24.107 |  |  | 24.107 | NEWBURG 11313446
GARBERVILLE 11022500 | 23.947 |  |  | 23.947 | HALF MOON BAY 11036012
TEMPLETON 2110R90 | 23.882 |  |  | 23.882 | DEL MONTE 21043088
SAN JOAQUIN #2 110310320 | 23.52 |  |  | 23.52 | MIWUK 170219772
NARROWS 21052748 | 23.016 |  |  | 23.016 | PENNGROVE 1101554
WEST POINT 110293116 | 22.939 |  |  | 22.939 | BIG BASIN 110112838
FORT ROSS 112170288 | 22.528 |  |  | 22.528 | BIG BASIN 11015028
COARSEGOLD 21045300 |  | 22.45 |  | 22.45
APPLE HILL 11038412 | 22.348 |  |  | 22.348 | SAN LUIS OBISPO 1108circuit_breaker
CLOVERDALE 1101112 | 21.974 |  |  | 21.974 | VIEJO 220393964
CORNING 11021622 | 21.817 |  |  | 21.817 | WOODSIDE 11012299
HOPLAND 11014626 | 21.808 |  |  | 21.808 | WOODSIDE 11018522
FRUITLAND 114263170 | 21.735 |  |  | 21.735 | MORAGA 11017616
MIDDLETOWN 1101548 | 21.734 |  |  | 21.734 | PETALUMA C 110856774
AUBERRY 1101R2579 |  | 21.566 |  | 21.566
FITCH MOUNTAIN 11134566 | 21.548 |  |  | 21.548 | OAKLAND K 1102CR014
DESCHUTES 1104circuit_breaker | 21.164 |  |  | 21.164 | MIRABEL 1102206
PIKE CITY 1102circuit_breaker | 20.791 |  |  | 20.791 | MIWUK 170247143
ELK CREEK 11012106 | 20.775 |  |  | 20.775 | ORINDA 04013442
HIGHLANDS 1103520 | 20.575 |  |  | 20.575 | MARTELL 110198374
SALMON CREEK 110188998 | 20.511 |  |  | 20.511 | KERN OIL 11063301
BRUNSWICK 110651486 | 20.441 |  |  | 20.441 | DEL MONTE 21049500
KONOCTI 110275382 | 20.424 |  |  | 20.424 | BRUNSWICK 111095576
KANAKA 110183288 | 19.916 |  |  | 19.916 | CASTRO VALLEY 1106MR205
JAMESON 11057652 | 19.699 |  |  | 19.699 | DEL MONTE 21042760
COARSEGOLD 210410400 |  | 19.363 |  | 19.363
VOLTA 11021646 | 19.055 |  |  | 19.055 | CASTRO VALLEY 1108MR379
MOLINO 1102104 | 18.763 |  |  | 18.763
WILLITS 11032500 | 18.523 |  |  | 18.523
KONOCTI 110264664 | 18.446 |  |  | 18.446
GARBERVILLE 11028652 | 18.383 |  |  | 18.383
MIDDLETOWN 1103830 | 18.362 |  |  | 18.362
EL DORADO PH 210119752 | 18.354 |  |  | 18.354
SILVERADO 210234959 | 18.058 |  |  | 18.058
SAND CREEK 11037420 | 17.908 |  |  | 17.908
CEDAR CREEK 1101circuit_breaker | 17.85 |  |  | 17.85
PLACERVILLE 210692012 | 17.814 |  |  | 17.814
VACAVILLE 11088762 | 17.711 |  |  | 17.711
WHITMORE 11011594 | 17.681 |  |  | 17.681
MARIPOSA 21021960 |  | 17.647 |  | 17.647
MENDOCINO 110148750 | 17.636 |  |  | 17.636
PETALUMA C 1109128 | 17.497 |  |  | 17.497
GARBERVILLE 11026084 | 17.314 |  |  | 17.314
BANGOR 110182350 |  | 17.296 |  | 17.296
REDBUD 1101323962 | 17.252 |  |  | 17.252
JESSUP 11011496 | 17.222 |  |  | 17.222
GARBERVILLE 110256048 |  | 17.149 |  | 17.149
PARADISE 1103circuit_breaker | 17.092 |  |  | 17.092
VACAVILLE 11046542 | 17.045 |  |  | 17.045
WILLITS 1103826 | 16.96 |  |  | 16.96
DOBBINS 11011808 | 16.956 |  |  | 16.956
FORT ROSS 1121204 | 16.875 |  |  | 16.875
WHITMORE 110145262 | 16.773 |  |  | 16.773
SAND CREEK 11037140 | 16.693 |  |  | 16.693
RIO DELL 11021504 |  | 16.677 |  | 16.677
COLUMBIA HILL 1101circuit_breaker | 16.569 |  |  | 16.569
LOW GAP 110137498 | 16.565 |  |  | 16.565
MOUNTAIN QUARRIES 210151584 | 16.448 |  |  | 16.448
WILLITS 11032506 | 16.1 |  |  | 16.1
SHINGLE SPRINGS 210519522 | 16.056 |  |  | 16.056
LAS GALLINAS A 110599904 | 15.889 |  |  | 15.889
STILLWATER 11021466 | 15.812 |  |  | 15.812
JESSUP 11021550 | 15.641 |  |  | 15.641
LOW GAP 11014160 | 15.584 |  |  | 15.584
NARROWS 210248484 | 15.533 |  |  | 15.533
PUEBLO 2102792 | 15.451 |  |  | 15.451
MONTICELLO 1101718 | 15.328 |  |  | 15.328
TYLER 11051704 | 15.22 |  |  | 15.22
SHEPHERD 2111R1400 | 15.18 |  |  | 15.18
LAYTONVILLE 110189606 |  | 15.16 |  | 15.16
FITCH MOUNTAIN 1113356 | 15.023 |  |  | 15.023
OLETA 11011208 | 15.021 |  |  | 15.021
GARBERVILLE 11011750 | 15.001 |  |  | 15.001
FORT ROSS 11214947 | 14.819 |  |  | 14.819
PINE GROVE 11023168 | 14.808 |  |  | 14.808
FRUITLAND 1142circuit_breaker | 14.753 |  |  | 14.753
GRASS VALLEY 11032110 | 14.41 |  |  | 14.41
FULTON 1102287172 | 14.254 |  |  | 14.254
HIGGINS 11102408 | 14.241 |  |  | 14.241
LAYTONVILLE 1102circuit_breaker | 14.075 |  |  | 14.075
TYLER 11051536 | 14.073 |  |  | 14.073
MORGAN HILL 2111XR398 | 14.061 |  |  | 14.061
ATASCADERO 1101A02 | 14.041 |  |  | 14.041
AUBERRY 1102R1013 | 14.04 |  |  | 14.04
MARIPOSA 210110240 | 14.021 |  |  | 14.021
GEYSERVILLE 1102484 |  | 13.887 |  | 13.887
BRUNSWICK 110651484 | 13.866 |  |  | 13.866
FRUITLAND 11426054 | 13.67 |  |  | 13.67
PLACER 1103circuit_breaker | 13.669 |  |  | 13.669
FRUITLAND 114195324 | 13.55 |  |  | 13.55
ORO FINO 11022096 | 13.392 |  |  | 13.392
APPLE HILL 21027502 | 13.342 |  |  | 13.342
CHALLENGE 11015460 | 13.275 |  |  | 13.275
HALSEY 11012414 | 13.06 |  |  | 13.06
BROWNS VALLEY 11011268 | 12.938 |  |  | 12.938
BANGOR 11011804 |  | 12.884 |  | 12.884
SANTA YNEZ 1104Y04 | 12.811 |  |  | 12.811
CALISTOGA 110189150 | 12.81 |  |  | 12.81
MORGAN HILL 2105XR176 | 12.79 |  |  | 12.79
LINCOLN 110451756 | 12.688 |  |  | 12.688
WEST POINT 11024790 |  | 12.663 |  | 12.663
APPLE HILL 110413512 |  | 12.591 |  | 12.591
APPLE HILL 21026552 | 12.451 |  |  | 12.451
COARSEGOLD 21045310 |  | 12.387 |  | 12.387
DUNLAP 11037040 | 12.203 |  |  | 12.203
WOODSIDE 11018884 | 12.172 |  |  | 12.172
LAYTONVILLE 11022502 | 12.083 |  |  | 12.083
LOW GAP 11012094 | 12.057 |  |  | 12.057
POTTER VALLEY P H 11051904 | 12.007 |  |  | 12.007
SHINGLE SPRINGS 2105circuit_breaker | 11.949 |  |  | 11.949
FITCH MOUNTAIN 111324918 | 11.923 |  |  | 11.923
WISE 1102697216 | 11.802 |  |  | 11.802
CLAYTON 221296224 | 11.801 |  |  | 11.801
CLARKSVILLE 210319572 |  | 11.797 |  | 11.797
BANGOR 11011958 | 11.775 |  |  | 11.775
HOOPA 110137202 | 11.645 |  |  | 11.645
MARIPOSA 210110070 |  | 11.602 |  | 11.602
GARBERVILLE 11011514 | 11.429 |  |  | 11.429
COLUMBIA HILL 11012212 | 11.386 |  |  | 11.386
FORESTHILL 11011802 | 11.368 |  |  | 11.368
SILVERADO 210478268 | 11.363 |  |  | 11.363
GARBERVILLE 110135706 | 11.332 |  |  | 11.332
GIRVAN 11011636 | 11.219 |  |  | 11.219
COTTONWOOD 11029026 | 11.155 |  |  | 11.155
WYANDOTTE 11071026 | 11.103 |  |  | 11.103
FORT ROSS 1121circuit_breaker | 11.088 |  |  | 11.088
COARSEGOLD 21035020 | 11.075 |  |  | 11.075
VOLTA 11021650 | 11.061 |  |  | 11.061
CLOVERDALE 1102672 |  | 10.954 |  | 10.954
MOLINO 110266006 | 10.929 |  |  | 10.929
WILLITS 110337506 | 10.917 |  |  | 10.917
COTTONWOOD 1102circuit_breaker | 10.9 |  |  | 10.9
GIRVAN 11021028 | 10.747 |  |  | 10.747
COTATI 1103132 | 10.601 |  |  | 10.601
PENRYN 1103660 | 10.513 |  |  | 10.513
FORT BRAGG A 110195294 | 10.492 |  |  | 10.492
HOOPA 11013304 | 10.485 |  |  | 10.485
ALLEGHANY 1102circuit_breaker | 10.408 |  |  | 10.408
BUCKS CREEK 1102circuit_breaker | 10.305 |  |  | 10.305
ANTLER 11011376 | 10.05 |  |  | 10.05
KANAKA 11011034 | 9.98 |  |  | 9.98
VOLTA 11011596 | 9.952 |  |  | 9.952
PHILO 11022600 | 9.891 |  |  | 9.891
BRUNSWICK 110350070 | 9.851 |  |  | 9.851
VOLTA 11011568 | 9.83 |  |  | 9.83
HIGGINS 11044281 | 9.708 |  |  | 9.708
WEST POINT 11021303 |  | 9.706 |  | 9.706
PINE GROVE 11021222 | 9.673 |  |  | 9.673
AUBERRY 1102R902 | 9.644 |  |  | 9.644
OLETA 11021204 | 9.594 |  |  | 9.594
WILLOW CREEK 11014904 | 9.573 |  |  | 9.573
CORNING 110253184 | 9.502 |  |  | 9.502
LAYTONVILLE 110268436 | 9.474 |  |  | 9.474
UPPER LAKE 1101412 | 9.446 |  |  | 9.446
MOUNTAIN QUARRIES 21011350 | 9.444 |  |  | 9.444
WYANDOTTE 11031508 | 9.432 |  |  | 9.432
MOUNTAIN QUARRIES 21011346 | 9.405 |  |  | 9.405
MIDDLETOWN 11014646 | 9.362 |  |  | 9.362
LOW GAP 11014086 | 9.227 |  |  | 9.227
WILLITS 1102circuit_breaker | 9.094 |  |  | 9.094
LAYTONVILLE 1102682 | 8.945 |  |  | 8.945
PETALUMA C 1108296 | 8.944 |  |  | 8.944
FORT ROSS 1121124 | 8.925 |  |  | 8.925
HARTLEY 1101698 | 8.915 |  |  | 8.915
SHINGLE SPRINGS 210935598 | 8.518 |  |  | 8.518
CLARKSVILLE 210413352 | 8.461 |  |  | 8.461
CALISTOGA 1101890 | 8.395 |  |  | 8.395
SILVERADO 210258626 |  | 8.347 |  | 8.347
MOLINO 1101322 | 8.276 |  |  | 8.276
DESCHUTES 1101circuit_breaker | 8.206 |  |  | 8.206
NARROWS 210534069 | 8.179 |  |  | 8.179
UPPER LAKE 11011276 | 8.169 |  |  | 8.169
CALPELLA 11013419 | 8.166 |  |  | 8.166
FROGTOWN 170212282 | 8.153 |  |  | 8.153
PIKE CITY 11011720 | 8.133 |  |  | 8.133
SHADY GLEN 11022232 | 8.12 |  |  | 8.12
PLACERVILLE 21069712 | 8.081 |  |  | 8.081
PUEBLO 210378504 | 8.019 |  |  | 8.019
FRUITLAND 11426064 | 8.013 |  |  | 8.013
SANTA MARIA 1108M80 | 7.929 |  |  | 7.929
CAMP EVERS 210660124 | 7.92 |  |  | 7.92
GARBERVILLE 1102circuit_breaker | 7.911 |  |  | 7.911
WISE 1102circuit_breaker | 7.909 |  |  | 7.909
EL DORADO PH 21016852 | 7.821 |  |  | 7.821
STILLWATER 11011320 | 7.808 |  |  | 7.808
ALHAMBRA 110582622 | 7.802 |  |  | 7.802
STILLWATER 110148950 | 7.743 |  |  | 7.743
BIG BEND 1102circuit_breaker | 7.73 |  |  | 7.73
WEST POINT 1102circuit_breaker | 7.632 |  |  | 7.632
BRIDGEVILLE 110237486 | 7.616 |  |  | 7.616
WYANDOTTE 110777578 | 7.576 |  |  | 7.576
GARBERVILLE 110197300 | 7.553 |  |  | 7.553
ALLEGHANY 1101804 | 7.533 |  |  | 7.533
MIRABEL 1101116 | 7.492 |  |  | 7.492
APPLE HILL 110497086 | 7.463 |  |  | 7.463
GARBERVILLE 11011770 | 7.432 |  |  | 7.432
SILVERADO 2104726 | 7.4 |  |  | 7.4
SMARTVILLE 1101circuit_breaker | 7.395 |  |  | 7.395
BEAR VALLEY 21059560 | 7.312 |  |  | 7.312
SILVERADO 2104806 | 7.247 |  |  | 7.247
JESSUP 11023105 | 7.216 |  |  | 7.216
OREGON TRAIL 11021382 | 7.202 |  |  | 7.202
WILLITS 1104504 | 7.175 |  |  | 7.175
SHADY GLEN 1102circuit_breaker | 7.126 |  |  | 7.126
BRUNSWICK 11041020 | 7.107 |  |  | 7.107
HIGHLANDS 1103circuit_breaker | 7.085 |  |  | 7.085
DESCHUTES 11041582 | 7.053 |  |  | 7.053
WEST POINT 110234416 | 7.034 |  |  | 7.034
HIGGINS 1109594 | 7.016 |  |  | 7.016
LINCOLN 110195756 | 6.975 |  |  | 6.975
PINE GROVE 11026080 | 6.973 |  |  | 6.973
MOLINO 1102658 |  | 6.953 |  | 6.953
CALISTOGA 1102634 | 6.944 |  |  | 6.944
REDBUD 1102circuit_breaker | 6.931 |  |  | 6.931
ELECTRA 1101circuit_breaker | 6.928 |  |  | 6.928
GIRVAN 11019732 | 6.859 |  |  | 6.859
OAKHURST 11035480 |  | 6.825 |  | 6.825
PENRYN 11072706 | 6.775 |  |  | 6.775
GARBERVILLE 11022540 | 6.714 |  |  | 6.714
NORTH BRANCH 1101TS1115 | 6.694 |  |  | 6.694
CHALLENGE 110198174 | 6.668 |  |  | 6.668
ANNAPOLIS 1101554 | 6.63 |  |  | 6.63
ORO FINO 1101circuit_breaker | 6.625 |  |  | 6.625
ORO FINO 11012022 | 6.541 |  |  | 6.541
SHINGLE SPRINGS 1103circuit_breaker | 6.536 |  |  | 6.536
MOLINO 1102178 |  | 6.534 |  | 6.534
CALPELLA 1101542 | 6.517 |  |  | 6.517
BANGOR 110180670 | 6.479 |  |  | 6.479
OREGON TRAIL 110249144 | 6.442 |  |  | 6.442
OREGON TRAIL 11031500 | 6.433 |  |  | 6.433
ELK CREEK 11012004 | 6.393 |  |  | 6.393
GARBERVILLE 11021510 | 6.333 |  |  | 6.333
PHILO 1102928 | 6.331 |  |  | 6.331
WEST POINT 110236676 |  | 6.315 |  | 6.315
ATASCADERO 1103A06 | 6.288 |  |  | 6.288
KANAKA 110175744 | 6.271 |  |  | 6.271
PLACERVILLE 210611132 | 6.242 |  |  | 6.242
KERCKHOFF 1101circuit_breaker | 6.231 |  |  | 6.231
FROGTOWN 170275252 | 6.21 |  |  | 6.21
MIDDLETOWN 1102998 | 6.196 |  |  | 6.196
DIAMOND SPRINGS 110656026 | 6.164 |  |  | 6.164
MOUNTAIN QUARRIES 21011130 | 6.124 |  |  | 6.124
HOPLAND 110194006 | 6.111 |  |  | 6.111
JESSUP 110296554 | 6.093 |  |  | 6.093
MOUNTAIN QUARRIES 21011184 | 6.089 |  |  | 6.089
APPLE HILL 210297982 | 6.06 |  |  | 6.06
DUNLAP 11037220 | 6.037 |  |  | 6.037
ZACA 1102Y02 | 5.98 |  |  | 5.98
PUTAH CREEK 110267858 | 5.972 |  |  | 5.972
BRUNSWICK 11042112 | 5.939 |  |  | 5.939
FROGTOWN 170113412 | 5.91 |  |  | 5.91
GRASS VALLEY 11031700 | 5.8 |  |  | 5.8
BONNIE NOOK 110186696 | 5.794 |  |  | 5.794
HIGGINS 11077559 | 5.788 |  |  | 5.788
PENRYN 11072708 | 5.744 |  |  | 5.744
OREGON TRAIL 1102circuit_breaker | 5.663 |  |  | 5.663
BRUNSWICK 11062416 | 5.646 |  |  | 5.646
BRUNSWICK 11052130 |  | 5.645 |  | 5.645
BRUNSWICK 11021010 | 5.63 |  |  | 5.63
HIGHLANDS 1103828 |  | 5.623 |  | 5.623
CAYETANO 2109circuit_breaker | 5.596 |  |  | 5.596
FITCH MOUNTAIN 1113583202 | 5.546 |  |  | 5.546
COLUMBIA HILL 1101764 | 5.525 |  |  | 5.525
GUALALA 111223444 | 5.516 |  |  | 5.516
PLACERVILLE 210619552 | 5.507 |  |  | 5.507
CHALLENGE 11021902 | 5.501 |  |  | 5.501
CLARK ROAD 11022582 | 5.472 |  |  | 5.472
CALISTOGA 110143924 | 5.421 |  |  | 5.421
CORRAL 110236666 | 5.415 |  |  | 5.415
FRUITLAND 114137410 | 5.393 |  |  | 5.393
OAKHURST 110210100 | 5.387 |  |  | 5.387
CORRAL 1102circuit_breaker | 5.348 |  |  | 5.348
TIVY VALLEY 11077380 | 5.327 |  |  | 5.327
SANTA YNEZ 1104Y66 | 5.297 |  |  | 5.297
DESCHUTES 11011652 | 5.255 |  |  | 5.255
PIT NO 1 11011552 | 5.235 |  |  | 5.235
CALISTOGA 1102769230 |  | 5.233 |  | 5.233
VOLTA 11011516 | 5.225 |  |  | 5.225
MOUNTAIN QUARRIES 210192474 | 5.223 |  |  | 5.223
APPLE HILL 110412842 | 5.182 |  |  | 5.182
PIKE CITY 11011730 | 5.158 |  |  | 5.158
DESCHUTES 11011654 | 5.049 |  |  | 5.049
FORESTHILL 110150486 | 5.032 |  |  | 5.032
RED BLUFF 110176020 | 5.027 |  |  | 5.027
ALLEGHANY 1101806 | 5.006 |  |  | 5.006
GARBERVILLE 11011604 | 4.973 |  |  | 4.973
GARBERVILLE 110237054 | 4.964 |  |  | 4.964
GARBERVILLE 11012026 | 4.922 |  |  | 4.922
MIDDLETOWN 110148212 |  | 4.911 |  | 4.911
MOUNTAIN QUARRIES 21016953 | 4.893 |  |  | 4.893
DUNLAP 11027060 | 4.854 |  |  | 4.854
SHINGLE SPRINGS 210985766 | 4.849 |  |  | 4.849
CLOVERDALE 1102570 | 4.826 |  |  | 4.826
BEAR VALLEY 210511210 | 4.825 |  |  | 4.825
SHINGLE SPRINGS 21092053 | 4.816 |  |  | 4.816
AUBERRY 1102R309 | 4.788 |  |  | 4.788
CLOVERDALE 1101circuit_breaker | 4.761 |  |  | 4.761
NORTH BRANCH 110111206 | 4.742 |  |  | 4.742
SAN JOAQUIN #3 11035100 | 4.722 |  |  | 4.722
BANGOR 110131502 | 4.713 |  |  | 4.713
PLACERVILLE 111019582 | 4.702 |  |  | 4.702
SONOMA 110478372 | 4.697 |  |  | 4.697
BUCKS CREEK 1101circuit_breaker | 4.696 |  |  | 4.696
PUEBLO 11041304 | 4.67 |  |  | 4.67
PETALUMA C 1108618 | 4.647 |  |  | 4.647
ANNAPOLIS 1101608 | 4.605 |  |  | 4.605
COTTONWOOD 11031348 |  | 4.597 |  | 4.597
BRUNSWICK 11062790 |  | 4.563 |  | 4.563
HIGGINS 11071070 | 4.533 |  |  | 4.533
ZACA 1102circuit_breaker | 4.466 |  |  | 4.466
COARSEGOLD 2104369777 |  | 4.384 |  | 4.384
BRUNSWICK 11052210 | 4.381 |  |  | 4.381
APPLE HILL 110412832 | 4.358 |  |  | 4.358
SAN RAMON 2108circuit_breaker | 4.355 |  |  | 4.355
APPLE HILL 110313312 | 4.269 |  |  | 4.269
FRUITLAND 11422006 | 4.263 |  |  | 4.263
LOS GATOS 110760118 | 4.247 |  |  | 4.247
HIGGINS 11041006 | 4.206 |  |  | 4.206
PINE GROVE 11013170 | 4.198 |  |  | 4.198
BOLINAS 1101530 | 4.163 |  |  | 4.163
HIGGINS 1104324510 | 4.138 |  |  | 4.138
SHINGLE SPRINGS 211051800 | 4.135 |  |  | 4.135
GEYSERVILLE 110135492 | 4.088 |  |  | 4.088
DIAMOND SPRINGS 110518935 | 4.083 |  |  | 4.083
COTATI 110536536 | 4.083 |  |  | 4.083
APPLE HILL 1103circuit_breaker | 4.075 |  |  | 4.075
STANISLAUS 17011812 | 4.051 |  |  | 4.051
ELK CREEK 11012002 | 4.049 |  |  | 4.049
WOODSIDE 110147872 | 4.036 |  |  | 4.036
POINT ARENA 110147952 | 4.026 |  |  | 4.026
SHINGLE SPRINGS 210851476 | 3.968 |  |  | 3.968
COARSEGOLD 210210040 | 3.963 |  |  | 3.963
MONTICELLO 11014360 | 3.944 |  |  | 3.944
MORGAN HILL 2105XR152 | 3.933 |  |  | 3.933
APPLE HILL 210251792 |  | 3.92 |  | 3.92
SAN LUIS OBISPO 1107V60 | 3.883 |  |  | 3.883
PHILO 1102circuit_breaker | 3.88 |  |  | 3.88
TEMPLETON 2111R86 | 3.822 |  |  | 3.822
WYANDOTTE 110738438 | 3.812 |  |  | 3.812
BELL 11085703 | 3.793 |  |  | 3.793
WYANDOTTE 11101954 | 3.792 |  |  | 3.792
MOLINO 1102318 | 3.791 |  |  | 3.791
OAKHURST 110310570 | 3.778 |  |  | 3.778
PENRYN 1107346 | 3.762 |  |  | 3.762
GARBERVILLE 11022010 | 3.739 |  |  | 3.739
MOUNTAIN QUARRIES 21011180 | 3.732 |  |  | 3.732
GREEN VALLEY 210111054 | 3.683 |  |  | 3.683
ORO FINO 11022090 | 3.68 |  |  | 3.68
CURTIS 1702circuit_breaker | 3.675 |  |  | 3.675
DOBBINS 11015202 | 3.656 |  |  | 3.656
ALTO 1124430 | 3.638 |  |  | 3.638
STAFFORD 1102524 | 3.633 |  |  | 3.633
COARSEGOLD 21045525 |  | 3.633 |  | 3.633
GIRVAN 110280726 | 3.621 |  |  | 3.621
PEORIA 170190090 | 3.596 |  |  | 3.596
AUBERRY 1101R2839 | 3.589 |  |  | 3.589
HOPLAND 1101768 | 3.552 |  |  | 3.552
NARROWS 21022220 | 3.511 |  |  | 3.511
GARBERVILLE 110139524 | 3.506 |  |  | 3.506
ARCATA 11225384 | 3.482 |  |  | 3.482
MOLINO 1102396 | 3.473 |  |  | 3.473
BONNIE NOOK 1101circuit_breaker | 3.47 |  |  | 3.47
AUBERRY 1101R2838 | 3.463 |  |  | 3.463
EEL RIVER 11024814 | 3.46 |  |  | 3.46
SILVERADO 2105658898 | 3.441 |  |  | 3.441
BIG BASIN 110211062 | 3.439 |  |  | 3.439
TEMPLETON 2110N32 | 3.428 |  |  | 3.428
POINT ARENA 1101circuit_breaker | 3.426 |  |  | 3.426
DOBBINS 110191464 | 3.426 |  |  | 3.426
EL DORADO PH 2101circuit_breaker | 3.396 |  |  | 3.396
PANORAMA 11021526 | 3.395 |  |  | 3.395
HIGHLANDS 1102628 | 3.394 |  |  | 3.394
ALTO 1124432 | 3.379 |  |  | 3.379
POTTER VALLEY P H 110576498 | 3.378 |  |  | 3.378
SHINGLE SPRINGS 21092679 | 3.362 |  |  | 3.362
CALAVERAS CEMENT 110111188 | 3.322 |  |  | 3.322
SANTA YNEZ 1101Y52 | 3.309 |  |  | 3.309
CLOVERDALE 1102674 | 3.302 |  |  | 3.302
SAN JUSTO 110136902 | 3.249 |  |  | 3.249
PLACERVILLE 2106935216 | 3.235 |  |  | 3.235
GARBERVILLE 1101circuit_breaker | 3.234 |  |  | 3.234
OCEANO 1104Q08 | 3.232 |  |  | 3.232
MIRABEL 1101298 |  | 3.213 |  | 3.213
BIG BEND 1101641808 | 3.2 |  |  | 3.2
PIT NO 3 21011482 | 3.183 |  |  | 3.183
JESSUP 11021314 | 3.18 |  |  | 3.18
SANTA YNEZ 110477098 | 3.11 |  |  | 3.11
PUEBLO 1105696 | 3.094 |  |  | 3.094
ANDERSON 1103circuit_breaker | 3.089 |  |  | 3.089
KONOCTI 1102716 | 3.063 |  |  | 3.063
MIDDLETOWN 1102circuit_breaker |  | 3.052 |  | 3.052
COARSEGOLD 21046288 |  | 3.045 |  | 3.045
OCEANO 1104Q10 | 3.029 |  |  | 3.029
RED BLUFF 110585632 | 3.018 |  |  | 3.018
CABRILLO 1103Y12 | 3.003 |  |  | 3.003
FRUITLAND 1141circuit_breaker | 2.999 |  |  | 2.999
UPPER LAKE 110175370 | 2.997 |  |  | 2.997
GUALALA 11121294 | 2.984 |  |  | 2.984
ALTO 1125902 | 2.978 |  |  | 2.978
LINCOLN 11012310 | 2.972 |  |  | 2.972
GEYSERVILLE 110137454 | 2.938 |  |  | 2.938
VASCO 1102MR176 | 2.934 |  |  | 2.934
WILLITS 1103696 | 2.92 |  |  | 2.92
COTTONWOOD 1101circuit_breaker | 2.904 |  |  | 2.904
GANSNER 11012424 | 2.896 |  |  | 2.896
PASO ROBLES 1104R56 | 2.884 |  |  | 2.884
CLAYTON 22122944 | 2.879 |  |  | 2.879
WEST POINT 110136674 | 2.873 |  |  | 2.873
FORESTHILL 110137238 | 2.852 |  |  | 2.852
DUNBAR 1103534 |  | 2.848 |  | 2.848
LUCERNE 11031280 | 2.843 |  |  | 2.843
BIG BEND 1101circuit_breaker | 2.821 |  |  | 2.821
ORO FINO 11022560 | 2.809 |  |  | 2.809
DIAMOND SPRINGS 1103circuit_breaker | 2.799 |  |  | 2.799
KESWICK 110148480 | 2.795 |  |  | 2.795
SYCAMORE CREEK 11112014 | 2.794 |  |  | 2.794
UKIAH 1113circuit_breaker | 2.792 |  |  | 2.792
CORNING 110290036 | 2.777 |  |  | 2.777
ALTO 1125510 | 2.777 |  |  | 2.777
CAMP EVERS 210510214 | 2.765 |  |  | 2.765
MOLINO 110279306 | 2.755 |  |  | 2.755
PINE GROVE 110283098 | 2.736 |  |  | 2.736
SYCAMORE CREEK 11112268 | 2.712 |  |  | 2.712
RACETRACK 1704circuit_breaker | 2.712 |  |  | 2.712
ORO FINO 11022040 | 2.692 |  |  | 2.692
ORO FINO 110238698 | 2.686 |  |  | 2.686
BANGOR 1101circuit_breaker | 2.685 |  |  | 2.685
HIGHLANDS 1103568 | 2.658 |  |  | 2.658
COTATI 1103circuit_breaker | 2.655 |  |  | 2.655
CALAVERAS CEMENT 11014786 | 2.641 |  |  | 2.641
WILDWOOD 11011576 | 2.636 |  |  | 2.636
CLAY 110113442 | 2.636 |  |  | 2.636
LONE TREE 210521210 | 2.629 |  |  | 2.629
ELK CREEK 11012212 | 2.618 |  |  | 2.618
MONTE RIO 111164758 | 2.617 |  |  | 2.617
RISING RIVER 11011530 | 2.601 |  |  | 2.601
PINE GROVE 110213438 | 2.581 |  |  | 2.581
CURTIS 17039180 | 2.578 |  |  | 2.578
FORT BRAGG A 110231304 | 2.562 |  |  | 2.562
SAN RAFAEL 1108516 | 2.532 |  |  | 2.532
PEORIA 17051834 | 2.532 |  |  | 2.532
FORT SEWARD 1121circuit_breaker | 2.527 |  |  | 2.527
LUCERNE 1106664 | 2.518 |  |  | 2.518
COTATI 110379140 | 2.518 |  |  | 2.518
STELLING 111060094 | 2.509 |  |  | 2.509
LOS GATOS 1106LB48 | 2.503 |  |  | 2.503
WYANDOTTE 11095607 | 2.478 |  |  | 2.478
VOLTA 11021504 | 2.469 |  |  | 2.469
WEST POINT 11014706 | 2.453 |  |  | 2.453
MIDDLETOWN 1101circuit_breaker |  | 2.424 |  | 2.424
MOLINO 1101338 | 2.409 |  |  | 2.409
OLETA 1102circuit_breaker | 2.408 |  |  | 2.408
DUNBAR 1102246 | 2.392 |  |  | 2.392
PETALUMA C 1108208 | 2.377 |  |  | 2.377
OLETA 11011217 | 2.37 |  |  | 2.37
CAMP EVERS 210612760 | 2.367 |  |  | 2.367
PINE GROVE 110235576 | 2.364 |  |  | 2.364
HARTLEY 11011306 | 2.343 |  |  | 2.343
PINE GROVE 110245292 | 2.322 |  |  | 2.322
PUTAH CREEK 11028352 | 2.319 |  |  | 2.319
PENRYN 110351658 | 2.304 |  |  | 2.304
DUNBAR 1102261774 | 2.287 |  |  | 2.287
FITCH MOUNTAIN 111324550 | 2.279 |  |  | 2.279
CALAVERAS CEMENT 1101502 | 2.262 |  |  | 2.262
VOLTA 11029742 | 2.243 |  |  | 2.243
EL DORADO PH 210119612 | 2.221 |  |  | 2.221
OREGON TRAIL 11031448 | 2.21 |  |  | 2.21
SHINGLE SPRINGS 210911092 | 2.197 |  |  | 2.197
WILLOW CREEK 11033090 | 2.192 |  |  | 2.192
NARROWS 2102circuit_breaker | 2.185 |  |  | 2.185
LAYTONVILLE 11011760 | 2.152 |  |  | 2.152
CLEAR LAKE 1101406 | 2.139 |  |  | 2.139
JAMESON 110265516 | 2.136 |  |  | 2.136
NAPA 11121723 | 2.129 |  |  | 2.129
ELK CREEK 110137334 | 2.126 |  |  | 2.126
SAN RAMON 2107MR284 | 2.103 |  |  | 2.103
VOLTA 1101circuit_breaker | 2.098 |  |  | 2.098
RINCON 1101578 |  | 2.095 |  | 2.095
SALT SPRINGS 21023142 | 2.086 |  |  | 2.086
POTTER VALLEY P H 110495878 | 2.084 |  |  | 2.084
MIDDLETOWN 1101612 |  | 2.075 |  | 2.075
BIG MEADOWS 21012260 | 2.071 |  |  | 2.071
GEYSERVILLE 110289714 | 2.063 |  |  | 2.063
WOODSIDE 11018972 | 2.058 |  |  | 2.058
MENDOCINO 1101circuit_breaker | 2.054 |  |  | 2.054
SHINGLE SPRINGS 210981390 | 2.03 |  |  | 2.03
MARTELL 110191216 | 2.018 |  |  | 2.018
KANAKA 11011044 | 2.007 |  |  | 2.007
OLETA 11014768 | 2 |  |  | 2
WILLITS 110434008 | 1.995 |  |  | 1.995
FORESTHILL 11011820 | 1.994 |  |  | 1.994
GIRVAN 1102circuit_breaker | 1.985 |  |  | 1.985
CURTIS 17026008 | 1.965 |  |  | 1.965
CAMP EVERS 21045096 | 1.954 |  |  | 1.954
BEAR VALLEY 210521160 | 1.951 |  |  | 1.951
PIT NO 5 11011618 | 1.933 |  |  | 1.933
MOLINO 110241392 | 1.933 |  |  | 1.933
MOLINO 110251788 | 1.908 |  |  | 1.908
COTATI 110599720 | 1.901 |  |  | 1.901
LAYTONVILLE 1101402 | 1.874 |  |  | 1.874
BRUNSWICK 11067099 | 1.861 |  |  | 1.861
NARROWS 21052426 | 1.86 |  |  | 1.86
OAKHURST 11016220 | 1.854 |  |  | 1.854
DRUM 11011602 | 1.845 |  |  | 1.845
FROGTOWN 1702290609 | 1.841 |  |  | 1.841
NORTH BRANCH 110111158 | 1.84 |  |  | 1.84
PINE GROVE 1102circuit_breaker | 1.835 |  |  | 1.835
BIG BASIN 110110296 |  | 1.832 |  | 1.832
PHILO 1102920 | 1.828 |  |  | 1.828
MIDDLETOWN 11011325 | 1.825 |  |  | 1.825
VACAVILLE 111113652 | 1.822 |  |  | 1.822
BEAR VALLEY 21014160 | 1.819 |  |  | 1.819
WYANDOTTE 11031504 | 1.812 |  |  | 1.812
WILLITS 1103circuit_breaker | 1.806 |  |  | 1.806
ORO FINO 11022556 |  | 1.798 |  | 1.798
ANTLER 11011612 | 1.795 |  |  | 1.795
WILLITS 1103538 | 1.793 |  |  | 1.793
WEST POINT 110113444 | 1.792 |  |  | 1.792
FLINT 1101750 | 1.787 |  |  | 1.787
REDBUD 1101circuit_breaker | 1.772 |  |  | 1.772
BIG BASIN 110169550 |  | 1.764 |  | 1.764
PENRYN 11052406 | 1.747 |  |  | 1.747
HIGHLANDS 1103482 | 1.736 |  |  | 1.736
ATASCADERO 1103A14 | 1.733 |  |  | 1.733
MONTICELLO 1101630 | 1.729 |  |  | 1.729
DESCHUTES 11019722 | 1.701 |  |  | 1.701
NORTH DUBLIN 2103circuit_breaker | 1.677 |  |  | 1.677
BELLEVUE 2103478 | 1.677 |  |  | 1.677
PENRYN 1107circuit_breaker | 1.675 |  |  | 1.675
GANSNER 11012006 | 1.671 |  |  | 1.671
FULTON 11024522 | 1.664 |  |  | 1.664
PANORAMA 11021342 | 1.663 |  |  | 1.663
HOOPA 1101circuit_breaker | 1.649 |  |  | 1.649
WYANDOTTE 110737472 | 1.639 |  |  | 1.639
COTTONWOOD 110131500 | 1.626 |  |  | 1.626
MONTICELLO 110193384 | 1.616 |  |  | 1.616
SONOMA 1105404 | 1.607 |  |  | 1.607
TEMPLETON 2110N30 | 1.592 |  |  | 1.592
AUBERRY 1101R2845 | 1.592 |  |  | 1.592
WYANDOTTE 11091520 | 1.585 |  |  | 1.585
MARTELL 110111244 | 1.581 |  |  | 1.581
BIG BASIN 11025066 |  | 1.564 |  | 1.564
PENRYN 110551676 | 1.553 |  |  | 1.553
BRUNSWICK 110532536 | 1.543 |  |  | 1.543
PLACERVILLE 111219712 | 1.542 |  |  | 1.542
DUNBAR 110179086 | 1.54 |  |  | 1.54
LOS GATOS 1106LB44 | 1.531 |  |  | 1.531
BIG BASIN 110212992 |  | 1.528 |  | 1.528
EL DORADO PH 2102circuit_breaker |  | 1.524 |  | 1.524
FORESTHILL 110175340 | 1.514 |  |  | 1.514
LOS GATOS 110760114 | 1.499 |  |  | 1.499
WYANDOTTE 11071510 | 1.496 |  |  | 1.496
BELL 1109circuit_breaker | 1.495 |  |  | 1.495
BUELLTON 1101Y06 | 1.488 |  |  | 1.488
GIRVAN 11029012 | 1.483 |  |  | 1.483
STAFFORD 11021202 | 1.481 |  |  | 1.481
MORGAN HILL 2105XR564 | 1.479 |  |  | 1.479
UPPER LAKE 1101660 | 1.478 |  |  | 1.478
MOUNTAIN QUARRIES 21012422 | 1.477 |  |  | 1.477
MENLO 1102W80 | 1.447 |  |  | 1.447
MONTICELLO 1101720 | 1.442 |  |  | 1.442
SILVERADO 2103circuit_breaker |  | 1.435 |  | 1.435
PHILO 11021308 | 1.43 |  |  | 1.43
PASO ROBLES 1103N54 | 1.428 |  |  | 1.428
OLETA 110113478 |  | 1.417 |  | 1.417
HIGGINS 1110circuit_breaker | 1.417 |  |  | 1.417
PASO ROBLES 1104R12 | 1.413 |  |  | 1.413
PEORIA 170510580 | 1.41 |  |  | 1.41
BELLEVUE 2103552 | 1.381 |  |  | 1.381
WILLOW CREEK 11032936 | 1.378 |  |  | 1.378
PARADISE 1104circuit_breaker |  | 1.374 |  | 1.374
MORGAN HILL 2105XR070 | 1.373 |  |  | 1.373
SAN RAFAEL 11071166 | 1.372 |  |  | 1.372
COTATI 110361736 | 1.368 |  |  | 1.368
OREGON TRAIL 11021584 | 1.366 |  |  | 1.366
FORESTHILL 1101circuit_breaker | 1.365 |  |  | 1.365
BELL 11082226 |  | 1.364 |  | 1.364
MONTICELLO 1101666 | 1.359 |  |  | 1.359
ATASCADERO 1103A16 | 1.359 |  |  | 1.359
ELK CREEK 11012032 | 1.357 |  |  | 1.357
MONTE RIO 1113346 | 1.354 |  |  | 1.354
DUNBAR 1102694641 | 1.354 |  |  | 1.354
HOOPA 110182542 | 1.347 |  |  | 1.347
SAN JOAQUIN #3 1102circuit_breaker | 1.336 |  |  | 1.336
WHITMORE 1101circuit_breaker | 1.328 |  |  | 1.328
SILVERADO 2105616 | 1.324 |  |  | 1.324
WILLITS 1104circuit_breaker | 1.311 |  |  | 1.311
WOODWARD 2108R2860 | 1.307 |  |  | 1.307
SONOMA 11033052 | 1.301 |  |  | 1.301
MIWUK 1701circuit_breaker | 1.292 |  |  | 1.292
CLOVERDALE 1102156 | 1.292 |  |  | 1.292
SHINGLE SPRINGS 211051790 | 1.29 |  |  | 1.29
CLAYTON 2212Y504R | 1.289 |  |  | 1.289
MARIPOSA 2102440236 | 1.282 |  |  | 1.282
HALSEY 11011704 | 1.267 |  |  | 1.267
EL DORADO PH 210163464 | 1.261 |  |  | 1.261
SAN BENITO 210488772 | 1.256 |  |  | 1.256
BEAR VALLEY 21059570 | 1.238 |  |  | 1.238
MENLO 11038512 | 1.226 |  |  | 1.226
MIDDLETOWN 1102414 | 1.218 |  |  | 1.218
WHEATLAND 110591170 | 1.213 |  |  | 1.213
CAYETANO 21099504 | 1.204 |  |  | 1.204
ELECTRA 11017104 | 1.202 |  |  | 1.202
HIGHLANDS 11031282 | 1.199 |  |  | 1.199
CORRAL 110136652 | 1.198 |  |  | 1.198
SAN LUIS OBISPO 1107V02 | 1.197 |  |  | 1.197
COARSEGOLD 2102circuit_breaker |  | 1.192 |  | 1.192
AUBERRY 1101R319 | 1.191 |  |  | 1.191
SILVERADO 2104722 | 1.186 |  |  | 1.186
circuit_breaker | 1.172 |  |  | 1.172
MONTE RIO 1112120 | 1.159 |  |  | 1.159
VOLTA 11021502 | 1.147 |  |  | 1.147
ARCATA 11211206 | 1.145 |  |  | 1.145
VACAVILLE 1111circuit_breaker | 1.14 |  |  | 1.14
CORRAL 110214026 | 1.139 |  |  | 1.139
CAMP EVERS 21065020 | 1.136 |  |  | 1.136
MESA 11016111 | 1.128 |  |  | 1.128
ELECTRA 11011238 | 1.127 |  |  | 1.127
POTTER VALLEY P H 110537476 | 1.116 |  |  | 1.116
BUCKS CREEK 1103338520 | 1.111 |  |  | 1.111
CLARKSVILLE 210575884 | 1.104 |  |  | 1.104
LUCERNE 1106526 | 1.099 |  |  | 1.099
COTTONWOOD 11031616 | 1.064 |  |  | 1.064
KESWICK 11011588 | 1.058 |  |  | 1.058
LOW GAP 110186816 | 1.056 |  |  | 1.056
MONTICELLO 110137384 | 1.054 |  |  | 1.054
PENRYN 110790970 | 1.053 |  |  | 1.053
VOLTA 110149742 | 1.03 |  |  | 1.03
WOODACRE 110196844 | 1.022 |  |  | 1.022
SILVERADO 2102714 | 1.017 |  |  | 1.017
CAMP EVERS 210612518 | 1.015 |  |  | 1.015
WEST POINT 11021369 |  | 1.007 |  | 1.007
OLETA 110241396 | 1.006 |  |  | 1.006
HARTLEY 1101658 | 1.006 |  |  | 1.006
SAN JUSTO 11014339 | 1.005 |  |  | 1.005
FROGTOWN 17021573 | 0.996 |  |  | 0.996
DIAMOND SPRINGS 110676088 | 0.993 |  |  | 0.993
BEN LOMOND 04015206 | 0.988 |  |  | 0.988
SAN JOAQUIN #2 1103157026 | 0.979 |  |  | 0.979
COVELO 1101562360 | 0.972 |  |  | 0.972
ROB ROY 21045082 | 0.971 |  |  | 0.971
GUALALA 111135562 | 0.957 |  |  | 0.957
SHADY GLEN 110151696 | 0.947 |  |  | 0.947
WEIMAR 11012058 | 0.943 |  |  | 0.943
ALLEGHANY 1101circuit_breaker | 0.939 |  |  | 0.939
NAPA 11121302 | 0.938 |  |  | 0.938
HIGGINS 1104circuit_breaker | 0.936 |  |  | 0.936
PERRY 1101V78 | 0.931 |  |  | 0.931
DIAMOND SPRINGS 110650324 | 0.925 |  |  | 0.925
COARSEGOLD 21025380 | 0.92 |  |  | 0.92
COTATI 1103148 | 0.919 |  |  | 0.919
CURTIS 170247488 | 0.896 |  |  | 0.896
SAN RAFAEL 1104802 | 0.891 |  |  | 0.891
WISE 1101circuit_breaker | 0.888 |  |  | 0.888
CRESCENT MILLS 21012562 | 0.886 |  |  | 0.886
BRUNSWICK 11032200 | 0.886 |  |  | 0.886
DOBBINS 110169722 | 0.884 |  |  | 0.884
ANDERSON 11031600 | 0.884 |  |  | 0.884
WEST POINT 1101L373 | 0.88 |  |  | 0.88
WILLOW CREEK 11037514 | 0.879 |  |  | 0.879
GARCIA 0401666 | 0.875 |  |  | 0.875
WEST POINT 11021305 | 0.873 |  |  | 0.873
PETALUMA C 1108636 | 0.871 |  |  | 0.871
SHINGLE SPRINGS 210819622 | 0.87 |  |  | 0.87
WISHON 1101circuit_breaker | 0.865 |  |  | 0.865
VOLTA 1102circuit_breaker | 0.862 |  |  | 0.862
JAMESON 1103circuit_breaker | 0.86 |  |  | 0.86
MENDOCINO 110137462 | 0.858 |  |  | 0.858
ELK 11011272 | 0.858 |  |  | 0.858
SAN MIGUEL 1104R58 | 0.855 |  |  | 0.855
GEYSERVILLE 1102350 |  | 0.853 |  | 0.853
MESA 1103M72 | 0.852 |  |  | 0.852
COLUMBIA HILL 110135424 | 0.852 |  |  | 0.852
HORSESHOE 110150140 | 0.849 |  |  | 0.849
GREENBRAE 11031260 | 0.846 |  |  | 0.846
NORTH DUBLIN 210311101 | 0.843 |  |  | 0.843
ALTO 1124428 | 0.84 |  |  | 0.84
VOLTA 110253130 | 0.837 |  |  | 0.837
RED BLUFF 110451238 | 0.835 |  |  | 0.835
COARSEGOLD 21046210 | 0.829 |  |  | 0.829
WILLITS 110391948 | 0.828 |  |  | 0.828
MONTE RIO 1111292 | 0.824 |  |  | 0.824
VOLTA 110165764 | 0.816 |  |  | 0.816
FRUITLAND 11418860 | 0.808 |  |  | 0.808
COPPERMINE 1104R755 | 0.808 |  |  | 0.808
BROWNS VALLEY 110117011 | 0.806 |  |  | 0.806
MOLINO 11026917 | 0.803 |  |  | 0.803
PLACERVILLE 1110circuit_breaker | 0.796 |  |  | 0.796
BUTTE 1105134600 | 0.791 |  |  | 0.791
HALF MOON BAY 11012500 | 0.789 |  |  | 0.789
NARROWS 210551582 | 0.782 |  |  | 0.782
MIRABEL 110238514 | 0.777 |  |  | 0.777
MARIPOSA 21018030 | 0.776 |  |  | 0.776
KONOCTI 1102596 | 0.775 |  |  | 0.775
HIGHLANDS 110280660 | 0.774 |  |  | 0.774
CLOVERDALE 11024646 | 0.773 |  |  | 0.773
RACETRACK 170455798 | 0.771 |  |  | 0.771
ELK CREEK 11012008 | 0.771 |  |  | 0.771
ANTLER 11011520 | 0.771 |  |  | 0.771
POINT MORETTI 110136514 | 0.766 |  |  | 0.766
ALLEGHANY 1101808 | 0.763 |  |  | 0.763
MENDOCINO 110131322 | 0.758 |  |  | 0.758
OCEANO 1104Q06 | 0.758 |  |  | 0.758
BEAR VALLEY 210513430 | 0.757 |  |  | 0.757
JESSUP 11031540 | 0.755 |  |  | 0.755
WILLOW CREEK 110347966 | 0.751 |  |  | 0.751
PARADISE 1104920400 | 0.75 |  |  | 0.75
HALF MOON BAY 1103H82 |  | 0.743 |  | 0.743
POINT MORETTI 11015078 | 0.741 |  |  | 0.741
MARIPOSA 210197142 | 0.74 |  |  | 0.74
CALPELLA 1101circuit_breaker | 0.74 |  |  | 0.74
BEN LOMOND 1101BL 1101 | 0.74 |  |  | 0.74
TEMPLETON 2110R06 | 0.739 |  |  | 0.739
CAMP EVERS 210510294 | 0.737 |  |  | 0.737
TIVY VALLEY 1107circuit_breaker | 0.729 |  |  | 0.729
VOLTA 110297816 | 0.728 |  |  | 0.728
CURTIS 1704circuit_breaker |  | 0.726 |  | 0.726
NARROWS 2101circuit_breaker | 0.718 |  |  | 0.718
APPLE HILL 210212025 | 0.714 |  |  | 0.714
VOLTA 110153118 | 0.712 |  |  | 0.712
DUNBAR 110147964 |  | 0.712 |  | 0.712
NOTRE DAME 11042028 | 0.71 |  |  | 0.71
BUELLTON 1101Y26 | 0.707 |  |  | 0.707
OAKHURST 1102circuit_breaker | 0.697 |  |  | 0.697
CLARKSVILLE 2104circuit_breaker |  | 0.697 |  | 0.697
ROB ROY 2104circuit_breaker | 0.694 |  |  | 0.694
HARRIS 1109700 | 0.69 |  |  | 0.69
PETALUMA C 1108628 | 0.689 |  |  | 0.689
CURTIS 170565908 | 0.689 |  |  | 0.689
RACETRACK 1703circuit_breaker | 0.675 |  |  | 0.675
TASSAJARA 210419042 | 0.667 |  |  | 0.667
CLEAR LAKE 1102904 | 0.667 |  |  | 0.667
WILDWOOD 110198896 | 0.665 |  |  | 0.665
MONTICELLO 11011589 | 0.664 |  |  | 0.664
BURNEY 11021358 | 0.664 |  |  | 0.664
CLAY 11031230 | 0.66 |  |  | 0.66
LAYTONVILLE 1101circuit_breaker | 0.657 |  |  | 0.657
BRIDGEVILLE 110169866 | 0.652 |  |  | 0.652
COTTONWOOD 11039072 | 0.648 |  |  | 0.648
CURTIS 17039330 | 0.648 |  |  | 0.648
WOODACRE 11011456 | 0.646 |  |  | 0.646
BRIDGEVILLE 1101circuit_breaker | 0.646 |  |  | 0.646
MC ARTHUR 11011492 | 0.645 |  |  | 0.645
BRUNSWICK 11032784 | 0.642 |  |  | 0.642
ELK CREEK 11012228 | 0.638 |  |  | 0.638
PENRYN 11072410 | 0.637 |  |  | 0.637
MILPITAS 1109XR082 | 0.637 |  |  | 0.637
BIG MEADOWS 21012248 | 0.637 |  |  | 0.637
DIAMOND SPRINGS 11042093 | 0.636 |  |  | 0.636
SAN MIGUEL 1106circuit_breaker | 0.633 |  |  | 0.633
CLARK ROAD 110292622 | 0.632 |  |  | 0.632
MIWUK 1701953336 | 0.631 |  |  | 0.631
FROGTOWN 17028482 | 0.631 |  |  | 0.631
BROWNS VALLEY 110197188 | 0.631 |  |  | 0.631
PENRYN 110550548 | 0.626 |  |  | 0.626
SILVERADO 21023010 | 0.625 |  |  | 0.625
BEAR VALLEY 21059480 | 0.625 |  |  | 0.625
STANISLAUS 1701circuit_breaker | 0.623 |  |  | 0.623
KANAKA 11011406 | 0.619 |  |  | 0.619
SANTA ROSA A 1104220 | 0.616 |  |  | 0.616
WILLOW CREEK 1102circuit_breaker |  | 0.614 |  | 0.614
FORT ROSS 1121134 | 0.614 |  |  | 0.614
SHADY GLEN 110248894 | 0.612 |  |  | 0.612
DUNBAR 1102circuit_breaker | 0.611 |  |  | 0.611
MIDDLETOWN 11021312 | 0.608 |  |  | 0.608
OLEMA 1101416 | 0.594 |  |  | 0.594
ANDERSON 1101circuit_breaker | 0.592 |  |  | 0.592
ANDERSON 11012051 | 0.589 |  |  | 0.589
POTTER VALLEY P H 110564118 |  | 0.587 |  | 0.587
ELECTRA 110161816 | 0.584 |  |  | 0.584
LAYTONVILLE 110264908 | 0.583 |  |  | 0.583
FROGTOWN 17011623 | 0.582 |  |  | 0.582
ZACA 1102Y48 | 0.579 |  |  | 0.579
SAN LUIS OBISPO 1104V40 | 0.578 |  |  | 0.578
POINT ARENA 110183354 | 0.573 |  |  | 0.573
CORRAL 110112608 | 0.573 |  |  | 0.573
SYCAMORE CREEK 1111circuit_breaker | 0.572 |  |  | 0.572
SAN LUIS OBISPO 110342344 | 0.571 |  |  | 0.571
CORRAL 110336680 | 0.57 |  |  | 0.57
MARTELL 1102circuit_breaker | 0.569 |  |  | 0.569
CABRILLO 1104Y24 | 0.564 |  |  | 0.564
STELLING 111060080 | 0.563 |  |  | 0.563
CARLOTTA 11214914 | 0.562 |  |  | 0.562
RACETRACK 170311270 | 0.559 |  |  | 0.559
BRIDGEVILLE 110137484 | 0.557 |  |  | 0.557
DUNBAR 1101302 |  | 0.557 |  | 0.557
WEST POINT 1101circuit_breaker | 0.555 |  |  | 0.555
CURTIS 170539256 | 0.552 |  |  | 0.552
CLAYTON 22127758 | 0.552 |  |  | 0.552
RISING RIVER 11011532 | 0.551 |  |  | 0.551
BRUNSWICK 11062796 | 0.551 |  |  | 0.551
JESSUP 1102circuit_breaker | 0.544 |  |  | 0.544
BUELLTON 1101Y36 | 0.543 |  |  | 0.543
LLAGAS 210740407 | 0.54 |  |  | 0.54
LUCERNE 1103630 | 0.54 |  |  | 0.54
EL DORADO PH 210152456 | 0.54 |  |  | 0.54
PAUL SWEET 21065178 | 0.539 |  |  | 0.539
SAND CREEK 1103circuit_breaker | 0.537 |  |  | 0.537
WYANDOTTE 110796390 | 0.537 |  |  | 0.537
PUEBLO 11042802 | 0.537 |  |  | 0.537
PENNGROVE 1101170 | 0.537 |  |  | 0.537
SILVERADO 21051306 | 0.536 |  |  | 0.536
PALMER 1101M82 | 0.536 |  |  | 0.536
KESWICK 11019712 | 0.535 |  |  | 0.535
BIG BASIN 1102circuit_breaker |  | 0.534 |  | 0.534
MC ARTHUR 11011490 | 0.53 |  |  | 0.53
ATASCADERO 1103A18 | 0.529 |  |  | 0.529
WILLOW CREEK 11015002 | 0.528 |  |  | 0.528
FORT BRAGG A 11013113 | 0.527 |  |  | 0.527
DUNLAP 11027849F | 0.525 |  |  | 0.525
JESSUP 11019002 | 0.523 |  |  | 0.523
OCEANO 1104Q12 | 0.52 |  |  | 0.52
SHADY GLEN 110132726 | 0.518 |  |  | 0.518
SARATOGA 1107413816 | 0.516 |  |  | 0.516
UKIAH 11143606 | 0.515 |  |  | 0.515
WYANDOTTE 1105329930 | 0.513 |  |  | 0.513
PEORIA 1705circuit_breaker | 0.513 |  |  | 0.513
CLARK ROAD 110281296 | 0.511 |  |  | 0.511
SILVERADO 2102636 | 0.51 |  |  | 0.51
REDBUD 1101708166 | 0.507 |  |  | 0.507
MONTE RIO 11131991 | 0.502 |  |  | 0.502
MIWUK 170238218 | 0.498 |  |  | 0.498
HALF MOON BAY 1103H80 | 0.498 |  |  | 0.498
CAMP EVERS 210637210 | 0.498 |  |  | 0.498
APPLE HILL 110412947 | 0.496 |  |  | 0.496
WILLITS 110337504 | 0.494 |  |  | 0.494
JESSUP 11011993 | 0.491 |  |  | 0.491
FROGTOWN 17027134 | 0.49 |  |  | 0.49
CALAVERAS CEMENT 1101circuit_breaker | 0.487 |  |  | 0.487
KESWICK 11011586 | 0.48 |  |  | 0.48
SAND CREEK 11037070 | 0.477 |  |  | 0.477
KONOCTI 1102948 | 0.471 |  |  | 0.471
CALAVERAS CEMENT 1101585 | 0.469 |  |  | 0.469
CORRAL 110313474 | 0.467 |  |  | 0.467
BEAR VALLEY 21014500 | 0.465 |  |  | 0.465
RISING RIVER 11019032 | 0.464 |  |  | 0.464
JESSUP 11019752 | 0.461 |  |  | 0.461
BELL 1108circuit_breaker | 0.454 |  |  | 0.454
RINCON 1103474 | 0.453 |  |  | 0.453
FRUITLAND 11413902 | 0.452 |  |  | 0.452
UPPER LAKE 1101452 | 0.451 |  |  | 0.451
MONTE RIO 111123916 | 0.447 |  |  | 0.447
WILDWOOD 11011454 | 0.444 |  |  | 0.444
NOTRE DAME 11042408 | 0.444 |  |  | 0.444
DUNBAR 1102861496 | 0.443 |  |  | 0.443
LAYTONVILLE 1101518 |  | 0.44 |  | 0.44
WOODACRE 1101404 | 0.436 |  |  | 0.436
MIRABEL 11014859 |  | 0.436 |  | 0.436
WILLOW CREEK 11013050 | 0.432 |  |  | 0.432
EL DORADO PH 210113532 | 0.432 |  |  | 0.432
WOODACRE 110191900 | 0.428 |  |  | 0.428
SPAULDING 1101578852 | 0.428 |  |  | 0.428
OCEANO 1104V36 | 0.425 |  |  | 0.425
CURTIS 17029220 | 0.421 |  |  | 0.421
WYANDOTTE 1109circuit_breaker | 0.419 |  |  | 0.419
RACETRACK 17039190 | 0.415 |  |  | 0.415
OAKHURST 110310140 | 0.414 |  |  | 0.414
EEL RIVER 11021902 | 0.412 |  |  | 0.412
UKIAH 1115circuit_breaker | 0.407 |  |  | 0.407
SALT SPRINGS 21028442 | 0.407 |  |  | 0.407
CLAYTON 2215W531R | 0.407 |  |  | 0.407
SALT SPRINGS 210237300 | 0.405 |  |  | 0.405
OLETA 110151740 | 0.405 |  |  | 0.405
PARADISE 1105circuit_breaker |  | 0.405 |  | 0.405
WEIMAR 11012084 | 0.402 |  |  | 0.402
PAUL SWEET 21068091 | 0.396 |  |  | 0.396
BROWNS VALLEY 110136622 | 0.396 |  |  | 0.396
MIRABEL 1102334 | 0.395 |  |  | 0.395
OTTER 110263868 | 0.394 |  |  | 0.394
BIG MEADOWS 21012586 | 0.394 |  |  | 0.394
MORGAN HILL 2105XR268 | 0.392 |  |  | 0.392
MIWUK 17026018 | 0.392 |  |  | 0.392
GARBERVILLE 1103circuit_breaker | 0.391 |  |  | 0.391
MONTE RIO 1111256 | 0.39 |  |  | 0.39
CORRAL 1101circuit_breaker | 0.39 |  |  | 0.39
SANTA ROSA A 1104642 | 0.387 |  |  | 0.387
MERCED FALLS 110287352 | 0.386 |  |  | 0.386
SALMON CREEK 1101196 | 0.385 |  |  | 0.385
KONOCTI 1102532 | 0.384 |  |  | 0.384
PASO ROBLES 1103N58 |  | 0.383 |  | 0.383
COARSEGOLD 2104circuit_breaker | 0.38 |  |  | 0.38
CAMP EVERS 210512590 | 0.379 |  |  | 0.379
CARLOTTA 1121circuit_breaker | 0.379 |  |  | 0.379
BIG BASIN 110296986 |  | 0.379 |  | 0.379
MOLINO 1104380 | 0.377 |  |  | 0.377
GEYSERVILLE 1102274 | 0.376 |  |  | 0.376
MARIPOSA 2101circuit_breaker | 0.375 |  |  | 0.375
GEYSERVILLE 1101circuit_breaker | 0.375 |  |  | 0.375
SAND CREEK 11037823F | 0.373 |  |  | 0.373
MIRABEL 1102332 | 0.373 |  |  | 0.373
FROGTOWN 170291134 | 0.373 |  |  | 0.373
MOUNTAIN QUARRIES 210135466 | 0.37 |  |  | 0.37
SAN BENITO 210136912 | 0.369 |  |  | 0.369
OLETA 11021228 | 0.369 |  |  | 0.369
HALF MOON BAY 1101circuit_breaker | 0.363 |  |  | 0.363
9690 | 0.363 |  |  | 0.363
JOLON 1103circuit_breaker | 0.362 |  |  | 0.362
SANTA YNEZ 1101Y16 | 0.361 |  |  | 0.361
PUEBLO 21031970 | 0.36 |  |  | 0.36
PETALUMA C 1108600 | 0.36 |  |  | 0.36
MAPLE CREEK 1101circuit_breaker | 0.36 |  |  | 0.36
MARTELL 11033152 | 0.36 |  |  | 0.36
SALMON CREEK 1101194 | 0.355 |  |  | 0.355
HIGGINS 11097863 | 0.351 |  |  | 0.351
EEL RIVER 1102530 | 0.351 |  |  | 0.351
WEST POINT 11021341 |  | 0.35 |  | 0.35
ALTO 112278672 | 0.35 |  |  | 0.35
REDBUD 1102510 |  | 0.349 |  | 0.349
BRUNSWICK 110584480 | 0.348 |  |  | 0.348
VINEYARD 2107circuit_breaker | 0.342 |  |  | 0.342
UKIAH 111129452 | 0.342 |  |  | 0.342
MC ARTHUR 110138998 | 0.338 |  |  | 0.338
SAN MIGUEL 1104N60 | 0.337 |  |  | 0.337
V56 | 0.337 |  |  | 0.337
SAND CREEK 11037110 | 0.336 |  |  | 0.336
ROB ROY 21055090 | 0.334 |  |  | 0.334
CAMP EVERS 210410442 | 0.332 |  |  | 0.332
SISQUOC 1103M14 | 0.331 |  |  | 0.331
PAUL SWEET 210610424 | 0.33 |  |  | 0.33
HARTLEY 11014710 | 0.33 |  |  | 0.33
COARSEGOLD 210410030 | 0.327 |  |  | 0.327
SHADY GLEN 11012768 | 0.324 |  |  | 0.324
WEST POINT 110112256 | 0.324 |  |  | 0.324
MONTE RIO 1112999 | 0.322 |  |  | 0.322
MOLINO 1101891 | 0.322 |  |  | 0.322
HOOPA 11017468 | 0.321 |  |  | 0.321
MC ARTHUR 11011544 | 0.319 |  |  | 0.319
MC ARTHUR 11011546 | 0.319 |  |  | 0.319
MIWUK 1702circuit_breaker | 0.314 |  |  | 0.314
BANGOR 110155206 | 0.314 |  |  | 0.314
MONTE RIO 111215401 | 0.313 |  |  | 0.313
GRASS VALLEY 11012208 | 0.313 |  |  | 0.313
COARSEGOLD 21036110 | 0.313 |  |  | 0.313
CURTIS 1701circuit_breaker | 0.313 |  |  | 0.313
BIG RIVER 1101952 | 0.313 |  |  | 0.313
GEYSERVILLE 1102522 | 0.311 |  |  | 0.311
CLARK ROAD 110290548 |  | 0.311 |  | 0.311
MARIPOSA 21014410 |  | 0.31 |  | 0.31
BRUNSWICK 11102664 |  | 0.31 |  | 0.31
POINT ARENA 11013702 | 0.309 |  |  | 0.309
COTATI 1105634 | 0.308 |  |  | 0.308
OCEANO 1104V38 | 0.306 |  |  | 0.306
CURTIS 17036064 | 0.306 |  |  | 0.306
HIGHLANDS 110275140 | 0.304 |  |  | 0.304
STANISLAUS 1702circuit_breaker |  | 0.301 |  | 0.301
BRUNSWICK 11052204 |  | 0.3 |  | 0.3
SAN LUIS OBISPO 1101V12 | 0.297 |  |  | 0.297
ALTO 11243745 | 0.296 |  |  | 0.296
MIWUK 170193062 |  | 0.295 |  | 0.295
CORNING 110185152 | 0.292 |  |  | 0.292
WOODACRE 11021280 | 0.289 |  |  | 0.289
ROB ROY 210410714 | 0.289 |  |  | 0.289
MENLO 11037902 | 0.289 |  |  | 0.289
HALSEY 1101circuit_breaker | 0.288 |  |  | 0.288
MC ARTHUR 110137388 | 0.287 |  |  | 0.287
WILDWOOD 110185112 | 0.286 |  |  | 0.286
RIO DELL 110275970 | 0.286 |  |  | 0.286
SILVERADO 2104708 | 0.285 |  |  | 0.285
NORTH DUBLIN 21039473 | 0.285 |  |  | 0.285
KANAKA 1101circuit_breaker | 0.283 |  |  | 0.283
PIT NO 7 1101circuit_breaker | 0.282 |  |  | 0.282
UPPER LAKE 1101472084 | 0.281 |  |  | 0.281
CAMP EVERS 210311046 | 0.281 |  |  | 0.281
GARBERVILLE 11028189 | 0.279 |  |  | 0.279
ANNAPOLIS 110176842 | 0.279 |  |  | 0.279
DUNBAR 1101416 |  | 0.278 |  | 0.278
COLUMBIA HILL 11018233 | 0.276 |  |  | 0.276
CURTIS 1705circuit_breaker | 0.273 |  |  | 0.273
MENLO 11031721 | 0.271 |  |  | 0.271
SHINGLE SPRINGS 11038752 | 0.27 |  |  | 0.27
MONTE RIO 1111240 | 0.269 |  |  | 0.269
BIG RIVER 110179628 | 0.269 |  |  | 0.269
HOPLAND 1101960 | 0.268 |  |  | 0.268
CORRAL 110112612 | 0.268 |  |  | 0.268
WOODACRE 1101circuit_breaker |  | 0.267 |  | 0.267
HIGGINS 1104533648 | 0.267 |  |  | 0.267
VINEYARD 2108MR172 | 0.264 |  |  | 0.264
MARTELL 1101circuit_breaker | 0.264 |  |  | 0.264
CURTIS 170411290 | 0.263 |  |  | 0.263
OLETA 110163500 | 0.259 |  |  | 0.259
GEYSERVILLE 1101122 | 0.258 |  |  | 0.258
BRENTWOOD 2105B504R | 0.257 |  |  | 0.257
TEMPLETON 2111circuit_breaker | 0.256 |  |  | 0.256
VASCO 110211338 | 0.256 |  |  | 0.256
SALT SPRINGS 21024796 | 0.253 |  |  | 0.253
GRAYS FLAT 0401circuit_breaker | 0.253 |  |  | 0.253
ELK 110191336 | 0.252 |  |  | 0.252
TEMPLETON 2110R94 | 0.25 |  |  | 0.25
BUTTE 11051243 | 0.247 |  |  | 0.247
WILLOW CREEK 110129362 | 0.246 |  |  | 0.246
PUTAH CREEK 1102circuit_breaker |  |  | 0.246 | 0.246
MARIPOSA 2101309438 | 0.246 |  |  | 0.246
MERCED FALLS 110238748 | 0.244 |  |  | 0.244
CURTIS 17039210 | 0.244 |  |  | 0.244
STAFFORD 1102361952 | 0.242 |  |  | 0.242
BRUNSWICK 1105circuit_breaker |  | 0.241 |  | 0.241
MENLO 11038982 | 0.24 |  |  | 0.24
FOOTHILL 1101circuit_breaker | 0.24 |  |  | 0.24
CLAY 110334338 | 0.238 |  |  | 0.238
SONOMA 1102118 | 0.236 |  |  | 0.236
MONTE RIO 1113524 | 0.236 |  |  | 0.236
PINE GROVE 11011021 | 0.236 |  |  | 0.236
WILLITS 1103964 | 0.235 |  |  | 0.235
DEL MAR 2109circuit_breaker | 0.234 |  |  | 0.234
TEMPLETON 2112R28 | 0.233 |  |  | 0.233
OAKHURST 110310190 | 0.229 |  |  | 0.229
WOODACRE 1102851 | 0.228 |  |  | 0.228
RED BLUFF 11041566 |  | 0.228 |  | 0.228
PUTAH CREEK 11033851 | 0.228 |  |  | 0.228
PAUL SWEET 2106428102 | 0.227 |  |  | 0.227
HIGGINS 11041374 | 0.224 |  |  | 0.224
OLEMA 11011318 | 0.223 |  |  | 0.223
CALISTOGA 110135588 | 0.223 |  |  | 0.223
COARSEGOLD 21045516 | 0.223 |  |  | 0.223
VINEYARD 2110circuit_breaker | 0.222 |  |  | 0.222
HALF MOON BAY 1103695411 | 0.221 |  |  | 0.221
CAYETANO 2111circuit_breaker | 0.221 |  |  | 0.221
COLUMBIA HILL 110190730 | 0.22 |  |  | 0.22
RACETRACK 17038120 | 0.218 |  |  | 0.218
PETALUMA C 1108632 | 0.218 |  |  | 0.218
COARSEGOLD 210410335 | 0.217 |  |  | 0.217
SWIFT 2110XR254 | 0.216 |  |  | 0.216
MONTE RIO 1113circuit_breaker | 0.216 |  |  | 0.216
CLARKSVILLE 210419632 |  | 0.216 |  | 0.216
WILLITS 1103966 | 0.215 |  |  | 0.215
MIWUK 17018050 |  | 0.212 |  | 0.212
SANTA YNEZ 1104circuit_breaker | 0.211 |  |  | 0.211
WILLOW CREEK 110191926 | 0.21 |  |  | 0.21
MIWUK 17028130 | 0.21 |  |  | 0.21
MIWUK 170111800 |  | 0.208 |  | 0.208
DUNBAR 1102528 | 0.208 |  |  | 0.208
HIGGINS 11039753 | 0.206 |  |  | 0.206
MONTE RIO 11125040 | 0.205 |  |  | 0.205
HIGHLANDS 11034630 | 0.205 |  |  | 0.205
CRESCENT MILLS 21012056 | 0.203 |  |  | 0.203
POINT MORETTI 110110726 | 0.202 |  |  | 0.202
SANTA ROSA A 1104716 |  | 0.201 |  | 0.201
PEORIA 170411232 | 0.201 |  |  | 0.201
MOLINO 1102344 | 0.2 |  |  | 0.2
ATASCADERO 1103circuit_breaker | 0.199 |  |  | 0.199
SWIFT 2110XR366 | 0.198 |  |  | 0.198
WILLITS 110434006 | 0.198 |  |  | 0.198
MESA 1101M86 | 0.197 |  |  | 0.197
ELK 11011260 | 0.197 |  |  | 0.197
SANTA YNEZ 1101Y14 | 0.196 |  |  | 0.196
MC KEE 1111711900 | 0.195 |  |  | 0.195
PUTAH CREEK 110246012 | 0.195 |  |  | 0.195
PENRYN 11072704 | 0.195 |  |  | 0.195
EL DORADO PH 210219542 |  | 0.195 |  | 0.195
CALPELLA 1102496 | 0.195 |  |  | 0.195
BRUNSWICK 11062104 | 0.195 |  |  | 0.195
ANDERSON 11011752 | 0.193 |  |  | 0.193
COVELO 110196896 | 0.193 |  |  | 0.193
CAMP EVERS 2105circuit_breaker | 0.193 |  |  | 0.193
STANISLAUS 170179826 | 0.192 |  |  | 0.192
CAMP EVERS 210533542 | 0.192 |  |  | 0.192
CLARK ROAD 11022584 | 0.192 |  |  | 0.192
PENRYN 110550550 | 0.191 |  |  | 0.191
CAMP EVERS 210610718 | 0.191 |  |  | 0.191
LAS POSITAS 2108MR182 | 0.19 |  |  | 0.19
KIRKER 2104442850 | 0.19 |  |  | 0.19
LOGAN CREEK 21022226 | 0.19 |  |  | 0.19
MOLINO 1102982462 | 0.189 |  |  | 0.189
MIDDLETOWN 1102878 | 0.189 |  |  | 0.189
SAN LUIS OBISPO 1104V46 | 0.188 |  |  | 0.188
SAN RAMON 210853732 | 0.188 |  |  | 0.188
RIO DELL 110270960 | 0.188 |  |  | 0.188
COARSEGOLD 210210330 | 0.188 |  |  | 0.188
CAMP EVERS 21065302 | 0.187 |  |  | 0.187
FROGTOWN 17027108 | 0.186 |  |  | 0.186
OLEMA 110150396 | 0.184 |  |  | 0.184
CALISTOGA 1101circuit_breaker | 0.183 |  |  | 0.183
COVELO 1101536 | 0.183 |  |  | 0.183
DUNBAR 1101343 | 0.182 |  |  | 0.182
STILLWATER 1101circuit_breaker | 0.181 |  |  | 0.181
MIWUK 170110600 | 0.181 |  |  | 0.181
HIGHLANDS 1102circuit_breaker |  | 0.181 |  | 0.181
DUNBAR 11014817 | 0.18 |  |  | 0.18
CALAVERAS CEMENT 11011419 | 0.18 |  |  | 0.18
TASSAJARA 2113MR276 | 0.179 |  |  | 0.179
HOPLAND 1101770 | 0.178 |  |  | 0.178
APPLE HILL 210289934 | 0.177 |  |  | 0.177
WOODSIDE 11011922 |  | 0.176 |  | 0.176
TIGER CREEK 0201circuit_breaker | 0.176 |  |  | 0.176
FITCH MOUNTAIN 1113352 | 0.176 |  |  | 0.176
FROGTOWN 170211212 | 0.175 |  |  | 0.175
ALTO 11251226 | 0.175 |  |  | 0.175
COARSEGOLD 210210050 | 0.174 |  |  | 0.174
CURTIS 17048140 | 0.174 |  |  | 0.174
SANTA ROSA A 1111114 | 0.169 |  |  | 0.169
RINCON 1103568 | 0.169 |  |  | 0.169
BIG RIVER 11011286 | 0.167 |  |  | 0.167
FORT BRAGG A 11044690 | 0.166 |  |  | 0.166
BELLEVUE 2103648 | 0.166 |  |  | 0.166
BIG RIVER 110155402 | 0.165 |  |  | 0.165
RED BLUFF 11041630 | 0.164 |  |  | 0.164
NEWBURG 1133circuit_breaker | 0.164 |  |  | 0.164
LOW GAP 1101circuit_breaker | 0.164 |  |  | 0.164
FITCH MOUNTAIN 1113406 | 0.164 |  |  | 0.164
BIG BASIN 110276752 |  | 0.164 |  | 0.164
SALMON CREEK 110137368 | 0.163 |  |  | 0.163
PUTAH CREEK 110264044 | 0.163 |  |  | 0.163
ALTO 11201214 | 0.163 |  |  | 0.163
BANGOR 11011806 | 0.161 |  |  | 0.161
FORT ROSS 11212987 | 0.16 |  |  | 0.16
HALF MOON BAY 110398440 | 0.16 |  |  | 0.16
CLARK ROAD 11022070 | 0.16 |  |  | 0.16
ORO FINO 1102127563 |  | 0.157 |  | 0.157
LOS GATOS 1106LA64 | 0.157 |  |  | 0.157
BUCKS CREEK 1103circuit_breaker | 0.157 |  |  | 0.157
OAKHURST 1101circuit_breaker | 0.156 |  |  | 0.156
HARTLEY 1102circuit_breaker | 0.156 |  |  | 0.156
FORT BRAGG A 11013100 | 0.156 |  |  | 0.156
CHOLAME 2102X06 | 0.156 |  |  | 0.156
WEIMAR 1102circuit_breaker | 0.155 |  |  | 0.155
CURTIS 17028000 | 0.155 |  |  | 0.155
CALAVERAS CEMENT 110180930 | 0.155 |  |  | 0.155
PIT NO 3 21011360 | 0.154 |  |  | 0.154
PEORIA 170587222 | 0.153 |  |  | 0.153
CAMP EVERS 210510912 | 0.153 |  |  | 0.153
MORGAN HILL 210542348 | 0.149 |  |  | 0.149
CAMP EVERS 210510728 | 0.149 |  |  | 0.149
MONTE RIO 11131137 | 0.147 |  |  | 0.147
SAN LUIS OBISPO 1103V82 | 0.146 |  |  | 0.146
PANORAMA 11021632 | 0.145 |  |  | 0.145
JOLON 11027040 | 0.145 |  |  | 0.145
MONTE RIO 11113891 | 0.144 |  |  | 0.144
FOOTHILL 1102circuit_breaker | 0.144 |  |  | 0.144
LAS GALLINAS A 1105532 | 0.143 |  |  | 0.143
FORT BRAGG A 11014622 | 0.143 |  |  | 0.143
BIG BASIN 1101circuit_breaker | 0.143 |  |  | 0.143
CORRAL 1103circuit_breaker | 0.142 |  |  | 0.142
OAKHURST 11035470 | 0.141 |  |  | 0.141
SAN RAFAEL 110863598 | 0.138 |  |  | 0.138
BRUNSWICK 111061602 | 0.138 |  |  | 0.138
ALLEGHANY 1101VR816 | 0.138 |  |  | 0.138
POINT ARENA 11012637 | 0.137 |  |  | 0.137
HARTLEY 110186876 | 0.137 |  |  | 0.137
TASSAJARA 2112D514R | 0.136 |  |  | 0.136
WYANDOTTE 110213044 | 0.135 |  |  | 0.135
ORO FINO 110265932 | 0.134 |  |  | 0.134
HALSEY 110239104 | 0.134 |  |  | 0.134
BELL 111056214 | 0.134 |  |  | 0.134
BRUNSWICK 110663124 |  | 0.134 |  | 0.134
EL DORADO PH 21026645 |  | 0.132 |  | 0.132
STANISLAUS 17021888 | 0.131 |  |  | 0.131
FRENCH GULCH 11022902 | 0.131 |  |  | 0.131
STANISLAUS 17011331 | 0.13 |  |  | 0.13
SAN LUIS OBISPO 1103circuit_breaker | 0.13 |  |  | 0.13
SILVERADO 2104circuit_breaker | 0.129 |  |  | 0.129
HALF MOON BAY 11018902 | 0.129 |  |  | 0.129
HORSESHOE 11011682 | 0.129 |  |  | 0.129
PINE GROVE 110194936 | 0.128 |  |  | 0.128
INDIAN FLAT 1104circuit_breaker | 0.128 |  |  | 0.128
BOLINAS 110137034 | 0.127 |  |  | 0.127
BEN LOMOND 110196738 | 0.127 |  |  | 0.127
CLOVERDALE 1102670 | 0.126 |  |  | 0.126
PUEBLO 2102618 | 0.125 |  |  | 0.125
ORO FINO 110276008 | 0.123 |  |  | 0.123
BIG BASIN 11028403 | 0.123 |  |  | 0.123
COTATI 110387402 | 0.123 |  |  | 0.123
TIDEWATER 210614072 | 0.122 |  |  | 0.122
RACETRACK 17036014 | 0.122 |  |  | 0.122
JESSUP 1101circuit_breaker | 0.122 |  |  | 0.122
UKIAH 1114822 | 0.121 |  |  | 0.121
EMERALD LAKE 0401circuit_breaker | 0.121 |  |  | 0.121
BRUNSWICK 110750010 | 0.121 |  |  | 0.121
SAN LUIS OBISPO 11042293 | 0.119 |  |  | 0.119
PETALUMA C 110948000 | 0.119 |  |  | 0.119
AUBERRY 110137536 | 0.118 |  |  | 0.118
CASTRO VALLEY 11068971 | 0.118 |  |  | 0.118
AUBERRY 1101R324 | 0.118 |  |  | 0.118
FROGTOWN 1702L5407 | 0.116 |  |  | 0.116
FORT ROSS 1121560 | 0.116 |  |  | 0.116
TASSAJARA 21126392 | 0.115 |  |  | 0.115
SAN LUIS OBISPO 1107V62 | 0.115 |  |  | 0.115
MONTE RIO 11133970 | 0.115 |  |  | 0.115
SAN RAFAEL 11081250 | 0.114 |  |  | 0.114
JAMESON 11059472 | 0.114 |  |  | 0.114
IONE 1101L3141 | 0.114 |  |  | 0.114
CARLOTTA 112142896 | 0.114 |  |  | 0.114
ATASCADERO 1101A50 | 0.114 |  |  | 0.114
DUNBAR 1101circuit_breaker | 0.111 |  |  | 0.111
GRASS VALLEY 11012766 | 0.111 |  |  | 0.111
MARIPOSA 2102594143 | 0.11 |  |  | 0.11
MARIPOSA 210135244 | 0.11 |  |  | 0.11
UKIAH 1114528 | 0.109 |  |  | 0.109
MENLO 11028952 | 0.109 |  |  | 0.109
PIT NO 5 11011606 | 0.109 |  |  | 0.109
GUALALA 1112662 | 0.109 |  |  | 0.109
COARSEGOLD 2104570682 | 0.109 |  |  | 0.109
PLACERVILLE 1111circuit_breaker | 0.108 |  |  | 0.108
CORNING 110164090 | 0.108 |  |  | 0.108
WEIMAR 11012740 | 0.107 |  |  | 0.107
FROGTOWN 1701circuit_breaker | 0.107 |  |  | 0.107
CURTIS 170411300 | 0.107 |  |  | 0.107
COTTONWOOD 11031344 | 0.107 |  |  | 0.107
MOLINO 11015042 | 0.105 |  |  | 0.105
ELECTRA 11024756 | 0.104 |  |  | 0.104
FULTON 110777670 | 0.104 |  |  | 0.104
BIG BASIN 110212758 |  | 0.104 |  | 0.104
KERCKHOFF 1101R308 | 0.102 |  |  | 0.102
JOLON 1102circuit_breaker | 0.102 |  |  | 0.102
STAFFORD 11021048 | 0.1 |  |  | 0.1
PINE GROVE 11013166 | 0.1 |  |  | 0.1
PEORIA 1705999 | 0.1 |  |  | 0.1
PIT NO 1 11013312 | 0.1 |  |  | 0.1
LUCERNE 11034200 | 0.1 |  |  | 0.1
MONTE RIO 1113320 | 0.099 |  |  | 0.099
DUNLAP 11027360 | 0.099 |  |  | 0.099
CORRAL 110214028 | 0.099 |  |  | 0.099
ROB ROY 21055166 | 0.098 |  |  | 0.098
MIDDLETOWN 1101614 | 0.098 |  |  | 0.098
BIG BASIN 110212124 |  | 0.097 |  | 0.097
CLAY 11037124 | 0.097 |  |  | 0.097
LAS GALLINAS A 1106circuit_breaker | 0.096 |  |  | 0.096
CAYUCOS 1102circuit_breaker | 0.096 |  |  | 0.096
CALAVERAS CEMENT 110111236 | 0.096 |  |  | 0.096
SEACLIFF 0401circuit_breaker | 0.095 |  |  | 0.095
SALT SPRINGS 21011216 | 0.095 |  |  | 0.095
OAKHURST 11035732 |  | 0.095 |  | 0.095
MARIPOSA 210110170 | 0.095 |  |  | 0.095
CAMP EVERS 210511010 | 0.095 |  |  | 0.095
BIG BASIN 110110720 | 0.095 |  |  | 0.095
LOS GATOS 11072917 | 0.094 |  |  | 0.094
GEYSERVILLE 1102circuit_breaker | 0.093 |  |  | 0.093
POINT MORETTI 11015076 | 0.092 |  |  | 0.092
CABRILLO 1103Y46 | 0.092 |  |  | 0.092
CORRAL 110359770 | 0.092 |  |  | 0.092
PLACERVILLE 1112circuit_breaker | 0.091 |  |  | 0.091
SAN LUIS OBISPO 1104V14 | 0.09 |  |  | 0.09
PETALUMA C 1109738866 | 0.09 |  |  | 0.09
PIERCY 2110XR258 | 0.089 |  |  | 0.089
PLACERVILLE 111219742 | 0.089 |  |  | 0.089
MARTELL 11016074 | 0.089 |  |  | 0.089
HARTLEY 1102524 | 0.089 |  |  | 0.089
CALISTOGA 11011087 | 0.089 |  |  | 0.089
KONOCTI 11081278 | 0.088 |  |  | 0.088
RED BLUFF 11051564 | 0.087 |  |  | 0.087
PLACERVILLE 11118582 | 0.087 |  |  | 0.087
LLAGAS 2107XR188 | 0.087 |  |  | 0.087
OAKHURST 11035120 | 0.084 |  |  | 0.084
HIGGINS 1104842642 | 0.084 |  |  | 0.084
MARIPOSA 210190180 | 0.084 |  |  | 0.084
CRESCENT MILLS 21012232 | 0.084 |  |  | 0.084
PAUL SWEET 210710986 | 0.083 |  |  | 0.083
POINT MORETTI 110112122 | 0.082 |  |  | 0.082
LAKEVILLE 110287432 | 0.082 |  |  | 0.082
CARLOTTA 112144150 | 0.082 |  |  | 0.082
MORGAN HILL 2110XR326 | 0.081 |  |  | 0.081
BIG RIVER 110169032 | 0.081 |  |  | 0.081
WYANDOTTE 11091040 | 0.08 |  |  | 0.08
PIT NO 3 2101circuit_breaker | 0.08 |  |  | 0.08
MARIPOSA 2102circuit_breaker | 0.08 |  |  | 0.08
DUNBAR 11033127 | 0.08 |  |  | 0.08
SHINGLE SPRINGS 210511172 | 0.079 |  |  | 0.079
LAKEVILLE 11023341 | 0.079 |  |  | 0.079
BIG MEADOWS 21012476 | 0.079 |  |  | 0.079
BOLINAS 1101504 | 0.079 |  |  | 0.079
ZACA 1101circuit_breaker | 0.078 |  |  | 0.078
LLAGAS 2107XR178 | 0.078 |  |  | 0.078
HOPLAND 11011100 | 0.078 |  |  | 0.078
AUBERRY 110149122 | 0.078 |  |  | 0.078
ROB ROY 210410960 | 0.077 |  |  | 0.077
PEORIA 17056697 | 0.077 |  |  | 0.077
HIGGINS 1104498932 | 0.076 |  |  | 0.076
BEAR VALLEY 210110000 | 0.076 |  |  | 0.076
FORT ROSS 112137326 | 0.075 |  |  | 0.075
HALF MOON BAY 110369412 |  | 0.075 |  | 0.075
SILVERADO 21051421 | 0.074 |  |  | 0.074
KERCKHOFF 1101R353 | 0.074 |  |  | 0.074
DUNLAP 11027050 | 0.073 |  |  | 0.073
CAMBRIA 1102circuit_breaker | 0.073 |  |  | 0.073
BURNEY 11021340 | 0.073 |  |  | 0.073
CLARKSVILLE 210419772 | 0.073 |  |  | 0.073
SONOMA 11045661 | 0.072 |  |  | 0.072
CASTRO VALLEY 1106MR337 | 0.072 |  |  | 0.072
SANTA YNEZ 1102circuit_breaker | 0.071 |  |  | 0.071
OLEMA 1101602 | 0.071 |  |  | 0.071
CAMP EVERS 210660120 | 0.071 |  |  | 0.071
SARATOGA 1107167792 | 0.07 |  |  | 0.07
NORTH BRANCH 1101circuit_breaker | 0.07 |  |  | 0.07
9280 | 0.07 |  |  | 0.07
COVELO 110137328 | 0.07 |  |  | 0.07
SILVERADO 2102808 | 0.069 |  |  | 0.069
HALF MOON BAY 11036065 | 0.069 |  |  | 0.069
BELLEVUE 2103646 |  | 0.069 |  | 0.069
RISING RIVER 1101circuit_breaker | 0.068 |  |  | 0.068
FULTON 11024994 | 0.068 |  |  | 0.068
BEAR VALLEY 21054170 | 0.068 |  |  | 0.068
CLAY 11031821 | 0.068 |  |  | 0.068
SAN JUSTO 11014002 | 0.067 |  |  | 0.067
MORGAN HILL 2111XR292 | 0.067 |  |  | 0.067
MAXWELL 11053008 | 0.067 |  |  | 0.067
HUMBOLDT BAY 11024724 | 0.067 |  |  | 0.067
GOLDTREE 1108circuit_breaker | 0.067 |  |  | 0.067
PANORAMA 1101circuit_breaker | 0.066 |  |  | 0.066
JOLON 11027004 | 0.066 |  |  | 0.066
CRESCENT MILLS 2101circuit_breaker | 0.066 |  |  | 0.066
CALAVERAS CEMENT 110147968 | 0.066 |  |  | 0.066
WEST POINT 1101L3355 | 0.065 |  |  | 0.065
DUNBAR 1102448 | 0.065 |  |  | 0.065
MADISON 210137082 | 0.065 |  |  | 0.065
BEAR VALLEY 210576694 | 0.065 |  |  | 0.065
SALT SPRINGS 210297924 | 0.064 |  |  | 0.064
SONOMA 1104414 | 0.064 |  |  | 0.064
ELK CREEK 110193504 | 0.064 |  |  | 0.064
SILVERADO 210298998 | 0.063 |  |  | 0.063
PEORIA 170459596 | 0.063 |  |  | 0.063
JAMESON 11028842 | 0.063 |  |  | 0.063
SO. CAL. EDISON #3 1101circuit_breaker | 0.062 |  |  | 0.062
SPENCE 1122circuit_breaker | 0.062 |  |  | 0.062
PIT NO 1 1101circuit_breaker | 0.062 |  |  | 0.062
FORT BRAGG A 110235592 | 0.062 |  |  | 0.062
CLAYTON 2213circuit_breaker | 0.062 |  |  | 0.062
WYANDOTTE 1107circuit_breaker | 0.061 |  |  | 0.061
STANISLAUS 17021804 | 0.061 |  |  | 0.061
WILLOW CREEK 110237374 | 0.061 |  |  | 0.061
SANTA YNEZ 1102Y18 |  | 0.06 |  | 0.06
VOLTA 11011640 | 0.06 |  |  | 0.06
MONTICELLO 110165454 | 0.06 |  |  | 0.06
NORTH BRANCH 110113496 | 0.06 |  |  | 0.06
MIRABEL 1102circuit_breaker | 0.06 |  |  | 0.06
MONTE RIO 1113180 | 0.06 |  |  | 0.06
MONTICELLO 1101654 | 0.06 |  |  | 0.06
APPLE HILL 1104circuit_breaker | 0.06 |  |  | 0.06
VACA DIXON 11059792 | 0.059 |  |  | 0.059
PAUL SWEET 2105circuit_breaker | 0.059 |  |  | 0.059
PLACERVILLE 2106circuit_breaker | 0.059 |  |  | 0.059
BRUNSWICK 1105733408 | 0.059 |  |  | 0.059
SAN LUIS OBISPO 1101circuit_breaker | 0.058 |  |  | 0.058
VOLTA 110254932 | 0.058 |  |  | 0.058
POINT ARENA 11014923 | 0.058 |  |  | 0.058
DUNBAR 1102903030 | 0.058 |  |  | 0.058
SONOMA 1106376 | 0.057 |  |  | 0.057
SONOMA 1107126 | 0.057 |  |  | 0.057
VOLTA 110293418 | 0.057 |  |  | 0.057
OLEMA 11011200 | 0.057 |  |  | 0.057
MIWUK 170153038 | 0.057 |  |  | 0.057
MARTELL 110368192 | 0.057 |  |  | 0.057
BUCKS CREEK 11031131 | 0.057 |  |  | 0.057
SAN RAFAEL 1104circuit_breaker | 0.056 |  |  | 0.056
TIDEWATER 210665866 | 0.056 |  |  | 0.056
SAN JOAQUIN #3 1101673480 | 0.056 |  |  | 0.056
HALF MOON BAY 11036018 | 0.056 |  |  | 0.056
ELK 1101circuit_breaker | 0.055 |  |  | 0.055
COTATI 1105circuit_breaker |  | 0.055 |  | 0.055
NEWBURG 113190242 | 0.054 |  |  | 0.054
RINCON 1104circuit_breaker | 0.054 |  |  | 0.054
BIG BASIN 110195690 | 0.054 |  |  | 0.054
MOLINO 1101152 | 0.053 |  |  | 0.053
PIT NO 5 11011658 | 0.053 |  |  | 0.053
LUCERNE 110638632 | 0.053 |  |  | 0.053
HALF MOON BAY 11028848 | 0.053 |  |  | 0.053
GEYSERVILLE 1101482 | 0.053 |  |  | 0.053
BUELLTON 1102Y50 | 0.053 |  |  | 0.053
WEST POINT 110277204 | 0.052 |  |  | 0.052
FRENCH GULCH 11012905 | 0.052 |  |  | 0.052
CAMP EVERS 210612840 | 0.052 |  |  | 0.052
ARBUCKLE 110447282 | 0.052 |  |  | 0.052
MONTE RIO 1112circuit_breaker | 0.051 |  |  | 0.051
MARIPOSA 2101439030 | 0.051 |  |  | 0.051
CLEAR LAKE 1102circuit_breaker | 0.051 |  |  | 0.051
TASSAJARA 211238868 | 0.049 |  |  | 0.049
ZACA 1101Y72 | 0.049 |  |  | 0.049
TULUCAY 1101628 | 0.049 |  |  | 0.049
ORO FINO 1102circuit_breaker | 0.049 |  |  | 0.049
MERCED FALLS 11029470 | 0.049 |  |  | 0.049
EL CERRITO G 1105BR160 | 0.049 |  |  | 0.049
HIGGINS 111051794 | 0.049 |  |  | 0.049
CRESCENT MILLS 21012230 | 0.049 |  |  | 0.049
CORRAL 110112606 | 0.049 |  |  | 0.049
SAN RAFAEL 11081210 | 0.048 |  |  | 0.048
WEIMAR 11026175 | 0.048 |  |  | 0.048
ELECTRA 1101L1697 | 0.048 |  |  | 0.048
BURNEY 11021322 | 0.048 |  |  | 0.048
DIAMOND SPRINGS 1104circuit_breaker | 0.048 |  |  | 0.048
POSO MOUNTAIN 21033988 | 0.047 |  |  | 0.047
FROGTOWN 170232556 | 0.047 |  |  | 0.047
HOPLAND 1101558 | 0.047 |  |  | 0.047
DUNLAP 1102circuit_breaker | 0.047 |  |  | 0.047
CALPINE 1144circuit_breaker | 0.047 |  |  | 0.047
UPPER LAKE 11016663 | 0.046 |  |  | 0.046
PETALUMA C 1108630 | 0.046 |  |  | 0.046
PUEBLO 1105716 | 0.046 |  |  | 0.046
FITCH MOUNTAIN 1111circuit_breaker | 0.046 |  |  | 0.046
FRUITLAND 11418746 | 0.046 |  |  | 0.046
WOODSIDE 11049032 | 0.045 |  |  | 0.045
SWIFT 2107XR526 | 0.045 |  |  | 0.045
CASTRO VALLEY 1108MR748 |  | 0.045 |  | 0.045
ARCATA 11224218 | 0.045 |  |  | 0.045
WEST POINT 11021535 |  | 0.044 |  | 0.044
BIG BEND 1101180398 | 0.044 |  |  | 0.044
STELLING 11109265 | 0.043 |  |  | 0.043
MIRABEL 1101228 | 0.043 |  |  | 0.043
FORT SEWARD 11211663 | 0.043 |  |  | 0.043
CASTRO VALLEY 1108MR243 |  | 0.043 |  | 0.043
CALPINE 1146circuit_breaker | 0.043 |  |  | 0.043
MORAGA 1104circuit_breaker | 0.042 |  |  | 0.042
CURTIS 170390320 | 0.042 |  |  | 0.042
CURTIS 170510590 | 0.042 |  |  | 0.042
PALMER 1101M84 | 0.041 |  |  | 0.041
EAST QUINCY 1101circuit_breaker | 0.041 |  |  | 0.041
ELECTRA 110136816 | 0.041 |  |  | 0.041
FORESTHILL 1102circuit_breaker | 0.041 |  |  | 0.041
ROSSMOOR 110845268 | 0.04 |  |  | 0.04
SAND CREEK 110397354 | 0.04 |  |  | 0.04
SAN JOAQUIN #3 110110060 |  | 0.04 |  | 0.04
SWIFT 2110XR332 | 0.04 |  |  | 0.04
SUNOL 1101MR298 | 0.04 |  |  | 0.04
PIT NO 5 1101circuit_breaker | 0.04 |  |  | 0.04
KONOCTI 110264464 | 0.04 |  |  | 0.04
BUELLTON 1102circuit_breaker | 0.04 |  |  | 0.04
COARSEGOLD 210210207 | 0.04 |  |  | 0.04
OAKHURST 110377384 | 0.039 |  |  | 0.039
OCEANO 1106circuit_breaker | 0.039 |  |  | 0.039
GREEN VALLEY 210136820 | 0.039 |  |  | 0.039
CAMP EVERS 210611533 | 0.039 |  |  | 0.039
WISE 11011404 | 0.038 |  |  | 0.038
SHINGLE SPRINGS 210819762 | 0.038 |  |  | 0.038
RINCON 1103circuit_breaker |  | 0.038 |  | 0.038
RED BLUFF 11041302 | 0.038 |  |  | 0.038
OLETA 11022642 | 0.038 |  |  | 0.038
171410 | 0.038 |  |  | 0.038
LOS GATOS 110660116 | 0.037 |  |  | 0.037
STANISLAUS 17017144 | 0.036 |  |  | 0.036
WYANDOTTE 110641650 | 0.036 |  |  | 0.036
BALCH NO 1 1101circuit_breaker | 0.036 |  |  | 0.036
BIG BASIN 110210254 | 0.036 |  |  | 0.036
CLAYTON 2215circuit_breaker | 0.036 |  |  | 0.036
CAMP EVERS 210511004 | 0.036 |  |  | 0.036
VACAVILLE 110847860 | 0.035 |  |  | 0.035
HOLLISTER 21054018 | 0.035 |  |  | 0.035
WOODWARD 210878448 | 0.034 |  |  | 0.034
SAN MIGUEL 1104R66 | 0.034 |  |  | 0.034
PIT NO 5 11011660 | 0.034 |  |  | 0.034
PINE GROVE 11029145 |  | 0.034 |  | 0.034
OLEMA 1101320 | 0.034 |  |  | 0.034
LINCOLN 11045391 | 0.034 |  |  | 0.034
ALTO 1125935 | 0.034 |  |  | 0.034
CLARK ROAD 11022044 | 0.034 |  |  | 0.034
BALCH NO 1 1101R372 | 0.034 |  |  | 0.034
V50 | 0.034 |  |  | 0.034
HIGGINS 1107circuit_breaker | 0.033 |  |  | 0.033
ELK 1101900 | 0.033 |  |  | 0.033
AUBERRY 1101R322 | 0.033 |  |  | 0.033
WYANDOTTE 110932586 | 0.032 |  |  | 0.032
MILPITAS 1109XR524 | 0.032 |  |  | 0.032
PANORAMA 11019092 | 0.032 |  |  | 0.032
10720 | 0.032 |  |  | 0.032
CORNING 110182846 | 0.032 |  |  | 0.032
MONTE RIO 1113202 | 0.031 |  |  | 0.031
MIWUK 17021808 | 0.031 |  |  | 0.031
ALHAMBRA 110581514 | 0.031 |  |  | 0.031
ATASCADERO 1103A88 | 0.031 |  |  | 0.031
ALHAMBRA 110595016 | 0.031 |  |  | 0.031
CLAY 1103circuit_breaker | 0.031 |  |  | 0.031
VACA DIXON 110118292 | 0.03 |  |  | 0.03
STONE CORRAL 111075288 | 0.03 |  |  | 0.03
CLARKSVILLE 21096502 | 0.03 |  |  | 0.03
CLAY 110359714 | 0.03 |  |  | 0.03
CASTRO VALLEY 1109MR334 | 0.03 |  |  | 0.03
BIG RIVER 1101954 | 0.03 |  |  | 0.03
UPPER LAKE 1101circuit_breaker |  | 0.029 |  | 0.029
HALSEY 11022514 | 0.029 |  |  | 0.029
HORSESHOE 1101circuit_breaker | 0.029 |  |  | 0.029
SPANISH CREEK 4401circuit_breaker | 0.028 |  |  | 0.028
OREGON TRAIL 1103circuit_breaker | 0.028 |  |  | 0.028
REDBUD 1101454 | 0.028 |  |  | 0.028
OTTER 11022166 | 0.028 |  |  | 0.028
PEABODY 21065500 | 0.028 |  |  | 0.028
MORAGA 1101circuit_breaker | 0.028 |  |  | 0.028
MORGAN HILL 2111XR186 | 0.028 |  |  | 0.028
PEORIA 1701circuit_breaker | 0.028 |  |  | 0.028
MADISON 21011969 | 0.028 |  |  | 0.028
HAMILTON BRANCH 11012046 | 0.028 |  |  | 0.028
CLOVERDALE 1102262 | 0.028 |  |  | 0.028
DIAMOND SPRINGS 1105circuit_breaker | 0.028 |  |  | 0.028
COTATI 1102681 | 0.028 |  |  | 0.028
RIO DELL 11028852 | 0.027 |  |  | 0.027
RAWSON 110385334 | 0.027 |  |  | 0.027
ORO FINO 11022236 |  | 0.027 |  | 0.027
ORO FINO 1101121988 | 0.027 |  |  | 0.027
LLAGAS 2101XR586 | 0.027 |  |  | 0.027
GARBERVILLE 11022124 | 0.027 |  |  | 0.027
HOPLAND 110180620 | 0.027 |  |  | 0.027
ALLEGHANY 1101978 | 0.027 |  |  | 0.027
CURTIS 17039240 |  | 0.027 |  | 0.027
MONTE RIO 111137520 | 0.026 |  |  | 0.026
JOLON 11027070 | 0.026 |  |  | 0.026
BEAR VALLEY 21054609 | 0.026 |  |  | 0.026
BRUNSWICK 11052100 | 0.026 |  |  | 0.026
BEAR VALLEY 210190550 | 0.026 |  |  | 0.026
SONOMA 11054456 | 0.025 |  |  | 0.025
STANISLAUS 17021850 | 0.025 |  |  | 0.025
POINT MORETTI 110136516 | 0.025 |  |  | 0.025
REDBUD 1102432 | 0.025 |  |  | 0.025
EL DORADO PH 210136764 | 0.025 |  |  | 0.025
LOS OSITOS 21033010 | 0.025 |  |  | 0.025
KONOCTI 1108950 | 0.025 |  |  | 0.025
CLARKSVILLE 210951744 | 0.025 |  |  | 0.025
DRUM 1101circuit_breaker | 0.025 |  |  | 0.025
ALHAMBRA 11058302 | 0.025 |  |  | 0.025
DUNBAR 1101160 |  | 0.025 |  | 0.025
SUNOL 1101MR299 | 0.024 |  |  | 0.024
SANTA MARIA 1108M18 | 0.024 |  |  | 0.024
OLEMA 11011252 | 0.024 |  |  | 0.024
SUNOL 1101MR169 |  | 0.023 |  | 0.023
RED BLUFF 1103circuit_breaker | 0.023 |  |  | 0.023
MIWUK 17028090 | 0.023 |  |  | 0.023
PEABODY 2108circuit_breaker | 0.023 |  |  | 0.023
OTTER 11022012 | 0.023 |  |  | 0.023
PLACERVILLE 210623190 | 0.023 |  |  | 0.023
LLAGAS 21011449 | 0.023 |  |  | 0.023
LUCERNE 110647198 | 0.023 |  |  | 0.023
COTATI 1102282 |  | 0.023 |  | 0.023
CALAVERAS CEMENT 11012646 | 0.023 |  |  | 0.023
CALPELLA 1102circuit_breaker | 0.023 |  |  | 0.023
ZACA 1101Y70 | 0.022 |  |  | 0.022
SUNOL 1101MR297 | 0.022 |  |  | 0.022
SANTA ROSA A 1104210 | 0.022 |  |  | 0.022
PERRY 110185870 | 0.022 |  |  | 0.022
WOODACRE 11011238 | 0.021 |  |  | 0.021
SEACLIFF 040112946 | 0.021 |  |  | 0.021
TASSAJARA 2106circuit_breaker | 0.021 |  |  | 0.021
MONTE RIO 1113678 | 0.021 |  |  | 0.021
HICKS 2101XR548 | 0.021 |  |  | 0.021
LINCOLN 11042072 | 0.021 |  |  | 0.021
CURTIS 1705843 | 0.021 |  |  | 0.021
SAN JOAQUIN #3 110210342 | 0.02 |  |  | 0.02
PASO ROBLES 1107circuit_breaker | 0.02 |  |  | 0.02
MONTE RIO 11131989 | 0.02 |  |  | 0.02
HOLLISTER 2102855412 | 0.02 |  |  | 0.02
SOBRANTE 1103circuit_breaker | 0.019 |  |  | 0.019
GEYSERVILLE 1101480 | 0.019 |  |  | 0.019
COTATI 11055156 | 0.019 |  |  | 0.019
BRUNSWICK 110456468 | 0.019 |  |  | 0.019
COARSEGOLD 21025722 | 0.019 |  |  | 0.019
WYANDOTTE 1105circuit_breaker | 0.018 |  |  | 0.018
VACAVILLE 1104circuit_breaker | 0.018 |  |  | 0.018
SAN LUIS OBISPO 110788962 | 0.018 |  |  | 0.018
PUTAH CREEK 110546162 | 0.018 |  |  | 0.018
POINT ARENA 1101476 | 0.018 |  |  | 0.018
MORAGA 1102circuit_breaker |  | 0.018 |  | 0.018
GRASS VALLEY 110358498 | 0.018 |  |  | 0.018
LLAGAS 2104XR294 | 0.018 |  |  | 0.018
KONOCTI 11022293 | 0.018 |  |  | 0.018
HOLLISTER 21054048 | 0.018 |  |  | 0.018
CALAVERAS CEMENT 110113424 | 0.018 |  |  | 0.018
SAN MIGUEL 1106N34 | 0.017 |  |  | 0.017
ROSSMOOR 110837848 | 0.017 |  |  | 0.017
OTTER 11012052 | 0.017 |  |  | 0.017
OTTER 11022002 | 0.017 |  |  | 0.017
PINE GROVE 1101circuit_breaker | 0.017 |  |  | 0.017
NEWBURG 1131circuit_breaker | 0.017 |  |  | 0.017
LOS GATOS 1107LA60 | 0.017 |  |  | 0.017
JESSUP 110338864 | 0.017 |  |  | 0.017
DEL MAR 210584138 | 0.017 |  |  | 0.017
TASSAJARA 2103circuit_breaker | 0.016 |  |  | 0.016
OLETA 1101circuit_breaker | 0.016 |  |  | 0.016
FROGTOWN 1702circuit_breaker | 0.016 |  |  | 0.016
DUNLAP 1103circuit_breaker | 0.016 |  |  | 0.016
EEL RIVER 110249130 | 0.016 |  |  | 0.016
DEL MAR 210975802 | 0.016 |  |  | 0.016
WOODSIDE 11018912 | 0.015 |  |  | 0.015
VASCO 1102MR178 | 0.015 |  |  | 0.015
POSO MOUNTAIN 2104circuit_breaker | 0.015 |  |  | 0.015
KING CITY 11037038 | 0.015 |  |  | 0.015
GABILAN 1101579969 | 0.015 |  |  | 0.015
GREEN VALLEY 210112106 | 0.015 |  |  | 0.015
BOLINAS 11011236 | 0.015 |  |  | 0.015
BOLINAS 1101806 | 0.015 |  |  | 0.015
TEMPLETON 2108A64 | 0.014 |  |  | 0.014
REDBUD 11022013 | 0.014 |  |  | 0.014
OLEMA 110175686 | 0.014 |  |  | 0.014
MIRABEL 11021139 | 0.014 |  |  | 0.014
PASO ROBLES 1104P02 | 0.014 |  |  | 0.014
PAUL SWEET 21045394 | 0.014 |  |  | 0.014
MENLO 110212249 | 0.014 |  |  | 0.014
BEAR VALLEY 2101circuit_breaker | 0.014 |  |  | 0.014
BRUNSWICK 1106circuit_breaker | 0.014 |  |  | 0.014
CABRILLO 1104Y22 | 0.014 |  |  | 0.014
ANTELOPE 11011631 | 0.014 |  |  | 0.014
BIG BASIN 11015000 | 0.014 |  |  | 0.014
ROB ROY 210410298 | 0.013 |  |  | 0.013
WILLITS 11021270 |  | 0.013 |  | 0.013
SUNOL 11018721 |  | 0.013 |  | 0.013
ROB ROY 21046577 | 0.013 |  |  | 0.013
MIWUK 17029270 | 0.013 |  |  | 0.013
RESERVATION ROAD 11023030 | 0.013 |  |  | 0.013
POINT MORETTI 11015074 | 0.013 |  |  | 0.013
RINCON 1101576 |  | 0.013 |  | 0.013
MONTE RIO 11138299 | 0.013 |  |  | 0.013
MESA 1101circuit_breaker | 0.013 |  |  | 0.013
MC KEE 1107XR010 | 0.013 |  |  | 0.013
NARROWS 210276952 |  | 0.013 |  | 0.013
HIGGINS 1107746082 | 0.013 |  |  | 0.013
JESSUP 11013383 | 0.013 |  |  | 0.013
CALAVERAS CEMENT 110136880 | 0.013 |  |  | 0.013
COTATI 1105616 | 0.013 |  |  | 0.013
OILFIELDS 1103N48 | 0.012 |  |  | 0.012
PUEBLO 2102656 | 0.012 |  |  | 0.012
PIT NO 5 11011614 | 0.012 |  |  | 0.012
MARTELL 1103circuit_breaker | 0.012 |  |  | 0.012
FOOTHILL 1101549904 | 0.012 |  |  | 0.012
MADISON 21011975 | 0.012 |  |  | 0.012
DUNBAR 1103440 |  | 0.012 |  | 0.012
JESSUP 1103circuit_breaker | 0.012 |  |  | 0.012
COTATI 1102462 | 0.012 |  |  | 0.012
TASSAJARA 210865438 | 0.011 |  |  | 0.011
VACAVILLE 110941782 | 0.011 |  |  | 0.011
WILLITS 11044650 | 0.011 |  |  | 0.011
WYANDOTTE 110942650 | 0.011 |  |  | 0.011
PUTAH CREEK 11058812 | 0.011 |  |  | 0.011
ORINDA 0401N545R | 0.011 |  |  | 0.011
PINECREST 04011818 | 0.011 |  |  | 0.011
PACIFICA 11033907 | 0.011 |  |  | 0.011
LUCERNE 11062327 | 0.011 |  |  | 0.011
HALSEY 11015731 | 0.011 |  |  | 0.011
LAS GALLINAS A 1105904 | 0.011 |  |  | 0.011
GANSNER 110137550 | 0.011 |  |  | 0.011
IGNACIO 11011300 | 0.011 |  |  | 0.011
CLARKSVILLE 210619642 | 0.011 |  |  | 0.011
CASTRO VALLEY 110810315 | 0.011 |  |  | 0.011
CURTIS 1703circuit_breaker | 0.011 |  |  | 0.011
BIG RIVER 11013002 | 0.011 |  |  | 0.011
CLAY 11037142 | 0.011 |  |  | 0.011
BURNEY 11022402 | 0.011 |  |  | 0.011
BEN LOMOND 04015144 | 0.011 |  |  | 0.011
SALT SPRINGS 2102L491 | 0.01 |  |  | 0.01
SANTA YNEZ 1101circuit_breaker | 0.01 |  |  | 0.01
ROB ROY 21045304 | 0.01 |  |  | 0.01
SAN LUIS OBISPO 1104V10 | 0.01 |  |  | 0.01
MIRABEL 1101circuit_breaker | 0.01 |  |  | 0.01
PEABODY 2113circuit_breaker | 0.01 |  |  | 0.01
MIRABEL 110257840 | 0.01 |  |  | 0.01
HALF MOON BAY 11039112 |  | 0.01 |  | 0.01
FULTON 1102circuit_breaker | 0.01 |  |  | 0.01
HALF MOON BAY 11038089 | 0.01 |  |  | 0.01
HIGGINS 110432747 | 0.01 |  |  | 0.01
ELK 11018779 | 0.01 |  |  | 0.01
INDIAN FLAT 110410270 | 0.01 |  |  | 0.01
FORT BRAGG A 11014698 | 0.01 |  |  | 0.01
CLARK ROAD 11022068 | 0.01 |  |  | 0.01
CORNING 11021900 | 0.01 |  |  | 0.01
CALPINE 1146400 | 0.01 |  |  | 0.01
CAMBRIA 1101V76 | 0.01 |  |  | 0.01
BIG RIVER 11012183 | 0.01 |  |  | 0.01
STANISLAUS 170237276 | 0.009 |  |  | 0.009
PETALUMA C 1109circuit_breaker | 0.009 |  |  | 0.009
MORAGA 110118216 | 0.009 |  |  | 0.009
OTTER 11017611 | 0.009 |  |  | 0.009
MORGAN HILL 2105XR494 | 0.009 |  |  | 0.009
RINCON 1102circuit_breaker | 0.009 |  |  | 0.009
KONOCTI 1108circuit_breaker | 0.009 |  |  | 0.009
FULTON 1107circuit_breaker | 0.009 |  |  | 0.009
HALSEY 110176178 | 0.009 |  |  | 0.009
GIRVAN 1101circuit_breaker | 0.009 |  |  | 0.009
CASTRO VALLEY 1108MR341 | 0.009 |  |  | 0.009
BOLINAS 11011232 | 0.009 |  |  | 0.009
COTATI 110475972 | 0.009 |  |  | 0.009
CORRAL 110213498 | 0.009 |  |  | 0.009
COTATI 1102260 | 0.009 |  |  | 0.009
BRENTWOOD 2105502672 | 0.009 |  |  | 0.009
TAR FLAT 04023144 | 0.008 |  |  | 0.008
SAN BENITO 2104circuit_breaker | 0.008 |  |  | 0.008
OCEANO 1104circuit_breaker | 0.008 |  |  | 0.008
MONTE RIO 111153477 | 0.008 |  |  | 0.008
PENRYN 11051378 | 0.008 |  |  | 0.008
NOVATO 110455398 | 0.008 |  |  | 0.008
MORGAN HILL 21114461 | 0.008 |  |  | 0.008
PEORIA 17019811 | 0.008 |  |  | 0.008
PEORIA 1704877670 | 0.008 |  |  | 0.008
LUCERNE 1103circuit_breaker | 0.008 |  |  | 0.008
GLENN 11012012 | 0.008 |  |  | 0.008
LLAGAS 2105XR234 | 0.008 |  |  | 0.008
BIG MEADOWS 21012474 |  | 0.008 |  | 0.008
CORNING 110187304 | 0.008 |  |  | 0.008
BIG RIVER 11011052 | 0.008 |  |  | 0.008
BRUNSWICK 1103circuit_breaker | 0.008 |  |  | 0.008
CAMP EVERS 21061625 | 0.008 |  |  | 0.008
CLARKSVILLE 2109circuit_breaker | 0.008 |  |  | 0.008
COARSEGOLD 210490356 | 0.008 |  |  | 0.008
SUNOL 1101MR196 | 0.007 |  |  | 0.007
SAN RAFAEL 110839156 | 0.007 |  |  | 0.007
SAN RAFAEL 11071276 | 0.007 |  |  | 0.007
SHINGLE SPRINGS 210851474 | 0.007 |  |  | 0.007
VALLEY VIEW 1106P166 | 0.007 |  |  | 0.007
SILVERADO 2102circuit_breaker | 0.007 |  |  | 0.007
PEORIA 170184318 | 0.007 |  |  | 0.007
RESERVATION ROAD 1102circuit_breaker | 0.007 |  |  | 0.007
MC ARTHUR 11011488 | 0.007 |  |  | 0.007
RED BLUFF 1105161818 | 0.007 |  |  | 0.007
MONTE RIO 1113652 | 0.007 |  |  | 0.007
PASO ROBLES 110355374 | 0.007 |  |  | 0.007
PEORIA 170590374 | 0.007 |  |  | 0.007
MORGAN HILL 2104XR018 | 0.007 |  |  | 0.007
MARTELL 110299214 | 0.007 |  |  | 0.007
GUALALA 1112circuit_breaker | 0.007 |  |  | 0.007
MADISON 21011606 | 0.007 |  |  | 0.007
HALF MOON BAY 11022032 | 0.007 |  |  | 0.007
KESWICK 11011590 | 0.007 |  |  | 0.007
CURTIS 170463502 | 0.007 |  |  | 0.007
BASALT 11065030 | 0.007 |  |  | 0.007
CLAY 110113450 | 0.007 |  |  | 0.007
CALISTOGA 1102circuit_breaker |  | 0.007 |  | 0.007
SOBRANTE 1102circuit_breaker | 0.006 |  |  | 0.006
ROSSMOOR 110168920 | 0.006 |  |  | 0.006
WYANDOTTE 11095973 | 0.006 |  |  | 0.006
WEST POINT 1101L2219 | 0.006 |  |  | 0.006
STONE CORRAL 11087100 | 0.006 |  |  | 0.006
ROB ROY 210410954 | 0.006 |  |  | 0.006
POINT ARENA 11011296 | 0.006 |  |  | 0.006
OTTER 1101440 | 0.006 |  |  | 0.006
MORAGA 1105circuit_breaker | 0.006 |  |  | 0.006
OAKLAND X 1106CR020 | 0.006 |  |  | 0.006
MEADOW LANE 2106C558R | 0.006 |  |  | 0.006
PIT NO 1 11019702 | 0.006 |  |  | 0.006
MONTE RIO 1112212 | 0.006 |  |  | 0.006
RED BLUFF 1104circuit_breaker | 0.006 |  |  | 0.006
JOLON 11027002 | 0.006 |  |  | 0.006
HIGGINS 1103995672 | 0.006 |  |  | 0.006
IONE 1101circuit_breaker | 0.006 |  |  | 0.006
JARVIS 1111MR121 | 0.006 |  |  | 0.006
ATASCADERO 1102A26 | 0.006 |  |  | 0.006
CURTIS 17058110 | 0.006 |  |  | 0.006
BRUNSWICK 1104circuit_breaker | 0.006 |  |  | 0.006
BIG BASIN 11022253 | 0.006 |  |  | 0.006
BRUNSWICK 1102circuit_breaker | 0.006 |  |  | 0.006
CURTIS 1702S2123 | 0.006 |  |  | 0.006
CURTIS 17029111 | 0.006 |  |  | 0.006
CABRILLO 11031437 | 0.006 |  |  | 0.006
CRESCENT MILLS 21013113 | 0.006 |  |  | 0.006
COTATI 1102464 | 0.006 |  |  | 0.006
SOLEDAD 21027048 | 0.005 |  |  | 0.005
SOBRANTE 1101circuit_breaker | 0.005 |  |  | 0.005
SAN LUIS OBISPO 1105circuit_breaker | 0.005 |  |  | 0.005
WILLOW PASS 2107P500R | 0.005 |  |  | 0.005
SAN MIGUEL 1105circuit_breaker |  | 0.005 |  | 0.005
STANISLAUS 1702L3151 | 0.005 |  |  | 0.005
NEWBURG 11322074 | 0.005 |  |  | 0.005
PASO ROBLES 11032731 | 0.005 |  |  | 0.005
MONTE RIO 1113250 | 0.005 |  |  | 0.005
MONTE RIO 111264682 |  | 0.005 |  | 0.005
PEORIA 1704circuit_breaker | 0.005 |  |  | 0.005
MESA 11016113 | 0.005 |  |  | 0.005
PALMER 110198478 | 0.005 |  |  | 0.005
MENLO 11028896 | 0.005 |  |  | 0.005
PETALUMA C 1109270 | 0.005 |  |  | 0.005
NOTRE DAME 11042537 | 0.005 |  |  | 0.005
FREMONT 1104MR339 | 0.005 |  |  | 0.005
GOLDTREE 1105circuit_breaker | 0.005 |  |  | 0.005
DUNLAP 11037080 | 0.005 |  |  | 0.005
LOS MOLINOS 11011308 | 0.005 |  |  | 0.005
LLAGAS 21014523 | 0.005 |  |  | 0.005
DUNBAR 1103circuit_breaker |  | 0.005 |  | 0.005
MADISON 210113372 | 0.005 |  |  | 0.005
HARTLEY 1101738 | 0.005 |  |  | 0.005
FORT BRAGG A 11041316 | 0.005 |  |  | 0.005
ANITA 11062418 | 0.005 |  |  | 0.005
CLEAR LAKE 11011302 | 0.005 |  |  | 0.005
BRUNSWICK 11038918 | 0.005 |  |  | 0.005
BRUNSWICK 111063100 | 0.005 |  |  | 0.005
DUNBAR 1101234 |  | 0.005 |  | 0.005
WYANDOTTE 110313018 | 0.004 |  |  | 0.004
SAUSALITO 1102410 | 0.004 |  |  | 0.004
SUMMIT 110249484 | 0.004 |  |  | 0.004
TEMPLETON 2113A10 | 0.004 |  |  | 0.004
ROB ROY 210538430 | 0.004 |  |  | 0.004
VOLTA 110185234 | 0.004 |  |  | 0.004
SAN RAFAEL 1109418 | 0.004 |  |  | 0.004
VOLTA 110280982 | 0.004 |  |  | 0.004
STANISLAUS 17024905 | 0.004 |  |  | 0.004
MORAGA 1101108540 | 0.004 |  |  | 0.004
POSO MOUNTAIN 210448268 | 0.004 |  |  | 0.004
PIT NO 3 21011386 | 0.004 |  |  | 0.004
PEABODY 2106circuit_breaker | 0.004 |  |  | 0.004
RACETRACK 170310870 | 0.004 |  |  | 0.004
MESA 1103M68 | 0.004 |  |  | 0.004
PIT NO 1 110170952 | 0.004 |  |  | 0.004
PEORIA 170567898 | 0.004 |  |  | 0.004
POSO MOUNTAIN 2103circuit_breaker | 0.004 |  |  | 0.004
PETALUMA C 1109664732 | 0.004 |  |  | 0.004
PURISIMA 1101Y42 | 0.004 |  |  | 0.004
NEWBURG 11313446 |  | 0.004 |  | 0.004
PANOCHE 11034008 | 0.004 |  |  | 0.004
PINE GROVE 110152088 | 0.004 |  |  | 0.004
LUCERNE 11062355 | 0.004 |  |  | 0.004
EAST MARYSVILLE 11081706 | 0.004 |  |  | 0.004
DUNBAR 11033135 | 0.004 |  |  | 0.004
LAKEVILLE 1102280 | 0.004 |  |  | 0.004
JARVIS 1108MR576 | 0.004 |  |  | 0.004
FROGTOWN 17016807 | 0.004 |  |  | 0.004
HICKS 2101XR162 | 0.004 |  |  | 0.004
ELECTRA 11026014 | 0.004 |  |  | 0.004
HALF MOON BAY 11036014 | 0.004 |  |  | 0.004
FORT BRAGG A 1102956 | 0.004 |  |  | 0.004
LOS GATOS 110760024 | 0.004 |  |  | 0.004
HARTLEY 1101circuit_breaker | 0.004 |  |  | 0.004
693441 | 0.004 |  |  | 0.004
CAMP EVERS 210312990 | 0.004 |  |  | 0.004
ATASCADERO 1103A46 | 0.004 |  |  | 0.004
701650 | 0.004 |  |  | 0.004
CAMP EVERS 210311056 | 0.004 |  |  | 0.004
CALISTOGA 1102706 | 0.004 |  |  | 0.004
ALTO 11251256 | 0.004 |  |  | 0.004
CLARK ROAD 1102circuit_breaker | 0.004 |  |  | 0.004
WEIMAR 11022038 | 0.003 |  |  | 0.003
WILLOW CREEK 11035012 | 0.003 |  |  | 0.003
WOODSIDE 11043583 | 0.003 |  |  | 0.003
STAFFORD 1102circuit_breaker | 0.003 |  |  | 0.003
SANTA ROSA A 110432180 | 0.003 |  |  | 0.003
SUNOL 1101circuit_breaker | 0.003 |  |  | 0.003
PEORIA 170176030 | 0.003 |  |  | 0.003
REDBUD 1102922 | 0.003 |  |  | 0.003
RACETRACK 17032553 | 0.003 |  |  | 0.003
OTTER 110298036 | 0.003 |  |  | 0.003
MIRABEL 11027401 | 0.003 |  |  | 0.003
PETALUMA C 1108circuit_breaker | 0.003 |  |  | 0.003
PEORIA 17048040 | 0.003 |  |  | 0.003
MORGAN HILL 2111circuit_breaker | 0.003 |  |  | 0.003
MORGAN HILL 2105circuit_breaker | 0.003 |  |  | 0.003
OAKLAND K 110217430 | 0.003 |  |  | 0.003
REEDLEY 1104274990 | 0.003 |  |  | 0.003
MORRO BAY 110247584 | 0.003 |  |  | 0.003
MESA 1103M92 | 0.003 |  |  | 0.003
NOTRE DAME 1104circuit_breaker | 0.003 |  |  | 0.003
LOS OSITOS 21037062 | 0.003 |  |  | 0.003
HALF MOON BAY 11036012 |  | 0.003 |  | 0.003
MADISON 210189332 | 0.003 |  |  | 0.003
LUCERNE 110638436 | 0.003 |  |  | 0.003
HORSESHOE 110450142 | 0.003 |  |  | 0.003
JESSUP 11012839 | 0.003 |  |  | 0.003
HAMILTON BRANCH 110190334 | 0.003 |  |  | 0.003
HOLLISTER 21024780 | 0.003 |  |  | 0.003
HALSEY 11025739 | 0.003 |  |  | 0.003
CABRILLO 1103Y10 | 0.003 |  |  | 0.003
BURNEY 11029042 | 0.003 |  |  | 0.003
CARLOTTA 11214045 | 0.003 |  |  | 0.003
CURTIS 170356972 | 0.003 |  |  | 0.003
CAL WATER 1102920714 | 0.003 |  |  | 0.003
CLEAR LAKE 1101486 | 0.003 |  |  | 0.003
1943 | 0.003 |  |  | 0.003
CLAYTON 2212circuit_breaker | 0.003 |  |  | 0.003
BOLINAS 1101circuit_breaker | 0.003 |  |  | 0.003
COTATI 1104circuit_breaker | 0.003 |  |  | 0.003
CAMP EVERS 210616000 | 0.003 |  |  | 0.003
CAMP EVERS 210611044 | 0.003 |  |  | 0.003
CLARK ROAD 110247006 | 0.003 |  |  | 0.003
CASTRO VALLEY 1108MR273 | 0.003 |  |  | 0.003
DEL MONTE 21043088 |  | 0.003 |  | 0.003
SAUSALITO 11021268 | 0.002 |  |  | 0.002
STELLING 111060090 | 0.002 |  |  | 0.002
TASSAJARA 21123202 | 0.002 |  |  | 0.002
TAMARACK 1101circuit_breaker | 0.002 |  |  | 0.002
SAN LUIS OBISPO 1104circuit_breaker | 0.002 |  |  | 0.002
ROSSMOOR 110639424 | 0.002 |  |  | 0.002
SUNOL 1101MR387 | 0.002 |  |  | 0.002
SAN BERNARD 1101circuit_breaker | 0.002 |  |  | 0.002
SAN LUIS OBISPO 1101483444 | 0.002 |  |  | 0.002
SISQUOC 1103M98 | 0.002 |  |  | 0.002
SARATOGA 1105LC14 | 0.002 |  |  | 0.002
SNEATH LANE 1106circuit_breaker | 0.002 |  |  | 0.002
SANTA ROSA A 1111circuit_breaker | 0.002 |  |  | 0.002
ROSSMOOR 110676468 | 0.002 |  |  | 0.002
VOLTA 11021648 | 0.002 |  |  | 0.002
SCE TEHACHAPI 1101circuit_breaker | 0.002 |  |  | 0.002
WEIMAR 1101circuit_breaker | 0.002 |  |  | 0.002
VACAVILLE 1103circuit_breaker | 0.002 |  |  | 0.002
TEJON 11032280 | 0.002 |  |  | 0.002
PERRY 1101circuit_breaker | 0.002 |  |  | 0.002
REDBUD 1101400 | 0.002 |  |  | 0.002
MONTICELLO 110152910 | 0.002 |  |  | 0.002
NAPA 11025039 | 0.002 |  |  | 0.002
MC KEE 1103XR028 | 0.002 |  |  | 0.002
MIWUK 170219772 |  | 0.002 |  | 0.002
OCEANO 1103V22 | 0.002 |  |  | 0.002
RINCON 1101circuit_breaker | 0.002 |  |  | 0.002
MIDDLETOWN 1102514 | 0.002 |  |  | 0.002
PENNGROVE 1101554 |  | 0.002 |  | 0.002
PENRYN 1106circuit_breaker | 0.002 |  |  | 0.002
PLACERVILLE 210619732 | 0.002 |  |  | 0.002
MORRO BAY 1101V66 | 0.002 |  |  | 0.002
PEORIA 170570198 | 0.002 |  |  | 0.002
PERRY 1101W26 | 0.002 |  |  | 0.002
LAKEWOOD 2227W503R | 0.002 |  |  | 0.002
FORT BRAGG A 1102418 | 0.002 |  |  | 0.002
GUALALA 1111887180 | 0.002 |  |  | 0.002
HOLLISTER 21064004 | 0.002 |  |  | 0.002
DUNLAP 1102778286 | 0.002 |  |  | 0.002
HOOPA 110193038 | 0.002 |  |  | 0.002
GREEN VALLEY 210190860 | 0.002 |  |  | 0.002
IGNACIO 11011264 | 0.002 |  |  | 0.002
MADISON 21017702 | 0.002 |  |  | 0.002
DUNLAP 110239190 | 0.002 |  |  | 0.002
LAS POSITAS 2108MR190 | 0.002 |  |  | 0.002
DEL MONTE 21042624 | 0.002 |  |  | 0.002
BRUNSWICK 11053611 | 0.002 |  |  | 0.002
BEN LOMOND 0401circuit_breaker | 0.002 |  |  | 0.002
CURTIS 1704803 | 0.002 |  |  | 0.002
DIVIDE 110348160 | 0.002 |  |  | 0.002
CAMP EVERS 210511384 | 0.002 |  |  | 0.002
BIG MEADOWS 2101circuit_breaker | 0.002 |  |  | 0.002
BRUNSWICK 11064639 | 0.002 |  |  | 0.002
CAMP EVERS 21055188 | 0.002 |  |  | 0.002
CALPINE 1144962 | 0.002 |  |  | 0.002
BRENTWOOD 210596324 | 0.002 |  |  | 0.002
BAYWOOD 1101circuit_breaker | 0.002 |  |  | 0.002
BIG BASIN 110112838 |  | 0.002 |  | 0.002
ANTLER 11011384 | 0.002 |  |  | 0.002
CURTIS 170268380 | 0.002 |  |  | 0.002
CAMP EVERS 21055146 | 0.002 |  |  | 0.002
CORTINA 1101302192 | 0.002 |  |  | 0.002
SUMMIT 110147786 | 0.001 |  |  | 0.001
SAN LUIS OBISPO 1107V18 | 0.001 |  |  | 0.001
SALT SPRINGS 210110416 | 0.001 |  |  | 0.001
WILLOW PASS 2108circuit_breaker | 0.001 |  |  | 0.001
SAUSALITO 11021500 | 0.001 |  |  | 0.001
SAN LUIS OBISPO 1102V96 | 0.001 |  |  | 0.001
ROSSMOOR 1108circuit_breaker | 0.001 |  |  | 0.001
WISE 110163199 | 0.001 |  |  | 0.001
RIO DELL 1102circuit_breaker | 0.001 |  |  | 0.001
SAUSALITO 1101circuit_breaker | 0.001 |  |  | 0.001
VINEYARD 2107MR332 | 0.001 |  |  | 0.001
STAFFORD 11011082 | 0.001 |  |  | 0.001
WYANDOTTE 110213914 | 0.001 |  |  | 0.001
SNEATH LANE 1107circuit_breaker | 0.001 |  |  | 0.001
WILLOW PASS 1101circuit_breaker | 0.001 |  |  | 0.001
SAN LUIS OBISPO 1105796050 | 0.001 |  |  | 0.001
STANISLAUS 170237278 | 0.001 |  |  | 0.001
SAN RAFAEL 1108circuit_breaker | 0.001 |  |  | 0.001
STANISLAUS 170275348 | 0.001 |  |  | 0.001
SUMMIT 1101742 | 0.001 |  |  | 0.001
TULE POWER HOUSE 1101circuit_breaker | 0.001 |  |  | 0.001
SAN RAMON 2102circuit_breaker | 0.001 |  |  | 0.001
STANISLAUS 1702L611 | 0.001 |  |  | 0.001
PEORIA 170413494 | 0.001 |  |  | 0.001
MC ARTHUR 11021324 | 0.001 |  |  | 0.001
MENLO 11029110 | 0.001 |  |  | 0.001
POINT MORETTI 11015104 | 0.001 |  |  | 0.001
OCEANO 1106V28 | 0.001 |  |  | 0.001
PERRY 1101V74 | 0.001 |  |  | 0.001
OILFIELDS 1103N62 | 0.001 |  |  | 0.001
RINCON 1101580 | 0.001 |  |  | 0.001
RESERVATION ROAD 1101circuit_breaker | 0.001 |  |  | 0.001
NEWBURG 11323425 | 0.001 |  |  | 0.001
NARROWS 21022718 | 0.001 |  |  | 0.001
PARADISE 1106circuit_breaker | 0.001 |  |  | 0.001
MORAGA 110531512 | 0.001 |  |  | 0.001
PUEBLO 2102circuit_breaker | 0.001 |  |  | 0.001
NORTH DUBLIN 2101circuit_breaker | 0.001 |  |  | 0.001
MC ARTHUR 110137344 | 0.001 |  |  | 0.001
POINT ARENA 110137426 | 0.001 |  |  | 0.001
PURISIMA 1101Y44 | 0.001 |  |  | 0.001
REEDLEY 11127240 | 0.001 |  |  | 0.001
MORAGA 1103circuit_breaker | 0.001 |  |  | 0.001
POINT MORETTI 110139126 | 0.001 |  |  | 0.001
OLEMA 11011686 | 0.001 |  |  | 0.001
OAKLAND D 1112CR192 | 0.001 |  |  | 0.001
PUEBLO 21021326 | 0.001 |  |  | 0.001
OAKHURST 110311900 | 0.001 |  |  | 0.001
LOS GATOS 110760092 | 0.001 |  |  | 0.001
FROGTOWN 1701L3361 | 0.001 |  |  | 0.001
FAIRVIEW 2207P150 | 0.001 |  |  | 0.001
JOLON 11027068 | 0.001 |  |  | 0.001
FITCH MOUNTAIN 1113154 | 0.001 |  |  | 0.001
HORSESHOE 1104circuit_breaker | 0.001 |  |  | 0.001
FOOTHILL 1102V06 | 0.001 |  |  | 0.001
FORT BRAGG A 1102816 | 0.001 |  |  | 0.001
LUCERNE 1106circuit_breaker | 0.001 |  |  | 0.001
EDENVALE 1102XR064 | 0.001 |  |  | 0.001
EL CERRITO G 1105circuit_breaker | 0.001 |  |  | 0.001
KIRKER 2104circuit_breaker | 0.001 |  |  | 0.001
FRENCH GULCH 11011892 | 0.001 |  |  | 0.001
FROGTOWN 170236870 | 0.001 |  |  | 0.001
GUALALA 1111445166 | 0.001 |  |  | 0.001
HAMILTON BRANCH 1101circuit_breaker | 0.001 |  |  | 0.001
HICKS 2101circuit_breaker | 0.001 |  |  | 0.001
FRENCH GULCH 11021462 | 0.001 |  |  | 0.001
ELK 11014628 | 0.001 |  |  | 0.001
FRENCH GULCH 1101circuit_breaker | 0.001 |  |  | 0.001
MADISON 11057712 | 0.001 |  |  | 0.001
LAURELES 1111432 | 0.001 |  |  | 0.001
FULTON 1104466 | 0.001 |  |  | 0.001
GREEN VALLEY 210112130 | 0.001 |  |  | 0.001
FRANKLIN 1104P146 | 0.001 |  |  | 0.001
GREEN VALLEY 210112824 | 0.001 |  |  | 0.001
FRENCH GULCH 11011464 | 0.001 |  |  | 0.001
HALSEY 1102circuit_breaker | 0.001 |  |  | 0.001
EEL RIVER 11033820 | 0.001 |  |  | 0.001
FAIRVIEW 220799096 | 0.001 |  |  | 0.001
LAMONT 11024222 | 0.001 |  |  | 0.001
BRENTWOOD 210598606 | 0.001 |  |  | 0.001
CAMP EVERS 21055232 | 0.001 |  |  | 0.001
CAMP EVERS 210510786 | 0.001 |  |  | 0.001
ALTO 112265474 | 0.001 |  |  | 0.001
BROWNS VALLEY 1101circuit_breaker | 0.001 |  |  | 0.001
COTATI 1104426 | 0.001 |  |  | 0.001
CLAYTON 22159765 | 0.001 |  |  | 0.001
CABRILLO 1104circuit_breaker | 0.001 |  |  | 0.001
CAYUCOS 1102W18 | 0.001 |  |  | 0.001
CAMP EVERS 210574170 | 0.001 |  |  | 0.001
DIAMOND SPRINGS 110699658 | 0.001 |  |  | 0.001
CORRAL 110275622 | 0.001 |  |  | 0.001
CHESTER 1101circuit_breaker | 0.001 |  |  | 0.001
BIG MEADOWS 21012510 | 0.001 |  |  | 0.001
BELLEVUE 1102392 | 0.001 |  |  | 0.001
COARSEGOLD 210310300 | 0.001 |  |  | 0.001
BIG BASIN 11015028 |  | 0.001 |  | 0.001
CAYUCOS 11014701 | 0.001 |  |  | 0.001
COTATI 1105328 | 0.001 |  |  | 0.001
DEL MONTE 210436720 | 0.001 |  |  | 0.001
AUBERRY 1101D4982 | 0.001 |  |  | 0.001
ATASCADERO 1102circuit_breaker | 0.001 |  |  | 0.001
CMC 1101circuit_breaker | 0.001 |  |  | 0.001
WOODLAND 1102circuit_breaker | 0 |  |  | 0
TASSAJARA 2112circuit_breaker | 0 |  |  | 0
ZAMORA 110723472 | 0 |  |  | 0
SAN RAFAEL 11061230 | 0 |  |  | 0
TEMPLETON 21096123 | 0 |  |  | 0
TIDEWATER 210657926 | 0 |  |  | 0
SAN LEANDRO U 1109CR002 | 0 |  |  | 0
SEACLIFF 0402circuit_breaker | 0 |  |  | 0
SAN CARLOS 11048846 | 0 |  |  | 0
TIDEWATER 210695842 | 0 |  |  | 0
SAN JOAQUIN #3 1101circuit_breaker | 0 |  |  | 0
TIDEWATER 2106C514R | 0 |  |  | 0
SANTA ROSA A 1107circuit_breaker | 0 |  |  | 0
TIDEWATER 2106circuit_breaker | 0 |  |  | 0
STOREY 11095580 | 0 |  |  | 0
TIDEWATER 210756052 | 0 |  |  | 0
WEIMAR 11012764 | 0 |  |  | 0
TIDEWATER 2107circuit_breaker | 0 |  |  | 0
SISQUOC 1102M54 | 0 |  |  | 0
TIDEWATER 210978302 | 0 |  |  | 0
WESTLEY 11039900 | 0 |  |  | 0
TIDEWATER 2110C561R | 0 |  |  | 0
SOBRANTE 110142914 | 0 |  |  | 0
TIDEWATER 2110C594R | 0 |  |  | 0
SOLEDAD 21027562 | 0 |  |  | 0
TIDEWATER 2110circuit_breaker | 0 |  |  | 0
WINTERS 110223202 | 0 |  |  | 0
SERRAMONTE 110412705 | 0 |  |  | 0
STAFFORD 1101circuit_breaker | 0 |  |  | 0
TIVY VALLEY 110737522 | 0 |  |  | 0
TEMPLETON 2109R92 | 0 |  |  | 0
ROB ROY 210410930 | 0 |  |  | 0
SAN LEANDRO U 1105circuit_breaker | 0 |  |  | 0
SAN RAFAEL 110668694 | 0 |  |  | 0
WATERSHED 0402circuit_breaker | 0 |  |  | 0
SALT SPRINGS 21014913 | 0 |  |  | 0
SAN LEANDRO U 11149838 | 0 |  |  | 0
SAN RAFAEL 1106910 | 0 |  |  | 0
SILVERADO 2105circuit_breaker | 0 |  |  | 0
SAN LEANDRO U 1114MR218 | 0 |  |  | 0
ROB ROY 21049973 | 0 |  |  | 0
TRES PINOS 11114032 | 0 |  |  | 0
WESTLEY 1103434305 | 0 |  |  | 0
SUMMIT 110148632 | 0 |  |  | 0
SNEATH LANE 110134438 | 0 |  |  | 0
SHADY GLEN 1101circuit_breaker | 0 |  |  | 0
ROBLES 0401circuit_breaker | 0 |  |  | 0
ROSSMOOR 1103circuit_breaker | 0 |  |  | 0
ROB ROY 210512474 | 0 |  |  | 0
SUMMIT 110148636 | 0 |  |  | 0
TEJON 11023760 | 0 |  |  | 0
SUMMIT 110158642 | 0 |  |  | 0
SAN MIGUEL 1104R54 | 0 |  |  | 0
UKIAH 11112504 | 0 |  |  | 0
WILLOW CREEK 1103circuit_breaker | 0 |  |  | 0
ROSSMOOR 1104circuit_breaker | 0 |  |  | 0
TEMPLETON 2109R34 | 0 |  |  | 0
ROB ROY 210412596 | 0 |  |  | 0
SPRUCE 0401BR316 | 0 |  |  | 0
UKIAH 1111circuit_breaker | 0 |  |  | 0
WOODCHUCK 2101R1115 | 0 |  |  | 0
SALT SPRINGS 21013116 | 0 |  |  | 0
STAFFORD 110242542 | 0 |  |  | 0
SAN RAFAEL 1107circuit_breaker | 0 |  |  | 0
WOODSIDE 1104555372 | 0 |  |  | 0
SUMMIT 110186658 | 0 |  |  | 0
STOREY 11096230 | 0 |  |  | 0
ROSSMOOR 1106circuit_breaker | 0 |  |  | 0
SAN LEANDRO U 1107MR560 | 0 |  |  | 0
UKIAH 1114544 | 0 |  |  | 0
SAN LEANDRO U 1109CR182 | 0 |  |  | 0
UKIAH 111472990 | 0 |  |  | 0
SAN RAMON 2119MR388 | 0 |  |  | 0
SAN LUIS OBISPO 1102597518 | 0 |  |  | 0
TASSAJARA 2104circuit_breaker | 0 |  |  | 0
ROSSMOOR 1106L522R | 0 |  |  | 0
SAN LUIS OBISPO 1107V58 | 0 |  |  | 0
SAN ARDO 11017094 | 0 |  |  | 0
TASSAJARA 210883368 | 0 |  |  | 0
SAN ARDO 11017632 | 0 |  |  | 0
SISQUOC 1101M96 | 0 |  |  | 0
SHINGLE SPRINGS 210551738 | 0 |  |  | 0
SARATOGA 1108LC106 | 0 |  |  | 0
ROSSMOOR 11077311 | 0 |  |  | 0
WEST POINT 11025357 | 0 |  |  | 0
SUMMIT 11022302 | 0 |  |  | 0
WESTLEY 11018660 | 0 |  |  | 0
SAN RAFAEL 11081262 | 0 |  |  | 0
WESTLEY 11038640 | 0 |  |  | 0
SARATOGA 1103LC40 | 0 |  |  | 0
SAN LUIS OBISPO 1108337126 | 0 |  |  | 0
SAN RAFAEL 1108322 | 0 |  |  | 0
SNEATH LANE 110210255 | 0 |  |  | 0
SHINGLE SPRINGS 2108circuit_breaker | 0 |  |  | 0
SNEATH LANE 110715341 | 0 |  |  | 0
VACA DIXON 1102circuit_breaker | 0 |  |  | 0
SARATOGA 1111circuit_breaker | 0 |  |  | 0
VACA DIXON 110339500 | 0 |  |  | 0
TEJON 11022455 | 0 |  |  | 0
VACA DIXON 110340832 | 0 |  |  | 0
TEJON 11023751 | 0 |  |  | 0
VACA DIXON 11035187 | 0 |  |  | 0
SOLEDAD 2101circuit_breaker | 0 |  |  | 0
VACA DIXON 110355570 | 0 |  |  | 0
SOLEDAD 21027008 | 0 |  |  | 0
VACA DIXON 11035602 | 0 |  |  | 0
ROSSMOOR 1101L503R | 0 |  |  | 0
VACA DIXON 110365434 | 0 |  |  | 0
SONOMA 1104914376 | 0 |  |  | 0
VACA DIXON 11036822 | 0 |  |  | 0
TEMPLETON 21097049 | 0 |  |  | 0
VACA DIXON 110376158 | 0 |  |  | 0
TEMPLETON 2109P14 | 0 |  |  | 0
VACA DIXON 1103circuit_breaker | 0 |  |  | 0
TEMPLETON 2109P68 | 0 |  |  | 0
SUMMIT 1102circuit_breaker | 0 |  |  | 0
ROB ROY 210512586 | 0 |  |  | 0
SARATOGA 1103LC82 | 0 |  |  | 0
WOOD 0401circuit_breaker | 0 |  |  | 0
VACA DIXON 1105circuit_breaker | 0 |  |  | 0
TEMPLETON 2109R50 | 0 |  |  | 0
VACA DIXON 11065752 | 0 |  |  | 0
TEMPLETON 2109R52 | 0 |  |  | 0
VACA DIXON 1106circuit_breaker | 0 |  |  | 0
WOODCHUCK 2101R2640 | 0 |  |  | 0
SARATOGA 1103LC16 | 0 |  |  | 0
TEMPLETON 2109R74 | 0 |  |  | 0
SAN ARDO 110193072 | 0 |  |  | 0
SAN JUSTO 1101circuit_breaker | 0 |  |  | 0
SARATOGA 110413314 | 0 |  |  | 0
WOODSIDE 11028862 | 0 |  |  | 0
ROSSMOOR 110798488 | 0 |  |  | 0
SAUSALITO 11021224 | 0 |  |  | 0
STONE CORRAL 11107784F | 0 |  |  | 0
SAN RAFAEL 1101494 | 0 |  |  | 0
SAN BENITO 210163516 | 0 |  |  | 0
SAN LEANDRO U 1102circuit_breaker | 0 |  |  | 0
VACAVILLE 1108circuit_breaker |  | 0 |  | 0
SAUSALITO 110284278 | 0 |  |  | 0
SARATOGA 1106LC22 | 0 |  |  | 0
SARATOGA 1105circuit_breaker | 0 |  |  | 0
VACAVILLE 111112342 | 0 |  |  | 0
STANISLAUS 17026028 | 0 |  |  | 0
SARATOGA 1106LC24 | 0 |  |  | 0
TEMPLETON 2113A70 | 0 |  |  | 0
SAN RAFAEL 1105344 | 0 |  |  | 0
SAN RAMON 2119circuit_breaker | 0 |  |  | 0
VACAVILLE 1112circuit_breaker | 0 |  |  | 0
ROB ROY 2105circuit_breaker | 0 |  |  | 0
VALLEJO B 0412circuit_breaker | 0 |  |  | 0
SARATOGA 1108circuit_breaker | 0 |  |  | 0
VALLEJO B 0413circuit_breaker | 0 |  |  | 0
SALMON CREEK 1101circuit_breaker | 0 |  |  | 0
VALLEY VIEW 1103circuit_breaker | 0 |  |  | 0
TASSAJARA 210812712 | 0 |  |  | 0
VALLEY VIEW 1103P160 | 0 |  |  | 0
SILVERADO 21051308 | 0 |  |  | 0
VALLEY VIEW 1105P124 | 0 |  |  | 0
ROSSMOOR 11018132 | 0 |  |  | 0
VALLEY VIEW 1105P126 | 0 |  |  | 0
ROSSMOOR 1101L501R | 0 |  |  | 0
VALLEY VIEW 1105P190 | 0 |  |  | 0
ZAMORA 11078892 | 0 |  |  | 0
VALLEY VIEW 1106circuit_breaker | 0 |  |  | 0
SISQUOC 1102M52 | 0 |  |  | 0
VALLEY VIEW 1106P128 | 0 |  |  | 0
SAN LEANDRO U 1114MR544 | 0 |  |  | 0
STOREY 11049300 | 0 |  |  | 0
SAN CARLOS 11039148 | 0 |  |  | 0
VALLEY VIEW 1106P176 | 0 |  |  | 0
SAN CARLOS 110475210 | 0 |  |  | 0
VALLEY VIEW 1106P180 | 0 |  |  | 0
SARATOGA 11091024 | 0 |  |  | 0
SUNOL 1101MR650 | 0 |  |  | 0
SAN CARLOS 11048942 | 0 |  |  | 0
SWIFT 2102circuit_breaker | 0 |  |  | 0
WESTLEY 11019130 | 0 |  |  | 0
SAN RAFAEL 1105534 | 0 |  |  | 0
WESTLEY 11037150 | 0 |  |  | 0
VASONA 110360132 | 0 |  |  | 0
WESTLEY 11039010 | 0 |  |  | 0
VASONA 1103circuit_breaker | 0 |  |  | 0
WESTLEY 1103circuit_breaker | 0 |  |  | 0
VASONA 110548314 | 0 |  |  | 0
SAN CARLOS 11049010 | 0 |  |  | 0
VASONA 1105LC32 | 0 |  |  | 0
SAN CARLOS 11049052 | 0 |  |  | 0
VASONA 1108LC30 | 0 |  |  | 0
SNEATH LANE 11061339 | 0 |  |  | 0
VIEJO 22012064 | 0 |  |  | 0
SNEATH LANE 11071277 | 0 |  |  | 0
VIEJO 22019114 | 0 |  |  | 0
SARATOGA 1109LC44 | 0 |  |  | 0
SARATOGA 11075696 | 0 |  |  | 0
SNEATH LANE 110796530 | 0 |  |  | 0
SARATOGA 11076867 | 0 |  |  | 0
SAN LUIS OBISPO 1108circuit_breaker |  | 0 |  | 0
STELLING 11102243 | 0 |  |  | 0
TASSAJARA 2113MR280 | 0 |  |  | 0
SARATOGA 1107circuit_breaker | 0 |  |  | 0
SOBRANTE 1102L510R | 0 |  |  | 0
SAN LEANDRO U 1114circuit_breaker | 0 |  |  | 0
SOBRANTE 1102L520R | 0 |  |  | 0
VIEJO 22029089 | 0 |  |  | 0
SOLEDAD 111435306 | 0 |  |  | 0
VIEJO 22029100 | 0 |  |  | 0
SOLEDAD 21017056 | 0 |  |  | 0
VIEJO 22029104 | 0 |  |  | 0
SOLEDAD 210242506 | 0 |  |  | 0
VIEJO 22029118 | 0 |  |  | 0
RIO DELL 11028768 | 0 |  |  | 0
VIEJO 22029120 | 0 |  |  | 0
TEMPLETON 2108A40 | 0 |  |  | 0
VIEJO 2202circuit_breaker | 0 |  |  | 0
SAN LEANDRO U 1114MR545 | 0 |  |  | 0
VIEJO 22032634 | 0 |  |  | 0
SANTA ROSA A 1103258 | 0 |  |  | 0
VIEJO 22039094 | 0 |  |  | 0
STOREY 11095200 | 0 |  |  | 0
VIEJO 220393964 |  | 0 |  | 0
SONOMA 1105138 | 0 |  |  | 0
VIEJO 2203circuit_breaker | 0 |  |  | 0
SANTA ROSA A 110439786 | 0 |  |  | 0
VIEJO 22049098 | 0 |  |  | 0
SAN LUIS OBISPO 1101592368 | 0 |  |  | 0
VIEJO 22049110 | 0 |  |  | 0
TEMPLETON 2109circuit_breaker | 0 |  |  | 0
VIEJO 22049540 | 0 |  |  | 0
TEMPLETON 2109P32 | 0 |  |  | 0
VIEJO 2204circuit_breaker | 0 |  |  | 0
TEMPLETON 2109P60 | 0 |  |  | 0
VINA 110198144 | 0 |  |  | 0
SONOMA 1107294 | 0 |  |  | 0
SAN RAFAEL 110991742 | 0 |  |  | 0
ROB ROY 210512584 | 0 |  |  | 0
SYCAMORE CREEK 1109circuit_breaker | 0 |  |  | 0
SANTA ROSA A 1104circuit_breaker | 0 |  |  | 0
SAN RAFAEL 1109circuit_breaker | 0 |  |  | 0
SPENCE 1121circuit_breaker | 0 |  |  | 0
SARATOGA 1107LC12 | 0 |  |  | 0
SANTA ROSA A 1108626 | 0 |  |  | 0
SAN RAMON 2101circuit_breaker | 0 |  |  | 0
SPRUCE 0402BR304 | 0 |  |  | 0
SAN BENITO 2101circuit_breaker | 0 |  |  | 0
STAFFORD 11011298 | 0 |  |  | 0
SAN BENITO 21024918 | 0 |  |  | 0
SANTA ROSA A 1110circuit_breaker | 0 |  |  | 0
SARATOGA 1107LC26 | 0 |  |  | 0
STAFFORD 11021258 | 0 |  |  | 0
SAN RAMON 2103circuit_breaker | 0 |  |  | 0
WOODCHUCK 2101R1790 | 0 |  |  | 0
SAN RAMON 2103MR279 | 0 |  |  | 0
WOODCHUCK 2101R2770 | 0 |  |  | 0
SAN RAMON 2104circuit_breaker | 0 |  |  | 0
WOODLAND 111021288 | 0 |  |  | 0
SARATOGA 110860088 | 0 |  |  | 0
WOODSIDE 11012299 |  | 0 |  | 0
SARATOGA 1104circuit_breaker | 0 |  |  | 0
WOODSIDE 11018522 |  | 0 |  | 0
SAN RAMON 2104MR143 | 0 |  |  | 0
TEMPLETON 2109R78 | 0 |  |  | 0
SAN RAMON 2106circuit_breaker | 0 |  |  | 0
SARATOGA 1115LC20 | 0 |  |  | 0
SAN RAMON 2107circuit_breaker | 0 |  |  | 0
STOREY 11095270 | 0 |  |  | 0
SAN BENITO 210275262 | 0 |  |  | 0
WOODSIDE 11049030 | 0 |  |  | 0
TAMARACK 1102circuit_breaker | 0 |  |  | 0
WOODSIDE 11049116 | 0 |  |  | 0
SAN BENITO 2102circuit_breaker | 0 |  |  | 0
SAN RAFAEL 1101310 | 0 |  |  | 0
SAN LUIS OBISPO 1107circuit_breaker | 0 |  |  | 0
STOREY 11095680 | 0 |  |  | 0
SAN LUIS OBISPO 1102circuit_breaker | 0 |  |  | 0
SANTA YNEZ 1102320270 | 0 |  |  | 0
TAR FLAT 0401circuit_breaker | 0 |  |  | 0
SAN RAFAEL 110168970 | 0 |  |  | 0
ZAMORA 110536762 | 0 |  |  | 0
SAN RAFAEL 1101circuit_breaker | 0 |  |  | 0
ZAMORA 1106circuit_breaker | 0 |  |  | 0
SAN RAFAEL 1102circuit_breaker | 0 |  |  | 0
SAN RAMON 2111circuit_breaker | 0 |  |  | 0
SANTA YNEZ 110488746 | 0 |  |  | 0
SAN RAMON 2111MR673 | 0 |  |  | 0
TEMPLETON 2112circuit_breaker | 0 |  |  | 0
SAN RAMON 2114circuit_breaker | 0 |  |  | 0
SAN RAFAEL 1105circuit_breaker | 0 |  |  | 0
WALDO 0401circuit_breaker | 0 |  |  | 0
ROB ROY 210571630 | 0 |  |  | 0
WALDO 0402circuit_breaker | 0 |  |  | 0
TEMPLETON 2113A12 | 0 |  |  | 0
WALNUT CREEK 0404circuit_breaker | 0 |  |  | 0
TIDEWATER 2104circuit_breaker | 0 |  |  | 0
WARD 0401circuit_breaker | 0 |  |  | 0
VIEJO 22019490 | 0 |  |  | 0
STELLING 110913228 | 0 |  |  | 0
VIEJO 22019704 | 0 |  |  | 0
ROSSMOOR 1102circuit_breaker | 0 |  |  | 0
VIEJO 2201circuit_breaker | 0 |  |  | 0
SANTA YNEZ 1104Y30 | 0 |  |  | 0
VIEJO 22022606 | 0 |  |  | 0
SALT SPRINGS 21011232 | 0 |  |  | 0
VIEJO 220285904 | 0 |  |  | 0
STOREY 11096250 | 0 |  |  | 0
STOREY 1109circuit_breaker | 0 |  |  | 0
STOREY 1104circuit_breaker | 0 |  |  | 0
ZAMORA 1105circuit_breaker | 0 |  |  | 0
STOREY 110741316 | 0 |  |  | 0
ZAMORA 110723345 | 0 |  |  | 0
STOREY 1108circuit_breaker | 0 |  |  | 0
ZAMORA 110769308 | 0 |  |  | 0
STOREY 110921859 | 0 |  |  | 0
ZAMORA 1107circuit_breaker | 0 |  |  | 0
STOREY 110934630 | 0 |  |  | 0
STOREY 11095140 | 0 |  |  | 0
OAKLAND K 1103circuit_breaker | 0 |  |  | 0
PACIFICA 110410195 | 0 |  |  | 0
PURISIMA 1101circuit_breaker | 0 |  |  | 0
MOLINO 1102535 | 0 |  |  | 0
PEABODY 21056313 | 0 |  |  | 0
MC KEE 110870535 | 0 |  |  | 0
OAKLAND X 1101CR224 | 0 |  |  | 0
PALMER 1101circuit_breaker | 0 |  |  | 0
MONTE RIO 1113477 | 0 |  |  | 0
OTTER 1102circuit_breaker | 0 |  |  | 0
PACIFICA 1104circuit_breaker | 0 |  |  | 0
PERRY 1101V72 | 0 |  |  | 0
POSO MOUNTAIN 21013990 | 0 |  |  | 0
PAUL SWEET 210510290 | 0 |  |  | 0
PRUNEDALE 11073712 | 0 |  |  | 0
NAPA 1112circuit_breaker | 0 |  |  | 0
OAKLAND X 1105circuit_breaker | 0 |  |  | 0
PERRY 1101W10 | 0 |  |  | 0
PUTAH CREEK 11033783 | 0 |  |  | 0
PERRY 1101W12 | 0 |  |  | 0
RALSTON 1101circuit_breaker | 0 |  |  | 0
MORAGA 11017616 |  | 0 |  | 0
OILFIELDS 1103N42 | 0 |  |  | 0
PERRY 1101W52 | 0 |  |  | 0
PEABODY 210515812 | 0 |  |  | 0
PETALUMA A 0413circuit_breaker | 0 |  |  | 0
POINT MORETTI 11015401 | 0 |  |  | 0
PACIFIC GROVE 04222608 | 0 |  |  | 0
MORRO BAY 1102V80 | 0 |  |  | 0
MEADOW LANE 2103circuit_breaker | 0 |  |  | 0
PRUNEDALE 110722232 | 0 |  |  | 0
PETALUMA C 110856774 |  | 0 |  | 0
PRUNEDALE 11103716 | 0 |  |  | 0
MORRO BAY 1102V84 | 0 |  |  | 0
PAUL SWEET 2107circuit_breaker | 0 |  |  | 0
PENNGROVE 1101190 | 0 |  |  | 0
PUEBLO 2103694 | 0 |  |  | 0
MEADOW LANE 2104circuit_breaker | 0 |  |  | 0
OAKLAND X 1106CR266 | 0 |  |  | 0
MERCED FALLS 1102circuit_breaker | 0 |  |  | 0
RACETRACK 170310850 | 0 |  |  | 0
MOLINO 1102circuit_breaker | 0 |  |  | 0
OCEANO 1105V20 | 0 |  |  | 0
MOLINO 110313219 | 0 |  |  | 0
MERCED FALLS 110222772 | 0 |  |  | 0
PAUL SWEET 210411074 | 0 |  |  | 0
OILFIELDS 110383158 | 0 |  |  | 0
MOLINO 1103314 | 0 |  |  | 0
OILFIELDS 1103N46 | 0 |  |  | 0
MORGAN HILL 2105XR602 | 0 |  |  | 0
NAPA 1110712 | 0 |  |  | 0
MOLINO 11034676 | 0 |  |  | 0
MORRO BAY 1101V64 | 0 |  |  | 0
MORRO BAY 1102V86 | 0 |  |  | 0
PASO ROBLES 1108circuit_breaker | 0 |  |  | 0
MOLINO 11034682 | 0 |  |  | 0
POSO MOUNTAIN 21011703 | 0 |  |  | 0
PALMER 1101M88 | 0 |  |  | 0
POSO MOUNTAIN 2101circuit_breaker | 0 |  |  | 0
MOLINO 110381008 | 0 |  |  | 0
PARADISE 11061212 | 0 |  |  | 0
MOLINO 1103circuit_breaker | 0 |  |  | 0
OAKLAND K 1104circuit_breaker | 0 |  |  | 0
MOLINO 1104378 | 0 |  |  | 0
PRUNEDALE 11073062 | 0 |  |  | 0
MEADOW LANE 2105circuit_breaker | 0 |  |  | 0
PRUNEDALE 111022104 | 0 |  |  | 0
MORRO BAY 1102W22 | 0 |  |  | 0
PRUNEDALE 1110circuit_breaker | 0 |  |  | 0
MOLINO 1104circuit_breaker | 0 |  |  | 0
OAKLAND X 1104CR022 |  | 0 |  | 0
PALO SECO 0401circuit_breaker | 0 |  |  | 0
PEORIA 17019250 | 0 |  |  | 0
MORRO BAY 1102W34 | 0 |  |  | 0
OAKLAND X 1106circuit_breaker | 0 |  |  | 0
MORRO BAY 1101W02 | 0 |  |  | 0
PURISIMA 110149394 | 0 |  |  | 0
MONROE 210392868 | 0 |  |  | 0
NAPA 11025057 | 0 |  |  | 0
MONROE 2103circuit_breaker | 0 |  |  | 0
PEORIA 170413490 | 0 |  |  | 0
MONTE RIO 11111701 | 0 |  |  | 0
PAUL SWEET 210910216 | 0 |  |  | 0
MONTE RIO 11111703 | 0 |  |  | 0
MERCED 1114circuit_breaker | 0 |  |  | 0
MERCED 110890510 | 0 |  |  | 0
MERCED 11164380 | 0 |  |  | 0
MERCED 1108circuit_breaker | 0 |  |  | 0
RADUM 1105MR282 | 0 |  |  | 0
PACIFICA 11015001 | 0 |  |  | 0
RALSTON 11022028 | 0 |  |  | 0
PACIFICA 1101circuit_breaker | 0 |  |  | 0
MORAGA 110518396 | 0 |  |  | 0
MILPITAS 1105circuit_breaker | 0 |  |  | 0
OILFIELDS 11035175 | 0 |  |  | 0
PAUL SWEET 210612828 | 0 |  |  | 0
OILFIELDS 1103N40 | 0 |  |  | 0
MILPITAS 1108XR122 | 0 |  |  | 0
PEORIA 170488630 | 0 |  |  | 0
OREGON TRAIL 110346860 | 0 |  |  | 0
MEADOW LANE 210865456 | 0 |  |  | 0
NORTH TOWER 1103circuit_breaker | 0 |  |  | 0
OILFIELDS 1103N64 | 0 |  |  | 0
NORTH TOWER 1108circuit_breaker | 0 |  |  | 0
RESEARCH 21029746 | 0 |  |  | 0
MILPITAS 1109XR044 | 0 |  |  | 0
MORRO BAY 1101circuit_breaker | 0 |  |  | 0
PANOCHE 11034016 | 0 |  |  | 0
RIDGE 0402circuit_breaker | 0 |  |  | 0
MIDDLETOWN 11011079 | 0 |  |  | 0
NAPA 1110944 | 0 |  |  | 0
PACIFICA 110266732 | 0 |  |  | 0
RINCON 1103472 | 0 |  |  | 0
MERCED 2102circuit_breaker | 0 |  |  | 0
POINT MORETTI 110183716 | 0 |  |  | 0
NOVATO 1103circuit_breaker | 0 |  |  | 0
POSO MOUNTAIN 21012181 | 0 |  |  | 0
PANOCHE 11034036 | 0 |  |  | 0
POSO MOUNTAIN 21014456 | 0 |  |  | 0
NOVATO 11041282 | 0 |  |  | 0
OAKLAND K 1102circuit_breaker | 0 |  |  | 0
MEADOW LANE 2107C589R | 0 |  |  | 0
OROSI 11027948F | 0 |  |  | 0
MORRO BAY 1101W20 | 0 |  |  | 0
OAKLAND K 1102CR014 |  | 0 |  | 0
MORGAN HILL 2108circuit_breaker | 0 |  |  | 0
OAKLAND K 1103CR188 | 0 |  |  | 0
OAK 0401circuit_breaker | 0 |  |  | 0
OAKLAND K 1104CR204 | 0 |  |  | 0
MERCED 11144320 | 0 |  |  | 0
PRUNEDALE 110725695 | 0 |  |  | 0
PAUL SWEET 2104circuit_breaker | 0 |  |  | 0
PRUNEDALE 110736920 | 0 |  |  | 0
MILPITAS 1109XR374 | 0 |  |  | 0
PRUNEDALE 1107circuit_breaker | 0 |  |  | 0
MORAGA 110381146 | 0 |  |  | 0
PRUNEDALE 11103080 | 0 |  |  | 0
MORGAN HILL 2109XR246 | 0 |  |  | 0
PRUNEDALE 1110826224 | 0 |  |  | 0
MORGAN HILL 2110circuit_breaker | 0 |  |  | 0
OAKLAND K 1104CR208 | 0 |  |  | 0
MERCED 111490220 | 0 |  |  | 0
PUEBLO 1104640 | 0 |  |  | 0
MORGAN HILL 2110XR164 | 0 |  |  | 0
OAKLAND X 1104CR214 | 0 |  |  | 0
MORRO BAY 1102circuit_breaker | 0 |  |  | 0
OAKLAND X 1104CR288 | 0 |  |  | 0
MERCED 11149040 | 0 |  |  | 0
PUEBLO 2102698 | 0 |  |  | 0
MIRABEL 1101254 | 0 |  |  | 0
PACIFICA 1103circuit_breaker | 0 |  |  | 0
PLACER 1101circuit_breaker | 0 |  |  | 0
OAKLAND X 1106CR006 | 0 |  |  | 0
PLACER 1102circuit_breaker | 0 |  |  | 0
OAKLAND X 1106CR008 | 0 |  |  | 0
MERCED 11149200 | 0 |  |  | 0
PURISIMA 110154728 | 0 |  |  | 0
PLACER 110451732 | 0 |  |  | 0
MORAGA 110183424 | 0 |  |  | 0
PLACER 110451734 | 0 |  |  | 0
MERCED FALLS 110285002 | 0 |  |  | 0
PASO ROBLES 1108P28 | 0 |  |  | 0
OCEANO 1103circuit_breaker | 0 |  |  | 0
RINCON 11035152 | 0 |  |  | 0
MEADOW LANE 2107circuit_breaker | 0 |  |  | 0
PACIFICA 11026783 | 0 |  |  | 0
MIRABEL 1102206 |  | 0 |  | 0
MERCED FALLS 110222774 | 0 |  |  | 0
PASO ROBLES 110359763 | 0 |  |  | 0
MONTEREY 04012642 | 0 |  |  | 0
NAPA 1102710 | 0 |  |  | 0
MONTEREY 04022644 | 0 |  |  | 0
PEORIA 17046090 | 0 |  |  | 0
MONTEREY 0402circuit_breaker | 0 |  |  | 0
MONTE RIO 11135026 | 0 |  |  | 0
MIWUK 170247143 |  | 0 |  | 0
PASO ROBLES 1103N04 | 0 |  |  | 0
MOLINO 1102384 | 0 |  |  | 0
OCEANO 1105V48 | 0 |  |  | 0
OAKLAND D 1133circuit_breaker | 0 |  |  | 0
RALSTON 110148936 | 0 |  |  | 0
PACIFICA 1102circuit_breaker | 0 |  |  | 0
RALSTON 11021601 | 0 |  |  | 0
OTTER 1101circuit_breaker | 0 |  |  | 0
RALSTON 1102circuit_breaker | 0 |  |  | 0
OAKLAND J 1102circuit_breaker | 0 |  |  | 0
OCEANO 110666476 | 0 |  |  | 0
OAKLAND J 1102CR184 | 0 |  |  | 0
PAUL SWEET 2109circuit_breaker | 0 |  |  | 0
OAKLAND J 1102CR254 | 0 |  |  | 0
OILFIELDS 11032757 | 0 |  |  | 0
OAKLAND J 1104CR382 | 0 |  |  | 0
OILFIELDS 11037006 | 0 |  |  | 0
OAKLAND J 1105153228 | 0 |  |  | 0
PASO ROBLES 1103N50 | 0 |  |  | 0
PACIFICA 110311153 | 0 |  |  | 0
PASO ROBLES 1103N52 | 0 |  |  | 0
OAKLAND J 1105CR130 | 0 |  |  | 0
OILFIELDS 1103N44 | 0 |  |  | 0
OAKLAND J 1105CR132 | 0 |  |  | 0
MORAGA 11058354 | 0 |  |  | 0
PAUL SWEET 2106circuit_breaker | 0 |  |  | 0
MERCED FALLS 11029460 | 0 |  |  | 0
ORLAND B 11032204 | 0 |  |  | 0
PEORIA 170492888 | 0 |  |  | 0
OAKLAND J 1106circuit_breaker | 0 |  |  | 0
NAPA 1102942 | 0 |  |  | 0
OAKLAND J 1106CR330 | 0 |  |  | 0
NAPA 111048232 | 0 |  |  | 0
OAKLAND J 1116circuit_breaker | 0 |  |  | 0
RESEARCH 210263274 | 0 |  |  | 0
OAKLAND J 1117CR190 | 0 |  |  | 0
RESERVATION ROAD 11013026 | 0 |  |  | 0
OAKLAND J 1118CR198 | 0 |  |  | 0
RESERVATION ROAD 110222136 | 0 |  |  | 0
OAKLAND K 1101circuit_breaker | 0 |  |  | 0
RESERVATION ROAD 11023032 | 0 |  |  | 0
OAKLAND K 1101CR170 | 0 |  |  | 0
RIDGE 0401circuit_breaker | 0 |  |  | 0
ORLAND B 11032252 | 0 |  |  | 0
PASO ROBLES 1106R70 | 0 |  |  | 0
NAPA 11021360 | 0 |  |  | 0
PEORIA 170575274 | 0 |  |  | 0
MONTICELLO 1101circuit_breaker | 0 |  |  | 0
RINCON 1102644 | 0 |  |  | 0
OAKLAND K 1101CR172 | 0 |  |  | 0
RINCON 1103198 | 0 |  |  | 0
PEORIA 17013186 | 0 |  |  | 0
MEADOW LANE 210611184 | 0 |  |  | 0
PEORIA 170169124 | 0 |  |  | 0
MERCED 21029740 | 0 |  |  | 0
MONTE RIO 11131313 | 0 |  |  | 0
RINCON 1104326 | 0 |  |  | 0
MERCED 11149990 | 0 |  |  | 0
RIO DELL 1101circuit_breaker | 0 |  |  | 0
MORAGA 1103E510R | 0 |  |  | 0
OLEMA 110149756 | 0 |  |  | 0
PANORAMA 11023320 | 0 |  |  | 0
RIO DELL 11027124 | 0 |  |  | 0
ORINDA 04013442 |  | 0 |  | 0
PAUL SWEET 21025291 | 0 |  |  | 0
PANORAMA 1102circuit_breaker | 0 |  |  | 0
HARRIS 11082062 | 0 |  |  | 0
LOS GATOS 1107circuit_breaker | 0 |  |  | 0
HATTON 1102circuit_breaker | 0 |  |  | 0
HARRIS 11084674 | 0 |  |  | 0
LUCERNE 110676850 | 0 |  |  | 0
IGNACIO 1101circuit_breaker | 0 |  |  | 0
EMERALD LAKE 04028858 | 0 |  |  | 0
IGNACIO 1102circuit_breaker | 0 |  |  | 0
LOS GATOS 110160136 | 0 |  |  | 0
IGNACIO 1103circuit_breaker | 0 |  |  | 0
EL CERRITO G 1112circuit_breaker | 0 |  |  | 0
IGNACIO 11041290 | 0 |  |  | 0
DUNLAP 11027290 | 0 |  |  | 0
IGNACIO 1104450582 | 0 |  |  | 0
LAURELES 11122142 | 0 |  |  | 0
HARRIS 110866386 | 0 |  |  | 0
GREEN VALLEY 2102circuit_breaker | 0 |  |  | 0
FLORENCE 0401circuit_breaker | 0 |  |  | 0
GREEN VALLEY 21036661 | 0 |  |  | 0
FRENCH GULCH 1102circuit_breaker | 0 |  |  | 0
GREEN VALLEY 2103circuit_breaker | 0 |  |  | 0
HARRIS 11087920 | 0 |  |  | 0
LOS MOLINOS 1102circuit_breaker | 0 |  |  | 0
JACINTO 11012062 | 0 |  |  | 0
HICKS 1116LB16 | 0 |  |  | 0
JACINTO 11012460 | 0 |  |  | 0
MADISON 1105circuit_breaker | 0 |  |  | 0
JACINTO 11012608 | 0 |  |  | 0
EDES 1112CR308 | 0 |  |  | 0
JACINTO 110163962 | 0 |  |  | 0
HIGHLANDS 110439458 | 0 |  |  | 0
JACINTO 110194868 | 0 |  |  | 0
LAURELES 1112circuit_breaker | 0 |  |  | 0
JACINTO 1101circuit_breaker | 0 |  |  | 0
GREEN VALLEY 21016601 | 0 |  |  | 0
JACINTO 11022606 | 0 |  |  | 0
GREEN VALLEY 210312656 | 0 |  |  | 0
JACINTO 110237352 | 0 |  |  | 0
HICKS 1110circuit_breaker | 0 |  |  | 0
JACINTO 110245248 | 0 |  |  | 0
GREEN VALLEY 210395184 | 0 |  |  | 0
JACINTO 110247800 | 0 |  |  | 0
GREEN VALLEY 21039959 | 0 |  |  | 0
JACINTO 110264198 | 0 |  |  | 0
FAIRVIEW 2207M501R | 0 |  |  | 0
JACINTO 110285076 | 0 |  |  | 0
LOS MOLINOS 1101circuit_breaker | 0 |  |  | 0
JACINTO 110287210 | 0 |  |  | 0
LOS OSITOS 21037082 | 0 |  |  | 0
HAMILTON BRANCH 110137534 | 0 |  |  | 0
LOYOLA 1102LL12 | 0 |  |  | 0
HOLLISTER 2102circuit_breaker | 0 |  |  | 0
EMERALD LAKE 04028872 | 0 |  |  | 0
FOOTHILL 110299432 | 0 |  |  | 0
MADISON 110353322 | 0 |  |  | 0
ERTA 04045308 | 0 |  |  | 0
HICKS 2103LB50 | 0 |  |  | 0
HOLLISTER 210441808 | 0 |  |  | 0
HALF MOON BAY 11018940 | 0 |  |  | 0
JARVIS 1101MR210 | 0 |  |  | 0
HORSESHOE 110151538 | 0 |  |  | 0
JARVIS 1108MR368 | 0 |  |  | 0
MARIPOSA 2102241564 | 0 |  |  | 0
ERTA 04046633 | 0 |  |  | 0
HAMILTON BRANCH 110137436 | 0 |  |  | 0
ERTA 0404circuit_breaker | 0 |  |  | 0
LAURELES 1112438 | 0 |  |  | 0
EAST QUINCY 11011319 | 0 |  |  | 0
EDENVALE 2113circuit_breaker | 0 |  |  | 0
EAST QUINCY 11012452 | 0 |  |  | 0
GREEN VALLEY 21011645 | 0 |  |  | 0
HAMILTON BRANCH 11012082 | 0 |  |  | 0
GREEN VALLEY 210210260 | 0 |  |  | 0
EUREKA A 1107circuit_breaker | 0 |  |  | 0
GREEN VALLEY 210310932 | 0 |  |  | 0
EUREKA E 11017104 | 0 |  |  | 0
GREEN VALLEY 2103186292 | 0 |  |  | 0
ECHO SUMMIT 11012500 | 0 |  |  | 0
GANSNER 110199388 | 0 |  |  | 0
ECHO SUMMIT 1101344250 | 0 |  |  | 0
LLAGAS 2106XR146 | 0 |  |  | 0
ECHO SUMMIT 1101481660 | 0 |  |  | 0
LOGAN CREEK 21012406 | 0 |  |  | 0
GERBER 110185172 | 0 |  |  | 0
LOS COCHES 1101circuit_breaker | 0 |  |  | 0
EL NIDO 110441394 | 0 |  |  | 0
LOS GATOS 1101LB40 | 0 |  |  | 0
EL NIDO 1104circuit_breaker | 0 |  |  | 0
LOS GATOS 1106LA42 | 0 |  |  | 0
EL PATIO 1112circuit_breaker | 0 |  |  | 0
ELECTRA 1102circuit_breaker | 0 |  |  | 0
EL PATIO 1116circuit_breaker | 0 |  |  | 0
GREENBRAE 1103circuit_breaker | 0 |  |  | 0
HAMILTON A 11022210 | 0 |  |  | 0
LOS GATOS 1108LB86 | 0 |  |  | 0
EL PATIO 1117circuit_breaker | 0 |  |  | 0
LOS MOLINOS 11023302 | 0 |  |  | 0
HOLLISTER 21044403 | 0 |  |  | 0
HICKS 1116circuit_breaker | 0 |  |  | 0
HAMILTON BRANCH 11012436 | 0 |  |  | 0
EDENVALE 2113XR106 | 0 |  |  | 0
EUREKA E 1101circuit_breaker | 0 |  |  | 0
EL DORADO PH 210113362 | 0 |  |  | 0
HOLLISTER 210491424 | 0 |  |  | 0
ELK 11011300 | 0 |  |  | 0
EL PATIO 1118circuit_breaker | 0 |  |  | 0
FAIRVIEW 2207P148 | 0 |  |  | 0
GABILAN 11013722 | 0 |  |  | 0
HICKS 2101XR250 | 0 |  |  | 0
HARTLEY 110194178 | 0 |  |  | 0
MADISON 110320062 | 0 |  |  | 0
FORT BRAGG A 1101circuit_breaker | 0 |  |  | 0
MADISON 1103circuit_breaker | 0 |  |  | 0
FORT BRAGG A 11021226 | 0 |  |  | 0
HICKS 2103circuit_breaker | 0 |  |  | 0
ECHO SUMMIT 11018922 | 0 |  |  | 0
EDES 1112CR100 | 0 |  |  | 0
FORT BRAGG A 110233064 | 0 |  |  | 0
MADISON 2101circuit_breaker | 0 |  |  | 0
EDENVALE 1101XR184 | 0 |  |  | 0
HICKS 2103XR248 | 0 |  |  | 0
HAMILTON BRANCH 110153192 | 0 |  |  | 0
HALF MOON BAY 1102circuit_breaker | 0 |  |  | 0
HOLLISTER 21054724 | 0 |  |  | 0
FRANKLIN 1104circuit_breaker | 0 |  |  | 0
EUREKA E 110429676 | 0 |  |  | 0
HALF MOON BAY 11038894 | 0 |  |  | 0
FORT BRAGG A 1102circuit_breaker | 0 |  |  | 0
HALF MOON BAY 1103circuit_breaker | 0 |  |  | 0
EUREKA E 110435934 | 0 |  |  | 0
EDES 1112CR312 | 0 |  |  | 0
EUREKA E 110498682 | 0 |  |  | 0
MARTELL 110198374 |  | 0 |  | 0
FORT BRAGG A 110436526 | 0 |  |  | 0
LAURELES 11122768 | 0 |  |  | 0
KERN OIL 11063301 |  | 0 |  | 0
LAURELES 111268454 | 0 |  |  | 0
KERN OIL 110646960 | 0 |  |  | 0
EDENVALE 2107XR336 | 0 |  |  | 0
HIGHLANDS 110448262 | 0 |  |  | 0
HATTON 110240465 | 0 |  |  | 0
FORT BRAGG A 1104circuit_breaker | 0 |  |  | 0
HIGHLANDS 110487040 | 0 |  |  | 0
HALSEY 11026129 | 0 |  |  | 0
FAIRMOUNT 0401circuit_breaker | 0 |  |  | 0
FORT ORD 210633694 | 0 |  |  | 0
GANSNER 110152664 | 0 |  |  | 0
EEL RIVER 1103circuit_breaker | 0 |  |  | 0
GREEN VALLEY 210211036 | 0 |  |  | 0
HARTLEY 1102824 | 0 |  |  | 0
GREEN VALLEY 210310438 | 0 |  |  | 0
EUREKA E 1104circuit_breaker | 0 |  |  | 0
GREEN VALLEY 210312654 | 0 |  |  | 0
HOLLYWOOD 0401circuit_breaker | 0 |  |  | 0
HATTON 1102648928 | 0 |  |  | 0
EL CAPITAN 11049610 | 0 |  |  | 0
GREEN VALLEY 21034929 | 0 |  |  | 0
GOLDTREE 1107circuit_breaker | 0 |  |  | 0
LLAGAS 21011451 | 0 |  |  | 0
FORT ORD 210637286 | 0 |  |  | 0
HICKS 1108circuit_breaker | 0 |  |  | 0
GONZALES 11013094 | 0 |  |  | 0
HICKS 1110XR308 | 0 |  |  | 0
GONZALES 11033096 | 0 |  |  | 0
GREEN VALLEY 21035140 | 0 |  |  | 0
GONZALES 110422418 | 0 |  |  | 0
GREEN VALLEY 2103938286 | 0 |  |  | 0
GONZALES 110422420 | 0 |  |  | 0
LOGAN CREEK 21012430 | 0 |  |  | 0
GONZALES 110436982 | 0 |  |  | 0
GREEN VALLEY 210397492 | 0 |  |  | 0
FORT ORD 21069136 | 0 |  |  | 0
LOS GATOS 110160052 | 0 |  |  | 0
FORT ORD 21069138 | 0 |  |  | 0
LOS GATOS 1101circuit_breaker | 0 |  |  | 0
KONOCTI 11084037 | 0 |  |  | 0
LOS GATOS 1102circuit_breaker | 0 |  |  | 0
KONOCTI 11084039 | 0 |  |  | 0
LOS GATOS 1106circuit_breaker | 0 |  |  | 0
KONOCTI 11084041 | 0 |  |  | 0
LOS GATOS 1106LA46 | 0 |  |  | 0
HATTON 11012026 | 0 |  |  | 0
GREENBRAE 11021254 | 0 |  |  | 0
HATTON 110137088 | 0 |  |  | 0
GREENBRAE 11037315 | 0 |  |  | 0
EUREKA E 1105circuit_breaker | 0 |  |  | 0
EL CERRITO G 1112BR180 | 0 |  |  | 0
GRASS VALLEY 1101circuit_breaker | 0 |  |  | 0
GREENBRAE 1104751 | 0 |  |  | 0
LAKEVILLE 1102530 | 0 |  |  | 0
HICKS 111660050 | 0 |  |  | 0
GRASS VALLEY 1102circuit_breaker | 0 |  |  | 0
HIGHLANDS 1102556 | 0 |  |  | 0
LAKEWOOD 1102circuit_breaker | 0 |  |  | 0
LOS MOLINOS 11022681 | 0 |  |  | 0
LAKEWOOD 1104circuit_breaker | 0 |  |  | 0
LOS MOLINOS 110235730 | 0 |  |  | 0
GABILAN 1101447724 | 0 |  |  | 0
LOS OSITOS 21027470 | 0 |  |  | 0
EVERGREEN 2105XR170 | 0 |  |  | 0
FAIRVIEW 2207P142 | 0 |  |  | 0
LAKEWOOD 210964992 | 0 |  |  | 0
LOS OSITOS 21037468 | 0 |  |  | 0
LAKEWOOD 211021345 | 0 |  |  | 0
GUALALA 1111402866 | 0 |  |  | 0
LAKEWOOD 211090650 | 0 |  |  | 0
GUALALA 1111498 | 0 |  |  | 0
LAKEWOOD 211093966 | 0 |  |  | 0
GUALALA 1111circuit_breaker | 0 |  |  | 0
LAKEWOOD 211094814 | 0 |  |  | 0
EDES 1112circuit_breaker | 0 |  |  | 0
LAKEWOOD 2110circuit_breaker | 0 |  |  | 0
GUALALA 11124431 | 0 |  |  | 0
LAKEWOOD 2110D578R | 0 |  |  | 0
FITCH MOUNTAIN 1113444 | 0 |  |  | 0
LAKEWOOD 2110W520R | 0 |  |  | 0
HIGHLANDS 1104circuit_breaker | 0 |  |  | 0
LAKEWOOD 2224568670 | 0 |  |  | 0
FAIRVIEW 2207P304 | 0 |  |  | 0
LAKEWOOD 222475242 | 0 |  |  | 0
HAMILTON BRANCH 110118205 | 0 |  |  | 0
LAKEWOOD 2224circuit_breaker | 0 |  |  | 0
DUNLAP 11037170 | 0 |  |  | 0
LAKEWOOD 2224W544R | 0 |  |  | 0
MADISON 110323452 | 0 |  |  | 0
HAMILTON BRANCH 110187784 | 0 |  |  | 0
MADISON 11038822 | 0 |  |  | 0
GABILAN 1102circuit_breaker | 0 |  |  | 0
HOPLAND 1101circuit_breaker | 0 |  |  | 0
MARTELL 110292172 | 0 |  |  | 0
HAMILTON BRANCH 11013049 | 0 |  |  | 0
GABILAN 11013034 | 0 |  |  | 0
HALF MOON BAY 110148868 | 0 |  |  | 0
LAS GALLINAS A 11041220 | 0 |  |  | 0
MADISON 210134164 | 0 |  |  | 0
LAS GALLINAS A 1104304 | 0 |  |  | 0
MADISON 210144634 | 0 |  |  | 0
LAS GALLINAS A 11051218 | 0 |  |  | 0
FLINT 110140666 | 0 |  |  | 0
FORT ORD 210736596 | 0 |  |  | 0
MAPLE 0401circuit_breaker | 0 |  |  | 0
HATTON 11022010 | 0 |  |  | 0
EDES 1112CR282 | 0 |  |  | 0
EDENVALE 2106XR240 | 0 |  |  | 0
HALF MOON BAY 110265568 | 0 |  |  | 0
EDENVALE 2107circuit_breaker | 0 |  |  | 0
HALF MOON BAY 11028910 | 0 |  |  | 0
LAS GALLINAS A 1107554 | 0 |  |  | 0
FULTON 1105142 | 0 |  |  | 0
HATTON 11022070 | 0 |  |  | 0
FRANKLIN 1101P138 | 0 |  |  | 0
EL CERRITO G 1111circuit_breaker | 0 |  |  | 0
FRANKLIN 1104P136 | 0 |  |  | 0
LAS PULGAS 0401circuit_breaker | 0 |  |  | 0
HICKS 2105circuit_breaker | 0 |  |  | 0
LAURELES 111110141 | 0 |  |  | 0
HICKS 2105XR174 | 0 |  |  | 0
LAURELES 11112020 | 0 |  |  | 0
FROGTOWN 170274648 | 0 |  |  | 0
LAURELES 11112028 | 0 |  |  | 0
FREMONT 1104MR707 | 0 |  |  | 0
EL CERRITO G 1112BR178 | 0 |  |  | 0
FLINT 1101circuit_breaker | 0 |  |  | 0
LAURELES 11116421 | 0 |  |  | 0
HIGGINS 11032194 | 0 |  |  | 0
LAURELES 11116617 | 0 |  |  | 0
HUMBOLDT BAY 11027598 | 0 |  |  | 0
LAURELES 111184523 | 0 |  |  | 0
HOLLISTER 21024908 | 0 |  |  | 0
LAURELES 1111circuit_breaker | 0 |  |  | 0
EL CERRITO G 1105BR194 | 0 |  |  | 0
LAS AROMAS 04013342 | 0 |  |  | 0
LAS AROMAS 0401LA401R | 0 |  |  | 0
LAKEWOOD 210738404 | 0 |  |  | 0
LAKEWOOD 210769586 | 0 |  |  | 0
DEL MONTE 21022650 | 0 |  |  | 0
ARVIN 110194892 | 0 |  |  | 0
CAMP EVERS 2104circuit_breaker | 0 |  |  | 0
AUBURN 11028611 | 0 |  |  | 0
COALINGA NO 1 1107circuit_breaker | 0 |  |  | 0
BRUNSWICK 110750008 | 0 |  |  | 0
DEL MONTE 21049500 |  | 0 |  | 0
BELLEVUE 1102839 | 0 |  |  | 0
DIVIDE 1102circuit_breaker | 0 |  |  | 0
CORNING 110135974 | 0 |  |  | 0
CASTRO VALLEY 1104MR236 | 0 |  |  | 0
BELLEVUE 1104564 | 0 |  |  | 0
DAIRYVILLE 1101147562 | 0 |  |  | 0
ALMADEN 111149970 | 0 |  |  | 0
DEL MONTE 21042032 | 0 |  |  | 0
ALMADEN 1111circuit_breaker | 0 |  |  | 0
CABRILLO 1103circuit_breaker | 0 |  |  | 0
CORNING 110185162 | 0 |  |  | 0
3034 | 0 |  |  | 0
CALISTOGA 110266730 | 0 |  |  | 0
DIXON 1103circuit_breaker | 0 |  |  | 0
CR242 | 0 |  |  | 0
BIG MEADOWS 21012246 | 0 |  |  | 0
BELMONT 110347804 | 0 |  |  | 0
CAMP EVERS 21035402 | 0 |  |  | 0
BRUNSWICK 111094368 | 0 |  |  | 0
CURTIS 17058170 | 0 |  |  | 0
BIG MEADOWS 2101439 | 0 |  |  | 0
COALINGA NO 2 11059260 | 0 |  |  | 0
CORONA 11034446 | 0 |  |  | 0
DEL MONTE 210332886 | 0 |  |  | 0
CHESTER 11022564 | 0 |  |  | 0
COALINGA NO 2 1107circuit_breaker | 0 |  |  | 0
CHESTER 1102circuit_breaker | 0 |  |  | 0
ALTO 11251158 | 0 |  |  | 0
CHOLAME 1101R22 | 0 |  |  | 0
BAY MEADOWS 210257886 | 0 |  |  | 0
CHOLAME 21025597 | 0 |  |  | 0
CASTROVILLE 210436922 | 0 |  |  | 0
CORRAL 110175204 | 0 |  |  | 0
DIAMOND SPRINGS 110740353 | 0 |  |  | 0
BRUNSWICK 111095576 |  | 0 |  | 0
DIXON 11035932 | 0 |  |  | 0
CHOLAME 2102X10 | 0 |  |  | 0
ALHAMBRA 1105circuit_breaker | 0 |  |  | 0
CHOWCHILLA 11045980 | 0 |  |  | 0
ANITA 11062496 | 0 |  |  | 0
CHOWCHILLA 110483552 | 0 |  |  | 0
CASTRO VALLEY 1104MR201 | 0 |  |  | 0
BUENA VISTA 1102555392 | 0 |  |  | 0
CASTRO VALLEY 1106MR205 |  | 0 |  | 0
ANTLER 1101circuit_breaker | 0 |  |  | 0
COALINGA NO 1 1106circuit_breaker | 0 |  |  | 0
BIG RIVER 11015065 | 0 |  |  | 0
COALINGA NO 1 11099270 | 0 |  |  | 0
133220 | 0 |  |  | 0
COALINGA NO 2 110541882 | 0 |  |  | 0
BELMONT 11038956 | 0 |  |  | 0
COALINGA NO 2 110541954 | 0 |  |  | 0
BRUNSWICK 1110circuit_breaker | 0 |  |  | 0
DEL MONTE 110138582 | 0 |  |  | 0
BRYANT 0402circuit_breaker | 0 |  |  | 0
DEL MONTE 21032000 | 0 |  |  | 0
BELMONT 11038958 | 0 |  |  | 0
DEL MONTE 210386496 | 0 |  |  | 0
BELMONT 111039182 | 0 |  |  | 0
DEL MONTE 21042760 |  | 0 |  | 0
BELMONT 11103975 | 0 |  |  | 0
DEL MONTE 210448004 | 0 |  |  | 0
AUBURN 1101circuit_breaker | 0 |  |  | 0
CASTRO VALLEY 1108circuit_breaker | 0 |  |  | 0
BELMONT 11109088 | 0 |  |  | 0
CAMP EVERS 21035753 | 0 |  |  | 0
BELMONT 11109090 | 0 |  |  | 0
BRUNSWICK 110378862 | 0 |  |  | 0
COTATI 1102circuit_breaker | 0 |  |  | 0
CASTRO VALLEY 1109circuit_breaker | 0 |  |  | 0
CAMP EVERS 210611006 | 0 |  |  | 0
BIG BASIN 11026219 | 0 |  |  | 0
BANCROFT 0401circuit_breaker | 0 |  |  | 0
ALMADEN 1110XR408 | 0 |  |  | 0
COTATI 1103310 | 0 |  |  | 0
ANNAPOLIS 1101circuit_breaker | 0 |  |  | 0
BURNEY 110245984 | 0 |  |  | 0
DIVIDE 1101circuit_breaker | 0 |  |  | 0
BIG RIVER 1101circuit_breaker | 0 |  |  | 0
DIXON 110212352 | 0 |  |  | 0
ALMADEN 1111XR120 | 0 |  |  | 0
DIXON 11038782 | 0 |  |  | 0
BOGARD 1101circuit_breaker | 0 |  |  | 0
DIXON 11056232 | 0 |  |  | 0
CLARKSVILLE 2105circuit_breaker | 0 |  |  | 0
ALMADEN 111149936 | 0 |  |  | 0
BEAR VALLEY 2105circuit_breaker | 0 |  |  | 0
DOLAN ROAD 110122158 | 0 |  |  | 0
COTATI 110494186 | 0 |  |  | 0
DUNBAR 110113481 | 0 |  |  | 0
30010 | 0 |  |  | 0
ALTO 1123circuit_breaker | 0 |  |  | 0
COTATI 11052121 | 0 |  |  | 0
ATWATER 11027160 | 0 |  |  | 0
BRUNSWICK 110765574 | 0 |  |  | 0
AUBURN 1102circuit_breaker | 0 |  |  | 0
BOLINAS 11011064 | 0 |  |  | 0
CURTIS 17046060 | 0 |  |  | 0
BURNEY 110297318 | 0 |  |  | 0
CASTRO VALLEY 1106MR578 | 0 |  |  | 0
CAMBRIA 1101circuit_breaker | 0 |  |  | 0
ATWATER 11064570 | 0 |  |  | 0
ALMADEN 1101circuit_breaker | 0 |  |  | 0
COALINGA NO 1 11099210 | 0 |  |  | 0
COTATI 11058459 | 0 |  |  | 0
COALINGA NO 1 11099870 | 0 |  |  | 0
COTATI 1105893 | 0 |  |  | 0
COALINGA NO 1 1109circuit_breaker | 0 |  |  | 0
CLAY 110184572 | 0 |  |  | 0
CUYAMA 1103622728 | 0 |  |  | 0
CLAY 1101circuit_breaker | 0 |  |  | 0
DAVIS 110712822 | 0 |  |  | 0
CLAY 1102circuit_breaker | 0 |  |  | 0
COALINGA NO 2 11059000 | 0 |  |  | 0
BOLINAS 110146152 | 0 |  |  | 0
DEL MONTE 110138576 | 0 |  |  | 0
BELL 1107circuit_breaker | 0 |  |  | 0
DEL MONTE 110172040 | 0 |  |  | 0
BOLINAS 1101528 | 0 |  |  | 0
DEL MONTE 21029060 | 0 |  |  | 0
318 | 0 |  |  | 0
DEL MONTE 21032654 | 0 |  |  | 0
BURNEY 1102circuit_breaker | 0 |  |  | 0
DEL MONTE 210342226 | 0 |  |  | 0
BANCROFT 0402circuit_breaker | 0 |  |  | 0
DEL MONTE 2103circuit_breaker | 0 |  |  | 0
ALMADEN 1102722120 | 0 |  |  | 0
COALINGA NO 2 1105circuit_breaker | 0 |  |  | 0
5060 | 0 |  |  | 0
DEL MONTE 21042762 |  | 0 |  | 0
CAMP EVERS 210694770 | 0 |  |  | 0
CAMP EVERS 21035404 | 0 |  |  | 0
COTTONWOOD 110331548 | 0 |  |  | 0
DEL MONTE 21049096 | 0 |  |  | 0
COTTONWOOD 110335470 | 0 |  |  | 0
ALTO 1124circuit_breaker | 0 |  |  | 0
CAMP EVERS 2106circuit_breaker | 0 |  |  | 0
CAMP EVERS 210355638 | 0 |  |  | 0
COTTONWOOD 1103circuit_breaker | 0 |  |  | 0
BRUNSWICK 1102940 | 0 |  |  | 0
CAMPHORA 110177978 | 0 |  |  | 0
ALTO 1120500 | 0 |  |  | 0
CLAYTON 1104C550R | 0 |  |  | 0
84764 | 0 |  |  | 0
ALPINE 1101circuit_breaker | 0 |  |  | 0
CASTRO VALLEY 1108MR379 |  | 0 |  | 0
BERESFORD 04039154 | 0 |  |  | 0
86032 | 0 |  |  | 0
BERESFORD 0403circuit_breaker | 0 |  |  | 0
ALTO 112088190 | 0 |  |  | 0
CAMBRIA 1102W50 | 0 |  |  | 0
CASTROVILLE 2103791564 | 0 |  |  | 0
BERKELEY F 0402circuit_breaker | 0 |  |  | 0
CASTROVILLE 210422428 | 0 |  |  | 0
BRENTWOOD 21056512 | 0 |  |  | 0
BELL 110880680 | 0 |  |  | 0
CAMP EVERS 210310946 | 0 |  |  | 0
908 | 0 |  |  | 0
BANGOR 1101478754 | 0 |  |  | 0
BUELLTON 1101circuit_breaker | 0 |  |  | 0
CURTIS 170190120 | 0 |  |  | 0
DIAMOND SPRINGS 1106circuit_breaker | 0 |  |  | 0
CURTIS 17019230 | 0 |  |  | 0
ARCATA 112233060 | 0 |  |  | 0
BASALT 1106circuit_breaker | 0 |  |  | 0
DIVIDE 1101M78 | 0 |  |  | 0
CURTIS 170210940 | 0 |  |  | 0
BEAR VALLEY 210110019 | 0 |  |  | 0
CURTIS 170234426 | 0 |  |  | 0
DIXON 110315137 | 0 |  |  | 0
BERKELEY F 1103BR110 | 0 |  |  | 0
DIXON 11038202 | 0 |  |  | 0
CLAYTON 2216circuit_breaker | 0 |  |  | 0
DIXON 11039732 | 0 |  |  | 0
ALMADEN 1102815266 | 0 |  |  | 0
DIXON 1104circuit_breaker | 0 |  |  | 0
BERKELEY F 1105BR100 | 0 |  |  | 0
DIXON 1106533554 | 0 |  |  | 0
CARMEL 0405circuit_breaker | 0 |  |  | 0
ALTO 1122circuit_breaker | 0 |  |  | 0
CLEAR LAKE 110192870 | 0 |  |  | 0
ALHAMBRA 1102circuit_breaker | 0 |  |  | 0
ATASCADERO 1103A80 | 0 |  |  | 0
DOBBINS 1101circuit_breaker | 0 |  |  | 0
CAROLANDS 04049024 | 0 |  |  | 0
DOLAN ROAD 11013012 | 0 |  |  | 0
CAROLANDS 04049026 | 0 |  |  | 0
COAST RD 04015134 | 0 |  |  | 0
CASTRO VALLEY 1101MR204 | 0 |  |  | 0
BIG MEADOWS 21012016 | 0 |  |  | 0
CASTRO VALLEY 1101MR248 | 0 |  |  | 0
BRUNSWICK 110633050 | 0 |  |  | 0
CASTRO VALLEY 1101MR359 | 0 |  |  | 0
BELL 111050182 | 0 |  |  | 0
CASTRO VALLEY 1101MR518 | 0 |  |  | 0
Grand Total | 10996.501 | 4429.564 | 0.246 | 15426.311